|  | CAREFUSION | ALARIS 8100 | MODULE, INFUSION PUMP |  | SPD | Kelemen |  |  | 02/21/2019 |  | 2/21/29 |  |  | NO | YES |  |  |  |  | CAREFUSION 11136604 15262905 |  |  | Active |  | 99:99:99:99:99:99 |  | High Risk | 1Y:00-MFG | 02/21/2019 | 02/21/2019 | COOPER UNIVERSITY HOSPITAL |  |  | Moves | WOT00000001466995 | David Frye | Performance Verification | Completed |  | 02/21/2019 | 02/21/2019 | Performance Verification for CAREFUSION 11136604 15262905 | Initial Install of Performance Verification. Device is ready for patient use. |  |  | 02/21/2019 | 02/21/2019
|  | CAREFUSION | ALARIS 8100 | MODULE, INFUSION PUMP |  | SPD | Pavilion |  |  | 01/16/2019 |  | 1/16/29 |  |  | NO | YES |  |  |  |  | CAREFUSION 11136603 15262907 |  |  | Active |  | 99:99:99:99:99:99 |  | High Risk | 1Y:00-MFG | 01/16/2019 | 01/16/2019 | COOPER UNIVERSITY HOSPITAL |  |  | Moves | WOT00000001466999 | David Frye | Performance Verification | Completed |  | 01/16/2019 | 01/16/2019 | Performance Verification for CAREFUSION 11136603 15262907 | Initial Install of Performance Verification. Device is ready for patient use. |  |  | 01/16/2019 | 01/16/2019
|  | CAREFUSION | ALARIS 8100 | MODULE, INFUSION PUMP |  | SPD | Kelemen |  |  | 01/17/2019 |  | 1/17/29 |  |  | NO | YES |  |  |  |  | CAREFUSION 11136600 15257912 |  |  | Active |  | 99:99:99:99:99:99 |  | High Risk | 1Y:00-MFG | 01/17/2019 | 01/17/2019 | COOPER UNIVERSITY HOSPITAL |  |  | Moves | WOT00000001466876 | David Frye | Performance Verification | Completed |  | 01/17/2019 | 01/17/2019 | Performance Verification for CAREFUSION 11136600 15257912 | Initial Install of Performance Verification. Device is ready for patient use. |  |  | 01/17/2019 | 01/17/2019
|  | CAREFUSION | ALARIS 8100 | MODULE, INFUSION PUMP |  | SPD | Pavilion |  |  | 02/04/2019 |  | 2/4/29 |  |  | NO | YES |  |  |  |  | CAREFUSION 11136601 15263256 |  |  | Active |  | 99:99:99:99:99:99 |  | High Risk | 1Y:00-MFG | 02/04/2019 | 02/04/2019 | COOPER UNIVERSITY HOSPITAL |  |  | Moves | WOT00000001466932 | David Frye | Performance Verification | Completed |  | 02/04/2019 | 02/04/2019 | Performance Verification for CAREFUSION 11136601 15263256 | Initial Install of Performance Verification. Device is ready for patient use. |  |  | 02/04/2019 | 02/04/2019
|  | CAREFUSION | ALARIS 8100 | MODULE, INFUSION PUMP |  | SPD | Pavilion |  |  | 02/11/2019 |  | 2/11/29 |  |  | NO | YES |  |  |  |  | CAREFUSION 11136599 15263171 |  |  | Active | dup11136599 | 99:99:99:99:99:99 |  | High Risk | 1Y:00-MFG | 02/11/2019 | 02/11/2019 | COOPER UNIVERSITY HOSPITAL |  |  | Moves | WOT00000001467742 | David Frye | Performance Verification | Completed |  | 02/11/2019 | 02/11/2019 | Performance Verification for CAREFUSION 11136599 15263171 | Initial Install of Performance Verification. Device is ready for patient use. |  |  | 02/11/2019 | 02/11/2019
|  | CAREFUSION | ALARIS 8100 | MODULE, INFUSION PUMP |  | SPD | Kelemen |  |  | 01/16/2019 |  | 1/16/29 |  |  | NO | YES |  |  |  |  | CAREFUSION 11136598 15258627 |  |  | Active |  | 99:99:99:99:99:99 |  | High Risk | 1Y:00-MFG | 01/16/2019 | 01/16/2019 | COOPER UNIVERSITY HOSPITAL |  |  | Moves | WOT00000001467273 | David Frye | Performance Verification | Completed |  | 01/16/2019 | 01/16/2019 | Performance Verification for CAREFUSION 11136598 15258627 | Initial Install of Performance Verification. Device is ready for patient use. |  |  | 01/16/2019 | 01/16/2019
|  | CAREFUSION | ALARIS 8100 | MODULE, INFUSION PUMP |  | SPD | Kelemen |  |  | 01/23/2019 |  | 1/23/29 |  |  | NO | YES |  |  |  |  | CAREFUSION 11136593 15263137 |  |  | Active |  | 99:99:99:99:99:99 |  | High Risk | 1Y:00-MFG | 01/23/2019 | 01/23/2019 | COOPER UNIVERSITY HOSPITAL |  |  | Moves | WOT00000001467729 | David Frye | Performance Verification | Completed |  | 01/23/2019 | 01/23/2019 | Performance Verification for CAREFUSION 11136593 15263137 | Initial Install of Performance Verification. Device is ready for patient use. |  |  | 01/23/2019 | 01/23/2019
|  | CAREFUSION | ALARIS 8100 | MODULE, INFUSION PUMP |  | SPD | Kelemen |  |  | 01/15/2019 |  | 1/15/29 |  |  | NO | YES |  |  |  |  | CAREFUSION 11136594 15261660 |  |  | Active |  | 99:99:99:99:99:99 |  | High Risk | 1Y:00-MFG | 01/15/2019 | 01/15/2019 | COOPER UNIVERSITY HOSPITAL |  |  | Moves | WOT00000001468831 | David Frye | Performance Verification | Completed |  | 01/15/2019 | 01/15/2019 | Performance Verification for CAREFUSION 11136594 15261660 | Initial Install of Performance Verification. Device is ready for patient use. |  |  | 01/15/2019 | 01/15/2019
|  | CAREFUSION | ALARIS 8100 | MODULE, INFUSION PUMP |  | SPD | Kelemen |  |  | 02/11/2019 |  | 2/11/29 |  |  | NO | YES |  |  |  |  | CAREFUSION 11136596 15261469 |  |  | Active |  | 99:99:99:99:99:99 |  | High Risk | 1Y:00-MFG | 02/11/2019 | 02/11/2019 | COOPER UNIVERSITY HOSPITAL |  |  | Moves | WOT00000001468699 | David Frye | Performance Verification | Completed |  | 02/11/2019 | 02/11/2019 | Performance Verification for CAREFUSION 11136596 15261469 | Initial Install of Performance Verification. Device is ready for patient use. |  |  | 02/11/2019 | 02/11/2019
|  | CAREFUSION | ALARIS 8100 | MODULE, INFUSION PUMP |  | SPD | Kelemen |  |  | 01/14/2019 |  | 1/14/29 |  |  | NO | YES |  |  |  |  | CAREFUSION 11136595 15261643 |  |  | Active |  | 99:99:99:99:99:99 |  | High Risk | 1Y:00-MFG | 01/14/2019 | 01/14/2019 | COOPER UNIVERSITY HOSPITAL |  |  | Moves | WOT00000001468811 | David Frye | Performance Verification | Completed |  | 01/14/2019 | 01/14/2019 | Performance Verification for CAREFUSION 11136595 15261643 | Initial Install of Performance Verification. Device is ready for patient use. |  |  | 01/14/2019 | 01/14/2019
|  | CAREFUSION | ALARIS 8100 | MODULE, INFUSION PUMP |  | SPD | Kelemen |  |  | 02/05/2019 |  | 2/5/29 |  |  | NO | YES |  |  |  |  | CAREFUSION 11136592 15261082 |  |  | Active |  | 99:99:99:99:99:99 |  | High Risk | 1Y:00-MFG | 02/05/2019 | 02/05/2019 | COOPER UNIVERSITY HOSPITAL |  |  | Moves | WOT00000001468441 | David Frye | Performance Verification | Completed |  | 02/05/2019 | 02/05/2019 | Performance Verification for CAREFUSION 11136592 15261082 | Initial Install of Performance Verification. Device is ready for patient use. |  |  | 02/05/2019 | 02/05/2019
|  | CAREFUSION | ALARIS 8100 | MODULE, INFUSION PUMP |  | SPD | Kelemen |  |  | 01/09/2019 |  | 1/9/29 |  |  | NO | YES |  |  |  |  | CAREFUSION 11136591 15260430 |  |  | Active |  | 99:99:99:99:99:99 |  | High Risk | 1Y:00-MFG | 01/09/2019 | 01/09/2019 | COOPER UNIVERSITY HOSPITAL |  |  | Moves | WOT00000001468930 | David Frye | Performance Verification | Completed |  | 01/09/2019 | 01/09/2019 | Performance Verification for CAREFUSION 11136591 15260430 | Initial Install of Performance Verification. Device is ready for patient use. |  |  | 01/09/2019 | 01/09/2019
|  | CAREFUSION | ALARIS 8100 | MODULE, INFUSION PUMP |  | SPD | Kelemen |  |  | 01/04/2019 |  | 1/4/29 |  |  | NO | YES |  |  |  |  | CAREFUSION 11136589 15263240 |  |  | Active |  | 99:99:99:99:99:99 |  | High Risk | 1Y:00-MFG | 01/04/2019 | 01/04/2019 | COOPER UNIVERSITY HOSPITAL |  |  | Moves | WOT00000001466924 | David Frye | Performance Verification | Completed |  | 01/04/2019 | 01/04/2019 | Performance Verification for CAREFUSION 11136589 15263240 | Initial Install of Performance Verification. Device is ready for patient use. |  |  | 01/04/2019 | 01/04/2019
|  | CAREFUSION | ALARIS 8100 | MODULE, INFUSION PUMP |  | SPD | Pavilion |  |  | 01/31/2019 |  | 1/31/29 |  |  | NO | YES |  |  |  |  | CAREFUSION 11136588 15258625 |  |  | Active |  | 99:99:99:99:99:99 |  | High Risk | 1Y:00-MFG | 01/31/2019 | 01/31/2019 | COOPER UNIVERSITY HOSPITAL |  |  | Moves | WOT00000001467271 | David Frye | Performance Verification | Completed |  | 01/31/2019 | 01/31/2019 | Performance Verification for CAREFUSION 11136588 15258625 | Initial Install of Performance Verification. Device is ready for patient use. |  |  | 01/31/2019 | 01/31/2019
|  | CAREFUSION | ALARIS 8100 | MODULE, INFUSION PUMP |  | SPD | Kelemen |  |  | 02/04/2019 |  | 2/4/29 |  |  | NO | YES |  |  |  |  | CAREFUSION 11136587 15257913 |  |  | Active |  | 99:99:99:99:99:99 |  | High Risk | 1Y:00-MFG | 02/04/2019 | 02/04/2019 | COOPER UNIVERSITY HOSPITAL |  |  | Moves | WOT00000001466878 | David Frye | Performance Verification | Completed |  | 02/04/2019 | 02/04/2019 | Performance Verification for CAREFUSION 11136587 15257913 | Initial Install of Performance Verification. Device is ready for patient use. |  |  | 02/04/2019 | 02/04/2019
|  | CAREFUSION | ALARIS 8100 | MODULE, INFUSION PUMP |  | SPD | Pavilion |  |  | 02/04/2019 |  | 2/4/29 |  |  | NO | YES |  |  |  |  | CAREFUSION 11136586 15263121 |  |  | Active |  | 99:99:99:99:99:99 |  | High Risk | 1Y:00-MFG | 02/04/2019 | 02/04/2019 | COOPER UNIVERSITY HOSPITAL |  |  | Moves | WOT00000001468621 | David Frye | Performance Verification | Completed |  | 02/04/2019 | 02/04/2019 | Performance Verification for CAREFUSION 11136586 15263121 | Initial Install of Performance Verification. Device is ready for patient use. |  |  | 02/04/2019 | 02/04/2019
|  | CAREFUSION | ALARIS 8100 | MODULE, INFUSION PUMP |  | SPD | Pavilion |  |  | 01/09/2019 |  | 1/9/29 |  |  | NO | YES |  |  |  |  | CAREFUSION 11136584 15263236 |  |  | Active |  | 99:99:99:99:99:99 |  | High Risk | 1Y:00-MFG | 01/09/2019 | 01/09/2019 | COOPER UNIVERSITY HOSPITAL |  |  | Moves | WOT00000001467766 | David Frye | Performance Verification | Completed |  | 01/09/2019 | 01/09/2019 | Performance Verification for CAREFUSION 11136584 15263236 | Initial Install of Performance Verification. Device is ready for patient use. |  |  | 01/09/2019 | 01/09/2019
|  | CAREFUSION | ALARIS 8100 | MODULE, INFUSION PUMP |  | SPD | Pavilion |  |  | 01/08/2019 |  | 1/8/29 |  |  | NO | YES |  |  |  |  | CAREFUSION 11136585 15263257 |  |  | Active |  | 99:99:99:99:99:99 |  | High Risk | 1Y:00-MFG | 01/08/2019 | 01/08/2019 | COOPER UNIVERSITY HOSPITAL |  |  | Moves | WOT00000001466934 | David Frye | Performance Verification | Completed |  | 01/08/2019 | 01/08/2019 | Performance Verification for CAREFUSION 11136585 15263257 | Initial Install of Performance Verification. Device is ready for patient use. |  |  | 01/08/2019 | 01/08/2019
|  | CAREFUSION | ALARIS 8100 | MODULE, INFUSION PUMP |  | SPD | Kelemen |  |  | 01/23/2019 |  | 1/23/29 |  |  | NO | YES |  |  |  |  | CAREFUSION 11136583 15263114 |  |  | Active |  | 99:99:99:99:99:99 |  | High Risk | 1Y:00-MFG | 01/23/2019 | 01/23/2019 | COOPER UNIVERSITY HOSPITAL |  |  | Moves | WOT00000001469530 | David Frye | Performance Verification | Completed |  | 01/23/2019 | 01/23/2019 | Performance Verification for CAREFUSION 11136583 15263114 | Initial Install of Performance Verification. Device is ready for patient use. |  |  | 01/23/2019 | 01/23/2019
|  | CAREFUSION | ALARIS 8100 | MODULE, INFUSION PUMP |  | SPD | Pavilion |  |  | 01/22/2019 |  | 1/22/29 |  |  | NO | YES |  |  |  |  | CAREFUSION 11136582 15263223 |  |  | Active |  | 99:99:99:99:99:99 |  | High Risk | 1Y:00-MFG | 01/22/2019 | 01/22/2019 | COOPER UNIVERSITY HOSPITAL |  |  | Moves | WOT00000001467761 | David Frye | Performance Verification | Completed |  | 01/22/2019 | 01/22/2019 | Performance Verification for CAREFUSION 11136582 15263223 | Initial Install of Performance Verification. Device is ready for patient use. |  |  | 01/22/2019 | 01/22/2019
|  | CAREFUSION | ALARIS 8100 | MODULE, INFUSION PUMP |  | SPD | Pavilion |  |  | 01/07/2019 |  | 1/7/29 |  |  | NO | YES |  |  |  |  | CAREFUSION 11136581 15260177 |  |  | Active |  | 99:99:99:99:99:99 |  | High Risk | 1Y:00-MFG | 01/07/2019 | 01/07/2019 | COOPER UNIVERSITY HOSPITAL |  |  | Moves | WOT00000001468926 | David Frye | Performance Verification | Completed |  | 01/07/2019 | 01/07/2019 | Performance Verification for CAREFUSION 11136581 15260177 | Initial Install of Performance Verification. Device is ready for patient use. |  |  | 01/07/2019 | 01/07/2019
|  | CAREFUSION | ALARIS 8100 | MODULE, INFUSION PUMP |  | SPD | Pavilion |  |  | 01/28/2019 |  | 1/28/29 |  |  | NO | YES |  |  |  |  | CAREFUSION 11136580 15260130 |  |  | Active |  | 99:99:99:99:99:99 |  | High Risk | 1Y:00-MFG | 01/28/2019 | 01/28/2019 | COOPER UNIVERSITY HOSPITAL |  |  | Moves | WOT00000001468922 | David Frye | Performance Verification | Completed |  | 01/28/2019 | 01/28/2019 | Performance Verification for CAREFUSION 11136580 15260130 | Initial Install of Performance Verification. Device is ready for patient use. |  |  | 01/28/2019 | 01/28/2019
|  | CAREFUSION | ALARIS 8100 | MODULE, INFUSION PUMP |  | SPD | Pavilion |  |  | 01/07/2019 |  | 1/7/29 |  |  | NO | YES |  |  |  |  | CAREFUSION 11136578 15260087 |  |  | Active |  | 99:99:99:99:99:99 |  | High Risk | 1Y:00-MFG | 01/07/2019 | 01/07/2019 | COOPER UNIVERSITY HOSPITAL |  |  | Moves | WOT00000001469712 | David Frye | Performance Verification | Completed |  | 01/07/2019 | 01/07/2019 | Performance Verification for CAREFUSION 11136578 15260087 | Initial Install of Performance Verification. Device is ready for patient use. |  |  | 01/07/2019 | 01/07/2019
|  | CAREFUSION | ALARIS 8100 | MODULE, INFUSION PUMP |  | SPD | Kelemen |  |  | 01/16/2019 |  | 1/16/29 |  |  | NO | YES |  |  |  |  | CAREFUSION 11136579 15260176 |  |  | Active |  | 99:99:99:99:99:99 |  | High Risk | 1Y:00-MFG | 01/16/2019 | 01/16/2019 | COOPER UNIVERSITY HOSPITAL |  |  | Moves | WOT00000001468924 | David Frye | Performance Verification | Completed |  | 01/16/2019 | 01/16/2019 | Performance Verification for CAREFUSION 11136579 15260176 | Initial Install of Performance Verification. Device is ready for patient use. |  |  | 01/16/2019 | 01/16/2019
|  | CAREFUSION | ALARIS 8100 | MODULE, INFUSION PUMP |  | SPD | Kelemen |  |  | 01/15/2019 |  | 1/15/29 |  |  | NO | YES |  |  |  |  | CAREFUSION 11136577 15263227 |  |  | Active |  | 99:99:99:99:99:99 |  | High Risk | 1Y:00-MFG | 01/15/2019 | 01/15/2019 | COOPER UNIVERSITY HOSPITAL |  |  | Moves | WOT00000001467762 | David Frye | Performance Verification | Completed |  | 01/15/2019 | 01/15/2019 | Performance Verification for CAREFUSION 11136577 15263227 | Initial Install of Performance Verification. Device is ready for patient use. |  |  | 01/15/2019 | 01/15/2019
|  | CAREFUSION | ALARIS 8100 | MODULE, INFUSION PUMP |  | SPD | Pavilion |  |  | 01/23/2019 |  | 1/23/29 |  |  | NO | YES |  |  |  |  | CAREFUSION 11136575 15263249 |  |  | Active |  | 99:99:99:99:99:99 |  | High Risk | 1Y:00-MFG | 01/23/2019 | 01/23/2019 | COOPER UNIVERSITY HOSPITAL |  |  | Moves | WOT00000001466928 | David Frye | Performance Verification | Completed |  | 01/23/2019 | 01/23/2019 | Performance Verification for CAREFUSION 11136575 15263249 | Initial Install of Performance Verification. Device is ready for patient use. |  |  | 01/23/2019 | 01/23/2019
|  | CAREFUSION | ALARIS 8100 | MODULE, INFUSION PUMP |  | SPD | Kelemen |  |  | 01/16/2019 |  | 1/16/29 |  |  | NO | YES |  |  |  |  | CAREFUSION 11136573 15263138 |  |  | Active |  | 99:99:99:99:99:99 |  | High Risk | 1Y:00-MFG | 01/16/2019 | 01/16/2019 | COOPER UNIVERSITY HOSPITAL |  |  | Moves | WOT00000001467733 | David Frye | Performance Verification | Completed |  | 01/16/2019 | 01/16/2019 | Performance Verification for CAREFUSION 11136573 15263138 | Initial Install of Performance Verification. Device is ready for patient use. |  |  | 01/16/2019 | 01/16/2019
|  | CAREFUSION | ALARIS 8100 | MODULE, INFUSION PUMP |  | SPD | Kelemen |  |  | 02/04/2019 |  | 2/4/29 |  |  | NO | YES |  |  |  |  | CAREFUSION 11136576 15258241 |  |  | Active |  | 99:99:99:99:99:99 |  | High Risk | 1Y:00-MFG | 02/04/2019 | 02/04/2019 | COOPER UNIVERSITY HOSPITAL |  |  | Moves | WOT00000001468096 | David Frye | Performance Verification | Completed |  | 02/04/2019 | 02/04/2019 | Performance Verification for CAREFUSION 11136576 15258241 | Initial Install of Performance Verification. Device is ready for patient use. |  |  | 02/04/2019 | 02/04/2019
|  | CAREFUSION | ALARIS 8100 | MODULE, INFUSION PUMP |  | SPD | Kelemen |  |  | 01/25/2019 |  | 1/25/29 |  |  | NO | YES |  |  |  |  | CAREFUSION 11136574 15263230 |  |  | Active |  | 99:99:99:99:99:99 |  | High Risk | 1Y:00-MFG | 01/25/2019 | 01/25/2019 | COOPER UNIVERSITY HOSPITAL |  |  | Pharmacy Test Unit | WOT00000001467765 | David Frye | Performance Verification | Completed |  | 01/25/2019 | 01/25/2019 | Performance Verification for CAREFUSION 11136574 15263230 | Initial Install of Performance Verification. Device is ready for patient use. |  |  | 01/25/2019 | 01/25/2019
|  | CAREFUSION | ALARIS 8100 | MODULE, INFUSION PUMP |  | SPD | Dorrance |  |  | 01/09/2019 |  | 1/9/29 |  |  | NO | YES |  |  |  |  | CAREFUSION 11136571 15263194 |  |  | Active |  | 99:99:99:99:99:99 |  | High Risk | 1Y:00-MFG | 01/09/2019 | 01/09/2019 | COOPER UNIVERSITY HOSPITAL |  |  | Moves | WOT00000001467757 | David Frye | Performance Verification | Completed |  | 01/09/2019 | 01/09/2019 | Performance Verification for CAREFUSION 11136571 15263194 | Initial Install of Performance Verification. Device is ready for patient use. |  |  | 01/09/2019 | 01/09/2019
|  | CAREFUSION | ALARIS 8100 | MODULE, INFUSION PUMP |  | SPD | Kelemen |  |  | 01/21/2019 |  | 1/21/29 |  |  | NO | YES |  |  |  |  | CAREFUSION 11136570 15262597 |  |  | Active |  | 99:99:99:99:99:99 |  | High Risk | 1Y:00-MFG | 01/21/2019 | 01/21/2019 | COOPER UNIVERSITY HOSPITAL |  |  | Moves | WOT00000001468508 | David Frye | Performance Verification | Completed |  | 01/21/2019 | 01/21/2019 | Performance Verification for CAREFUSION 11136570 15262597 | Initial Install of Performance Verification. Device is ready for patient use. |  |  | 01/21/2019 | 01/21/2019
|  | CAREFUSION | ALARIS 8100 | MODULE, INFUSION PUMP |  | SPD | Dorrance |  |  | 02/22/2019 |  | 2/22/29 |  |  | NO | YES |  |  |  |  | CAREFUSION 11136569 15261608 |  |  | Active |  | 99:99:99:99:99:99 |  | High Risk | 1Y:00-MFG | 02/22/2019 | 02/22/2019 | COOPER UNIVERSITY HOSPITAL |  |  | Moves | WOT00000001468014 | David Frye | Performance Verification | Completed |  | 02/22/2019 | 02/22/2019 | Performance Verification for CAREFUSION 11136569 15261608 | Initial Install of Performance Verification. Device is ready for patient use. |  |  | 02/22/2019 | 02/22/2019
|  | CAREFUSION | ALARIS 8100 | MODULE, INFUSION PUMP |  | SPD | Pavilion |  |  | 01/25/2019 |  | 1/25/29 |  |  | NO | YES |  |  |  |  | CAREFUSION 11136568 15261500 |  |  | Active |  | 99:99:99:99:99:99 |  | High Risk | 1Y:00-MFG | 01/25/2019 | 01/25/2019 | COOPER UNIVERSITY HOSPITAL |  |  |  | WOT00000001467055 | David Frye | Performance Verification | Completed |  | 01/25/2019 | 01/25/2019 | Performance Verification for CAREFUSION 11136568 15261500 | Initial Install of Performance Verification. Device is ready for patient use. |  |  | 01/25/2019 | 01/25/2019
|  | CAREFUSION | ALARIS 8100 | MODULE, INFUSION PUMP |  | SPD | Pavilion |  |  | 02/21/2019 |  | 2/21/29 |  |  | NO | YES |  |  |  |  | CAREFUSION 11136565 15263179 |  |  | Active |  | 99:99:99:99:99:99 |  | High Risk | 1Y:00-MFG | 02/21/2019 | 02/21/2019 | COOPER UNIVERSITY HOSPITAL |  |  | Moves | WOT00000001467749 | David Frye | Performance Verification | Completed |  | 02/21/2019 | 02/21/2019 | Performance Verification for CAREFUSION 11136565 15263179 | Initial Install of Performance Verification. Device is ready for patient use. |  |  | 02/21/2019 | 02/21/2019
|  | CAREFUSION | ALARIS 8100 | MODULE, INFUSION PUMP |  | SPD | Pavilion |  |  | 01/31/2019 |  | 1/31/29 |  |  | NO | YES |  |  |  |  | CAREFUSION 11136567 15261174 |  |  | Active |  | 99:99:99:99:99:99 |  | High Risk | 1Y:00-MFG | 01/31/2019 | 01/31/2019 | COOPER UNIVERSITY HOSPITAL |  |  | Moves | WOT00000001466655 | David Frye | Performance Verification | Completed |  | 01/31/2019 | 01/31/2019 | Performance Verification for CAREFUSION 11136567 15261174 | Initial Install of Performance Verification. Device is ready for patient use. |  |  | 01/31/2019 | 01/31/2019
|  | CAREFUSION | ALARIS 8100 | MODULE, INFUSION PUMP |  | SPD | Kelemen |  |  | 01/17/2019 |  | 1/17/29 |  |  | NO | YES |  |  |  |  | CAREFUSION 11136566 15261103 |  |  | Active |  | 99:99:99:99:99:99 |  | High Risk | 1Y:00-MFG | 01/17/2019 | 01/17/2019 | COOPER UNIVERSITY HOSPITAL |  |  | Moves | WOT00000001468454 | David Frye | Performance Verification | Completed |  | 01/17/2019 | 01/17/2019 | Performance Verification for CAREFUSION 11136566 15261103 | Initial Install of Performance Verification. Device is ready for patient use. |  |  | 01/17/2019 | 01/17/2019
|  | CAREFUSION | ALARIS 8100 | MODULE, INFUSION PUMP |  | SPD | Kelemen |  |  | 02/06/2019 |  | 2/6/29 |  |  | NO | YES |  |  |  |  | CAREFUSION 11136563 15263130 |  |  | Active |  | 99:99:99:99:99:99 |  | High Risk | 1Y:00-MFG | 02/06/2019 | 02/06/2019 | COOPER UNIVERSITY HOSPITAL |  |  | Moves | WOT00000001468626 | David Frye | Performance Verification | Completed |  | 02/06/2019 | 02/06/2019 | Performance Verification for CAREFUSION 11136563 15263130 | Initial Install of Performance Verification. Device is ready for patient use. |  |  | 02/06/2019 | 02/06/2019
|  | CAREFUSION | ALARIS 8100 | MODULE, INFUSION PUMP |  | SPD | Pavilion |  |  | 02/21/2019 |  | 2/21/29 |  |  | NO | YES |  |  |  |  | CAREFUSION 11136564 15263185 |  |  | Active |  | 99:99:99:99:99:99 |  | High Risk | 1Y:00-MFG | 02/21/2019 | 02/21/2019 | COOPER UNIVERSITY HOSPITAL |  |  | Moves | WOT00000001467753 | David Frye | Performance Verification | Completed |  | 02/21/2019 | 02/21/2019 | Performance Verification for CAREFUSION 11136564 15263185 | Initial Install of Performance Verification. Device is ready for patient use. |  |  | 02/21/2019 | 02/21/2019
|  | CAREFUSION | ALARIS 8100 | MODULE, INFUSION PUMP |  | SPD | Kelemen |  |  | 01/23/2019 |  | 1/23/29 |  |  | NO | YES |  |  |  |  | CAREFUSION 11136562 15261057 |  |  | Active |  | 99:99:99:99:99:99 |  | High Risk | 1Y:00-MFG | 01/23/2019 | 01/23/2019 | COOPER UNIVERSITY HOSPITAL |  |  | Moves | WOT00000001468421 | David Frye | Performance Verification | Completed |  | 01/23/2019 | 01/23/2019 | Performance Verification for CAREFUSION 11136562 15261057 | Initial Install of Performance Verification. Device is ready for patient use. |  |  | 01/23/2019 | 01/23/2019
|  | CAREFUSION | ALARIS 8100 | MODULE, INFUSION PUMP |  | SPD | Pavilion |  |  | 01/28/2019 |  | 1/28/29 |  |  | NO | YES |  |  |  |  | CAREFUSION 11136559 15257950 |  |  | Active |  | 99:99:99:99:99:99 |  | High Risk | 1Y:00-MFG | 01/28/2019 | 01/28/2019 | COOPER UNIVERSITY HOSPITAL |  |  | Moves | WOT00000001468075 | David Frye | Performance Verification | Completed |  | 01/28/2019 | 01/28/2019 | Performance Verification for CAREFUSION 11136559 15257950 | Initial Install of Performance Verification. Device is ready for patient use. |  |  | 01/28/2019 | 01/28/2019
|  | CAREFUSION | ALARIS 8100 | MODULE, INFUSION PUMP |  | SPD | Pavilion |  |  | 02/06/2019 |  | 2/6/29 |  |  | NO | YES |  |  |  |  | CAREFUSION 11136560 15257949 |  |  | Active |  | 99:99:99:99:99:99 |  | High Risk | 1Y:00-MFG | 02/06/2019 | 02/06/2019 | COOPER UNIVERSITY HOSPITAL |  |  | Moves | WOT00000001468074 | David Frye | Performance Verification | Completed |  | 02/06/2019 | 02/06/2019 | Performance Verification for CAREFUSION 11136560 15257949 | Initial Install of Performance Verification. Device is ready for patient use. |  |  | 02/06/2019 | 02/06/2019
|  | CAREFUSION | ALARIS 8100 | MODULE, INFUSION PUMP |  | SPD | Pavilion |  |  | 02/21/2019 |  | 2/21/29 |  |  | NO | YES |  |  |  |  | CAREFUSION 11136561 15258609 |  |  | Active |  | 99:99:99:99:99:99 |  | High Risk | 1Y:00-MFG | 02/21/2019 | 02/21/2019 | COOPER UNIVERSITY HOSPITAL |  |  | Moves | WOT00000001467263 | David Frye | Performance Verification | Completed |  | 02/21/2019 | 02/21/2019 | Performance Verification for CAREFUSION 11136561 15258609 | Initial Install of Performance Verification. Device is ready for patient use. |  |  | 02/21/2019 | 02/21/2019
|  | CAREFUSION | ALARIS 8100 | MODULE, INFUSION PUMP |  | SPD | Kelemen |  |  | 02/21/2019 |  | 2/21/29 |  |  | NO | YES |  |  |  |  | CAREFUSION 11136558 15258604 |  |  | Active |  | 99:99:99:99:99:99 |  | High Risk | 1Y:00-MFG | 02/21/2019 | 02/21/2019 | COOPER UNIVERSITY HOSPITAL |  |  | Moves | WOT00000001467261 | David Frye | Performance Verification | Completed |  | 02/21/2019 | 02/21/2019 | Performance Verification for CAREFUSION 11136558 15258604 | Initial Install of Performance Verification. Device is ready for patient use. |  |  | 02/21/2019 | 02/21/2019
|  | CAREFUSION | ALARIS 8100 | MODULE, INFUSION PUMP |  | SPD | Kelemen |  |  | 01/03/2019 |  | 1/3/29 |  |  | NO | YES |  |  |  |  | CAREFUSION 11136556 15263261 |  |  | Active |  | 99:99:99:99:99:99 |  | High Risk | 1Y:00-MFG | 01/03/2019 | 01/03/2019 | COOPER UNIVERSITY HOSPITAL |  |  | Moves | WOT00000001466936 | David Frye | Performance Verification | Completed |  | 01/03/2019 | 01/03/2019 | Performance Verification for CAREFUSION 11136556 15263261 | Initial Install of Performance Verification. Device is ready for patient use. |  |  | 01/03/2019 | 01/03/2019
|  | CAREFUSION | ALARIS 8100 | MODULE, INFUSION PUMP |  | SPD | Pavilion |  |  | 01/02/2019 |  | 1/2/29 |  |  | NO | YES |  |  |  |  | CAREFUSION 11136557 15263188 |  |  | Active |  | 99:99:99:99:99:99 |  | High Risk | 1Y:00-MFG | 01/02/2019 | 01/02/2019 | COOPER UNIVERSITY HOSPITAL |  |  | Moves | WOT00000001467754 | David Frye | Performance Verification | Completed |  | 01/02/2019 | 01/02/2019 | Performance Verification for CAREFUSION 11136557 15263188 | Initial Install of Performance Verification. Device is ready for patient use. |  |  | 01/02/2019 | 01/02/2019
|  | CAREFUSION | ALARIS 8100 | MODULE, INFUSION PUMP |  | SPD | Kelemen | BASEMENT |  | 01/04/2019 |  | 1/4/29 |  |  | NO | YES |  |  |  |  | CAREFUSION 11136555 15263133 |  |  | Active |  | 99:99:99:99:99:99 |  | High Risk | 1Y:00-MFG | 01/04/2019 | 01/04/2019 | COOPER UNIVERSITY HOSPITAL |  |  | Moves | WOT00000001469618 | David Frye | Performance Verification | Completed |  | 01/04/2019 | 01/04/2019 | Performance Verification for CAREFUSION 11136555 15263133 | Initial Install of Performance Verification. Device is ready for patient use. |  |  | 01/04/2019 | 01/04/2019
|  | CAREFUSION | ALARIS 8100 | MODULE, INFUSION PUMP |  | SPD | Pavilion |  |  | 01/24/2019 |  | 1/24/29 |  |  | NO | YES |  |  |  |  | CAREFUSION 11136554 15263128 |  |  | Active |  | 99:99:99:99:99:99 |  | High Risk | 1Y:00-MFG | 01/24/2019 | 01/24/2019 | COOPER UNIVERSITY HOSPITAL |  |  | Moves | WOT00000001468625 | David Frye | Performance Verification | Completed |  | 01/24/2019 | 01/24/2019 | Performance Verification for CAREFUSION 11136554 15263128 | Initial Install of Performance Verification. Device is ready for patient use. |  |  | 01/24/2019 | 01/24/2019
|  | CAREFUSION | ALARIS 8100 | MODULE, INFUSION PUMP |  | SPD | Pavilion |  |  | 01/07/2019 |  | 1/7/29 |  |  | NO | YES |  |  |  |  | CAREFUSION 11136553 15263107 |  |  | Active |  | 99:99:99:99:99:99 |  | High Risk | 1Y:00-MFG | 01/07/2019 | 01/07/2019 | COOPER UNIVERSITY HOSPITAL |  |  | Moves | WOT00000001469527 | David Frye | Performance Verification | Completed |  | 01/07/2019 | 01/07/2019 | Performance Verification for CAREFUSION 11136553 15263107 | Initial Install of Performance Verification. Device is ready for patient use. |  |  | 01/07/2019 | 01/07/2019
|  | CAREFUSION | ALARIS 8100 | MODULE, INFUSION PUMP |  | SPD | Pavilion |  |  | 01/08/2019 |  | 1/8/29 |  |  | NO | YES |  |  |  |  | CAREFUSION 11136552 15263120 |  |  | Active |  | 99:99:99:99:99:99 |  | High Risk | 1Y:00-MFG | 01/08/2019 | 01/08/2019 | COOPER UNIVERSITY HOSPITAL |  |  | Moves | WOT00000001469532 | David Frye | Performance Verification | Completed |  | 01/08/2019 | 01/08/2019 | Performance Verification for CAREFUSION 11136552 15263120 | Initial Install of Performance Verification. Device is ready for patient use. |  |  | 01/08/2019 | 01/08/2019
|  | CAREFUSION | ALARIS 8100 | MODULE, INFUSION PUMP |  | SPD | Pavilion |  |  | 02/19/2019 |  | 2/19/29 |  |  | NO | YES |  |  |  |  | CAREFUSION 11136551 15262569 |  |  | Active |  | 99:99:99:99:99:99 |  | High Risk | 1Y:00-MFG | 02/19/2019 | 02/19/2019 | COOPER UNIVERSITY HOSPITAL |  |  | Moves | WOT00000001468506 | David Frye | Performance Verification | Completed |  | 02/19/2019 | 02/19/2019 | Performance Verification for CAREFUSION 11136551 15262569 | Initial Install of Performance Verification. Device is ready for patient use. |  |  | 02/19/2019 | 02/19/2019
|  | CAREFUSION | ALARIS 8100 | MODULE, INFUSION PUMP |  | SPD | Kelemen |  |  | 01/16/2019 |  | 1/16/29 |  |  | NO | YES |  |  |  |  | CAREFUSION 11136549 15262935 |  |  | Active |  | 99:99:99:99:99:99 |  | High Risk | 1Y:00-MFG | 01/16/2019 | 01/16/2019 | COOPER UNIVERSITY HOSPITAL |  |  | Moves | WOT00000001469513 | David Frye | Performance Verification | Completed |  | 01/16/2019 | 01/16/2019 | Performance Verification for CAREFUSION 11136549 15262935 | Initial Install of Performance Verification. Device is ready for patient use. |  |  | 01/16/2019 | 01/16/2019
|  | CAREFUSION | ALARIS 8100 | MODULE, INFUSION PUMP |  | SPD | Kelemen |  |  | 01/29/2019 |  | 1/29/29 |  |  | NO | YES |  |  |  |  | CAREFUSION 11136550 15262567 |  |  | Active |  | 99:99:99:99:99:99 |  | High Risk | 1Y:00-MFG | 01/29/2019 | 01/29/2019 | COOPER UNIVERSITY HOSPITAL |  |  | Moves | WOT00000001469378 | David Frye | Performance Verification | Completed |  | 01/29/2019 | 01/29/2019 | Performance Verification for CAREFUSION 11136550 15262567 | Initial Install of Performance Verification. Device is ready for patient use. |  |  | 01/29/2019 | 01/29/2019
|  | CAREFUSION | ALARIS 8100 | MODULE, INFUSION PUMP |  | SPD | Kelemen |  |  | 01/04/2019 |  | 1/4/29 |  |  | NO | YES |  |  |  |  | CAREFUSION 11136547 15261924 |  |  | Active |  | 99:99:99:99:99:99 |  | High Risk | 1Y:00-MFG | 01/04/2019 | 01/04/2019 | COOPER UNIVERSITY HOSPITAL |  |  | Moves | WOT00000001468185 | David Frye | Performance Verification | Completed |  | 01/04/2019 | 01/04/2019 | Performance Verification for CAREFUSION 11136547 15261924 | Initial Install of Performance Verification. Device is ready for patient use. |  |  | 01/04/2019 | 01/04/2019
|  | CAREFUSION | ALARIS 8100 | MODULE, INFUSION PUMP |  | SPD | Pavilion |  |  | 01/21/2019 |  | 1/21/29 |  |  | NO | YES |  |  |  |  | CAREFUSION 11136548 15261470 |  |  | Active |  | 99:99:99:99:99:99 |  | High Risk | 1Y:00-MFG | 01/21/2019 | 01/21/2019 | COOPER UNIVERSITY HOSPITAL |  |  | Moves | WOT00000001468700 | David Frye | Performance Verification | Completed |  | 01/21/2019 | 01/21/2019 | Performance Verification for CAREFUSION 11136548 15261470 | Initial Install of Performance Verification. Device is ready for patient use. |  |  | 01/21/2019 | 01/21/2019
|  | CAREFUSION | ALARIS 8100 | MODULE, INFUSION PUMP |  | SPD | Pavilion |  |  | 01/16/2019 |  | 1/16/29 |  |  | NO | YES |  |  |  |  | CAREFUSION 11136545 15258614 |  |  | Active |  | 99:99:99:99:99:99 |  | High Risk | 1Y:00-MFG | 01/16/2019 | 01/16/2019 | COOPER UNIVERSITY HOSPITAL |  |  | Moves | WOT00000001467265 | David Frye | Performance Verification | Completed |  | 01/16/2019 | 01/16/2019 | Performance Verification for CAREFUSION 11136545 15258614 | Initial Install of Performance Verification. Device is ready for patient use. |  |  | 01/16/2019 | 01/16/2019
|  | CAREFUSION | ALARIS 8100 | MODULE, INFUSION PUMP |  | SPD | Kelemen |  |  | 02/01/2019 |  | 2/1/29 |  |  | NO | YES |  |  |  |  | CAREFUSION 11136546 15262660 |  |  | Active |  | 99:99:99:99:99:99 |  | High Risk | 1Y:00-MFG | 02/01/2019 | 02/01/2019 | COOPER UNIVERSITY HOSPITAL |  |  | Moves | WOT00000001468520 | David Frye | Performance Verification | Completed |  | 02/01/2019 | 02/01/2019 | Performance Verification for CAREFUSION 11136546 15262660 | Initial Install of Performance Verification. Device is ready for patient use. |  |  | 02/01/2019 | 02/01/2019
|  | CAREFUSION | ALARIS 8100 | MODULE, INFUSION PUMP |  | SPD | Kelemen |  |  | 01/29/2019 |  | 1/29/29 |  |  | NO | YES |  |  |  |  | CAREFUSION 11136540 15260875 |  |  | Active |  | 99:99:99:99:99:99 |  | High Risk | 1Y:00-MFG | 01/29/2019 | 01/29/2019 | COOPER UNIVERSITY HOSPITAL |  |  | Moves | WOT00000001467498 | David Frye | Performance Verification | Completed |  | 01/29/2019 | 01/29/2019 | Performance Verification for CAREFUSION 11136540 15260875 | Initial Install of Performance Verification. Device is ready for patient use. |  |  | 01/29/2019 | 01/29/2019
|  | CAREFUSION | ALARIS 8100 | MODULE, INFUSION PUMP |  | SPD | Kelemen |  |  | 01/07/2019 |  | 1/7/29 |  |  | NO | YES |  |  |  |  | CAREFUSION 11136544 15263165 |  |  | Active |  | 99:99:99:99:99:99 |  | High Risk | 1Y:00-MFG | 01/07/2019 | 01/07/2019 | COOPER UNIVERSITY HOSPITAL |  |  | Moves | WOT00000001467737 | David Frye | Performance Verification | Completed |  | 01/07/2019 | 01/07/2019 | Performance Verification for CAREFUSION 11136544 15263165 | Initial Install of Performance Verification. Device is ready for patient use. |  |  | 01/07/2019 | 01/07/2019
|  | CAREFUSION | ALARIS 8100 | MODULE, INFUSION PUMP |  | SPD | Kelemen |  |  | 01/09/2019 |  | 1/9/29 |  |  | NO | YES |  |  |  |  | CAREFUSION 11136541 15260763 |  |  | Active |  | 99:99:99:99:99:99 |  | High Risk | 1Y:00-MFG | 01/09/2019 | 01/09/2019 | COOPER UNIVERSITY HOSPITAL |  |  | Moves | WOT00000001469288 | David Frye | Performance Verification | Completed |  | 01/09/2019 | 01/09/2019 | Performance Verification for CAREFUSION 11136541 15260763 | Initial Install of Performance Verification. Device is ready for patient use. |  |  | 01/09/2019 | 01/09/2019
|  | CAREFUSION | ALARIS 8100 | MODULE, INFUSION PUMP |  | SPD | Kelemen |  |  | 01/09/2019 |  | 1/9/29 |  |  | NO | YES |  |  |  |  | CAREFUSION 11136526 15261774 |  |  | Active |  | 99:99:99:99:99:99 |  | High Risk | 1Y:00-MFG | 01/09/2019 | 01/09/2019 | COOPER UNIVERSITY HOSPITAL |  |  | Moves | WOT00000001469111 | David Frye | Performance Verification | Completed |  | 01/09/2019 | 01/09/2019 | Performance Verification for CAREFUSION 11136526 15261774 | Initial Install of Performance Verification. Device is ready for patient use. |  |  | 01/09/2019 | 01/09/2019
|  | CAREFUSION | ALARIS 8100 | MODULE, INFUSION PUMP |  | SPD | Kelemen |  |  | 02/11/2019 |  | 2/11/29 |  |  | NO | YES |  |  |  |  | CAREFUSION 11136539 15260856 |  |  | Active |  | 99:99:99:99:99:99 |  | High Risk | 1Y:00-MFG | 02/11/2019 | 02/11/2019 | COOPER UNIVERSITY HOSPITAL |  |  | Moves | WOT00000001467489 | David Frye | Performance Verification | Completed |  | 02/11/2019 | 02/11/2019 | Performance Verification for CAREFUSION 11136539 15260856 | Initial Install of Performance Verification. Device is ready for patient use. |  |  | 02/11/2019 | 02/11/2019
|  | CAREFUSION | ALARIS 8100 | MODULE, INFUSION PUMP |  | SPD | Kelemen |  |  | 01/08/2019 |  | 1/8/29 |  |  | NO | YES |  |  |  |  | CAREFUSION 11136538 15260828 |  |  | Active |  | 99:99:99:99:99:99 |  | High Risk | 1Y:00-MFG | 01/08/2019 | 01/08/2019 | COOPER UNIVERSITY HOSPITAL |  |  | Moves | WOT00000001468289 | David Frye | Performance Verification | Completed |  | 01/08/2019 | 01/08/2019 | Performance Verification for CAREFUSION 11136538 15260828 | Initial Install of Performance Verification. Device is ready for patient use. |  |  | 01/08/2019 | 01/08/2019
|  | CAREFUSION | ALARIS 8100 | MODULE, INFUSION PUMP |  | SPD | Pavilion |  |  | 02/04/2019 |  | 2/4/29 |  |  | NO | YES |  |  |  |  | CAREFUSION 11136532 15261872 |  |  | Active |  | 99:99:99:99:99:99 |  | High Risk | 1Y:00-MFG | 02/04/2019 | 02/04/2019 | COOPER UNIVERSITY HOSPITAL |  |  | Moves | WOT00000001468159 | David Frye | Performance Verification | Completed |  | 02/04/2019 | 02/04/2019 | Performance Verification for CAREFUSION 11136532 15261872 | Initial Install of Performance Verification. Device is ready for patient use. |  |  | 02/04/2019 | 02/04/2019
|  | CAREFUSION | ALARIS 8100 | MODULE, INFUSION PUMP |  | SPD | Pavilion |  |  | 02/11/2019 |  | 2/11/29 |  |  | NO | YES |  |  |  |  | CAREFUSION 11136533 15261926 |  |  | Active |  | 99:99:99:99:99:99 |  | High Risk | 1Y:00-MFG | 02/11/2019 | 02/11/2019 | COOPER UNIVERSITY HOSPITAL |  |  | Moves | WOT00000001468188 | David Frye | Performance Verification | Completed |  | 02/11/2019 | 02/11/2019 | Performance Verification for CAREFUSION 11136533 15261926 | Initial Install of Performance Verification. Device is ready for patient use. |  |  | 02/11/2019 | 02/11/2019
|  | CAREFUSION | ALARIS 8100 | MODULE, INFUSION PUMP |  | SPD | Pavilion |  |  | 02/06/2019 |  | 2/6/29 |  |  | NO | YES |  |  |  |  | CAREFUSION 11136534 15261768 |  |  | Active |  | 99:99:99:99:99:99 |  | High Risk | 1Y:00-MFG | 02/06/2019 | 02/06/2019 | COOPER UNIVERSITY HOSPITAL |  |  | Moves | WOT00000001469108 | David Frye | Performance Verification | Completed |  | 02/06/2019 | 02/06/2019 | Performance Verification for CAREFUSION 11136534 15261768 | Initial Install of Performance Verification. Device is ready for patient use. |  |  | 02/06/2019 | 02/06/2019
|  | CAREFUSION | ALARIS 8100 | MODULE, INFUSION PUMP |  | SPD | Kelemen |  |  | 01/03/2019 |  | 1/3/29 |  |  | NO | YES |  |  |  |  | CAREFUSION 11136537 15260790 |  |  | Active |  | 99:99:99:99:99:99 |  | High Risk | 1Y:00-MFG | 01/03/2019 | 01/03/2019 | COOPER UNIVERSITY HOSPITAL |  |  | Moves | WOT00000001468277 | David Frye | Performance Verification | Completed |  | 01/03/2019 | 01/03/2019 | Performance Verification for CAREFUSION 11136537 15260790 | Initial Install of Performance Verification. Device is ready for patient use. |  |  | 01/03/2019 | 01/03/2019
|  | CAREFUSION | ALARIS 8100 | MODULE, INFUSION PUMP |  | SPD | Dorrance |  |  | 01/23/2019 |  | 1/23/29 |  |  | NO | YES |  |  |  |  | CAREFUSION 11136536 15261718 |  |  | Active |  | 99:99:99:99:99:99 |  | High Risk | 1Y:00-MFG | 01/23/2019 | 01/23/2019 | COOPER UNIVERSITY HOSPITAL |  |  | Moves | WOT00000001456322 | David Frye | Performance Verification | Completed |  | 01/23/2019 | 01/23/2019 | Performance Verification for CAREFUSION 11136536 15261718 | Initial Install of Performance Verification. Device is ready for patient use. |  |  | 01/23/2019 | 01/23/2019
|  | CAREFUSION | ALARIS 8100 | MODULE, INFUSION PUMP |  | SPD | Kelemen |  |  | 02/01/2019 |  | 2/1/29 |  |  | NO | YES |  |  |  |  | CAREFUSION 11136535 15261484 |  |  | Active | dup11136535 | 99:99:99:99:99:99 |  | High Risk | 1Y:00-MFG | 02/01/2019 | 02/01/2019 | COOPER UNIVERSITY HOSPITAL |  |  | Moves | WOT00000001468711 | David Frye | Performance Verification | Completed |  | 02/01/2019 | 02/01/2019 | Performance Verification for CAREFUSION 11136535 15261484 | Initial Install of Performance Verification. Device is ready for patient use. |  |  | 02/01/2019 | 02/01/2019
|  | CAREFUSION | ALARIS 8100 | MODULE, INFUSION PUMP |  | SPD | Pavilion |  |  | 02/01/2019 |  | 2/1/29 |  |  | NO | YES |  |  |  |  | CAREFUSION 11136531 15261819 |  |  | Active | dup11136531 | 99:99:99:99:99:99 |  | High Risk | 1Y:00-MFG | 02/01/2019 | 02/01/2019 | COOPER UNIVERSITY HOSPITAL |  |  | Moves | WOT00000001469148 | David Frye | Performance Verification | Completed |  | 02/01/2019 | 02/01/2019 | Performance Verification for CAREFUSION 11136531 15261819 | Initial Install of Performance Verification. Device is ready for patient use. |  |  | 02/01/2019 | 02/01/2019
|  | CAREFUSION | ALARIS 8100 | MODULE, INFUSION PUMP |  | SPD | Pavilion |  |  | 02/04/2019 |  | 2/4/29 |  |  | NO | YES |  |  |  |  | CAREFUSION 11136530 15260857 |  |  | Active |  | 99:99:99:99:99:99 |  | High Risk | 1Y:00-MFG | 02/04/2019 | 02/04/2019 | COOPER UNIVERSITY HOSPITAL |  |  | Moves | WOT00000001467490 | David Frye | Performance Verification | Completed |  | 02/04/2019 | 02/04/2019 | Performance Verification for CAREFUSION 11136530 15260857 | Initial Install of Performance Verification. Device is ready for patient use. |  |  | 02/04/2019 | 02/04/2019
|  | CAREFUSION | ALARIS 8100 | MODULE, INFUSION PUMP |  | SPD | Pavilion |  |  | 02/01/2019 |  | 2/1/29 |  |  | NO | YES |  |  |  |  | CAREFUSION 11136529 15260717 |  |  | Active |  | 99:99:99:99:99:99 |  | High Risk | 1Y:00-MFG | 02/01/2019 | 02/01/2019 | COOPER UNIVERSITY HOSPITAL |  |  | Moves | WOT00000001460435 | David Frye | Performance Verification | Completed |  | 02/01/2019 | 02/01/2019 | Performance Verification for CAREFUSION 11136529 15260717 | Initial Install of Performance Verification. Device is ready for patient use. |  |  | 02/01/2019 | 02/01/2019
|  | CAREFUSION | ALARIS 8100 | MODULE, INFUSION PUMP |  | SPD | Kelemen |  |  | 01/03/2019 |  | 1/3/29 |  |  | NO | YES |  |  |  |  | CAREFUSION 11136528 15261464 |  |  | Active |  | 99:99:99:99:99:99 |  | High Risk | 1Y:00-MFG | 01/03/2019 | 01/03/2019 | COOPER UNIVERSITY HOSPITAL |  |  | Moves | WOT00000001468691 | David Frye | Performance Verification | Completed |  | 01/03/2019 | 01/03/2019 | Performance Verification for CAREFUSION 11136528 15261464 | Initial Install of Performance Verification. Device is ready for patient use. |  |  | 01/03/2019 | 01/03/2019
|  | CAREFUSION | ALARIS 8100 | MODULE, INFUSION PUMP |  | SPD | Kelemen |  |  | 01/16/2019 |  | 1/16/29 |  |  | NO | YES |  |  |  |  | CAREFUSION 11136527 15262674 |  |  | Active |  | 99:99:99:99:99:99 |  | High Risk | 1Y:00-MFG | 01/16/2019 | 01/16/2019 | COOPER UNIVERSITY HOSPITAL |  |  | Moves | WOT00000001468531 | David Frye | Performance Verification | Completed |  | 01/16/2019 | 01/16/2019 | Performance Verification for CAREFUSION 11136527 15262674 | Initial Install of Performance Verification. Device is ready for patient use. |  |  | 01/16/2019 | 01/16/2019
|  | CAREFUSION | ALARIS 8100 | MODULE, INFUSION PUMP |  | SPD | Kelemen |  |  | 01/14/2019 |  | 1/14/29 |  |  | NO | YES |  |  |  |  | CAREFUSION 11136521 15262671 |  |  | Active |  | 99:99:99:99:99:99 |  | High Risk | 1Y:00-MFG | 01/14/2019 | 01/14/2019 | COOPER UNIVERSITY HOSPITAL |  |  | Moves | WOT00000001468528 | David Frye | Performance Verification | Completed |  | 01/14/2019 | 01/14/2019 | Performance Verification for CAREFUSION 11136521 15262671 | Initial Install of Performance Verification. Device is ready for patient use. |  |  | 01/14/2019 | 01/14/2019
|  | CAREFUSION | ALARIS 8100 | MODULE, INFUSION PUMP |  | SPD | Kelemen |  |  | 02/11/2019 |  | 2/11/29 |  |  | NO | YES |  |  |  |  | CAREFUSION 11136522 15262021 |  |  | Active |  | 99:99:99:99:99:99 |  | High Risk | 1Y:00-MFG | 02/11/2019 | 02/11/2019 | COOPER UNIVERSITY HOSPITAL |  |  | Moves | WOT00000001454730 | David Frye | Performance Verification | Completed |  | 02/11/2019 | 02/11/2019 | Performance Verification for CAREFUSION 11136522 15262021 | Initial Install of Performance Verification. Device is ready for patient use. |  |  | 02/11/2019 | 02/11/2019
|  | CAREFUSION | ALARIS 8100 | MODULE, INFUSION PUMP |  | SPD | Pavilion |  |  | 02/05/2019 |  | 2/5/29 |  |  | NO | YES |  |  |  |  | CAREFUSION 11136523 15261387 |  |  | Active |  | 99:99:99:99:99:99 |  | High Risk | 1Y:00-MFG | 02/05/2019 | 02/05/2019 | COOPER UNIVERSITY HOSPITAL |  |  | Moves | WOT00000001469603 | David Frye | Performance Verification | Completed |  | 02/05/2019 | 02/05/2019 | Performance Verification for CAREFUSION 11136523 15261387 | Initial Install of Performance Verification. Device is ready for patient use. |  |  | 02/05/2019 | 02/05/2019
|  | CAREFUSION | ALARIS 8100 | MODULE, INFUSION PUMP |  | SPD | Pavilion |  |  | 01/07/2019 |  | 1/7/29 |  |  | NO | YES |  |  |  |  | CAREFUSION 11136524 15261794 |  |  | Active |  | 99:99:99:99:99:99 |  | High Risk | 1Y:00-MFG | 01/07/2019 | 01/07/2019 | COOPER UNIVERSITY HOSPITAL |  |  | Moves | WOT00000001469120 | David Frye | Performance Verification | Completed |  | 01/07/2019 | 01/07/2019 | Performance Verification for CAREFUSION 11136524 15261794 | Initial Install of Performance Verification. Device is ready for patient use. |  |  | 01/07/2019 | 01/07/2019
|  | CAREFUSION | ALARIS 8100 | MODULE, INFUSION PUMP |  | SPD | Kelemen |  |  | 01/16/2019 |  | 1/16/29 |  |  | NO | YES |  |  |  |  | CAREFUSION 11136525 15261777 |  |  | Active |  | 99:99:99:99:99:99 |  | High Risk | 1Y:00-MFG | 01/16/2019 | 01/16/2019 | COOPER UNIVERSITY HOSPITAL |  |  | Moves | WOT00000001469115 | David Frye | Performance Verification | Completed |  | 01/16/2019 | 01/16/2019 | Performance Verification for CAREFUSION 11136525 15261777 | Initial Install of Performance Verification. Device is ready for patient use. |  |  | 01/16/2019 | 01/16/2019
|  | CAREFUSION | ALARIS 8100 | MODULE, INFUSION PUMP |  | SPD | Kelemen |  |  | 02/01/2019 |  | 2/1/29 |  |  | NO | YES |  |  |  |  | CAREFUSION 11136520 15262668 |  |  | Active |  | 99:99:99:99:99:99 |  | High Risk | 1Y:00-MFG | 02/01/2019 | 02/01/2019 | COOPER UNIVERSITY HOSPITAL |  |  | Moves | WOT00000001468526 | David Frye | Performance Verification | Completed |  | 02/01/2019 | 02/01/2019 | Performance Verification for CAREFUSION 11136520 15262668 | Initial Install of Performance Verification. Device is ready for patient use. |  |  | 02/01/2019 | 02/01/2019
|  | CAREFUSION | ALARIS 8100 | MODULE, INFUSION PUMP |  | SPD | Pavilion |  |  | 01/22/2019 |  | 1/22/29 |  |  | NO | YES |  |  |  |  | CAREFUSION 11136514 15262630 |  |  | Active |  | 99:99:99:99:99:99 |  | High Risk | 1Y:00-MFG | 01/22/2019 | 01/22/2019 | COOPER UNIVERSITY HOSPITAL |  |  | Moves | WOT00000001468517 | David Frye | Performance Verification | Completed |  | 01/22/2019 | 01/22/2019 | Performance Verification for CAREFUSION 11136514 15262630 | Initial Install of Performance Verification. Device is ready for patient use. |  |  | 01/22/2019 | 01/22/2019
|  | CAREFUSION | ALARIS 8100 | MODULE, INFUSION PUMP |  | SPD | Pavilion |  |  | 01/21/2019 |  | 1/21/29 |  |  | NO | YES |  |  |  |  | CAREFUSION 11136519 15262742 |  |  | Active |  | 99:99:99:99:99:99 |  | High Risk | 1Y:00-MFG | 01/21/2019 | 01/21/2019 | COOPER UNIVERSITY HOSPITAL |  |  | Moves | WOT00000001466749 | David Frye | Performance Verification | Completed |  | 01/21/2019 | 01/21/2019 | Performance Verification for CAREFUSION 11136519 15262742 | Initial Install of Performance Verification. Device is ready for patient use. |  |  | 01/21/2019 | 01/21/2019
|  | CAREFUSION | ALARIS 8100 | MODULE, INFUSION PUMP |  | SPD | Pavilion |  |  | 01/09/2019 |  | 1/9/29 |  |  | NO | YES |  |  |  |  | CAREFUSION 11136518 15262030 |  |  | Active |  | 99:99:99:99:99:99 |  | High Risk | 1Y:00-MFG | 01/09/2019 | 01/09/2019 | COOPER UNIVERSITY HOSPITAL |  |  | Moves | WOT00000001454751 | David Frye | Performance Verification | Completed |  | 01/09/2019 | 01/09/2019 | Performance Verification for CAREFUSION 11136518 15262030 | Initial Install of Performance Verification. Device is ready for patient use. |  |  | 01/09/2019 | 01/09/2019
|  | CAREFUSION | ALARIS 8100 | MODULE, INFUSION PUMP |  | SPD | Pavilion |  |  | 01/03/2019 |  | 1/3/29 |  |  | NO | YES |  |  |  |  | CAREFUSION 11136517 15261788 |  |  | Active |  | 99:99:99:99:99:99 |  | High Risk | 1Y:00-MFG | 01/03/2019 | 01/03/2019 | COOPER UNIVERSITY HOSPITAL |  |  | Moves | WOT00000001469119 | David Frye | Performance Verification | Completed |  | 01/03/2019 | 01/03/2019 | Performance Verification for CAREFUSION 11136517 15261788 | Initial Install of Performance Verification. Device is ready for patient use. |  |  | 01/03/2019 | 01/03/2019
|  | CAREFUSION | ALARIS 8100 | MODULE, INFUSION PUMP |  | SPD | Pavilion |  |  | 02/25/2019 |  | 2/25/29 |  |  | NO | YES |  |  |  |  | CAREFUSION 11136516 15261783 |  |  | Active |  | 99:99:99:99:99:99 |  | High Risk | 1Y:00-MFG | 02/25/2019 | 02/25/2019 | COOPER UNIVERSITY HOSPITAL |  |  | Moves | WOT00000001469116 | David Frye | Performance Verification | Completed |  | 02/25/2019 | 02/25/2019 | Performance Verification for CAREFUSION 11136516 15261783 | Initial Install of Performance Verification. Device is ready for patient use. |  |  | 02/25/2019 | 02/25/2019
|  | CAREFUSION | ALARIS 8100 | MODULE, INFUSION PUMP |  | SPD | Kelemen |  |  | 02/01/2019 |  | 2/1/29 |  |  | NO | YES |  |  |  |  | CAREFUSION 11136515 15261804 |  |  | Active | dup11136515 | 99:99:99:99:99:99 |  | High Risk | 1Y:00-MFG | 02/01/2019 | 02/01/2019 | COOPER UNIVERSITY HOSPITAL |  |  | Moves | WOT00000001469131 | David Frye | Performance Verification | Completed |  | 02/01/2019 | 02/01/2019 | Performance Verification for CAREFUSION 11136515 15261804 | Initial Install of Performance Verification. Device is ready for patient use. |  |  | 02/01/2019 | 02/01/2019
|  | CAREFUSION | ALARIS 8100 | MODULE, INFUSION PUMP |  | SPD | Pavilion |  |  | 02/26/2019 |  | 2/26/29 |  |  | NO | YES |  |  |  |  | CAREFUSION 11136512 15262719 |  |  | Active | dup11136512 | 99:99:99:99:99:99 |  | High Risk | 1Y:00-MFG | 02/26/2019 | 02/26/2019 | COOPER UNIVERSITY HOSPITAL |  |  | Moves | WOT00000001468558 | David Frye | Performance Verification | Completed |  | 02/26/2019 | 02/26/2019 | Performance Verification for CAREFUSION 11136512 15262719 | Initial Install of Performance Verification. Device is ready for patient use. |  |  | 02/26/2019 | 02/26/2019
|  | CAREFUSION | ALARIS 8100 | MODULE, INFUSION PUMP |  | SPD | Pavilion |  |  | 01/07/2019 |  | 1/7/29 |  |  | NO | YES |  |  |  |  | CAREFUSION 11136513 15262624 |  |  | Active |  | 99:99:99:99:99:99 |  | High Risk | 1Y:00-MFG | 01/07/2019 | 01/07/2019 | COOPER UNIVERSITY HOSPITAL |  |  | Moves | WOT00000001468513 | David Frye | Performance Verification | Completed |  | 01/07/2019 | 01/07/2019 | Performance Verification for CAREFUSION 11136513 15262624 | Initial Install of Performance Verification. Device is ready for patient use. |  |  | 01/07/2019 | 01/07/2019
|  | CAREFUSION | ALARIS 8100 | MODULE, INFUSION PUMP |  | SPD | Kelemen |  |  | 02/20/2019 |  | 2/20/29 |  |  | NO | YES |  |  |  |  | CAREFUSION 11136511 15262753 |  |  | Active |  | 99:99:99:99:99:99 |  | High Risk | 1Y:00-MFG | 02/20/2019 | 02/20/2019 | COOPER UNIVERSITY HOSPITAL |  |  | Moves | WOT00000001466753 | David Frye | Performance Verification | Completed |  | 02/20/2019 | 02/20/2019 | Performance Verification for CAREFUSION 11136511 15262753 | Initial Install of Performance Verification. Device is ready for patient use. |  |  | 02/20/2019 | 02/20/2019
|  | CAREFUSION | ALARIS 8100 | MODULE, INFUSION PUMP |  | SPD | Kelemen |  |  | 02/04/2019 |  | 2/4/29 |  |  | NO | YES |  |  |  |  | CAREFUSION 11136509 15262704 |  |  | Active |  | 99:99:99:99:99:99 |  | High Risk | 1Y:00-MFG | 02/04/2019 | 02/04/2019 | COOPER UNIVERSITY HOSPITAL |  |  | Moves | WOT00000001468545 | David Frye | Performance Verification | Completed |  | 02/04/2019 | 02/04/2019 | Performance Verification for CAREFUSION 11136509 15262704 | Initial Install of Performance Verification. Device is ready for patient use. |  |  | 02/04/2019 | 02/04/2019
|  | CAREFUSION | ALARIS 8100 | MODULE, INFUSION PUMP |  | SPD | Kelemen |  |  | 02/11/2019 |  | 2/11/29 |  |  | NO | YES |  |  |  |  | CAREFUSION 11136510 15262598 |  |  | Active |  | 99:99:99:99:99:99 |  | High Risk | 1Y:00-MFG | 02/11/2019 | 02/11/2019 | COOPER UNIVERSITY HOSPITAL |  |  | Moves | WOT00000001468511 | David Frye | Performance Verification | Completed |  | 02/11/2019 | 02/11/2019 | Performance Verification for CAREFUSION 11136510 15262598 | Initial Install of Performance Verification. Device is ready for patient use. |  |  | 02/11/2019 | 02/11/2019
|  | CAREFUSION | ALARIS 8100 | MODULE, INFUSION PUMP |  | SPD | Kelemen |  |  | 02/04/2019 |  | 2/4/29 |  |  | NO | YES |  |  |  |  | CAREFUSION 11136508 15260789 |  |  | Active |  | 99:99:99:99:99:99 |  | High Risk | 1Y:00-MFG | 02/04/2019 | 02/04/2019 | COOPER UNIVERSITY HOSPITAL |  |  | Moves | WOT00000001468275 | David Frye | Performance Verification | Completed |  | 02/04/2019 | 02/04/2019 | Performance Verification for CAREFUSION 11136508 15260789 | Initial Install of Performance Verification. Device is ready for patient use. |  |  | 02/04/2019 | 02/04/2019
|  | CAREFUSION | ALARIS 8100 | MODULE, INFUSION PUMP |  | SPD | Kelemen |  |  | 01/15/2019 |  | 1/15/29 |  |  | NO | YES |  |  |  |  | CAREFUSION 11136507 15262710 |  |  | Active |  | 99:99:99:99:99:99 |  | High Risk | 1Y:00-MFG | 01/15/2019 | 01/15/2019 | COOPER UNIVERSITY HOSPITAL |  |  | Moves | WOT00000001468549 | David Frye | Performance Verification | Completed |  | 01/15/2019 | 01/15/2019 | Performance Verification for CAREFUSION 11136507 15262710 | Initial Install of Performance Verification. Device is ready for patient use. |  |  | 01/15/2019 | 01/15/2019
|  | CAREFUSION | ALARIS 8100 | MODULE, INFUSION PUMP |  | SPD | Pavilion |  |  | 01/07/2019 |  | 1/7/29 |  |  | NO | YES |  |  |  |  | CAREFUSION 11136488 15269161 |  |  | Active |  | 99:99:99:99:99:99 |  | High Risk | 1Y:00-MFG | 01/07/2019 | 01/07/2019 | COOPER UNIVERSITY HOSPITAL |  |  | Moves | WOT00000001469746 | David Frye | Performance Verification | Completed |  | 01/07/2019 | 01/07/2019 | Performance Verification for CAREFUSION 11136488 15269161 | Initial Install of Performance Verification. Device is ready for patient use. |  |  | 01/07/2019 | 01/07/2019
|  | CAREFUSION | ALARIS 8100 | MODULE, INFUSION PUMP |  | SPD | Kelemen |  |  | 01/23/2019 |  | 1/23/29 |  |  | NO | YES |  |  |  |  | CAREFUSION 11136489 15269825 |  |  | Active |  | 99:99:99:99:99:99 |  | High Risk | 1Y:00-MFG | 01/23/2019 | 01/23/2019 | COOPER UNIVERSITY HOSPITAL |  |  | Moves | WOT00000001466819 | David Frye | Performance Verification | Completed |  | 01/23/2019 | 01/23/2019 | Performance Verification for CAREFUSION 11136489 15269825 | Initial Install of Performance Verification. Device is ready for patient use. |  |  | 01/23/2019 | 01/23/2019
|  | CAREFUSION | ALARIS 8100 | MODULE, INFUSION PUMP |  | SPD | Kelemen |  |  | 01/07/2019 |  | 1/7/29 |  |  | NO | YES |  |  |  |  | CAREFUSION 11136487 15269640 |  |  | Active |  | 99:99:99:99:99:99 |  | High Risk | 1Y:00-MFG | 01/07/2019 | 01/07/2019 | COOPER UNIVERSITY HOSPITAL |  |  | Moves | WOT00000001467539 | David Frye | Performance Verification | Completed |  | 01/07/2019 | 01/07/2019 | Performance Verification for CAREFUSION 11136487 15269640 | Initial Install of Performance Verification. Device is ready for patient use. |  |  | 01/07/2019 | 01/07/2019
|  | CAREFUSION | ALARIS 8100 | MODULE, INFUSION PUMP |  | SPD | Pavilion |  |  | 01/21/2019 |  | 1/21/29 |  |  | NO | YES |  |  |  |  | CAREFUSION 11136486 15269637 |  |  | Active |  | 99:99:99:99:99:99 |  | High Risk | 1Y:00-MFG | 01/21/2019 | 01/21/2019 | COOPER UNIVERSITY HOSPITAL |  |  | Moves | WOT00000001467537 | David Frye | Performance Verification | Completed |  | 01/21/2019 | 01/21/2019 | Performance Verification for CAREFUSION 11136486 15269637 | Initial Install of Performance Verification. Device is ready for patient use. |  |  | 01/21/2019 | 01/21/2019
|  | CAREFUSION | ALARIS 8100 | MODULE, INFUSION PUMP |  | SPD | Kelemen | BASEMENT |  | 02/01/2019 |  | 2/1/29 |  |  | NO | YES |  |  |  |  | CAREFUSION 11136485 15269174 |  |  | Active | dup11136485 | 99:99:99:99:99:99 |  | High Risk | 1Y:00-MFG | 02/01/2019 | 02/01/2019 | COOPER UNIVERSITY HOSPITAL |  |  | Moves | WOT00000001468878 | David Frye | Performance Verification | Completed |  | 02/01/2019 | 02/01/2019 | Performance Verification for CAREFUSION 11136485 15269174 | Initial Install of Performance Verification. Device is ready for patient use. |  |  | 02/01/2019 | 02/01/2019
|  | CAREFUSION | ALARIS 8100 | MODULE, INFUSION PUMP |  | SPD | Pavilion |  |  | 02/11/2019 |  | 2/11/29 |  |  | NO | YES |  |  |  |  | CAREFUSION 11136483 15269511 |  |  | Active |  | 99:99:99:99:99:99 |  | High Risk | 1Y:00-MFG | 02/11/2019 | 02/11/2019 | COOPER UNIVERSITY HOSPITAL |  |  | Moves | WOT00000001467349 | David Frye | Performance Verification | Completed |  | 02/11/2019 | 02/11/2019 | Performance Verification for CAREFUSION 11136483 15269511 | Initial Install of Performance Verification. Device is ready for patient use. |  |  | 02/11/2019 | 02/11/2019
|  | CAREFUSION | ALARIS 8100 | MODULE, INFUSION PUMP |  | SPD | Kelemen |  |  | 01/03/2019 |  | 1/3/29 |  |  | NO | YES |  |  |  |  | CAREFUSION 11136484 15269916 |  |  | Active |  | 99:99:99:99:99:99 |  | High Risk | 1Y:00-MFG | 01/03/2019 | 01/03/2019 | COOPER UNIVERSITY HOSPITAL |  |  | Moves | WOT00000001467786 | David Frye | Performance Verification | Completed |  | 01/03/2019 | 01/03/2019 | Performance Verification for CAREFUSION 11136484 15269916 | Initial Install of Performance Verification. Device is ready for patient use. |  |  | 01/03/2019 | 01/03/2019
|  | CAREFUSION | ALARIS 8100 | MODULE, INFUSION PUMP |  | SPD | Kelemen |  |  | 02/04/2019 |  | 2/4/29 |  |  | NO | YES |  |  |  |  | CAREFUSION 11136482 15270267 |  |  | Active |  | 99:99:99:99:99:99 |  | High Risk | 1Y:00-MFG | 02/04/2019 | 02/04/2019 | COOPER UNIVERSITY HOSPITAL |  |  | Moves | WOT00000001467172 | David Frye | Performance Verification | Completed |  | 02/04/2019 | 02/04/2019 | Performance Verification for CAREFUSION 11136482 15270267 | Initial Install of Performance Verification. Device is ready for patient use. |  |  | 02/04/2019 | 02/04/2019
|  | CAREFUSION | ALARIS 8100 | MODULE, INFUSION PUMP |  | SPD | Pavilion |  |  | 01/09/2019 |  | 1/9/29 |  |  | NO | YES |  |  |  |  | CAREFUSION 11136481 15268997 |  |  | Active |  | 99:99:99:99:99:99 |  | High Risk | 1Y:00-MFG | 01/09/2019 | 01/09/2019 | COOPER UNIVERSITY HOSPITAL |  |  | Moves | WOT00000001468782 | David Frye | Performance Verification | Completed |  | 01/09/2019 | 01/09/2019 | Performance Verification for CAREFUSION 11136481 15268997 | Initial Install of Performance Verification. Device is ready for patient use. |  |  | 01/09/2019 | 01/09/2019
|  | CAREFUSION | ALARIS 8100 | MODULE, INFUSION PUMP |  | SPD | Pavilion |  |  | 01/14/2019 |  | 1/14/29 |  |  | NO | YES |  |  |  |  | CAREFUSION 11136480 15270232 |  |  | Active |  | 99:99:99:99:99:99 |  | High Risk | 1Y:00-MFG | 01/14/2019 | 01/14/2019 | COOPER UNIVERSITY HOSPITAL |  |  | Moves | WOT00000001467022 | David Frye | Performance Verification | Completed |  | 01/14/2019 | 01/14/2019 | Performance Verification for CAREFUSION 11136480 15270232 | Initial Install of Performance Verification. Device is ready for patient use. |  |  | 01/14/2019 | 01/14/2019
|  | CAREFUSION | ALARIS 8100 | MODULE, INFUSION PUMP |  | SPD | Kelemen |  |  | 03/13/2019 |  | 3/13/29 |  |  | NO | YES |  |  |  |  | CAREFUSION 11136479 15270999 |  |  | Active |  | 99:99:99:99:99:99 |  | High Risk | 1Y:00-MFG | 03/13/2019 | 03/13/2019 | COOPER UNIVERSITY HOSPITAL |  |  | Moves | WOT00000001467377 | David Frye | Performance Verification | Completed |  | 03/13/2019 | 03/13/2019 | Performance Verification for CAREFUSION 11136479 15270999 | Initial Install of Performance Verification. Device is ready for patient use. |  |  | 03/13/2019 | 03/13/2019
|  | CAREFUSION | ALARIS 8100 | MODULE, INFUSION PUMP |  | SPD | Dorrance |  |  | 01/15/2019 |  | 1/15/29 |  |  | NO | YES |  |  |  |  | CAREFUSION 11136478 15271008 |  |  | Active |  | 99:99:99:99:99:99 |  | High Risk | 1Y:00-MFG | 01/15/2019 | 01/15/2019 | COOPER UNIVERSITY HOSPITAL |  |  | Moves | WOT00000001467596 | David Frye | Performance Verification | Completed |  | 01/15/2019 | 01/15/2019 | Performance Verification for CAREFUSION 11136478 15271008 | Initial Install of Performance Verification. Device is ready for patient use. |  |  | 01/15/2019 | 01/15/2019
|  | CAREFUSION | ALARIS 8100 | MODULE, INFUSION PUMP |  | SPD | Kelemen |  |  | 01/14/2019 |  | 1/14/29 |  |  | NO | YES |  |  |  |  | CAREFUSION 11136477 15270821 |  |  | Active |  | 99:99:99:99:99:99 |  | High Risk | 1Y:00-MFG | 01/14/2019 | 01/14/2019 | COOPER UNIVERSITY HOSPITAL |  |  | Moves | WOT00000001458149 | David Frye | Performance Verification | Completed |  | 01/14/2019 | 01/14/2019 | Performance Verification for CAREFUSION 11136477 15270821 | Initial Install of Performance Verification. Device is ready for patient use. |  |  | 01/14/2019 | 01/14/2019
|  | CAREFUSION | ALARIS 8100 | MODULE, INFUSION PUMP |  | SPD | Pavilion |  |  | 01/28/2019 |  | 1/28/29 |  |  | NO | YES |  |  |  |  | CAREFUSION 11136476 15270257 |  |  | Active |  | 99:99:99:99:99:99 |  | High Risk | 1Y:00-MFG | 01/28/2019 | 01/28/2019 | COOPER UNIVERSITY HOSPITAL |  |  | Moves | WOT00000001467041 | David Frye | Performance Verification | Completed |  | 01/28/2019 | 01/28/2019 | Performance Verification for CAREFUSION 11136476 15270257 | Initial Install of Performance Verification. Device is ready for patient use. |  |  | 01/28/2019 | 01/28/2019
|  | CAREFUSION | ALARIS 8100 | MODULE, INFUSION PUMP |  | SPD | Pavilion |  |  | 04/23/2019 |  | 4/23/29 |  |  | NO | YES |  |  |  |  | CAREFUSION 11136475 15269339 |  |  | Active |  | 99:99:99:99:99:99 |  | High Risk | 1Y:00-MFG | 04/23/2019 | 04/23/2019 | COOPER UNIVERSITY HOSPITAL |  |  | Moves | WOT00000001454811 | David Frye | Performance Verification | Completed |  | 04/23/2019 | 04/23/2019 | Performance Verification for CAREFUSION 11136475 15269339 | Initial Install of Performance Verification. Device is ready for patient use. |  |  | 04/23/2019 | 04/23/2019
|  | CAREFUSION | ALARIS 8100 | MODULE, INFUSION PUMP |  | SPD | Kelemen |  |  | 01/15/2019 |  | 1/15/29 |  |  | NO | YES |  |  |  |  | CAREFUSION 11136473 15270840 |  |  | Active |  | 99:99:99:99:99:99 |  | High Risk | 1Y:00-MFG | 01/15/2019 | 01/15/2019 | COOPER UNIVERSITY HOSPITAL |  |  | Moves | WOT00000001458262 | David Frye | Performance Verification | Completed |  | 01/15/2019 | 01/15/2019 | Performance Verification for CAREFUSION 11136473 15270840 | Initial Install of Performance Verification. Device is ready for patient use. |  |  | 01/15/2019 | 01/15/2019
|  | CAREFUSION | ALARIS 8100 | MODULE, INFUSION PUMP |  | SPD | Kelemen |  |  | 01/07/2019 |  | 1/7/29 |  |  | NO | YES |  |  |  |  | CAREFUSION 11136472 15271004 |  |  | Active |  | 99:99:99:99:99:99 |  | High Risk | 1Y:00-MFG | 01/07/2019 | 01/07/2019 | COOPER UNIVERSITY HOSPITAL |  |  | Moves | WOT00000001467592 | David Frye | Performance Verification | Completed |  | 01/07/2019 | 01/07/2019 | Performance Verification for CAREFUSION 11136472 15271004 | Initial Install of Performance Verification. Device is ready for patient use. |  |  | 01/07/2019 | 01/07/2019
|  | CAREFUSION | ALARIS 8100 | MODULE, INFUSION PUMP |  | SPD | Pavilion |  |  | 01/15/2019 |  | 1/15/29 |  |  | NO | YES |  |  |  |  | CAREFUSION 11136469 15270913 |  |  | Active |  | 99:99:99:99:99:99 |  | High Risk | 1Y:00-MFG | 01/15/2019 | 01/15/2019 | COOPER UNIVERSITY HOSPITAL |  |  | Moves | WOT00000001468216 | David Frye | Performance Verification | Completed |  | 01/15/2019 | 01/15/2019 | Performance Verification for CAREFUSION 11136469 15270913 | Initial Install of Performance Verification. Device is ready for patient use. |  |  | 01/15/2019 | 01/15/2019
|  | CAREFUSION | ALARIS 8100 | MODULE, INFUSION PUMP |  | SPD | Pavilion |  |  | 02/06/2019 |  | 2/6/29 |  |  | NO | YES |  |  |  |  | CAREFUSION 11136470 15270894 |  |  | Active |  | 99:99:99:99:99:99 |  | High Risk | 1Y:00-MFG | 02/06/2019 | 02/06/2019 | COOPER UNIVERSITY HOSPITAL |  |  | Moves | WOT00000001468208 | David Frye | Performance Verification | Completed |  | 02/06/2019 | 02/06/2019 | Performance Verification for CAREFUSION 11136470 15270894 | Initial Install of Performance Verification. Device is ready for patient use. |  |  | 02/06/2019 | 02/06/2019
|  | CAREFUSION | ALARIS 8100 | MODULE, INFUSION PUMP |  | SPD | Pavilion |  |  | 01/07/2019 |  | 1/7/29 |  |  | NO | YES |  |  |  |  | CAREFUSION 11136471 15268982 |  |  | Active |  | 99:99:99:99:99:99 |  | High Risk | 1Y:00-MFG | 01/07/2019 | 01/07/2019 | COOPER UNIVERSITY HOSPITAL |  |  | Moves | WOT00000001468776 | David Frye | Performance Verification | Completed |  | 01/07/2019 | 01/07/2019 | Performance Verification for CAREFUSION 11136471 15268982 | Initial Install of Performance Verification. Device is ready for patient use. |  |  | 01/07/2019 | 01/07/2019
|  | CAREFUSION | ALARIS 8100 | MODULE, INFUSION PUMP |  | SPD | Kelemen |  |  | 02/05/2019 |  | 2/5/29 |  |  | NO | YES |  |  |  |  | CAREFUSION 11136468 15270569 |  |  | Active |  | 99:99:99:99:99:99 |  | High Risk | 1Y:00-MFG | 02/05/2019 | 02/05/2019 | COOPER UNIVERSITY HOSPITAL |  |  | Moves | WOT00000001469686 | David Frye | Performance Verification | Completed |  | 02/05/2019 | 02/05/2019 | Performance Verification for CAREFUSION 11136468 15270569 | Initial Install of Performance Verification. Device is ready for patient use. |  |  | 02/05/2019 | 02/05/2019
|  | CAREFUSION | ALARIS 8100 | MODULE, INFUSION PUMP |  | SPD | Kelemen |  |  | 02/21/2019 |  | 2/21/29 |  |  | NO | YES |  |  |  |  | CAREFUSION 11136467 15270799 |  |  | Active |  | 99:99:99:99:99:99 |  | High Risk | 1Y:00-MFG | 02/21/2019 | 02/21/2019 | COOPER UNIVERSITY HOSPITAL |  |  | Moves | WOT00000001467460 | David Frye | Performance Verification | Completed |  | 02/21/2019 | 02/21/2019 | Performance Verification for CAREFUSION 11136467 15270799 | Initial Install of Performance Verification. Device is ready for patient use. |  |  | 02/21/2019 | 02/21/2019
|  | CAREFUSION | ALARIS 8100 | MODULE, INFUSION PUMP |  | SPD | Kelemen |  |  | 01/04/2019 |  | 1/4/29 |  |  | NO | YES |  |  |  |  | CAREFUSION 11136465 15269256 |  |  | Active |  | 99:99:99:99:99:99 |  | High Risk | 1Y:00-MFG | 01/04/2019 | 01/04/2019 | COOPER UNIVERSITY HOSPITAL |  |  | Moves | WOT00000001469271 | David Frye | Performance Verification | Completed |  | 01/04/2019 | 01/04/2019 | Performance Verification for CAREFUSION 11136465 15269256 | Initial Install of Performance Verification. Device is ready for patient use. |  |  | 01/04/2019 | 01/04/2019
|  | CAREFUSION | ALARIS 8100 | MODULE, INFUSION PUMP |  | SPD | Pavilion |  |  | 02/04/2019 |  | 2/4/29 |  |  | NO | YES |  |  |  |  | CAREFUSION 11136466 15267636 |  |  | Active | dup11136466 | 99:99:99:99:99:99 |  | High Risk | 1Y:00-MFG | 02/04/2019 | 02/04/2019 | COOPER UNIVERSITY HOSPITAL |  |  | Moves | WOT00000001469796 | David Frye | Performance Verification | Completed |  | 02/04/2019 | 02/04/2019 | Performance Verification for CAREFUSION 11136466 15267636 | Initial Install of Performance Verification. Device is ready for patient use. |  |  | 02/04/2019 | 02/04/2019
|  | CAREFUSION | ALARIS 8100 | MODULE, INFUSION PUMP |  | SPD | Pavilion |  |  | 01/17/2019 |  | 1/17/29 |  |  | NO | YES |  |  |  |  | CAREFUSION 11136464 15270848 |  |  | Active |  | 99:99:99:99:99:99 |  | High Risk | 1Y:00-MFG | 01/17/2019 | 01/17/2019 | COOPER UNIVERSITY HOSPITAL |  |  | Moves | WOT00000001469200 | David Frye | Performance Verification | Completed |  | 01/17/2019 | 01/17/2019 | Performance Verification for CAREFUSION 11136464 15270848 | Initial Install of Performance Verification. Device is ready for patient use. |  |  | 01/17/2019 | 01/17/2019
|  | CAREFUSION | ALARIS 8100 | MODULE, INFUSION PUMP |  | SPD | Kelemen |  |  | 01/16/2019 |  | 1/16/29 |  |  | NO | YES |  |  |  |  | CAREFUSION 11136461 15270869 |  |  | Active |  | 99:99:99:99:99:99 |  | High Risk | 1Y:00-MFG | 01/16/2019 | 01/16/2019 | COOPER UNIVERSITY HOSPITAL |  |  | Moves | WOT00000001469218 | David Frye | Performance Verification | Completed |  | 01/16/2019 | 01/16/2019 | Performance Verification for CAREFUSION 11136461 15270869 | Initial Install of Performance Verification. Device is ready for patient use. |  |  | 01/16/2019 | 01/16/2019
|  | CAREFUSION | ALARIS 8100 | MODULE, INFUSION PUMP |  | SPD | Kelemen |  |  | 02/07/2019 |  | 2/7/29 |  |  | NO | YES |  |  |  |  | CAREFUSION 11136460 15270787 |  |  | Active |  | 99:99:99:99:99:99 |  | High Risk | 1Y:00-MFG | 02/07/2019 | 02/07/2019 | COOPER UNIVERSITY HOSPITAL |  |  | Moves | WOT00000001467453 | David Frye | Performance Verification | Completed |  | 02/07/2019 | 02/07/2019 | Performance Verification for CAREFUSION 11136460 15270787 | Initial Install of Performance Verification. Device is ready for patient use. |  |  | 02/07/2019 | 02/07/2019
|  | CAREFUSION | ALARIS 8100 | MODULE, INFUSION PUMP |  | SPD | Pavilion |  |  | 02/26/2019 |  | 2/26/29 |  |  | NO | YES |  |  |  |  | CAREFUSION 11136457 15270880 |  |  | Active |  | 99:99:99:99:99:99 |  | High Risk | 1Y:00-MFG | 02/26/2019 | 02/26/2019 | COOPER UNIVERSITY HOSPITAL |  |  | Moves | WOT00000001469222 | David Frye | Performance Verification | Completed |  | 02/26/2019 | 02/26/2019 | Performance Verification for CAREFUSION 11136457 15270880 | Initial Install of Performance Verification. Device is ready for patient use. |  |  | 02/26/2019 | 02/26/2019
|  | CAREFUSION | ALARIS 8100 | MODULE, INFUSION PUMP |  | SPD | Kelemen |  |  | 02/04/2019 |  | 2/4/29 |  |  | NO | YES |  |  |  |  | CAREFUSION 11136450 15269931 |  |  | Active |  | 99:99:99:99:99:99 |  | High Risk | 1Y:00-MFG | 02/04/2019 | 02/04/2019 | COOPER UNIVERSITY HOSPITAL |  |  | Moves | WOT00000001467798 | David Frye | Performance Verification | Completed |  | 02/04/2019 | 02/04/2019 | Performance Verification for CAREFUSION 11136450 15269931 | Initial Install of Performance Verification. Device is ready for patient use. |  |  | 02/04/2019 | 02/04/2019
|  | CAREFUSION | ALARIS 8100 | MODULE, INFUSION PUMP |  | SPD | Pavilion |  |  | 01/14/2019 |  | 1/14/29 |  |  | NO | YES |  |  |  |  | CAREFUSION 11136451 15269487 |  |  | Active |  | 99:99:99:99:99:99 |  | High Risk | 1Y:00-MFG | 01/14/2019 | 01/14/2019 | COOPER UNIVERSITY HOSPITAL |  |  | Moves | WOT00000001469072 | David Frye | Performance Verification | Completed |  | 01/14/2019 | 01/14/2019 | Performance Verification for CAREFUSION 11136451 15269487 | Initial Install of Performance Verification. Device is ready for patient use. |  |  | 01/14/2019 | 01/14/2019
|  | CAREFUSION | ALARIS 8100 | MODULE, INFUSION PUMP |  |  | Pavilion | [7 empty] | NO | YES
|  | CAREFUSION | ALARIS 8100 | MODULE, INFUSION PUMP |  | SPD | Pavilion |  |  | 01/07/2019 |  | 1/7/29 |  |  | NO | YES |  |  |  |  | CAREFUSION 11136458 15270706 |  |  | Active |  | 99:99:99:99:99:99 |  | High Risk | 1Y:00-MFG | 01/07/2019 | 01/07/2019 | COOPER UNIVERSITY HOSPITAL |  |  | Moves | WOT00000001469814 | David Frye | Performance Verification | Completed |  | 01/07/2019 | 01/07/2019 | Performance Verification for CAREFUSION 11136458 15270706 | Initial Install of Performance Verification. Device is ready for patient use. |  |  | 01/07/2019 | 01/07/2019
|  | CAREFUSION | ALARIS 8100 | MODULE, INFUSION PUMP |  | SPD | Kelemen |  |  | 02/04/2019 |  | 2/4/29 |  |  | NO | YES |  |  |  |  | CAREFUSION 11136454 15269292 |  |  | Active |  | 99:99:99:99:99:99 |  | High Risk | 1Y:00-MFG | 02/04/2019 | 02/04/2019 | COOPER UNIVERSITY HOSPITAL |  |  | Moves | WOT00000001469182 | David Frye | Performance Verification | Completed |  | 02/04/2019 | 02/04/2019 | Performance Verification for CAREFUSION 11136454 15269292 | Initial Install of Performance Verification. Device is ready for patient use. |  |  | 02/04/2019 | 02/04/2019
|  | CAREFUSION | ALARIS 8100 | MODULE, INFUSION PUMP |  | SPD | Pavilion |  |  | 01/08/2019 |  | 1/8/29 |  |  | NO | YES |  |  |  |  | CAREFUSION 11136455 15269245 |  |  | Active |  | 99:99:99:99:99:99 |  | High Risk | 1Y:00-MFG | 01/08/2019 | 01/08/2019 | COOPER UNIVERSITY HOSPITAL |  |  | Moves | WOT00000001460395 | David Frye | Performance Verification | Completed |  | 01/08/2019 | 01/08/2019 | Performance Verification for CAREFUSION 11136455 15269245 | Initial Install of Performance Verification. Device is ready for patient use. |  |  | 01/08/2019 | 01/08/2019
|  | CAREFUSION | ALARIS 8100 | MODULE, INFUSION PUMP |  | SPD | Pavilion |  |  | 01/14/2019 |  | 1/14/29 |  |  | NO | YES |  |  |  |  | CAREFUSION 11136456 15269291 |  |  | Active |  | 99:99:99:99:99:99 |  | High Risk | 1Y:00-MFG | 01/14/2019 | 01/14/2019 | COOPER UNIVERSITY HOSPITAL |  |  | Moves | WOT00000001469180 | David Frye | Performance Verification | Completed |  | 01/14/2019 | 01/14/2019 | Performance Verification for CAREFUSION 11136456 15269291 | Initial Install of Performance Verification. Device is ready for patient use. |  |  | 01/14/2019 | 01/14/2019
|  | CAREFUSION | ALARIS 8100 | MODULE, INFUSION PUMP |  | SPD | Pavilion |  |  | 02/11/2019 |  | 2/11/29 |  |  | NO | YES |  |  |  |  | CAREFUSION 11136452 15269252 |  |  | Active |  | 99:99:99:99:99:99 |  | High Risk | 1Y:00-MFG | 02/11/2019 | 02/11/2019 | COOPER UNIVERSITY HOSPITAL |  |  | Moves | WOT00000001469266 | David Frye | Performance Verification | Completed |  | 02/11/2019 | 02/11/2019 | Performance Verification for CAREFUSION 11136452 15269252 | Initial Install of Performance Verification. Device is ready for patient use. |  |  | 02/11/2019 | 02/11/2019
|  | CAREFUSION | ALARIS 8100 | MODULE, INFUSION PUMP |  | SPD | Kelemen |  |  | 01/17/2019 |  | 1/17/29 |  |  | NO | YES |  |  |  |  | CAREFUSION 11136453 15269367 |  |  | Active |  | 99:99:99:99:99:99 |  | High Risk | 1Y:00-MFG | 01/17/2019 | 01/17/2019 | COOPER UNIVERSITY HOSPITAL |  |  | Moves | WOT00000001454836 | David Frye | Performance Verification | Completed |  | 01/17/2019 | 01/17/2019 | Performance Verification for CAREFUSION 11136453 15269367 | Initial Install of Performance Verification. Device is ready for patient use. |  |  | 01/17/2019 | 01/17/2019
|  | CAREFUSION | ALARIS 8100 | MODULE, INFUSION PUMP |  | SPD | Pavilion |  |  | 01/08/2019 |  | 1/8/29 |  |  | NO | YES |  |  |  |  | CAREFUSION 11136446 15269800 |  |  | Active |  | 99:99:99:99:99:99 |  | High Risk | 1Y:00-MFG | 01/08/2019 | 01/08/2019 | COOPER UNIVERSITY HOSPITAL |  |  | Moves | WOT00000001466815 | David Frye | Performance Verification | Completed |  | 01/08/2019 | 01/08/2019 | Performance Verification for CAREFUSION 11136446 15269800 | Initial Install of Performance Verification. Device is ready for patient use. |  |  | 01/08/2019 | 01/08/2019
|  | CAREFUSION | ALARIS 8100 | MODULE, INFUSION PUMP |  | SPD | Kelemen |  |  | 01/14/2019 |  | 1/14/29 |  |  | NO | YES |  |  |  |  | CAREFUSION 11136448 15269790 |  |  | Active |  | 99:99:99:99:99:99 |  | High Risk | 1Y:00-MFG | 01/14/2019 | 01/14/2019 | COOPER UNIVERSITY HOSPITAL |  |  | Moves | WOT00000001466805 | David Frye | Performance Verification | Completed |  | 01/14/2019 | 01/14/2019 | Performance Verification for CAREFUSION 11136448 15269790 | Initial Install of Performance Verification. Device is ready for patient use. |  |  | 01/14/2019 | 01/14/2019
|  | CAREFUSION | ALARIS 8100 | MODULE, INFUSION PUMP |  | SPD | Pavilion |  |  | 01/16/2019 |  | 1/16/29 |  |  | NO | YES |  |  |  |  | CAREFUSION 11136447 15269298 |  |  | Active |  | 99:99:99:99:99:99 |  | High Risk | 1Y:00-MFG | 01/16/2019 | 01/16/2019 | COOPER UNIVERSITY HOSPITAL |  |  | Moves | WOT00000001469184 | David Frye | Performance Verification | Completed |  | 01/16/2019 | 01/16/2019 | Performance Verification for CAREFUSION 11136447 15269298 | Initial Install of Performance Verification. Device is ready for patient use. |  |  | 01/16/2019 | 01/16/2019
|  | CAREFUSION | ALARIS 8100 | MODULE, INFUSION PUMP |  | SPD | Pavilion |  |  | 02/27/2019 |  | 2/27/29 |  |  | NO | YES |  |  |  |  | CAREFUSION 11136442 15269287 |  |  | Active |  | 99:99:99:99:99:99 |  | High Risk | 1Y:00-MFG | 02/27/2019 | 02/27/2019 | COOPER UNIVERSITY HOSPITAL |  |  | Moves | WOT00000001469178 | David Frye | Performance Verification | Completed |  | 02/27/2019 | 02/27/2019 | Performance Verification for CAREFUSION 11136442 15269287 | Initial Install of Performance Verification. Device is ready for patient use. |  |  | 02/27/2019 | 02/27/2019
|  | CAREFUSION | ALARIS 8100 | MODULE, INFUSION PUMP |  | SPD | Pavilion |  |  | 01/03/2019 |  | 1/3/29 |  |  | NO | YES |  |  |  |  | CAREFUSION 11136443 15269372 |  |  | Active |  | 99:99:99:99:99:99 |  | High Risk | 1Y:00-MFG | 01/03/2019 | 01/03/2019 | COOPER UNIVERSITY HOSPITAL |  |  | Moves | WOT00000001454878 | David Frye | Performance Verification | Completed |  | 01/03/2019 | 01/03/2019 | Performance Verification for CAREFUSION 11136443 15269372 | Initial Install of Performance Verification. Device is ready for patient use. |  |  | 01/03/2019 | 01/03/2019
|  | CAREFUSION | ALARIS 8100 | MODULE, INFUSION PUMP |  | SPD | Pavilion |  |  | 01/14/2019 |  | 1/14/29 |  |  | NO | YES |  |  |  |  | CAREFUSION 11136445 15269787 |  |  | Active |  | 99:99:99:99:99:99 |  | High Risk | 1Y:00-MFG | 01/14/2019 | 01/14/2019 | COOPER UNIVERSITY HOSPITAL |  |  | Moves | WOT00000001466801 | David Frye | Performance Verification | Completed |  | 01/14/2019 | 01/14/2019 | Performance Verification for CAREFUSION 11136445 15269787 | Initial Install of Performance Verification. Device is ready for patient use. |  |  | 01/14/2019 | 01/14/2019
|  | CAREFUSION | ALARIS 8100 | MODULE, INFUSION PUMP |  | SPD | Pavilion |  |  | 01/17/2019 |  | 1/17/29 |  |  | NO | YES |  |  |  |  | CAREFUSION 11136444 15269908 |  |  | Active |  | 99:99:99:99:99:99 |  | High Risk | 1Y:00-MFG | 01/17/2019 | 01/17/2019 | COOPER UNIVERSITY HOSPITAL |  |  | Moves | WOT00000001467840 | David Frye | Performance Verification | Completed |  | 01/17/2019 | 01/17/2019 | Performance Verification for CAREFUSION 11136444 15269908 | Initial Install of Performance Verification. Device is ready for patient use. |  |  | 01/17/2019 | 01/17/2019
|  | CAREFUSION | ALARIS 8100 | MODULE, INFUSION PUMP |  | SPD | Kelemen |  |  | 01/15/2019 |  | 1/15/29 |  |  | NO | YES |  |  |  |  | CAREFUSION 11136440 15270249 |  |  | Active |  | 99:99:99:99:99:99 |  | High Risk | 1Y:00-MFG | 01/15/2019 | 01/15/2019 | COOPER UNIVERSITY HOSPITAL |  |  | Moves | WOT00000001467031 | David Frye | Performance Verification | Completed |  | 01/15/2019 | 01/15/2019 | Performance Verification for CAREFUSION 11136440 15270249 | Initial Install of Performance Verification. Device is ready for patient use. |  |  | 01/15/2019 | 01/15/2019
|  | CAREFUSION | ALARIS 8100 | MODULE, INFUSION PUMP |  | SPD | Kelemen |  |  | 02/11/2019 |  | 2/11/29 |  |  | NO | YES |  |  |  |  | CAREFUSION 11136441 15269282 |  |  | Active |  | 99:99:99:99:99:99 |  | High Risk | 1Y:00-MFG | 02/11/2019 | 02/11/2019 | COOPER UNIVERSITY HOSPITAL |  |  | Moves | WOT00000001469176 | David Frye | Performance Verification | Completed |  | 02/11/2019 | 02/11/2019 | Performance Verification for CAREFUSION 11136441 15269282 | Initial Install of Performance Verification. Device is ready for patient use. |  |  | 02/11/2019 | 02/11/2019
|  | CAREFUSION | ALARIS 8100 | MODULE, INFUSION PUMP |  | SPD | Kelemen | BASEMENT |  | 01/08/2019 |  | 1/8/29 |  |  | NO | YES |  |  |  |  | CAREFUSION 11136436 15269927 |  |  | Active |  | 99:99:99:99:99:99 |  | High Risk | 1Y:00-MFG | 01/08/2019 | 01/08/2019 | COOPER UNIVERSITY HOSPITAL |  |  | Moves | WOT00000001467793 | David Frye | Performance Verification | Completed |  | 01/08/2019 | 01/08/2019 | Performance Verification for CAREFUSION 11136436 15269927 | Initial Install of Performance Verification. Device is ready for patient use. |  |  | 01/08/2019 | 01/08/2019
|  | CAREFUSION | ALARIS 8100 | MODULE, INFUSION PUMP |  | SPD | Pavilion |  |  | 02/06/2019 |  | 2/6/29 |  |  | NO | YES |  |  |  |  | CAREFUSION 11136428 15266139 |  |  | Active |  | 99:99:99:99:99:99 |  | High Risk | 1Y:00-MFG | 02/06/2019 | 02/06/2019 | COOPER UNIVERSITY HOSPITAL |  |  | Moves | WOT00000001467140 | David Frye | Performance Verification | Completed |  | 02/06/2019 | 02/06/2019 | Performance Verification for CAREFUSION 11136428 15266139 | Initial Install of Performance Verification. Device is ready for patient use. |  |  | 02/06/2019 | 02/06/2019
|  | CAREFUSION | ALARIS 8100 | MODULE, INFUSION PUMP |  | SPD | Pavilion |  |  | 01/09/2019 |  | 1/9/29 |  |  | NO | YES |  |  |  |  | CAREFUSION 11136429 15269246 |  |  | Active |  | 99:99:99:99:99:99 |  | High Risk | 1Y:00-MFG | 01/09/2019 | 01/09/2019 | COOPER UNIVERSITY HOSPITAL |  |  | Moves | WOT00000001467398 | David Frye | Performance Verification | Completed |  | 01/09/2019 | 01/09/2019 | Performance Verification for CAREFUSION 11136429 15269246 | Initial Install of Performance Verification. Device is ready for patient use. |  |  | 01/09/2019 | 01/09/2019
|  | CAREFUSION | ALARIS 8100 | MODULE, INFUSION PUMP |  | SPD | Kelemen |  |  | 01/03/2019 |  | 1/3/29 |  |  | NO | YES |  |  |  |  | CAREFUSION 11136439 15270895 |  |  | Active |  | 99:99:99:99:99:99 |  | High Risk | 1Y:00-MFG | 01/03/2019 | 01/03/2019 | COOPER UNIVERSITY HOSPITAL |  |  | Moves | WOT00000001468210 | David Frye | Performance Verification | Completed |  | 01/03/2019 | 01/03/2019 | Performance Verification for CAREFUSION 11136439 15270895 | Initial Install of Performance Verification. Device is ready for patient use. |  |  | 01/03/2019 | 01/03/2019
|  | CAREFUSION | ALARIS 8100 | MODULE, INFUSION PUMP |  | SPD | Pavilion |  |  | 03/14/2019 |  | 3/14/29 |  |  | NO | YES |  |  |  |  | CAREFUSION 11136438 15269689 |  |  | Active |  | 99:99:99:99:99:99 |  | High Risk | 1Y:00-MFG | 03/14/2019 | 03/14/2019 | COOPER UNIVERSITY HOSPITAL |  |  | I | WOT00000001467683 | David Frye | Performance Verification | Completed |  | 03/14/2019 | 03/14/2019 | Performance Verification for CAREFUSION 11136438 15269689 | Initial Install of Performance Verification. Device is ready for patient use. |  |  | 03/14/2019 | 03/14/2019
|  | CAREFUSION | ALARIS 8100 | MODULE, INFUSION PUMP |  | SPD | Pavilion |  |  | 02/11/2019 |  | 2/11/29 |  |  | NO | YES |  |  |  |  | CAREFUSION 11136437 15269662 |  |  | Active |  | 99:99:99:99:99:99 |  | High Risk | 1Y:00-MFG | 02/11/2019 | 02/11/2019 | COOPER UNIVERSITY HOSPITAL |  |  | Moves | WOT00000001467549 | David Frye | Performance Verification | Completed |  | 02/11/2019 | 02/11/2019 | Performance Verification for CAREFUSION 11136437 15269662 | Initial Install of Performance Verification. Device is ready for patient use. |  |  | 02/11/2019 | 02/11/2019
|  | CAREFUSION | ALARIS 8100 | MODULE, INFUSION PUMP |  | SPD | Pavilion |  |  | 01/08/2019 |  | 1/8/29 |  |  | NO | YES |  |  |  |  | CAREFUSION 11136433 15269945 |  |  | Active |  | 99:99:99:99:99:99 |  | High Risk | 1Y:00-MFG | 01/08/2019 | 01/08/2019 | COOPER UNIVERSITY HOSPITAL |  |  | Moves | WOT00000001469649 | David Frye | Performance Verification | Completed |  | 01/08/2019 | 01/08/2019 | Performance Verification for CAREFUSION 11136433 15269945 | Initial Install of Performance Verification. Device is ready for patient use. |  |  | 01/08/2019 | 01/08/2019
|  | CAREFUSION | ALARIS 8100 | MODULE, INFUSION PUMP |  | SPD | Kelemen |  |  | 01/28/2019 |  | 1/28/29 |  |  | NO | YES |  |  |  |  | CAREFUSION 11136432 15269856 |  |  | Active |  | 99:99:99:99:99:99 |  | High Risk | 1Y:00-MFG | 01/28/2019 | 01/28/2019 | COOPER UNIVERSITY HOSPITAL |  |  | Moves | WOT00000001466821 | David Frye | Performance Verification | Completed |  | 01/28/2019 | 01/28/2019 | Performance Verification for CAREFUSION 11136432 15269856 | Initial Install of Performance Verification. Device is ready for patient use. |  |  | 01/28/2019 | 01/28/2019
|  | CAREFUSION | ALARIS 8100 | MODULE, INFUSION PUMP |  | SPD | Kelemen |  |  | 05/14/2019 |  | 5/14/29 |  |  | NO | YES |  |  |  |  | CAREFUSION 11136431 15269669 |  |  | Active |  | 99:99:99:99:99:99 |  | High Risk | 1Y:00-MFG | 05/14/2019 | 05/14/2019 | COOPER UNIVERSITY HOSPITAL |  |  | Moves | WOT00000001467693 | David Frye | Performance Verification | Completed |  | 05/14/2019 | 05/14/2019 | Performance Verification for CAREFUSION 11136431 15269669 | Initial Install of Performance Verification. Device is ready for patient use. |  |  | 05/14/2019 | 05/14/2019
|  | CAREFUSION | ALARIS 8100 | MODULE, INFUSION PUMP |  | SPD | Pavilion |  |  | 01/09/2019 |  | 1/9/29 |  |  | NO | YES |  |  |  |  | CAREFUSION 11136430 15269651 |  |  | Active |  | 99:99:99:99:99:99 |  | High Risk | 1Y:00-MFG | 01/09/2019 | 01/09/2019 | COOPER UNIVERSITY HOSPITAL |  |  | Moves | WOT00000001467545 | David Frye | Performance Verification | Completed |  | 01/09/2019 | 01/09/2019 | Performance Verification for CAREFUSION 11136430 15269651 | Initial Install of Performance Verification. Device is ready for patient use. |  |  | 01/09/2019 | 01/09/2019
|  | CAREFUSION | ALARIS 8100 | MODULE, INFUSION PUMP |  | SPD | Pavilion |  |  | 02/11/2019 |  | 2/11/29 |  |  | NO | YES |  |  |  |  | CAREFUSION 11136427 15269937 |  |  | Active | dup11136427 | 99:99:99:99:99:99 |  | High Risk | 1Y:00-MFG | 02/11/2019 | 02/11/2019 | COOPER UNIVERSITY HOSPITAL |  |  | Moves | WOT00000001467802 | David Frye | Performance Verification | Completed |  | 02/11/2019 | 02/11/2019 | Performance Verification for CAREFUSION 11136427 15269937 | Initial Install of Performance Verification. Device is ready for patient use. |  |  | 02/11/2019 | 02/11/2019
|  | CAREFUSION | ALARIS 8100 | MODULE, INFUSION PUMP |  | SPD | Pavilion |  |  | 01/09/2019 |  | 1/9/29 |  |  | NO | YES |  |  |  |  | CAREFUSION 11136423 15270431 |  |  | Active |  | 99:99:99:99:99:99 |  | High Risk | 1Y:00-MFG | 01/09/2019 | 01/09/2019 | COOPER UNIVERSITY HOSPITAL |  |  | Moves | WOT00000001468128 | David Frye | Performance Verification | Completed |  | 01/09/2019 | 01/09/2019 | Performance Verification for CAREFUSION 11136423 15270431 | Initial Install of Performance Verification. Device is ready for patient use. |  |  | 01/09/2019 | 01/09/2019
|  | CAREFUSION | ALARIS 8100 | MODULE, INFUSION PUMP |  | SPD | Kelemen |  |  | 05/03/2019 |  | 5/3/29 |  |  | NO | YES |  |  |  |  | CAREFUSION 11136426 15269271 |  |  | Active |  | 99:99:99:99:99:99 |  | High Risk | 1Y:00-MFG | 05/03/2019 | 05/03/2019 | COOPER UNIVERSITY HOSPITAL |  |  | Moves | WOT00000001469172 | David Frye | Performance Verification | Completed |  | 05/03/2019 | 05/03/2019 | Performance Verification for CAREFUSION 11136426 15269271 | Initial Install of Performance Verification. Device is ready for patient use. |  |  | 05/03/2019 | 05/03/2019
|  | CAREFUSION | ALARIS 8100 | MODULE, INFUSION PUMP |  | SPD | Kelemen |  |  | 02/05/2019 |  | 2/5/29 |  |  | NO | YES |  |  |  |  | CAREFUSION 11136425 15269796 |  |  | Active |  | 99:99:99:99:99:99 |  | High Risk | 1Y:00-MFG | 02/05/2019 | 02/05/2019 | COOPER UNIVERSITY HOSPITAL |  |  | Moves | WOT00000001466813 | David Frye | Performance Verification | Completed |  | 02/05/2019 | 02/05/2019 | Performance Verification for CAREFUSION 11136425 15269796 | Initial Install of Performance Verification. Device is ready for patient use. |  |  | 02/05/2019 | 02/05/2019
|  | CAREFUSION | ALARIS 8100 | MODULE, INFUSION PUMP |  | SPD | Kelemen |  |  | 02/05/2019 |  | 2/5/29 |  |  | NO | YES |  |  |  |  | CAREFUSION 11136424 15270251 |  |  | Active |  | 99:99:99:99:99:99 |  | High Risk | 1Y:00-MFG | 02/05/2019 | 02/05/2019 | COOPER UNIVERSITY HOSPITAL |  |  | Moves | WOT00000001467035 | David Frye | Performance Verification | Completed |  | 02/05/2019 | 02/05/2019 | Performance Verification for CAREFUSION 11136424 15270251 | Initial Install of Performance Verification. Device is ready for patient use. |  |  | 02/05/2019 | 02/05/2019
|  | CAREFUSION | ALARIS 8100 | MODULE, INFUSION PUMP |  | SPD | Pavilion |  |  | 02/20/2019 |  | 2/20/29 |  |  | NO | YES |  |  |  |  | CAREFUSION 11136422 15269795 |  |  | Active |  | 99:99:99:99:99:99 |  | High Risk | 1Y:00-MFG | 02/20/2019 | 02/20/2019 | COOPER UNIVERSITY HOSPITAL |  |  | Moves | WOT00000001466810 | David Frye | Performance Verification | Completed |  | 02/20/2019 | 02/20/2019 | Performance Verification for CAREFUSION 11136422 15269795 | Initial Install of Performance Verification. Device is ready for patient use. |  |  | 02/20/2019 | 02/20/2019
|  | CAREFUSION | ALARIS 8100 | MODULE, INFUSION PUMP |  | SPD | Pavilion |  |  | 01/22/2019 |  | 1/22/29 |  |  | NO | YES |  |  |  |  | CAREFUSION 11136421 15269900 |  |  | Active |  | 99:99:99:99:99:99 |  | High Risk | 1Y:00-MFG | 01/22/2019 | 01/22/2019 | COOPER UNIVERSITY HOSPITAL |  |  | Moves | WOT00000001467837 | David Frye | Performance Verification | Completed |  | 01/22/2019 | 01/22/2019 | Performance Verification for CAREFUSION 11136421 15269900 | Initial Install of Performance Verification. Device is ready for patient use. |  |  | 01/22/2019 | 01/22/2019
|  | CAREFUSION | ALARIS 8100 | MODULE, INFUSION PUMP |  | SPD | Kelemen |  |  | 01/03/2019 |  | 1/3/29 |  |  | NO | YES |  |  |  |  | CAREFUSION 11136420 15265626 |  |  | Active |  | 99:99:99:99:99:99 |  | High Risk | 1Y:00-MFG | 01/03/2019 | 01/03/2019 | COOPER UNIVERSITY HOSPITAL |  |  | Moves | WOT00000001466940 | David Frye | Performance Verification | Completed |  | 01/03/2019 | 01/03/2019 | Performance Verification for CAREFUSION 11136420 15265626 | Initial Install of Performance Verification. Device is ready for patient use. |  |  | 01/03/2019 | 01/03/2019
|  | CAREFUSION | ALARIS 8100 | MODULE, INFUSION PUMP |  | SPD | Kelemen |  |  | 02/01/2019 |  | 2/1/29 |  |  | NO | YES |  |  |  |  | CAREFUSION 11136419 15269101 |  |  | Active |  | 99:99:99:99:99:99 |  | High Risk | 1Y:00-MFG | 02/01/2019 | 02/01/2019 | COOPER UNIVERSITY HOSPITAL |  |  | Moves | WOT00000001469728 | David Frye | Performance Verification | Completed |  | 02/01/2019 | 02/01/2019 | Performance Verification for CAREFUSION 11136419 15269101 | Initial Install of Performance Verification. Device is ready for patient use. |  |  | 02/01/2019 | 02/01/2019
|  | CAREFUSION | ALARIS 8100 | MODULE, INFUSION PUMP |  | SPD | Pavilion |  |  | 01/17/2019 |  | 1/17/29 |  |  | NO | YES |  |  |  |  | CAREFUSION 11136417 15266563 |  |  | Active |  | 99:99:99:99:99:99 |  | High Risk | 1Y:00-MFG | 01/17/2019 | 01/17/2019 | COOPER UNIVERSITY HOSPITAL |  |  | Moves | WOT00000001467148 | David Frye | Performance Verification | Completed |  | 01/17/2019 | 01/17/2019 | Performance Verification for CAREFUSION 11136417 15266563 | Initial Install of Performance Verification. Device is ready for patient use. |  |  | 01/17/2019 | 01/17/2019
|  | CAREFUSION | ALARIS 8100 | MODULE, INFUSION PUMP |  | SPD | Kelemen |  |  | 02/11/2019 |  | 2/11/29 |  |  | NO | YES |  |  |  |  | CAREFUSION 11136415 15269125 |  |  | Active |  | 99:99:99:99:99:99 |  | High Risk | 1Y:00-MFG | 02/11/2019 | 02/11/2019 | COOPER UNIVERSITY HOSPITAL |  |  | Moves | WOT00000001469734 | David Frye | Performance Verification | Completed |  | 02/11/2019 | 02/11/2019 | Performance Verification for CAREFUSION 11136415 15269125 | Initial Install of Performance Verification. Device is ready for patient use. |  |  | 02/11/2019 | 02/11/2019
|  | CAREFUSION | ALARIS 8100 | MODULE, INFUSION PUMP |  | SPD | Kelemen |  |  | 01/15/2019 |  | 1/15/29 |  |  | NO | YES |  |  |  |  | CAREFUSION 11136416 15269614 |  |  | Active |  | 99:99:99:99:99:99 |  | High Risk | 1Y:00-MFG | 01/15/2019 | 01/15/2019 | COOPER UNIVERSITY HOSPITAL |  |  | Moves | WOT00000001469477 | David Frye | Performance Verification | Completed |  | 01/15/2019 | 01/15/2019 | Performance Verification for CAREFUSION 11136416 15269614 | Initial Install of Performance Verification. Device is ready for patient use. |  |  | 01/15/2019 | 01/15/2019
|  | CAREFUSION | ALARIS 8100 | MODULE, INFUSION PUMP |  | SPD | Kelemen |  |  | 01/09/2019 |  | 1/9/29 |  |  | NO | YES |  |  |  |  | CAREFUSION 11136414 15270859 |  |  | Active |  | 99:99:99:99:99:99 |  | High Risk | 1Y:00-MFG | 01/09/2019 | 01/09/2019 | COOPER UNIVERSITY HOSPITAL |  |  | Moves | WOT00000001469205 | David Frye | Performance Verification | Completed |  | 01/09/2019 | 01/09/2019 | Performance Verification for CAREFUSION 11136414 15270859 | Initial Install of Performance Verification. Device is ready for patient use. |  |  | 01/09/2019 | 01/09/2019
|  | CAREFUSION | ALARIS 8100 | MODULE, INFUSION PUMP |  | SPD | Pavilion |  |  | 02/19/2019 |  | 2/19/29 |  |  | NO | YES |  |  |  |  | CAREFUSION 11136413 15270909 |  |  | Active |  | 99:99:99:99:99:99 |  | High Risk | 1Y:00-MFG | 02/19/2019 | 02/19/2019 | COOPER UNIVERSITY HOSPITAL |  |  | Moves | WOT00000001468214 | David Frye | Performance Verification | Completed |  | 02/19/2019 | 02/19/2019 | Performance Verification for CAREFUSION 11136413 15270909 | Initial Install of Performance Verification. Device is ready for patient use. |  |  | 02/19/2019 | 02/19/2019
|  | CAREFUSION | ALARIS 8100 | MODULE, INFUSION PUMP |  | SPD | Kelemen |  |  | 01/28/2019 |  | 1/28/29 |  |  | NO | YES |  |  |  |  | CAREFUSION 11136412 15269716 |  |  | Active |  | 99:99:99:99:99:99 |  | High Risk | 1Y:00-MFG | 01/28/2019 | 01/28/2019 | COOPER UNIVERSITY HOSPITAL |  |  | Moves | WOT00000001469475 | David Frye | Performance Verification | Completed |  | 01/28/2019 | 01/28/2019 | Performance Verification for CAREFUSION 11136412 15269716 | Initial Install of Performance Verification. Device is ready for patient use. |  |  | 01/28/2019 | 01/28/2019
|  | CAREFUSION | ALARIS 8100 | MODULE, INFUSION PUMP |  | SPD | Kelemen |  |  | 01/28/2019 |  | 1/28/29 |  |  | NO | YES |  |  |  |  | CAREFUSION 11136411 15270375 |  |  | Active |  | 99:99:99:99:99:99 |  | High Risk | 1Y:00-MFG | 01/28/2019 | 01/28/2019 | COOPER UNIVERSITY HOSPITAL |  |  | Moves | WOT00000001468803 | David Frye | Performance Verification | Completed |  | 01/28/2019 | 01/28/2019 | Performance Verification for CAREFUSION 11136411 15270375 | Initial Install of Performance Verification. Device is ready for patient use. |  |  | 01/28/2019 | 01/28/2019
|  | CAREFUSION | ALARIS 8100 | MODULE, INFUSION PUMP |  | SPD | Kelemen |  |  | 01/23/2019 |  | 1/23/29 |  |  | NO | YES |  |  |  |  | CAREFUSION 11136410 15270992 |  |  | Active |  | 99:99:99:99:99:99 |  | High Risk | 1Y:00-MFG | 01/23/2019 | 01/23/2019 | COOPER UNIVERSITY HOSPITAL |  |  | Moves | WOT00000001456290 | David Frye | Performance Verification | Completed |  | 01/23/2019 | 01/23/2019 | Performance Verification for CAREFUSION 11136410 15270992 | Initial Install of Performance Verification. Device is ready for patient use. |  |  | 01/23/2019 | 01/23/2019
|  | CAREFUSION | ALARIS 8100 | MODULE, INFUSION PUMP |  | SPD | Kelemen |  |  | 01/15/2019 |  | 1/15/29 |  |  | NO | YES |  |  |  |  | CAREFUSION 11136409 15270849 |  |  | Active |  | 99:99:99:99:99:99 |  | High Risk | 1Y:00-MFG | 01/15/2019 | 01/15/2019 | COOPER UNIVERSITY HOSPITAL |  |  | Moves | WOT00000001469202 | David Frye | Performance Verification | Completed |  | 01/15/2019 | 01/15/2019 | Performance Verification for CAREFUSION 11136409 15270849 | Initial Install of Performance Verification. Device is ready for patient use. |  |  | 01/15/2019 | 01/15/2019
|  | CAREFUSION | ALARIS 8100 | MODULE, INFUSION PUMP |  | SPD | Kelemen |  |  | 02/05/2019 |  | 2/5/29 |  |  | NO | YES |  |  |  |  | CAREFUSION 11136408 15270305 |  |  | Active |  | 99:99:99:99:99:99 |  | High Risk | 1Y:00-MFG | 02/05/2019 | 02/05/2019 | COOPER UNIVERSITY HOSPITAL |  |  | Moves | WOT00000001467184 | David Frye | Performance Verification | Completed |  | 02/05/2019 | 02/05/2019 | Performance Verification for CAREFUSION 11136408 15270305 | Initial Install of Performance Verification. Device is ready for patient use. |  |  | 02/05/2019 | 02/05/2019
|  | CAREFUSION | ALARIS 8100 | MODULE, INFUSION PUMP |  | SPD | Pavilion |  |  | 01/16/2019 |  | 1/16/29 |  |  | NO | YES |  |  |  |  | CAREFUSION 11136406 15270926 |  |  | Active |  | 99:99:99:99:99:99 |  | High Risk | 1Y:00-MFG | 01/16/2019 | 01/16/2019 | COOPER UNIVERSITY HOSPITAL |  |  | Moves | WOT00000001468220 | David Frye | Performance Verification | Completed |  | 01/16/2019 | 01/16/2019 | Performance Verification for CAREFUSION 11136406 15270926 | Initial Install of Performance Verification. Device is ready for patient use. |  |  | 01/16/2019 | 01/16/2019
|  | CAREFUSION | ALARIS 8100 | MODULE, INFUSION PUMP |  | SPD | Pavilion |  |  | 02/12/2019 |  | 2/12/29 |  |  | NO | YES |  |  |  |  | CAREFUSION 11136405 15270861 |  |  | Active |  | 99:99:99:99:99:99 |  | High Risk | 1Y:00-MFG | 02/12/2019 | 02/12/2019 | COOPER UNIVERSITY HOSPITAL |  |  | Moves | WOT00000001469209 | David Frye | Performance Verification | Completed |  | 02/12/2019 | 02/12/2019 | Performance Verification for CAREFUSION 11136405 15270861 | Initial Install of Performance Verification. Device is ready for patient use. |  |  | 02/12/2019 | 02/12/2019
|  | CAREFUSION | ALARIS 8100 | MODULE, INFUSION PUMP |  | SPD | Pavilion |  |  | 01/29/2019 |  | 1/29/29 |  |  | NO | YES |  |  |  |  | CAREFUSION 11136403 15270923 |  |  | Active |  | 99:99:99:99:99:99 |  | High Risk | 1Y:00-MFG | 01/29/2019 | 01/29/2019 | COOPER UNIVERSITY HOSPITAL |  |  | Moves | WOT00000001468218 | David Frye | Performance Verification | Completed |  | 01/29/2019 | 01/29/2019 | Performance Verification for CAREFUSION 11136403 15270923 | Initial Install of Performance Verification. Device is ready for patient use. |  |  | 01/29/2019 | 01/29/2019
|  | CAREFUSION | ALARIS 8100 | MODULE, INFUSION PUMP |  | SPD | Kelemen |  |  | 01/16/2019 |  | 1/16/29 |  |  | NO | YES |  |  |  |  | CAREFUSION 11136404 15270319 |  |  | Active |  | 99:99:99:99:99:99 |  | High Risk | 1Y:00-MFG | 01/16/2019 | 01/16/2019 | COOPER UNIVERSITY HOSPITAL |  |  | Moves | WOT00000001467190 | David Frye | Performance Verification | Completed |  | 01/16/2019 | 01/16/2019 | Performance Verification for CAREFUSION 11136404 15270319 | Initial Install of Performance Verification. Device is ready for patient use. |  |  | 01/16/2019 | 01/16/2019
|  | CAREFUSION | ALARIS 8100 | MODULE, INFUSION PUMP |  | SPD | Pavilion |  |  | 01/21/2019 |  | 1/21/29 |  |  | NO | YES |  |  |  |  | CAREFUSION 11136402 15269632 |  |  | Active |  | 99:99:99:99:99:99 |  | High Risk | 1Y:00-MFG | 01/21/2019 | 01/21/2019 | COOPER UNIVERSITY HOSPITAL |  |  | Moves | WOT00000001469485 | David Frye | Performance Verification | Completed |  | 01/21/2019 | 01/21/2019 | Performance Verification for CAREFUSION 11136402 15269632 | Initial Install of Performance Verification. Device is ready for patient use. |  |  | 01/21/2019 | 01/21/2019
|  | CAREFUSION | ALARIS 8100 | MODULE, INFUSION PUMP |  | SPD | Kelemen |  |  | 01/15/2019 |  | 1/15/29 |  |  | NO | YES |  |  |  |  | CAREFUSION 11136401 15266899 |  |  | Active |  | 99:99:99:99:99:99 |  | High Risk | 1Y:00-MFG | 01/15/2019 | 01/15/2019 | COOPER UNIVERSITY HOSPITAL |  |  | Moves | WOT00000001469776 | David Frye | Performance Verification | Completed |  | 01/15/2019 | 01/15/2019 | Performance Verification for CAREFUSION 11136401 15266899 | Initial Install of Performance Verification. Device is ready for patient use. |  |  | 01/15/2019 | 01/15/2019
|  | CAREFUSION | ALARIS 8100 | MODULE, INFUSION PUMP |  | SPD | Kelemen |  |  | 01/03/2019 |  | 1/3/29 |  |  | NO | YES |  |  |  |  | CAREFUSION 11136396 15269917 |  |  | Active |  | 99:99:99:99:99:99 |  | High Risk | 1Y:00-MFG | 01/03/2019 | 01/03/2019 | COOPER UNIVERSITY HOSPITAL |  |  | Moves | WOT00000001467789 | David Frye | Performance Verification | Completed |  | 01/03/2019 | 01/03/2019 | Performance Verification for CAREFUSION 11136396 15269917 | Initial Install of Performance Verification. Device is ready for patient use. |  |  | 01/03/2019 | 01/03/2019
|  | CAREFUSION | ALARIS 8100 | MODULE, INFUSION PUMP |  | SPD | Pavilion |  |  | 01/21/2019 |  | 1/21/29 |  |  | NO | YES |  |  |  |  | CAREFUSION 11136400 15269629 |  |  | Active |  | 99:99:99:99:99:99 |  | High Risk | 1Y:00-MFG | 01/21/2019 | 01/21/2019 | COOPER UNIVERSITY HOSPITAL |  |  | Moves | WOT00000001469483 | David Frye | Performance Verification | Completed |  | 01/21/2019 | 01/21/2019 | Performance Verification for CAREFUSION 11136400 15269629 | Initial Install of Performance Verification. Device is ready for patient use. |  |  | 01/21/2019 | 01/21/2019
|  | CAREFUSION | ALARIS 8100 | MODULE, INFUSION PUMP |  | SPD | Kelemen |  |  | 01/03/2019 |  | 1/3/29 |  |  | NO | YES |  |  |  |  | CAREFUSION 11136399 15269216 |  |  | Active |  | 99:99:99:99:99:99 |  | High Risk | 1Y:00-MFG | 01/03/2019 | 01/03/2019 | COOPER UNIVERSITY HOSPITAL |  |  | Moves | WOT00000001468904 | David Frye | Performance Verification | Completed |  | 01/03/2019 | 01/03/2019 | Performance Verification for CAREFUSION 11136399 15269216 | Initial Install of Performance Verification. Device is ready for patient use. |  |  | 01/03/2019 | 01/03/2019
|  | CAREFUSION | ALARIS 8100 | MODULE, INFUSION PUMP |  | SPD | Kelemen |  |  | 01/23/2019 |  | 1/23/29 |  |  | NO | YES |  |  |  |  | CAREFUSION 11136398 15269620 |  |  | Active |  | 99:99:99:99:99:99 |  | High Risk | 1Y:00-MFG | 01/23/2019 | 01/23/2019 | COOPER UNIVERSITY HOSPITAL |  |  | Moves | WOT00000001469481 | David Frye | Performance Verification | Completed |  | 01/23/2019 | 01/23/2019 | Performance Verification for CAREFUSION 11136398 15269620 | Initial Install of Performance Verification. Device is ready for patient use. |  |  | 01/23/2019 | 01/23/2019
|  | CAREFUSION | ALARIS 8100 | MODULE, INFUSION PUMP |  | SPD | Kelemen |  |  | 01/08/2019 |  | 1/8/29 |  |  | NO | YES |  |  |  |  | CAREFUSION 11136397 15269238 |  |  | Active |  | 99:99:99:99:99:99 |  | High Risk | 1Y:00-MFG | 01/08/2019 | 01/08/2019 | COOPER UNIVERSITY HOSPITAL |  |  | Moves | WOT00000001460391 | David Frye | Performance Verification | Completed |  | 01/08/2019 | 01/08/2019 | Performance Verification for CAREFUSION 11136397 15269238 | Initial Install of Performance Verification. Device is ready for patient use. |  |  | 01/08/2019 | 01/08/2019
|  | CAREFUSION | ALARIS 8100 | MODULE, INFUSION PUMP |  | SPD | Kelemen |  |  | 01/24/2019 |  | 1/24/29 |  |  | NO | YES |  |  |  |  | CAREFUSION 11136395 15269380 |  |  | Active |  | 99:99:99:99:99:99 |  | High Risk | 1Y:00-MFG | 01/24/2019 | 01/24/2019 | COOPER UNIVERSITY HOSPITAL |  |  | Moves | WOT00000001456009 | David Frye | Performance Verification | Completed |  | 01/24/2019 | 01/24/2019 | Performance Verification for CAREFUSION 11136395 15269380 | Initial Install of Performance Verification. Device is ready for patient use. |  |  | 01/24/2019 | 01/24/2019
|  | CAREFUSION | ALARIS 8100 | MODULE, INFUSION PUMP |  | SPD | Pavilion |  |  | 01/04/2019 |  | 1/4/29 |  |  | NO | YES |  |  |  |  | CAREFUSION 11136390 15269719 |  |  | Active |  | 99:99:99:99:99:99 |  | High Risk | 1Y:00-MFG | 01/04/2019 | 01/04/2019 | COOPER UNIVERSITY HOSPITAL |  |  | Moves | WOT00000001468376 | David Frye | Performance Verification | Completed |  | 01/04/2019 | 01/04/2019 | Performance Verification for CAREFUSION 11136390 15269719 | Initial Install of Performance Verification. Device is ready for patient use. |  |  | 01/04/2019 | 01/04/2019
|  | CAREFUSION | ALARIS 8100 | MODULE, INFUSION PUMP |  | SPD | Kelemen |  |  | 01/25/2019 |  | 1/25/29 |  |  | NO | YES |  |  |  |  | CAREFUSION 11136385 15270345 |  |  | Active |  | 99:99:99:99:99:99 |  | High Risk | 1Y:00-MFG | 01/25/2019 | 01/25/2019 | COOPER UNIVERSITY HOSPITAL |  |  | Moves | WOT00000001468802 | David Frye | Performance Verification | Completed |  | 01/25/2019 | 01/25/2019 | Performance Verification for CAREFUSION 11136385 15270345 | Initial Install of Performance Verification. Device is ready for patient use. |  |  | 01/25/2019 | 01/25/2019
|  | CAREFUSION | ALARIS 8100 | MODULE, INFUSION PUMP |  | SPD | Pavilion |  |  | 01/03/2019 |  | 1/3/29 |  |  | NO | YES |  |  |  |  | CAREFUSION 11136386 15270988 |  |  | Active |  | 99:99:99:99:99:99 |  | High Risk | 1Y:00-MFG | 01/03/2019 | 01/03/2019 | COOPER UNIVERSITY HOSPITAL |  |  | Moves | WOT00000001456258 | David Frye | Performance Verification | Completed |  | 01/03/2019 | 01/03/2019 | Performance Verification for CAREFUSION 11136386 15270988 | Initial Install of Performance Verification. Device is ready for patient use. |  |  | 01/03/2019 | 01/03/2019
|  | CAREFUSION | ALARIS 8100 | MODULE, INFUSION PUMP |  | SPD | Kelemen |  |  | 01/14/2019 |  | 1/14/29 |  |  | NO | YES |  |  |  |  | CAREFUSION 11136387 15269925 |  |  | Active |  | 99:99:99:99:99:99 |  | High Risk | 1Y:00-MFG | 01/14/2019 | 01/14/2019 | COOPER UNIVERSITY HOSPITAL |  |  | Moves | WOT00000001467790 | David Frye | Performance Verification | Completed |  | 01/14/2019 | 01/14/2019 | Performance Verification for CAREFUSION 11136387 15269925 | Initial Install of Performance Verification. Device is ready for patient use. |  |  | 01/14/2019 | 01/14/2019
|  | CAREFUSION | ALARIS 8100 | MODULE, INFUSION PUMP |  | SPD | Pavilion |  |  | 01/21/2019 |  | 1/21/29 |  |  | NO | YES |  |  |  |  | CAREFUSION 11136388 15269893 |  |  | Active |  | 99:99:99:99:99:99 |  | High Risk | 1Y:00-MFG | 01/21/2019 | 01/21/2019 | COOPER UNIVERSITY HOSPITAL |  |  | Moves | WOT00000001467827 | David Frye | Performance Verification | Completed |  | 01/21/2019 | 01/21/2019 | Performance Verification for CAREFUSION 11136388 15269893 | Initial Install of Performance Verification. Device is ready for patient use. |  |  | 01/21/2019 | 01/21/2019
|  | CAREFUSION | ALARIS 8100 | MODULE, INFUSION PUMP |  | SPD | Kelemen |  |  | 02/26/2019 |  | 2/26/29 |  |  | NO | YES |  |  |  |  | CAREFUSION 11136389 15269657 |  |  | Active |  | 99:99:99:99:99:99 |  | High Risk | 1Y:00-MFG | 02/26/2019 | 02/26/2019 | COOPER UNIVERSITY HOSPITAL |  |  | Moves | WOT00000001467547 | David Frye | Performance Verification | Completed |  | 02/26/2019 | 02/26/2019 | Performance Verification for CAREFUSION 11136389 15269657 | Initial Install of Performance Verification. Device is ready for patient use. |  |  | 02/26/2019 | 02/26/2019
|  | CAREFUSION | ALARIS 8100 | MODULE, INFUSION PUMP |  | SPD | Pavilion |  |  | 01/14/2019 |  | 1/14/29 |  |  | NO | YES |  |  |  |  | CAREFUSION 11136383 15269896 |  |  | Active |  | 99:99:99:99:99:99 |  | High Risk | 1Y:00-MFG | 01/14/2019 | 01/14/2019 | COOPER UNIVERSITY HOSPITAL |  |  | Moves | WOT00000001467831 | David Frye | Performance Verification | Completed |  | 01/14/2019 | 01/14/2019 | Performance Verification for CAREFUSION 11136383 15269896 | Initial Install of Performance Verification. Device is ready for patient use. |  |  | 01/14/2019 | 01/14/2019
|  | CAREFUSION | ALARIS 8100 | MODULE, INFUSION PUMP |  | SPD | Pavilion |  |  | 01/21/2019 |  | 1/21/29 |  |  | NO | YES |  |  |  |  | CAREFUSION 11136378 15271003 |  |  | Active |  | 99:99:99:99:99:99 |  | High Risk | 1Y:00-MFG | 01/21/2019 | 01/21/2019 | COOPER UNIVERSITY HOSPITAL |  |  | Moves | WOT00000001467381 | David Frye | Performance Verification | Completed |  | 01/21/2019 | 01/21/2019 | Performance Verification for CAREFUSION 11136378 15271003 | Initial Install of Performance Verification. Device is ready for patient use. |  |  | 01/21/2019 | 01/21/2019
|  | CAREFUSION | ALARIS 8100 | MODULE, INFUSION PUMP |  | SPD | Kelemen |  |  | 02/11/2019 |  | 2/11/29 |  |  | NO | YES |  |  |  |  | CAREFUSION 11136379 15269594 |  |  | Active |  | 99:99:99:99:99:99 |  | High Risk | 1Y:00-MFG | 02/11/2019 | 02/11/2019 | COOPER UNIVERSITY HOSPITAL |  |  | Moves | WOT00000001469336 | David Frye | Performance Verification | Completed |  | 02/11/2019 | 02/11/2019 | Performance Verification for CAREFUSION 11136379 15269594 | Initial Install of Performance Verification. Device is ready for patient use. |  |  | 02/11/2019 | 02/11/2019
|  | CAREFUSION | ALARIS 8100 | MODULE, INFUSION PUMP |  | SPD | Pavilion |  |  | 01/14/2019 |  | 1/14/29 |  |  | NO | YES |  |  |  |  | CAREFUSION 11136380 15269107 |  |  | Active |  | 99:99:99:99:99:99 |  | High Risk | 1Y:00-MFG | 01/14/2019 | 01/14/2019 | COOPER UNIVERSITY HOSPITAL |  |  | Moves | WOT00000001469730 | David Frye | Performance Verification | Completed |  | 01/14/2019 | 01/14/2019 | Performance Verification for CAREFUSION 11136380 15269107 | Initial Install of Performance Verification. Device is ready for patient use. |  |  | 01/14/2019 | 01/14/2019
|  | CAREFUSION | ALARIS 8100 | MODULE, INFUSION PUMP |  | SPD | Kelemen |  |  | 01/15/2019 |  | 1/15/29 |  |  | NO | YES |  |  |  |  | CAREFUSION 11136382 15269524 |  |  | Active |  | 99:99:99:99:99:99 |  | High Risk | 1Y:00-MFG | 01/15/2019 | 01/15/2019 | COOPER UNIVERSITY HOSPITAL |  |  | Moves | WOT00000001467357 | David Frye | Performance Verification | Completed |  | 01/15/2019 | 01/15/2019 | Performance Verification for CAREFUSION 11136382 15269524 | Initial Install of Performance Verification. Device is ready for patient use. |  |  | 01/15/2019 | 01/15/2019
|  | CAREFUSION | ALARIS 8100 | MODULE, INFUSION PUMP |  | SPD | Kelemen |  |  | 02/01/2019 |  | 2/1/29 |  |  | NO | YES |  |  |  |  | CAREFUSION 11136381 15269201 |  |  | Active | dup11136381 | 99:99:99:99:99:99 |  | High Risk | 1Y:00-MFG | 02/01/2019 | 02/01/2019 | COOPER UNIVERSITY HOSPITAL |  |  | Moves | WOT00000001468891 | David Frye | Performance Verification | Completed |  | 02/01/2019 | 02/01/2019 | Performance Verification for CAREFUSION 11136381 15269201 | Initial Install of Performance Verification. Device is ready for patient use. |  |  | 02/01/2019 | 02/01/2019
|  | CAREFUSION | ALARIS 8100 | MODULE, INFUSION PUMP |  | SPD | Kelemen |  |  | 01/28/2019 |  | 1/28/29 |  |  | NO | YES |  |  |  |  | CAREFUSION 11136377 15270888 |  |  | Active |  | 99:99:99:99:99:99 |  | High Risk | 1Y:00-MFG | 01/28/2019 | 01/28/2019 | COOPER UNIVERSITY HOSPITAL |  |  | Moves | WOT00000001469225 | David Frye | Performance Verification | Completed |  | 01/28/2019 | 01/28/2019 | Performance Verification for CAREFUSION 11136377 15270888 | Initial Install of Performance Verification. Device is ready for patient use. |  |  | 01/28/2019 | 01/28/2019
|  | CAREFUSION | ALARIS 8100 | MODULE, INFUSION PUMP |  | SPD | Pavilion |  |  | 01/24/2019 |  | 1/24/29 |  |  | NO | YES |  |  |  |  | CAREFUSION 11136376 15269509 |  |  | Active |  | 99:99:99:99:99:99 |  | High Risk | 1Y:00-MFG | 01/24/2019 | 01/24/2019 | COOPER UNIVERSITY HOSPITAL |  |  | Moves | WOT00000001467346 | David Frye | Performance Verification | Completed |  | 01/24/2019 | 01/24/2019 | Performance Verification for CAREFUSION 11136376 15269509 | Initial Install of Performance Verification. Device is ready for patient use. |  |  | 01/24/2019 | 01/24/2019
|  | CAREFUSION | ALARIS 8100 | MODULE, INFUSION PUMP |  | SPD | Pavilion |  |  | 01/23/2019 |  | 1/23/29 |  |  | NO | YES |  |  |  |  | CAREFUSION 11136375 15271025 |  |  | Active |  | 99:99:99:99:99:99 |  | High Risk | 1Y:00-MFG | 01/23/2019 | 01/23/2019 | COOPER UNIVERSITY HOSPITAL |  |  | Moves | WOT00000001467612 | David Frye | Performance Verification | Completed |  | 01/23/2019 | 01/23/2019 | Performance Verification for CAREFUSION 11136375 15271025 | Initial Install of Performance Verification. Device is ready for patient use. |  |  | 01/23/2019 | 01/23/2019
|  | CAREFUSION | ALARIS 8100 | MODULE, INFUSION PUMP |  | SPD | Kelemen |  |  | 01/24/2019 |  | 1/24/29 |  |  | NO | YES |  |  |  |  | CAREFUSION 11136373 15270390 |  |  | Active |  | 99:99:99:99:99:99 |  | High Risk | 1Y:00-MFG | 01/24/2019 | 01/24/2019 | COOPER UNIVERSITY HOSPITAL |  |  | Moves | WOT00000001468806 | David Frye | Performance Verification | Completed |  | 01/24/2019 | 01/24/2019 | Performance Verification for CAREFUSION 11136373 15270390 | Initial Install of Performance Verification. Device is ready for patient use. |  |  | 01/24/2019 | 01/24/2019
|  | CAREFUSION | ALARIS 8100 | MODULE, INFUSION PUMP |  | SPD | Kelemen |  |  | 01/08/2019 |  | 1/8/29 |  |  | NO | YES |  |  |  |  | CAREFUSION 11136372 15270553 |  |  | Active |  | 99:99:99:99:99:99 |  | High Risk | 1Y:00-MFG | 01/08/2019 | 01/08/2019 | COOPER UNIVERSITY HOSPITAL |  |  | Moves | WOT00000001468747 | David Frye | Performance Verification | Completed |  | 01/08/2019 | 01/08/2019 | Performance Verification for CAREFUSION 11136372 15270553 | Initial Install of Performance Verification. Device is ready for patient use. |  |  | 01/08/2019 | 01/08/2019
|  | CAREFUSION | ALARIS 8100 | MODULE, INFUSION PUMP |  | SPD | Kelemen |  |  | 01/28/2019 |  | 1/28/29 |  |  | NO | YES |  |  |  |  | CAREFUSION 11136370 15270556 |  |  | Active |  | 99:99:99:99:99:99 |  | High Risk | 1Y:00-MFG | 01/28/2019 | 01/28/2019 | COOPER UNIVERSITY HOSPITAL |  |  | Moves | WOT00000001469679 | David Frye | Performance Verification | Completed |  | 01/28/2019 | 01/28/2019 | Performance Verification for CAREFUSION 11136370 15270556 | Initial Install of Performance Verification. Device is ready for patient use. |  |  | 01/28/2019 | 01/28/2019
|  | CAREFUSION | ALARIS 8100 | MODULE, INFUSION PUMP |  | SPD | Kelemen |  |  | 01/29/2019 |  | 1/29/29 |  |  | NO | YES |  |  |  |  | CAREFUSION 11136369 15270983 |  |  | Active |  | 99:99:99:99:99:99 |  | High Risk | 1Y:00-MFG | 01/29/2019 | 01/29/2019 | COOPER UNIVERSITY HOSPITAL |  |  | Moves | WOT00000001456230 | David Frye | Performance Verification | Completed |  | 01/29/2019 | 01/29/2019 | Performance Verification for CAREFUSION 11136369 15270983 | Initial Install of Performance Verification. Device is ready for patient use. |  |  | 01/29/2019 | 01/29/2019
|  | CAREFUSION | ALARIS 8100 | MODULE, INFUSION PUMP |  | SPD | Kelemen |  |  | 01/14/2019 |  | 1/14/29 |  |  | NO | YES |  |  |  |  | CAREFUSION 11136367 15269270 |  |  | Active |  | 99:99:99:99:99:99 |  | High Risk | 1Y:00-MFG | 01/14/2019 | 01/14/2019 | COOPER UNIVERSITY HOSPITAL |  |  | Moves | WOT00000001469170 | David Frye | Performance Verification | Completed |  | 01/14/2019 | 01/14/2019 | Performance Verification for CAREFUSION 11136367 15269270 | Initial Install of Performance Verification. Device is ready for patient use. |  |  | 01/14/2019 | 01/14/2019
|  | CAREFUSION | ALARIS 8100 | MODULE, INFUSION PUMP |  | SPD | Pavilion |  |  | 02/04/2019 |  | 2/4/29 |  |  | NO | YES |  |  |  |  | CAREFUSION 11136368 15270851 |  |  | Active |  | 99:99:99:99:99:99 |  | High Risk | 1Y:00-MFG | 02/04/2019 | 02/04/2019 | COOPER UNIVERSITY HOSPITAL |  |  | Moves | WOT00000001469204 | David Frye | Performance Verification | Completed |  | 02/04/2019 | 02/04/2019 | Performance Verification for CAREFUSION 11136368 15270851 | Initial Install of Performance Verification. Device is ready for patient use. |  |  | 02/04/2019 | 02/04/2019
|  | CAREFUSION | ALARIS 8100 | MODULE, INFUSION PUMP |  | SPD | Kelemen |  |  | 01/21/2019 |  | 1/21/29 |  |  | NO | YES |  |  |  |  | CAREFUSION 11136362 15270943 |  |  | Active |  | 99:99:99:99:99:99 |  | High Risk | 1Y:00-MFG | 01/21/2019 | 01/21/2019 | COOPER UNIVERSITY HOSPITAL |  |  | Moves | WOT00000001456075 | David Frye | Performance Verification | Completed |  | 01/21/2019 | 01/21/2019 | Performance Verification for CAREFUSION 11136362 15270943 | Initial Install of Performance Verification. Device is ready for patient use. |  |  | 01/21/2019 | 01/21/2019
|  | CAREFUSION | ALARIS 8100 | MODULE, INFUSION PUMP |  | SPD | Pavilion |  |  | 02/11/2019 |  | 2/11/29 |  |  | NO | YES |  |  |  |  | CAREFUSION 11136366 15270820 |  |  | Active |  | 99:99:99:99:99:99 |  | High Risk | 1Y:00-MFG | 02/11/2019 | 02/11/2019 | COOPER UNIVERSITY HOSPITAL |  |  | Moves | WOT00000001458140 | David Frye | Performance Verification | Completed |  | 02/11/2019 | 02/11/2019 | Performance Verification for CAREFUSION 11136366 15270820 | Initial Install of Performance Verification. Device is ready for patient use. |  |  | 02/11/2019 | 02/11/2019
|  | CAREFUSION | ALARIS 8100 | MODULE, INFUSION PUMP |  | SPD | Kelemen |  |  | 01/16/2019 |  | 1/16/29 |  |  | NO | YES |  |  |  |  | CAREFUSION 11136364 15269253 |  |  | Active |  | 99:99:99:99:99:99 |  | High Risk | 1Y:00-MFG | 01/16/2019 | 01/16/2019 | COOPER UNIVERSITY HOSPITAL |  |  | Moves | WOT00000001469267 | David Frye | Performance Verification | Completed |  | 01/16/2019 | 01/16/2019 | Performance Verification for CAREFUSION 11136364 15269253 | Initial Install of Performance Verification. Device is ready for patient use. |  |  | 01/16/2019 | 01/16/2019
|  | CAREFUSION | ALARIS 8100 | MODULE, INFUSION PUMP |  | SPD | Kelemen |  |  | 01/14/2019 |  | 1/14/29 |  |  | NO | YES |  |  |  |  | CAREFUSION 11136363 15270262 |  |  | Active |  | 99:99:99:99:99:99 |  | High Risk | 1Y:00-MFG | 01/14/2019 | 01/14/2019 | COOPER UNIVERSITY HOSPITAL |  |  | Moves | WOT00000001467228 | David Frye | Performance Verification | Completed |  | 01/14/2019 | 01/14/2019 | Performance Verification for CAREFUSION 11136363 15270262 | Initial Install of Performance Verification. Device is ready for patient use. |  |  | 01/14/2019 | 01/14/2019
|  | CAREFUSION | ALARIS 8100 | MODULE, INFUSION PUMP |  | SPD | Pavilion |  |  | 01/15/2019 |  | 1/15/29 |  |  | NO | YES |  |  |  |  | CAREFUSION 11136361 15269544 |  |  | Active |  | 99:99:99:99:99:99 |  | High Risk | 1Y:00-MFG | 01/15/2019 | 01/15/2019 | COOPER UNIVERSITY HOSPITAL |  |  | Moves | WOT00000001469038 | David Frye | Performance Verification | Completed |  | 01/15/2019 | 01/15/2019 | Performance Verification for CAREFUSION 11136361 15269544 | Initial Install of Performance Verification. Device is ready for patient use. |  |  | 01/15/2019 | 01/15/2019
|  | CAREFUSION | ALARIS 8100 | MODULE, INFUSION PUMP |  | SPD | Pavilion |  |  | 01/16/2019 |  | 1/16/29 |  |  | NO | YES |  |  |  |  | CAREFUSION 11136360 15268995 |  |  | Active |  | 99:99:99:99:99:99 |  | High Risk | 1Y:00-MFG | 01/16/2019 | 01/16/2019 | COOPER UNIVERSITY HOSPITAL |  |  | Moves | WOT00000001468778 | David Frye | Performance Verification | Completed |  | 01/16/2019 | 01/16/2019 | Performance Verification for CAREFUSION 11136360 15268995 | Initial Install of Performance Verification. Device is ready for patient use. |  |  | 01/16/2019 | 01/16/2019
|  | CAREFUSION | ALARIS 8100 | MODULE, INFUSION PUMP |  | SPD | Pavilion |  |  | 02/21/2019 |  | 2/21/29 |  |  | NO | YES |  |  |  |  | CAREFUSION 11136356 15270428 |  |  | Active |  | 99:99:99:99:99:99 |  | High Risk | 1Y:00-MFG | 02/21/2019 | 02/21/2019 | COOPER UNIVERSITY HOSPITAL |  |  | Moves | WOT00000001469758 | David Frye | Performance Verification | Completed |  | 02/21/2019 | 02/21/2019 | Performance Verification for CAREFUSION 11136356 15270428 | Initial Install of Performance Verification. Device is ready for patient use. |  |  | 02/21/2019 | 02/21/2019
|  | CAREFUSION | ALARIS 8100 | MODULE, INFUSION PUMP |  | SPD | Pavilion |  |  | 01/07/2019 |  | 1/7/29 |  |  | NO | YES |  |  |  |  | CAREFUSION 11136357 15270299 |  |  | Active |  | 99:99:99:99:99:99 |  | High Risk | 1Y:00-MFG | 01/07/2019 | 01/07/2019 | COOPER UNIVERSITY HOSPITAL |  |  | Moves | WOT00000001467180 | David Frye | Performance Verification | Completed |  | 01/07/2019 | 01/07/2019 | Performance Verification for CAREFUSION 11136357 15270299 | Initial Install of Performance Verification. Device is ready for patient use. |  |  | 01/07/2019 | 01/07/2019
|  | CAREFUSION | ALARIS 8100 | MODULE, INFUSION PUMP |  | SPD | Pavilion |  |  | 01/24/2019 |  | 1/24/29 |  |  | NO | YES |  |  |  |  | CAREFUSION 11136358 15270941 |  |  | Active |  | 99:99:99:99:99:99 |  | High Risk | 1Y:00-MFG | 01/24/2019 | 01/24/2019 | COOPER UNIVERSITY HOSPITAL |  |  | Moves | WOT00000001468228 | David Frye | Performance Verification | Completed |  | 01/24/2019 | 01/24/2019 | Performance Verification for CAREFUSION 11136358 15270941 | Initial Install of Performance Verification. Device is ready for patient use. |  |  | 01/24/2019 | 01/24/2019
|  | CAREFUSION | ALARIS 8100 | MODULE, INFUSION PUMP |  | SPD | Kelemen | BASEMENT |  | 01/29/2019 |  | 1/29/29 |  |  | NO | YES |  |  |  |  | CAREFUSION 11136352 15269560 |  |  | Active |  | 99:99:99:99:99:99 |  | High Risk | 1Y:00-MFG | 01/29/2019 | 01/29/2019 | COOPER UNIVERSITY HOSPITAL |  |  | Moves | WOT00000001469324 | David Frye | Performance Verification | Completed |  | 01/29/2019 | 01/29/2019 | Performance Verification for CAREFUSION 11136352 15269560 | Initial Install of Performance Verification. Device is ready for patient use. |  |  | 01/29/2019 | 01/29/2019
|  | CAREFUSION | ALARIS 8100 | MODULE, INFUSION PUMP |  | SPD | Kelemen |  |  | 02/28/2019 |  | 2/28/29 |  |  | NO | YES |  |  |  |  | CAREFUSION 11136353 15266914 |  |  | Active |  | 99:99:99:99:99:99 |  | High Risk | 1Y:00-MFG | 02/28/2019 | 02/28/2019 | COOPER UNIVERSITY HOSPITAL |  |  | Moves | WOT00000001469780 | David Frye | Performance Verification | Completed |  | 02/28/2019 | 02/28/2019 | Performance Verification for CAREFUSION 11136353 15266914 | Initial Install of Performance Verification. Device is ready for patient use. |  |  | 02/28/2019 | 02/28/2019
|  | CAREFUSION | ALARIS 8100 | MODULE, INFUSION PUMP |  | SPD | Kelemen |  |  | 02/04/2019 |  | 2/4/29 |  |  | NO | YES |  |  |  |  | CAREFUSION 11136359 15270142 |  |  | Active |  | 99:99:99:99:99:99 |  | High Risk | 1Y:00-MFG | 02/04/2019 | 02/04/2019 | COOPER UNIVERSITY HOSPITAL |  |  | Moves | WOT00000001466844 | David Frye | Performance Verification | Completed |  | 02/04/2019 | 02/04/2019 | Performance Verification for CAREFUSION 11136359 15270142 | Initial Install of Performance Verification. Device is ready for patient use. |  |  | 02/04/2019 | 02/04/2019
|  | CAREFUSION | ALARIS 8100 | MODULE, INFUSION PUMP |  | SPD | Kelemen | BASEMENT |  | 01/17/2019 |  | 1/17/29 |  |  | NO | YES |  |  |  |  | CAREFUSION 11136355 15269690 |  |  | Active |  | 99:99:99:99:99:99 |  | High Risk | 1Y:00-MFG | 01/17/2019 | 01/17/2019 | COOPER UNIVERSITY HOSPITAL |  |  | Moves | WOT00000001467685 | David Frye | Performance Verification | Completed |  | 01/17/2019 | 01/17/2019 | Performance Verification for CAREFUSION 11136355 15269690 | Initial Install of Performance Verification. Device is ready for patient use. |  |  | 01/17/2019 | 01/17/2019
|  | CAREFUSION | ALARIS 8100 | MODULE, INFUSION PUMP |  | SPD | Kelemen | BASEMENT |  | 01/17/2019 |  | 1/17/29 |  |  | NO | YES |  |  |  |  | CAREFUSION 11136354 15270056 |  |  | Active |  | 99:99:99:99:99:99 |  | High Risk | 1Y:00-MFG | 01/17/2019 | 01/17/2019 | COOPER UNIVERSITY HOSPITAL |  |  | Moves | WOT00000001466836 | David Frye | Performance Verification | Completed |  | 01/17/2019 | 01/17/2019 | Performance Verification for CAREFUSION 11136354 15270056 | Initial Install of Performance Verification. Device is ready for patient use. |  |  | 01/17/2019 | 01/17/2019
|  | CAREFUSION | ALARIS 8100 | MODULE, INFUSION PUMP |  | SPD | Kelemen |  |  | 01/09/2019 |  | 1/9/29 |  |  | NO | YES |  |  |  |  | CAREFUSION 11136351 15269194 |  |  | Active |  | 99:99:99:99:99:99 |  | High Risk | 1Y:00-MFG | 01/09/2019 | 01/09/2019 | COOPER UNIVERSITY HOSPITAL |  |  | Moves | WOT00000001468884 | David Frye | Performance Verification | Completed |  | 01/09/2019 | 01/09/2019 | Performance Verification for CAREFUSION 11136351 15269194 | Initial Install of Performance Verification. Device is ready for patient use. |  |  | 01/09/2019 | 01/09/2019
|  | CAREFUSION | ALARIS 8100 | MODULE, INFUSION PUMP |  | SPD | Kelemen |  |  | 02/04/2019 |  | 2/4/29 |  |  | NO | YES |  |  |  |  | CAREFUSION 11136349 15269320 |  |  | Active |  | 99:99:99:99:99:99 |  | High Risk | 1Y:00-MFG | 02/04/2019 | 02/04/2019 | COOPER UNIVERSITY HOSPITAL |  |  | Moves | WOT00000001454791 | David Frye | Performance Verification | Completed |  | 02/04/2019 | 02/04/2019 | Performance Verification for CAREFUSION 11136349 15269320 | Initial Install of Performance Verification. Device is ready for patient use. |  |  | 02/04/2019 | 02/04/2019
|  | CAREFUSION | ALARIS 8100 | MODULE, INFUSION PUMP |  | SPD | Pavilion |  |  | 02/04/2019 |  | 2/4/29 |  |  | NO | YES |  |  |  |  | CAREFUSION 11136350 15267451 |  |  | Active |  | 99:99:99:99:99:99 |  | High Risk | 1Y:00-MFG | 02/04/2019 | 02/04/2019 | COOPER UNIVERSITY HOSPITAL |  |  | Moves | WOT00000001469788 | David Frye | Performance Verification | Completed |  | 02/04/2019 | 02/04/2019 | Performance Verification for CAREFUSION 11136350 15267451 | Initial Install of Performance Verification. Device is ready for patient use. |  |  | 02/04/2019 | 02/04/2019
|  | CAREFUSION | ALARIS 8100 | MODULE, INFUSION PUMP |  | SPD | Pavilion |  |  | 01/07/2019 |  | 1/7/29 |  |  | NO | YES |  |  |  |  | CAREFUSION 11136348 15269892 |  |  | Active |  | 99:99:99:99:99:99 |  | High Risk | 1Y:00-MFG | 01/07/2019 | 01/07/2019 | COOPER UNIVERSITY HOSPITAL |  |  | Moves | WOT00000001467825 | David Frye | Performance Verification | Completed |  | 01/07/2019 | 01/07/2019 | Performance Verification for CAREFUSION 11136348 15269892 | Initial Install of Performance Verification. Device is ready for patient use. |  |  | 01/07/2019 | 01/07/2019
|  | CAREFUSION | ALARIS 8100 | MODULE, INFUSION PUMP |  | SPD | Kelemen |  |  | 02/12/2019 |  | 2/12/29 |  |  | NO | YES |  |  |  |  | CAREFUSION 11136347 15270812 |  |  | Active |  | 99:99:99:99:99:99 |  | High Risk | 1Y:00-MFG | 02/12/2019 | 02/12/2019 | COOPER UNIVERSITY HOSPITAL |  |  | Moves | WOT00000001467469 | David Frye | Performance Verification | Completed |  | 02/12/2019 | 02/12/2019 | Performance Verification for CAREFUSION 11136347 15270812 | Initial Install of Performance Verification. Device is ready for patient use. |  |  | 02/12/2019 | 02/12/2019
|  | CAREFUSION | ALARIS 8100 | MODULE, INFUSION PUMP |  | SPD | Kelemen |  |  | 01/28/2019 |  | 1/28/29 |  |  | NO | YES |  |  |  |  | CAREFUSION 11136345 15269237 |  |  | Active |  | 99:99:99:99:99:99 |  | High Risk | 1Y:00-MFG | 01/28/2019 | 01/28/2019 | COOPER UNIVERSITY HOSPITAL |  |  | Moves | WOT00000001467158 | David Frye | Performance Verification | Completed |  | 01/28/2019 | 01/28/2019 | Performance Verification for CAREFUSION 11136345 15269237 | Initial Install of Performance Verification. Device is ready for patient use. |  |  | 01/28/2019 | 01/28/2019
|  | CAREFUSION | ALARIS 8100 | MODULE, INFUSION PUMP |  | SPD | Pavilion |  |  | 01/14/2019 |  | 1/14/29 |  |  | NO | YES |  |  |  |  | CAREFUSION 11136346 15269728 |  |  | Active |  | 99:99:99:99:99:99 |  | High Risk | 1Y:00-MFG | 01/14/2019 | 01/14/2019 | COOPER UNIVERSITY HOSPITAL |  |  | Moves | WOT00000001468383 | David Frye | Performance Verification | Completed |  | 01/14/2019 | 01/14/2019 | Performance Verification for CAREFUSION 11136346 15269728 | Initial Install of Performance Verification. Device is ready for patient use. |  |  | 01/14/2019 | 01/14/2019
|  | CAREFUSION | ALARIS 8100 | MODULE, INFUSION PUMP |  | SPD | Kelemen |  |  | 01/17/2019 |  | 1/17/29 |  |  | NO | YES |  |  |  |  | CAREFUSION 11136337 15269225 |  |  | Active |  | 99:99:99:99:99:99 |  | High Risk | 1Y:00-MFG | 01/17/2019 | 01/17/2019 | COOPER UNIVERSITY HOSPITAL |  |  | Moves | WOT00000001468905 | David Frye | Performance Verification | Completed |  | 01/17/2019 | 01/17/2019 | Performance Verification for CAREFUSION 11136337 15269225 | Initial Install of Performance Verification. Device is ready for patient use. |  |  | 01/17/2019 | 01/17/2019
|  | CAREFUSION | ALARIS 8100 | MODULE, INFUSION PUMP |  | SPD | Pavilion |  |  | 02/28/2019 |  | 2/28/29 |  |  | NO | YES |  |  |  |  | CAREFUSION 11136335 15265747 |  |  | Active |  | 99:99:99:99:99:99 |  | High Risk | 1Y:00-MFG | 02/28/2019 | 02/28/2019 | COOPER UNIVERSITY HOSPITAL |  |  | Moves | WOT00000001466948 | David Frye | Performance Verification | Completed |  | 02/28/2019 | 02/28/2019 | Performance Verification for CAREFUSION 11136335 15265747 | Initial Install of Performance Verification. Device is ready for patient use. |  |  | 02/28/2019 | 02/28/2019
|  | CAREFUSION | ALARIS 8100 | MODULE, INFUSION PUMP |  | SPD | Pavilion |  |  | 01/04/2019 |  | 1/4/29 |  |  | NO | YES |  |  |  |  | CAREFUSION 11136339 15269249 |  |  | Active |  | 99:99:99:99:99:99 |  | High Risk | 1Y:00-MFG | 01/04/2019 | 01/04/2019 | COOPER UNIVERSITY HOSPITAL |  |  | Moves | WOT00000001469263 | David Frye | Performance Verification | Completed |  | 01/04/2019 | 01/04/2019 | Performance Verification for CAREFUSION 11136339 15269249 | Initial Install of Performance Verification. Device is ready for patient use. |  |  | 01/04/2019 | 01/04/2019
|  | CAREFUSION | ALARIS 8100 | MODULE, INFUSION PUMP |  | SPD | Kelemen |  |  | 01/07/2019 |  | 1/7/29 |  |  | NO | YES |  |  |  |  | CAREFUSION 11136338 15269369 |  |  | Active |  | 99:99:99:99:99:99 |  | High Risk | 1Y:00-MFG | 01/07/2019 | 01/07/2019 | COOPER UNIVERSITY HOSPITAL |  |  | Moves | WOT00000001454865 | David Frye | Performance Verification | Completed |  | 01/07/2019 | 01/07/2019 | Performance Verification for CAREFUSION 11136338 15269369 | Initial Install of Performance Verification. Device is ready for patient use. |  |  | 01/07/2019 | 01/07/2019
|  | CAREFUSION | ALARIS 8100 | MODULE, INFUSION PUMP |  | SPD | Kelemen |  |  | 01/14/2019 |  | 1/14/29 |  |  | NO | YES |  |  |  |  | CAREFUSION 11136336 15269710 |  |  | Active |  | 99:99:99:99:99:99 |  | High Risk | 1Y:00-MFG | 01/14/2019 | 01/14/2019 | COOPER UNIVERSITY HOSPITAL |  |  | Moves | WOT00000001467579 | David Frye | Performance Verification | Completed |  | 01/14/2019 | 01/14/2019 | Performance Verification for CAREFUSION 11136336 15269710 | Initial Install of Performance Verification. Device is ready for patient use. |  |  | 01/14/2019 | 01/14/2019
|  | CAREFUSION | ALARIS 8100 | MODULE, INFUSION PUMP |  | SPD | Kelemen |  |  | 02/05/2019 |  | 2/5/29 |  |  | NO | YES |  |  |  |  | CAREFUSION 11136334 15269901 |  |  | Active |  | 99:99:99:99:99:99 |  | High Risk | 1Y:00-MFG | 02/05/2019 | 02/05/2019 | COOPER UNIVERSITY HOSPITAL |  |  | Moves | WOT00000001467839 | David Frye | Performance Verification | Completed |  | 02/05/2019 | 02/05/2019 | Performance Verification for CAREFUSION 11136334 15269901 | Initial Install of Performance Verification. Device is ready for patient use. |  |  | 02/05/2019 | 02/05/2019
|  | CAREFUSION | ALARIS 8100 | MODULE, INFUSION PUMP |  | SPD | Kelemen | BASEMENT |  | 01/28/2019 |  | 1/28/29 |  |  | NO | YES |  |  |  |  | CAREFUSION 11136331 15269718 |  |  | Active |  | 99:99:99:99:99:99 |  | High Risk | 1Y:00-MFG | 01/28/2019 | 01/28/2019 | COOPER UNIVERSITY HOSPITAL |  |  | Moves | WOT00000001468375 | David Frye | Performance Verification | Completed |  | 01/28/2019 | 01/28/2019 | Performance Verification for CAREFUSION 11136331 15269718 | Initial Install of Performance Verification. Device is ready for patient use. |  |  | 01/28/2019 | 01/28/2019
|  | CAREFUSION | ALARIS 8100 | MODULE, INFUSION PUMP |  | SPD | Pavilion |  |  | 01/14/2019 |  | 1/14/29 |  |  | NO | YES |  |  |  |  | CAREFUSION 11136332 15269729 |  |  | Active |  | 99:99:99:99:99:99 |  | High Risk | 1Y:00-MFG | 01/14/2019 | 01/14/2019 | COOPER UNIVERSITY HOSPITAL |  |  | Moves | WOT00000001468384 | David Frye | Performance Verification | Completed |  | 01/14/2019 | 01/14/2019 | Performance Verification for CAREFUSION 11136332 15269729 | Initial Install of Performance Verification. Device is ready for patient use. |  |  | 01/14/2019 | 01/14/2019
|  | CAREFUSION | ALARIS 8100 | MODULE, INFUSION PUMP |  | SPD | Pavilion |  |  | 01/16/2019 |  | 1/16/29 |  |  | NO | YES |  |  |  |  | CAREFUSION 11136330 15269562 |  |  | Active |  | 99:99:99:99:99:99 |  | High Risk | 1Y:00-MFG | 01/16/2019 | 01/16/2019 | COOPER UNIVERSITY HOSPITAL |  |  | Moves | WOT00000001469326 | David Frye | Performance Verification | Completed |  | 01/16/2019 | 01/16/2019 | Performance Verification for CAREFUSION 11136330 15269562 | Initial Install of Performance Verification. Device is ready for patient use. |  |  | 01/16/2019 | 01/16/2019
|  | CAREFUSION | ALARIS 8100 | MODULE, INFUSION PUMP |  | SPD | Kelemen |  |  | 02/05/2019 |  | 2/5/29 |  |  | NO | YES |  |  |  |  | CAREFUSION 11136329 15269730 |  |  | Active |  | 99:99:99:99:99:99 |  | High Risk | 1Y:00-MFG | 02/05/2019 | 02/05/2019 | COOPER UNIVERSITY HOSPITAL |  |  | Moves | WOT00000001468387 | David Frye | Performance Verification | Completed |  | 02/05/2019 | 02/05/2019 | Performance Verification for CAREFUSION 11136329 15269730 | Initial Install of Performance Verification. Device is ready for patient use. |  |  | 02/05/2019 | 02/05/2019
|  | CAREFUSION | ALARIS 8100 | MODULE, INFUSION PUMP |  | SPD | Kelemen |  |  | 02/05/2019 |  | 2/5/29 |  |  | NO | YES |  |  |  |  | CAREFUSION 11136327 15269745 |  |  | Active |  | 99:99:99:99:99:99 |  | High Risk | 1Y:00-MFG | 02/05/2019 | 02/05/2019 | COOPER UNIVERSITY HOSPITAL |  |  | Moves | WOT00000001468395 | David Frye | Performance Verification | Completed |  | 02/05/2019 | 02/05/2019 | Performance Verification for CAREFUSION 11136327 15269745 | Initial Install of Performance Verification. Device is ready for patient use. |  |  | 02/05/2019 | 02/05/2019
|  | CAREFUSION | ALARIS 8100 | MODULE, INFUSION PUMP |  | SPD | Dorrance |  |  | 02/11/2019 |  | 2/11/29 |  |  | NO | YES |  |  |  |  | CAREFUSION 11136328 15269467 |  |  | Active |  | 99:99:99:99:99:99 |  | High Risk | 1Y:00-MFG | 02/11/2019 | 02/11/2019 | COOPER UNIVERSITY HOSPITAL |  |  | Moves | WOT00000001469068 | David Frye | Performance Verification | Completed |  | 02/11/2019 | 02/11/2019 | Performance Verification for CAREFUSION 11136328 15269467 | Initial Install of Performance Verification. Device is ready for patient use. |  |  | 02/11/2019 | 02/11/2019
|  | CAREFUSION | ALARIS 8100 | MODULE, INFUSION PUMP |  | SPD | Pavilion |  |  | 01/17/2019 |  | 1/17/29 |  |  | NO | YES |  |  |  |  | CAREFUSION 11136326 15269495 |  |  | Active |  | 99:99:99:99:99:99 |  | High Risk | 1Y:00-MFG | 01/17/2019 | 01/17/2019 | COOPER UNIVERSITY HOSPITAL |  |  | Moves | WOT00000001469074 | David Frye | Performance Verification | Completed |  | 01/17/2019 | 01/17/2019 | Performance Verification for CAREFUSION 11136326 15269495 | Initial Install of Performance Verification. Device is ready for patient use. |  |  | 01/17/2019 | 01/17/2019
|  | CAREFUSION | ALARIS 8100 | MODULE, INFUSION PUMP |  | SPD | Pavilion |  |  | 01/09/2019 |  | 1/9/29 |  |  | NO | YES |  |  |  |  | CAREFUSION 11136323 15270320 |  |  | Active |  | 99:99:99:99:99:99 |  | High Risk | 1Y:00-MFG | 01/09/2019 | 01/09/2019 | COOPER UNIVERSITY HOSPITAL |  |  | Moves | WOT00000001468794 | David Frye | Performance Verification | Completed |  | 01/09/2019 | 01/09/2019 | Performance Verification for CAREFUSION 11136323 15270320 | Initial Install of Performance Verification. Device is ready for patient use. |  |  | 01/09/2019 | 01/09/2019
|  | CAREFUSION | ALARIS 8100 | MODULE, INFUSION PUMP |  | SPD | Kelemen |  |  | 01/14/2019 |  | 1/14/29 |  |  | NO | YES |  |  |  |  | CAREFUSION 11136324 15268264 |  |  | Active |  | 99:99:99:99:99:99 |  | High Risk | 1Y:00-MFG | 01/14/2019 | 01/14/2019 | COOPER UNIVERSITY HOSPITAL |  |  | Moves | WOT00000001468760 | David Frye | Performance Verification | Completed |  | 01/14/2019 | 01/14/2019 | Performance Verification for CAREFUSION 11136324 15268264 | Initial Install of Performance Verification. Device is ready for patient use. |  |  | 01/14/2019 | 01/14/2019
|  | CAREFUSION | ALARIS 8100 | MODULE, INFUSION PUMP |  | SPD | Pavilion |  |  | 01/04/2019 |  | 1/4/29 |  |  | NO | YES |  |  |  |  | CAREFUSION 11136325 15269089 |  |  | Active |  | 99:99:99:99:99:99 |  | High Risk | 1Y:00-MFG | 01/04/2019 | 01/04/2019 | COOPER UNIVERSITY HOSPITAL |  |  | Moves | WOT00000001469724 | David Frye | Performance Verification | Completed |  | 01/04/2019 | 01/04/2019 | Performance Verification for CAREFUSION 11136325 15269089 | Initial Install of Performance Verification. Device is ready for patient use. |  |  | 01/04/2019 | 01/04/2019
|  | CAREFUSION | ALARIS 8100 | MODULE, INFUSION PUMP |  | SPD | Pavilion |  |  | 02/26/2019 |  | 2/26/29 |  |  | NO | YES |  |  |  |  | CAREFUSION 11136321 15266972 |  |  | Active | dup11136321 | 99:99:99:99:99:99 |  | High Risk | 1Y:00-MFG | 02/26/2019 | 02/26/2019 | COOPER UNIVERSITY HOSPITAL |  |  | Moves | WOT00000001469784 | David Frye | Performance Verification | Completed |  | 02/26/2019 | 02/26/2019 | Performance Verification for CAREFUSION 11136321 15266972 | Initial Install of Performance Verification. Device is ready for patient use. |  |  | 02/26/2019 | 02/26/2019
|  | CAREFUSION | ALARIS 8100 | MODULE, INFUSION PUMP |  | SPD | Kelemen |  |  | 01/21/2019 |  | 1/21/29 |  |  | NO | YES |  |  |  |  | CAREFUSION 11136322 15268267 |  |  | Active |  | 99:99:99:99:99:99 |  | High Risk | 1Y:00-MFG | 01/21/2019 | 01/21/2019 | COOPER UNIVERSITY HOSPITAL |  |  | Moves | WOT00000001468762 | David Frye | Performance Verification | Completed |  | 01/21/2019 | 01/21/2019 | Performance Verification for CAREFUSION 11136322 15268267 | Initial Install of Performance Verification. Device is ready for patient use. |  |  | 01/21/2019 | 01/21/2019
|  | CAREFUSION | ALARIS 8100 | MODULE, INFUSION PUMP |  | SPD | Pavilion |  |  | 02/26/2019 |  | 2/26/29 |  |  | NO | YES |  |  |  |  | CAREFUSION 11136320 15268246 |  |  | Active |  | 99:99:99:99:99:99 |  | High Risk | 1Y:00-MFG | 02/26/2019 | 02/26/2019 | COOPER UNIVERSITY HOSPITAL |  |  | Moves | WOT00000001468757 | David Frye | Performance Verification | Completed |  | 02/26/2019 | 02/26/2019 | Performance Verification for CAREFUSION 11136320 15268246 | Initial Install of Performance Verification. Device is ready for patient use. |  |  | 02/26/2019 | 02/26/2019
|  | CAREFUSION | ALARIS 8100 | MODULE, INFUSION PUMP |  | SPD | Kelemen |  |  | 01/09/2019 |  | 1/9/29 |  |  | NO | YES |  |  |  |  | CAREFUSION 11136318 15269736 |  |  | Active |  | 99:99:99:99:99:99 |  | High Risk | 1Y:00-MFG | 01/09/2019 | 01/09/2019 | COOPER UNIVERSITY HOSPITAL |  |  | Moves | WOT00000001468388 | David Frye | Performance Verification | Completed |  | 01/09/2019 | 01/09/2019 | Performance Verification for CAREFUSION 11136318 15269736 | Initial Install of Performance Verification. Device is ready for patient use. |  |  | 01/09/2019 | 01/09/2019
|  | CAREFUSION | ALARIS 8100 | MODULE, INFUSION PUMP |  | SPD | Pavilion |  |  | 01/22/2019 |  | 1/22/29 |  |  | NO | YES |  |  |  |  | CAREFUSION 11136319 15266121 |  |  | Active |  | 99:99:99:99:99:99 |  | High Risk | 1Y:00-MFG | 01/22/2019 | 01/22/2019 | COOPER UNIVERSITY HOSPITAL |  |  | Moves | WOT00000001467138 | David Frye | Performance Verification | Completed |  | 01/22/2019 | 01/22/2019 | Performance Verification for CAREFUSION 11136319 15266121 | Initial Install of Performance Verification. Device is ready for patient use. |  |  | 01/22/2019 | 01/22/2019
|  | CAREFUSION | ALARIS 8100 | MODULE, INFUSION PUMP |  | SPD | Kelemen |  |  | 01/24/2019 |  | 1/24/29 |  |  | NO | YES |  |  |  |  | CAREFUSION 11136317 15269447 |  |  | Active |  | 99:99:99:99:99:99 |  | High Risk | 1Y:00-MFG | 01/24/2019 | 01/24/2019 | COOPER UNIVERSITY HOSPITAL |  |  | Moves | WOT00000001469060 | David Frye | Performance Verification | Completed |  | 01/24/2019 | 01/24/2019 | Performance Verification for CAREFUSION 11136317 15269447 | Initial Install of Performance Verification. Device is ready for patient use. |  |  | 01/24/2019 | 01/24/2019
|  | CAREFUSION | ALARIS 8100 | MODULE, INFUSION PUMP |  | SPD | Pavilion |  |  | 01/14/2019 |  | 1/14/29 |  |  | NO | YES |  |  |  |  | CAREFUSION 11136316 15267700 |  |  | Active |  | 99:99:99:99:99:99 |  | High Risk | 1Y:00-MFG | 01/14/2019 | 01/14/2019 | COOPER UNIVERSITY HOSPITAL |  |  | Moves | WOT00000001469800 | David Frye | Performance Verification | Completed |  | 01/14/2019 | 01/14/2019 | Performance Verification for CAREFUSION 11136316 15267700 | Initial Install of Performance Verification. Device is ready for patient use. |  |  | 01/14/2019 | 01/14/2019
|  | CAREFUSION | ALARIS 8100 | MODULE, INFUSION PUMP |  | SPD | Kelemen |  |  | 01/22/2019 |  | 1/22/29 |  |  | NO | YES |  |  |  |  | CAREFUSION 11136315 15269176 |  |  | Active |  | 99:99:99:99:99:99 |  | High Risk | 1Y:00-MFG | 01/22/2019 | 01/22/2019 | COOPER UNIVERSITY HOSPITAL |  |  | Moves | WOT00000001468883 | David Frye | Performance Verification | Completed |  | 01/22/2019 | 01/22/2019 | Performance Verification for CAREFUSION 11136315 15269176 | Initial Install of Performance Verification. Device is ready for patient use. |  |  | 01/22/2019 | 01/22/2019
|  | CAREFUSION | ALARIS 8100 | MODULE, INFUSION PUMP |  | SPD | Kelemen | Basement |  | 02/01/2019 |  | 2/1/29 |  |  | NO | YES |  |  |  |  | CAREFUSION 11136314 15269166 |  |  | Active |  | 99:99:99:99:99:99 |  | High Risk | 1Y:00-MFG | 02/01/2019 | 02/01/2019 | COOPER UNIVERSITY HOSPITAL |  |  | Moves | WOT00000001468871 | David Frye | Performance Verification | Completed |  | 02/01/2019 | 02/01/2019 | Performance Verification for CAREFUSION 11136314 15269166 | Initial Install of Performance Verification. Device is ready for patient use. |  |  | 02/01/2019 | 02/01/2019
|  | CAREFUSION | ALARIS 8100 | MODULE, INFUSION PUMP |  | SPD | Pavilion |  |  | 02/11/2019 |  | 2/11/29 |  |  | NO | YES |  |  |  |  | CAREFUSION 11136313 15267490 |  |  | Active |  | 99:99:99:99:99:99 |  | High Risk | 1Y:00-MFG | 02/11/2019 | 02/11/2019 | COOPER UNIVERSITY HOSPITAL |  |  | Moves | WOT00000001469793 | David Frye | Performance Verification | Completed |  | 02/11/2019 | 02/11/2019 | Performance Verification for CAREFUSION 11136313 15267490 | Initial Install of Performance Verification. Device is ready for patient use. |  |  | 02/11/2019 | 02/11/2019
|  | CAREFUSION | ALARIS 8100 | MODULE, INFUSION PUMP |  | SPD | Kelemen |  |  | 01/15/2019 |  | 1/15/29 |  |  | NO | YES |  |  |  |  | CAREFUSION 11136312 15270059 |  |  | Active |  | 99:99:99:99:99:99 |  | High Risk | 1Y:00-MFG | 01/15/2019 | 01/15/2019 | COOPER UNIVERSITY HOSPITAL |  |  | Moves | WOT00000001466838 | David Frye | Performance Verification | Completed |  | 01/15/2019 | 01/15/2019 | Performance Verification for CAREFUSION 11136312 15270059 | Initial Install of Performance Verification. Device is ready for patient use. |  |  | 01/15/2019 | 01/15/2019
|  | CAREFUSION | ALARIS 8100 | MODULE, INFUSION PUMP |  | SPD | Pavilion |  |  | 01/14/2019 |  | 1/14/29 |  |  | NO | YES |  |  |  |  | CAREFUSION 11136311 15269713 |  |  | Active |  | 99:99:99:99:99:99 |  | High Risk | 1Y:00-MFG | 01/14/2019 | 01/14/2019 | COOPER UNIVERSITY HOSPITAL |  |  | Moves | WOT00000001469473 | David Frye | Performance Verification | Completed |  | 01/14/2019 | 01/14/2019 | Performance Verification for CAREFUSION 11136311 15269713 | Initial Install of Performance Verification. Device is ready for patient use. |  |  | 01/14/2019 | 01/14/2019
|  | CAREFUSION | ALARIS 8100 | MODULE, INFUSION PUMP |  | SPD | Pavilion |  |  | 01/08/2019 |  | 1/8/29 |  |  | NO | YES |  |  |  |  | CAREFUSION 11136309 15269390 |  |  | Active |  | 99:99:99:99:99:99 |  | High Risk | 1Y:00-MFG | 01/08/2019 | 01/08/2019 | COOPER UNIVERSITY HOSPITAL |  |  | Moves | WOT00000001456018 | David Frye | Performance Verification | Completed |  | 01/08/2019 | 01/08/2019 | Performance Verification for CAREFUSION 11136309 15269390 | Initial Install of Performance Verification. Device is ready for patient use. |  |  | 01/08/2019 | 01/08/2019
|  | CAREFUSION | ALARIS 8100 | MODULE, INFUSION PUMP |  | SPD | Kelemen |  |  | 02/21/2019 |  | 2/21/29 |  |  | NO | YES |  |  |  |  | CAREFUSION 11136310 15269607 |  |  | Active |  | 99:99:99:99:99:99 |  | High Risk | 1Y:00-MFG | 02/21/2019 | 02/21/2019 | COOPER UNIVERSITY HOSPITAL |  |  | Moves | WOT00000001469340 | David Frye | Performance Verification | Completed |  | 02/21/2019 | 02/21/2019 | Performance Verification for CAREFUSION 11136310 15269607 | Initial Install of Performance Verification. Device is ready for patient use. |  |  | 02/21/2019 | 02/21/2019
|  | CAREFUSION | ALARIS 8100 | MODULE, INFUSION PUMP |  | SPD | Kelemen |  |  | 01/23/2019 |  | 1/23/29 |  |  | NO | YES |  |  |  |  | CAREFUSION 11136308 15269092 |  |  | Active |  | 99:99:99:99:99:99 |  | High Risk | 1Y:00-MFG | 01/23/2019 | 01/23/2019 | COOPER UNIVERSITY HOSPITAL |  |  | Moves | WOT00000001469726 | David Frye | Performance Verification | Completed |  | 01/23/2019 | 01/23/2019 | Performance Verification for CAREFUSION 11136308 15269092 | Initial Install of Performance Verification. Device is ready for patient use. |  |  | 01/23/2019 | 01/23/2019
|  | CAREFUSION | ALARIS 8100 | MODULE, INFUSION PUMP |  | SPD | Dorrance |  |  | 02/07/2019 |  | 2/7/29 |  |  | NO | YES |  |  |  |  | CAREFUSION 11136307 15268460 |  |  | Active |  | 99:99:99:99:99:99 |  | High Risk | 1Y:00-MFG | 02/07/2019 | 02/07/2019 | COOPER UNIVERSITY HOSPITAL |  |  | Moves | WOT00000001468768 | David Frye | Performance Verification | Completed |  | 02/07/2019 | 02/07/2019 | Performance Verification for CAREFUSION 11136307 15268460 | Initial Install of Performance Verification. Device is ready for patient use. |  |  | 02/07/2019 | 02/07/2019
|  | CAREFUSION | ALARIS 8100 | MODULE, INFUSION PUMP |  | SPD | Pavilion |  |  | 01/04/2019 |  | 1/4/29 |  |  | NO | YES |  |  |  |  | CAREFUSION 11136306 15269704 |  |  | Active |  | 99:99:99:99:99:99 |  | High Risk | 1Y:00-MFG | 01/04/2019 | 01/04/2019 | COOPER UNIVERSITY HOSPITAL |  |  | Moves | WOT00000001468372 | David Frye | Performance Verification | Completed |  | 01/04/2019 | 01/04/2019 | Performance Verification for CAREFUSION 11136306 15269704 | Initial Install of Performance Verification. Device is ready for patient use. |  |  | 01/04/2019 | 01/04/2019
|  | CAREFUSION | ALARIS 8100 | MODULE, INFUSION PUMP |  | SPD | Pavilion |  |  | 02/13/2019 |  | 2/13/29 |  |  | NO | YES |  |  |  |  | CAREFUSION 11136303 15269739 |  |  | Active |  | 99:99:99:99:99:99 |  | High Risk | 1Y:00-MFG | 02/13/2019 | 02/13/2019 | COOPER UNIVERSITY HOSPITAL |  |  | Moves | WOT00000001468392 | David Frye | Performance Verification | Completed |  | 02/13/2019 | 02/13/2019 | Performance Verification for CAREFUSION 11136303 15269739 | Initial Install of Performance Verification. Device is ready for patient use. |  |  | 02/13/2019 | 02/13/2019
|  | CAREFUSION | ALARIS 8100 | MODULE, INFUSION PUMP |  | SPD | Pavilion |  |  | 01/28/2019 |  | 1/28/29 |  |  | NO | YES |  |  |  |  | CAREFUSION 11136305 15269947 |  |  | Active |  | 99:99:99:99:99:99 |  | High Risk | 1Y:00-MFG | 01/28/2019 | 01/28/2019 | COOPER UNIVERSITY HOSPITAL |  |  | Moves | WOT00000001466827 | David Frye | Performance Verification | Completed |  | 01/28/2019 | 01/28/2019 | Performance Verification for CAREFUSION 11136305 15269947 | Initial Install of Performance Verification. Device is ready for patient use. |  |  | 01/28/2019 | 01/28/2019
|  | CAREFUSION | ALARIS 8100 | MODULE, INFUSION PUMP |  | SPD | Pavilion |  |  | 01/21/2019 |  | 1/21/29 |  |  | NO | YES |  |  |  |  | CAREFUSION 11136304 15269261 |  |  | Active |  | 99:99:99:99:99:99 |  | High Risk | 1Y:00-MFG | 01/21/2019 | 01/21/2019 | COOPER UNIVERSITY HOSPITAL |  |  | Moves | WOT00000001469166 | David Frye | Performance Verification | Completed |  | 01/21/2019 | 01/21/2019 | Performance Verification for CAREFUSION 11136304 15269261 | Initial Install of Performance Verification. Device is ready for patient use. |  |  | 01/21/2019 | 01/21/2019
|  | CAREFUSION | ALARIS 8100 | MODULE, INFUSION PUMP |  | SPD | Dorrance |  |  | 02/01/2019 |  | 2/1/29 |  |  | NO | YES |  |  |  |  | CAREFUSION 11136300 15269232 |  |  | Active | dup11136300 | 99:99:99:99:99:99 |  | High Risk | 1Y:00-MFG | 02/01/2019 | 02/01/2019 | COOPER UNIVERSITY HOSPITAL |  |  | Moves | WOT00000001468909 | David Frye | Performance Verification | Completed |  | 02/01/2019 | 02/01/2019 | Performance Verification for CAREFUSION 11136300 15269232 | Initial Install of Performance Verification. Device is ready for patient use. |  |  | 02/01/2019 | 02/01/2019
|  | CAREFUSION | ALARIS 8100 | MODULE, INFUSION PUMP |  | SPD | Kelemen |  |  | 01/15/2019 |  | 1/15/29 |  |  | NO | YES |  |  |  |  | CAREFUSION 11136301 15269941 |  |  | Active |  | 99:99:99:99:99:99 |  | High Risk | 1Y:00-MFG | 01/15/2019 | 01/15/2019 | COOPER UNIVERSITY HOSPITAL |  |  | Moves | WOT00000001467805 | David Frye | Performance Verification | Completed |  | 01/15/2019 | 01/15/2019 | Performance Verification for CAREFUSION 11136301 15269941 | Initial Install of Performance Verification. Device is ready for patient use. |  |  | 01/15/2019 | 01/15/2019
|  | CAREFUSION | ALARIS 8100 | MODULE, INFUSION PUMP |  | SPD | Kelemen |  |  | 02/01/2019 |  | 2/1/29 |  |  | NO | YES |  |  |  |  | CAREFUSION 11136302 15270063 |  |  | Active |  | 99:99:99:99:99:99 |  | High Risk | 1Y:00-MFG | 02/01/2019 | 02/01/2019 | COOPER UNIVERSITY HOSPITAL |  |  | Moves | WOT00000001466842 | David Frye | Performance Verification | Completed |  | 02/01/2019 | 02/01/2019 | Performance Verification for CAREFUSION 11136302 15270063 | Initial Install of Performance Verification. Device is ready for patient use. |  |  | 02/01/2019 | 02/01/2019
|  | CAREFUSION | ALARIS 8100 | MODULE, INFUSION PUMP |  | SPD | Pavilion |  |  | 01/21/2019 |  | 1/21/29 |  |  | NO | YES |  |  |  |  | CAREFUSION 11136215 15267473 |  |  | Active |  | 99:99:99:99:99:99 |  | High Risk | 1Y:00-MFG | 01/21/2019 | 01/21/2019 | COOPER UNIVERSITY HOSPITAL |  |  | Moves | WOT00000001469789 | David Frye | Performance Verification | Completed |  | 01/21/2019 | 01/21/2019 | Performance Verification for CAREFUSION 11136215 15267473 | Initial Install of Performance Verification. Device is ready for patient use. |  |  | 01/21/2019 | 01/21/2019
|  | CAREFUSION | ALARIS 8100 | MODULE, INFUSION PUMP |  | SPD | Kelemen |  |  | 01/14/2019 |  | 1/14/29 |  |  | NO | YES |  |  |  |  | CAREFUSION 11136216 15269912 |  |  | Active |  | 99:99:99:99:99:99 |  | High Risk | 1Y:00-MFG | 01/14/2019 | 01/14/2019 | COOPER UNIVERSITY HOSPITAL |  |  | Moves | WOT00000001467782 | David Frye | Performance Verification | Completed |  | 01/14/2019 | 01/14/2019 | Performance Verification for CAREFUSION 11136216 15269912 | Initial Install of Performance Verification. Device is ready for patient use. |  |  | 01/14/2019 | 01/14/2019
|  | CAREFUSION | ALARIS 8100 | MODULE, INFUSION PUMP |  | SPD | Pavilion |  |  | 01/15/2019 |  | 1/15/29 |  |  | NO | YES |  |  |  |  | CAREFUSION 11136218 15269794 |  |  | Active |  | 99:99:99:99:99:99 |  | High Risk | 1Y:00-MFG | 01/15/2019 | 01/15/2019 | COOPER UNIVERSITY HOSPITAL |  |  | Moves | WOT00000001466807 | David Frye | Performance Verification | Completed |  | 01/15/2019 | 01/15/2019 | Performance Verification for CAREFUSION 11136218 15269794 | Initial Install of Performance Verification. Device is ready for patient use. |  |  | 01/15/2019 | 01/15/2019
|  | CAREFUSION | ALARIS 8100 | MODULE, INFUSION PUMP |  | SPD | Kelemen |  |  | 01/16/2019 |  | 1/16/29 |  |  | NO | YES |  |  |  |  | CAREFUSION 11136219 15270330 |  |  | Active |  | 99:99:99:99:99:99 |  | High Risk | 1Y:00-MFG | 01/16/2019 | 01/16/2019 | COOPER UNIVERSITY HOSPITAL |  |  | Moves | WOT00000001468798 | David Frye | Performance Verification | Completed |  | 01/16/2019 | 01/16/2019 | Performance Verification for CAREFUSION 11136219 15270330 | Initial Install of Performance Verification. Device is ready for patient use. |  |  | 01/16/2019 | 01/16/2019
|  | CAREFUSION | ALARIS 8100 | MODULE, INFUSION PUMP |  | SPD | Pavilion |  |  | 01/29/2019 |  | 1/29/29 |  |  | NO | YES |  |  |  |  | CAREFUSION 11136220 15266904 |  |  | Active |  | 99:99:99:99:99:99 |  | High Risk | 1Y:00-MFG | 01/29/2019 | 01/29/2019 | COOPER UNIVERSITY HOSPITAL |  |  | Moves | WOT00000001469777 | David Frye | Performance Verification | Completed |  | 01/29/2019 | 01/29/2019 | Performance Verification for CAREFUSION 11136220 15266904 | Initial Install of Performance Verification. Device is ready for patient use. |  |  | 01/29/2019 | 01/29/2019
|  | CAREFUSION | ALARIS 8100 | MODULE, INFUSION PUMP |  | SPD | Kelemen |  |  | 01/14/2019 |  | 1/14/29 |  |  | NO | YES |  |  |  |  | CAREFUSION 11136221 15269136 |  |  | Active |  | 99:99:99:99:99:99 |  | High Risk | 1Y:00-MFG | 01/14/2019 | 01/14/2019 | COOPER UNIVERSITY HOSPITAL |  |  | Moves | WOT00000001469736 | David Frye | Performance Verification | Completed |  | 01/14/2019 | 01/14/2019 | Performance Verification for CAREFUSION 11136221 15269136 | Initial Install of Performance Verification. Device is ready for patient use. |  |  | 01/14/2019 | 01/14/2019
|  | CAREFUSION | ALARIS 8100 | MODULE, INFUSION PUMP |  | SPD | Kelemen |  |  | 01/16/2019 |  | 1/16/29 |  |  | NO | YES |  |  |  |  | CAREFUSION 11136285 15270702 |  |  | Active |  | 99:99:99:99:99:99 |  | High Risk | 1Y:00-MFG | 01/16/2019 | 01/16/2019 | COOPER UNIVERSITY HOSPITAL |  |  | Moves | WOT00000001469813 | David Frye | Performance Verification | Completed |  | 01/16/2019 | 01/16/2019 | Performance Verification for CAREFUSION 11136285 15270702 | Initial Install of Performance Verification. Device is ready for patient use. |  |  | 01/16/2019 | 01/16/2019
|  | CAREFUSION | ALARIS 8100 | MODULE, INFUSION PUMP |  | SPD | Kelemen |  |  | 01/15/2019 |  | 1/15/29 |  |  | NO | YES |  |  |  |  | CAREFUSION 11136270 15270570 |  |  | Active |  | 99:99:99:99:99:99 |  | High Risk | 1Y:00-MFG | 01/15/2019 | 01/15/2019 | COOPER UNIVERSITY HOSPITAL |  |  | Moves | WOT00000001469688 | David Frye | Performance Verification | Completed |  | 01/15/2019 | 01/15/2019 | Performance Verification for CAREFUSION 11136270 15270570 | Initial Install of Performance Verification. Device is ready for patient use. |  |  | 01/15/2019 | 01/15/2019
|  | CAREFUSION | ALARIS 8100 | MODULE, INFUSION PUMP |  | SPD | Kelemen |  |  | 01/14/2019 |  | 1/14/29 |  |  | NO | YES |  |  |  |  | CAREFUSION 11136269 15270866 |  |  | Active |  | 99:99:99:99:99:99 |  | High Risk | 1Y:00-MFG | 01/14/2019 | 01/14/2019 | COOPER UNIVERSITY HOSPITAL |  |  | Moves | WOT00000001469214 | David Frye | Performance Verification | Completed |  | 01/14/2019 | 01/14/2019 | Performance Verification for CAREFUSION 11136269 15270866 | Initial Install of Performance Verification. Device is ready for patient use. |  |  | 01/14/2019 | 01/14/2019
|  | CAREFUSION | ALARIS 8100 | MODULE, INFUSION PUMP |  | SPD | Pavilion |  |  | 02/11/2019 |  | 2/11/29 |  |  | NO | YES |  |  |  |  | CAREFUSION 11136268 15270259 |  |  | Active |  | 99:99:99:99:99:99 |  | High Risk | 1Y:00-MFG | 02/11/2019 | 02/11/2019 | COOPER UNIVERSITY HOSPITAL |  |  | Moves | WOT00000001467225 | David Frye | Performance Verification | Completed |  | 02/11/2019 | 02/11/2019 | Performance Verification for CAREFUSION 11136268 15270259 | Initial Install of Performance Verification. Device is ready for patient use. |  |  | 02/11/2019 | 02/11/2019
|  | CAREFUSION | ALARIS 8100 | MODULE, INFUSION PUMP |  | SPD | Pavilion |  |  | 02/06/2019 |  | 2/6/29 |  |  | NO | YES |  |  |  |  | CAREFUSION 11136266 15270837 |  |  | Active |  | 99:99:99:99:99:99 |  | High Risk | 1Y:00-MFG | 02/06/2019 | 02/06/2019 | COOPER UNIVERSITY HOSPITAL |  |  | Moves | WOT00000001458245 | David Frye | Performance Verification | Completed |  | 02/06/2019 | 02/06/2019 | Performance Verification for CAREFUSION 11136266 15270837 | Initial Install of Performance Verification. Device is ready for patient use. |  |  | 02/06/2019 | 02/06/2019
|  | CAREFUSION | ALARIS 8100 | MODULE, INFUSION PUMP |  | SPD | Kelemen |  |  | 02/28/2019 |  | 2/28/29 |  |  | NO | YES |  |  |  |  | CAREFUSION 11136265 15269749 |  |  | Active |  | 99:99:99:99:99:99 |  | High Risk | 1Y:00-MFG | 02/28/2019 | 02/28/2019 | COOPER UNIVERSITY HOSPITAL |  |  | Moves | WOT00000001468590 | David Frye | Performance Verification | Completed |  | 02/28/2019 | 02/28/2019 | Performance Verification for CAREFUSION 11136265 15269749 | Initial Install of Performance Verification. Device is ready for patient use. |  |  | 02/28/2019 | 02/28/2019
|  | CAREFUSION | ALARIS 8100 | MODULE, INFUSION PUMP |  | SPD | Kelemen |  |  | 02/12/2019 |  | 2/12/26 |  |  | NO | YES |  |  |  |  | CAREFUSION 11136264 15271007 |  |  | Active |  | 99:99:99:99:99:99 |  | High Risk | 1Y:00-MFG | 02/12/2019 | 02/12/2019 | COOPER UNIVERSITY HOSPITAL |  |  | Moves | WOT00000001467594 | David Frye | Performance Verification | Completed |  | 02/12/2019 | 02/12/2019 | Performance Verification for CAREFUSION 11136264 15271007 | Initial Install of Performance Verification. Device is ready for patient use. |  |  | 02/12/2019 | 02/12/2019
|  | CAREFUSION | ALARIS 8100 | MODULE, INFUSION PUMP |  | SPD | Kelemen |  |  | 01/16/2019 |  | 1/16/26 |  |  | NO | YES |  |  |  |  | CAREFUSION 11136263 15270523 |  |  | Active |  | 99:99:99:99:99:99 |  | High Risk | 1Y:00-MFG | 01/16/2019 | 01/16/2019 | COOPER UNIVERSITY HOSPITAL |  |  | Moves | WOT00000001468739 | David Frye | Performance Verification | Completed |  | 01/16/2019 | 01/16/2019 | Performance Verification for CAREFUSION 11136263 15270523 | Initial Install of Performance Verification. Device is ready for patient use. |  |  | 01/16/2019 | 01/16/2019
|  | CAREFUSION | ALARIS 8100 | MODULE, INFUSION PUMP |  | SPD | Pavilion |  |  | 02/11/2019 |  | 2/11/29 |  |  | NO | YES |  |  |  |  | CAREFUSION 11136261 15270996 |  |  | Active |  | 99:99:99:99:99:99 |  | High Risk | 1Y:00-MFG | 02/11/2019 | 02/11/2019 | COOPER UNIVERSITY HOSPITAL |  |  | Moves | WOT00000001469086 | David Frye | Performance Verification | Completed |  | 02/11/2019 | 02/11/2019 | Performance Verification for CAREFUSION 11136261 15270996 | Initial Install of Performance Verification. Device is ready for patient use. |  |  | 02/11/2019 | 02/11/2019
|  | CAREFUSION | ALARIS 8100 | MODULE, INFUSION PUMP |  | SPD | Pavilion |  |  | 01/14/2019 |  | 1/14/29 |  |  | NO | YES |  |  |  |  | CAREFUSION 11136259 15271045 |  |  | Active |  | 99:99:99:99:99:99 |  | High Risk | 1Y:00-MFG | 01/14/2019 | 01/14/2019 | COOPER UNIVERSITY HOSPITAL |  |  | Moves | WOT00000001467632 | David Frye | Performance Verification | Completed |  | 01/14/2019 | 01/14/2019 | Performance Verification for CAREFUSION 11136259 15271045 | Initial Install of Performance Verification. Device is ready for patient use. |  |  | 01/14/2019 | 01/14/2019
|  | CAREFUSION | ALARIS 8100 | MODULE, INFUSION PUMP |  | SPD | Pavilion |  |  | 02/14/2019 |  | 2/14/29 |  |  | NO | YES |  |  |  |  | CAREFUSION 11136258 15271054 |  |  | Active |  | 99:99:99:99:99:99 |  | High Risk | 1Y:00-MFG | 02/14/2019 | 02/14/2019 | COOPER UNIVERSITY HOSPITAL |  |  | Moves | WOT00000001467634 | David Frye | Performance Verification | Completed |  | 02/14/2019 | 02/14/2019 | Performance Verification for CAREFUSION 11136258 15271054 | Initial Install of Performance Verification. Device is ready for patient use. |  |  | 02/14/2019 | 02/14/2019
|  | CAREFUSION | ALARIS 8100 | MODULE, INFUSION PUMP |  | SPD | Kelemen |  |  | 02/19/2019 |  | 2/19/29 |  |  | NO | YES |  |  |  |  | CAREFUSION 11136257 15270808 |  |  | Active |  | 99:99:99:99:99:99 |  | High Risk | 1Y:00-MFG | 02/19/2019 | 02/19/2019 | COOPER UNIVERSITY HOSPITAL |  |  | Moves | WOT00000001467465 | David Frye | Performance Verification | Completed |  | 02/19/2019 | 02/19/2019 | Performance Verification for CAREFUSION 11136257 15270808 | Initial Install of Performance Verification. Device is ready for patient use. |  |  | 02/19/2019 | 02/19/2019
|  | CAREFUSION | ALARIS 8100 | MODULE, INFUSION PUMP |  | SPD | Kelemen |  |  | 01/04/2019 |  | 1/4/29 |  |  | NO | YES |  |  |  |  | CAREFUSION 11136256 15270987 |  |  | Active |  | 99:99:99:99:99:99 |  | High Risk | 1Y:00-MFG | 01/04/2019 | 01/04/2019 | COOPER UNIVERSITY HOSPITAL |  |  | Moves | WOT00000001456241 | David Frye | Performance Verification | Completed |  | 01/04/2019 | 01/04/2019 | Performance Verification for CAREFUSION 11136256 15270987 | Initial Install of Performance Verification. Device is ready for patient use. |  |  | 01/04/2019 | 01/04/2019
|  | CAREFUSION | ALARIS 8100 | MODULE, INFUSION PUMP |  | SPD | Kelemen |  |  | 01/08/2019 |  | 1/8/29 |  |  | NO | YES |  |  |  |  | CAREFUSION 11136255 15269697 |  |  | Active |  | 99:99:99:99:99:99 |  | High Risk | 1Y:00-MFG | 01/08/2019 | 01/08/2019 | COOPER UNIVERSITY HOSPITAL |  |  | Moves | WOT00000001468367 | David Frye | Performance Verification | Completed |  | 01/08/2019 | 01/08/2019 | Performance Verification for CAREFUSION 11136255 15269697 | Initial Install of Performance Verification. Device is ready for patient use. |  |  | 01/08/2019 | 01/08/2019
|  | CAREFUSION | ALARIS 8100 | MODULE, INFUSION PUMP |  | SPD | Pavilion |  |  | 01/16/2019 |  | 1/16/29 |  |  | NO | YES |  |  |  |  | CAREFUSION 11136254 15265736 |  |  | Active |  | 99:99:99:99:99:99 |  | High Risk | 1Y:00-MFG | 01/16/2019 | 01/16/2019 | COOPER UNIVERSITY HOSPITAL |  |  | Moves | WOT00000001466944 | David Frye | Performance Verification | Completed |  | 01/16/2019 | 01/16/2019 | Performance Verification for CAREFUSION 11136254 15265736 | Initial Install of Performance Verification. Device is ready for patient use. |  |  | 01/16/2019 | 01/16/2019
|  | CAREFUSION | ALARIS 8100 | MODULE, INFUSION PUMP |  | SPD | Kelemen |  |  | 03/13/2019 |  | 3/13/29 |  |  | NO | YES |  |  |  |  | CAREFUSION 11136252 15265745 |  |  | Active |  | 99:99:99:99:99:99 |  | High Risk | 1Y:00-MFG | 03/13/2019 | 03/13/2019 | COOPER UNIVERSITY HOSPITAL |  |  | Moves | WOT00000001466945 | David Frye | Performance Verification | Completed |  | 03/13/2019 | 03/13/2019 | Performance Verification for CAREFUSION 11136252 15265745 | Initial Install of Performance Verification. Device is ready for patient use. |  |  | 03/13/2019 | 03/13/2019
|  | CAREFUSION | ALARIS 8100 | MODULE, INFUSION PUMP |  | SPD | Kelemen |  |  | 01/15/2019 |  | 1/15/29 |  |  | NO | YES |  |  |  |  | CAREFUSION 11136251 15270268 |  |  | Active |  | 99:99:99:99:99:99 |  | High Risk | 1Y:00-MFG | 01/15/2019 | 01/15/2019 | COOPER UNIVERSITY HOSPITAL |  |  | Moves | WOT00000001467174 | David Frye | Performance Verification | Completed |  | 01/15/2019 | 01/15/2019 | Performance Verification for CAREFUSION 11136251 15270268 | Initial Install of Performance Verification. Device is ready for patient use. |  |  | 01/15/2019 | 01/15/2019
|  | CAREFUSION | ALARIS 8100 | MODULE, INFUSION PUMP |  | SPD | Pavilion |  |  | 01/14/2019 |  | 1/14/29 |  |  | NO | YES |  |  |  |  | CAREFUSION 11136250 15269348 |  |  | Active |  | 99:99:99:99:99:99 |  | High Risk | 1Y:00-MFG | 01/14/2019 | 01/14/2019 | COOPER UNIVERSITY HOSPITAL |  |  | Moves | WOT00000001454828 | David Frye | Performance Verification | Completed |  | 01/14/2019 | 01/14/2019 | Performance Verification for CAREFUSION 11136250 15269348 | Initial Install of Performance Verification. Device is ready for patient use. |  |  | 01/14/2019 | 01/14/2019
|  | CAREFUSION | ALARIS 8100 | MODULE, INFUSION PUMP |  | SPD | Kelemen |  |  | 02/26/2019 |  | 2/26/29 |  |  | NO | YES |  |  |  |  | CAREFUSION 11136249 15268858 |  |  | Active |  | 99:99:99:99:99:99 |  | High Risk | 1Y:00-MFG | 02/26/2019 | 02/26/2019 | COOPER UNIVERSITY HOSPITAL |  |  | Moves | WOT00000001468774 | David Frye | Performance Verification | Completed |  | 02/26/2019 | 02/26/2019 | Performance Verification for CAREFUSION 11136249 15268858 | Initial Install of Performance Verification. Device is ready for patient use. |  |  | 02/26/2019 | 02/26/2019
|  | CAREFUSION | ALARIS 8100 | MODULE, INFUSION PUMP |  | SPD | Pavilion |  |  | 01/23/2019 |  | 1/23/29 |  |  | NO | YES |  |  |  |  | CAREFUSION 11136248 15270430 |  |  | Active |  | 99:99:99:99:99:99 |  | High Risk | 1Y:00-MFG | 01/23/2019 | 01/23/2019 | COOPER UNIVERSITY HOSPITAL |  |  | Moves | WOT00000001468127 | David Frye | Performance Verification | Completed |  | 01/23/2019 | 01/23/2019 | Performance Verification for CAREFUSION 11136248 15270430 | Initial Install of Performance Verification. Device is ready for patient use. |  |  | 01/23/2019 | 01/23/2019
|  | CAREFUSION | ALARIS 8100 | MODULE, INFUSION PUMP |  | SPD | Kelemen |  |  | 01/08/2019 |  | 1/8/29 |  |  | NO | YES |  |  |  |  | CAREFUSION 11136246 15270301 |  |  | Active |  | 99:99:99:99:99:99 |  | High Risk | 1Y:00-MFG | 01/08/2019 | 01/08/2019 | COOPER UNIVERSITY HOSPITAL |  |  | Moves | WOT00000001467182 | David Frye | Performance Verification | Completed |  | 01/08/2019 | 01/08/2019 | Performance Verification for CAREFUSION 11136246 15270301 | Initial Install of Performance Verification. Device is ready for patient use. |  |  | 01/08/2019 | 01/08/2019
|  | CAREFUSION | ALARIS 8100 | MODULE, INFUSION PUMP |  | SPD | Pavilion |  |  | 02/04/2019 |  | 2/4/29 |  |  | NO | YES |  |  |  |  | CAREFUSION 11136247 15270982 |  |  | Active |  | 99:99:99:99:99:99 |  | High Risk | 1Y:00-MFG | 02/04/2019 | 02/04/2019 | COOPER UNIVERSITY HOSPITAL |  |  | Moves | WOT00000001456207 | David Frye | Performance Verification | Completed |  | 02/04/2019 | 02/04/2019 | Performance Verification for CAREFUSION 11136247 15270982 | Initial Install of Performance Verification. Device is ready for patient use. |  |  | 02/04/2019 | 02/04/2019
|  | CAREFUSION | ALARIS 8100 | MODULE, INFUSION PUMP |  | SPD | Dorrance |  |  | 01/07/2019 |  | 1/7/29 |  |  | NO | YES |  |  |  |  | CAREFUSION 11136245 15269673 |  |  | Active |  | 99:99:99:99:99:99 |  | High Risk | 1Y:00-MFG | 01/07/2019 | 01/07/2019 | COOPER UNIVERSITY HOSPITAL |  |  | Moves | WOT00000001467671 | David Frye | Performance Verification | Completed |  | 01/07/2019 | 01/07/2019 | Performance Verification for CAREFUSION 11136245 15269673 | Initial Install of Performance Verification. Device is ready for patient use. |  |  | 01/07/2019 | 01/07/2019
|  | CAREFUSION | ALARIS 8100 | MODULE, INFUSION PUMP |  | SPD | Dorrance |  |  | 01/29/2019 |  | 1/29/29 |  |  | NO | YES |  |  |  |  | CAREFUSION 11136244 15270209 |  |  | Active |  | 99:99:99:99:99:99 |  | High Risk | 1Y:00-MFG | 01/29/2019 | 01/29/2019 | COOPER UNIVERSITY HOSPITAL |  |  | Moves | WOT00000001466846 | David Frye | Performance Verification | Completed |  | 01/29/2019 | 01/29/2019 | Performance Verification for CAREFUSION 11136244 15270209 | Initial Install of Performance Verification. Device is ready for patient use. |  |  | 01/29/2019 | 01/29/2019
|  | CAREFUSION | ALARIS 8100 | MODULE, INFUSION PUMP |  | SPD | Kelemen |  |  | 01/09/2019 |  | 1/9/29 |  |  | NO | YES |  |  |  |  | CAREFUSION 11136239 15270934 |  |  | Active |  | 99:99:99:99:99:99 |  | High Risk | 1Y:00-MFG | 01/09/2019 | 01/09/2019 | COOPER UNIVERSITY HOSPITAL |  |  | Moves | WOT00000001468224 | David Frye | Performance Verification | Completed |  | 01/09/2019 | 01/09/2019 | Performance Verification for CAREFUSION 11136239 15270934 | Initial Install of Performance Verification. Device is ready for patient use. |  |  | 01/09/2019 | 01/09/2019
|  | CAREFUSION | ALARIS 8100 | MODULE, INFUSION PUMP |  | SPD | Kelemen |  |  | 01/29/2019 |  | 1/29/29 |  |  | NO | YES |  |  |  |  | CAREFUSION 11136240 15269536 |  |  | Active |  | 99:99:99:99:99:99 |  | High Risk | 1Y:00-MFG | 01/29/2019 | 01/29/2019 | COOPER UNIVERSITY HOSPITAL |  |  | Moves | WOT00000001467367 | David Frye | Performance Verification | Completed |  | 01/29/2019 | 01/29/2019 | Performance Verification for CAREFUSION 11136240 15269536 | Initial Install of Performance Verification. Device is ready for patient use. |  |  | 01/29/2019 | 01/29/2019
|  | CAREFUSION | ALARIS 8100 | MODULE, INFUSION PUMP |  | SPD | Pavilion |  |  | 01/04/2019 |  | 1/4/29 |  |  | NO | YES |  |  |  |  | CAREFUSION 11136241 15269946 |  |  | Active |  | 99:99:99:99:99:99 |  | High Risk | 1Y:00-MFG | 01/04/2019 | 01/04/2019 | COOPER UNIVERSITY HOSPITAL |  |  | Moves | WOT00000001469650 | David Frye | Performance Verification | Completed |  | 01/04/2019 | 01/04/2019 | Performance Verification for CAREFUSION 11136241 15269946 | Initial Install of Performance Verification. Device is ready for patient use. |  |  | 01/04/2019 | 01/04/2019
|  | CAREFUSION | ALARIS 8100 | MODULE, INFUSION PUMP |  | SPD | Pavilion |  |  | 01/15/2019 |  | 1/15/29 |  |  | NO | YES |  |  |  |  | CAREFUSION 11136243 15269239 |  |  | Active |  | 99:99:99:99:99:99 |  | High Risk | 1Y:00-MFG | 01/15/2019 | 01/15/2019 | COOPER UNIVERSITY HOSPITAL |  |  | Moves | WOT00000001460393 | David Frye | Performance Verification | Completed |  | 01/15/2019 | 01/15/2019 | Performance Verification for CAREFUSION 11136243 15269239 | Initial Install of Performance Verification. Device is ready for patient use. |  |  | 01/15/2019 | 01/15/2019
|  | CAREFUSION | ALARIS 8100 | MODULE, INFUSION PUMP |  | SPD | Pavilion |  |  | 01/17/2019 |  | 1/17/29 |  |  | NO | YES |  |  |  |  | CAREFUSION 11136242 15269726 |  |  | Active |  | 99:99:99:99:99:99 |  | High Risk | 1Y:00-MFG | 01/17/2019 | 01/17/2019 | COOPER UNIVERSITY HOSPITAL |  |  | Moves | WOT00000001468380 | David Frye | Performance Verification | Completed |  | 01/17/2019 | 01/17/2019 | Performance Verification for CAREFUSION 11136242 15269726 | Initial Install of Performance Verification. Device is ready for patient use. |  |  | 01/17/2019 | 01/17/2019
|  | CAREFUSION | ALARIS 8100 | MODULE, INFUSION PUMP |  | SPD | Kelemen |  |  | 02/11/2019 |  | 2/11/29 |  |  | NO | YES |  |  |  |  | CAREFUSION 11136237 15269260 |  |  | Active |  | 99:99:99:99:99:99 |  | High Risk | 1Y:00-MFG | 02/11/2019 | 02/11/2019 | COOPER UNIVERSITY HOSPITAL |  |  | Moves | WOT00000001469164 | David Frye | Performance Verification | Completed |  | 02/11/2019 | 02/11/2019 | Performance Verification for CAREFUSION 11136237 15269260 | Initial Install of Performance Verification. Device is ready for patient use. |  |  | 02/11/2019 | 02/11/2019
|  | CAREFUSION | ALARIS 8100 | MODULE, INFUSION PUMP |  | SPD | Pavilion |  |  | 01/07/2019 |  | 1/7/29 |  |  | NO | YES |  |  |  |  | CAREFUSION 11136235 15269911 |  |  | Active |  | 99:99:99:99:99:99 |  | High Risk | 1Y:00-MFG | 01/07/2019 | 01/07/2019 | COOPER UNIVERSITY HOSPITAL |  |  | Moves | WOT00000001467781 | David Frye | Performance Verification | Completed |  | 01/07/2019 | 01/07/2019 | Performance Verification for CAREFUSION 11136235 15269911 | Initial Install of Performance Verification. Device is ready for patient use. |  |  | 01/07/2019 | 01/07/2019
|  | CAREFUSION | ALARIS 8100 | MODULE, INFUSION PUMP |  | SPD | Pavilion |  |  | 01/08/2019 |  | 1/8/29 |  |  | NO | YES |  |  |  |  | CAREFUSION 11136233 15269527 |  |  | Active |  | 99:99:99:99:99:99 |  | High Risk | 1Y:00-MFG | 01/08/2019 | 01/08/2019 | COOPER UNIVERSITY HOSPITAL |  |  | Moves | WOT00000001467361 | David Frye | Performance Verification | Completed |  | 01/08/2019 | 01/08/2019 | Performance Verification for CAREFUSION 11136233 15269527 | Initial Install of Performance Verification. Device is ready for patient use. |  |  | 01/08/2019 | 01/08/2019
|  | CAREFUSION | ALARIS 8100 | MODULE, INFUSION PUMP |  | SPD | Kelemen |  |  | 01/14/2019 |  | 1/14/29 |  |  | NO | YES |  |  |  |  | CAREFUSION 11136234 15270872 |  |  | Active |  | 99:99:99:99:99:99 |  | High Risk | 1Y:00-MFG | 01/14/2019 | 01/14/2019 | COOPER UNIVERSITY HOSPITAL |  |  | Moves | WOT00000001469221 | David Frye | Performance Verification | Completed |  | 01/14/2019 | 01/14/2019 | Performance Verification for CAREFUSION 11136234 15270872 | Initial Install of Performance Verification. Device is ready for patient use. |  |  | 01/14/2019 | 01/14/2019
|  | CAREFUSION | ALARIS 8100 | MODULE, INFUSION PUMP |  | SPD | Kelemen |  |  | 01/23/2019 |  | 1/23/29 |  |  | NO | YES |  |  |  |  | CAREFUSION 11136231 15269737 |  |  | Active |  | 99:99:99:99:99:99 |  | High Risk | 1Y:00-MFG | 01/23/2019 | 01/23/2019 | COOPER UNIVERSITY HOSPITAL |  |  | Moves | WOT00000001468391 | David Frye | Performance Verification | Completed |  | 01/23/2019 | 01/23/2019 | Performance Verification for CAREFUSION 11136231 15269737 | Initial Install of Performance Verification. Device is ready for patient use. |  |  | 01/23/2019 | 01/23/2019
|  | CAREFUSION | ALARIS 8100 | MODULE, INFUSION PUMP |  | SPD | Kelemen |  |  | 01/15/2019 |  | 1/15/29 |  |  | NO | YES |  |  |  |  | CAREFUSION 11136230 15269949 |  |  | Active |  | 99:99:99:99:99:99 |  | High Risk | 1Y:00-MFG | 01/15/2019 | 01/15/2019 | COOPER UNIVERSITY HOSPITAL |  |  | Moves | WOT00000001466831 | David Frye | Performance Verification | Completed |  | 01/15/2019 | 01/15/2019 | Performance Verification for CAREFUSION 11136230 15269949 | Initial Install of Performance Verification. Device is ready for patient use. |  |  | 01/15/2019 | 01/15/2019
|  | CAREFUSION | ALARIS 8100 | MODULE, INFUSION PUMP |  | SPD | Kelemen |  |  | 01/23/2019 |  | 1/23/29 |  |  | NO | YES |  |  |  |  | CAREFUSION 11136227 15269692 |  |  | Active |  | 99:99:99:99:99:99 |  | High Risk | 1Y:00-MFG | 01/23/2019 | 01/23/2019 | COOPER UNIVERSITY HOSPITAL |  |  | Moves | WOT00000001467689 | David Frye | Performance Verification | Completed |  | 01/23/2019 | 01/23/2019 | Performance Verification for CAREFUSION 11136227 15269692 | Initial Install of Performance Verification. Device is ready for patient use. |  |  | 01/23/2019 | 01/23/2019
|  | CAREFUSION | ALARIS 8100 | MODULE, INFUSION PUMP |  | SPD | Pavilion |  |  | 01/03/2019 |  | 1/3/29 |  |  | NO | YES |  |  |  |  | CAREFUSION 11136228 15269579 |  |  | Active |  | 99:99:99:99:99:99 |  | High Risk | 1Y:00-MFG | 01/03/2019 | 01/03/2019 | COOPER UNIVERSITY HOSPITAL |  |  | Moves | WOT00000001469330 | David Frye | Performance Verification | Completed |  | 01/03/2019 | 01/03/2019 | Performance Verification for CAREFUSION 11136228 15269579 | Initial Install of Performance Verification. Device is ready for patient use. |  |  | 01/03/2019 | 01/03/2019
|  | CAREFUSION | ALARIS 8100 | MODULE, INFUSION PUMP |  | SPD | Kelemen |  |  | 01/03/2019 |  | 1/3/29 |  |  | NO | YES |  |  |  |  | CAREFUSION 11136226 15269552 |  |  | Active |  | 99:99:99:99:99:99 |  | High Risk | 1Y:00-MFG | 01/03/2019 | 01/03/2019 | COOPER UNIVERSITY HOSPITAL |  |  | Moves | WOT00000001469042 | David Frye | Performance Verification | Completed |  | 01/03/2019 | 01/03/2019 | Performance Verification for CAREFUSION 11136226 15269552 | Initial Install of Performance Verification. Device is ready for patient use. |  |  | 01/03/2019 | 01/03/2019
|  | CAREFUSION | ALARIS 8100 | MODULE, INFUSION PUMP |  | SPD | Kelemen |  |  | 01/21/2019 |  | 1/21/29 |  |  | NO | YES |  |  |  |  | CAREFUSION 11136222 15269595 |  |  | Active |  | 99:99:99:99:99:99 |  | High Risk | 1Y:00-MFG | 01/21/2019 | 01/21/2019 | COOPER UNIVERSITY HOSPITAL |  |  | Moves | WOT00000001469338 | David Frye | Performance Verification | Completed |  | 01/21/2019 | 01/21/2019 | Performance Verification for CAREFUSION 11136222 15269595 | Initial Install of Performance Verification. Device is ready for patient use. |  |  | 01/21/2019 | 01/21/2019
|  | CAREFUSION | ALARIS 8100 | MODULE, INFUSION PUMP |  | SPD | Pavilion |  |  | 01/22/2019 |  | 1/22/29 |  |  | NO | YES |  |  |  |  | CAREFUSION 11136201 15269858 |  |  | Active |  | 99:99:99:99:99:99 |  | High Risk | 1Y:00-MFG | 01/22/2019 | 01/22/2019 | COOPER UNIVERSITY HOSPITAL |  |  | Moves | WOT00000001466825 | David Frye | Performance Verification | Completed |  | 01/22/2019 | 01/22/2019 | Performance Verification for CAREFUSION 11136201 15269858 | Initial Install of Performance Verification. Device is ready for patient use. |  |  | 01/22/2019 | 01/22/2019
|  | CAREFUSION | ALARIS 8100 | MODULE, INFUSION PUMP |  | SPD | Kelemen |  |  | 01/09/2019 |  | 1/9/29 |  |  | NO | YES |  |  |  |  | CAREFUSION 11136202 15269898 |  |  | Active |  | 99:99:99:99:99:99 |  | High Risk | 1Y:00-MFG | 01/09/2019 | 01/09/2019 | COOPER UNIVERSITY HOSPITAL |  |  | Moves | WOT00000001467833 | David Frye | Performance Verification | Completed |  | 01/09/2019 | 01/09/2019 | Performance Verification for CAREFUSION 11136202 15269898 | Initial Install of Performance Verification. Device is ready for patient use. |  |  | 01/09/2019 | 01/09/2019
|  | CAREFUSION | ALARIS 8100 | MODULE, INFUSION PUMP |  | SPD | Kelemen |  |  | 01/08/2019 |  | 1/8/29 |  |  | NO | YES |  |  |  |  | CAREFUSION 11136204 15269523 |  |  | Active |  | 99:99:99:99:99:99 |  | High Risk | 1Y:00-MFG | 01/08/2019 | 01/08/2019 | COOPER UNIVERSITY HOSPITAL |  |  | Moves | WOT00000001467355 | David Frye | Performance Verification | Completed |  | 01/08/2019 | 01/08/2019 | Performance Verification for CAREFUSION 11136204 15269523 | Initial Install of Performance Verification. Device is ready for patient use. |  |  | 01/08/2019 | 01/08/2019
|  | CAREFUSION | ALARIS 8100 | MODULE, INFUSION PUMP |  | SPD | Kelemen |  |  | 01/07/2019 |  | 1/7/29 |  |  | NO | YES |  |  |  |  | CAREFUSION 11136214 15269909 |  |  | Active |  | 99:99:99:99:99:99 |  | High Risk | 1Y:00-MFG | 01/07/2019 | 01/07/2019 | COOPER UNIVERSITY HOSPITAL |  |  | Moves | WOT00000001467844 | David Frye | Performance Verification | Completed |  | 01/07/2019 | 01/07/2019 | Performance Verification for CAREFUSION 11136214 15269909 | Initial Install of Performance Verification. Device is ready for patient use. |  |  | 01/07/2019 | 01/07/2019
|  | CAREFUSION | ALARIS 8100 | MODULE, INFUSION PUMP |  | SPD | Kelemen |  |  | 01/03/2019 |  | 1/3/29 |  |  | NO | YES |  |  |  |  | CAREFUSION 11136213 15266547 |  |  | Active |  | 99:99:99:99:99:99 |  | High Risk | 1Y:00-MFG | 01/03/2019 | 01/03/2019 | COOPER UNIVERSITY HOSPITAL |  |  | Moves | WOT00000001467144 | David Frye | Performance Verification | Completed |  | 01/03/2019 | 01/03/2019 | Performance Verification for CAREFUSION 11136213 15266547 | Initial Install of Performance Verification. Device is ready for patient use. |  |  | 01/03/2019 | 01/03/2019
|  | CAREFUSION | ALARIS 8100 | MODULE, INFUSION PUMP |  | SPD | Pavilion |  |  | 02/01/2019 |  | 2/1/29 |  |  | NO | YES |  |  |  |  | CAREFUSION 11136208 15269196 |  |  | Active | dup11136208 | 99:99:99:99:99:99 |  | High Risk | 1Y:00-MFG | 02/01/2019 | 02/01/2019 | COOPER UNIVERSITY HOSPITAL |  |  | Moves | WOT00000001468887 | David Frye | Performance Verification | Completed |  | 02/01/2019 | 02/01/2019 | Performance Verification for CAREFUSION 11136208 15269196 | Initial Install of Performance Verification. Device is ready for patient use. |  |  | 02/01/2019 | 02/01/2019
|  | CAREFUSION | ALARIS 8100 | MODULE, INFUSION PUMP |  | SPD | Pavilion |  |  | 01/31/2019 |  | 1/31/29 |  |  | NO | YES |  |  |  |  | CAREFUSION 11136209 15269434 |  |  | Active |  | 99:99:99:99:99:99 |  | High Risk | 1Y:00-MFG | 01/31/2019 | 01/31/2019 | COOPER UNIVERSITY HOSPITAL |  |  | Moves | WOT00000001469055 | David Frye | Performance Verification | Completed |  | 01/31/2019 | 01/31/2019 | Performance Verification for CAREFUSION 11136209 15269434 | Initial Install of Performance Verification. Device is ready for patient use. |  |  | 01/31/2019 | 01/31/2019
|  | CAREFUSION | ALARIS 8100 | MODULE, INFUSION PUMP |  | SPD | Pavilion |  |  | 02/11/2019 |  | 2/11/29 |  |  | NO | YES |  |  |  |  | CAREFUSION 11136207 15269746 |  |  | Active |  | 99:99:99:99:99:99 |  | High Risk | 1Y:00-MFG | 02/11/2019 | 02/11/2019 | COOPER UNIVERSITY HOSPITAL |  |  | Moves | WOT00000001468589 | David Frye | Performance Verification | Completed |  | 02/11/2019 | 02/11/2019 | Performance Verification for CAREFUSION 11136207 15269746 | Initial Install of Performance Verification. Device is ready for patient use. |  |  | 02/11/2019 | 02/11/2019
|  | CAREFUSION | ALARIS 8100 | MODULE, INFUSION PUMP |  | SPD | Kelemen |  |  | 01/03/2019 |  | 1/3/29 |  |  | NO | YES |  |  |  |  | CAREFUSION 11136205 15269701 |  |  | Active |  | 99:99:99:99:99:99 |  | High Risk | 1Y:00-MFG | 01/03/2019 | 01/03/2019 | COOPER UNIVERSITY HOSPITAL |  |  | Moves | WOT00000001468371 | David Frye | Performance Verification | Completed |  | 01/03/2019 | 01/03/2019 | Performance Verification for CAREFUSION 11136205 15269701 | Initial Install of Performance Verification. Device is ready for patient use. |  |  | 01/03/2019 | 01/03/2019
|  | CAREFUSION | ALARIS 8100 | MODULE, INFUSION PUMP |  | SPD | Kelemen |  |  | 01/24/2019 |  | 1/24/29 |  |  | NO | YES |  |  |  |  | CAREFUSION 11136206 15269542 |  |  | Active |  | 99:99:99:99:99:99 |  | High Risk | 1Y:00-MFG | 01/24/2019 | 01/24/2019 | COOPER UNIVERSITY HOSPITAL |  |  | Moves | WOT00000001469035 | David Frye | Performance Verification | Completed |  | 01/24/2019 | 01/24/2019 | Performance Verification for CAREFUSION 11136206 15269542 | Initial Install of Performance Verification. Device is ready for patient use. |  |  | 01/24/2019 | 01/24/2019
|  | CAREFUSION | ALARIS 8100 | MODULE, INFUSION PUMP |  | SPD | Kelemen |  |  | 02/01/2019 |  | 2/1/29 |  |  | NO | YES |  |  |  |  | CAREFUSION 11136199 15269469 |  |  | Active |  | 99:99:99:99:99:99 |  | High Risk | 1Y:00-MFG | 02/01/2019 | 02/01/2019 | COOPER UNIVERSITY HOSPITAL |  |  | Moves | WOT00000001469070 | David Frye | Performance Verification | Completed |  | 02/01/2019 | 02/01/2019 | Performance Verification for CAREFUSION 11136199 15269469 | Initial Install of Performance Verification. Device is ready for patient use. |  |  | 02/01/2019 | 02/01/2019
|  | CAREFUSION | ALARIS 8100 | MODULE, INFUSION PUMP |  | SPD | Pavilion |  |  | 01/24/2019 |  | 1/24/29 |  |  | NO | YES |  |  |  |  | CAREFUSION 11136194 15269644 |  |  | Active |  | 99:99:99:99:99:99 |  | High Risk | 1Y:00-MFG | 01/24/2019 | 01/24/2019 | COOPER UNIVERSITY HOSPITAL |  |  | Moves | WOT00000001467543 | David Frye | Performance Verification | Completed |  | 01/24/2019 | 01/24/2019 | Performance Verification for CAREFUSION 11136194 15269644 | Initial Install of Performance Verification. Device is ready for patient use. |  |  | 01/24/2019 | 01/24/2019
|  | CAREFUSION | ALARIS 8100 | MODULE, INFUSION PUMP |  | SPD | Kelemen |  |  | 01/16/2019 |  | 1/16/29 |  |  | NO | YES |  |  |  |  | CAREFUSION 11136193 15269686 |  |  | Active |  | 99:99:99:99:99:99 |  | High Risk | 1Y:00-MFG | 01/16/2019 | 01/16/2019 | COOPER UNIVERSITY HOSPITAL |  |  | Moves | WOT00000001467681 | David Frye | Performance Verification | Completed |  | 01/16/2019 | 01/16/2019 | Performance Verification for CAREFUSION 11136193 15269686 | Initial Install of Performance Verification. Device is ready for patient use. |  |  | 01/16/2019 | 01/16/2019
|  | CAREFUSION | ALARIS 8100 | MODULE, INFUSION PUMP |  | SPD | Pavilion |  |  | 01/15/2019 |  | 1/15/29 |  |  | NO | YES |  |  |  |  | CAREFUSION 11136189 15269115 |  |  | Active |  | 99:99:99:99:99:99 |  | High Risk | 1Y:00-MFG | 01/15/2019 | 01/15/2019 | COOPER UNIVERSITY HOSPITAL |  |  | Moves | WOT00000001469732 | David Frye | Performance Verification | Completed |  | 01/15/2019 | 01/15/2019 | Performance Verification for CAREFUSION 11136189 15269115 | Initial Install of Performance Verification. Device is ready for patient use. |  |  | 01/15/2019 | 01/15/2019
|  | CAREFUSION | ALARIS 8100 | MODULE, INFUSION PUMP |  | SPD | Kelemen |  |  | 01/07/2019 |  | 1/7/29 |  |  | NO | YES |  |  |  |  | CAREFUSION 11136192 15268510 |  |  | Active |  | 99:99:99:99:99:99 |  | High Risk | 1Y:00-MFG | 01/07/2019 | 01/07/2019 | COOPER UNIVERSITY HOSPITAL |  |  | Moves | WOT00000001468772 | David Frye | Performance Verification | Completed |  | 01/07/2019 | 01/07/2019 | Performance Verification for CAREFUSION 11136192 15268510 | Initial Install of Performance Verification. Device is ready for patient use. |  |  | 01/07/2019 | 01/07/2019
|  | CAREFUSION | ALARIS 8100 | MODULE, INFUSION PUMP |  | SPD | Kelemen |  |  | 01/07/2019 |  | 1/7/29 |  |  | NO | YES |  |  |  |  | CAREFUSION 11136185 15269142 |  |  | Active |  | 99:99:99:99:99:99 |  | High Risk | 1Y:00-MFG | 01/07/2019 | 01/07/2019 | COOPER UNIVERSITY HOSPITAL |  |  | Moves | WOT00000001469740 | David Frye | Performance Verification | Completed |  | 01/07/2019 | 01/07/2019 | Performance Verification for CAREFUSION 11136185 15269142 | Initial Install of Performance Verification. Device is ready for patient use. |  |  | 01/07/2019 | 01/07/2019
|  | CAREFUSION | ALARIS 8100 | MODULE, INFUSION PUMP |  | SPD | Kelemen | BASEMENT |  | 01/07/2019 |  | 1/7/29 |  |  | NO | YES |  |  |  |  | CAREFUSION 11136184 15269860 |  |  | Active |  | 99:99:99:99:99:99 |  | High Risk | 1Y:00-MFG | 01/07/2019 | 01/07/2019 | COOPER UNIVERSITY HOSPITAL |  |  | Moves | WOT00000001467819 | David Frye | Performance Verification | Completed |  | 01/07/2019 | 01/07/2019 | Performance Verification for CAREFUSION 11136184 15269860 | Initial Install of Performance Verification. Device is ready for patient use. |  |  | 01/07/2019 | 01/07/2019
|  | CAREFUSION | ALARIS 8100 | MODULE, INFUSION PUMP |  | SPD | Kelemen |  |  | 01/17/2019 |  | 1/17/29 |  |  | NO | YES |  |  |  |  | CAREFUSION 11136182 15265750 |  |  | Active |  | 99:99:99:99:99:99 |  | High Risk | 1Y:00-MFG | 01/17/2019 | 01/17/2019 | COOPER UNIVERSITY HOSPITAL |  |  | Moves | WOT00000001466949 | David Frye | Performance Verification | Completed |  | 01/17/2019 | 01/17/2019 | Performance Verification for CAREFUSION 11136182 15265750 | Initial Install of Performance Verification. Device is ready for patient use. |  |  | 01/17/2019 | 01/17/2019
|  | CAREFUSION | ALARIS 8100 | MODULE, INFUSION PUMP |  | SPD | Kelemen |  |  | 01/21/2019 |  | 1/21/29 |  |  | NO | YES |  |  |  |  | CAREFUSION 11136172 15270748 |  |  | Active |  | 99:99:99:99:99:99 |  | High Risk | 1Y:00-MFG | 01/21/2019 | 01/21/2019 | COOPER UNIVERSITY HOSPITAL |  |  | Moves | WOT00000001469832 | David Frye | Performance Verification | Completed |  | 01/21/2019 | 01/21/2019 | Performance Verification for CAREFUSION 11136172 15270748 | Initial Install of Performance Verification. Device is ready for patient use. |  |  | 01/21/2019 | 01/21/2019
|  | CAREFUSION | ALARIS 8100 | MODULE, INFUSION PUMP |  | SPD | Kelemen |  |  | 01/07/2019 |  | 1/7/29 |  |  | NO | YES |  |  |  |  | CAREFUSION 11136171 15270785 |  |  | Active |  | 99:99:99:99:99:99 |  | High Risk | 1Y:00-MFG | 01/07/2019 | 01/07/2019 | COOPER UNIVERSITY HOSPITAL |  |  | Moves | WOT00000001467452 | David Frye | Performance Verification | Completed |  | 01/07/2019 | 01/07/2019 | Performance Verification for CAREFUSION 11136171 15270785 | Initial Install of Performance Verification. Device is ready for patient use. |  |  | 01/07/2019 | 01/07/2019
|  | CAREFUSION | ALARIS 8100 | MODULE, INFUSION PUMP |  | SPD | Kelemen |  |  | 01/03/2019 |  | 1/3/29 |  |  | NO | YES |  |  |  |  | CAREFUSION 11136169 15269712 |  |  | Active |  | 99:99:99:99:99:99 |  | High Risk | 1Y:00-MFG | 01/03/2019 | 01/03/2019 | COOPER UNIVERSITY HOSPITAL |  |  | Moves | WOT00000001469471 | David Frye | Performance Verification | Completed |  | 01/03/2019 | 01/03/2019 | Performance Verification for CAREFUSION 11136169 15269712 | Initial Install of Performance Verification. Device is ready for patient use. |  |  | 01/03/2019 | 01/03/2019
|  | CAREFUSION | ALARIS 8100 | MODULE, INFUSION PUMP |  | SPD | Kelemen |  |  | 01/04/2019 |  | 1/4/29 |  |  | NO | YES |  |  |  |  | CAREFUSION 11136170 15270906 |  |  | Active |  | 99:99:99:99:99:99 |  | High Risk | 1Y:00-MFG | 01/04/2019 | 01/04/2019 | COOPER UNIVERSITY HOSPITAL |  |  | Moves | WOT00000001468212 | David Frye | Performance Verification | Completed |  | 01/04/2019 | 01/04/2019 | Performance Verification for CAREFUSION 11136170 15270906 | Initial Install of Performance Verification. Device is ready for patient use. |  |  | 01/04/2019 | 01/04/2019
|  | CAREFUSION | ALARIS 8100 | MODULE, INFUSION PUMP |  | 3 COOPER-GAMMA KNIFE | 3 Cooper |  |  | 09/12/2019 |  | 9/12/29 |  |  | NO | YES |  |  |  |  | CAREFUSION 11136167 15270864 |  |  | Active |  | 99:99:99:99:99:99 |  | High Risk | 1Y:00-MFG | 09/12/2019 | 09/12/2019 | COOPER AMBULATORY OFF-SITES |  |  |  | WOT00000001469213 | ANNE BEXTON | Performance Verification | Completed |  | 09/12/2019 | 09/12/2019 | Performance Verification for CAREFUSION 11136167 15270864 | Initial Install of Performance Verification. Device is ready for patient use. |  |  | 09/12/2019 | 09/12/2019
|  | CAREFUSION | ALARIS 8100 | MODULE, INFUSION PUMP |  | SPD | Kelemen |  |  | 01/04/2019 |  | 1/4/29 |  |  | NO | YES |  |  |  |  | CAREFUSION 11136168 15269693 |  |  | Active |  | 99:99:99:99:99:99 |  | High Risk | 1Y:00-MFG | 01/04/2019 | 01/04/2019 | COOPER UNIVERSITY HOSPITAL |  |  | Moves | WOT00000001468363 | David Frye | Performance Verification | Completed |  | 01/04/2019 | 01/04/2019 | Performance Verification for CAREFUSION 11136168 15269693 | Initial Install of Performance Verification. Device is ready for patient use. |  |  | 01/04/2019 | 01/04/2019
|  | CAREFUSION | ALARIS 8100 | MODULE, INFUSION PUMP |  | SPD | Kelemen |  |  | 02/11/2019 |  | 2/11/29 |  |  | NO | YES |  |  |  |  | CAREFUSION 11136165 15270979 |  |  | Active |  | 99:99:99:99:99:99 |  | High Risk | 1Y:00-MFG | 02/11/2019 | 02/11/2019 | COOPER UNIVERSITY HOSPITAL |  |  | Moves | WOT00000001456110 | David Frye | Performance Verification | Completed |  | 02/11/2019 | 02/11/2019 | Performance Verification for CAREFUSION 11136165 15270979 | Initial Install of Performance Verification. Device is ready for patient use. |  |  | 02/11/2019 | 02/11/2019
|  | CAREFUSION | ALARIS 8100 | MODULE, INFUSION PUMP |  | SPD | Kelemen |  |  | 01/16/2019 |  | 1/16/29 |  |  | NO | YES |  |  |  |  | CAREFUSION 11136160 15271011 |  |  | Active |  | 99:99:99:99:99:99 |  | High Risk | 1Y:00-MFG | 01/16/2019 | 01/16/2019 | COOPER UNIVERSITY HOSPITAL |  |  | Moves | WOT00000001467598 | David Frye | Performance Verification | Completed |  | 01/16/2019 | 01/16/2019 | Performance Verification for CAREFUSION 11136160 15271011 | Initial Install of Performance Verification. Device is ready for patient use. |  |  | 01/16/2019 | 01/16/2019
|  | CAREFUSION | ALARIS 8100 | MODULE, INFUSION PUMP |  | SPD | Pavilion |  |  | 01/04/2019 |  | 1/4/29 |  |  | NO | YES |  |  |  |  | CAREFUSION 11136164 15270538 |  |  | Active |  | 99:99:99:99:99:99 |  | High Risk | 1Y:00-MFG | 01/04/2019 | 01/04/2019 | COOPER UNIVERSITY HOSPITAL |  |  | Moves | WOT00000001468741 | David Frye | Performance Verification | Completed |  | 01/04/2019 | 01/04/2019 | Performance Verification for CAREFUSION 11136164 15270538 | Initial Install of Performance Verification. Device is ready for patient use. |  |  | 01/04/2019 | 01/04/2019
|  | CAREFUSION | ALARIS 8100 | MODULE, INFUSION PUMP |  | SPD | Pavilion |  |  | 01/07/2019 |  | 1/7/29 |  |  | NO | YES |  |  |  |  | CAREFUSION 11136163 15270891 |  |  | Active |  | 99:99:99:99:99:99 |  | High Risk | 1Y:00-MFG | 01/07/2019 | 01/07/2019 | COOPER UNIVERSITY HOSPITAL |  |  | Moves | WOT00000001468206 | David Frye | Performance Verification | Completed |  | 01/07/2019 | 01/07/2019 | Performance Verification for CAREFUSION 11136163 15270891 | Initial Install of Performance Verification. Device is ready for patient use. |  |  | 01/07/2019 | 01/07/2019
|  | CAREFUSION | ALARIS 8100 | MODULE, INFUSION PUMP |  | SPD | Kelemen |  |  | 02/05/2019 |  | 2/5/29 |  |  | NO | YES |  |  |  |  | CAREFUSION 11136161 15270758 |  |  | Active |  | 99:99:99:99:99:99 |  | High Risk | 1Y:00-MFG | 02/05/2019 | 02/05/2019 | COOPER UNIVERSITY HOSPITAL |  |  | Moves | WOT00000001469283 | David Frye | Performance Verification | Completed |  | 02/05/2019 | 02/05/2019 | Performance Verification for CAREFUSION 11136161 15270758 | Initial Install of Performance Verification. Device is ready for patient use. |  |  | 02/05/2019 | 02/05/2019
|  | CAREFUSION | ALARIS 8100 | MODULE, INFUSION PUMP |  | SPD | Pavilion |  |  | 01/23/2019 |  | 1/23/29 |  |  | NO | YES |  |  |  |  | CAREFUSION 11136162 15271020 |  |  | Active |  | 99:99:99:99:99:99 |  | High Risk | 1Y:00-MFG | 01/23/2019 | 01/23/2019 | COOPER UNIVERSITY HOSPITAL |  |  | Moves | WOT00000001467608 | David Frye | Performance Verification | Completed |  | 01/23/2019 | 01/23/2019 | Performance Verification for CAREFUSION 11136162 15271020 | Initial Install of Performance Verification. Device is ready for patient use. |  |  | 01/23/2019 | 01/23/2019
|  | CAREFUSION | ALARIS 8100 | MODULE, INFUSION PUMP |  | SPD | Kelemen |  |  | 03/25/2019 |  | 3/25/29 |  |  | NO | YES |  |  |  |  | CAREFUSION 11136159 15269269 |  |  | Active |  | 99:99:99:99:99:99 |  | High Risk | 1Y:00-MFG | 03/25/2019 | 03/25/2019 | COOPER UNIVERSITY HOSPITAL |  |  | Moves | WOT00000001469168 | David Frye | Performance Verification | Completed |  | 03/25/2019 | 03/25/2019 | Performance Verification for CAREFUSION 11136159 15269269 | Initial Install of Performance Verification. Device is ready for patient use. |  |  | 03/25/2019 | 03/25/2019
|  | CAREFUSION | ALARIS 8100 | MODULE, INFUSION PUMP |  | SPD | Pavilion |  |  | 01/14/2019 |  | 1/14/29 |  |  | NO | YES |  |  |  |  | CAREFUSION 11136158 15265713 |  |  | Active |  | 99:99:99:99:99:99 |  | High Risk | 1Y:00-MFG | 01/14/2019 | 01/14/2019 | COOPER UNIVERSITY HOSPITAL |  |  | Moves | WOT00000001466942 | David Frye | Performance Verification | Completed |  | 01/14/2019 | 01/14/2019 | Performance Verification for CAREFUSION 11136158 15265713 | Initial Install of Performance Verification. Device is ready for patient use. |  |  | 01/14/2019 | 01/14/2019
|  | CAREFUSION | ALARIS 8100 | MODULE, INFUSION PUMP |  | SPD | Pavilion |  |  | 02/19/2019 |  | 2/19/29 |  |  | NO | YES |  |  |  |  | CAREFUSION 11136157 15270342 |  |  | Active |  | 99:99:99:99:99:99 |  | High Risk | 1Y:00-MFG | 02/19/2019 | 02/19/2019 | COOPER UNIVERSITY HOSPITAL |  |  | Moves | WOT00000001468799 | David Frye | Performance Verification | Completed |  | 02/19/2019 | 02/19/2019 | Performance Verification for CAREFUSION 11136157 15270342 | Initial Install of Performance Verification. Device is ready for patient use. |  |  | 02/19/2019 | 02/19/2019
|  | CAREFUSION | ALARIS 8100 | MODULE, INFUSION PUMP |  | SPD | Dorrance |  |  | 01/09/2019 |  | 1/9/29 |  |  | NO | YES |  |  |  |  | CAREFUSION 11136156 15270328 |  |  | Active |  | 99:99:99:99:99:99 |  | High Risk | 1Y:00-MFG | 01/09/2019 | 01/09/2019 | COOPER UNIVERSITY HOSPITAL |  |  | Moves | WOT00000001468795 | David Frye | Performance Verification | Completed |  | 01/09/2019 | 01/09/2019 | Performance Verification for CAREFUSION 11136156 15270328 | Initial Install of Performance Verification. Device is ready for patient use. |  |  | 01/09/2019 | 01/09/2019
|  | CAREFUSION | ALARIS 8100 | MODULE, INFUSION PUMP |  | SPD | Kelemen |  |  | 01/08/2019 |  | 1/8/29 |  |  | NO | YES |  |  |  |  | CAREFUSION 11136111 15269549 |  |  | Active |  | 99:99:99:99:99:99 |  | High Risk | 1Y:00-MFG | 01/08/2019 | 01/08/2019 | COOPER UNIVERSITY HOSPITAL |  |  | Moves | WOT00000001469040 | David Frye | Performance Verification | Completed |  | 01/08/2019 | 01/08/2019 | Performance Verification for CAREFUSION 11136111 15269549 | Initial Install of Performance Verification. Device is ready for patient use. |  |  | 01/08/2019 | 01/08/2019
|  | CAREFUSION | ALARIS 8100 | MODULE, INFUSION PUMP |  | SPD | Kelemen | Basement |  | 02/19/2019 |  | 2/19/29 |  |  | NO | YES |  |  |  |  | CAREFUSION 11136112 15265826 |  |  | Active | dup11136112 | 99:99:99:99:99:99 |  | High Risk | 1Y:00-MFG | 02/19/2019 | 02/19/2019 | COOPER UNIVERSITY HOSPITAL |  |  | Moves | WOT00000001466952 | David Frye | Performance Verification | Completed |  | 02/19/2019 | 02/19/2019 | Performance Verification for CAREFUSION 11136112 15265826 | Initial Install of Performance Verification. Device is ready for patient use. |  |  | 02/19/2019 | 02/19/2019
|  | CAREFUSION | ALARIS 8100 | MODULE, INFUSION PUMP |  | SPD | Kelemen |  |  | 01/25/2019 |  | 1/25/29 |  |  | NO | YES |  |  |  |  | CAREFUSION 11136123 15269642 |  |  | Active |  | 99:99:99:99:99:99 |  | High Risk | 1Y:00-MFG | 01/25/2019 | 01/25/2019 | COOPER UNIVERSITY HOSPITAL |  |  | Moves | WOT00000001467541 | David Frye | Performance Verification | Completed |  | 01/25/2019 | 01/25/2019 | Performance Verification for CAREFUSION 11136123 15269642 | Initial Install of Performance Verification. Device is ready for patient use. |  |  | 01/25/2019 | 01/25/2019
|  | CAREFUSION | ALARIS 8100 | MODULE, INFUSION PUMP |  | SPD | Kelemen |  |  | 01/09/2019 |  | 1/9/29 |  |  | NO | YES |  |  |  |  | CAREFUSION 11136124 15266567 |  |  | Active |  | 99:99:99:99:99:99 |  | High Risk | 1Y:00-MFG | 01/09/2019 | 01/09/2019 | COOPER UNIVERSITY HOSPITAL |  |  | Moves | WOT00000001467152 | David Frye | Performance Verification | Completed |  | 01/09/2019 | 01/09/2019 | Performance Verification for CAREFUSION 11136124 15266567 | Initial Install of Performance Verification. Device is ready for patient use. |  |  | 01/09/2019 | 01/09/2019
|  | CAREFUSION | ALARIS 8100 | MODULE, INFUSION PUMP |  | SPD | Kelemen |  |  | 01/28/2019 |  | 1/28/29 |  |  | NO | YES |  |  |  |  | CAREFUSION 11136122 15268996 |  |  | Active |  | 99:99:99:99:99:99 |  | High Risk | 1Y:00-MFG | 01/28/2019 | 01/28/2019 | COOPER UNIVERSITY HOSPITAL |  |  | Moves | WOT00000001468780 | David Frye | Performance Verification | Completed |  | 01/28/2019 | 01/28/2019 | Performance Verification for CAREFUSION 11136122 15268996 | Initial Install of Performance Verification. Device is ready for patient use. |  |  | 01/28/2019 | 01/28/2019
|  | CAREFUSION | ALARIS 8100 | MODULE, INFUSION PUMP |  | SPD | Pavilion |  |  | 01/15/2019 |  | 1/15/29 |  |  | NO | YES |  |  |  |  | CAREFUSION 11136120 15269857 |  |  | Active |  | 99:99:99:99:99:99 |  | High Risk | 1Y:00-MFG | 01/15/2019 | 01/15/2019 | COOPER UNIVERSITY HOSPITAL |  |  | Moves | WOT00000001466823 | David Frye | Performance Verification | Completed |  | 01/15/2019 | 01/15/2019 | Performance Verification for CAREFUSION 11136120 15269857 | Initial Install of Performance Verification. Device is ready for patient use. |  |  | 01/15/2019 | 01/15/2019
|  | CAREFUSION | ALARIS 8100 | MODULE, INFUSION PUMP |  | SPD | Pavilion |  |  | 01/03/2019 |  | 1/3/29 |  |  | NO | YES |  |  |  |  | CAREFUSION 11136121 15269805 |  |  | Active |  | 99:99:99:99:99:99 |  | High Risk | 1Y:00-MFG | 01/03/2019 | 01/03/2019 | COOPER UNIVERSITY HOSPITAL |  |  | Moves | WOT00000001466817 | David Frye | Performance Verification | Completed |  | 01/03/2019 | 01/03/2019 | Performance Verification for CAREFUSION 11136121 15269805 | Initial Install of Performance Verification. Device is ready for patient use. |  |  | 01/03/2019 | 01/03/2019
|  | CAREFUSION | ALARIS 8100 | MODULE, INFUSION PUMP |  | SPD | Pavilion |  |  | 02/12/2019 |  | 2/12/29 |  |  | NO | YES |  |  |  |  | CAREFUSION 11136118 15270235 |  |  | Active |  | 99:99:99:99:99:99 |  | High Risk | 1Y:00-MFG | 02/12/2019 | 02/12/2019 | COOPER UNIVERSITY HOSPITAL |  |  | Moves | WOT00000001467024 | David Frye | Performance Verification | Completed |  | 02/12/2019 | 02/12/2019 | Performance Verification for CAREFUSION 11136118 15270235 | Initial Install of Performance Verification. Device is ready for patient use. |  |  | 02/12/2019 | 02/12/2019
|  | CAREFUSION | ALARIS 8100 | MODULE, INFUSION PUMP |  | SPD | Kelemen |  |  | 01/07/2019 |  | 1/7/29 |  |  | NO | YES |  |  |  |  | CAREFUSION 11136117 15269539 |  |  | Active |  | 99:99:99:99:99:99 |  | High Risk | 1Y:00-MFG | 01/07/2019 | 01/07/2019 | COOPER UNIVERSITY HOSPITAL |  |  | Moves | WOT00000001467369 | David Frye | Performance Verification | Completed |  | 01/07/2019 | 01/07/2019 | Performance Verification for CAREFUSION 11136117 15269539 | Initial Install of Performance Verification. Device is ready for patient use. |  |  | 01/07/2019 | 01/07/2019
|  | CAREFUSION | ALARIS 8100 | MODULE, INFUSION PUMP |  | SPD | Kelemen |  |  | 01/04/2019 |  | 1/4/29 |  |  | NO | YES |  |  |  |  | CAREFUSION 11136116 15269532 |  |  | Active |  | 99:99:99:99:99:99 |  | High Risk | 1Y:00-MFG | 01/04/2019 | 01/04/2019 | COOPER UNIVERSITY HOSPITAL |  |  | Moves | WOT00000001467363 | David Frye | Performance Verification | Completed |  | 01/04/2019 | 01/04/2019 | Performance Verification for CAREFUSION 11136116 15269532 | Initial Install of Performance Verification. Device is ready for patient use. |  |  | 01/04/2019 | 01/04/2019
|  | CAREFUSION | ALARIS 8100 | MODULE, INFUSION PUMP |  | SPD | Kelemen |  |  | 01/07/2019 |  | 1/7/29 |  |  | NO | YES |  |  |  |  | CAREFUSION 11136110 15269526 |  |  | Active |  | 99:99:99:99:99:99 |  | High Risk | 1Y:00-MFG | 01/07/2019 | 01/07/2019 | COOPER UNIVERSITY HOSPITAL |  |  | Moves | WOT00000001467359 | David Frye | Performance Verification | Completed |  | 01/07/2019 | 01/07/2019 | Performance Verification for CAREFUSION 11136110 15269526 | Initial Install of Performance Verification. Device is ready for patient use. |  |  | 01/07/2019 | 01/07/2019
|  | CAREFUSION | ALARIS 8100 | MODULE, INFUSION PUMP |  | SPD | Pavilion |  |  | 01/22/2019 |  | 1/22/29 |  |  | NO | YES |  |  |  |  | CAREFUSION 11136115 15269235 |  |  | Active |  | 99:99:99:99:99:99 |  | High Risk | 1Y:00-MFG | 01/22/2019 | 01/22/2019 | COOPER UNIVERSITY HOSPITAL |  |  | Moves | WOT00000001467156 | David Frye | Performance Verification | Completed |  | 01/22/2019 | 01/22/2019 | Performance Verification for CAREFUSION 11136115 15269235 | Initial Install of Performance Verification. Device is ready for patient use. |  |  | 01/22/2019 | 01/22/2019
|  | CAREFUSION | ALARIS 8100 | MODULE, INFUSION PUMP |  | SPD | Pavilion |  |  | 01/24/2019 |  | 1/24/29 |  |  | NO | YES |  |  |  |  | CAREFUSION 11136114 15269899 |  |  | Active |  | 99:99:99:99:99:99 |  | High Risk | 1Y:00-MFG | 01/24/2019 | 01/24/2019 | COOPER UNIVERSITY HOSPITAL |  |  | Moves | WOT00000001467835 | David Frye | Performance Verification | Completed |  | 01/24/2019 | 01/24/2019 | Performance Verification for CAREFUSION 11136114 15269899 | Initial Install of Performance Verification. Device is ready for patient use. |  |  | 01/24/2019 | 01/24/2019
|  | CAREFUSION | ALARIS 8100 | MODULE, INFUSION PUMP |  | SPD | Kelemen |  |  | 01/16/2019 |  | 1/16/29 |  |  | NO | YES |  |  |  |  | CAREFUSION 11136113 15264143 |  |  | Active |  | 99:99:99:99:99:99 |  | High Risk | 1Y:00-MFG | 01/16/2019 | 01/16/2019 | COOPER UNIVERSITY HOSPITAL |  |  | Moves | WOT00000001466938 | David Frye | Performance Verification | Completed |  | 01/16/2019 | 01/16/2019 | Performance Verification for CAREFUSION 11136113 15264143 | Initial Install of Performance Verification. Device is ready for patient use. |  |  | 01/16/2019 | 01/16/2019
|  | CAREFUSION | ALARIS 8100 | MODULE, INFUSION PUMP |  | SPD | Kelemen |  |  | 01/07/2019 |  | 1/7/29 |  |  | NO | YES |  |  |  |  | CAREFUSION 11136109 15271001 |  |  | Active |  | 99:99:99:99:99:99 |  | High Risk | 1Y:00-MFG | 01/07/2019 | 01/07/2019 | COOPER UNIVERSITY HOSPITAL |  |  | Moves | WOT00000001467379 | David Frye | Performance Verification | Completed |  | 01/07/2019 | 01/07/2019 | Performance Verification for CAREFUSION 11136109 15271001 | Initial Install of Performance Verification. Device is ready for patient use. |  |  | 01/07/2019 | 01/07/2019
|  | CAREFUSION | ALARIS 8100 | MODULE, INFUSION PUMP |  | SPD | Kelemen |  |  | 02/21/2019 |  | 2/21/29 |  |  | NO | YES |  |  |  |  | CAREFUSION 11136107 15270823 |  |  | Active |  | 99:99:99:99:99:99 |  | High Risk | 1Y:00-MFG | 02/21/2019 | 02/21/2019 | COOPER UNIVERSITY HOSPITAL |  |  | Moves | WOT00000001458163 | David Frye | Performance Verification | Completed |  | 02/21/2019 | 02/21/2019 | Performance Verification for CAREFUSION 11136107 15270823 | Initial Install of Performance Verification. Device is ready for patient use. |  |  | 02/21/2019 | 02/21/2019
|  | CAREFUSION | ALARIS 8100 | MODULE, INFUSION PUMP |  | SPD | Kelemen |  |  | 01/09/2019 |  | 1/9/29 |  |  | NO | YES |  |  |  |  | CAREFUSION 11136108 15266628 |  |  | Active |  | 99:99:99:99:99:99 |  | High Risk | 1Y:00-MFG | 01/09/2019 | 01/09/2019 | COOPER UNIVERSITY HOSPITAL |  |  | Moves | WOT00000001467154 | David Frye | Performance Verification | Completed |  | 01/09/2019 | 01/09/2019 | Performance Verification for CAREFUSION 11136108 15266628 | Initial Install of Performance Verification. Device is ready for patient use. |  |  | 01/09/2019 | 01/09/2019
|  | CAREFUSION | ALARIS 8100 | MODULE, INFUSION PUMP |  | SPD | Kelemen |  |  | 02/11/2019 |  | 2/11/29 |  |  | NO | YES |  |  |  |  | CAREFUSION 11136106 15270991 |  |  | Active |  | 99:99:99:99:99:99 |  | High Risk | 1Y:00-MFG | 02/11/2019 | 02/11/2019 | COOPER UNIVERSITY HOSPITAL |  |  | Moves | WOT00000001456279 | David Frye | Performance Verification | Completed |  | 02/11/2019 | 02/11/2019 | Performance Verification for CAREFUSION 11136106 15270991 | Initial Install of Performance Verification. Device is ready for patient use. |  |  | 02/11/2019 | 02/11/2019
|  | CAREFUSION | ALARIS 8100 | MODULE, INFUSION PUMP |  | SPD | Kelemen |  |  | 02/11/2019 |  | 2/11/29 |  |  | NO | YES |  |  |  |  | CAREFUSION 11136105 15269674 |  |  | Active |  | 99:99:99:99:99:99 |  | High Risk | 1Y:00-MFG | 02/11/2019 | 02/11/2019 | COOPER UNIVERSITY HOSPITAL |  |  | Moves | WOT00000001467675 | David Frye | Performance Verification | Completed |  | 02/11/2019 | 02/11/2019 | Performance Verification for CAREFUSION 11136105 15269674 | Initial Install of Performance Verification. Device is ready for patient use. |  |  | 02/11/2019 | 02/11/2019
|  | CAREFUSION | ALARIS 8100 | MODULE, INFUSION PUMP |  | SPD | Kelemen |  |  | 01/15/2019 |  | 1/15/29 |  |  | NO | YES |  |  |  |  | CAREFUSION 11136104 15270604 |  |  | Active |  | 99:99:99:99:99:99 |  | High Risk | 1Y:00-MFG | 01/15/2019 | 01/15/2019 | COOPER UNIVERSITY HOSPITAL |  |  | Moves | WOT00000001467913 | David Frye | Performance Verification | Completed |  | 01/15/2019 | 01/15/2019 | Performance Verification for CAREFUSION 11136104 15270604 | Initial Install of Performance Verification. Device is ready for patient use. |  |  | 01/15/2019 | 01/15/2019
|  | CAREFUSION | ALARIS 8100 | MODULE, INFUSION PUMP |  | SPD | Pavilion |  |  | 02/19/2019 |  | 2/19/29 |  |  | NO | YES |  |  |  |  | CAREFUSION 11136102 15269671 |  |  | Active |  | 99:99:99:99:99:99 |  | High Risk | 1Y:00-MFG | 02/19/2019 | 02/19/2019 | COOPER UNIVERSITY HOSPITAL |  |  | Moves | WOT00000001467695 | David Frye | Performance Verification | Completed |  | 02/19/2019 | 02/19/2019 | Performance Verification for CAREFUSION 11136102 15269671 | Initial Install of Performance Verification. Device is ready for patient use. |  |  | 02/19/2019 | 02/19/2019
|  | CAREFUSION | ALARIS 8100 | MODULE, INFUSION PUMP |  | SPD | Pavilion |  |  | 01/03/2019 |  | 1/3/29 |  |  | NO | YES |  |  |  |  | CAREFUSION 11136103 15269665 |  |  | Active |  | 99:99:99:99:99:99 |  | High Risk | 1Y:00-MFG | 01/03/2019 | 01/03/2019 | COOPER UNIVERSITY HOSPITAL |  |  | Moves | WOT00000001467691 | David Frye | Performance Verification | Completed |  | 01/03/2019 | 01/03/2019 | Performance Verification for CAREFUSION 11136103 15269665 | Initial Install of Performance Verification. Device is ready for patient use. |  |  | 01/03/2019 | 01/03/2019
|  | CAREFUSION | ALARIS 8100 | MODULE, INFUSION PUMP |  | SPD | Pavilion |  |  | 02/05/2019 |  | 2/5/29 |  |  | NO | YES |  |  |  |  | CAREFUSION 11136100 15269400 |  |  | Active |  | 99:99:99:99:99:99 |  | High Risk | 1Y:00-MFG | 02/05/2019 | 02/05/2019 | COOPER UNIVERSITY HOSPITAL |  |  | Moves | WOT00000001456022 | David Frye | Performance Verification | Completed |  | 02/05/2019 | 02/05/2019 | Performance Verification for CAREFUSION 11136100 15269400 | Initial Install of Performance Verification. Device is ready for patient use. |  |  | 02/05/2019 | 02/05/2019
|  | CAREFUSION | ALARIS 8100 | MODULE, INFUSION PUMP |  | SPD | Kelemen |  |  | 01/14/2019 |  | 1/14/29 |  |  | NO | YES |  |  |  |  | CAREFUSION 11136098 15269461 |  |  | Active |  | 99:99:99:99:99:99 |  | High Risk | 1Y:00-MFG | 01/14/2019 | 01/14/2019 | COOPER UNIVERSITY HOSPITAL |  |  | Moves | WOT00000001469062 | David Frye | Performance Verification | Completed |  | 01/14/2019 | 01/14/2019 | Performance Verification for CAREFUSION 11136098 15269461 | Initial Install of Performance Verification. Device is ready for patient use. |  |  | 01/14/2019 | 01/14/2019
|  | CAREFUSION | ALARIS 8100 | MODULE, INFUSION PUMP |  | SPD | Pavilion |  |  | 01/15/2019 |  | 1/15/29 |  |  | NO | YES |  |  |  |  | CAREFUSION 11136101 15269368 |  |  | Active |  | 99:99:99:99:99:99 |  | High Risk | 1Y:00-MFG | 01/15/2019 | 01/15/2019 | COOPER UNIVERSITY HOSPITAL |  |  | Moves | WOT00000001454856 | David Frye | Performance Verification | Completed |  | 01/15/2019 | 01/15/2019 | Performance Verification for CAREFUSION 11136101 15269368 | Initial Install of Performance Verification. Device is ready for patient use. |  |  | 01/15/2019 | 01/15/2019
|  | CAREFUSION | ALARIS 8100 | MODULE, INFUSION PUMP |  | SPD | Kelemen |  |  | 01/17/2019 |  | 1/17/29 |  |  | NO | YES |  |  |  |  | CAREFUSION 11136099 15267708 |  |  | Active |  | 99:99:99:99:99:99 |  | High Risk | 1Y:00-MFG | 01/17/2019 | 01/17/2019 | COOPER UNIVERSITY HOSPITAL |  |  | Moves | WOT00000001469801 | David Frye | Performance Verification | Completed |  | 01/17/2019 | 01/17/2019 | Performance Verification for CAREFUSION 11136099 15267708 | Initial Install of Performance Verification. Device is ready for patient use. |  |  | 01/17/2019 | 01/17/2019
|  | CAREFUSION | ALARIS 8100 | MODULE, INFUSION PUMP |  | SPD | Pavilion |  |  | 01/23/2019 |  | 1/23/29 |  |  | NO | YES |  |  |  |  | CAREFUSION 11136096 15269465 |  |  | Active |  | 99:99:99:99:99:99 |  | High Risk | 1Y:00-MFG | 01/23/2019 | 01/23/2019 | COOPER UNIVERSITY HOSPITAL |  |  | Moves | WOT00000001469066 | David Frye | Performance Verification | Completed |  | 01/23/2019 | 01/23/2019 | Performance Verification for CAREFUSION 11136096 15269465 | Initial Install of Performance Verification. Device is ready for patient use. |  |  | 01/23/2019 | 01/23/2019
|  | CAREFUSION | ALARIS 8100 | MODULE, INFUSION PUMP |  | SPD | Pavilion |  |  | 01/21/2019 |  | 1/21/29 |  |  | NO | YES |  |  |  |  | CAREFUSION 11136097 15269564 |  |  | Active |  | 99:99:99:99:99:99 |  | High Risk | 1Y:00-MFG | 01/21/2019 | 01/21/2019 | COOPER UNIVERSITY HOSPITAL |  |  | Moves | WOT00000001469328 | David Frye | Performance Verification | Completed |  | 01/21/2019 | 01/21/2019 | Performance Verification for CAREFUSION 11136097 15269564 | Initial Install of Performance Verification. Device is ready for patient use. |  |  | 01/21/2019 | 01/21/2019
|  | CAREFUSION | ALARIS 8100 | MODULE, INFUSION PUMP |  | SPD | Pavilion |  |  | 02/01/2019 |  | 2/1/29 |  |  | NO | YES |  |  |  |  | CAREFUSION 11136095 15269172 |  |  | Active | dup11136095 | 99:99:99:99:99:99 |  | High Risk | 1Y:00-MFG | 02/01/2019 | 02/01/2019 | COOPER UNIVERSITY HOSPITAL |  |  | Moves | WOT00000001468874 | David Frye | Performance Verification | Completed |  | 02/01/2019 | 02/01/2019 | Performance Verification for CAREFUSION 11136095 15269172 | Initial Install of Performance Verification. Device is ready for patient use. |  |  | 02/01/2019 | 02/01/2019
|  | CAREFUSION | ALARIS 8100 | MODULE, INFUSION PUMP |  | SPD | Pavilion |  |  | 01/23/2019 |  | 1/23/29 |  |  | NO | YES |  |  |  |  | CAREFUSION 11136094 15269721 |  |  | Active |  | 99:99:99:99:99:99 |  | High Risk | 1Y:00-MFG | 01/23/2019 | 01/23/2019 | COOPER UNIVERSITY HOSPITAL |  |  | Moves | WOT00000001468379 | David Frye | Performance Verification | Completed |  | 01/23/2019 | 01/23/2019 | Performance Verification for CAREFUSION 11136094 15269721 | Initial Install of Performance Verification. Device is ready for patient use. |  |  | 01/23/2019 | 01/23/2019
|  | CAREFUSION | ALARIS 8100 | MODULE, INFUSION PUMP |  | SPD | Pavilion |  |  | 03/25/2019 |  | 3/25/29 |  |  | NO | YES |  |  |  |  | CAREFUSION 11136093 15269162 |  |  | Active |  | 99:99:99:99:99:99 |  | High Risk | 1Y:00-MFG | 03/25/2019 | 03/25/2019 | COOPER UNIVERSITY HOSPITAL |  |  | Moves | WOT00000001468870 | David Frye | Performance Verification | Completed |  | 03/25/2019 | 03/25/2019 | Performance Verification for CAREFUSION 11136093 15269162 | Initial Install of Performance Verification. Device is ready for patient use. |  |  | 03/25/2019 | 03/25/2019
|  | CAREFUSION | ALARIS 8100 | MODULE, INFUSION PUMP |  | SPD | Pavilion |  |  | 03/25/2019 |  | 3/25/29 |  |  | NO | YES |  |  |  |  | CAREFUSION 11136092 15265860 |  |  | Active |  | 99:99:99:99:99:99 |  | High Risk | 1Y:00-MFG | 03/25/2019 | 03/25/2019 | COOPER UNIVERSITY HOSPITAL |  |  | Moves | WOT00000001467135 | David Frye | Performance Verification | Completed |  | 03/25/2019 | 03/25/2019 | Performance Verification for CAREFUSION 11136092 15265860 | Initial Install of Performance Verification. Device is ready for patient use. |  |  | 03/25/2019 | 03/25/2019
|  | CAREFUSION | ALARIS 8100 | MODULE, INFUSION PUMP |  | SPD | Kelemen |  |  | 01/25/2019 |  | 1/25/29 |  |  | NO | YES |  |  |  |  | CAREFUSION 11136091 15269445 |  |  | Active |  | 99:99:99:99:99:99 |  | High Risk | 1Y:00-MFG | 01/25/2019 | 01/25/2019 | COOPER UNIVERSITY HOSPITAL |  |  | Moves | WOT00000001469058 | David Frye | Performance Verification | Completed |  | 01/25/2019 | 01/25/2019 | Performance Verification for CAREFUSION 11136091 15269445 | Initial Install of Performance Verification. Device is ready for patient use. |  |  | 01/25/2019 | 01/25/2019
|  | CAREFUSION | ALARIS 8100 | MODULE, INFUSION PUMP |  | SPD | Kelemen |  |  | 01/17/2019 |  | 1/17/29 |  |  | NO | YES |  |  |  |  | CAREFUSION 11136089 15269700 |  |  | Active |  | 99:99:99:99:99:99 |  | High Risk | 1Y:00-MFG | 01/17/2019 | 01/17/2019 | COOPER UNIVERSITY HOSPITAL |  |  | Moves | WOT00000001468368 | David Frye | Performance Verification | Completed |  | 01/17/2019 | 01/17/2019 | Performance Verification for CAREFUSION 11136089 15269700 | Initial Install of Performance Verification. Device is ready for patient use. |  |  | 01/17/2019 | 01/17/2019
|  | CAREFUSION | ALARIS 8100 | MODULE, INFUSION PUMP |  | SPD | Kelemen |  |  | 01/14/2019 |  | 1/14/29 |  |  | NO | YES |  |  |  |  | CAREFUSION 11136090 15268442 |  |  | Active |  | 99:99:99:99:99:99 |  | High Risk | 1Y:00-MFG | 01/14/2019 | 01/14/2019 | COOPER UNIVERSITY HOSPITAL |  |  | Moves | WOT00000001468764 | David Frye | Performance Verification | Completed |  | 01/14/2019 | 01/14/2019 | Performance Verification for CAREFUSION 11136090 15268442 | Initial Install of Performance Verification. Device is ready for patient use. |  |  | 01/14/2019 | 01/14/2019
|  | CAREFUSION | ALARIS 8100 | MODULE, INFUSION PUMP |  | SPD | Kelemen |  |  | 02/05/2019 |  | 2/5/29 |  |  | NO | YES |  |  |  |  | CAREFUSION 11136086 15269518 |  |  | Active |  | 99:99:99:99:99:99 |  | High Risk | 1Y:00-MFG | 02/05/2019 | 02/05/2019 | COOPER UNIVERSITY HOSPITAL |  |  | Moves | WOT00000001467353 | David Frye | Performance Verification | Completed |  | 02/05/2019 | 02/05/2019 | Performance Verification for CAREFUSION 11136086 15269518 | Initial Install of Performance Verification. Device is ready for patient use. |  |  | 02/05/2019 | 02/05/2019
|  | CAREFUSION | ALARIS 8100 | MODULE, INFUSION PUMP |  | SPD | Kelemen |  |  | 01/16/2019 |  | 1/16/29 |  |  | NO | YES |  |  |  |  | CAREFUSION 11136084 15266566 |  |  | Active |  | 99:99:99:99:99:99 |  | High Risk | 1Y:00-MFG | 01/16/2019 | 01/16/2019 | COOPER UNIVERSITY HOSPITAL |  |  | Moves | WOT00000001467150 | David Frye | Performance Verification | Completed |  | 01/16/2019 | 01/16/2019 | Performance Verification for CAREFUSION 11136084 15266566 | Initial Install of Performance Verification. Device is ready for patient use. |  |  | 01/16/2019 | 01/16/2019
|  | CAREFUSION | ALARIS 8100 | MODULE, INFUSION PUMP |  | SPD | Kelemen |  |  | 01/14/2019 |  | 1/14/29 |  |  | NO | YES |  |  |  |  | CAREFUSION 11136087 15269507 |  |  | Active |  | 99:99:99:99:99:99 |  | High Risk | 1Y:00-MFG | 01/14/2019 | 01/14/2019 | COOPER UNIVERSITY HOSPITAL |  |  | Moves | WOT00000001469078 | David Frye | Performance Verification | Completed |  | 01/14/2019 | 01/14/2019 | Performance Verification for CAREFUSION 11136087 15269507 | Initial Install of Performance Verification. Device is ready for patient use. |  |  | 01/14/2019 | 01/14/2019
|  | CAREFUSION | ALARIS 8100 | MODULE, INFUSION PUMP |  | SPD | Pavilion |  |  | 01/14/2019 |  | 1/14/29 |  |  | NO | YES |  |  |  |  | CAREFUSION 11136088 15269691 |  |  | Active |  | 99:99:99:99:99:99 |  | High Risk | 1Y:00-MFG | 01/14/2019 | 01/14/2019 | COOPER UNIVERSITY HOSPITAL |  |  | Moves | WOT00000001467687 | David Frye | Performance Verification | Completed |  | 01/14/2019 | 01/14/2019 | Performance Verification for CAREFUSION 11136088 15269691 | Initial Install of Performance Verification. Device is ready for patient use. |  |  | 01/14/2019 | 01/14/2019
|  | CAREFUSION | ALARIS 8100 | MODULE, INFUSION PUMP |  | SPD | Dorrance |  |  | 01/07/2019 |  | 1/7/29 |  |  | NO | YES |  |  |  |  | CAREFUSION 11136085 15266560 |  |  | Active |  | 99:99:99:99:99:99 |  | High Risk | 1Y:00-MFG | 01/07/2019 | 01/07/2019 | COOPER UNIVERSITY HOSPITAL |  |  | Moves | WOT00000001467146 | David Frye | Performance Verification | Completed |  | 01/07/2019 | 01/07/2019 | Performance Verification for CAREFUSION 11136085 15266560 | Initial Install of Performance Verification. Device is ready for patient use. |  |  | 01/07/2019 | 01/07/2019
|  | CAREFUSION | ALARIS 8100 | MODULE, INFUSION PUMP |  | SPD | Pavilion |  |  | 01/17/2019 |  | 1/17/29 |  |  | NO | YES |  |  |  |  | CAREFUSION 11136083 15269593 |  |  | Active |  | 99:99:99:99:99:99 |  | High Risk | 1Y:00-MFG | 01/17/2019 | 01/17/2019 | COOPER UNIVERSITY HOSPITAL |  |  | Moves | WOT00000001469334 | David Frye | Performance Verification | Completed |  | 01/17/2019 | 01/17/2019 | Performance Verification for CAREFUSION 11136083 15269593 | Initial Install of Performance Verification. Device is ready for patient use. |  |  | 01/17/2019 | 01/17/2019
|  | CAREFUSION | ALARIS 8100 | MODULE, INFUSION PUMP |  | SPD | Kelemen |  |  | 01/24/2019 |  | 1/24/29 |  |  | NO | YES |  |  |  |  | CAREFUSION 11136082 15269618 |  |  | Active |  | 99:99:99:99:99:99 |  | High Risk | 1Y:00-MFG | 01/24/2019 | 01/24/2019 | COOPER UNIVERSITY HOSPITAL |  |  | Moves | WOT00000001469479 | David Frye | Performance Verification | Completed |  | 01/24/2019 | 01/24/2019 | Performance Verification for CAREFUSION 11136082 15269618 | Initial Install of Performance Verification. Device is ready for patient use. |  |  | 01/24/2019 | 01/24/2019
|  | CAREFUSION | ALARIS 8100 | MODULE, INFUSION PUMP |  | SPD | Kelemen |  |  | 01/07/2019 |  | 1/7/29 |  |  | NO | YES |  |  |  |  | CAREFUSION 11136081 15267489 |  |  | Active |  | 99:99:99:99:99:99 |  | High Risk | 1Y:00-MFG | 01/07/2019 | 01/07/2019 | COOPER UNIVERSITY HOSPITAL |  |  | Moves | WOT00000001469792 | David Frye | Performance Verification | Completed |  | 01/07/2019 | 01/07/2019 | Performance Verification for CAREFUSION 11136081 15267489 | Initial Install of Performance Verification. Device is ready for patient use. |  |  | 01/07/2019 | 01/07/2019
|  | CAREFUSION | ALARIS 8100 | MODULE, INFUSION PUMP |  | SPD | Pavilion |  |  | 01/04/2019 |  | 1/4/29 |  |  | NO | YES |  |  |  |  | CAREFUSION 11136080 15270061 |  |  | Active |  | 99:99:99:99:99:99 |  | High Risk | 1Y:00-MFG | 01/04/2019 | 01/04/2019 | COOPER UNIVERSITY HOSPITAL |  |  | Moves | WOT00000001466840 | David Frye | Performance Verification | Completed |  | 01/04/2019 | 01/04/2019 | Performance Verification for CAREFUSION 11136080 15270061 | Initial Install of Performance Verification. Device is ready for patient use. |  |  | 01/04/2019 | 01/04/2019
|  | CAREFUSION | ALARIS 8100 | MODULE, INFUSION PUMP |  | SPD | Pavilion |  |  | 01/17/2019 |  | 1/17/29 |  |  | NO | YES |  |  |  |  | CAREFUSION 11136079 15269915 |  |  | Active |  | 99:99:99:99:99:99 |  | High Risk | 1Y:00-MFG | 01/17/2019 | 01/17/2019 | COOPER UNIVERSITY HOSPITAL |  |  | Moves | WOT00000001467785 | David Frye | Performance Verification | Completed |  | 01/17/2019 | 01/17/2019 | Performance Verification for CAREFUSION 11136079 15269915 | Initial Install of Performance Verification. Device is ready for patient use. |  |  | 01/17/2019 | 01/17/2019
|  | CAREFUSION | ALARIS 8100 | MODULE, INFUSION PUMP |  | SPD | Pavilion |  |  | 01/03/2019 |  | 1/3/29 |  |  | NO | YES |  |  |  |  | CAREFUSION 11136078 15269929 |  |  | Active |  | 99:99:99:99:99:99 |  | High Risk | 1Y:00-MFG | 01/03/2019 | 01/03/2019 | COOPER UNIVERSITY HOSPITAL |  |  | Moves | WOT00000001467794 | David Frye | Performance Verification | Completed |  | 01/03/2019 | 01/03/2019 | Performance Verification for CAREFUSION 11136078 15269929 | Initial Install of Performance Verification. Device is ready for patient use. |  |  | 01/03/2019 | 01/03/2019
|  | CAREFUSION | ALARIS 8100 | MODULE, INFUSION PUMP |  | SPD | Pavilion |  |  | 02/01/2019 |  | 2/1/29 |  |  | NO | YES |  |  |  |  | CAREFUSION 11136075 15269321 |  |  | Active |  | 99:99:99:99:99:99 |  | High Risk | 1Y:00-MFG | 02/01/2019 | 02/01/2019 | COOPER UNIVERSITY HOSPITAL |  |  | Moves | WOT00000001454795 | David Frye | Performance Verification | Completed |  | 02/01/2019 | 02/01/2019 | Performance Verification for CAREFUSION 11136075 15269321 | Initial Install of Performance Verification. Device is ready for patient use. |  |  | 02/01/2019 | 02/01/2019
|  | CAREFUSION | ALARIS 8100 | MODULE, INFUSION PUMP |  | SPD | Kelemen | BASEMENT |  | 01/09/2019 |  | 1/9/29 |  |  | NO | YES |  |  |  |  | CAREFUSION 11136076 15269254 |  |  | Active |  | 99:99:99:99:99:99 |  | High Risk | 1Y:00-MFG | 01/09/2019 | 01/09/2019 | COOPER UNIVERSITY HOSPITAL |  |  | Moves | WOT00000001469270 | David Frye | Performance Verification | Completed |  | 01/09/2019 | 01/09/2019 | Performance Verification for CAREFUSION 11136076 15269254 | Initial Install of Performance Verification. Device is ready for patient use. |  |  | 01/09/2019 | 01/09/2019
|  | CAREFUSION | ALARIS 8100 | MODULE, INFUSION PUMP |  | SPD | Kelemen |  |  | 01/16/2019 |  | 1/16/29 |  |  | NO | YES |  |  |  |  | CAREFUSION 11136077 15269891 |  |  | Active |  | 99:99:99:99:99:99 |  | High Risk | 1Y:00-MFG | 01/16/2019 | 01/16/2019 | COOPER UNIVERSITY HOSPITAL |  |  | Moves | WOT00000001467823 | David Frye | Performance Verification | Completed |  | 01/16/2019 | 01/16/2019 | Performance Verification for CAREFUSION 11136077 15269891 | Initial Install of Performance Verification. Device is ready for patient use. |  |  | 01/16/2019 | 01/16/2019
|  | CAREFUSION | ALARIS 8100 | MODULE, INFUSION PUMP |  | SPD | Kelemen |  |  | 01/21/2019 |  | 1/21/29 |  |  | NO | YES |  |  |  |  | CAREFUSION 11136074 15269324 |  |  | Active |  | 99:99:99:99:99:99 |  | High Risk | 1Y:00-MFG | 01/21/2019 | 01/21/2019 | COOPER UNIVERSITY HOSPITAL |  |  | Moves | WOT00000001454803 | David Frye | Performance Verification | Completed |  | 01/21/2019 | 01/21/2019 | Performance Verification for CAREFUSION 11136074 15269324 | Initial Install of Performance Verification. Device is ready for patient use. |  |  | 01/21/2019 | 01/21/2019
|  | CAREFUSION | ALARIS 8100 | MODULE, INFUSION PUMP |  | SPD | Kelemen |  |  | 02/26/2019 |  | 2/26/29 |  |  | NO | YES |  |  |  |  | CAREFUSION 11136073 15269535 |  |  | Active |  | 99:99:99:99:99:99 |  | High Risk | 1Y:00-MFG | 02/26/2019 | 02/26/2019 | COOPER UNIVERSITY HOSPITAL |  |  | Moves | WOT00000001467365 | David Frye | Performance Verification | Completed |  | 02/26/2019 | 02/26/2019 | Performance Verification for CAREFUSION 11136073 15269535 | Initial Install of Performance Verification. Device is ready for patient use. |  |  | 02/26/2019 | 02/26/2019
|  | CAREFUSION | ALARIS 8100 | MODULE, INFUSION PUMP |  | SPD |  |  |  | 02/19/2019 |  | 2/19/29 |  |  | NO | YES |  |  |  |  | CAREFUSION 11136072 15269515 |  |  | Active |  | 99:99:99:99:99:99 |  | High Risk | 1Y:00-MFG | 02/19/2019 | 02/19/2019 | COOPER UNIVERSITY HOSPITAL |  |  | Moves | WOT00000001467351 | David Frye | Performance Verification | Completed |  | 02/19/2019 | 02/19/2019 | Performance Verification for CAREFUSION 11136072 15269515 | Initial Install of Performance Verification. Device is ready for patient use. |  |  | 02/19/2019 | 02/19/2019
|  | CAREFUSION | ALARIS 8100 | MODULE, INFUSION PUMP |  | SPD | Kelemen |  |  | 01/23/2019 |  | 1/23/29 |  |  | NO | YES |  |  |  |  | CAREFUSION 11136071 15269462 |  |  | Active |  | 99:99:99:99:99:99 |  | High Risk | 1Y:00-MFG | 01/23/2019 | 01/23/2019 | COOPER UNIVERSITY HOSPITAL |  |  | Moves | WOT00000001469064 | David Frye | Performance Verification | Completed |  | 01/23/2019 | 01/23/2019 | Performance Verification for CAREFUSION 11136071 15269462 | Initial Install of Performance Verification. Device is ready for patient use. |  |  | 01/23/2019 | 01/23/2019
|  | CAREFUSION | ALARIS 8100 | MODULE, INFUSION PUMP |  | SPD | Pavilion |  |  | 01/16/2019 |  | 1/16/29 |  |  | NO | YES |  |  |  |  | CAREFUSION 11136070 15269138 |  |  | Active |  | 99:99:99:99:99:99 |  | High Risk | 1Y:00-MFG | 01/16/2019 | 01/16/2019 | COOPER UNIVERSITY HOSPITAL |  |  | Moves | WOT00000001469738 | David Frye | Performance Verification | Completed |  | 01/16/2019 | 01/16/2019 | Performance Verification for CAREFUSION 11136070 15269138 | Initial Install of Performance Verification. Device is ready for patient use. |  |  | 01/16/2019 | 01/16/2019
|  | CAREFUSION | ALARIS 8100 | MODULE, INFUSION PUMP |  | SPD | Kelemen |  |  | 01/04/2019 |  | 1/4/29 |  |  | NO | YES |  |  |  |  | CAREFUSION 11136067 15269592 |  |  | Active |  | 99:99:99:99:99:99 |  | High Risk | 1Y:00-MFG | 01/04/2019 | 01/04/2019 | COOPER UNIVERSITY HOSPITAL |  |  | Moves | WOT00000001469332 | David Frye | Performance Verification | Completed |  | 01/04/2019 | 01/04/2019 | Performance Verification for CAREFUSION 11136067 15269592 | Initial Install of Performance Verification. Device is ready for patient use. |  |  | 01/04/2019 | 01/04/2019
|  | CAREFUSION | ALARIS 8100 | MODULE, INFUSION PUMP |  | SPD | Pavilion |  |  | 01/14/2019 |  | 1/14/29 |  |  | NO | YES |  |  |  |  | CAREFUSION 11136068 15269672 |  |  | Active |  | 99:99:99:99:99:99 |  | High Risk | 1Y:00-MFG | 01/14/2019 | 01/14/2019 | COOPER UNIVERSITY HOSPITAL |  |  | Moves | WOT00000001467697 | David Frye | Performance Verification | Completed |  | 01/14/2019 | 01/14/2019 | Performance Verification for CAREFUSION 11136068 15269672 | Initial Install of Performance Verification. Device is ready for patient use. |  |  | 01/14/2019 | 01/14/2019
|  | CAREFUSION | ALARIS 8100 | MODULE, INFUSION PUMP |  | SPD | Kelemen |  |  | 01/28/2019 |  | 1/28/29 |  |  | NO | YES |  |  |  |  | CAREFUSION 11136069 15269675 |  |  | Active |  | 99:99:99:99:99:99 |  | High Risk | 1Y:00-MFG | 01/28/2019 | 01/28/2019 | COOPER UNIVERSITY HOSPITAL |  |  | Moves | WOT00000001467677 | David Frye | Performance Verification | Completed |  | 01/28/2019 | 01/28/2019 | Performance Verification for CAREFUSION 11136069 15269675 | Initial Install of Performance Verification. Device is ready for patient use. |  |  | 01/28/2019 | 01/28/2019
|  | CAREFUSION | ALARIS 8100 | MODULE, INFUSION PUMP |  | SPD | Kelemen |  |  | 02/21/2019 |  | 2/21/29 |  |  | NO | YES |  |  |  |  | CAREFUSION 11136066 15269497 |  |  | Active |  | 99:99:99:99:99:99 |  | High Risk | 1Y:00-MFG | 02/21/2019 | 02/21/2019 | COOPER UNIVERSITY HOSPITAL |  |  | Moves | WOT00000001469076 | David Frye | Performance Verification | Completed |  | 02/21/2019 | 02/21/2019 | Performance Verification for CAREFUSION 11136066 15269497 | Initial Install of Performance Verification. Device is ready for patient use. |  |  | 02/21/2019 | 02/21/2019
|  | CAREFUSION | ALARIS 8100 | MODULE, INFUSION PUMP |  | SPD | Kelemen |  |  | 01/21/2019 |  | 1/21/29 |  |  | NO | YES |  |  |  |  | CAREFUSION 11136064 15268507 |  |  | Active |  | 99:99:99:99:99:99 |  | High Risk | 1Y:00-MFG | 01/21/2019 | 01/21/2019 | COOPER UNIVERSITY HOSPITAL |  |  | Moves | WOT00000001468770 | David Frye | Performance Verification | Completed |  | 01/21/2019 | 01/21/2019 | Performance Verification for CAREFUSION 11136064 15268507 | Initial Install of Performance Verification. Device is ready for patient use. |  |  | 01/21/2019 | 01/21/2019
|  | CAREFUSION | ALARIS 8100 | MODULE, INFUSION PUMP |  | SPD | Kelemen |  |  | 01/15/2019 |  | 1/15/29 |  |  | NO | YES |  |  |  |  | CAREFUSION 11136065 15269146 |  |  | Active |  | 99:99:99:99:99:99 |  | High Risk | 1Y:00-MFG | 01/15/2019 | 01/15/2019 | COOPER UNIVERSITY HOSPITAL |  |  | Moves | WOT00000001469742 | David Frye | Performance Verification | Completed |  | 01/15/2019 | 01/15/2019 | Performance Verification for CAREFUSION 11136065 15269146 | Initial Install of Performance Verification. Device is ready for patient use. |  |  | 01/15/2019 | 01/15/2019
|  | CAREFUSION | ALARIS 8100 | MODULE, INFUSION PUMP |  | SPD | Kelemen |  |  | 01/14/2019 |  | 1/14/29 |  |  | NO | YES |  |  |  |  | CAREFUSION 11136055 15270814 |  |  | Active |  | 99:99:99:99:99:99 |  | High Risk | 1Y:00-MFG | 01/14/2019 | 01/14/2019 | COOPER UNIVERSITY HOSPITAL |  |  | Moves | WOT00000001467470 | David Frye | Performance Verification | Completed |  | 01/14/2019 | 01/14/2019 | Performance Verification for CAREFUSION 11136055 15270814 | Initial Install of Performance Verification. Device is ready for patient use. |  |  | 01/14/2019 | 01/14/2019
|  | CAREFUSION | ALARIS 8100 | MODULE, INFUSION PUMP |  | SPD | Pavilion |  |  | 01/29/2019 |  | 1/29/29 |  |  | NO | YES |  |  |  |  | CAREFUSION 11136053 15270831 |  |  | Active |  | 99:99:99:99:99:99 |  | High Risk | 1Y:00-MFG | 01/29/2019 | 01/29/2019 | COOPER UNIVERSITY HOSPITAL |  |  | Moves | WOT00000001458220 | David Frye | Performance Verification | Completed |  | 01/29/2019 | 01/29/2019 | Performance Verification for CAREFUSION 11136053 15270831 | Initial Install of Performance Verification. Device is ready for patient use. |  |  | 01/29/2019 | 01/29/2019
|  | CAREFUSION | ALARIS 8100 | MODULE, INFUSION PUMP |  | SPD | Kelemen |  |  | 01/08/2019 |  | 1/8/29 |  |  | NO | YES |  |  |  |  | CAREFUSION 11136054 15270791 |  |  | Active |  | 99:99:99:99:99:99 |  | High Risk | 1Y:00-MFG | 01/08/2019 | 01/08/2019 | COOPER UNIVERSITY HOSPITAL |  |  | Moves | WOT00000001467456 | David Frye | Performance Verification | Completed |  | 01/08/2019 | 01/08/2019 | Performance Verification for CAREFUSION 11136054 15270791 | Initial Install of Performance Verification. Device is ready for patient use. |  |  | 01/08/2019 | 01/08/2019
|  | CAREFUSION | ALARIS 8100 | MODULE, INFUSION PUMP |  | SPD | Kelemen |  |  | 02/11/2019 |  | 2/11/29 |  |  | NO | YES |  |  |  |  | CAREFUSION 11136047 15270772 |  |  | Active |  | 99:99:99:99:99:99 |  | High Risk | 1Y:00-MFG | 02/11/2019 | 02/11/2019 | COOPER UNIVERSITY HOSPITAL |  |  | Moves | WOT00000001467448 | David Frye | Performance Verification | Completed |  | 02/11/2019 | 02/11/2019 | Performance Verification for CAREFUSION 11136047 15270772 | Initial Install of Performance Verification. Device is ready for patient use. |  |  | 02/11/2019 | 02/11/2019
|  | CAREFUSION | ALARIS 8100 | MODULE, INFUSION PUMP |  | SPD | Kelemen |  |  | 02/19/2019 |  | 2/19/29 |  |  | NO | YES |  |  |  |  | CAREFUSION 11136052 15270236 |  |  | Active |  | 99:99:99:99:99:99 |  | High Risk | 1Y:00-MFG | 02/19/2019 | 02/19/2019 | COOPER UNIVERSITY HOSPITAL |  |  | Moves | WOT00000001467026 | David Frye | Performance Verification | Completed |  | 02/19/2019 | 02/19/2019 | Performance Verification for CAREFUSION 11136052 15270236 | Initial Install of Performance Verification. Device is ready for patient use. |  |  | 02/19/2019 | 02/19/2019
|  | CAREFUSION | ALARIS 8100 | MODULE, INFUSION PUMP |  | SPD | Pavilion |  |  | 01/17/2019 |  | 1/17/29 |  |  | NO | YES |  |  |  |  | CAREFUSION 11136051 15270829 |  |  | Active |  | 99:99:99:99:99:99 |  | High Risk | 1Y:00-MFG | 01/17/2019 | 01/17/2019 | COOPER UNIVERSITY HOSPITAL |  |  | Moves | WOT00000001458206 | David Frye | Performance Verification | Completed |  | 01/17/2019 | 01/17/2019 | Performance Verification for CAREFUSION 11136051 15270829 | Initial Install of Performance Verification. Device is ready for patient use. |  |  | 01/17/2019 | 01/17/2019
|  | CAREFUSION | ALARIS 8100 | MODULE, INFUSION PUMP |  | SPD | Kelemen |  |  | 01/21/2019 |  | 1/21/29 |  |  | NO | YES |  |  |  |  | CAREFUSION 11136050 15270264 |  |  | Active |  | 99:99:99:99:99:99 |  | High Risk | 1Y:00-MFG | 01/21/2019 | 01/21/2019 | COOPER UNIVERSITY HOSPITAL |  |  | Moves | WOT00000001467170 | David Frye | Performance Verification | Completed |  | 01/21/2019 | 01/21/2019 | Performance Verification for CAREFUSION 11136050 15270264 | Initial Install of Performance Verification. Device is ready for patient use. |  |  | 01/21/2019 | 01/21/2019
|  | CAREFUSION | ALARIS 8100 | MODULE, INFUSION PUMP |  | SPD | Kelemen |  |  | 01/08/2019 |  | 1/8/29 |  |  | NO | YES |  |  |  |  | CAREFUSION 11136048 15270833 |  |  | Active |  | 99:99:99:99:99:99 |  | High Risk | 1Y:00-MFG | 01/08/2019 | 01/08/2019 | COOPER UNIVERSITY HOSPITAL |  |  | Moves | WOT00000001458228 | David Frye | Performance Verification | Completed |  | 01/08/2019 | 01/08/2019 | Performance Verification for CAREFUSION 11136048 15270833 | Initial Install of Performance Verification. Device is ready for patient use. |  |  | 01/08/2019 | 01/08/2019
|  | CAREFUSION | ALARIS 8100 | MODULE, INFUSION PUMP |  | SPD | Pavilion |  |  | 02/11/2019 |  | 2/11/29 |  |  | NO | YES |  |  |  |  | CAREFUSION 11136046 15270571 |  |  | Active |  | 99:99:99:99:99:99 |  | High Risk | 1Y:00-MFG | 02/11/2019 | 02/11/2019 | COOPER UNIVERSITY HOSPITAL |  |  | Moves | WOT00000001469690 | David Frye | Performance Verification | Completed |  | 02/11/2019 | 02/11/2019 | Performance Verification for CAREFUSION 11136046 15270571 | Initial Install of Performance Verification. Device is ready for patient use. |  |  | 02/11/2019 | 02/11/2019
|  | CAREFUSION | ALARIS 8100 | MODULE, INFUSION PUMP |  | SPD | Kelemen |  |  | 01/16/2019 |  | 1/16/29 |  |  | NO | YES |  |  |  |  | CAREFUSION 11136043 15271031 |  |  | Active |  | 99:99:99:99:99:99 |  | High Risk | 1Y:00-MFG | 01/16/2019 | 01/16/2019 | COOPER UNIVERSITY HOSPITAL |  |  | Moves | WOT00000001467620 | David Frye | Performance Verification | Completed |  | 01/16/2019 | 01/16/2019 | Performance Verification for CAREFUSION 11136043 15271031 | Initial Install of Performance Verification. Device is ready for patient use. |  |  | 01/16/2019 | 01/16/2019
|  | CAREFUSION | ALARIS 8100 | MODULE, INFUSION PUMP |  | SPD | Kelemen |  |  | 01/14/2019 |  | 1/14/29 |  |  | NO | YES |  |  |  |  | CAREFUSION 11136044 15270714 |  |  | Active |  | 99:99:99:99:99:99 |  | High Risk | 1Y:00-MFG | 01/14/2019 | 01/14/2019 | COOPER UNIVERSITY HOSPITAL |  |  | Moves | WOT00000001469821 | David Frye | Performance Verification | Completed |  | 01/14/2019 | 01/14/2019 | Performance Verification for CAREFUSION 11136044 15270714 | Initial Install of Performance Verification. Device is ready for patient use. |  |  | 01/14/2019 | 01/14/2019
|  | CAREFUSION | ALARIS 8100 | MODULE, INFUSION PUMP |  | SPD | Pavilion |  |  | 02/12/2019 |  | 2/12/29 |  |  | NO | YES |  |  |  |  | CAREFUSION 11136045 15271016 |  |  | Active |  | 99:99:99:99:99:99 |  | High Risk | 1Y:00-MFG | 02/12/2019 | 02/12/2019 | COOPER UNIVERSITY HOSPITAL |  |  | Moves | WOT00000001467604 | David Frye | Performance Verification | Completed |  | 02/12/2019 | 02/12/2019 | Performance Verification for CAREFUSION 11136045 15271016 | Initial Install of Performance Verification. Device is ready for patient use. |  |  | 02/12/2019 | 02/12/2019
|  | CAREFUSION | ALARIS 8100 | MODULE, INFUSION PUMP |  | SPD | Kelemen |  |  | 01/15/2019 |  | 1/15/29 |  |  | NO | YES |  |  |  |  | CAREFUSION 11136036 15271029 |  |  | Active |  | 99:99:99:99:99:99 |  | High Risk | 1Y:00-MFG | 01/15/2019 | 01/15/2019 | COOPER UNIVERSITY HOSPITAL |  |  | Moves | WOT00000001467618 | David Frye | Performance Verification | Completed |  | 01/15/2019 | 01/15/2019 | Performance Verification for CAREFUSION 11136036 15271029 | Initial Install of Performance Verification. Device is ready for patient use. |  |  | 01/15/2019 | 01/15/2019
|  | CAREFUSION | ALARIS 8100 | MODULE, INFUSION PUMP |  | SPD | Kelemen |  |  | 01/03/2019 |  | 1/3/29 |  |  | NO | YES |  |  |  |  | CAREFUSION 11136037 15270318 |  |  | Active |  | 99:99:99:99:99:99 |  | High Risk | 1Y:00-MFG | 01/03/2019 | 01/03/2019 | COOPER UNIVERSITY HOSPITAL |  |  | Moves | WOT00000001467188 | David Frye | Performance Verification | Completed |  | 01/03/2019 | 01/03/2019 | Performance Verification for CAREFUSION 11136037 15270318 | Initial Install of Performance Verification. Device is ready for patient use. |  |  | 01/03/2019 | 01/03/2019
|  | CAREFUSION | ALARIS 8100 | MODULE, INFUSION PUMP |  | SPD | Pavilion |  |  | 01/24/2019 |  | 1/24/29 |  |  | NO | YES |  |  |  |  | CAREFUSION 11136038 15271043 |  |  | Active |  | 99:99:99:99:99:99 |  | High Risk | 1Y:00-MFG | 01/24/2019 | 01/24/2019 | COOPER UNIVERSITY HOSPITAL |  |  | Moves | WOT00000001467630 | David Frye | Performance Verification | Completed |  | 01/24/2019 | 01/24/2019 | Performance Verification for CAREFUSION 11136038 15271043 | Initial Install of Performance Verification. Device is ready for patient use. |  |  | 01/24/2019 | 01/24/2019
|  | CAREFUSION | ALARIS 8100 | MODULE, INFUSION PUMP |  | SPD | Kelemen |  |  | 01/14/2019 |  | 1/14/29 |  |  | NO | YES |  |  |  |  | CAREFUSION 11136039 15270483 |  |  | Active |  | 99:99:99:99:99:99 |  | High Risk | 1Y:00-MFG | 01/14/2019 | 01/14/2019 | COOPER UNIVERSITY HOSPITAL |  |  | Moves | WOT00000001468737 | David Frye | Performance Verification | Completed |  | 01/14/2019 | 01/14/2019 | Performance Verification for CAREFUSION 11136039 15270483 | Initial Install of Performance Verification. Device is ready for patient use. |  |  | 01/14/2019 | 01/14/2019
|  | CAREFUSION | ALARIS 8100 | MODULE, INFUSION PUMP |  | SPD | Kelemen |  |  | 01/14/2019 |  | 1/14/29 |  |  | NO | YES |  |  |  |  | CAREFUSION 11136040 15270633 |  |  | Active |  | 99:99:99:99:99:99 |  | High Risk | 1Y:00-MFG | 01/14/2019 | 01/14/2019 | COOPER UNIVERSITY HOSPITAL |  |  | Moves | WOT00000001467918 | David Frye | Performance Verification | Completed |  | 01/14/2019 | 01/14/2019 | Performance Verification for CAREFUSION 11136040 15270633 | Initial Install of Performance Verification. Device is ready for patient use. |  |  | 01/14/2019 | 01/14/2019
|  | CAREFUSION | ALARIS 8100 | MODULE, INFUSION PUMP |  | SPD | Pavilion |  |  | 01/02/2019 |  | 1/2/29 |  |  | NO | YES |  |  |  |  | CAREFUSION 11136041 15270237 |  |  | Active |  | 99:99:99:99:99:99 |  | High Risk | 1Y:00-MFG | 01/02/2019 | 01/02/2019 | COOPER UNIVERSITY HOSPITAL |  |  | Moves | WOT00000001467029 | David Frye | Performance Verification | Completed |  | 01/02/2019 | 01/02/2019 | Performance Verification for CAREFUSION 11136041 15270237 | Initial Install of Performance Verification. Device is ready for patient use. |  |  | 01/02/2019 | 01/02/2019
|  | CAREFUSION | ALARIS 8100 | MODULE, INFUSION PUMP |  | SPD | Kelemen |  |  | 01/15/2019 |  | 1/15/29 |  |  | NO | YES |  |  |  |  | CAREFUSION 11136042 15270827 |  |  | Active |  | 99:99:99:99:99:99 |  | High Risk | 1Y:00-MFG | 01/15/2019 | 01/15/2019 | COOPER UNIVERSITY HOSPITAL |  |  | Moves | WOT00000001458190 | David Frye | Performance Verification | Completed |  | 01/15/2019 | 01/15/2019 | Performance Verification for CAREFUSION 11136042 15270827 | Initial Install of Performance Verification. Device is ready for patient use. |  |  | 01/15/2019 | 01/15/2019
|  | CAREFUSION | ALARIS 8100 | MODULE, INFUSION PUMP |  | SPD | Kelemen |  |  | 02/01/2019 |  | 2/1/29 |  |  | NO | YES |  |  |  |  | CAREFUSION 11136032 15271018 |  |  | Active |  | 99:99:99:99:99:99 |  | High Risk | 1Y:00-MFG | 02/01/2019 | 02/01/2019 | COOPER UNIVERSITY HOSPITAL |  |  | Moves | WOT00000001467606 | David Frye | Performance Verification | Completed |  | 02/01/2019 | 02/01/2019 | Performance Verification for CAREFUSION 11136032 15271018 | Initial Install of Performance Verification. Device is ready for patient use. |  |  | 02/01/2019 | 02/01/2019
|  | CAREFUSION | ALARIS 8100 | MODULE, INFUSION PUMP |  | SPD | Pavilion |  |  | 01/15/2019 |  | 1/15/29 |  |  | NO | YES |  |  |  |  | CAREFUSION 11136033 15270401 |  |  | Active |  | 99:99:99:99:99:99 |  | High Risk | 1Y:00-MFG | 01/15/2019 | 01/15/2019 | COOPER UNIVERSITY HOSPITAL |  |  | Moves | WOT00000001468807 | David Frye | Performance Verification | Completed |  | 01/15/2019 | 01/15/2019 | Performance Verification for CAREFUSION 11136033 15270401 | Initial Install of Performance Verification. Device is ready for patient use. |  |  | 01/15/2019 | 01/15/2019
|  | CAREFUSION | ALARIS 8100 | MODULE, INFUSION PUMP |  | PAVILION 8 | Pavilion |  |  | 01/25/2019 |  | 1/25/29 |  |  | NO | YES |  |  |  |  | CAREFUSION 11136031 15270039 |  |  | Active |  | 99:99:99:99:99:99 |  | High Risk | 1Y:00-MFG | 01/25/2019 | 01/25/2019 | COOPER UNIVERSITY HOSPITAL |  |  | Moves | WOT00000001466834 | David Frye | Performance Verification | Completed |  | 01/25/2019 | 01/25/2019 | Performance Verification for CAREFUSION 11136031 15270039 | Initial Install of Performance Verification. Device is ready for patient use. |  |  | 01/25/2019 | 01/25/2019
|  | CAREFUSION | ALARIS 8100 | MODULE, INFUSION PUMP |  | SPD | Pavilion |  |  | 01/15/2019 |  | 1/15/29 |  |  | NO | YES |  |  |  |  | CAREFUSION 11136035 15271038 |  |  | Active |  | 99:99:99:99:99:99 |  | High Risk | 1Y:00-MFG | 01/15/2019 | 01/15/2019 | COOPER UNIVERSITY HOSPITAL |  |  | Moves | WOT00000001467626 | David Frye | Performance Verification | Completed |  | 01/15/2019 | 01/15/2019 | Performance Verification for CAREFUSION 11136035 15271038 | Initial Install of Performance Verification. Device is ready for patient use. |  |  | 01/15/2019 | 01/15/2019
|  | CAREFUSION | ALARIS 8100 | MODULE, INFUSION PUMP |  | SPD | Pavilion |  |  | 01/07/2019 |  | 1/7/29 |  |  | NO | YES |  |  |  |  | CAREFUSION 11136034 15270554 |  |  | Active |  | 99:99:99:99:99:99 |  | High Risk | 1Y:00-MFG | 01/07/2019 | 01/07/2019 | COOPER UNIVERSITY HOSPITAL |  |  | Moves | WOT00000001469677 | David Frye | Performance Verification | Completed |  | 01/07/2019 | 01/07/2019 | Performance Verification for CAREFUSION 11136034 15270554 | Initial Install of Performance Verification. Device is ready for patient use. |  |  | 01/07/2019 | 01/07/2019
|  | CAREFUSION | ALARIS 8100 | MODULE, INFUSION PUMP |  | SPD | Kelemen |  |  | 02/26/2019 |  | 2/26/29 |  |  | NO | YES |  |  |  |  | CAREFUSION 11136026 15270795 |  |  | Active |  | 99:99:99:99:99:99 |  | High Risk | 1Y:00-MFG | 02/26/2019 | 02/26/2019 | COOPER UNIVERSITY HOSPITAL |  |  | Moves | WOT00000001467457 | David Frye | Performance Verification | Completed |  | 02/26/2019 | 02/26/2019 | Performance Verification for CAREFUSION 11136026 15270795 | Initial Install of Performance Verification. Device is ready for patient use. |  |  | 02/26/2019 | 02/26/2019
|  | CAREFUSION | ALARIS 8100 | MODULE, INFUSION PUMP |  | SPD | Pavilion |  |  | 01/25/2019 |  | 1/25/29 |  |  | NO | YES |  |  |  |  | CAREFUSION 11136027 15270263 |  |  | Active |  | 99:99:99:99:99:99 |  | High Risk | 1Y:00-MFG | 01/25/2019 | 01/25/2019 | COOPER UNIVERSITY HOSPITAL |  |  | Moves | WOT00000001467167 | David Frye | Performance Verification | Completed |  | 01/25/2019 | 01/25/2019 | Performance Verification for CAREFUSION 11136027 15270263 | Initial Install of Performance Verification. Device is ready for patient use. |  |  | 01/25/2019 | 01/25/2019
|  | CAREFUSION | ALARIS 8100 | MODULE, INFUSION PUMP |  | SPD | Kelemen |  |  | 02/05/2019 |  | 2/5/29 |  |  | NO | YES |  |  |  |  | CAREFUSION 11136028 15270539 |  |  | Active |  | 99:99:99:99:99:99 |  | High Risk | 1Y:00-MFG | 02/05/2019 | 02/05/2019 | COOPER UNIVERSITY HOSPITAL |  |  | Moves | WOT00000001468743 | David Frye | Performance Verification | Completed |  | 02/05/2019 | 02/05/2019 | Performance Verification for CAREFUSION 11136028 15270539 | Initial Install of Performance Verification. Device is ready for patient use. |  |  | 02/05/2019 | 02/05/2019
|  | CAREFUSION | ALARIS 8100 | MODULE, INFUSION PUMP |  | SPD | Kelemen | Basement |  | 02/11/2019 |  | 2/11/29 |  |  | NO | YES |  |  |  |  | CAREFUSION 11136030 15271032 |  |  | Active |  | 99:99:99:99:99:99 |  | High Risk | 1Y:00-MFG | 02/11/2019 | 02/11/2019 | COOPER UNIVERSITY HOSPITAL |  |  | Moves | WOT00000001467622 | David Frye | Performance Verification | Completed |  | 02/11/2019 | 02/11/2019 | Performance Verification for CAREFUSION 11136030 15271032 | Initial Install of Performance Verification. Device is ready for patient use. |  |  | 02/11/2019 | 02/11/2019
|  | CAREFUSION | ALARIS 8100 | MODULE, INFUSION PUMP |  | SPD | Kelemen |  |  | 01/03/2019 |  | 1/3/29 |  |  | NO | YES |  |  |  |  | CAREFUSION 11136029 15271034 |  |  | Active |  | 99:99:99:99:99:99 |  | High Risk | 1Y:00-MFG | 01/03/2019 | 01/03/2019 | COOPER UNIVERSITY HOSPITAL |  |  | Moves | WOT00000001467624 | David Frye | Performance Verification | Completed |  | 01/03/2019 | 01/03/2019 | Performance Verification for CAREFUSION 11136029 15271034 | Initial Install of Performance Verification. Device is ready for patient use. |  |  | 01/03/2019 | 01/03/2019
|  | CAREFUSION | ALARIS 8100 | MODULE, INFUSION PUMP |  | SPD | Pavilion |  |  | 01/21/2019 |  | 1/21/29 |  |  | NO | YES |  |  |  |  | CAREFUSION 11136025 15270253 |  |  | Active |  | 99:99:99:99:99:99 |  | High Risk | 1Y:00-MFG | 01/21/2019 | 01/21/2019 | COOPER UNIVERSITY HOSPITAL |  |  | Moves | WOT00000001467037 | David Frye | Performance Verification | Completed |  | 01/21/2019 | 01/21/2019 | Performance Verification for CAREFUSION 11136025 15270253 | Initial Install of Performance Verification. Device is ready for patient use. |  |  | 01/21/2019 | 01/21/2019
|  | CAREFUSION | ALARIS 8100 | MODULE, INFUSION PUMP |  | SPD | Pavilion |  |  | 01/29/2019 |  | 1/29/29 |  |  | NO | YES |  |  |  |  | CAREFUSION 11136022 15270697 |  |  | Active |  | 99:99:99:99:99:99 |  | High Risk | 1Y:00-MFG | 01/29/2019 | 01/29/2019 | COOPER UNIVERSITY HOSPITAL |  |  | Moves | WOT00000001467934 | David Frye | Performance Verification | Completed |  | 01/29/2019 | 01/29/2019 | Performance Verification for CAREFUSION 11136022 15270697 | Initial Install of Performance Verification. Device is ready for patient use. |  |  | 01/29/2019 | 01/29/2019
|  | CAREFUSION | ALARIS 8100 | MODULE, INFUSION PUMP |  | SPD | Kelemen |  |  | 01/17/2019 |  | 1/17/29 |  |  | NO | YES |  |  |  |  | CAREFUSION 11136017 15271027 |  |  | Active |  | 99:99:99:99:99:99 |  | High Risk | 1Y:00-MFG | 01/17/2019 | 01/17/2019 | COOPER UNIVERSITY HOSPITAL |  |  | Moves | WOT00000001467616 | David Frye | Performance Verification | Completed |  | 01/17/2019 | 01/17/2019 | Performance Verification for CAREFUSION 11136017 15271027 | Initial Install of Performance Verification. Device is ready for patient use. |  |  | 01/17/2019 | 01/17/2019
|  | CAREFUSION | ALARIS 8100 | MODULE, INFUSION PUMP |  | SPD | Kelemen |  |  | 01/07/2019 |  | 1/7/29 |  |  | NO | YES |  |  |  |  | CAREFUSION 11136024 15269247 |  |  | Active |  | 99:99:99:99:99:99 |  | High Risk | 1Y:00-MFG | 01/07/2019 | 01/07/2019 | COOPER UNIVERSITY HOSPITAL |  |  | Moves | WOT00000001469262 | David Frye | Performance Verification | Completed |  | 01/07/2019 | 01/07/2019 | Performance Verification for CAREFUSION 11136024 15269247 | Initial Install of Performance Verification. Device is ready for patient use. |  |  | 01/07/2019 | 01/07/2019
|  | CAREFUSION | ALARIS 8100 | MODULE, INFUSION PUMP |  | SPD | Kelemen | BASEMENT |  | 02/21/2019 |  | 2/21/29 |  |  | NO | YES |  |  |  |  | CAREFUSION 11136019 15270707 |  |  | Active |  | 99:99:99:99:99:99 |  | High Risk | 1Y:00-MFG | 02/21/2019 | 02/21/2019 | COOPER UNIVERSITY HOSPITAL |  |  | Moves | WOT00000001469817 | David Frye | Performance Verification | Completed |  | 02/21/2019 | 02/21/2019 | Performance Verification for CAREFUSION 11136019 15270707 | Initial Install of Performance Verification. Device is ready for patient use. |  |  | 02/21/2019 | 02/21/2019
|  | CAREFUSION | ALARIS 8100 | MODULE, INFUSION PUMP |  | SPD | Kelemen |  |  | 01/22/2019 |  | 1/22/29 |  |  | NO | YES |  |  |  |  | CAREFUSION 11136023 15270617 |  |  | Active |  | 99:99:99:99:99:99 |  | High Risk | 1Y:00-MFG | 01/22/2019 | 01/22/2019 | COOPER UNIVERSITY HOSPITAL |  |  | Moves | WOT00000001467917 | David Frye | Performance Verification | Completed |  | 01/22/2019 | 01/22/2019 | Performance Verification for CAREFUSION 11136023 15270617 | Initial Install of Performance Verification. Device is ready for patient use. |  |  | 01/22/2019 | 01/22/2019
|  | CAREFUSION | ALARIS 8100 | MODULE, INFUSION PUMP |  | SPD | Pavilion |  |  | 02/19/2019 |  | 2/19/29 |  |  | NO | YES |  |  |  |  | CAREFUSION 11136021 15269277 |  |  | Active |  | 99:99:99:99:99:99 |  | High Risk | 1Y:00-MFG | 02/19/2019 | 02/19/2019 | COOPER UNIVERSITY HOSPITAL |  |  | Moves | WOT00000001469174 | David Frye | Performance Verification | Completed |  | 02/19/2019 | 02/19/2019 | Performance Verification for CAREFUSION 11136021 15269277 | Initial Install of Performance Verification. Device is ready for patient use. |  |  | 02/19/2019 | 02/19/2019
|  | CAREFUSION | ALARIS 8100 | MODULE, INFUSION PUMP |  | SPD | Kelemen |  |  | 02/25/2019 |  | 2/25/26 |  |  | NO | YES |  |  |  |  | CAREFUSION 11136003 15271021 |  |  | Active |  | 99:99:99:99:99:99 |  | High Risk | 1Y:00-MFG | 02/25/2019 | 02/25/2019 | COOPER UNIVERSITY HOSPITAL |  |  | Moves | WOT00000001467610 | David Frye | Performance Verification | Completed |  | 02/25/2019 | 02/25/2019 | Performance Verification for CAREFUSION 11136003 15271021 | Initial Install of Performance Verification. Device is ready for patient use. |  |  | 02/25/2019 | 02/25/2019
|  | CAREFUSION | ALARIS 8100 | MODULE, INFUSION PUMP |  | SPD | Pavilion |  |  | 01/24/2019 |  | 1/24/29 |  |  | NO | YES |  |  |  |  | CAREFUSION 11136020 15271015 |  |  | Active |  | 99:99:99:99:99:99 |  | High Risk | 1Y:00-MFG | 01/24/2019 | 01/24/2019 | COOPER UNIVERSITY HOSPITAL |  |  | Moves | WOT00000001467602 | David Frye | Performance Verification | Completed |  | 01/24/2019 | 01/24/2019 | Performance Verification for CAREFUSION 11136020 15271015 | Initial Install of Performance Verification. Device is ready for patient use. |  |  | 01/24/2019 | 01/24/2019
|  | CAREFUSION | ALARIS 8100 | MODULE, INFUSION PUMP |  | SPD | Pavilion |  |  | 01/14/2019 |  | 1/14/29 |  |  | NO | YES |  |  |  |  | CAREFUSION 11136018 15270542 |  |  | Active |  | 99:99:99:99:99:99 |  | High Risk | 1Y:00-MFG | 01/14/2019 | 01/14/2019 | COOPER UNIVERSITY HOSPITAL |  |  | Moves | WOT00000001468745 | David Frye | Performance Verification | Completed |  | 01/14/2019 | 01/14/2019 | Performance Verification for CAREFUSION 11136018 15270542 | Initial Install of Performance Verification. Device is ready for patient use. |  |  | 01/14/2019 | 01/14/2019
|  | CAREFUSION | ALARIS 8100 | MODULE, INFUSION PUMP |  | SPD | Pavilion |  |  | 01/14/2019 |  | 1/14/29 |  |  | NO | YES |  |  |  |  | CAREFUSION 11136014 15270716 |  |  | Active |  | 99:99:99:99:99:99 |  | High Risk | 1Y:00-MFG | 01/14/2019 | 01/14/2019 | COOPER UNIVERSITY HOSPITAL |  |  | Moves | WOT00000001469822 | David Frye | Performance Verification | Completed |  | 01/14/2019 | 01/14/2019 | Performance Verification for CAREFUSION 11136014 15270716 | Initial Install of Performance Verification. Device is ready for patient use. |  |  | 01/14/2019 | 01/14/2019
|  | CAREFUSION | ALARIS 8100 | MODULE, INFUSION PUMP |  | SPD | Pavilion |  |  | 01/22/2019 |  | 1/22/29 |  |  | NO | YES |  |  |  |  | CAREFUSION 11136015 15270723 |  |  | Active |  | 99:99:99:99:99:99 |  | High Risk | 1Y:00-MFG | 01/22/2019 | 01/22/2019 | COOPER UNIVERSITY HOSPITAL |  |  | Moves | WOT00000001469828 | David Frye | Performance Verification | Completed |  | 01/22/2019 | 01/22/2019 | Performance Verification for CAREFUSION 11136015 15270723 | Initial Install of Performance Verification. Device is ready for patient use. |  |  | 01/22/2019 | 01/22/2019
|  | CAREFUSION | ALARIS 8100 | MODULE, INFUSION PUMP |  | SPD | Kelemen |  |  | 02/12/2019 |  | 2/12/29 |  |  | NO | YES |  |  |  |  | CAREFUSION 11136016 15270254 |  |  | Active |  | 99:99:99:99:99:99 |  | High Risk | 1Y:00-MFG | 02/12/2019 | 02/12/2019 | COOPER UNIVERSITY HOSPITAL |  |  | Moves | WOT00000001467039 | David Frye | Performance Verification | Completed |  | 02/12/2019 | 02/12/2019 | Performance Verification for CAREFUSION 11136016 15270254 | Initial Install of Performance Verification. Device is ready for patient use. |  |  | 02/12/2019 | 02/12/2019
|  | CAREFUSION | ALARIS 8100 | MODULE, INFUSION PUMP |  | SPD | Kelemen |  |  | 01/25/2019 |  | 1/25/29 |  |  | NO | YES |  |  |  |  | CAREFUSION 11136012 15271026 |  |  | Active |  | 99:99:99:99:99:99 |  | High Risk | 1Y:00-MFG | 01/25/2019 | 01/25/2019 | COOPER UNIVERSITY HOSPITAL |  |  | Moves | WOT00000001467614 | David Frye | Performance Verification | Completed |  | 01/25/2019 | 01/25/2019 | Performance Verification for CAREFUSION 11136012 15271026 | Initial Install of Performance Verification. Device is ready for patient use. |  |  | 01/25/2019 | 01/25/2019
|  | CAREFUSION | ALARIS 8100 | MODULE, INFUSION PUMP |  | SPD | Pavilion |  |  | 01/14/2019 |  | 1/14/29 |  |  | NO | YES |  |  |  |  | CAREFUSION 11136011 15270402 |  |  | Active |  | 99:99:99:99:99:99 |  | High Risk | 1Y:00-MFG | 01/14/2019 | 01/14/2019 | COOPER UNIVERSITY HOSPITAL |  |  | Moves | WOT00000001468810 | David Frye | Performance Verification | Completed |  | 01/14/2019 | 01/14/2019 | Performance Verification for CAREFUSION 11136011 15270402 | Initial Install of Performance Verification. Device is ready for patient use. |  |  | 01/14/2019 | 01/14/2019
|  | CAREFUSION | ALARIS 8100 | MODULE, INFUSION PUMP |  | SPD | Kelemen |  |  | 02/19/2019 |  | 2/19/29 |  |  | NO | YES |  |  |  |  | CAREFUSION 11136008 15270867 |  |  | Active |  | 99:99:99:99:99:99 |  | High Risk | 1Y:00-MFG | 02/19/2019 | 02/19/2019 | COOPER UNIVERSITY HOSPITAL |  |  | Moves | WOT00000001469217 | David Frye | Performance Verification | Completed |  | 02/19/2019 | 02/19/2019 | Performance Verification for CAREFUSION 11136008 15270867 | Initial Install of Performance Verification. Device is ready for patient use. |  |  | 02/19/2019 | 02/19/2019
|  | CAREFUSION | ALARIS 8100 | MODULE, INFUSION PUMP |  | SPD | Kelemen |  |  | 01/14/2019 |  | 1/14/29 |  |  | NO | YES |  |  |  |  | CAREFUSION 11136009 15270664 |  |  | Active |  | 99:99:99:99:99:99 |  | High Risk | 1Y:00-MFG | 01/14/2019 | 01/14/2019 | COOPER UNIVERSITY HOSPITAL |  |  | Moves | WOT00000001467926 | David Frye | Performance Verification | Completed |  | 01/14/2019 | 01/14/2019 | Performance Verification for CAREFUSION 11136009 15270664 | Initial Install of Performance Verification. Device is ready for patient use. |  |  | 01/14/2019 | 01/14/2019
|  | CAREFUSION | ALARIS 8100 | MODULE, INFUSION PUMP |  | SPD | Pavilion |  |  | 02/01/2019 |  | 2/1/29 |  |  | NO | YES |  |  |  |  | CAREFUSION 11136010 15270710 |  |  | Active |  | 99:99:99:99:99:99 |  | High Risk | 1Y:00-MFG | 02/01/2019 | 02/01/2019 | COOPER UNIVERSITY HOSPITAL |  |  | Moves | WOT00000001469818 | David Frye | Performance Verification | Completed |  | 02/01/2019 | 02/01/2019 | Performance Verification for CAREFUSION 11136010 15270710 | Initial Install of Performance Verification. Device is ready for patient use. |  |  | 02/01/2019 | 02/01/2019
|  | CAREFUSION | ALARIS 8100 | MODULE, INFUSION PUMP |  | SPD | Pavilion |  |  | 01/15/2019 |  | 1/15/29 |  |  | NO | YES |  |  |  |  | CAREFUSION 11136006 15270567 |  |  | Active |  | 99:99:99:99:99:99 |  | High Risk | 1Y:00-MFG | 01/15/2019 | 01/15/2019 | COOPER UNIVERSITY HOSPITAL |  |  | Moves | WOT00000001469683 | David Frye | Performance Verification | Completed |  | 01/15/2019 | 01/15/2019 | Performance Verification for CAREFUSION 11136006 15270567 | Initial Install of Performance Verification. Device is ready for patient use. |  |  | 01/15/2019 | 01/15/2019
|  | CAREFUSION | ALARIS 8100 | MODULE, INFUSION PUMP |  | SPD | Kelemen |  |  | 01/04/2019 |  | 1/4/29 |  |  | NO | YES |  |  |  |  | CAREFUSION 11136007 15270680 |  |  | Active |  | 99:99:99:99:99:99 |  | High Risk | 1Y:00-MFG | 01/04/2019 | 01/04/2019 | COOPER UNIVERSITY HOSPITAL |  |  | Moves | WOT00000001467933 | David Frye | Performance Verification | Completed |  | 01/04/2019 | 01/04/2019 | Performance Verification for CAREFUSION 11136007 15270680 | Initial Install of Performance Verification. Device is ready for patient use. |  |  | 01/04/2019 | 01/04/2019
|  | CAREFUSION | ALARIS 8100 | MODULE, INFUSION PUMP |  | SPD | Pavilion |  |  | 02/13/2019 |  | 2/13/29 |  |  | NO | YES |  |  |  |  | CAREFUSION 11136005 15270817 |  |  | Active |  | 99:99:99:99:99:99 |  | High Risk | 1Y:00-MFG | 02/13/2019 | 02/13/2019 | COOPER UNIVERSITY HOSPITAL |  |  | Moves | WOT00000001467473 | David Frye | Performance Verification | Completed |  | 02/13/2019 | 02/13/2019 | Performance Verification for CAREFUSION 11136005 15270817 | Initial Install of Performance Verification. Device is ready for patient use. |  |  | 02/13/2019 | 02/13/2019
|  | CAREFUSION | ALARIS 8100 | MODULE, INFUSION PUMP |  | SPD | Kelemen |  |  | 01/07/2019 |  | 1/7/29 |  |  | NO | YES |  |  |  |  | CAREFUSION 11136004 15270557 |  |  | Active |  | 99:99:99:99:99:99 |  | High Risk | 1Y:00-MFG | 01/07/2019 | 01/07/2019 | COOPER UNIVERSITY HOSPITAL |  |  | Moves | WOT00000001469681 | David Frye | Performance Verification | Completed |  | 01/07/2019 | 01/07/2019 | Performance Verification for CAREFUSION 11136004 15270557 | Initial Install of Performance Verification. Device is ready for patient use. |  |  | 01/07/2019 | 01/07/2019
|  | CAREFUSION | ALARIS 8100 | MODULE, INFUSION PUMP |  | VOORHEES SURGERY CENTER-HEM/ONC | 900 Centennial Blvd | 2 New Suite |  | 08/21/2019 |  | 8/21/29 |  |  | NO | YES |  |  |  |  | CAREFUSION 11135783 15598992 |  |  | Active |  |  |  | High Risk | 1Y:00-MFG | 08/21/2019 | 08/21/2019 | COOPER AMBULATORY OFF-SITES |  |  | Suite F | WOT00000003482182 | MEGAN MCCAFFERTY | Performance Verification | Closed | Kirk Lis | 08/21/2019 | 08/21/2019 | Performance Verification for CAREFUSION 11135783 15598992 | Initial Install of Performance Verification. Device is ready for patient use. |  |  | 08/21/2019 | 08/21/2019
|  | CAREFUSION | ALARIS 8100 | MODULE, INFUSION PUMP |  | VOORHEES SURGERY CENTER-HEM/ONC | 900 Centennial Blvd | 2 New Suite |  | 08/21/2019 |  | 8/21/29 |  |  | NO | YES |  |  |  |  | CAREFUSION 11135782 15598976 |  |  | Active |  |  |  | High Risk | 1Y:00-MFG | 08/21/2019 | 08/21/2019 | COOPER AMBULATORY OFF-SITES |  |  | Suite F | WOT00000003482181 | MEGAN MCCAFFERTY | Performance Verification | Closed | Kirk Lis | 08/21/2019 | 08/21/2019 | CEID Record Completion for CAREFUSION 11135782 15598976 | Inventoried new unit. | EXP3740920 | Labor | 08/21/2019 | 08/21/2019 | Josh Harris
|  | CAREFUSION | ALARIS 8100 | MODULE, INFUSION PUMP |  | VOORHEES SURGERY CENTER-HEM/ONC | 900 Centennial Blvd | 2 New Suite |  | 08/21/2019 |  | 8/21/29 |  |  | NO | YES |  |  |  |  | CAREFUSION 11135780 15598923 |  |  | Active |  |  |  | High Risk | 1Y:00-MFG | 08/21/2019 | 08/21/2019 | COOPER AMBULATORY OFF-SITES |  |  | Suite F | WOT00000003482171 | MEGAN MCCAFFERTY | Performance Verification | Closed | Kirk Lis | 08/21/2019 | 08/21/2019 | Performance Verification for CAREFUSION 11135780 15598923 | Initial Install of Performance Verification. Device is ready for patient use. |  |  | 08/21/2019 | 08/21/2019
|  | CAREFUSION | ALARIS 8100 | MODULE, INFUSION PUMP |  | VOORHEES SURGERY CENTER-HEM/ONC | 900 Centennial Blvd | 2 New Suite |  | 08/21/2019 |  | 8/21/29 |  |  | NO | YES |  |  |  |  | CAREFUSION 11135781 15598973 |  |  | Active |  |  |  | High Risk | 1Y:00-MFG | 08/21/2019 | 08/21/2019 | COOPER AMBULATORY OFF-SITES |  |  | Suite F | WOT00000003482175 | MEGAN MCCAFFERTY | Performance Verification | Closed | Kirk Lis | 08/21/2019 | 08/21/2019 | Performance Verification for CAREFUSION 11135781 15598973 | Initial Install of Performance Verification. Device is ready for patient use. |  |  | 08/21/2019 | 08/21/2019
|  | CAREFUSION | ALARIS 8100 | MODULE, INFUSION PUMP |  | VOORHEES SURGERY CENTER-HEM/ONC | 900 Centennial Blvd | 2 New Suite |  | 08/21/2019 |  | 8/21/29 |  |  | NO | YES |  |  |  |  | CAREFUSION 11135777 15599039 |  |  | Active |  |  |  | High Risk | 1Y:00-MFG | 08/21/2019 | 08/21/2019 | COOPER AMBULATORY OFF-SITES |  |  | Suite F | WOT00000003482161 | MEGAN MCCAFFERTY | Performance Verification | Closed | Kirk Lis | 08/21/2019 | 08/21/2019 | CEID Record Completion for CAREFUSION 11135777 15599039 | Inventoried new unit. | EXP3740869 | Labor | 08/21/2019 | 08/21/2019 | Josh Harris
|  | CAREFUSION | ALARIS 8100 | MODULE, INFUSION PUMP |  | VOORHEES SURGERY CENTER-HEM/ONC | 900 Centennial Blvd | 2 New Suite |  | 08/21/2019 |  | 8/21/29 |  |  | NO | YES |  |  |  |  | CAREFUSION 11135778 15598912 |  |  | Active |  |  |  | High Risk | 1Y:00-MFG | 08/21/2019 | 08/21/2019 | COOPER AMBULATORY OFF-SITES |  |  | Suite F | WOT00000003482165 | MEGAN MCCAFFERTY | Performance Verification | Closed | Kirk Lis | 08/21/2019 | 08/21/2019 | Performance Verification for CAREFUSION 11135778 15598912 | Initial Install of Performance Verification. Device is ready for patient use. |  |  | 08/21/2019 | 08/21/2019
|  | CAREFUSION | ALARIS 8100 | MODULE, INFUSION PUMP |  | VOORHEES SURGERY CENTER-HEM/ONC | 900 Centennial Blvd | 2 New Suite |  | 08/21/2019 |  | 8/21/29 |  |  | NO | YES |  |  |  |  | CAREFUSION 11135776 15599062 |  |  | Active |  |  |  | High Risk | 1Y:00-MFG | 08/21/2019 | 08/21/2019 | COOPER AMBULATORY OFF-SITES |  |  | Suite F | WOT00000003482158 | MEGAN MCCAFFERTY | Performance Verification | Closed | Kirk Lis | 08/21/2019 | 08/21/2019 | Performance Verification for CAREFUSION 11135776 15599062 | Initial Install of Performance Verification. Device is ready for patient use. |  |  | 08/21/2019 | 08/21/2019
|  | CAREFUSION | ALARIS 8100 | MODULE, INFUSION PUMP |  | VOORHEES SURGERY CENTER-HEM/ONC | 900 Centennial Blvd | 2 New Suite |  | 08/21/2019 |  | 8/21/29 |  |  | NO | YES |  |  |  |  | CAREFUSION 11135771 15599035 |  |  | Active |  |  |  | High Risk | 1Y:00-MFG | 08/21/2019 | 08/21/2019 | COOPER AMBULATORY OFF-SITES |  |  | Suite F | WOT00000003482137 | MEGAN MCCAFFERTY | Performance Verification | Closed | Kirk Lis | 08/21/2019 | 08/21/2019 | CEID Record Completion for CAREFUSION 11135771 15599035 | Inventoried new unit. | EXP3740783 | Labor | 08/21/2019 | 08/21/2019 | Josh Harris
|  | CAREFUSION | ALARIS 8100 | MODULE, INFUSION PUMP |  | VOORHEES SURGERY CENTER-HEM/ONC | 900 Centennial Blvd | 2 New Suite |  | 08/21/2019 |  | 8/21/29 |  |  | NO | YES |  |  |  |  | CAREFUSION 11135772 15599031 |  |  | Active |  |  |  | High Risk | 1Y:00-MFG | 08/21/2019 | 08/21/2019 | COOPER AMBULATORY OFF-SITES |  |  | Suite F | WOT00000003482141 | MEGAN MCCAFFERTY | Performance Verification | Closed | Kirk Lis | 08/21/2019 | 08/21/2019 | Performance Verification for CAREFUSION 11135772 15599031 | Initial Install of Performance Verification. Device is ready for patient use. |  |  | 08/21/2019 | 08/21/2019
|  | CAREFUSION | ALARIS 8100 | MODULE, INFUSION PUMP |  | VOORHEES SURGERY CENTER-HEM/ONC | 900 Centennial Blvd | 2 New Suite |  | 08/21/2019 |  | 8/21/29 |  |  | NO | YES |  |  |  |  | CAREFUSION 11135773 15599037 |  |  | Active |  |  |  | High Risk | 1Y:00-MFG | 08/21/2019 | 08/21/2019 | COOPER AMBULATORY OFF-SITES |  |  | Suite F | WOT00000003482144 | MEGAN MCCAFFERTY | Performance Verification | Closed | Kirk Lis | 08/21/2019 | 08/21/2019 | Performance Verification for CAREFUSION 11135773 15599037 | Initial Install of Performance Verification. Device is ready for patient use. |  |  | 08/21/2019 | 08/21/2019
|  | CAREFUSION | ALARIS 8100 | MODULE, INFUSION PUMP |  | VOORHEES SURGERY CENTER-HEM/ONC | 900 Centennial Blvd | 2 New Suite |  | 08/21/2019 |  | 8/21/29 |  |  | NO | YES |  |  |  |  | CAREFUSION 11135774 15599080 |  |  | Active |  |  |  | High Risk | 1Y:00-MFG | 08/21/2019 | 08/21/2019 | COOPER AMBULATORY OFF-SITES |  |  | Suite F | WOT00000003482147 | MEGAN MCCAFFERTY | Performance Verification | Closed | Kirk Lis | 08/21/2019 | 08/21/2019 | Performance Verification for CAREFUSION 11135774 15599080 | Initial Install of Performance Verification. Device is ready for patient use. |  |  | 08/21/2019 | 08/21/2019
|  | CAREFUSION | ALARIS 8100 | MODULE, INFUSION PUMP |  | VOORHEES SURGERY CENTER-HEM/ONC | 900 Centennial Blvd | 2 New Suite |  | 08/21/2019 |  | 8/21/29 |  |  | NO | YES |  |  |  |  | CAREFUSION 11135769 15598898 |  |  | Active |  |  |  | High Risk | 1Y:00-MFG | 08/21/2019 | 08/21/2019 | COOPER AMBULATORY OFF-SITES |  |  | Suite F | WOT00000003482131 | MEGAN MCCAFFERTY | Performance Verification | Closed | Kirk Lis | 08/21/2019 | 08/21/2019 | Performance Verification for CAREFUSION 11135769 15598898 | Initial Install of Performance Verification. Device is ready for patient use. |  |  | 08/21/2019 | 08/21/2019
|  | CAREFUSION | ALARIS 8100 | MODULE, INFUSION PUMP |  | VOORHEES SURGERY CENTER-HEM/ONC | 900 Centennial Blvd | 2 New Suite |  | 08/21/2019 |  | 8/21/29 |  |  | NO | YES |  |  |  |  | CAREFUSION 11135770 15599043 |  |  | Active |  |  |  | High Risk | 1Y:00-MFG | 08/21/2019 | 08/21/2019 | COOPER AMBULATORY OFF-SITES |  |  | Suite F | WOT00000003482133 | MEGAN MCCAFFERTY | Performance Verification | Closed | Kirk Lis | 08/21/2019 | 08/21/2019 | Performance Verification for CAREFUSION 11135770 15599043 | Initial Install of Performance Verification. Device is ready for patient use. |  |  | 08/21/2019 | 08/21/2019
|  | CAREFUSION | ALARIS 8100 | MODULE, INFUSION PUMP |  | VOORHEES SURGERY CENTER-HEM/ONC | 900 Centennial Blvd | 2 New Suite |  | 08/21/2019 |  | 8/21/29 |  |  | NO | YES |  |  |  |  | CAREFUSION 11135768 15598901 |  |  | Active |  |  |  | High Risk | 1Y:00-MFG | 08/21/2019 | 08/21/2019 | COOPER AMBULATORY OFF-SITES |  |  | Suite F | WOT00000003482128 | MEGAN MCCAFFERTY | Performance Verification | Closed | Kirk Lis | 08/21/2019 | 08/21/2019 | CEID Record Completion for CAREFUSION 11135768 15598901 | Inventoried new unit. | EXP3740787 | Labor | 08/21/2019 | 08/21/2019 | Josh Harris
|  | CAREFUSION | ALARIS 8100 | MODULE, INFUSION PUMP |  | VOORHEES SURGERY CENTER-HEM/ONC | 900 Centennial Blvd | 2 New Suite |  | 08/21/2019 |  | 8/21/29 |  |  | NO | YES |  |  |  |  | CAREFUSION 11135765 15598988 |  |  | Active |  |  |  | High Risk | 1Y:00-MFG | 08/21/2019 | 08/21/2019 | COOPER AMBULATORY OFF-SITES |  |  | Suite F | WOT00000003482116 | MEGAN MCCAFFERTY | Performance Verification | Closed | Kirk Lis | 08/21/2019 | 08/21/2019 | Performance Verification for CAREFUSION 11135765 15598988 | Initial Install of Performance Verification. Device is ready for patient use. |  |  | 08/21/2019 | 08/21/2019
|  | CAREFUSION | ALARIS 8100 | MODULE, INFUSION PUMP |  | VOORHEES SURGERY CENTER-HEM/ONC | 900 Centennial Blvd | 2 New Suite |  | 08/21/2019 |  | 8/21/29 |  |  | NO | YES |  |  |  |  | CAREFUSION 11135766 15598989 |  |  | Active |  |  |  | High Risk | 1Y:00-MFG | 08/21/2019 | 08/21/2019 | COOPER AMBULATORY OFF-SITES |  |  | Suite F | WOT00000003482120 | MEGAN MCCAFFERTY | Performance Verification | Closed | Kirk Lis | 08/21/2019 | 08/21/2019 | CEID Record Completion for CAREFUSION 11135766 15598989 | Inventoried new unit. | EXP3740734 | Labor | 08/21/2019 | 08/21/2019 | Josh Harris
|  | CAREFUSION | ALARIS 8100 | MODULE, INFUSION PUMP |  | VOORHEES SURGERY CENTER-HEM/ONC | 900 Centennial Blvd | 2 New Suite |  | 08/21/2019 |  | 8/21/29 |  |  | NO | YES |  |  |  |  | CAREFUSION 11135762 15599057 |  |  | Active |  |  |  | High Risk | 1Y:00-MFG | 08/21/2019 | 08/21/2019 | COOPER AMBULATORY OFF-SITES |  |  | Suite F | WOT00000003482109 | MEGAN MCCAFFERTY | Performance Verification | Closed | Kirk Lis | 08/21/2019 | 08/21/2019 | Performance Verification for CAREFUSION 11135762 15599057 | Initial Install of Performance Verification. Device is ready for patient use. |  |  | 08/21/2019 | 08/21/2019
|  | CAREFUSION | ALARIS 8100 | MODULE, INFUSION PUMP |  | VOORHEES SURGERY CENTER-HEM/ONC | 900 Centennial Blvd | 2 New Suite |  | 08/21/2019 |  | 8/21/29 |  |  | NO | YES |  |  |  |  | CAREFUSION 11135767 15598991 |  |  | Active |  |  |  | High Risk | 1Y:00-MFG | 08/21/2019 | 08/21/2019 | COOPER AMBULATORY OFF-SITES |  |  | Suite F | WOT00000003482123 | MEGAN MCCAFFERTY | Performance Verification | Closed | Kirk Lis | 08/21/2019 | 08/21/2019 | Performance Verification for CAREFUSION 11135767 15598991 | Initial Install of Performance Verification. Device is ready for patient use. |  |  | 08/21/2019 | 08/21/2019
|  | CAREFUSION | ALARIS 8100 | MODULE, INFUSION PUMP |  | VOORHEES SURGERY CENTER-HEM/ONC | 900 Centennial Blvd | 2 New Suite |  | 08/21/2019 |  | 8/21/29 |  |  | NO | YES |  |  |  |  | CAREFUSION 11135764 15599067 |  |  | Active |  |  |  | High Risk | 1Y:00-MFG | 08/21/2019 | 08/21/2019 | COOPER AMBULATORY OFF-SITES |  |  | Suite F | WOT00000003482114 | MEGAN MCCAFFERTY | Performance Verification | Closed | Kirk Lis | 08/21/2019 | 08/21/2019 | Performance Verification for CAREFUSION 11135764 15599067 | Initial Install of Performance Verification. Device is ready for patient use. |  |  | 08/21/2019 | 08/21/2019
|  | CAREFUSION | ALARIS 8100 | MODULE, INFUSION PUMP |  | VOORHEES SURGERY CENTER-HEM/ONC | 900 Centennial Blvd | 2 New Suite |  | 08/21/2019 |  | 8/21/29 |  |  | NO | YES |  |  |  |  | CAREFUSION 11135763 15599052 |  |  | Active |  |  |  | High Risk | 1Y:00-MFG | 08/21/2019 | 08/21/2019 | COOPER AMBULATORY OFF-SITES |  |  | Suite F | WOT00000003482111 | MEGAN MCCAFFERTY | Performance Verification | Closed | Kirk Lis | 08/21/2019 | 08/21/2019 | Performance Verification for CAREFUSION 11135763 15599052 | Initial Install of Performance Verification. Device is ready for patient use. |  |  | 08/21/2019 | 08/21/2019
|  | CAREFUSION | ALARIS 8100 | MODULE, INFUSION PUMP |  | VOORHEES SURGERY CENTER-HEM/ONC | 900 Centennial Blvd | 2 New Suite |  | 08/21/2019 |  | 8/21/29 |  |  | NO | YES |  |  |  |  | CAREFUSION 11135759 15599044 |  |  | Active |  |  |  | High Risk | 1Y:00-MFG | 08/21/2019 | 08/21/2019 | COOPER AMBULATORY OFF-SITES |  |  | Suite F | WOT00000003482098 | MEGAN MCCAFFERTY | Performance Verification | Closed | Kirk Lis | 08/21/2019 | 08/21/2019 | Performance Verification for CAREFUSION 11135759 15599044 | Initial Install of Performance Verification. Device is ready for patient use. |  |  | 08/21/2019 | 08/21/2019
|  | CAREFUSION | ALARIS 8100 | MODULE, INFUSION PUMP |  | VOORHEES SURGERY CENTER-HEM/ONC | 900 Centennial Blvd | 2 New Suite |  | 08/21/2019 |  | 8/21/29 |  |  | NO | YES |  |  |  |  | CAREFUSION 11135760 15599040 |  |  | Active |  |  |  | High Risk | 1Y:00-MFG | 08/21/2019 | 08/21/2019 | COOPER AMBULATORY OFF-SITES |  |  | Suite F | WOT00000003482100 | MEGAN MCCAFFERTY | Performance Verification | Closed | Kirk Lis | 08/21/2019 | 08/21/2019 | Performance Verification for CAREFUSION 11135760 15599040 | Initial Install of Performance Verification. Device is ready for patient use. |  |  | 08/21/2019 | 08/21/2019
|  | CAREFUSION | ALARIS 8100 | MODULE, INFUSION PUMP |  | VOORHEES SURGERY CENTER-HEM/ONC | 900 Centennial Blvd | 2 New Suite |  | 08/21/2019 |  | 8/21/29 |  |  | NO | YES |  |  |  |  | CAREFUSION 11135761 15599033 |  |  | Active |  |  |  | High Risk | 1Y:00-MFG | 08/21/2019 | 08/21/2019 | COOPER AMBULATORY OFF-SITES |  |  | Suite F | WOT00000003482103 | MEGAN MCCAFFERTY | Performance Verification | Closed | Kirk Lis | 08/21/2019 | 08/21/2019 | Performance Verification for CAREFUSION 11135761 15599033 | Initial Install of Performance Verification. Device is ready for patient use. |  |  | 08/21/2019 | 08/21/2019
|  | CAREFUSION | ALARIS 8100 | MODULE, INFUSION PUMP |  | VOORHEES SURGERY CENTER-HEM/ONC | 900 Centennial Blvd | 2 New Suite |  | 08/21/2019 |  | 8/21/29 |  |  | NO | YES |  |  |  |  | CAREFUSION 11135749 15599023 |  |  | Active |  |  |  | High Risk | 1Y:00-MFG | 08/21/2019 | 08/21/2019 | COOPER AMBULATORY OFF-SITES |  |  | Suite F | WOT00000003482070 | MEGAN MCCAFFERTY | Performance Verification | Closed | Kirk Lis | 08/21/2019 | 08/21/2019 | Performance Verification for CAREFUSION 11135749 15599023 | Initial Install of Performance Verification. Device is ready for patient use. |  |  | 08/21/2019 | 08/21/2019
|  | CAREFUSION | ALARIS 8100 | MODULE, INFUSION PUMP |  | VOORHEES SURGERY CENTER-HEM/ONC | 900 Centennial Blvd | 2 New Suite |  | 08/21/2019 |  | 8/21/29 |  |  | NO | YES |  |  |  |  | CAREFUSION 11135758 15599042 |  |  | Active |  |  |  | High Risk | 1Y:00-MFG | 08/21/2019 | 08/21/2019 | COOPER AMBULATORY OFF-SITES |  |  | Suite F | WOT00000003482094 | MEGAN MCCAFFERTY | Performance Verification | Closed | Kirk Lis | 08/21/2019 | 08/21/2019 | Performance Verification for CAREFUSION 11135758 15599042 | Initial Install of Performance Verification. Device is ready for patient use. |  |  | 08/21/2019 | 08/21/2019
|  | CAREFUSION | ALARIS 8100 | MODULE, INFUSION PUMP |  | VOORHEES SURGERY CENTER-HEM/ONC | 900 Centennial Blvd | 2 New Suite |  | 08/21/2019 |  | 8/21/29 |  |  | NO | YES |  |  |  |  | CAREFUSION 11135752 15599041 |  |  | Active |  |  |  | High Risk | 1Y:00-MFG | 08/21/2019 | 08/21/2019 | COOPER AMBULATORY OFF-SITES |  |  | Suite F | WOT00000003482077 | MEGAN MCCAFFERTY | Performance Verification | Closed | Kirk Lis | 08/21/2019 | 08/21/2019 | Performance Verification for CAREFUSION 11135752 15599041 | Initial Install of Performance Verification. Device is ready for patient use. |  |  | 08/21/2019 | 08/21/2019
|  | CAREFUSION | ALARIS 8100 | MODULE, INFUSION PUMP |  | VOORHEES SURGERY CENTER-HEM/ONC | 900 Centennial Blvd | 2 New Suite |  | 08/21/2019 |  | 8/21/29 |  |  | NO | YES |  |  |  |  | CAREFUSION 11135755 15599051 |  |  | Active |  |  |  | High Risk | 1Y:00-MFG | 08/21/2019 | 08/21/2019 | COOPER AMBULATORY OFF-SITES |  |  | Suite F | WOT00000003482088 | MEGAN MCCAFFERTY | Performance Verification | Closed | Kirk Lis | 08/21/2019 | 08/21/2019 | Performance Verification for CAREFUSION 11135755 15599051 | Initial Install of Performance Verification. Device is ready for patient use. |  |  | 08/21/2019 | 08/21/2019
|  | CAREFUSION | ALARIS 8100 | MODULE, INFUSION PUMP |  | VOORHEES SURGERY CENTER-HEM/ONC | 900 Centennial Blvd | 2 New Suite |  | 08/21/2019 |  | 8/21/29 |  |  | NO | YES |  |  |  |  | CAREFUSION 11135753 15599053 |  |  | Active |  |  |  | High Risk | 1Y:00-MFG | 08/21/2019 | 08/21/2019 | COOPER AMBULATORY OFF-SITES |  |  | Suite F | WOT00000003482082 | MEGAN MCCAFFERTY | Performance Verification | Closed | Kirk Lis | 08/21/2019 | 08/21/2019 | Performance Verification for CAREFUSION 11135753 15599053 | Initial Install of Performance Verification. Device is ready for patient use. |  |  | 08/21/2019 | 08/21/2019
|  | CAREFUSION | ALARIS 8100 | MODULE, INFUSION PUMP |  | VOORHEES SURGERY CENTER-HEM/ONC | 900 Centennial Blvd | 2 New Suite |  | 08/21/2019 |  | 8/21/29 |  |  | NO | YES |  |  |  |  | CAREFUSION 11135751 15599038 |  |  | Active |  |  |  | High Risk | 1Y:00-MFG | 08/21/2019 | 08/21/2019 | COOPER AMBULATORY OFF-SITES |  |  | Suite F | WOT00000003482075 | MEGAN MCCAFFERTY | Performance Verification | Closed | Kirk Lis | 08/21/2019 | 08/21/2019 | Performance Verification for CAREFUSION 11135751 15599038 | Initial Install of Performance Verification. Device is ready for patient use. |  |  | 08/21/2019 | 08/21/2019
|  | CAREFUSION | ALARIS 8100 | MODULE, INFUSION PUMP |  | VOORHEES SURGERY CENTER-HEM/ONC | 900 Centennial Blvd | 2 New Suite |  | 08/21/2019 |  | 8/21/29 |  |  | NO | YES |  |  |  |  | CAREFUSION 11135750 15599046 |  |  | Active |  |  |  | High Risk | 1Y:00-MFG | 08/21/2019 | 08/21/2019 | COOPER AMBULATORY OFF-SITES |  |  | Suite F | WOT00000003482072 | MEGAN MCCAFFERTY | Performance Verification | Closed | Kirk Lis | 08/21/2019 | 08/21/2019 | Performance Verification for CAREFUSION 11135750 15599046 | Initial Install of Performance Verification. Device is ready for patient use. |  |  | 08/21/2019 | 08/21/2019
|  | CAREFUSION | ALARIS 8100 | MODULE, INFUSION PUMP |  | VOORHEES SURGERY CENTER-HEM/ONC | 900 Centennial Blvd | 2 New Suite |  | 08/21/2019 |  | 8/21/29 |  |  | NO | YES |  |  |  |  | CAREFUSION 11135748 15599048 |  |  | Active |  |  |  | High Risk | 1Y:00-MFG | 08/21/2019 | 08/21/2019 | COOPER AMBULATORY OFF-SITES |  |  | Suite F | WOT00000003482065 | MEGAN MCCAFFERTY | Performance Verification | Closed | Kirk Lis | 08/21/2019 | 08/21/2019 | Performance Verification for CAREFUSION 11135748 15599048 | Initial Install of Performance Verification. Device is ready for patient use. |  |  | 08/21/2019 | 08/21/2019
|  | CAREFUSION | ALARIS 8100 | MODULE, INFUSION PUMP |  | VOORHEES SURGERY CENTER-HEM/ONC | 900 Centennial Blvd | 2 New Suite |  | 08/21/2019 |  | 8/21/29 |  |  | NO | YES |  |  |  |  | CAREFUSION 11135747 15599036 |  |  | Active |  |  |  | High Risk | 1Y:00-MFG | 08/21/2019 | 08/21/2019 | COOPER AMBULATORY OFF-SITES |  |  | Suite F | WOT00000003482063 | MEGAN MCCAFFERTY | Performance Verification | Closed | Kirk Lis | 08/21/2019 | 08/21/2019 | Performance Verification for CAREFUSION 11135747 15599036 | Initial Install of Performance Verification. Device is ready for patient use. |  |  | 08/21/2019 | 08/21/2019
|  | CAREFUSION | ALARIS 8100 | MODULE, INFUSION PUMP |  |  | Kelemen | [7 empty] | NO | YES
|  | CAREFUSION | ALARIS 8100 | MODULE, INFUSION PUMP |  | SPD | Pavilion |  |  | 11/01/2019 |  | 11/1/29 |  |  | NO | YES |  |  |  |  | CAREFUSION 11135521 15273660 |  |  | Active | dup11135521 | 00:17:23:34:BA:7A |  | High Risk | 1Y:00-MFG 2Y:00-BAT | 11/01/2019 | 11/01/2019 | COOPER UNIVERSITY HOSPITAL |  |  | Moves | WOT00000001468913 | David Frye | Performance Verification | Completed |  | 11/01/2019 | 11/01/2019 | Performance Verification for CAREFUSION 11135521 15273660 | Initial Install of Performance Verification. Device is ready for patient use. |  |  | 11/01/2019 | 11/01/2019
|  | CAREFUSION | ALARIS 8100 | MODULE, INFUSION PUMP |  | VOORHEES SURGERY CENTER-HEM/ONC | 900 Cenntenial | Suite F |  | 01/03/2018 |  | 1/3/28 |  |  | NO | YES |  |  |  |  | CAREFUSION 10752998 15058046 |  |  | Active |  | 99:99:99:99:99:99 |  | High Risk | 1Y:00-MFG | 08/14/2019 | 09/01/2020 | COOPER AMBULATORY OFF-SITES |  |  | SUITE F | 0012599181 | MEGAN MCCAFFERTY | Performance Verification | Closed | Josh Harris | 01/03/2018 | 01/03/2018 | INCOMING INVENTORY | DEVICE INVENTORIED | 463CD1E3-57FB-4BB0-AE7C-0EC432A3716B | Labor | 01/03/2018 | 01/03/2018 | Josh Harris
|  | CAREFUSION | ALARIS 8100 | MODULE, INFUSION PUMP |  |  | 900 Centennial Blvd | 2 New Suite | [6 empty] | NO | YES
|  | CAREFUSION | ALARIS 8100 | MODULE, INFUSION PUMP |  | VOORHEES SURGERY CENTER-HEM/ONC | 900 Cenntenial | Suite F |  | 01/03/2018 |  | 1/3/28 |  |  | NO | YES |  |  |  |  | CAREFUSION 10752997 15058923 |  |  | Active |  | 99:99:99:99:99:99 |  | High Risk | 1Y:00-MFG | 08/14/2019 | 09/01/2020 | COOPER AMBULATORY OFF-SITES |  |  | SUITE M | 0012599188 | MEGAN MCCAFFERTY | Performance Verification | Closed | Josh Harris | 01/03/2018 | 01/03/2018 | INCOMING INVENTORY | DEVICE INVENTORIED | 50C59B00-64F7-451A-B522-618D1781587A | Labor | 01/03/2018 | 01/03/2018 | Josh Harris
|  | CAREFUSION | ALARIS 8100 | MODULE, INFUSION PUMP |  | VOORHEES SURGERY CENTER-HEM/ONC | 900 Centennial Blvd | Suite M |  | 12/28/2017 |  | 12/28/27 |  |  | NO | YES |  |  |  |  | CAREFUSION 10752987 15098458 |  |  | Active |  | 99:99:99:99:99:99 |  | High Risk | 1Y:00-MFG | 08/14/2019 | 09/01/2020 | COOPER AMBULATORY OFF-SITES |  |  | SUITE F | 0012589056 | MEGAN MCCAFFERTY | Performance Verification | Closed | Josh Harris | 12/28/2017 | 12/28/2017 | INCOMING INVENTORY | DEVICE INVENTORIED | 63CA1727-73F9-4DDD-926C-3475753906A6 | Labor | 12/28/2017 | 12/28/2017 | Josh Harris
|  | CAREFUSION | ALARIS 8100 | MODULE, INFUSION PUMP |  | VOORHEES SURGERY CENTER-HEM/ONC | 900 Centennial Blvd | Suite M |  | 12/28/2017 |  | 12/28/27 |  |  | NO | YES |  |  |  |  | CAREFUSION 10752986 15098515 |  |  | Active |  | 99:99:99:99:99:99 |  | High Risk | 1Y:00-MFG | 08/14/2019 | 09/01/2020 | COOPER AMBULATORY OFF-SITES |  |  | SUITE F | 0012589054 | MEGAN MCCAFFERTY | Preventative Maintenance | Closed | Josh Harris | 12/28/2017 | 12/28/2017 | PERFORMANCE ASSURANCE AT INVENTORY | INVENTORIED DEVICE AND ENSURED DEVICE WAS FUNCTIONING PROPERLY. | AC185431-6E45-4AFE-AF6A-247C43D18F0A | Labor | 12/28/2017 | 12/28/2017 | Josh Harris
|  | CAREFUSION | ALARIS 8100 | MODULE, INFUSION PUMP |  | VOORHEES SURGERY CENTER-OPERATING ROOM | 900 Centennial Blvd | Suite E |  | 12/28/2017 |  | 12/28/27 |  |  | NO | YES |  |  |  |  | CAREFUSION 10752982 15098774 |  |  | Active |  | 99:99:99:99:99:99 |  | High Risk | 1Y:00-MFG | 08/14/2019 | 09/01/2020 | COOPER AMBULATORY OFF-SITES |  |  | SUITE E | 0012589042 | JENNIFER BOMBARO | Performance Verification | Closed | Josh Harris | 12/28/2017 | 12/28/2017 | INCOMING INVENTORY | DEVICE INVENTORIED | 3FA9ECF1-1C78-44AC-B8B0-CFEB794FAA8A | Labor | 12/28/2017 | 12/28/2017 | Josh Harris
|  | CAREFUSION | ALARIS 8100 | MODULE, INFUSION PUMP |  | COOPER CANCER CENTER | MD Anderson Cancer Center |  |  | 12/28/2017 |  | 12/28/27 |  |  | NO | YES |  |  |  |  | CAREFUSION 10752983 15098770 |  |  | Active |  | 99:99:99:99:99:99 |  | High Risk | 1Y:00-MFG | 08/27/2019 | 09/01/2020 | COOPER AMBULATORY OFF-SITES |  |  |  | 0012589045 | COLLEEN TEGELER | Preventative Maintenance | Closed | Josh Harris | 12/28/2017 | 12/28/2017 | PERFORMANCE ASSURANCE AT INVENTORY | INVENTORIED DEVICE AND ENSURED DEVICE WAS FUNCTIONING PROPERLY. | 8B4B89F3-C352-4452-8F64-B9B3055276C6 | Labor | 12/28/2017 | 12/28/2017 | Josh Harris
|  | CAREFUSION | ALARIS 8100 | MODULE, INFUSION PUMP |  | VOORHEES SURGERY CENTER-HEM/ONC | 900 Centennial Blvd | Suite M |  | 12/28/2017 |  | 12/28/27 |  |  | NO | YES |  |  |  |  | CAREFUSION 10752984 15094740 |  |  | Active |  | 99:99:99:99:99:99 |  | High Risk | 1Y:00-MFG | 08/14/2019 | 09/01/2020 | COOPER AMBULATORY OFF-SITES |  |  | SUITE F | 0012589047 | MEGAN MCCAFFERTY | Performance Verification | Closed | Josh Harris | 12/28/2017 | 12/28/2017 | INCOMING INVENTORY | DEVICE INVENTORIED | B70235AE-95E4-4AAE-A5E0-85BAA26BD33A | Labor | 12/28/2017 | 12/28/2017 | Josh Harris
|  | CAREFUSION | ALARIS 8100 | MODULE, INFUSION PUMP |  | VOORHEES SURGERY CENTER-HEM/ONC | 900 Centennial Blvd | Suite M |  | 12/28/2017 |  | 12/28/27 |  |  | NO | YES |  |  |  |  | CAREFUSION 10752985 15098463 |  |  | Active |  | 99:99:99:99:99:99 |  | High Risk | 1Y:00-MFG | 08/14/2019 | 09/01/2020 | COOPER AMBULATORY OFF-SITES |  |  | SUITE F | 0012589050 | MEGAN MCCAFFERTY | Preventative Maintenance | Closed | Josh Harris | 12/28/2017 | 12/28/2017 | PERFORMANCE ASSURANCE AT INVENTORY | INVENTORIED DEVICE AND ENSURED DEVICE WAS FUNCTIONING PROPERLY. | 01536CB5-9F4E-4805-A702-8A2B409A6CD5 | Labor | 12/28/2017 | 12/28/2017 | Josh Harris
|  | CAREFUSION | ALARIS 8100 | MODULE, INFUSION PUMP |  | SPD | Kelemen |  |  | 01/03/2018 |  | 1/3/28 |  |  | NO | YES |  |  |  |  | CAREFUSION 10752969 15065031 |  |  | Active |  | 99:99:99:99:99:99 |  | High Risk | 1Y:00-MFG | 01/22/2019 | 02/01/2020 | COOPER UNIVERSITY HOSPITAL |  |  |  | 0012599322 | David Frye | Performance Verification | Closed | Josh Harris | 01/03/2018 | 01/03/2018 | INCOMING INVENTORY | DEVICE INVENTORIED | E7280E82-80CF-414E-A9AF-0F6F850D4C19 | Labor | 01/03/2018 | 01/03/2018 | Josh Harris
|  | CAREFUSION | ALARIS 8100 | MODULE, INFUSION PUMP |  | COOPER CANCER CENTER | MD Anderson Cancer Center |  |  | 01/03/2018 |  | 1/3/28 |  |  | NO | YES |  |  |  |  | CAREFUSION 10752970 15065040 |  |  | Active |  | 99:99:99:99:99:99 |  | High Risk | 1Y:00-MFG | 08/27/2019 | 09/01/2020 | COOPER AMBULATORY OFF-SITES |  |  |  | 0012599325 | COLLEEN TEGELER | Performance Verification | Closed | Josh Harris | 01/03/2018 | 01/03/2018 | INCOMING INVENTORY | DEVICE INVENTORIED | FB08AD00-D186-4BF2-BB28-5AF50F9F32A7 | Labor | 01/03/2018 | 01/03/2018 | Josh Harris
|  | CAREFUSION | ALARIS 8100 | MODULE, INFUSION PUMP |  | COOPER CANCER CENTER | MD Anderson Cancer Center |  |  | 01/03/2018 |  | 1/3/28 |  |  | NO | YES |  |  |  |  | CAREFUSION 10752968 15064891 |  |  | Active |  | 99:99:99:99:99:99 |  | High Risk | 1Y:00-MFG | 08/27/2019 | 09/01/2020 | COOPER AMBULATORY OFF-SITES |  |  |  | 0012599321 | COLLEEN TEGELER | Preventative Maintenance | Closed | Josh Harris | 01/03/2018 | 01/03/2018 | PERFORMANCE ASSURANCE AT INVENTORY | INVENTORIED DEVICE AND ENSURED DEVICE WAS FUNCTIONING PROPERLY. | BD62C69F-BDAE-4158-8AEC-91A85A44F293 | Labor | 01/02/2018 | 01/02/2018 | Josh Harris
|  | CAREFUSION | ALARIS 8100 | MODULE, INFUSION PUMP |  | WILLINGBORO HEMATOLOGY/ONCOLOGY | 1000 Salem Rd |  |  | 01/03/2018 |  | 1/3/28 |  |  | NO | YES |  |  |  |  | CAREFUSION 10752967 15065021 |  |  | Active |  | 99:99:99:99:99:99 |  | High Risk | 1Y:00-MFG | 09/17/2019 | 09/01/2020 | COOPER AMBULATORY OFF-SITES |  |  |  | 0012599318 | ANN DENTON | Performance Verification | Closed | Josh Harris | 01/03/2018 | 01/03/2018 | INCOMING INVENTORY | DEVICE INVENTORIED | 3D215CB9-94F4-4CA9-92D9-C8AAAF448CEB | Labor | 01/03/2018 | 01/03/2018 | Josh Harris
|  | CAREFUSION | ALARIS 8100 | MODULE, INFUSION PUMP |  | COOPER CANCER CENTER | MD Anderson Cancer Center |  |  | 01/03/2018 |  | 1/3/28 |  |  | NO | YES |  |  |  |  | CAREFUSION 10752966 15064901 |  |  | Active |  | 99:99:99:99:99:99 |  | High Risk | 1Y:00-MFG | 08/27/2019 | 09/01/2020 | COOPER AMBULATORY OFF-SITES |  |  |  | 0012599317 | COLLEEN TEGELER | Preventative Maintenance | Closed | Josh Harris | 01/03/2018 | 01/03/2018 | PERFORMANCE ASSURANCE AT INVENTORY | INVENTORIED DEVICE AND ENSURED DEVICE WAS FUNCTIONING PROPERLY. | F60EA5E2-FA78-4E8D-BA55-CC86B1920F8D | Labor | 01/02/2018 | 01/02/2018 | Josh Harris
|  | CAREFUSION | ALARIS 8100 | MODULE, INFUSION PUMP |  | VOORHEES SURGERY CENTER-OPERATING ROOM | 900 Centennial Blvd | Suite E |  | 01/03/2018 |  | 1/3/28 |  |  | NO | YES |  |  |  |  | CAREFUSION 10752965 15058918 |  |  | Active |  | 99:99:99:99:99:99 |  | High Risk | 1Y:00-MFG | 08/14/2019 | 09/01/2020 | COOPER AMBULATORY OFF-SITES |  |  | SUITE E | 0012599315 | JENNIFER BOMBARO | Preventative Maintenance | Closed | Josh Harris | 01/03/2018 | 01/03/2018 | PERFORMANCE ASSURANCE AT INVENTORY | INVENTORIED DEVICE AND ENSURED DEVICE WAS FUNCTIONING PROPERLY. | 098FC985-84BF-4CD5-B7CF-55389AC49774 | Labor | 01/02/2018 | 01/02/2018 | Josh Harris
|  | CAREFUSION | ALARIS 8100 | MODULE, INFUSION PUMP |  | COOPER CANCER CENTER | MD Anderson Cancer Center |  |  | 01/03/2018 |  | 1/3/28 |  |  | NO | YES |  |  |  |  | CAREFUSION 10752964 15057999 |  |  | Active |  | 99:99:99:99:99:99 |  | High Risk | 1Y:00-MFG | 08/27/2019 | 09/01/2020 | COOPER AMBULATORY OFF-SITES |  |  |  | 0012599309 | COLLEEN TEGELER | Performance Verification | Closed | Josh Harris | 01/03/2018 | 01/03/2018 | INCOMING INVENTORY | DEVICE INVENTORIED | 10250ACC-C252-4ACA-A3D3-9D46BF0E4157 | Labor | 01/03/2018 | 01/03/2018 | Josh Harris
|  | CAREFUSION | ALARIS 8100 | MODULE, INFUSION PUMP |  | WILLINGBORO HEMATOLOGY/ONCOLOGY | 1000 Salem Rd |  |  | 01/03/2018 |  | 1/3/28 |  |  | NO | YES |  |  |  |  | CAREFUSION 10752963 15058038 |  |  | Active |  | 99:99:99:99:99:99 |  | High Risk | 1Y:00-MFG | 09/17/2019 | 09/01/2020 | COOPER AMBULATORY OFF-SITES |  |  |  | 0012599307 | ANN DENTON | Performance Verification | Closed | Josh Harris | 01/03/2018 | 01/03/2018 | INCOMING INVENTORY | DEVICE INVENTORIED | 99AB13BC-7FCA-44C1-81F3-089AF938D4FE | Labor | 01/03/2018 | 01/03/2018 | Josh Harris
|  | CAREFUSION | ALARIS 8100 | MODULE, INFUSION PUMP |  | COOPER CANCER CENTER | MD Anderson Cancer Center |  |  | 01/03/2018 |  | 1/3/28 |  |  | NO | YES |  |  |  |  | CAREFUSION 10752962 15058005 |  |  | Active |  | 99:99:99:99:99:99 |  | High Risk | 1Y:00-MFG | 08/27/2019 | 09/01/2020 | COOPER AMBULATORY OFF-SITES |  |  |  | 0012599305 | COLLEEN TEGELER | Performance Verification | Closed | Josh Harris | 01/03/2018 | 01/03/2018 | INCOMING INVENTORY | DEVICE INVENTORIED | C2A96D2B-4865-4098-85D8-AF8EFA730A29 | Labor | 01/03/2018 | 01/03/2018 | Josh Harris
|  | CAREFUSION | ALARIS 8100 | MODULE, INFUSION PUMP |  | COOPER CANCER CENTER | MD Anderson Cancer Center |  |  | 01/03/2018 |  | 1/3/28 |  |  | NO | YES |  |  |  |  | CAREFUSION 10752961 15058916 |  |  | Active |  | 99:99:99:99:99:99 |  | High Risk | 1Y:00-MFG | 08/27/2019 | 09/01/2020 | COOPER AMBULATORY OFF-SITES |  |  |  | 0012599301 | COLLEEN TEGELER | Performance Verification | Closed | Josh Harris | 01/03/2018 | 01/03/2018 | INCOMING INVENTORY | DEVICE INVENTORIED | 7FC71E04-A2B7-47C3-9CEE-4FDD11E1C6B8 | Labor | 01/03/2018 | 01/03/2018 | Josh Harris
|  | CAREFUSION | ALARIS 8100 | MODULE, INFUSION PUMP |  | VOORHEES SURGERY CENTER-HEM/ONC | 900 Centennial Blvd | Suite M |  | 01/03/2018 |  | 1/3/28 |  |  | NO | YES |  |  |  |  | CAREFUSION 10752958 15065033 |  |  | Active |  | 99:99:99:99:99:99 |  | High Risk | 1Y:00-MFG | 08/14/2019 | 09/01/2020 | COOPER AMBULATORY OFF-SITES |  |  | SUITE F | 0012599290 | MEGAN MCCAFFERTY | Performance Verification | Closed | Josh Harris | 01/03/2018 | 01/03/2018 | INCOMING INVENTORY | DEVICE INVENTORIED | 72300CB3-2EC9-486A-9AC3-311C62485DDC | Labor | 01/03/2018 | 01/03/2018 | Josh Harris
|  | CAREFUSION | ALARIS 8100 | MODULE, INFUSION PUMP |  | VOORHEES SURGERY CENTER-OPERATING ROOM | 900 Centennial Blvd | Suite E |  | 01/03/2018 |  | 1/3/28 |  |  | NO | YES |  |  |  |  | CAREFUSION 10752959 15065060 |  |  | Active |  | 99:99:99:99:99:99 |  | High Risk | 1Y:00-MFG | 08/14/2019 | 09/01/2020 | COOPER AMBULATORY OFF-SITES |  |  | SUITE E | 0012599294 | JENNIFER BOMBARO | Performance Verification | Closed | Josh Harris | 01/03/2018 | 01/03/2018 | INCOMING INVENTORY | DEVICE INVENTORIED | C4E9D9C2-C87D-47B8-A8FA-414189447CAB | Labor | 01/03/2018 | 01/03/2018 | Josh Harris
|  | CAREFUSION | ALARIS 8100 | MODULE, INFUSION PUMP |  | COOPER CANCER CENTER | MD Anderson Cancer Center |  |  | 01/03/2018 |  | 1/3/28 |  |  | NO | YES |  |  |  |  | CAREFUSION 10752956 15064908 |  |  | Active |  | 99:99:99:99:99:99 |  | High Risk | 1Y:00-MFG | 08/27/2019 | 09/01/2020 | COOPER AMBULATORY OFF-SITES |  |  |  | 0012599284 | COLLEEN TEGELER | Performance Verification | Closed | Josh Harris | 01/03/2018 | 01/03/2018 | INCOMING INVENTORY | DEVICE INVENTORIED | 582C7D12-F3C1-4A3C-BE7F-36CB4CB513D1 | Labor | 01/03/2018 | 01/03/2018 | Josh Harris
|  | CAREFUSION | ALARIS 8100 | MODULE, INFUSION PUMP |  | VOORHEES SURGERY CENTER-HEM/ONC | 900 Centennial Blvd | Suite M |  | 01/03/2018 |  | 1/3/28 |  |  | NO | YES |  |  |  |  | CAREFUSION 10752957 15065057 |  |  | Active |  | 99:99:99:99:99:99 |  | High Risk | 1Y:00-MFG | 08/14/2019 | 09/01/2020 | COOPER AMBULATORY OFF-SITES |  |  | SUITE F | 0012599287 | MEGAN MCCAFFERTY | Performance Verification | Closed | Josh Harris | 01/03/2018 | 01/03/2018 | INCOMING INVENTORY | DEVICE INVENTORIED | A8F0D182-DD6F-4C46-8C66-A88641FB19BE | Labor | 01/03/2018 | 01/03/2018 | Josh Harris
|  | CAREFUSION | ALARIS 8100 | MODULE, INFUSION PUMP |  | VOORHEES SURGERY CENTER-HEM/ONC | 900 Centennial Blvd | Suite F |  | 01/03/2018 |  | 1/3/28 |  |  | NO | YES |  |  |  |  | CAREFUSION 10752954 15065043 |  |  | Active |  | 99:99:99:99:99:99 |  | High Risk | 1Y:00-MFG | 08/14/2019 | 09/01/2020 | COOPER AMBULATORY OFF-SITES |  |  | SUITE F | 0012599281 | MEGAN MCCAFFERTY | Preventative Maintenance | Closed | Josh Harris | 01/03/2018 | 01/03/2018 | PERFORMANCE ASSURANCE AT INVENTORY | INVENTORIED DEVICE AND ENSURED DEVICE WAS FUNCTIONING PROPERLY. | AE6EEF9D-F7DD-4673-8030-958805ECE75F | Labor | 01/02/2018 | 01/02/2018 | Josh Harris
|  | CAREFUSION | ALARIS 8100 | MODULE, INFUSION PUMP |  | VOORHEES SURGERY CENTER-HEM/ONC | 900 Centennial Blvd | Suite M |  | 01/03/2018 |  | 1/3/28 |  |  | NO | YES |  |  |  |  | CAREFUSION 10752955 15065110 |  |  | Active |  | 99:99:99:99:99:99 |  | High Risk | 1Y:00-MFG | 08/14/2019 | 09/01/2020 | COOPER AMBULATORY OFF-SITES |  |  | SUITE F | 0012599282 | MEGAN MCCAFFERTY | Performance Verification | Closed | Josh Harris | 01/03/2018 | 01/03/2018 | INCOMING INVENTORY | DEVICE INVENTORIED | AD5B4BA8-40D9-40A0-8CDD-C1F04754F1E9 | Labor | 01/03/2018 | 01/03/2018 | Josh Harris
|  | CAREFUSION | ALARIS 8100 | MODULE, INFUSION PUMP |  | COOPER CANCER CENTER | MD Anderson Cancer Center |  |  | 01/03/2018 |  | 1/3/28 |  |  | NO | YES |  |  |  |  | CAREFUSION 10752953 15065050 |  |  | Active |  | 99:99:99:99:99:99 |  | High Risk | 1Y:00-MFG | 08/27/2019 | 09/01/2020 | COOPER AMBULATORY OFF-SITES |  |  |  | 0012599277 | COLLEEN TEGELER | Performance Verification | Closed | Josh Harris | 01/03/2018 | 01/03/2018 | INCOMING INVENTORY | DEVICE INVENTORIED | C4D02A05-0B85-4658-98E2-4909E76A5513 | Labor | 01/03/2018 | 01/03/2018 | Josh Harris
|  | CAREFUSION | ALARIS 8100 | MODULE, INFUSION PUMP |  | SPD | Pavilion |  |  | 01/03/2018 |  | 1/3/28 |  |  | NO | YES |  |  |  |  | CAREFUSION 10752952 15065049 |  |  | Active |  | 99:99:99:99:99:99 |  | High Risk | 1Y:00-MFG | 01/31/2019 | 02/01/2020 | COOPER UNIVERSITY HOSPITAL |  |  |  | 0012599274 | David Frye | Performance Verification | Closed | Josh Harris | 01/03/2018 | 01/03/2018 | INCOMING INVENTORY | DEVICE INVENTORIED | 75DC9C70-5849-4239-A24A-9632271D97D2 | Labor | 01/03/2018 | 01/03/2018 | Josh Harris
|  | CAREFUSION | ALARIS 8100 | MODULE, INFUSION PUMP |  | COOPER CANCER CENTER | MD Anderson Cancer Center |  |  | 01/03/2018 |  | 1/3/28 |  |  | NO | YES |  |  |  |  | CAREFUSION 10752951 15064847 |  |  | Active |  | 99:99:99:99:99:99 |  | High Risk | 1Y:00-MFG | 08/27/2019 | 09/01/2020 | COOPER AMBULATORY OFF-SITES |  |  |  | 0012599272 | COLLEEN TEGELER | Performance Verification | Closed | Josh Harris | 01/03/2018 | 01/03/2018 | INCOMING INVENTORY | DEVICE INVENTORIED | 5D328F99-3933-4103-8040-4F254A40F9D6 | Labor | 01/03/2018 | 01/03/2018 | Josh Harris
|  | CAREFUSION | ALARIS 8100 | MODULE, INFUSION PUMP |  | VOORHEES SURGERY CENTER-HEM/ONC | 900 Centennial Blvd | Suite M |  | 01/03/2018 |  | 1/3/28 |  |  | NO | YES |  |  |  |  | CAREFUSION 10752950 15058081 |  |  | Active |  | 99:99:99:99:99:99 |  | High Risk | 1Y:00-MFG | 08/14/2019 | 09/01/2020 | COOPER AMBULATORY OFF-SITES |  |  | SUITE F | 0012599271 | MEGAN MCCAFFERTY | Preventative Maintenance | Closed | Josh Harris | 01/03/2018 | 01/03/2018 | PERFORMANCE ASSURANCE AT INVENTORY | INVENTORIED DEVICE AND ENSURED DEVICE WAS FUNCTIONING PROPERLY. | 43B9C88F-7A52-4810-AE6D-8AE89A130E7A | Labor | 01/02/2018 | 01/02/2018 | Josh Harris
|  | CAREFUSION | ALARIS 8100 | MODULE, INFUSION PUMP |  | COOPER CANCER CENTER | MD Anderson Cancer Center |  |  | 01/03/2018 |  | 1/3/28 |  |  | NO | YES |  |  |  |  | CAREFUSION 10752949 15058912 |  |  | Active |  | 99:99:99:99:99:99 |  | High Risk | 1Y:00-MFG | 08/27/2019 | 09/01/2020 | COOPER AMBULATORY OFF-SITES |  |  |  | 0012599269 | COLLEEN TEGELER | Preventative Maintenance | Closed | Josh Harris | 01/03/2018 | 01/03/2018 | PERFORMANCE ASSURANCE AT INVENTORY | INVENTORIED DEVICE AND ENSURED DEVICE WAS FUNCTIONING PROPERLY. | 8E725987-3AA7-468A-83A7-F7EB0D1619B1 | Labor | 01/02/2018 | 01/02/2018 | Josh Harris
|  | CAREFUSION | ALARIS 8100 | MODULE, INFUSION PUMP |  | COOPER CANCER CENTER | MD Anderson Cancer Center |  |  | 01/03/2018 |  | 1/3/28 |  |  | NO | YES |  |  |  |  | CAREFUSION 10752947 15058915 |  |  | Active |  | 99:99:99:99:99:99 |  | High Risk | 1Y:00-MFG | 08/27/2019 | 09/01/2020 | COOPER AMBULATORY OFF-SITES |  |  |  | 0012599264 | COLLEEN TEGELER | Performance Verification | Closed | Josh Harris | 01/03/2018 | 01/03/2018 | INCOMING INVENTORY | DEVICE INVENTORIED | B0D535D2-ECBE-4133-88AB-F91B21FF478C | Labor | 01/03/2018 | 01/03/2018 | Josh Harris
|  | CAREFUSION | ALARIS 8100 | MODULE, INFUSION PUMP |  | COOPER CANCER CENTER | MD Anderson Cancer Center |  |  | 01/03/2018 |  | 1/3/28 |  |  | NO | YES |  |  |  |  | CAREFUSION 10752948 15058050 |  |  | Active |  | 99:99:99:99:99:99 |  | High Risk | 1Y:00-MFG | 08/27/2019 | 09/01/2020 | COOPER AMBULATORY OFF-SITES |  |  |  | 0012599267 | COLLEEN TEGELER | Preventative Maintenance | Closed | Josh Harris | 01/03/2018 | 01/03/2018 | PERFORMANCE ASSURANCE AT INVENTORY | INVENTORIED DEVICE AND ENSURED DEVICE WAS FUNCTIONING PROPERLY. | C2ED4B92-0C8C-42F9-B530-564ED258E409 | Labor | 01/02/2018 | 01/02/2018 | Josh Harris
|  | CAREFUSION | ALARIS 8100 | MODULE, INFUSION PUMP |  | COOPER CANCER CENTER | MD Anderson Cancer Center |  |  | 01/03/2018 |  | 1/3/28 |  |  | NO | YES |  |  |  |  | CAREFUSION 10752945 15058930 |  |  | Active |  | 99:99:99:99:99:99 |  | High Risk | 1Y:00-MFG | 08/27/2019 | 09/01/2020 | COOPER AMBULATORY OFF-SITES |  |  |  | 0012599259 | COLLEEN TEGELER | Preventative Maintenance | Closed | Josh Harris | 01/03/2018 | 01/03/2018 | PERFORMANCE ASSURANCE AT INVENTORY | INVENTORIED DEVICE AND ENSURED DEVICE WAS FUNCTIONING PROPERLY. | 8CB1696C-6306-45D9-A6B7-BC7E32244236 | Labor | 01/02/2018 | 01/02/2018 | Josh Harris
|  | CAREFUSION | ALARIS 8100 | MODULE, INFUSION PUMP |  | VOORHEES SURGERY CENTER-OPERATING ROOM | 900 Centennial Blvd | Suite E |  | 01/03/2018 |  | 1/3/28 |  |  | NO | YES |  |  |  |  | CAREFUSION 10752944 15058944 |  |  | Active |  | 99:99:99:99:99:99 |  | High Risk | 1Y:00-MFG | 08/14/2019 | 09/01/2020 | COOPER AMBULATORY OFF-SITES |  |  | SUITE E | 0012599256 | JENNIFER BOMBARO | Preventative Maintenance | Closed | Josh Harris | 01/03/2018 | 01/03/2018 | PERFORMANCE ASSURANCE AT INVENTORY | INVENTORIED DEVICE AND ENSURED DEVICE WAS FUNCTIONING PROPERLY. | 320E6FB6-3E58-4928-BDFB-301E21029A7C | Labor | 01/02/2018 | 01/02/2018 | Josh Harris
|  | CAREFUSION | ALARIS 8100 | MODULE, INFUSION PUMP |  | VOORHEES SURGERY CENTER-HEM/ONC | 900 Centennial Blvd | Suite M |  | 01/03/2018 |  | 1/3/28 |  |  | NO | YES |  |  |  |  | CAREFUSION 10752943 15058970 |  |  | Active |  | 99:99:99:99:99:99 |  | High Risk | 1Y:00-MFG | 08/14/2019 | 09/01/2020 | COOPER AMBULATORY OFF-SITES |  |  | SUITE F | 0012599253 | MEGAN MCCAFFERTY | Performance Verification | Closed | Josh Harris | 01/03/2018 | 01/03/2018 | INCOMING INVENTORY | DEVICE INVENTORIED | 15F4D046-8578-434C-B8F1-B159A4BDEDD0 | Labor | 01/03/2018 | 01/03/2018 | Josh Harris
|  | CAREFUSION | ALARIS 8100 | MODULE, INFUSION PUMP |  | COOPER CANCER CENTER | MD Anderson Cancer Center |  |  | 01/03/2018 |  | 1/3/28 |  |  | NO | YES |  |  |  |  | CAREFUSION 10752942 15058950 |  |  | Active |  | 99:99:99:99:99:99 |  | High Risk | 1Y:00-MFG | 08/27/2019 | 09/01/2020 | COOPER AMBULATORY OFF-SITES |  |  |  | 0012599249 | COLLEEN TEGELER | Performance Verification | Closed | Josh Harris | 01/03/2018 | 01/03/2018 | INCOMING INVENTORY | DEVICE INVENTORIED | 916F5371-F1A3-4F68-80B1-95E3852FA18B | Labor | 01/03/2018 | 01/03/2018 | Josh Harris
|  | CAREFUSION | ALARIS 8100 | MODULE, INFUSION PUMP |  | COOPER CANCER CENTER | MD Anderson Cancer Center |  |  | 01/03/2018 |  | 1/3/28 |  |  | NO | YES |  |  |  |  | CAREFUSION 10752941 15058958 |  |  | Active |  | 99:99:99:99:99:99 |  | High Risk | 1Y:00-MFG | 08/27/2019 | 09/01/2020 | COOPER AMBULATORY OFF-SITES |  |  |  | 0012599248 | COLLEEN TEGELER | Preventative Maintenance | Closed | Josh Harris | 01/03/2018 | 01/03/2018 | PERFORMANCE ASSURANCE AT INVENTORY | INVENTORIED DEVICE AND ENSURED DEVICE WAS FUNCTIONING PROPERLY. | 5F70DCDF-1A77-4217-9299-69D99011822F | Labor | 01/02/2018 | 01/02/2018 | Josh Harris
|  | CAREFUSION | ALARIS 8100 | MODULE, INFUSION PUMP |  | COOPER CANCER CENTER | MD Anderson Cancer Center |  |  | 01/03/2018 |  | 1/3/28 |  |  | NO | YES |  |  |  |  | CAREFUSION 10752940 15058802 |  |  | Active |  | 99:99:99:99:99:99 |  | High Risk | 1Y:00-MFG | 08/26/2019 | 09/01/2020 | COOPER AMBULATORY OFF-SITES |  |  |  | 0012599242 | COLLEEN TEGELER | Preventative Maintenance | Closed | Josh Harris | 01/03/2018 | 01/03/2018 | PERFORMANCE ASSURANCE AT INVENTORY | INVENTORIED DEVICE AND ENSURED DEVICE WAS FUNCTIONING PROPERLY. | 561B671F-3D92-47C7-B22D-3217083F3BD3 | Labor | 01/02/2018 | 01/02/2018 | Josh Harris
|  | CAREFUSION | ALARIS 8100 | MODULE, INFUSION PUMP |  | VOORHEES SURGERY CENTER-HEM/ONC | 900 Centennial Blvd | Suite M |  | 01/03/2018 |  | 1/3/28 |  |  | NO | YES |  |  |  |  | CAREFUSION 10752938 15058804 |  |  | Active |  | 99:99:99:99:99:99 |  | High Risk | 1Y:00-MFG | 08/14/2019 | 09/01/2020 | COOPER AMBULATORY OFF-SITES |  |  | SUITE M | 0012599217 | MEGAN MCCAFFERTY | Performance Verification | Closed | Josh Harris | 01/03/2018 | 01/03/2018 | INCOMING INVENTORY | DEVICE INVENTORIED | 182535A2-BB78-427C-B023-EB21210298D5 | Labor | 01/03/2018 | 01/03/2018 | Josh Harris
|  | CAREFUSION | ALARIS 8100 | MODULE, INFUSION PUMP |  | COOPER CANCER CENTER | MD Anderson Cancer Center |  |  | 01/03/2018 |  | 1/3/28 |  |  | NO | YES |  |  |  |  | CAREFUSION 10752939 15058581 |  |  | Active |  | 99:99:99:99:99:99 |  | High Risk | 1Y:00-MFG | 08/26/2019 | 09/01/2020 | COOPER AMBULATORY OFF-SITES |  |  |  | 0012599239 | COLLEEN TEGELER | Performance Verification | Closed | Josh Harris | 01/03/2018 | 01/03/2018 | INCOMING INVENTORY | DEVICE INVENTORIED | BAB2257C-8095-40DF-81C0-32843C719FCE | Labor | 01/03/2018 | 01/03/2018 | Josh Harris
|  | CAREFUSION | ALARIS 8100 | MODULE, INFUSION PUMP |  | VOORHEES SURGERY CENTER-HEM/ONC | 900 Centennial | Suite F |  | 01/03/2018 |  | 1/3/28 |  |  | NO | YES |  |  |  |  | CAREFUSION 10752937 15058874 |  |  | Active |  | 99:99:99:99:99:99 |  | High Risk | 1Y:00-MFG | 08/14/2019 | 09/01/2020 | COOPER AMBULATORY OFF-SITES |  |  | SUITE M | 0012599210 | MEGAN MCCAFFERTY | Performance Verification | Closed | Josh Harris | 01/03/2018 | 01/03/2018 | INCOMING INVENTORY | DEVICE INVENTORIED | 0CFC45B2-F36D-4705-8C22-0DCC88A78895 | Labor | 01/03/2018 | 01/03/2018 | Josh Harris
|  | CAREFUSION | ALARIS 8100 | MODULE, INFUSION PUMP |  | COOPER CANCER CENTER | MD Anderson Cancer Center |  |  | 01/03/2018 |  | 1/3/28 |  |  | NO | YES |  |  |  |  | CAREFUSION 10752936 15054021 |  |  | Active |  | 99:99:99:99:99:99 |  | High Risk | 1Y:00-MFG | 08/26/2019 | 09/01/2020 | COOPER AMBULATORY OFF-SITES |  |  |  | 0012599208 | COLLEEN TEGELER | Preventative Maintenance | Closed | Josh Harris | 01/03/2018 | 01/03/2018 | PERFORMANCE ASSURANCE AT INVENTORY | INVENTORIED DEVICE AND ENSURED DEVICE WAS FUNCTIONING PROPERLY. | 46AB3DCA-F68B-47CF-A7CB-050C2EFFDE84 | Labor | 01/02/2018 | 01/02/2018 | Josh Harris
|  | CAREFUSION | ALARIS 8100 | MODULE, INFUSION PUMP |  | VOORHEES SURGERY CENTER-HEM/ONC | 900 Centennial Blvd | Suite F |  | 01/03/2018 |  | 1/3/28 |  |  | NO | YES |  |  |  |  | CAREFUSION 10752932 15064799 |  |  | Active |  | 99:99:99:99:99:99 |  | High Risk | 1Y:00-MFG | 08/14/2019 | 09/01/2020 | COOPER AMBULATORY OFF-SITES |  |  | SUITE M | 0012599196 | MEGAN MCCAFFERTY | Preventative Maintenance | Closed | Josh Harris | 01/03/2018 | 01/03/2018 | PERFORMANCE ASSURANCE AT INVENTORY | INVENTORIED DEVICE AND ENSURED DEVICE WAS FUNCTIONING PROPERLY. | 013D5465-5C02-41E1-AF8C-42EE2840C607 | Labor | 01/03/2018 | 01/03/2018 | Josh Harris
|  | CAREFUSION | ALARIS 8100 | MODULE, INFUSION PUMP |  | VOORHEES SURGERY CENTER-HEM/ONC | 900 Centennial Blvd | Suite F |  | 01/03/2018 |  | 1/3/28 |  |  | NO | YES |  |  |  |  | CAREFUSION 10752934 15065017 |  |  | Active |  | 99:99:99:99:99:99 |  | High Risk | 1Y:00-MFG | 08/14/2019 | 09/01/2020 | COOPER AMBULATORY OFF-SITES |  |  | SUITE M | 0012599202 | MEGAN MCCAFFERTY | Performance Verification | Closed | Josh Harris | 01/03/2018 | 01/03/2018 | INCOMING INVENTORY | DEVICE INVENTORIED | 58739222-1EEF-42EA-929C-A1139CE88A59 | Labor | 01/03/2018 | 01/03/2018 | Josh Harris
|  | CAREFUSION | ALARIS 8100 | MODULE, INFUSION PUMP |  | VOORHEES SURGERY CENTER-OPERATING ROOM | 900 Centennial Blvd | Suite E |  | 01/03/2018 |  | 1/3/28 |  |  | NO | YES |  |  |  |  | CAREFUSION 10752933 15064899 |  |  | Active |  | 99:99:99:99:99:99 |  | High Risk | 1Y:00-MFG | 08/14/2019 | 09/01/2020 | COOPER AMBULATORY OFF-SITES |  |  | SUITE E | 0012599200 | JENNIFER BOMBARO | Preventative Maintenance | Closed | Josh Harris | 01/03/2018 | 01/03/2018 | PERFORMANCE ASSURANCE AT INVENTORY | INVENTORIED DEVICE AND ENSURED DEVICE WAS FUNCTIONING PROPERLY. | 3C12FD1B-EFC4-485B-B25A-3B6051433226 | Labor | 01/03/2018 | 01/03/2018 | Josh Harris
|  | CAREFUSION | ALARIS 8100 | MODULE, INFUSION PUMP |  | COOPER CANCER CENTER | MD Anderson Cancer Center |  |  | 01/03/2018 |  | 1/3/28 |  |  | NO | YES |  |  |  |  | CAREFUSION 10752930 15058928 |  |  | Active |  | 99:99:99:99:99:99 |  | High Risk | 1Y:00-MFG | 08/26/2019 | 09/01/2020 | COOPER AMBULATORY OFF-SITES |  |  |  | 0012599191 | COLLEEN TEGELER | Performance Verification | Closed | Josh Harris | 01/03/2018 | 01/03/2018 | INCOMING INVENTORY | DEVICE INVENTORIED | D2EAE17F-CF28-4D6E-A87B-47C302814795 | Labor | 01/03/2018 | 01/03/2018 | Josh Harris
|  | CAREFUSION | ALARIS 8100 | MODULE, INFUSION PUMP |  | VOORHEES SURGERY CENTER-HEM/ONC | 900 Centennial Blvd | Suite M |  | 01/03/2018 |  | 1/3/28 |  |  | NO | YES |  |  |  |  | CAREFUSION 10752925 15059027 |  |  | Active |  | 99:99:99:99:99:99 |  | High Risk | 1Y:00-MFG | 08/14/2019 | 09/01/2020 | COOPER AMBULATORY OFF-SITES |  |  | SUITE F | 0012599177 | MEGAN MCCAFFERTY | Preventative Maintenance | Closed | Josh Harris | 01/03/2018 | 01/03/2018 | PERFORMANCE ASSURANCE AT INVENTORY | INVENTORIED DEVICE AND ENSURED DEVICE WAS FUNCTIONING PROPERLY. | B4ACC76B-3977-4622-82D6-E08A943A4333 | Labor | 01/03/2018 | 01/03/2018 | Josh Harris
|  | CAREFUSION | ALARIS 8100 | MODULE, INFUSION PUMP |  | VOORHEES SURGERY CENTER-HEM/ONC | 900 Cenntenial | Suite F |  | 01/03/2018 |  | 1/3/28 |  |  | NO | YES |  |  |  |  | CAREFUSION 10752928 15058919 |  |  | Active |  | 99:99:99:99:99:99 |  | High Risk | 1Y:00-MFG | 08/14/2019 | 09/01/2020 | COOPER AMBULATORY OFF-SITES |  |  | SUITE M | 0012599187 | MEGAN MCCAFFERTY | Preventative Maintenance | Closed | Josh Harris | 01/03/2018 | 01/03/2018 | PERFORMANCE ASSURANCE AT INVENTORY | INVENTORIED DEVICE AND ENSURED DEVICE WAS FUNCTIONING PROPERLY. | B0A463BE-1DB4-4D27-8760-E6FCA3B7C310 | Labor | 01/03/2018 | 01/03/2018 | Josh Harris
|  | CAREFUSION | ALARIS 8100 | MODULE, INFUSION PUMP |  | COOPER CANCER CENTER | MD Anderson Cancer Center |  |  | 01/03/2018 |  | 1/3/28 |  |  | NO | YES |  |  |  |  | CAREFUSION 10752927 15058929 |  |  | Active |  | 99:99:99:99:99:99 |  | High Risk | 1Y:00-MFG | 08/27/2019 | 09/01/2020 | COOPER AMBULATORY OFF-SITES |  |  |  | 0012599185 | COLLEEN TEGELER | Preventative Maintenance | Closed | Josh Harris | 01/03/2018 | 01/03/2018 | PERFORMANCE ASSURANCE AT INVENTORY | INVENTORIED DEVICE AND ENSURED DEVICE WAS FUNCTIONING PROPERLY. | 2A50250D-467F-44AE-B652-429091299F24 | Labor | 01/03/2018 | 01/03/2018 | Josh Harris
|  | CAREFUSION | ALARIS 8100 | MODULE, INFUSION PUMP |  | COOPER CANCER CENTER | MD Anderson Cancer Center |  |  | 01/03/2018 |  | 1/3/28 |  |  | NO | YES |  |  |  |  | CAREFUSION 10752924 15059010 |  |  | Active |  | 99:99:99:99:99:99 |  | High Risk | 1Y:00-MFG | 08/26/2019 | 09/01/2020 | COOPER AMBULATORY OFF-SITES |  |  |  | 0012599175 | COLLEEN TEGELER | Preventative Maintenance | Closed | Josh Harris | 01/03/2018 | 01/03/2018 | PERFORMANCE ASSURANCE AT INVENTORY | INVENTORIED DEVICE AND ENSURED DEVICE WAS FUNCTIONING PROPERLY. | 21609A3F-597C-4AAA-92FE-3D43E325D102 | Labor | 01/03/2018 | 01/03/2018 | Josh Harris
|  | CAREFUSION | ALARIS 8100 | MODULE, INFUSION PUMP |  | COOPER CANCER CENTER | MD Anderson Cancer Center |  |  | 01/03/2018 |  | 1/3/28 |  |  | NO | YES |  |  |  |  | CAREFUSION 10752917 15058751 |  |  | Active |  | 99:99:99:99:99:99 |  | High Risk | 1Y:00-MFG | 08/26/2019 | 09/01/2020 | COOPER AMBULATORY OFF-SITES |  |  |  | 0012599151 | COLLEEN TEGELER | Preventative Maintenance | Closed | Josh Harris | 01/03/2018 | 01/03/2018 | PERFORMANCE ASSURANCE AT INVENTORY | INVENTORIED DEVICE AND ENSURED DEVICE WAS FUNCTIONING PROPERLY. | FF9EE268-C226-421F-ABCE-AEF82368C591 | Labor | 01/03/2018 | 01/03/2018 | Josh Harris
|  | CAREFUSION | ALARIS 8100 | MODULE, INFUSION PUMP |  | COOPER CANCER CENTER | MD Anderson Cancer Center |  |  | 01/03/2018 |  | 1/3/28 |  |  | NO | YES |  |  |  |  | CAREFUSION 10752922 15059024 |  |  | Active |  | 99:99:99:99:99:99 |  | High Risk | 1Y:00-MFG | 08/26/2019 | 09/01/2020 | COOPER AMBULATORY OFF-SITES |  |  |  | 0012599166 | COLLEEN TEGELER | Performance Verification | Closed | Josh Harris | 01/03/2018 | 01/03/2018 | INCOMING INVENTORY | DEVICE INVENTORIED | A94CBA84-4922-4323-B141-E6A5A9D0661A | Labor | 01/03/2018 | 01/03/2018 | Josh Harris
|  | CAREFUSION | ALARIS 8100 | MODULE, INFUSION PUMP |  | WILLINGBORO HEMATOLOGY/ONCOLOGY | 1000 Salem Rd |  |  | 01/03/2018 |  | 1/3/28 |  |  | NO | YES |  |  |  |  | CAREFUSION 10752921 15059026 |  |  | Active |  | 99:99:99:99:99:99 |  | High Risk | 1Y:00-MFG | 09/17/2019 | 09/01/2020 | COOPER AMBULATORY OFF-SITES |  |  |  | 0012599165 | ANN DENTON | Preventative Maintenance | Closed | Josh Harris | 01/03/2018 | 01/03/2018 | PERFORMANCE ASSURANCE AT INVENTORY | INVENTORIED DEVICE AND ENSURED DEVICE WAS FUNCTIONING PROPERLY. | 9F61CDFE-8C60-4EB2-85D7-4CCACFC53855 | Labor | 01/03/2018 | 01/03/2018 | Josh Harris
|  | CAREFUSION | ALARIS 8100 | MODULE, INFUSION PUMP |  | WILLINGBORO HEMATOLOGY/ONCOLOGY | 1000 Salem Rd |  |  | 01/03/2018 |  | 1/3/28 |  |  | NO | YES |  |  |  |  | CAREFUSION 10752923 15059028 |  |  | Active |  | 99:99:99:99:99:99 |  | High Risk | 1Y:00-MFG | 09/17/2019 | 09/01/2020 | COOPER AMBULATORY OFF-SITES |  |  |  | 0012599172 | ANN DENTON | Performance Verification | Closed | Josh Harris | 01/03/2018 | 01/03/2018 | INCOMING INVENTORY | DEVICE INVENTORIED | B5C6BAE4-C4CF-4DEA-B6AE-3E4689C308F1 | Labor | 01/03/2018 | 01/03/2018 | Josh Harris
|  | CAREFUSION | ALARIS 8100 | MODULE, INFUSION PUMP |  | VOORHEES SURGERY CENTER-HEM/ONC | 900 Centennial Blvd | Suite M |  | 01/03/2018 |  | 1/3/28 |  |  | NO | YES |  |  |  |  | CAREFUSION 10752920 15058845 |  |  | Active |  | 99:99:99:99:99:99 |  | High Risk | 1Y:00-MFG | 08/14/2019 | 09/01/2020 | COOPER AMBULATORY OFF-SITES |  |  | SUITE F | 0012599163 | MEGAN MCCAFFERTY | Preventative Maintenance | Closed | Josh Harris | 01/03/2018 | 01/03/2018 | PERFORMANCE ASSURANCE AT INVENTORY | INVENTORIED DEVICE AND ENSURED DEVICE WAS FUNCTIONING PROPERLY. | 24BE7C1E-3BDD-4C41-8E11-902FEAD0C024 | Labor | 01/03/2018 | 01/03/2018 | Josh Harris
|  | CAREFUSION | ALARIS 8100 | MODULE, INFUSION PUMP |  | SPD | Kelemen |  |  | 01/03/2018 |  | 1/3/28 |  |  | NO | YES |  |  |  |  | CAREFUSION 10752919 15058849 |  |  | Active |  | 99:99:99:99:99:99 |  | High Risk | 1Y:00-MFG | 04/16/2019 | 02/01/2020 | COOPER UNIVERSITY HOSPITAL |  |  |  | 0012599157 | David Frye | Preventative Maintenance | Closed | Josh Harris | 01/03/2018 | 01/03/2018 | PERFORMANCE ASSURANCE AT INVENTORY | INVENTORIED DEVICE AND ENSURED DEVICE WAS FUNCTIONING PROPERLY. | 7F4725B4-2DBF-4B47-83DB-2C6F48EF5CB1 | Labor | 01/03/2018 | 01/03/2018 | Josh Harris
|  | CAREFUSION | ALARIS 8100 | MODULE, INFUSION PUMP |  | VOORHEES SURGERY CENTER-HEM/ONC | 900 Centennial | Suite F |  | 01/03/2018 |  | 1/3/28 |  |  | NO | YES |  |  |  |  | CAREFUSION 10752918 15058828 |  |  | Active |  | 99:99:99:99:99:99 |  | High Risk | 1Y:00-MFG | 08/14/2019 | 09/01/2020 | COOPER AMBULATORY OFF-SITES |  |  | SUITE F | 0012599154 | MEGAN MCCAFFERTY | Performance Verification | Closed | Josh Harris | 01/03/2018 | 01/03/2018 | INCOMING INVENTORY | DEVICE INVENTORIED | B96BC441-B234-4DE8-8EC9-8D7B0A21BEF0 | Labor | 01/03/2018 | 01/03/2018 | Josh Harris
|  | CAREFUSION | ALARIS 8100 | MODULE, INFUSION PUMP |  | VOORHEES SURGERY CENTER-HEM/ONC | 900 Centennial Blvd | Suite M |  | 01/03/2018 |  | 1/3/28 |  |  | NO | YES |  |  |  |  | CAREFUSION 10752916 15053987 |  |  | Active |  | 99:99:99:99:99:99 |  | High Risk | 1Y:00-MFG | 08/14/2019 | 09/01/2020 | COOPER AMBULATORY OFF-SITES |  |  | SUITE F | 0012599141 | MEGAN MCCAFFERTY | Performance Verification | Closed | Josh Harris | 01/03/2018 | 01/03/2018 | INCOMING INVENTORY | DEVICE INVENTORIED | 649F6C26-834A-43C4-8F77-E7A405857C33 | Labor | 01/03/2018 | 01/03/2018 | Josh Harris
|  | CAREFUSION | ALARIS 8100 | MODULE, INFUSION PUMP |  | VOORHEES SURGERY CENTER-HEM/ONC | 900 Centennial Blvd | Suite M |  | 01/03/2018 |  | 1/3/28 |  |  | NO | YES |  |  |  |  | CAREFUSION 10752915 15058830 |  |  | Active |  | 99:99:99:99:99:99 |  | High Risk | 1Y:00-MFG | 08/14/2019 | 09/01/2020 | COOPER AMBULATORY OFF-SITES |  |  | SUITE F | 0012599140 | MEGAN MCCAFFERTY | Preventative Maintenance | Closed | Josh Harris | 01/03/2018 | 01/03/2018 | PERFORMANCE ASSURANCE AT INVENTORY | INVENTORIED DEVICE AND ENSURED DEVICE WAS FUNCTIONING PROPERLY. | 01474B81-C898-4A54-A81A-1A7607AD1186 | Labor | 01/03/2018 | 01/03/2018 | Josh Harris
|  | CAREFUSION | ALARIS 8100 | MODULE, INFUSION PUMP |  | VOORHEES SURGERY CENTER-HEM/ONC | 900 Centennial Blvd | Suite M |  | 01/03/2018 |  | 1/3/28 |  |  | NO | YES |  |  |  |  | CAREFUSION 10752914 15058876 |  |  | Active |  | 99:99:99:99:99:99 |  | High Risk | 1Y:00-MFG | 08/14/2019 | 09/01/2020 | COOPER AMBULATORY OFF-SITES |  |  | SUITE M | 0012599135 | MEGAN MCCAFFERTY | Preventative Maintenance | Closed | Josh Harris | 01/03/2018 | 01/03/2018 | PERFORMANCE ASSURANCE AT INVENTORY | INVENTORIED DEVICE AND ENSURED DEVICE WAS FUNCTIONING PROPERLY. | 34ED8F79-CC2B-443E-9641-A74D3145ACCE | Labor | 01/03/2018 | 01/03/2018 | Josh Harris
|  | CAREFUSION | ALARIS 8100 | MODULE, INFUSION PUMP |  | COOPER CANCER CENTER | MD Anderson Cancer Center |  |  | 01/03/2018 |  | 1/3/28 |  |  | NO | YES |  |  |  |  | CAREFUSION 10752913 15058867 |  |  | Active |  | 99:99:99:99:99:99 |  | High Risk | 1Y:00-MFG | 08/26/2019 | 09/01/2020 | COOPER AMBULATORY OFF-SITES |  |  |  | 0012599133 | COLLEEN TEGELER | Preventative Maintenance | Closed | Josh Harris | 01/03/2018 | 01/03/2018 | PERFORMANCE ASSURANCE AT INVENTORY | INVENTORIED DEVICE AND ENSURED DEVICE WAS FUNCTIONING PROPERLY. | 56B86855-054A-4B15-93A0-25BAC9829A5E | Labor | 01/03/2018 | 01/03/2018 | Josh Harris
|  | CAREFUSION | ALARIS 8100 | MODULE, INFUSION PUMP |  | VOORHEES SURGERY CENTER-HEM/ONC | 900 Centennial Blvd | Suite M |  | 01/03/2018 |  | 1/3/28 |  |  | NO | YES |  |  |  |  | CAREFUSION 10752912 15058868 |  |  | Active |  | 99:99:99:99:99:99 |  | High Risk | 1Y:00-MFG | 08/14/2019 | 09/01/2020 | COOPER AMBULATORY OFF-SITES |  |  | SUITE F | 0012599130 | MEGAN MCCAFFERTY | Preventative Maintenance | Closed | Josh Harris | 01/03/2018 | 01/03/2018 | PERFORMANCE ASSURANCE AT INVENTORY | INVENTORIED DEVICE AND ENSURED DEVICE WAS FUNCTIONING PROPERLY. | 9EABF316-5502-43F7-ACA9-094C9552DB24 | Labor | 01/03/2018 | 01/03/2018 | Josh Harris
|  | CAREFUSION | ALARIS 8100 | MODULE, INFUSION PUMP |  | WILLINGBORO HEMATOLOGY/ONCOLOGY | 1000 Salem Rd |  |  | 01/03/2018 |  | 1/3/28 |  |  | NO | YES |  |  |  |  | CAREFUSION 10752911 15058003 |  |  | Active |  | 99:99:99:99:99:99 |  | High Risk | 1Y:00-MFG | 09/17/2019 | 09/01/2020 | COOPER AMBULATORY OFF-SITES |  |  |  | 0012599127 | ANN DENTON | Performance Verification | Closed | Josh Harris | 01/03/2018 | 01/03/2018 | INCOMING INVENTORY | DEVICE INVENTORIED | 589108B8-4A83-40FE-A3B4-E393BB4F4927 | Labor | 01/03/2018 | 01/03/2018 | Josh Harris
|  | CAREFUSION | ALARIS 8100 | MODULE, INFUSION PUMP |  | VOORHEES SURGERY CENTER-HEM/ONC | 900 Centennial Blvd | Suite M |  | 01/03/2018 |  | 1/3/28 |  |  | NO | YES |  |  |  |  | CAREFUSION 10752910 15058976 |  |  | Active |  | 99:99:99:99:99:99 |  | High Risk | 1Y:00-MFG | 08/14/2019 | 09/01/2020 | COOPER AMBULATORY OFF-SITES |  |  | SUITE F | 0012599126 | MEGAN MCCAFFERTY | Preventative Maintenance | Closed | Josh Harris | 01/03/2018 | 01/03/2018 | PERFORMANCE ASSURANCE AT INVENTORY | INVENTORIED DEVICE AND ENSURED DEVICE WAS FUNCTIONING PROPERLY. | 85F7110B-4FE4-4A88-A5C4-726A5EC9B2B8 | Labor | 01/03/2018 | 01/03/2018 | Josh Harris
|  | CAREFUSION | ALARIS 8100 | MODULE, INFUSION PUMP |  | COOPER CANCER CENTER | MD Anderson Cancer Center |  |  | 01/03/2018 |  | 1/3/28 |  |  | NO | YES |  |  |  |  | CAREFUSION 10752908 15058942 |  |  | Active |  | 99:99:99:99:99:99 |  | High Risk | 1Y:00-MFG | 08/26/2019 | 09/01/2020 | COOPER AMBULATORY OFF-SITES |  |  |  | 0012599121 | COLLEEN TEGELER | Performance Verification | Closed | Josh Harris | 01/03/2018 | 01/03/2018 | INCOMING INVENTORY | DEVICE INVENTORIED | 0B9EA792-AFEC-4F1D-9CCB-88A49FD6BD31 | Labor | 01/03/2018 | 01/03/2018 | Josh Harris
|  | CAREFUSION | ALARIS 8100 | MODULE, INFUSION PUMP |  | COOPER CANCER CENTER | MD Anderson Cancer Center |  |  | 01/03/2018 |  | 1/3/28 |  |  | NO | YES |  |  |  |  | CAREFUSION 10752909 15058939 |  |  | Active |  | 99:99:99:99:99:99 |  | High Risk | 1Y:00-MFG | 08/26/2019 | 09/01/2020 | COOPER AMBULATORY OFF-SITES |  |  |  | 0012599123 | COLLEEN TEGELER | Performance Verification | Closed | Josh Harris | 01/03/2018 | 01/03/2018 | INCOMING INVENTORY | DEVICE INVENTORIED | 6ACC408A-CBC1-4FD5-A0DD-468E617AC02A | Labor | 01/03/2018 | 01/03/2018 | Josh Harris
|  | CAREFUSION | ALARIS 8100 | MODULE, INFUSION PUMP |  | VOORHEES SURGERY CENTER-HEM/ONC | 900 Centennial Blvd | Suite M |  | 01/03/2018 |  | 1/3/28 |  |  | NO | YES |  |  |  |  | CAREFUSION 10752906 15058961 |  |  | Active |  | 99:99:99:99:99:99 |  | High Risk | 1Y:00-MFG | 08/14/2019 | 09/01/2020 | COOPER AMBULATORY OFF-SITES |  |  | SUITE M | 0012599118 | MEGAN MCCAFFERTY | Preventative Maintenance | Closed | Josh Harris | 01/03/2018 | 01/03/2018 | PERFORMANCE ASSURANCE AT INVENTORY | INVENTORIED DEVICE AND ENSURED DEVICE WAS FUNCTIONING PROPERLY. | D1D69595-942F-4917-9C36-1B442DE52ED0 | Labor | 01/03/2018 | 01/03/2018 | Josh Harris
|  | CAREFUSION | ALARIS 8100 | MODULE, INFUSION PUMP |  | VOORHEES SURGERY CENTER-OPERATING ROOM | 900 Centennial Blvd | Suite E |  | 01/03/2018 |  | 1/3/28 |  |  | NO | YES |  |  |  |  | CAREFUSION 10752907 15058925 |  |  | Active |  | 99:99:99:99:99:99 |  | High Risk | 1Y:00-MFG | 08/14/2019 | 09/01/2020 | COOPER AMBULATORY OFF-SITES |  |  | SUITE E | 0012599120 | JENNIFER BOMBARO | Preventative Maintenance | Closed | Josh Harris | 01/03/2018 | 01/03/2018 | PERFORMANCE ASSURANCE AT INVENTORY | INVENTORIED DEVICE AND ENSURED DEVICE WAS FUNCTIONING PROPERLY. | 6DC6ED7E-D0AC-43AC-8E78-D94149358797 | Labor | 01/03/2018 | 01/03/2018 | Josh Harris
|  | CAREFUSION | ALARIS 8100 | MODULE, INFUSION PUMP |  | COOPER CANCER CENTER | MD Anderson Cancer Center |  |  | 01/03/2018 |  | 1/3/28 |  |  | NO | YES |  |  |  |  | CAREFUSION 10752903 15053490 |  |  | Active |  | 99:99:99:99:99:99 |  | High Risk | 1Y:00-MFG | 08/26/2019 | 09/01/2020 | COOPER AMBULATORY OFF-SITES |  |  |  | 0012599111 | COLLEEN TEGELER | Performance Verification | Closed | Josh Harris | 01/03/2018 | 01/03/2018 | INCOMING INVENTORY | DEVICE INVENTORIED | 7309B0CA-AEAA-41D4-BD12-3F2560CA78CB | Labor | 01/03/2018 | 01/03/2018 | Josh Harris
|  | CAREFUSION | ALARIS 8100 | MODULE, INFUSION PUMP |  | COOPER CANCER CENTER | MD Anderson Cancer Center |  |  | 01/03/2018 |  | 1/3/28 |  |  | NO | YES |  |  |  |  | CAREFUSION 10752904 15053241 |  |  | Active |  | 99:99:99:99:99:99 |  | High Risk | 1Y:00-MFG | 08/26/2019 | 09/01/2020 | COOPER AMBULATORY OFF-SITES |  |  |  | 0012599113 | COLLEEN TEGELER | Performance Verification | Closed | Josh Harris | 01/03/2018 | 01/03/2018 | INCOMING INVENTORY | DEVICE INVENTORIED | 4658EA97-923C-4A6B-84A6-AA5D7AB2EAD2 | Labor | 01/03/2018 | 01/03/2018 | Josh Harris
|  | CAREFUSION | ALARIS 8100 | MODULE, INFUSION PUMP |  | COOPER CANCER CENTER | MD Anderson Cancer Center |  |  | 01/03/2018 |  | 1/3/28 |  |  | NO | YES |  |  |  |  | CAREFUSION 10752905 15052976 |  |  | Active |  | 99:99:99:99:99:99 |  | High Risk | 1Y:00-MFG | 08/26/2019 | 09/01/2020 | COOPER AMBULATORY OFF-SITES |  |  |  | 0012599115 | COLLEEN TEGELER | Performance Verification | Closed | Josh Harris | 01/03/2018 | 01/03/2018 | INCOMING INVENTORY | DEVICE INVENTORIED | E6A0D34A-9A44-4F30-84C7-7986A7010CF6 | Labor | 01/03/2018 | 01/03/2018 | Josh Harris
|  | CAREFUSION | ALARIS 8100 | MODULE, INFUSION PUMP |  | SPD | Pavilion |  |  | 01/03/2018 |  | 1/3/28 |  |  | NO | YES |  |  |  |  | CAREFUSION 10752902 15053233 |  |  | Active |  | 99:99:99:99:99:99 |  | High Risk | 1Y:00-MFG | 02/27/2019 | 02/01/2020 | COOPER UNIVERSITY HOSPITAL |  |  |  | 0012599110 | David Frye | Preventative Maintenance | Closed | Josh Harris | 01/03/2018 | 01/03/2018 | PERFORMANCE ASSURANCE AT INVENTORY | INVENTORIED DEVICE AND ENSURED DEVICE WAS FUNCTIONING PROPERLY. | DA5B106E-7D13-455B-A048-9489033706EE | Labor | 01/03/2018 | 01/03/2018 | Josh Harris
|  | CAREFUSION | ALARIS 8100 | MODULE, INFUSION PUMP |  | VOORHEES SURGERY CENTER-HEM/ONC | 900 Centennial Blvd | Suite M |  | 01/03/2018 |  | 1/3/28 |  |  | NO | YES |  |  |  |  | CAREFUSION 10752901 15053482 |  |  | Active |  | 99:99:99:99:99:99 |  | High Risk | 1Y:00-MFG | 08/14/2019 | 09/01/2020 | COOPER AMBULATORY OFF-SITES |  |  | SUITE F | 0012599107 | MEGAN MCCAFFERTY | Performance Verification | Closed | Josh Harris | 01/03/2018 | 01/03/2018 | INCOMING INVENTORY | DEVICE INVENTORIED | BD30CB24-8627-4329-ACE7-B62573426C36 | Labor | 01/03/2018 | 01/03/2018 | Josh Harris
|  | CAREFUSION | ALARIS 8100 | MODULE, INFUSION PUMP |  | COOPER CANCER CENTER | MD Anderson Cancer Center |  |  | 01/03/2018 |  | 1/3/28 |  |  | NO | YES |  |  |  |  | CAREFUSION 10752899 15059021 |  |  | Active |  | 99:99:99:99:99:99 |  | High Risk | 1Y:00-MFG | 08/26/2019 | 09/01/2020 | COOPER AMBULATORY OFF-SITES |  |  |  | 0012599104 | COLLEEN TEGELER | Performance Verification | Closed | Josh Harris | 01/03/2018 | 01/03/2018 | INCOMING INVENTORY | DEVICE INVENTORIED | 7D8D8785-5B04-4888-8111-FAC8A139B6B0 | Labor | 01/03/2018 | 01/03/2018 | Josh Harris
|  | CAREFUSION | ALARIS 8100 | MODULE, INFUSION PUMP |  | COOPER CANCER CENTER | MD Anderson Cancer Center |  |  | 01/03/2018 |  | 1/3/28 |  |  | NO | YES |  |  |  |  | CAREFUSION 10752900 15059030 |  |  | Active |  | 99:99:99:99:99:99 |  | High Risk | 1Y:00-MFG | 08/26/2019 | 09/01/2020 | COOPER AMBULATORY OFF-SITES |  |  |  | 0012602791 | COLLEEN TEGELER | Performance Verification | Closed | Josh Harris | 01/04/2018 | 01/04/2018 | INCOMING INVENTORY | DEVICE INVENTORIED | 2D2CE8B6-F57F-49DA-82F4-AA876C51EE99 | Labor | 01/04/2018 | 01/04/2018 | Josh Harris
|  | CAREFUSION | ALARIS 8100 | MODULE, INFUSION PUMP |  | VOORHEES SURGERY CENTER-HEM/ONC | 900 Centennial Blvd | Suite M |  | 01/03/2018 |  | 1/3/28 |  |  | NO | YES |  |  |  |  | CAREFUSION 10752898 15058881 |  |  | Active |  | 99:99:99:99:99:99 |  | High Risk | 1Y:00-MFG | 08/14/2019 | 09/01/2020 | COOPER AMBULATORY OFF-SITES |  |  | SUITE F | 0012599101 | MEGAN MCCAFFERTY | Performance Verification | Closed | Josh Harris | 01/03/2018 | 01/03/2018 | INCOMING INVENTORY | DEVICE INVENTORIED | 5DFB9E99-A703-48C4-B721-2CC68AC81450 | Labor | 01/03/2018 | 01/03/2018 | Josh Harris
|  | CAREFUSION | ALARIS 8100 | MODULE, INFUSION PUMP |  | COOPER CANCER CENTER | MD Anderson Cancer Center |  |  | 01/03/2018 |  | 1/3/28 |  |  | NO | YES |  |  |  |  | CAREFUSION 10752897 15059018 |  |  | Active |  | 99:99:99:99:99:99 |  | High Risk | 1Y:00-MFG | 08/26/2019 | 09/01/2020 | COOPER AMBULATORY OFF-SITES |  |  |  | 0012599099 | COLLEEN TEGELER | Preventative Maintenance | Closed | Josh Harris | 01/03/2018 | 01/03/2018 | PERFORMANCE ASSURANCE AT INVENTORY | INVENTORIED DEVICE AND ENSURED DEVICE WAS FUNCTIONING PROPERLY. | 65CDA808-CF07-441B-9897-192311EBE41B | Labor | 01/03/2018 | 01/03/2018 | Josh Harris
|  | CAREFUSION | ALARIS 8100 | MODULE, INFUSION PUMP |  | VOORHEES SURGERY CENTER-OPERATING ROOM | 900 Centennial Blvd | Suite E |  | 01/03/2018 |  | 1/3/28 |  |  | NO | YES |  |  |  |  | CAREFUSION 10752894 15059022 |  |  | Active |  | 99:99:99:99:99:99 |  | High Risk | 1Y:00-MFG | 08/14/2019 | 09/01/2020 | COOPER AMBULATORY OFF-SITES |  |  | SUITE E | 0012599091 | JENNIFER BOMBARO | Preventative Maintenance | Closed | Josh Harris | 01/03/2018 | 01/03/2018 | PERFORMANCE ASSURANCE AT INVENTORY | INVENTORIED DEVICE AND ENSURED DEVICE WAS FUNCTIONING PROPERLY. | 91033DEB-4519-4148-8643-866F18E0BEB8 | Labor | 01/03/2018 | 01/03/2018 | Josh Harris
|  | CAREFUSION | ALARIS 8100 | MODULE, INFUSION PUMP |  | WILLINGBORO HEMATOLOGY/ONCOLOGY | 1000 Salem Rd |  |  | 01/03/2018 |  | 1/3/28 |  |  | NO | YES |  |  |  |  | CAREFUSION 10752896 15058956 |  |  | Active |  | 99:99:99:99:99:99 |  | High Risk | 1Y:00-MFG | 09/17/2019 | 09/01/2020 | COOPER AMBULATORY OFF-SITES |  |  |  | 0012599097 | ANN DENTON | Preventative Maintenance | Closed | Josh Harris | 01/03/2018 | 01/03/2018 | PERFORMANCE ASSURANCE AT INVENTORY | INVENTORIED DEVICE AND ENSURED DEVICE WAS FUNCTIONING PROPERLY. | AAE5C715-0CCD-4C69-8955-BFC4B6289B74 | Labor | 01/03/2018 | 01/03/2018 | Josh Harris
|  | CAREFUSION | ALARIS 8100 | MODULE, INFUSION PUMP |  | VOORHEES SURGERY CENTER-HEM/ONC | 900 Centennial Blvd | Suite M |  | 01/03/2018 |  | 1/3/28 |  |  | NO | YES |  |  |  |  | CAREFUSION 10752895 15058936 |  |  | Active |  | 99:99:99:99:99:99 |  | High Risk | 1Y:00-MFG | 08/14/2019 | 09/01/2020 | COOPER AMBULATORY OFF-SITES |  |  | SUITE M | 0012599092 | MEGAN MCCAFFERTY | Performance Verification | Closed | Josh Harris | 01/03/2018 | 01/03/2018 | INCOMING INVENTORY | DEVICE INVENTORIED | 7B601BE3-2D84-40CD-8235-60CB76A0D989 | Labor | 01/03/2018 | 01/03/2018 | Josh Harris
|  | CAREFUSION | ALARIS 8100 | MODULE, INFUSION PUMP |  | COOPER CANCER CENTER | MD Anderson Cancer Center |  |  | 01/03/2018 |  | 1/3/28 |  |  | NO | YES |  |  |  |  | CAREFUSION 10752892 15059016 |  |  | Active |  | 99:99:99:99:99:99 |  | High Risk | 1Y:00-MFG | 08/26/2019 | 09/01/2020 | COOPER AMBULATORY OFF-SITES |  |  |  | 0012599087 | COLLEEN TEGELER | Preventative Maintenance | Closed | Josh Harris | 01/03/2018 | 01/03/2018 | PERFORMANCE ASSURANCE AT INVENTORY | INVENTORIED DEVICE AND ENSURED DEVICE WAS FUNCTIONING PROPERLY. | 73CD21F4-8833-468D-B91E-74B869527F09 | Labor | 01/03/2018 | 01/03/2018 | Josh Harris
|  | CAREFUSION | ALARIS 8100 | MODULE, INFUSION PUMP |  | COOPER CANCER CENTER | MD Anderson Cancer Center |  |  | 01/03/2018 |  | 1/3/28 |  |  | NO | YES |  |  |  |  | CAREFUSION 10752890 15065022 |  |  | Active |  | 99:99:99:99:99:99 |  | High Risk | 1Y:00-MFG | 08/27/2019 | 09/01/2020 | COOPER AMBULATORY OFF-SITES |  |  |  | 0012599080 | COLLEEN TEGELER | Performance Verification | Closed | Josh Harris | 01/03/2018 | 01/03/2018 | INCOMING INVENTORY | DEVICE INVENTORIED | 4D5822F5-4774-44E5-B906-94DA66C2EA7A | Labor | 01/03/2018 | 01/03/2018 | Josh Harris
|  | CAREFUSION | ALARIS 8100 | MODULE, INFUSION PUMP |  | COOPER CANCER CENTER | MD Anderson Cancer Center |  |  | 01/03/2018 |  | 1/3/28 |  |  | NO | YES |  |  |  |  | CAREFUSION 10752891 15059017 |  |  | Active |  | 99:99:99:99:99:99 |  | High Risk | 1Y:00-MFG | 08/26/2019 | 09/01/2020 | COOPER AMBULATORY OFF-SITES |  |  |  | 0012599082 | COLLEEN TEGELER | Performance Verification | Closed | Josh Harris | 01/03/2018 | 01/03/2018 | INCOMING INVENTORY | DEVICE INVENTORIED | 92E4DFEB-0E36-408C-B129-0E8B536ECC13 | Labor | 01/03/2018 | 01/03/2018 | Josh Harris
|  | CAREFUSION | ALARIS 8100 | MODULE, INFUSION PUMP |  | VOORHEES SURGERY CENTER-OPERATING ROOM | 900 Centennial Blvd | Suite E |  | 01/03/2018 |  | 1/3/28 |  |  | NO | YES |  |  |  |  | CAREFUSION 10752889 15064819 |  |  | Active |  | 99:99:99:99:99:99 |  | High Risk | 1Y:00-MFG | 08/14/2019 | 09/01/2020 | COOPER AMBULATORY OFF-SITES |  |  | SUITE E | 0012599078 | JENNIFER BOMBARO | Preventative Maintenance | Closed | Josh Harris | 01/03/2018 | 01/03/2018 | PERFORMANCE ASSURANCE AT INVENTORY | INVENTORIED DEVICE AND ENSURED DEVICE WAS FUNCTIONING PROPERLY. | 104752B8-6119-40CB-B23C-1F8C8154F3F4 | Labor | 01/03/2018 | 01/03/2018 | Josh Harris
|  | CAREFUSION | ALARIS 8100 | MODULE, INFUSION PUMP |  | VOORHEES SURGERY CENTER-HEM/ONC | 900 Centennial Blvd | Suite F |  | 01/03/2018 |  | 1/3/28 |  |  | NO | YES |  |  |  |  | CAREFUSION 10752887 15064904 |  |  | Active |  | 99:99:99:99:99:99 |  | High Risk | 1Y:00-MFG | 08/14/2019 | 09/01/2020 | COOPER AMBULATORY OFF-SITES |  |  | SUITE F | 0012599071 | MEGAN MCCAFFERTY | Performance Verification | Closed | Josh Harris | 01/03/2018 | 01/03/2018 | INCOMING INVENTORY | DEVICE INVENTORIED | 90662592-B240-4E53-8D0E-A405FB9FFED8 | Labor | 01/03/2018 | 01/03/2018 | Josh Harris
|  | CAREFUSION | ALARIS 8100 | MODULE, INFUSION PUMP |  | VOORHEES SURGERY CENTER-HEM/ONC | 900 Centennial Blvd | Suite M |  | 01/03/2018 |  | 1/3/28 |  |  | NO | YES |  |  |  |  | CAREFUSION 10752888 15064916 |  |  | Active |  | 99:99:99:99:99:99 |  | High Risk | 1Y:00-MFG | 08/14/2019 | 09/01/2020 | COOPER AMBULATORY OFF-SITES |  |  | SUITE F | 0012599073 | MEGAN MCCAFFERTY | Performance Verification | Closed | Josh Harris | 01/03/2018 | 01/03/2018 | INCOMING INVENTORY | DEVICE INVENTORIED | E4145379-64A1-4BF1-B5DA-A73299E76539 | Labor | 01/03/2018 | 01/03/2018 | Josh Harris
|  | CAREFUSION | ALARIS 8100 | MODULE, INFUSION PUMP |  | COOPER CANCER CENTER | MD Anderson Cancer Center |  |  | 01/03/2018 |  | 1/3/28 |  |  | NO | YES |  |  |  |  | CAREFUSION 10752884 15058971 |  |  | Active |  | 99:99:99:99:99:99 |  | High Risk | 1Y:00-MFG | 08/26/2019 | 09/01/2020 | COOPER AMBULATORY OFF-SITES |  |  |  | 0012599063 | COLLEEN TEGELER | Performance Verification | Closed | Josh Harris | 01/03/2018 | 01/03/2018 | INCOMING INVENTORY | DEVICE INVENTORIED | 0B5D9E39-7264-49EF-AF8B-44F981B1AF93 | Labor | 01/03/2018 | 01/03/2018 | Josh Harris
|  | CAREFUSION | ALARIS 8100 | MODULE, INFUSION PUMP |  | VOORHEES SURGERY CENTER-HEM/ONC | 900 Centennial Blvd | Suite F |  | 01/03/2018 |  | 1/3/28 |  |  | NO | YES |  |  |  |  | CAREFUSION 10752886 15065027 |  |  | Active |  | 99:99:99:99:99:99 |  | High Risk | 1Y:00-MFG | 08/14/2019 | 09/01/2020 | COOPER AMBULATORY OFF-SITES |  |  | SUITE M | 0012599067 | MEGAN MCCAFFERTY | Performance Verification | Closed | Josh Harris | 01/03/2018 | 01/03/2018 | INCOMING INVENTORY | DEVICE INVENTORIED | F6B6BD58-68CF-43EB-B34D-17CF38D489B5 | Labor | 01/03/2018 | 01/03/2018 | Josh Harris
|  | CAREFUSION | ALARIS 8100 | MODULE, INFUSION PUMP |  | COOPER CANCER CENTER | MD Anderson Cancer Center |  |  | 01/03/2018 |  | 1/3/28 |  |  | NO | YES |  |  |  |  | CAREFUSION 10752885 15058935 |  |  | Active |  | 99:99:99:99:99:99 |  | High Risk | 1Y:00-MFG | 08/26/2019 | 09/01/2020 | COOPER AMBULATORY OFF-SITES |  |  |  | 0012599066 | COLLEEN TEGELER | Preventative Maintenance | Closed | Josh Harris | 01/03/2018 | 01/03/2018 | PERFORMANCE ASSURANCE AT INVENTORY | INVENTORIED DEVICE AND ENSURED DEVICE WAS FUNCTIONING PROPERLY. | D14BB990-FF4A-4ECC-A740-FDE7C6E204AB | Labor | 01/03/2018 | 01/03/2018 | Josh Harris
|  | CAREFUSION | ALARIS 8100 | MODULE, INFUSION PUMP |  | VOORHEES SURGERY CENTER-HEM/ONC | 900 Centennial Blvd | Suite M |  | 01/03/2018 |  | 1/3/28 |  |  | NO | YES |  |  |  |  | CAREFUSION 10752881 15058933 |  |  | Active |  | 99:99:99:99:99:99 |  | High Risk | 1Y:00-MFG | 08/14/2019 | 09/01/2020 | COOPER AMBULATORY OFF-SITES |  |  | SUITE F | 0012599056 | MEGAN MCCAFFERTY | Preventative Maintenance | Closed | Josh Harris | 01/03/2018 | 01/03/2018 | PERFORMANCE ASSURANCE AT INVENTORY | INVENTORIED DEVICE AND ENSURED DEVICE WAS FUNCTIONING PROPERLY. | 11F59075-8514-4167-9856-156035C48FF4 | Labor | 01/03/2018 | 01/03/2018 | Josh Harris
|  | CAREFUSION | ALARIS 8100 | MODULE, INFUSION PUMP |  | VOORHEES SURGERY CENTER-OPERATING ROOM | 900 Centennial Blvd | Suite E |  | 01/03/2018 |  | 1/3/28 |  |  | NO | YES |  |  |  |  | CAREFUSION 10752882 15058931 |  |  | Active |  | 99:99:99:99:99:99 |  | High Risk | 1Y:00-MFG | 08/14/2019 | 09/01/2020 | COOPER AMBULATORY OFF-SITES |  |  | SUITE E | 0012599057 | JENNIFER BOMBARO | Performance Verification | Closed | Josh Harris | 01/03/2018 | 01/03/2018 | INCOMING INVENTORY | DEVICE INVENTORIED | 8E2961C6-6024-4781-8EA3-FFAF17F79AB7 | Labor | 01/03/2018 | 01/03/2018 | Josh Harris
|  | CAREFUSION | ALARIS 8100 | MODULE, INFUSION PUMP |  | COOPER CANCER CENTER | MD Anderson Cancer Center |  |  | 01/03/2018 |  | 1/3/28 |  |  | NO | YES |  |  |  |  | CAREFUSION 10752883 15058967 |  |  | Active |  | 99:99:99:99:99:99 |  | High Risk | 1Y:00-MFG | 08/26/2019 | 09/01/2020 | COOPER AMBULATORY OFF-SITES |  |  |  | 0012599060 | COLLEEN TEGELER | Preventative Maintenance | Closed | Josh Harris | 01/03/2018 | 01/03/2018 | PERFORMANCE ASSURANCE AT INVENTORY | INVENTORIED DEVICE AND ENSURED DEVICE WAS FUNCTIONING PROPERLY. | 3FA4C182-919D-41B1-AA48-BCE02B1613AF | Labor | 01/03/2018 | 01/03/2018 | Josh Harris
|  | CAREFUSION | ALARIS 8100 | MODULE, INFUSION PUMP |  | COOPER CANCER CENTER | MD Anderson Cancer Center |  |  | 01/03/2018 |  | 1/3/28 |  |  | NO | YES |  |  |  |  | CAREFUSION 10752880 15058910 |  |  | Active |  | 99:99:99:99:99:99 |  | High Risk | 1Y:00-MFG | 08/26/2019 | 09/01/2020 | COOPER AMBULATORY OFF-SITES |  |  |  | 0012599019 | COLLEEN TEGELER | Performance Verification | Closed | Josh Harris | 01/03/2018 | 01/03/2018 | INCOMING INVENTORY | DEVICE INVENTORIED | 5640D510-6F30-43B3-BA37-3A37E4BF4AE3 | Labor | 01/03/2018 | 01/03/2018 | Josh Harris
|  | CAREFUSION | ALARIS 8100 | MODULE, INFUSION PUMP |  | WILLINGBORO HEMATOLOGY/ONCOLOGY | 1000 Salem Rd |  |  | 01/03/2018 |  | 1/3/28 |  |  | NO | YES |  |  |  |  | CAREFUSION 10752879 15058920 |  |  | Active |  | 99:99:99:99:99:99 |  | High Risk | 1Y:00-MFG | 09/17/2019 | 09/01/2020 | COOPER AMBULATORY OFF-SITES |  |  |  | 0012599015 | ANN DENTON | Performance Verification | Closed | Josh Harris | 01/03/2018 | 01/03/2018 | INCOMING INVENTORY | DEVICE INVENTORIED | E933900B-BAE6-4BF0-8AE7-16EB3E08441C | Labor | 01/03/2018 | 01/03/2018 | Josh Harris
|  | CAREFUSION | ALARIS 8100 | MODULE, INFUSION PUMP |  | VOORHEES SURGERY CENTER-HEM/ONC | 900 Centennial Blvd | Suite F |  | 01/03/2018 |  | 1/3/28 |  |  | NO | YES |  |  |  |  | CAREFUSION 10752878 15058913 |  |  | Active |  | 99:99:99:99:99:99 |  | High Risk | 1Y:00-MFG | 08/14/2019 | 09/01/2020 | COOPER AMBULATORY OFF-SITES |  |  | SUITE M | 0012599013 | MEGAN MCCAFFERTY | Performance Verification | Closed | Josh Harris | 01/03/2018 | 01/03/2018 | INCOMING INVENTORY | DEVICE INVENTORIED | 0FB157AF-B1A6-4ED3-A806-5BC5207CAB89 | Labor | 01/03/2018 | 01/03/2018 | Josh Harris
|  | CAREFUSION | ALARIS 8100 | MODULE, INFUSION PUMP |  | VOORHEES SURGERY CENTER-HEM/ONC | 900 Centennial Blvd | Suite M |  | 01/03/2018 |  | 1/3/28 |  |  | NO | YES |  |  |  |  | CAREFUSION 10752877 15058909 |  |  | Active |  | 99:99:99:99:99:99 |  | High Risk | 1Y:00-MFG | 08/14/2019 | 09/01/2020 | COOPER AMBULATORY OFF-SITES |  |  | SUITE F | 0012599009 | MEGAN MCCAFFERTY | Performance Verification | Closed | Josh Harris | 01/03/2018 | 01/03/2018 | INCOMING INVENTORY | DEVICE INVENTORIED | 71858BC0-7E58-4E0D-A5FD-92E1E9364EE7 | Labor | 01/03/2018 | 01/03/2018 | Josh Harris
|  | CAREFUSION | ALARIS 8100 | MODULE, INFUSION PUMP |  | COOPER CANCER CENTER | MD Anderson Cancer Center |  |  | 01/03/2018 |  | 1/3/28 |  |  | NO | YES |  |  |  |  | CAREFUSION 10752875 15058817 |  |  | Active |  | 99:99:99:99:99:99 |  | High Risk | 1Y:00-MFG | 08/26/2019 | 09/01/2020 | COOPER AMBULATORY OFF-SITES |  |  |  | 0012602789 | COLLEEN TEGELER | Performance Verification | Closed | Josh Harris | 01/04/2018 | 01/04/2018 | INCOMING INVENTORY | DEVICE INVENTORIED | 0D91B6A2-F6C7-483C-B34B-213C784A2203 | Labor | 01/04/2018 | 01/04/2018 | Josh Harris
|  | CAREFUSION | ALARIS 8100 | MODULE, INFUSION PUMP |  | WILLINGBORO HEMATOLOGY/ONCOLOGY | 1000 Salem Rd |  |  | 01/03/2018 |  | 1/3/28 |  |  | NO | YES |  |  |  |  | CAREFUSION 10752876 15058922 |  |  | Active |  | 99:99:99:99:99:99 |  | High Risk | 1Y:00-MFG | 09/17/2019 | 09/01/2020 | COOPER AMBULATORY OFF-SITES |  |  |  | 0012599007 | ANN DENTON | Preventative Maintenance | Closed | Josh Harris | 01/03/2018 | 01/03/2018 | PERFORMANCE ASSURANCE AT INVENTORY | INVENTORIED DEVICE AND ENSURED DEVICE WAS FUNCTIONING PROPERLY. | B30D5877-5E0A-485C-A150-A1C538BAE11B | Labor | 01/03/2018 | 01/03/2018 | Josh Harris
|  | CAREFUSION | ALARIS 8100 | MODULE, INFUSION PUMP |  | VOORHEES SURGERY CENTER-OPERATING ROOM | 900 Centennial Blvd | Suite E |  | 01/03/2018 |  | 1/3/28 |  |  | NO | YES |  |  |  |  | CAREFUSION 10752871 15058831 |  |  | Active |  | 99:99:99:99:99:99 |  | High Risk | 1Y:00-MFG | 08/14/2019 | 09/01/2020 | COOPER AMBULATORY OFF-SITES |  |  | SUITE E | 0012598994 | JENNIFER BOMBARO | Performance Verification | Closed | Josh Harris | 01/03/2018 | 01/03/2018 | INCOMING INVENTORY | DEVICE INVENTORIED | 2F1124CE-1735-4C14-943F-BB1111935FBC | Labor | 01/03/2018 | 01/03/2018 | Josh Harris
|  | CAREFUSION | ALARIS 8100 | MODULE, INFUSION PUMP |  | COOPER CANCER CENTER | MD Anderson Cancer Center |  |  | 01/03/2018 |  | 1/3/28 |  |  | NO | YES |  |  |  |  | CAREFUSION 10752872 15058858 |  |  | Active |  | 99:99:99:99:99:99 |  | High Risk | 1Y:00-MFG | 08/26/2019 | 09/01/2020 | COOPER AMBULATORY OFF-SITES |  |  |  | 0012598998 | COLLEEN TEGELER | Performance Verification | Closed | Josh Harris | 01/03/2018 | 01/03/2018 | INCOMING INVENTORY | DEVICE INVENTORIED | 0243DFB9-BD73-41F7-8576-0B56F93C3D40 | Labor | 01/03/2018 | 01/03/2018 | Josh Harris
|  | CAREFUSION | ALARIS 8100 | MODULE, INFUSION PUMP |  | SPD | Kelemen |  |  | 01/03/2018 |  | 1/3/28 |  |  | NO | YES |  |  |  |  | CAREFUSION 10752873 15058824 |  |  | Active |  | 99:99:99:99:99:99 |  | High Risk | 1Y:00-MFG | 01/22/2019 | 02/01/2020 | COOPER UNIVERSITY HOSPITAL |  |  |  | 0012599001 | David Frye | Performance Verification | Closed | Josh Harris | 01/03/2018 | 01/03/2018 | INCOMING INVENTORY | DEVICE INVENTORIED | 2AEEE590-F7F4-4A4A-A255-B58CAE7EC601 | Labor | 01/03/2018 | 01/03/2018 | Josh Harris
|  | CAREFUSION | ALARIS 8100 | MODULE, INFUSION PUMP |  | COOPER CANCER CENTER | MD Anderson Cancer Center |  |  | 01/03/2018 |  | 1/3/28 |  |  | NO | YES |  |  |  |  | CAREFUSION 10752874 15058763 |  |  | Active |  | 99:99:99:99:99:99 |  | High Risk | 1Y:00-MFG | 08/27/2019 | 09/01/2020 | COOPER AMBULATORY OFF-SITES |  |  |  | 0012599003 | COLLEEN TEGELER | Performance Verification | Closed | Josh Harris | 01/03/2018 | 01/03/2018 | INCOMING INVENTORY | DEVICE INVENTORIED | 3A1D1904-EBF1-4EF8-95F6-365A8BB4F457 | Labor | 01/03/2018 | 01/03/2018 | Josh Harris
|  | CAREFUSION | ALARIS 8100 | MODULE, INFUSION PUMP |  |  | MD Anderson Cancer Center | [7 empty] | NO | YES
|  | CAREFUSION | ALARIS 8100 | MODULE, INFUSION PUMP |  |  | 900 Cenntenial | Suite F | [6 empty] | NO | YES
|  | CAREFUSION | ALARIS 8100 | MODULE, INFUSION PUMP |  | SPD | Kelemen |  |  | 07/25/2013 |  | 7/25/23 |  |  | NO | YES |  |  |  |  | CAREFUSION 10752712 13930539 |  |  | Active |  | 99:99:99:99:99:99 |  | High Risk | 1Y:00-MFG | 01/23/2019 | 02/01/2020 | COOPER UNIVERSITY HOSPITAL |  |  |  |  | David Frye
|  | CAREFUSION | ALARIS 8100 | MODULE, INFUSION PUMP |  | VOORHEES SURGERY CENTER-HEM/ONC | 900 Centennial Blvd | Suite M |  | 01/29/2018 |  | 1/29/28 |  |  | NO | YES |  |  |  |  | CAREFUSION 10752582 15122267 |  |  | Active |  | 99:99:99:99:99:99 |  | High Risk | 1Y:00-MFG | 08/14/2019 | 09/01/2020 | COOPER AMBULATORY OFF-SITES |  |  |  | 0012739597 | MEGAN MCCAFFERTY | Performance Verification | Closed | Josh Harris | 01/30/2018 | 01/30/2018 | INCOMING INVENTORY | DEVICE INVENTORIED | BE546799-6593-436A-9729-51AF1A84310C | Labor | 01/30/2018 | 01/30/2018 | Josh Harris
|  | CAREFUSION | ALARIS 8100 | MODULE, INFUSION PUMP |  | VOORHEES SURGERY CENTER-HEM/ONC | 900 Centennial Blvd | Suite M |  | 01/29/2018 |  | 1/29/28 |  |  | NO | YES |  |  |  |  | CAREFUSION 10752583 15122871 |  |  | Active |  | 99:99:99:99:99:99 |  | High Risk | 1Y:00-MFG | 08/14/2019 | 09/01/2020 | COOPER AMBULATORY OFF-SITES |  |  | SUITE F | 0012739602 | MEGAN MCCAFFERTY | Performance Verification | Closed | Josh Harris | 01/30/2018 | 01/30/2018 | INCOMING INVENTORY | DEVICE INVENTORIED | 9300C93E-564D-4817-A31A-5687BA5C89EC | Labor | 01/30/2018 | 01/30/2018 | Josh Harris
|  | CAREFUSION | ALARIS 8100 | MODULE, INFUSION PUMP |  | VOORHEES SURGERY CENTER-OPERATING ROOM | 900 Centennial Blvd | Suite E |  | 01/29/2018 |  | 1/29/28 |  |  | NO | YES |  |  |  |  | CAREFUSION 10752579 15122883 |  |  | Active |  | 99:99:99:99:99:99 |  | High Risk | 1Y:00-MFG | 08/14/2019 | 09/01/2020 | COOPER AMBULATORY OFF-SITES |  |  | SUITE E | 0012739588 | JENNIFER BOMBARO | Performance Verification | Closed | Josh Harris | 01/30/2018 | 01/30/2018 | INCOMING INVENTORY | DEVICE INVENTORIED | 8C9259E8-B67E-4912-A20D-B162B3AA6D37 | Labor | 01/30/2018 | 01/30/2018 | Josh Harris
|  | CAREFUSION | ALARIS 8100 | MODULE, INFUSION PUMP |  | COOPER CANCER CENTER | MD Anderson Cancer Center |  |  | 01/29/2018 |  | 1/29/28 |  |  | NO | YES |  |  |  |  | CAREFUSION 10752585 15123000 |  |  | Active |  | 99:99:99:99:99:99 |  | High Risk | 1Y:00-MFG | 08/26/2019 | 09/01/2020 | COOPER AMBULATORY OFF-SITES |  |  |  | 0012739606 | COLLEEN TEGELER | Performance Verification | Closed | Josh Harris | 01/30/2018 | 01/30/2018 | INCOMING INVENTORY | DEVICE INVENTORIED | F6D2BAD3-3F2D-4AC3-A32C-C9552D744828 | Labor | 01/30/2018 | 01/30/2018 | Josh Harris
|  | CAREFUSION | ALARIS 8100 | MODULE, INFUSION PUMP |  | VOORHEES SURGERY CENTER-HEM/ONC | 900 Centennial Blvd | Suite F |  | 01/29/2018 |  | 1/29/28 |  |  | NO | YES |  |  |  |  | CAREFUSION 10752580 15122903 |  |  | Active |  | 99:99:99:99:99:99 |  | High Risk | 1Y:00-MFG | 08/14/2019 | 09/01/2020 | COOPER AMBULATORY OFF-SITES |  |  | SUITE M | 0012739592 | MEGAN MCCAFFERTY | Preventative Maintenance | Closed | Josh Harris | 01/30/2018 | 01/30/2018 | PERFORMANCE ASSURANCE AT INVENTORY | INVENTORIED DEVICE AND ENSURED DEVICE WAS FUNCTIONING PROPERLY. | 5CB55622-418C-49F9-9020-D600DE352286 | Labor | 01/29/2018 | 01/29/2018 | Josh Harris
|  | CAREFUSION | ALARIS 8100 | MODULE, INFUSION PUMP |  | COOPER CANCER CENTER | MD Anderson Cancer Center |  |  | 01/29/2018 |  | 1/29/28 |  |  | NO | YES |  |  |  |  | CAREFUSION 10752584 15122231 |  |  | Active |  | 99:99:99:99:99:99 |  | High Risk | 1Y:00-MFG | 08/27/2019 | 09/01/2020 | COOPER AMBULATORY OFF-SITES |  |  |  | 0012739605 | COLLEEN TEGELER | Preventative Maintenance | Closed | Josh Harris | 01/30/2018 | 01/30/2018 | PERFORMANCE ASSURANCE AT INVENTORY | INVENTORIED DEVICE AND ENSURED DEVICE WAS FUNCTIONING PROPERLY. | 8E7ACA91-9FDE-432B-96C8-17C7B0227459 | Labor | 01/29/2018 | 01/29/2018 | Josh Harris
|  | CAREFUSION | ALARIS 8100 | MODULE, INFUSION PUMP |  | COOPER CANCER CENTER | MD Anderson Cancer Center |  |  | 01/29/2018 |  | 1/29/28 |  |  | NO | YES |  |  |  |  | CAREFUSION 10752581 15122878 |  |  | Active |  | 99:99:99:99:99:99 |  | High Risk | 1Y:00-MFG | 08/26/2019 | 09/01/2020 | COOPER AMBULATORY OFF-SITES |  |  |  | 0012739595 | COLLEEN TEGELER | Performance Verification | Closed | Josh Harris | 01/30/2018 | 01/30/2018 | INCOMING INVENTORY | DEVICE INVENTORIED | 0A497A69-8092-495E-869B-335C9BD366CA | Labor | 01/30/2018 | 01/30/2018 | Josh Harris
|  | CAREFUSION | ALARIS 8100 | MODULE, INFUSION PUMP |  | VOORHEES SURGERY CENTER-HEM/ONC | 900 Centennial Blvd | Suite M |  | 01/29/2018 |  | 1/29/28 |  |  | NO | YES |  |  |  |  | CAREFUSION 10752578 15122889 |  |  | Active |  | 99:99:99:99:99:99 |  | High Risk | 1Y:00-MFG | 08/14/2019 | 09/01/2020 | COOPER AMBULATORY OFF-SITES |  |  | SUITE F | 0012739585 | MEGAN MCCAFFERTY | Performance Verification | Closed | Josh Harris | 01/30/2018 | 01/30/2018 | INCOMING INVENTORY | DEVICE INVENTORIED | 3A5371D7-EB41-4FE5-A171-212E19758E51 | Labor | 01/30/2018 | 01/30/2018 | Josh Harris
|  | CAREFUSION | ALARIS 8100 | MODULE, INFUSION PUMP |  | VOORHEES SURGERY CENTER-HEM/ONC | 900 Centennial | Suite F |  | 01/29/2018 |  | 1/29/28 |  |  | NO | YES |  |  |  |  | CAREFUSION 10752576 15122885 |  |  | Active |  | 99:99:99:99:99:99 |  | High Risk | 1Y:00-MFG | 08/14/2019 | 09/01/2020 | COOPER AMBULATORY OFF-SITES |  |  | SUITE M | 0012739580 | MEGAN MCCAFFERTY | Performance Verification | Closed | Josh Harris | 01/30/2018 | 01/30/2018 | INCOMING INVENTORY | DEVICE INVENTORIED | 6EDA0C25-94DF-4290-80F9-FB4415AE4E1E | Labor | 01/30/2018 | 01/30/2018 | Josh Harris
|  | CAREFUSION | ALARIS 8100 | MODULE, INFUSION PUMP |  | VOORHEES SURGERY CENTER-HEM/ONC | 900 Centennial Blvd | Suite F |  | 01/29/2018 |  | 1/29/28 |  |  | NO | YES |  |  |  |  | CAREFUSION 10752577 15122277 |  |  | Active |  | 99:99:99:99:99:99 |  | High Risk | 1Y:00-MFG | 08/14/2019 | 09/01/2020 | COOPER AMBULATORY OFF-SITES |  |  | SUITE M | 0012739583 | MEGAN MCCAFFERTY | Preventative Maintenance | Closed | Josh Harris | 01/30/2018 | 01/30/2018 | PERFORMANCE ASSURANCE AT INVENTORY | INVENTORIED DEVICE AND ENSURED DEVICE WAS FUNCTIONING PROPERLY. | 03975BBB-CBE4-43B6-95BB-5535F12AFBE4 | Labor | 01/29/2018 | 01/29/2018 | Josh Harris
|  | CAREFUSION | ALARIS 8100 | MODULE, INFUSION PUMP |  | COOPER CANCER CENTER | MD Anderson Cancer Center |  |  | 01/29/2018 |  | 1/29/28 |  |  | NO | YES |  |  |  |  | CAREFUSION 10752570 15122960 |  |  | Active |  | 99:99:99:99:99:99 |  | High Risk | 1Y:00-MFG | 08/27/2019 | 09/01/2020 | COOPER AMBULATORY OFF-SITES |  |  |  | 0012739556 | COLLEEN TEGELER | Preventative Maintenance | Closed | Josh Harris | 01/30/2018 | 01/30/2018 | PERFORMANCE ASSURANCE AT INVENTORY | INVENTORIED DEVICE AND ENSURED DEVICE WAS FUNCTIONING PROPERLY. | 0C0371FF-8C77-4AD5-B9A8-F99B4C3EE14A | Labor | 01/29/2018 | 01/29/2018 | Josh Harris
|  | CAREFUSION | ALARIS 8100 | MODULE, INFUSION PUMP |  | VOORHEES SURGERY CENTER-HEM/ONC | 900 Centennial Blvd | Suite M |  | 01/29/2018 |  | 1/29/28 |  |  | NO | YES |  |  |  |  | CAREFUSION 10752571 15122962 |  |  | Active |  | 99:99:99:99:99:99 |  | High Risk | 1Y:00-MFG | 08/14/2019 | 09/01/2020 | COOPER AMBULATORY OFF-SITES |  |  | SUITE F | 0012739563 | MEGAN MCCAFFERTY | Performance Verification | Closed | Josh Harris | 01/30/2018 | 01/30/2018 | INCOMING INVENTORY | DEVICE INVENTORIED | 28D88B3B-B5B5-4C11-A07D-7BAD9F7375E7 | Labor | 01/30/2018 | 01/30/2018 | Josh Harris
|  | CAREFUSION | ALARIS 8100 | MODULE, INFUSION PUMP |  | COOPER CANCER CENTER | MD Anderson Cancer Center |  |  | 01/29/2018 |  | 1/29/28 |  |  | NO | YES |  |  |  |  | CAREFUSION 10752572 15122949 |  |  | Active |  | 99:99:99:99:99:99 |  | High Risk | 1Y:00-MFG | 08/27/2019 | 09/01/2020 | COOPER AMBULATORY OFF-SITES |  |  |  | 0012739567 | COLLEEN TEGELER | Preventative Maintenance | Closed | Josh Harris | 01/30/2018 | 01/30/2018 | PERFORMANCE ASSURANCE AT INVENTORY | INVENTORIED DEVICE AND ENSURED DEVICE WAS FUNCTIONING PROPERLY. | 218B7052-9252-4B56-A669-276289AFBE39 | Labor | 01/29/2018 | 01/29/2018 | Josh Harris
|  | CAREFUSION | ALARIS 8100 | MODULE, INFUSION PUMP |  | VOORHEES SURGERY CENTER-OPERATING ROOM | 900 Centennial Blvd | Suite E |  | 01/29/2018 |  | 1/29/28 |  |  | NO | YES |  |  |  |  | CAREFUSION 10752565 15122909 |  |  | Active |  | 99:99:99:99:99:99 |  | High Risk | 1Y:00-MFG | 08/14/2019 | 09/01/2020 | COOPER AMBULATORY OFF-SITES |  |  | SUITE E | 0012739534 | JENNIFER BOMBARO | Performance Verification | Closed | Josh Harris | 01/30/2018 | 01/30/2018 | INCOMING INVENTORY | DEVICE INVENTORIED | FBA356E0-5195-442F-A638-3EAD319F689A | Labor | 01/30/2018 | 01/30/2018 | Josh Harris
|  | CAREFUSION | ALARIS 8100 | MODULE, INFUSION PUMP |  | COOPER CANCER CENTER | MD Anderson Cancer Center |  |  | 01/29/2018 |  | 1/29/28 |  |  | NO | YES |  |  |  |  | CAREFUSION 10752575 15122875 |  |  | Active |  | 99:99:99:99:99:99 |  | High Risk | 1Y:00-MFG | 08/26/2019 | 09/01/2020 | COOPER AMBULATORY OFF-SITES |  |  |  | 0012739573 | COLLEEN TEGELER | Performance Verification | Closed | Josh Harris | 01/30/2018 | 01/30/2018 | INCOMING INVENTORY | DEVICE INVENTORIED | 0F12EAF9-C75A-49F5-B009-4A33979F157A | Labor | 01/30/2018 | 01/30/2018 | Josh Harris
|  | CAREFUSION | ALARIS 8100 | MODULE, INFUSION PUMP |  | VOORHEES SURGERY CENTER-HEM/ONC | 900 Centennial Blvd | Suite M |  | 01/29/2018 |  | 1/29/28 |  |  | NO | YES |  |  |  |  | CAREFUSION 10752574 15122956 |  |  | Active |  | 99:99:99:99:99:99 |  | High Risk | 1Y:00-MFG | 08/14/2019 | 09/01/2020 | COOPER AMBULATORY OFF-SITES |  |  | SUITE F | 0012739571 | MEGAN MCCAFFERTY | Performance Verification | Closed | Josh Harris | 01/30/2018 | 01/30/2018 | INCOMING INVENTORY | DEVICE INVENTORIED | 85EB1132-478D-4219-977B-5D171F47047F | Labor | 01/30/2018 | 01/30/2018 | Josh Harris
|  | CAREFUSION | ALARIS 8100 | MODULE, INFUSION PUMP |  | COOPER CANCER CENTER | MD Anderson Cancer Center |  |  | 01/29/2018 |  | 1/29/28 |  |  | NO | YES |  |  |  |  | CAREFUSION 10752573 15122961 |  |  | Active |  | 99:99:99:99:99:99 |  | High Risk | 1Y:00-MFG | 08/26/2019 | 09/01/2020 | COOPER AMBULATORY OFF-SITES |  |  |  | 0012739570 | COLLEEN TEGELER | Preventative Maintenance | Closed | Josh Harris | 01/30/2018 | 01/30/2018 | PERFORMANCE ASSURANCE AT INVENTORY | INVENTORIED DEVICE AND ENSURED DEVICE WAS FUNCTIONING PROPERLY. | CDC040C1-873D-4DA6-844B-E35034C0FCE6 | Labor | 01/29/2018 | 01/29/2018 | Josh Harris
|  | CAREFUSION | ALARIS 8100 | MODULE, INFUSION PUMP |  | VOORHEES SURGERY CENTER-HEM/ONC | 900 Centennial Blvd | Suite M |  | 01/29/2018 |  | 1/29/28 |  |  | NO | YES |  |  |  |  | CAREFUSION 10752569 15122305 |  |  | Active |  | 99:99:99:99:99:99 |  | High Risk | 1Y:00-MFG | 08/14/2019 | 09/01/2020 | COOPER AMBULATORY OFF-SITES |  |  | SUITE M | 0012739552 | MEGAN MCCAFFERTY | Preventative Maintenance | Closed | Josh Harris | 01/30/2018 | 01/30/2018 | PERFORMANCE ASSURANCE AT INVENTORY | INVENTORIED DEVICE AND ENSURED DEVICE WAS FUNCTIONING PROPERLY. | E75F65C6-D6BB-473B-B6D7-D5BD81F4387B | Labor | 01/29/2018 | 01/29/2018 | Josh Harris
|  | CAREFUSION | ALARIS 8100 | MODULE, INFUSION PUMP |  | VOORHEES SURGERY CENTER-OPERATING ROOM | 900 Centennial Blvd | Suite E |  | 01/29/2018 |  | 1/29/28 |  |  | NO | YES |  |  |  |  | CAREFUSION 10752567 15122905 |  |  | Active |  | 99:99:99:99:99:99 |  | High Risk | 1Y:00-MFG | 08/14/2019 | 09/01/2020 | COOPER AMBULATORY OFF-SITES |  |  | SUITE E | 0012739541 | JENNIFER BOMBARO | Performance Verification | Closed | Josh Harris | 01/30/2018 | 01/30/2018 | INCOMING INVENTORY | DEVICE INVENTORIED | 4219C25D-FF35-42E6-B665-3F8753A73FBD | Labor | 01/30/2018 | 01/30/2018 | Josh Harris
|  | CAREFUSION | ALARIS 8100 | MODULE, INFUSION PUMP |  | VOORHEES SURGERY CENTER-HEM/ONC | 900 Centennial Blvd | Suite F |  | 01/29/2018 |  | 1/29/28 |  |  | NO | YES |  |  |  |  | CAREFUSION 10752568 15122929 |  |  | Active |  | 99:99:99:99:99:99 |  | High Risk | 1Y:00-MFG | 08/14/2019 | 09/01/2020 | COOPER AMBULATORY OFF-SITES |  |  | SUITE F | 0012739547 | MEGAN MCCAFFERTY | Preventative Maintenance | Closed | Josh Harris | 01/30/2018 | 01/30/2018 | PERFORMANCE ASSURANCE AT INVENTORY | INVENTORIED DEVICE AND ENSURED DEVICE WAS FUNCTIONING PROPERLY. | 1FE1F6F8-4668-4B28-8A51-48D10452C565 | Labor | 01/29/2018 | 01/29/2018 | Josh Harris
|  | CAREFUSION | ALARIS 8100 | MODULE, INFUSION PUMP |  | VOORHEES SURGERY CENTER-OPERATING ROOM | 900 Centennial Blvd | Suite E |  | 01/29/2018 |  | 1/29/28 |  |  | NO | YES |  |  |  |  | CAREFUSION 10752564 15122299 |  |  | Active |  | 99:99:99:99:99:99 |  | High Risk | 1Y:00-MFG | 08/14/2019 | 09/01/2020 | COOPER AMBULATORY OFF-SITES |  |  | SUITE E | 0012739528 | JENNIFER BOMBARO | Preventative Maintenance | Closed | Josh Harris | 01/30/2018 | 01/30/2018 | PERFORMANCE ASSURANCE AT INVENTORY | INVENTORIED DEVICE AND ENSURED DEVICE WAS FUNCTIONING PROPERLY. | 4C076951-1D3E-4EE9-97A0-C83D3B0AA111 | Labor | 01/29/2018 | 01/29/2018 | Josh Harris
|  | CAREFUSION | ALARIS 8100 | MODULE, INFUSION PUMP |  | WILLINGBORO HEMATOLOGY/ONCOLOGY | 1000 Salem Rd |  |  | 01/29/2018 |  | 1/29/28 |  |  | NO | YES |  |  |  |  | CAREFUSION 10752566 15122285 |  |  | Active |  | 99:99:99:99:99:99 |  | High Risk | 1Y:00-MFG | 09/17/2019 | 09/01/2020 | COOPER AMBULATORY OFF-SITES |  |  |  | 0012739539 | ANN DENTON | Performance Verification | Closed | Josh Harris | 01/30/2018 | 01/30/2018 | INCOMING INVENTORY | DEVICE INVENTORIED | DB688A32-48AC-4B88-9B75-97B1095D56E4 | Labor | 01/30/2018 | 01/30/2018 | Josh Harris
|  | CAREFUSION | ALARIS 8100 | MODULE, INFUSION PUMP |  | VOORHEES SURGERY CENTER-HEM/ONC | 900 Centennial Blvd | Suite M |  | 01/29/2018 |  | 1/29/28 |  |  | NO | YES |  |  |  |  | CAREFUSION 10752562 15122879 |  |  | Active |  | 99:99:99:99:99:99 |  | High Risk | 1Y:00-MFG | 08/14/2019 | 09/01/2020 | COOPER AMBULATORY OFF-SITES |  |  | SUITE M | 0012739521 | MEGAN MCCAFFERTY | Performance Verification | Closed | Josh Harris | 01/30/2018 | 01/30/2018 | INCOMING INVENTORY | DEVICE INVENTORIED | 598ECC25-3CC9-42E1-A0E1-E73B7626A0AF | Labor | 01/30/2018 | 01/30/2018 | Josh Harris
|  | CAREFUSION | ALARIS 8100 | MODULE, INFUSION PUMP |  | VOORHEES SURGERY CENTER-HEM/ONC | 900 Centennial Blvd | Suite M |  | 01/29/2018 |  | 1/29/28 |  |  | NO | YES |  |  |  |  | CAREFUSION 10752563 15122289 |  |  | Active |  | 99:99:99:99:99:99 |  | High Risk | 1Y:00-MFG | 08/14/2019 | 09/01/2020 | COOPER AMBULATORY OFF-SITES |  |  | SUITE F | 0012739523 | MEGAN MCCAFFERTY | Performance Verification | Closed | Josh Harris | 01/30/2018 | 01/30/2018 | INCOMING INVENTORY | DEVICE INVENTORIED | 58A81272-D977-47C8-916C-D9F6176CDD9E | Labor | 01/30/2018 | 01/30/2018 | Josh Harris
|  | CAREFUSION | ALARIS 8100 | MODULE, INFUSION PUMP |  | COOPER CANCER CENTER | MD Anderson Cancer Center |  |  | 01/29/2018 |  | 1/29/28 |  |  | NO | YES |  |  |  |  | CAREFUSION 10752558 15122928 |  |  | Active |  | 99:99:99:99:99:99 |  | High Risk | 1Y:00-MFG | 08/26/2019 | 09/01/2020 | COOPER AMBULATORY OFF-SITES |  |  |  | 0012739496 | COLLEEN TEGELER | Performance Verification | Closed | Josh Harris | 01/30/2018 | 01/30/2018 | INCOMING INVENTORY | DEVICE INVENTORIED | 38258233-3A28-4592-B949-CE5E9B7B2E61 | Labor | 01/30/2018 | 01/30/2018 | Josh Harris
|  | CAREFUSION | ALARIS 8100 | MODULE, INFUSION PUMP |  | WILLINGBORO HEMATOLOGY/ONCOLOGY | 1000 Salem Rd |  |  | 01/29/2018 |  | 1/29/28 |  |  | NO | YES |  |  |  |  | CAREFUSION 10752556 15122255 |  |  | Active |  | 99:99:99:99:99:99 |  | High Risk | 1Y:00-MFG | 09/17/2019 | 09/01/2020 | COOPER AMBULATORY OFF-SITES |  |  |  | 0012739489 | ANN DENTON | Preventative Maintenance | Closed | Josh Harris | 01/30/2018 | 01/30/2018 | PERFORMANCE ASSURANCE AT INVENTORY | INVENTORIED DEVICE AND ENSURED DEVICE WAS FUNCTIONING PROPERLY. | 04DB3A7E-B5DC-4A8E-BA36-F30B45671220 | Labor | 01/29/2018 | 01/29/2018 | Josh Harris
|  | CAREFUSION | ALARIS 8100 | MODULE, INFUSION PUMP |  | BRACHFIELD MEDICAL ASSOCIATES-MEDICINE | 218 Sunset Rd |  |  | 01/29/2018 |  | 1/29/28 |  |  | NO | YES |  |  |  |  | CAREFUSION 10752560 15122998 |  |  | Active |  | 99:99:99:99:99:99 |  | High Risk | 1Y:00-MFG | 09/11/2019 | 09/01/2020 | COOPER AMBULATORY OFF-SITES |  |  |  | 0012739519 | CATHY CRAWFORD | Performance Verification | Closed | Josh Harris | 01/30/2018 | 01/30/2018 | INCOMING INVENTORY | DEVICE INVENTORIED | 2F474A83-02A0-478E-8167-7C7CB126BE1C | Labor | 01/30/2018 | 01/30/2018 | Josh Harris
|  | CAREFUSION | ALARIS 8100 | MODULE, INFUSION PUMP |  | COOPER CANCER CENTER | MD Anderson Cancer Center |  |  | 01/29/2018 |  | 1/29/28 |  |  | NO | YES |  |  |  |  | CAREFUSION 10752559 15122992 |  |  | Active |  | 99:99:99:99:99:99 |  | High Risk | 1Y:00-MFG | 08/26/2019 | 09/01/2020 | COOPER AMBULATORY OFF-SITES |  |  |  | 0012739517 | COLLEEN TEGELER | Performance Verification | Closed | Josh Harris | 01/30/2018 | 01/30/2018 | INCOMING INVENTORY | DEVICE INVENTORIED | 1005E785-74FD-4036-83DC-4213791209FF | Labor | 01/30/2018 | 01/30/2018 | Josh Harris
|  | CAREFUSION | ALARIS 8100 | MODULE, INFUSION PUMP |  | VOORHEES SURGERY CENTER-OPERATING ROOM | 900 Centennial Blvd | Suite E |  | 01/29/2018 |  | 1/29/28 |  |  | NO | YES |  |  |  |  | CAREFUSION 10752557 15122955 |  |  | Active |  | 99:99:99:99:99:99 |  | High Risk | 1Y:00-MFG | 08/14/2019 | 09/01/2020 | COOPER AMBULATORY OFF-SITES |  |  | SUITE E | 0012739494 | JENNIFER BOMBARO | Preventative Maintenance | Closed | Josh Harris | 01/30/2018 | 01/30/2018 | PERFORMANCE ASSURANCE AT INVENTORY | INVENTORIED DEVICE AND ENSURED DEVICE WAS FUNCTIONING PROPERLY. | B7298984-43BA-4808-850D-7E9D960EFC3C | Labor | 01/29/2018 | 01/29/2018 | Josh Harris
|  | CAREFUSION | ALARIS 8100 | MODULE, INFUSION PUMP |  | VOORHEES SURGERY CENTER-HEM/ONC | 900 Cenntenial | Suite F |  | 01/29/2018 |  | 1/29/28 |  |  | NO | YES |  |  |  |  | CAREFUSION 10752555 15122252 |  |  | Active |  | 99:99:99:99:99:99 |  | High Risk | 1Y:00-MFG | 08/14/2019 | 09/01/2020 | COOPER AMBULATORY OFF-SITES |  |  | SUITE M | 0012739484 | MEGAN MCCAFFERTY | Preventative Maintenance | Closed | Josh Harris | 01/30/2018 | 01/30/2018 | PERFORMANCE ASSURANCE AT INVENTORY | INVENTORIED DEVICE AND ENSURED DEVICE WAS FUNCTIONING PROPERLY. | AAED773C-F0E9-4B80-9A07-BB19AC2BD9F8 | Labor | 01/29/2018 | 01/29/2018 | Josh Harris
|  | CAREFUSION | ALARIS 8100 | MODULE, INFUSION PUMP |  | COOPER CANCER CENTER | MD Anderson Cancer Center |  |  | 01/29/2018 |  | 1/29/28 |  |  | NO | YES |  |  |  |  | CAREFUSION 10752553 15124060 |  |  | Active |  | 99:99:99:99:99:99 |  | High Risk | 1Y:00-MFG | 08/26/2019 | 09/01/2020 | COOPER AMBULATORY OFF-SITES |  |  |  | 0012739477 | COLLEEN TEGELER | Preventative Maintenance | Closed | Josh Harris | 01/30/2018 | 01/30/2018 | PERFORMANCE ASSURANCE AT INVENTORY | INVENTORIED DEVICE AND ENSURED DEVICE WAS FUNCTIONING PROPERLY. | 8D00D3E2-6B4F-41C4-A13E-8BB4A59A5BF9 | Labor | 01/29/2018 | 01/29/2018 | Josh Harris
|  | CAREFUSION | ALARIS 8100 | MODULE, INFUSION PUMP |  | COOPER CANCER CENTER | MD Anderson Cancer Center |  |  | 01/29/2018 |  | 1/29/28 |  |  | NO | YES |  |  |  |  | CAREFUSION 10752554 15124084 |  |  | Active |  | 99:99:99:99:99:99 |  | High Risk | 1Y:00-MFG | 08/26/2019 | 09/01/2020 | COOPER AMBULATORY OFF-SITES |  |  |  | 0012739478 | COLLEEN TEGELER | Performance Verification | Closed | Josh Harris | 01/30/2018 | 01/30/2018 | INCOMING INVENTORY | DEVICE INVENTORIED | 01C4DBCB-2742-4AB9-AD05-0C36241C8DD4 | Labor | 01/30/2018 | 01/30/2018 | Josh Harris
|  | CAREFUSION | ALARIS 8100 | MODULE, INFUSION PUMP |  |  | Kelemen | [7 empty] | NO | YES
|  | CAREFUSION | ALARIS 8100 | MODULE, INFUSION PUMP |  |  | Pavilion | [7 empty] | NO | YES
|  | CAREFUSION | ALARIS 8100 | MODULE, INFUSION PUMP |  |  | Kelemen | [7 empty] | NO | YES
|  | CAREFUSION | ALARIS 8100 | MODULE, INFUSION PUMP |  |  | Kelemen | [7 empty] | NO | YES
|  | CAREFUSION | ALARIS 8100 | MODULE, INFUSION PUMP |  | VOORHEES SURGERY CENTER-HEM/ONC | 900 Cenntenial | Suite F |  | 06/16/2016 |  | 6/16/26 |  |  | NO | YES |  |  |  |  | CAREFUSION 10505228 14647127 |  |  | Active |  | 99:99:99:99:99:99 |  | High Risk | 1Y:00-MFG | 08/14/2019 | 09/01/2020 | COOPER AMBULATORY OFF-SITES |  |  | SUITE F |  | MEGAN MCCAFFERTY
|  | CAREFUSION | ALARIS 8100 | MODULE, INFUSION PUMP |  | VOORHEES SURGERY CENTER-HEM/ONC | 900 Centennial Blvd | Suite M |  | 06/16/2016 |  | 6/16/26 |  |  | NO | YES |  |  |  |  | CAREFUSION 10505226 14647116 |  |  | Active |  | 99:99:99:99:99:99 |  | High Risk | 1Y:00-MFG | 08/14/2019 | 09/01/2020 | COOPER AMBULATORY OFF-SITES |  |  | SUITE M |  | MEGAN MCCAFFERTY
|  | CAREFUSION | ALARIS 8100 | MODULE, INFUSION PUMP |  | VOORHEES SURGERY CENTER-HEM/ONC | 900 Centennial Blvd | Suite M |  | 06/16/2016 |  | 6/16/26 |  |  | NO | YES |  |  |  |  | CAREFUSION 10505213 14647126 |  |  | Active |  | 99:99:99:99:99:99 |  | High Risk | 1Y:00-MFG | 08/14/2019 | 09/01/2020 | COOPER AMBULATORY OFF-SITES |  |  | SUITE M |  | MEGAN MCCAFFERTY
|  | CAREFUSION | ALARIS 8100 | MODULE, INFUSION PUMP |  | VOORHEES SURGERY CENTER-HEM/ONC | 900 Cenntenial | Suite F |  | 06/16/2016 |  | 6/16/26 |  |  | NO | YES |  |  |  |  | CAREFUSION 10505220 14647110 |  |  | Active |  | 99:99:99:99:99:99 |  | High Risk | 1Y:00-MFG | 08/14/2019 | 09/01/2020 | COOPER AMBULATORY OFF-SITES |  |  | SUITE F |  | MEGAN MCCAFFERTY
|  | CAREFUSION | ALARIS 8100 | MODULE, INFUSION PUMP |  | COOPER CANCER CENTER | MD Anderson Cancer Center |  |  | 06/16/2016 |  | 6/16/26 |  |  | NO | YES |  |  |  |  | CAREFUSION 10505222 14644478 |  |  | Active |  | 99:99:99:99:99:99 |  | High Risk | 1Y:00-MFG | 08/26/2019 | 09/01/2020 | COOPER AMBULATORY OFF-SITES |  |  |  |  | COLLEEN TEGELER
|  | CAREFUSION | ALARIS 8100 | MODULE, INFUSION PUMP |  | COOPER CANCER CENTER | MD Anderson Cancer Center |  |  | 06/16/2016 |  | 6/16/26 |  |  | NO | YES |  |  |  |  | CAREFUSION 10505219 14647121 |  |  | Active |  | 99:99:99:99:99:99 |  | High Risk | 1Y:00-MFG | 08/26/2019 | 09/01/2020 | COOPER AMBULATORY OFF-SITES |  |  |  |  | COLLEEN TEGELER
|  | CAREFUSION | ALARIS 8100 | MODULE, INFUSION PUMP |  | COOPER CANCER CENTER | MD Anderson Cancer Center |  |  | 06/16/2016 |  | 6/16/26 |  |  | NO | YES |  |  |  |  | CAREFUSION 10505217 14644471 |  |  | Active |  | 99:99:99:99:99:99 |  | High Risk | 1Y:00-MFG | 08/26/2019 | 09/01/2020 | COOPER AMBULATORY OFF-SITES |  |  |  |  | COLLEEN TEGELER
|  | CAREFUSION | ALARIS 8100 | MODULE, INFUSION PUMP |  | VOORHEES SURGERY CENTER-HEM/ONC | 900 Centennial Blvd | Suite M |  | 06/16/2016 |  | 6/16/26 |  |  | NO | YES |  |  |  |  | CAREFUSION 10505216 14647026 |  |  | Active |  | 99:99:99:99:99:99 |  | High Risk | 1Y:00-MFG | 08/14/2019 | 09/01/2020 | COOPER AMBULATORY OFF-SITES |  |  | SUITE M |  | MEGAN MCCAFFERTY
|  | CAREFUSION | ALARIS 8100 | MODULE, INFUSION PUMP |  | COOPER CANCER CENTER | MD Anderson Cancer Center |  |  | 06/16/2016 |  | 6/16/26 |  |  | NO | YES |  |  |  |  | CAREFUSION 10505214 14647150 |  |  | Active |  | 99:99:99:99:99:99 |  | High Risk | 1Y:00-MFG | 08/26/2019 | 09/01/2020 | COOPER AMBULATORY OFF-SITES |  |  |  |  | COLLEEN TEGELER
|  | CAREFUSION | ALARIS 8100 | MODULE, INFUSION PUMP |  | COOPER CANCER CENTER | MD Anderson Cancer Center |  |  | 06/16/2016 |  | 6/16/26 |  |  | NO | YES |  |  |  |  | CAREFUSION 10505211 14647120 |  |  | Active |  | 99:99:99:99:99:99 |  | High Risk | 1Y:00-MFG | 08/26/2019 | 09/01/2020 | COOPER AMBULATORY OFF-SITES |  |  |  |  | COLLEEN TEGELER
|  | CAREFUSION | ALARIS 8100 | MODULE, INFUSION PUMP |  | COOPER CANCER CENTER | MD Anderson Cancer Center |  |  | 06/16/2016 |  | 6/16/26 |  |  | NO | YES |  |  |  |  | CAREFUSION 10505207 14647111 |  |  | Active |  | 99:99:99:99:99:99 |  | High Risk | 1Y:00-MFG | 08/26/2019 | 09/01/2020 | COOPER AMBULATORY OFF-SITES |  |  |  |  | COLLEEN TEGELER
|  | CAREFUSION | ALARIS 8100 | MODULE, INFUSION PUMP |  | VOORHEES SURGERY CENTER-HEM/ONC | 900 Centennial Blvd | Suite F |  | 06/16/2016 |  | 6/16/26 |  |  | NO | YES |  |  |  |  | CAREFUSION 10505208 14647018 |  |  | Active |  | 99:99:99:99:99:99 |  | High Risk | 1Y:00-MFG | 08/14/2019 | 09/01/2020 | COOPER AMBULATORY OFF-SITES |  |  | SUITE M |  | MEGAN MCCAFFERTY
|  | CAREFUSION | ALARIS 8100 | MODULE, INFUSION PUMP |  | VOORHEES SURGERY CENTER-OPERATING ROOM | 900 Centennial Blvd | Suite E |  | 06/16/2016 |  | 6/16/26 |  |  | NO | YES |  |  |  |  | CAREFUSION 10505205 14647113 |  |  | Active |  | 99:99:99:99:99:99 |  | High Risk | 1Y:00-MFG | 08/14/2019 | 09/01/2020 | COOPER AMBULATORY OFF-SITES |  |  | SUITE E |  | JENNIFER BOMBARO
|  | CAREFUSION | ALARIS 8100 | MODULE, INFUSION PUMP |  | WILLINGBORO HEMATOLOGY/ONCOLOGY | 1000 Salem Rd |  |  | 06/16/2016 |  | 6/16/26 |  |  | NO | YES |  |  |  |  | CAREFUSION 10505204 14647145 |  |  | Active |  | 99:99:99:99:99:99 |  | High Risk | 1Y:00-MFG | 09/17/2019 | 09/01/2020 | COOPER AMBULATORY OFF-SITES |  |  |  |  | ANN DENTON
|  | CAREFUSION | ALARIS 8100 | MODULE, INFUSION PUMP |  | SPD | Kelemen |  |  | 06/16/2016 |  | 6/16/26 |  |  | NO | YES |  |  |  |  | CAREFUSION 10505201 14647118 |  |  | Active |  | 99:99:99:99:99:99 |  | High Risk | 1Y:00-MFG | 02/07/2019 | 02/01/2020 | COOPER UNIVERSITY HOSPITAL |  |  | Performance Verification |  | David Frye
|  | CAREFUSION | ALARIS 8100 | MODULE, INFUSION PUMP |  | VOORHEES SURGERY CENTER-HEM/ONC | 900 Centennial Blvd | Suite M |  | 06/16/2016 |  | 6/16/26 |  |  | NO | YES |  |  |  |  | CAREFUSION 10505198 14647117 |  |  | Active |  | 99:99:99:99:99:99 |  | High Risk | 1Y:00-MFG | 08/14/2019 | 09/01/2020 | COOPER AMBULATORY OFF-SITES |  |  | SUITE M |  | MEGAN MCCAFFERTY
|  | CAREFUSION | ALARIS 8100 | MODULE, INFUSION PUMP |  | COOPER CANCER CENTER | MD Anderson Cancer Center |  |  | 06/16/2016 |  | 6/16/26 |  |  | NO | YES |  |  |  |  | CAREFUSION 10505199 14647149 |  |  | Active |  | 99:99:99:99:99:99 |  | High Risk | 1Y:00-MFG | 08/26/2019 | 09/01/2020 | COOPER AMBULATORY OFF-SITES |  |  |  |  | COLLEEN TEGELER
|  | CAREFUSION | ALARIS 8100 | MODULE, INFUSION PUMP |  | COOPER CANCER CENTER | MD Anderson Cancer Center |  |  | 06/16/2016 |  | 6/16/26 |  |  | NO | YES |  |  |  |  | CAREFUSION 10505196 14647114 |  |  | Active |  | 99:99:99:99:99:99 |  | High Risk | 1Y:00-MFG | 08/26/2019 | 09/01/2020 | COOPER AMBULATORY OFF-SITES |  |  |  |  | COLLEEN TEGELER
|  | CAREFUSION | ALARIS 8100 | MODULE, INFUSION PUMP |  | COOPER CANCER CENTER | MD Anderson Cancer Center |  |  | 06/16/2016 |  | 6/16/26 |  |  | NO | YES |  |  |  |  | CAREFUSION 10505195 14647125 |  |  | Active |  | 99:99:99:99:99:99 |  | High Risk | 1Y:00-MFG | 08/26/2019 | 09/01/2020 | COOPER AMBULATORY OFF-SITES |  |  |  |  | COLLEEN TEGELER
|  | CAREFUSION | ALARIS 8100 | MODULE, INFUSION PUMP |  | VOORHEES SURGERY CENTER-OPERATING ROOM | 900 Centennial Blvd | Suite E |  | 06/16/2016 |  | 6/16/26 |  |  | NO | YES |  |  |  |  | CAREFUSION 10505193 14643232 |  |  | Active |  | 99:99:99:99:99:99 |  | High Risk | 1Y:00-MFG | 08/14/2019 | 09/01/2020 | COOPER AMBULATORY OFF-SITES |  |  | SUITE E |  | JENNIFER BOMBARO
|  | CAREFUSION | ALARIS 8100 | MODULE, INFUSION PUMP |  | COOPER DIGESTIVE HEALTH-ENDOSCOPY | 501 Fellowship Rd |  |  | 06/16/2016 |  | 6/16/26 |  |  | NO | YES |  |  |  |  | CAREFUSION 10505191 14641438 |  |  | Active |  | 99:99:99:99:99:99 |  | High Risk | 1Y:00-MFG | 09/26/2019 | 09/01/2020 | COOPER AMBULATORY OFF-SITES |  |  |  |  | JEANNE GREER
|  | CAREFUSION | ALARIS 8100 | MODULE, INFUSION PUMP |  | COOPER DIGESTIVE HEALTH-ENDOSCOPY | 501 Fellowship Rd |  |  | 06/16/2016 |  | 6/16/26 |  |  | NO | YES |  |  |  |  | CAREFUSION 10505192 14641417 |  |  | Active |  | 99:99:99:99:99:99 |  | High Risk | 1Y:00-MFG | 09/26/2019 | 09/01/2020 | COOPER AMBULATORY OFF-SITES |  |  |  |  | JEANNE GREER
|  | CAREFUSION | ALARIS 8100 | MODULE, INFUSION PUMP |  | SPD | Kelemen |  |  | 06/16/2016 |  | 6/16/26 |  |  | NO | YES |  |  |  |  | CAREFUSION 10505187 14640920 |  |  | Active |  | 99:99:99:99:99:99 |  | High Risk | 1Y:00-MFG | 01/21/2019 | 02/01/2020 | COOPER UNIVERSITY HOSPITAL |  |  |  |  | David Frye
|  | CAREFUSION | ALARIS 8100 | MODULE, INFUSION PUMP |  | SPD | Pavilion |  |  | 06/16/2016 |  | 6/16/26 |  |  | NO | YES |  |  |  |  | CAREFUSION 10505188 14641453 |  |  | Active |  | 99:99:99:99:99:99 |  | High Risk | 1Y:00-MFG | 01/25/2019 | 02/01/2020 | COOPER UNIVERSITY HOSPITAL |  |  |  |  | David Frye
|  | CAREFUSION | ALARIS 8100 | MODULE, INFUSION PUMP |  | SPD | Pavilion |  |  | 06/16/2016 |  | 6/16/26 |  |  | NO | YES |  |  |  |  | CAREFUSION 10505189 14641455 |  |  | Active |  | 99:99:99:99:99:99 |  | High Risk | 1Y:00-MFG | 02/13/2019 | 02/01/2020 | COOPER UNIVERSITY HOSPITAL |  |  |  |  | David Frye
|  | CAREFUSION | ALARIS 8100 | MODULE, INFUSION PUMP |  | COOPER CANCER CENTER | Kelemen |  |  | 06/16/2016 |  | 6/16/26 |  |  | NO | YES |  |  |  |  | CAREFUSION 10505190 14641410 |  |  | Active |  | 99:99:99:99:99:99 |  | High Risk | 1Y:00-MFG | 09/01/2019 | 09/01/2020 | COOPER AMBULATORY OFF-SITES |  |  |  |  | COLLEEN TEGELER
|  | CAREFUSION | ALARIS 8100 | MODULE, INFUSION PUMP |  | COOPER DIGESTIVE HEALTH-ENDOSCOPY | 501 Fellowship Rd |  |  | 06/16/2016 |  | 6/16/26 |  |  | NO | YES |  |  |  |  | CAREFUSION 10505186 14640943 |  |  | Active |  | 99:99:99:99:99:99 |  | High Risk | 1Y:00-MFG | 09/26/2019 | 09/01/2020 | COOPER AMBULATORY OFF-SITES |  |  | L3-INFUSION |  | JEANNE GREER
|  | CAREFUSION | ALARIS 8100 | MODULE, INFUSION PUMP |  | BRACHFIELD MEDICAL ASSOCIATES-MEDICINE | 218 Sunset Rd |  |  | 06/16/2016 |  | 6/16/26 |  |  | NO | YES |  |  |  |  | CAREFUSION 10505185 14640919 |  |  | Active |  | 99:99:99:99:99:99 |  | High Risk | 1Y:00-MFG | 09/11/2019 | 09/01/2020 | COOPER AMBULATORY OFF-SITES |  |  |  |  | CATHY CRAWFORD
|  | CAREFUSION | ALARIS 8100 | MODULE, INFUSION PUMP |  | SPD | Pavilion |  |  | 06/16/2016 |  | 6/16/26 |  |  | NO | YES |  |  |  |  | CAREFUSION 10505181 14640948 |  |  | Active |  | 99:99:99:99:99:99 |  | High Risk | 1Y:00-MFG | 01/21/2019 | 02/01/2020 | COOPER UNIVERSITY HOSPITAL |  |  |  |  | David Frye
|  | CAREFUSION | ALARIS 8100 | MODULE, INFUSION PUMP |  | SPD | Kelemen |  |  | 06/16/2016 |  | 6/16/26 |  |  | NO | YES |  |  |  |  | CAREFUSION 10505182 14641352 |  |  | Active |  | 99:99:99:99:99:99 |  | High Risk | 1Y:00-MFG | 01/21/2019 | 02/01/2020 | COOPER UNIVERSITY HOSPITAL |  |  |  |  | David Frye
|  | CAREFUSION | ALARIS 8100 | MODULE, INFUSION PUMP |  | COOPER DIGESTIVE HEALTH-ENDOSCOPY | 501 Fellowship Rd |  |  | 06/16/2016 |  | 6/16/26 |  |  | NO | YES |  |  |  |  | CAREFUSION 10505183 14641210 |  |  | Active |  | 99:99:99:99:99:99 |  | High Risk | 1Y:00-MFG | 09/26/2019 | 09/01/2020 | COOPER AMBULATORY OFF-SITES |  |  |  |  | JEANNE GREER
|  | CAREFUSION | ALARIS 8100 | MODULE, INFUSION PUMP |  | VOORHEES SURGERY CENTER-HEM/ONC | 900 Centennial Blvd | Suite M |  | 06/16/2016 |  | 6/16/26 |  |  | NO | YES |  |  |  |  | CAREFUSION 10505180 14640951 |  |  | Active |  | 99:99:99:99:99:99 |  | High Risk | 1Y:00-MFG | 08/14/2019 | 09/01/2020 | COOPER AMBULATORY OFF-SITES |  |  | SUITE F |  | MEGAN MCCAFFERTY
|  | CAREFUSION | ALARIS 8100 | MODULE, INFUSION PUMP |  | SPD | Kelemen |  |  | 06/16/2016 |  | 6/16/26 |  |  | NO | YES |  |  |  |  | CAREFUSION 10505178 14640936 |  |  | Active |  | 99:99:99:99:99:99 |  | High Risk | 1Y:00-MFG | 03/01/2019 | 02/01/2020 | COOPER UNIVERSITY HOSPITAL |  |  |  |  | David Frye
|  | CAREFUSION | ALARIS 8100 | MODULE, INFUSION PUMP |  | SPD | Dorrance |  |  | 06/16/2016 |  | 6/16/26 |  |  | NO | YES |  |  |  |  | CAREFUSION 10505179 14641358 |  |  | Active |  | 99:99:99:99:99:99 |  | High Risk | 1Y:00-MFG | 02/26/2019 | 02/01/2020 | COOPER UNIVERSITY HOSPITAL |  |  |  |  | David Frye
|  | CAREFUSION | ALARIS 8100 | MODULE, INFUSION PUMP |  | SPD | Kelemen |  |  | 06/16/2016 |  | 6/16/26 |  |  | NO | YES |  |  |  |  | CAREFUSION 10505177 14640922 |  |  | Active |  | 99:99:99:99:99:99 |  | High Risk | 1Y:00-MFG | 02/06/2019 | 02/01/2020 | COOPER UNIVERSITY HOSPITAL |  |  |  |  | David Frye
|  | CAREFUSION | ALARIS 8100 | MODULE, INFUSION PUMP |  | SPD | Kelemen |  |  | 06/16/2016 |  | 6/16/26 |  |  | NO | YES |  |  |  |  | CAREFUSION 10505176 14640933 |  |  | Active |  | 99:99:99:99:99:99 |  | High Risk | 1Y:00-MFG | 01/16/2019 | 02/01/2020 | COOPER UNIVERSITY HOSPITAL |  |  |  |  | David Frye
|  | CAREFUSION | ALARIS 8100 | MODULE, INFUSION PUMP |  | SPD | Kelemen |  |  | 06/16/2016 |  | 6/16/26 |  |  | NO | YES |  |  |  |  | CAREFUSION 10505175 14640929 |  |  | Active |  | 99:99:99:99:99:99 |  | High Risk | 1Y:00-MFG | 01/23/2019 | 02/01/2020 | COOPER UNIVERSITY HOSPITAL |  |  |  |  | David Frye
|  | CAREFUSION | ALARIS 8100 | MODULE, INFUSION PUMP |  | SPD | Kelemen |  |  | 06/16/2016 |  | 6/16/26 |  |  | NO | YES |  |  |  |  | CAREFUSION 10505172 14604823 |  |  | Active |  | 99:99:99:99:99:99 |  | High Risk | 1Y:00-MFG | 01/07/2019 | 02/01/2020 | COOPER UNIVERSITY HOSPITAL |  |  |  |  | David Frye
|  | CAREFUSION | ALARIS 8100 | MODULE, INFUSION PUMP |  | SPD | Kelemen | Basement |  | 06/16/2016 |  | 6/16/26 |  |  | NO | YES |  |  |  |  | CAREFUSION 10505173 14640935 |  |  | Active |  | 99:99:99:99:99:99 |  | High Risk | 1Y:00-MFG | 02/14/2019 | 02/01/2020 | COOPER UNIVERSITY HOSPITAL |  |  |  |  | David Frye
|  | CAREFUSION | ALARIS 8100 | MODULE, INFUSION PUMP |  | SPD | Kelemen |  |  | 06/16/2016 |  | 6/16/26 |  |  | NO | YES |  |  |  |  | CAREFUSION 10505168 14641204 |  |  | Active |  | 99:99:99:99:99:99 |  | High Risk | 1Y:00-MFG | 01/14/2019 | 02/01/2020 | COOPER UNIVERSITY HOSPITAL |  |  | Performance Verification |  | David Frye
|  | CAREFUSION | ALARIS 8100 | MODULE, INFUSION PUMP |  | COOPER CANCER CENTER | MD Anderson Cancer Center |  |  | 06/16/2016 |  | 6/16/26 |  |  | NO | YES |  |  |  |  | CAREFUSION 10505169 14640930 |  |  | Active |  | 99:99:99:99:99:99 |  | High Risk | 1Y:00-MFG | 08/26/2019 | 09/01/2020 | COOPER AMBULATORY OFF-SITES |  |  |  |  | COLLEEN TEGELER
|  | CAREFUSION | ALARIS 8100 | MODULE, INFUSION PUMP |  | SPD | Pavilion |  |  | 06/16/2016 |  | 6/16/26 |  |  | NO | YES |  |  |  |  | CAREFUSION 10505170 14640913 |  |  | Active |  | 99:99:99:99:99:99 |  | High Risk | 1Y:00-MFG | 02/07/2019 | 02/01/2020 | COOPER UNIVERSITY HOSPITAL |  |  | Performance Verification |  | David Frye
|  | CAREFUSION | ALARIS 8100 | MODULE, INFUSION PUMP |  | SPD | Pavilion |  |  | 06/16/2016 |  | 6/16/26 |  |  | NO | YES |  |  |  |  | CAREFUSION 10505167 14640911 |  |  | Active |  | 99:99:99:99:99:99 |  | High Risk | 1Y:00-MFG | 01/28/2019 | 02/01/2020 | COOPER UNIVERSITY HOSPITAL |  |  | Performance Verification |  | David Frye
|  | CAREFUSION | ALARIS 8100 | MODULE, INFUSION PUMP |  | SPD | Dorrance |  |  | 06/16/2016 |  | 6/16/26 |  |  | NO | YES |  |  |  |  | CAREFUSION 10505166 14640878 |  |  | Active |  | 99:99:99:99:99:99 |  | High Risk | 1Y:00-MFG | 01/17/2019 | 02/01/2020 | COOPER UNIVERSITY HOSPITAL |  |  | Performance Verification |  | David Frye
|  | CAREFUSION | ALARIS 8100 | MODULE, INFUSION PUMP |  | SPD | Pavilion |  |  | 06/16/2016 |  | 6/16/26 |  |  | NO | YES |  |  |  |  | CAREFUSION 10505165 14640941 |  |  | Active |  | 99:99:99:99:99:99 |  | High Risk | 1Y:00-MFG | 09/25/2018 | 12/01/2019 | COOPER UNIVERSITY HOSPITAL |  |  |  |  | David Frye
|  | CAREFUSION | ALARIS 8100 | MODULE, INFUSION PUMP |  | SPD | Kelemen |  |  | 06/16/2016 |  | 6/16/26 |  |  | NO | YES |  |  |  |  | CAREFUSION 10505164 14640944 |  |  | Active |  | 99:99:99:99:99:99 |  | High Risk | 1Y:00-MFG | 02/04/2019 | 02/01/2020 | COOPER UNIVERSITY HOSPITAL |  |  |  |  | David Frye
|  | CAREFUSION | ALARIS 8100 | MODULE, INFUSION PUMP |  | SPD | Kelemen |  |  | 06/16/2016 |  | 6/16/26 |  |  | NO | YES |  |  |  |  | CAREFUSION 10505161 14641416 |  |  | Active |  | 99:99:99:99:99:99 |  | High Risk | 1Y:00-MFG | 02/19/2019 | 02/01/2020 | COOPER UNIVERSITY HOSPITAL |  |  |  |  | David Frye
|  | CAREFUSION | ALARIS 8100 | MODULE, INFUSION PUMP |  | SPD | Pavilion |  |  | 06/16/2016 |  | 6/16/26 |  |  | NO | YES |  |  |  |  | CAREFUSION 10505162 14641419 |  |  | Active |  | 99:99:99:99:99:99 |  | High Risk | 1Y:00-MFG | 02/06/2019 | 02/01/2020 | COOPER UNIVERSITY HOSPITAL |  |  |  |  | David Frye
|  | CAREFUSION | ALARIS 8100 | MODULE, INFUSION PUMP |  | VOORHEES SURGERY CENTER-HEM/ONC | 900 Centennial Blvd | Suite F |  | 11/06/2015 |  | 11/6/25 |  |  | NO | YES |  |  |  |  | CAREFUSION 10480069 14479402 |  |  | Active |  | 99:99:99:99:99:99 |  | High Risk | 1Y:00-MFG | 08/14/2019 | 09/01/2020 | COOPER AMBULATORY OFF-SITES |  |  | SUITE F |  | MEGAN MCCAFFERTY
|  | CAREFUSION | ALARIS 8100 | MODULE, INFUSION PUMP |  | COOPER CANCER CENTER | MD Anderson Cancer Center |  |  | 11/06/2015 |  | 11/6/25 |  |  | NO | YES |  |  |  |  | CAREFUSION 10480067 14479380 |  |  | Active |  | 99:99:99:99:99:99 |  | High Risk | 1Y:00-MFG | 08/26/2019 | 09/01/2020 | COOPER AMBULATORY OFF-SITES |  |  |  |  | COLLEEN TEGELER
|  | CAREFUSION | ALARIS 8100 | MODULE, INFUSION PUMP |  | COOPER CANCER CENTER | MD Anderson Cancer Center |  |  | 11/06/2015 |  | 11/6/25 |  |  | NO | YES |  |  |  |  | CAREFUSION 10480068 14479452 |  |  | Active |  | 99:99:99:99:99:99 |  | High Risk | 1Y:00-MFG | 08/26/2019 | 09/01/2020 | COOPER AMBULATORY OFF-SITES |  |  |  |  | COLLEEN TEGELER
|  | CAREFUSION | ALARIS 8100 | MODULE, INFUSION PUMP |  | SPD | Kelemen |  |  | 11/06/2015 |  | 11/6/25 |  |  | NO | YES |  |  |  |  | CAREFUSION 10480059 14479497 |  |  | Active |  | 99:99:99:99:99:99 |  | High Risk | 1Y:00-MFG | 01/24/2019 | 02/01/2020 | COOPER UNIVERSITY HOSPITAL |  |  |  |  | David Frye
|  | CAREFUSION | ALARIS 8100 | MODULE, INFUSION PUMP |  | VOORHEES SURGERY CENTER-HEM/ONC | 900 Centennial Blvd | Suite M |  | 11/06/2015 |  | 11/6/25 |  |  | NO | YES |  |  |  |  | CAREFUSION 10480056 14479506 |  |  | Active |  | 99:99:99:99:99:99 |  | High Risk | 1Y:00-MFG | 08/14/2019 | 09/01/2020 | COOPER AMBULATORY OFF-SITES |  |  | SUITE M |  | MEGAN MCCAFFERTY
|  | CAREFUSION | ALARIS 8100 | MODULE, INFUSION PUMP |  | WILLINGBORO HEMATOLOGY/ONCOLOGY | 1000 Salem Rd |  |  | 11/06/2015 |  | 11/6/25 |  |  | NO | YES |  |  |  |  | CAREFUSION 10480054 14479379 |  |  | Active |  | 99:99:99:99:99:99 |  | High Risk | 1Y:00-MFG | 09/17/2019 | 09/01/2020 | COOPER AMBULATORY OFF-SITES |  |  |  |  | ANN DENTON
|  | CAREFUSION | ALARIS 8100 | MODULE, INFUSION PUMP |  | VOORHEES SURGERY CENTER-HEM/ONC | 900 Centennial Blvd | Suite F |  | 11/06/2015 |  | 11/6/25 |  |  | NO | YES |  |  |  |  | CAREFUSION 10480055 14479507 |  |  | Active |  | 99:99:99:99:99:99 |  | High Risk | 1Y:00-MFG | 08/14/2019 | 09/01/2020 | COOPER AMBULATORY OFF-SITES |  |  | SUITE F |  | MEGAN MCCAFFERTY
|  | CAREFUSION | ALARIS 8100 | MODULE, INFUSION PUMP |  | WILLINGBORO HEMATOLOGY/ONCOLOGY | 1000 Salem Rd |  |  | 11/06/2015 |  | 11/6/25 |  |  | NO | YES |  |  |  |  | CAREFUSION 10480053 14479366 |  |  | Active |  | 99:99:99:99:99:99 |  | High Risk | 1Y:00-MFG | 09/17/2019 | 09/01/2020 | COOPER AMBULATORY OFF-SITES |  |  |  |  | ANN DENTON
|  | CAREFUSION | ALARIS 8100 | MODULE, INFUSION PUMP |  | COOPER CANCER CENTER | MD Anderson Cancer Center |  |  | 11/06/2015 |  | 11/6/25 |  |  | NO | YES |  |  |  |  | CAREFUSION 10480052 14479467 |  |  | Active |  | 99:99:99:99:99:99 |  | High Risk | 1Y:00-MFG | 08/26/2019 | 09/01/2020 | COOPER AMBULATORY OFF-SITES |  |  |  |  | COLLEEN TEGELER
|  | CAREFUSION | ALARIS 8100 | MODULE, INFUSION PUMP |  | COOPER CANCER CENTER | MD Anderson Cancer Center |  |  | 11/06/2015 |  | 11/6/25 |  |  | NO | YES |  |  |  |  | CAREFUSION 10480048 14479539 |  |  | Active |  | 99:99:99:99:99:99 |  | High Risk | 1Y:00-MFG | 08/26/2019 | 09/01/2020 | COOPER AMBULATORY OFF-SITES |  |  |  |  | COLLEEN TEGELER
|  | CAREFUSION | ALARIS 8100 | MODULE, INFUSION PUMP |  | SPD | Pavilion |  |  | 11/06/2015 |  | 11/6/25 |  |  | NO | YES |  |  |  |  | CAREFUSION 10480047 14479469 |  |  | Active |  | 99:99:99:99:99:99 |  | High Risk | 1Y:00-MFG | 01/16/2019 | 02/01/2020 | COOPER UNIVERSITY HOSPITAL |  |  | Performance Verification |  | David Frye
|  | CAREFUSION | ALARIS 8100 | MODULE, INFUSION PUMP |  | VOORHEES SURGERY CENTER-OPERATING ROOM | 900 Centennial Blvd | Suite E |  | 11/06/2015 |  | 11/6/25 |  |  | NO | YES |  |  |  |  | CAREFUSION 10480045 14479592 |  |  | Active |  | 99:99:99:99:99:99 |  | High Risk | 1Y:00-MFG | 08/14/2019 | 09/01/2020 | COOPER AMBULATORY OFF-SITES |  |  | SUITE E |  | JENNIFER BOMBARO
|  | CAREFUSION | ALARIS 8100 | MODULE, INFUSION PUMP |  | VOORHEES SURGERY CENTER-HEM/ONC | 900 Centennial Blvd | Suite F |  | 11/06/2015 |  | 11/6/25 |  |  | NO | YES |  |  |  |  | CAREFUSION 10480044 14479479 |  |  | Active |  | 99:99:99:99:99:99 |  | High Risk | 1Y:00-MFG | 08/14/2019 | 09/01/2020 | COOPER AMBULATORY OFF-SITES |  |  | SUITE F |  | MEGAN MCCAFFERTY
|  | CAREFUSION | ALARIS 8100 | MODULE, INFUSION PUMP |  | COOPER CANCER CENTER | MD Anderson Cancer Center |  |  | 11/06/2015 |  | 11/6/25 |  |  | NO | YES |  |  |  |  | CAREFUSION 10480043 14479582 |  |  | Active |  | 99:99:99:99:99:99 |  | High Risk | 1Y:00-MFG | 08/26/2019 | 09/01/2020 | COOPER AMBULATORY OFF-SITES |  |  |  |  | COLLEEN TEGELER
|  | CAREFUSION | ALARIS 8100 | MODULE, INFUSION PUMP |  | VOORHEES SURGERY CENTER-HEM/ONC | 900 Centennial Blvd | Suite F |  | 11/06/2015 |  | 11/6/25 |  |  | NO | YES |  |  |  |  | CAREFUSION 10480041 14479344 |  |  | Active |  | 99:99:99:99:99:99 |  | High Risk | 1Y:00-MFG | 08/14/2019 | 09/01/2020 | COOPER AMBULATORY OFF-SITES |  |  | SUITE F |  | MEGAN MCCAFFERTY
|  | CAREFUSION | ALARIS 8100 | MODULE, INFUSION PUMP |  |  | Pavilion | [7 empty] | NO | YES
|  | CAREFUSION | ALARIS 8100 | MODULE, INFUSION PUMP |  |  | Kelemen |  |  | 07/25/2013 |  | 7/25/23 |  |  | NO | YES |  |  |  |  | CAREFUSION 10365621 1391749 |  |  | Active |  | 99:99:99:99:99:99 |  | High Risk | 1Y:00-MFG | 01/16/2019 | 02/01/2020 | COOPER UNIVERSITY HOSPITAL |  |  |  |  | David Frye
|  | CAREFUSION | ALARIS 8100 | MODULE, INFUSION PUMP |  | SPD | Kelemen |  |  | 07/25/2013 |  | 7/25/23 |  |  | NO | YES |  |  |  |  | CAREFUSION 10365619 13930271 |  |  | Active |  | 99:99:99:99:99:99 |  | High Risk | 1Y:00-MFG | 01/07/2019 | 02/01/2020 | COOPER UNIVERSITY HOSPITAL |  |  |  |  | David Frye
|  | CAREFUSION | ALARIS 8100 | MODULE, INFUSION PUMP |  | SPD | Kelemen |  |  | 07/25/2013 |  | 7/25/23 |  |  | NO | YES |  |  |  |  | CAREFUSION 10365602 13930814 |  |  | Active |  | 99:99:99:99:99:99 |  | High Risk | 1Y:00-MFG | 01/28/2019 | 02/01/2020 | COOPER UNIVERSITY HOSPITAL |  |  |  |  | David Frye
|  | CAREFUSION | ALARIS 8100 | MODULE, INFUSION PUMP |  | SPD | Dorrance |  |  | 07/25/2013 |  | 7/25/23 |  |  | NO | YES |  |  |  |  | CAREFUSION 10365599 13930803 |  |  | Active |  | 99:99:99:99:99:99 |  | High Risk | 1Y:00-MFG | 01/23/2019 | 02/01/2020 | COOPER UNIVERSITY HOSPITAL |  |  |  |  | David Frye
|  | CAREFUSION | ALARIS 8100 | MODULE, INFUSION PUMP |  | SPD | Pavilion |  |  | 07/25/2013 |  | 7/25/23 |  |  | NO | YES |  |  |  |  | CAREFUSION 10365594 13930730 |  |  | Active |  | 99:99:99:99:99:99 |  | High Risk | 1Y:00-MFG | 01/21/2019 | 02/01/2020 | COOPER UNIVERSITY HOSPITAL |  |  |  |  | David Frye
|  | CAREFUSION | ALARIS 8100 | MODULE, INFUSION PUMP |  | SPD | Dorrance |  |  | 07/25/2013 |  | 7/25/23 |  |  | NO | YES |  |  |  |  | CAREFUSION 10365590 13930811 |  |  | Active |  | 99:99:99:99:99:99 |  | High Risk | 1Y:00-MFG | 02/01/2019 | 02/01/2020 | COOPER UNIVERSITY HOSPITAL |  |  |  |  | David Frye
|  | CAREFUSION | ALARIS 8100 | MODULE, INFUSION PUMP |  | SPD | Kelemen |  |  | 07/25/2013 |  | 7/25/23 |  |  | NO | YES |  |  |  |  | CAREFUSION 10365585 13931227 |  |  | Active |  | 99:99:99:99:99:99 |  | High Risk | 1Y:00-MFG | 01/29/2019 | 02/01/2020 | COOPER UNIVERSITY HOSPITAL |  |  |  |  | David Frye
|  | CAREFUSION | ALARIS 8100 | MODULE, INFUSION PUMP |  | SPD | Kelemen |  |  | 07/25/2013 |  | 7/25/23 |  |  | NO | YES |  |  |  |  | CAREFUSION 10365583 13930672 |  |  | Active |  | 99:99:99:99:99:99 |  | High Risk | 1Y:00-MFG | 01/08/2019 | 02/01/2020 | COOPER UNIVERSITY HOSPITAL |  |  |  |  | David Frye
|  | CAREFUSION | ALARIS 8100 | MODULE, INFUSION PUMP |  | SPD | Kelemen |  |  | 07/25/2013 |  | 7/25/23 |  |  | NO | YES |  |  |  |  | CAREFUSION 10365574 13930573 |  |  | Active |  | 99:99:99:99:99:99 |  | High Risk | 1Y:00-MFG | 01/03/2019 | 02/01/2020 | COOPER UNIVERSITY HOSPITAL |  |  |  |  | David Frye
|  | CAREFUSION | ALARIS 8100 | MODULE, INFUSION PUMP |  | SPD |  |  |  | 07/25/2013 |  | 7/25/23 |  |  | NO | YES |  |  |  |  | CAREFUSION 10365578 13930729 |  |  | Active |  | 99:99:99:99:99:99 |  | High Risk | 1Y:00-MFG | 04/15/2019 | 02/01/2020 | COOPER UNIVERSITY HOSPITAL |  |  |  |  | David Frye
|  | CAREFUSION | ALARIS 8100 | MODULE, INFUSION PUMP |  | SPD | Pavilion |  |  | 07/25/2013 |  | 7/25/23 |  |  | NO | YES |  |  |  |  | CAREFUSION 10365567 13930785 |  |  | Active |  | 99:99:99:99:99:99 |  | High Risk | 1Y:00-MFG | 02/22/2019 | 02/01/2020 | COOPER UNIVERSITY HOSPITAL |  |  |  |  | David Frye
|  | CAREFUSION | ALARIS 8100 | MODULE, INFUSION PUMP |  | SPD | Pavilion |  |  | 07/25/2013 |  | 7/25/23 |  |  | NO | YES |  |  |  |  | CAREFUSION 10365560 13930631 |  |  | Disposition |  | 99:99:99:99:99:99 |  | High Risk | 1Y:00-MFG | 06/07/2019 | 02/01/2020 | COOPER UNIVERSITY HOSPITAL |  |  |  |  | David Frye
|  | CAREFUSION | ALARIS 8100 | MODULE, INFUSION PUMP |  | SPD | Kelemen |  |  | 07/25/2013 |  | 7/25/23 |  |  | NO | YES |  |  |  |  | CAREFUSION 10365557 13930537 |  |  | Active |  | 99:99:99:99:99:99 |  | High Risk | 1Y:00-MFG | 02/11/2019 | 02/01/2020 | COOPER UNIVERSITY HOSPITAL |  |  |  |  | David Frye
|  | CAREFUSION | ALARIS 8100 | MODULE, INFUSION PUMP |  |  | Pavilion | [7 empty] | NO | YES
|  | CAREFUSION | ALARIS 8100 | MODULE, INFUSION PUMP |  | SPD | Kelemen |  |  | 05/01/2013 |  | 5/1/23 |  |  | NO | YES |  |  |  |  | CAREFUSION 10355512 13846368 |  |  | Active |  | 99:99:99:99:99:99 |  | High Risk | 1Y:00-MFG | 11/06/2018 | 12/01/2019 | COOPER UNIVERSITY HOSPITAL |  |  |  |  | David Frye
|  | CAREFUSION | ALARIS 8100 | MODULE, INFUSION PUMP |  | COOPER CANCER CENTER | MD Anderson Cancer Center |  |  | 06/30/2010 |  | 6/30/20 |  |  | NO | YES |  |  |  |  | CAREFUSION 10349152 13111516 |  |  | Active |  | 99:99:99:99:99:99 |  | High Risk | 1Y:00-MFG | 08/26/2019 | 09/01/2020 | COOPER AMBULATORY OFF-SITES |  |  |  |  | COLLEEN TEGELER
|  | CAREFUSION | ALARIS 8100 | MODULE, INFUSION PUMP |  | COOPER CANCER CENTER | MD Anderson Cancer Center |  |  | 08/27/2019 |  | 8/27/29 |  |  | NO | YES |  |  |  |  | CAREFUSION 30149652 14476286 |  |  | Active |  | 99:99:99:99:99:99 |  | High Risk | 1Y:00-MFG | 08/27/2019 | 08/27/2019 | COOPER AMBULATORY OFF-SITES |  |  | SUITE F |  | COLLEEN TEGELER |  |  |  | 08/27/2019 | 08/27/2019 |  |  |  |  | 08/27/2019 | 08/27/2019
|  | CAREFUSION | ALARIS 8100 | MODULE, INFUSION PUMP |  | COOPER CANCER CENTER | MD Anderson Cancer Center |  |  | 08/27/2019 |  | 8/27/29 |  |  | NO | YES |  |  |  |  | CAREFUSION 30149651 14463306 |  |  | Active |  | 99:99:99:99:99:99 |  | High Risk | 1Y:00-MFG | 08/27/2019 | 08/27/2019 | COOPER AMBULATORY OFF-SITES |  |  | SUITE F |  | COLLEEN TEGELER |  |  |  | 08/27/2019 | 08/27/2019 |  |  |  |  | 08/27/2019 | 08/27/2019
|  | CAREFUSION | ALARIS 8100 | MODULE, INFUSION PUMP |  | COOPER CANCER CENTER | MD Anderson Cancer Center |  |  | 08/27/2019 |  | 8/27/29 |  |  | NO | YES |  |  |  |  | CAREFUSION 30149650 14463302 |  |  | Active |  | 99:99:99:99:99:99 |  | High Risk | 1Y:00-MFG | 08/27/2019 | 08/27/2019 | COOPER AMBULATORY OFF-SITES |  |  | SUITE F |  | COLLEEN TEGELER |  |  |  | 08/27/2019 | 08/27/2019 |  |  |  |  | 08/27/2019 | 08/27/2019
|  | CAREFUSION | ALARIS 8100 | MODULE, INFUSION PUMP |  | COOPER CANCER CENTER | MD Anderson Cancer Center |  |  | 08/27/2019 |  | 8/27/29 |  |  | NO | YES |  |  |  |  | CAREFUSION 30149648 14476288 |  |  | Active |  | 99:99:99:99:99:99 |  | High Risk | 1Y:00-MFG | 08/27/2019 | 08/27/2019 | COOPER AMBULATORY OFF-SITES |  |  | SUITE F |  | COLLEEN TEGELER |  |  |  | 08/27/2019 | 08/27/2019 |  |  |  |  | 08/27/2019 | 08/27/2019
|  | CAREFUSION | ALARIS 8100 | MODULE, INFUSION PUMP |  | COOPER CANCER CENTER | MD Anderson Cancer Center |  |  | 08/27/2019 |  | 8/27/29 |  |  | NO | YES |  |  |  |  | CAREFUSION 30149649 14476295 |  |  | Active |  | 99:99:99:99:99:99 |  | High Risk | 1Y:00-MFG | 08/27/2019 | 08/27/2019 | COOPER AMBULATORY OFF-SITES |  |  | SUITE F |  | COLLEEN TEGELER |  |  |  | 08/27/2019 | 08/27/2019 |  |  |  |  | 08/27/2019 | 08/27/2019
|  | CAREFUSION | ALARIS 8100 | MODULE, INFUSION PUMP |  | COOPER CANCER CENTER | MD Anderson Cancer Center |  |  | 08/27/2019 |  | 8/27/29 |  |  | NO | YES |  |  |  |  | CAREFUSION 30149647 14463286 |  |  | Active |  | 99:99:99:99:99:99 |  | High Risk | 1Y:00-MFG | 08/27/2019 | 08/27/2019 | COOPER AMBULATORY OFF-SITES |  |  | SUITE F |  | COLLEEN TEGELER |  |  |  | 08/27/2019 | 08/27/2019 |  |  |  |  | 08/27/2019 | 08/27/2019
|  | CAREFUSION | ALARIS 8100 | MODULE, INFUSION PUMP |  | COOPER CANCER CENTER | MD Anderson Cancer Center |  |  | 08/27/2019 |  | 8/27/29 |  |  | NO | YES |  |  |  |  | CAREFUSION 30149646 14460523 |  |  | Active |  | 99:99:99:99:99:99 |  | High Risk | 1Y:00-MFG | 08/27/2019 | 08/27/2019 | COOPER AMBULATORY OFF-SITES |  |  | SUITE F |  | COLLEEN TEGELER |  |  |  | 08/27/2019 | 08/27/2019 |  |  |  |  | 08/27/2019 | 08/27/2019
|  | CAREFUSION | ALARIS 8100 | MODULE, INFUSION PUMP |  | COOPER CANCER CENTER | MD Anderson Cancer Center |  |  | 08/27/2019 |  | 8/27/29 |  |  | NO | YES |  |  |  |  | CAREFUSION 30149645 14463220 |  |  | Active |  | 99:99:99:99:99:99 |  | High Risk | 1Y:00-MFG | 08/27/2019 | 08/27/2019 | COOPER AMBULATORY OFF-SITES |  |  |  |  | COLLEEN TEGELER |  |  |  | 08/27/2019 | 08/27/2019 |  |  |  |  | 08/27/2019 | 08/27/2019
|  | CAREFUSION | ALARIS 8100 | MODULE, INFUSION PUMP |  |  | Kelemen | [7 empty] | NO | YES
|  | CODMAN &amp; SHURTLEFF, INC. | MALIS 1000 | MODULE, IRRIGATION | 80-10776-13 | OPERATING ROOM - PAVILION | Pavilion |  |  | 02/12/2009 |  | 2/12/14 |  |  | NO | YES |  |  |  |  | CODMAN & SHURTLEFF, INC. 10368291 80-10776-13 |  |  | Active |  | 99:99:99:99:99:99 |  | Equipment | PAAR:00-PVAR | 11/02/2019 |  | COOPER UNIVERSITY HOSPITAL |  |  | P4 | WOT00000002201191 | DOMINIC VENDETTA | Disposition | Closed | Salvatore Bombara | 02/14/2019 | 05/17/2019 | Bulk Disposition CNL
|  | CODMAN &amp; SHURTLEFF, INC. | MALIS 1000 | MODULE, IRRIGATION | IR1211141 | OR - KELEMEN 3 | Kelemen |  |  | 04/22/2013 |  | 4/22/18 |  |  | NO | YES |  |  |  |  | CODMAN & SHURTLEFF, INC. 10356162 IR1211141 |  |  | Active |  | 99:99:99:99:99:99 |  | Equipment | PAAR:00-PVAR | 11/02/2019 |  | COOPER UNIVERSITY HOSPITAL |  |  | OR-KELEMEN K6 | WOT00000002202627 | DOMINIC VENDETTA | Disposition | Closed | Salvatore Bombara | 02/14/2019 | 05/17/2019 | Bulk Disposition CNL
|  | CODMAN &amp; SHURTLEFF, INC. | MALIS 1000 | MODULE, IRRIGATION | RP18021 | OPERATING ROOM - PAVILION | Kelemen |  |  | 12/29/2008 |  | 12/29/13 |  |  | NO | YES |  |  |  |  | CODMAN & SHURTLEFF, INC. 10346556 RP18021 |  |  | Active |  | 99:99:99:99:99:99 |  | Equipment | PAAR:00-PVAR | 11/02/2019 |  | COOPER UNIVERSITY HOSPITAL |  |  | OR P04 |  | DOMINIC VENDETTA
|  | STORZ | IMAGE 1 S CONNECT II TC201 | MODULE, LINK | Tq809344-p | OPERATING ROOM - PAVILION | Pavilion |  |  | 10/31/2019 |  | 10/31/24 |  |  | NO | YES |  |  |  |  | STORZ 11239486 Tq809344-p |  |  | Active |  |  |  | Equipment | PAAR:00-PVAR | 10/31/2019 | 10/31/2019 | COOPER UNIVERSITY HOSPITAL |  |  |  | WOT00000003688767 | DOMINIC VENDETTA | Performance Verification | Completed | Salvatore Bombara | 10/31/2019 | 10/31/2019 | Performance Verification for STORZ 11239486 Tq809344-p | Initial Install of Performance Verification. Device is ready for patient use. |  |  | 10/31/2019 | 10/31/2019
|  | STORZ | IMAGE 1 X-LINK TC301 | MODULE, LINK | YR796855-P | OR - KELEMEN 3 | Pavilion |  |  | 10/31/2019 |  | 10/31/24 |  |  | NO | YES |  |  |  |  | STORZ 11239422 YR796855-P |  |  | Active |  |  |  | Equipment | PAAR:00-PVAR | 10/31/2019 | 10/31/2019 | COOPER UNIVERSITY HOSPITAL |  |  |  | WOT00000002005647 | DOMINIC VENDETTA | Performance Verification | Closed | Salvatore Bombara | 10/31/2019 | 10/31/2019 | Performance Verification for STORZ 11239422 YR796855-P | Initial Install of Performance Verification. Device is ready for patient use. |  |  | 10/31/2019 | 10/31/2019
|  | STORZ | IMAGE 1S H3-LINK TC 300 | MODULE, LINK | QU810356-P | OPERATING ROOM - PAVILION | Pavilion |  |  | 09/09/2019 |  | 9/9/24 |  |  | NO | YES |  |  |  |  | STORZ 11239487 QU810356-P |  |  | Active |  |  |  | Equipment | 1Y:00-MFG | 09/09/2019 | 09/09/2019 | COOPER UNIVERSITY HOSPITAL |  |  |  | WOT00000003688905 | DOMINIC VENDETTA | Performance Verification | Completed | Salvatore Bombara | 09/09/2019 | 09/09/2019 | Performance Verification for STORZ 11239487 QU810356-P | Initial Install of Performance Verification. Device is ready for patient use. |  |  | 09/09/2019 | 09/09/2019
|  | STORZ | IMAGE 1S H3-LINK TC 300 | MODULE, LINK | OQ802787-P | OPERATING ROOM - PAVILION | Kelemen |  |  | 03/26/2019 |  | 3/26/24 |  |  | NO | YES |  |  |  |  | STORZ 11239438 OQ802787-P |  |  | Active |  |  |  | Equipment | 1Y:00-MFG | 03/26/2019 | 03/26/2019 | COOPER UNIVERSITY HOSPITAL |  |  | Storz Tower | WOT00000002405561 | DOMINIC VENDETTA | Performance Verification | Closed | Salvatore Bombara | 03/26/2019 | 03/26/2019 | Performance Verification for UNMATCHED 11239438 OQ802787-P | Initial Install of Performance Verification. Device is ready for patient use. |  |  | 03/26/2019 | 03/26/2019
|  | STORZ | IMAGE 1S H3-LINK TC 300 | MODULE, LINK | YS775722-P | OPERATING ROOM - PAVILION | Pavilion |  |  | 12/06/2017 |  | 12/6/22 |  |  | NO | YES |  |  |  |  | STORZ 10725728 YS775722-P |  |  | Active |  | 99:99:99:99:99:99 |  | Equipment | PAAR:00-PVAR | 10/31/2019 |  | COOPER UNIVERSITY HOSPITAL |  |  |  | 0012586509 | DOMINIC VENDETTA | Preventative Maintenance | Closed | Josh Harris | 12/27/2017 | 12/27/2017 | PERFORMANCE ASSURANCE AT INVENTORY | INVENTORIED DEVICE AND ENSURED DEVICE WAS FUNCTIONING PROPERLY. | B0B4222E-858D-45E9-B633-68C1BABDECB2 | Labor | 12/06/2017 | 12/06/2017 | Michael Youch
|  | STORZ | IMAGE 1S H3-LINK TC 300 | MODULE, LINK | RS765402-P |  | Kelemen | [7 empty] | NO | YES | Serial Number RS765402-P
|  | STORZ | IMAGE 1S H3-LINK TC300 | MODULE, LINK | RS765402-P | OR - KELEMEN 3 | Kelemen |  |  | 10/31/2019 |  | 10/31/24 |  |  | NO | YES | Serial Number RS765402-P |  |  |  | STORZ 10769720 RS765402-P |  |  | Active |  | 99:99:99:99:99:99 |  | Equipment | PAAR:00-PVAR | 10/31/2019 | 10/31/2019 | COOPER UNIVERSITY HOSPITAL |  |  |  | 0012141478 | DOMINIC VENDETTA | Performance Verification | Closed | Salvatore Bombara | 10/31/2019 | 10/31/2019 | INCOMING INVENTORY | DEVICE INVENTORIED | 9CE4F082-DF80-44F0-9C4B-A133AA582A14 | Labor | 10/31/2019 | 10/31/2019 | Bonnie Aichroth
|  | STORZ | IMAGE 1S H3-LINK TC300 | MODULE, LINK | YT757834-P | OPERATING ROOM - PAVILION | Kelemen |  |  | 01/12/2017 |  | 1/12/22 |  |  | NO | YES |  |  |  |  | STORZ 10769267 YT757834-P |  |  | Active |  | 99:99:99:99:99:99 |  | Equipment | PAAR:00-PVAR | 10/31/2019 |  | COOPER UNIVERSITY HOSPITAL |  |  |  | 0011488906 | DOMINIC VENDETTA | Performance Verification | Closed | Bonnie Aichroth | 04/17/2017 | 04/17/2017 | INCOMING INVENTORY | DEVICE INVENTORIED | BCF1A7ED-C9FB-40FE-9E06-18F54E2739D3 | Labor | 04/17/2017 | 04/17/2017 | Bonnie Aichroth
|  | STORZ | IMAGE 1S H3-LINK TC300 | MODULE, LINK | YT758607-P | OPERATING ROOM - PAVILION | Kelemen |  |  | 01/12/2017 |  | 1/12/22 |  |  | NO | YES |  |  |  |  | STORZ 10769266 YT758607-P |  |  | Active |  | 99:99:99:99:99:99 |  | Equipment | PAAR:00-PVAR | 10/31/2019 |  | COOPER UNIVERSITY HOSPITAL |  |  |  | 0011488899 | DOMINIC VENDETTA | Performance Verification | Closed | Bonnie Aichroth | 04/17/2017 | 04/17/2017 | INCOMING INVENTORY | DEVICE INVENTORIED | B4748212-963A-4087-B521-C791CF411F48 | Labor | 04/17/2017 | 04/17/2017 | Bonnie Aichroth
|  | GE HEALTHCARE | CARESCAPE E-SCAIO-00 | MODULE, MEDICAL GAS | SGV15510198HA | ANESTHESIOLOGY | Pavilion |  |  | 01/04/2019 |  | 1/4/27 |  |  | NO | YES |  |  |  |  | GE MEDICAL SYSTEMS 30126208 SGV15510198HA |  |  | Active |  | 99:99:99:99:99:99 |  | High Risk | 1Y:00-MFG 4Y:00-RPLC | 01/04/2019 | 01/04/2019 | COOPER UNIVERSITY HOSPITAL |  |  | Pav Anes Work room |  | GIACINTA ROUPAS |  |  |  | 01/04/2019 | 01/04/2019 |  |  |  |  | 01/04/2019 | 01/04/2019
|  | GE HEALTHCARE | CARESCAPE E-SCAIO-00 | MODULE, MEDICAL GAS | SGV18120083HA |  | Pavilion | [7 empty] | NO | YES
|  | GE HEALTHCARE | CARESCAPE E-SCAIO-00 | MODULE, MEDICAL GAS | SGV18220025HA | VOORHEES SURGERY CENTER-OPERATING ROOM | 900 Centennial Blvd | Suite E |  | 04/18/2019 |  | 4/18/27 |  |  | NO | YES |  |  |  |  | GE MEDICAL SYSTEMS 30294964 SGV18220025HA |  |  | Active |  | 99:99:99:99:99:99 |  | High Risk | 1Y:00-MFG 4Y:00-RPLC | 04/18/2019 | 04/18/2019 | COOPER AMBULATORY OFF-SITES |  |  | Proceedure Room | WOT00000001194776 | JENNIFER BOMBARO | Performance Verification | Closed | Salvatore Bombara | 04/18/2019 | 04/18/2019 | Performance Verification for GE MEDICAL SYSTEMS 30294964 SGV18220025HA | Initial Install of Performance Verification. Device is ready for patient use. |  |  | 04/18/2019 | 04/18/2019
|  | GE HEALTHCARE | CARESCAPE E-SCAIO-00 | MODULE, MEDICAL GAS | SGV17500264HA | ANESTHESIOLOGY | Pavilion |  |  | 01/07/2019 |  | 1/7/27 |  |  | NO | YES |  |  |  |  | GE MEDICAL SYSTEMS 30294949 SGV17500264HA |  |  | Active |  | 99:99:99:99:99:99 |  | High Risk | 1Y:00-MFG 4Y:00-RPLC | 01/07/2019 | 01/07/2019 | COOPER UNIVERSITY HOSPITAL |  |  | SD OR 5 | WOT00000000616738 | GIACINTA ROUPAS | Performance Verification | Closed | Salvatore Bombara | 01/07/2019 | 01/07/2019 | Performance Verification for GE MEDICAL SYSTEMS 30294949 SGV17500264HA | Initial Install of Performance Verification. Device is ready for patient use. |  |  | 01/07/2019 | 01/07/2019
|  | GE HEALTHCARE | CARESCAPE E-SCAIO-00 | MODULE, MEDICAL GAS | SGV17500263HA | ANESTHESIOLOGY | Pavilion |  |  | 01/07/2019 |  | 1/7/27 |  |  | NO | YES |  |  |  |  | GE MEDICAL SYSTEMS 30294947 SGV17500263HA |  |  | Active |  | 99:99:99:99:99:99 |  | High Risk | 1Y:00-MFG 4Y:00-RPLC | 01/07/2019 | 01/07/2019 | COOPER UNIVERSITY HOSPITAL |  |  | SD OR 8 | WOT00000000616573 | GIACINTA ROUPAS | Performance Verification | Closed | Salvatore Bombara | 01/07/2019 | 01/07/2019 | Performance Verification for GE MEDICAL SYSTEMS 30294947 SGV17500263HA | Initial Install of Performance Verification. Device is ready for patient use. |  |  | 01/07/2019 | 01/07/2019
|  | GE HEALTHCARE | CARESCAPE E-SCAIO-00 | MODULE, MEDICAL GAS | SGV17500228HA | EMERGENCY ROOM | Kelemen |  |  | 01/21/2019 |  | 1/21/27 |  |  | NO | YES |  |  |  |  | GE MEDICAL SYSTEMS 30294943 SGV17500228HA |  |  | Active |  | 99:99:99:99:99:99 |  | High Risk | 1Y:00-MFG 4Y:00-RPLC | 01/21/2019 | 01/21/2019 | COOPER UNIVERSITY HOSPITAL |  |  | ER Rm 9 A/B | WOT00000000564325 | KAREN GRUBER | Performance Verification | Closed | Salvatore Bombara | 01/21/2019 | 01/21/2019 | Performance Verification for GE MEDICAL SYSTEMS 30294943 SGV17500228HA | Initial Install of Performance Verification. Device is ready for patient use. |  |  | 01/21/2019 | 01/21/2019
|  | GE HEALTHCARE | CARESCAPE E-SCAIO-00 | MODULE, MEDICAL GAS | SGV17500257HA | ANESTHESIOLOGY | Pavilion |  |  | 01/08/2019 |  | 1/8/27 |  |  | NO | YES |  |  |  |  | GE MEDICAL SYSTEMS 30294941 SGV17500257HA |  |  | Active |  | 99:99:99:99:99:99 |  | High Risk | 1Y:00-MFG 4Y:00-RPLC | 01/08/2019 | 01/08/2019 | COOPER UNIVERSITY HOSPITAL |  |  | SD OR 03 | WOT00000000559008 | GIACINTA ROUPAS | Performance Verification | Closed | Salvatore Bombara | 01/08/2019 | 01/08/2019 | Performance Verification for GE MEDICAL SYSTEMS 30294941 SGV17500257HA | Initial Install of Performance Verification. Device is ready for patient use. |  |  | 01/08/2019 | 01/08/2019
|  | GE HEALTHCARE | CARESCAPE E-SCAIO-00 | MODULE, MEDICAL GAS | SGV17500256HA | ANESTHESIOLOGY | Pavilion |  |  | 01/08/2019 |  | 1/8/27 |  |  | NO | YES |  |  |  |  | GE MEDICAL SYSTEMS 30294939 SGV17500256HA |  |  | Active |  | 99:99:99:99:99:99 |  | High Risk | 1Y:00-MFG 4Y:00-RPLC | 01/08/2019 | 01/08/2019 | COOPER UNIVERSITY HOSPITAL |  |  | Pav OR 4 | WOT00000000558667 | GIACINTA ROUPAS | Performance Verification | Closed | Salvatore Bombara | 01/08/2019 | 01/08/2019 | Performance Verification for GE MEDICAL SYSTEMS 30294939 SGV17500256HA | Initial Install of Performance Verification. Device is ready for patient use. |  |  | 01/08/2019 | 01/08/2019
|  | GE HEALTHCARE | CARESCAPE E-SCAIO-00 | MODULE, MEDICAL GAS | SGV17500258HA | ANESTHESIOLOGY | Pavilion |  |  | 01/07/2019 |  | 1/7/27 |  |  | NO | YES |  |  |  |  | GE MEDICAL SYSTEMS 30294937 SGV17500258HA |  |  | Active |  | 99:99:99:99:99:99 |  | High Risk | 1Y:00-MFG 4Y:00-RPLC | 01/07/2019 | 01/07/2019 | COOPER UNIVERSITY HOSPITAL |  |  | SD OR 1 | WOT00000000556177 | GIACINTA ROUPAS | Performance Verification | Closed | Salvatore Bombara | 01/07/2019 | 01/07/2019 | Performance Verification for GE MEDICAL SYSTEMS 30294937 SGV17500258HA | Initial Install of Performance Verification. Device is ready for patient use. |  |  | 01/07/2019 | 01/07/2019
|  | GE HEALTHCARE | CARESCAPE E-SCAIO-00 | MODULE, MEDICAL GAS | SGV17490077HA | ANESTHESIOLOGY | Pavilion |  |  | 01/07/2019 |  | 1/7/27 |  |  | NO | YES |  |  |  |  | GE MEDICAL SYSTEMS 30294930 SGV17490077HA |  |  | Active |  | 99:99:99:99:99:99 |  | High Risk | 1Y:00-MFG 4Y:00-RPLC | 01/07/2019 | 01/07/2019 | COOPER UNIVERSITY HOSPITAL |  |  | L | WOT00000000551939 | GIACINTA ROUPAS | Performance Verification | Closed | Salvatore Bombara | 01/07/2019 | 01/07/2019 | Performance Verification for GE MEDICAL SYSTEMS 30294930 SGV17490077HA | Initial Install of Performance Verification. Device is ready for patient use. |  |  | 01/07/2019 | 01/07/2019
|  | GE HEALTHCARE | CARESCAPE E-SCAIO-00 | MODULE, MEDICAL GAS | SGV17500250HA | ANESTHESIOLOGY | Pavilion |  |  | 01/07/2019 |  | 1/7/27 |  |  | NO | YES |  |  |  |  | GE MEDICAL SYSTEMS 30294927 SGV17500250HA |  |  | Active |  | 99:99:99:99:99:99 |  | High Risk | 1Y:00-MFG 4Y:00-RPLC | 01/07/2019 | 01/07/2019 | COOPER UNIVERSITY HOSPITAL |  |  | SD7 | WOT00000000551791 | GIACINTA ROUPAS | Performance Verification | Closed | Salvatore Bombara | 01/07/2019 | 01/07/2019 | Performance Verification for GE MEDICAL SYSTEMS 30294927 SGV17500250HA | Initial Install of Performance Verification. Device is ready for patient use. |  |  | 01/07/2019 | 01/07/2019
|  | GE HEALTHCARE | CARESCAPE E-SCAIO-00 | MODULE, MEDICAL GAS | SGV16330015HA | EMERGENCY ROOM | Kelemen |  |  | 01/21/2019 |  | 1/21/27 |  |  | NO | YES |  |  |  |  | GE MEDICAL SYSTEMS 30294794 SGV16330015HA |  |  | Active |  | 99:99:99:99:99:99 |  | High Risk | 1Y:00-MFG 4Y:00-RPLC | 01/21/2019 | 01/21/2019 | COOPER UNIVERSITY HOSPITAL |  |  |  | 0012526966 | KAREN GRUBER | Performance Verification | Closed | Josh Harris | 01/21/2019 | 01/21/2019 | INCOMING INVENTORY | DEVICE INVENTORIED | D8CC39E7-3C44-417C-9166-8415E0F6C670 | Labor | 01/21/2019 | 01/21/2019 | Josh Harris
|  | GE HEALTHCARE | CARESCAPE E-SCAIO-00 | MODULE, MEDICAL GAS | SGV16330116HA | ANESTHESIOLOGY | Pavilion |  |  | 01/09/2019 |  | 1/9/27 |  |  | NO | YES |  |  |  |  | GE MEDICAL SYSTEMS 30294789 SGV16330116HA |  |  | Active |  | 99:99:99:99:99:99 |  | High Risk | 1Y:00-MFG 4Y:00-RPLC | 01/09/2019 | 01/09/2019 | COOPER UNIVERSITY HOSPITAL |  |  | Anes Trav 2 | 0012526979 | GIACINTA ROUPAS | Performance Verification | Closed | Josh Harris | 01/09/2019 | 01/09/2019 | INCOMING INVENTORY | DEVICE INVENTORIED | 85FCC9B6-0324-42BB-817F-1A6D3118319E | Labor | 01/09/2019 | 01/09/2019 | Josh Harris
|  | GE HEALTHCARE | CARESCAPE E-SCAIO-00 | MODULE, MEDICAL GAS | SGV16330177HA | ANESTHESIOLOGY | Pavilion |  |  | 01/07/2019 |  | 1/7/27 |  |  | NO | YES |  |  |  |  | GE MEDICAL SYSTEMS 30294791 SGV16330177HA |  |  | Active |  | 99:99:99:99:99:99 |  | High Risk | 1Y:00-MFG 4Y:00-RPLC | 01/07/2019 | 01/07/2019 | COOPER UNIVERSITY HOSPITAL |  |  | Pav Anes Work Room | 0012526959 | GIACINTA ROUPAS | Performance Verification | Closed | Josh Harris | 01/07/2019 | 01/07/2019 | INCOMING INVENTORY | DEVICE INVENTORIED | 03D51962-AE83-414E-8091-1DA36D170996 | Labor | 01/07/2019 | 01/07/2019 | Josh Harris
|  | GE HEALTHCARE | CARESCAPE E-SCAIO-00 | MODULE, MEDICAL GAS | SGV16330013HA | ANESTHESIOLOGY | Pavilion |  |  | 01/07/2019 |  | 1/7/27 |  |  | NO | YES |  |  |  |  | GE MEDICAL SYSTEMS 30294790 SGV16330013HA |  |  | Active |  | 99:99:99:99:99:99 |  | High Risk | 1Y:00-MFG 4Y:00-RPLC | 01/07/2019 | 01/07/2019 | COOPER UNIVERSITY HOSPITAL |  |  | Pav Anes Work Room | 0012395583 | GIACINTA ROUPAS | Performance Verification | Closed | Josh Harris | 01/07/2019 | 01/07/2019 | INCOMING INVENTORY | DEVICE INVENTORIED | 3394A192-5CB0-46F8-823A-713BD47E8F02 | Labor | 01/07/2019 | 01/07/2019 | Josh Harris
|  | GE HEALTHCARE | CARESCAPE E-SCAIO-00 | MODULE, MEDICAL GAS | SGV16330173HA | ANESTHESIOLOGY | Kelemen |  |  | 01/08/2019 |  | 1/8/27 |  |  | NO | YES |  |  |  |  | GE MEDICAL SYSTEMS 30294788 SGV16330173HA |  |  | Active |  | 99:99:99:99:99:99 |  | High Risk | 1Y:00-MFG 4Y:00-RPLC | 01/08/2019 | 01/08/2019 | COOPER UNIVERSITY HOSPITAL |  |  | K12 | 0012526963 | GIACINTA ROUPAS | Performance Verification | Closed | Josh Harris | 01/08/2019 | 01/08/2019 | INCOMING INVENTORY | DEVICE INVENTORIED | 54A103A8-FAC3-4AC4-BF55-FDC82E87BADE | Labor | 01/08/2019 | 01/08/2019 | Josh Harris
|  | GE HEALTHCARE | CARESCAPE E-SCAIO-00 | MODULE, MEDICAL GAS | SGV16280058HA | ANESTHESIOLOGY | Pavilion |  |  | 01/07/2019 |  | 1/7/27 |  |  | NO | YES |  |  |  |  | GE MEDICAL SYSTEMS 30294786 SGV16280058HA |  |  | Active |  | 99:99:99:99:99:99 |  | High Risk | 1Y:00-MFG 4Y:00-RPLC | 01/07/2019 | 01/07/2019 | COOPER UNIVERSITY HOSPITAL |  |  | Pav Anes Work Room | 0012526958 | GIACINTA ROUPAS | Preventative Maintenance | Closed | Josh Harris | 01/07/2019 | 01/07/2019 | PERFORMANCE ASSURANCE AT INVENTORY | INVENTORIED DEVICE AND ENSURED DEVICE WAS FUNCTIONING PROPERLY. | 09DA1E16-85AE-41F0-831E-3266B0FAF872 | Labor | 01/07/2019 | 01/07/2019 | Salvatore Bombara
|  | GE HEALTHCARE | CARESCAPE E-SCAIO-00 | MODULE, MEDICAL GAS | SGV16330145HA | ANESTHESIOLOGY | Kelemen |  |  | 01/07/2019 |  | 1/7/27 |  |  | NO | YES |  |  |  |  | GE MEDICAL SYSTEMS 30294785 SGV16330145HA |  |  | Active |  | 99:99:99:99:99:99 |  | High Risk | 1Y:00-MFG 4Y:00-RPLC | 01/07/2019 | 01/07/2019 | COOPER UNIVERSITY HOSPITAL |  |  | Pav anes work room | 0012526976 | GIACINTA ROUPAS | Performance Verification | Closed | Josh Harris | 01/07/2019 | 01/07/2019 | INCOMING INVENTORY | DEVICE INVENTORIED | 63FD40A2-D4A3-4661-8995-1B1786DE0E19 | Labor | 01/07/2019 | 01/07/2019 | Josh Harris
|  | GE HEALTHCARE | CARESCAPE E-SCAIO-00 | MODULE, MEDICAL GAS | SGV16330055HA | EMERGENCY ROOM | Kelemen |  |  | 01/04/2019 |  | 1/4/27 |  |  | NO | YES |  |  |  |  | GE MEDICAL SYSTEMS 30294784 SGV16330055HA |  |  | Active |  | 99:99:99:99:99:99 |  | High Risk | 1Y:00-MFG 4Y:00-RPLC | 01/04/2019 | 01/04/2019 | COOPER UNIVERSITY HOSPITAL |  |  | my desk | 0012395565 | KAREN GRUBER | Performance Verification | Closed | Josh Harris | 01/04/2019 | 01/04/2019 | INCOMING INVENTORY | DEVICE INVENTORIED | B78D01A2-4F6E-432A-85C3-A214C4646F72 | Labor | 01/04/2019 | 01/04/2019 | Josh Harris
|  | GE HEALTHCARE | CARESCAPE E-SCAIO-00 | MODULE, MEDICAL GAS | SGV16330042HA | ANESTHESIOLOGY | Kelemen |  |  | 01/08/2019 |  | 1/8/27 |  |  | NO | YES |  |  |  |  | GE MEDICAL SYSTEMS 30294780 SGV16330042HA |  |  | Active |  | 99:99:99:99:99:99 |  | High Risk | 1Y:00-MFG 4Y:00-RPLC | 01/08/2019 | 01/08/2019 | COOPER UNIVERSITY HOSPITAL |  |  | Kel 5Fl Short Procedure | 0012037179 | GIACINTA ROUPAS | Performance Verification | Closed | Salvatore Bombara | 01/08/2019 | 01/08/2019 | INCOMING INVENTORY | DEVICE INVENTORIED | 824DEBE9-F304-4D1B-9A57-DE24EACF4FC2 | Labor | 01/08/2019 | 01/08/2019 | Bonnie Aichroth
|  | GE HEALTHCARE | CARESCAPE E-SCAIO-00 | MODULE, MEDICAL GAS | SGV16330183HA | EMERGENCY ROOM | Kelemen |  |  | 01/22/2019 |  | 1/22/27 |  |  | NO | YES |  |  |  |  | GE MEDICAL SYSTEMS 30294781 SGV16330183HA |  |  | Active |  | 99:99:99:99:99:99 |  | High Risk | 1Y:00-MFG 4Y:00-RPLC | 01/22/2019 | 01/22/2019 | COOPER UNIVERSITY HOSPITAL |  |  |  | 0012395579 | KAREN GRUBER | Performance Verification | Closed | Josh Harris | 01/22/2019 | 01/22/2019 | INCOMING INVENTORY | DEVICE INVENTORIED | 96CCE48D-4A4F-4107-830E-7AC0322BA747 | Labor | 01/22/2019 | 01/22/2019 | Josh Harris
|  | GE HEALTHCARE | CARESCAPE E-SCAIO-00 | MODULE, MEDICAL GAS | SGV16330110HA | ANESTHESIOLOGY | Pavilion |  |  | 01/08/2019 |  | 1/8/27 |  |  | NO | YES |  |  |  |  | GE MEDICAL SYSTEMS 30294768 SGV16330110HA |  |  | Active |  | 99:99:99:99:99:99 |  | High Risk | 1Y:00-MFG 4Y:00-RPLC | 01/08/2019 | 01/08/2019 | COOPER UNIVERSITY HOSPITAL |  |  | K5 | 0011171837 | GIACINTA ROUPAS | Preventative Maintenance | Closed | Bonnie Aichroth | 01/08/2019 | 01/08/2019 | PERFORMANCE ASSURANCE AT INVENTORY | INVENTORIED DEVICE AND ENSURED DEVICE WAS FUNCTIONING PROPERLY. | 9C774963-8180-43B5-8D03-9DC70B1F0C4C | Labor | 01/08/2019 | 01/08/2019 | Salvatore Bombara
|  | GE HEALTHCARE | CARESCAPE E-SCAIO-00 | MODULE, MEDICAL GAS | SGV16330017HA | ANESTHESIOLOGY | Kelemen |  |  | 01/08/2019 |  | 1/8/27 |  |  | NO | YES |  |  |  |  | GE MEDICAL SYSTEMS 30294765 SGV16330017HA |  |  | Active |  | 99:99:99:99:99:99 |  | High Risk | 1Y:00-MFG 4Y:00-RPLC | 01/08/2019 | 01/08/2019 | COOPER UNIVERSITY HOSPITAL |  |  | K1 | 0011171830 | GIACINTA ROUPAS | Preventative Maintenance | Closed | Bonnie Aichroth | 01/08/2019 | 01/08/2019 | PERFORMANCE ASSURANCE AT INVENTORY | INVENTORIED DEVICE AND ENSURED DEVICE WAS FUNCTIONING PROPERLY. | 1FFB412F-584E-45F2-A0D7-11EDC8E0131E | Labor | 01/08/2019 | 01/08/2019 | Salvatore Bombara
|  | GE HEALTHCARE | CARESCAPE E-SCAIO-00 | MODULE, MEDICAL GAS | SGV16330113HA | ANESTHESIOLOGY | Kelemen |  |  | 01/08/2019 |  | 1/8/27 |  |  | NO | YES |  |  |  |  | GE MEDICAL SYSTEMS 30294759 SGV16330113HA |  |  | Active |  | 99:99:99:99:99:99 |  | High Risk | 1Y:00-MFG 4Y:00-RPLC | 01/08/2019 | 01/08/2019 | COOPER UNIVERSITY HOSPITAL |  |  | K2 | 0011171824 | GIACINTA ROUPAS | Preventative Maintenance | Closed | Bonnie Aichroth | 01/08/2019 | 01/08/2019 | PERFORMANCE ASSURANCE AT INVENTORY | INVENTORIED DEVICE AND ENSURED DEVICE WAS FUNCTIONING PROPERLY. | 835BD0CE-7B0C-47B2-BE7B-EC5B25C2B75D | Labor | 01/08/2019 | 01/08/2019 | Salvatore Bombara
|  | GE HEALTHCARE | CARESCAPE E-SCAIO-00 | MODULE, MEDICAL GAS | SGV16330114HA | ANESTHESIOLOGY | Pavilion |  |  | 01/08/2019 |  | 1/8/27 |  |  | NO | YES |  |  |  |  | GE MEDICAL SYSTEMS 30294756 SGV16330114HA |  |  | Active |  | 99:99:99:99:99:99 |  | High Risk | 1Y:00-MFG 4Y:00-RPLC | 01/08/2019 | 01/08/2019 | COOPER UNIVERSITY HOSPITAL |  |  | P10 | 0011171819 | GIACINTA ROUPAS | Preventative Maintenance | Closed | Bonnie Aichroth | 01/08/2019 | 01/08/2019 | PERFORMANCE ASSURANCE AT INVENTORY | INVENTORIED DEVICE AND ENSURED DEVICE WAS FUNCTIONING PROPERLY. | 387EB338-9522-4E5B-8239-4FF47AC8D745 | Labor | 01/08/2019 | 01/08/2019 | Salvatore Bombara
|  | GE HEALTHCARE | CARESCAPE E-SCAIO-00 | MODULE, MEDICAL GAS | SGV16330001HA | ANESTHESIOLOGY | Pavilion |  |  | 04/30/2019 |  | 4/30/27 |  |  | NO | YES |  |  |  |  | GE MEDICAL SYSTEMS 30294752 SGV16330001HA |  |  | Disposition |  | 99:99:99:99:99:99 |  | High Risk | 1Y:00-MFG | 04/30/2019 | 04/30/2019 | COOPER UNIVERSITY HOSPITAL |  |  | K6 | 0011171815 | GIACINTA ROUPAS | Preventative Maintenance | Closed | Bonnie Aichroth | 04/30/2019 | 04/30/2019 | PERFORMANCE ASSURANCE AT INVENTORY | INVENTORIED DEVICE AND ENSURED DEVICE WAS FUNCTIONING PROPERLY. | DE6C0365-B79D-4CA7-B40E-2E38F1DDD2DE | Labor | 04/30/2019 | 04/30/2019 | Salvatore Bombara
|  | GE HEALTHCARE | CARESCAPE E-SCAIO-00 | MODULE, MEDICAL GAS | SGV18100491HA | ANESTHESIOLOGY | Pavilion |  |  | 02/23/2019 |  | 2/23/27 |  |  | NO | YES |  |  |  |  | GE MEDICAL SYSTEMS 30286024 SGV18100491HA |  |  | Active |  | 99:99:99:99:99:99 |  | High Risk | 1Y:00-MFG 4Y:00-RPLC | 02/23/2019 | 02/23/2019 | COOPER UNIVERSITY HOSPITAL |  |  | SD OR 4 | WOT00000001058759 | GIACINTA ROUPAS | Performance Verification | Closed | Salvatore Bombara | 02/23/2019 | 02/23/2019 | Performance Verification for GE MEDICAL SYSTEMS 30286024 SGV18100491HA | Initial Install of Performance Verification. Device is ready for patient use. |  |  | 02/23/2019 | 02/23/2019
|  | GE HEALTHCARE | CARESCAPE E-SCAIO-00 | MODULE, MEDICAL GAS | SGS15170081HA | VOORHEES SURGERY CENTER-OPERATING ROOM | 900 Centennial Blvd | Suite E |  | 06/19/2015 |  | 6/19/23 |  |  | NO | YES |  |  |  |  | GE MEDICAL SYSTEMS 10347737 SGS15170081HA |  |  | Disposition |  |  |  | High Risk | 6M:00-MFG | 04/25/2016 | 04/01/2020 | COOPER AMBULATORY OFF-SITES |  |  |  |  | JENNIFER BOMBARO
|  | GE HEALTHCARE | CARESCAPE E-SCAIO-00 | MODULE, MEDICAL GAS | SVG15155975HA | VOORHEES SURGERY CENTER-OPERATING ROOM | 900 Centennial Blvd | Suite E |  | 06/19/2015 |  | 6/19/23 |  |  | NO | YES |  |  |  |  | GE MEDICAL SYSTEMS 10347740 SVG15155975HA |  |  | Active |  | 99:99:99:99:99:99 |  | High Risk | 1Y:00-MFG | 09/25/2019 | 09/01/2020 | COOPER AMBULATORY OFF-SITES |  |  | or2 |  | JENNIFER BOMBARO
|  | GE HEALTHCARE | CARESCAPE E-SCAIO-00 | MODULE, MEDICAL GAS | SGV15077850HA | VOORHEES SURGERY CENTER-OPERATING ROOM | 900 Centennial Blvd | Suite E |  | 06/19/2015 |  | 6/19/23 |  |  | NO | YES |  |  |  |  | GE MEDICAL SYSTEMS 10347731 SGV15077850HA |  |  | Active |  | 99:99:99:99:99:99 |  | High Risk | 1Y:00-MFG | 09/25/2019 | 09/01/2020 | COOPER AMBULATORY OFF-SITES |  |  | OR 1 |  | JENNIFER BOMBARO
|  | GE HEALTHCARE | CARESCAPE E-SCAIO-00 | MODULE, MEDICAL GAS | SGV15167037HA | VOORHEES SURGERY CENTER-OPERATING ROOM | 900 Centennial Blvd | Suite E |  | 09/25/2019 |  | 9/25/27 |  |  | NO | YES |  |  |  |  | GE MEDICAL SYSTEMS 30149580 SGV15167037HA |  |  | Active |  | 99:99:99:99:99:99 |  | High Risk | 1Y:00-MFG | 09/25/2019 | 09/25/2019 | COOPER AMBULATORY OFF-SITES |  |  | OR 3 |  | JENNIFER BOMBARO |  |  |  | 09/25/2019 | 09/25/2019 |  |  |  |  | 09/25/2019 | 09/25/2019
|  | GE HEALTHCARE | CARESCAPE E-SCAIO-00 | MODULE, MEDICAL GAS | SGV16330175HA | ANESTHESIOLOGY | Kelemen |  |  | 01/07/2019 |  | 1/7/27 |  |  | NO | YES |  |  |  |  | GE MEDICAL SYSTEMS 30146500 SGV16330175HA |  |  | Active |  | 99:99:99:99:99:99 |  | High Risk | 1Y:00-MFG 4Y:00-RPLC | 01/07/2019 | 01/07/2019 | COOPER UNIVERSITY HOSPITAL |  |  |  | 0011171810 | GIACINTA ROUPAS | Performance Verification | Closed | Bonnie Aichroth | 01/07/2019 | 01/07/2019 | INCOMING INVENTORY | DEVICE INVENTORIED | 6B258CE7-B3C0-40BB-AFA3-7399EF970480 | Labor | 01/07/2019 | 01/07/2019 | Bonnie Aichroth
|  | GE HEALTHCARE | CARESCAPE E-SCAIO-00 | MODULE, MEDICAL GAS | SGV1633012HA | ANESTHESIOLOGY | Kelemen |  |  | 02/23/2019 |  | 2/23/27 |  |  | NO | YES |  |  |  |  | GE MEDICAL SYSTEMS 30146497 SGV1633012HA |  |  | Active |  | 99:99:99:99:99:99 |  | High Risk | 1Y:00-MFG 4Y:00-RPLC | 02/23/2019 | 02/23/2019 | COOPER UNIVERSITY HOSPITAL |  |  | P2 | 0011171806 | GIACINTA ROUPAS | Preventative Maintenance | Closed | Bonnie Aichroth | 02/23/2019 | 02/23/2019 | PERFORMANCE ASSURANCE AT INVENTORY | INVENTORIED DEVICE AND ENSURED DEVICE WAS FUNCTIONING PROPERLY. | 86BC246F-3183-4584-9211-31C097470BE9 | Labor | 02/23/2019 | 02/23/2019 | Salvatore Bombara
|  | GE HEALTHCARE | CARESCAPE E-SCAIO-00 | MODULE, MEDICAL GAS | SGV16140125HA | ANESTHESIOLOGY | Pavilion |  |  | 01/09/2019 |  | 1/9/27 |  |  | NO | YES |  |  |  |  | GE MEDICAL SYSTEMS 30146477 SGV16140125HA |  |  | Active |  | 99:99:99:99:99:99 |  | High Risk | 1Y:00-MFG 4Y:00-RPLC | 01/09/2019 | 01/09/2019 | COOPER UNIVERSITY HOSPITAL |  |  | Anes Trav 3 | 0011475596 | GIACINTA ROUPAS | Preventative Maintenance | Closed | Bonnie Aichroth | 01/09/2019 | 01/09/2019 | PERFORMANCE ASSURANCE AT INVENTORY | INVENTORIED DEVICE AND ENSURED DEVICE WAS FUNCTIONING PROPERLY. | 42691C91-8CD3-4042-B4FC-2411CA9B8D82 | Labor | 01/09/2019 | 01/09/2019 | Salvatore Bombara
|  | GE HEALTHCARE | CARESCAPE E-SCAIO-00 | MODULE, MEDICAL GAS | SGV15520003HA | ANESTHESIOLOGY | Kelemen |  |  | 01/08/2019 |  | 1/8/27 |  |  | NO | YES |  |  |  |  | GE MEDICAL SYSTEMS 30146343 SNHSGV15520003HA |  |  | Active |  | 99:99:99:99:99:99 |  | High Risk | 1Y:00-MFG 4Y:00-RPLC | 01/08/2019 | 01/08/2019 | COOPER UNIVERSITY HOSPITAL |  |  | ROOM 8 OR KELEMEN |  | GIACINTA ROUPAS |  |  |  | 01/08/2019 | 01/08/2019 |  |  |  |  | 01/08/2019 | 01/08/2019
|  | GE HEALTHCARE | CARESCAPE E-SCAIO-00 | MODULE, MEDICAL GAS | SGV15490172HA | ANESTHESIOLOGY | Kelemen |  |  | 01/08/2019 |  | 1/8/27 |  |  | NO | YES |  |  |  |  | GE MEDICAL SYSTEMS 30146336 SGV15490172HA |  |  | Active |  | 99:99:99:99:99:99 |  | High Risk | 1Y:00-MFG 4Y:00-RPLC | 01/08/2019 | 01/08/2019 | COOPER UNIVERSITY HOSPITAL |  |  | OPERATING ROOM K10 |  | GIACINTA ROUPAS |  |  |  | 01/08/2019 | 01/08/2019 |  |  |  |  | 01/08/2019 | 01/08/2019
|  | GE HEALTHCARE | CARESCAPE E-SCAIO-00 | MODULE, MEDICAL GAS | SGV1552036HA | ANESTHESIOLOGY | Pavilion |  |  | 01/07/2019 |  | 1/7/27 |  |  | NO | YES |  |  |  |  | GE MEDICAL SYSTEMS 30146331 SGV1552036HA |  |  | Active |  | 99:99:99:99:99:99 |  | High Risk | 1Y:00-MFG 4Y:00-RPLC | 01/07/2019 | 01/07/2019 | COOPER UNIVERSITY HOSPITAL |  |  | Pav Anes Work Room |  | GIACINTA ROUPAS |  |  |  | 01/07/2019 | 01/07/2019 |  |  |  |  | 01/07/2019 | 01/07/2019
|  | GE HEALTHCARE | CARESCAPE E-SCAIO-00 | MODULE, MEDICAL GAS | SGV16020082HA | ANESTHESIOLOGY | Kelemen |  |  | 01/08/2019 |  | 1/8/27 |  |  | NO | YES |  |  |  |  | GE MEDICAL SYSTEMS 30146325 SGV16020082HA |  |  | Active |  | 99:99:99:99:99:99 |  | High Risk | 1Y:00-MFG 4Y:00-RPLC | 01/08/2019 | 01/08/2019 | COOPER UNIVERSITY HOSPITAL |  |  | ROOM K9 |  | GIACINTA ROUPAS |  |  |  | 01/08/2019 | 01/08/2019 |  |  |  |  | 01/08/2019 | 01/08/2019
|  | GE HEALTHCARE | CARESCAPE E-SCAIO-00 | MODULE, MEDICAL GAS | SGV1534011111A | ANESTHESIOLOGY | Pavilion |  |  | 01/07/2019 |  | 1/7/27 |  |  | NO | YES |  |  |  |  | GE MEDICAL SYSTEMS 30144491 SGV1534011111A |  |  | Active |  | 99:99:99:99:99:99 |  | High Risk | 1Y:00-MFG 4Y:00-RPLC | 01/07/2019 | 01/07/2019 | COOPER UNIVERSITY HOSPITAL |  |  |  |  | GIACINTA ROUPAS |  |  |  | 01/07/2019 | 01/07/2019 |  |  |  |  | 01/07/2019 | 01/07/2019
|  | GE HEALTHCARE | CARESCAPE E-SCAIO-00 | MODULE, MEDICAL GAS | SGV15380069HA | ANESTHESIOLOGY | Pavilion |  |  | 01/04/2019 |  | 1/4/27 |  |  | NO | YES |  |  |  |  | GE MEDICAL SYSTEMS 30144489 SGV15380069HA |  |  | Active |  | 99:99:99:99:99:99 |  | High Risk | 1Y:00-MFG 4Y:00-RPLC | 01/04/2019 | 01/04/2019 | COOPER UNIVERSITY HOSPITAL |  |  | Pav Anes Work Room |  | GIACINTA ROUPAS |  |  |  | 01/04/2019 | 01/04/2019 |  |  |  |  | 01/04/2019 | 01/04/2019
|  | GE HEALTHCARE | TRAM 451N | MODULE, MULTI-PARAMATER | SBB06523711GA |  | Pavilion | [7 empty] | NO | YES
|  | GE HEALTHCARE | TRAM 451N | MODULE, MULTI-PARAMATER | SBB07023857GA | INTENSIVE CARE UNIT | Kelemen |  |  | 04/24/2007 |  | 4/24/14 |  |  | NO | YES |  |  |  |  | GE MEDICAL SYSTEMS 10346460 SBB07023857GA |  |  | Active |  | 99:99:99:99:99:99 |  | Equipment | PAAR:00-PVAR | 11/02/2019 |  | COOPER UNIVERSITY HOSPITAL |  |  | TICU-BED09 | WOT00000000533999 | CAROLYN RUMELL | Disposition | Closed | Richard Jolly | 02/08/2018 | 05/17/2019 | Bulk Disposition CNL
|  | GE HEALTHCARE | TRAM 451N | MODULE, MULTI-PARAMATER | SBB07013795GA |  | Pavilion |  |  | 04/18/2007 |  | 4/18/14 |  |  | NO | YES |  |  |  |  | GE MEDICAL SYSTEMS 10346401 SBB07013795GA |  |  | Active |  | 99:99:99:99:99:99 |  | Equipment | PAAR:00-PVAR | 11/02/2019 |  | COOPER UNIVERSITY HOSPITAL |  |  | PAVILION-3 BED 5 | WOT00000000533981 | CAROLYN RUMELL | Disposition | Closed | Richard Jolly | 02/08/2018 | 05/15/2019 | Bulk Disposition CNL
|  | GE HEALTHCARE | TRAM 451N | MODULE, MULTI-PARAMATER | SBB08377388GA | INTENSIVE CARE UNIT | Pavilion |  |  | 11/03/2008 |  | 11/3/15 |  |  | NO | YES |  |  |  |  | GE MEDICAL SYSTEMS 10346393 SBB08377388GA |  |  | Active |  | 99:99:99:99:99:99 |  | Equipment | PAAR:00-PVAR | 11/02/2019 |  | COOPER UNIVERSITY HOSPITAL |  |  | PAVILION-3 BED 6 |  | FRANK OBRIEN
|  | GE HEALTHCARE | TRAM 451N | MODULE, MULTI-PARAMATER | RT106024427GR |  | Pavilion |  |  | 04/24/2007 |  | 4/24/14 |  |  | NO | YES |  |  |  |  | GE MEDICAL SYSTEMS 10346380 RT106024427GR |  |  | Active |  | 99:99:99:99:99:99 |  | Equipment | PAAR:00-PVAR | 11/02/2019 |  | COOPER UNIVERSITY HOSPITAL |  |  | PAVILION-3RD BED 3 | WOT00000000533445 | FRANK OBRIEN | Disposition | Closed | Richard Jolly | 02/08/2018 | 05/15/2019 | Bulk Disposition CNL
|  | GE HEALTHCARE | TRAM 451N | MODULE, MULTI-PARAMATER | SBB08337214GA |  | Kelemen |  |  | 11/03/2008 |  | 11/3/15 |  |  | NO | YES |  |  |  |  | GE MEDICAL SYSTEMS 10346375 SBB08337214GA |  |  | Active |  | 99:99:99:99:99:99 |  | Equipment | PAAR:00-PVAR | 11/02/2019 |  | COOPER UNIVERSITY HOSPITAL |  |  | PAVILION 3RD FLOOR |  | FRANK OBRIEN
|  | DATEX OHMEDA | E-PRESTN | MODULE, MULTI-PARAMETER |  | ANESTHESIOLOGY | Kelemen |  |  | 02/23/2009 |  | 2/23/16 |  |  | NO | YES |  |  |  |  | DATEX OHMEDA 10368123 6419766 |  |  | Disposition |  | 99:99:99:99:99:99 |  | Alarm | PAAR:00-PVAR | 11/02/2019 |  | COOPER UNIVERSITY HOSPITAL |  |  | ANESTH WK RM |  | GIACINTA ROUPAS
|  | DATEX OHMEDA | E-PRESTN | MODULE, MULTI-PARAMETER |  | ANESTHESIOLOGY | 900 Centennial Blvd | Suite E |  | 11/02/2019 |  | 11/2/26 |  |  | NO | YES |  |  |  |  | DATEX OHMEDA 30142935 6419753 |  |  | Active |  | 99:99:99:99:99:99 |  | Alarm | PAAR:00-PVAR | 11/02/2019 | 11/02/2019 | COOPER UNIVERSITY HOSPITAL |  |  | OR K3 |  | GIACINTA ROUPAS |  |  |  | 11/02/2019 | 11/02/2019 |  |  |  |  | 11/02/2019 | 11/02/2019
|  | DATEX OHMEDA | M-EST-00-01 | MODULE, MULTI-PARAMETER |  |  | Pavilion |  |  | 01/01/1900 |  |  |  |  | NO | YES |  |  |  |  | DATEX OHMEDA 10346390 114024 |  |  | Active |  | 99:99:99:99:99:99 |  | Equipment | PAAR:00-PVAR | 11/02/2019 |  | COOPER UNIVERSITY HOSPITAL |  |  | SDS - 3 KELEMEN BED 37 | WOT00000002199975 | Lisa Geoghegan | Disposition | Closed | Zhan Kiselev | 02/14/2019 | 05/25/2019 | Bulk Disposition CNL
|  | DATEX OHMEDA | M-ETP-00-03 | MODULE, MULTI-PARAMETER |  | SURGICAL CARE UNIT | Pavilion |  |  | 01/01/1900 |  |  |  |  | NO | YES |  |  |  |  | DATEX OHMEDA 10347515 112081 |  |  | Active |  | 99:99:99:99:99:99 |  | Equipment | PAAR:00-PVAR | 11/02/2019 |  | COOPER UNIVERSITY HOSPITAL |  |  | BED 40 | WOT00000002200398 | Lisa Geoghegan | Disposition | Closed | Zhan Kiselev | 02/14/2019 | 05/25/2019 | Bulk Disposition CNL
|  | DATEX OHMEDA | M-NESTPR..01 | MODULE, MULTI-PARAMETER |  |  | Pavilion |  |  | 06/01/2003 |  | 6/1/10 |  |  | NO | YES |  |  |  |  | DATEX OHMEDA 10368562 4687244 |  |  | Active |  | 99:99:99:99:99:99 |  | Equipment | PAAR:00-PVAR | 11/02/2019 |  | COOPER UNIVERSITY HOSPITAL |  |  | BED 36 | WOT00000002201791 | Lisa Geoghegan | Disposition | Closed | Zhan Kiselev | 02/14/2019 | 05/25/2019 | Bulk Disposition CNL
|  | DATEX OHMEDA | M-NESTPR..01 | MODULE, MULTI-PARAMETER |  |  | Pavilion |  |  | 01/01/1900 |  |  |  |  | NO | YES |  |  |  |  | DATEX OHMEDA 10368552 4865184 |  |  | Active |  | 99:99:99:99:99:99 |  | Equipment | PAAR:00-PVAR | 11/02/2019 |  | COOPER UNIVERSITY HOSPITAL |  |  | BED 32 | WOT00000002201741 | Lisa Geoghegan | Disposition | Closed | Zhan Kiselev | 02/14/2019 | 05/25/2019 | Bulk Disposition CNL
|  | DATEX OHMEDA | M-PRESTN | MODULE, MULTI-PARAMETER |  | ANESTHESIOLOGY | Pavilion |  |  | 06/20/2015 |  | 6/20/22 |  |  | NO | YES |  |  |  |  | DATEX OHMEDA 10369427 5178464 |  |  | Active |  | 99:99:99:99:99:99 |  | Alarm | PAAR:00-PVAR | 10/31/2019 |  | COOPER UNIVERSITY HOSPITAL |  |  |  | 0012527485 | Lisa Geoghegan | Preventative Maintenance | Closed | Josh Harris | 12/26/2017 | 12/26/2017 | PERFORMANCE ASSURANCE AT INVENTORY | INVENTORIED DEVICE AND ENSURED DEVICE WAS FUNCTIONING PROPERLY. | 593011FF-E957-45CC-AA50-31ECF56669EA | Labor | 11/21/2017 | 11/21/2017 | Zhan Kiselev
|  | DATEX OHMEDA | M-PRESTN | MODULE, MULTI-PARAMETER |  |  | Pavilion |  |  | 10/18/2005 |  | 10/18/12 |  |  | NO | YES |  |  |  |  | DATEX OHMEDA 10368574 5186763 |  |  | Active |  | 99:99:99:99:99:99 |  | Equipment | PAAR:00-PVAR | 11/02/2019 |  | COOPER UNIVERSITY HOSPITAL |  |  | BED 38 | WOT00000002201811 | DOMINIC VENDETTA | Disposition | Closed | Salvatore Bombara | 02/14/2019 | 05/21/2019 | Bulk Disposition CNL
|  | DATEX OHMEDA | M-PRESTN | MODULE, MULTI-PARAMETER |  |  | Pavilion |  |  | 03/10/2005 |  | 3/10/12 |  |  | NO | YES |  |  |  |  | DATEX OHMEDA 10368557 5133225 |  |  | Active |  | 99:99:99:99:99:99 |  | Equipment | PAAR:00-PVAR | 11/02/2019 |  | COOPER UNIVERSITY HOSPITAL |  |  | BED 31 | WOT00000002201759 | Lisa Geoghegan | Disposition | Closed | Zhan Kiselev | 02/14/2019 | 05/25/2019 | Bulk Disposition CNL
|  | DATEX OHMEDA | M-PRESTN | MODULE, MULTI-PARAMETER |  |  | Pavilion |  |  | 01/26/2005 |  | 1/26/12 |  |  | NO | YES |  |  |  |  | DATEX OHMEDA 10368547 5172108 |  |  | Active |  | 99:99:99:99:99:99 |  | Equipment | PAAR:00-PVAR | 11/02/2019 |  | COOPER UNIVERSITY HOSPITAL |  |  | Bed 29 | WOT00000002201718 | Lisa Geoghegan | Disposition | Closed | Zhan Kiselev | 02/14/2019 | 05/25/2019 | Bulk Disposition CNL
|  | DATEX OHMEDA | M-PRESTN | MODULE, MULTI-PARAMETER |  |  | Pavilion |  |  | 09/15/2005 |  | 9/15/12 |  |  | NO | YES |  |  |  |  | DATEX OHMEDA 10368543 5178478 |  |  | Disposition |  | 99:99:99:99:99:99 |  | Equipment | PAAR:00-PVAR | 11/02/2019 |  | COOPER UNIVERSITY HOSPITAL |  |  | BED 31 | WOT00000002201695 | Lisa Geoghegan | Disposition | Closed | Zhan Kiselev | 02/14/2019 | 05/25/2019 | Bulk Disposition CNL | Device no longer in the hospital | EXP3009451 | Labor | 05/24/2019 | 05/24/2019 | Zhan Kiselev
|  | DATEX OHMEDA | M-PRESTN | MODULE, MULTI-PARAMETER |  |  | Pavilion |  |  | 03/10/2005 |  | 3/10/12 |  |  | NO | YES |  |  |  |  | DATEX OHMEDA 10347510 5165484 |  |  | Active |  | 99:99:99:99:99:99 |  | Equipment | PAAR:00-PVAR | 11/02/2019 |  | COOPER UNIVERSITY HOSPITAL |  |  | BED 41 | WOT00000001324861 | Lisa Geoghegan | Repair | Closed | Michael Youch | 08/27/2018 | 11/06/2018 | BP hose cuff connector leaks | repaired BP hose cuff connector, verified, RTS. | EXP1268272 | Labor | 08/27/2018 | 08/27/2018 | Michael Youch
|  | DATEX OHMEDA | M-PRESTN | MODULE, MULTI-PARAMETER |  |  | Pavilion |  |  | 01/26/2005 |  | 1/26/12 |  |  | NO | YES |  |  |  |  | DATEX OHMEDA 10347503 5124719 |  |  | Active |  | 99:99:99:99:99:99 |  | Equipment | PAAR:00-PVAR | 11/02/2019 |  | COOPER UNIVERSITY HOSPITAL |  |  | Bed 28 | WOT00000002200353 | FRANK OBRIEN | Disposition | Closed | Richard Jolly | 02/14/2019 | 07/19/2019 | Bulk Disposition CNL
|  | GE HEALTHCARE |  | MODULE, MULTI-PARAMETER |  |  | 501 Fellowship Rd | [7 empty] | YES | YES
|  | GE HEALTHCARE | CARESCAPE PDM 2016793-002 | MODULE, MULTI-PARAMETER | SPX19410369SA | TRAUMA ICU | Kelemen |  |  | 11/19/2019 |  | 11/19/26 |  |  | NO | YES |  |  |  |  | GE MEDICAL SYSTEMS 11222275 SPX19410369SA |  |  | Active |  |  |  | Alarm | PAAR:00-PVAR | 11/19/2019 | 11/19/2019 | COOPER UNIVERSITY HOSPITAL |  |  |  | WOT00000004342544 | Diane Floyd | Performance Verification | Completed | Richard Jolly | 11/19/2019 | 11/19/2019 | Performance Verification for GE MEDICAL SYSTEMS 11222275 SPX19410369SA | Initial Install of Performance Verification. Device is ready for patient use. |  |  | 11/19/2019 | 11/19/2019
|  | GE HEALTHCARE | CARESCAPE PDM 2016793-002 | MODULE, MULTI-PARAMETER | SPX19420072SA | TRAUMA ICU | Kelemen |  |  | 11/19/2019 |  | 11/19/26 |  |  | NO | YES |  |  |  |  | GE MEDICAL SYSTEMS 11222272 SPX19420072SA |  |  | Active |  |  |  | Alarm | PAAR:00-PVAR | 11/19/2019 | 11/19/2019 | COOPER UNIVERSITY HOSPITAL |  |  |  | WOT00000004342680 | Diane Floyd | Performance Verification | Completed | Richard Jolly | 11/19/2019 | 11/19/2019 | Performance Verification for GE MEDICAL SYSTEMS 11222272 SPX19420072SA | Initial Install of Performance Verification. Device is ready for patient use. |  |  | 11/19/2019 | 11/19/2019
|  | GE Healthcare | CARESCAPE PDM 2016793-002 | MODULE, MULTI-PARAMETER | SA316310186SA | CDU - CLINICAL DECISION UNIT-9 KELEMEN | Kelemen |  |  | 10/31/2019 |  | 10/31/26 |  |  | NO | YES |  |  |  |  | GE MEDICAL SYSTEMS 30146421 SA316310186SA |  |  | Active |  | 99:99:99:99:99:99 |  | Alarm | PAAR:00-PVAR | 10/31/2019 | 10/31/2019 | COOPER UNIVERSITY HOSPITAL |  |  |  | 0011470305 | KAREN GRUBER | Performance Verification | Closed | Bonnie Aichroth | 10/31/2019 | 10/31/2019 | INCOMING INVENTORY | DEVICE INVENTORIED | 635704F2-2B21-4EDF-AB59-D1F27E10A016 | Labor | 10/31/2019 | 10/31/2019 | Bonnie Aichroth
|  | GE HEALTHCARE | CARESCAPE PDM 2016793-003 | MODULE, MULTI-PARAMETER | SA310331224GR |  | Pavilion | [7 empty] | YES | YES
|  | GE HEALTHCARE | CARESCAPE PDM 2016793-003 | MODULE, MULTI-PARAMETER | SA308317126GR |  | Pavilion | [7 empty] | YES | YES
|  | GE HEALTHCARE | CARESCAPE PDM 2016793-003 | MODULE, MULTI-PARAMETER | SA318200676SA | EMERGENCY ROOM | Kelemen |  |  | 10/31/2019 |  | 10/31/26 |  |  | NO | YES |  |  |  |  | GE MEDICAL SYSTEMS 11239375 SA318200676SA |  |  | Active |  | 99:99:99:99:99:99 |  | Alarm | PAAR:00-PVAR | 10/31/2019 | 10/31/2019 | COOPER UNIVERSITY HOSPITAL |  |  | Performance Verification | WOT00000001327390 | KAREN GRUBER | Performance Verification | Closed | Richard Jolly | 10/31/2019 | 10/31/2019 | Performance Verification for GE MEDICAL SYSTEMS 11239375 SA318200676SA | Initial Install of Performance Verification. Device is ready for patient use. |  |  | 10/31/2019 | 10/31/2019
|  | GE HEALTHCARE | CARESCAPE PDM 2016793-003 | MODULE, MULTI-PARAMETER | SA318200663SA | EMERGENCY ROOM | Kelemen |  |  | 10/31/2019 |  | 10/31/26 |  |  | NO | YES |  |  |  |  | GE MEDICAL SYSTEMS 11239374 SA318200663SA |  |  | Active |  | 99:99:99:99:99:99 |  | Alarm | PAAR:00-PVAR | 10/31/2019 | 10/31/2019 | COOPER UNIVERSITY HOSPITAL |  |  | Performance Verification | WOT00000001327418 | KAREN GRUBER | Performance Verification | Closed | Richard Jolly | 10/31/2019 | 10/31/2019 | Performance Verification for GE MEDICAL SYSTEMS 11239374 SA318200663SA | Initial Install of Performance Verification. Device is ready for patient use. |  |  | 10/31/2019 | 10/31/2019
|  | GE HEALTHCARE | CARESCAPE PDM 2016793-003 | MODULE, MULTI-PARAMETER | SA318200654SA | EMERGENCY ROOM | Kelemen |  |  | 10/31/2019 |  | 10/31/26 |  |  | NO | YES |  |  |  |  | GE MEDICAL SYSTEMS 11239366 SA318200654SA |  |  | Active |  | 99:99:99:99:99:99 |  | Alarm | PAAR:00-PVAR | 10/31/2019 | 10/31/2019 | COOPER UNIVERSITY HOSPITAL |  |  | Performance Verification | WOT00000001326266 | KAREN GRUBER | Performance Verification | Closed | Josh Harris | 10/31/2019 | 10/31/2019 | CEID Record Completion for GE MEDICAL SYSTEMS 11239366 SA318200654SA | Inventoried unit. | EXP3390019 | Labor | 10/31/2019 | 10/31/2019 | Josh Harris
|  | GE HEALTHCARE | CARESCAPE PDM 2016793-003 | MODULE, MULTI-PARAMETER | SA318200599SA | EMERGENCY ROOM | Kelemen |  |  | 10/31/2019 |  | 10/31/26 |  |  | NO | YES |  |  |  |  | GE MEDICAL SYSTEMS 11239365 SA318200599SA |  |  | Active |  | 99:99:99:99:99:99 |  | Alarm | PAAR:00-PVAR | 10/31/2019 | 10/31/2019 | COOPER UNIVERSITY HOSPITAL |  |  | Performance Verification | WOT00000001326301 | KAREN GRUBER | Performance Verification | Closed | Richard Jolly | 10/31/2019 | 10/31/2019 | Performance Verification for GE MEDICAL SYSTEMS 11239365 SA318200599SA | Initial Install of Performance Verification. Device is ready for patient use. |  |  | 10/31/2019 | 10/31/2019
|  | GE HEALTHCARE | CARESCAPE PDM 2016793-003 | MODULE, MULTI-PARAMETER | SA318200383SA | EMERGENCY ROOM | Kelemen |  |  | 10/31/2019 |  | 10/31/26 |  |  | NO | YES |  |  |  |  | GE MEDICAL SYSTEMS 11239367 SA318200383SA |  |  | Active |  | 99:99:99:99:99:99 |  | Alarm | PAAR:00-PVAR | 10/31/2019 | 10/31/2019 | COOPER UNIVERSITY HOSPITAL |  |  | Performance Verification | WOT00000001326183 | KAREN GRUBER | Performance Verification | Closed | Richard Jolly | 10/31/2019 | 10/31/2019 | Performance Verification for GE MEDICAL SYSTEMS 11239367 SA318200383SA | Initial Install of Performance Verification. Device is ready for patient use. |  |  | 10/31/2019 | 10/31/2019
|  | GE HEALTHCARE | CARESCAPE PDM 2016793-003 | MODULE, MULTI-PARAMETER | SA318240017SA | VOORHEES SURGERY CENTER-SURGERY DEPT | 900 Centennial Blvd | Suite E |  | 10/31/2019 |  | 10/31/26 |  |  | NO | YES |  |  |  |  | GE MEDICAL SYSTEMS 11239358 SA318240017SA |  |  | Active |  | 99:99:99:99:99:99 |  | Alarm | PAAR:00-PVAR | 10/31/2019 | 10/31/2019 | COOPER AMBULATORY OFF-SITES |  |  | Performance Verification | WOT00000001194753 | Theresa Megali | Performance Verification | Closed | Salvatore Bombara | 10/31/2019 | 10/31/2019 | Performance Verification for GE MEDICAL SYSTEMS 11239358 SA318240017SA | Initial Install of Performance Verification. Device is ready for patient use. |  |  | 10/31/2019 | 10/31/2019
|  | GE HEALTHCARE | CARESCAPE PDM 2016793-003 | MODULE, MULTI-PARAMETER | SA318210131SA | ANESTHESIOLOGY | Pavilion |  |  | 10/31/2019 |  | 10/31/26 |  |  | NO | YES |  |  |  |  | GE MEDICAL SYSTEMS 11239343 SA318210131SA |  |  | Active |  | 99:99:99:99:99:99 |  | Alarm | PAAR:00-PVAR | 10/31/2019 | 10/31/2019 | COOPER UNIVERSITY HOSPITAL |  |  | SD OR 4 | WOT00000001058725 | GIACINTA ROUPAS | Performance Verification | Closed | Salvatore Bombara | 10/31/2019 | 10/31/2019 | Performance Verification for GE MEDICAL SYSTEMS 11239343 SA318210131SA | Initial Install of Performance Verification. Device is ready for patient use. |  |  | 10/31/2019 | 10/31/2019
|  | GE HEALTHCARE | CARESCAPE PDM 2016793-003 | MODULE, MULTI-PARAMETER | SA318200454SA | ANESTHESIOLOGY | Pavilion |  |  | 10/31/2019 |  | 10/31/26 |  |  | NO | YES |  |  |  |  | GE MEDICAL SYSTEMS 11239341 SA318200454SA |  |  | Active |  | 99:99:99:99:99:99 |  | Alarm | PAAR:00-PVAR | 10/31/2019 | 10/31/2019 | COOPER UNIVERSITY HOSPITAL |  |  | SD OR Travel | WOT00000001058550 | GIACINTA ROUPAS | Performance Verification | Closed | Salvatore Bombara | 10/31/2019 | 10/31/2019 | Performance Verification for GE MEDICAL SYSTEMS 11239341 SA318200454SA | Initial Install of Performance Verification. Device is ready for patient use. |  |  | 10/31/2019 | 10/31/2019
|  | GE HEALTHCARE | CARESCAPE PDM 2016793-003 | MODULE, MULTI-PARAMETER | SA317470036SA | ANESTHESIOLOGY | Pavilion |  |  | 10/31/2019 |  | 10/31/26 |  |  | NO | YES |  |  |  |  | GE MEDICAL SYSTEMS 11239153 SA317470036SA |  |  | Active |  | 99:99:99:99:99:99 |  | Alarm | PAAR:00-PVAR | 10/31/2019 | 10/31/2019 | COOPER UNIVERSITY HOSPITAL |  |  | SD OR 5 | WOT00000000616714 | GIACINTA ROUPAS | Performance Verification | Closed | Salvatore Bombara | 10/31/2019 | 10/31/2019 | Performance Verification for GE MEDICAL SYSTEMS 11239153 SA317470036SA | Initial Install of Performance Verification. Device is ready for patient use. |  |  | 10/31/2019 | 10/31/2019
|  | GE HEALTHCARE | CARESCAPE PDM 2016793-003 | MODULE, MULTI-PARAMETER | SA317470048SA |  | Kelemen |  |  | 10/31/2019 |  | 10/31/26 |  |  | NO | YES |  |  |  |  | GE MEDICAL SYSTEMS 11239131 SA317470048SA |  |  | Active |  | 99:99:99:99:99:99 |  | Alarm | PAAR:00-PVAR | 10/31/2019 | 10/31/2019 | COOPER UNIVERSITY HOSPITAL |  |  | SD OR 4 | WOT00000000564299 | GIACINTA ROUPAS | Performance Verification | Closed | Salvatore Bombara | 10/31/2019 | 10/31/2019 | Performance Verification for GE MEDICAL SYSTEMS 11239131 SA317470048SA | Initial Install of Performance Verification. Device is ready for patient use. |  |  | 10/31/2019 | 10/31/2019
|  | GE HEALTHCARE | CARESCAPE PDM 2016793-003 | MODULE, MULTI-PARAMETER | SA317470032SA | ANESTHESIOLOGY | Pavilion |  |  | 10/31/2019 |  | 10/31/26 |  |  | NO | YES |  |  |  |  | GE MEDICAL SYSTEMS 11239079 SA317470032SA |  |  | Active |  | 99:99:99:99:99:99 |  | Alarm | PAAR:00-PVAR | 10/31/2019 | 10/31/2019 | COOPER UNIVERSITY HOSPITAL |  |  | SD OR 2 | WOT00000000558645 | GIACINTA ROUPAS | Performance Verification | Closed | Salvatore Bombara | 10/31/2019 | 10/31/2019 | Performance Verification for GE MEDICAL SYSTEMS 11239079 SA317470032SA | Initial Install of Performance Verification. Device is ready for patient use. |  |  | 10/31/2019 | 10/31/2019
|  | GE HEALTHCARE | CARESCAPE PDM 2016793-003 | MODULE, MULTI-PARAMETER | SA317470128SA | ANESTHESIOLOGY | Pavilion |  |  | 10/31/2019 |  | 10/31/26 |  |  | NO | YES |  |  |  |  | GE MEDICAL SYSTEMS 11239056 SA317470128SA |  |  | Active |  | 99:99:99:99:99:99 |  | Alarm | PAAR:00-PVAR | 10/31/2019 | 10/31/2019 | COOPER UNIVERSITY HOSPITAL |  |  | Sd OR 1 | WOT00000000554114 | GIACINTA ROUPAS | Performance Verification | Closed | Salvatore Bombara | 10/31/2019 | 10/31/2019 | Performance Verification for GE MEDICAL SYSTEMS 11239056 SA317470128SA | Initial Install of Performance Verification. Device is ready for patient use. |  |  | 10/31/2019 | 10/31/2019
|  | GE HEALTHCARE | CARESCAPE PDM 2016793-003 | MODULE, MULTI-PARAMETER | Sa309517728gr |  | Pavilion | [7 empty] | NO | YES
|  | GE HEALTHCARE | CARESCAPE PDM 2016793-003 | MODULE, MULTI-PARAMETER | SA317470102SA | ANESTHESIOLOGY | Pavilion |  |  | 10/31/2019 |  | 10/31/26 |  |  | NO | YES |  |  |  |  | GE MEDICAL SYSTEMS 11239007 SA317470102SA |  |  | Active |  | 99:99:99:99:99:99 |  | Alarm | PAAR:00-PVAR | 10/31/2019 | 10/31/2019 | COOPER UNIVERSITY HOSPITAL |  |  | SD6 | WOT00000000551873 | GIACINTA ROUPAS | Performance Verification | Closed | Salvatore Bombara | 10/31/2019 | 10/31/2019 | Performance Verification for GE MEDICAL SYSTEMS 11239007 SA317470102SA | Initial Install of Performance Verification. Device is ready for patient use. |  |  | 10/31/2019 | 10/31/2019
|  | GE HEALTHCARE | CARESCAPE PDM 2016793-003 | MODULE, MULTI-PARAMETER | SA310331222GR | TRAUMA ICU | Kelemen |  |  | 11/21/2019 |  | 11/21/26 |  |  | NO | YES |  |  |  |  | GE MEDICAL SYSTEMS 11222276 SA310331222GR |  |  | Active |  |  |  | Alarm | PAAR:00-PVAR | 11/21/2019 | 11/21/2019 | COOPER UNIVERSITY HOSPITAL |  |  |  | WOT00000004358680 | Diane Floyd | Performance Verification | Completed | Richard Jolly | 11/21/2019 | 11/21/2019 | Performance Verification for GE MEDICAL SYSTEMS 11222276 SA310331222GR | Initial Install of Performance Verification. Device is ready for patient use. |  |  | 11/21/2019 | 11/21/2019
|  | GE HEALTHCARE | CARESCAPE PDM 2016793-003 | MODULE, MULTI-PARAMETER | SPX19420079SA |  | Kelemen |  |  | 11/19/2019 |  | 11/19/26 |  |  | NO | YES |  |  |  |  | GE MEDICAL SYSTEMS 11222273 SPX19420079SA |  |  | Active |  |  |  | Alarm | PAAR:00-PVAR | 11/19/2019 | 11/19/2019 | COOPER UNIVERSITY HOSPITAL |  |  |  | WOT00000004342645 | Diane Floyd | Performance Verification | Completed | Richard Jolly | 11/19/2019 | 11/19/2019 | Performance Verification for GE MEDICAL SYSTEMS 11222273 SPX19420079SA | Initial Install of Performance Verification. Device is ready for patient use. |  |  | 11/19/2019 | 11/19/2019
|  | GE HEALTHCARE | CARESCAPE PDM 2016793-003 | MODULE, MULTI-PARAMETER | SPX19420083SA | TRAUMA ICU | Kelemen |  |  | 11/19/2019 |  | 11/19/26 |  |  | NO | YES |  |  |  |  | GE MEDICAL SYSTEMS 11222274 SPX19420083SA |  |  | Active |  |  |  | Alarm | PAAR:00-PVAR | 11/19/2019 | 11/19/2019 | COOPER UNIVERSITY HOSPITAL |  |  |  | WOT00000004342593 | Diane Floyd | Performance Verification | Completed | Richard Jolly | 11/19/2019 | 11/19/2019 | Performance Verification for GE MEDICAL SYSTEMS 11222274 SPX19420083SA | Initial Install of Performance Verification. Device is ready for patient use. |  |  | 11/19/2019 | 11/19/2019
|  | GE HEALTHCARE | CARESCAPE PDM 2016793-003 | MODULE, MULTI-PARAMETER | SPX19410071SA | TSDU - KELEMEN S7 | Kelemen |  |  | 11/19/2019 |  | 11/19/26 |  |  | NO | YES |  |  |  |  | GE MEDICAL SYSTEMS 11222271 SPX19410071SA |  |  | Active |  |  |  | Alarm | PAAR:00-PVAR | 11/19/2019 | 11/19/2019 | COOPER UNIVERSITY HOSPITAL |  |  |  | WOT00000004342744 | JEN VANDER HORN | Performance Verification | Completed | Richard Jolly | 11/19/2019 | 11/19/2019 | Performance Verification for GE MEDICAL SYSTEMS 11222271 SPX19410071SA | Initial Install of Performance Verification. Device is ready for patient use. |  |  | 11/19/2019 | 11/19/2019
|  | GE HEALTHCARE | CARESCAPE PDM 2016793-003 | MODULE, MULTI-PARAMETER | SPX19420084SA | TRAUMA ICU | Kelemen |  |  | 11/19/2019 |  | 11/19/26 |  |  | NO | YES |  |  |  |  | GE MEDICAL SYSTEMS 11222270 SPX19420084SA |  |  | Active |  |  |  | Alarm | PAAR:00-PVAR | 11/19/2019 | 11/19/2019 | COOPER UNIVERSITY HOSPITAL |  |  |  | WOT00000004339686 | Diane Floyd | Performance Verification | Completed | Richard Jolly | 11/19/2019 | 11/19/2019 | Performance Verification for GE MEDICAL SYSTEMS 11222270 SPX19420084SA | Initial Install of Performance Verification. Device is ready for patient use. |  |  | 11/19/2019 | 11/19/2019
|  | GE HEALTHCARE | CARESCAPE PDM 2016793-003 | MODULE, MULTI-PARAMETER | SPX19420085SA | INCU - KELEMEN S10 | Kelemen |  |  | 11/18/2019 |  | 11/18/26 |  |  | NO | YES |  |  |  |  | GE MEDICAL SYSTEMS 11222269 SPX19420085SA |  |  | Active |  |  |  | Alarm | PAAR:00-PVAR | 11/18/2019 | 11/18/2019 | COOPER UNIVERSITY HOSPITAL |  |  |  | WOT00000004334918 | Lisa Brooks | Performance Verification | Completed | Zhan Kiselev | 11/18/2019 | 11/18/2019 | Performance Verification for GE MEDICAL SYSTEMS 11222269 SPX19420085SA | Initial Install of Performance Verification. Device is ready for patient use. |  |  | 11/18/2019 | 11/18/2019
|  | GE HEALTHCARE | CARESCAPE PDM 2016793-003 | MODULE, MULTI-PARAMETER | SPX19410311SA | KELEMEN N10 | Kelemen |  |  | 11/18/2019 |  | 11/18/26 |  |  | NO | YES |  |  |  |  | GE MEDICAL SYSTEMS 11222267 SPX19410311SA |  |  | Active |  |  |  | Alarm | PAAR:00-PVAR | 11/18/2019 | 11/18/2019 | COOPER UNIVERSITY HOSPITAL |  |  |  | WOT00000004334792 | Lisa Brooks | Performance Verification | Completed | Zhan Kiselev | 11/18/2019 | 11/18/2019 | Performance Verification for GE MEDICAL SYSTEMS 11222267 SPX19410311SA | Initial Install of Performance Verification. Device is ready for patient use. |  |  | 11/18/2019 | 11/18/2019
|  | GE HEALTHCARE | CARESCAPE PDM 2016793-003 | MODULE, MULTI-PARAMETER | SA318240164SA | INTENSIVE CARE NURSERY | Dorrance |  |  | 10/31/2019 |  | 10/31/26 |  |  | NO | YES |  |  |  |  | GE MEDICAL SYSTEMS 11222161 SA318240164SA |  |  | Active |  | 99:99:99:99:99:99 |  | Alarm | PAAR:00-PVAR | 10/31/2019 | 10/31/2019 | COOPER UNIVERSITY HOSPITAL |  |  |  | WOT00000001619483 | JOANNE FOX | Performance Verification | Closed | Richard Jolly | 10/31/2019 | 10/31/2019 | CEID Record Completion for GE MEDICAL SYSTEMS 11222161 SA318240164SA | new equipment Install | EXP1653293 | Labor | 10/31/2019 | 10/31/2019 | Richard Jolly
|  | GE HEALTHCARE | CARESCAPE PDM 2016793-003 | MODULE, MULTI-PARAMETER | SA318240132SA | INTENSIVE CARE NURSERY | Dorrance |  |  | 10/31/2019 |  | 10/31/26 |  |  | NO | YES |  |  |  |  | GE MEDICAL SYSTEMS 11222157 SA318240132SA |  |  | Active |  | 99:99:99:99:99:99 |  | Alarm | PAAR:00-PVAR | 10/31/2019 | 10/31/2019 | COOPER UNIVERSITY HOSPITAL |  |  |  | WOT00000001619289 | JOANNE FOX | Performance Verification | Closed | Richard Jolly | 10/31/2019 | 10/31/2019 | Performance Verification for GE MEDICAL SYSTEMS 11222157 SA318240132SA | Initial Install of Performance Verification. Device is ready for patient use. |  |  | 10/31/2019 | 10/31/2019
|  | GE HEALTHCARE | CARESCAPE PDM 2016793-003 | MODULE, MULTI-PARAMETER | SA318200596SA | EMERGENCY ROOM | 900 Centennial Blvd | Suite E |  | 10/31/2019 |  | 10/31/26 |  |  | NO | YES |  |  |  |  | GE MEDICAL SYSTEMS 11222140 SA318200596SA |  |  | Active |  | 99:99:99:99:99:99 |  | Alarm | PAAR:00-PVAR | 10/31/2019 | 10/31/2019 | COOPER UNIVERSITY HOSPITAL |  |  |  | WOT00000001447862 | KAREN GRUBER | Performance Verification | Closed | Richard Jolly | 10/31/2019 | 10/31/2019 | Performance Verification for GE MEDICAL SYSTEMS 11222140 SA318200596SA | Initial Install of Performance Verification. Device is ready for patient use. |  |  | 10/31/2019 | 10/31/2019
|  | GE HEALTHCARE | CARESCAPE PDM 2016793-003 | MODULE, MULTI-PARAMETER | SPX19420092SA | KELEMEN 8 PCU | Kelemen |  |  | 11/14/2019 |  | 11/14/26 |  |  | NO | YES |  |  |  |  | GE MEDICAL SYSTEMS 11208488 SPX19420092SA |  |  | Active |  |  |  | Alarm | PAAR:00-PVAR | 11/14/2019 | 11/14/2019 | COOPER UNIVERSITY HOSPITAL |  |  | Kelemen 8 TP 2 | WOT00000004318252 | BYRON WELLS | Performance Verification | Completed | Michael Youch | 11/14/2019 | 11/14/2019 | Performance Verification for GE MEDICAL SYSTEMS 11208488 SPX19420092SA | Initial Install of Performance Verification. Device is ready for patient use. |  |  | 11/14/2019 | 11/14/2019
|  | GE HEALTHCARE | CARESCAPE PDM 2016793-003 | MODULE, MULTI-PARAMETER | SPX19420093SA | KELEMEN 8 PCU | Kelemen |  |  | 11/14/2019 |  | 11/14/26 |  |  | NO | YES |  |  |  |  | GE MEDICAL SYSTEMS 11208487 SPX19420093SA |  |  | Active |  |  |  | Alarm | PAAR:00-PVAR | 11/14/2019 | 11/14/2019 | COOPER UNIVERSITY HOSPITAL |  |  | PAV 056 | WOT00000004318374 | BYRON WELLS | Performance Verification | Completed | Michael Youch | 11/14/2019 | 11/14/2019 | Performance Verification for GE MEDICAL SYSTEMS 11208487 SPX19420093SA | Initial Install of Performance Verification. Device is ready for patient use. |  |  | 11/14/2019 | 11/14/2019
|  | GE HEALTHCARE | CARESCAPE PDM 2016793-003 | MODULE, MULTI-PARAMETER | SA311060325GR |  | Pavilion | [7 empty] | NO | YES
|  | GE HEALTHCARE | CARESCAPE PDM 2016793-003 | MODULE, MULTI-PARAMETER | SA312059562GR |  | Dorrance | [7 empty] | NO | YES
|  | GE HEALTHCARE | CARESCAPE PDM 2016793-003 | MODULE, MULTI-PARAMETER | SA314201516GA |  | Kelemen | [7 empty] | NO | YES
|  | GE HEALTHCARE | CARESCAPE PDM 2016793-003 | MODULE, MULTI-PARAMETER | SA312069742GR |  | Pavilion | [7 empty] | NO | YES
|  | GE HEALTHCARE | CARESCAPE PDM 2016793-003 | MODULE, MULTI-PARAMETER | SA317330021SA |  | Kelemen | [7 empty] | NO | YES
|  | GE HEALTHCARE | CARESCAPE PDM 2016793-003 | MODULE, MULTI-PARAMETER |  |  | Pavilion | [7 empty] | YES | YES
|  | GE HEALTHCARE | CARESCAPE PDM 2016793-003 | MODULE, MULTI-PARAMETER | SA310331253GR |  | Pavilion | [7 empty] | YES | YES
|  | GE HEALTHCARE | CARESCAPE PDM 2016793-003 | MODULE, MULTI-PARAMETER | SA309173147GA |  | Dorrance | [7 empty] | NO | YES
|  | GE HEALTHCARE | CARESCAPE PDM 2016793-003 | MODULE, MULTI-PARAMETER | SA318150046SA |  | Pavilion | [7 empty] | YES | YES
|  | GE HEALTHCARE | CARESCAPE PDM 2016793-003 | MODULE, MULTI-PARAMETER |  |  | Pavilion | [7 empty] | YES | YES
|  | GE HEALTHCARE | CARESCAPE PDM 2016793-003 | MODULE, MULTI-PARAMETER | SA310159454GR |  | Pavilion | [7 empty] | NO | YES
|  | GE HEALTHCARE | CARESCAPE PDM 2016793-003 | MODULE, MULTI-PARAMETER | Sa317470120sa | ANESTHESIOLOGY | Pavilion |  |  | 10/31/2019 |  | 10/31/26 |  |  | NO | YES |  |  |  |  | GE MEDICAL SYSTEMS 10769706 Sa317470120sa |  |  | Active |  | 99:99:99:99:99:99 |  | Alarm | PAAR:00-PVAR | 10/31/2019 | 10/31/2019 | COOPER UNIVERSITY HOSPITAL |  |  | SD Or 8 | WOT00000000544473 | GIACINTA ROUPAS | Performance Verification | Closed | Josh Harris | 10/31/2019 | 10/31/2019 | CEID Record Completion for GE MEDICAL SYSTEMS 10769706 Sa317470120sa | New equipment new equipment | EXP0126674 | Labor | 10/31/2019 | 10/31/2019 | Richard Jolly
|  | GE HEALTHCARE | CARESCAPE PDM 2016793-003 | MODULE, MULTI-PARAMETER | SA317470105SA | SAME DAY PREOP -2ND FL PAVILION | Pavilion |  |  | 10/31/2019 |  | 10/31/26 |  |  | NO | YES |  |  |  |  | GE MEDICAL SYSTEMS 10769704 SA317470105SA |  |  | Active |  | 99:99:99:99:99:99 |  | Alarm | PAAR:00-PVAR | 10/31/2019 | 10/31/2019 | COOPER UNIVERSITY HOSPITAL |  |  | Performance Verification | WOT00000000545545 | JOE DRUCTOR | Performance Verification | Closed | Richard Jolly | 10/31/2019 | 10/31/2019 | Performance Verification for GE MEDICAL SYSTEMS 10769704 SA317470105SA | Initial Install of Performance Verification. Device is ready for patient use. |  |  | 10/31/2019 | 10/31/2019
|  | GE HEALTHCARE | CARESCAPE PDM 2016793-003 | MODULE, MULTI-PARAMETER | SA317470055SA | SAME DAY PREOP -2ND FL PAVILION | Kelemen |  |  | 10/31/2019 |  | 10/31/26 |  |  | NO | YES |  |  |  |  | GE MEDICAL SYSTEMS 10769705 SA317470055SA |  |  | Active |  | 99:99:99:99:99:99 |  | Alarm | PAAR:00-PVAR | 10/31/2019 | 10/31/2019 | COOPER UNIVERSITY HOSPITAL |  |  |  | WOT00000000545539 | JOE DRUCTOR | Performance Verification | Closed | Richard Jolly | 10/31/2019 | 10/31/2019 | Performance Verification for GE MEDICAL SYSTEMS 10769705 SA317470055SA | Initial Install of Performance Verification. Device is ready for patient use. |  |  | 10/31/2019 | 10/31/2019
|  | GE HEALTHCARE | CARESCAPE PDM 2016793-003 | MODULE, MULTI-PARAMETER | SA317470085SA | SAME DAY OR-2ND FL PAVILION | Pavilion |  |  | 10/31/2019 |  | 10/31/26 |  |  | NO | YES |  |  |  |  | GE MEDICAL SYSTEMS 10769703 SA317470085SA |  |  | Active |  | 99:99:99:99:99:99 |  | Alarm | PAAR:00-PVAR | 10/31/2019 | 10/31/2019 | COOPER UNIVERSITY HOSPITAL |  |  | 2nd floor pavilion | WOT00000000545558 | JOE DRUCTOR | Performance Verification | Closed | Richard Jolly | 10/31/2019 | 10/31/2019 | Performance Verification for GE MEDICAL SYSTEMS 10769703 SA317470085SA | Initial Install of Performance Verification. Device is ready for patient use. |  |  | 10/31/2019 | 10/31/2019
|  | GE HEALTHCARE | CARESCAPE PDM 2016793-003 | MODULE, MULTI-PARAMETER | SA317470084SA | SAME DAY PREOP -2ND FL PAVILION | Pavilion |  |  | 10/31/2019 |  | 10/31/26 |  |  | NO | YES |  |  |  |  | GE MEDICAL SYSTEMS 10769702 SA317470084SA |  |  | Active |  | 99:99:99:99:99:99 |  | Alarm | PAAR:00-PVAR | 10/31/2019 | 10/31/2019 | COOPER UNIVERSITY HOSPITAL |  |  | PAV 923 | WOT00000000545565 | JOE DRUCTOR | Performance Verification | Closed | Josh Harris | 10/31/2019 | 10/31/2019 | CEID Record Completion for GE MEDICAL SYSTEMS 10769702 SA317470084SA | Inventoried unit. | EXP3409789 | Labor | 10/31/2019 | 10/31/2019 | Josh Harris
|  | GE HEALTHCARE | CARESCAPE PDM 2016793-003 | MODULE, MULTI-PARAMETER | SA317470125SA | SAME DAY PREOP -2ND FL PAVILION | Pavilion |  |  | 10/31/2019 |  | 10/31/26 |  |  | NO | YES |  |  |  |  | GE MEDICAL SYSTEMS 10769700 SA317470125SA |  |  | Active |  | 99:99:99:99:99:99 |  | Alarm | PAAR:00-PVAR | 10/31/2019 | 10/31/2019 | COOPER UNIVERSITY HOSPITAL |  |  | Performance Verification | WOT00000000545612 | JOE DRUCTOR | Performance Verification | Closed | Richard Jolly | 10/31/2019 | 10/31/2019 | Performance Verification for GE MEDICAL SYSTEMS 10769700 SA317470125SA | Initial Install of Performance Verification. Device is ready for patient use. |  |  | 10/31/2019 | 10/31/2019
|  | GE HEALTHCARE | CARESCAPE PDM 2016793-003 | MODULE, MULTI-PARAMETER | SA317470080SA | SAME DAY OR-2ND FL PAVILION | Kelemen |  |  | 10/31/2019 |  | 10/31/26 |  |  | NO | YES |  |  |  |  | GE MEDICAL SYSTEMS 10769699 SA317470080SA |  |  | Active |  | 99:99:99:99:99:99 |  | Alarm | PAAR:00-PVAR | 10/31/2019 | 10/31/2019 | COOPER UNIVERSITY HOSPITAL |  |  | 2nd floor pavilion | WOT00000000545729 | JOE DRUCTOR | Performance Verification | Closed | Josh Harris | 10/31/2019 | 10/31/2019 | CEID Record Completion for GE MEDICAL SYSTEMS 10769699 SA317470080SA | Inventoried unit. | EXP3409559 | Labor | 10/31/2019 | 10/31/2019 | Josh Harris
|  | GE HEALTHCARE | CARESCAPE PDM 2016793-003 | MODULE, MULTI-PARAMETER | SA317470093SA | SAME DAY OR-2ND FL PAVILION | Kelemen | BASEMENT |  | 10/31/2019 |  | 10/31/26 |  |  | NO | YES |  |  |  |  | GE MEDICAL SYSTEMS 10769698 SA317470093SA |  |  | Active |  | 99:99:99:99:99:99 |  | Alarm | PAAR:00-PVAR | 10/31/2019 | 10/31/2019 | COOPER UNIVERSITY HOSPITAL |  |  | 2nd floor pavilion | WOT00000000545723 | JOE DRUCTOR | Performance Verification | Closed | Josh Harris | 10/31/2019 | 10/31/2019 | CEID Record Completion for GE MEDICAL SYSTEMS 10769698 SA317470093SA | Inventoried unit. | EXP3409683 | Labor | 10/31/2019 | 10/31/2019 | Josh Harris
|  | GE HEALTHCARE | CARESCAPE PDM 2016793-003 | MODULE, MULTI-PARAMETER | SA317470088SA | SAME DAY PREOP -2ND FL PAVILION | Pavilion |  |  | 10/31/2019 |  | 10/31/26 |  |  | NO | YES |  |  |  |  | GE MEDICAL SYSTEMS 10769697 SA317470088SA |  |  | Active |  | 99:99:99:99:99:99 |  | Alarm | PAAR:00-PVAR | 10/31/2019 | 10/31/2019 | COOPER UNIVERSITY HOSPITAL |  |  | Performance Verification | WOT00000000545648 | JOE DRUCTOR | Performance Verification | Closed | Richard Jolly | 10/31/2019 | 10/31/2019 | Performance Verification for GE MEDICAL SYSTEMS 10769697 SA317470088SA | Initial Install of Performance Verification. Device is ready for patient use. |  |  | 10/31/2019 | 10/31/2019
|  | GE HEALTHCARE | CARESCAPE PDM 2016793-003 | MODULE, MULTI-PARAMETER | SA317470118SA | SAME DAY OR-2ND FL PAVILION | Pavilion |  |  | 10/31/2019 |  | 10/31/26 |  |  | NO | YES |  |  |  |  | GE MEDICAL SYSTEMS 10769696 SA317470118SA |  |  | Active |  | 99:99:99:99:99:99 |  | Alarm | PAAR:00-PVAR | 10/31/2019 | 10/31/2019 | COOPER UNIVERSITY HOSPITAL |  |  | 2nd floor pavilion | WOT00000000545636 | JOE DRUCTOR | Performance Verification | Closed | Richard Jolly | 10/31/2019 | 10/31/2019 | Performance Verification for GE MEDICAL SYSTEMS 10769696 SA317470118SA | Initial Install of Performance Verification. Device is ready for patient use. |  |  | 10/31/2019 | 10/31/2019
|  | GE HEALTHCARE | CARESCAPE PDM 2016793-003 | MODULE, MULTI-PARAMETER | SA317460495SA | SAME DAY PREOP -2ND FL PAVILION | Pavilion |  |  | 10/31/2019 |  | 10/31/26 |  |  | NO | YES |  |  |  |  | GE MEDICAL SYSTEMS 10769695 SA317460495SA |  |  | Active |  | 99:99:99:99:99:99 |  | Alarm | PAAR:00-PVAR | 10/31/2019 | 10/31/2019 | COOPER UNIVERSITY HOSPITAL |  |  | Performance Verification | WOT00000000545619 | JOE DRUCTOR | Performance Verification | Closed | Richard Jolly | 10/31/2019 | 10/31/2019 | Performance Verification for GE MEDICAL SYSTEMS 10769695 SA317460495SA | Initial Install of Performance Verification. Device is ready for patient use. |  |  | 10/31/2019 | 10/31/2019
|  | GE HEALTHCARE | CARESCAPE PDM 2016793-003 | MODULE, MULTI-PARAMETER | SA314201526GA | OR - KELEMEN 3 | Pavilion |  |  | 05/21/2014 |  | 5/21/21 |  |  | NO | YES |  |  |  |  | GE MEDICAL SYSTEMS 10769580 SA314201526GA |  |  | Active |  | 99:99:99:99:99:99 |  | Alarm | PAAR:00-PVAR | 10/31/2019 |  | COOPER UNIVERSITY HOSPITAL |  |  | HOLDING 20 |  | DOMINIC VENDETTA
|  | GE Healthcare | CARESCAPE PDM 2016793-003 | MODULE, MULTI-PARAMETER | SA316370126SA | ANESTHESIOLOGY | Kelemen |  |  | 05/22/2017 |  | 5/22/24 |  |  | NO | YES |  |  |  |  | GE MEDICAL SYSTEMS 10769579 SA316370126SA |  |  | Active |  | 99:99:99:99:99:99 |  | Alarm | PAAR:00-PVAR | 10/31/2019 |  | COOPER UNIVERSITY HOSPITAL |  |  |  | 0011654990 | GIACINTA ROUPAS | Preventative Maintenance | Closed | Salvatore Bombara | 05/22/2017 | 05/22/2017 | PERFORMANCE ASSURANCE AT INVENTORY | INVENTORIED DEVICE AND ENSURED DEVICE WAS FUNCTIONING PROPERLY. | 30A42097-5407-4C06-B594-409F01D927AF | Labor | 05/22/2017 | 05/22/2017 | Salvatore Bombara
|  | GE HEALTHCARE | CARESCAPE PDM 2016793-003 | MODULE, MULTI-PARAMETER | SA310455006GR | CHIP - 9 PAVILION | Pavilion |  |  | 11/12/2010 |  | 11/12/17 |  |  | NO | YES |  |  |  |  | GE MEDICAL SYSTEMS 10769577 SA310455006GR |  |  | Active |  | 99:99:99:99:99:99 |  | Alarm | PAAR:00-PVAR | 11/02/2019 |  | COOPER UNIVERSITY HOSPITAL |  |  | PAV 936 |  | KIM HUMMEL
|  | GE HEALTHCARE | CARESCAPE PDM 2016793-003 | MODULE, MULTI-PARAMETER | SA307493970GR | PACU KELEMEN | Kelemen |  |  | 05/22/2017 |  | 5/22/24 |  |  | NO | YES |  |  |  |  | GE MEDICAL SYSTEMS 10769578 SA307493970GR |  |  | Active |  | 99:99:99:99:99:99 |  | Alarm | PAAR:00-PVAR | 10/31/2019 |  | COOPER UNIVERSITY HOSPITAL |  |  |  | 0011654906 | FRANK OBRIEN | Performance Verification | Closed | Salvatore Bombara | 05/22/2017 | 05/22/2017 | INCOMING INVENTORY | DEVICE INVENTORIED | 0A185D5F-F2C4-42F3-815A-A6DF13924ABB | Labor | 05/22/2017 | 05/22/2017 | Salvatore Bombara
|  | GE HEALTHCARE | CARESCAPE PDM 2016793-003 | MODULE, MULTI-PARAMETER | SA310507040GR | CHIP - 9 PAVILION | Pavilion |  |  | 12/17/2010 |  | 12/17/17 |  |  | NO | YES |  |  |  |  | GE MEDICAL SYSTEMS 10769565 SA310507040GR |  |  | Active |  | 99:99:99:99:99:99 |  | Alarm | PAAR:00-PVAR | 10/31/2019 |  | COOPER UNIVERSITY HOSPITAL |  |  | ROOM 921 |  | KIM HUMMEL
|  | GE HEALTHCARE | CARESCAPE PDM 2016793-003 | MODULE, MULTI-PARAMETER | SA309173170GA | INTENSIVE CARE NURSERY | Dorrance |  |  | 07/31/2009 |  | 7/31/16 |  |  | NO | YES |  |  |  |  | GE MEDICAL SYSTEMS 10769564 SA309173170GA |  |  | Active |  | 99:99:99:99:99:99 |  | Alarm | PAAR:00-PVAR | 11/02/2019 |  | COOPER UNIVERSITY HOSPITAL |  |  | DORRANCE 5 | WOT00000000533819 | JOANNE FOX | Disposition | Closed | Gene Amodei | 02/08/2018 | 06/21/2019 | Bulk Disposition CNL
|  | GE HEALTHCARE | CARESCAPE PDM 2016793-003 | MODULE, MULTI-PARAMETER | SA311090816GA | PACU KELEMEN | Kelemen |  |  | 06/10/2015 |  | 6/10/22 |  |  | NO | YES |  |  |  |  | GE MEDICAL SYSTEMS 10769562 SA311090816GA |  |  | Active |  | 99:99:99:99:99:99 |  | Alarm | PAAR:00-PVAR | 10/31/2019 |  | COOPER UNIVERSITY HOSPITAL |  |  |  | 0012651327 | FRANK OBRIEN | Preventative Maintenance | Closed | Josh Harris | 01/12/2018 | 01/12/2018 | PERFORMANCE ASSURANCE AT INVENTORY | INVENTORIED DEVICE AND ENSURED DEVICE WAS FUNCTIONING PROPERLY. | 75E82753-F70A-46BC-8954-B9E1E69F5846 | Labor | 11/21/2017 | 11/21/2017 | Richard Jolly
|  | GE HEALTHCARE | CARESCAPE PDM 2016793-003 | MODULE, MULTI-PARAMETER | SA311090868GA | PACU KELEMEN | Kelemen |  |  | 04/04/2011 |  | 4/4/18 |  |  | NO | YES |  |  |  |  | GE MEDICAL SYSTEMS 10769560 SA311090868GA |  |  | Active |  | 99:99:99:99:99:99 |  | Alarm | PAAR:00-PVAR | 11/02/2019 |  | COOPER UNIVERSITY HOSPITAL |  |  | K4 | WOT00000002200395 | FRANK OBRIEN | Disposition | Closed | Richard Jolly | 02/14/2019 | 05/22/2019 | Bulk Disposition CNL
|  | GE HEALTHCARE | CARESCAPE PDM 2016793-003 | MODULE, MULTI-PARAMETER | SA316370127SA | OR - KELEMEN 3 | Kelemen |  |  | 02/07/2017 |  | 2/7/24 |  |  | NO | YES |  |  |  |  | GE MEDICAL SYSTEMS 10769465 SA316370127SA |  |  | Active |  | 99:99:99:99:99:99 |  | Alarm | PAAR:00-PVAR | 10/31/2019 |  | COOPER UNIVERSITY HOSPITAL |  |  | Biomed | 0011615315 | DOMINIC VENDETTA | Preventative Maintenance | Closed | Bonnie Aichroth | 05/05/2017 | 05/05/2017 | PERFORMANCE ASSURANCE AT INVENTORY | INVENTORIED DEVICE AND ENSURED DEVICE WAS FUNCTIONING PROPERLY. | 63C6FA85-EAE9-41C8-8CDC-3C27EB77FF9B | Labor | 02/07/2017 | 02/07/2017 | Richard Jolly
|  | GE HEALTHCARE | CARESCAPE PDM 2016793-003 | MODULE, MULTI-PARAMETER | SA316360417SA | OR - KELEMEN 3 | Kelemen |  |  | 02/07/2017 |  | 2/7/24 |  |  | NO | YES |  |  |  |  | GE MEDICAL SYSTEMS 10769464 SA316360417SA |  |  | Active |  | 99:99:99:99:99:99 |  | Alarm | PAAR:00-PVAR | 10/31/2019 |  | COOPER UNIVERSITY HOSPITAL |  |  |  | 0011615312 | DOMINIC VENDETTA | Performance Verification | Closed | Bonnie Aichroth | 05/05/2017 | 05/05/2017 | INCOMING INVENTORY | DEVICE INVENTORIED | 09A9E06E-0F35-4321-A07B-325D39ACD53B | Labor | 05/05/2017 | 05/05/2017 | Bonnie Aichroth
|  | GE HEALTHCARE | CARESCAPE PDM 2016793-003 | MODULE, MULTI-PARAMETER | SA316370101SA | OR - KELEMEN 3 | Pavilion |  |  | 02/07/2017 |  | 2/7/24 |  |  | NO | YES |  |  |  |  | GE MEDICAL SYSTEMS 10769463 SA316370101SA |  |  | Active |  | 99:99:99:99:99:99 |  | Alarm | PAAR:00-PVAR | 10/31/2019 |  | COOPER UNIVERSITY HOSPITAL |  |  |  | 0011615308 | DOMINIC VENDETTA | Preventative Maintenance | Closed | Bonnie Aichroth | 05/05/2017 | 05/05/2017 | PERFORMANCE ASSURANCE AT INVENTORY | INVENTORIED DEVICE AND ENSURED DEVICE WAS FUNCTIONING PROPERLY. | 333E8A76-5BFD-4252-BA51-7AF9578DF157 | Labor | 02/07/2017 | 02/07/2017 | Richard Jolly
|  | GE HEALTHCARE | CARESCAPE PDM 2016793-003 | MODULE, MULTI-PARAMETER | SA316360316SA | ANESTHESIOLOGY | Pavilion |  |  | 04/18/2017 |  | 4/18/24 |  |  | NO | YES |  |  |  |  | GE MEDICAL SYSTEMS 10769456 SA316360316SA |  |  | Active |  | 99:99:99:99:99:99 |  | Alarm | PAAR:00-PVAR | 10/31/2019 |  | COOPER UNIVERSITY HOSPITAL |  |  |  | 0012037192 | GIACINTA ROUPAS | Preventative Maintenance | Closed | Salvatore Bombara | 08/15/2017 | 08/15/2017 | PERFORMANCE ASSURANCE AT INVENTORY | INVENTORIED DEVICE AND ENSURED DEVICE WAS FUNCTIONING PROPERLY. | 8E34E9B7-66FE-4166-B4E2-E2566746BEBF | Labor | 04/18/2017 | 04/18/2017 | Salvatore Bombara
|  | GE HEALTHCARE | CARESCAPE PDM 2016793-003 | MODULE, MULTI-PARAMETER | SA316202382SA | PACU KELEMEN | Pavilion |  |  | 04/29/2016 |  | 4/29/23 |  |  | NO | YES |  |  |  |  | GE MEDICAL SYSTEMS 10769254 SA316202382SA |  |  | Active |  | 99:99:99:99:99:99 |  | Alarm | PAAR:00-PVAR | 10/31/2019 |  | COOPER UNIVERSITY HOSPITAL |  |  | PAV 922 | 0011044960 | FRANK OBRIEN | Performance Verification | Closed | Bonnie Aichroth | 01/11/2017 | 01/11/2017 | INCOMING INVENTORY | DEVICE INVENTORIED | 44EC85AF-2DF4-4210-AA6D-417D6E75F5E2 | Labor | 01/11/2017 | 01/11/2017 | Bonnie Aichroth
|  | GE HEALTHCARE | CARESCAPE PDM 2016793-003 | MODULE, MULTI-PARAMETER | SA309253837GR |  | Pavilion | [7 empty] | NO | YES
|  | GE HEALTHCARE | CARESCAPE PDM 2016793-003 | MODULE, MULTI-PARAMETER | SA317470090SA | ANESTHESIOLOGY | Pavilion |  |  | 02/12/2018 |  | 2/12/25 |  |  | NO | YES |  |  |  |  | GE MEDICAL SYSTEMS 10752641 SA317470090SA |  |  | Active |  | 99:99:99:99:99:99 |  | Alarm | PAAR:00-PVAR | 10/31/2019 |  | COOPER UNIVERSITY HOSPITAL |  |  | SD 07 | WOT00000000549096 | GIACINTA ROUPAS | Performance Verification | Closed | Salvatore Bombara | 02/15/2018 | 07/22/2019 | Performance Verification for GE MEDICAL SYSTEMS 10752641 SA317470090SA | Initial Install of Performance Verification. Device is ready for patient use.
|  | GE HEALTHCARE | CARESCAPE PDM 2016793-003 | MODULE, MULTI-PARAMETER | SA317470101SA | SAME DAY PREOP -2ND FL PAVILION | Pavilion |  |  | 02/12/2018 |  | 2/12/25 |  |  | NO | YES |  |  |  |  | GE MEDICAL SYSTEMS 10752611 SA317470101SA |  |  | Active |  | 99:99:99:99:99:99 |  | Alarm | PAAR:00-PVAR | 10/31/2019 |  | COOPER UNIVERSITY HOSPITAL |  |  | SD Preop 7 | WOT00000000547335 | JOE DRUCTOR | Performance Verification | Closed | Richard Jolly | 02/14/2018 | 07/22/2019 | Performance Verification for GE MEDICAL SYSTEMS 10752611 SA317470101SA | Initial Install of Performance Verification. Device is ready for patient use.
|  | GE HEALTHCARE | CARESCAPE PDM 2016793-003 | MODULE, MULTI-PARAMETER | SA317460533SA | ANESTHESIOLOGY | Kelemen |  |  | 02/12/2018 |  | 2/12/25 |  |  | NO | YES |  |  |  |  | GE MEDICAL SYSTEMS 10752612 SA317460533SA |  |  | Active |  | 99:99:99:99:99:99 |  | Alarm | PAAR:00-PVAR | 10/31/2019 |  | COOPER UNIVERSITY HOSPITAL |  |  | Performance Verification | WOT00000000547327 | GIACINTA ROUPAS | Performance Verification | Closed | Richard Jolly | 02/14/2018 | 07/22/2019 | Performance Verification for GE MEDICAL SYSTEMS 10752612 SA317460533SA | Initial Install of Performance Verification. Device is ready for patient use.
|  | GE HEALTHCARE | CARESCAPE PDM 2016793-003 | MODULE, MULTI-PARAMETER | SA317470099SA | SAME DAY PREOP -2ND FL PAVILION | Pavilion |  |  | 02/12/2018 |  | 2/12/25 |  |  | NO | YES |  |  |  |  | GE MEDICAL SYSTEMS 10752610 SA317470099SA |  |  | Active |  | 99:99:99:99:99:99 |  | Alarm | PAAR:00-PVAR | 10/31/2019 |  | COOPER UNIVERSITY HOSPITAL |  |  | Sd Preop 12 | WOT00000000554045 | JOE DRUCTOR | Performance Verification | Closed | Salvatore Bombara | 02/20/2018 | 07/23/2019 | Performance Verification for GE MEDICAL SYSTEMS 10752610 SA317470099SA | Initial Install of Performance Verification. Device is ready for patient use.
|  | GE HEALTHCARE | CARESCAPE PDM 2016793-003 | MODULE, MULTI-PARAMETER | SA317470078SA | SAME DAY PREOP -2ND FL PAVILION | Kelemen |  |  | 02/19/2018 |  | 2/19/25 |  |  | NO | YES |  |  |  |  | GE MEDICAL SYSTEMS 10752608 SA317470078SA |  |  | Active |  | 99:99:99:99:99:99 |  | Alarm | PAAR:00-PVAR | 10/31/2019 |  | COOPER UNIVERSITY HOSPITAL |  |  | SD PRE OP 4 | WOT00000000552834 | JOE DRUCTOR | Performance Verification | Closed | Kirk Lis | 02/19/2018 | 07/30/2018 | Performance Verification for GE MEDICAL SYSTEMS 10752608 SA317470078SA | Initial Install of Performance Verification. Device is ready for patient use.
|  | GE HEALTHCARE | CARESCAPE PDM 2016793-003 | MODULE, MULTI-PARAMETER | SA317470115SA | SAME DAY PREOP -2ND FL PAVILION | Pavilion |  |  | 02/19/2018 |  | 2/19/25 |  |  | NO | YES |  |  |  |  | GE MEDICAL SYSTEMS 10752606 SA317470115SA |  |  | Active |  | 99:99:99:99:99:99 |  | Alarm | PAAR:00-PVAR | 10/31/2019 |  | COOPER UNIVERSITY HOSPITAL |  |  | SD PRE OP 2 | WOT00000000552751 | JOE DRUCTOR | Performance Verification | Closed | Kirk Lis | 02/19/2018 | 07/30/2018 | Performance Verification for GE MEDICAL SYSTEMS 10752606 SA317470115SA | Initial Install of Performance Verification. Device is ready for patient use.
|  | GE HEALTHCARE | CARESCAPE PDM 2016793-003 | MODULE, MULTI-PARAMETER | SA317470047SA | SAME DAY PACU-2ND FL PAVILION | Kelemen |  |  | 02/19/2018 |  | 2/19/25 |  |  | NO | YES |  |  |  |  | GE MEDICAL SYSTEMS 10752607 SA317470047SA |  |  | Active |  | 99:99:99:99:99:99 |  | Alarm | PAAR:00-PVAR | 10/31/2019 |  | COOPER UNIVERSITY HOSPITAL |  |  | SD Preop 01 | WOT00000000552590 | Lisa Geoghegan | Performance Verification | Closed | Kirk Lis | 02/19/2018 | 07/30/2018 | Performance Verification for GE MEDICAL SYSTEMS 10752607 SA317470047SA | Initial Install of Performance Verification. Device is ready for patient use.
|  | GE HEALTHCARE | CARESCAPE PDM 2016793-003 | MODULE, MULTI-PARAMETER | SA317470124SA | SAME DAY PREOP -2ND FL PAVILION | Pavilion |  |  | 02/12/2018 |  | 2/12/25 |  |  | NO | YES |  |  |  |  | GE MEDICAL SYSTEMS 10752605 SA317470124SA |  |  | Active |  | 99:99:99:99:99:99 |  | Alarm | PAAR:00-PVAR | 10/31/2019 |  | COOPER UNIVERSITY HOSPITAL |  |  | SD PRE OP 9 | WOT00000000552989 | JOE DRUCTOR | Performance Verification | Closed | Kirk Lis | 02/19/2018 | 07/30/2018 | Performance Verification for GE MEDICAL SYSTEMS 10752605 SA317470124SA | Initial Install of Performance Verification. Device is ready for patient use.
|  | GE HEALTHCARE | CARESCAPE PDM 2016793-003 | MODULE, MULTI-PARAMETER | SA317470108SA | SAME DAY PREOP -2ND FL PAVILION | Kelemen |  |  | 02/19/2018 |  | 2/19/25 |  |  | NO | YES |  |  |  |  | GE MEDICAL SYSTEMS 10752604 SA317470108SA |  |  | Active |  | 99:99:99:99:99:99 |  | Alarm | PAAR:00-PVAR | 10/31/2019 |  | COOPER UNIVERSITY HOSPITAL |  |  |  | WOT00000000552865 | JOE DRUCTOR | Performance Verification | Closed | Kirk Lis | 02/19/2018 | 07/30/2018 | Performance Verification for GE MEDICAL SYSTEMS 10752604 SA317470108SA | Initial Install of Performance Verification. Device is ready for patient use.
|  | GE HEALTHCARE | CARESCAPE PDM 2016793-003 | MODULE, MULTI-PARAMETER | SA317470063SA | SAME DAY PREOP -2ND FL PAVILION | Pavilion |  |  | 02/12/2018 |  | 2/12/25 |  |  | NO | YES |  |  |  |  | GE MEDICAL SYSTEMS 10752603 SA317470063SA |  |  | Active |  | 99:99:99:99:99:99 |  | Alarm | PAAR:00-PVAR | 10/31/2019 |  | COOPER UNIVERSITY HOSPITAL |  |  | Sd Preop 11 | WOT00000000553997 | JOE DRUCTOR | Performance Verification | Closed | Salvatore Bombara | 02/20/2018 | 07/22/2019 | Performance Verification for GE MEDICAL SYSTEMS 10752603 SA317470063SA | Initial Install of Performance Verification. Device is ready for patient use.
|  | GE HEALTHCARE | CARESCAPE PDM 2016793-003 | MODULE, MULTI-PARAMETER | SA317470116SA | SAME DAY PREOP -2ND FL PAVILION | Kelemen |  |  | 02/12/2018 |  | 2/12/25 |  |  | NO | YES |  |  |  |  | GE MEDICAL SYSTEMS 10752602 SA317470116SA |  |  | Active |  | 99:99:99:99:99:99 |  | Alarm | PAAR:00-PVAR | 10/31/2019 |  | COOPER UNIVERSITY HOSPITAL |  |  | Sd Preop 10 | WOT00000000553958 | JOE DRUCTOR | Performance Verification | Closed | Salvatore Bombara | 02/20/2018 | 07/22/2019 | Performance Verification for GE MEDICAL SYSTEMS 10752602 SA317470116SA | Initial Install of Performance Verification. Device is ready for patient use.
|  | GE HEALTHCARE | CARESCAPE PDM 2016793-003 | MODULE, MULTI-PARAMETER | SA310361932GA | PACU KELEMEN | Pavilion |  |  | 09/16/2010 |  | 9/16/17 |  |  | NO | YES |  |  |  |  | GE MEDICAL SYSTEMS 10732331 SA310361932GA |  |  | Active |  | 99:99:99:99:99:99 |  | Alarm | PAAR:00-PVAR | 11/02/2019 |  | COOPER UNIVERSITY HOSPITAL |  |  | K10 |  | FRANK OBRIEN
|  | GE HEALTHCARE | CARESCAPE PDM 2016793-003 | MODULE, MULTI-PARAMETER | SA317330030SA | KELEMEN N6 | Kelemen |  |  | 09/13/2017 |  | 9/13/24 |  |  | NO | YES |  |  |  |  | GE MEDICAL SYSTEMS 10732324 SA317330030SA |  |  | Active |  | 99:99:99:99:99:99 |  | Alarm | PAAR:00-PVAR | 10/31/2019 |  | COOPER UNIVERSITY HOSPITAL |  |  |  | 0012418174 | Susan Cannon | Performance Verification | Closed | Josh Harris | 11/21/2017 | 11/21/2017 | INCOMING INVENTORY | DEVICE INVENTORIED | 971F63AD-14AA-491B-A842-59D418E9EFEC | Labor | 11/21/2017 | 11/21/2017 | Josh Harris
|  | GE HEALTHCARE | CARESCAPE PDM 2016793-003 | MODULE, MULTI-PARAMETER | SA317330057SA | KELEMEN N6 | Kelemen |  |  | 09/13/2017 |  | 9/13/24 |  |  | NO | YES |  |  |  |  | GE MEDICAL SYSTEMS 10732323 SA317330057SA |  |  | Active |  | 99:99:99:99:99:99 |  | Alarm | PAAR:00-PVAR | 10/31/2019 |  | COOPER UNIVERSITY HOSPITAL |  |  |  | 0012418173 | Susan Cannon | Preventative Maintenance | Closed | Josh Harris | 11/21/2017 | 11/21/2017 | PERFORMANCE ASSURANCE AT INVENTORY | INVENTORIED DEVICE AND ENSURED DEVICE WAS FUNCTIONING PROPERLY. | 98BC4FD9-F516-4ABC-A39F-DECA967214EE | Labor | 09/13/2017 | 09/13/2017 | Richard Jolly
|  | GE HEALTHCARE | CARESCAPE PDM 2016793-003 | MODULE, MULTI-PARAMETER | SA317330067SA | KELEMEN N6 | Kelemen |  |  | 09/13/2017 |  | 9/13/24 |  |  | NO | YES |  |  |  |  | GE MEDICAL SYSTEMS 10732322 SA317330067SA |  |  | Active |  | 99:99:99:99:99:99 |  | Alarm | PAAR:00-PVAR | 10/31/2019 |  | COOPER UNIVERSITY HOSPITAL |  |  |  | 0012418170 | Susan Cannon | Performance Verification | Closed | Josh Harris | 11/21/2017 | 11/21/2017 | INCOMING INVENTORY | DEVICE INVENTORIED | D9E7A311-A5E5-49FD-A0BD-42726A21EA5A | Labor | 11/21/2017 | 11/21/2017 | Josh Harris
|  | GE HEALTHCARE | CARESCAPE PDM 2016793-003 | MODULE, MULTI-PARAMETER | SA317330064SA | KELEMEN N6 | Kelemen |  |  | 09/13/2017 |  | 9/13/24 |  |  | NO | YES |  |  |  |  | GE MEDICAL SYSTEMS 10732321 SA317330064SA |  |  | Active |  | 99:99:99:99:99:99 |  | Alarm | PAAR:00-PVAR | 10/31/2019 |  | COOPER UNIVERSITY HOSPITAL |  |  |  | 0012418167 | Susan Cannon | Performance Verification | Closed | Josh Harris | 11/21/2017 | 11/21/2017 | INCOMING INVENTORY | DEVICE INVENTORIED | 2F3B5B38-6E1E-402C-8700-72D547B9114E | Labor | 11/21/2017 | 11/21/2017 | Josh Harris
|  | GE HEALTHCARE | CARESCAPE PDM 2016793-003 | MODULE, MULTI-PARAMETER | SA317330029SA | KELEMEN N6 | Kelemen |  |  | 09/18/2017 |  | 9/18/24 |  |  | NO | YES |  |  |  |  | GE MEDICAL SYSTEMS 10732320 SA317330029SA |  |  | Active |  | 99:99:99:99:99:99 |  | Alarm | PAAR:00-PVAR | 10/31/2019 |  | COOPER UNIVERSITY HOSPITAL |  |  |  | 0012411851 | Susan Cannon | Preventative Maintenance | Closed | Josh Harris | 11/17/2017 | 11/17/2017 | PERFORMANCE ASSURANCE AT INVENTORY | INVENTORIED DEVICE AND ENSURED DEVICE WAS FUNCTIONING PROPERLY. | 025B0D02-A907-4E39-8233-67B6FC951F8B | Labor | 09/18/2017 | 09/18/2017 | Richard Jolly
|  | GE HEALTHCARE | CARESCAPE PDM 2016793-003 | MODULE, MULTI-PARAMETER | SA317330087SA | KELEMEN N6 | Kelemen |  |  | 09/18/2017 |  | 9/18/24 |  |  | NO | YES |  |  |  |  | GE MEDICAL SYSTEMS 10732313 SA317330087SA |  |  | Active |  | 99:99:99:99:99:99 |  | Alarm | PAAR:00-PVAR | 10/31/2019 |  | COOPER UNIVERSITY HOSPITAL |  |  |  | 0012411833 | Susan Cannon | Preventative Maintenance | Closed | Josh Harris | 11/17/2017 | 11/17/2017 | PERFORMANCE ASSURANCE AT INVENTORY | INVENTORIED DEVICE AND ENSURED DEVICE WAS FUNCTIONING PROPERLY. | 4DA1D13E-0CD3-40DA-BAE9-0B7EE96B22A8 | Labor | 09/18/2017 | 09/18/2017 | Richard Jolly
|  | GE HEALTHCARE | CARESCAPE PDM 2016793-003 | MODULE, MULTI-PARAMETER | SAS317330010SA | KELEMEN N6 | Kelemen |  |  | 09/18/2017 |  | 9/18/24 |  |  | NO | YES |  |  |  |  | GE MEDICAL SYSTEMS 10732319 SAS317330010SA |  |  | Active |  | 99:99:99:99:99:99 |  | Alarm | PAAR:00-PVAR | 10/31/2019 |  | COOPER UNIVERSITY HOSPITAL |  |  |  | 0012411848 | Susan Cannon | Preventative Maintenance | Closed | Josh Harris | 11/17/2017 | 11/17/2017 | PERFORMANCE ASSURANCE AT INVENTORY | INVENTORIED DEVICE AND ENSURED DEVICE WAS FUNCTIONING PROPERLY. | 1B5D38CF-9BB2-4231-926A-8030BC501A54 | Labor | 09/18/2017 | 09/18/2017 | Richard Jolly
|  | GE HEALTHCARE | CARESCAPE PDM 2016793-003 | MODULE, MULTI-PARAMETER | SA317330075SA | KELEMEN N6 | Kelemen |  |  | 09/18/2017 |  | 9/18/24 |  |  | NO | YES |  |  |  |  | GE MEDICAL SYSTEMS 10732316 SA317330075SA |  |  | Active |  | 99:99:99:99:99:99 |  | Alarm | PAAR:00-PVAR | 10/31/2019 |  | COOPER UNIVERSITY HOSPITAL |  |  |  | 0012411839 | Susan Cannon | Preventative Maintenance | Closed | Josh Harris | 11/17/2017 | 11/17/2017 | PERFORMANCE ASSURANCE AT INVENTORY | INVENTORIED DEVICE AND ENSURED DEVICE WAS FUNCTIONING PROPERLY. | 4F16E113-85A8-401C-A289-8AD0EE35C763 | Labor | 09/18/2017 | 09/18/2017 | Richard Jolly
|  | GE HEALTHCARE | CARESCAPE PDM 2016793-003 | MODULE, MULTI-PARAMETER | SA317330073SA | KELEMEN N6 | Kelemen |  |  | 09/18/2017 |  | 9/18/24 |  |  | NO | YES |  |  |  |  | GE MEDICAL SYSTEMS 10732317 SA317330073SA |  |  | Active |  | 99:99:99:99:99:99 |  | Alarm | PAAR:00-PVAR | 10/31/2019 |  | COOPER UNIVERSITY HOSPITAL |  |  |  | 0012411841 | Susan Cannon | Performance Verification | Closed | Josh Harris | 11/17/2017 | 11/17/2017 | INCOMING INVENTORY | DEVICE INVENTORIED | D9365D3A-646C-49AA-8DD5-D5BB4F5FFFAD | Labor | 11/17/2017 | 11/17/2017 | Josh Harris
|  | GE HEALTHCARE | CARESCAPE PDM 2016793-003 | MODULE, MULTI-PARAMETER | SA317330022SA | KELEMEN N6 | Kelemen |  |  | 09/18/2017 |  | 9/18/24 |  |  | NO | YES |  |  |  |  | GE MEDICAL SYSTEMS 10732318 SA317330022SA |  |  | Active |  | 99:99:99:99:99:99 |  | Alarm | PAAR:00-PVAR | 10/31/2019 |  | COOPER UNIVERSITY HOSPITAL |  |  |  | 0012411843 | Susan Cannon | Performance Verification | Closed | Josh Harris | 11/17/2017 | 11/17/2017 | INCOMING INVENTORY | DEVICE INVENTORIED | 90F8133B-8C22-4483-B517-EA35BDB97275 | Labor | 11/17/2017 | 11/17/2017 | Josh Harris
|  | GE HEALTHCARE | CARESCAPE PDM 2016793-003 | MODULE, MULTI-PARAMETER | SA317330114SA | KELEMEN N6 | Kelemen |  |  | 09/18/2017 |  | 9/18/24 |  |  | NO | YES |  |  |  |  | GE MEDICAL SYSTEMS 10732314 SA317330114SA |  |  | Active |  | 99:99:99:99:99:99 |  | Alarm | PAAR:00-PVAR | 10/31/2019 |  | COOPER UNIVERSITY HOSPITAL |  |  |  | 0012411834 | Susan Cannon | Performance Verification | Closed | Josh Harris | 11/17/2017 | 11/17/2017 | INCOMING INVENTORY | DEVICE INVENTORIED | D31FCBD0-88F8-4FE7-A6AE-1CBB4E5B6BF3 | Labor | 11/17/2017 | 11/17/2017 | Josh Harris
|  | GE HEALTHCARE | CARESCAPE PDM 2016793-003 | MODULE, MULTI-PARAMETER | SA317330080SA | KELEMEN N6 | Kelemen |  |  | 09/18/2017 |  | 9/18/24 |  |  | NO | YES |  |  |  |  | GE MEDICAL SYSTEMS 10732315 SA317330080SA |  |  | Active |  | 99:99:99:99:99:99 |  | Alarm | PAAR:00-PVAR | 10/31/2019 |  | COOPER UNIVERSITY HOSPITAL |  |  |  | 0012411836 | Susan Cannon | Performance Verification | Closed | Josh Harris | 11/17/2017 | 11/17/2017 | INCOMING INVENTORY | DEVICE INVENTORIED | 95FDA94C-3036-4674-A627-18A86DCE9C2E | Labor | 11/17/2017 | 11/17/2017 | Josh Harris
|  | GE HEALTHCARE | CARESCAPE PDM 2016793-003 | MODULE, MULTI-PARAMETER | SA307403137GR |  | Kelemen | [7 empty] | YES | YES
|  | GE HEALTHCARE | CARESCAPE PDM 2016793-003 | MODULE, MULTI-PARAMETER | SA317330037SA | PEDIATRIC INTENSIVE CARE UNIT | Kelemen |  |  | 09/13/2017 |  | 9/13/24 |  |  | NO | YES |  |  |  |  | GE MEDICAL SYSTEMS 10732294 SA317330037SA |  |  | Active |  | 99:99:99:99:99:99 |  | Alarm | PAAR:00-PVAR | 10/31/2019 |  | COOPER UNIVERSITY HOSPITAL |  |  | ROOM 618 | 0012160003 | Susan Cannon | Preventative Maintenance | Closed | Richard Jolly | 09/14/2017 | 09/14/2017 | PERFORMANCE ASSURANCE AT INVENTORY | INVENTORIED DEVICE AND ENSURED DEVICE WAS FUNCTIONING PROPERLY. | CD527BBD-764E-45F9-A15D-9792CC481B5C | Labor | 09/13/2017 | 09/13/2017 | Richard Jolly
|  | GE HEALTHCARE | CARESCAPE PDM 2016793-003 | MODULE, MULTI-PARAMETER | SA317330024SA | PEDIATRIC INTENSIVE CARE UNIT | Kelemen |  |  | 09/13/2017 |  | 9/13/24 |  |  | NO | YES |  |  |  |  | GE MEDICAL SYSTEMS 10732293 SA317330024SA |  |  | Active |  | 99:99:99:99:99:99 |  | Alarm | PAAR:00-PVAR | 10/31/2019 |  | COOPER UNIVERSITY HOSPITAL |  |  | ROOM 617 | 0012159996 | Susan Cannon | Performance Verification | Closed | Richard Jolly | 09/14/2017 | 09/14/2017 | INCOMING INVENTORY | DEVICE INVENTORIED | 0C60343C-124B-41DB-B0D3-7F3ACE197C20 | Labor | 09/14/2017 | 09/14/2017 | Bonnie Aichroth
|  | GE HEALTHCARE | CARESCAPE PDM 2016793-003 | MODULE, MULTI-PARAMETER | SA317330081SA | PEDIATRIC INTENSIVE CARE UNIT | Kelemen |  |  | 09/13/2017 |  | 9/13/24 |  |  | NO | YES |  |  |  |  | GE MEDICAL SYSTEMS 10732291 SA317330081SA |  |  | Active |  | 99:99:99:99:99:99 |  | Alarm | PAAR:00-PVAR | 10/31/2019 |  | COOPER UNIVERSITY HOSPITAL |  |  | ROOM 615 | 0012159982 | Susan Cannon | Preventative Maintenance | Closed | Richard Jolly | 09/14/2017 | 09/14/2017 | PERFORMANCE ASSURANCE AT INVENTORY | INVENTORIED DEVICE AND ENSURED DEVICE WAS FUNCTIONING PROPERLY. | 9C980E95-AF44-4213-90A0-8EA73CB382B2 | Labor | 09/13/2017 | 09/13/2017 | Richard Jolly
|  | GE HEALTHCARE | CARESCAPE PDM 2016793-003 | MODULE, MULTI-PARAMETER | SA317330032SA | PEDIATRIC INTENSIVE CARE UNIT | Kelemen |  |  | 09/13/2017 |  | 9/13/24 |  |  | NO | YES |  |  |  |  | GE MEDICAL SYSTEMS 10732290 SA317330032SA |  |  | Active |  | 99:99:99:99:99:99 |  | Alarm | PAAR:00-PVAR | 10/31/2019 |  | COOPER UNIVERSITY HOSPITAL |  |  | ROOM 614 | 0012159977 | Susan Cannon | Performance Verification | Closed | Richard Jolly | 09/14/2017 | 09/14/2017 | INCOMING INVENTORY | DEVICE INVENTORIED | A329F5B3-0E11-4D03-A27C-D01C9C14B153 | Labor | 09/14/2017 | 09/14/2017 | Bonnie Aichroth
|  | GE HEALTHCARE | CARESCAPE PDM 2016793-003 | MODULE, MULTI-PARAMETER | SA3173301105A | PEDIATRIC INTENSIVE CARE UNIT | Kelemen |  |  | 09/13/2017 |  | 9/13/24 |  |  | NO | YES |  |  |  |  | GE MEDICAL SYSTEMS 10732289 SA3173301105A |  |  | Active |  | 99:99:99:99:99:99 |  | Alarm | PAAR:00-PVAR | 10/31/2019 |  | COOPER UNIVERSITY HOSPITAL |  |  | ROOM 613 | 0012159968 | Susan Cannon | Performance Verification | Closed | Richard Jolly | 09/14/2017 | 09/14/2017 | INCOMING INVENTORY | DEVICE INVENTORIED | 93235CE1-85A6-423A-A97B-6BFF27361292 | Labor | 09/14/2017 | 09/14/2017 | Bonnie Aichroth
|  | GE HEALTHCARE | CARESCAPE PDM 2016793-003 | MODULE, MULTI-PARAMETER | SA317240575SA | PEDIATRICS SOUTH 7 | Kelemen |  |  | 08/15/2017 |  | 8/15/24 |  |  | NO | YES |  |  |  |  | GE MEDICAL SYSTEMS 10732266 SA317240575SA |  |  | Active |  | 99:99:99:99:99:99 |  | Alarm | PAAR:00-PVAR | 10/31/2019 |  | COOPER UNIVERSITY HOSPITAL |  |  |  | 0012042273 | JOANNE FOX | Preventative Maintenance | Closed | Richard Jolly | 08/16/2017 | 08/16/2017 | PERFORMANCE ASSURANCE AT INVENTORY | INVENTORIED DEVICE AND ENSURED DEVICE WAS FUNCTIONING PROPERLY. | 68F7DF35-6395-4B83-9766-7B8E72EC6EBC | Labor | 08/15/2017 | 08/15/2017 | Richard Jolly
|  | GE HEALTHCARE | CARESCAPE PDM 2016793-003 | MODULE, MULTI-PARAMETER | SA317240560SA | PEDIATRICS SOUTH 7 | Kelemen |  |  | 08/15/2017 |  | 8/15/24 |  |  | NO | YES |  |  |  |  | GE MEDICAL SYSTEMS 10732267 SA317240560SA |  |  | Active |  | 99:99:99:99:99:99 |  | Alarm | PAAR:00-PVAR | 10/31/2019 |  | COOPER UNIVERSITY HOSPITAL |  |  |  | 0012042307 | JOANNE FOX | Performance Verification | Closed | Richard Jolly | 08/16/2017 | 08/16/2017 | INCOMING INVENTORY | DEVICE INVENTORIED | 09761D94-A2EA-4541-903E-90EEC9340F5D | Labor | 08/16/2017 | 08/16/2017 | Bonnie Aichroth
|  | GE HEALTHCARE | CARESCAPE PDM 2016793-003 | MODULE, MULTI-PARAMETER | SA317490300SA | CARDIAC CATH LAB | Kelemen |  |  | 03/01/2018 |  | 3/1/25 |  |  | NO | YES |  |  |  |  | GE MEDICAL SYSTEMS 10725234 SA317490300SA |  |  | Active |  | 99:99:99:99:99:99 |  | Alarm | PAAR:00-PVAR | 10/31/2019 |  | COOPER UNIVERSITY HOSPITAL |  |  | CCL - Lab 4 | WOT00000000649549 | LINDA BEAN | Performance Verification | Closed | Stephen Zubrzycki | 03/09/2018 | 07/30/2018 | Performance Verification for GE MEDICAL SYSTEMS 10725234 SA317490300SA | Initial Install of Performance Verification. Device is ready for patient use.
|  | GE HEALTHCARE | CARESCAPE PDM 2016793-003 | MODULE, MULTI-PARAMETER | SA307392869GR |  | Kelemen | [7 empty] | YES | YES
|  | GE HEALTHCARE | CARESCAPE PDM 2016793-003 | MODULE, MULTI-PARAMETER |  |  | Pavilion | [7 empty] | YES | YES
|  | GE HEALTHCARE | CARESCAPE PDM 2016793-003 | MODULE, MULTI-PARAMETER | SA309173155GA | INTENSIVE CARE NURSERY | Dorrance |  |  | 07/31/2009 |  | 7/31/16 |  |  | NO | YES |  |  |  |  | GE MEDICAL SYSTEMS 10725022 SA309173155GA |  |  | Active |  | 99:99:99:99:99:99 |  | Alarm | PAAR:00-PVAR | 11/01/2019 |  | COOPER UNIVERSITY HOSPITAL |  |  | hum 24 | WOT00000000533814 | JOANNE FOX | Disposition | Closed | Gene Amodei | 02/08/2018 | 06/21/2019 | Bulk Disposition CNL
|  | GE HEALTHCARE | CARESCAPE PDM 2016793-003 | MODULE, MULTI-PARAMETER | SA316400169SA | INTENSIVE CARE UNIT | Kelemen |  |  | 12/06/2016 |  | 12/6/23 |  |  | NO | YES |  |  |  |  | GE MEDICAL SYSTEMS 10649979 SA316400169SA |  |  | Active |  | 99:99:99:99:99:99 |  | Alarm | PAAR:00-PVAR | 10/31/2019 |  | COOPER UNIVERSITY HOSPITAL |  |  | Biomed | 0011610278 | CAROLYN RUMELL | Performance Verification | Closed | Bonnie Aichroth | 05/03/2017 | 05/03/2017 | INCOMING INVENTORY | DEVICE INVENTORIED | AB6DD05A-9803-41B4-83BC-86BDC235AD93 | Labor | 05/03/2017 | 05/03/2017 | Bonnie Aichroth
|  | GE HEALTHCARE | CARESCAPE PDM 2016793-003 | MODULE, MULTI-PARAMETER | SA316400184SA | INTENSIVE CARE UNIT | Kelemen |  |  | 12/06/2016 |  | 12/6/23 |  |  | NO | YES |  |  |  |  | GE MEDICAL SYSTEMS 10649980 SA316400184SA |  |  | Active |  | 99:99:99:99:99:99 |  | Alarm | PAAR:00-PVAR | 10/31/2019 |  | COOPER UNIVERSITY HOSPITAL |  |  |  | 0011610276 | CAROLYN RUMELL | Performance Verification | Closed | Bonnie Aichroth | 05/03/2017 | 05/03/2017 | INCOMING INVENTORY | DEVICE INVENTORIED | 447E88DF-1D06-460A-90A0-D99C023717FD | Labor | 05/03/2017 | 05/03/2017 | Bonnie Aichroth
|  | GE HEALTHCARE | CARESCAPE PDM 2016793-003 | MODULE, MULTI-PARAMETER | SA315376439GA | ANESTHESIOLOGY | Kelemen |  |  | 10/19/2015 |  | 10/19/22 |  |  | NO | YES |  |  |  |  | GE MEDICAL SYSTEMS 10649855 SA315376439GA |  |  | Active |  | 99:99:99:99:99:99 |  | Alarm | PAAR:00-PVAR | 10/31/2019 |  | COOPER UNIVERSITY HOSPITAL |  |  | SPECIAL TEST - ROOM 647 |  | GIACINTA ROUPAS
|  | GE HEALTHCARE | CARESCAPE PDM 2016793-003 | MODULE, MULTI-PARAMETER | SA312111690G |  | 900 Centennial Blvd | Suite E | [6 empty] | YES | YES
|  | GE HEALTHCARE | CARESCAPE PDM 2016793-003 | MODULE, MULTI-PARAMETER | SA312386542GA |  | 900 Centennial Blvd | Suite E | [6 empty] | NO | YES
|  | GE HEALTHCARE | CARESCAPE PDM 2016793-003 | MODULE, MULTI-PARAMETER | SA309173127GA |  | Dorrance | [7 empty] | NO | YES
|  | GE HEALTHCARE | CARESCAPE PDM 2016793-003 | MODULE, MULTI-PARAMETER | SA316202367SA | PACU KELEMEN | Pavilion |  |  | 06/10/2015 |  | 6/10/22 |  |  | NO | YES |  |  |  |  | GE MEDICAL SYSTEMS 10505412 SA316202367SA |  |  | Active |  | 99:99:99:99:99:99 |  | Alarm | PAAR:00-PVAR | 10/31/2019 |  | COOPER UNIVERSITY HOSPITAL |  |  |  | 0012651263 | FRANK OBRIEN | Preventative Maintenance | Closed | Josh Harris | 01/12/2018 | 01/12/2018 | PERFORMANCE ASSURANCE AT INVENTORY | INVENTORIED DEVICE AND ENSURED DEVICE WAS FUNCTIONING PROPERLY. | 91D1D286-BBCA-40E7-87A2-0E799D3D0DDF | Labor | 11/21/2017 | 11/21/2017 | Richard Jolly
|  | GE HEALTHCARE | CARESCAPE PDM 2016793-003 | MODULE, MULTI-PARAMETER | SA3162023585A | PACU KELEMEN | Kelemen |  |  | 06/10/2015 |  | 6/10/22 |  |  | NO | YES |  |  |  |  | GE MEDICAL SYSTEMS 10505410 SA3162023585A |  |  | Active |  | 99:99:99:99:99:99 |  | Alarm | PAAR:00-PVAR | 10/31/2019 |  | COOPER UNIVERSITY HOSPITAL |  |  |  | 0012651255 | FRANK OBRIEN | Performance Verification | Closed | Josh Harris | 01/12/2018 | 01/12/2018 | INCOMING INVENTORY | DEVICE INVENTORIED | FD3E70EE-5A3D-4C95-AFA8-A41FCAF8349D | Labor | 01/12/2018 | 01/12/2018 | Josh Harris
|  | GE HEALTHCARE | CARESCAPE PDM 2016793-003 | MODULE, MULTI-PARAMETER | SA316202438SA | PACU KELEMEN | Kelemen |  |  | 06/10/2015 |  | 6/10/22 |  |  | NO | YES |  |  |  |  | GE MEDICAL SYSTEMS 10505408 SA316202438SA |  |  | Active |  | 99:99:99:99:99:99 |  | Alarm | PAAR:00-PVAR | 10/31/2019 |  | COOPER UNIVERSITY HOSPITAL |  |  |  | 0012651261 | FRANK OBRIEN | Preventative Maintenance | Closed | Josh Harris | 01/12/2018 | 01/12/2018 | PERFORMANCE ASSURANCE AT INVENTORY | INVENTORIED DEVICE AND ENSURED DEVICE WAS FUNCTIONING PROPERLY. | 3D732D49-44B1-406B-B9FB-BCEBE7CFA7B6 | Labor | 11/21/2017 | 11/21/2017 | Richard Jolly
|  | GE HEALTHCARE | CARESCAPE PDM 2016793-003 | MODULE, MULTI-PARAMETER |  |  | Kelemen | [7 empty] | YES | YES
|  | GE HEALTHCARE | CARESCAPE PDM 2016793-003 | MODULE, MULTI-PARAMETER | SA316202373SA | PACU KELEMEN | Kelemen |  |  | 06/10/2015 |  | 6/10/22 |  |  | NO | YES |  |  |  |  | GE MEDICAL SYSTEMS 10505406 SA316202373SA |  |  | Active |  | 99:99:99:99:99:99 |  | Alarm | PAAR:00-PVAR | 10/31/2019 |  | COOPER UNIVERSITY HOSPITAL |  |  |  | 0012651252 | FRANK OBRIEN | Preventative Maintenance | Closed | Josh Harris | 01/12/2018 | 01/12/2018 | PERFORMANCE ASSURANCE AT INVENTORY | INVENTORIED DEVICE AND ENSURED DEVICE WAS FUNCTIONING PROPERLY. | 6E5F414E-B7FA-4624-971B-0C1484501025 | Labor | 11/21/2017 | 11/21/2017 | Richard Jolly
|  | GE HEALTHCARE | CARESCAPE PDM 2016793-003 | MODULE, MULTI-PARAMETER | SA316202403SA | PACU KELEMEN | Kelemen |  |  | 04/29/2016 |  | 4/29/23 |  |  | NO | YES |  |  |  |  | GE MEDICAL SYSTEMS 10505404 SA316202403SA |  |  | Active |  | 99:99:99:99:99:99 |  | Alarm | PAAR:00-PVAR | 10/31/2019 |  | COOPER UNIVERSITY HOSPITAL |  |  |  | 0011044973 | FRANK OBRIEN | Preventative Maintenance | Closed | Bonnie Aichroth | 01/11/2017 | 01/11/2017 | PERFORMANCE ASSURANCE AT INVENTORY | INVENTORIED DEVICE AND ENSURED DEVICE WAS FUNCTIONING PROPERLY. | AF73DC91-DE9B-4EAB-827E-1F8282A0B055 | Labor | 04/29/2016 | 04/29/2016 | Richard Jolly
|  | GE HEALTHCARE | CARESCAPE PDM 2016793-003 | MODULE, MULTI-PARAMETER | SA316202368SA | PACU KELEMEN | Pavilion |  |  | 04/29/2016 |  | 4/29/23 |  |  | NO | YES |  |  |  |  | GE MEDICAL SYSTEMS 10505402 SA316202368SA |  |  | Active |  | 99:99:99:99:99:99 |  | Alarm | PAAR:00-PVAR | 10/31/2019 |  | COOPER UNIVERSITY HOSPITAL |  |  |  | 0011044965 | FRANK OBRIEN | Performance Verification | Closed | Bonnie Aichroth | 01/11/2017 | 01/11/2017 | INCOMING INVENTORY | DEVICE INVENTORIED | F64C0A3A-4FF0-4EFA-A9E9-14C32C460150 | Labor | 01/11/2017 | 01/11/2017 | Bonnie Aichroth
|  | GE HEALTHCARE | CARESCAPE PDM 2016793-003 | MODULE, MULTI-PARAMETER | SA316202360SA | PACU KELEMEN | Kelemen | BASEMENT |  | 06/10/2015 |  | 6/10/22 |  |  | NO | YES |  |  |  |  | GE MEDICAL SYSTEMS 10505394 SA316202360SA |  |  | Active |  | 99:99:99:99:99:99 |  | Alarm | PAAR:00-PVAR | 10/31/2019 |  | COOPER UNIVERSITY HOSPITAL |  |  |  | 0012651268 | FRANK OBRIEN | Performance Verification | Closed | Josh Harris | 01/12/2018 | 01/12/2018 | INCOMING INVENTORY | DEVICE INVENTORIED | 00C113F0-032E-4770-B8B2-C9F35AC1149C | Labor | 01/12/2018 | 01/12/2018 | Josh Harris
|  | GE HEALTHCARE | CARESCAPE PDM 2016793-003 | MODULE, MULTI-PARAMETER | SA310382714GR | PAVILION 8 | Pavilion |  |  | 03/06/2014 |  | 3/6/21 |  |  | NO | YES |  |  |  |  | GE MEDICAL SYSTEMS 10369551 SA310382714GR |  |  | Active |  | 99:99:99:99:99:99 |  | Alarm | PAAR:00-PVAR | 11/02/2019 |  | COOPER UNIVERSITY HOSPITAL |  |  | ROOM 826 | WOT00000000533844 | BRIAN OSHAUGHNESSY | Disposition | Closed | Gene Amodei | 02/08/2018 | 05/22/2019 | Bulk Disposition CNL
|  | GE HEALTHCARE | CARESCAPE PDM 2016793-003 | MODULE, MULTI-PARAMETER | SA315489954GA | KELEMEN 8 PCU | Pavilion |  |  | 02/01/2016 |  | 2/1/23 |  |  | NO | YES |  |  |  |  | GE MEDICAL SYSTEMS 10369500 SA315489954GA |  |  | Active |  | 99:99:99:99:99:99 |  | Alarm | PAAR:00-PVAR | 10/31/2019 |  | COOPER UNIVERSITY HOSPITAL |  |  | ROOM 819 |  | BYRON WELLS
|  | GE HEALTHCARE | CARESCAPE PDM 2016793-003 | MODULE, MULTI-PARAMETER | SA308409202GR | CHIP - 9 PAVILION | Pavilion |  |  | 03/06/2014 |  | 3/6/21 |  |  | NO | YES |  |  |  |  | GE MEDICAL SYSTEMS 10369244 SA308409202GR |  |  | Active |  | 99:99:99:99:99:99 |  | Alarm | PAAR:00-PVAR | 11/01/2019 |  | COOPER UNIVERSITY HOSPITAL |  |  | ROOM 932 |  | KIM HUMMEL
|  | GE HEALTHCARE | CARESCAPE PDM 2016793-003 | MODULE, MULTI-PARAMETER | SA312059539GR | PAVILION 8 | Pavilion |  |  | 03/06/2014 |  | 3/6/21 |  |  | NO | YES |  |  |  |  | GE MEDICAL SYSTEMS 10369246 SA312059539GR |  |  | Active |  | 99:99:99:99:99:99 |  | Alarm | PAAR:00-PVAR | 11/02/2019 |  | COOPER UNIVERSITY HOSPITAL |  |  | PAV 934 | WOT00000000533862 | BRIAN OSHAUGHNESSY | Disposition | Closed | Gene Amodei | 02/08/2018 | 05/13/2019 | Bulk Disposition CNL
|  | GE HEALTHCARE | CARESCAPE PDM 2016793-003 | MODULE, MULTI-PARAMETER | SA311111598GR | CHIP - 9 PAVILION | Pavilion |  |  | 03/06/2014 |  | 3/6/21 |  |  | NO | YES |  |  |  |  | GE MEDICAL SYSTEMS 10369248 SA311111598GR |  |  | Active |  | 99:99:99:99:99:99 |  | Alarm | PAAR:00-PVAR | 11/02/2019 |  | COOPER UNIVERSITY HOSPITAL |  |  | ROOM 938 |  | KIM HUMMEL
|  | GE HEALTHCARE | CARESCAPE PDM 2016793-003 | MODULE, MULTI-PARAMETER | SA312253314GR | CHIP - 9 PAVILION | Pavilion |  |  | 03/06/2014 |  | 3/6/21 |  |  | NO | YES |  |  |  |  | GE MEDICAL SYSTEMS 10369249 SA312253314GR |  |  | Active |  | 99:99:99:99:99:99 |  | Alarm | PAAR:00-PVAR | 11/02/2019 |  | COOPER UNIVERSITY HOSPITAL |  |  | office | WOT00000001753885 | KIM HUMMEL | Service Request | Closed | Zhan Kiselev | 11/30/2018 | 12/14/2018 | pulse ox cord - needs 2 on the unit **call first ETA | Talk to nurse, she told me that they missing 2 polse ox cable. I informed her that biomed does not replace lost cables. Told her that department needs to order their own cables. | EXP1871100 | Labor | 11/30/2018 | 11/30/2018 | Zhan Kiselev
|  | GE HEALTHCARE | CARESCAPE PDM 2016793-003 | MODULE, MULTI-PARAMETER | SA311080634GR | CHIP - 9 PAVILION | Pavilion |  |  | 03/06/2014 |  | 3/6/21 |  |  | NO | YES |  |  |  |  | GE MEDICAL SYSTEMS 10369243 SA311080634GR |  |  | Active |  | 99:99:99:99:99:99 |  | Alarm | PAAR:00-PVAR | 11/01/2019 |  | COOPER UNIVERSITY HOSPITAL |  |  | ROOM 935 |  | KIM HUMMEL
|  | GE HEALTHCARE | CARESCAPE PDM 2016793-003 | MODULE, MULTI-PARAMETER | SA311327832GR | CHIP - 9 PAVILION | Pavilion |  |  | 03/06/2014 |  | 3/6/21 |  |  | NO | YES |  |  |  |  | GE MEDICAL SYSTEMS 10369240 SA311327832GR |  |  | Active |  | 99:99:99:99:99:99 |  | Alarm | PAAR:00-PVAR | 11/02/2019 |  | COOPER UNIVERSITY HOSPITAL |  |  |  |  | KIM HUMMEL
|  | GE HEALTHCARE | CARESCAPE PDM 2016793-003 | MODULE, MULTI-PARAMETER | SA312080775GR | CARDIAC CATH LAB | Kelemen |  |  | 03/06/2014 |  | 3/6/21 |  |  | NO | YES |  |  |  |  | GE MEDICAL SYSTEMS 10369180 SA312080775GR |  |  | Active |  | 99:99:99:99:99:99 |  | Alarm | PAAR:00-PVAR | 11/02/2019 |  | COOPER UNIVERSITY HOSPITAL |  |  | CCL - EP2 |  | LINDA BEAN
|  | GE HEALTHCARE | CARESCAPE PDM 2016793-003 | MODULE, MULTI-PARAMETER | SA313105901GR |  | Pavilion | [7 empty] | NO | YES
|  | GE HEALTHCARE | CARESCAPE PDM 2016793-003 | MODULE, MULTI-PARAMETER | SA313127460GR | CHIP - 9 PAVILION | Pavilion |  |  | 03/06/2014 |  | 3/6/21 |  |  | NO | YES |  |  |  |  | GE MEDICAL SYSTEMS 10368931 SA313127460GR |  |  | Active |  | 99:99:99:99:99:99 |  | Alarm | PAAR:00-PVAR | 11/02/2019 |  | COOPER UNIVERSITY HOSPITAL |  |  | ROOM 939 |  | KIM HUMMEL
|  | GE HEALTHCARE | CARESCAPE PDM 2016793-003 | MODULE, MULTI-PARAMETER | SA308459876GR | CHIP - 9 PAVILION | Pavilion |  |  | 03/06/2014 |  | 3/6/21 |  |  | NO | YES |  |  |  |  | GE MEDICAL SYSTEMS 10368930 SA308459876GR |  |  | Active |  | 99:99:99:99:99:99 |  | Alarm | PAAR:00-PVAR | 11/01/2019 |  | COOPER UNIVERSITY HOSPITAL |  |  | ROOM 941 |  | KIM HUMMEL
|  | GE HEALTHCARE | CARESCAPE PDM 2016793-003 | MODULE, MULTI-PARAMETER | SA312284327GR | CHIP - 9 PAVILION | Pavilion |  |  | 03/06/2014 |  | 3/6/21 |  |  | NO | YES |  |  |  |  | GE MEDICAL SYSTEMS 10368929 SA312284327GR |  |  | Active |  | 99:99:99:99:99:99 |  | Alarm | PAAR:00-PVAR | 11/01/2019 |  | COOPER UNIVERSITY HOSPITAL |  |  |  |  | KIM HUMMEL
|  | GE HEALTHCARE | CARESCAPE PDM 2016793-003 | MODULE, MULTI-PARAMETER | SA312512320GR | CHIP - 9 PAVILION | Pavilion |  |  | 03/06/2014 |  | 3/6/21 |  |  | NO | YES |  |  |  |  | GE MEDICAL SYSTEMS 10368928 SA312512320GR |  |  | Active |  | 99:99:99:99:99:99 |  | Alarm | PAAR:00-PVAR | 11/02/2019 |  | COOPER UNIVERSITY HOSPITAL |  |  | Room 930 |  | KIM HUMMEL
|  | GE HEALTHCARE | CARESCAPE PDM 2016793-003 | MODULE, MULTI-PARAMETER | SA311080635GA | PACU KELEMEN | Kelemen |  |  | 04/04/2011 |  | 4/4/18 |  |  | NO | YES |  |  |  |  | GE MEDICAL SYSTEMS 10368474 SA311080635GA |  |  | Active |  | 99:99:99:99:99:99 |  | Alarm | PAAR:00-PVAR | 11/02/2019 |  | COOPER UNIVERSITY HOSPITAL |  |  | PACU | WOT00000002201515 | FRANK OBRIEN | Disposition | Closed | Richard Jolly | 02/14/2019 | 05/22/2019 | Bulk Disposition CNL
|  | GE HEALTHCARE | CARESCAPE PDM 2016793-003 | MODULE, MULTI-PARAMETER | SA311080717GA | PACU KELEMEN | Pavilion |  |  | 04/04/2011 |  | 4/4/18 |  |  | NO | YES |  |  |  |  | GE MEDICAL SYSTEMS 10368465 SA311080717GA |  |  | Active |  | 99:99:99:99:99:99 |  | Alarm | PAAR:00-PVAR | 11/02/2019 |  | COOPER UNIVERSITY HOSPITAL |  |  | K6 |  | FRANK OBRIEN
|  | GE HEALTHCARE | CARESCAPE PDM 2016793-003 | MODULE, MULTI-PARAMETER | SA307392991GR |  | Kelemen | [7 empty] | YES | YES
|  | GE HEALTHCARE | CARESCAPE PDM 2016793-003 | MODULE, MULTI-PARAMETER | SA312242987GA | ANESTHESIOLOGY | Kelemen |  |  | 08/01/2012 |  | 8/1/19 |  |  | NO | YES |  |  |  |  | GE MEDICAL SYSTEMS 10367818 SA312242987GA |  |  | Active |  | 99:99:99:99:99:99 |  | Alarm | PAAR:00-PVAR | 11/02/2019 |  | COOPER UNIVERSITY HOSPITAL |  |  | CCL 2 |  | GIACINTA ROUPAS
|  | GE HEALTHCARE | CARESCAPE PDM 2016793-003 | MODULE, MULTI-PARAMETER |  |  | Pavilion | [7 empty] | YES | YES
|  | GE HEALTHCARE | CARESCAPE PDM 2016793-003 | MODULE, MULTI-PARAMETER | SA316202420SA |  | Kelemen | Basement | [6 empty] | YES | YES
|  | GE HEALTHCARE | CARESCAPE PDM 2016793-003 | MODULE, MULTI-PARAMETER | SA307403138GR |  | Pavilion | [7 empty] | YES | YES
|  | GE HEALTHCARE | CARESCAPE PDM 2016793-003 | MODULE, MULTI-PARAMETER | SA317490041SA | SAME DAY OR-2ND FL PAVILION | Pavilion |  |  | 10/31/2019 |  | 10/31/26 |  |  | NO | YES |  |  |  |  | GE MEDICAL SYSTEMS 30294946 SA317490041SA |  |  | Active |  | 99:99:99:99:99:99 |  | Alarm | PAAR:00-PVAR | 10/31/2019 | 10/31/2019 | COOPER UNIVERSITY HOSPITAL |  |  | SD8 | WOT00000000616664 | JOE DRUCTOR | Performance Verification | Closed | Tom Burhart | 10/31/2019 | 10/31/2019 | Performance Verification for GE MEDICAL SYSTEMS 30294946 SA317490041SA | Initial Install of Performance Verification. Device is ready for patient use. |  |  | 10/31/2019 | 10/31/2019
|  | GE HEALTHCARE | CARESCAPE PDM 2016793-003 | MODULE, MULTI-PARAMETER | SA311090755GA | PACU KELEMEN | Pavilion |  |  | 11/02/2019 |  | 11/2/26 |  |  | NO | YES |  |  |  |  | GE MEDICAL SYSTEMS 30294802 SA311090755GA |  |  | Active |  | 99:99:99:99:99:99 |  | Alarm | PAAR:00-PVAR | 11/02/2019 | 11/02/2019 | COOPER UNIVERSITY HOSPITAL |  |  | PAV 926 | WOT00000000533851 | FRANK OBRIEN | Disposition | Closed | Richard Jolly | 11/02/2019 | 11/02/2019 | Bulk Disposition CNL |  |  |  | 11/02/2019 | 11/02/2019
|  | GE HEALTHCARE | CARESCAPE PDM 2016793-003 | MODULE, MULTI-PARAMETER | SA313127443GR | CHIP - 9 PAVILION | Pavilion |  |  | 10/31/2019 |  | 10/31/26 |  |  | NO | YES |  |  |  |  | GE MEDICAL SYSTEMS 30294801 SA313127443GR |  |  | Active |  | 99:99:99:99:99:99 |  | Alarm | PAAR:00-PVAR | 10/31/2019 | 10/31/2019 | COOPER UNIVERSITY HOSPITAL |  |  |  |  | KIM HUMMEL |  |  |  | 10/31/2019 | 10/31/2019 |  |  |  |  | 10/31/2019 | 10/31/2019
|  | GE HEALTHCARE | CARESCAPE PDM 2016793-003 | MODULE, MULTI-PARAMETER | SA312480676GR | VOORHEES SURGERY CENTER-OPERATING ROOM | 900 Centennial Blvd | Suite E |  | 10/31/2019 |  | 10/31/26 |  |  | NO | YES |  |  |  |  | GE MEDICAL SYSTEMS 30294798 SA312480676GR |  |  | Active |  | 99:99:99:99:99:99 |  | Alarm | PAAR:00-PVAR | 10/31/2019 | 10/31/2019 | COOPER AMBULATORY OFF-SITES |  |  | Voorhees OR PDM | WOT00000000830470 | JENNIFER BOMBARO | Performance Verification | Closed | Salvatore Bombara | 10/31/2019 | 10/31/2019 | Performance Verification for GE MEDICAL SYSTEMS 30294798 SA312480676GR | Initial Install of Performance Verification. Device is ready for patient use. |  |  | 10/31/2019 | 10/31/2019
|  | GE HEALTHCARE | CARESCAPE PDM 2016793-003 | MODULE, MULTI-PARAMETER | SA316370110SA | ANESTHESIOLOGY | Pavilion |  |  | 10/31/2019 |  | 10/31/26 |  |  | NO | YES |  |  |  |  | GE MEDICAL SYSTEMS 30294776 SA316370110SA |  |  | Active |  | 99:99:99:99:99:99 |  | Alarm | PAAR:00-PVAR | 10/31/2019 | 10/31/2019 | COOPER UNIVERSITY HOSPITAL |  |  |  | 0011498254 | GIACINTA ROUPAS | Preventative Maintenance | Closed | Bonnie Aichroth | 10/31/2019 | 10/31/2019 | PERFORMANCE ASSURANCE AT INVENTORY | INVENTORIED DEVICE AND ENSURED DEVICE WAS FUNCTIONING PROPERLY. | F04119F0-682A-4D79-A62E-E1B3E074254B | Labor | 10/31/2019 | 10/31/2019 | Salvatore Bombara
|  | GE HEALTHCARE | CARESCAPE PDM 2016793-003 | MODULE, MULTI-PARAMETER | SA316370122SA | MD ANDERSON INPATIENT ONCOLOGY | Pavilion |  |  | 10/31/2019 |  | 10/31/26 |  |  | NO | YES |  |  |  |  | GE MEDICAL SYSTEMS 30294778 SA316370122SA |  |  | Active |  | 99:99:99:99:99:99 |  | Alarm | PAAR:00-PVAR | 10/31/2019 | 10/31/2019 | COOPER UNIVERSITY HOSPITAL |  |  | P528 | 0011615057 | MIRIAM ZIEGLER | Performance Verification | Closed | Bonnie Aichroth | 10/31/2019 | 10/31/2019 | INCOMING INVENTORY | DEVICE INVENTORIED | 48D09354-8F20-4210-BF43-ECE22F331DCE | Labor | 10/31/2019 | 10/31/2019 | Bonnie Aichroth
|  | GE HEALTHCARE | CARESCAPE PDM 2016793-003 | MODULE, MULTI-PARAMETER | SA316360127SA | MD ANDERSON INPATIENT ONCOLOGY | Pavilion |  |  | 10/31/2019 |  | 10/31/26 |  |  | NO | YES |  |  |  |  | GE MEDICAL SYSTEMS 30294777 SA316360127SA |  |  | Active |  | 99:99:99:99:99:99 |  | Alarm | PAAR:00-PVAR | 10/31/2019 | 10/31/2019 | COOPER UNIVERSITY HOSPITAL |  |  | P528 | 0011498251 | MIRIAM ZIEGLER | Performance Verification | Closed | Bonnie Aichroth | 10/31/2019 | 10/31/2019 | INCOMING INVENTORY | DEVICE INVENTORIED | 9E400A58-A92B-49DA-8F1C-B58B2667D448 | Labor | 10/31/2019 | 10/31/2019 | Bonnie Aichroth
|  | GE HEALTHCARE | CARESCAPE PDM 2016793-003 | MODULE, MULTI-PARAMETER | SA31637010254 | ANESTHESIOLOGY | Kelemen |  |  | 10/31/2019 |  | 10/31/26 |  |  | NO | YES |  |  |  |  | GE MEDICAL SYSTEMS 30294774 SA31637010254 |  |  | Active |  | 99:99:99:99:99:99 |  | Alarm | PAAR:00-PVAR | 10/31/2019 | 10/31/2019 | COOPER UNIVERSITY HOSPITAL |  |  |  | 0011608999 | GIACINTA ROUPAS | Preventative Maintenance | Closed | Bonnie Aichroth | 10/31/2019 | 10/31/2019 | PERFORMANCE ASSURANCE AT INVENTORY | INVENTORIED DEVICE AND ENSURED DEVICE WAS FUNCTIONING PROPERLY. | 88FAC7BE-7F75-47F7-A6A7-6FA7F8CAF435 | Labor | 10/31/2019 | 10/31/2019 | Salvatore Bombara
|  | GE HEALTHCARE | CARESCAPE PDM 2016793-003 | MODULE, MULTI-PARAMETER | SA316360332SA |  | Pavilion |  |  | 10/31/2019 |  | 10/31/26 |  |  | NO | YES |  |  |  |  | GE MEDICAL SYSTEMS 30294772 SA316360332SA |  |  | Active |  | 99:99:99:99:99:99 | [5 empty] | COOPER UNIVERSITY HOSPITAL |  |  |  | 0011609108 |  | Performance Verification | Closed | Bonnie Aichroth | 10/31/2019 | 10/31/2019 | INCOMING INVENTORY |  | C43EC567-9C81-4744-BDC0-C25E6B87B685 | Labor | 10/31/2019 | 10/31/2019 | Bonnie Aichroth
|  | GE HEALTHCARE | CARESCAPE PDM 2016793-003 | MODULE, MULTI-PARAMETER | SA316360290SA | ANESTHESIOLOGY | Kelemen |  |  | 10/31/2019 |  | 10/31/26 |  |  | NO | YES |  |  |  |  | GE MEDICAL SYSTEMS 30294771 SA316360290SA |  |  | Active |  | 99:99:99:99:99:99 |  | Alarm | PAAR:00-PVAR | 10/31/2019 | 10/31/2019 | COOPER UNIVERSITY HOSPITAL |  |  |  | 0011609116 | GIACINTA ROUPAS | Preventative Maintenance | Closed | Bonnie Aichroth | 10/31/2019 | 10/31/2019 | PERFORMANCE ASSURANCE AT INVENTORY | INVENTORIED DEVICE AND ENSURED DEVICE WAS FUNCTIONING PROPERLY. | DB789323-4446-4B15-8760-423F53E96263 | Labor | 10/31/2019 | 10/31/2019 | Salvatore Bombara
|  | GE HEALTHCARE | CARESCAPE PDM 2016793-003 | MODULE, MULTI-PARAMETER | SA316370130SA | ANESTHESIOLOGY | Pavilion |  |  | 10/31/2019 |  | 10/31/26 |  |  | NO | YES |  |  |  |  | GE MEDICAL SYSTEMS 30294769 SA316370130SA |  |  | Active |  | 99:99:99:99:99:99 |  | Alarm | PAAR:00-PVAR | 10/31/2019 | 10/31/2019 | COOPER UNIVERSITY HOSPITAL |  |  | OR P9 | 0011171128 | GIACINTA ROUPAS | Performance Verification | Closed | Bonnie Aichroth | 10/31/2019 | 10/31/2019 | INCOMING INVENTORY | DEVICE INVENTORIED | 8DB23E9B-B832-4CC3-9775-138753B74BB1 | Labor | 10/31/2019 | 10/31/2019 | Bonnie Aichroth
|  | GE HEALTHCARE | CARESCAPE PDM 2016793-003 | MODULE, MULTI-PARAMETER | SA316370125SA | ANESTHESIOLOGY | Kelemen |  |  | 10/31/2019 |  | 10/31/26 |  |  | NO | YES |  |  |  |  | GE MEDICAL SYSTEMS 30294766 SA316370125SA |  |  | Active |  | 99:99:99:99:99:99 |  | Alarm | PAAR:00-PVAR | 10/31/2019 | 10/31/2019 | COOPER UNIVERSITY HOSPITAL |  |  | OR K5 | 0011171124 | GIACINTA ROUPAS | Performance Verification | Closed | Bonnie Aichroth | 10/31/2019 | 10/31/2019 | INCOMING INVENTORY | DEVICE INVENTORIED | 896D6055-E279-4A1D-8E89-56C7D439BEE9 | Labor | 10/31/2019 | 10/31/2019 | Bonnie Aichroth
|  | GE HEALTHCARE | CARESCAPE PDM 2016793-003 | MODULE, MULTI-PARAMETER | SA316360324SA | ANESTHESIOLOGY | Kelemen |  |  | 10/31/2019 |  | 10/31/26 |  |  | NO | YES |  |  |  |  | GE MEDICAL SYSTEMS 30294763 SA316360324SA |  |  | Active |  | 99:99:99:99:99:99 |  | Alarm | PAAR:00-PVAR | 10/31/2019 | 10/31/2019 | COOPER UNIVERSITY HOSPITAL |  |  | OR K1 | 0011171118 | GIACINTA ROUPAS | Preventative Maintenance | Closed | Bonnie Aichroth | 10/31/2019 | 10/31/2019 | PERFORMANCE ASSURANCE AT INVENTORY | INVENTORIED DEVICE AND ENSURED DEVICE WAS FUNCTIONING PROPERLY. | FEE89B5D-3D85-47C0-9599-415165470DF7 | Labor | 10/31/2019 | 10/31/2019 | Salvatore Bombara
|  | GE HEALTHCARE | CARESCAPE PDM 2016793-003 | MODULE, MULTI-PARAMETER | SA316360280SA | ANESTHESIOLOGY | Pavilion |  |  | 10/31/2019 |  | 10/31/26 |  |  | NO | YES |  |  |  |  | GE MEDICAL SYSTEMS 30294760 SA316360280SA |  |  | Active |  | 99:99:99:99:99:99 |  | Alarm | PAAR:00-PVAR | 10/31/2019 | 10/31/2019 | COOPER UNIVERSITY HOSPITAL |  |  | OR P10 | 0011171111 | GIACINTA ROUPAS | Performance Verification | Closed | Bonnie Aichroth | 10/31/2019 | 10/31/2019 | INCOMING INVENTORY | DEVICE INVENTORIED | EF4BA17D-78E6-459C-A147-97C91604B180 | Labor | 10/31/2019 | 10/31/2019 | Bonnie Aichroth
|  | GE HEALTHCARE | CARESCAPE PDM 2016793-003 | MODULE, MULTI-PARAMETER | SA316370108SA | ANESTHESIOLOGY | Kelemen |  |  | 10/31/2019 |  | 10/31/26 |  |  | NO | YES |  |  |  |  | GE MEDICAL SYSTEMS 30294754 SA316370108SA |  |  | Active |  | 99:99:99:99:99:99 |  | Alarm | PAAR:00-PVAR | 10/31/2019 | 10/31/2019 | COOPER UNIVERSITY HOSPITAL |  |  | OR K4 | 0011171105 | GIACINTA ROUPAS | Preventative Maintenance | Closed | Bonnie Aichroth | 10/31/2019 | 10/31/2019 | PERFORMANCE ASSURANCE AT INVENTORY | INVENTORIED DEVICE AND ENSURED DEVICE WAS FUNCTIONING PROPERLY. | 09E73616-8A5E-4012-83C5-C93C428F1B5F | Labor | 10/31/2019 | 10/31/2019 | Salvatore Bombara
|  | GE HEALTHCARE | CARESCAPE PDM 2016793-003 | MODULE, MULTI-PARAMETER | SA316181370SA | MD ANDERSON INPATIENT ONCOLOGY | Pavilion |  |  | 10/31/2019 |  | 10/31/26 |  |  | NO | YES |  |  |  |  | GE MEDICAL SYSTEMS 30244805 SA316181370SA |  |  | Active |  | 99:99:99:99:99:99 |  | Alarm | PAAR:00-PVAR | 10/31/2019 | 10/31/2019 | COOPER UNIVERSITY HOSPITAL |  |  | P524 |  | MIRIAM ZIEGLER |  |  |  | 10/31/2019 | 10/31/2019 |  |  |  |  | 10/31/2019 | 10/31/2019
|  | GE HEALTHCARE | CARESCAPE PDM 2016793-003 | MODULE, MULTI-PARAMETER | SA316181350SA | ANGIOGRAPHY | Pavilion |  |  | 10/31/2019 |  | 10/31/26 |  |  | NO | YES |  |  |  |  | GE MEDICAL SYSTEMS 30244803 SA316181350SA |  |  | Active |  | 99:99:99:99:99:99 |  | Alarm | PAAR:00-PVAR | 10/31/2019 | 10/31/2019 | COOPER UNIVERSITY HOSPITAL |  |  | Biomed |  | PAULETTE DUCKREY |  |  |  | 10/31/2019 | 10/31/2019 |  |  |  |  | 10/31/2019 | 10/31/2019
|  | GE HEALTHCARE | CARESCAPE PDM 2016793-003 | MODULE, MULTI-PARAMETER | SA316171258SA | MD ANDERSON INPATIENT ONCOLOGY | Pavilion |  |  | 10/31/2019 |  | 10/31/26 |  |  | NO | YES |  |  |  |  | GE MEDICAL SYSTEMS 30244801 SA316171258SA |  |  | Active |  | 99:99:99:99:99:99 |  | Alarm | PAAR:00-PVAR | 10/31/2019 | 10/31/2019 | COOPER UNIVERSITY HOSPITAL |  |  | P526 |  | MIRIAM ZIEGLER |  |  |  | 10/31/2019 | 10/31/2019 |  |  |  |  | 10/31/2019 | 10/31/2019
|  | GE HEALTHCARE | CARESCAPE PDM 2016793-003 | MODULE, MULTI-PARAMETER | SA316171335SA | MD ANDERSON INPATIENT ONCOLOGY | Pavilion |  |  | 10/31/2019 |  | 10/31/26 |  |  | NO | YES |  |  |  |  | GE MEDICAL SYSTEMS 30244797 SA316171335SA |  |  | Active |  | 99:99:99:99:99:99 |  | Alarm | PAAR:00-PVAR | 10/31/2019 | 10/31/2019 | COOPER UNIVERSITY HOSPITAL |  |  | P527 |  | MIRIAM ZIEGLER |  |  |  | 10/31/2019 | 10/31/2019 |  |  |  |  | 10/31/2019 | 10/31/2019
|  | GE HEALTHCARE | CARESCAPE PDM 2016793-003 | MODULE, MULTI-PARAMETER | SA316171315SA | MD ANDERSON INPATIENT ONCOLOGY | Pavilion |  |  | 10/31/2019 |  | 10/31/26 |  |  | NO | YES |  |  |  |  | GE MEDICAL SYSTEMS 30244799 SA316171315SA |  |  | Active |  | 99:99:99:99:99:99 |  | Alarm | PAAR:00-PVAR | 10/31/2019 | 10/31/2019 | COOPER UNIVERSITY HOSPITAL |  |  | P523 |  | MIRIAM ZIEGLER |  |  |  | 10/31/2019 | 10/31/2019 |  |  |  |  | 10/31/2019 | 10/31/2019
|  | GE HEALTHCARE | CARESCAPE PDM 2016793-003 | MODULE, MULTI-PARAMETER | SA316171263SA | MD ANDERSON INPATIENT ONCOLOGY | Pavilion |  |  | 10/31/2019 |  | 10/31/26 |  |  | NO | YES |  |  |  |  | GE MEDICAL SYSTEMS 30244795 SA316171263SA |  |  | Active |  | 99:99:99:99:99:99 |  | Alarm | PAAR:00-PVAR | 10/31/2019 | 10/31/2019 | COOPER UNIVERSITY HOSPITAL |  |  | P525 |  | MIRIAM ZIEGLER |  |  |  | 10/31/2019 | 10/31/2019 |  |  |  |  | 10/31/2019 | 10/31/2019
|  | GE HEALTHCARE | CARESCAPE PDM 2016793-003 | MODULE, MULTI-PARAMETER | SA316171333SA | ANESTHESIOLOGY | Kelemen |  |  | 10/16/2019 |  | 10/16/26 |  |  | NO | YES |  |  |  |  | GE MEDICAL SYSTEMS 30244793 SA316171333SA |  |  | Disposition |  | 99:99:99:99:99:99 |  | Alarm | PAAR:00-PVAR | 10/16/2019 | 10/16/2019 | COOPER UNIVERSITY HOSPITAL |  |  | ? |  | GIACINTA ROUPAS |  |  |  | 10/16/2019 | 10/16/2019 |  |  |  |  | 10/16/2019 | 10/16/2019
|  | GE HEALTHCARE | CARESCAPE PDM 2016793-003 | MODULE, MULTI-PARAMETER | SA311070567GA | PACU KELEMEN | Pavilion |  |  | 04/04/2011 |  | 4/4/18 |  |  | NO | YES |  |  |  |  | GE MEDICAL SYSTEMS 10366383 SA311070567GA |  |  | Active |  | 99:99:99:99:99:99 |  | Alarm | PAAR:00-PVAR | 11/01/2019 |  | COOPER UNIVERSITY HOSPITAL |  |  | PACU |  | FRANK OBRIEN
|  | GE HEALTHCARE | CARESCAPE PDM 2016793-003 | MODULE, MULTI-PARAMETER | Sa318150043sa |  | Pavilion | [7 empty] | YES | YES
|  | GE HEALTHCARE | CARESCAPE PDM 2016793-003 | MODULE, MULTI-PARAMETER | SA308409180GR | CHIP - 9 PAVILION | Kelemen |  |  | 03/06/2014 |  | 3/6/21 |  |  | NO | YES |  |  |  |  | GE MEDICAL SYSTEMS 10365486 SA308409180GR |  |  | Active |  | 99:99:99:99:99:99 |  | Alarm | PAAR:00-PVAR | 11/02/2019 |  | COOPER UNIVERSITY HOSPITAL |  |  | ROOM 939 | WOT00000002205305 | KIM HUMMEL | Disposition | Closed | Michael Youch | 02/14/2019 | 05/17/2019 | Bulk Disposition CNL
|  | GE HEALTHCARE | CARESCAPE PDM 2016793-003 | MODULE, MULTI-PARAMETER | SA309173175GA | INTENSIVE CARE NURSERY | Dorrance |  |  | 07/31/2009 |  | 7/31/16 |  |  | NO | YES |  |  |  |  | GE MEDICAL SYSTEMS 10365023 SA309173175GA |  |  | Active |  | 99:99:99:99:99:99 |  | Equipment | PAAR:00-PVAR | 11/02/2019 |  | COOPER UNIVERSITY HOSPITAL |  |  | ff17 | WOT00000000533821 | JOANNE FOX | Disposition | Closed | Gene Amodei | 02/08/2018 | 07/19/2019 | Bulk Disposition CNL
|  | GE HEALTHCARE | CARESCAPE PDM 2016793-003 | MODULE, MULTI-PARAMETER |  |  | Pavilion | [7 empty] | YES | YES
|  | GE HEALTHCARE | CARESCAPE PDM 2016793-003 | MODULE, MULTI-PARAMETER | SA309334706GA | INTENSIVE CARE NURSERY | Kelemen |  |  | 07/31/2009 |  | 7/31/16 |  |  | NO | YES |  |  |  |  | GE MEDICAL SYSTEMS 10364758 SA309334706GA |  |  | Active |  | 99:99:99:99:99:99 |  | Alarm | PAAR:00-PVAR | 11/02/2019 |  | COOPER UNIVERSITY HOSPITAL |  |  | D5 | 0011069718 | JOANNE FOX | Repair | Closed | Gene Amodei | 01/19/2017 | 01/26/2017 | MONITOR - NOT REGISTERING SPO2 - TMX | 1/26/2017 10:59:02 AM GRAMODEI REPLACED CABLE UNIT OK | CE15C4E5-03AB-4927-98EA-FFD97CF05670 | Labor | 01/19/2017 | 01/19/2017 | Gene Amodei
|  | GE HEALTHCARE | CARESCAPE PDM 2016793-003 | MODULE, MULTI-PARAMETER | SA309223503GA | INTENSIVE CARE NURSERY | Dorrance |  |  | 07/31/2009 |  | 7/31/16 |  |  | NO | YES |  |  |  |  | GE MEDICAL SYSTEMS 10364753 SA309223503GA |  |  | Active |  | 99:99:99:99:99:99 |  | Alarm | PAAR:00-PVAR | 11/02/2019 |  | COOPER UNIVERSITY HOSPITAL |  |  | DOVE BED 11 |  | JOANNE FOX
|  | GE HEALTHCARE | CARESCAPE PDM 2016793-003 | MODULE, MULTI-PARAMETER | SA309527945GR | PAVILION 8 | Kelemen |  |  | 03/06/2014 |  | 3/6/21 |  |  | NO | YES |  |  |  |  | GE MEDICAL SYSTEMS 10356664 SA309527945GR |  |  | Active |  | 99:99:99:99:99:99 |  | Alarm | PAAR:00-PVAR | 11/02/2019 |  | COOPER UNIVERSITY HOSPITAL |  |  | ROOM 821 | WOT00000000533838 | BRIAN OSHAUGHNESSY | Disposition | Closed | Gene Amodei | 02/08/2018 | 05/22/2019 | Bulk Disposition CNL
|  | GE HEALTHCARE | CARESCAPE PDM 2016793-003 | MODULE, MULTI-PARAMETER | SA309253774GR | PAVILION 8 | Pavilion |  |  | 03/06/2014 |  | 3/6/21 |  |  | NO | YES |  |  |  |  | GE MEDICAL SYSTEMS 10356645 SA309253774GR |  |  | Active |  | 99:99:99:99:99:99 |  | Alarm | PAAR:00-PVAR | 11/02/2019 |  | COOPER UNIVERSITY HOSPITAL |  |  | Room 820 | WOT00000000533829 | BRIAN OSHAUGHNESSY | Disposition | Closed | Gene Amodei | 02/08/2018 | 05/22/2019 | Bulk Disposition CNL
|  | GE HEALTHCARE | CARESCAPE PDM 2016793-003 | MODULE, MULTI-PARAMETER | SA309223465GR | PAVILION 8 | Pavilion |  |  | 03/06/2014 |  | 3/6/21 |  |  | NO | YES |  |  |  |  | GE MEDICAL SYSTEMS 10356642 SA309223465GR |  |  | Active |  | 99:99:99:99:99:99 |  | Alarm | PAAR:00-PVAR | 11/02/2019 |  | COOPER UNIVERSITY HOSPITAL |  |  | ROOM 817 | WOT00000000533824 | BRIAN OSHAUGHNESSY | Disposition | Closed | Gene Amodei | 02/08/2018 | 05/22/2019 | Bulk Disposition CNL
|  | GE HEALTHCARE | CARESCAPE PDM 2016793-003 | MODULE, MULTI-PARAMETER | SA311103982GR | PAVILION 8 | Pavilion |  |  | 03/06/2014 |  | 3/6/21 |  |  | NO | YES |  |  |  |  | GE MEDICAL SYSTEMS 10356635 SA311103982GR |  |  | Active |  | 99:99:99:99:99:99 |  | Alarm | PAAR:00-PVAR | 11/02/2019 |  | COOPER UNIVERSITY HOSPITAL |  |  | RM 816 | WOT00000000533855 | BRIAN OSHAUGHNESSY | Disposition | Closed | Gene Amodei | 02/08/2018 | 05/22/2019 | Bulk Disposition CNL
|  | GE HEALTHCARE | CARESCAPE PDM 2016793-003 | MODULE, MULTI-PARAMETER | SA312121998GR | PAVILION 8 | Pavilion |  |  | 03/06/2014 |  | 3/6/21 |  |  | NO | YES |  |  |  |  | GE MEDICAL SYSTEMS 10356607 SA312121998GR |  |  | Active |  | 99:99:99:99:99:99 |  | Alarm | PAAR:00-PVAR | 11/02/2019 |  | COOPER UNIVERSITY HOSPITAL |  |  | ROOM 815 | WOT00000000533866 | BRIAN OSHAUGHNESSY | Disposition | Closed | Gene Amodei | 02/08/2018 | 05/22/2019 | Bulk Disposition CNL
|  | GE HEALTHCARE | CARESCAPE PDM 2016793-003 | MODULE, MULTI-PARAMETER | SA309223471GR | PAVILION 8 | Pavilion |  |  | 03/06/2014 |  | 3/6/21 |  |  | NO | YES |  |  |  |  | GE MEDICAL SYSTEMS 10356603 SA309223471GR |  |  | Active |  | 99:99:99:99:99:99 |  | Alarm | PAAR:00-PVAR | 11/01/2019 |  | COOPER UNIVERSITY HOSPITAL |  |  | ROOM 814 | WOT00000000533825 | BRIAN OSHAUGHNESSY | Disposition | Closed | Gene Amodei | 02/08/2018 | 05/22/2019 | Bulk Disposition CNL
|  | GE HEALTHCARE | CARESCAPE PDM 2016793-003 | MODULE, MULTI-PARAMETER | SA313272407GR |  | Kelemen |  |  | 03/06/2014 |  | 3/6/21 |  |  | NO | YES |  |  |  |  | GE MEDICAL SYSTEMS 10356592 SA313272407GR |  |  | Active |  | 99:99:99:99:99:99 |  | Alarm | PAAR:00-PVAR | 11/02/2019 |  | COOPER UNIVERSITY HOSPITAL |  |  | 8 PAVILION | WOT00000000533872 | BRIAN OSHAUGHNESSY | Disposition | Closed | Gene Amodei | 02/08/2018 | 05/22/2019 | Bulk Disposition CNL
|  | GE HEALTHCARE | CARESCAPE PDM 2016793-003 | MODULE, MULTI-PARAMETER | SA312253159GR | PAVILION 8 | Pavilion |  |  | 03/06/2014 |  | 3/6/21 |  |  | NO | YES |  |  |  |  | GE MEDICAL SYSTEMS 10356588 SA312253159GR |  |  | Active |  | 99:99:99:99:99:99 |  | Alarm | PAAR:00-PVAR | 11/02/2019 |  | COOPER UNIVERSITY HOSPITAL |  |  | ROOM 811 | WOT00000000533868 | BRIAN OSHAUGHNESSY | Disposition | Closed | Gene Amodei | 02/08/2018 | 05/22/2019 | Bulk Disposition CNL
|  | GE HEALTHCARE | CARESCAPE PDM 2016793-003 | MODULE, MULTI-PARAMETER | SA313013125GR | CHIP - 9 PAVILION | Pavilion |  |  | 03/06/2014 |  | 3/6/21 |  |  | NO | YES |  |  |  |  | GE MEDICAL SYSTEMS 10356558 SA313013125GR |  |  | Active |  | 99:99:99:99:99:99 |  | Alarm | PAAR:00-PVAR | 11/02/2019 |  | COOPER UNIVERSITY HOSPITAL |  |  |  |  | KIM HUMMEL
|  | GE HEALTHCARE | CARESCAPE PDM 2016793-003 | MODULE, MULTI-PARAMETER | SA313127466GR | CHIP - 9 PAVILION | Pavilion |  |  | 03/06/2014 |  | 3/6/21 |  |  | NO | YES |  |  |  |  | GE MEDICAL SYSTEMS 10356541 SA313127466GR |  |  | Active |  | 99:99:99:99:99:99 |  | Alarm | PAAR:00-PVAR | 11/02/2019 |  | COOPER UNIVERSITY HOSPITAL |  |  |  |  | KIM HUMMEL
|  | GE HEALTHCARE | CARESCAPE PDM 2016793-003 | MODULE, MULTI-PARAMETER | SA313105941GR | CHIP - 9 PAVILION | Kelemen |  |  | 03/06/2014 |  | 3/6/21 |  |  | NO | YES |  |  |  |  | GE MEDICAL SYSTEMS 10356539 SA313105941GR |  |  | Active |  | 99:99:99:99:99:99 |  | Alarm | PAAR:00-PVAR | 11/02/2019 |  | COOPER UNIVERSITY HOSPITAL |  |  | ROOM 916? | 0011065573 | KIM HUMMEL | Repair | Closed | Michael Youch | 01/18/2017 | 01/20/2017 | MODULE - SCREEN BLANK, CANT DO EKGS - PAVILLION 9 RM 917 | 1/20/2017 12:27:31 PM MDYOUCH (MDYOUCH 1/19/2017 10:30 AM) VERIFIED PROPER OPERATION. ECG TRACE IS NOT AFFECTED BY BACKUP BATTERY. MAY HAVE BEEN LEADS OR PATIENT SKIN. WILL ORDER REPLACEMENT BATTERY THOUGH. | 2A3DAFD8-7572-4C90-B722-9A11BB6C8634 | Parts | 01/01/1900 | 01/01/1900 | Michael Youch
|  | GE HEALTHCARE | CARESCAPE PDM 2016793-003 | MODULE, MULTI-PARAMETER | SA310496134GR | CHIP - 9 PAVILION | Pavilion |  |  | 03/06/2014 |  | 3/6/21 |  |  | NO | YES |  |  |  |  | GE MEDICAL SYSTEMS 10356534 SA310496134GR |  |  | Active |  | 99:99:99:99:99:99 |  | Alarm | PAAR:00-PVAR | 11/02/2019 |  | COOPER UNIVERSITY HOSPITAL |  |  | ROOM 924 |  | KIM HUMMEL
|  | GE HEALTHCARE | CARESCAPE PDM 2016793-003 | MODULE, MULTI-PARAMETER | SA313105951GR | CHIP - 9 PAVILION | Pavilion |  |  | 03/06/2014 |  | 3/6/21 |  |  | NO | YES |  |  |  |  | GE MEDICAL SYSTEMS 10356516 SA313105951GR |  |  | Active |  | 99:99:99:99:99:99 |  | Alarm | PAAR:00-PVAR | 11/02/2019 |  | COOPER UNIVERSITY HOSPITAL |  |  | ROOM 914 |  | KIM HUMMEL
|  | GE HEALTHCARE | CARESCAPE PDM 2016793-003 | MODULE, MULTI-PARAMETER | SA311458345GR | PAVILION 8 | Pavilion |  |  | 11/12/2011 |  | 11/12/18 |  |  | NO | YES |  |  |  |  | GE MEDICAL SYSTEMS 10356372 SA311458345GR |  |  | Active |  | 99:99:99:99:99:99 |  | Alarm | PAAR:00-PVAR | 11/02/2019 |  | COOPER UNIVERSITY HOSPITAL |  |  | ROOM 831 | WOT00000000533861 | BRIAN OSHAUGHNESSY | Disposition | Closed | Gene Amodei | 02/08/2018 | 05/22/2019 | Bulk Disposition CNL
|  | GE HEALTHCARE | CARESCAPE PDM 2016793-003 | MODULE, MULTI-PARAMETER | SA311060354GR | PAVILION 8 | Kelemen |  |  | 02/12/2011 |  | 2/12/18 |  |  | NO | YES |  |  |  |  | GE MEDICAL SYSTEMS 10356380 SA311060354GR |  |  | Active |  | 99:99:99:99:99:99 |  | Alarm | PAAR:00-PVAR | 11/02/2019 |  | COOPER UNIVERSITY HOSPITAL |  |  | ROOM 817 | WOT00000000533848 | BRIAN OSHAUGHNESSY | Disposition | Closed | Gene Amodei | 02/08/2018 | 05/22/2019 | Bulk Disposition CNL
|  | GE HEALTHCARE | CARESCAPE PDM 2016793-003 | MODULE, MULTI-PARAMETER | SA310382630GR | PAVILION 8 | Pavilion |  |  | 09/24/2010 |  | 9/24/17 |  |  | NO | YES |  |  |  |  | GE MEDICAL SYSTEMS 10356384 SA310382630GR |  |  | Active |  | 99:99:99:99:99:99 |  | Alarm | PAAR:00-PVAR | 11/01/2019 |  | COOPER UNIVERSITY HOSPITAL |  |  | ROOM 824 | WOT00000000533843 | BRIAN OSHAUGHNESSY | Disposition | Closed | Gene Amodei | 02/08/2018 | 05/22/2019 | Bulk Disposition CNL
|  | GE HEALTHCARE | CARESCAPE PDM 2016793-003 | MODULE, MULTI-PARAMETER | SA311327821GR | PAVILION 8 | Pavilion |  |  | 08/13/2011 |  | 8/13/18 |  |  | NO | YES |  |  |  |  | GE MEDICAL SYSTEMS 10356407 SA311327821GR |  |  | Active |  | 99:99:99:99:99:99 |  | Alarm | PAAR:00-PVAR | 11/02/2019 |  | COOPER UNIVERSITY HOSPITAL |  |  | ROOM 835 | WOT00000000533859 | BRIAN OSHAUGHNESSY | Disposition | Closed | Gene Amodei | 02/08/2018 | 05/22/2019 | Bulk Disposition CNL
|  | GE HEALTHCARE | CARESCAPE PDM 2016793-003 | MODULE, MULTI-PARAMETER | SA309021978GR | PAVILION 8 | Pavilion |  |  | 01/15/2009 |  | 1/15/16 |  |  | NO | YES |  |  |  |  | GE MEDICAL SYSTEMS 10356403 SA309021978GR |  |  | Active |  | 99:99:99:99:99:99 |  | Alarm | PAAR:00-PVAR | 11/02/2019 |  | COOPER UNIVERSITY HOSPITAL |  |  | ROOM 833 | WOT00000000533803 | BRIAN OSHAUGHNESSY | Disposition | Closed | Gene Amodei | 02/08/2018 | 05/22/2019 | Bulk Disposition CNL
|  | GE HEALTHCARE | CARESCAPE PDM 2016793-003 | MODULE, MULTI-PARAMETER | SA312263990GR | PAVILION 8 | Kelemen |  |  | 07/01/2012 |  | 7/1/19 |  |  | NO | YES |  |  |  |  | GE MEDICAL SYSTEMS 10356395 SA312263990GR |  |  | Active |  | 99:99:99:99:99:99 |  | Alarm | PAAR:00-PVAR | 11/02/2019 |  | COOPER UNIVERSITY HOSPITAL |  |  | ROOM 814 | WOT00000002203237 | BRIAN OSHAUGHNESSY | Disposition | Closed | Gene Amodei | 02/14/2019 | 05/22/2019 | Bulk Disposition CNL
|  | GE HEALTHCARE | CARESCAPE PDM 2016793-003 | MODULE, MULTI-PARAMETER | SA313408988GR | PAVILION 8 | Pavilion |  |  | 03/06/2014 |  | 3/6/21 |  |  | NO | YES |  |  |  |  | GE MEDICAL SYSTEMS 10356399 SA313408988GR |  |  | Active |  | 99:99:99:99:99:99 |  | Alarm | PAAR:00-PVAR | 11/02/2019 |  | COOPER UNIVERSITY HOSPITAL |  |  | ROOM 822 | WOT00000000533875 | BRIAN OSHAUGHNESSY | Disposition | Closed | Gene Amodei | 02/08/2018 | 05/13/2019 | Bulk Disposition CNL
|  | GE HEALTHCARE | CARESCAPE PDM 2016793-003 | MODULE, MULTI-PARAMETER | SA312080544GR | PAVILION 8 | Kelemen |  |  | 02/26/2012 |  | 2/26/19 |  |  | NO | YES |  |  |  |  | GE MEDICAL SYSTEMS 10356393 SA312080544GR |  |  | Active |  | 99:99:99:99:99:99 |  | Alarm | PAAR:00-PVAR | 11/02/2019 |  | COOPER UNIVERSITY HOSPITAL |  |  | Biomed | WOT00000000533865 | BRIAN OSHAUGHNESSY | Disposition | Closed | Gene Amodei | 02/08/2018 | 05/14/2019 | Bulk Disposition CNL
|  | GE HEALTHCARE | CARESCAPE PDM 2016793-003 | MODULE, MULTI-PARAMETER | SA312479800GR | PAVILION 8 | Pavilion |  |  | 11/25/2012 |  | 11/25/19 |  |  | NO | YES |  |  |  |  | GE MEDICAL SYSTEMS 10356376 SA312479800GR |  |  | Active |  | 99:99:99:99:99:99 |  | Alarm | PAAR:00-PVAR | 11/02/2019 |  | COOPER UNIVERSITY HOSPITAL |  |  | ROOM 830 | WOT00000000533870 | BRIAN OSHAUGHNESSY | Disposition | Closed | Gene Amodei | 02/08/2018 | 05/22/2019 | Bulk Disposition CNL
|  | GE HEALTHCARE | CARESCAPE PDM 2016793-003 | MODULE, MULTI-PARAMETER | SA310455057GR | CHIP - 9 PAVILION | Pavilion |  |  | 11/12/2010 |  | 11/12/17 |  |  | NO | YES |  |  |  |  | GE MEDICAL SYSTEMS 10356368 SA310455057GR |  |  | Active |  | 99:99:99:99:99:99 |  | Alarm | PAAR:00-PVAR | 11/02/2019 |  | COOPER UNIVERSITY HOSPITAL |  |  | ROOM 928 | WOT00000002203131 | KIM HUMMEL | Disposition | Closed | Michael Youch | 02/14/2019 | 05/17/2019 | Bulk Disposition CNL
|  | GE HEALTHCARE | CARESCAPE PDM 2016793-003 | MODULE, MULTI-PARAMETER | SA312080529GR | PAVILION 8 | Pavilion |  |  | 02/26/2012 |  | 2/26/19 |  |  | NO | YES |  |  |  |  | GE MEDICAL SYSTEMS 10356363 SA312080529GR |  |  | Active |  | 99:99:99:99:99:99 |  | Alarm | PAAR:00-PVAR | 11/02/2019 |  | COOPER UNIVERSITY HOSPITAL |  |  | ROOM 834 | WOT00000000533864 | BRIAN OSHAUGHNESSY | Disposition | Closed | Gene Amodei | 02/08/2018 | 05/22/2019 | Bulk Disposition CNL
|  | GE HEALTHCARE | CARESCAPE PDM 2016793-003 | MODULE, MULTI-PARAMETER | SA310393149GR | PAVILION 8 | Pavilion |  |  | 10/01/2010 |  | 10/1/17 |  |  | NO | YES |  |  |  |  | GE MEDICAL SYSTEMS 10356358 SA310393149GR |  |  | Active |  | 99:99:99:99:99:99 |  | Alarm | PAAR:00-PVAR | 11/02/2019 |  | COOPER UNIVERSITY HOSPITAL |  |  | ROOM 836 | WOT00000000533845 | BRIAN OSHAUGHNESSY | Disposition | Closed | Gene Amodei | 02/08/2018 | 05/22/2019 | Bulk Disposition CNL
|  | GE Healthcare | CARESCAPE PDM 2016793-003 | MODULE, MULTI-PARAMETER | SA308419220GR |  | Pavilion |  |  | 10/14/2008 |  | 10/14/15 |  |  | NO | YES |  |  |  |  | GE MEDICAL SYSTEMS 10356352 SA308419220GR |  |  | Active |  | 99:99:99:99:99:99 | [5 empty] | COOPER UNIVERSITY HOSPITAL |  |  | ROOM 837
|  | GE HEALTHCARE | CARESCAPE PDM 2016793-003 | MODULE, MULTI-PARAMETER | SA310496634GR | PAVILION 8 | Pavilion |  |  | 12/10/2010 |  | 12/10/17 |  |  | NO | YES |  |  |  |  | GE MEDICAL SYSTEMS 10356348 SA310496634GR |  |  | Active |  | 99:99:99:99:99:99 |  | Alarm | PAAR:00-PVAR | 11/02/2019 |  | COOPER UNIVERSITY HOSPITAL |  |  | ROOM 838 | WOT00000000533846 | BRIAN OSHAUGHNESSY | Disposition | Closed | Gene Amodei | 02/08/2018 | 05/22/2019 | Bulk Disposition CNL
|  | GE HEALTHCARE | CARESCAPE PDM 2016793-003 | MODULE, MULTI-PARAMETER | SA310310952GR | PAVILION 8 | Pavilion |  |  | 08/06/2010 |  | 8/6/17 |  |  | NO | YES |  |  |  |  | GE MEDICAL SYSTEMS 10356346 SA310310952GR |  |  | Active |  | 99:99:99:99:99:99 |  | Alarm | PAAR:00-PVAR | 11/01/2019 |  | COOPER UNIVERSITY HOSPITAL |  |  | ROOM 841 | WOT00000000533840 | BRIAN OSHAUGHNESSY | Disposition | Closed | Gene Amodei | 02/08/2018 | 05/22/2019 | Bulk Disposition CNL
|  | GE HEALTHCARE | CARESCAPE PDM 2016793-003 | MODULE, MULTI-PARAMETER | SA308337669GR | PAVILION 8 | Pavilion |  |  | 08/19/2008 |  | 8/19/15 |  |  | NO | YES |  |  |  |  | GE MEDICAL SYSTEMS 10356343 SA308337669GR |  |  | Active |  | 99:99:99:99:99:99 |  | Alarm | PAAR:00-PVAR | 11/02/2019 |  | COOPER UNIVERSITY HOSPITAL |  |  | ROOM 840 | WOT00000000533801 | BRIAN OSHAUGHNESSY | Disposition | Closed | Gene Amodei | 02/08/2018 | 05/22/2019 | Bulk Disposition CNL
|  | GE HEALTHCARE | CARESCAPE PDM 2016793-003 | MODULE, MULTI-PARAMETER | SA312253147GR | PAVILION 8 | Pavilion |  |  | 06/24/2012 |  | 6/24/19 |  |  | NO | YES |  |  |  |  | GE MEDICAL SYSTEMS 10356335 SA312253147GR |  |  | Active |  | 99:99:99:99:99:99 |  | Alarm | PAAR:00-PVAR | 11/02/2019 |  | COOPER UNIVERSITY HOSPITAL |  |  | ROOM 839 |  | BRIAN OSHAUGHNESSY
|  | GE HEALTHCARE | CARESCAPE PDM 2016793-003 | MODULE, MULTI-PARAMETER |  |  | Pavilion | [7 empty] | YES | YES
|  | GE HEALTHCARE | CARESCAPE PDM 2016793-003 | MODULE, MULTI-PARAMETER | SA314201512GA |  | Kelemen |  |  | 04/22/2014 |  | 4/22/21 |  |  | NO | YES |  |  |  |  | GE MEDICAL SYSTEMS 10356200 SA314201512GA |  |  | Active |  | 99:99:99:99:99:99 |  | Alarm | PAAR:00-PVAR | 11/02/2019 |  | COOPER UNIVERSITY HOSPITAL |  |  | HOLDING-BED 27 | WOT00000002202740 | DOMINIC VENDETTA | Disposition | Closed | Salvatore Bombara | 02/14/2019 | 05/19/2019 | Bulk Disposition CNL
|  | GE HEALTHCARE | CARESCAPE PDM 2016793-003 | MODULE, MULTI-PARAMETER | SA314222302GA | OR - KELEMEN 3 | Kelemen |  |  | 04/22/2014 |  | 4/22/21 |  |  | NO | YES |  |  |  |  | GE MEDICAL SYSTEMS 10356194 SA314222302GA |  |  | Active |  | 99:99:99:99:99:99 |  | Alarm | PAAR:00-PVAR | 11/02/2019 |  | COOPER UNIVERSITY HOSPITAL |  |  | HOLDING-BED 22 | WOT00000002202731 | DOMINIC VENDETTA | Disposition | Closed | Salvatore Bombara | 02/14/2019 | 05/17/2019 | Bulk Disposition CNL
|  | GE HEALTHCARE | CARESCAPE PDM 2016793-003 | MODULE, MULTI-PARAMETER | SA314212219GA |  | Pavilion |  |  | 04/22/2014 |  | 4/22/21 |  |  | NO | YES |  |  |  |  | GE MEDICAL SYSTEMS 10356192 SA314212219GA |  |  | Active |  | 99:99:99:99:99:99 |  | Alarm | PAAR:00-PVAR | 11/02/2019 |  | COOPER UNIVERSITY HOSPITAL |  |  | HOLDING-BED 24 | WOT00000002202724 | DOMINIC VENDETTA | Disposition | Closed | Salvatore Bombara | 02/14/2019 | 05/17/2019 | Bulk Disposition CNL
|  | GE HEALTHCARE | CARESCAPE PDM 2016793-003 | MODULE, MULTI-PARAMETER | SA314212242GA |  | Kelemen |  |  | 04/22/2014 |  | 4/22/21 |  |  | NO | YES |  |  |  |  | GE MEDICAL SYSTEMS 10356187 SA314212242GA |  |  | Active |  | 99:99:99:99:99:99 |  | Alarm | PAAR:00-PVAR | 11/02/2019 |  | COOPER UNIVERSITY HOSPITAL |  |  | HOLDING-BED 19 | WOT00000002202713 | DOMINIC VENDETTA | Disposition | Closed | Salvatore Bombara | 02/14/2019 | 05/17/2019 | Bulk Disposition CNL
|  | GE HEALTHCARE | CARESCAPE PDM 2016793-003 | MODULE, MULTI-PARAMETER | SA314222303GA | OR - KELEMEN 3 | Pavilion |  |  | 04/22/2014 |  | 4/22/21 |  |  | NO | YES |  |  |  |  | GE MEDICAL SYSTEMS 10356175 SA314222303GA |  |  | Active |  | 99:99:99:99:99:99 |  | Alarm | PAAR:00-PVAR | 11/02/2019 |  | COOPER UNIVERSITY HOSPITAL |  |  | HOLDING-BED25 | WOT00000002202663 | DOMINIC VENDETTA | Disposition | Closed | Salvatore Bombara | 02/14/2019 | 05/17/2019 | Bulk Disposition CNL
|  | GE HEALTHCARE | CARESCAPE PDM 2016793-003 | MODULE, MULTI-PARAMETER | SA309223516GA | INTENSIVE CARE NURSERY | Dorrance |  |  | 07/31/2009 |  | 7/31/16 |  |  | NO | YES |  |  |  |  | GE MEDICAL SYSTEMS 10355844 SA309223516GA |  |  | Active |  | 99:99:99:99:99:99 |  | Alarm | PAAR:00-PVAR | 11/02/2019 |  | COOPER UNIVERSITY HOSPITAL |  |  | nicu bb4 | WOT00000000533828 | JOANNE FOX | Disposition | Closed | Gene Amodei | 02/08/2018 | 06/21/2019 | Bulk Disposition CNL
|  | GE HEALTHCARE | CARESCAPE PDM 2016793-003 | MODULE, MULTI-PARAMETER | SA311090748GA |  | Kelemen | [7 empty] | NO | YES
|  | GE HEALTHCARE | CARESCAPE PDM 2016793-003 | MODULE, MULTI-PARAMETER | SA316360076SA |  | Pavilion | [7 empty] | YES | YES
|  | GE HEALTHCARE | CARESCAPE PDM 2016793-003 | MODULE, MULTI-PARAMETER | SA309173184GA | INTENSIVE CARE NURSERY | Dorrance |  |  | 07/31/2009 |  | 7/31/16 |  |  | NO | YES |  |  |  |  | GE MEDICAL SYSTEMS 10355248 SA309173184GA |  |  | Active |  | 99:99:99:99:99:99 |  | Alarm | PAAR:00-PVAR | 11/02/2019 |  | COOPER UNIVERSITY HOSPITAL |  |  | CARDINAL BED 6 | WOT00000000533823 | JOANNE FOX | Disposition | Closed | Gene Amodei | 02/08/2018 | 05/14/2019 | Bulk Disposition CNL
|  | GE Healthcare | CARESCAPE PDM 2016793-003 | MODULE, MULTI-PARAMETER | SA309173149GA | INTENSIVE CARE NURSERY | Kelemen |  |  | 07/31/2009 |  | 7/31/16 |  |  | NO | YES |  |  |  |  | GE MEDICAL SYSTEMS 10355235 SA309173149GA |  |  | Active |  | 99:99:99:99:99:99 |  | Alarm | PAAR:00-PVAR | 11/02/2019 |  | COOPER UNIVERSITY HOSPITAL |  |  | humming bird23 | WOT00000000533813 | JOANNE FOX | Disposition | Closed | Gene Amodei | 02/08/2018 | 06/21/2019 | Bulk Disposition CNL
|  | GE HEALTHCARE | CARESCAPE PDM 2016793-003 | MODULE, MULTI-PARAMETER | SA309173128GA | INTENSIVE CARE NURSERY | Dorrance |  |  | 07/31/2009 |  | 7/31/16 |  |  | NO | YES |  |  |  |  | GE MEDICAL SYSTEMS 10355236 SA309173128GA |  |  | Active |  | 99:99:99:99:99:99 |  | Alarm | PAAR:00-PVAR | 11/02/2019 |  | COOPER UNIVERSITY HOSPITAL |  |  | cardinal 6 | WOT00000000533809 | JOANNE FOX | Disposition | Closed | Gene Amodei | 02/08/2018 | 06/21/2019 | Bulk Disposition CNL
|  | GE HEALTHCARE | CARESCAPE PDM 2016793-003 | MODULE, MULTI-PARAMETER | SA309173117GA | INTENSIVE CARE NURSERY | Dorrance |  |  | 07/31/2009 |  | 7/31/16 |  |  | NO | YES |  |  |  |  | GE MEDICAL SYSTEMS 10355220 SA309173117GA |  |  | Active |  | 99:99:99:99:99:99 |  | Alarm | PAAR:00-PVAR | 10/31/2019 |  | COOPER UNIVERSITY HOSPITAL |  |  | DORRANCE 5 |  | JOANNE FOX
|  | GE HEALTHCARE | CARESCAPE PDM 2016793-003 | MODULE, MULTI-PARAMETER | SA309173163GA | INTENSIVE CARE NURSERY | Dorrance |  |  | 07/31/2009 |  | 7/31/16 |  |  | NO | YES |  |  |  |  | GE MEDICAL SYSTEMS 10354977 SA309173163GA |  |  | Active |  | 99:99:99:99:99:99 |  | Alarm | PAAR:00-PVAR | 10/31/2019 |  | COOPER UNIVERSITY HOSPITAL |  |  | CARDINAL BED 7 |  | JOANNE FOX
|  | GE HEALTHCARE | CARESCAPE PDM 2016793-003 | MODULE, MULTI-PARAMETER | SA310361957GA | INTENSIVE CARE NURSERY | Dorrance |  |  | 07/31/2009 |  | 7/31/16 |  |  | NO | YES |  |  |  |  | GE MEDICAL SYSTEMS 10354923 SA310361957GA |  |  | Active |  | 99:99:99:99:99:99 |  | Alarm | PAAR:00-PVAR | 11/02/2019 |  | COOPER UNIVERSITY HOSPITAL |  |  | ICN | WOT00000000533842 | JOANNE FOX | Disposition | Closed | Gene Amodei | 02/08/2018 | 06/21/2019 | Bulk Disposition CNL
|  | GE HEALTHCARE | CARESCAPE PDM 2016793-003 | MODULE, MULTI-PARAMETER | SA309173146GA | INTENSIVE CARE NURSERY | Dorrance |  |  | 07/31/2009 |  | 7/31/16 |  |  | NO | YES |  |  |  |  | GE MEDICAL SYSTEMS 10354921 SA309173146GA |  |  | Active |  | 99:99:99:99:99:99 |  | Alarm | PAAR:00-PVAR | 11/02/2019 |  | COOPER UNIVERSITY HOSPITAL |  |  | CRIB 7 |  | JOANNE FOX
|  | GE HEALTHCARE | CARESCAPE PDM 2016793-003 | MODULE, MULTI-PARAMETER | SA309173178GA | INTENSIVE CARE NURSERY | Dorrance |  |  | 07/31/2009 |  | 7/31/16 |  |  | NO | YES |  |  |  |  | GE MEDICAL SYSTEMS 10354891 SA309173178GA |  |  | Active |  | 99:99:99:99:99:99 |  | Alarm | PAAR:00-PVAR | 11/02/2019 |  | COOPER UNIVERSITY HOSPITAL |  |  | FIREFLY BED 20 | WOT00000000533822 | JOANNE FOX | Disposition | Closed | Gene Amodei | 02/08/2018 | 06/21/2019 | Bulk Disposition CNL
|  | GE HEALTHCARE | CARESCAPE PDM 2016793-003 | MODULE, MULTI-PARAMETER | SA309173157GA | INTENSIVE CARE NURSERY | Dorrance |  |  | 07/31/2009 |  | 7/31/16 |  |  | NO | YES |  |  |  |  | GE MEDICAL SYSTEMS 10354878 SA309173157GA |  |  | Active |  | 99:99:99:99:99:99 |  | Alarm | PAAR:00-PVAR | 11/02/2019 |  | COOPER UNIVERSITY HOSPITAL |  |  | DORRANCE 5 |  | JOANNE FOX
|  | GE HEALTHCARE | CARESCAPE PDM 2016793-003 | MODULE, MULTI-PARAMETER | SA309173160GA | INTENSIVE CARE NURSERY | Dorrance |  |  | 07/31/2009 |  | 7/31/16 |  |  | NO | YES |  |  |  |  | GE MEDICAL SYSTEMS 10354866 SA309173160GA |  |  | Active |  | 99:99:99:99:99:99 |  | Alarm | PAAR:00-PVAR | 11/02/2019 |  | COOPER UNIVERSITY HOSPITAL |  |  | DOVE BED 14 | WOT00000000533816 | JOANNE FOX | Disposition | Closed | Gene Amodei | 02/08/2018 | 06/21/2019 | Bulk Disposition CNL
|  | GE HEALTHCARE | CARESCAPE PDM 2016793-003 | MODULE, MULTI-PARAMETER | SA309173140GA | INTENSIVE CARE NURSERY | Dorrance |  |  | 07/31/2009 |  | 7/31/16 |  |  | NO | YES |  |  |  |  | GE MEDICAL SYSTEMS 10354862 SA309173140GA |  |  | Active |  | 99:99:99:99:99:99 |  | Alarm | PAAR:00-PVAR | 11/02/2019 |  | COOPER UNIVERSITY HOSPITAL |  |  | Dove Nursery | WOT00000000533810 | JOANNE FOX | Disposition | Closed | Gene Amodei | 02/08/2018 | 06/21/2019 | Bulk Disposition CNL
|  | GE HEALTHCARE | CARESCAPE PDM 2016793-003 | MODULE, MULTI-PARAMETER | SA309173171GA | INTENSIVE CARE NURSERY | Dorrance |  |  | 07/31/2009 |  | 7/31/16 |  |  | NO | YES |  |  |  |  | GE MEDICAL SYSTEMS 10354843 SA309173171GA |  |  | Active |  | 99:99:99:99:99:99 |  | Alarm | PAAR:00-PVAR | 11/02/2019 |  | COOPER UNIVERSITY HOSPITAL |  |  | BUMBLEBEE BED 4 |  | JOANNE FOX
|  | GE HEALTHCARE | CARESCAPE PDM 2016793-003 | MODULE, MULTI-PARAMETER | SA309153084GA | INTENSIVE CARE NURSERY | Dorrance |  |  | 07/31/2009 |  | 7/31/16 |  |  | NO | YES |  |  |  |  | GE MEDICAL SYSTEMS 10354823 SA309153084GA |  |  | Active |  | 99:99:99:99:99:99 |  | Alarm | PAAR:00-PVAR | 11/02/2019 |  | COOPER UNIVERSITY HOSPITAL |  |  | PROCEDURE RM | WOT00000000533807 | JOANNE FOX | Disposition | Closed | Gene Amodei | 02/08/2018 | 06/21/2019 | Bulk Disposition CNL
|  | GE HEALTHCARE | CARESCAPE PDM 2016793-003 | MODULE, MULTI-PARAMETER | SA309173145GA | INTENSIVE CARE NURSERY | Dorrance |  |  | 07/31/2009 |  | 7/31/16 |  |  | NO | YES |  |  |  |  | GE MEDICAL SYSTEMS 10354808 SA309173145GA |  |  | Active |  | 99:99:99:99:99:99 |  | Alarm | PAAR:00-PVAR | 11/02/2019 |  | COOPER UNIVERSITY HOSPITAL |  |  | CARDINAL BED 5 | WOT00000000533811 | JOANNE FOX | Disposition | Closed | Gene Amodei | 02/08/2018 | 06/21/2019 | Bulk Disposition CNL
|  | GE HEALTHCARE | CARESCAPE PDM 2016793-003 | MODULE, MULTI-PARAMETER | SA309173165GA | INTENSIVE CARE NURSERY | Dorrance |  |  | 07/31/2009 |  | 7/31/16 |  |  | NO | YES |  |  |  |  | GE MEDICAL SYSTEMS 10354796 SA309173165GA |  |  | Active |  | 99:99:99:99:99:99 |  | Alarm | PAAR:00-PVAR | 11/02/2019 |  | COOPER UNIVERSITY HOSPITAL |  |  | DOVE BED 10 |  | JOANNE FOX
|  | GE HEALTHCARE | CARESCAPE PDM 2016793-003 | MODULE, MULTI-PARAMETER | SA309173174GA | INTENSIVE CARE NURSERY | Dorrance |  |  | 07/31/2009 |  | 7/31/16 |  |  | NO | YES |  |  |  |  | GE MEDICAL SYSTEMS 10354788 SA309173174GA |  |  | Active |  | 99:99:99:99:99:99 |  | Alarm | PAAR:00-PVAR | 11/02/2019 |  | COOPER UNIVERSITY HOSPITAL |  |  | cardinal 5 | 0011348528 | JOANNE FOX | Repair | Closed | Michael Youch | 03/15/2017 | 03/16/2017 | GE MONITOR - INTUBATED BABY HOOKED UP, PULSE OX PROBE KEEPS SAYING OFF PATIENT, SEE NOTES - NICU BED 9 | 3/16/2017 8:25:32 AM MDYOUCH (MDYOUCH 3/15/2017 2:40 PM) THEY FOUND A BETTER SPOT ON THE PATIENT THAT PICKED UP THE SPO2 SUCCESSFULLY | 0F59379A-DE4B-46EF-BBD7-6BF8EE558D5B | Labor | 03/15/2017 | 03/15/2017 | Michael Youch
|  | GE HEALTHCARE | CARESCAPE PDM 2016793-003 | MODULE, MULTI-PARAMETER | SA309223508GA | INTENSIVE CARE NURSERY | Dorrance |  |  | 07/31/2009 |  | 7/31/16 |  |  | NO | YES |  |  |  |  | GE MEDICAL SYSTEMS 10354785 SA309223508GA |  |  | Active |  | 99:99:99:99:99:99 |  | Alarm | PAAR:00-PVAR | 11/02/2019 |  | COOPER UNIVERSITY HOSPITAL |  |  | ff16 | WOT00000000533827 | JOANNE FOX | Disposition | Closed | Gene Amodei | 02/08/2018 | 06/21/2019 | Bulk Disposition CNL
|  | GE HEALTHCARE | CARESCAPE PDM 2016793-003 | MODULE, MULTI-PARAMETER | SA315366306GA | ANESTHESIOLOGY | Kelemen |  |  | 10/19/2015 |  | 10/19/22 |  |  | NO | YES |  |  |  |  | GE MEDICAL SYSTEMS 10349401 SA315366306GA |  |  | Active |  | 99:99:99:99:99:99 |  | Alarm | PAAR:00-PVAR | 10/31/2019 |  | COOPER UNIVERSITY HOSPITAL |  |  | SPECIAL TEST - ROOM 649 |  | GIACINTA ROUPAS
|  | GE HEALTHCARE | CARESCAPE PDM 2016793-003 | MODULE, MULTI-PARAMETER | SA315334649GA | ANESTHESIOLOGY | Kelemen |  |  | 10/19/2015 |  | 10/19/22 |  |  | NO | YES |  |  |  |  | GE MEDICAL SYSTEMS 10349331 SA315334649GA |  |  | Active |  | 99:99:99:99:99:99 |  | Alarm | PAAR:00-PVAR | 10/31/2019 |  | COOPER UNIVERSITY HOSPITAL |  |  | SPECIAL TEST - ROOM 650 |  | GIACINTA ROUPAS
|  | GE HEALTHCARE | CARESCAPE PDM 2016793-003 | MODULE, MULTI-PARAMETER | SA315208810GA | VOORHEES SURGERY CENTER-SURGERY DEPT | 900 Centennial Blvd | Suite E |  | 06/27/2015 |  | 6/27/22 |  |  | NO | YES |  |  |  |  | GE MEDICAL SYSTEMS 10348806 SA315208810GA |  |  | Active |  | 99:99:99:99:99:99 |  | Alarm | PAAR:00-PVAR | 11/02/2019 |  | COOPER AMBULATORY OFF-SITES |  |  | PACU |  | Theresa Megali
|  | GE HEALTHCARE | CARESCAPE PDM 2016793-003 | MODULE, MULTI-PARAMETER | SA312386513GA | VOORHEES SURGERY CENTER-OPERATING ROOM | 900 Centennial Blvd | Suite E |  | 08/20/2012 |  | 8/20/19 |  |  | NO | YES |  |  |  |  | GE MEDICAL SYSTEMS 10348031 SA312386513GA |  |  | Active |  | 99:99:99:99:99:99 |  | Alarm | PAAR:00-PVAR | 11/02/2019 |  | COOPER AMBULATORY OFF-SITES |  |  | PROCEDURE ROOM |  | JENNIFER BOMBARO
|  | GE HEALTHCARE | CARESCAPE PDM 2016793-003 | MODULE, MULTI-PARAMETER | SA315208821GA | VOORHEES SURGERY CENTER-OPERATING ROOM | Pavilion |  |  | 06/19/2015 |  | 6/19/22 |  |  | NO | YES |  |  |  |  | GE MEDICAL SYSTEMS 10347725 SA315208821GA |  |  | Active |  | 99:99:99:99:99:99 |  | Alarm | PAAR:00-PVAR | 10/31/2019 |  | COOPER AMBULATORY OFF-SITES |  |  |  |  | JENNIFER BOMBARO
|  | GE HEALTHCARE | CARESCAPE PDM 2016793-003 | MODULE, MULTI-PARAMETER | SA316360379SA | ANESTHESIOLOGY | Kelemen |  |  | 10/31/2019 |  | 10/31/26 |  |  | NO | YES |  |  |  |  | GE MEDICAL SYSTEMS 30146501 SA316360379SA |  |  | Active |  | 99:99:99:99:99:99 |  | Alarm | PAAR:00-PVAR | 10/31/2019 | 10/31/2019 | COOPER UNIVERSITY HOSPITAL |  |  | OR K6 | 0011171090 | GIACINTA ROUPAS | Performance Verification | Closed | Bonnie Aichroth | 10/31/2019 | 10/31/2019 | INCOMING INVENTORY | DEVICE INVENTORIED | 18EDDE33-9282-4178-AFBE-D7496D02ECC7 | Labor | 10/31/2019 | 10/31/2019 | Bonnie Aichroth
|  | GE HEALTHCARE | CARESCAPE PDM 2016793-003 | MODULE, MULTI-PARAMETER | SA316370113SA | ANESTHESIOLOGY | Pavilion |  |  | 10/31/2019 |  | 10/31/26 |  |  | NO | YES |  |  |  |  | GE MEDICAL SYSTEMS 30146498 SA316370113SA |  |  | Active |  | 99:99:99:99:99:99 |  | Alarm | PAAR:00-PVAR | 10/31/2019 | 10/31/2019 | COOPER UNIVERSITY HOSPITAL |  |  | OR P4 | 0011171083 | GIACINTA ROUPAS | Preventative Maintenance | Closed | Bonnie Aichroth | 10/31/2019 | 10/31/2019 | PERFORMANCE ASSURANCE AT INVENTORY | INVENTORIED DEVICE AND ENSURED DEVICE WAS FUNCTIONING PROPERLY. | 596D5846-709B-4B84-97F8-FCE15D9CE3EB | Labor | 10/31/2019 | 10/31/2019 | Salvatore Bombara
|  | GE HEALTHCARE | CARESCAPE PDM 2016793-003 | MODULE, MULTI-PARAMETER | SA316370137SA | ANESTHESIOLOGY | Pavilion |  |  | 10/31/2019 |  | 10/31/26 |  |  | NO | YES |  |  |  |  | GE MEDICAL SYSTEMS 30146493 SA316370137SA |  |  | Active |  | 99:99:99:99:99:99 |  | Alarm | PAAR:00-PVAR | 10/31/2019 | 10/31/2019 | COOPER UNIVERSITY HOSPITAL |  |  | OR P11 | 0011171063 | GIACINTA ROUPAS | Performance Verification | Closed | Bonnie Aichroth | 10/31/2019 | 10/31/2019 | INCOMING INVENTORY | DEVICE INVENTORIED | 668372FA-3298-4C33-9F59-38363377485B | Labor | 10/31/2019 | 10/31/2019 | Bonnie Aichroth
|  | GE HEALTHCARE | CARESCAPE PDM 2016793-003 | MODULE, MULTI-PARAMETER | SA316270160SA | ANESTHESIOLOGY | Kelemen |  |  | 10/31/2019 |  | 10/31/26 |  |  | NO | YES |  |  |  |  | GE MEDICAL SYSTEMS 30146476 SA316270160SA |  |  | Active |  | 99:99:99:99:99:99 |  | Alarm | PAAR:00-PVAR | 10/31/2019 | 10/31/2019 | COOPER UNIVERSITY HOSPITAL |  |  |  | 0011475601 | GIACINTA ROUPAS | Performance Verification | Closed | Bonnie Aichroth | 10/31/2019 | 10/31/2019 | INCOMING INVENTORY | DEVICE INVENTORIED | 9E613CF9-A99B-4003-9FDC-BDF9AC5A9884 | Labor | 10/31/2019 | 10/31/2019 | Bonnie Aichroth
|  | GE HEALTHCARE | CARESCAPE PDM 2016793-003 | MODULE, MULTI-PARAMETER | SA316310206SA | CDU - CLINICAL DECISION UNIT-9 KELEMEN | Kelemen |  |  | 10/31/2019 |  | 10/31/26 |  |  | NO | YES |  |  |  |  | GE MEDICAL SYSTEMS 30146432 SA316310206SA |  |  | Active |  | 99:99:99:99:99:99 |  | Alarm | PAAR:00-PVAR | 10/31/2019 | 10/31/2019 | COOPER UNIVERSITY HOSPITAL |  |  |  | 0011470346 | KAREN GRUBER | Performance Verification | Closed | Bonnie Aichroth | 10/31/2019 | 10/31/2019 | INCOMING INVENTORY | DEVICE INVENTORIED | 6DE84B47-6FF2-4FDD-B7AE-B311858261DD | Labor | 10/31/2019 | 10/31/2019 | Bonnie Aichroth
|  | GE HEALTHCARE | CARESCAPE PDM 2016793-003 | MODULE, MULTI-PARAMETER | SA316310256SA | CDU - CLINICAL DECISION UNIT-9 KELEMEN | Pavilion |  |  | 10/31/2019 |  | 10/31/26 |  |  | NO | YES |  |  |  |  | GE MEDICAL SYSTEMS 30146434 SA316310256SA |  |  | Active |  | 99:99:99:99:99:99 |  | Alarm | PAAR:00-PVAR | 10/31/2019 | 10/31/2019 | COOPER UNIVERSITY HOSPITAL |  |  |  | 0011470355 | KAREN GRUBER | Preventative Maintenance | Closed | Bonnie Aichroth | 10/31/2019 | 10/31/2019 | PERFORMANCE ASSURANCE AT INVENTORY | INVENTORIED DEVICE AND ENSURED DEVICE WAS FUNCTIONING PROPERLY. | 1AC22B46-C358-4174-8ECC-A4B070023796 | Labor | 10/31/2019 | 10/31/2019 | Richard Jolly
|  | GE HEALTHCARE | CARESCAPE PDM 2016793-003 | MODULE, MULTI-PARAMETER | SA316310228SA | CDU - CLINICAL DECISION UNIT-9 KELEMEN | Kelemen |  |  | 10/31/2019 |  | 10/31/26 |  |  | NO | YES |  |  |  |  | GE MEDICAL SYSTEMS 30146433 SA316310228SA |  |  | Active |  | 99:99:99:99:99:99 |  | Alarm | PAAR:00-PVAR | 10/31/2019 | 10/31/2019 | COOPER UNIVERSITY HOSPITAL |  |  |  | 0011470349 | KAREN GRUBER | Preventative Maintenance | Closed | Bonnie Aichroth | 10/31/2019 | 10/31/2019 | PERFORMANCE ASSURANCE AT INVENTORY | INVENTORIED DEVICE AND ENSURED DEVICE WAS FUNCTIONING PROPERLY. | 6EFCF430-034B-4B61-AF0C-3C1EB854B9EB | Labor | 10/31/2019 | 10/31/2019 | Richard Jolly
|  | GE HEALTHCARE | CARESCAPE PDM 2016793-003 | MODULE, MULTI-PARAMETER | SA316310249SA | CDU - CLINICAL DECISION UNIT-9 KELEMEN | Kelemen |  |  | 10/31/2019 |  | 10/31/26 |  |  | NO | YES |  |  |  |  | GE MEDICAL SYSTEMS 30146431 SA316310249SA |  |  | Active |  | 99:99:99:99:99:99 |  | Alarm | PAAR:00-PVAR | 10/31/2019 | 10/31/2019 | COOPER UNIVERSITY HOSPITAL |  |  |  | 0011470345 | KAREN GRUBER | Preventative Maintenance | Closed | Bonnie Aichroth | 10/31/2019 | 10/31/2019 | PERFORMANCE ASSURANCE AT INVENTORY | INVENTORIED DEVICE AND ENSURED DEVICE WAS FUNCTIONING PROPERLY. | 676B6D58-82B3-4D9E-AB21-2AE15D7D6884 | Labor | 10/31/2019 | 10/31/2019 | Richard Jolly
|  | GE Healthcare | CARESCAPE PDM 2016793-003 | MODULE, MULTI-PARAMETER | SA316310223SA | CDU - CLINICAL DECISION UNIT-9 KELEMEN | Kelemen |  |  | 10/31/2019 |  | 10/31/26 |  |  | NO | YES |  |  |  |  | GE MEDICAL SYSTEMS 30146430 SA316310223SA |  |  | Active |  | 99:99:99:99:99:99 |  | Alarm | PAAR:00-PVAR | 10/31/2019 | 10/31/2019 | COOPER UNIVERSITY HOSPITAL |  |  |  | 0011470339 | KAREN GRUBER | Performance Verification | Closed | Bonnie Aichroth | 10/31/2019 | 10/31/2019 | INCOMING INVENTORY | DEVICE INVENTORIED | 50F0F828-79D2-4F29-8687-83D2AAB55245 | Labor | 10/31/2019 | 10/31/2019 | Bonnie Aichroth
|  | GE HEALTHCARE | CARESCAPE PDM 2016793-003 | MODULE, MULTI-PARAMETER | SA316310205SA | CDU - CLINICAL DECISION UNIT-9 KELEMEN | Pavilion |  |  | 10/31/2019 |  | 10/31/26 |  |  | NO | YES |  |  |  |  | GE MEDICAL SYSTEMS 30146429 SA316310205SA |  |  | Active |  | 99:99:99:99:99:99 |  | Alarm | PAAR:00-PVAR | 10/31/2019 | 10/31/2019 | COOPER UNIVERSITY HOSPITAL |  |  |  | 0011470337 | KAREN GRUBER | Preventative Maintenance | Closed | Bonnie Aichroth | 10/31/2019 | 10/31/2019 | PERFORMANCE ASSURANCE AT INVENTORY | INVENTORIED DEVICE AND ENSURED DEVICE WAS FUNCTIONING PROPERLY. | 361EC33C-A8A9-4A19-BCB2-B8DBE5B4B9C3 | Labor | 10/31/2019 | 10/31/2019 | Richard Jolly
|  | GE HEALTHCARE | CARESCAPE PDM 2016793-003 | MODULE, MULTI-PARAMETER | SA316310243SA | CDU - CLINICAL DECISION UNIT-9 KELEMEN | Pavilion |  |  | 10/31/2019 |  | 10/31/26 |  |  | NO | YES |  |  |  |  | GE MEDICAL SYSTEMS 30146428 SA316310243SA |  |  | Active |  | 99:99:99:99:99:99 |  | Alarm | PAAR:00-PVAR | 10/31/2019 | 10/31/2019 | COOPER UNIVERSITY HOSPITAL |  |  |  | 0011470327 | KAREN GRUBER | Performance Verification | Closed | Bonnie Aichroth | 10/31/2019 | 10/31/2019 | INCOMING INVENTORY | DEVICE INVENTORIED | DA45E8A9-C757-4DA5-AAD3-7030A4A40595 | Labor | 10/31/2019 | 10/31/2019 | Bonnie Aichroth
|  | GE Healthcare | CARESCAPE PDM 2016793-003 | MODULE, MULTI-PARAMETER | SA316310204SA | CDU - CLINICAL DECISION UNIT-9 KELEMEN | Kelemen |  |  | 10/31/2019 |  | 10/31/26 |  |  | NO | YES |  |  |  |  | GE MEDICAL SYSTEMS 30146426 SA316310204SA |  |  | Active |  | 99:99:99:99:99:99 |  | Alarm | PAAR:00-PVAR | 10/31/2019 | 10/31/2019 | COOPER UNIVERSITY HOSPITAL |  |  |  | 0011470320 | KAREN GRUBER | Preventative Maintenance | Closed | Bonnie Aichroth | 10/31/2019 | 10/31/2019 | PERFORMANCE ASSURANCE AT INVENTORY | INVENTORIED DEVICE AND ENSURED DEVICE WAS FUNCTIONING PROPERLY. | 2769DDE9-AF41-43F0-920E-902A2F3037D4 | Labor | 10/31/2019 | 10/31/2019 | Richard Jolly
|  | GE HEALTHCARE | CARESCAPE PDM 2016793-003 | MODULE, MULTI-PARAMETER | SA316310183SA | CDU - CLINICAL DECISION UNIT-9 KELEMEN | Kelemen |  |  | 10/31/2019 |  | 10/31/26 |  |  | NO | YES |  |  |  |  | GE MEDICAL SYSTEMS 30146425 SA316310183SA |  |  | Active |  | 99:99:99:99:99:99 |  | Alarm | PAAR:00-PVAR | 10/31/2019 | 10/31/2019 | COOPER UNIVERSITY HOSPITAL |  |  |  | 0011470316 | KAREN GRUBER | Performance Verification | Closed | Bonnie Aichroth | 10/31/2019 | 10/31/2019 | INCOMING INVENTORY | DEVICE INVENTORIED | 595D7C3E-5972-4708-AAD6-C3950DB9E38B | Labor | 10/31/2019 | 10/31/2019 | Bonnie Aichroth
|  | GE HEALTHCARE | CARESCAPE PDM 2016793-003 | MODULE, MULTI-PARAMETER | SA316310181SA | CDU - CLINICAL DECISION UNIT-9 KELEMEN | Kelemen |  |  | 10/31/2019 |  | 10/31/26 |  |  | NO | YES |  |  |  |  | GE MEDICAL SYSTEMS 30146420 SA316310181SA |  |  | Active |  | 99:99:99:99:99:99 |  | Alarm | PAAR:00-PVAR | 10/31/2019 | 10/31/2019 | COOPER UNIVERSITY HOSPITAL |  |  |  | 0011470301 | KAREN GRUBER | Performance Verification | Closed | Bonnie Aichroth | 10/31/2019 | 10/31/2019 | INCOMING INVENTORY | DEVICE INVENTORIED | A12BC21E-B8C3-45ED-81A4-81684065321B | Labor | 10/31/2019 | 10/31/2019 | Bonnie Aichroth
|  | GE HEALTHCARE | CARESCAPE PDM 2016793-003 | MODULE, MULTI-PARAMETER | SA316310196SA | CARDIAC CATH LAB | Kelemen |  |  | 10/31/2019 |  | 10/31/26 |  |  | NO | YES |  |  |  |  | GE MEDICAL SYSTEMS 30146419 SA316310196SA |  |  | Active |  | 99:99:99:99:99:99 |  | Alarm | PAAR:00-PVAR | 10/31/2019 | 10/31/2019 | COOPER UNIVERSITY HOSPITAL |  |  | CCL - EP1 | 0011470299 | LINDA BEAN | Performance Verification | Closed | Bonnie Aichroth | 10/31/2019 | 10/31/2019 | INCOMING INVENTORY | DEVICE INVENTORIED | ED516B76-7E07-431A-A73F-0090D5442502 | Labor | 10/31/2019 | 10/31/2019 | Bonnie Aichroth
|  | GE HEALTHCARE | CARESCAPE PDM 2016793-003 | MODULE, MULTI-PARAMETER | SA316310184SA | CDU - CLINICAL DECISION UNIT-9 KELEMEN | Kelemen |  |  | 10/31/2019 |  | 10/31/26 |  |  | NO | YES |  |  |  |  | GE MEDICAL SYSTEMS 30146418 SA316310184SA |  |  | Active |  | 99:99:99:99:99:99 |  | Alarm | PAAR:00-PVAR | 10/31/2019 | 10/31/2019 | COOPER UNIVERSITY HOSPITAL |  |  |  | 0011470297 | KAREN GRUBER | Preventative Maintenance | Closed | Bonnie Aichroth | 10/31/2019 | 10/31/2019 | PERFORMANCE ASSURANCE AT INVENTORY | INVENTORIED DEVICE AND ENSURED DEVICE WAS FUNCTIONING PROPERLY. | 9DA623C6-6786-4107-92E3-0761617EEF35 | Labor | 10/31/2019 | 10/31/2019 | Richard Jolly
|  | GE HEALTHCARE | CARESCAPE PDM 2016793-003 | MODULE, MULTI-PARAMETER | SA316310174SA | CDU - CLINICAL DECISION UNIT-9 KELEMEN | Pavilion |  |  | 10/31/2019 |  | 10/31/26 |  |  | NO | YES |  |  |  |  | GE MEDICAL SYSTEMS 30146416 SA316310174SA |  |  | Active |  | 99:99:99:99:99:99 |  | Alarm | PAAR:00-PVAR | 10/31/2019 | 10/31/2019 | COOPER UNIVERSITY HOSPITAL |  |  | ROOM 911 | 0011470288 | KAREN GRUBER | Preventative Maintenance | Closed | Bonnie Aichroth | 10/31/2019 | 10/31/2019 | PERFORMANCE ASSURANCE AT INVENTORY | INVENTORIED DEVICE AND ENSURED DEVICE WAS FUNCTIONING PROPERLY. | 8C6E21F1-7133-4BC7-A4E0-8858F2ED7F6F | Labor | 10/31/2019 | 10/31/2019 | Richard Jolly
|  | GE HEALTHCARE | CARESCAPE PDM 2016793-003 | MODULE, MULTI-PARAMETER | SA316310176SA | CDU - CLINICAL DECISION UNIT-9 KELEMEN | Kelemen |  |  | 10/31/2019 |  | 10/31/26 |  |  | NO | YES |  |  |  |  | GE MEDICAL SYSTEMS 30146417 SA316310176SA |  |  | Active |  | 99:99:99:99:99:99 |  | Alarm | PAAR:00-PVAR | 10/31/2019 | 10/31/2019 | COOPER UNIVERSITY HOSPITAL |  |  |  | 0011470291 | KAREN GRUBER | Performance Verification | Closed | Bonnie Aichroth | 10/31/2019 | 10/31/2019 | INCOMING INVENTORY | DEVICE INVENTORIED | 6EA35884-4719-4015-B56C-A5247AD33B21 | Labor | 10/31/2019 | 10/31/2019 | Bonnie Aichroth
|  | GE HEALTHCARE | CARESCAPE PDM 2016793-003 | MODULE, MULTI-PARAMETER | SA316066109SA | ANESTHESIOLOGY | Kelemen |  |  | 10/31/2019 |  | 10/31/26 |  |  | NO | YES |  |  |  |  | GE MEDICAL SYSTEMS 30146340 SA316066109SA |  |  | Active |  | 99:99:99:99:99:99 |  | Alarm | PAAR:00-PVAR | 10/31/2019 | 10/31/2019 | COOPER UNIVERSITY HOSPITAL |  |  | OPERATING ROOM K10 |  | GIACINTA ROUPAS |  |  |  | 10/31/2019 | 10/31/2019 |  |  |  |  | 10/31/2019 | 10/31/2019
|  | GE HEALTHCARE | CARESCAPE PDM 2016793-003 | MODULE, MULTI-PARAMETER | SA316360369SA |  | Dorrance | [7 empty] | YES | YES
|  | GE HEALTHCARE | CARESCAPE PDM 2016793-003 | MODULE, MULTI-PARAMETER | SA316066000SA | ANESTHESIOLOGY | Kelemen |  |  | 10/31/2019 |  | 10/31/26 |  |  | NO | YES |  |  |  |  | GE MEDICAL SYSTEMS 30146334 SA316066000SA |  |  | Active |  | 99:99:99:99:99:99 |  | Alarm | PAAR:00-PVAR | 10/31/2019 | 10/31/2019 | COOPER UNIVERSITY HOSPITAL |  |  | OPERATING ROOM K12 |  | GIACINTA ROUPAS |  |  |  | 10/31/2019 | 10/31/2019 |  |  |  |  | 10/31/2019 | 10/31/2019
|  | GE HEALTHCARE | CARESCAPE PDM 2016793-003 | MODULE, MULTI-PARAMETER | SA31606613SA | ANESTHESIOLOGY | Kelemen |  |  | 10/31/2019 |  | 10/31/26 |  |  | NO | YES |  |  |  |  | GE MEDICAL SYSTEMS 30146328 SA31606613SA |  |  | Active |  | 99:99:99:99:99:99 |  | Alarm | PAAR:00-PVAR | 10/31/2019 | 10/31/2019 | COOPER UNIVERSITY HOSPITAL |  |  | ROOM K9 |  | GIACINTA ROUPAS |  |  |  | 10/31/2019 | 10/31/2019 |  |  |  |  | 10/31/2019 | 10/31/2019
|  | GE HEALTHCARE | CARESCAPE PDM 2016793-003 | MODULE, MULTI-PARAMETER | SA316066129SA | ANESTHESIOLOGY | Kelemen |  |  | 10/31/2019 |  | 10/31/26 |  |  | NO | YES |  |  |  |  | GE MEDICAL SYSTEMS 30146310 SA316066129SA |  |  | Active |  | 99:99:99:99:99:99 |  | Alarm | PAAR:00-PVAR | 10/31/2019 | 10/31/2019 | COOPER UNIVERSITY HOSPITAL |  |  | ROOM 8 OR KELEMEN |  | GIACINTA ROUPAS |  |  |  | 10/31/2019 | 10/31/2019 |  |  |  |  | 10/31/2019 | 10/31/2019
|  | GE HEALTHCARE | CARESCAPE PDM 2016793-003 | MODULE, MULTI-PARAMETER | SA316055537SA | ANESTHESIOLOGY | Pavilion |  |  | 10/31/2019 |  | 10/31/26 |  |  | NO | YES |  |  |  |  | GE MEDICAL SYSTEMS 30146296 SA316055537SA |  |  | Active |  | 99:99:99:99:99:99 |  | Alarm | PAAR:00-PVAR | 10/31/2019 | 10/31/2019 | COOPER UNIVERSITY HOSPITAL |  |  | PAV 910 |  | GIACINTA ROUPAS |  |  |  | 10/31/2019 | 10/31/2019 |  |  |  |  | 10/31/2019 | 10/31/2019
|  | GE HEALTHCARE | CARESCAPE PDM 2016793-003 | MODULE, MULTI-PARAMETER | SA3160553755A | ANESTHESIOLOGY |  |  |  | 10/31/2019 |  | 10/31/26 |  |  | NO | YES |  |  |  |  | GE MEDICAL SYSTEMS 30146294 SA3160553755A |  |  | Active |  | 99:99:99:99:99:99 |  | Alarm | PAAR:00-PVAR | 10/31/2019 | 10/31/2019 | COOPER UNIVERSITY HOSPITAL |  |  | EP 1 |  | GIACINTA ROUPAS |  |  |  | 10/31/2019 | 10/31/2019 |  |  |  |  | 10/31/2019 | 10/31/2019
|  | GE HEALTHCARE | CARESCAPE PDM 2016793-003 | MODULE, MULTI-PARAMETER | SA315302829GA | CARDIAC CATH LAB | Kelemen |  |  | 10/31/2019 |  | 10/31/26 |  |  | NO | YES |  |  |  |  | GE MEDICAL SYSTEMS 30146260 SA315302829GA |  |  | Active |  | 99:99:99:99:99:99 |  | Alarm | PAAR:00-PVAR | 10/31/2019 | 10/31/2019 | COOPER UNIVERSITY HOSPITAL |  |  | CCL - Lab 1 |  | LINDA BEAN |  |  |  | 10/31/2019 | 10/31/2019 |  |  |  |  | 10/31/2019 | 10/31/2019
|  | GE HEALTHCARE | CARESCAPE PDM 2016793-003 | MODULE, MULTI-PARAMETER | SA315302720GA | ANGIOGRAPHY | Kelemen |  |  | 10/31/2019 |  | 10/31/26 |  |  | NO | YES |  |  |  |  | GE MEDICAL SYSTEMS 30146255 SA315302720GA |  |  | Active |  | 99:99:99:99:99:99 |  | Alarm | PAAR:00-PVAR | 10/31/2019 | 10/31/2019 | COOPER UNIVERSITY HOSPITAL |  |  | B34 - Lab 2 |  | PAULETTE DUCKREY |  |  |  | 10/31/2019 | 10/31/2019 |  |  |  |  | 10/31/2019 | 10/31/2019
|  | GE HEALTHCARE | CARESCAPE PDM 2016793-003 | MODULE, MULTI-PARAMETER | SA315202723GA | ANGIOGRAPHY | Pavilion |  |  | 10/31/2019 |  | 10/31/26 |  |  | NO | YES |  |  |  |  | GE MEDICAL SYSTEMS 30146254 SA315202723GA |  |  | Active |  | 99:99:99:99:99:99 |  | Alarm | PAAR:00-PVAR | 10/31/2019 | 10/31/2019 | COOPER UNIVERSITY HOSPITAL |  |  | B46 - Rad Manager Office |  | PAULETTE DUCKREY |  |  |  | 10/31/2019 | 10/31/2019 |  |  |  |  | 10/31/2019 | 10/31/2019
|  | GE HEALTHCARE | CARESCAPE PDM 2016793-003 | MODULE, MULTI-PARAMETER | SA315302821GA | MD ANDERSON INPATIENT ONCOLOGY | Pavilion |  |  | 10/31/2019 |  | 10/31/26 |  |  | NO | YES |  |  |  |  | GE MEDICAL SYSTEMS 30146252 SA315302821GA |  |  | Active |  | 99:99:99:99:99:99 |  | Alarm | PAAR:00-PVAR | 10/31/2019 | 10/31/2019 | COOPER UNIVERSITY HOSPITAL |  |  | P529 |  | MIRIAM ZIEGLER |  |  |  | 10/31/2019 | 10/31/2019 |  |  |  |  | 10/31/2019 | 10/31/2019
|  | GE HEALTHCARE | CARESCAPE PDM 2016793-003 | MODULE, MULTI-PARAMETER | SA315302722GA | ANGIOGRAPHY | Kelemen | Basement |  | 10/31/2019 |  | 10/31/26 |  |  | NO | YES |  |  |  |  | GE MEDICAL SYSTEMS 30146253 SA315302722GA |  |  | Active |  | 99:99:99:99:99:99 |  | Alarm | PAAR:00-PVAR | 10/31/2019 | 10/31/2019 | COOPER UNIVERSITY HOSPITAL |  |  | B35 - Lab 1 |  | PAULETTE DUCKREY |  |  |  | 10/31/2019 | 10/31/2019 |  |  |  |  | 10/31/2019 | 10/31/2019
|  | GE HEALTHCARE | CARESCAPE PDM 2016793-003 | MODULE, MULTI-PARAMETER | SA311090810GA |  | Pavilion | [7 empty] | NO | YES
|  | GE HEALTHCARE | CARESCAPE PDM 2016793-003 | MODULE, MULTI-PARAMETER | SA312386540GA |  | 900 Centennial Blvd | Suite E | [6 empty] | NO | YES
|  | GE HEALTHCARE | CARESCAPE PDM 2016793-003 | MODULE, MULTI-PARAMETER |  |  | Kelemen | [7 empty] | YES | YES
|  | GE HEALTHCARE | CARESCAPE PDM 2016793-003 | MODULE, MULTI-PARAMETER |  |  | Kelemen | [7 empty] | YES | YES
|  | GE HEALTHCARE | CARESCAPE PDM 2016793-003 | MODULE, MULTI-PARAMETER | SA314212207GA |  | Pavilion | [7 empty] | NO | YES
|  | GE HEALTHCARE | CARESCAPE PDM 2016793-003 | MODULE, MULTI-PARAMETER | SA315208717GA |  | Kelemen | [7 empty] | YES | YES
|  | GE HEALTHCARE | CARESCAPE PDM 2016793-003 | MODULE, MULTI-PARAMETER | SA315334460GA | ANESTHESIOLOGY | Dorrance |  |  | 10/31/2019 |  | 10/31/26 |  |  | NO | YES |  |  |  |  | GE MEDICAL SYSTEMS 30144490 SA315334460GA |  |  | Active |  | 99:99:99:99:99:99 |  | Alarm | PAAR:00-PVAR | 10/31/2019 | 10/31/2019 | COOPER UNIVERSITY HOSPITAL |  |  |  |  | GIACINTA ROUPAS |  |  |  | 10/31/2019 | 10/31/2019 |  |  |  |  | 10/31/2019 | 10/31/2019
|  | GE HEALTHCARE | CARESCAPE PDM 2016793-003 | MODULE, MULTI-PARAMETER | SA315334436GA | ANESTHESIOLOGY | Kelemen |  |  | 10/31/2019 |  | 10/31/26 |  |  | NO | YES |  |  |  |  | GE MEDICAL SYSTEMS 30144483 SA315334436GA |  |  | Active |  | 99:99:99:99:99:99 |  | Alarm | PAAR:00-PVAR | 10/31/2019 | 10/31/2019 | COOPER UNIVERSITY HOSPITAL |  |  | SPECIAL TEST - ROOM 648 |  | GIACINTA ROUPAS |  |  |  | 10/31/2019 | 10/31/2019 |  |  |  |  | 10/31/2019 | 10/31/2019
|  | GE HEALTHCARE | CARESCAPE PDM 2016793-003 | MODULE, MULTI-PARAMETER | SA312386504GA | VOORHEES SURGERY CENTER-OPERATING ROOM | 900 Centennial Blvd | Suite E |  | 08/20/2012 |  | 8/20/19 |  |  | NO | YES |  |  |  |  | GE MEDICAL SYSTEMS 10346739 SA312386504GA |  |  | Active |  | 99:99:99:99:99:99 |  | Alarm | PAAR:00-PVAR | 11/02/2019 |  | COOPER AMBULATORY OFF-SITES |  |  | PACU Room 5 |  | JENNIFER BOMBARO
|  | GE HEALTHCARE | CARESCAPE PDM 2016793-003 | MODULE, MULTI-PARAMETER | SA312386468GA | VOORHEES SURGERY CENTER-OPERATING ROOM | 900 Centennial Blvd | Suite E |  | 08/20/2012 |  | 8/20/19 |  |  | NO | YES |  |  |  |  | GE MEDICAL SYSTEMS 10346726 SA312386468GA |  |  | Active |  | 99:99:99:99:99:99 |  | Alarm | PAAR:00-PVAR | 11/01/2019 |  | COOPER AMBULATORY OFF-SITES |  |  | PACU ROOM 4 |  | JENNIFER BOMBARO
|  | GE HEALTHCARE | CARESCAPE PDM 2016793-003 | MODULE, MULTI-PARAMETER | SA312386571GA | VOORHEES SURGERY CENTER-OPERATING ROOM | 900 Centennial Blvd | Suite E |  | 08/20/2012 |  | 8/20/19 |  |  | NO | YES |  |  |  |  | GE MEDICAL SYSTEMS 10346710 SA312386571GA |  |  | Active |  | 99:99:99:99:99:99 |  | Alarm | PAAR:00-PVAR | 11/02/2019 |  | COOPER AMBULATORY OFF-SITES |  |  | PACU ROOM 2 | 0012192012 | JENNIFER BOMBARO | Repair | Closed | Kirk Lis | 09/26/2017 | 09/27/2017 | MONITOR - PHANTOM DETAC KEEPS ALARMING, REBOOTED - SURGERY CENTER VOORHEES SUITE E RECOVERY BAY 7 | 9/27/2017 9:48:04 AM KALIS (KALIS 9/26/2017 12:00 AM) MARKED CABLE AND LEADS AND MOVED TO ANOTHER BED SIDE. SEE IF PROBLEM MOVES TO THAT ROOM. CONFERRED WITH NURSES ON FINDINGS. | 6BCB50F3-45B2-4AF1-8EE5-FABE736371B0 | Labor | 09/26/2017 | 09/26/2017 | Kirk Lis
|  | GE HEALTHCARE | CARESCAPE PDM 2016793-003 | MODULE, MULTI-PARAMETER | SA312049448GA | VOORHEES SURGERY CENTER-OPERATING ROOM | 900 Centennial Blvd | Suite E |  | 08/20/2012 |  | 8/20/19 |  |  | NO | YES |  |  |  |  | GE MEDICAL SYSTEMS 10346701 SA312049448GA |  |  | Active |  | 99:99:99:99:99:99 |  | Alarm | PAAR:00-PVAR | 11/02/2019 |  | COOPER AMBULATORY OFF-SITES |  |  | PACU room 3 | 0012192024 | JENNIFER BOMBARO | Repair | Closed | Kirk Lis | 09/26/2017 | 09/27/2017 | MONITOR - PHANTOM DETAC KEEPS ALARMING, REBOOTED - SURGERY CENTER VOORHEES SUITE E RECOVERY BAY 4 | 9/27/2017 9:49:37 AM KALIS (KALIS 9/26/2017 12:00 AM) MARKED CABLE AND LEADS AND MOVED TO ANOTHER BED SIDE. SEE IF PROBLEM MOVES TO THAT ROOM. CONFERRED WITH NURSES ON FINDINGS | E54BDC3B-24D7-4568-B7D1-48C862ED7A96 | Labor | 09/26/2017 | 09/26/2017 | Kirk Lis
|  | GE HEALTHCARE | CARESCAPE PDM 2016793-003 | MODULE, MULTI-PARAMETER | SA312386456GA | VOORHEES SURGERY CENTER-OPERATING ROOM | 900 Centennial Blvd | Suite E |  | 08/20/2012 |  | 8/20/19 |  |  | NO | YES |  |  |  |  | GE MEDICAL SYSTEMS 10346698 SA312386456GA |  |  | Active |  | 99:99:99:99:99:99 |  | Alarm | PAAR:00-PVAR | 11/02/2019 |  | COOPER AMBULATORY OFF-SITES |  |  | PACU Room 6 |  | JENNIFER BOMBARO
|  | GE HEALTHCARE | CARESCAPE PDM 2016793-003 | MODULE, MULTI-PARAMETER | SA312386407GA | VOORHEES SURGERY CENTER-OPERATING ROOM | 900 Centennial Blvd | Suite E |  | 08/20/2012 |  | 8/20/19 |  |  | NO | YES |  |  |  |  | GE MEDICAL SYSTEMS 10346692 SA312386407GA |  |  | Active |  | 99:99:99:99:99:99 |  | Alarm | PAAR:00-PVAR | 11/02/2019 |  | COOPER AMBULATORY OFF-SITES |  |  | PACU Room 7 |  | JENNIFER BOMBARO
|  | GE HEALTHCARE | CARESCAPE PDM 2016793-003 | MODULE, MULTI-PARAMETER | SA312386551GA | VOORHEES SURGERY CENTER-OPERATING ROOM | 900 Centennial Blvd | Suite E |  | 08/20/2012 |  | 8/20/19 |  |  | NO | YES |  |  |  |  | GE MEDICAL SYSTEMS 10346681 SA312386551GA |  |  | Active |  | 99:99:99:99:99:99 |  | Alarm | PAAR:00-PVAR | 11/02/2019 |  | COOPER AMBULATORY OFF-SITES |  |  | PACU ROOM 8 |  | JENNIFER BOMBARO
|  | GE HEALTHCARE | CARESCAPE PDM 2016793-003 | MODULE, MULTI-PARAMETER | SA312386525GA | VOORHEES SURGERY CENTER-OPERATING ROOM | 900 Centennial Blvd | Suite E |  | 08/20/2012 |  | 8/20/19 |  |  | NO | YES |  |  |  |  | GE MEDICAL SYSTEMS 10346076 SA312386525GA |  |  | Active |  | 99:99:99:99:99:99 |  | Alarm | PAAR:00-PVAR | 11/02/2019 |  | COOPER AMBULATORY OFF-SITES |  |  | PRE-OP ROOM 5 | WOT00000003426533 | JENNIFER BOMBARO | Repair | Closed | Kirk Lis | 08/07/2019 | 08/12/2019 | Blood Pressure continuously pumping up and making a funny for about a minute then coming back with no reading | ANALYZED UNIT. REPLACED QUICK CONNECT CONNECTOR. TESTED UNIT. INFORMED STAFF OF UNIT'S STATUS. | EXP3656018 | Labor | 08/08/2019 | 08/08/2019 | Kirk Lis
|  | GE HEALTHCARE | CARESCAPE PDM 2016793-003 | MODULE, MULTI-PARAMETER | SA312386439GA | VOORHEES SURGERY CENTER-OPERATING ROOM | 900 Centennial Blvd | Suite E |  | 08/20/2012 |  | 8/20/19 |  |  | NO | YES |  |  |  |  | GE MEDICAL SYSTEMS 10346074 SA312386439GA |  |  | Active |  | 99:99:99:99:99:99 |  | Alarm | PAAR:00-PVAR | 11/01/2019 |  | COOPER AMBULATORY OFF-SITES |  |  | Pre-op Room 7 |  | JENNIFER BOMBARO
|  | GE HEALTHCARE | CARESCAPE PDM 2016793-003 | MODULE, MULTI-PARAMETER | SA312386470GA | VOORHEES SURGERY CENTER-OPERATING ROOM | 900 Centennial Blvd | Suite E |  | 08/20/2012 |  | 8/20/19 |  |  | NO | YES |  |  |  |  | GE MEDICAL SYSTEMS 10346068 SA312386470GA |  |  | Active |  | 99:99:99:99:99:99 |  | Alarm | PAAR:00-PVAR | 11/02/2019 |  | COOPER AMBULATORY OFF-SITES |  |  | Pre-op Room 1 |  | JENNIFER BOMBARO
|  | GE HEALTHCARE | CARESCAPE PDM 2016793-003 | MODULE, MULTI-PARAMETER | SA312386473GA | VOORHEES SURGERY CENTER-OPERATING ROOM | 900 Centennial Blvd | Suite E |  | 08/20/2012 |  | 8/20/19 |  |  | NO | YES |  |  |  |  | GE MEDICAL SYSTEMS 10346064 SA312386473GA |  |  | Active |  | 99:99:99:99:99:99 |  | Alarm | PAAR:00-PVAR | 11/02/2019 |  | COOPER AMBULATORY OFF-SITES |  |  | Pre-op Room 6 |  | JENNIFER BOMBARO
|  | GE HEALTHCARE | CARESCAPE PDM 2016793-003 | MODULE, MULTI-PARAMETER | SA312386419GA | VOORHEES SURGERY CENTER-OPERATING ROOM | 900 Centennial Blvd | Suite E |  | 08/20/2012 |  | 8/20/19 |  |  | NO | YES |  |  |  |  | GE MEDICAL SYSTEMS 10346051 SA312386419GA |  |  | Active |  | 99:99:99:99:99:99 |  | Alarm | PAAR:00-PVAR | 11/02/2019 |  | COOPER AMBULATORY OFF-SITES |  |  | Pre-op Room 2 |  | JENNIFER BOMBARO
|  | GE HEALTHCARE | CARESCAPE PDM 2016793-003 | MODULE, MULTI-PARAMETER | SA317470083SA |  | Kelemen | [7 empty] | YES | YES
|  | GE HEALTHCARE | E-PSM | MODULE, MULTI-PARAMETER |  | COOPER DIGESTIVE HEALTH-ENDOSCOPY | 501 Fellowship Rd |  |  | 03/28/2017 |  | 3/28/24 |  |  | NO | YES |  |  |  |  | GE MEDICAL SYSTEMS 10769403 8013783 |  |  | Active |  | 99:99:99:99:99:99 |  | Alarm | PAAR:00-PVAR | 10/31/2019 |  | COOPER AMBULATORY OFF-SITES |  |  | PROCEDURE SIDE | 0011461399 | JEANNE GREER | Preventative Maintenance | Closed | Bonnie Aichroth | 04/06/2017 | 04/06/2017 | PERFORMANCE ASSURANCE AT INVENTORY | INVENTORIED DEVICE AND ENSURED DEVICE WAS FUNCTIONING PROPERLY. | E244DE82-94D6-4523-B5C1-F25DBC8A0D37 | Labor | 03/28/2017 | 03/28/2017 | Kirk Lis
|  | GE HEALTHCARE | E-PSM | MODULE, MULTI-PARAMETER |  | COOPER DIGESTIVE HEALTH-ENDOSCOPY | 501 Fellowship Rd |  |  | 03/28/2017 |  | 3/28/24 |  |  | NO | YES |  |  |  |  | GE MEDICAL SYSTEMS 10769402 8013969 |  |  | Active |  | 99:99:99:99:99:99 |  | Alarm | PAAR:00-PVAR | 10/31/2019 |  | COOPER AMBULATORY OFF-SITES |  |  | PROCEDURE SIDE | 0011459854 | JEANNE GREER | Performance Verification | Closed | Bonnie Aichroth | 04/06/2017 | 04/06/2017 | INCOMING INVENTORY | DEVICE INVENTORIED | 2034FCF9-D713-4925-B15C-4CEE6FE11E69 | Labor | 04/06/2017 | 04/06/2017 | Bonnie Aichroth
|  | GE HEALTHCARE | E-PSM | MODULE, MULTI-PARAMETER |  | COOPER DIGESTIVE HEALTH-ENDOSCOPY | 501 Fellowship Rd |  |  | 03/28/2017 |  | 3/28/24 |  |  | NO | YES |  |  |  |  | GE MEDICAL SYSTEMS 10769381 8009495 |  |  | Active |  | 99:99:99:99:99:99 |  | Alarm | PAAR:00-PVAR | 10/31/2019 |  | COOPER AMBULATORY OFF-SITES |  |  | PROCEDURE SIDE | 0011461407 | JEANNE GREER | Preventative Maintenance | Closed | Bonnie Aichroth | 04/06/2017 | 04/06/2017 | PERFORMANCE ASSURANCE AT INVENTORY | INVENTORIED DEVICE AND ENSURED DEVICE WAS FUNCTIONING PROPERLY. | 3DAA688D-CD20-4DA6-B4EC-A8A45A238793 | Labor | 03/28/2017 | 03/28/2017 | Kirk Lis
|  | GE HEALTHCARE | E-PSM | MODULE, MULTI-PARAMETER |  | COOPER DIGESTIVE HEALTH-ENDOSCOPY | 501 Fellowship Rd |  |  | 03/28/2017 |  | 3/28/24 |  |  | NO | YES |  |  |  |  | GE MEDICAL SYSTEMS 10769379 8010842 |  |  | Active |  | 99:99:99:99:99:99 |  | Alarm | PAAR:00-PVAR | 10/31/2019 |  | COOPER AMBULATORY OFF-SITES |  |  | PROCEDURE SIDE | 0011461412 | JEANNE GREER | Performance Verification | Closed | Bonnie Aichroth | 04/06/2017 | 04/06/2017 | INCOMING INVENTORY | DEVICE INVENTORIED | A3ED0137-7C6E-47A2-9D2F-E7F53C31D230 | Labor | 04/06/2017 | 04/06/2017 | Bonnie Aichroth
|  | GE HEALTHCARE | E-PSM | MODULE, MULTI-PARAMETER |  | COOPER DIGESTIVE HEALTH-ENDOSCOPY | 501 Fellowship Rd |  |  | 02/26/2008 |  | 2/26/15 |  |  | NO | YES |  |  |  |  | DATEX OHMEDA 10505263 6293752 |  |  | Active |  | 99:99:99:99:99:99 |  | Equipment | PAAR:00-PVAR | 10/31/2019 |  | COOPER AMBULATORY OFF-SITES |  |  | ROOM 197 |  | JEANNE GREER
|  | GE HEALTHCARE | E-PSM | MODULE, MULTI-PARAMETER |  | COOPER DIGESTIVE HEALTH-ENDOSCOPY | 501 Fellowship Rd |  |  | 02/26/2008 |  | 2/26/15 |  |  | NO | YES |  |  |  |  | DATEX OHMEDA 10505257 6367565 |  |  | Active |  | 99:99:99:99:99:99 |  | Equipment | PAAR:00-PVAR | 10/31/2019 |  | COOPER AMBULATORY OFF-SITES |  |  | ROOM 198 |  | JEANNE GREER
|  | GE HEALTHCARE | E-PSM | MODULE, MULTI-PARAMETER |  | BRACHFIELD MEDICAL ASSOCIATES-MEDICINE | 218 Sunset Rd |  |  | 06/27/2008 |  | 6/27/15 |  |  | NO | YES |  |  |  |  | GE MEDICAL SYSTEMS 10367188 6371214 |  |  | Active |  | 99:99:99:99:99:99 |  | Alarm | PAAR:00-PVAR | 11/02/2019 |  | COOPER AMBULATORY OFF-SITES |  |  | ENDO - Holding | WOT00000002225920 | CATHY CRAWFORD | Repair | Closed | Kirk Lis | 02/15/2019 | 02/18/2019 | Too loose | ADJUSTED MONITOR DISPLAY SUPPORT. INFORMED STAFF OF MONITORS STATUS | EXP2310377 | Labor | 02/18/2019 | 02/18/2019 | Kirk Lis
|  | GE HEALTHCARE | E-PSM | MODULE, MULTI-PARAMETER |  | BRACHFIELD MEDICAL ASSOCIATES-MEDICINE | 218 Sunset Rd |  |  | 06/27/2008 |  | 6/27/15 |  |  | NO | YES |  |  |  |  | GE MEDICAL SYSTEMS 10367182 6378509 |  |  | Active |  | 99:99:99:99:99:99 |  | Alarm | PAAR:00-PVAR | 11/02/2019 |  | COOPER AMBULATORY OFF-SITES |  |  | ENDO - Holding |  | CATHY CRAWFORD
|  | GE HEALTHCARE | E-PSM | MODULE, MULTI-PARAMETER |  | BRACHFIELD MEDICAL ASSOCIATES-MEDICINE | 218 Sunset Rd |  |  | 06/27/2008 |  | 6/27/15 |  |  | NO | YES |  |  |  |  | GE MEDICAL SYSTEMS 10367181 6406271 |  |  | Active |  | 99:99:99:99:99:99 |  | Alarm | PAAR:00-PVAR | 11/02/2019 |  | COOPER AMBULATORY OFF-SITES |  |  | ENDO - Holding |  | CATHY CRAWFORD
|  | GE HEALTHCARE | E-PSM | MODULE, MULTI-PARAMETER |  | COOPER DIGESTIVE HEALTH-ENDOSCOPY | 501 Fellowship Rd |  |  | 11/02/2019 |  | 11/2/26 |  |  | NO | YES | Serial Number 6371206 |  |  |  | DATEX OHMEDA 30149608 6371206 |  |  | Active |  | 99:99:99:99:99:99 |  | Equipment | PAAR:00-PVAR | 11/02/2019 | 11/02/2019 | COOPER AMBULATORY OFF-SITES |  |  | HOLDING AREA |  | JEANNE GREER |  |  |  | 11/02/2019 | 11/02/2019 |  |  |  |  | 11/02/2019 | 11/02/2019
|  | GE HEALTHCARE | E-PSM | MODULE, MULTI-PARAMETER |  | COOPER DIGESTIVE HEALTH-ENDOSCOPY | 501 fellowship road |  |  | 06/10/2015 |  | 6/10/22 |  |  | NO | YES |  |  |  |  | GE MEDICAL SYSTEMS 10347088 6367566 |  |  | Active |  | 99:99:99:99:99:99 |  | Alarm | PAAR:00-PVAR | 10/31/2019 |  | COOPER AMBULATORY OFF-SITES |  |  |  | 0012175233 | JEANNE GREER | Repair | Closed | Kirk Lis | 09/19/2017 | 10/25/2017 | PHYSIOLOGIC MONITOR MODULE - NOT REGISTERING THE BP - DIGESTIVE HEALTH | 9/25/2017 3:08:26 PM KALIS (KALIS 9/25/2017 12:00 AM) PERFORMED TROBLESHOOTING ON UNIT. MODULE WAS PYSICALLY DAMAGED BY END USER. NEED TO SEND BACK TO OEM FOR REPAIR. SERVICE WILL BE CHARGED TO GI CENTER CC# 777 9/26/2017 8:31:26 AM KALIS (KALIS 9/25/2017 12:00 AM) REPLACED DEFECTIVE QUICK DISCONNECT. 9/26/2017 8:37:22 AM KALIS (KALIS 9/26/2017 12:00 AM) DOCUMENTATION 9/27/2017 12:08:18 PM KALIS (KALIS 9/27/2017 12:00 AM) RESEARCHED DEPOT SERVICE REPAIR. BOXED AND SHIPPED UNIT TO GE RMA# 1-217368874175 10/16/2017 1:49:04 PM KALIS (KALIS 10/16/2017 12:00 AM) DOCUMENTATION: RECIEVED E-MAIL FROM GE SERVICE TECH. MODULE IS REPAIRED AND SHIPPED TO COOPER 10/25/2017 8:32:30 AM KALIS (KALIS 10/24/2017 12:00 AM) RETURNED UNIT TO SERVICE. PERFORMED OVP | 6498D372-331C-4602-B8AC-289AB3E88E06 | Labor | 09/26/2017 | 09/26/2017 | Kirk Lis
|  | GE HEALTHCARE | E-PSMP | MODULE, MULTI-PARAMETER |  | COOPER DIGESTIVE HEALTH-ENDOSCOPY | 501 Fellowship Rd |  |  | 11/02/2019 |  | 11/2/26 |  |  | NO | YES | Serial Number 6371206 |  |  |  | DATEX OHMEDA 11239324 6371206 |  |  | Active |  | 99:99:99:99:99:99 |  | Accessory | PAAR:00-PVAR | 11/02/2019 | 11/02/2019 | COOPER AMBULATORY OFF-SITES |  |  | Suite 102 - Holding |  | JEANNE GREER |  |  |  | 11/02/2019 | 11/02/2019 |  |  |  |  | 11/02/2019 | 11/02/2019
|  | GE HEALTHCARE | E-PSMP | MODULE, MULTI-PARAMETER |  | COOPER DIGESTIVE HEALTH-ENDOSCOPY | 501 Fellowship Rd |  |  | 11/02/2019 |  | 11/2/26 |  |  | NO | YES |  |  |  |  | DATEX OHMEDA 11239277 6369243 |  |  | Active |  | 99:99:99:99:99:99 |  | Accessory | PAAR:00-PVAR | 11/02/2019 | 11/02/2019 | COOPER AMBULATORY OFF-SITES |  |  | Suite 102 - Holding | WOT00000000685306 | JEANNE GREER | Repair | Closed | Bonnie Aichroth | 11/02/2019 | 11/02/2019 | Module -not registering BP. Gave 10347028 did not pull | RESEATED INTERNAL PUMP FILTER | EXP0323731 | Labor | 11/02/2019 | 11/02/2019 | Kirk Lis
|  | GE HEALTHCARE | E-PSMP | MODULE, MULTI-PARAMETER |  | COOPER DIGESTIVE HEALTH-ENDOSCOPY | 501 Fellowship Rd |  |  | 11/02/2019 |  | 11/2/26 |  |  | NO | YES |  |  |  |  | DATEX OHMEDA 11200115 6375012 |  |  | Active |  | 99:99:99:99:99:99 |  | Accessory | PAAR:00-PVAR | 11/02/2019 | 11/02/2019 | COOPER AMBULATORY OFF-SITES |  |  | HOLDING AREA |  | JEANNE GREER |  |  |  | 11/02/2019 | 11/02/2019 |  |  |  |  | 11/02/2019 | 11/02/2019
|  | GE HEALTHCARE | E-PSMP | MODULE, MULTI-PARAMETER |  | COOPER DIGESTIVE HEALTH-ENDOSCOPY | 501 Fellowship Rd |  |  | 11/02/2019 |  | 11/2/26 |  |  | NO | YES |  |  |  |  | DATEX OHMEDA 11187522 6371218 |  |  | Active |  | 99:99:99:99:99:99 |  | Accessory | PAAR:00-PVAR | 11/02/2019 | 11/02/2019 | COOPER AMBULATORY OFF-SITES |  |  | HOLDING AREA |  | JEANNE GREER |  |  |  | 11/02/2019 | 11/02/2019 |  |  |  |  | 11/02/2019 | 11/02/2019
|  | GE HEALTHCARE | E-PSMP | MODULE, MULTI-PARAMETER |  | COOPER DIGESTIVE HEALTH-ENDOSCOPY | Kelemen |  |  | 02/28/2008 |  | 2/28/15 |  |  | NO | YES |  |  |  |  | DATEX OHMEDA 10725037 6293747 |  |  | Active |  | 99:99:99:99:99:99 |  | Accessory | PAAR:00-PVAR | 11/01/2019 |  | COOPER AMBULATORY OFF-SITES |  |  | HOLDING AREA |  | JEANNE GREER
|  | GE HEALTHCARE | E-PSMP | MODULE, MULTI-PARAMETER |  | COOPER DIGESTIVE HEALTH-ENDOSCOPY | 501 Fellowship Rd |  |  | 02/29/2008 |  | 3/1/15 |  |  | NO | YES |  |  |  |  | DATEX OHMEDA 10480234 6375009 |  |  | Active |  | 99:99:99:99:99:99 |  | Accessory | PAAR:00-PVAR | 11/02/2019 |  | COOPER AMBULATORY OFF-SITES |  |  | HOLDING AREA |  | JEANNE GREER
|  | GE HEALTHCARE | E-PSMP | MODULE, MULTI-PARAMETER |  | COOPER DIGESTIVE HEALTH-ENDOSCOPY | 501 Fellowship Rd |  |  | 11/02/2019 |  | 11/2/26 |  |  | NO | YES |  |  |  |  | DATEX OHMEDA 30225247 6375008 |  |  | Active |  | 99:99:99:99:99:99 |  | Accessory | PAAR:00-PVAR | 11/02/2019 | 11/02/2019 | COOPER AMBULATORY OFF-SITES |  |  | HOLDING AREA |  | JEANNE GREER |  |  |  | 11/02/2019 | 11/02/2019 |  |  |  |  | 11/02/2019 | 11/02/2019
|  | GE HEALTHCARE | E-PSMP | MODULE, MULTI-PARAMETER |  | COOPER DIGESTIVE HEALTH-ENDOSCOPY | 501 Fellowship Rd |  |  | 02/27/2008 |  | 2/27/15 |  |  | NO | YES |  |  |  |  | DATEX OHMEDA 10347161 6375007 |  |  | Active |  | 99:99:99:99:99:99 |  | Accessory | PAAR:00-PVAR | 11/02/2019 |  | COOPER AMBULATORY OFF-SITES |  |  | HOLDING AREA |  | JEANNE GREER
|  | GE HEALTHCARE | E-PSMP | MODULE, MULTI-PARAMETER |  | COOPER DIGESTIVE HEALTH-ENDOSCOPY | 501 Fellowship Rd |  |  | 02/29/2008 |  | 3/1/15 |  |  | NO | YES |  |  |  |  | DATEX OHMEDA 10347073 6344169 |  |  | Active |  | 99:99:99:99:99:99 |  | Accessory | PAAR:00-PVAR | 11/02/2019 |  | COOPER AMBULATORY OFF-SITES |  |  | HOLDING AREA |  | JEANNE GREER
|  | GE HEALTHCARE | E-PSMP | MODULE, MULTI-PARAMETER |  | COOPER DIGESTIVE HEALTH-ENDOSCOPY | 501 Fellowship Rd |  |  | 02/27/2008 |  | 2/27/15 |  |  | NO | YES |  |  |  |  | DATEX OHMEDA 10347039 6369242 |  |  | Active |  | 99:99:99:99:99:99 |  | Accessory | PAAR:00-PVAR | 11/01/2019 |  | COOPER AMBULATORY OFF-SITES |  |  | Suite 102 - Holding |  | JEANNE GREER
|  | GE HEALTHCARE | TRAM 451M | MODULE, MULTI-PARAMETER | SBB08387467GA |  | Kelemen | [7 empty] | YES | YES
|  | GE HEALTHCARE | TRAM 451N | MODULE, MULTI-PARAMETER | RT106055030GR | INTENSIVE CARE UNIT | Kelemen |  |  | 11/02/2019 |  | 11/2/26 |  |  | NO | YES |  |  |  |  | GE MEDICAL SYSTEMS 11239363 RT106055030GR |  |  | Active |  | 99:99:99:99:99:99 |  | Equipment | PAAR:00-PVAR | 11/02/2019 | 11/02/2019 | COOPER UNIVERSITY HOSPITAL |  |  | Biomed |  | CAROLYN RUMELL |  |  |  | 11/02/2019 | 11/02/2019 |  |  |  |  | 11/02/2019 | 11/02/2019
|  | GE HEALTHCARE | TRAM 451N | MODULE, MULTI-PARAMETER | SBB10430144GA | INTENSIVE CARE UNIT | Kelemen |  |  | 10/31/2019 |  | 10/31/26 |  |  | NO | YES |  |  |  |  | GE MEDICAL SYSTEMS 11187568 SBB10430144GA |  |  | Active |  |  |  | Equipment | PAAR:00-PVAR | 10/31/2019 | 10/31/2019 | COOPER UNIVERSITY HOSPITAL |  |  | ICU - Bed 14 | WOT00000002746335 | CAROLYN RUMELL | Performance Verification | Closed | Stephen Zubrzycki | 10/31/2019 | 10/31/2019 | CEID Record Completion for GE MEDICAL SYSTEMS 11187568 SBB10430144GA | Inventoried unit. | EXP3021167 | Labor | 10/31/2019 | 10/31/2019 | Stephen Zubrzycki
|  | GE HEALTHCARE | TRAM 451N | MODULE, MULTI-PARAMETER | sbb07023845ga |  | Pavilion | [7 empty] | NO | YES
|  | GE HEALTHCARE | TRAM 451N | MODULE, MULTI-PARAMETER | SBB07023865GA |  | Kelemen | [7 empty] | NO | YES
|  | GE HEALTHCARE | TRAM 451N | MODULE, MULTI-PARAMETER | RT105392896GA |  | Kelemen | [7 empty] | YES | YES
|  | GE HEALTHCARE | TRAM 451N | MODULE, MULTI-PARAMETER | SBB07013745GA | TRAUMA ADMIT | Kelemen |  |  | 04/24/2007 |  | 4/24/14 |  |  | NO | YES |  |  |  |  | GE MEDICAL SYSTEMS 10769643 SBB07013745GA |  |  | Active |  | 99:99:99:99:99:99 |  | Equipment | PAAR:00-PVAR | 10/31/2019 |  | COOPER UNIVERSITY HOSPITAL |  |  | BED 1 |  | Diane Floyd
|  | GE HEALTHCARE | TRAM 451N | MODULE, MULTI-PARAMETER | SBB06483151GA | CCU - CORONARY CARE UNIT | Pavilion |  |  | 04/30/2007 |  | 4/30/14 |  |  | NO | YES |  |  |  |  | GE MEDICAL SYSTEMS 10752552 SBB06483151GA |  |  | Active |  | 99:99:99:99:99:99 |  | Equipment | PAAR:00-PVAR | 10/31/2019 |  | COOPER UNIVERSITY HOSPITAL |  |  | BED 9 |  | CAROLYN RUMELL
|  | GE HEALTHCARE | TRAM 451N | MODULE, MULTI-PARAMETER | SBB08367331GA | PAVILION PACU | Kelemen |  |  | 11/03/2008 |  | 11/3/15 |  |  | NO | YES |  |  |  |  | GE MEDICAL SYSTEMS 10752517 SBB08367331GA |  |  | Active |  | 99:99:99:99:99:99 |  | Equipment | PAAR:00-PVAR | 10/31/2019 |  | COOPER UNIVERSITY HOSPITAL |  |  | TICU |  | FRANK OBRIEN
|  | GE HEALTHCARE | TRAM 451N | MODULE, MULTI-PARAMETER | SBB07013798GA | CCU - CORONARY CARE UNIT | Kelemen |  |  | 04/30/2007 |  | 4/30/14 |  |  | NO | YES |  |  |  |  | GE MEDICAL SYSTEMS 10480473 SBB07013798GA |  |  | Active |  | 99:99:99:99:99:99 |  | Equipment | PAAR:00-PVAR | 10/31/2019 |  | COOPER UNIVERSITY HOSPITAL |  |  |  |  | CAROLYN RUMELL
|  | GE HEALTHCARE | TRAM 451N | MODULE, MULTI-PARAMETER | SBB07023831GA |  | Pavilion | [7 empty] | NO | YES
|  | GE HEALTHCARE | TRAM 451N | MODULE, MULTI-PARAMETER | SBB08377408GA | PAVILION PACU | Kelemen |  |  | 11/03/2008 |  | 11/3/15 |  |  | NO | YES |  |  |  |  | GE MEDICAL SYSTEMS 10480267 SBB08377408GA |  |  | Active |  | 99:99:99:99:99:99 |  | Equipment | PAAR:00-PVAR | 10/31/2019 |  | COOPER UNIVERSITY HOSPITAL |  |  | PAVILION 3RD FLOOR |  | FRANK OBRIEN
|  | GE HEALTHCARE | TRAM 451N | MODULE, MULTI-PARAMETER | G4T11613G | PEDIATRIC INTENSIVE CARE UNIT | Kelemen |  |  | 05/11/2005 |  | 5/11/12 |  |  | NO | YES |  |  |  |  | GE MEDICAL SYSTEMS 10392 G4T11613G |  |  | Active |  | 99:99:99:99:99:99 |  | Equipment | PAAR:00-PVAR | 10/31/2019 |  | COOPER UNIVERSITY HOSPITAL |  |  |  |  | Susan Cannon
|  | GE HEALTHCARE | TRAM 451N | MODULE, MULTI-PARAMETER | SBB07023867GA | OR - KELEMEN 3 | Kelemen |  |  | 04/24/2007 |  | 4/24/14 |  |  | NO | YES |  |  |  |  | GE MEDICAL SYSTEMS 10368513 SBB07023867GA |  |  | Disposition |  | 99:99:99:99:99:99 |  | Equipment | PAAR:00-PVAR | 11/02/2019 |  | COOPER UNIVERSITY HOSPITAL |  |  | OR HALLWAY | WOT00000000534002 | DOMINIC VENDETTA | Disposition | Closed | Salvatore Bombara | 02/08/2018 | 05/15/2019 | Bulk Disposition CNL | Unit has been replaced/upgraded. | EXP2933327 | Labor | 05/15/2019 | 05/15/2019 | Salvatore Bombara
|  | GE HEALTHCARE | TRAM 451N | MODULE, MULTI-PARAMETER | SBB09288386GA | TRAUMA ICU | Kelemen |  | retired per sal | 08/18/2009 |  | 8/18/16 |  |  | NO | YES |  |  |  |  | GE MEDICAL SYSTEMS 10368200 SBB09288386GA |  |  | Active |  | 99:99:99:99:99:99 |  | Equipment | PAAR:00-PVAR | 11/02/2019 |  | COOPER UNIVERSITY HOSPITAL |  |  | TAA3 |  | Diane Floyd
|  | GE HEALTHCARE | TRAM 451N | MODULE, MULTI-PARAMETER | SBB08377365GA | PAVILION PACU | Pavilion |  |  | 11/03/2008 |  | 11/3/15 |  |  | NO | YES |  |  |  |  | GE MEDICAL SYSTEMS 10368130 SBB08377365GA |  |  | Active |  | 99:99:99:99:99:99 |  | Equipment | PAAR:00-PVAR | 11/02/2019 |  | COOPER UNIVERSITY HOSPITAL |  |  | PAVILION-3 BED 7 | WOT00000000534014 | FRANK OBRIEN | Disposition | Closed | Richard Jolly | 02/08/2018 | 05/22/2019 | Bulk Disposition CNL
|  | GE HEALTHCARE | TRAM 451N | MODULE, MULTI-PARAMETER | SBB08357338GA | PAVILION PACU | Pavilion |  |  | 11/03/2008 |  | 11/3/15 |  |  | NO | YES |  |  |  |  | GE MEDICAL SYSTEMS 10368099 SBB08357338GA |  |  | Active |  | 99:99:99:99:99:99 |  | Equipment | PAAR:00-PVAR | 11/02/2019 |  | COOPER UNIVERSITY HOSPITAL |  |  | PAVILION 3RD FLOOR |  | FRANK OBRIEN
|  | GE HEALTHCARE | TRAM 451N | MODULE, MULTI-PARAMETER | SBB08307132GA | INTENSIVE CARE UNIT | Kelemen |  |  | 01/15/2009 |  | 1/15/16 |  |  | NO | YES |  |  |  |  | GE MEDICAL SYSTEMS 10368062 SBB08307132GA |  |  | Active |  | 99:99:99:99:99:99 |  | Equipment | PAAR:00-PVAR | 11/02/2019 |  | COOPER UNIVERSITY HOSPITAL |  |  | Biomed |  | CAROLYN RUMELL
|  | GE HEALTHCARE | TRAM 451N | MODULE, MULTI-PARAMETER | SBB07023853GA |  | Kelemen | [7 empty] | NO | YES
|  | GE HEALTHCARE | TRAM 451N | MODULE, MULTI-PARAMETER | SBB07023823GA | CCU - CORONARY CARE UNIT | Pavilion |  |  | 04/18/2007 |  | 4/18/14 |  |  | NO | YES |  |  |  |  | GE MEDICAL SYSTEMS 10367256 SBB07023823GA |  |  | Active |  | 99:99:99:99:99:99 |  | Equipment | PAAR:00-PVAR | 11/02/2019 |  | COOPER UNIVERSITY HOSPITAL |  |  | CCU-11 | WOT00000000533988 | CAROLYN RUMELL | Disposition | Closed | Richard Jolly | 02/08/2018 | 05/14/2019 | Bulk Disposition CNL
|  | GE HEALTHCARE | TRAM 451N | MODULE, MULTI-PARAMETER | SBB07013765GA | BIOMEDICAL | Pavilion |  |  | 04/18/2007 |  | 4/18/14 |  |  | NO | YES |  |  |  |  | GE MEDICAL SYSTEMS 10366523 SBB07013765GA |  |  | Active |  | 99:99:99:99:99:99 |  | Equipment | PAAR:00-PVAR | 11/02/2019 |  | COOPER UNIVERSITY HOSPITAL |  |  | BIOMED |  | Bonnie Aichroch
|  | GE HEALTHCARE | TRAM 451N | MODULE, MULTI-PARAMETER | SBB08367306GA | PAVILION PACU | Pavilion |  |  | 11/03/2008 |  | 11/3/15 |  |  | NO | YES |  |  |  |  | GE MEDICAL SYSTEMS 10366388 SBB08367306GA |  |  | Active |  | 99:99:99:99:99:99 |  | Equipment | PAAR:00-PVAR | 11/02/2019 |  | COOPER UNIVERSITY HOSPITAL |  |  | PAVILION 3RD FLOOR | WOT00000000534011 | FRANK OBRIEN | Disposition | Closed | Richard Jolly | 02/08/2018 | 05/22/2019 | Bulk Disposition CNL
|  | GE HEALTHCARE | TRAM 451N | MODULE, MULTI-PARAMETER | SBB09288393GA | TRAUMA ICU | Kelemen |  |  | 08/18/2009 |  | 8/18/16 |  |  | NO | YES |  |  |  |  | GE MEDICAL SYSTEMS 10365439 SBB09288393GA |  |  | Active |  | 99:99:99:99:99:99 |  | Equipment | PAAR:00-PVAR | 11/02/2019 |  | COOPER UNIVERSITY HOSPITAL |  |  | ED TRUMA ROOMS | 0011203472 | Diane Floyd | Repair | Closed | Richard Jolly | 02/14/2017 | 02/14/2017 | BP CABLE - NOT INFLATING BP CUFF - TICU DIRTY UTILITY RM | 2/14/2017 3:42:33 PM RCJOLLY (RCJOLLY 2/14/2017 3:00 PM) REPAIRED HOSE | B321C32C-C4F3-4786-BAFF-0976BDFA5C62 | Labor | 02/14/2017 | 02/14/2017 | Richard Jolly
|  | GE HEALTHCARE | TRAM 451N | MODULE, MULTI-PARAMETER | SBB07013797GA | TSDU - KELEMEN S7 | Kelemen |  |  | 04/30/2007 |  | 4/30/14 |  |  | NO | YES |  |  |  |  | GE MEDICAL SYSTEMS 10365427 SBB07013797GA |  |  | Active |  | 99:99:99:99:99:99 |  | Equipment | PAAR:00-PVAR | 11/02/2019 |  | COOPER UNIVERSITY HOSPITAL |  |  | ED TRUMA ROOMS | 0011604013 | JEN VANDER HORN | Repair | Closed | Zhan Kiselev | 05/02/2017 | 05/02/2017 | BP - CABLE PLUG IN CRACKED - CCU FRONT DESK | 5/2/2017 5:25:21 PM ZXKISELEV (ZXKISELEV 5/2/2017 12:00 AM) REPAIRED CONNECTOR | 92791DF0-139C-4F92-8E02-7A2C0F0A56CC | Labor | 05/02/2017 | 05/02/2017 | Zhan Kiselev
|  | GE HEALTHCARE | TRAM 451N | MODULE, MULTI-PARAMETER | SBB07013743GA | CCU - CORONARY CARE UNIT | Kelemen |  |  | 04/18/2007 |  | 4/18/14 |  |  | NO | YES |  |  |  |  | GE MEDICAL SYSTEMS 10365162 SBB07013743GA |  |  | Active |  | 99:99:99:99:99:99 |  | Equipment | PAAR:00-PVAR | 11/02/2019 |  | COOPER UNIVERSITY HOSPITAL |  |  | icu 31 | WOT00000000533973 | CAROLYN RUMELL | Disposition | Closed | Richard Jolly | 02/08/2018 | 05/14/2019 | Bulk Disposition CNL
|  | GE HEALTHCARE | TRAM 451N | MODULE, MULTI-PARAMETER | SBB07023890GA | TRAUMA ICU | Pavilion |  |  | 04/24/2007 |  | 4/24/14 |  |  | NO | YES |  |  |  |  | GE MEDICAL SYSTEMS 10365147 SBB07023890GA |  |  | Active |  | 99:99:99:99:99:99 |  | Equipment | PAAR:00-PVAR | 11/02/2019 |  | COOPER UNIVERSITY HOSPITAL |  |  | ICU | 0012190970 | Diane Floyd | Repair | Closed | Richard Jolly | 09/26/2017 | 10/04/2017 | MONITOR - NOT WORKING - ICU , TAKING TO TMX | 10/4/2017 9:28:46 AM RCJOLLY (RCJOLLY 9/26/2017 11:09 AM) ATTACH A CONNECTOR | 3D640AF4-D5E5-416A-9CE1-9A3E34618FC1 | Labor | 09/26/2017 | 09/26/2017 | Richard Jolly
|  | GE HEALTHCARE | TRAM 451N | MODULE, MULTI-PARAMETER | SBB0701377GA | INTENSIVE CARE UNIT | Kelemen |  |  | 04/30/2007 |  | 4/30/14 |  |  | NO | YES |  |  |  |  | GE MEDICAL SYSTEMS 10365029 SBB0701377GA |  |  | Active |  | 99:99:99:99:99:99 |  | Equipment | PAAR:00-PVAR | 11/02/2019 |  | COOPER UNIVERSITY HOSPITAL |  |  | BED 20 | WOT00000002204694 | CAROLYN RUMELL | Disposition | Closed | Richard Jolly | 02/14/2019 | 05/20/2019 | Bulk Disposition CNL
|  | GE HEALTHCARE | TRAM 451N | MODULE, MULTI-PARAMETER | SBB06503323GA | TRAUMA ADMIT | Kelemen |  |  | 04/18/2007 |  | 4/18/14 |  |  | NO | YES |  |  |  |  | GE MEDICAL SYSTEMS 10364978 SBB06503323GA |  |  | Active |  | 99:99:99:99:99:99 |  | Equipment | PAAR:00-PVAR | 11/02/2019 |  | COOPER UNIVERSITY HOSPITAL |  |  | BIOMED SHOP |  | Diane Floyd
|  | GE HEALTHCARE | TRAM 451N | MODULE, MULTI-PARAMETER | SBB07013807GA | TSDU - KELEMEN S7 | Pavilion |  |  | 04/30/2007 |  | 4/30/14 |  |  | NO | YES |  |  |  |  | GE MEDICAL SYSTEMS 10364975 SBB07013807GA |  |  | Active |  | 99:99:99:99:99:99 |  | Equipment | PAAR:00-PVAR | 11/02/2019 |  | COOPER UNIVERSITY HOSPITAL |  |  | BIOMED | WOT00000000533984 | JEN VANDER HORN | Disposition | Closed | Richard Jolly | 02/08/2018 | 05/23/2019 | Bulk Disposition CNL
|  | GE HEALTHCARE | TRAM 451N | MODULE, MULTI-PARAMETER | SBB09288385GA | TRAUMA ICU | Kelemen |  |  | 08/18/2009 |  | 8/18/16 |  |  | NO | YES |  |  |  |  | GE MEDICAL SYSTEMS 10364937 SBB09288385GA |  |  | Active |  | 99:99:99:99:99:99 |  | Equipment | PAAR:00-PVAR | 11/02/2019 |  | COOPER UNIVERSITY HOSPITAL |  |  | TRAUMA ICU |  | Diane Floyd
|  | GE HEALTHCARE | TRAM 451N | MODULE, MULTI-PARAMETER | SBB07023864GA | INTENSIVE CARE UNIT | Pavilion |  |  | 04/24/2007 |  | 4/24/14 |  |  | NO | YES |  |  |  |  | GE MEDICAL SYSTEMS 10364882 SBB07023864GA |  |  | Active |  | 99:99:99:99:99:99 |  | Equipment | PAAR:00-PVAR | 10/31/2019 |  | COOPER UNIVERSITY HOSPITAL |  |  | BED 17 |  | CAROLYN RUMELL
|  | GE HEALTHCARE | TRAM 451N | MODULE, MULTI-PARAMETER | G4T11601G | PEDIATRIC INTENSIVE CARE UNIT | Kelemen |  |  | 05/11/2005 |  | 5/11/12 |  |  | NO | YES |  |  |  |  | GE MEDICAL SYSTEMS 10360418 G4T11601G |  |  | Active |  | 99:99:99:99:99:99 |  | Equipment | PAAR:00-PVAR | 11/02/2019 |  | COOPER UNIVERSITY HOSPITAL |  |  | PICU/RM5 | WOT00000000525191 | Susan Cannon | Disposition | Closed | Gene Amodei | 02/08/2018 | 05/22/2019 | Bulk Disposition CNL
|  | GE HEALTHCARE | TRAM 451N | MODULE, MULTI-PARAMETER | G4T11579G | PEDIATRIC INTENSIVE CARE UNIT | Kelemen |  |  | 05/11/2005 |  | 5/11/12 |  |  | NO | YES |  |  |  |  | GE MEDICAL SYSTEMS 10360412 G4T11579G |  |  | Active |  | 99:99:99:99:99:99 |  | Equipment | PAAR:00-PVAR | 11/02/2019 |  | COOPER UNIVERSITY HOSPITAL |  |  | PICU/ RM 3 | WOT00000000525189 | Susan Cannon | Disposition | Closed | Gene Amodei | 02/08/2018 | 05/22/2019 | Bulk Disposition CNL
|  | GE HEALTHCARE | TRAM 451N | MODULE, MULTI-PARAMETER | G4T11623G | PEDIATRIC INTENSIVE CARE UNIT | Kelemen |  |  | 05/11/2005 |  | 5/11/12 |  |  | NO | YES |  |  |  |  | GE MEDICAL SYSTEMS 10360401 G4T11623G |  |  | Active |  | 99:99:99:99:99:99 |  | Equipment | PAAR:00-PVAR | 11/02/2019 |  | COOPER UNIVERSITY HOSPITAL |  |  | Biomed | 0012742223 | Susan Cannon | Repair | Closed | Richard Jolly | 01/31/2018 | 02/07/2018 | MODULE - NOT PICKING UP BP READINGS - ICU NURSES STATION | 1/31/2018 11:44:25 AM RCJOLLY (RCJOLLY 1/31/2018 10:00 AM) PUMP NOT WORKING 1/31/2018 11:46:48 AM GRAMODEI referred to Rich Jolly this is ICU not PICU 2/7/2018 3:42:15 PM RCJOLLY (RCJOLLY 2/7/2018 10:00 AM) INSTALL MOTOR | C9AB6897-812D-450F-8C3A-2912948DDC9C | Labor | 01/31/2018 | 01/31/2018 | Gene Amodei
|  | GE HEALTHCARE | TRAM 451N | MODULE, MULTI-PARAMETER | SBB070123759GA | INTENSIVE CARE UNIT | Pavilion |  |  | 04/18/2007 |  | 4/18/14 |  |  | NO | YES |  |  |  |  | GE MEDICAL SYSTEMS 10357251 SBB070123759GA |  |  | Active |  | 99:99:99:99:99:99 |  | Equipment | PAAR:00-PVAR | 11/02/2019 |  | COOPER UNIVERSITY HOSPITAL |  |  | BED 12 | WOT00000000533971 | CAROLYN RUMELL | Disposition | Closed | Richard Jolly | 02/08/2018 | 05/17/2019 | Bulk Disposition CNL
|  | GE HEALTHCARE | TRAM 451N | MODULE, MULTI-PARAMETER | SBB07023868GA | INTENSIVE CARE UNIT | Pavilion |  |  | 04/18/2007 |  | 4/18/14 |  |  | NO | YES |  |  |  |  | GE MEDICAL SYSTEMS 10357252 SBB07023868GA |  |  | Active |  | 99:99:99:99:99:99 |  | Equipment | PAAR:00-PVAR | 11/02/2019 |  | COOPER UNIVERSITY HOSPITAL |  |  | BED 5 |  | CAROLYN RUMELL
|  | GE HEALTHCARE | TRAM 451N | MODULE, MULTI-PARAMETER | SBB07023824GA | CCU - CORONARY CARE UNIT | Kelemen |  |  | 04/30/2007 |  | 4/30/14 |  |  | NO | YES |  |  |  |  | GE MEDICAL SYSTEMS 10357249 SBB07023824GA |  |  | Active |  | 99:99:99:99:99:99 |  | Equipment | PAAR:00-PVAR | 11/02/2019 |  | COOPER UNIVERSITY HOSPITAL |  |  | BED 12 |  | CAROLYN RUMELL
|  | GE HEALTHCARE | TRAM 451N | MODULE, MULTI-PARAMETER | SBB07013764GA | INTENSIVE CARE UNIT | Kelemen |  |  | 04/18/2007 |  | 4/18/14 |  |  | NO | YES |  |  |  |  | GE MEDICAL SYSTEMS 10357186 SBB07013764GA |  |  | Active |  | 99:99:99:99:99:99 |  | Equipment | PAAR:00-PVAR | 11/02/2019 |  | COOPER UNIVERSITY HOSPITAL |  |  | TICU |  | CAROLYN RUMELL
|  | GE HEALTHCARE | TRAM 451N | MODULE, MULTI-PARAMETER | SBB07023822GA | BIOMEDICAL | Kelemen |  |  | 04/24/2007 |  | 4/24/14 |  |  | NO | YES |  |  |  |  | GE MEDICAL SYSTEMS 10357155 SBB07023822GA |  |  | Active | 119357155, 14520 | 99:99:99:99:99:99 |  | Equipment | PAAR:00-PVAR | 11/01/2019 |  | COOPER UNIVERSITY HOSPITAL |  |  | I.C.U. | WOT00000002203779 | Bonnie Aichroch | Disposition | Closed | Michael Youch | 02/14/2019 | 05/20/2019 | Bulk Disposition CNL
|  | GE HEALTHCARE | TRAM 451N | MODULE, MULTI-PARAMETER | SBB07013811GA | CCU - CORONARY CARE UNIT | Kelemen |  |  | 04/30/2007 |  | 4/30/14 |  |  | NO | YES |  |  |  |  | GE MEDICAL SYSTEMS 10357110 SBB07013811GA |  |  | Active |  | 99:99:99:99:99:99 |  | Equipment | PAAR:00-PVAR | 11/01/2019 |  | COOPER UNIVERSITY HOSPITAL |  |  | BED 2 | WOT00000000533985 | CAROLYN RUMELL | Disposition | Closed | Richard Jolly | 02/08/2018 | 05/15/2019 | Bulk Disposition CNL
|  | GE HEALTHCARE | TRAM 451N | MODULE, MULTI-PARAMETER | SBB09288382GA | TRAUMA ICU | Kelemen |  |  | 08/18/2009 |  | 8/18/16 |  |  | NO | YES |  |  |  |  | GE MEDICAL SYSTEMS 10357091 SBB09288382GA |  |  | Active |  | 99:99:99:99:99:99 |  | Equipment | PAAR:00-PVAR | 11/02/2019 |  | COOPER UNIVERSITY HOSPITAL |  |  | TRAUMA ICU | WOT00000000534028 | Diane Floyd | Disposition | Closed | Richard Jolly | 02/08/2018 | 05/23/2019 | Bulk Disposition CNL
|  | GE HEALTHCARE | TRAM 451N | MODULE, MULTI-PARAMETER | SBB08367333GA | INTENSIVE CARE UNIT | Pavilion |  |  | 11/03/2008 |  | 11/3/15 |  |  | NO | YES |  |  |  |  | GE MEDICAL SYSTEMS 10356232 SBB08367333GA |  |  | Active |  | 99:99:99:99:99:99 |  | Equipment | PAAR:00-PVAR | 11/02/2019 |  | COOPER UNIVERSITY HOSPITAL |  |  | PAVILION-3RD BED 9 | WOT00000000534012 | FRANK OBRIEN | Disposition | Closed | Richard Jolly | 02/08/2018 | 05/22/2019 | Bulk Disposition CNL
|  | GE HEALTHCARE | TRAM 451N | MODULE, MULTI-PARAMETER | SBB07013803GA |  | Kelemen |  |  | 04/24/2007 |  | 4/24/14 |  |  | NO | YES |  |  |  |  | GE MEDICAL SYSTEMS 10356222 SBB07013803GA |  |  | Active |  | 99:99:99:99:99:99 |  | Equipment | PAAR:00-PVAR | 11/02/2019 |  | COOPER UNIVERSITY HOSPITAL |  |  | PAVILION-3RD BED 11 |  | FRANK OBRIEN
|  | GE HEALTHCARE | TRAM 451N | MODULE, MULTI-PARAMETER | SBB07013825GA | PAVILION PACU | Pavilion |  |  | 04/30/2007 |  | 4/30/14 |  |  | NO | YES |  |  |  |  | GE MEDICAL SYSTEMS 10356219 SBB07013825GA |  |  | Active |  | 99:99:99:99:99:99 |  | Equipment | PAAR:00-PVAR | 11/02/2019 |  | COOPER UNIVERSITY HOSPITAL |  |  | PAVILION-3RD BED 12 | WOT00000000533987 | FRANK OBRIEN | Disposition | Closed | Richard Jolly | 02/08/2018 | 05/22/2019 | Bulk Disposition CNL
|  | GE HEALTHCARE | TRAM 451N | MODULE, MULTI-PARAMETER | SBB09268372GA | CCU - CORONARY CARE UNIT | Kelemen |  |  | 08/18/2009 |  | 8/18/16 |  |  | NO | YES |  |  |  |  | GE MEDICAL SYSTEMS 10355705 SBB09268372GA |  |  | Active |  | 99:99:99:99:99:99 |  | Equipment | PAAR:00-PVAR | 11/02/2019 |  | COOPER UNIVERSITY HOSPITAL |  |  | ICU | WOT00000000534026 | CAROLYN RUMELL | Disposition | Closed | Richard Jolly | 02/08/2018 | 05/14/2019 | Bulk Disposition CNL
|  | GE HEALTHCARE | TRAM 451N | MODULE, MULTI-PARAMETER | SBB08387476GA | CCU - CORONARY CARE UNIT | Kelemen |  |  | 01/15/2009 |  | 1/15/16 |  |  | NO | YES |  |  |  |  | GE MEDICAL SYSTEMS 10355698 SBB08387476GA |  |  | Active |  | 99:99:99:99:99:99 |  | Equipment | PAAR:00-PVAR | 11/02/2019 |  | COOPER UNIVERSITY HOSPITAL |  |  | CCU-5 |  | CAROLYN RUMELL
|  | GE HEALTHCARE | TRAM 451N | MODULE, MULTI-PARAMETER | SBB07013754GA | CCU - CORONARY CARE UNIT | Kelemen |  |  | 04/18/2007 |  | 4/18/14 |  |  | NO | YES |  |  |  |  | GE MEDICAL SYSTEMS 10355687 SBB07013754GA |  |  | Active |  | 99:99:99:99:99:99 |  | Equipment | PAAR:00-PVAR | 11/02/2019 |  | COOPER UNIVERSITY HOSPITAL |  |  | TICU | WOT00000000533975 | CAROLYN RUMELL | Disposition | Closed | Richard Jolly | 02/08/2018 | 05/15/2019 | Bulk Disposition CNL
|  | GE HEALTHCARE | TRAM 451N | MODULE, MULTI-PARAMETER | SBB06473078GA | INTENSIVE CARE UNIT | Pavilion |  |  | 04/18/2007 |  | 4/18/14 |  |  | NO | YES |  |  |  |  | GE MEDICAL SYSTEMS 10355648 SBB06473078GA |  |  | Active |  | 99:99:99:99:99:99 |  | Equipment | PAAR:00-PVAR | 11/02/2019 |  | COOPER UNIVERSITY HOSPITAL |  |  | TSDU-BED 6 | WOT00000000533965 | CAROLYN RUMELL | Disposition | Closed | Richard Jolly | 02/08/2018 | 05/13/2019 | Bulk Disposition CNL
|  | GE HEALTHCARE | TRAM 451N | MODULE, MULTI-PARAMETER | SBB08387471GA | TSDU - KELEMEN S7 | Kelemen |  |  | 01/15/2009 |  | 1/15/16 |  |  | NO | YES |  |  |  |  | GE MEDICAL SYSTEMS 10355623 SBB08387471GA |  |  | Active |  | 99:99:99:99:99:99 |  | Equipment | PAAR:00-PVAR | 11/02/2019 |  | COOPER UNIVERSITY HOSPITAL |  |  | TSDU-BED04 |  | JEN VANDER HORN
|  | GE HEALTHCARE | TRAM 451N | MODULE, MULTI-PARAMETER | SBB07023834GA | TSDU - KELEMEN S7 | Kelemen |  |  | 04/30/2007 |  | 4/30/14 |  |  | NO | YES |  |  |  |  | GE MEDICAL SYSTEMS 10355618 SBB07023834GA |  |  | Active |  | 99:99:99:99:99:99 |  | Equipment | PAAR:00-PVAR | 11/02/2019 |  | COOPER UNIVERSITY HOSPITAL |  |  | TSDU-BED07 | WOT00000000533993 | JEN VANDER HORN | Disposition | Closed | Richard Jolly | 02/08/2018 | 05/24/2019 | Bulk Disposition CNL
|  | GE HEALTHCARE | TRAM 451N | MODULE, MULTI-PARAMETER | SBB07013748GA | TSDU - KELEMEN S7 | Kelemen |  |  | 04/24/2007 |  | 4/24/14 |  |  | NO | YES |  |  |  |  | GE MEDICAL SYSTEMS 10355603 SBB07013748GA |  |  | Active |  | 99:99:99:99:99:99 |  | Equipment | PAAR:00-PVAR | 11/02/2019 |  | COOPER UNIVERSITY HOSPITAL |  |  | Biomed | WOT00000000533974 | JEN VANDER HORN | Disposition | Closed | Richard Jolly | 02/08/2018 | 05/13/2019 | Bulk Disposition CNL
|  | GE HEALTHCARE | TRAM 451N | MODULE, MULTI-PARAMETER | SA309334558GA | INTENSIVE CARE NURSERY | Dorrance |  |  | 05/20/2009 |  | 5/20/16 |  |  | NO | YES |  |  |  |  | GE MEDICAL SYSTEMS 10354982 SA309334558GA |  |  | Active |  | 99:99:99:99:99:99 |  | Equipment | PAAR:00-PVAR | 11/02/2019 |  | COOPER UNIVERSITY HOSPITAL |  |  | ICN - SPARE | WOT00000000533831 | JOANNE FOX | Disposition | Closed | Gene Amodei | 02/08/2018 | 06/21/2019 | Bulk Disposition CNL
|  | GE HEALTHCARE | TRAM 451N | MODULE, MULTI-PARAMETER | SBB09498773GA | TRAUMA ADMIT | Pavilion |  |  | 10/07/2008 |  | 10/7/15 |  |  | NO | YES |  |  |  |  | GE MEDICAL SYSTEMS 10349422 SBB09498773GA |  |  | Active |  | 99:99:99:99:99:99 |  | Equipment | PAAR:00-PVAR | 10/31/2019 |  | COOPER UNIVERSITY HOSPITAL |  |  | TRAUMA ADMIT |  | Diane Floyd
|  | GE HEALTHCARE | TRAM 451N | MODULE, MULTI-PARAMETER | SBB07013740GA | TSDU - KELEMEN S7 | Pavilion |  |  | 04/30/2007 |  | 4/30/14 |  |  | NO | YES |  |  |  |  | GE MEDICAL SYSTEMS 10349430 SBB07013740GA |  |  | Active |  | 99:99:99:99:99:99 |  | Equipment | PAAR:00-PVAR | 10/31/2019 |  | COOPER UNIVERSITY HOSPITAL |  |  | BED 1 |  | JEN VANDER HORN
|  | GE HEALTHCARE | TRAM 451N | MODULE, MULTI-PARAMETER | SBB07023882GA | TRAUMA ICU | Kelemen |  |  | 04/24/2007 |  | 4/24/14 |  |  | NO | YES |  |  |  |  | GE MEDICAL SYSTEMS 10349423 SBB07023882GA |  |  | Active |  | 99:99:99:99:99:99 |  | Equipment | PAAR:00-PVAR | 10/31/2019 |  | COOPER UNIVERSITY HOSPITAL |  |  | TICU |  | Diane Floyd
|  | GE HEALTHCARE | TRAM 451N | MODULE, MULTI-PARAMETER | SBB08457695GA | TRAUMA ADMIT | Kelemen |  |  | 01/08/2009 |  | 1/8/16 |  |  | NO | YES |  |  |  |  | GE MEDICAL SYSTEMS 10349419 SBB08457695GA |  |  | Active |  | 99:99:99:99:99:99 |  | Equipment | PAAR:00-PVAR | 10/31/2019 |  | COOPER UNIVERSITY HOSPITAL |  |  | ICU |  | Diane Floyd
|  | GE HEALTHCARE | TRAM 451N | MODULE, MULTI-PARAMETER | SBB07013783GA | INTENSIVE CARE UNIT | Kelemen |  |  | 04/18/2007 |  | 4/18/14 |  |  | NO | YES |  |  |  |  | GE MEDICAL SYSTEMS 10349420 SBB07013783GA |  |  | Active |  | 99:99:99:99:99:99 |  | Equipment | PAAR:00-PVAR | 10/31/2019 |  | COOPER UNIVERSITY HOSPITAL |  |  | BED 9 |  | CAROLYN RUMELL
|  | GE HEALTHCARE | TRAM 451N | MODULE, MULTI-PARAMETER | SBB07013749GA | INTENSIVE CARE UNIT | Pavilion |  |  | 04/18/2007 |  | 4/18/14 |  |  | NO | YES |  |  |  |  | GE MEDICAL SYSTEMS 10349418 SBB07013749GA |  |  | Active |  | 99:99:99:99:99:99 |  | Equipment | PAAR:00-PVAR | 10/31/2019 |  | COOPER UNIVERSITY HOSPITAL |  |  | BED 20 |  | CAROLYN RUMELL
|  | GE HEALTHCARE | TRAM 451N | MODULE, MULTI-PARAMETER | SBB08387463GA | INTENSIVE CARE UNIT | Pavilion |  |  | 01/15/2009 |  | 1/15/16 |  |  | NO | YES |  |  |  |  | GE MEDICAL SYSTEMS 10349417 SBB08387463GA |  |  | Active |  | 99:99:99:99:99:99 |  | Equipment | PAAR:00-PVAR | 11/02/2019 |  | COOPER UNIVERSITY HOSPITAL |  |  | PAVILION icu bed 3 |  | CAROLYN RUMELL
|  | GE HEALTHCARE | TRAM 451N | MODULE, MULTI-PARAMETER | SBB07013794GA | TRAUMA ICU | Pavilion |  |  | 04/24/2007 |  | 4/24/14 |  |  | NO | YES |  |  |  |  | GE MEDICAL SYSTEMS 10349416 SBB07013794GA |  |  | Active |  | 99:99:99:99:99:99 |  | Equipment | PAAR:00-PVAR | 10/31/2019 |  | COOPER UNIVERSITY HOSPITAL |  |  | L |  | Diane Floyd
|  | GE HEALTHCARE | TRAM 451N | MODULE, MULTI-PARAMETER | SBB07013766GA | INTENSIVE CARE UNIT | Kelemen |  |  | 04/18/2007 |  | 4/18/14 |  |  | NO | YES |  |  |  |  | GE MEDICAL SYSTEMS 10349415 SBB07013766GA |  |  | Active |  | 99:99:99:99:99:99 |  | Equipment | PAAR:00-PVAR | 10/31/2019 |  | COOPER UNIVERSITY HOSPITAL |  |  | Biomed |  | CAROLYN RUMELL
|  | GE HEALTHCARE | TRAM 451N | MODULE, MULTI-PARAMETER | SBB07023836GA | TSDU - KELEMEN S7 | Kelemen |  |  | 04/30/2007 |  | 4/30/14 |  |  | NO | YES |  |  |  |  | GE MEDICAL SYSTEMS 10349411 SBB07023836GA |  |  | Active |  | 99:99:99:99:99:99 |  | Equipment | PAAR:00-PVAR | 10/31/2019 |  | COOPER UNIVERSITY HOSPITAL |  |  | bed 8 |  | JEN VANDER HORN
|  | GE HEALTHCARE | TRAM 451N | MODULE, MULTI-PARAMETER | SBB08337244GA | PAVILION PACU | Kelemen |  |  | 11/03/2008 |  | 11/3/15 |  |  | NO | YES |  |  |  |  | GE MEDICAL SYSTEMS 10349410 SBB08337244GA |  |  | Active |  | 99:99:99:99:99:99 |  | Equipment | PAAR:00-PVAR | 10/31/2019 |  | COOPER UNIVERSITY HOSPITAL |  |  | PAVILION 3RD FLOOR |  | FRANK OBRIEN
|  | GE HEALTHCARE | TRAM 451N | MODULE, MULTI-PARAMETER | SBB08387530GA |  | Pavilion | [7 empty] | NO | YES
|  | GE HEALTHCARE | TRAM 451N | MODULE, MULTI-PARAMETER | SBB07023907GA |  | Kelemen |  |  | 04/30/2007 |  | 4/30/14 |  |  | NO | YES |  |  |  |  | GE MEDICAL SYSTEMS 10346486 SBB07023907GA |  |  | Active |  | 99:99:99:99:99:99 | [5 empty] | COOPER UNIVERSITY HOSPITAL |  |  | TICU-BED11 | WOT00000000534005 |  | Disposition | Closed | Richard Jolly | 02/08/2018 | 05/19/2019 | Bulk Disposition CNL
|  | GE HEALTHCARE | TRAM 451N | MODULE, MULTI-PARAMETER | SBB09288380GA | TRAUMA ICU | Kelemen |  |  | 08/18/2009 |  | 8/18/16 |  |  | NO | YES |  |  |  |  | GE MEDICAL SYSTEMS 10346482 SBB09288380GA |  |  | Active |  | 99:99:99:99:99:99 |  | Equipment | PAAR:00-PVAR | 11/02/2019 |  | COOPER UNIVERSITY HOSPITAL |  |  | TICU-BED07 | WOT00000000534027 | Diane Floyd | Disposition | Closed | Richard Jolly | 02/08/2018 | 05/17/2019 | Bulk Disposition CNL
|  | GE HEALTHCARE | TRAM 451N | MODULE, MULTI-PARAMETER | SBB08377382GA | TRAUMA ICU | Kelemen |  |  | 11/03/2008 |  | 11/3/15 |  |  | NO | YES |  |  |  |  | GE MEDICAL SYSTEMS 10346441 SBB08377382GA |  |  | Active |  | 99:99:99:99:99:99 |  | Equipment | PAAR:00-PVAR | 11/02/2019 |  | COOPER UNIVERSITY HOSPITAL |  |  | TICU-BED04 | WOT00000000534019 | Diane Floyd | Disposition | Closed | Richard Jolly | 02/08/2018 | 05/17/2019 | Bulk Disposition CNL
|  | GE HEALTHCARE | TRAM 451N | MODULE, MULTI-PARAMETER | SBB08377366GA | PAVILION PACU | Pavilion |  |  | 11/03/2008 |  | 11/3/15 |  |  | NO | YES |  |  |  |  | GE MEDICAL SYSTEMS 10346412 SBB08377366GA |  |  | Active |  | 99:99:99:99:99:99 |  | Equipment | PAAR:00-PVAR | 11/02/2019 |  | COOPER UNIVERSITY HOSPITAL |  |  | PAVILION-3 BED 2 |  | FRANK OBRIEN
|  | GE HEALTHCARE | TRAM 451N | MODULE, MULTI-PARAMETER | SBB08377369GA | PAVILION PACU | Pavilion |  |  | 11/03/2008 |  | 11/3/15 |  |  | NO | YES |  |  |  |  | GE MEDICAL SYSTEMS 10346406 SBB08377369GA |  |  | Active |  | 99:99:99:99:99:99 |  | Equipment | PAAR:00-PVAR | 11/02/2019 |  | COOPER UNIVERSITY HOSPITAL |  |  | PAVILION-3 BED 4 | WOT00000000534018 | FRANK OBRIEN | Disposition | Closed | Richard Jolly | 02/08/2018 | 05/15/2019 | Bulk Disposition CNL
|  | GE HEALTHCARE | TRAM 451N | MODULE, MULTI-PARAMETER | SBB08367334GA | PAVILION PACU | Kelemen |  |  | 11/02/2019 |  | 11/2/26 |  |  | NO | YES |  |  |  |  | GE MEDICAL SYSTEMS 30142854 SBB08367334GA |  |  | Active |  | 99:99:99:99:99:99 |  | Equipment | PAAR:00-PVAR | 11/02/2019 | 11/02/2019 | COOPER UNIVERSITY HOSPITAL |  |  | PAVILION-3RD RM 14 | WOT00000000502948 | FRANK OBRIEN | Repair | Closed | Richard Jolly | 11/02/2019 | 11/02/2019 | BP cuff - wont inflate | the BP keep over pumping needs a new motor replaced pump | EXP0155755 | Parts | 11/02/2019 | 11/02/2019 | Richard Jolly
|  | GE HEALTHCARE | TRAM 451N | MODULE, MULTI-PARAMETER | SBB06513532GA | TSDU - KELEMEN S7 | Pavilion |  |  | 04/30/2007 |  | 4/30/14 |  |  | NO | YES |  |  |  |  | GE MEDICAL SYSTEMS 10345220 SBB06513532GA |  |  | Active |  | 99:99:99:99:99:99 |  | Equipment | PAAR:00-PVAR | 11/02/2019 |  | COOPER UNIVERSITY HOSPITAL |  |  | BED 9 | WOT00000000533969 | JEN VANDER HORN | Disposition | Closed | Richard Jolly | 02/08/2018 | 05/15/2019 | Bulk Disposition CNL
|  | SCHILLER AMERICA, INC. | PB-1000 | MODULE, MULTI-PARAMETER |  | CARDIAC CATH LAB | Kelemen |  |  | 10/16/2019 |  | 10/16/26 |  |  | NO | YES |  |  |  |  | SCHILLER AMERICA, INC. 11208374 765.05672 |  |  | Disposition |  |  |  | Equipment | PAAR:00-PVAR | 10/16/2019 | 10/16/2019 | COOPER UNIVERSITY HOSPITAL |  |  | Disposition | WOT00000002387448 | LINDA BEAN | Performance Verification | Closed | Zhan Kiselev | 10/16/2019 | 10/16/2019 | Performance Verification for SCHILLER AMERICA, INC. 11208374 765.05672 | Initial Install of Performance Verification. Device is ready for patient use. |  |  | 10/16/2019 | 10/16/2019
|  | SCHILLER AMERICA, INC. | PB-1000 | MODULE, MULTI-PARAMETER |  | CARDIAC CATH LAB | Kelemen |  |  | 10/16/2019 |  | 10/16/26 |  |  | NO | YES |  |  |  |  | SCHILLER AMERICA, INC. 11208373 769.06193 |  |  | Disposition |  |  |  | Equipment | PAAR:00-PVAR | 10/16/2019 | 10/16/2019 | COOPER UNIVERSITY HOSPITAL |  |  | Disposition | WOT00000002387122 | LINDA BEAN | Performance Verification | Closed | Zhan Kiselev | 10/16/2019 | 10/16/2019 | Performance Verification for SCHILLER AMERICA, INC. 1120837 769.06193 | Initial Install of Performance Verification. Device is ready for patient use. |  |  | 10/16/2019 | 10/16/2019
|  | SCHILLER AMERICA, INC. | PB-1000 | MODULE, MULTI-PARAMETER |  | CARDIAC CATH LAB | Kelemen |  |  | 10/31/2019 |  | 10/31/26 |  |  | NO | YES |  |  |  |  | SCHILLER AMERICA, INC. 30225179 765.05498 |  |  | Active |  |  |  | Equipment | PAAR:00-PVAR | 10/31/2019 | 10/31/2019 | COOPER UNIVERSITY HOSPITAL |  |  | Biomed | WOT00000002736624 | LINDA BEAN | Performance Verification | Closed | Stephen Zubrzycki | 10/31/2019 | 10/31/2019 | Performance Verification for SCHILLER AMERICA, INC. 30225179 765.05498 | Initial Install of Performance Verification. Device is ready for patient use. |  |  | 10/31/2019 | 10/31/2019
|  | SCHILLER AMERICA, INC. | PB-1000 | MODULE, MULTI-PARAMETER |  | CARDIAC CATH LAB | Kelemen |  |  | 10/31/2019 |  | 10/31/26 |  |  | NO | YES |  |  |  |  | SCHILLER AMERICA, INC. 30225156 765.04697 |  |  | Active |  |  |  | Equipment | PAAR:00-PVAR | 10/31/2019 | 10/31/2019 | COOPER UNIVERSITY HOSPITAL |  |  | SD8 | WOT00000001962477 | LINDA BEAN | Performance Verification | Closed | Stephen Zubrzycki | 10/31/2019 | 10/31/2019 | Performance Verification for SCHILLER AMERICA, INC. 30225156 765.04697 | Initial Install of Performance Verification. Device is ready for patient use. |  |  | 10/31/2019 | 10/31/2019
|  | SCHILLER AMERICA, INC. | PB-1000 | MODULE, MULTI-PARAMETER |  | CARDIAC CATH LAB | Kelemen |  |  | 10/31/2019 |  | 10/31/26 |  |  | NO | YES |  |  |  |  | SCHILLER AMERICA, INC. 30225157 769.06236 |  |  | Active |  |  |  | Equipment | PAAR:00-PVAR | 10/31/2019 | 10/31/2019 | COOPER UNIVERSITY HOSPITAL |  |  | CCL - Lab 1 | WOT00000001962511 | LINDA BEAN | Performance Verification | Closed | Stephen Zubrzycki | 10/31/2019 | 10/31/2019 | CEID Record Completion for SCHILLER AMERICA, INC. 30225157 769.06236 | Inventoried unit. | EXP2022938 | Labor | 10/31/2019 | 10/31/2019 | Stephen Zubrzycki
|  | SCHILLER AMERICA, INC. | PB-1000 | MODULE, MULTI-PARAMETER |  | CARDIAC CATH LAB | Kelemen |  |  | 10/16/2019 |  | 10/16/26 |  |  | NO | YES |  |  |  |  | SCHILLER AMERICA, INC. 30225116 765.05894 |  |  | Disposition |  | 99:99:99:99:99:99 |  | Equipment | PAAR:00-PVAR | 10/16/2019 | 10/16/2019 | COOPER UNIVERSITY HOSPITAL |  |  | Disposition | WOT00000000952423 | LINDA BEAN | Performance Verification | Closed | Stephen Zubrzycki | 10/16/2019 | 10/16/2019 | Performance Verification for SCHILLER AMERICA, INC. 30225116 765.05894 | Initial Install of Performance Verification. Device is ready for patient use. |  |  | 10/16/2019 | 10/16/2019
|  | SCHILLER AMERICA, INC. | PB-1000 | MODULE, MULTI-PARAMETER |  | CARDIAC CATH LAB | Kelemen |  |  | 10/31/2019 |  | 10/31/26 |  |  | NO | YES |  |  |  |  | SCHILLER AMERICA, INC. 30225115 765.01705 |  |  | Active |  | 99:99:99:99:99:99 |  | Equipment | PAAR:00-PVAR | 10/31/2019 | 10/31/2019 | COOPER UNIVERSITY HOSPITAL |  |  | CCL - Lab 2 | WOT00000000943382 | LINDA BEAN | Performance Verification | Closed | Stephen Zubrzycki | 10/31/2019 | 10/31/2019 | Performance Verification for SCHILLER AMERICA, INC. 30225115 765.01705 | Initial Install of Performance Verification. Device is ready for patient use. |  |  | 10/31/2019 | 10/31/2019
|  | GE HEALTHCARE | E-NMT | MODULE, NEUROMUSCULAR TRANSMISSION |  |  | Pavilion | [7 empty] | NO | YES
|  | GE HEALTHCARE | E-NMT | MODULE, NEUROMUSCULAR TRANSMISSION |  |  | Pavilion | [7 empty] | NO | YES
|  | GE HEALTHCARE | E-NMT | MODULE, NEUROMUSCULAR TRANSMISSION |  |  | Pavilion | [7 empty] | NO | YES
|  | GE HEALTHCARE | E-NMT | MODULE, NEUROMUSCULAR TRANSMISSION | SJC122000 | PEDIATRIC INTENSIVE CARE UNIT | Kelemen |  |  | 09/18/2017 |  | 9/18/24 |  |  | NO | YES |  |  |  |  | GE MEDICAL SYSTEMS 10732343 SJC122000 |  |  | Active |  | 99:99:99:99:99:99 |  | Equipment | PAAR:00-PVAR | 10/31/2019 |  | COOPER UNIVERSITY HOSPITAL |  |  |  | 0012418211 | Susan Cannon | Performance Verification | Closed | Josh Harris | 11/21/2017 | 11/21/2017 | INCOMING INVENTORY | DEVICE INVENTORIED | CED14AE2-B691-4219-8405-5C4AF1D0C77B | Labor | 11/21/2017 | 11/21/2017 | Josh Harris
|  | GE HEALTHCARE | E-NMT | MODULE, NEUROMUSCULAR TRANSMISSION |  |  | Kelemen | [7 empty] | YES | YES
|  | GE HEALTHCARE | E-NMT | MODULE, NEUROMUSCULAR TRANSMISSION |  | OPERATING ROOM - PAVILION | Pavilion |  |  | 11/05/2010 |  | 11/5/17 |  |  | NO | YES |  |  |  |  | DATEX OHMEDA 10367567 6700622 |  |  | Disposition |  | 99:99:99:99:99:99 |  | Equipment | PAAR:00-PVAR | 11/02/2019 |  | COOPER UNIVERSITY HOSPITAL |  |  | PAVILION OR PO5 | WOT00000000518309 | DOMINIC VENDETTA | Disposition | Closed | Salvatore Bombara | 02/08/2018 | 05/15/2019 | Bulk Disposition CNL | Unit has been retired | EXP2929355 | Labor | 05/15/2019 | 05/15/2019 | Salvatore Bombara
|  | GE HEALTHCARE | E-NMT | MODULE, NEUROMUSCULAR TRANSMISSION |  | ANESTHESIOLOGY | Pavilion |  |  | 02/23/2009 |  | 2/23/16 |  |  | NO | YES |  |  |  |  | DATEX OHMEDA 10367347 6397343 |  |  | Active |  | 99:99:99:99:99:99 |  | Equipment | PAAR:00-PVAR | 11/02/2019 |  | COOPER UNIVERSITY HOSPITAL |  |  | PAVILION OR 8 | WOT00000002200019 | GIACINTA ROUPAS | Disposition | Closed | Salvatore Bombara | 02/14/2019 | 05/15/2019 | Bulk Disposition CNL
|  | GE HEALTHCARE | E-NMT | MODULE, NEUROMUSCULAR TRANSMISSION |  | ANESTHESIOLOGY | Pavilion |  |  | 10/31/2019 |  | 10/31/26 |  |  | NO | YES |  |  |  |  | GE MEDICAL SYSTEMS 30294890 6894553 |  |  | Active |  | 99:99:99:99:99:99 |  | Equipment | PAAR:00-PVAR | 10/31/2019 | 10/31/2019 | COOPER UNIVERSITY HOSPITAL |  |  |  | 0012422188 | GIACINTA ROUPAS | Performance Verification | Closed | Salvatore Bombara | 10/31/2019 | 10/31/2019 | INCOMING INVENTORY | DEVICE INVENTORIED | 0058D276-564F-4146-AEF0-232DFB3F450C | Labor | 10/31/2019 | 10/31/2019 | Salvatore Bombara
|  | GE HEALTHCARE | E-NMT | MODULE, NEUROMUSCULAR TRANSMISSION |  | OPERATING ROOM - PAVILION | Kelemen |  |  | 02/04/2009 |  | 2/4/16 |  |  | NO | YES |  |  |  |  | DATEX OHMEDA 10348266 6397337 |  |  | Disposition |  | 99:99:99:99:99:99 |  | Equipment | PAAR:00-PVAR | 11/02/2019 |  | COOPER UNIVERSITY HOSPITAL |  |  | Room 1 | WOT00000000518176 | DOMINIC VENDETTA | Disposition | Closed | Salvatore Bombara | 02/08/2018 | 05/14/2019 | Bulk Disposition CNL | unit has been retired | EXP2920866 | Labor | 05/14/2019 | 05/14/2019 | Salvatore Bombara
|  | GE HEALTHCARE | E-NMT | MODULE, NEUROMUSCULAR TRANSMISSION |  | ANESTHESIOLOGY | Pavilion |  |  | 02/09/2009 |  | 2/9/16 |  |  | NO | YES |  |  |  |  | DATEX OHMEDA 10348267 6397334 |  |  | Disposition |  | 99:99:99:99:99:99 |  | Equipment | PAAR:00-PVAR | 11/02/2019 |  | COOPER UNIVERSITY HOSPITAL |  |  | pav or 1 | WOT00000000518175 | GIACINTA ROUPAS | Disposition | Closed | Salvatore Bombara | 02/08/2018 | 05/15/2019 | Bulk Disposition CNL | unit has been retired | EXP2920908 | Labor | 05/14/2019 | 05/14/2019 | Salvatore Bombara
|  | GE HEALTHCARE | E-NMT | MODULE, NEUROMUSCULAR TRANSMISSION |  | ANESTHESIOLOGY | Pavilion |  |  | 02/23/2009 |  | 2/23/16 |  |  | NO | YES |  |  |  |  | DATEX OHMEDA 10348268 6397345 |  |  | Disposition |  | 99:99:99:99:99:99 |  | Equipment | PAAR:00-PVAR | 11/02/2019 |  | COOPER UNIVERSITY HOSPITAL |  |  | kel or 3 | WOT00000000518177 | GIACINTA ROUPAS | Disposition | Closed | Salvatore Bombara | 02/08/2018 | 05/15/2019 | Bulk Disposition CNL | unit has been retired | EXP2920944 | Labor | 05/14/2019 | 05/14/2019 | Salvatore Bombara
|  | GE HEALTHCARE | E-NMT | MODULE, NEUROMUSCULAR TRANSMISSION |  | OPERATING ROOM - PAVILION | Pavilion |  |  | 02/09/2009 |  | 2/9/16 |  |  | NO | YES |  |  |  |  | DATEX OHMEDA 10348264 6397333 |  |  | Disposition |  | 99:99:99:99:99:99 |  | Equipment | PAAR:00-PVAR | 11/02/2019 |  | COOPER UNIVERSITY HOSPITAL |  |  | Room 10 | WOT00000000518174 | DOMINIC VENDETTA | Disposition | Closed | Salvatore Bombara | 02/08/2018 | 05/14/2019 | Bulk Disposition CNL | unit has been retired | EXP2920822 | Labor | 05/14/2019 | 05/14/2019 | Salvatore Bombara
|  | GE HEALTHCARE | E-NMT | MODULE, NEUROMUSCULAR TRANSMISSION | SJC14473608HA | VOORHEES SURGERY CENTER-OPERATING ROOM | 900 Centennial Blvd | Suite E |  | 06/19/2015 |  | 6/19/22 |  |  | NO | YES |  |  |  |  | GE MEDICAL SYSTEMS 10347730 SJC14473608HA |  |  | Active |  | 99:99:99:99:99:99 |  | Equipment | PAAR:00-PVAR | 10/31/2019 |  | COOPER AMBULATORY OFF-SITES |  |  |  |  | JENNIFER BOMBARO
|  | GE HEALTHCARE | E-NMT | MODULE, NEUROMUSCULAR TRANSMISSION | SJG15066648HA | VOORHEES SURGERY CENTER-OPERATING ROOM | 900 Centennial Blvd | Suite E |  | 06/19/2015 |  | 6/19/22 |  |  | NO | YES |  |  |  |  | GE MEDICAL SYSTEMS 10347738 SJG15066648HA |  |  | Active |  | 99:99:99:99:99:99 |  | Equipment | PAAR:00-PVAR | 10/31/2019 |  | COOPER AMBULATORY OFF-SITES |  |  |  |  | JENNIFER BOMBARO
|  | GE HEALTHCARE | E-NMT | MODULE, NEUROMUSCULAR TRANSMISSION | SJC15066862HA | VOORHEES SURGERY CENTER-OPERATING ROOM | 900 Centennial Blvd | Suite E |  | 10/31/2019 |  | 10/31/26 |  |  | NO | YES |  |  |  |  | GE MEDICAL SYSTEMS 30149588 SJC15066862HA |  |  | Active |  | 99:99:99:99:99:99 |  | Equipment | PAAR:00-PVAR | 10/31/2019 | 10/31/2019 | COOPER AMBULATORY OFF-SITES |  |  |  |  | JENNIFER BOMBARO |  |  |  | 10/31/2019 | 10/31/2019 |  |  |  |  | 10/31/2019 | 10/31/2019
|  | GE HEALTHCARE | E-NMT | MODULE, NEUROMUSCULAR TRANSMISSION |  | VOORHEES SURGERY CENTER-OPERATING ROOM | 900 Centennial Blvd | Suite E |  | 02/14/2013 |  | 2/14/20 |  |  | NO | YES |  |  |  |  | DATEX OHMEDA 10345433 6946444 |  |  | Active |  | 99:99:99:99:99:99 |  | Equipment | PAAR:00-PVAR | 11/02/2019 |  | COOPER AMBULATORY OFF-SITES |  |  | OR 4 |  | JENNIFER BOMBARO
|  | GE HEALTHCARE | N-FREC-00 | MODULE, PRINTER/CO2 |  | COOPER DIGESTIVE HEALTH-ENDOSCOPY | 501 Fellowship Rd |  |  | 11/01/2019 |  | 11/1/24 |  |  | NO | YES |  |  |  |  | DATEX OHMEDA 11200007 6349483 |  |  | Active |  | 99:99:99:99:99:99 |  | Equipment | PAAR:00-PVAR | 11/01/2019 | 11/01/2019 | COOPER AMBULATORY OFF-SITES |  |  | Suite 102 - Holding | 0011995435 | JEANNE GREER | Repair | Closed | Kirk Lis | 11/01/2019 | 11/01/2019 | MONITOR - WON'T TURN ON - DIGESTIVE HEALTH, SUITE 102, IN BACK | 8/3/2017 8:46:24 AM KALIS (KALIS 8/2/2017 12:00 AM) ANALYZED UNIT. RESEAT POWER PLUG IN BACK OF MONITOR. INFORMED TECH OF ISSUE PERFORMED OVP (KALIS 8/3/2017 12:00 AM) DOCUMENTATION | FAD1F51D-960B-4469-815E-6B8639864901 | Labor | 11/01/2019 | 11/01/2019 | Kirk Lis
|  | GE HEALTHCARE | N-FREC-00 | MODULE, PRINTER/CO2 |  | BRACHFIELD MEDICAL ASSOCIATES-MEDICINE | 218 Sunset Rd |  |  | 06/27/2008 |  | 6/27/13 |  |  | NO | YES |  |  |  |  | GE MEDICAL SYSTEMS 10367187 6386566 |  |  | Active |  | 99:99:99:99:99:99 |  | Equipment | PAAR:00-PVAR | 11/02/2019 |  | COOPER AMBULATORY OFF-SITES |  |  | ENDO - Holding |  | CATHY CRAWFORD
|  | GE HEALTHCARE | N-FREC-00 | MODULE, PRINTER/CO2 |  | BRACHFIELD MEDICAL ASSOCIATES-MEDICINE | 218 Sunset Rd |  |  | 06/27/2008 |  | 6/27/13 |  |  | NO | YES |  |  |  |  | GE MEDICAL SYSTEMS 10367183 6368123 |  |  | Active |  | 99:99:99:99:99:99 |  | Equipment | PAAR:00-PVAR | 11/02/2019 |  | COOPER AMBULATORY OFF-SITES |  |  | ENDO - Holding |  | CATHY CRAWFORD
|  | GE HEALTHCARE | N-FREC-00 | MODULE, PRINTER/CO2 |  | BRACHFIELD MEDICAL ASSOCIATES-MEDICINE | 218 Sunset Rd |  |  | 06/27/2008 |  | 6/27/13 |  |  | NO | YES |  |  |  |  | GE MEDICAL SYSTEMS 10367184 6374575 |  |  | Active |  | 99:99:99:99:99:99 |  | Equipment | PAAR:00-PVAR | 11/02/2019 |  | COOPER AMBULATORY OFF-SITES |  |  | ENDO - Holding |  | CATHY CRAWFORD
|  | GE HEALTHCARE | N-FREC-00 | MODULE, PRINTER/CO2 |  |  | 501 Fellowship Rd | [7 empty] | NO | YES
|  | GE HEALTHCARE | N-FREC-00 | MODULE, PRINTER/CO2 |  | COOPER DIGESTIVE HEALTH-ENDOSCOPY | 501 Fellowship Rd |  |  | 02/26/2008 |  | 2/26/13 |  |  | NO | YES |  |  |  |  | DATEX OHMEDA 10347142 6357332 |  |  | Active |  | 99:99:99:99:99:99 |  | Equipment | PAAR:00-PVAR | 11/02/2019 |  | COOPER AMBULATORY OFF-SITES |  |  | Suite 102 - Procedure Side | WOT00000001167040 | JEANNE GREER | Service Request | Closed | Kirk Lis | 07/13/2018 | 07/30/2018 | CO2 Module - Nurse anesthetist wants to test module | .:: Acknowledged ::. Technician: Kirk Lis Timestamp: 2018-07-13 09:10:58 REMOVED UNIT FROM PROCEDURE ROOM. TESTED AND COULD NOT DUPLICATE ISSUE | EXP1009152 | Labor | 07/13/2018 | 07/13/2018 | Kirk Lis
|  | GE HEALTHCARE | N-FREC-00 | MODULE, PRINTER/CO2 |  | COOPER DIGESTIVE HEALTH-ENDOSCOPY | 501 fellowship road |  |  | 02/28/2008 |  | 2/28/13 |  |  | NO | YES |  |  |  |  | DATEX OHMEDA 10347112 6357333 |  |  | Active |  | 99:99:99:99:99:99 |  | Equipment | PAAR:00-PVAR | 11/02/2019 |  | COOPER AMBULATORY OFF-SITES |  |  | Suite 102 - Procedure Side |  | JEANNE GREER
|  | GE HEALTHCARE | N-FREC-00 | MODULE, PRINTER/CO2 |  | COOPER DIGESTIVE HEALTH-ENDOSCOPY | 501 fellowship road |  |  | 02/26/2008 |  | 2/26/13 |  |  | NO | YES |  |  |  |  | DATEX OHMEDA 10347095 6354711 |  |  | Active |  | 99:99:99:99:99:99 |  | Equipment | PAAR:00-PVAR | 11/01/2019 |  | COOPER AMBULATORY OFF-SITES |  |  | Suite 102 - Procedure Side | 0012263332 | JEANNE GREER | Repair | Closed | Kirk Lis | 10/04/2017 | 10/05/2017 | MONITOR - NEEDS TO BE PUT ON A STAND - SUITE 102 - PROCEDURE SIDE/RM 3 | 10/5/2017 8:11:00 AM KALIS (KALIS 10/4/2017 12:00 AM) TRAVEL TIME 10/5/2017 8:14:20 AM KALIS (KALIS 10/4/2017 12:00 AM) MOVED MONITOR FROM STAND TO CART. CHECKED CONNECTIONS | 90E50A95-B4CB-435E-B42C-6C3C563AB7F2 | Labor | 10/04/2017 | 10/04/2017 | Kirk Lis
|  | GE HEALTHCARE | N-FREC-00 | MODULE, PRINTER/CO2 |  | COOPER DIGESTIVE HEALTH-ENDOSCOPY | 501 Fellowship Rd |  |  | 02/27/2008 |  | 2/27/13 |  |  | NO | YES |  |  |  |  | DATEX OHMEDA 10347081 6375184 |  |  | Active |  | 99:99:99:99:99:99 |  | Equipment | PAAR:00-PVAR | 11/02/2019 |  | COOPER AMBULATORY OFF-SITES |  |  | Suite 102 - Holding |  | JEANNE GREER
|  | GE HEALTHCARE | N-FREC-00 | MODULE, PRINTER/CO2 |  | COOPER DIGESTIVE HEALTH-ENDOSCOPY | 501 Fellowship Rd |  |  | 02/28/2008 |  | 2/28/13 |  |  | NO | YES |  |  |  |  | DATEX OHMEDA 10347064 6368124 |  |  | Active |  | 99:99:99:99:99:99 |  | Equipment | PAAR:00-PVAR | 11/02/2019 |  | COOPER AMBULATORY OFF-SITES |  |  | HOLDING AREA |  | JEANNE GREER
|  | GE HEALTHCARE | N-FREC-00 | MODULE, PRINTER/CO2 |  | COOPER DIGESTIVE HEALTH-ENDOSCOPY | 501 Fellowship Rd |  |  | 02/29/2008 |  | 3/1/13 |  |  | NO | YES |  |  |  |  | DATEX OHMEDA 10347057 6375183 |  |  | Active |  | 99:99:99:99:99:99 |  | Equipment | PAAR:00-PVAR | 11/02/2019 |  | COOPER AMBULATORY OFF-SITES |  |  | Suite 102 - Holding |  | JEANNE GREER
|  | GE HEALTHCARE | N-FREC-00 | MODULE, PRINTER/CO2 |  | COOPER DIGESTIVE HEALTH-ENDOSCOPY | 501 Fellowship Rd |  |  | 02/27/2008 |  | 2/27/13 |  |  | NO | YES |  |  |  |  | DATEX OHMEDA 10347053 6354709 |  |  | Active |  | 99:99:99:99:99:99 |  | Equipment | PAAR:00-PVAR | 11/02/2019 |  | COOPER AMBULATORY OFF-SITES |  |  | HOLDING AREA |  | JEANNE GREER
|  | GE HEALTHCARE | N-FREC-00 | MODULE, PRINTER/CO2 |  | COOPER DIGESTIVE HEALTH-ENDOSCOPY | 501 Fellowship Rd |  |  | 02/29/2008 |  | 3/1/13 |  |  | NO | YES |  |  |  |  | GE MEDICAL SYSTEMS 10347048 |  |  | Active |  | 99:99:99:99:99:99 |  | Equipment | PAAR:00-PVAR | 11/01/2019 |  | COOPER AMBULATORY OFF-SITES |  |  |  |  | JEANNE GREER
|  | GE HEALTHCARE | N-FREC-00 | MODULE, PRINTER/CO2 |  | COOPER DIGESTIVE HEALTH-ENDOSCOPY | 501 Fellowship Rd |  |  | 02/28/2008 |  | 2/28/13 |  |  | NO | YES |  |  |  |  | DATEX OHMEDA 10347050 6349477 |  |  | Active |  | 99:99:99:99:99:99 |  | Equipment | PAAR:00-PVAR | 11/01/2019 |  | COOPER AMBULATORY OFF-SITES |  |  | Suite 102 - Holding |  | JEANNE GREER
|  | GE HEALTHCARE | N-FREC-00 | MODULE, PRINTER/CO2 |  | COOPER DIGESTIVE HEALTH-ENDOSCOPY | 501 Fellowship Rd |  |  | 02/26/2008 |  | 2/26/13 |  |  | NO | YES |  |  |  |  | DATEX OHMEDA 10347044 6354712 |  |  | Active |  | 99:99:99:99:99:99 |  | Equipment | PAAR:00-PVAR | 11/02/2019 |  | COOPER AMBULATORY OFF-SITES |  |  | Suite 102 - Procedure Side |  | JEANNE GREER
|  | GE HEALTHCARE | N-FREC-00 | MODULE, PRINTER/CO2 |  | COOPER DIGESTIVE HEALTH-ENDOSCOPY | 501 Fellowship Rd |  |  | 02/27/2008 |  | 2/27/13 |  |  | NO | YES |  |  |  |  | DATEX OHMEDA 10347038 6375182 |  |  | Active |  | 99:99:99:99:99:99 |  | Equipment | PAAR:00-PVAR | 11/02/2019 |  | COOPER AMBULATORY OFF-SITES |  |  | HOLDING AREA |  | JEANNE GREER
|  | GE HEALTHCARE | N-FREC-00 | MODULE, PRINTER/CO2 |  | COOPER DIGESTIVE HEALTH-ENDOSCOPY | 501 Fellowship Rd |  |  | 02/29/2008 |  | 3/1/13 |  |  | NO | YES |  |  |  |  | DATEX OHMEDA 10347035 6368119 |  |  | Active |  | 99:99:99:99:99:99 |  | Equipment | PAAR:00-PVAR | 11/02/2019 |  | COOPER AMBULATORY OFF-SITES |  |  | Suite 102 - Holding |  | JEANNE GREER
|  | GE HEALTHCARE | N-FREC-00 | MODULE, PRINTER/CO2 |  | COOPER DIGESTIVE HEALTH-ENDOSCOPY | 501 Fellowship Rd |  |  | 02/27/2008 |  | 2/27/13 |  |  | NO | YES |  |  |  |  | DATEX OHMEDA 10347025 6349479 |  |  | Active |  | 99:99:99:99:99:99 |  | Equipment | PAAR:00-PVAR | 11/02/2019 |  | COOPER AMBULATORY OFF-SITES |  |  | Suite 102 - Holding |  | JEANNE GREER
|  | GE HEALTHCARE | N-FREC-00 | MODULE, PRINTER/CO2 |  | COOPER DIGESTIVE HEALTH-ENDOSCOPY | 501 Fellowship Rd |  |  | 02/29/2008 |  | 3/1/13 |  |  | NO | YES |  |  |  |  | DATEX OHMEDA 10347024 6368121 |  |  | Active |  | 99:99:99:99:99:99 |  | Equipment | PAAR:00-PVAR | 11/01/2019 |  | COOPER AMBULATORY OFF-SITES |  |  | Suite 102 - Holding |  | JEANNE GREER
|  | CARDIOQUIP | RM | MODULE, REFRIGERATION, PERFUSION |  |  | Pavilion |  |  | 10/31/2019 |  | 10/31/29 |  |  | NO | YES |  |  |  |  | CARDIOQUIP 11239427 12160986 |  |  | Active | [7 empty] | COOPER UNIVERSITY HOSPITAL |  |  | Perfussion | WOT00000002227694 |  | Performance Verification | Closed | Salvatore Bombara | 10/31/2019 | 10/31/2019 | Performance Verification for CARDIOQUIP 11239427 12160986 |  |  |  | 10/31/2019 | 10/31/2019
|  | CARDIOQUIP | RM | MODULE, REFRIGERATION, PERFUSION |  |  | Pavilion | [7 empty] | YES | YES
|  | DATEX OHMEDA | M-CAIO-02 | MODULE, RESPIRATORY GAS |  | ANESTHESIOLOGY | Kelemen |  |  | 03/10/2005 |  | 3/10/13 |  |  | NO | YES |  |  |  |  | DATEX OHMEDA 10369277 5154871 |  |  | Disposition |  | 99:99:99:99:99:99 |  | High Risk | 6M:00-MFG | 04/22/2019 | 04/01/2020 | COOPER UNIVERSITY HOSPITAL |  |  | Shop |  | GIACINTA ROUPAS
|  | DATEX OHMEDA | M-CAIO-02 | MODULE, RESPIRATORY GAS |  | ANESTHESIOLOGY | Kelemen |  |  | 01/01/1900 |  |  |  |  | NO | YES |  |  |  |  | DATEX OHMEDA 10368232 5162463 |  |  | Disposition |  | 99:99:99:99:99:99 |  | High Risk | 6M:00-MFG | 04/22/2019 | 04/01/2020 | COOPER UNIVERSITY HOSPITAL |  |  | Shop |  | GIACINTA ROUPAS
|  | DATEX OHMEDA | M-CAIO-02 | MODULE, RESPIRATORY GAS |  | ANESTHESIOLOGY | Kelemen |  |  | 10/29/2019 |  | 10/29/27 |  |  | NO | YES |  |  |  |  | DATEX OHMEDA 30143504 5197564 |  |  | Active |  | 99:99:99:99:99:99 |  | High Risk | 1Y:00-MFG 4Y:00-RPLC | 10/29/2019 | 10/29/2019 | COOPER UNIVERSITY HOSPITAL |  |  | Shop Spare |  | GIACINTA ROUPAS |  |  |  | 10/29/2019 | 10/29/2019 |  |  |  |  | 10/29/2019 | 10/29/2019
|  | DATEX OHMEDA | M-CAIO-02 | MODULE, RESPIRATORY GAS |  | ANESTHESIOLOGY | Kelemen |  |  | 11/01/2019 |  | 11/1/27 |  |  | NO | YES |  |  |  |  | DATEX OHMEDA 30143090 5207795 |  |  | Active |  | 99:99:99:99:99:99 |  | High Risk | 6M:00-MFG | 11/01/2019 | 11/01/2019 | COOPER UNIVERSITY HOSPITAL |  |  | CARD CATH LAB 2 |  | GIACINTA ROUPAS |  |  |  | 11/01/2019 | 11/01/2019 |  |  |  |  | 11/01/2019 | 11/01/2019
|  | DATEX OHMEDA | M-CAIO-02 | MODULE, RESPIRATORY GAS |  | ANESTHESIOLOGY | Kelemen |  |  | 04/22/2019 |  | 4/22/27 |  |  | NO | YES |  |  |  |  | DATEX OHMEDA 30142937 5158048 |  |  | Disposition |  | 99:99:99:99:99:99 |  | High Risk | 6M:00-MFG | 04/22/2019 | 04/22/2019 | COOPER UNIVERSITY HOSPITAL |  |  | shop |  | GIACINTA ROUPAS |  |  |  | 04/22/2019 | 04/22/2019 |  |  |  |  | 04/22/2019 | 04/22/2019
|  | DATEX OHMEDA | M-CAIO-02 | MODULE, RESPIRATORY GAS |  | ANESTHESIOLOGY | Kelemen |  |  | 04/22/2019 |  | 4/22/27 |  |  | NO | YES |  |  |  |  | DATEX OHMEDA 30142834 5158064 |  |  | Disposition |  | 99:99:99:99:99:99 |  | High Risk | 6M:00-MFG | 04/22/2019 | 04/22/2019 | COOPER UNIVERSITY HOSPITAL |  |  | shop |  | GIACINTA ROUPAS |  |  |  | 04/22/2019 | 04/22/2019 |  |  |  |  | 04/22/2019 | 04/22/2019
|  | GE HEALTHCARE | E-CAIO-00 | MODULE, RESPIRATORY GAS |  | ANESTHESIOLOGY | Pavilion |  |  | 01/01/1900 |  |  |  |  | NO | YES |  |  |  |  | DATEX OHMEDA 10732483 6332806 |  |  | Active |  | 99:99:99:99:99:99 |  | High Risk | 1Y:00-MFG 4Y:00-RPLC | 11/01/2019 | 11/01/2020 | COOPER UNIVERSITY HOSPITAL |  |  | Anes work room | 0011899751 | GIACINTA ROUPAS | Repair | Closed | Salvatore Bombara | 07/14/2017 | 07/28/2017 | GAS MONITOR - NOT SHOWING UP ON MONITOR, HAS TO KEEP RESETTING TO READ - ANESTHESIA WORKRM 318 | 7/17/2017 3:08:45 PM SXBOMBARA (SXBOMBARA 7/17/2017 12:00 AM) RETRIEVED UNIT. TESTED AND CONFIRMED UNIT HAS A GAS SAMPLE LINE ERROR AND A WATER TRAP ERROR. AFTER CALLING AROUND FOR PRICING, SET UP UNIT FOR FLAT RATE REPAIR A GE. RMA# 1-212749282145. 7/18/2017 12:11:55 PM SXBOMBARA (SXBOMBARA 7/18/2017 12:00 AM) PACKED UP AND SHIPPED OUT UNIT FOR REPAIR. 7/28/2017 11:16:52 AM SXBOMBARA (SXBOMBARA 7/28/2017 12:00 AM) RETURNED FROM REPAIR. TESTED AND PASSED FULL FUNCTIONAL CHECK. RETURNED TO SERVICE. SEE ATTACHMENT. | F7941E2E-5F96-43C4-B62B-B0D449B958B6 | VS | 01/01/1900 | 01/01/1900 | Salvatore Bombara
|  | GE HEALTHCARE | E-CAIO-00 | MODULE, RESPIRATORY GAS |  |  | Dorrance | [7 empty] | NO | YES
|  | GE HEALTHCARE | E-CAIO-00 | MODULE, RESPIRATORY GAS |  | ANESTHESIOLOGY | Pavilion |  |  | 02/23/2009 |  | 2/23/17 |  |  | NO | YES |  |  |  |  | DATEX OHMEDA 10369324 6398752 |  |  | Active |  | 99:99:99:99:99:99 |  | High Risk | 1Y:00-MFG 4Y:00-RPLC | 11/01/2019 | 11/01/2020 | COOPER UNIVERSITY HOSPITAL |  |  | OR PAVILION- P6 | 0012352272 | GIACINTA ROUPAS | Preventative Maintenance | Closed | Salvatore Bombara | 11/01/2017 | 11/21/2017 | Performance Assurance: 00-MFG | 11/21/2017 2:12:16 PM SXBOMBARA (SXBOMBARA 11/18/2017 12:00 AM) TESTED AND PASSED FUNCTIONAL CHECK. CALIBRATED AND PERFORMED GAS TEST. ADJUSTED CO2- 5%, O2- 54.5%, N2O-36%, DESFLURANE-2%. 11/21/2017 2:12 PM SXBOMBARA | 82D708CE-B12D-44D8-894B-9B150B4F2018 | Labor | 11/18/2017 | 11/18/2017 | Salvatore Bombara
|  | GE HEALTHCARE | E-CAIO-00 | MODULE, RESPIRATORY GAS |  | ANESTHESIOLOGY | Pavilion |  |  | 02/23/2009 |  | 2/23/17 |  |  | NO | YES |  |  |  |  | DATEX OHMEDA 10369301 6420378 |  |  | Active |  | 99:99:99:99:99:99 |  | High Risk | 1Y:00-MFG 4Y:00-RPLC | 11/01/2019 | 11/01/2020 | COOPER UNIVERSITY HOSPITAL |  |  | Anes Work Room | 0012352274 | GIACINTA ROUPAS | Preventative Maintenance | Closed | Salvatore Bombara | 11/01/2017 | 11/14/2017 | Performance Assurance: 00-MFG | 11/14/2017 2:59:21 PM SXBOMBARA (SXBOMBARA 11/13/2017 12:00 AM) TESTED AND PASSED FUNCTIONAL CHECK. CALIBRATED AND PERFORMED GAS TEST. ADJUSTED CO2- 5%, O2- 54.5%, N2O-36%, DESFLURANE-2%. 11/14/2017 2:59 PM SXBOMBARA | CA2489E0-643B-4472-B6A6-416CA0C1B394 | Labor | 11/13/2017 | 11/13/2017 | Salvatore Bombara
|  | GE HEALTHCARE | E-CAIO-00 | MODULE, RESPIRATORY GAS |  |  | Kelemen | [7 empty] | YES | YES
|  | GE HEALTHCARE | E-CAIO-00 | MODULE, RESPIRATORY GAS |  | OPERATING ROOM - PAVILION | Pavilion |  |  | 02/04/2009 |  | 2/4/17 |  |  | NO | YES |  |  |  |  | GE MEDICAL SYSTEMS 10367557 6414611 |  |  | Active |  | 99:99:99:99:99:99 |  | High Risk | 1Y:00-MFG 4Y:00-RPLC | 11/01/2019 | 11/01/2020 | COOPER UNIVERSITY HOSPITAL |  |  | PAVILION OR 3 | 0011348711 | DOMINIC VENDETTA | Preventative Maintenance | Closed | Salvatore Bombara | 03/15/2017 | 03/15/2017 | PA | 3/15/2017 2:51:13 PM SXBOMBARA (SXBOMBARA 3/14/2017 12:00 AM) TESTED AND PASSED FUNCTIONAL CHECK. CALIBRATED AND PERFORMED GAS TEST. ADJUSTED CO2- 5%, O2- 54.5%, N2O-36%, DESFLURANE-2%. 3/15/2017 2:51 PM SXBOMBARA | B5FBD6BF-0479-463B-8CFA-087E69DE7159 | Labor | 03/14/2017 | 03/14/2017 | Salvatore Bombara
|  | GE HEALTHCARE | E-CAIO-00 | MODULE, RESPIRATORY GAS |  | ANESTHESIOLOGY | Dorrance |  |  | 02/23/2009 |  | 2/23/17 |  |  | NO | YES |  |  |  |  | DATEX OHMEDA 10367350 6420359 |  |  | Active |  | 99:99:99:99:99:99 |  | High Risk | 1Y:00-MFG 4Y:00-RPLC | 10/28/2019 | 10/01/2020 | COOPER UNIVERSITY HOSPITAL |  |  | L & D 2 | 0011899738 | GIACINTA ROUPAS | Repair | Closed | Salvatore Bombara | 07/14/2017 | 07/14/2017 | GAS MONITOR - NOT SHOWING UP ON MONITOR, HAS TO KEEP RESETTING TO READ - ANESTHESIA WORKRM 318 | 7/14/2017 2:10:34 PM SXBOMBARA (SXBOMBARA 7/14/2017 12:00 AM) TESTED AND PASSED FUNCTIONAL CHECK. CALIBRATED UNIT. RETURNED TO SERVICE. | 98293426-F303-4C54-A9C4-90874CBC6AB3 | Labor | 07/14/2017 | 07/14/2017 | Salvatore Bombara
|  | GE HEALTHCARE | E-CAIO-00 | MODULE, RESPIRATORY GAS |  | ANESTHESIOLOGY | Kelemen |  |  | 11/01/2019 |  | 11/1/27 |  |  | NO | YES |  |  |  |  | DATEX OHMEDA 30294886 6420375 |  |  | Active |  | 99:99:99:99:99:99 |  | High Risk | 1Y:00-MFG 4Y:00-RPLC | 11/01/2019 | 11/01/2019 | COOPER UNIVERSITY HOSPITAL |  |  | CATH LAB 1 |  | GIACINTA ROUPAS |  |  |  | 11/01/2019 | 11/01/2019 |  |  |  |  | 11/01/2019 | 11/01/2019
|  | GE HEALTHCARE | E-CAIO-00 | MODULE, RESPIRATORY GAS |  | ANESTHESIOLOGY | Kelemen |  |  | 11/01/2019 |  | 11/1/27 |  |  | NO | YES |  |  |  |  | DATEX OHMEDA 30294885 6410347 |  |  | Active |  | 99:99:99:99:99:99 |  | High Risk | 1Y:00-MFG 4Y:00-RPLC | 11/01/2019 | 11/01/2019 | COOPER UNIVERSITY HOSPITAL |  |  | Pav OR 7 |  | GIACINTA ROUPAS |  |  |  | 11/01/2019 | 11/01/2019 |  |  |  |  | 11/01/2019 | 11/01/2019
|  | GE HEALTHCARE | E-CAIO-00 | MODULE, RESPIRATORY GAS |  | ANESTHESIOLOGY | Pavilion |  |  | 06/30/2015 |  | 6/30/23 |  |  | NO | YES |  |  |  |  | DATEX OHMEDA 10366497 641463300 |  |  | Active |  | 99:99:99:99:99:99 |  | High Risk | 1Y:00-MFG 4Y:00-RPLC | 11/01/2019 | 11/01/2020 | COOPER UNIVERSITY HOSPITAL |  |  | Pav OR 4 |  | GIACINTA ROUPAS
|  | GE HEALTHCARE | E-CAIO-00 | MODULE, RESPIRATORY GAS |  | VOORHEES SURGERY CENTER-OPERATING ROOM | 900 Centennial Blvd | Suite E |  | 06/24/2011 |  | 6/24/19 |  |  | NO | YES |  |  |  |  | DATEX OHMEDA 10347235 6746495 |  |  | Active |  |  |  | High Risk | 6M:00-MFG | 10/30/2019 | 04/01/2020 | COOPER AMBULATORY OFF-SITES |  |  | Spare unit E 117 | 0012352247 | JENNIFER BOMBARO | Preventative Maintenance | Closed | Salvatore Bombara | 11/01/2017 | 01/25/2018 | Performance Assurance: 00-MFG | 11/14/2017 2:50:34 PM SXBOMBARA (SXBOMBARA 11/14/2017 12:00 AM) SEARCHED FOR UNIT AND UNABLE TO LOCATE. SUPERVISORS HAVE BEEN CONTACTED TO ASSIST IN LOCATION. 11/27/2017 8:07:47 AM SXBOMBARA (SXBOMBARA 11/27/2017 12:00 AM) SEARCHED FOR THIS UNIT ALL MONTH, UNABLE TO LOCATE. 12/27/2017 8:37:14 AM SXBOMBARA (SXBOMBARA 12/27/2017 12:00 AM) SEARCHED FOR THIS UNIT ALL MONTH WITH NO SUCCESS. 2ND MONTH 1/25/2018 11:11:38 AM SXBOMBARA (SXBOMBARA 1/25/2018 12:00 AM) SEARCHED FOR UNIT ALL MONTH. UNABLE TO LOCATE. RETIRE UNIT 1/25/2018 11:11 AM SXBOMBARA This device has been removed from an active status with the RSQ Database, and physically removed from the facility. Device retired on 1/25/2018; Authorized By: VSC; Nature of Retirement: COULD NOT LOCATE; Days In Service: 966 | DAE47A03-82FE-4FF8-BE22-C3B15182CFF0 | Labor | 01/25/2018 | 01/25/2018 | Salvatore Bombara
|  | GE HEALTHCARE | E-CAIO-00 | MODULE, RESPIRATORY GAS |  | VOORHEES SURGERY CENTER-OPERATING ROOM | Kelemen |  |  | 06/24/2011 |  | 6/24/19 |  |  | NO | YES |  |  |  |  | DATEX OHMEDA 10347226 6748851 |  |  | Active |  | 99:99:99:99:99:99 |  | High Risk | 6M:00-MFG | 09/26/2019 | 03/01/2020 | COOPER AMBULATORY OFF-SITES |  |  | ROOM E121 spare |  | JENNIFER BOMBARO
|  | GE HEALTHCARE | E-CAIO-00 | MODULE, RESPIRATORY GAS |  | ANESTHESIOLOGY | Pavilion |  |  | 11/01/2019 |  | 11/1/27 |  |  | NO | YES |  |  |  |  | GE MEDICAL SYSTEMS 30144060 6943638 |  |  | Active |  | 99:99:99:99:99:99 |  | High Risk | 1Y:00-MFG 4Y:00-RPLC | 11/01/2019 | 11/01/2019 | COOPER UNIVERSITY HOSPITAL |  |  | pav or 1 | 0011369762 | GIACINTA ROUPAS | Preventative Maintenance | Closed | Salvatore Bombara | 11/01/2019 | 11/01/2019 | PA | 3/23/2017 9:03:11 AM SXBOMBARA (SXBOMBARA 3/21/2017 12:00 AM) TESTED AND PASSED FUNCTIONAL CHECK. CALIBRATED AND PERFORMED GAS TEST. ADJUSTED CO2- 5%, O2- 54.5%, N2O-36%, DESFLURANE-2%. 3/23/2017 9:03 AM SXBOMBARA | 1B95751D-B06A-4C1C-9245-590EDE95539D | Labor | 11/01/2019 | 11/01/2019 | Salvatore Bombara
|  | GE HEALTHCARE | E-CAIO-00 | MODULE, RESPIRATORY GAS |  | ANESTHESIOLOGY | Pavilion |  |  | 11/01/2019 |  | 11/1/27 |  |  | NO | YES |  |  |  |  | GE MEDICAL SYSTEMS 30143412 6423883 |  |  | Active |  | 99:99:99:99:99:99 |  | High Risk | 1Y:00-MFG 4Y:00-RPLC | 11/01/2019 | 11/01/2019 | COOPER UNIVERSITY HOSPITAL |  |  | Pav OR P 7 | 0012418587 | GIACINTA ROUPAS | Performance Verification | Closed | Bonnie Aichroth | 11/01/2019 | 11/01/2019 | INCOMING INVENTORY | DEVICE INVENTORIED | 69A6BD73-77D9-4C82-81D8-3328C32EAD0B | Labor | 11/01/2019 | 11/01/2019 | Bonnie Aichroth
|  | GE HEALTHCARE | E-CAIO-00 | MODULE, RESPIRATORY GAS |  | ANESTHESIOLOGY | Kelemen |  |  | 11/01/2019 |  | 11/1/27 |  |  | NO | YES |  |  |  |  | DATEX OHMEDA 30143083 6835106 |  |  | Active |  | 99:99:99:99:99:99 |  | High Risk | 1Y:00-MFG 4Y:00-RPLC | 11/01/2019 | 11/01/2019 | COOPER UNIVERSITY HOSPITAL |  |  | Pav OR 8 |  | GIACINTA ROUPAS |  |  |  | 11/01/2019 | 11/01/2019 |  |  |  |  | 11/01/2019 | 11/01/2019
|  | GE HEALTHCARE | E-CAIO-00 | MODULE, RESPIRATORY GAS |  | VOORHEES SURGERY CENTER-OPERATING ROOM | 900 Centennial Blvd | Suite E |  | 02/14/2013 |  | 2/14/21 |  |  | NO | YES |  |  |  |  | DATEX OHMEDA 10345434 6934795 |  |  | Active |  | 99:99:99:99:99:99 |  | High Risk | 6M:00-MFG | 09/25/2019 | 03/01/2020 | COOPER AMBULATORY OFF-SITES |  |  | OR 4 |  | JENNIFER BOMBARO
|  | GE HEALTHCARE | E-MASIMO-00 | MODULE, SPO2 |  | INTENSIVE CARE NURSERY | Dorrance |  |  | 10/31/2019 |  | 10/31/26 |  |  | NO | YES |  |  |  |  | GE MEDICAL SYSTEMS 11222162 8301581 |  |  | Active |  | 99:99:99:99:99:99 |  | Alarm | PAAR:00-PVAR | 10/31/2019 | 10/31/2019 | COOPER UNIVERSITY HOSPITAL |  |  |  | WOT00000001619452 | JOANNE FOX | Performance Verification | Closed | Richard Jolly | 10/31/2019 | 10/31/2019 | Performance Verification for GE MEDICAL SYSTEMS 11222162 8301581 | Initial Install of Performance Verification. Device is ready for patient use. |  |  | 10/31/2019 | 10/31/2019
|  | GE HEALTHCARE | E-MASIMO-00 | MODULE, SPO2 |  | INTENSIVE CARE NURSERY | Dorrance |  |  | 10/31/2019 |  | 10/31/26 |  |  | NO | YES |  |  |  |  | GE MEDICAL SYSTEMS 11222160 8301593 |  |  | Active |  | 99:99:99:99:99:99 |  | Alarm | PAAR:00-PVAR | 10/31/2019 | 10/31/2019 | COOPER UNIVERSITY HOSPITAL |  |  |  | WOT00000001619415 | JOANNE FOX | Performance Verification | Closed | Richard Jolly | 10/31/2019 | 10/31/2019 | Performance Verification for GE MEDICAL SYSTEMS 11222160 8301593 | Initial Install of Performance Verification. Device is ready for patient use. |  |  | 10/31/2019 | 10/31/2019
|  | GE HEALTHCARE | E-MASIMO-00 | MODULE, SPO2 |  | ANESTHESIOLOGY | Pavilion | [7 empty] | YES | YES
|  | GE HEALTHCARE | E-MASIMO-00 | MODULE, SPO2 |  |  | Pavilion | [7 empty] | YES | YES
|  | GE HEALTHCARE | E-MASIMO-00 | MODULE, SPO2 |  |  | Pavilion | [7 empty] | YES | YES
|  | GE HEALTHCARE | E-MASIMO-00 | MODULE, SPO2 |  |  | Pavilion | [7 empty] | YES | YES
|  | GE HEALTHCARE | E-MASIMO-00 | MODULE, SPO2 |  |  | Pavilion | [7 empty] | YES | YES
|  | GE HEALTHCARE | E-MASIMO-00 | MODULE, SPO2 |  |  | Pavilion | [7 empty] | YES | YES
|  | GE HEALTHCARE | E-MASIMO-00 | MODULE, SPO2 |  |  | Pavilion | [7 empty] | YES | YES
|  | GE HEALTHCARE | E-MASIMO-00 | MODULE, SPO2 |  |  | Pavilion | [7 empty] | YES | YES
|  | GE HEALTHCARE | E-MASIMO-00 | MODULE, SPO2 |  |  | Pavilion | [7 empty] | YES | YES
|  | GE HEALTHCARE | E-MASIMO-00 | MODULE, SPO2 |  |  | Pavilion | [7 empty] | YES | YES
|  | GE HEALTHCARE | E-NSATX-00 | MODULE, SPO2 |  | ANESTHESIOLOGY | Kelemen |  |  | 10/16/2019 |  | 10/16/26 |  |  | NO | YES |  |  |  |  | GE MEDICAL SYSTEMS 16812 6400592 |  |  | Disposition |  |  |  | Alarm | PAAR:00-PVAR | 10/16/2019 | 10/16/2019 | COOPER UNIVERSITY HOSPITAL |  |  | PAVILION 3 |  | GIACINTA ROUPAS |  |  |  | 10/16/2019 | 10/16/2019 |  |  |  |  | 10/16/2019 | 10/16/2019
|  | GE HEALTHCARE | E-NSATX-00 | MODULE, SPO2 |  | VOORHEES SURGERY CENTER-OPERATING ROOM | 900 Centennial Blvd | Suite E |  | 02/20/2008 |  | 2/20/15 |  |  | NO | YES |  |  |  |  | DATEX OHMEDA 10346031 6351812 |  |  | Active |  | 99:99:99:99:99:99 |  | Alarm | PAAR:00-PVAR | 11/01/2019 |  | COOPER AMBULATORY OFF-SITES |  |  | OR 2 |  | JENNIFER BOMBARO
|  | MICROPACE | STIMLAB MP3168 | MONITOR | 12-243 | CARDIAC CATH LAB | Kelemen |  |  | 08/26/2019 |  | 8/26/29 |  | SYSTEM COMPONENT | NO | YES |  |  |  |  | MICROPACE 30225173 12-243 |  |  | Active |  |  |  | High Risk | 1Y:00-MFG | 08/26/2019 | 08/26/2019 | COOPER UNIVERSITY HOSPITAL |  |  | CCL - K432 Storage | WOT00000002859532 | LINDA BEAN | Performance Verification | Closed | Stephen Zubrzycki | 08/26/2019 | 08/26/2019 | Performance Verification for UNMATCHED 30225173 12-243 | Initial Install of Performance Verification. Device is ready for patient use. |  |  | 08/26/2019 | 08/26/2019
|  | SONY | AC-110MD | MONITOR, ADAPTOR |  | OR - KELEMEN 3 | Pavilion |  |  | 01/01/1900 |  |  |  |  | NO | YES |  |  |  |  | SONY 10367618 3403188 |  |  | Active |  | 99:99:99:99:99:99 |  | Equipment | PAAR:00-PVAR | 11/02/2019 |  | COOPER UNIVERSITY HOSPITAL |  |  | pav or 7 | WOT00000002200325 | DOMINIC VENDETTA | Disposition | Closed | Salvatore Bombara | 02/14/2019 | 05/16/2019 | Bulk Disposition CNL
|  | AEROCRINE INC. USA | NIOX VERO 121000 | MONITOR, AIRWAY INFLAMMATION |  |  | 900 Centennial Blvd | Suite K | [6 empty] | YES | YES
|  | EDENTEC CORPORATION | 2000W | MONITOR, APNEA |  | SIDS | Dorrance | BASEMENT |  | 06/10/2015 |  | 6/10/22 |  |  | NO | YES |  |  |  |  | EDENTEC CORPORATION 10649943 7685 |  |  | Disposition |  | 99:99:99:99:99:99 |  | Alarm | 1Y:00-MFG | 01/29/2019 | 01/01/2020 | COOPER UNIVERSITY HOSPITAL |  |  |  | 0011491205 | TOM NEARNY | Performance Verification | Closed | Bonnie Aichroth | 04/18/2017 | 04/18/2017 | INCOMING INVENTORY | DEVICE INVENTORIED | 782D6820-91CB-494B-83CE-907A9C2317E3 | Labor | 04/18/2017 | 04/18/2017 | Bonnie Aichroth
|  | EDENTEC CORPORATION | EDENTRACE 2 PLUS | MONITOR, APNEA |  | SIDS | Dorrance | BASEMENT |  | 01/01/1900 |  |  |  |  | NO | YES |  |  |  |  | EDENTEC CORPORATION 10649944 10327 |  |  | Active |  | 99:99:99:99:99:99 |  | Alarm | 1Y:00-MFG | 01/28/2019 | 01/01/2020 | COOPER UNIVERSITY HOSPITAL |  |  | BASEMENT DORRANCE | 0011491194 | TOM NEARNY | Preventative Maintenance | Closed | Kirk Lis | 04/18/2017 | 04/18/2017 | Performance Assurance: 00-MFG | 4/18/2017 7:49:38 AM BGAICHROTH PUT BACK IN SERVICE JANUARY 9, 2017 | E7EDB2E1-97E3-4165-BDF3-54615A845AC5 | Labor | 04/18/2017 | 04/18/2017 | Bonnie Aichroth
|  | EDENTEC CORPORATION | EDENTRACE 2 PLUS | MONITOR, APNEA |  | SIDS | Dorrance | BASEMENT |  | 01/01/1900 |  |  |  |  | NO | YES |  |  |  |  | EDENTEC CORPORATION 10649942 10102 |  |  | Active |  | 99:99:99:99:99:99 |  | Alarm | 1Y:00-MFG | 01/28/2019 | 01/01/2020 | COOPER UNIVERSITY HOSPITAL |  |  | BSEMENT DORRANCE | 0011491195 | TOM NEARNY | Preventative Maintenance | Closed | Kirk Lis | 04/18/2017 | 04/18/2017 | Performance Assurance: 00-MFG | 4/18/2017 7:51:05 AM BGAICHROTH FOUND JANUARY 6, 2017 | 0CEE759C-3DAC-4678-889D-5E68AC68A153 | Labor | 04/18/2017 | 04/18/2017 | Bonnie Aichroth
|  | RESPIRONICS | SMARTMONITOR 2PS | MONITOR, APNEA |  | SIDS | Dorrance | BASEMENT |  | 09/19/2012 |  | 9/19/19 |  |  | NO | YES |  |  |  |  | RESPIRONICS 10480230 10005150 |  |  | Active |  | 99:99:99:99:99:99 |  | Alarm | 1Y:00-MFG | 01/28/2019 | 01/01/2020 | COOPER UNIVERSITY HOSPITAL |  |  | BASEMENT DORRANCE |  | TOM NEARNY
|  | GE HEALTHCARE | DK19T USE1921A | MONITOR, AUXILIARY | DTQ231K3036 | ANESTHESIOLOGY | Kelemen | Basement |  | 02/07/2017 |  | 2/7/24 |  |  | NO | YES |  |  |  |  | GE MEDICAL SYSTEMS 10769336 DTQ231K3036 |  |  | Active |  | 11:11:11:11:11:11 |  | Accessory | PAAR:00-PVAR | 10/31/2019 |  | COOPER UNIVERSITY HOSPITAL |  |  |  | 0011307260 | GIACINTA ROUPAS | Preventative Maintenance | Closed | Bonnie Aichroth | 03/01/2017 | 03/01/2017 | PERFORMANCE ASSURANCE AT INVENTORY | INVENTORIED DEVICE AND ENSURED DEVICE WAS FUNCTIONING PROPERLY. | 8DCAF7B0-EA01-40ED-A72D-A6E707C24598 | Labor | 02/07/2017 | 02/07/2017 | Salvatore Bombara
|  | GE HEALTHCARE | DK19T USE1921A | MONITOR, AUXILIARY |  |  | 900 Centennial Blvd | Suite E | [6 empty] | YES | YES
|  | GE HEALTHCARE | D19KT | MONITOR, AUXILLARY | Dtq231k3088 |  | Pavilion | [7 empty] | NO | YES
|  | GE HEALTHCARE | D19KT | MONITOR, AUXILLARY | DTR45014042 | ANESTHESIOLOGY | Pavilion |  |  | 10/31/2019 |  | 10/31/26 |  |  | NO | YES |  |  |  |  | GE MEDICAL SYSTEMS 11239144 DTR45014042 |  |  | Active |  | 11:11:11:11:11:11 |  | Accessory | PAAR:00-PVAR | 10/31/2019 | 10/31/2019 | COOPER UNIVERSITY HOSPITAL |  |  | SD OR 8 | WOT00000000616524 | GIACINTA ROUPAS | Performance Verification | Closed | Tom Burhart | 10/31/2019 | 10/31/2019 | Performance Verification for GE MEDICAL SYSTEMS 11239144 DTR45014042 | Initial Install of Performance Verification. Device is ready for patient use. |  |  | 10/31/2019 | 10/31/2019
|  | GE HEALTHCARE | D19KT | MONITOR, AUXILLARY | DTS13011995 | INTENSIVE CARE NURSERY | Dorrance |  |  | 10/31/2019 |  | 10/31/26 |  |  | NO | YES |  |  |  |  | GE MEDICAL SYSTEMS 11222158 DTS13011995 |  |  | Active |  | 11:11:11:11:11:11 |  | Accessory | PAAR:00-PVAR | 10/31/2019 | 10/31/2019 | COOPER UNIVERSITY HOSPITAL |  |  |  | WOT00000001619254 | JOANNE FOX | Performance Verification | Closed | Richard Jolly | 10/31/2019 | 10/31/2019 | Performance Verification for GE MEDICAL SYSTEMS 11222158 DTS13011995 | Initial Install of Performance Verification. Device is ready for patient use. |  |  | 10/31/2019 | 10/31/2019
|  | GE HEALTHCARE | D19KT | MONITOR, AUXILLARY | DTQ231K3098 | ANESTHESIOLOGY | Pavilion |  |  | 02/07/2017 |  | 2/7/24 |  |  | NO | YES |  |  |  |  | GE MEDICAL SYSTEMS 10769335 DTQ231K3098 |  |  | Active |  | 11:11:11:11:11:11 |  | Accessory | PAAR:00-PVAR | 10/31/2019 |  | COOPER UNIVERSITY HOSPITAL |  |  | OR P3 | 0011307265 | GIACINTA ROUPAS | Performance Verification | Closed | Bonnie Aichroth | 03/01/2017 | 03/01/2017 | INCOMING INVENTORY | DEVICE INVENTORIED | 25383518-E8F6-4A95-8728-DC710861675B | Labor | 03/01/2017 | 03/01/2017 | Bonnie Aichroth
|  | GE HEALTHCARE | D19KT | MONITOR, AUXILLARY | DTR45014011 | ANESTHESIOLOGY | Pavilion |  |  | 02/12/2018 |  | 2/12/25 |  |  | NO | YES |  |  |  |  | GE MEDICAL SYSTEMS 10752647 DTR45014011 |  |  | Active |  | 11:11:11:11:11:11 |  | Accessory | PAAR:00-PVAR | 10/31/2019 |  | COOPER UNIVERSITY HOSPITAL |  |  | 2n Floor Pav OR SD7 | WOT00000000549072 | GIACINTA ROUPAS | Performance Verification | Closed | Salvatore Bombara | 02/15/2018 | 07/22/2019 | Performance Verification for GE MEDICAL SYSTEMS 10752647 DTR45014011 | Initial Install of Performance Verification. Device is ready for patient use.
|  | GE HEALTHCARE | D19KT | MONITOR, AUXILLARY | DTR19012056 | PEDIATRIC INTENSIVE CARE UNIT | Kelemen |  |  | 09/13/2017 |  | 9/13/24 |  |  | NO | YES |  |  |  |  | GE MEDICAL SYSTEMS 10732299 DTR19012056 |  |  | Active |  | 74:FE:48:28:03:78 |  | Accessory | PAAR:00-PVAR | 10/31/2019 |  | COOPER UNIVERSITY HOSPITAL |  |  | ROOM 617 | 0012160550 | Susan Cannon | Performance Verification | Closed | Richard Jolly | 09/14/2017 | 09/14/2017 | INCOMING INVENTORY | DEVICE INVENTORIED | 7CB546EF-C1D3-4F1E-B900-A737D93C37B8 | Labor | 09/14/2017 | 09/14/2017 | Bonnie Aichroth
|  | GE HEALTHCARE | D19KT | MONITOR, AUXILLARY | DTR19012077 | PEDIATRIC INTENSIVE CARE UNIT | Kelemen |  |  | 09/13/2017 |  | 9/13/24 |  |  | NO | YES |  |  |  |  | GE MEDICAL SYSTEMS 10732300 DTR19012077 |  |  | Active |  | 74:FE:48:1E:6C:0E |  | Accessory | PAAR:00-PVAR | 10/31/2019 |  | COOPER UNIVERSITY HOSPITAL |  |  | ROOM 618 | 0012160555 | Susan Cannon | Preventative Maintenance | Closed | Richard Jolly | 09/14/2017 | 09/14/2017 | PERFORMANCE ASSURANCE AT INVENTORY | INVENTORIED DEVICE AND ENSURED DEVICE WAS FUNCTIONING PROPERLY. | 930E0345-67EC-456A-8408-1F8AB6C31F51 | Labor | 09/13/2017 | 09/13/2017 | Richard Jolly
|  | GE HEALTHCARE | D19KT | MONITOR, AUXILLARY | DTR19011957 | PEDIATRIC INTENSIVE CARE UNIT | Kelemen |  |  | 09/13/2017 |  | 9/13/24 |  |  | NO | YES |  |  |  |  | GE MEDICAL SYSTEMS 10732298 DTR19011957 |  |  | Active |  | 11:11:11:11:11:11 |  | Accessory | PAAR:00-PVAR | 10/31/2019 |  | COOPER UNIVERSITY HOSPITAL |  |  | ROOM 616 | 0012160542 | Susan Cannon | Preventative Maintenance | Closed | Richard Jolly | 09/14/2017 | 09/14/2017 | PERFORMANCE ASSURANCE AT INVENTORY | INVENTORIED DEVICE AND ENSURED DEVICE WAS FUNCTIONING PROPERLY. | C260B6F6-D05D-4294-B55B-7DCD49E2FD2D | Labor | 09/13/2017 | 09/13/2017 | Richard Jolly
|  | GE HEALTHCARE | D19KT | MONITOR, AUXILLARY | DTR19012010 | PEDIATRIC INTENSIVE CARE UNIT | Kelemen |  |  | 09/13/2017 |  | 9/13/24 |  |  | NO | YES |  |  |  |  | GE MEDICAL SYSTEMS 10732297 DTR19012010 |  |  | Active |  | 11:11:11:11:11:11 |  | Accessory | PAAR:00-PVAR | 10/31/2019 |  | COOPER UNIVERSITY HOSPITAL |  |  | ROOM 615 | 0012160086 | Susan Cannon | Preventative Maintenance | Closed | Richard Jolly | 09/14/2017 | 09/14/2017 | PERFORMANCE ASSURANCE AT INVENTORY | INVENTORIED DEVICE AND ENSURED DEVICE WAS FUNCTIONING PROPERLY. | 3CE8F35A-8A45-4B33-8489-D9A649018AF6 | Labor | 09/13/2017 | 09/13/2017 | Richard Jolly
|  | GE HEALTHCARE | D19KT | MONITOR, AUXILLARY | DTR19012100 | PEDIATRIC INTENSIVE CARE UNIT | Kelemen |  |  | 09/13/2017 |  | 9/13/24 |  |  | NO | YES |  |  |  |  | GE MEDICAL SYSTEMS 10732296 DTR19012100 |  |  | Active |  | 11:11:11:11:11:11 |  | Accessory | PAAR:00-PVAR | 10/31/2019 |  | COOPER UNIVERSITY HOSPITAL |  |  | ROOM 614 | 0012160081 | Susan Cannon | Performance Verification | Closed | Richard Jolly | 09/14/2017 | 09/14/2017 | INCOMING INVENTORY | DEVICE INVENTORIED | 6B276EA0-304F-4743-B3CA-98BEB9B3F546 | Labor | 09/14/2017 | 09/14/2017 | Bonnie Aichroth
|  | GE HEALTHCARE | D19KT | MONITOR, AUXILLARY | DTR19011971 | PEDIATRIC INTENSIVE CARE UNIT | Kelemen |  |  | 09/13/2017 |  | 9/13/24 |  |  | NO | YES |  |  |  |  | GE MEDICAL SYSTEMS 10732295 DTR19011971 |  |  | Active |  | 11:11:11:11:11:11 |  | Accessory | PAAR:00-PVAR | 10/31/2019 |  | COOPER UNIVERSITY HOSPITAL |  |  | ROOM 613 | 0012160077 | Susan Cannon | Preventative Maintenance | Closed | Richard Jolly | 09/14/2017 | 09/14/2017 | PERFORMANCE ASSURANCE AT INVENTORY | INVENTORIED DEVICE AND ENSURED DEVICE WAS FUNCTIONING PROPERLY. | BF66F24E-D966-4792-B313-29AFDB6536B2 | Labor | 09/13/2017 | 09/13/2017 | Richard Jolly
|  | GE HEALTHCARE | D19KT | MONITOR, AUXILLARY | DTM461K2433 |  | 900 Centennial Blvd | Suite E | [6 empty] | NO | YES
|  | GE HEALTHCARE | D19KT | MONITOR, AUXILLARY | DTS13012005 |  | Dorrance | [7 empty] | YES | YES
|  | GE HEALTHCARE | D19KT | MONITOR, AUXILLARY | DTM451K2339 | OR - KELEMEN 3 | Pavilion |  |  | 01/01/1900 |  |  |  |  | NO | YES |  |  |  |  | GE MEDICAL SYSTEMS 10346255 DTM451K2339 |  |  | Active |  | 11:11:11:11:11:11 |  | Accessory | PAAR:00-PVAR | 11/02/2019 |  | COOPER UNIVERSITY HOSPITAL |  |  | OR 9 | 0011174236 | DOMINIC VENDETTA | Repair | Closed | Salvatore Bombara | 02/03/2017 | 02/03/2017 | WORKSTATION - REQ STAT, NOT LINKING, VITALS NOT CROSSING TO EPIC - OR P1 | 2/3/2017 10:32:03 AM SXBOMBARA (SXBOMBARA 2/3/2017 12:00 AM) CONFIRMED THAT EPIC IS NOT COMMUNICATION WITH THE PT. MONITOR. ALL CONNECTIONS AND CABLES ARE SECURE AND FUNCTIONING PROPERLY. AT THIS POINT EPIC SEEMS TO HAVE A CONNECTIVITY ISSUE. STAFF CONTACTED EPIC FOR REPAIR. | FA6173F5-605B-47B0-81B1-16C113C8FEE9 | Labor | 02/03/2017 | 02/03/2017 | Salvatore Bombara
|  | GE HEALTHCARE | CARESCAPE B450 | MONITOR, BEDISIDE, PHYSIOLOGIC | SNE19332034SA | TRAUMA ICU | Kelemen |  |  | 11/15/2019 |  | 11/15/26 |  |  | NO | YES |  |  |  |  | GE MEDICAL SYSTEMS 11222264 SNE19332034SA |  |  | Active |  |  |  | Alarm | 1Y:00-MFG | 11/15/2019 | 11/15/2019 | COOPER UNIVERSITY HOSPITAL |  |  |  | WOT00000004325680 | Diane Floyd | Performance Verification | Completed | Richard Jolly | 11/15/2019 | 11/15/2019 | Performance Verification for GE MEDICAL SYSTEMS 11222264 SNE19332034SA | Initial Install of Performance Verification. Device is ready for patient use. |  |  | 11/15/2019 | 11/15/2019
|  | GE HEALTHCARE | CARESCAPE B450 | MONITOR, BEDISIDE, PHYSIOLOGIC | ]C1SNE19332045SA | KELEMEN 8 PCU | Kelemen |  |  | 11/14/2019 |  | 11/14/26 |  |  | NO | YES |  |  |  |  | GE MEDICAL SYSTEMS 11208486 ]C1SNE19332045SA |  |  | Active |  | 00:00:00:00:00:00 |  | Alarm | 1Y:00-MFG | 11/14/2019 | 11/14/2019 | COOPER UNIVERSITY HOSPITAL |  |  | PAV 056 | WOT00000004318449 | BYRON WELLS | Performance Verification | Completed | Michael Youch | 11/14/2019 | 11/14/2019 | Performance Verification for GE MEDICAL SYSTEMS 11208486 ]C1SNE19332045SA | Initial Install of Performance Verification. Device is ready for patient use. |  |  | 11/14/2019 | 11/14/2019
|  | DATEX OHMEDA | CARDIOCAP/5 | MONITOR, BEDSIDE, CARDIAC |  | BRACHFIELD MEDICAL ASSOCIATES-MEDICINE | 218 Sunset Rd |  |  | 12/11/2007 |  | 12/11/14 |  |  | NO | YES |  |  |  |  | DATEX OHMEDA 10367165 6356025 |  |  | Active |  | 00:80:D4:09:20:93 |  | High Risk | 6M:00-MFG | 06/07/2019 | 12/01/2019 | COOPER AMBULATORY OFF-SITES |  |  | ENDOSCOPY PROCEDURE RM |  | CATHY CRAWFORD
|  | DATEX OHMEDA | CARDIOCAP/5 | MONITOR, BEDSIDE, CARDIAC | FBWF01480 | SPECIAL TEST | Kelemen |  |  | 01/01/1900 |  |  |  |  | NO | YES |  |  |  |  | DATEX OHMEDA 10356137 FBWF01480 |  |  | Disposition |  |  |  | High Risk | 6M:00-MFG | 07/08/2016 | 01/01/2020 | COOPER UNIVERSITY HOSPITAL |  |  | ENDOSCOPY 2 |  | AMY HANNAN
|  | DATEX OHMEDA | CARDIOCAP/5 | MONITOR, BEDSIDE, CARDIAC |  | ANESTHESIOLOGY | Kelemen |  |  | 12/30/2005 |  | 12/30/12 |  |  | NO | YES |  |  |  |  | DATEX OHMEDA 10356124 6071522 |  |  | Disposition |  |  |  | High Risk | 6M:00-MFG | 10/09/2017 | 04/01/2020 | COOPER UNIVERSITY HOSPITAL |  |  | biomed storage |  | GIACINTA ROUPAS
|  | DATEX OHMEDA | CARDIOCAP/5 | MONITOR, BEDSIDE, CARDIAC | FBWF00189 | SPECIAL TEST | Kelemen |  |  | 07/08/2016 |  | 7/8/23 |  |  | NO | YES |  |  |  |  | DATEX OHMEDA 30143416 FBWF00189 |  |  | Disposition |  |  |  | High Risk | 6M:00-MFG | 07/08/2016 | 07/08/2016 | COOPER UNIVERSITY HOSPITAL |  |  | SPECIAL TESTS |  | AMY HANNAN |  |  |  | 07/08/2016 | 07/08/2016 |  |  |  |  | 07/08/2016 | 07/08/2016
|  | DATEX OHMEDA | D-LCC15-03 | MONITOR, BEDSIDE, PHYSIOLOGIC | M109PN4231159 | SURGICAL CARE UNIT | Pavilion |  |  | 03/10/2005 |  | 3/10/12 |  |  | NO | YES |  |  |  |  | DATEX OHMEDA 10347516 M109PN4231159 |  |  | Active |  | 99:99:99:99:99:99 |  | Accessory | PAAR:00-PVAR | 11/02/2019 |  | COOPER UNIVERSITY HOSPITAL |  |  | BED 40 | 0012058161 | Lisa Geoghegan | Repair | Closed | Charles Santomero | 08/23/2017 | 08/23/2017 | BP - TUBING IS LEAKING - SCU BED 40, RED TAGGED | 8/23/2017 4:33:53 PM CTSANTOMERO (CTSANTOMERO 8/23/2017 12:00 AM) CONFIRMED HOSE LEAKING NEAR CUFF CONNETION. CUT BACK HOSE AND INSTALLED BP CONNECTOR IN NEW HOSE ENDS. RVP, RTS. | A9B6DC23-51CE-4DEB-AA6B-5264076C4760 | Labor | 08/23/2017 | 08/23/2017 | Charles Santomero
|  | DATEX OHMEDA | D-LCC15-03 | MONITOR, BEDSIDE, PHYSIOLOGIC | MDT15PN07370338 |  | Pavilion |  |  | 01/30/2008 |  | 1/30/15 |  |  | NO | YES |  |  |  |  | DATEX OHMEDA 10347511 MDT15PN07370338 |  |  | Active |  | 99:99:99:99:99:99 |  | Accessory | PAAR:00-PVAR | 11/01/2019 |  | COOPER UNIVERSITY HOSPITAL |  |  | BED 41 | WOT00000000527653 | Lisa Geoghegan | Disposition | Closed | Zhan Kiselev | 02/08/2018 | 05/25/2019 | Bulk Disposition CNL
|  | DATEX OHMEDA | D-LCC15-03 | MONITOR, BEDSIDE, PHYSIOLOGIC | M0019PN2520064 |  | Pavilion |  |  | 06/01/2003 |  | 6/1/10 |  |  | NO | YES |  |  |  |  | DATEX OHMEDA 10347505 M0019PN2520064 |  |  | Active |  | 99:99:99:99:99:99 |  | Accessory | PAAR:00-PVAR | 11/02/2019 |  | COOPER UNIVERSITY HOSPITAL |  |  | Bed 28 |  | Lisa Geoghegan
|  | DATEX OHMEDA | D-LCC15-03 | MONITOR, BEDSIDE, PHYSIOLOGIC | M1019PN4450145 |  | Pavilion |  |  | 09/16/2005 |  | 9/16/12 |  |  | NO | YES |  |  |  |  | DATEX OHMEDA 10346388 M1019PN4450145 |  |  | Active |  | 99:99:99:99:99:99 |  | Accessory | PAAR:00-PVAR | 11/02/2019 |  | COOPER UNIVERSITY HOSPITAL |  |  | SDS - 3 KELEMEN BED 39 | 0012658356 | Lisa Geoghegan | Repair | Closed | Salvatore Bombara | 01/17/2018 | 01/25/2018 | MONITOR - NO POWER - TMX | 1/17/2018 11:17:50 AM SXBOMBARA (SXBOMBARA 1/17/2018 12:00 AM) CONFIRMED ERROR. OREDERED REPLACMENT POWER SUPPLY 1/25/2018 11:22:34 AM SXBOMBARA (SXBOMBARA 1/25/2018 12:00 AM) RECEIVED PART. INSTALLED TESTED AND PASSED FULL FUNCTIONAL CHECK. RETURNED TO SERVICE. | 16CDA540-6DD1-473C-97AC-FF699F843CA0 | Labor | 01/17/2018 | 01/17/2018 | Salvatore Bombara
|  | DATEX OHMEDA | D-LCC15-03 | MONITOR, BEDSIDE, PHYSIOLOGIC | MDT15PN07410446 | VOORHEES SURGERY CENTER-OPERATING ROOM | 900 Centennial Blvd | Suite E |  | 02/20/2008 |  | 2/20/15 |  |  | NO | YES |  |  |  |  | DATEX OHMEDA 10346026 MDT15PN07410446 |  |  | Active |  | 99:99:99:99:99:99 |  | Accessory | PAAR:00-PVAR | 11/02/2019 |  | COOPER AMBULATORY OFF-SITES |  |  | OR 2 |  | JENNIFER BOMBARO
|  | DATEX OHMEDA | S/5 | MONITOR, BEDSIDE, PHYSIOLOGIC | M1019PN432199 |  | Pavilion |  |  | 01/27/2005 |  | 1/27/12 |  |  | NO | YES |  |  |  |  | DATEX OHMEDA 10368572 M1019PN432199 |  |  | Active |  | 00:40:97:07:5E:58 |  | Alarm | 1Y:00-MFG | 06/11/2019 | 06/01/2020 | COOPER UNIVERSITY HOSPITAL |  |  | BED 38 |  | Lisa Geoghegan
|  | DATEX OHMEDA | S/5 | MONITOR, BEDSIDE, PHYSIOLOGIC | M1019PN4450220 | ANESTHESIOLOGY | Pavilion |  |  | 10/18/2005 |  | 10/18/12 |  |  | NO | YES |  |  |  |  | DATEX OHMEDA 10368563 M1019PN4450220 |  |  | Active |  | 00:40:97:07:62:4D |  | Alarm | 1Y:00-MFG | 06/18/2019 | 06/01/2020 | COOPER UNIVERSITY HOSPITAL |  |  | BED 36 |  | Lisa Geoghegan
|  | DATEX OHMEDA | S/5 | MONITOR, BEDSIDE, PHYSIOLOGIC | M1019PN4232303 |  | Pavilion |  |  | 01/27/2005 |  | 1/27/12 |  |  | NO | YES |  |  |  |  | DATEX OHMEDA 10368550 M1019PN4232303 |  |  | Active |  | 00:40:97:07:5E:57 |  | Alarm | 1Y:00-MFG | 06/11/2019 | 06/01/2020 | COOPER UNIVERSITY HOSPITAL |  |  | BED 32 |  | Lisa Geoghegan
|  | DATEX OHMEDA | S/5 | MONITOR, BEDSIDE, PHYSIOLOGIC | M1019PN4450276 |  | Pavilion |  |  | 10/18/2005 |  | 10/18/12 |  |  | NO | YES |  |  |  |  | DATEX OHMEDA 10368548 M1019PN4450276 |  |  | Active |  | 00:40:97:07:3D:6B |  | Alarm | 1Y:00-MFG | 06/11/2019 | 06/01/2020 | COOPER UNIVERSITY HOSPITAL |  |  | Bed 29 |  | Lisa Geoghegan
|  | DATEX OHMEDA | S/5 | MONITOR, BEDSIDE, PHYSIOLOGIC | M0019PN2520070 |  | Pavilion |  |  | 06/01/2003 |  | 6/1/10 |  |  | NO | YES |  |  |  |  | DATEX OHMEDA 10368544 M0019PN2520070 |  |  | Active |  | 00:40:97:07:5E:19 |  | Alarm | 1Y:00-MFG | 06/11/2019 | 06/01/2020 | COOPER UNIVERSITY HOSPITAL |  |  | BED 31 |  | Lisa Geoghegan
|  | DATEX OHMEDA | S/5 | MONITOR, BEDSIDE, PHYSIOLOGIC | M1019PN4232394 |  | Pavilion |  |  | 01/27/2005 |  | 1/27/12 |  |  | NO | YES |  |  |  |  | DATEX OHMEDA 10368540 M1019PN4232394 |  |  | Active |  | 00:40:97:07:5D:E7 |  | Alarm | 1Y:00-MFG | 06/11/2019 | 06/01/2020 | COOPER UNIVERSITY HOSPITAL |  |  | BED 30 |  | Lisa Geoghegan
|  | DATEX OHMEDA | S/5 | MONITOR, BEDSIDE, PHYSIOLOGIC | *13694 | OR - KELEMEN 3 | Kelemen |  |  | 01/01/1900 |  |  |  |  | NO | YES |  |  |  |  | DATEX OHMEDA 10368398 *13694 |  |  | Disposition |  |  |  | Alarm | 1Y:00-MFG | 02/01/2017 | 02/01/2020 | COOPER UNIVERSITY HOSPITAL |  |  | K OR 5 SECONDARY GE MONITOR |  | DOMINIC VENDETTA
|  | DATEX OHMEDA | S/5 | MONITOR, BEDSIDE, PHYSIOLOGIC | M0019PN2520089 |  | Pavilion |  |  | 06/01/2003 |  | 6/1/10 |  |  | NO | YES |  |  |  |  | DATEX OHMEDA 10367430 M0019PN2520089 |  |  | Active |  | 00:40:97:07:3B:5A |  | Alarm | 1Y:00-MFG | 06/18/2019 | 06/01/2020 | COOPER UNIVERSITY HOSPITAL |  |  | SDS - 3 KELEMEN BED 37 |  | Lisa Geoghegan
|  | DATEX OHMEDA | S/5 | MONITOR, BEDSIDE, PHYSIOLOGIC |  | BRACHFIELD MEDICAL ASSOCIATES-MEDICINE | 218 Sunset Rd |  |  | 06/27/2008 |  | 6/27/15 |  |  | NO | YES |  |  |  |  | DATEX OHMEDA 10367175 6406692 |  |  | Active |  | 99:99:99:99:99:99 |  | Equipment | 1Y:00-MFG | 06/07/2019 | 06/01/2020 | COOPER AMBULATORY OFF-SITES |  |  | ENDOSCOPY - MAIN AREA |  | CATHY CRAWFORD
|  | DATEX OHMEDA | S/5 | MONITOR, BEDSIDE, PHYSIOLOGIC |  | BRACHFIELD MEDICAL ASSOCIATES-MEDICINE | 218 Sunset Rd |  |  | 06/27/2008 |  | 6/27/15 |  |  | NO | YES |  |  |  |  | DATEX OHMEDA 10367189 6406691 |  |  | Active |  | 99:99:99:99:99:99 |  | Equipment | 1Y:00-MFG | 06/07/2019 | 06/01/2020 | COOPER AMBULATORY OFF-SITES |  |  | ENDOSCOPY - MAIN AREA |  | CATHY CRAWFORD
|  | DATEX OHMEDA | S/5 | MONITOR, BEDSIDE, PHYSIOLOGIC |  | BRACHFIELD MEDICAL ASSOCIATES-MEDICINE | 218 Sunset Rd |  |  | 06/18/2008 |  | 6/18/15 |  |  | NO | YES |  |  |  |  | DATEX OHMEDA 10367180 6406690 |  |  | Active |  | 99:99:99:99:99:99 |  | Equipment | 1Y:00-MFG | 06/07/2019 | 06/01/2020 | COOPER AMBULATORY OFF-SITES |  |  | ENDOSCOPY - MAIN AREA |  | CATHY CRAWFORD
|  | DATEX OHMEDA | S/5 | MONITOR, BEDSIDE, PHYSIOLOGIC | M0051PN3480035 |  | Kelemen | [7 empty] | YES | YES
|  | DATEX OHMEDA | S/5 | MONITOR, BEDSIDE, PHYSIOLOGIC |  | COOPER DIGESTIVE HEALTH-ENDOSCOPY | 501 Fellowship Rd |  |  | 02/26/2008 |  | 2/26/15 |  |  | NO | YES |  |  |  |  | DATEX OHMEDA 10347141 6366158 |  |  | Active |  | 99:99:99:99:99:99 |  | Equipment | 1Y:00-MFG | 02/05/2019 | 02/01/2020 | COOPER AMBULATORY OFF-SITES |  |  | ROOM 198 |  | JEANNE GREER
|  | DATEX OHMEDA | S/5 | MONITOR, BEDSIDE, PHYSIOLOGIC |  | COOPER DIGESTIVE HEALTH-ENDOSCOPY | 501 fellowship road |  |  | 02/29/2008 |  | 3/1/15 |  |  | NO | YES |  |  |  |  | DATEX OHMEDA 10347113 6366138 |  |  | Active |  | 99:99:99:99:99:99 |  | Equipment | 1Y:00-MFG | 02/05/2019 | 02/01/2020 | COOPER AMBULATORY OFF-SITES |  |  | HOLDING AREA |  | JEANNE GREER
|  | DATEX OHMEDA | S/5 | MONITOR, BEDSIDE, PHYSIOLOGIC |  | COOPER DIGESTIVE HEALTH-ENDOSCOPY | 501 Fellowship Rd |  |  | 02/26/2008 |  | 2/26/15 |  |  | NO | YES |  |  |  |  | DATEX OHMEDA 10347094 6366282 |  |  | Active |  | 99:99:99:99:99:99 |  | Equipment | 1Y:00-MFG | 02/05/2019 | 02/01/2020 | COOPER AMBULATORY OFF-SITES |  |  | Procedure room 200 |  | JEANNE GREER
|  | DATEX OHMEDA | S/5 | MONITOR, BEDSIDE, PHYSIOLOGIC |  | COOPER DIGESTIVE HEALTH-ENDOSCOPY | 501 Fellowship Rd |  |  | 02/28/2008 |  | 2/28/15 |  |  | NO | YES |  |  |  |  | DATEX OHMEDA 10347080 6366276 |  |  | Active |  | 99:99:99:99:99:99 |  | Equipment | 1Y:00-MFG | 02/05/2019 | 02/01/2020 | COOPER AMBULATORY OFF-SITES |  |  | HOLDING AREA |  | JEANNE GREER
|  | DATEX OHMEDA | S/5 | MONITOR, BEDSIDE, PHYSIOLOGIC |  | COOPER DIGESTIVE HEALTH-ENDOSCOPY | 501 Fellowship Rd |  |  | 02/29/2008 |  | 3/1/15 |  |  | NO | YES |  |  |  |  | DATEX OHMEDA 10347075 6366283 |  |  | Active |  | 99:99:99:99:99:99 |  | Equipment | 1Y:00-MFG | 02/05/2019 | 02/01/2020 | COOPER AMBULATORY OFF-SITES |  |  | HOLDING AREA |  | JEANNE GREER
|  | DATEX OHMEDA | S/5 | MONITOR, BEDSIDE, PHYSIOLOGIC |  | COOPER DIGESTIVE HEALTH-ENDOSCOPY | 501 Fellowship Rd |  |  | 02/29/2008 |  | 3/1/15 |  |  | NO | YES |  |  |  |  | DATEX OHMEDA 10347063 6373283 |  |  | Active |  | 99:99:99:99:99:99 |  | Equipment | 1Y:00-MFG | 02/13/2019 | 02/01/2020 | COOPER AMBULATORY OFF-SITES |  |  | HOLDING AREA |  | JEANNE GREER
|  | DATEX OHMEDA | S/5 | MONITOR, BEDSIDE, PHYSIOLOGIC |  | COOPER DIGESTIVE HEALTH-ENDOSCOPY | 501 Fellowship Rd |  |  | 02/28/2008 |  | 2/28/15 |  |  | NO | YES |  |  |  |  | DATEX OHMEDA 10347059 6366297 |  |  | Active |  | 99:99:99:99:99:99 |  | Equipment | 1Y:00-MFG | 02/05/2019 | 02/01/2020 | COOPER AMBULATORY OFF-SITES |  |  | HOLDING AREA |  | JEANNE GREER
|  | DATEX OHMEDA | S/5 | MONITOR, BEDSIDE, PHYSIOLOGIC |  | COOPER DIGESTIVE HEALTH-ENDOSCOPY | 501 Fellowship Rd |  |  | 02/26/2008 |  | 2/26/15 |  |  | NO | YES |  |  |  |  | DATEX OHMEDA 10347056 6366132 |  |  | Active |  | 99:99:99:99:99:99 |  | Equipment | 1Y:00-MFG | 02/05/2019 | 02/01/2020 | COOPER AMBULATORY OFF-SITES |  |  | ROOM 197 |  | JEANNE GREER
|  | DATEX OHMEDA | S/5 | MONITOR, BEDSIDE, PHYSIOLOGIC |  | COOPER DIGESTIVE HEALTH-ENDOSCOPY | 501 Fellowship Rd |  |  | 02/29/2008 |  | 3/1/15 |  |  | NO | YES |  |  |  |  | DATEX OHMEDA 10347049 6373287 |  |  | Active |  | 99:99:99:99:99:99 |  | Equipment | 1Y:00-MFG | 02/05/2019 | 02/01/2020 | COOPER AMBULATORY OFF-SITES |  |  | HOLDING AREA |  | JEANNE GREER
|  | DATEX OHMEDA | S/5 | MONITOR, BEDSIDE, PHYSIOLOGIC |  | COOPER DIGESTIVE HEALTH-ENDOSCOPY | 501 Fellowship Rd |  |  | 09/04/2008 |  | 9/4/15 |  |  | NO | YES |  |  |  |  | DATEX OHMEDA 10347052 6366285 |  |  | Active |  | 99:99:99:99:99:99 |  | Equipment | 1Y:00-MFG | 02/05/2019 | 02/01/2020 | COOPER AMBULATORY OFF-SITES |  |  | HOLDING AREA |  | JEANNE GREER
|  | DATEX OHMEDA | S/5 | MONITOR, BEDSIDE, PHYSIOLOGIC |  | COOPER DIGESTIVE HEALTH-ENDOSCOPY | 501 Fellowship Rd |  |  | 02/27/2008 |  | 2/27/15 |  |  | NO | YES |  |  |  |  | DATEX OHMEDA 10347037 6373289 |  |  | Active |  | 99:99:99:99:99:99 |  | Equipment | 1Y:00-MFG | 02/05/2019 | 02/01/2020 | COOPER AMBULATORY OFF-SITES |  |  | HOLDING AREA |  | JEANNE GREER
|  | DATEX OHMEDA | S/5 | MONITOR, BEDSIDE, PHYSIOLOGIC |  | COOPER DIGESTIVE HEALTH-ENDOSCOPY | 501 fellowship road |  |  | 02/28/2008 |  | 2/28/15 |  |  | NO | YES |  |  |  |  | DATEX OHMEDA 10347046 6373296 |  |  | Active |  | 99:99:99:99:99:99 |  | Equipment | 1Y:00-MFG | 02/05/2019 | 02/01/2020 | COOPER AMBULATORY OFF-SITES |  |  | HOLDING AREA |  | JEANNE GREER
|  | DATEX OHMEDA | S/5 | MONITOR, BEDSIDE, PHYSIOLOGIC |  | COOPER DIGESTIVE HEALTH-ENDOSCOPY | 501 Fellowship Rd |  |  | 02/27/2008 |  | 2/27/15 |  |  | NO | YES |  |  |  |  | DATEX OHMEDA 10347043 6373274 |  |  | Active |  | 99:99:99:99:99:99 |  | Equipment | 1Y:00-MFG | 02/07/2019 | 02/01/2020 | COOPER AMBULATORY OFF-SITES |  |  | PRE OP HOLDING AREA |  | JEANNE GREER
|  | DATEX OHMEDA | S/5 | MONITOR, BEDSIDE, PHYSIOLOGIC |  | COOPER DIGESTIVE HEALTH-ENDOSCOPY | 501 Fellowship Rd |  |  | 02/27/2008 |  | 2/27/15 |  |  | NO | YES |  |  |  |  | DATEX OHMEDA 10347033 6366159 |  |  | Active |  | 99:99:99:99:99:99 |  | Equipment | 1Y:00-MFG | 02/05/2019 | 02/01/2020 | COOPER AMBULATORY OFF-SITES |  |  | HOLDING AREA |  | JEANNE GREER
|  | DATEX OHMEDA | S/5 | MONITOR, BEDSIDE, PHYSIOLOGIC |  | COOPER DIGESTIVE HEALTH-ENDOSCOPY | 501 Fellowship Rd |  |  | 02/27/2008 |  | 2/27/15 |  |  | NO | YES |  |  |  |  | DATEX OHMEDA 10347023 6366281 |  |  | Active |  | 99:99:99:99:99:99 |  | Equipment | 1Y:00-MFG | 02/07/2019 | 02/01/2020 | COOPER AMBULATORY OFF-SITES |  |  | HOLDING AREA |  | JEANNE GREER
|  | DATEX OHMEDA | S/5 | MONITOR, BEDSIDE, PHYSIOLOGIC |  | COOPER DIGESTIVE HEALTH-ENDOSCOPY | 501 fellowship road |  |  | 02/29/2008 |  | 3/1/15 |  |  | NO | YES |  |  |  |  | DATEX OHMEDA 10347022 6366308 |  |  | Active |  | 99:99:99:99:99:99 |  | Equipment | 1Y:00-MFG | 02/07/2019 | 02/01/2020 | COOPER AMBULATORY OFF-SITES |  |  | HOLDING AREA |  | JEANNE GREER
|  | DATEX OHMEDA | S/5 | MONITOR, BEDSIDE, PHYSIOLOGIC |  |  | Kelemen | [7 empty] | YES | YES
|  | GE HEALTHCARE | CARESCAPE B450 | MONITOR, BEDSIDE, PHYSIOLOGIC | SJA15392020HA | ANESTHESIOLOGY | Pavilion |  |  | 10/25/2019 |  | 10/25/26 |  |  | NO | YES |  |  |  |  | GE MEDICAL SYSTEMS 11239477 SJA15392020HA |  |  | Active | 10369483, 11239359 | 00:40:97:16:C2:66 |  | Alarm | 1Y:00-MFG | 10/25/2019 | 10/25/2019 | COOPER UNIVERSITY HOSPITAL |  |  | ANES TRAVEL CART 2 |  | GIACINTA ROUPAS |  |  |  | 10/25/2019 | 10/25/2019 |  |  |  |  | 10/25/2019 | 10/25/2019
|  | GE HEALTHCARE | CARESCAPE B450 | MONITOR, BEDSIDE, PHYSIOLOGIC | SNE18233008SA | EMERGENCY ROOM | Kelemen |  |  | 02/13/2019 |  | 2/13/26 |  |  | NO | YES |  |  |  |  | GE MEDICAL SYSTEMS 11239373 SNE18233008SA |  |  | Active |  | 00:40:97:29:DC:4D |  | Alarm | 1Y:00-MFG | 02/13/2019 | 02/13/2019 | COOPER UNIVERSITY HOSPITAL |  |  | ED-BED 25 | WOT00000001327356 | KAREN GRUBER | Performance Verification | Closed | Richard Jolly | 02/13/2019 | 02/13/2019 | Performance Verification for GE MEDICAL SYSTEMS 11239373 SNE18233008SA | Initial Install of Performance Verification. Device is ready for patient use. |  |  | 02/13/2019 | 02/13/2019
|  | GE HEALTHCARE | CARESCAPE B450 | MONITOR, BEDSIDE, PHYSIOLOGIC | SNE18233010SA | EMERGENCY ROOM | Kelemen |  |  | 02/13/2019 |  | 2/13/26 |  |  | NO | YES |  |  |  |  | GE MEDICAL SYSTEMS 11239372 SNE18233010SA |  |  | Active |  | 00:40:97:29:DA:39 |  | Alarm | 1Y:00-MFG | 02/13/2019 | 02/13/2019 | COOPER UNIVERSITY HOSPITAL |  |  | ED-BED9B | WOT00000001327067 | KAREN GRUBER | Performance Verification | Closed | Richard Jolly | 02/13/2019 | 02/13/2019 | CEID Record Completion for GE MEDICAL SYSTEMS 11239372 SNE18233010SA | new equipment install | EXP2304419 | Labor | 02/13/2019 | 02/13/2019 | Richard Jolly
|  | GE HEALTHCARE | CARESCAPE B450 | MONITOR, BEDSIDE, PHYSIOLOGIC | SNE18233001SA | EMERGENCY ROOM | Kelemen |  |  | 02/13/2019 |  | 2/13/26 |  |  | NO | YES |  |  |  |  | GE MEDICAL SYSTEMS 11239369 SNE18233001SA |  |  | Active |  | 00:40:97:29:DA:33 |  | Alarm | 1Y:00-MFG | 02/13/2019 | 02/13/2019 | COOPER UNIVERSITY HOSPITAL |  |  | ED-BED9A | WOT00000001326283 | KAREN GRUBER | Performance Verification | Closed | Richard Jolly | 02/13/2019 | 02/13/2019 | Performance Verification for GE MEDICAL SYSTEMS 11239369 SNE18233001SA | Initial Install of Performance Verification. Device is ready for patient use. |  |  | 02/13/2019 | 02/13/2019
|  | GE HEALTHCARE | CARESCAPE B450 | MONITOR, BEDSIDE, PHYSIOLOGIC | SNE18233007SA | EMERGENCY ROOM | Kelemen |  |  | 02/15/2019 |  | 2/15/26 |  |  | NO | YES |  |  |  |  | GE MEDICAL SYSTEMS 11239371 SNE18233007SA |  |  | Active |  | 00:40:97:29:DC:03 |  | Alarm | 1Y:00-MFG | 02/15/2019 | 02/15/2019 | COOPER UNIVERSITY HOSPITAL |  |  | ED-BED34 | WOT00000001327021 | KAREN GRUBER | Performance Verification | Closed | Richard Jolly | 02/15/2019 | 02/15/2019 | Performance Verification for GE MEDICAL SYSTEMS 11239371 SNE18233007SA | Initial Install of Performance Verification. Device is ready for patient use. |  |  | 02/15/2019 | 02/15/2019
|  | GE HEALTHCARE | CARESCAPE B450 | MONITOR, BEDSIDE, PHYSIOLOGIC | SNE18233003SA | EMERGENCY ROOM | Kelemen |  |  | 02/13/2019 |  | 2/13/26 |  |  | NO | YES |  |  |  |  | GE MEDICAL SYSTEMS 11239370 SNE18233003SA |  |  | Active |  | 00:40:97:29:DB:05 |  | Alarm | 1Y:00-MFG | 02/13/2019 | 02/13/2019 | COOPER UNIVERSITY HOSPITAL |  |  | ED-BED8B | WOT00000001326154 | KAREN GRUBER | Performance Verification | Closed | Richard Jolly | 02/13/2019 | 02/13/2019 | Performance Verification for GE MEDICAL SYSTEMS 11239370 SNE18233003SA | Initial Install of Performance Verification. Device is ready for patient use. |  |  | 02/13/2019 | 02/13/2019
|  | GE HEALTHCARE | CARESCAPE B450 | MONITOR, BEDSIDE, PHYSIOLOGIC | SNE18233005SA | EMERGENCY ROOM | Kelemen |  |  | 02/13/2019 |  | 2/13/26 |  |  | NO | YES |  |  |  |  | GE MEDICAL SYSTEMS 11239368 SNE18233005SA |  |  | Active |  | 00:40:97:29:DB:11 |  | Alarm | 1Y:00-MFG | 02/13/2019 | 02/13/2019 | COOPER UNIVERSITY HOSPITAL |  |  | ED-BED8A | WOT00000001326233 | KAREN GRUBER | Performance Verification | Closed | Richard Jolly | 02/13/2019 | 02/13/2019 | Performance Verification for GE MEDICAL SYSTEMS 11239368 SNE18233005SA | Initial Install of Performance Verification. Device is ready for patient use. |  |  | 02/13/2019 | 02/13/2019
|  | GE HEALTHCARE | CARESCAPE B450 | MONITOR, BEDSIDE, PHYSIOLOGIC | SNE17470021HA | CCU - CORONARY CARE UNIT | Kelemen |  |  | 11/20/2019 |  | 11/20/26 |  |  | NO | YES |  |  |  |  | GE MEDICAL SYSTEMS 11239214 SNE17470021HA |  |  | Active |  |  |  | Alarm | 1Y:00-MFG | 11/20/2019 | 11/20/2019 | COOPER UNIVERSITY HOSPITAL |  |  | ccu | WOT00000000647306 | CAROLYN RUMELL | Performance Verification | Closed | Salvatore Bombara | 11/20/2019 | 11/20/2019 | Performance Verification for GE MEDICAL SYSTEMS 11239214 SNE17470021HA | Initial Install of Performance Verification. Device is ready for patient use. |  |  | 11/20/2019 | 11/20/2019
|  | GE HEALTHCARE | CARESCAPE B450 | MONITOR, BEDSIDE, PHYSIOLOGIC | SNE17470023HA | INTENSIVE CARE UNIT | Pavilion |  |  | 11/20/2019 |  | 11/20/26 |  |  | NO | YES |  |  |  |  | GE MEDICAL SYSTEMS 11239216 SNE17470023HA |  |  | Active |  |  |  | Alarm | 1Y:00-MFG | 11/20/2019 | 11/20/2019 | COOPER UNIVERSITY HOSPITAL |  |  | ICU | WOT00000000647327 | CAROLYN RUMELL | Performance Verification | Closed | Salvatore Bombara | 11/20/2019 | 11/20/2019 | Performance Verification for GE MEDICAL SYSTEMS 11239216 SNE17470023HA | Initial Install of Performance Verification. Device is ready for patient use. |  |  | 11/20/2019 | 11/20/2019
|  | GE HEALTHCARE | CARESCAPE B450 | MONITOR, BEDSIDE, PHYSIOLOGIC | SNE17470028HA | CCU - CORONARY CARE UNIT | Kelemen |  |  | 11/20/2019 |  | 11/20/26 |  |  | NO | YES |  |  |  |  | GE MEDICAL SYSTEMS 11239215 SNE17470028HA |  |  | Active |  |  |  | Alarm | 1Y:00-MFG | 11/20/2019 | 11/20/2019 | COOPER UNIVERSITY HOSPITAL |  |  | ccu | WOT00000000647312 | CAROLYN RUMELL | Performance Verification | Closed | Salvatore Bombara | 11/20/2019 | 11/20/2019 | Performance Verification for GE MEDICAL SYSTEMS 11239215 SNE17470028HA | Initial Install of Performance Verification. Device is ready for patient use. |  |  | 11/20/2019 | 11/20/2019
|  | GE HEALTHCARE | CARESCAPE B450 | MONITOR, BEDSIDE, PHYSIOLOGIC | SNE17470031HA |  | Kelemen |  |  | 11/20/2019 |  | 11/20/26 |  |  | NO | YES |  |  |  |  | GE MEDICAL SYSTEMS 11239213 SNE17470031HA |  |  | Active |  |  |  | Alarm | 1Y:00-MFG | 11/20/2019 | 11/20/2019 | COOPER UNIVERSITY HOSPITAL |  |  | pacu | WOT00000000647290 | FRANK OBRIEN | Performance Verification | Closed | Salvatore Bombara | 11/20/2019 | 11/20/2019 | Performance Verification for GE MEDICAL SYSTEMS 11239213 SNE17470031HA | Initial Install of Performance Verification. Device is ready for patient use. |  |  | 11/20/2019 | 11/20/2019
|  | GE HEALTHCARE | CARESCAPE B450 | MONITOR, BEDSIDE, PHYSIOLOGIC | SNE17470022HA | PACU KELEMEN | Pavilion |  |  | 11/20/2019 |  | 11/20/26 |  |  | NO | YES |  |  |  |  | GE MEDICAL SYSTEMS 11239212 SNE17470022HA |  |  | Active |  |  |  | Alarm | 1Y:00-MFG | 11/20/2019 | 11/20/2019 | COOPER UNIVERSITY HOSPITAL |  |  | pacu | WOT00000000647276 | FRANK OBRIEN | Performance Verification | Closed | Salvatore Bombara | 11/20/2019 | 11/20/2019 | Performance Verification for GE MEDICAL SYSTEMS 11239212 SNE17470022HA | Initial Install of Performance Verification. Device is ready for patient use. |  |  | 11/20/2019 | 11/20/2019
|  | GE HEALTHCARE | CARESCAPE B450 | MONITOR, BEDSIDE, PHYSIOLOGIC | SNE17470033HA | INTENSIVE CARE UNIT | Pavilion |  |  | 11/14/2019 |  | 11/14/26 |  |  | NO | YES |  |  |  |  | GE MEDICAL SYSTEMS 11239211 SNE17470033HA |  |  | Active |  |  |  | Alarm | 1Y:00-MFG | 11/14/2019 | 11/14/2019 | COOPER UNIVERSITY HOSPITAL |  |  | SD OR Transport | WOT00000000647263 | CAROLYN RUMELL | Performance Verification | Closed | Salvatore Bombara | 11/14/2019 | 11/14/2019 | Performance Verification for GE MEDICAL SYSTEMS 11239211 SNE17470033HA | Initial Install of Performance Verification. Device is ready for patient use. |  |  | 11/14/2019 | 11/14/2019
|  | GE HEALTHCARE | CARESCAPE B450 | MONITOR, BEDSIDE, PHYSIOLOGIC | SNE19332050SA | KELEMEN N10 | Kelemen |  |  | 11/18/2019 |  | 11/18/26 |  |  | NO | YES |  |  |  |  | GE MEDICAL SYSTEMS 11222268 SNE19332050SA |  |  | Active |  |  |  | Alarm | 1Y:00-MFG | 11/18/2019 | 11/18/2019 | COOPER UNIVERSITY HOSPITAL |  |  |  | WOT00000004334964 | Lisa Brooks | Performance Verification | Completed | Zhan Kiselev | 11/18/2019 | 11/18/2019 | Performance Verification for GE MEDICAL SYSTEMS 11222268 SNE19332050SA | Initial Install of Performance Verification. Device is ready for patient use. |  |  | 11/18/2019 | 11/18/2019
|  | GE HEALTHCARE | CARESCAPE B450 | MONITOR, BEDSIDE, PHYSIOLOGIC | SNE19332041SA | INCU - KELEMEN S10 | Kelemen |  |  | 11/18/2019 |  | 11/18/26 |  |  | NO | YES |  |  |  |  | GE MEDICAL SYSTEMS 11222266 SNE19332041SA |  |  | Active |  |  |  | Alarm | 1Y:00-MFG | 11/18/2019 | 11/18/2019 | COOPER UNIVERSITY HOSPITAL |  |  |  | WOT00000004334667 | Lisa Brooks | Performance Verification | Completed | Zhan Kiselev | 11/18/2019 | 11/18/2019 | Performance Verification for GE MEDICAL SYSTEMS 11222266 SNE19332041SA | Initial Install of Performance Verification. Device is ready for patient use. |  |  | 11/18/2019 | 11/18/2019
|  | GE HEALTHCARE | CARESCAPE B450 | MONITOR, BEDSIDE, PHYSIOLOGIC | SNE19322202SA | TSDU - KELEMEN S7 | Kelemen |  |  | 11/15/2019 |  | 11/15/26 |  |  | NO | YES |  |  |  |  | GE MEDICAL SYSTEMS 11222258 SNE19322202SA |  |  | Active |  |  |  | Alarm | 1Y:00-MFG | 11/15/2019 | 11/15/2019 | COOPER UNIVERSITY HOSPITAL |  |  |  | WOT00000004325539 | JEN VANDER HORN | Performance Verification | Completed | Richard Jolly | 11/15/2019 | 11/15/2019 | Performance Verification for GE MEDICAL SYSTEMS 11222258 SNE19322202SA | Initial Install of Performance Verification. Device is ready for patient use. |  |  | 11/15/2019 | 11/15/2019
|  | GE HEALTHCARE | CARESCAPE B450 | MONITOR, BEDSIDE, PHYSIOLOGIC | SNE19332044SA | TRAUMA ICU | Kelemen |  |  | 11/15/2019 |  | 11/15/26 |  |  | NO | YES |  |  |  |  | GE MEDICAL SYSTEMS 11222261 SNE19332044SA |  |  | Active |  |  |  | Alarm | 1Y:00-MFG | 11/15/2019 | 11/15/2019 | COOPER UNIVERSITY HOSPITAL |  |  |  | WOT00000004326342 | Diane Floyd | Performance Verification | Completed | Richard Jolly | 11/15/2019 | 11/15/2019 | Performance Verification for GE MEDICAL SYSTEMS 11222261 SNE19332044SA | Initial Install of Performance Verification. Device is ready for patient use. |  |  | 11/15/2019 | 11/15/2019
|  | GE HEALTHCARE | CARESCAPE B450 | MONITOR, BEDSIDE, PHYSIOLOGIC | SNE19322179SA | TRAUMA ICU | Kelemen |  |  | 11/15/2019 |  | 11/15/26 |  |  | NO | YES |  |  |  |  | GE MEDICAL SYSTEMS 11222260 SNE19322179SA |  |  | Active |  |  |  | Alarm | 1Y:00-MFG | 11/15/2019 | 11/15/2019 | COOPER UNIVERSITY HOSPITAL |  |  |  | WOT00000004326280 | Diane Floyd | Performance Verification | Completed | Richard Jolly | 11/15/2019 | 11/15/2019 | Performance Verification for GE MEDICAL SYSTEMS 11222260 SNE19322179SA | Initial Install of Performance Verification. Device is ready for patient use. |  |  | 11/15/2019 | 11/15/2019
|  | GE HEALTHCARE | CARESCAPE B450 | MONITOR, BEDSIDE, PHYSIOLOGIC | SNE19322205SA | TRAUMA ICU | Kelemen |  |  | 11/15/2019 |  | 11/15/26 |  |  | NO | YES |  |  |  |  | GE MEDICAL SYSTEMS 11222259 SNE19322205SA |  |  | Active |  |  |  | Alarm | 1Y:00-MFG | 11/15/2019 | 11/15/2019 | COOPER UNIVERSITY HOSPITAL |  |  |  | WOT00000004326149 | Diane Floyd | Performance Verification | Completed | Richard Jolly | 11/15/2019 | 11/15/2019 | Performance Verification for GE MEDICAL SYSTEMS 11222259 SNE19322205SA | Initial Install of Performance Verification. Device is ready for patient use. |  |  | 11/15/2019 | 11/15/2019
|  | GE HEALTHCARE | CARESCAPE B450 | MONITOR, BEDSIDE, PHYSIOLOGIC | SNE18202098SA | SAME DAY PACU-2ND FL PAVILION | Kelemen |  |  | 01/21/2019 |  | 1/21/26 |  |  | NO | YES |  |  |  |  | GE MEDICAL SYSTEMS 11222213 SNE18202098SA |  |  | Active | 11222117, 11222193 | 11:11:11:11:11:11 |  | Alarm | 1Y:00-MFG | 01/21/2019 | 01/21/2019 | COOPER UNIVERSITY HOSPITAL |  |  | Performance Verification | WOT00000001054691 | Lisa Geoghegan | Performance Verification | Closed | Richard Jolly | 01/21/2019 | 01/21/2019 | Performance Verification for GE MEDICAL SYSTEMS 11222117 SNE18202098SA | Initial Install of Performance Verification. Device is ready for patient use. |  |  | 01/21/2019 | 01/21/2019
|  | GE HEALTHCARE | CARESCAPE B450 | MONITOR, BEDSIDE, PHYSIOLOGIC | SNE18202100SA | INTENSIVE CARE UNIT | Pavilion |  |  | 01/08/2019 |  | 1/8/26 |  |  | NO | YES |  |  |  |  | GE MEDICAL SYSTEMS 11222196 SNE18202100SA |  |  | Active |  | 11:11:11:11:11:11 |  | Alarm | 1Y:00-MFG | 01/08/2019 | 01/08/2019 | COOPER UNIVERSITY HOSPITAL |  |  | Performance Verification | WOT00000001055274 | CAROLYN RUMELL | Performance Verification | Closed | Richard Jolly | 01/08/2019 | 01/08/2019 | Performance Verification for GE MEDICAL SYSTEMS 11222121 SNE18202100SA | Initial Install of Performance Verification. Device is ready for patient use. |  |  | 01/08/2019 | 01/08/2019
|  | GE HEALTHCARE | CARESCAPE B450 | MONITOR, BEDSIDE, PHYSIOLOGIC | SNE18202078SA | INTENSIVE CARE UNIT | Pavilion |  |  | 01/22/2019 |  | 1/22/26 |  |  | NO | YES |  |  |  |  | GE MEDICAL SYSTEMS 11222192 SNE18202078SA |  |  | Active | 11222119, 11222143 | 11:11:11:11:11:11 |  | Alarm | 1Y:00-MFG | 01/22/2019 | 01/22/2019 | COOPER UNIVERSITY HOSPITAL |  |  | ICU moved 0n 09-24-18 from SD | WOT00000001055225 | CAROLYN RUMELL | Performance Verification | Closed | Richard Jolly | 01/22/2019 | 01/22/2019 | Performance Verification for GE MEDICAL SYSTEMS 11222119 SNE18202078SA | Initial Install of Performance Verification. Device is ready for patient use. |  |  | 01/22/2019 | 01/22/2019
|  | GE HEALTHCARE | CARESCAPE B450 | MONITOR, BEDSIDE, PHYSIOLOGIC | SNE18202102SA | SAME DAY PACU-2ND FL PAVILION | Pavilion |  |  | 01/30/2019 |  | 1/30/26 |  |  | NO | YES |  |  |  |  | GE MEDICAL SYSTEMS 11222118 SNE18202102SA |  |  | Active |  | 11:11:11:11:11:11 |  | Alarm | 1Y:00-MFG | 01/30/2019 | 01/30/2019 | COOPER UNIVERSITY HOSPITAL |  |  | OR back up monitor ansta | WOT00000001054728 | Lisa Geoghegan | Performance Verification | Closed | Richard Jolly | 01/30/2019 | 01/30/2019 | Performance Verification for GE MEDICAL SYSTEMS 11222118 SNE18202102SA | Initial Install of Performance Verification. Device is ready for patient use. |  |  | 01/30/2019 | 01/30/2019
|  | GE HEALTHCARE | CARESCAPE B450 | MONITOR, BEDSIDE, PHYSIOLOGIC | SNE18202070SA | SAME DAY PREOP -2ND FL PAVILION | Pavilion |  |  | 01/08/2019 |  | 1/8/26 |  |  | NO | YES |  |  |  |  | GE MEDICAL SYSTEMS 11222120 SNE18202070SA |  |  | Active |  | 172.18.205.179 |  | Alarm | 1Y:00-MFG | 01/08/2019 | 01/08/2019 | COOPER UNIVERSITY HOSPITAL |  |  | SD OR Store Room. Transport | WOT00000001055254 | JOE DRUCTOR | Performance Verification | Closed | Richard Jolly | 01/08/2019 | 01/08/2019 | Performance Verification for GE MEDICAL SYSTEMS 11222120 SNE18202070SA | Initial Install of Performance Verification. Device is ready for patient use. |  |  | 01/08/2019 | 01/08/2019
|  | GE HEALTHCARE | CARESCAPE B450 | MONITOR, BEDSIDE, PHYSIOLOGIC | SNE18202105SA | SAME DAY PACU-2ND FL PAVILION | Kelemen |  |  | 01/21/2019 |  | 1/21/26 |  |  | NO | YES |  |  |  |  | GE MEDICAL SYSTEMS 11222116 SNE18202105SA |  |  | Active |  | 11:11:11:11:11:11 |  | Alarm | 1Y:00-MFG | 01/21/2019 | 01/21/2019 | COOPER UNIVERSITY HOSPITAL |  |  | SD/Pav PACU | WOT00000001054665 | Lisa Geoghegan | Performance Verification | Closed | Richard Jolly | 01/21/2019 | 01/21/2019 | Performance Verification for GE MEDICAL SYSTEMS 11222116 SNE18202105SA | Initial Install of Performance Verification. Device is ready for patient use. |  |  | 01/21/2019 | 01/21/2019
|  | GE HEALTHCARE | CARESCAPE B450 | MONITOR, BEDSIDE, PHYSIOLOGIC | SNE16300140HA | CDU - CLINICAL DECISION UNIT-9 KELEMEN | Kelemen |  |  | 05/21/2019 |  | 5/21/26 |  |  | NO | YES |  |  |  |  | GE MEDICAL SYSTEMS 11222030 SNE16300140HA |  |  | Active |  | 11:11:11:11:11:11 |  | Alarm | 1Y:00-MFG | 05/21/2019 | 05/21/2019 | COOPER UNIVERSITY HOSPITAL |  |  | ICU STORAGE | 0011470272 | KAREN GRUBER | Performance Verification | Closed | Bonnie Aichroth | 05/21/2019 | 05/21/2019 | INCOMING INVENTORY | DEVICE INVENTORIED | 2EE093DF-8999-4462-8FAE-91B691199A16 | Labor | 05/21/2019 | 05/21/2019 | Bonnie Aichroth
|  | GE HEALTHCARE | CARESCAPE B450 | MONITOR, BEDSIDE, PHYSIOLOGIC | SNE19322188SA | KELEMEN 8 PCU | Kelemen |  |  | 11/14/2019 |  | 11/14/26 |  |  | NO | YES |  |  |  |  | GE MEDICAL SYSTEMS 11208485 SNE19322188SA |  |  | Active |  | 00:00:00:00:00:00 |  | Alarm | 1Y:00-MFG | 11/14/2019 | 11/14/2019 | COOPER UNIVERSITY HOSPITAL |  |  | Kel 8 TP2 | WOT00000004318542 | BYRON WELLS | Performance Verification | Completed | Michael Youch | 11/14/2019 | 11/14/2019 | Performance Verification for GE MEDICAL SYSTEMS 11208485 SNE19322188SA | Initial Install of Performance Verification. Device is ready for patient use. |  |  | 11/14/2019 | 11/14/2019
|  | GE HEALTHCARE | CARESCAPE B450 | MONITOR, BEDSIDE, PHYSIOLOGIC | SJA14138600HA |  | Pavilion | [7 empty] | NO | YES
|  | GE HEALTHCARE | CARESCAPE B450 | MONITOR, BEDSIDE, PHYSIOLOGIC | SNE16030068HA |  | Kelemen | [7 empty] | NO | YES
|  | GE HEALTHCARE | CARESCAPE B450 | MONITOR, BEDSIDE, PHYSIOLOGIC | SJA14138549HA |  | Pavilion | [7 empty] | NO | YES
|  | GE HEALTHCARE | CARESCAPE B450 | MONITOR, BEDSIDE, PHYSIOLOGIC | SJA13497500HA |  | Pavilion | [7 empty] | NO | YES
|  | GE HEALTHCARE | CARESCAPE B450 | MONITOR, BEDSIDE, PHYSIOLOGIC | SNE18152002SA |  | Pavilion | [7 empty] | YES | YES
|  | GE HEALTHCARE | CARESCAPE B450 | MONITOR, BEDSIDE, PHYSIOLOGIC | SNE16371004HA | ANESTHESIOLOGY | Kelemen |  |  | 04/18/2017 |  | 4/18/24 |  |  | NO | YES |  |  |  |  | GE MEDICAL SYSTEMS 10769455 SNE16371004HA |  |  | Active |  | 00:40:97:17:39:17 |  | Alarm | 1Y:00-MFG | 10/25/2019 | 10/01/2020 | COOPER UNIVERSITY HOSPITAL |  |  | 5th Flr Kel Pain Room | 0012037158 | GIACINTA ROUPAS | Performance Verification | Closed | Salvatore Bombara | 08/15/2017 | 08/15/2017 | INCOMING INVENTORY | DEVICE INVENTORIED | E68A162A-6768-49E7-82A9-FC2F904BB655 | Labor | 08/15/2017 | 08/15/2017 | Bonnie Aichroth
|  | GE HEALTHCARE | CARESCAPE B450 | MONITOR, BEDSIDE, PHYSIOLOGIC | SNE16400143HA | INTENSIVE CARE UNIT | Kelemen |  |  | 12/06/2016 |  | 12/6/23 |  |  | NO | YES |  |  |  |  | GE MEDICAL SYSTEMS 10752788 SNE16400143HA |  |  | Active |  | 11:11:11:11:11:11 |  | Alarm | 1Y:00-MFG | 06/27/2019 | 06/01/2020 | COOPER UNIVERSITY HOSPITAL |  |  |  | 0011610265 | CAROLYN RUMELL | Performance Verification | Closed | Bonnie Aichroth | 05/03/2017 | 05/03/2017 | INCOMING INVENTORY | DEVICE INVENTORIED | D7AC72D2-F9D5-4FD0-8E03-A7363607451E | Labor | 05/03/2017 | 05/03/2017 | Bonnie Aichroth
|  | GE HEALTHCARE | CARESCAPE B450 | MONITOR, BEDSIDE, PHYSIOLOGIC | SNE17310041HA | KELEMEN N6 | Kelemen |  |  | 09/13/2017 |  | 9/13/24 |  |  | NO | YES |  |  |  |  | GE MEDICAL SYSTEMS 10732325 SNE17310041HA |  |  | Active |  | 11:11:11:11:11:11 |  | Alarm | 1Y:00-MFG | 08/29/2019 | 08/01/2020 | COOPER UNIVERSITY HOSPITAL |  |  |  | 0012418181 | Susan Cannon | Preventative Maintenance | Closed | Josh Harris | 11/21/2017 | 11/21/2017 | PERFORMANCE ASSURANCE AT INVENTORY | INVENTORIED DEVICE AND ENSURED DEVICE WAS FUNCTIONING PROPERLY. | 6EE7D56F-AEF5-49C6-A06D-E29D5E0C0085 | Labor | 09/13/2017 | 09/13/2017 | Richard Jolly
|  | GE HEALTHCARE | CARESCAPE B450 | MONITOR, BEDSIDE, PHYSIOLOGIC | SNE17310040HA | KELEMEN N6 | Kelemen |  |  | 09/13/2017 |  | 9/13/24 |  |  | NO | YES |  |  |  |  | GE MEDICAL SYSTEMS 10732326 SNE17310040HA |  |  | Active |  | 11:11:11:11:11:11 |  | Alarm | 1Y:00-MFG | 08/29/2019 | 08/01/2020 | COOPER UNIVERSITY HOSPITAL |  |  |  | 0012418182 | Susan Cannon | Performance Verification | Closed | Josh Harris | 11/21/2017 | 11/21/2017 | INCOMING INVENTORY | DEVICE INVENTORIED | E5D519BA-1BB2-42F3-A37A-AE64B732155B | Labor | 11/21/2017 | 11/21/2017 | Josh Harris
|  | GE HEALTHCARE | CARESCAPE B450 | MONITOR, BEDSIDE, PHYSIOLOGIC | SNE17221005HA | PEDIATRICS SOUTH 7 | Kelemen |  |  | 08/15/2017 |  | 8/15/24 |  |  | NO | YES |  |  |  |  | GE MEDICAL SYSTEMS 10732268 SNE17221005HA |  |  | Active |  | 00:40:97:29:5C:24 |  | Alarm | 1Y:00-MFG | 08/26/2019 | 08/01/2020 | COOPER UNIVERSITY HOSPITAL |  |  |  | 0012042264 | JOANNE FOX | Performance Verification | Closed | Richard Jolly | 08/16/2017 | 08/16/2017 | INCOMING INVENTORY | DEVICE INVENTORIED | BC54657A-8FFA-4760-9D0A-C3EF9A45DD7C | Labor | 08/16/2017 | 08/16/2017 | Bonnie Aichroth
|  | GE HEALTHCARE | CARESCAPE B450 | MONITOR, BEDSIDE, PHYSIOLOGIC | SNE17261119HA | PEDIATRICS SOUTH 7 | Kelemen |  |  | 08/15/2017 |  | 8/15/24 |  |  | NO | YES |  |  |  |  | GE MEDICAL SYSTEMS 10732265 SNE17261119HA |  |  | Active |  | 00:40:97:29:67:5B |  | Alarm | 1Y:00-MFG | 08/23/2019 | 08/01/2020 | COOPER UNIVERSITY HOSPITAL |  |  |  | 0012042200 | JOANNE FOX | Performance Verification | Closed | Richard Jolly | 08/16/2017 | 08/16/2017 | INCOMING INVENTORY | DEVICE INVENTORIED | AC1E1214-17D9-4F04-A20D-EEBEC1A24E5A | Labor | 08/16/2017 | 08/16/2017 | Bonnie Aichroth
|  | GE HEALTHCARE | CARESCAPE B450 | MONITOR, BEDSIDE, PHYSIOLOGIC | SNE16270035HA | ANESTHESIOLOGY | Pavilion |  |  | 11/17/2016 |  | 11/17/23 |  |  | NO | YES |  |  |  |  | GE MEDICAL SYSTEMS 10649924 SNE16270035HA |  |  | Active |  | 00:40:97:17:21:EE |  | Alarm | 1Y:00-MFG | 10/25/2019 | 10/01/2020 | COOPER UNIVERSITY HOSPITAL |  |  | Trav Cart 3 | 0011475577 | GIACINTA ROUPAS | Performance Verification | Closed | Bonnie Aichroth | 04/12/2017 | 04/12/2017 | INCOMING INVENTORY | DEVICE INVENTORIED | 98765541-023D-4536-B0DD-D624618C5338 | Labor | 04/12/2017 | 04/12/2017 | Bonnie Aichroth
|  | GE HEALTHCARE | CARESCAPE B450 | MONITOR, BEDSIDE, PHYSIOLOGIC | SNE16300139HA | CDU - CLINICAL DECISION UNIT-9 KELEMEN | Kelemen |  |  | 01/31/2017 |  | 1/31/24 |  |  | NO | YES |  |  |  |  | GE MEDICAL SYSTEMS 10649826 SNE16300139HA |  |  | Active |  | 11:11:11:11:11:11 |  | Alarm | 1Y:00-MFG | 05/20/2019 | 05/01/2020 | COOPER UNIVERSITY HOSPITAL |  |  | ccaa 1st floor old cdu | 0011470276 | KAREN GRUBER | Preventative Maintenance | Closed | Bonnie Aichroth | 04/10/2017 | 04/10/2017 | PERFORMANCE ASSURANCE AT INVENTORY | INVENTORIED DEVICE AND ENSURED DEVICE WAS FUNCTIONING PROPERLY. | C7457FBB-9D27-4A4C-A424-1244745D92AC | Labor | 01/31/2017 | 01/31/2017 | Richard Jolly
|  | GE HEALTHCARE | CARESCAPE B450 | MONITOR, BEDSIDE, PHYSIOLOGIC | SNE16030070HA | ANESTHESIOLOGY | Kelemen |  |  | 03/01/2016 |  | 3/1/23 |  |  | NO | YES |  |  |  |  | GE MEDICAL SYSTEMS 10480403 SNE16030070HA |  |  | Active |  | 00:40:97:16:EB:46 |  | Alarm | 1Y:00-MFG | 10/25/2019 | 10/01/2020 | COOPER UNIVERSITY HOSPITAL |  |  | EP 1 OR 2 |  | GIACINTA ROUPAS
|  | GE HEALTHCARE | CARESCAPE B450 | MONITOR, BEDSIDE, PHYSIOLOGIC | BC700-HB450210 | PEDIATRICS SOUTH 7 | Kelemen |  |  | 03/21/2016 |  | 3/21/23 |  |  | NO | YES |  |  |  |  | MCUBE TECHNOLOGY 10480366 BC700-HB450210 |  |  | Active |  | 99:99:99:99:99:99 |  | Equipment | 1Y:00-CAL | 08/26/2019 | 08/01/2020 | COOPER UNIVERSITY HOSPITAL |  |  | PICU |  | JOANNE FOX
|  | GE HEALTHCARE | CARESCAPE B450 | MONITOR, BEDSIDE, PHYSIOLOGIC | BC700-HB450910 | KELEMEN N6 | Kelemen |  |  | 03/21/2016 |  | 3/21/23 |  |  | NO | YES |  |  |  |  | MCUBE TECHNOLOGY 10480364 BC700-HB450910 |  |  | Active |  | 99:99:99:99:99:99 |  | Equipment | 1Y:00-CAL | 08/26/2019 | 08/01/2020 | COOPER UNIVERSITY HOSPITAL |  |  | 6TH FLOOR |  | Susan Cannon
|  | GE HEALTHCARE | CARESCAPE B450 | MONITOR, BEDSIDE, PHYSIOLOGIC | SJA14138584HA | PAVILION 8 | Pavilion |  |  | 04/02/2014 |  | 4/2/21 |  |  | NO | YES |  |  |  |  | GE MEDICAL SYSTEMS 10369558 SJA14138584HA |  |  | Active |  | 00:40:97:16:58:11 |  | Alarm | 1Y:00-MFG | 07/29/2019 | 07/01/2020 | COOPER UNIVERSITY HOSPITAL |  |  | ROOM 828 |  | BRIAN OSHAUGHNESSY
|  | GE HEALTHCARE | CARESCAPE B450 | MONITOR, BEDSIDE, PHYSIOLOGIC | SJA14138572HA | PAVILION 8 | Pavilion |  |  | 04/02/2014 |  | 4/2/21 |  |  | NO | YES |  |  |  |  | GE MEDICAL SYSTEMS 10369557 SJA14138572HA |  |  | Active |  | 00:40:97:16:57:F1 |  | Alarm | 1Y:00-MFG | 08/26/2019 | 07/01/2020 | COOPER UNIVERSITY HOSPITAL |  |  | ROOM 826 |  | BRIAN OSHAUGHNESSY
|  | GE HEALTHCARE | CARESCAPE B450 | MONITOR, BEDSIDE, PHYSIOLOGIC | SNE15511010HA | KELEMEN 8 PCU | Kelemen |  |  | 02/01/2016 |  | 2/1/23 |  |  | NO | YES |  |  |  |  | GE MEDICAL SYSTEMS 10369501 SNE15511010HA |  |  | Disposition |  | 00:23:24:1B:F0:2D |  | Alarm | 1Y:00-MFG | 08/30/2019 | 01/01/2020 | COOPER UNIVERSITY HOSPITAL |  |  | ROOM 819 |  | BYRON WELLS
|  | GE HEALTHCARE | CARESCAPE B450 | MONITOR, BEDSIDE, PHYSIOLOGIC | SJA15392022HA | ANESTHESIOLOGY | Kelemen |  |  | 10/08/2015 |  | 10/8/22 |  |  | NO | YES |  |  |  |  | GE MEDICAL SYSTEMS 10369482 SJA15392022HA |  |  | Active |  | 00:40:97:16:C3:86 |  | Alarm | 1Y:00-MFG | 10/25/2019 | 10/01/2020 | COOPER UNIVERSITY HOSPITAL |  |  | Anes Trav 1 |  | GIACINTA ROUPAS
|  | GE HEALTHCARE | CARESCAPE B450 | MONITOR, BEDSIDE, PHYSIOLOGIC | SJA14138593HA |  | Pavilion | [7 empty] | NO | YES
|  | GE HEALTHCARE | CARESCAPE B450 | MONITOR, BEDSIDE, PHYSIOLOGIC | SJA14214303HA | OR - KELEMEN 3 | Pavilion |  |  | 05/28/2014 |  | 5/28/21 |  |  | NO | YES |  |  |  |  | GE MEDICAL SYSTEMS 10368531 SJA14214303HA |  |  | Active |  | 00:40:97:16:5D:D9 |  | Alarm | 1Y:00-MFG | 02/14/2019 | 02/01/2020 | COOPER UNIVERSITY HOSPITAL |  |  | HOLDING-BED27 |  | DOMINIC VENDETTA
|  | GE HEALTHCARE | CARESCAPE B450 | MONITOR, BEDSIDE, PHYSIOLOGIC | SJA14214297HA | OR - KELEMEN 3 | Pavilion |  |  | 05/28/2014 |  | 5/28/21 |  |  | NO | YES |  |  |  |  | GE MEDICAL SYSTEMS 10368530 SJA14214297HA |  |  | Active |  | 00:40:97:16:5D:4B |  | Alarm | 1Y:00-MFG | 02/14/2019 | 02/01/2020 | COOPER UNIVERSITY HOSPITAL |  |  | HOLDING-BED26 |  | DOMINIC VENDETTA
|  | GE HEALTHCARE | CARESCAPE B450 | MONITOR, BEDSIDE, PHYSIOLOGIC | SJA14214287HA | OR - KELEMEN 3 | Pavilion |  |  | 05/28/2014 |  | 5/28/21 |  |  | NO | YES |  |  |  |  | GE MEDICAL SYSTEMS 10368528 SJA14214287HA |  |  | Active |  | 00:40:97:16:5B:57 |  | Alarm | 1Y:00-MFG | 02/14/2019 | 02/01/2020 | COOPER UNIVERSITY HOSPITAL |  |  | HOLDING-BED 25 |  | DOMINIC VENDETTA
|  | GE HEALTHCARE | CARESCAPE B450 | MONITOR, BEDSIDE, PHYSIOLOGIC | SJA14214301HA | OR - KELEMEN 3 | Pavilion |  |  | 05/28/2014 |  | 5/28/21 |  |  | NO | YES |  |  |  |  | GE MEDICAL SYSTEMS 10368526 SJA14214301HA |  |  | Active |  | 00:40:97:16:5C:8D |  | Alarm | 1Y:00-MFG | 02/14/2019 | 02/01/2020 | COOPER UNIVERSITY HOSPITAL |  |  | HOLDING-BED 24 |  | DOMINIC VENDETTA
|  | GE HEALTHCARE | CARESCAPE B450 | MONITOR, BEDSIDE, PHYSIOLOGIC | SJA14138571HA | PAVILION 8 | Pavilion |  |  | 07/29/2019 |  | 7/29/26 |  |  | NO | YES |  |  |  |  | GE MEDICAL SYSTEMS 30438050 SJA14138571HA |  |  | Active |  | 00:40:97:16:57:37 |  | Alarm | 1Y:00-MFG | 07/29/2019 | 07/29/2019 | COOPER UNIVERSITY HOSPITAL |  |  | Room 820 |  | BRIAN OSHAUGHNESSY |  |  |  | 07/29/2019 | 07/29/2019 |  |  |  |  | 07/29/2019 | 07/29/2019
|  | GE HEALTHCARE | CARESCAPE B450 | MONITOR, BEDSIDE, PHYSIOLOGIC | SJA14138578HA | PAVILION 8 | Pavilion |  |  | 07/19/2019 |  | 7/19/26 |  |  | NO | YES |  |  |  |  | GE MEDICAL SYSTEMS 30438034 SJA14138578HA |  |  | Active |  | 00:40:97:16:56:7B |  | Alarm | 1Y:00-MFG | 07/19/2019 | 07/19/2019 | COOPER UNIVERSITY HOSPITAL |  |  | ROOM 829 |  | BRIAN OSHAUGHNESSY |  |  |  | 07/19/2019 | 07/19/2019 |  |  |  |  | 07/19/2019 | 07/19/2019
|  | GE HEALTHCARE | CARESCAPE B450 | MONITOR, BEDSIDE, PHYSIOLOGIC | SJA15331011HA |  | Kelemen | Basement | [6 empty] | NO | YES
|  | GE HEALTHCARE | CARESCAPE B450 | MONITOR, BEDSIDE, PHYSIOLOGIC | SNE18152001SA |  | Pavilion | [7 empty] | NO | YES
|  | GE HEALTHCARE | CARESCAPE B450 | MONITOR, BEDSIDE, PHYSIOLOGIC | SNE16140046HA | MD ANDERSON INPATIENT ONCOLOGY | Pavilion |  |  | 05/24/2019 |  | 5/24/26 |  |  | NO | YES |  |  |  |  | GE MEDICAL SYSTEMS 30244804 SNE16140046HA |  |  | Active |  | 00:40:97:17:03:8A |  | Alarm | 1Y:00-MFG | 05/24/2019 | 05/24/2019 | COOPER UNIVERSITY HOSPITAL |  |  | P523 |  | MIRIAM ZIEGLER |  |  |  | 05/24/2019 | 05/24/2019 |  |  |  |  | 05/24/2019 | 05/24/2019
|  | GE HEALTHCARE | CARESCAPE B450 | MONITOR, BEDSIDE, PHYSIOLOGIC | SNE16140044HA | MD ANDERSON INPATIENT ONCOLOGY | Pavilion |  |  | 05/24/2019 |  | 5/24/26 |  |  | NO | YES |  |  |  |  | GE MEDICAL SYSTEMS 30244802 SNE16140044HA |  |  | Active |  | 00:40:97:17:03:7A |  | Alarm | 1Y:00-MFG | 05/24/2019 | 05/24/2019 | COOPER UNIVERSITY HOSPITAL |  |  | P524 |  | MIRIAM ZIEGLER |  |  |  | 05/24/2019 | 05/24/2019 |  |  |  |  | 05/24/2019 | 05/24/2019
|  | GE HEALTHCARE | CARESCAPE B450 | MONITOR, BEDSIDE, PHYSIOLOGIC | SNE16140058HA | MD ANDERSON INPATIENT ONCOLOGY | Pavilion |  |  | 05/24/2019 |  | 5/24/26 |  |  | NO | YES |  |  |  |  | GE MEDICAL SYSTEMS 30244800 SNE16140058HA |  |  | Active |  | 00:40:97:17:03:86 |  | Alarm | 1Y:00-MFG | 05/24/2019 | 05/24/2019 | COOPER UNIVERSITY HOSPITAL |  |  | P525 |  | MIRIAM ZIEGLER |  |  |  | 05/24/2019 | 05/24/2019 |  |  |  |  | 05/24/2019 | 05/24/2019
|  | GE HEALTHCARE | CARESCAPE B450 | MONITOR, BEDSIDE, PHYSIOLOGIC | SNE16140060HA | MD ANDERSON INPATIENT ONCOLOGY | Pavilion |  |  | 05/24/2019 |  | 5/24/26 |  |  | NO | YES |  |  |  |  | GE MEDICAL SYSTEMS 30244798 SNE16140060HA |  |  | Active |  | 00:40:97:17:03:96 |  | Alarm | 1Y:00-MFG | 05/24/2019 | 05/24/2019 | COOPER UNIVERSITY HOSPITAL |  |  | P526 |  | MIRIAM ZIEGLER |  |  |  | 05/24/2019 | 05/24/2019 |  |  |  |  | 05/24/2019 | 05/24/2019
|  | GE HEALTHCARE | CARESCAPE B450 | MONITOR, BEDSIDE, PHYSIOLOGIC | SNE16140051HA | MD ANDERSON INPATIENT ONCOLOGY | Pavilion |  |  | 05/24/2019 |  | 5/24/26 |  |  | NO | YES |  |  |  |  | GE MEDICAL SYSTEMS 30244796 SNE16140051HA |  |  | Active |  | 00:40:97:17:03:9C |  | Alarm | 1Y:00-MFG | 05/24/2019 | 05/24/2019 | COOPER UNIVERSITY HOSPITAL |  |  | P527 |  | MIRIAM ZIEGLER |  |  |  | 05/24/2019 | 05/24/2019 |  |  |  |  | 05/24/2019 | 05/24/2019
|  | GE HEALTHCARE | CARESCAPE B450 | MONITOR, BEDSIDE, PHYSIOLOGIC | SNE16140052HA | MD ANDERSON INPATIENT ONCOLOGY | Pavilion |  |  | 05/24/2019 |  | 5/24/26 |  |  | NO | YES |  |  |  |  | GE MEDICAL SYSTEMS 30244792 SNE16140052HA |  |  | Active |  | 00:40:97:17:03:90 |  | Alarm | 1Y:00-MFG | 05/24/2019 | 05/24/2019 | COOPER UNIVERSITY HOSPITAL |  |  | P529 | 0011210377 | MIRIAM ZIEGLER | Preventative Maintenance | Closed | Bonnie Aichroth | 05/24/2019 | 05/24/2019 | PERFORMANCE ASSURANCE AT INVENTORY | INVENTORIED DEVICE AND ENSURED DEVICE WAS FUNCTIONING PROPERLY. | 1E7E2031-413C-462D-B50D-527D5DFF8915 | Labor | 05/24/2019 | 05/24/2019 | Michael Youch
|  | GE HEALTHCARE | CARESCAPE B450 | MONITOR, BEDSIDE, PHYSIOLOGIC | SNE16140078HA | MD ANDERSON INPATIENT ONCOLOGY | Pavilion |  |  | 05/24/2019 |  | 5/24/26 |  |  | NO | YES |  |  |  |  | GE MEDICAL SYSTEMS 30244794 SNE16140078HA |  |  | Active |  | 00:40:97:16:FF:46 |  | Alarm | 1Y:00-MFG | 05/24/2019 | 05/24/2019 | COOPER UNIVERSITY HOSPITAL |  |  | P528 |  | MIRIAM ZIEGLER |  |  |  | 05/24/2019 | 05/24/2019 |  |  |  |  | 05/24/2019 | 05/24/2019
|  | GE HEALTHCARE | CARESCAPE B450 | MONITOR, BEDSIDE, PHYSIOLOGIC | SJA14138590HA | PAVILION 8 | Pavilion |  |  | 04/02/2014 |  | 4/2/21 |  |  | NO | YES |  |  |  |  | GE MEDICAL SYSTEMS 10365485 SJA14138590HA |  |  | Active |  | 00:40:97:16:57:13 |  | Alarm | 1Y:00-MFG | 07/10/2019 | 07/01/2020 | COOPER UNIVERSITY HOSPITAL |  |  | Room 827 |  | BRIAN OSHAUGHNESSY
|  | GE HEALTHCARE | CARESCAPE B450 | MONITOR, BEDSIDE, PHYSIOLOGIC | Sne19482196sa |  | 218 Sunset Rd | [7 empty] | YES | YES
|  | GE HEALTHCARE | CARESCAPE B450 | MONITOR, BEDSIDE, PHYSIOLOGIC | SJA14138580HA | PAVILION 8 | Pavilion |  |  | 04/02/2014 |  | 4/2/21 |  |  | NO | YES |  |  |  |  | GE MEDICAL SYSTEMS 10356663 SJA14138580HA |  |  | Active |  | 00:40:97:16:57:0B |  | Alarm | 1Y:00-MFG | 07/15/2019 | 07/01/2020 | COOPER UNIVERSITY HOSPITAL |  |  | ROOM 821 |  | BRIAN OSHAUGHNESSY
|  | GE HEALTHCARE | CARESCAPE B450 | MONITOR, BEDSIDE, PHYSIOLOGIC | SJA14138587HA | PAVILION 8 | Pavilion |  |  | 04/02/2014 |  | 4/2/21 |  |  | NO | YES |  |  |  |  | GE MEDICAL SYSTEMS 10356641 SJA14138587HA |  |  | Active |  | 00:40:97:16:59:39 |  | Alarm | 1Y:00-MFG | 10/11/2019 | 07/01/2020 | COOPER UNIVERSITY HOSPITAL |  |  | ROOM 819 |  | BRIAN OSHAUGHNESSY
|  | GE HEALTHCARE | CARESCAPE B450 | MONITOR, BEDSIDE, PHYSIOLOGIC | SJA14138583HA | PAVILION 8 | Pavilion |  |  | 04/02/2014 |  | 4/2/21 |  |  | NO | YES |  |  |  |  | GE MEDICAL SYSTEMS 10356627 SJA14138583HA |  |  | Active |  | 00:40:97:16:56:EF |  | Alarm | 1Y:00-MFG | 07/01/2019 | 07/01/2020 | COOPER UNIVERSITY HOSPITAL |  |  | ROOM 817 |  | BRIAN OSHAUGHNESSY
|  | GE HEALTHCARE | CARESCAPE B450 | MONITOR, BEDSIDE, PHYSIOLOGIC | SJA14257676HA | PAVILION 8 | Pavilion |  |  | 06/25/2014 |  | 6/25/21 |  |  | NO | YES |  |  |  |  | GE MEDICAL SYSTEMS 10356622 SJA14257676HA |  |  | Active |  | 00:40:97:16:62:8F |  | Alarm | 1Y:00-MFG | 09/13/2019 | 07/01/2020 | COOPER UNIVERSITY HOSPITAL |  |  | ROOM 816 |  | BRIAN OSHAUGHNESSY
|  | GE HEALTHCARE | CARESCAPE B450 | MONITOR, BEDSIDE, PHYSIOLOGIC | SJA14138576HA | PAVILION 8 | Pavilion |  |  | 04/02/2014 |  | 4/2/21 |  |  | NO | YES |  |  |  |  | GE MEDICAL SYSTEMS 10356606 SJA14138576HA |  |  | Active |  | 00:40:97:16:57:FB |  | Alarm | 1Y:00-MFG | 07/24/2019 | 07/01/2020 | COOPER UNIVERSITY HOSPITAL |  |  | ROOM 815 |  | BRIAN OSHAUGHNESSY
|  | GE HEALTHCARE | CARESCAPE B450 | MONITOR, BEDSIDE, PHYSIOLOGIC | SJA14138570HA | PAVILION 8 | Pavilion |  |  | 04/16/2014 |  | 4/16/21 |  |  | NO | YES |  |  |  |  | GE MEDICAL SYSTEMS 10356602 SJA14138570HA |  |  | Active |  | 00:40:97:16:52:CB |  | Alarm | 1Y:00-MFG | 07/01/2019 | 07/01/2020 | COOPER UNIVERSITY HOSPITAL |  |  | ROOM 814 |  | BRIAN OSHAUGHNESSY
|  | GE HEALTHCARE | CARESCAPE B450 | MONITOR, BEDSIDE, PHYSIOLOGIC | SJA14138581HA | PAVILION 8 | Pavilion |  |  | 04/02/2014 |  | 4/2/21 |  |  | NO | YES |  |  |  |  | GE MEDICAL SYSTEMS 10356593 SJA14138581HA |  |  | Active |  | 00:40:97:16:57:75 |  | Alarm | 1Y:00-MFG | 07/19/2019 | 07/01/2020 | COOPER UNIVERSITY HOSPITAL |  |  | ROOM 812 |  | BRIAN OSHAUGHNESSY
|  | GE HEALTHCARE | CARESCAPE B450 | MONITOR, BEDSIDE, PHYSIOLOGIC | SJA14138585HA | PAVILION 8 | Pavilion |  |  | 04/02/2014 |  | 4/2/21 |  |  | NO | YES |  |  |  |  | GE MEDICAL SYSTEMS 10356587 SJA14138585HA |  |  | Active |  | 00:40:97:16:57:5D |  | Alarm | 1Y:00-MFG | 07/24/2019 | 07/01/2020 | COOPER UNIVERSITY HOSPITAL |  |  | ROOM 811 |  | BRIAN OSHAUGHNESSY
|  | GE HEALTHCARE | CARESCAPE B450 | MONITOR, BEDSIDE, PHYSIOLOGIC | SJA14094431HA | CHIP - 9 PAVILION | Pavilion |  |  | 03/06/2014 |  | 3/6/21 |  |  | NO | YES |  |  |  |  | GE MEDICAL SYSTEMS 10356561 SJA14094431HA |  |  | Active |  | 00:40:97:16:54:8F |  | Alarm | 1Y:00-MFG | 07/30/2019 | 07/01/2020 | COOPER UNIVERSITY HOSPITAL |  |  | ROOM 931 |  | KIM HUMMEL
|  | GE HEALTHCARE | CARESCAPE B450 | MONITOR, BEDSIDE, PHYSIOLOGIC | SJA13497501HA | CHIP - 9 PAVILION | Kelemen |  |  | 03/06/2014 |  | 3/6/21 |  |  | NO | YES |  |  |  |  | GE MEDICAL SYSTEMS 10356559 SJA13497501HA |  |  | Active |  | 00:40:97:16:4B:99 |  | Alarm | 1Y:00-MFG | 07/09/2019 | 07/01/2020 | COOPER UNIVERSITY HOSPITAL |  |  | ROOM 926 |  | KIM HUMMEL
|  | GE HEALTHCARE | CARESCAPE B450 | MONITOR, BEDSIDE, PHYSIOLOGIC | SJA13497507HA | CHIP - 9 PAVILION | Pavilion |  |  | 03/06/2014 |  | 3/6/21 |  |  | NO | YES |  |  |  |  | GE MEDICAL SYSTEMS 10356544 SJA13497507HA |  |  | Active |  | 00:40:97:16:4C:03 |  | Alarm | 1Y:00-MFG | 07/18/2019 | 07/01/2020 | COOPER UNIVERSITY HOSPITAL |  |  | ROOM 919 |  | KIM HUMMEL
|  | GE HEALTHCARE | CARESCAPE B450 | MONITOR, BEDSIDE, PHYSIOLOGIC | SJA14138595HA | CHIP - 9 PAVILION | Pavilion |  |  | 04/02/2014 |  | 4/2/21 |  |  | NO | YES |  |  |  |  | GE MEDICAL SYSTEMS 10356540 SJA14138595HA |  |  | Active |  | 00:40:97:16:57:7D |  | Alarm | 1Y:00-MFG | 07/25/2019 | 07/01/2020 | COOPER UNIVERSITY HOSPITAL |  |  | ROOM 918 |  | KIM HUMMEL
|  | GE HEALTHCARE | CARESCAPE B450 | MONITOR, BEDSIDE, PHYSIOLOGIC | SJA14138599HA | CHIP - 9 PAVILION | Pavilion |  |  | 04/02/2014 |  | 4/2/21 |  |  | NO | YES |  |  |  |  | GE MEDICAL SYSTEMS 10356538 SJA14138599HA |  |  | Active |  | 00:40:97:16:54:D5 |  | Alarm | 1Y:00-MFG | 07/18/2019 | 07/01/2020 | COOPER UNIVERSITY HOSPITAL |  |  | ROOM 917 |  | KIM HUMMEL
|  | GE HEALTHCARE | CARESCAPE B450 | MONITOR, BEDSIDE, PHYSIOLOGIC | SJA13497504HA | CHIP - 9 PAVILION | Pavilion |  |  | 03/06/2014 |  | 3/6/21 |  |  | NO | YES |  |  |  |  | GE MEDICAL SYSTEMS 10356533 SJA13497504HA |  |  | Active |  | 00:40:97:16:4B:95 |  | Alarm | 1Y:00-MFG | 07/18/2019 | 07/01/2020 | COOPER UNIVERSITY HOSPITAL |  |  | ROOM 916 |  | KIM HUMMEL
|  | GE HEALTHCARE | CARESCAPE B450 | MONITOR, BEDSIDE, PHYSIOLOGIC | SJA14138602HA | CHIP - 9 PAVILION | Pavilion |  |  | 04/02/2014 |  | 4/2/21 |  |  | NO | YES |  |  |  |  | GE MEDICAL SYSTEMS 10356527 SJA14138602HA |  |  | Active |  | 00:40:97:16:56:05 |  | Alarm | 1Y:00-MFG | 07/09/2019 | 07/01/2020 | COOPER UNIVERSITY HOSPITAL |  |  | ROOM 915 |  | KIM HUMMEL
|  | GE HEALTHCARE | CARESCAPE B450 | MONITOR, BEDSIDE, PHYSIOLOGIC | SJA14138543HA | CHIP - 9 PAVILION | Pavilion |  |  | 04/02/2014 |  | 4/2/21 |  |  | NO | YES |  |  |  |  | GE MEDICAL SYSTEMS 10356518 SJA14138543HA |  |  | Active |  | 00:40:97:16:52:85 |  | Alarm | 1Y:00-MFG | 07/09/2019 | 07/01/2020 | COOPER UNIVERSITY HOSPITAL |  |  | ROOM 914 |  | KIM HUMMEL
|  | GE HEALTHCARE | CARESCAPE B450 | MONITOR, BEDSIDE, PHYSIOLOGIC | SJA14138598HA | CHIP - 9 PAVILION | Pavilion |  |  | 04/02/2014 |  | 4/2/21 |  |  | NO | YES |  |  |  |  | GE MEDICAL SYSTEMS 10356514 SJA14138598HA |  |  | Active |  | 00:40:97:16:55:49 |  | Alarm | 1Y:00-MFG | 07/18/2019 | 07/01/2020 | COOPER UNIVERSITY HOSPITAL |  |  | ROOM 912 |  | KIM HUMMEL
|  | GE HEALTHCARE | CARESCAPE B450 | MONITOR, BEDSIDE, PHYSIOLOGIC | SJA14138603HA | CHIP - 9 PAVILION | Pavilion |  |  | 04/02/2014 |  | 4/2/21 |  |  | NO | YES |  |  |  |  | GE MEDICAL SYSTEMS 10356508 SJA14138603HA |  |  | Active |  | 00:40:97:16:55:09 |  | Alarm | 1Y:00-MFG | 08/29/2019 | 07/01/2020 | COOPER UNIVERSITY HOSPITAL |  |  | ROOM 911 |  | KIM HUMMEL
|  | GE HEALTHCARE | CARESCAPE B450 | MONITOR, BEDSIDE, PHYSIOLOGIC | SJA13497505HA | CHIP - 9 PAVILION | Pavilion |  |  | 03/06/2014 |  | 3/6/21 |  |  | NO | YES |  |  |  |  | GE MEDICAL SYSTEMS 10356504 SJA13497505HA |  |  | Active |  | 00:40:97:16:4A:F1 |  | Alarm | 1Y:00-MFG | 07/25/2019 | 07/01/2020 | COOPER UNIVERSITY HOSPITAL |  |  | ROOM 910 |  | KIM HUMMEL
|  | GE HEALTHCARE | CARESCAPE B450 | MONITOR, BEDSIDE, PHYSIOLOGIC | SJA14138541HA | PAVILION 8 | Pavilion |  |  | 04/02/2014 |  | 4/2/21 |  |  | NO | YES |  |  |  |  | GE MEDICAL SYSTEMS 10356371 SJA14138541HA |  |  | Active |  | 00:40:97:16:52:7F |  | Alarm | 1Y:00-MFG | 07/09/2019 | 07/01/2020 | COOPER UNIVERSITY HOSPITAL |  |  | ROOM 831 |  | BRIAN OSHAUGHNESSY
|  | GE HEALTHCARE | CARESCAPE B450 | MONITOR, BEDSIDE, PHYSIOLOGIC | SJA14138579HA | PAVILION 8 | Pavilion |  |  | 04/02/2014 |  | 4/2/21 |  |  | NO | YES |  |  |  |  | GE MEDICAL SYSTEMS 10356385 SJA14138579HA |  |  | Active |  | 00:40:97:16:57:E7 |  | Alarm | 1Y:00-MFG | 07/29/2019 | 07/01/2020 | COOPER UNIVERSITY HOSPITAL |  |  | ROOM 824 |  | BRIAN OSHAUGHNESSY
|  | GE HEALTHCARE | CARESCAPE B450 | MONITOR, BEDSIDE, PHYSIOLOGIC | SJA14138569HA | PAVILION 8 | Pavilion |  |  | 04/02/2014 |  | 4/2/21 |  |  | NO | YES |  |  |  |  | GE MEDICAL SYSTEMS 10356404 SJA14138569HA |  |  | Active |  | 00:40:97:16:52:CD |  | Alarm | 1Y:00-MFG | 07/01/2019 | 07/01/2020 | COOPER UNIVERSITY HOSPITAL |  |  | ROOM 833 |  | BRIAN OSHAUGHNESSY
|  | GE HEALTHCARE | CARESCAPE B450 | MONITOR, BEDSIDE, PHYSIOLOGIC | SJA14138547HA | PAVILION 8 | Pavilion |  |  | 04/02/2014 |  | 4/2/21 |  |  | NO | YES |  |  |  |  | GE MEDICAL SYSTEMS 10356396 SJA14138547HA |  |  | Active |  | 00:40:97:16:52:35 |  | Alarm | 1Y:00-MFG | 08/26/2019 | 07/01/2020 | COOPER UNIVERSITY HOSPITAL |  |  | ROOM 823 |  | BRIAN OSHAUGHNESSY
|  | GE HEALTHCARE | CARESCAPE B450 | MONITOR, BEDSIDE, PHYSIOLOGIC | SJA14138574HA | PAVILION 8 | Pavilion |  |  | 04/02/2014 |  | 4/2/21 |  |  | NO | YES |  |  |  |  | GE MEDICAL SYSTEMS 10356398 SJA14138574HA |  |  | Active |  | 00:40:97:16:58:05 |  | Alarm | 1Y:00-MFG | 07/01/2019 | 07/01/2020 | COOPER UNIVERSITY HOSPITAL |  |  | ROOM 822 |  | BRIAN OSHAUGHNESSY
|  | GE HEALTHCARE | CARESCAPE B450 | MONITOR, BEDSIDE, PHYSIOLOGIC | SJA14138575HA | PAVILION 8 | Pavilion |  |  | 04/02/2014 |  | 4/2/21 |  |  | NO | YES |  |  |  |  | GE MEDICAL SYSTEMS 10356367 SJA14138575HA |  |  | Active |  | 00:40:97:16:56:77 |  | Alarm | 1Y:00-MFG | 08/26/2019 | 07/01/2020 | COOPER UNIVERSITY HOSPITAL |  |  | ROOM 832 |  | BRIAN OSHAUGHNESSY
|  | GE HEALTHCARE | CARESCAPE B450 | MONITOR, BEDSIDE, PHYSIOLOGIC | SJA14138592HA | PAVILION 8 | Pavilion |  |  | 04/02/2014 |  | 4/2/21 |  |  | NO | YES |  |  |  |  | GE MEDICAL SYSTEMS 10356357 SJA14138592HA |  |  | Active |  | 00:40:97:16:57:01 |  | Alarm | 1Y:00-MFG | 07/01/2019 | 07/01/2020 | COOPER UNIVERSITY HOSPITAL |  |  | ROOM 836 |  | BRIAN OSHAUGHNESSY
|  | GE HEALTHCARE | CARESCAPE B450 | MONITOR, BEDSIDE, PHYSIOLOGIC | SJA14138573HA | PAVILION 8 | Pavilion |  |  | 04/02/2014 |  | 4/2/21 |  |  | NO | YES |  |  |  |  | GE MEDICAL SYSTEMS 10356351 SJA14138573HA |  |  | Active |  | 00:40:97:16:56:C9 |  | Alarm | 1Y:00-MFG | 07/16/2019 | 07/01/2020 | COOPER UNIVERSITY HOSPITAL |  |  | ROOM 837 |  | BRIAN OSHAUGHNESSY
|  | GE HEALTHCARE | CARESCAPE B450 | MONITOR, BEDSIDE, PHYSIOLOGIC | SJA14138545HA | PAVILION 8 | Pavilion |  |  | 04/02/2014 |  | 4/2/21 |  |  | NO | YES |  |  |  |  | GE MEDICAL SYSTEMS 10356347 SJA14138545HA |  |  | Active |  | 00:40:97:16:52:1B |  | Alarm | 1Y:00-MFG | 07/05/2019 | 07/01/2020 | COOPER UNIVERSITY HOSPITAL |  |  | ROOM 838 |  | BRIAN OSHAUGHNESSY
|  | GE HEALTHCARE | CARESCAPE B450 | MONITOR, BEDSIDE, PHYSIOLOGIC | SJA14138542HA | PAVILION 8 | Pavilion |  |  | 04/02/2014 |  | 4/2/21 |  |  | NO | YES |  |  |  |  | GE MEDICAL SYSTEMS 10356341 SJA14138542HA |  |  | Active |  | 00:40:97:16:51:85 |  | Alarm | 1Y:00-MFG | 09/13/2019 | 07/01/2020 | COOPER UNIVERSITY HOSPITAL |  |  | ROOM 840 |  | BRIAN OSHAUGHNESSY
|  | GE HEALTHCARE | CARESCAPE B450 | MONITOR, BEDSIDE, PHYSIOLOGIC | SJA14138577HA | PAVILION 8 | Pavilion |  |  | 04/02/2014 |  | 4/2/21 |  |  | NO | YES |  |  |  |  | GE MEDICAL SYSTEMS 10356334 SJA14138577HA |  |  | Active |  | 00:40:97:16:57:E9 |  | Alarm | 1Y:00-MFG | 07/05/2019 | 07/01/2020 | COOPER UNIVERSITY HOSPITAL |  |  | ROOM 839 |  | BRIAN OSHAUGHNESSY
|  | GE HEALTHCARE | CARESCAPE B450 | MONITOR, BEDSIDE, PHYSIOLOGIC | SJA14138548HA | PAVILION 8 | Pavilion |  |  | 04/02/2014 |  | 4/2/21 |  |  | NO | YES |  |  |  |  | GE MEDICAL SYSTEMS 10356330 SJA14138548HA |  |  | Active |  | 00:40:97:16:52:5F |  | Alarm | 1Y:00-MFG | 07/15/2019 | 07/01/2020 | COOPER UNIVERSITY HOSPITAL |  |  | ROOM 841 |  | BRIAN OSHAUGHNESSY
|  | GE HEALTHCARE | CARESCAPE B450 | MONITOR, BEDSIDE, PHYSIOLOGIC | SJA14094470HA | CHIP - 9 PAVILION | Pavilion |  |  | 03/06/2014 |  | 3/6/21 |  |  | NO | YES |  |  |  |  | GE MEDICAL SYSTEMS 10356322 SJA14094470HA |  |  | Active |  | 00:40:97:16:54:51 |  | Alarm | 1Y:00-MFG | 07/18/2019 | 07/01/2020 | COOPER UNIVERSITY HOSPITAL |  |  | ROOM 921 |  | KIM HUMMEL
|  | GE HEALTHCARE | CARESCAPE B450 | MONITOR, BEDSIDE, PHYSIOLOGIC | SJA13497503HA | CHIP - 9 PAVILION | Pavilion |  |  | 03/06/2014 |  | 3/6/21 |  |  | NO | YES |  |  |  |  | GE MEDICAL SYSTEMS 10356324 SJA13497503HA |  |  | Active |  | 00:40:97:16:4B:85 |  | Alarm | 1Y:00-MFG | 07/09/2019 | 07/01/2020 | COOPER UNIVERSITY HOSPITAL |  |  | ROOM 920 |  | KIM HUMMEL
|  | GE HEALTHCARE | CARESCAPE B450 | MONITOR, BEDSIDE, PHYSIOLOGIC | SJA14094465HA | CHIP - 9 PAVILION | Pavilion |  |  | 03/06/2014 |  | 3/6/21 |  |  | NO | YES |  |  |  |  | GE MEDICAL SYSTEMS 10356317 SJA14094465HA |  |  | Active |  | 00:40:97:16:53:41 |  | Alarm | 1Y:00-MFG | 07/30/2019 | 07/01/2020 | COOPER UNIVERSITY HOSPITAL |  |  | ROOM 923 |  | KIM HUMMEL
|  | GE HEALTHCARE | CARESCAPE B450 | MONITOR, BEDSIDE, PHYSIOLOGIC | SJA13497508HA | CHIP - 9 PAVILION | Pavilion |  |  | 03/06/2014 |  | 3/6/21 |  |  | NO | YES |  |  |  |  | GE MEDICAL SYSTEMS 10356319 SJA13497508HA |  |  | Active |  | 00:40:97:16:4C:29 |  | Alarm | 1Y:00-MFG | 07/18/2019 | 07/01/2020 | COOPER UNIVERSITY HOSPITAL |  |  | ROOM 922 |  | KIM HUMMEL
|  | GE HEALTHCARE | CARESCAPE B450 | MONITOR, BEDSIDE, PHYSIOLOGIC | SJA14138596HA | CHIP - 9 PAVILION | Pavilion |  |  | 04/02/2014 |  | 4/2/21 |  |  | NO | YES |  |  |  |  | GE MEDICAL SYSTEMS 10356315 SJA14138596HA |  |  | Active |  | 00:40:97:16:57:1F |  | Alarm | 1Y:00-MFG | 07/09/2019 | 07/01/2020 | COOPER UNIVERSITY HOSPITAL |  |  | ROOM 924 |  | KIM HUMMEL
|  | GE HEALTHCARE | CARESCAPE B450 | MONITOR, BEDSIDE, PHYSIOLOGIC | SJA14094434HA | CHIP - 9 PAVILION | Pavilion |  |  | 03/06/2014 |  | 3/6/21 |  |  | NO | YES |  |  |  |  | GE MEDICAL SYSTEMS 10356306 SJA14094434HA |  |  | Active |  | 00:40:97:16:54:69 |  | Alarm | 1Y:00-MFG | 07/09/2019 | 07/01/2020 | COOPER UNIVERSITY HOSPITAL |  |  | ROOM 929 |  | KIM HUMMEL
|  | GE HEALTHCARE | CARESCAPE B450 | MONITOR, BEDSIDE, PHYSIOLOGIC | SJA13497498HA | CHIP - 9 PAVILION | Pavilion |  |  | 03/06/2014 |  | 3/6/21 |  |  | NO | YES |  |  |  |  | GE MEDICAL SYSTEMS 10356293 SJA13497498HA |  |  | Active |  | 00:40:97:16:4B:97 |  | Alarm | 1Y:00-MFG | 08/29/2019 | 07/01/2020 | COOPER UNIVERSITY HOSPITAL |  |  | ROOM 932 |  | KIM HUMMEL
|  | GE HEALTHCARE | CARESCAPE B450 | MONITOR, BEDSIDE, PHYSIOLOGIC | SJA13453686HA | CHIP - 9 PAVILION | Pavilion |  |  | 03/06/2014 |  | 3/6/21 |  |  | NO | YES |  |  |  |  | GE MEDICAL SYSTEMS 10356289 SJA13453686HA |  |  | Active |  | 00:40:97:16:46:25 |  | Alarm | 1Y:00-MFG | 07/09/2019 | 07/01/2020 | COOPER UNIVERSITY HOSPITAL |  |  | ROOM 933 |  | KIM HUMMEL
|  | GE HEALTHCARE | CARESCAPE B450 | MONITOR, BEDSIDE, PHYSIOLOGIC | SJA13497506HA | CHIP - 9 PAVILION | Pavilion |  |  | 03/06/2014 |  | 3/6/21 |  |  | NO | YES |  |  |  |  | GE MEDICAL SYSTEMS 10356282 SJA13497506HA |  |  | Active |  | 00:40:97:16:4C:05 |  | Alarm | 1Y:00-MFG | 07/25/2019 | 07/01/2020 | COOPER UNIVERSITY HOSPITAL |  |  | ROOM 934 |  | KIM HUMMEL
|  | GE HEALTHCARE | CARESCAPE B450 | MONITOR, BEDSIDE, PHYSIOLOGIC | SJA13497502HA | CHIP - 9 PAVILION | Pavilion |  |  | 03/06/2014 |  | 3/6/21 |  |  | NO | YES |  |  |  |  | GE MEDICAL SYSTEMS 10356279 SJA13497502HA |  |  | Active |  | 00:40:97:16:4B:4D |  | Alarm | 1Y:00-MFG | 07/25/2019 | 07/01/2020 | COOPER UNIVERSITY HOSPITAL |  |  | ROOM 937 |  | KIM HUMMEL
|  | GE HEALTHCARE | CARESCAPE B450 | MONITOR, BEDSIDE, PHYSIOLOGIC | SJA14020040HA | CHIP - 9 PAVILION | Pavilion |  |  | 03/06/2014 |  | 3/6/21 |  |  | NO | YES |  |  |  |  | GE MEDICAL SYSTEMS 10356274 SJA14020040HA |  |  | Active |  | 00:40:97:16:4C:C7 |  | Alarm | 1Y:00-MFG | 07/18/2019 | 07/01/2020 | COOPER UNIVERSITY HOSPITAL |  |  | ROOM 936 |  | KIM HUMMEL
|  | GE HEALTHCARE | CARESCAPE B450 | MONITOR, BEDSIDE, PHYSIOLOGIC | SJA14138594HA | CHIP - 9 PAVILION | Pavilion |  |  | 04/02/2014 |  | 4/2/21 |  |  | NO | YES |  |  |  |  | GE MEDICAL SYSTEMS 10356276 SJA14138594HA |  |  | Active |  | 00:40:97:16:56:6B |  | Alarm | 1Y:00-MFG | 07/09/2019 | 07/01/2020 | COOPER UNIVERSITY HOSPITAL |  |  | ROOM 935 |  | KIM HUMMEL
|  | GE HEALTHCARE | CARESCAPE B450 | MONITOR, BEDSIDE, PHYSIOLOGIC | SJA14138601HA | CHIP - 9 PAVILION | Pavilion |  |  | 04/02/2014 |  | 4/2/21 |  |  | NO | YES |  |  |  |  | GE MEDICAL SYSTEMS 10356270 SJA14138601HA |  |  | Active |  | 00:40:97:16:53:79 |  | Alarm | 1Y:00-MFG | 07/18/2019 | 07/01/2020 | COOPER UNIVERSITY HOSPITAL |  |  | ROOM 938 |  | KIM HUMMEL
|  | GE HEALTHCARE | CARESCAPE B450 | MONITOR, BEDSIDE, PHYSIOLOGIC | SJA14020042HA | CHIP - 9 PAVILION | Pavilion |  |  | 03/06/2014 |  | 3/6/21 |  |  | NO | YES |  |  |  |  | GE MEDICAL SYSTEMS 10356261 SJA14020042HA |  |  | Active |  | 00:40:97:16:4C:BF |  | Alarm | 1Y:00-MFG | 07/09/2019 | 07/01/2020 | COOPER UNIVERSITY HOSPITAL |  |  | ROOM 940 |  | KIM HUMMEL
|  | GE HEALTHCARE | CARESCAPE B450 | MONITOR, BEDSIDE, PHYSIOLOGIC | SJA14020016HA | CHIP - 9 PAVILION | Pavilion |  |  | 03/06/2014 |  | 3/6/21 |  |  | NO | YES |  |  |  |  | GE MEDICAL SYSTEMS 10356262 SJA14020016HA |  |  | Active |  | 00:40:97:16:4D:9F |  | Alarm | 1Y:00-MFG | 07/09/2019 | 07/01/2020 | COOPER UNIVERSITY HOSPITAL |  |  | ROOM 939 |  | KIM HUMMEL
|  | GE HEALTHCARE | CARESCAPE B450 | MONITOR, BEDSIDE, PHYSIOLOGIC | SJA13453687HA | CHIP - 9 PAVILION | Pavilion |  |  | 03/06/2014 |  | 3/6/21 |  |  | NO | YES |  |  |  |  | GE MEDICAL SYSTEMS 10356254 SJA13453687HA |  |  | Active |  | 00:40:97:16:47:99 |  | Alarm | 1Y:00-MFG | 07/09/2019 | 07/01/2020 | COOPER UNIVERSITY HOSPITAL |  |  | ROOM 941 |  | KIM HUMMEL
|  | GE HEALTHCARE | CARESCAPE B450 | MONITOR, BEDSIDE, PHYSIOLOGIC | SJA14214282HA |  | Kelemen |  |  | 05/28/2014 |  | 5/28/21 |  |  | NO | YES |  |  |  |  | GE MEDICAL SYSTEMS 10356198 SJA14214282HA |  |  | Active |  | 00:40:97:16:5C:47 |  | Alarm | 1Y:00-MFG | 02/14/2019 | 02/01/2020 | COOPER UNIVERSITY HOSPITAL |  |  | HOLDING-BED 23 |  | DOMINIC VENDETTA
|  | GE HEALTHCARE | CARESCAPE B450 | MONITOR, BEDSIDE, PHYSIOLOGIC | SJA14214302HA |  | Kelemen |  |  | 05/28/2014 |  | 5/28/21 |  |  | NO | YES |  |  |  |  | GE MEDICAL SYSTEMS 10356195 SJA14214302HA |  |  | Active |  | 00:40:97:16:5B:6B |  | Alarm | 1Y:00-MFG | 02/14/2019 | 02/01/2020 | COOPER UNIVERSITY HOSPITAL |  |  | HOLDING-BED 22 |  | DOMINIC VENDETTA
|  | GE HEALTHCARE | CARESCAPE B450 | MONITOR, BEDSIDE, PHYSIOLOGIC | SJA14224799HA |  | Kelemen |  |  | 06/04/2014 |  | 6/4/21 |  |  | NO | YES |  |  |  |  | GE MEDICAL SYSTEMS 10356191 SJA14224799HA |  |  | Active |  | 00:40:97:16:5B:8F |  | Alarm | 1Y:00-MFG | 02/14/2019 | 02/01/2020 | COOPER UNIVERSITY HOSPITAL |  |  | HOLDING-BED 21 |  | DOMINIC VENDETTA
|  | GE HEALTHCARE | CARESCAPE B450 | MONITOR, BEDSIDE, PHYSIOLOGIC | SJA14214298HA |  | Kelemen |  |  | 05/28/2014 |  | 5/28/21 |  |  | NO | YES |  |  |  |  | GE MEDICAL SYSTEMS 10356188 SJA14214298HA |  |  | Active |  | 00:40:97:16:5D:15 |  | Alarm | 1Y:00-MFG | 02/14/2019 | 02/01/2020 | COOPER UNIVERSITY HOSPITAL |  |  | HOLDING-BED 20 |  | DOMINIC VENDETTA
|  | GE HEALTHCARE | CARESCAPE B450 | MONITOR, BEDSIDE, PHYSIOLOGIC | SJA14214304HA |  | Kelemen |  |  | 05/28/2014 |  | 5/28/21 |  |  | NO | YES |  |  |  |  | GE MEDICAL SYSTEMS 10356179 SJA14214304HA |  |  | Active |  | 00:40:97:16:56:7D |  | Alarm | 1Y:00-MFG | 02/14/2019 | 02/01/2020 | COOPER UNIVERSITY HOSPITAL |  |  | HOLDING-BED 19 |  | DOMINIC VENDETTA
|  | GE HEALTHCARE | CARESCAPE B450 | MONITOR, BEDSIDE, PHYSIOLOGIC | SJA14214305HA |  | Kelemen |  |  | 05/28/2014 |  | 5/28/21 |  |  | NO | YES |  |  |  |  | GE MEDICAL SYSTEMS 10356177 SJA14214305HA |  |  | Active |  | 00:40:97:16:5B:81 |  | Alarm | 1Y:00-MFG | 02/14/2019 | 02/01/2020 | COOPER UNIVERSITY HOSPITAL |  |  | HOLDING-BED 18 |  | DOMINIC VENDETTA
|  | GE HEALTHCARE | CARESCAPE B450 | MONITOR, BEDSIDE, PHYSIOLOGIC | SJA14224798HA |  | Kelemen |  |  | 06/04/2014 |  | 6/4/21 |  |  | NO | YES |  |  |  |  | GE MEDICAL SYSTEMS 10356171 SJA14224798HA |  |  | Active |  | 00:40:97:16:5B:A7 |  | Alarm | 1Y:00-MFG | 02/14/2019 | 02/01/2020 | COOPER UNIVERSITY HOSPITAL |  |  | HOLDING-BED16 |  | DOMINIC VENDETTA
|  | GE HEALTHCARE | CARESCAPE B450 | MONITOR, BEDSIDE, PHYSIOLOGIC | SJA14224800HA |  | Kelemen |  |  | 06/04/2014 |  | 6/4/21 |  |  | NO | YES |  |  |  |  | GE MEDICAL SYSTEMS 10356172 SJA14224800HA |  |  | Active |  | 00:40:97:16:5B:AD |  | Alarm | 1Y:00-MFG | 02/14/2019 | 02/01/2020 | COOPER UNIVERSITY HOSPITAL |  |  | HOLDING-BED 17 |  | DOMINIC VENDETTA
|  | GE HEALTHCARE | CARESCAPE B450 | MONITOR, BEDSIDE, PHYSIOLOGIC | SNE16191011HA |  | Pavilion | [7 empty] | NO | YES
|  | GE HEALTHCARE | CARESCAPE B450 | MONITOR, BEDSIDE, PHYSIOLOGIC | SJA15362272HA | ANESTHESIOLOGY | Kelemen |  |  | 10/03/2016 |  | 10/3/23 |  |  | NO | YES |  |  |  |  | GE MEDICAL SYSTEMS 10349404 SJA15362272HA |  |  | Active |  | 00:40:97:16:C0:16 |  | Alarm | 1Y:00-MFG | 10/25/2019 | 10/01/2020 | COOPER UNIVERSITY HOSPITAL |  |  | SPECIAL TEST-ROOM 647 Endo 2 |  | GIACINTA ROUPAS
|  | GE HEALTHCARE | CARESCAPE B450 | MONITOR, BEDSIDE, PHYSIOLOGIC | SJA15362273HA | ANESTHESIOLOGY | Kelemen |  |  | 10/03/2016 |  | 10/3/23 |  |  | NO | YES |  |  |  |  | GE MEDICAL SYSTEMS 10349402 SJA15362273HA |  |  | Active |  | 00:40:97:16:C0:18 |  | Alarm | 1Y:00-MFG | 10/09/2019 | 10/01/2020 | COOPER UNIVERSITY HOSPITAL |  |  | SPECIAL TEST-ROOM 648 |  | GIACINTA ROUPAS
|  | GE HEALTHCARE | CARESCAPE B450 | MONITOR, BEDSIDE, PHYSIOLOGIC | SJA15331007HA | ANGIOGRAPHY | Kelemen | Basement |  | 09/03/2015 |  | 9/3/22 |  |  | NO | YES |  |  |  |  | GE MEDICAL SYSTEMS 10349390 SJA15331007HA |  |  | Active |  | 00:40:97:16:B9:FE |  | Alarm | 1Y:00-MFG | 03/29/2019 | 03/01/2020 | COOPER UNIVERSITY HOSPITAL |  |  | ROLL 9 |  | PAULETTE DUCKREY
|  | GE HEALTHCARE | CARESCAPE B450 | MONITOR, BEDSIDE, PHYSIOLOGIC | SJA1533101HA | EMERGENCY ROOM | Kelemen |  |  | 09/03/2015 |  | 9/3/22 |  |  | NO | YES |  |  |  |  | GE MEDICAL SYSTEMS 10349391 SJA1533101HA |  |  | Active |  | 00:40:97:16:B9:B8 |  | Alarm | 1Y:00-MFG | 02/21/2019 | 02/01/2020 | COOPER UNIVERSITY HOSPITAL |  |  | ED-ROLL21 |  | KAREN GRUBER
|  | GE HEALTHCARE | CARESCAPE B450 | MONITOR, BEDSIDE, PHYSIOLOGIC | SJA15331009HA | DIALYSIS PROCEDURE CENTER | Kelemen |  |  | 09/03/2015 |  | 9/3/22 |  |  | NO | YES |  |  |  |  | GE MEDICAL SYSTEMS 10349392 SJA15331009HA |  |  | Active |  | 00:40:97:16:B9:D2 |  | Alarm | 1Y:00-MFG | 05/28/2019 | 05/01/2020 | COOPER UNIVERSITY HOSPITAL |  |  | Dialysis 518 |  | GERRY DNUNZIO
|  | GE HEALTHCARE | CARESCAPE B450 | MONITOR, BEDSIDE, PHYSIOLOGIC | SJA15331008HA | EMERGENCY ROOM | Kelemen |  |  | 09/03/2015 |  | 9/3/22 |  |  | NO | YES |  |  |  |  | GE MEDICAL SYSTEMS 10349393 SJA15331008HA |  |  | Active |  | 00:40:97:16:B9:B8 |  | Alarm | 1Y:00-MFG | 02/22/2019 | 02/01/2020 | COOPER UNIVERSITY HOSPITAL |  |  | ED-ROLL20 |  | KAREN GRUBER
|  | GE HEALTHCARE | CARESCAPE B450 | MONITOR, BEDSIDE, PHYSIOLOGIC | SJA15362270HA | ANESTHESIOLOGY | Kelemen |  |  | 10/03/2016 |  | 10/3/23 |  |  | NO | YES |  |  |  |  | GE MEDICAL SYSTEMS 10349330 SJA15362270HA |  |  | Active |  | 12:61:61:92:72 |  | Alarm | 1Y:00-MFG | 10/09/2019 | 10/01/2020 | COOPER UNIVERSITY HOSPITAL |  |  | SPECIAL TEST-ROOM 649 |  | GIACINTA ROUPAS
|  | GE HEALTHCARE | CARESCAPE B450 | MONITOR, BEDSIDE, PHYSIOLOGIC | SJA15150027HA | ANESTHESIOLOGY | Kelemen |  |  | 10/03/2016 |  | 10/3/23 |  |  | NO | YES |  |  |  |  | GE MEDICAL SYSTEMS 10349332 SJA15150027HA |  |  | Active |  | 12:61:61:57:22:0 |  | Alarm | 1Y:00-MFG | 10/09/2019 | 10/01/2020 | COOPER UNIVERSITY HOSPITAL |  |  | SPECIAL TEST-ROOM 646 STU Roll 1 |  | GIACINTA ROUPAS
|  | GE HEALTHCARE | CARESCAPE B450 | MONITOR, BEDSIDE, PHYSIOLOGIC | SNE16510096HA |  | 501 fellowship road | [7 empty] | YES | YES
|  | GE HEALTHCARE | CARESCAPE B450 | MONITOR, BEDSIDE, PHYSIOLOGIC | SNE16490252HA |  | 501 Fellowship Rd | [7 empty] | YES | YES
|  | GE HEALTHCARE | CARESCAPE B450 | MONITOR, BEDSIDE, PHYSIOLOGIC | SNE16500021HA |  | 501 Fellowship Rd | [7 empty] | YES | YES
|  | GE HEALTHCARE | CARESCAPE B450 | MONITOR, BEDSIDE, PHYSIOLOGIC | SNE16500094HA |  | 501 Fellowship Rd | [7 empty] | YES | YES
|  | GE HEALTHCARE | CARESCAPE B450 | MONITOR, BEDSIDE, PHYSIOLOGIC | sja14138588ha | PAVILION 8 | Pavilion | [7 empty] | NO | YES
|  | GE HEALTHCARE | CARESCAPE B450 | MONITOR, BEDSIDE, PHYSIOLOGIC | SJA14138586HA | PAVILION 8 | Pavilion |  |  | 07/10/2019 |  | 7/10/26 |  |  | NO | YES |  |  |  |  | GE MEDICAL SYSTEMS 30144756 SJA14138586HA |  |  | Active |  | 00:40:97:16:56:F1 |  | Alarm | 1Y:00-MFG | 07/10/2019 | 07/10/2019 | COOPER UNIVERSITY HOSPITAL |  |  | ROOM 835 |  | BRIAN OSHAUGHNESSY |  |  |  | 07/10/2019 | 07/10/2019 |  |  |  |  | 07/10/2019 | 07/10/2019
|  | GE HEALTHCARE | CARESCAPE B450 | MONITOR, BEDSIDE, PHYSIOLOGIC | SJA14138597HA |  | Pavilion | [7 empty] | NO | YES
|  | GE HEALTHCARE | CARESCAPE B650 | MONITOR, BEDSIDE, PHYSIOLOGIC | SQC18242044SA | VOORHEES SURGERY CENTER-OPERATING ROOM | 900 Centennial Blvd | Suite E |  | 04/24/2019 |  | 4/24/26 |  |  | NO | YES |  |  |  |  | GE MEDICAL SYSTEMS 11239357 SQC18242044SA |  |  | Active |  | 00:40:97:30:20:0E |  | Equipment | 1Y:00-MFG | 04/24/2019 | 04/24/2019 | COOPER AMBULATORY OFF-SITES |  |  | PROCEDURE ROOM | WOT00000001194735 | JENNIFER BOMBARO | Performance Verification | Closed | Salvatore Bombara | 04/24/2019 | 04/24/2019 | Performance Verification for GE MEDICAL SYSTEMS 11239357 SQC18242044SA | Initial Install of Performance Verification. Device is ready for patient use. |  |  | 04/24/2019 | 04/24/2019
|  | GE HEALTHCARE | CARESCAPE B650 | MONITOR, BEDSIDE, PHYSIOLOGIC | SQC18202207SA | ANESTHESIOLOGY | Pavilion |  |  | 02/18/2019 |  | 2/18/26 |  |  | NO | YES |  |  |  |  | GE MEDICAL SYSTEMS 11239342 SQC18202207SA |  |  | Active |  | 00:40:97:30:1E:62 |  | Equipment | 1Y:00-MFG | 02/18/2019 | 02/18/2019 | COOPER UNIVERSITY HOSPITAL |  |  | SD OR 4 | WOT00000001058701 | GIACINTA ROUPAS | Performance Verification | Closed | Salvatore Bombara | 02/18/2019 | 02/18/2019 | Performance Verification for GE MEDICAL SYSTEMS 11239342 SQC18202207SA | Initial Install of Performance Verification. Device is ready for patient use. |  |  | 02/18/2019 | 02/18/2019
|  | GE HEALTHCARE | CARESCAPE B650 | MONITOR, BEDSIDE, PHYSIOLOGIC | SQC18202196SA | ANESTHESIOLOGY | Pavilion |  |  | 02/11/2019 |  | 2/11/26 |  |  | NO | YES |  |  |  |  | GE MEDICAL SYSTEMS 11239340 SQC18202196SA |  |  | Active |  | 00:40:97:30:1E:60 |  | Equipment | 1Y:00-MFG | 02/11/2019 | 02/11/2019 | COOPER UNIVERSITY HOSPITAL |  |  | SD OR 2 | WOT00000001058531 | GIACINTA ROUPAS | Performance Verification | Closed | Salvatore Bombara | 02/11/2019 | 02/11/2019 | Performance Verification for GE MEDICAL SYSTEMS 11239340 SQC18202196SA | Initial Install of Performance Verification. Device is ready for patient use. |  |  | 02/11/2019 | 02/11/2019
|  | GE HEALTHCARE | CARESCAPE B650 | MONITOR, BEDSIDE, PHYSIOLOGIC | SQC17470107HA | ANESTHESIOLOGY | Pavilion |  |  | 02/18/2019 |  | 2/18/26 |  |  | NO | YES |  |  |  |  | GE MEDICAL SYSTEMS 11239057 SQC17470107HA |  |  | Active |  | 00:40:97:30:08:B8 |  | Equipment | 1Y:00-MFG | 02/18/2019 | 02/18/2019 | COOPER UNIVERSITY HOSPITAL |  |  | SD OR 1 | WOT00000000554136 | GIACINTA ROUPAS | Performance Verification | Closed | Salvatore Bombara | 02/18/2019 | 02/18/2019 | Performance Verification for GE MEDICAL SYSTEMS 11239057 SQC17470107HA | Initial Install of Performance Verification. Device is ready for patient use. |  |  | 02/18/2019 | 02/18/2019
|  | GE HEALTHCARE | CARESCAPE B650 | MONITOR, BEDSIDE, PHYSIOLOGIC | SQC17470104HA | SAME DAY PREOP -2ND FL PAVILION | Pavilion |  |  | 01/08/2019 |  | 1/8/26 |  |  | NO | YES |  |  |  |  | GE MEDICAL SYSTEMS 11239053 SQC17470104HA |  |  | Active |  | 00:40:97:30:08:D9 |  | Equipment | 1Y:00-MFG | 01/08/2019 | 01/08/2019 | COOPER UNIVERSITY HOSPITAL |  |  | Sd Preop 12 | WOT00000000554061 | JOE DRUCTOR | Performance Verification | Closed | Salvatore Bombara | 01/08/2019 | 01/08/2019 | Performance Verification for GE MEDICAL SYSTEMS 11239053 SQC17470104HA | Initial Install of Performance Verification. Device is ready for patient use. |  |  | 01/08/2019 | 01/08/2019
|  | GE HEALTHCARE | CARESCAPE B650 | MONITOR, BEDSIDE, PHYSIOLOGIC | SQC17460273HA | SAME DAY PREOP -2ND FL PAVILION | Kelemen |  |  | 01/08/2019 |  | 1/8/26 |  |  | NO | YES |  |  |  |  | GE MEDICAL SYSTEMS 11239049 SQC17460273HA |  |  | Active |  | 00:40:97:30:08:17 |  | Equipment | 1Y:00-MFG | 01/08/2019 | 01/08/2019 | COOPER UNIVERSITY HOSPITAL |  |  | Sd Preop 10 | WOT00000000553973 | JOE DRUCTOR | Performance Verification | Closed | Salvatore Bombara | 01/08/2019 | 01/08/2019 | Performance Verification for GE MEDICAL SYSTEMS 11239049 SQC17460273HA | Initial Install of Performance Verification. Device is ready for patient use. |  |  | 01/08/2019 | 01/08/2019
|  | GE HEALTHCARE | CARESCAPE B650 | MONITOR, BEDSIDE, PHYSIOLOGIC | SQC17470117HA | SAME DAY PREOP -2ND FL PAVILION | Pavilion |  |  | 01/08/2019 |  | 1/8/26 |  |  | NO | YES |  |  |  |  | GE MEDICAL SYSTEMS 11239047 SQC17470117HA |  |  | Active |  | 00:40:97:30:08:CB |  | Equipment | 1Y:00-MFG | 01/08/2019 | 01/08/2019 | COOPER UNIVERSITY HOSPITAL |  |  | SD PRE OP 9 | WOT00000000552980 | JOE DRUCTOR | Performance Verification | Closed | Kirk Lis | 01/08/2019 | 01/08/2019 | Performance Verification for GE MEDICAL SYSTEMS 11239047 SQC17470117HA | Initial Install of Performance Verification. Device is ready for patient use. |  |  | 01/08/2019 | 01/08/2019
|  | GE HEALTHCARE | CARESCAPE B650 | MONITOR, BEDSIDE, PHYSIOLOGIC | SQC17470080HA | SAME DAY PREOP -2ND FL PAVILION | Kelemen |  |  | 01/08/2019 |  | 1/8/26 |  |  | NO | YES |  |  |  |  | GE MEDICAL SYSTEMS 11239045 SQC17470080HA |  |  | Active |  | 00:40:97:30:09:09 |  | Equipment | 1Y:00-MFG | 01/08/2019 | 01/08/2019 | COOPER UNIVERSITY HOSPITAL |  |  | SD PRE OP 8 | WOT00000000552966 | JOE DRUCTOR | Performance Verification | Closed | Kirk Lis | 01/08/2019 | 01/08/2019 | Performance Verification for GE MEDICAL SYSTEMS 11239045 SQC17470080HA | Initial Install of Performance Verification. Device is ready for patient use. |  |  | 01/08/2019 | 01/08/2019
|  | GE HEALTHCARE | CARESCAPE B650 | MONITOR, BEDSIDE, PHYSIOLOGIC | SQC17470079HA |  | Pavilion | [7 empty] | NO | YES
|  | GE HEALTHCARE | CARESCAPE B650 | MONITOR, BEDSIDE, PHYSIOLOGIC | SQC17470122HA | SAME DAY PREOP -2ND FL PAVILION | Kelemen |  |  | 01/08/2019 |  | 1/8/26 |  |  | NO | YES |  |  |  |  | GE MEDICAL SYSTEMS 11239043 SQC17470122HA |  |  | Active |  | 00:40:97:30:08:EE |  | Equipment | 1Y:00-MFG | 01/08/2019 | 01/08/2019 | COOPER UNIVERSITY HOSPITAL |  |  | PRE OP 5 | WOT00000000552929 | JOE DRUCTOR | Performance Verification | Closed | Kirk Lis | 01/08/2019 | 01/08/2019 | Performance Verification for GE MEDICAL SYSTEMS 11239043 SQC17470122HA | Initial Install of Performance Verification. Device is ready for patient use. |  |  | 01/08/2019 | 01/08/2019
|  | GE HEALTHCARE | CARESCAPE B650 | MONITOR, BEDSIDE, PHYSIOLOGIC | SQC17470088HA | SAME DAY PREOP -2ND FL PAVILION | Pavilion |  |  | 01/08/2019 |  | 1/8/26 |  |  | NO | YES |  |  |  |  | GE MEDICAL SYSTEMS 11239038 SQC17470088HA |  |  | Active |  | 00:40:97:30:07:E4 |  | Equipment | 1Y:00-MFG | 01/08/2019 | 01/08/2019 | COOPER UNIVERSITY HOSPITAL |  |  | SD Preop 6 | WOT00000000552883 | JOE DRUCTOR | Performance Verification | Closed | Salvatore Bombara | 01/08/2019 | 01/08/2019 | CEID Record Completion for GE MEDICAL SYSTEMS 11239038 SQC17470088HA | Inventoried unit. | EXP3418347 | Labor | 01/08/2019 | 01/08/2019 | Josh Harris
|  | GE HEALTHCARE | CARESCAPE B650 | MONITOR, BEDSIDE, PHYSIOLOGIC | SQC17470120HA | SAME DAY PREOP -2ND FL PAVILION | Pavilion |  |  | 01/08/2019 |  | 1/8/26 |  |  | NO | YES |  |  |  |  | GE MEDICAL SYSTEMS 11239041 SQC17470120HA |  |  | Active |  | 00:40:97:30:08:CB |  | Equipment | 1Y:00-MFG | 01/08/2019 | 01/08/2019 | COOPER UNIVERSITY HOSPITAL |  |  | SD Preop 7 | WOT00000000552907 | JOE DRUCTOR | Performance Verification | Closed | Salvatore Bombara | 01/08/2019 | 01/08/2019 | Performance Verification for GE MEDICAL SYSTEMS 11239041 SQC17470120HA | Initial Install of Performance Verification. Device is ready for patient use. |  |  | 01/08/2019 | 01/08/2019
|  | GE HEALTHCARE | CARESCAPE B650 | MONITOR, BEDSIDE, PHYSIOLOGIC | SQC17470123HA | SAME DAY PREOP -2ND FL PAVILION | Pavilion |  |  | 01/08/2019 |  | 1/8/26 |  |  | NO | YES |  |  |  |  | GE MEDICAL SYSTEMS 11239039 SQC17470123HA |  |  | Active |  | 00:40:97:30:08:C2 |  | Equipment | 1Y:00-MFG | 01/08/2019 | 01/08/2019 | COOPER UNIVERSITY HOSPITAL |  |  | SD PRE OP 4 | WOT00000000552854 | JOE DRUCTOR | Performance Verification | Closed | Kirk Lis | 01/08/2019 | 01/08/2019 | CEID Record Completion for GE MEDICAL SYSTEMS 11239039 SQC17470123HA | INVENTORIED NEW EQUIPMENT | EXP0259036 | Labor | 01/08/2019 | 01/08/2019 | Kirk Lis
|  | GE HEALTHCARE | CARESCAPE B650 | MONITOR, BEDSIDE, PHYSIOLOGIC | SQC17470102HA | SAME DAY PREOP -2ND FL PAVILION | Pavilion |  |  | 01/08/2019 |  | 1/8/26 |  |  | NO | YES |  |  |  |  | GE MEDICAL SYSTEMS 11239036 SQC17470102HA |  |  | Active |  | 00:40:97:30:08:E2 |  | Equipment | 1Y:00-MFG | 01/08/2019 | 01/08/2019 | COOPER UNIVERSITY HOSPITAL |  |  | SD preop 3 | WOT00000000552804 | JOE DRUCTOR | Performance Verification | Closed | Salvatore Bombara | 01/08/2019 | 01/08/2019 | Performance Verification for GE MEDICAL SYSTEMS 11239036 SQC17470102HA | Initial Install of Performance Verification. Device is ready for patient use. |  |  | 01/08/2019 | 01/08/2019
|  | GE HEALTHCARE | CARESCAPE B650 | MONITOR, BEDSIDE, PHYSIOLOGIC | SQC17470115HA | SAME DAY PREOP -2ND FL PAVILION | Kelemen |  |  | 01/08/2019 |  | 1/8/26 |  |  | NO | YES |  |  |  |  | GE MEDICAL SYSTEMS 11239033 SQC17470115HA |  |  | Active |  | 00:40:97:30:08:EB |  | Equipment | 1Y:00-MFG | 01/08/2019 | 01/08/2019 | COOPER UNIVERSITY HOSPITAL |  |  | SD PRE OP 2 | WOT00000000552716 | JOE DRUCTOR | Performance Verification | Closed | Kirk Lis | 01/08/2019 | 01/08/2019 | Performance Verification for GE MEDICAL SYSTEMS 11239033 SQC17470115HA | Initial Install of Performance Verification. Device is ready for patient use. |  |  | 01/08/2019 | 01/08/2019
|  | GE HEALTHCARE | CARESCAPE B650 | MONITOR, BEDSIDE, PHYSIOLOGIC | SQC17470114HA | SAME DAY PREOP -2ND FL PAVILION | Pavilion |  |  | 01/08/2019 |  | 1/8/26 |  |  | NO | YES |  |  |  |  | GE MEDICAL SYSTEMS 11239031 SQC17470114HA |  |  | Active |  | 00:40:97:30:08:92 |  | Equipment | 1Y:00-MFG | 01/08/2019 | 01/08/2019 | COOPER UNIVERSITY HOSPITAL |  |  | SD PRE OP 1 | WOT00000000552631 | JOE DRUCTOR | Performance Verification | Closed | Kirk Lis | 01/08/2019 | 01/08/2019 | Performance Verification for GE MEDICAL SYSTEMS 11239031 SQC17470114HA | Initial Install of Performance Verification. Device is ready for patient use. |  |  | 01/08/2019 | 01/08/2019
|  | GE HEALTHCARE | CARESCAPE B650 | MONITOR, BEDSIDE, PHYSIOLOGIC | SQC17470109HA | ANESTHESIOLOGY | Pavilion |  |  | 02/18/2019 |  | 2/18/26 |  |  | NO | YES |  |  |  |  | GE MEDICAL SYSTEMS 11239006 SQC17470109HA |  |  | Active |  | 00:40:97:30:08:C9 |  | Equipment | 1Y:00-MFG | 02/18/2019 | 02/18/2019 | COOPER UNIVERSITY HOSPITAL |  |  | SD6 | WOT00000000551860 | GIACINTA ROUPAS | Performance Verification | Closed | Salvatore Bombara | 02/18/2019 | 02/18/2019 | Performance Verification for GE MEDICAL SYSTEMS 11239006 SQC17470109HA | Initial Install of Performance Verification. Device is ready for patient use. |  |  | 02/18/2019 | 02/18/2019
|  | GE HEALTHCARE | CARESCAPE B650 | MONITOR, BEDSIDE, PHYSIOLOGIC | SK416371061HA | ANESTHESIOLOGY | Pavilion |  |  | 02/01/2017 |  | 2/1/24 |  |  | NO | YES |  |  |  |  | GE MEDICAL SYSTEMS 10769293 SK416371061HA |  |  | Active |  | 00:40:97:0C:CF:E4 |  | Equipment | 1Y:00-MFG | 10/25/2019 | 10/01/2020 | COOPER UNIVERSITY HOSPITAL |  |  | Pav OR P11 | 0011166654 | GIACINTA ROUPAS | Performance Verification | Closed | Bonnie Aichroth | 02/01/2017 | 02/01/2017 | INCOMING INVENTORY | DEVICE INVENTORIED | BDB736A5-B80C-4F31-8AD3-FBF55D37FFB8 | Labor | 02/01/2017 | 02/01/2017 | Bonnie Aichroth
|  | GE HEALTHCARE | CARESCAPE B650 | MONITOR, BEDSIDE, PHYSIOLOGIC | SK416371056HA | ANESTHESIOLOGY | Pavilion |  |  | 02/01/2017 |  | 2/1/24 |  |  | NO | YES |  |  |  |  | GE MEDICAL SYSTEMS 10769292 SK416371056HA |  |  | Active |  | 00:40:97:00:CE:01 |  | Equipment | 1Y:00-MFG | 10/25/2019 | 10/01/2020 | COOPER UNIVERSITY HOSPITAL |  |  | Pav Anes Store Room | 0011166638 | GIACINTA ROUPAS | Preventative Maintenance | Closed | Bonnie Aichroth | 02/01/2017 | 02/01/2017 | PERFORMANCE ASSURANCE AT INVENTORY | INVENTORIED DEVICE AND ENSURED DEVICE WAS FUNCTIONING PROPERLY. | 6205E2DF-FF40-4A22-BBC8-C2D34624C84F | Labor | 02/01/2017 | 02/01/2017 | Richard Jolly
|  | GE HEALTHCARE | CARESCAPE B650 | MONITOR, BEDSIDE, PHYSIOLOGIC | SK416371059HA | ANESTHESIOLOGY | Kelemen |  |  | 02/01/2017 |  | 2/1/24 |  |  | NO | YES |  |  |  |  | GE MEDICAL SYSTEMS 10769290 SK416371059HA |  |  | Active |  | 00:40:97:0C:CF:F2 |  | Equipment | 1Y:00-MFG | 10/25/2019 | 10/01/2020 | COOPER UNIVERSITY HOSPITAL |  |  | Kelemen OR K4 | 0011166651 | GIACINTA ROUPAS | Preventative Maintenance | Closed | Bonnie Aichroth | 02/01/2017 | 02/01/2017 | PERFORMANCE ASSURANCE AT INVENTORY | INVENTORIED DEVICE AND ENSURED DEVICE WAS FUNCTIONING PROPERLY. | FF61A835-CF02-4E58-A140-CECD1D6A8F60 | Labor | 02/01/2017 | 02/01/2017 | Richard Jolly
|  | GE HEALTHCARE | CARESCAPE B650 | MONITOR, BEDSIDE, PHYSIOLOGIC | SK416371058HA | ANESTHESIOLOGY | Pavilion |  |  | 02/01/2017 |  | 2/1/24 |  |  | NO | YES |  |  |  |  | GE MEDICAL SYSTEMS 10769291 SK416371058HA |  |  | Active |  | 00:40:97:0C:CF:F4 |  | Equipment | 1Y:00-MFG | 10/25/2019 | 10/01/2020 | COOPER UNIVERSITY HOSPITAL |  |  | Pav OR P10 | 0011166592 | GIACINTA ROUPAS | Preventative Maintenance | Closed | Bonnie Aichroth | 02/01/2017 | 02/01/2017 | PERFORMANCE ASSURANCE AT INVENTORY | INVENTORIED DEVICE AND ENSURED DEVICE WAS FUNCTIONING PROPERLY. | D5EC2C1E-F29F-4F1B-A505-24913C2E01A2 | Labor | 02/01/2017 | 02/01/2017 | Richard Jolly
|  | GE HEALTHCARE | CARESCAPE B650 | MONITOR, BEDSIDE, PHYSIOLOGIC | SK416371069HA | ANESTHESIOLOGY | Kelemen |  |  | 02/01/2017 |  | 2/1/24 |  |  | NO | YES |  |  |  |  | GE MEDICAL SYSTEMS 10769289 SK416371069HA |  |  | Active |  | 00:40:97:0C:CF:B9 |  | Equipment | 1Y:00-MFG | 10/25/2019 | 10/01/2020 | COOPER UNIVERSITY HOSPITAL |  |  | Kelemen OR K2 | 0011166565 | GIACINTA ROUPAS | Preventative Maintenance | Closed | Bonnie Aichroth | 02/01/2017 | 02/01/2017 | PERFORMANCE ASSURANCE AT INVENTORY | INVENTORIED DEVICE AND ENSURED DEVICE WAS FUNCTIONING PROPERLY. | F34EB316-E868-4EB5-A29C-54E2B655ACD3 | Labor | 02/01/2017 | 02/01/2017 | Richard Jolly
|  | GE HEALTHCARE | CARESCAPE B650 | MONITOR, BEDSIDE, PHYSIOLOGIC | SK416371063HA | ANESTHESIOLOGY | Pavilion |  |  | 02/01/2017 |  | 2/1/24 |  |  | NO | YES |  |  |  |  | GE MEDICAL SYSTEMS 10769288 SK416371063HA |  |  | Active |  | 00:40:97:0C:CF:F5 |  | Equipment | 1Y:00-MFG | 10/25/2019 | 10/01/2020 | COOPER UNIVERSITY HOSPITAL |  |  | Pav OR P9 | 0011166644 | GIACINTA ROUPAS | Performance Verification | Closed | Bonnie Aichroth | 02/01/2017 | 02/01/2017 | INCOMING INVENTORY | DEVICE INVENTORIED | 93802245-12FC-4ED1-AF14-6F5B788AEFF8 | Labor | 02/01/2017 | 02/01/2017 | Bonnie Aichroth
|  | GE HEALTHCARE | CARESCAPE B650 | MONITOR, BEDSIDE, PHYSIOLOGIC | SK416371057HA | ANESTHESIOLOGY | Pavilion |  |  | 02/01/2017 |  | 2/1/24 |  |  | NO | YES |  |  |  |  | GE MEDICAL SYSTEMS 10769287 SK416371057HA |  |  | Active |  | 00:40:97:0C:CF:01 |  | Equipment | 1Y:00-MFG | 10/25/2019 | 10/01/2020 | COOPER UNIVERSITY HOSPITAL |  |  | Pav OR P2 | 0011166633 | GIACINTA ROUPAS | Preventative Maintenance | Closed | Bonnie Aichroth | 02/01/2017 | 02/01/2017 | PERFORMANCE ASSURANCE AT INVENTORY | INVENTORIED DEVICE AND ENSURED DEVICE WAS FUNCTIONING PROPERLY. | CD808294-55D2-4631-AED6-D04349EEAF93 | Labor | 02/01/2017 | 02/01/2017 | Richard Jolly
|  | GE HEALTHCARE | CARESCAPE B650 | MONITOR, BEDSIDE, PHYSIOLOGIC | SK416371060HA | ANESTHESIOLOGY | Kelemen |  |  | 02/01/2017 |  | 2/1/24 |  |  | NO | YES |  |  |  |  | GE MEDICAL SYSTEMS 10769286 SK416371060HA |  |  | Active |  | 00:40:97:0C:CF:EE |  | Equipment | 1Y:00-MFG | 10/25/2019 | 10/01/2020 | COOPER UNIVERSITY HOSPITAL |  |  | Keleman OR K5 | 0011166606 | GIACINTA ROUPAS | Performance Verification | Closed | Bonnie Aichroth | 02/01/2017 | 02/01/2017 | INCOMING INVENTORY | DEVICE INVENTORIED | DF31A266-641F-4F0E-B16E-F2A432DDF803 | Labor | 02/01/2017 | 02/01/2017 | Bonnie Aichroth
|  | GE HEALTHCARE | CARESCAPE B650 | MONITOR, BEDSIDE, PHYSIOLOGIC | SK416371062HA | ANESTHESIOLOGY | Kelemen |  |  | 02/01/2017 |  | 2/1/24 |  |  | NO | YES |  |  |  |  | GE MEDICAL SYSTEMS 10769285 SK416371062HA |  |  | Active |  | 00:40:97:0C:CF:E6 |  | Equipment | 1Y:00-MFG | 10/25/2019 | 10/01/2020 | COOPER UNIVERSITY HOSPITAL |  |  | Keleman OR K1 | 0011166548 | GIACINTA ROUPAS | Performance Verification | Closed | Bonnie Aichroth | 02/01/2017 | 02/01/2017 | INCOMING INVENTORY | DEVICE INVENTORIED | 2C71532C-8013-4301-8A86-2392E6F97138 | Labor | 02/01/2017 | 02/01/2017 | Bonnie Aichroth
|  | GE HEALTHCARE | CARESCAPE B650 | MONITOR, BEDSIDE, PHYSIOLOGIC | SK416371052HA | ANESTHESIOLOGY | Kelemen |  |  | 02/01/2017 |  | 2/1/24 |  |  | NO | YES |  |  |  |  | GE MEDICAL SYSTEMS 10769284 SK416371052HA |  |  | Active |  | 00:40:97:0C:CD:C7 |  | Equipment | 1Y:00-MFG | 10/25/2019 | 10/01/2020 | COOPER UNIVERSITY HOSPITAL |  |  | Keleman OR K6 | 0011166626 | GIACINTA ROUPAS | Preventative Maintenance | Closed | Bonnie Aichroth | 02/01/2017 | 02/01/2017 | PERFORMANCE ASSURANCE AT INVENTORY | INVENTORIED DEVICE AND ENSURED DEVICE WAS FUNCTIONING PROPERLY. | 4E60C2F8-4DDE-402F-91FD-E7FD3B834DED | Labor | 02/01/2017 | 02/01/2017 | Richard Jolly
|  | GE HEALTHCARE | CARESCAPE B650 | MONITOR, BEDSIDE, PHYSIOLOGIC | SQC17470134HA | SAME DAY PACU-2ND FL PAVILION | Pavilion |  |  | 02/12/2018 |  | 2/12/25 |  |  | NO | YES |  |  |  |  | GE MEDICAL SYSTEMS 10752626 SQC17470134HA |  |  | Active |  | 00:40:97:30:08:DD |  | Equipment | 1Y:00-MFG | 01/04/2019 | 01/01/2020 | COOPER UNIVERSITY HOSPITAL |  |  | SD PACU 14 | WOT00000000548989 | Lisa Geoghegan | Performance Verification | Closed | Richard Jolly | 02/15/2018 | 07/22/2019 | Performance Verification for GE MEDICAL SYSTEMS 10752626 SQC17470134HA | Initial Install of Performance Verification. Device is ready for patient use.
|  | GE HEALTHCARE | CARESCAPE B650 | MONITOR, BEDSIDE, PHYSIOLOGIC | SQC17470121HA | SAME DAY PACU-2ND FL PAVILION | Pavilion |  |  | 02/12/2018 |  | 2/12/25 |  |  | NO | YES |  |  |  |  | GE MEDICAL SYSTEMS 10752627 SQC17470121HA |  |  | Active |  | 00:40:97:30:08:D2 |  | Equipment | 1Y:00-MFG | 01/04/2019 | 01/01/2020 | COOPER UNIVERSITY HOSPITAL |  |  | SD PACU 13 | WOT00000000548955 | Lisa Geoghegan | Performance Verification | Closed | Richard Jolly | 02/15/2018 | 07/22/2019 | Performance Verification for GE MEDICAL SYSTEMS 10752627 SQC17470121HA | Initial Install of Performance Verification. Device is ready for patient use.
|  | GE HEALTHCARE | CARESCAPE B650 | MONITOR, BEDSIDE, PHYSIOLOGIC | SQC17470082HA | SAME DAY PACU-2ND FL PAVILION | Pavilion |  |  | 02/12/2018 |  | 2/12/25 |  |  | NO | YES |  |  |  |  | GE MEDICAL SYSTEMS 10752623 SQC17470082HA |  |  | Active |  | 00:40:97:30:07:E6 |  | Equipment | 1Y:00-MFG | 01/04/2019 | 01/01/2020 | COOPER UNIVERSITY HOSPITAL |  |  | SD PACU 18 | WOT00000000549166 | Lisa Geoghegan | Performance Verification | Closed | Richard Jolly | 02/15/2018 | 07/22/2019 | Performance Verification for GE MEDICAL SYSTEMS 10752623 SQC17470082HA | Initial Install of Performance Verification. Device is ready for patient use.
|  | GE HEALTHCARE | CARESCAPE B650 | MONITOR, BEDSIDE, PHYSIOLOGIC | SQC17470118HA | SAME DAY PACU-2ND FL PAVILION | Pavilion |  |  | 02/12/2018 |  | 2/12/25 |  |  | NO | YES |  |  |  |  | GE MEDICAL SYSTEMS 10752628 SQC17470118HA |  |  | Active |  | 00:40:97:30:09:10 |  | Equipment | 1Y:00-MFG | 01/04/2019 | 01/01/2020 | COOPER UNIVERSITY HOSPITAL |  |  | SD PACU 16 | WOT00000000546313 | Lisa Geoghegan | Performance Verification | Closed | Josh Harris | 02/14/2018 | 07/22/2019 | CEID Record Completion for GE MEDICAL SYSTEMS 10752628 SQC17470118HA | Inventoried unit. | EXP3409414 | Labor | 07/10/2019 | 07/10/2019 | Josh Harris
|  | GE HEALTHCARE | CARESCAPE B650 | MONITOR, BEDSIDE, PHYSIOLOGIC | SQC17470113HA | SAME DAY PACU-2ND FL PAVILION | Pavilion |  |  | 02/12/2018 |  | 2/12/25 |  |  | NO | YES |  |  |  |  | GE MEDICAL SYSTEMS 10752625 SQC17470113HA |  |  | Active |  | 00:40:97:30:08:BC |  | Equipment | 1Y:00-MFG | 01/04/2019 | 01/01/2020 | COOPER UNIVERSITY HOSPITAL |  |  | SD PACU 15 | WOT00000000549003 | Lisa Geoghegan | Performance Verification | Closed | Richard Jolly | 02/15/2018 | 07/22/2019 | Performance Verification for GE MEDICAL SYSTEMS 10752625 SQC17470113HA | Initial Install of Performance Verification. Device is ready for patient use.
|  | GE HEALTHCARE | CARESCAPE B650 | MONITOR, BEDSIDE, PHYSIOLOGIC | SQC17470119HA | SAME DAY PACU-2ND FL PAVILION | Pavilion |  |  | 02/12/2018 |  | 2/12/25 |  |  | NO | YES |  |  |  |  | GE MEDICAL SYSTEMS 10752624 SQC17470119HA |  |  | Active |  | 00:40:97:30:08:CE |  | Equipment | 1Y:00-MFG | 01/04/2019 | 01/01/2020 | COOPER UNIVERSITY HOSPITAL |  |  | SD PACU 17 | WOT00000000549020 | Lisa Geoghegan | Performance Verification | Closed | Richard Jolly | 02/15/2018 | 07/22/2019 | Performance Verification for GE MEDICAL SYSTEMS 10752624 SQC17470119HA | Initial Install of Performance Verification. Device is ready for patient use.
|  | GE HEALTHCARE | CARESCAPE B650 | MONITOR, BEDSIDE, PHYSIOLOGIC | SQC17470087HA | SAME DAY PACU-2ND FL PAVILION | Pavilion |  |  | 02/12/2018 |  | 2/12/25 |  |  | NO | YES |  |  |  |  | GE MEDICAL SYSTEMS 10752622 SQC17470087HA |  |  | Active |  | 00:40:97:30:07:F7 |  | Equipment | 1Y:00-MFG | 01/04/2019 | 01/01/2020 | COOPER UNIVERSITY HOSPITAL |  |  | SD PACU 19 | WOT00000000549195 | Lisa Geoghegan | Performance Verification | Closed | Richard Jolly | 02/15/2018 | 07/22/2019 | Performance Verification for GE MEDICAL SYSTEMS 10752622 SQC17470087HA | Initial Install of Performance Verification. Device is ready for patient use.
|  | GE HEALTHCARE | CARESCAPE B650 | MONITOR, BEDSIDE, PHYSIOLOGIC | SQC17470085HA | SAME DAY PACU-2ND FL PAVILION | Pavilion |  |  | 02/12/2018 |  | 2/12/25 |  |  | NO | YES |  |  |  |  | GE MEDICAL SYSTEMS 10752620 SQC17470085HA |  |  | Active |  | 00:40:97:30:07:D0 |  | Equipment | 1Y:00-MFG | 01/04/2019 | 01/01/2020 | COOPER UNIVERSITY HOSPITAL |  |  | SD PACU 21 | WOT00000000549237 | Lisa Geoghegan | Performance Verification | Closed | Josh Harris | 02/15/2018 | 07/22/2019 | CEID Record Completion for GE MEDICAL SYSTEMS 10752620 SQC17470085HA | Inventoried unit. | EXP3402120 | Labor | 07/10/2019 | 07/10/2019 | Josh Harris
|  | GE HEALTHCARE | CARESCAPE B650 | MONITOR, BEDSIDE, PHYSIOLOGIC | SQC17470137HA | SAME DAY PACU-2ND FL PAVILION | Pavilion |  |  | 02/12/2018 |  | 2/12/25 |  |  | NO | YES |  |  |  |  | GE MEDICAL SYSTEMS 10752621 SQC17470137HA |  |  | Active |  | 00:40:97:30:08:DF |  | Equipment | 1Y:00-MFG | 01/04/2019 | 01/01/2020 | COOPER UNIVERSITY HOSPITAL |  |  | SD PACU 20 | WOT00000000549207 | Lisa Geoghegan | Performance Verification | Closed | Richard Jolly | 02/15/2018 | 08/09/2019 | Performance Verification for GE MEDICAL SYSTEMS 10752621 SQC17470137HA | Initial Install of Performance Verification. Device is ready for patient use.
|  | GE HEALTHCARE | CARESCAPE B650 | MONITOR, BEDSIDE, PHYSIOLOGIC | Sqc17470083ha | SAME DAY PACU-2ND FL PAVILION | Pavilion |  |  | 02/12/2018 |  | 2/12/25 |  |  | NO | YES |  |  |  |  | GE MEDICAL SYSTEMS 10752618 Sqc17470083ha |  |  | Active |  | 00:40:97:30:08:EA |  | Equipment | 1Y:00-MFG | 01/04/2019 | 01/01/2020 | COOPER UNIVERSITY HOSPITAL |  |  | SD PACU 23 | WOT00000000549272 | Lisa Geoghegan | Performance Verification | Closed | Richard Jolly | 02/15/2018 | 07/22/2019 | Performance Verification for GE MEDICAL SYSTEMS 10752618 Sqc17470083ha | Initial Install of Performance Verification. Device is ready for patient use.
|  | GE HEALTHCARE | CARESCAPE B650 | MONITOR, BEDSIDE, PHYSIOLOGIC | SQC17470089HA | SAME DAY PACU-2ND FL PAVILION | Pavilion |  |  | 02/12/2018 |  | 2/12/25 |  |  | NO | YES |  |  |  |  | GE MEDICAL SYSTEMS 10752619 SQC17470089HA |  |  | Active |  | 00:40:97:30:07:E7 |  | Equipment | 1Y:00-MFG | 01/04/2019 | 01/01/2020 | COOPER UNIVERSITY HOSPITAL |  |  | SD PACU 22 | WOT00000000549257 | Lisa Geoghegan | Performance Verification | Closed | Richard Jolly | 02/15/2018 | 07/22/2019 | Performance Verification for GE MEDICAL SYSTEMS 10752619 SQC17470089HA | Initial Install of Performance Verification. Device is ready for patient use.
|  | GE HEALTHCARE | CARESCAPE B650 | MONITOR, BEDSIDE, PHYSIOLOGIC | SQC17470103HA | SAME DAY PACU-2ND FL PAVILION | Pavilion |  |  | 02/12/2018 |  | 2/12/25 |  |  | NO | YES |  |  |  |  | GE MEDICAL SYSTEMS 10752617 SQC17470103HA |  |  | Active |  | 00:40:97:30:08:DE |  | Equipment | 1Y:00-MFG | 01/04/2019 | 01/01/2020 | COOPER UNIVERSITY HOSPITAL |  |  | SD PACU 24 | WOT00000000549280 | Lisa Geoghegan | Performance Verification | Closed | Richard Jolly | 02/15/2018 | 07/22/2019 | Performance Verification for GE MEDICAL SYSTEMS 10752617 SQC17470103HA | Initial Install of Performance Verification. Device is ready for patient use.
|  | GE HEALTHCARE | CARESCAPE B650 | MONITOR, BEDSIDE, PHYSIOLOGIC | SQC17470112HA | ANESTHESIOLOGY | Pavilion |  |  | 02/12/2018 |  | 2/12/25 |  |  | NO | YES |  |  |  |  | GE MEDICAL SYSTEMS 10752600 SQC17470112HA |  |  | Active |  | 00:40:97:30:08:C7 |  | Equipment | 1Y:00-MFG | 01/08/2019 | 01/01/2020 | COOPER UNIVERSITY HOSPITAL |  |  | Pav OR 4 | WOT00000000546539 | GIACINTA ROUPAS | Performance Verification | Closed | Richard Jolly | 02/14/2018 | 07/22/2019 | Performance Verification for GE MEDICAL SYSTEMS 10752600 SQC17470112HA | Initial Install of Performance Verification. Device is ready for patient use.
|  | GE HEALTHCARE | CARESCAPE B650 | MONITOR, BEDSIDE, PHYSIOLOGIC | SQC17470110HA | ANESTHESIOLOGY | Pavilion |  |  | 02/12/2018 |  | 2/12/25 |  |  | NO | YES |  |  |  |  | GE MEDICAL SYSTEMS 10752599 SQC17470110HA |  |  | Active |  | 00:40:97:30:08:C0 |  | Equipment | 1Y:00-MFG | 02/18/2019 | 01/01/2020 | COOPER UNIVERSITY HOSPITAL |  |  | SD OR 5 | WOT00000000546390 | GIACINTA ROUPAS | Performance Verification | Closed | Richard Jolly | 02/14/2018 | 07/22/2019 | Performance Verification for GE MEDICAL SYSTEMS 10752599 SQC17470110HA | Initial Install of Performance Verification. Device is ready for patient use.
|  | GE HEALTHCARE | CARESCAPE B650 | MONITOR, BEDSIDE, PHYSIOLOGIC | SQC17470108HA | ANESTHESIOLOGY | Kelemen |  |  | 02/12/2018 |  | 2/12/25 |  |  | NO | YES |  |  |  |  | GE MEDICAL SYSTEMS 10752597 SQC17470108HA |  |  | Active |  | 00:40:97:30:08:BB |  | Equipment | 1Y:00-MFG | 01/04/2019 | 01/01/2020 | COOPER UNIVERSITY HOSPITAL |  |  | SD OR 03 | WOT00000000546341 | GIACINTA ROUPAS | Performance Verification | Closed | Richard Jolly | 02/14/2018 | 07/22/2019 | Performance Verification for GE MEDICAL SYSTEMS 10752597 SQC17470108HA | Initial Install of Performance Verification. Device is ready for patient use.
|  | GE HEALTHCARE | CARESCAPE B650 | MONITOR, BEDSIDE, PHYSIOLOGIC | SK417321007HA | KELEMEN N6 | Kelemen |  |  | 09/18/2017 |  | 9/18/24 |  |  | NO | YES |  |  |  |  | GE MEDICAL SYSTEMS 10732310 SK417321007HA |  |  | Active |  | 00:40:97:0C:FB:E5 |  | Equipment | 1Y:00-MFG | 08/26/2019 | 08/01/2020 | COOPER UNIVERSITY HOSPITAL |  |  | 641W | 0012411784 | Susan Cannon | Performance Verification | Closed | Josh Harris | 11/17/2017 | 11/17/2017 | INCOMING INVENTORY | DEVICE INVENTORIED | B806200E-E826-43FA-9010-0CFD885F4708 | Labor | 11/17/2017 | 11/17/2017 | Josh Harris
|  | GE HEALTHCARE | CARESCAPE B650 | MONITOR, BEDSIDE, PHYSIOLOGIC | SK417321006HA | KELEMEN N6 | Kelemen |  |  | 09/18/2017 |  | 9/18/24 |  |  | NO | YES |  |  |  |  | GE MEDICAL SYSTEMS 10732312 SK417321006HA |  |  | Active |  | 00:40:97:0C:FA:48 |  | Equipment | 1Y:00-MFG | 08/26/2019 | 08/01/2020 | COOPER UNIVERSITY HOSPITAL |  |  | 642 W | 0012411791 | Susan Cannon | Preventative Maintenance | Closed | Josh Harris | 11/17/2017 | 11/17/2017 | PERFORMANCE ASSURANCE AT INVENTORY | INVENTORIED DEVICE AND ENSURED DEVICE WAS FUNCTIONING PROPERLY. | 7FAE8D2F-7830-4A76-A019-2943467E4B48 | Labor | 09/18/2017 | 09/18/2017 | Richard Jolly
|  | GE HEALTHCARE | CARESCAPE B650 | MONITOR, BEDSIDE, PHYSIOLOGIC | SK417321008HA | KELEMEN N6 | Kelemen |  |  | 09/18/2017 |  | 9/18/24 |  |  | NO | YES |  |  |  |  | GE MEDICAL SYSTEMS 10732311 SK417321008HA |  |  | Active |  | 00:40:97:0C:FA:7F |  | Equipment | 1Y:00-MFG | 08/26/2019 | 08/01/2020 | COOPER UNIVERSITY HOSPITAL |  |  | 642D | 0012411787 | Susan Cannon | Performance Verification | Closed | Josh Harris | 11/17/2017 | 11/17/2017 | INCOMING INVENTORY | DEVICE INVENTORIED | DE5825D4-53EE-42EB-AF9A-6B4BA63285FA | Labor | 11/17/2017 | 11/17/2017 | Josh Harris
|  | GE HEALTHCARE | CARESCAPE B650 | MONITOR, BEDSIDE, PHYSIOLOGIC | SK417321046HA | KELEMEN N6 | Kelemen |  |  | 09/18/2017 |  | 9/18/24 |  |  | NO | YES |  |  |  |  | GE MEDICAL SYSTEMS 10732303 SK417321046HA |  |  | Active |  | 00:40:97:0C:FB:BC |  | Equipment | 1Y:00-MFG | 08/23/2019 | 08/01/2020 | COOPER UNIVERSITY HOSPITAL |  |  |  | 0012411759 | Susan Cannon | Preventative Maintenance | Closed | Josh Harris | 11/17/2017 | 11/17/2017 | PERFORMANCE ASSURANCE AT INVENTORY | INVENTORIED DEVICE AND ENSURED DEVICE WAS FUNCTIONING PROPERLY. | 54A1F1A8-2FDF-46F6-BF08-46A375EDBBD3 | Labor | 09/18/2017 | 09/18/2017 | Richard Jolly
|  | GE HEALTHCARE | CARESCAPE B650 | MONITOR, BEDSIDE, PHYSIOLOGIC | SK417321045HA | KELEMEN N6 | Kelemen |  |  | 09/18/2017 |  | 9/18/24 |  |  | NO | YES |  |  |  |  | GE MEDICAL SYSTEMS 10732304 SK417321045HA |  |  | Active |  | 00:40:97:0C:FB:C9 |  | Equipment | 1Y:00-MFG | 08/23/2019 | 08/01/2020 | COOPER UNIVERSITY HOSPITAL |  |  |  | 0012411761 | Susan Cannon | Preventative Maintenance | Closed | Josh Harris | 11/17/2017 | 11/17/2017 | PERFORMANCE ASSURANCE AT INVENTORY | INVENTORIED DEVICE AND ENSURED DEVICE WAS FUNCTIONING PROPERLY. | BF72027D-C910-420D-BC65-75AA6901EA43 | Labor | 09/18/2017 | 09/18/2017 | Richard Jolly
|  | GE HEALTHCARE | CARESCAPE B650 | MONITOR, BEDSIDE, PHYSIOLOGIC | SK417321011HA | KELEMEN N6 | Kelemen |  |  | 09/18/2017 |  | 9/18/24 |  |  | NO | YES |  |  |  |  | GE MEDICAL SYSTEMS 10732309 SK417321011HA |  |  | Active |  | 00:40:97:0C:FA:64 |  | Equipment | 1Y:00-MFG | 08/21/2019 | 08/01/2020 | COOPER UNIVERSITY HOSPITAL |  |  | 641D | 0012411782 | Susan Cannon | Performance Verification | Closed | Josh Harris | 11/17/2017 | 11/17/2017 | INCOMING INVENTORY | DEVICE INVENTORIED | 02CE344B-8E09-44AF-9A75-EE3257A49EA9 | Labor | 11/17/2017 | 11/17/2017 | Josh Harris
|  | GE HEALTHCARE | CARESCAPE B650 | MONITOR, BEDSIDE, PHYSIOLOGIC | SK417321044HA | KELEMEN N6 | Kelemen |  |  | 09/18/2017 |  | 9/18/24 |  |  | NO | YES |  |  |  |  | GE MEDICAL SYSTEMS 10732308 SK417321044HA |  |  | Active |  | 00:40:97:0C:FB:71 |  | Equipment | 1Y:00-MFG | 08/26/2019 | 08/01/2020 | COOPER UNIVERSITY HOSPITAL |  |  |  | 0012411780 | Susan Cannon | Preventative Maintenance | Closed | Josh Harris | 11/17/2017 | 11/17/2017 | PERFORMANCE ASSURANCE AT INVENTORY | INVENTORIED DEVICE AND ENSURED DEVICE WAS FUNCTIONING PROPERLY. | A62716FE-3E94-450E-B7D3-476912B0A357 | Labor | 09/18/2017 | 09/18/2017 | Richard Jolly
|  | GE HEALTHCARE | CARESCAPE B650 | MONITOR, BEDSIDE, PHYSIOLOGIC | SK417321005HA | KELEMEN N6 | Kelemen |  |  | 09/18/2017 |  | 9/18/24 |  |  | NO | YES |  |  |  |  | GE MEDICAL SYSTEMS 10732307 SK417321005HA |  |  | Active |  | 00:40:97:0C:FA:36 |  | Equipment | 1Y:00-MFG | 08/26/2019 | 08/01/2020 | COOPER UNIVERSITY HOSPITAL |  |  | 640D | 0012411773 | Susan Cannon | Performance Verification | Closed | Josh Harris | 11/17/2017 | 11/17/2017 | INCOMING INVENTORY | DEVICE INVENTORIED | 5D4CA71D-EE4C-48AC-9CEF-E55F7F0545D2 | Labor | 11/17/2017 | 11/17/2017 | Josh Harris
|  | GE HEALTHCARE | CARESCAPE B650 | MONITOR, BEDSIDE, PHYSIOLOGIC | SK417321042HA | KELEMEN N6 | Kelemen |  |  | 09/18/2017 |  | 9/18/24 |  |  | NO | YES |  |  |  |  | GE MEDICAL SYSTEMS 10732306 SK417321042HA |  |  | Active |  | 00:40:97:0C:FB:79 |  | Equipment | 1Y:00-MFG | 08/26/2019 | 08/01/2020 | COOPER UNIVERSITY HOSPITAL |  |  | 639W | 0012411768 | Susan Cannon | Performance Verification | Closed | Josh Harris | 11/17/2017 | 11/17/2017 | INCOMING INVENTORY | DEVICE INVENTORIED | EA9FDF89-8A9B-45DE-AB77-D3CCFC8249CD | Labor | 11/17/2017 | 11/17/2017 | Josh Harris
|  | GE HEALTHCARE | CARESCAPE B650 | MONITOR, BEDSIDE, PHYSIOLOGIC | SK417321023HA | KELEMEN N6 | Kelemen |  |  | 09/18/2017 |  | 9/18/24 |  |  | NO | YES |  |  |  |  | GE MEDICAL SYSTEMS 10732305 SK417321023HA |  |  | Active |  | 00:40:97:0C:FB:BB |  | Equipment | 1Y:00-MFG | 08/21/2019 | 08/01/2020 | COOPER UNIVERSITY HOSPITAL |  |  | 639D | 0012411764 | Susan Cannon | Performance Verification | Closed | Josh Harris | 11/17/2017 | 11/17/2017 | INCOMING INVENTORY | DEVICE INVENTORIED | 190B202C-52B9-4B81-9353-21F25F023392 | Labor | 11/17/2017 | 11/17/2017 | Josh Harris
|  | GE HEALTHCARE | CARESCAPE B650 | MONITOR, BEDSIDE, PHYSIOLOGIC | SK417321022HA | KELEMEN N6 | Kelemen |  |  | 09/18/2017 |  | 9/18/24 |  |  | NO | YES |  |  |  |  | GE MEDICAL SYSTEMS 10732302 SK417321022HA |  |  | Active |  | 00:40:97:0C:FA:3C |  | Equipment | 1Y:00-MFG | 08/16/2019 | 08/01/2020 | COOPER UNIVERSITY HOSPITAL |  |  | 636W | 0012411752 | Susan Cannon | Performance Verification | Closed | Josh Harris | 11/17/2017 | 11/17/2017 | INCOMING INVENTORY | DEVICE INVENTORIED | AA245909-484C-412C-9D32-C4FEAEB9FA45 | Labor | 11/17/2017 | 11/17/2017 | Josh Harris
|  | GE HEALTHCARE | CARESCAPE B650 | MONITOR, BEDSIDE, PHYSIOLOGIC | SK417321014HA | KELEMEN N6 | Kelemen |  |  | 09/18/2017 |  | 9/18/24 |  |  | NO | YES |  |  |  |  | GE MEDICAL SYSTEMS 10732301 SK417321014HA |  |  | Active |  | 00:40:97:0C:FB:FD |  | Equipment | 1Y:00-MFG | 08/26/2019 | 08/01/2020 | COOPER UNIVERSITY HOSPITAL |  |  | 636D | 0012411735 | Susan Cannon | Performance Verification | Closed | Josh Harris | 11/17/2017 | 11/17/2017 | INCOMING INVENTORY | DEVICE INVENTORIED | DA07DBA7-F92E-4C2A-8032-DE5F1E98FB10 | Labor | 11/17/2017 | 11/17/2017 | Josh Harris
|  | GE HEALTHCARE | CARESCAPE B650 | MONITOR, BEDSIDE, PHYSIOLOGIC | SK416301101HA | CDU - CLINICAL DECISION UNIT-9 KELEMEN | Kelemen |  |  | 08/15/2016 |  | 8/15/23 |  |  | NO | YES |  |  |  |  | GE MEDICAL SYSTEMS 10649773 SK416301101HA |  |  | Active |  | 00:40:97:0C:CB:35 |  | Equipment | 1Y:00-MFG | 05/29/2019 | 05/01/2020 | COOPER UNIVERSITY HOSPITAL |  |  | 9 KELEMEN RM 928 |  | KAREN GRUBER
|  | GE HEALTHCARE | CARESCAPE B650 | MONITOR, BEDSIDE, PHYSIOLOGIC | SK416301111HA | CDU - CLINICAL DECISION UNIT-9 KELEMEN | Kelemen |  |  | 08/15/2016 |  | 8/15/23 |  |  | NO | YES |  |  |  |  | GE MEDICAL SYSTEMS 10649772 SK416301111HA |  |  | Active |  | 00:40:97:0C:CB:56 |  | Equipment | 1Y:00-MFG | 05/29/2019 | 05/01/2020 | COOPER UNIVERSITY HOSPITAL |  |  | 9 KELEMEN RM 927 |  | KAREN GRUBER
|  | GE HEALTHCARE | CARESCAPE B650 | MONITOR, BEDSIDE, PHYSIOLOGIC | SK416301114HA | EMERGENCY ROOM | Kelemen |  |  | 08/15/2016 |  | 8/15/23 |  |  | NO | YES |  |  |  |  | GE MEDICAL SYSTEMS 10649771 SK416301114HA |  |  | Active |  | 00:40:97:0C:CB:96 |  | Equipment | 1Y:00-MFG | 02/20/2019 | 02/01/2020 | COOPER UNIVERSITY HOSPITAL |  |  | CCAA2 |  | KAREN GRUBER
|  | GE HEALTHCARE | CARESCAPE B650 | MONITOR, BEDSIDE, PHYSIOLOGIC | SK416301125HA | EMERGENCY ROOM | Kelemen |  |  | 08/15/2016 |  | 8/15/23 |  |  | NO | YES |  |  |  |  | GE MEDICAL SYSTEMS 10649769 SK416301125HA |  |  | Active |  | 00:40:97:0C:CA:EB |  | Equipment | 1Y:00-MFG | 02/20/2019 | 02/01/2020 | COOPER UNIVERSITY HOSPITAL |  |  | CCAA1 |  | KAREN GRUBER
|  | GE HEALTHCARE | CARESCAPE B650 | MONITOR, BEDSIDE, PHYSIOLOGIC | SK416301115HA | CDU - CLINICAL DECISION UNIT-9 KELEMEN | Kelemen |  |  | 08/15/2016 |  | 8/15/23 |  |  | NO | YES |  |  |  |  | GE MEDICAL SYSTEMS 10649764 SK416301115HA |  |  | Active |  | 00:40:97:0C:CA:C3 |  | Equipment | 1Y:00-MFG | 05/20/2019 | 05/01/2020 | COOPER UNIVERSITY HOSPITAL |  |  | 9 KELEMEN RM 921 |  | KAREN GRUBER
|  | GE HEALTHCARE | CARESCAPE B650 | MONITOR, BEDSIDE, PHYSIOLOGIC | SK416301121HA | CDU - CLINICAL DECISION UNIT-9 KELEMEN | Kelemen |  |  | 08/15/2016 |  | 8/15/23 |  |  | NO | YES |  |  |  |  | GE MEDICAL SYSTEMS 10649768 SK416301121HA |  |  | Active |  | 00:40:97:0C:CA:CC |  | Equipment | 1Y:00-MFG | 05/20/2019 | 05/01/2020 | COOPER UNIVERSITY HOSPITAL |  |  | 9 KELEMEN RM 924W |  | KAREN GRUBER
|  | GE HEALTHCARE | CARESCAPE B650 | MONITOR, BEDSIDE, PHYSIOLOGIC | SK416301116HA | CDU - CLINICAL DECISION UNIT-9 KELEMEN | Kelemen |  |  | 08/15/2016 |  | 8/15/23 |  |  | NO | YES |  |  |  |  | GE MEDICAL SYSTEMS 10649767 SK416301116HA |  |  | Active |  | 00:40:97:0C:CA:FF |  | Equipment | 1Y:00-MFG | 05/21/2019 | 05/01/2020 | COOPER UNIVERSITY HOSPITAL |  |  | 9 KELEMEN RM 924D |  | KAREN GRUBER
|  | GE HEALTHCARE | CARESCAPE B650 | MONITOR, BEDSIDE, PHYSIOLOGIC | SK416301109HA | EMERGENCY ROOM | Kelemen |  |  | 08/15/2016 |  | 8/15/23 |  |  | NO | YES |  |  |  |  | GE MEDICAL SYSTEMS 10649766 SK416301109HA |  |  | Active |  | 00:40:97:0C:CB:8C |  | Equipment | 1Y:00-MFG | 02/20/2019 | 02/01/2020 | COOPER UNIVERSITY HOSPITAL |  |  | CCAA4 |  | KAREN GRUBER
|  | GE HEALTHCARE | CARESCAPE B650 | MONITOR, BEDSIDE, PHYSIOLOGIC | SK416301118HA | EMERGENCY ROOM | Kelemen |  |  | 08/15/2016 |  | 8/15/23 |  |  | NO | YES |  |  |  |  | GE MEDICAL SYSTEMS 10649765 SK416301118HA |  |  | Active |  | 00:40:97:0C:CB:0B |  | Equipment | 1Y:00-MFG | 02/20/2019 | 02/01/2020 | COOPER UNIVERSITY HOSPITAL |  |  | CCAA5 |  | KAREN GRUBER
|  | GE HEALTHCARE | CARESCAPE B650 | MONITOR, BEDSIDE, PHYSIOLOGIC | SK416301122HA | CDU - CLINICAL DECISION UNIT-9 KELEMEN | Kelemen |  |  | 08/15/2016 |  | 8/15/23 |  |  | NO | YES |  |  |  |  | GE MEDICAL SYSTEMS 10649763 SK416301122HA |  |  | Active |  | 00:40:97:0C:CA:BF |  | Equipment | 1Y:00-MFG | 05/30/2019 | 05/01/2020 | COOPER UNIVERSITY HOSPITAL |  |  | 9 KELEMEN RM 920 |  | KAREN GRUBER
|  | GE HEALTHCARE | CARESCAPE B650 | MONITOR, BEDSIDE, PHYSIOLOGIC | SK416301108HA | EMERGENCY ROOM | Kelemen |  |  | 08/15/2016 |  | 8/15/23 |  |  | NO | YES |  |  |  |  | GE MEDICAL SYSTEMS 10649761 SK416301108HA |  |  | Active |  | 00:40:97:0C:CB:96 |  | Equipment | 1Y:00-MFG | 02/20/2019 | 02/01/2020 | COOPER UNIVERSITY HOSPITAL |  |  | CCAA3 |  | KAREN GRUBER
|  | GE HEALTHCARE | CARESCAPE B650 | MONITOR, BEDSIDE, PHYSIOLOGIC | SK416301103HA | CDU - CLINICAL DECISION UNIT-9 KELEMEN | Kelemen |  |  | 08/15/2016 |  | 8/15/23 |  |  | NO | YES |  |  |  |  | GE MEDICAL SYSTEMS 10649762 SK416301103HA |  |  | Active |  | 00:40:97:0C:CB:8D |  | Equipment | 1Y:00-MFG | 05/20/2019 | 05/01/2020 | COOPER UNIVERSITY HOSPITAL |  |  | 9 KELEMEN RM 919 |  | KAREN GRUBER
|  | GE HEALTHCARE | CARESCAPE B650 | MONITOR, BEDSIDE, PHYSIOLOGIC | SK416301110HA | CDU - CLINICAL DECISION UNIT-9 KELEMEN | Kelemen |  |  | 08/15/2016 |  | 8/15/23 |  |  | NO | YES |  |  |  |  | GE MEDICAL SYSTEMS 10649759 SK416301110HA |  |  | Active |  | 00:40:97:0C:CA:FA |  | Equipment | 1Y:00-MFG | 05/21/2019 | 05/01/2020 | COOPER UNIVERSITY HOSPITAL |  |  | 9 KELEMEN RM 915 |  | KAREN GRUBER
|  | GE HEALTHCARE | CARESCAPE B650 | MONITOR, BEDSIDE, PHYSIOLOGIC | SK416301107HA | CDU - CLINICAL DECISION UNIT-9 KELEMEN | Kelemen |  |  | 08/15/2016 |  | 8/15/23 |  |  | NO | YES |  |  |  |  | GE MEDICAL SYSTEMS 10649760 SK416301107HA |  |  | Active |  | 00:40:97:0C:CA:52 |  | Equipment | 1Y:00-MFG | 05/30/2019 | 05/01/2020 | COOPER UNIVERSITY HOSPITAL |  |  | Moved to ED office ED117 |  | KAREN GRUBER
|  | GE HEALTHCARE | CARESCAPE B650 | MONITOR, BEDSIDE, PHYSIOLOGIC | SK416301099HA | CDU - CLINICAL DECISION UNIT-9 KELEMEN | Kelemen |  |  | 08/15/2016 |  | 8/15/23 |  |  | NO | YES |  |  |  |  | GE MEDICAL SYSTEMS 10649758 SK416301099HA |  |  | Active |  | 00:40:97:0C:CA:CB |  | Equipment | 1Y:00-MFG | 05/20/2019 | 05/01/2020 | COOPER UNIVERSITY HOSPITAL |  |  | 9 KELEMEN RM 914 |  | KAREN GRUBER
|  | GE HEALTHCARE | CARESCAPE B650 | MONITOR, BEDSIDE, PHYSIOLOGIC | SK416301106HA | CDU - CLINICAL DECISION UNIT-9 KELEMEN | Kelemen |  |  | 08/15/2016 |  | 8/15/23 |  |  | NO | YES |  |  |  |  | GE MEDICAL SYSTEMS 10649756 SK416301106HA |  |  | Active |  | 00:40:97:0C:CB:95 |  | Equipment | 1Y:00-MFG | 05/20/2019 | 05/01/2020 | COOPER UNIVERSITY HOSPITAL |  |  | 9 KELEMEN RM 912 |  | KAREN GRUBER
|  | GE HEALTHCARE | CARESCAPE B650 | MONITOR, BEDSIDE, PHYSIOLOGIC | SK416301113HA | CDU - CLINICAL DECISION UNIT-9 KELEMEN | Kelemen |  |  | 08/15/2016 |  | 8/15/23 |  |  | NO | YES |  |  |  |  | GE MEDICAL SYSTEMS 10649757 SK416301113HA |  |  | Active |  | 00:40:97:0C:CB:54 |  | Equipment | 1Y:00-MFG | 05/20/2019 | 05/01/2020 | COOPER UNIVERSITY HOSPITAL |  |  | 9 KELEMEN RM 913 |  | KAREN GRUBER
|  | GE HEALTHCARE | CARESCAPE B650 | MONITOR, BEDSIDE, PHYSIOLOGIC | SK416301112HA | CDU - CLINICAL DECISION UNIT-9 KELEMEN | Kelemen |  |  | 08/15/2016 |  | 8/15/23 |  |  | NO | YES |  |  |  |  | GE MEDICAL SYSTEMS 10649754 SK416301112HA |  |  | Active |  | 00:40:97:0C:CA:F1 |  | Equipment | 1Y:00-MFG | 05/28/2019 | 05/01/2020 | COOPER UNIVERSITY HOSPITAL |  |  | 9 KELEMEN RM 910 |  | KAREN GRUBER
|  | GE HEALTHCARE | CARESCAPE B650 | MONITOR, BEDSIDE, PHYSIOLOGIC | SK416301104HA | CDU - CLINICAL DECISION UNIT-9 KELEMEN | Kelemen |  |  | 08/15/2016 |  | 8/15/23 |  |  | NO | YES |  |  |  |  | GE MEDICAL SYSTEMS 10649755 SK416301104HA |  |  | Active |  | 00:40:97:0C:CB:8E |  | Equipment | 1Y:00-MFG | 05/21/2019 | 05/01/2020 | COOPER UNIVERSITY HOSPITAL |  |  | 9 KELEMEN RM 911 |  | KAREN GRUBER
|  | GE HEALTHCARE | CARESCAPE B650 | MONITOR, BEDSIDE, PHYSIOLOGIC | SEW12357516HA | VOORHEES SURGERY CENTER-OPERATING ROOM | 900 Centennial Blvd | Suite E |  | 09/02/2012 |  | 9/2/19 |  |  | NO | YES |  |  |  |  | GE MEDICAL SYSTEMS 10347163 SEW12357516HA |  |  | Active |  | 00:40:97:0C:2C:9E |  | Equipment | 1Y:00-MFG | 04/18/2019 | 04/01/2020 | COOPER AMBULATORY OFF-SITES |  |  | Pacu 1 |  | JENNIFER BOMBARO
|  | GE HEALTHCARE | CARESCAPE B650 | MONITOR, BEDSIDE, PHYSIOLOGIC | SEW12367707HA | VOORHEES SURGERY CENTER-OPERATING ROOM | 900 Centennial Blvd | Suite E |  | 09/09/2012 |  | 9/9/19 |  |  | NO | YES |  |  |  |  | GE MEDICAL SYSTEMS 10346736 SEW12367707HA |  |  | Active |  | 00:40:97:0C:2E:26 |  | Equipment | 1Y:00-MFG | 04/18/2019 | 04/01/2020 | COOPER AMBULATORY OFF-SITES |  |  | PACU Room 5 |  | JENNIFER BOMBARO
|  | GE HEALTHCARE | CARESCAPE B650 | MONITOR, BEDSIDE, PHYSIOLOGIC | SEW12357295HA | VOORHEES SURGERY CENTER-OPERATING ROOM | 900 Centennial Blvd | Suite E |  | 09/02/2012 |  | 9/2/19 |  |  | NO | YES |  |  |  |  | GE MEDICAL SYSTEMS 10346725 SEW12357295HA |  |  | Active |  | 00:40:97:13:59:9C |  | Equipment | 1Y:00-MFG | 04/16/2019 | 04/01/2020 | COOPER AMBULATORY OFF-SITES |  |  | PACU ROOM 4 |  | JENNIFER BOMBARO
|  | GE HEALTHCARE | CARESCAPE B650 | MONITOR, BEDSIDE, PHYSIOLOGIC | SEW12367698HA | VOORHEES SURGERY CENTER-OPERATING ROOM | 900 Centennial Blvd | Suite E |  | 09/09/2012 |  | 9/9/19 |  |  | NO | YES |  |  |  |  | GE MEDICAL SYSTEMS 10346709 SEW12367698HA |  |  | Active |  | 00:40:97:0C:2D:9F |  | Equipment | 1Y:00-MFG | 04/16/2019 | 04/01/2020 | COOPER AMBULATORY OFF-SITES |  |  | PACU ROOM 2 |  | JENNIFER BOMBARO
|  | GE HEALTHCARE | CARESCAPE B650 | MONITOR, BEDSIDE, PHYSIOLOGIC | SEW12367693HA | VOORHEES SURGERY CENTER-OPERATING ROOM | 900 Centennial Blvd | Suite E |  | 09/09/2012 |  | 9/9/19 |  |  | NO | YES |  |  |  |  | GE MEDICAL SYSTEMS 10346700 SEW12367693HA |  |  | Active |  | 00:40:97:0C:2E:46 |  | Equipment | 1Y:00-MFG | 04/16/2019 | 04/01/2020 | COOPER AMBULATORY OFF-SITES |  |  | PACU room 3 |  | JENNIFER BOMBARO
|  | GE HEALTHCARE | CARESCAPE B650 | MONITOR, BEDSIDE, PHYSIOLOGIC | SEW1235729HA | VOORHEES SURGERY CENTER-OPERATING ROOM | 900 Centennial Blvd | Suite E |  | 09/02/2012 |  | 9/2/19 |  |  | NO | YES |  |  |  |  | GE MEDICAL SYSTEMS 10346697 SEW1235729HA |  |  | Active |  | 00:40:97:0C:29:4B |  | Equipment | 1Y:00-MFG | 04/15/2019 | 04/01/2020 | COOPER AMBULATORY OFF-SITES |  |  | PACU Room 6 |  | JENNIFER BOMBARO
|  | GE HEALTHCARE | CARESCAPE B650 | MONITOR, BEDSIDE, PHYSIOLOGIC | SEW12367702HA | VOORHEES SURGERY CENTER-OPERATING ROOM | 900 Centennial Blvd | Suite E |  | 09/09/2012 |  | 9/9/19 |  |  | NO | YES |  |  |  |  | GE MEDICAL SYSTEMS 10346691 SEW12367702HA |  |  | Active |  | 00:40:97:0C:2E:29 |  | Equipment | 1Y:00-MFG | 04/15/2019 | 04/01/2020 | COOPER AMBULATORY OFF-SITES |  |  | PACU Room 7 |  | JENNIFER BOMBARO
|  | GE HEALTHCARE | CARESCAPE B650 | MONITOR, BEDSIDE, PHYSIOLOGIC | SEW12367700HA | VOORHEES SURGERY CENTER-OPERATING ROOM | 900 Centennial Blvd | Suite E |  | 09/09/2012 |  | 9/9/19 |  |  | NO | YES |  |  |  |  | GE MEDICAL SYSTEMS 10346680 SEW12367700HA |  |  | Active |  | 00:40:97:0C:2D:DA |  | Equipment | 1Y:00-MFG | 04/15/2019 | 04/01/2020 | COOPER AMBULATORY OFF-SITES |  |  | PRE OP 7 |  | JENNIFER BOMBARO
|  | GE HEALTHCARE | CARESCAPE B650 | MONITOR, BEDSIDE, PHYSIOLOGIC | SEW12357294HA | VOORHEES SURGERY CENTER-OPERATING ROOM | 900 Centennial Blvd | Suite E |  | 09/02/2012 |  | 9/2/19 |  |  | NO | YES |  |  |  |  | GE MEDICAL SYSTEMS 10346075 SEW12357294HA |  |  | Active |  | 00:40:97:9C:2C:D6 |  | Equipment | 1Y:00-MFG | 04/15/2019 | 04/01/2020 | COOPER AMBULATORY OFF-SITES |  |  | PRE-OP ROOM 5 |  | JENNIFER BOMBARO
|  | GE HEALTHCARE | CARESCAPE B650 | MONITOR, BEDSIDE, PHYSIOLOGIC | SEW12367701HA | VOORHEES SURGERY CENTER-OPERATING ROOM | 900 Centennial Blvd | Suite E |  | 09/09/2012 |  | 9/9/19 |  |  | NO | YES |  |  |  |  | GE MEDICAL SYSTEMS 10346073 SEW12367701HA |  |  | Active |  | 00:40:97:0C:2D:D8 |  | Equipment | 1Y:00-MFG | 04/15/2019 | 04/01/2020 | COOPER AMBULATORY OFF-SITES |  |  | PACU RM 8 |  | JENNIFER BOMBARO
|  | GE HEALTHCARE | CARESCAPE B650 | MONITOR, BEDSIDE, PHYSIOLOGIC | SEW12367704HA | VOORHEES SURGERY CENTER-OPERATING ROOM | 900 Centennial Blvd | Suite E |  | 09/09/2012 |  | 9/9/19 |  |  | NO | YES |  |  |  |  | GE MEDICAL SYSTEMS 10346067 SEW12367704HA |  |  | Active |  | 00:40:97:0C:2D:99 |  | Equipment | 1Y:00-MFG | 04/15/2019 | 04/01/2020 | COOPER AMBULATORY OFF-SITES |  |  | Pre-op Room 1 |  | JENNIFER BOMBARO
|  | GE HEALTHCARE | CARESCAPE B650 | MONITOR, BEDSIDE, PHYSIOLOGIC | SEW12357292HA | VOORHEES SURGERY CENTER-OPERATING ROOM | 900 Centennial Blvd | Suite E |  | 09/02/2012 |  | 9/2/19 |  |  | NO | YES |  |  |  |  | GE MEDICAL SYSTEMS 10346063 SEW12357292HA |  |  | Active |  | 00:40:97:0C:2C:E1 |  | Equipment | 1Y:00-MFG | 04/15/2019 | 04/01/2020 | COOPER AMBULATORY OFF-SITES |  |  | Pre-op Room 6 |  | JENNIFER BOMBARO
|  | GE HEALTHCARE | CARESCAPE B650 | MONITOR, BEDSIDE, PHYSIOLOGIC | SEW12357300HA | VOORHEES SURGERY CENTER-OPERATING ROOM | 900 Centennial Blvd | Suite E |  | 09/02/2012 |  | 9/2/19 |  |  | NO | YES |  |  |  |  | GE MEDICAL SYSTEMS 10346058 SEW12357300HA |  |  | Active |  | 00:40:97:0C:29:60 |  | Equipment | 1Y:00-MFG | 04/15/2019 | 04/01/2020 | COOPER AMBULATORY OFF-SITES |  |  | Pre-op Room 4 |  | JENNIFER BOMBARO
|  | GE HEALTHCARE | CARESCAPE B650 | MONITOR, BEDSIDE, PHYSIOLOGIC | SEW12357296HA | VOORHEES SURGERY CENTER-OPERATING ROOM | 900 Centennial Blvd | Suite E |  | 09/02/2012 |  | 9/2/19 |  |  | NO | YES |  |  |  |  | GE MEDICAL SYSTEMS 10346052 SEW12357296HA |  |  | Active |  | 00:40:97:0C:2A:14 |  | Equipment | 1Y:00-MFG | 04/15/2019 | 04/01/2020 | COOPER AMBULATORY OFF-SITES |  |  | Pre-op Room 3 |  | JENNIFER BOMBARO
|  | GE HEALTHCARE | CARESCAPE B650 | MONITOR, BEDSIDE, PHYSIOLOGIC | SEW12357510HA | VOORHEES SURGERY CENTER-OPERATING ROOM | 900 Centennial Blvd | Suite E |  | 09/02/2012 |  | 9/2/19 |  |  | NO | YES |  |  |  |  | GE MEDICAL SYSTEMS 10346050 SEW12357510HA |  |  | Active |  | 00:40:97:0C:2B:CE |  | Equipment | 1Y:00-MFG | 04/15/2019 | 04/01/2020 | COOPER AMBULATORY OFF-SITES |  |  | Pre-op Room 2 |  | JENNIFER BOMBARO
|  | GE HEALTHCARE | CDA19T | MONITOR, BEDSIDE, PHYSIOLOGIC | DTM411I0896 | MED/SURG 6 PAVILION | Pavilion |  |  | 10/31/2019 |  | 10/31/26 |  |  | NO | YES |  |  |  |  | GE MEDICAL SYSTEMS 11207529 DTM411I0896 |  |  | Active |  |  |  | Accessory | PAAR:00-PVAR | 10/31/2019 | 10/31/2019 | COOPER UNIVERSITY HOSPITAL |  |  | PAV6 Central | WOT00000002194371 | BRIAN OSHAUGHNESSY | Performance Verification | Closed | Michael Youch | 10/31/2019 | 10/31/2019 | CEID Record Completion for GE MEDICAL SYSTEMS 11207529 DTM411I0896 | Inventoried, safety, and documentation . | EXP3101901 | Labor | 10/31/2019 | 10/31/2019 | Michael Youch
|  | GE HEALTHCARE | CDA19T | MONITOR, BEDSIDE, PHYSIOLOGIC | Dtm321i0751 |  | Pavilion | [7 empty] | YES | YES
|  | GE HEALTHCARE | CDA19T | MONITOR, BEDSIDE, PHYSIOLOGIC | DTM411I0908 | BIOMEDICAL | Kelemen |  |  | 10/31/2019 |  | 10/31/26 |  |  | NO | YES |  |  |  |  | GE MEDICAL SYSTEMS 11187563 DTM411I0908 |  |  | Active |  |  |  | Accessory | PAAR:00-PVAR | 10/31/2019 | 10/31/2019 | COOPER UNIVERSITY HOSPITAL |  |  | Biomed - Test | WOT00000002556541 | Bonnie Aichroch | Performance Verification | Closed | Stephen Zubrzycki | 10/31/2019 | 10/31/2019 | Performance Verification for GE MEDICAL SYSTEMS 11187563 DTM411I0908 | Initial Install of Performance Verification. Device is ready for patient use. |  |  | 10/31/2019 | 10/31/2019
|  | GE HEALTHCARE | CDA19T | MONITOR, BEDSIDE, PHYSIOLOGIC | DTM411I0961 |  | Kelemen | [7 empty] | YES | YES
|  | GE HEALTHCARE | CDA19T | MONITOR, BEDSIDE, PHYSIOLOGIC | DTJ010D0132 |  | Dorrance | [7 empty] | NO | YES
|  | GE HEALTHCARE | CDA19T | MONITOR, BEDSIDE, PHYSIOLOGIC | DTG440D1149 |  | Kelemen | [7 empty] | YES | YES
|  | GE HEALTHCARE | CDA19T | MONITOR, BEDSIDE, PHYSIOLOGIC | Dti250d0393 |  | Pavilion | [7 empty] | YES | YES
|  | GE HEALTHCARE | CDA19T | MONITOR, BEDSIDE, PHYSIOLOGIC | DTM411I0965 |  | Kelemen | [7 empty] | YES | YES
|  | GE HEALTHCARE | CDA19T | MONITOR, BEDSIDE, PHYSIOLOGIC |  |  | Kelemen | [7 empty] | YES | YES
|  | GE HEALTHCARE | CDA19T | MONITOR, BEDSIDE, PHYSIOLOGIC | DTM411I0928 |  | Kelemen | [7 empty] | YES | YES
|  | GE HEALTHCARE | CDA19T | MONITOR, BEDSIDE, PHYSIOLOGIC | DTJ010D0024 |  | Dorrance | [7 empty] | YES | YES
|  | GE HEALTHCARE | DASH 3000 | MONITOR, BEDSIDE, PHYSIOLOGIC | DSH05328176GA | ANESTHESIOLOGY | Pavilion |  |  | 10/29/2019 |  | 10/29/26 |  |  | NO | YES |  |  |  |  | GE MEDICAL SYSTEMS 11239447 DSH05328176GA |  |  | Active |  | 00:00:A1:0E:8D:EF |  | Equipment | 1Y:00-MFG | 10/29/2019 | 10/29/2019 | COOPER UNIVERSITY HOSPITAL |  |  | ANESTH WK RM |  | GIACINTA ROUPAS |  |  |  | 10/29/2019 | 10/29/2019 |  |  |  |  | 10/29/2019 | 10/29/2019
|  | GE HEALTHCARE | DASH 3000 | MONITOR, BEDSIDE, PHYSIOLOGIC | DSH05328258GA | ANESTHESIOLOGY | Pavilion |  |  | 10/29/2019 |  | 10/29/26 |  |  | NO | YES |  |  |  |  | GE MEDICAL SYSTEMS 11239439 DSH05328258GA |  |  | Active | 10368104, 11239493 | 00:00:A1:04:B8:C3 |  | Equipment | 1Y:00-MFG | 10/29/2019 | 10/29/2019 | COOPER UNIVERSITY HOSPITAL |  |  | ANESTH WK RM |  | GIACINTA ROUPAS |  |  |  | 10/29/2019 | 10/29/2019 |  |  |  |  | 10/29/2019 | 10/29/2019
|  | GE HEALTHCARE | DASH 3000 | MONITOR, BEDSIDE, PHYSIOLOGIC | DSH05318052GA |  | Pavilion |  |  | 10/29/2019 |  | 10/29/26 |  |  | NO | YES |  |  |  |  | GE MEDICAL SYSTEMS 11239404 DSH05318052GA |  |  | Active |  | 00:00:A1:04:D7:FE |  | Equipment | 1Y:00-MFG | 10/29/2019 | 10/29/2019 | COOPER UNIVERSITY HOSPITAL |  |  | Pav Anes Work Rm |  | GIACINTA ROUPAS |  |  |  | 10/29/2019 | 10/29/2019 |  |  |  |  | 10/29/2019 | 10/29/2019
|  | GE HEALTHCARE | DASH 3000 | MONITOR, BEDSIDE, PHYSIOLOGIC | DSH05328251GA | ANESTHESIOLOGY | Pavilion |  |  | 10/29/2019 |  | 10/29/26 |  |  | NO | YES |  |  |  |  | GE MEDICAL SYSTEMS 11239325 DSH05328251GA |  |  | Active |  | 00:00:A1:07:93:44 |  | Equipment | 1Y:00-MFG | 10/29/2019 | 10/29/2019 | COOPER UNIVERSITY HOSPITAL |  |  | Kel Anes Store Rm |  | GIACINTA ROUPAS |  |  |  | 10/29/2019 | 10/29/2019 |  |  |  |  | 10/29/2019 | 10/29/2019
|  | GE HEALTHCARE | DASH 3000 | MONITOR, BEDSIDE, PHYSIOLOGIC | SD010189663GA | EMERGENCY ROOM | Kelemen |  |  | 02/14/2019 |  | 2/14/26 |  |  | NO | YES |  |  |  |  | GE MEDICAL SYSTEMS 11222277 SD010189663GA |  |  | Active |  | 00:00:A1:08:70:1B |  | Equipment | 1Y:00-MFG | 02/14/2019 | 02/14/2019 | COOPER UNIVERSITY HOSPITAL |  |  | ED-ROLL 13 |  | KAREN GRUBER |  |  |  | 02/14/2019 | 02/14/2019 |  |  |  |  | 02/14/2019 | 02/14/2019
|  | GE HEALTHCARE | DASH 3000 | MONITOR, BEDSIDE, PHYSIOLOGIC | C2DJ2278GR |  | Kelemen | [7 empty] | NO | YES
|  | GE HEALTHCARE | DASH 3000 | MONITOR, BEDSIDE, PHYSIOLOGIC | a2dj9050gr |  | Kelemen | [7 empty] | NO | YES
|  | GE HEALTHCARE | DASH 3000 | MONITOR, BEDSIDE, PHYSIOLOGIC | B3DJ5266GR | EMERGENCY ROOM | Kelemen |  |  | 02/22/2019 |  | 2/22/26 |  |  | NO | YES |  |  |  |  | GE MEDICAL SYSTEMS 11222200 B3DJ5266GR |  |  | Active |  | 00:00:A1:07:93:4F |  | Equipment | 1Y:00-MFG | 02/22/2019 | 02/22/2019 | COOPER UNIVERSITY HOSPITAL |  |  | ED-BED 32 |  | KAREN GRUBER |  |  |  | 02/22/2019 | 02/22/2019 |  |  |  |  | 02/22/2019 | 02/22/2019
|  | GE HEALTHCARE | DASH 3000 | MONITOR, BEDSIDE, PHYSIOLOGIC | F3EH1213GR | EMERGENCY ROOM | Kelemen |  |  | 02/18/2019 |  | 2/18/26 |  |  | NO | YES |  |  |  |  | GE MEDICAL SYSTEMS 11222191 F3EH1213GR |  |  | Active |  | 00:00:A1:03:3B:74 |  | Equipment | 1Y:00-MFG | 02/18/2019 | 02/18/2019 | COOPER UNIVERSITY HOSPITAL |  |  | ED-BED 36 |  | KAREN GRUBER |  |  |  | 02/18/2019 | 02/18/2019 |  |  |  |  | 02/18/2019 | 02/18/2019
|  | GE HEALTHCARE | DASH 3000 | MONITOR, BEDSIDE, PHYSIOLOGIC | SD009255008GA | EMERGENCY ROOM | Kelemen |  |  | 02/19/2019 |  | 2/19/26 |  |  | NO | YES |  |  |  |  | GE MEDICAL SYSTEMS 11222182 SD009255008GA |  |  | Active |  | 00:00:A1:07:FB:9C |  | Equipment | 1Y:00-MFG | 02/19/2019 | 02/19/2019 | COOPER UNIVERSITY HOSPITAL |  |  | ED-BED 27 |  | KAREN GRUBER |  |  |  | 02/19/2019 | 02/19/2019 |  |  |  |  | 02/19/2019 | 02/19/2019
|  | GE HEALTHCARE | DASH 3000 | MONITOR, BEDSIDE, PHYSIOLOGIC | SD007241778GA |  | Kelemen |  |  | 06/18/2019 |  | 6/18/26 |  |  | NO | YES |  |  |  |  | GE MEDICAL SYSTEMS 11222181 SD007241778GA |  |  | Active | 10356446, 11222181, 11222122 | 00:00:A1:05:F5:0A |  | Equipment | 1Y:00-MFG | 06/18/2019 | 06/18/2019 | COOPER UNIVERSITY HOSPITAL |  |  | 3RD FLOOR |  | FRANK OBRIEN |  |  |  | 06/18/2019 | 06/18/2019 |  |  |  |  | 06/18/2019 | 06/18/2019
|  | GE HEALTHCARE | DASH 3000 | MONITOR, BEDSIDE, PHYSIOLOGIC | SD010481125GA |  | Kelemen | [7 empty] | NO | YES
|  | GE HEALTHCARE | DASH 3000 | MONITOR, BEDSIDE, PHYSIOLOGIC | SHQ13280696SA |  | Kelemen | [7 empty] | NO | YES
|  | GE HEALTHCARE | DASH 3000 | MONITOR, BEDSIDE, PHYSIOLOGIC | SD008221161GA |  | Kelemen | [7 empty] | NO | YES
|  | GE HEALTHCARE | DASH 3000 | MONITOR, BEDSIDE, PHYSIOLOGIC | SD01045977GA |  | Kelemen | BASEMENT | [6 empty] | NO | YES
|  | GE HEALTHCARE | DASH 3000 | MONITOR, BEDSIDE, PHYSIOLOGIC |  |  | Kelemen | [7 empty] | YES | YES
|  | GE HEALTHCARE | DASH 3000 | MONITOR, BEDSIDE, PHYSIOLOGIC | SD009513328GA |  | Kelemen | [7 empty] | NO | YES
|  | GE HEALTHCARE | DASH 3000 | MONITOR, BEDSIDE, PHYSIOLOGIC | SD009119387GA |  | Kelemen | [7 empty] | NO | YES
|  | GE HEALTHCARE | DASH 3000 | MONITOR, BEDSIDE, PHYSIOLOGIC | J3EH5216GR | EMERGENCY ROOM | Kelemen |  |  | 02/22/2019 |  | 2/22/26 |  |  | NO | YES |  |  |  |  | GE MEDICAL SYSTEMS 10769713 J3EH5216GR |  |  | Active |  | 00:00:A1:0E:27:AC |  | Equipment | 1Y:00-MFG | 02/22/2019 | 02/22/2019 | COOPER UNIVERSITY HOSPITAL |  |  | ED-BED 34 |  | KAREN GRUBER |  |  |  | 02/22/2019 | 02/22/2019 |  |  |  |  | 02/22/2019 | 02/22/2019
|  | GE HEALTHCARE | DASH 3000 | MONITOR, BEDSIDE, PHYSIOLOGIC | SD007241777GA | PAVILION PACU | Pavilion |  |  | 06/18/2019 |  | 6/18/26 |  |  | NO | YES |  |  |  |  | GE MEDICAL SYSTEMS 10769707 SD007241777GA |  |  | Active |  | 00:00:A1:05:F5:08 |  | Equipment | 1Y:00-MFG | 06/18/2019 | 06/18/2019 | COOPER UNIVERSITY HOSPITAL |  |  | ANESTH WK RM |  | FRANK OBRIEN |  |  |  | 06/18/2019 | 06/18/2019 |  |  |  |  | 06/18/2019 | 06/18/2019
|  | GE HEALTHCARE | DASH 3000 | MONITOR, BEDSIDE, PHYSIOLOGIC | SD010481113GA |  | Pavilion | [7 empty] | NO | YES
|  | GE HEALTHCARE | DASH 3000 | MONITOR, BEDSIDE, PHYSIOLOGIC | A2DJ9353GR |  | Kelemen | [7 empty] | NO | YES
|  | GE HEALTHCARE | DASH 3000 | MONITOR, BEDSIDE, PHYSIOLOGIC | SD010189655GA |  | Kelemen | [7 empty] | NO | YES
|  | GE HEALTHCARE | DASH 3000 | MONITOR, BEDSIDE, PHYSIOLOGIC | A4EH4205GR | EMERGENCY ROOM | Kelemen |  |  | 08/25/2004 |  | 8/25/11 |  |  | NO | YES |  |  |  |  | GE MEDICAL SYSTEMS 10369102 A4EH4205GR |  |  | Active |  | 00:00:A1:03:E1:DD |  | Equipment | 1Y:00-MFG | 02/19/2019 | 02/01/2020 | COOPER UNIVERSITY HOSPITAL |  |  | ER - 107 - PED 01 |  | KAREN GRUBER
|  | GE HEALTHCARE | DASH 3000 | MONITOR, BEDSIDE, PHYSIOLOGIC | SD010459772GA | CAT SCAN | Kelemen | BASEMENT |  | 09/09/2010 |  | 9/9/17 |  |  | NO | YES |  |  |  |  | GE MEDICAL SYSTEMS 10368699 SD010459772GA |  |  | Active |  | 00:00:A1:08:B3:7A |  | Equipment | 1Y:00-MFG | 07/23/2019 | 07/01/2020 | COOPER UNIVERSITY HOSPITAL |  |  | PATIENT HOLDING AREA |  | PAULETTE DUCKREY
|  | GE HEALTHCARE | DASH 3000 | MONITOR, BEDSIDE, PHYSIOLOGIC | SD010459765GA | CAT SCAN | Kelemen | BASEMENT |  | 09/09/2010 |  | 9/9/17 |  |  | NO | YES |  |  |  |  | GE MEDICAL SYSTEMS 10368700 SD010459765GA |  |  | Active |  | 00:00:A1:08:B4:43 |  | Equipment | 1Y:00-MFG | 07/23/2019 | 07/01/2020 | COOPER UNIVERSITY HOSPITAL |  |  | CT RAD NURSING |  | PAULETTE DUCKREY
|  | GE HEALTHCARE | DASH 3000 | MONITOR, BEDSIDE, PHYSIOLOGIC | SD010459763GA | CAT SCAN | Kelemen | Basement |  | 09/09/2010 |  | 9/9/17 |  |  | NO | YES |  |  |  |  | GE MEDICAL SYSTEMS 10368701 SD010459763GA |  |  | Active |  | 00:00:A1:08:B3:8F |  | Equipment | 1Y:00-MFG | 07/23/2019 | 07/01/2020 | COOPER UNIVERSITY HOSPITAL |  |  | RAD NURSING |  | PAULETTE DUCKREY
|  | GE HEALTHCARE | DASH 3000 | MONITOR, BEDSIDE, PHYSIOLOGIC | D2DJ3364GR | EMERGENCY ROOM | Kelemen |  |  | 08/24/2004 |  | 8/24/11 |  |  | NO | YES |  |  |  |  | GE MEDICAL SYSTEMS 10368821 D2DJ3364GR |  |  | Active |  | 00:00:A1:07:C0:6C |  | Equipment | 1Y:00-MFG | 02/19/2019 | 02/01/2020 | COOPER UNIVERSITY HOSPITAL |  |  | ED-BED29 |  | KAREN GRUBER
|  | GE HEALTHCARE | DASH 3000 | MONITOR, BEDSIDE, PHYSIOLOGIC | SD009244562GA | EMERGENCY ROOM | Kelemen |  |  | 05/26/2009 |  | 5/26/16 |  |  | NO | YES |  |  |  |  | GE MEDICAL SYSTEMS 10368819 SD009244562GA |  |  | Active |  | 00:00:A1:07:E1:C7 |  | Equipment | 1Y:00-MFG | 02/20/2019 | 02/01/2020 | COOPER UNIVERSITY HOSPITAL |  |  | ED-TRI |  | KAREN GRUBER
|  | GE HEALTHCARE | DASH 3000 | MONITOR, BEDSIDE, PHYSIOLOGIC | SD009255007GA | EMERGENCY ROOM | Kelemen |  |  | 05/26/2009 |  | 5/26/16 |  |  | NO | YES |  |  |  |  | GE MEDICAL SYSTEMS 10368808 SD009255007GA |  |  | Active |  | 00:00:A1:07:FC:2B |  | Equipment | 1Y:00-MFG | 02/14/2019 | 02/01/2020 | COOPER UNIVERSITY HOSPITAL |  |  | ED-BED 23 |  | KAREN GRUBER
|  | GE HEALTHCARE | DASH 3000 | MONITOR, BEDSIDE, PHYSIOLOGIC | C3DJ5953GR |  | Kelemen | [7 empty] | NO | YES
|  | GE HEALTHCARE | DASH 3000 | MONITOR, BEDSIDE, PHYSIOLOGIC | SD010189672GA | EMERGENCY ROOM | Kelemen |  |  | 03/31/2009 |  | 3/31/16 |  |  | NO | YES |  |  |  |  | GE MEDICAL SYSTEMS 10368799 SD010189672GA |  |  | Active |  | 00:00:A1:08:89:C1 |  | Equipment | 1Y:00-MFG | 02/14/2019 | 02/01/2020 | COOPER UNIVERSITY HOSPITAL |  |  | ED-ROLL 9 |  | KAREN GRUBER
|  | GE HEALTHCARE | DASH 3000 | MONITOR, BEDSIDE, PHYSIOLOGIC | SD009255013GA | EMERGENCY ROOM | Kelemen |  |  | 05/26/2009 |  | 5/26/16 |  |  | NO | YES |  |  |  |  | GE MEDICAL SYSTEMS 10368806 SD009255013GA |  |  | Active |  | 00:00:A:107:FC:32 |  | Equipment | 1Y:00-MFG | 02/14/2019 | 02/01/2020 | COOPER UNIVERSITY HOSPITAL |  |  | ER-BED 22 |  | KAREN GRUBER
|  | GE HEALTHCARE | DASH 3000 | MONITOR, BEDSIDE, PHYSIOLOGIC | D2DJ3353GR | EMERGENCY ROOM | Kelemen |  |  | 08/24/2004 |  | 8/24/11 |  |  | NO | YES |  |  |  |  | GE MEDICAL SYSTEMS 10368804 D2DJ3353GR |  |  | Active |  | 00:00:A1:07:93:49 |  | Equipment | 1Y:00-MFG | 02/14/2019 | 02/01/2020 | COOPER UNIVERSITY HOSPITAL |  |  | ER - 60 |  | KAREN GRUBER
|  | GE HEALTHCARE | DASH 3000 | MONITOR, BEDSIDE, PHYSIOLOGIC | SD010189650GA | EMERGENCY ROOM | Kelemen |  |  | 03/31/2009 |  | 3/31/16 |  |  | NO | YES |  |  |  |  | GE MEDICAL SYSTEMS 10368802 SD010189650GA |  |  | Active |  | 00:00:A1:08:8A:09 |  | Equipment | 1Y:00-MFG | 02/14/2019 | 02/01/2020 | COOPER UNIVERSITY HOSPITAL |  |  | ER-BED 20 |  | KAREN GRUBER
|  | GE HEALTHCARE | DASH 3000 | MONITOR, BEDSIDE, PHYSIOLOGIC | SD010189649GA | EMERGENCY ROOM | Kelemen |  |  | 03/31/2009 |  | 3/31/16 |  |  | NO | YES |  |  |  |  | GE MEDICAL SYSTEMS 10368796 SD010189649GA |  |  | Disposition |  | 00:00:A1:08:89:EF |  | Equipment | 1Y:00-MFG | 02/19/2019 | 02/01/2020 | COOPER UNIVERSITY HOSPITAL |  |  | ED-ROLL 15 |  | KAREN GRUBER
|  | GE HEALTHCARE | DASH 3000 | MONITOR, BEDSIDE, PHYSIOLOGIC | SD010189660GA | EMERGENCY ROOM | Kelemen |  |  | 03/31/2009 |  | 3/31/16 |  |  | NO | YES |  |  |  |  | GE MEDICAL SYSTEMS 10368790 SD010189660GA |  |  | Active |  | 00:00:A1:08:6D:AA |  | Equipment | 1Y:00-MFG | 02/20/2019 | 02/01/2020 | COOPER UNIVERSITY HOSPITAL |  |  | ED-ROLL12 |  | KAREN GRUBER
|  | GE HEALTHCARE | DASH 3000 | MONITOR, BEDSIDE, PHYSIOLOGIC | SD01012785GA | EMERGENCY ROOM | Kelemen |  |  | 03/31/2009 |  | 3/31/16 |  |  | NO | YES |  |  |  |  | GE MEDICAL SYSTEMS 10368778 SD01012785GA |  |  | Active |  | 00:00:A1:08:70:6E |  | Equipment | 1Y:00-MFG | 02/19/2019 | 02/01/2020 | COOPER UNIVERSITY HOSPITAL |  |  | ED-ROLL 6 |  | KAREN GRUBER
|  | GE HEALTHCARE | DASH 3000 | MONITOR, BEDSIDE, PHYSIOLOGIC | F2DJ5084GR | EMERGENCY ROOM | Kelemen |  |  | 08/24/2004 |  | 8/24/11 |  |  | NO | YES |  |  |  |  | GE MEDICAL SYSTEMS 10368769 F2DJ5084GR |  |  | Active |  | 00:00:A1:07:93:27 |  | Equipment | 1Y:00-MFG | 02/19/2019 | 02/01/2020 | COOPER UNIVERSITY HOSPITAL |  |  | ER - PED 03A |  | KAREN GRUBER
|  | GE HEALTHCARE | DASH 3000 | MONITOR, BEDSIDE, PHYSIOLOGIC | SD009119617GA | EMERGENCY ROOM | Kelemen |  |  | 05/26/2009 |  | 5/26/16 |  |  | NO | YES |  |  |  |  | GE MEDICAL SYSTEMS 10368761 SD009119617GA |  |  | Active |  | 00:00:A1:07:BD:3F |  | Equipment | 1Y:00-MFG | 02/19/2019 | 02/01/2020 | COOPER UNIVERSITY HOSPITAL |  |  | ED-PED 06 |  | KAREN GRUBER
|  | GE HEALTHCARE | DASH 3000 | MONITOR, BEDSIDE, PHYSIOLOGIC | M2DJ3475GR | EMERGENCY ROOM | Kelemen |  |  | 08/25/2004 |  | 8/25/11 |  |  | NO | YES |  |  |  |  | GE MEDICAL SYSTEMS 10368763 M2DJ3475GR |  |  | Active |  | 00:00:A1:07:C0:86 |  | Equipment | 1Y:00-MFG | 02/19/2019 | 02/01/2020 | COOPER UNIVERSITY HOSPITAL |  |  | ED-PED 07 |  | KAREN GRUBER
|  | GE HEALTHCARE | DASH 3000 | MONITOR, BEDSIDE, PHYSIOLOGIC | SD009255006GA | EMERGENCY ROOM | Kelemen |  |  | 05/26/2009 |  | 5/26/16 |  |  | NO | YES |  |  |  |  | GE MEDICAL SYSTEMS 10368758 SD009255006GA |  |  | Active |  | 00:00:A1:07:FB:D1 |  | Equipment | 1Y:00-MFG | 02/19/2019 | 02/01/2020 | COOPER UNIVERSITY HOSPITAL |  |  | ED-PED 05 |  | KAREN GRUBER
|  | GE HEALTHCARE | DASH 3000 | MONITOR, BEDSIDE, PHYSIOLOGIC | SD010459752GA | CAT SCAN | Kelemen | Basement |  | 09/09/2010 |  | 9/9/17 |  |  | NO | YES |  |  |  |  | GE MEDICAL SYSTEMS 10368738 SD010459752GA |  |  | Active |  | 00:00:A1:08:B4:88 |  | Equipment | 1Y:00-MFG | 07/23/2019 | 07/01/2020 | COOPER UNIVERSITY HOSPITAL |  |  | CT RAD NURSING |  | PAULETTE DUCKREY
|  | GE HEALTHCARE | DASH 3000 | MONITOR, BEDSIDE, PHYSIOLOGIC | SD010459762GA | CAT SCAN | Kelemen | BASEMENT |  | 09/09/2010 |  | 9/9/17 |  |  | NO | YES |  |  |  |  | GE MEDICAL SYSTEMS 10368679 SD010459762GA |  |  | Active |  | 00:00:A1:08:B3:89 |  | Equipment | 1Y:00-MFG | 07/23/2019 | 07/01/2020 | COOPER UNIVERSITY HOSPITAL |  |  | Rad Roller 2 IN B45 |  | PAULETTE DUCKREY
|  | GE HEALTHCARE | DASH 3000 | MONITOR, BEDSIDE, PHYSIOLOGIC | SD010459764GA | CAT SCAN | Kelemen | BASEMENT |  | 09/09/2010 |  | 9/9/17 |  |  | NO | YES |  |  |  |  | GE MEDICAL SYSTEMS 10368694 SD010459764GA |  |  | Active |  | 00:00:A1:08:B3:A8 |  | Equipment | 1Y:00-MFG | 07/23/2019 | 07/01/2020 | COOPER UNIVERSITY HOSPITAL |  |  | PATIENT HOLDING AREA |  | PAULETTE DUCKREY
|  | GE HEALTHCARE | DASH 3000 | MONITOR, BEDSIDE, PHYSIOLOGIC | SD00925005GA | EMERGENCY ROOM | Kelemen |  |  | 05/26/2009 |  | 5/26/16 |  |  | NO | YES |  |  |  |  | GE MEDICAL SYSTEMS 10368206 SD00925005GA |  |  | Active |  | 00:00:A1:07:FB:9E |  | Equipment | 1Y:00-MFG | 02/19/2019 | 02/01/2020 | COOPER UNIVERSITY HOSPITAL |  |  | PEDS ER RM 4 |  | KAREN GRUBER
|  | GE HEALTHCARE | DASH 3000 | MONITOR, BEDSIDE, PHYSIOLOGIC | SD009223903GA | INTENSIVE CARE NURSERY | Dorrance |  |  | 11/01/2019 |  | 11/1/26 |  |  | NO | YES |  |  |  |  | GE MEDICAL SYSTEMS 30438060 SD009223903GA |  |  | Active |  | 00:00:A1:07:E3:B8 |  | Equipment | 1Y:00-MFG | 11/01/2019 | 11/01/2019 | COOPER UNIVERSITY HOSPITAL |  |  | ICN | WOT00000001303046 | JOANNE FOX | Performance Verification | Closed | Gene Amodei | 11/01/2019 | 11/01/2019 | CEID Record Completion for GE MEDICAL SYSTEMS 30438060 SD009223903GA | vpo | EXP2323286 | Labor | 11/01/2019 | 11/01/2019 | Gene Amodei
|  | GE HEALTHCARE | DASH 3000 | MONITOR, BEDSIDE, PHYSIOLOGIC | SD007483228GR | KELEMEN N6 | Kelemen |  |  | 08/29/2019 |  | 8/29/26 |  |  | NO | YES |  |  |  |  | GE MEDICAL SYSTEMS 30438040 SD007483228GR |  |  | Active |  | 00:00:A1:06:76:29 |  | Equipment | 1Y:00-MFG | 08/29/2019 | 08/29/2019 | COOPER UNIVERSITY HOSPITAL |  |  | 6TH FLOOR |  | Susan Cannon |  |  |  | 08/29/2019 | 08/29/2019 |  |  |  |  | 08/29/2019 | 08/29/2019
|  | GE HEALTHCARE | DASH 3000 | MONITOR, BEDSIDE, PHYSIOLOGIC | SD009513893GA | EMERGENCY ROOM | Kelemen |  |  | 05/26/2009 |  | 5/26/16 |  |  | NO | YES |  |  |  |  | GE MEDICAL SYSTEMS 10367734 SD009513893GA |  |  | Active |  | 00:00:A1:08:85:182 |  | Equipment | 1Y:00-MFG | 02/19/2019 | 02/01/2020 | COOPER UNIVERSITY HOSPITAL |  |  | ER - ROLL 5 |  | KAREN GRUBER
|  | GE HEALTHCARE | DASH 3000 | MONITOR, BEDSIDE, PHYSIOLOGIC | K0DJ4936G | BUNKER HILL-ORAL SURGERY | 2 Plaza Dr |  |  | 11/01/2000 |  | 11/1/07 |  |  | NO | YES |  |  |  |  | GE MEDICAL SYSTEMS 10366938 K0DJ4936G |  |  | Active |  | 00:00:A1:01:E9:7A |  | Equipment | 1Y:00-MFG | 09/05/2019 | 09/01/2020 | COOPER AMBULATORY OFF-SITES |  |  | HALLWAY |  | BARBARA DIPINTO
|  | GE HEALTHCARE | DASH 3000 | MONITOR, BEDSIDE, PHYSIOLOGIC | K0DJ4942G | BUNKER HILL-ORAL SURGERY | 2 Plaza Dr |  |  | 11/01/2000 |  | 11/1/07 |  |  | NO | YES |  |  |  |  | GE MEDICAL SYSTEMS 10366931 K0DJ4942G |  |  | Active |  | 00:00:A1:01:E9:7C |  | Equipment | 1Y:00-MFG | 09/05/2019 | 09/01/2020 | COOPER AMBULATORY OFF-SITES |  |  | exam 3 |  | BARBARA DIPINTO
|  | GE HEALTHCARE | DASH 3000 | MONITOR, BEDSIDE, PHYSIOLOGIC | DSH04521837GA | KELEMEN N6 | Kelemen |  |  | 05/27/2005 |  | 5/27/12 |  |  | NO | YES |  |  |  |  | GE MEDICAL SYSTEMS 10360458 DSH04521837GA |  |  | Disposition |  |  |  | Equipment | 1Y:00-MFG | 08/25/2017 | 08/01/2020 | COOPER UNIVERSITY HOSPITAL |  |  | PICU/RM 636 |  | Susan Cannon
|  | GE HEALTHCARE | DASH 3000 | MONITOR, BEDSIDE, PHYSIOLOGIC | SD007241519GR | PEDIATRICS SOUTH 7 | Kelemen |  |  | 06/17/2008 |  | 6/17/15 |  |  | NO | YES |  |  |  |  | GE MEDICAL SYSTEMS 10356474 SD007241519GR |  |  | Active |  | 00:00:A1:06:36:83 |  | Equipment | 1Y:00-MFG | 08/23/2019 | 08/01/2020 | COOPER UNIVERSITY HOSPITAL |  |  | 7TH FL SOUTH |  | JOANNE FOX
|  | GE HEALTHCARE | DASH 3000 | MONITOR, BEDSIDE, PHYSIOLOGIC | SD008346351GA | MOTHER INFANT UNIT | Dorrance |  |  | 10/09/2008 |  | 10/9/15 |  |  | NO | YES |  |  |  |  | GE MEDICAL SYSTEMS 10356475 SD008346351GA |  |  | Active |  | 00:00:A1:07:4C:A3 |  | Equipment | 1Y:00-MFG | 01/24/2019 | 01/01/2020 | COOPER UNIVERSITY HOSPITAL |  |  | DORRANCE 3 |  | Christina Smith
|  | GE HEALTHCARE | DASH 3000 | MONITOR, BEDSIDE, PHYSIOLOGIC | SD007231159GR |  | Kelemen | [7 empty] | NO | YES
|  | GE HEALTHCARE | DASH 3000 | MONITOR, BEDSIDE, PHYSIOLOGIC | SBG06525931GA | PEDIATRICS SOUTH 7 | Kelemen |  |  | 02/13/2007 |  | 2/13/14 |  |  | NO | YES |  |  |  |  | GE MEDICAL SYSTEMS 10356118 SBG06525931GA |  |  | Active |  | 00:00:A1:05:BE:FE |  | Equipment | 1Y:00-MFG | 08/23/2019 | 08/01/2020 | COOPER UNIVERSITY HOSPITAL |  |  | PED PROCEDURE ROOM |  | JOANNE FOX
|  | GE HEALTHCARE | DASH 3000 | MONITOR, BEDSIDE, PHYSIOLOGIC | SD010459766GA | CAT SCAN | Kelemen | BASEMENT |  | 09/09/2010 |  | 9/9/17 |  |  | NO | YES |  |  |  |  | GE MEDICAL SYSTEMS 10347602 SD010459766GA |  |  | Active |  | 00:00:A1:08:B4:4E |  | Equipment | 1Y:00-MFG | 07/19/2019 | 07/01/2020 | COOPER UNIVERSITY HOSPITAL |  |  | Rad Roller 1 in CT1 |  | PAULETTE DUCKREY
|  | GE HEALTHCARE | DASH 3000 | MONITOR, BEDSIDE, PHYSIOLOGIC | SD008221160GA | SPECIAL TEST | Kelemen |  |  | 01/16/2019 |  | 1/16/26 |  |  | NO | YES |  |  |  |  | GE MEDICAL SYSTEMS 30144921 SD008221160GA |  |  | Active |  | 00:00:A1:07:00:79 |  | Equipment | 1Y:00-MFG | 01/16/2019 | 01/16/2019 | COOPER UNIVERSITY HOSPITAL |  |  | 6TH FLOOR |  | AMY HANNAN |  |  |  | 01/16/2019 | 01/16/2019 |  |  |  |  | 01/16/2019 | 01/16/2019
|  | GE HEALTHCARE | DASH 3000 | MONITOR, BEDSIDE, PHYSIOLOGIC | SD010491628GA | SPECIAL TEST | Kelemen |  |  | 01/16/2019 |  | 1/16/26 |  |  | NO | YES |  |  |  |  | GE MEDICAL SYSTEMS 30144916 SD010491628GA |  |  | Active |  | 00:00:A1:0C:0E:26 |  | Equipment | 1Y:00-MFG | 01/16/2019 | 01/16/2019 | COOPER UNIVERSITY HOSPITAL |  |  | SPECIAL TEST |  | AMY HANNAN |  |  |  | 01/16/2019 | 01/16/2019 |  |  |  |  | 01/16/2019 | 01/16/2019
|  | GE HEALTHCARE | DASH 3000 | MONITOR, BEDSIDE, PHYSIOLOGIC | SD010491407GA | SPECIAL TEST | Kelemen |  |  | 01/16/2019 |  | 1/16/26 |  |  | NO | YES |  |  |  |  | GE MEDICAL SYSTEMS 30144917 SD010491407GA |  |  | Active |  | 00:00:A1:0C:0A:0F |  | Equipment | 1Y:00-MFG | 01/16/2019 | 01/16/2019 | COOPER UNIVERSITY HOSPITAL |  |  | SPECIAL TEST |  | AMY HANNAN |  |  |  | 01/16/2019 | 01/16/2019 |  |  |  |  | 01/16/2019 | 01/16/2019
|  | GE HEALTHCARE | DASH 3000 | MONITOR, BEDSIDE, PHYSIOLOGIC | SD008221159GA | SPECIAL TEST | Kelemen |  |  | 01/16/2019 |  | 1/16/26 |  |  | NO | YES |  |  |  |  | GE MEDICAL SYSTEMS 30144918 SD008221159GA |  |  | Active |  | 00:00:A1:7B:4C |  | Equipment | 1Y:00-MFG | 01/16/2019 | 01/16/2019 | COOPER UNIVERSITY HOSPITAL |  |  | 6TH FLOOR |  | AMY HANNAN |  |  |  | 01/16/2019 | 01/16/2019 |  |  |  |  | 01/16/2019 | 01/16/2019
|  | GE HEALTHCARE | DASH 3000 | MONITOR, BEDSIDE, PHYSIOLOGIC | SD00821102GA | SPECIAL TEST | Kelemen |  |  | 01/16/2019 |  | 1/16/26 |  |  | NO | YES |  |  |  |  | GE MEDICAL SYSTEMS 30144915 SD00821102GA |  |  | Active |  | 00:00:A1:07:0D:B7 |  | Equipment | 1Y:00-MFG | 01/16/2019 | 01/16/2019 | COOPER UNIVERSITY HOSPITAL |  |  | 6TH FLOOR |  | AMY HANNAN |  |  |  | 01/16/2019 | 01/16/2019 |  |  |  |  | 01/16/2019 | 01/16/2019
|  | GE HEALTHCARE | DASH 3000 | MONITOR, BEDSIDE, PHYSIOLOGIC | SD010491625GA | SPECIAL TEST | Kelemen |  |  | 01/16/2019 |  | 1/16/26 |  |  | NO | YES |  |  |  |  | GE MEDICAL SYSTEMS 30144909 SD010491625GA |  |  | Active |  | 00:00:A1:0C:0E:22 |  | Equipment | 1Y:00-MFG | 01/16/2019 | 01/16/2019 | COOPER UNIVERSITY HOSPITAL |  |  | SPECIAL TEST |  | AMY HANNAN |  |  |  | 01/16/2019 | 01/16/2019 |  |  |  |  | 01/16/2019 | 01/16/2019
|  | GE HEALTHCARE | DASH 3000 | MONITOR, BEDSIDE, PHYSIOLOGIC | SD008211075GA | SPECIAL TEST | Kelemen |  |  | 01/16/2019 |  | 1/16/26 |  |  | NO | YES |  |  |  |  | GE MEDICAL SYSTEMS 30143403 SD008211075GA |  |  | Active |  | 00:00:A1:07:0B:BC |  | Equipment | 1Y:00-MFG | 01/16/2019 | 01/16/2019 | COOPER UNIVERSITY HOSPITAL |  |  | 6TH FLOOR |  | AMY HANNAN |  |  |  | 01/16/2019 | 01/16/2019 |  |  |  |  | 01/16/2019 | 01/16/2019
|  | GE HEALTHCARE | DASH 3000 | MONITOR, BEDSIDE, PHYSIOLOGIC | SBG07173247GR | PEDIATRICS SOUTH 7 | Kelemen |  |  | 08/26/2019 |  | 8/26/26 |  |  | NO | YES |  |  |  |  | GE MEDICAL SYSTEMS 30143388 SBG07173247GR |  |  | Active |  | 00:00:A1:05:B5:C1 |  | Equipment | 1Y:00-MFG | 08/26/2019 | 08/26/2019 | COOPER UNIVERSITY HOSPITAL |  |  | PEDS PROCEDURE ROOM |  | JOANNE FOX |  |  |  | 08/26/2019 | 08/26/2019 |  |  |  |  | 08/26/2019 | 08/26/2019
|  | GE HEALTHCARE | DASH 3000 | MONITOR, BEDSIDE, PHYSIOLOGIC | SD009513222GA | PEDIATRICS SOUTH 7 | Kelemen |  |  | 08/23/2019 |  | 8/23/26 |  |  | NO | YES |  |  |  |  | GE MEDICAL SYSTEMS 30143358 SD009513222GA |  |  | Active |  | 00:00:A1:08:53:42 |  | Equipment | 1Y:00-MFG | 08/23/2019 | 08/23/2019 | COOPER UNIVERSITY HOSPITAL |  |  | RM 750 |  | JOANNE FOX |  |  |  | 08/23/2019 | 08/23/2019 |  |  |  |  | 08/23/2019 | 08/23/2019
|  | GE HEALTHCARE | DASH 3000 | MONITOR, BEDSIDE, PHYSIOLOGIC | SD007231069GR | KELEMEN N6 | Kelemen |  |  | 08/26/2019 |  | 8/26/26 |  |  | NO | YES |  |  |  |  | GE MEDICAL SYSTEMS 30143355 SD007231069GR |  |  | Active |  | 00:00:A1:06:37:B4 |  | Equipment | 1Y:00-MFG | 08/26/2019 | 08/26/2019 | COOPER UNIVERSITY HOSPITAL |  |  | RM 750 |  | Susan Cannon |  |  |  | 08/26/2019 | 08/26/2019 |  |  |  |  | 08/26/2019 | 08/26/2019
|  | GE HEALTHCARE | DASH 3000 | MONITOR, BEDSIDE, PHYSIOLOGIC | SBG05515232GA | CARDIAC CATH LAB | Kelemen |  |  | 05/30/2019 |  | 5/30/26 |  |  | NO | YES |  |  |  |  | GE MEDICAL SYSTEMS 30143087 SBG05515232GA |  |  | Active |  | 00:00:A1:0D:86:87 |  | Equipment | 1Y:00-MFG | 05/30/2019 | 05/30/2019 | COOPER UNIVERSITY HOSPITAL |  |  | CCL - Holding 1 |  | LINDA BEAN |  |  |  | 05/30/2019 | 05/30/2019 |  |  |  |  | 05/30/2019 | 05/30/2019
|  | GE HEALTHCARE | DASH 3000 | MONITOR, BEDSIDE, PHYSIOLOGIC | SBG05515248GA | CARDIAC CATH LAB | Kelemen |  |  | 05/30/2019 |  | 5/30/26 |  |  | NO | YES |  |  |  |  | GE MEDICAL SYSTEMS 30143079 SBG05515248GA |  |  | Active |  | 00:00:A1:0E:50:5B |  | Equipment | 1Y:00-MFG | 05/30/2019 | 05/30/2019 | COOPER UNIVERSITY HOSPITAL |  |  | CCL - Holding 2 |  | LINDA BEAN |  |  |  | 05/30/2019 | 05/30/2019 |  |  |  |  | 05/30/2019 | 05/30/2019
|  | GE HEALTHCARE | DASH 3000 | MONITOR, BEDSIDE, PHYSIOLOGIC | SBG05515252GA | CARDIAC CATH LAB | Kelemen |  |  | 05/30/2019 |  | 5/30/26 |  |  | NO | YES |  |  |  |  | GE MEDICAL SYSTEMS 30143078 SBG05515252GA |  |  | Active |  | 00:00:A1:04:CF:64 |  | Equipment | 1Y:00-MFG | 05/30/2019 | 05/30/2019 | COOPER UNIVERSITY HOSPITAL |  |  | CCL - Holding 3 |  | LINDA BEAN |  |  |  | 05/30/2019 | 05/30/2019 |  |  |  |  | 05/30/2019 | 05/30/2019
|  | GE HEALTHCARE | DASH 3000 | MONITOR, BEDSIDE, PHYSIOLOGIC | SD007335437GA | 3 COOPER-GAMMA KNIFE | 3 Cooper |  |  | 09/06/2007 |  | 9/6/14 |  |  | NO | YES |  |  |  |  | GE MEDICAL SYSTEMS 10346002 SD007335437GA |  |  | Active |  | 00:00:A1:06:3A:74 |  | Equipment | 1Y:00-MFG | 09/13/2019 | 09/01/2020 | COOPER AMBULATORY OFF-SITES |  |  | RM 192 |  | ANNE BEXTON
|  | GE HEALTHCARE | DASH 3000 | MONITOR, BEDSIDE, PHYSIOLOGIC | DS007335432GA | 3 COOPER-GAMMA KNIFE | 3 Cooper |  |  | 09/06/2007 |  | 9/6/14 |  |  | NO | YES |  |  |  |  | GE MEDICAL SYSTEMS 10345524 DS007335432GA |  |  | Active |  | 00:00:A1:06:46:16 |  | Equipment | 1Y:00-MFG | 09/13/2019 | 09/01/2020 | COOPER AMBULATORY OFF-SITES |  |  | THE VAULT |  | ANNE BEXTON
|  | GE HEALTHCARE | DASH 3000 | MONITOR, BEDSIDE, PHYSIOLOGIC | SD007335434GA | 3 COOPER-GAMMA KNIFE | 3 Cooper |  |  | 09/06/2007 |  | 9/6/14 |  |  | NO | YES |  |  |  |  | GE MEDICAL SYSTEMS 10345511 SD007335434GA |  |  | Active |  | 00:00:A1:06:46:1C |  | Equipment | 1Y:00-MFG | 09/13/2019 | 09/01/2020 | COOPER AMBULATORY OFF-SITES |  |  | rm 191 |  | ANNE BEXTON
|  | GE HEALTHCARE | DASH 3000 | MONITOR, BEDSIDE, PHYSIOLOGIC | SD010189656GA |  | Kelemen | [7 empty] | NO | YES
|  | GE HEALTHCARE | DASH 4000 | MONITOR, BEDSIDE, PHYSIOLOGIC | SD009223904GA | INTENSIVE CARE NURSERY | Dorrance |  |  | 08/08/2019 |  | 8/8/26 |  |  | NO | YES |  |  |  |  | GE MEDICAL SYSTEMS 11239450 SD009223904GA |  |  | Active |  | 00:00:A1:07:E3:98 |  | Equipment | 1Y:00-MFG | 08/08/2019 | 08/08/2019 | COOPER UNIVERSITY HOSPITAL |  |  | nice port 6 |  | JOANNE FOX |  |  |  | 08/08/2019 | 08/08/2019 |  |  |  |  | 08/08/2019 | 08/08/2019
|  | GE HEALTHCARE | DASH 4000 | MONITOR, BEDSIDE, PHYSIOLOGIC | SD010189693GA | INTERMEDIATE NURSING CARE UNIT | Kelemen |  |  | 11/01/2019 |  | 11/1/26 |  |  | NO | YES |  |  |  |  | GE MEDICAL SYSTEMS 11222247 SD010189693GA |  |  | Active |  | 00:00:A1:08:88:B6 |  | Equipment | 1Y:00-MFG | 11/01/2019 | 11/01/2019 | COOPER UNIVERSITY HOSPITAL |  |  | 10TH FLOOR - ROLL 5 |  | Lisa Brooks |  |  |  | 11/01/2019 | 11/01/2019 |  |  |  |  | 11/01/2019 | 11/01/2019
|  | GE HEALTHCARE | DASH 4000 | MONITOR, BEDSIDE, PHYSIOLOGIC | SD010189713GA | INTERMEDIATE NURSING CARE UNIT | Kelemen |  |  | 11/01/2019 |  | 11/1/26 |  |  | NO | YES |  |  |  |  | GE MEDICAL SYSTEMS 11222249 SD010189713GA |  |  | Active |  | 00:00:A1:08:6B:13 |  | Equipment | 1Y:00-MFG | 11/01/2019 | 11/01/2019 | COOPER UNIVERSITY HOSPITAL |  |  | 10TH FLOOR - ROLL 9 |  | Lisa Brooks |  |  |  | 11/01/2019 | 11/01/2019 |  |  |  |  | 11/01/2019 | 11/01/2019
|  | GE HEALTHCARE | DASH 4000 | MONITOR, BEDSIDE, PHYSIOLOGIC | SD010189689GA | INTERMEDIATE NURSING CARE UNIT | Kelemen |  |  | 11/01/2019 |  | 11/1/26 |  |  | NO | YES |  |  |  |  | GE MEDICAL SYSTEMS 11222251 SD010189689GA |  |  | Active |  | 00:00:A1:08:70:B9 |  | Equipment | 1Y:00-MFG | 11/01/2019 | 11/01/2019 | COOPER UNIVERSITY HOSPITAL |  |  | 10TH FLOOR - ROLL 6 |  | Lisa Brooks |  |  |  | 11/01/2019 | 11/01/2019 |  |  |  |  | 11/01/2019 | 11/01/2019
|  | GE HEALTHCARE | DASH 4000 | MONITOR, BEDSIDE, PHYSIOLOGIC | SD010148676GA | INTERMEDIATE NURSING CARE UNIT | Kelemen |  |  | 11/01/2019 |  | 11/1/26 |  |  | NO | YES |  |  |  |  | GE MEDICAL SYSTEMS 11222246 SD010148676GA |  |  | Active |  | 00:00:A1:08:73:3E |  | Equipment | 1Y:00-MFG | 11/01/2019 | 11/01/2019 | COOPER UNIVERSITY HOSPITAL |  |  | 10TH FLOOR - ROLL 2 |  | Lisa Brooks |  |  |  | 11/01/2019 | 11/01/2019 |  |  |  |  | 11/01/2019 | 11/01/2019
|  | GE HEALTHCARE | DASH 4000 | MONITOR, BEDSIDE, PHYSIOLOGIC | SD010189697GA | INTERMEDIATE NURSING CARE UNIT | Kelemen |  |  | 11/01/2019 |  | 11/1/26 |  |  | NO | YES |  |  |  |  | GE MEDICAL SYSTEMS 11222023 SD010189697GA |  |  | Active |  | 00:00:A1:08:66:D8 |  | Equipment | 1Y:00-MFG | 11/01/2019 | 11/01/2019 | COOPER UNIVERSITY HOSPITAL |  |  | 10TH FLOOR - ROLL 12 |  | Lisa Brooks |  |  |  | 11/01/2019 | 11/01/2019 |  |  |  |  | 11/01/2019 | 11/01/2019
|  | GE HEALTHCARE | DASH 4000 | MONITOR, BEDSIDE, PHYSIOLOGIC | SD010148691GA | INTERMEDIATE NURSING CARE UNIT | Kelemen |  |  | 11/01/2019 |  | 11/1/26 |  |  | NO | YES |  |  |  |  | GE MEDICAL SYSTEMS 11208420 SD010148691GA |  |  | Active |  | 00:00:A1:08:79:C2 |  | Equipment | 1Y:00-MFG | 11/01/2019 | 11/01/2019 | COOPER UNIVERSITY HOSPITAL |  |  | 10TH FLOOR - ROLL 11 |  | Lisa Brooks |  |  |  | 11/01/2019 | 11/01/2019 |  |  |  |  | 11/01/2019 | 11/01/2019
|  | GE HEALTHCARE | DASH 4000 | MONITOR, BEDSIDE, PHYSIOLOGIC | SD010148689GA | MED/SURG 6 PAVILION | Pavilion |  |  | 02/15/2019 |  | 2/15/26 |  |  | NO | YES |  |  |  |  | GE MEDICAL SYSTEMS 11208404 SD010148689GA |  |  | Active |  | 00:00:A1:08:6F:06 |  | Equipment | 1Y:00-MFG | 02/15/2019 | 02/15/2019 | COOPER UNIVERSITY HOSPITAL |  |  |  |  | BRIAN OSHAUGHNESSY |  |  |  | 02/15/2019 | 02/15/2019 |  |  |  |  | 02/15/2019 | 02/15/2019
|  | GE HEALTHCARE | DASH 4000 | MONITOR, BEDSIDE, PHYSIOLOGIC | SD010189690GA | INTERMEDIATE NURSING CARE UNIT | Kelemen |  |  | 11/01/2019 |  | 11/1/26 |  |  | NO | YES |  |  |  |  | GE MEDICAL SYSTEMS 11208356 SD010189690GA |  |  | Active |  | 00:00:A1:06:08:EE |  | Equipment | 1Y:00-MFG | 11/01/2019 | 11/01/2019 | COOPER UNIVERSITY HOSPITAL |  |  | 10TH FLOOR - ROLL 4 |  | Lisa Brooks |  |  |  | 11/01/2019 | 11/01/2019 |  |  |  |  | 11/01/2019 | 11/01/2019
|  | GE HEALTHCARE | DASH 4000 | MONITOR, BEDSIDE, PHYSIOLOGIC | SD010148677GA | INTERMEDIATE NURSING CARE UNIT | Kelemen |  |  | 11/01/2019 |  | 11/1/26 |  |  | NO | YES |  |  |  |  | GE MEDICAL SYSTEMS 11208354 SD010148677GA |  |  | Active |  | 00:00:A1:80:72:DE |  | Equipment | 1Y:00-MFG | 11/01/2019 | 11/01/2019 | COOPER UNIVERSITY HOSPITAL |  |  | 10TH FLOOR - ROLL 7 |  | Lisa Brooks |  |  |  | 11/01/2019 | 11/01/2019 |  |  |  |  | 11/01/2019 | 11/01/2019
|  | GE HEALTHCARE | DASH 4000 | MONITOR, BEDSIDE, PHYSIOLOGIC |  |  | Kelemen | [7 empty] | YES | YES
|  | GE HEALTHCARE | DASH 4000 | MONITOR, BEDSIDE, PHYSIOLOGIC | SHQ14411764SA |  | Kelemen | [7 empty] | YES | YES
|  | GE HEALTHCARE | DASH 4000 | MONITOR, BEDSIDE, PHYSIOLOGIC | SD010189708GA | INTERMEDIATE NURSING CARE UNIT | Kelemen |  |  | 11/01/2019 |  | 11/1/26 |  |  | NO | YES |  |  |  |  | GE MEDICAL SYSTEMS 10769712 SD010189708GA |  |  | Active |  | 00:00:A1:08:6C:D6 |  | Equipment | 1Y:00-MFG | 11/01/2019 | 11/01/2019 | COOPER UNIVERSITY HOSPITAL |  |  | 10TH FLOOR - ROLL 10 |  | Lisa Brooks |  |  |  | 11/01/2019 | 11/01/2019 |  |  |  |  | 11/01/2019 | 11/01/2019
|  | GE HEALTHCARE | DASH 4000 | MONITOR, BEDSIDE, PHYSIOLOGIC | F2DJ4735GR | EMERGENCY ROOM | Kelemen |  |  | 02/19/2019 |  | 2/19/26 |  |  | NO | YES |  |  |  |  | GE MEDICAL SYSTEMS 10769684 F2DJ4735GR |  |  | Active |  | 00:00:A1:07:BE:8C |  | Equipment | 1Y:00-MFG | 02/19/2019 | 02/19/2019 | COOPER UNIVERSITY HOSPITAL |  |  | ED-BED 28 |  | KAREN GRUBER |  |  |  | 02/19/2019 | 02/19/2019 |  |  |  |  | 02/19/2019 | 02/19/2019
|  | GE HEALTHCARE | DASH 4000 | MONITOR, BEDSIDE, PHYSIOLOGIC | SD010189699GA | INTERMEDIATE NURSING CARE UNIT | Kelemen |  |  | 05/13/2010 |  | 5/13/17 |  |  | NO | YES |  |  |  |  | GE MEDICAL SYSTEMS 10769613 SD010189699GA |  |  | Active |  | 00:00:A1:80:66:EB |  | Equipment | 1Y:00-MFG | 11/01/2019 | 11/01/2020 | COOPER UNIVERSITY HOSPITAL |  |  | 10TH FLOOR - ROLL 8 |  | Lisa Brooks
|  | GE HEALTHCARE | DASH 4000 | MONITOR, BEDSIDE, PHYSIOLOGIC | SD009223898GA |  | Kelemen | [7 empty] | NO | YES
|  | GE HEALTHCARE | DASH 4000 | MONITOR, BEDSIDE, PHYSIOLOGIC | SD011133464SA | EMERGENCY ROOM | Kelemen |  |  | 03/21/2011 |  | 3/21/18 |  |  | NO | YES |  |  |  |  | GE MEDICAL SYSTEMS 10752667 SD011133464SA |  |  | Disposition |  | 00:00:A1:OC:37:6E |  | Equipment | 1Y:00-MFG | 10/24/2018 | 05/01/2020 | COOPER UNIVERSITY HOSPITAL |  |  | ED-ROLL 7 |  | KAREN GRUBER
|  | GE HEALTHCARE | DASH 4000 | MONITOR, BEDSIDE, PHYSIOLOGIC | SD011133416SA |  | Kelemen | [7 empty] | NO | YES
|  | GE HEALTHCARE | DASH 4000 | MONITOR, BEDSIDE, PHYSIOLOGIC | SBG06515652GA | ANGIOGRAPHY | Kelemen | BASEMENT |  | 04/24/2007 |  | 4/24/14 |  |  | NO | YES |  |  |  |  | GE MEDICAL SYSTEMS 10369010 SBG06515652GA |  |  | Active |  | 00:00:A1:05:BE:C1 |  | Equipment | 1Y:00-MFG | 03/29/2019 | 03/01/2020 | COOPER UNIVERSITY HOSPITAL |  |  | Room M Roll Stand |  | PAULETTE DUCKREY
|  | GE HEALTHCARE | DASH 4000 | MONITOR, BEDSIDE, PHYSIOLOGIC | NOT KNOWN | ANGIOGRAPHY | Kelemen | BASEMENT |  | 01/01/1900 |  |  |  |  | NO | YES |  |  |  |  | GE MEDICAL SYSTEMS 10369003 NOT KNOWN |  |  | Active |  | 00:00:A1:0E:50:48 |  | Equipment | 1Y:00-MFG | 03/29/2019 | 03/01/2020 | COOPER UNIVERSITY HOSPITAL |  |  | holding |  | PAULETTE DUCKREY
|  | GE HEALTHCARE | DASH 4000 | MONITOR, BEDSIDE, PHYSIOLOGIC | G3EH2786GR | EMERGENCY ROOM | Kelemen |  |  | 08/24/2004 |  | 8/24/11 |  |  | NO | YES |  |  |  |  | GE MEDICAL SYSTEMS 10368852 G3EH2786GR |  |  | Active |  | 00:00:A1:07:6B:B2 |  | Equipment | 1Y:00-MFG | 02/19/2019 | 02/01/2020 | COOPER UNIVERSITY HOSPITAL |  |  | ED-BED 37 |  | KAREN GRUBER
|  | GE HEALTHCARE | DASH 4000 | MONITOR, BEDSIDE, PHYSIOLOGIC | K3EH7102GR | EMERGENCY ROOM | Kelemen |  |  | 08/24/2004 |  | 8/24/11 |  |  | NO | YES |  |  |  |  | GE MEDICAL SYSTEMS 10368847 K3EH7102GR |  |  | Active |  | 00:00:A1:07:93:48 |  | Equipment | 1Y:00-MFG | 02/19/2019 | 02/01/2020 | COOPER UNIVERSITY HOSPITAL |  |  | ED-BED 30 |  | KAREN GRUBER
|  | GE HEALTHCARE | DASH 4000 | MONITOR, BEDSIDE, PHYSIOLOGIC | E3EH0526GR | EMERGENCY ROOM | Kelemen |  |  | 08/24/2004 |  | 8/24/11 |  |  | NO | YES |  |  |  |  | GE MEDICAL SYSTEMS 10368839 E3EH0526GR |  |  | Active |  | 00:00:A1:03:3C:88 |  | Equipment | 1Y:00-MFG | 02/18/2019 | 02/01/2020 | COOPER UNIVERSITY HOSPITAL |  |  | ED-BED38 |  | KAREN GRUBER
|  | GE HEALTHCARE | DASH 4000 | MONITOR, BEDSIDE, PHYSIOLOGIC | SBG06515636GA | ANGIOGRAPHY | Pavilion |  |  | 04/24/2007 |  | 4/24/14 |  |  | NO | YES |  |  |  |  | GE MEDICAL SYSTEMS 10368751 SBG06515636GA |  |  | Active |  | 00:00:A1:05:BE:DD |  | Equipment | 1Y:00-MFG | 03/18/2019 | 03/01/2020 | COOPER UNIVERSITY HOSPITAL |  |  | KELEMEN BASEMENT |  | PAULETTE DUCKREY
|  | GE HEALTHCARE | DASH 4000 | MONITOR, BEDSIDE, PHYSIOLOGIC | 5HQ12484033SA | ANESTHESIOLOGY | Pavilion |  |  | 11/15/2012 |  | 11/15/19 |  |  | NO | YES |  |  |  |  | GE MEDICAL SYSTEMS 10368685 5HQ12484033SA |  |  | Active |  | 00:00:A1:0C:D7:81 |  | Equipment | 1Y:00-MFG | 10/28/2019 | 10/01/2020 | COOPER UNIVERSITY HOSPITAL |  |  | Anes Pav Store Room |  | GIACINTA ROUPAS
|  | GE HEALTHCARE | DASH 4000 | MONITOR, BEDSIDE, PHYSIOLOGIC | 5HQ12484034SA | ANESTHESIOLOGY | Pavilion |  |  | 11/15/2012 |  | 11/15/19 |  |  | NO | YES |  |  |  |  | GE MEDICAL SYSTEMS 10368373 5HQ12484034SA |  |  | Active |  | 00:00:A1:0C:E2:0C |  | Equipment | 1Y:00-MFG | 10/28/2019 | 10/01/2020 | COOPER UNIVERSITY HOSPITAL |  |  | Anes Work/store Room |  | GIACINTA ROUPAS
|  | GE HEALTHCARE | DASH 4000 | MONITOR, BEDSIDE, PHYSIOLOGIC | SD011133425SA | CDU - CLINICAL DECISION UNIT-9 KELEMEN | Kelemen |  |  | 03/21/2011 |  | 3/21/18 |  |  | NO | YES |  |  |  |  | GE MEDICAL SYSTEMS 10367712 SD011133425SA |  |  | Active |  | 00:00:A1:0D:1F:24 |  | Equipment | 1Y:00-MFG | 05/21/2019 | 05/01/2020 | COOPER UNIVERSITY HOSPITAL |  |  | CDU |  | KAREN GRUBER
|  | GE HEALTHCARE | DASH 4000 | MONITOR, BEDSIDE, PHYSIOLOGIC | SHQ12319819SA | SHORT PROCEDURE UNIT | Kelemen |  |  | 08/10/2012 |  | 8/10/19 |  |  | NO | YES |  |  |  |  | GE MEDICAL SYSTEMS 10367547 SHQ12319819SA |  |  | Active |  | 00:00:A1:0C:B8:EC |  | Equipment | 1Y:00-MFG | 06/27/2019 | 06/01/2020 | COOPER UNIVERSITY HOSPITAL |  |  | BED 5 |  | Lisa Geoghegan
|  | GE HEALTHCARE | DASH 4000 | MONITOR, BEDSIDE, PHYSIOLOGIC | SD008025316GA | SHORT PROCEDURE UNIT | Kelemen |  |  | 05/01/2008 |  | 5/1/15 |  |  | NO | YES |  |  |  |  | GE MEDICAL SYSTEMS 10367544 SD008025316GA |  |  | Active |  | 00:00:A1:06:BE:9B |  | Equipment | 1Y:00-MFG | 06/27/2019 | 06/01/2020 | COOPER UNIVERSITY HOSPITAL |  |  | BED 7 |  | Lisa Geoghegan
|  | GE HEALTHCARE | DASH 4000 | MONITOR, BEDSIDE, PHYSIOLOGIC | SD008025322GA |  | Kelemen | [7 empty] | NO | YES
|  | GE HEALTHCARE | DASH 4000 | MONITOR, BEDSIDE, PHYSIOLOGIC | SH123Q9768SA | SHORT PROCEDURE UNIT | Kelemen |  |  | 08/10/2012 |  | 8/10/19 |  |  | NO | YES |  |  |  |  | GE MEDICAL SYSTEMS 10367538 SH123Q9768SA |  |  | Active |  | 00:00:A1:0C:BE:D6 |  | Equipment | 1Y:00-MFG | 06/27/2019 | 06/01/2020 | COOPER UNIVERSITY HOSPITAL |  |  | BED 6 |  | Lisa Geoghegan
|  | GE HEALTHCARE | DASH 4000 | MONITOR, BEDSIDE, PHYSIOLOGIC | SHQ12463614SA | DIALYSIS PROCEDURE CENTER | Kelemen |  |  | 11/02/2012 |  | 11/2/19 |  |  | NO | YES |  |  |  |  | GE MEDICAL SYSTEMS 10367524 SHQ12463614SA |  |  | Active |  | 00:00:A1:0C:A0:11 |  | Equipment | 1Y:00-MFG | 05/30/2019 | 05/01/2020 | COOPER UNIVERSITY HOSPITAL |  |  | BED 1 DIALYSIS |  | GERRY DNUNZIO
|  | GE HEALTHCARE | DASH 4000 | MONITOR, BEDSIDE, PHYSIOLOGIC | SHQ12463607SA | DIALYSIS PROCEDURE CENTER | Kelemen |  |  | 11/02/2012 |  | 11/2/19 |  |  | NO | YES |  |  |  |  | GE MEDICAL SYSTEMS 10367522 SHQ12463607SA |  |  | Active |  | 00:00:A1:0C:A0:15 |  | Equipment | 1Y:00-MFG | 05/30/2019 | 05/01/2020 | COOPER UNIVERSITY HOSPITAL |  |  | BED 2 DIALYSIS |  | GERRY DNUNZIO
|  | GE HEALTHCARE | DASH 4000 | MONITOR, BEDSIDE, PHYSIOLOGIC | SHQ12463603SA | DIALYSIS PROCEDURE CENTER | Kelemen |  |  | 11/02/2012 |  | 11/2/19 |  |  | NO | YES |  |  |  |  | GE MEDICAL SYSTEMS 10367520 SHQ12463603SA |  |  | Active |  | 00:00:A1:0C:E2:AA |  | Equipment | 1Y:00-MFG | 05/28/2019 | 05/01/2020 | COOPER UNIVERSITY HOSPITAL |  |  | BED 4 DIALYSIS |  | GERRY DNUNZIO
|  | GE HEALTHCARE | DASH 4000 | MONITOR, BEDSIDE, PHYSIOLOGIC | SHQ12463602SA | DIALYSIS PROCEDURE CENTER | Kelemen |  |  | 11/02/2012 |  | 11/2/19 |  |  | NO | YES |  |  |  |  | GE MEDICAL SYSTEMS 10367517 SHQ12463602SA |  |  | Active |  | 00:00:A1:0C:E2:A5 |  | Equipment | 1Y:00-MFG | 05/30/2019 | 05/01/2020 | COOPER UNIVERSITY HOSPITAL |  |  | BED 3 DIALYSIS |  | GERRY DNUNZIO
|  | GE HEALTHCARE | DASH 4000 | MONITOR, BEDSIDE, PHYSIOLOGIC | SD008025353GA | SHORT PROCEDURE UNIT | Kelemen |  |  | 05/01/2008 |  | 5/1/15 |  |  | NO | YES |  |  |  |  | GE MEDICAL SYSTEMS 10367473 SD008025353GA |  |  | Active |  | 00:00:A1:06:BE:70 |  | Equipment | 1Y:00-MFG | 07/18/2019 | 06/01/2020 | COOPER UNIVERSITY HOSPITAL |  |  | BED 1 |  | Lisa Geoghegan
|  | GE HEALTHCARE | DASH 4000 | MONITOR, BEDSIDE, PHYSIOLOGIC | SD008025091GA | SHORT PROCEDURE UNIT | Kelemen |  |  | 05/01/2008 |  | 5/1/15 |  |  | NO | YES |  |  |  |  | GE MEDICAL SYSTEMS 10367448 SD008025091GA |  |  | Active |  | 00:00:A1:06:BD:7A |  | Equipment | 1Y:00-MFG | 06/27/2019 | 06/01/2020 | COOPER UNIVERSITY HOSPITAL |  |  | BED 3 |  | Lisa Geoghegan
|  | GE HEALTHCARE | DASH 4000 | MONITOR, BEDSIDE, PHYSIOLOGIC | 5HQ12484030SG | ANESTHESIOLOGY | Kelemen |  |  | 11/15/2012 |  | 11/15/19 |  |  | NO | YES |  |  |  |  | GE MEDICAL SYSTEMS 10366698 5HQ12484030SG |  |  | Active |  | 00:00:A1:0C:E2:09 |  | Equipment | 1Y:00-MFG | 10/28/2019 | 10/01/2020 | COOPER UNIVERSITY HOSPITAL |  |  | K 667 Bronchoscopy |  | GIACINTA ROUPAS
|  | GE HEALTHCARE | DASH 4000 | MONITOR, BEDSIDE, PHYSIOLOGIC | SD010189709GA | INTERMEDIATE NURSING CARE UNIT | Kelemen |  |  | 05/13/2010 |  | 5/13/17 |  |  | NO | YES |  |  |  |  | GE MEDICAL SYSTEMS 10366544 SD010189709GA |  |  | Active |  | 00:00:A1:80:64:62 |  | Equipment | 1Y:00-MFG | 11/01/2019 | 11/01/2020 | COOPER UNIVERSITY HOSPITAL |  |  | south 10 - ROLL 1 |  | Lisa Brooks
|  | GE HEALTHCARE | DASH 4000 | MONITOR, BEDSIDE, PHYSIOLOGIC | SHQ144117625A | ANGIOGRAPHY | Kelemen | BASEMENT |  | 01/01/1900 |  |  |  |  | NO | YES |  |  |  |  | GE MEDICAL SYSTEMS 10366446 SHQ144117625A |  |  | Active |  | 00:00:A1:0E:3E:AD |  | Equipment | 1Y:00-MFG | 09/30/2019 | 09/01/2020 | COOPER UNIVERSITY HOSPITAL |  |  | RAD NURSING |  | PAULETTE DUCKREY
|  | GE HEALTHCARE | DASH 4000 | MONITOR, BEDSIDE, PHYSIOLOGIC | SD009223891GA | INTENSIVE CARE NURSERY | Dorrance |  |  | 07/31/2009 |  | 7/31/16 |  |  | NO | YES |  |  |  |  | GE MEDICAL SYSTEMS 10365024 SD009223891GA |  |  | Active |  | 00:00:A1:07:F6:42 |  | Equipment | 1Y:00-MFG | 08/22/2019 | 08/01/2020 | COOPER UNIVERSITY HOSPITAL |  |  | ICN DORRANCE 5 |  | JOANNE FOX
|  | GE HEALTHCARE | DASH 4000 | MONITOR, BEDSIDE, PHYSIOLOGIC | 5HQ12484031SA | CARDIAC CATH LAB | Kelemen |  |  | 11/15/2012 |  | 11/15/19 |  |  | NO | YES |  |  |  |  | GE MEDICAL SYSTEMS 10356492 5HQ12484031SA |  |  | Active |  | 00:00:A1:0C:D7:83 |  | Equipment | 1Y:00-MFG | 05/30/2019 | 05/01/2020 | COOPER UNIVERSITY HOSPITAL |  |  | CCL - K455 |  | LINDA BEAN
|  | GE HEALTHCARE | DASH 4000 | MONITOR, BEDSIDE, PHYSIOLOGIC | SD010189692GA | MED/SURG 6 PAVILION | Pavilion |  |  | 05/13/2010 |  | 5/13/17 |  |  | NO | YES |  |  |  |  | GE MEDICAL SYSTEMS 10356465 SD010189692GA |  |  | Active |  | 00:00:A1:08:6D:31 |  | Equipment | 1Y:00-MFG | 02/15/2019 | 02/01/2020 | COOPER UNIVERSITY HOSPITAL |  |  |  |  | BRIAN OSHAUGHNESSY
|  | GE HEALTHCARE | DASH 4000 | MONITOR, BEDSIDE, PHYSIOLOGIC | SD010148688GA | MED/SURG 6 PAVILION | Pavilion |  |  | 05/13/2010 |  | 5/13/17 |  |  | NO | YES |  |  |  |  | GE MEDICAL SYSTEMS 10356463 SD010148688GA |  |  | Active |  | 00:00:A1:08:75:F7 |  | Equipment | 1Y:00-MFG | 02/15/2019 | 02/01/2020 | COOPER UNIVERSITY HOSPITAL |  |  |  |  | BRIAN OSHAUGHNESSY
|  | GE HEALTHCARE | DASH 4000 | MONITOR, BEDSIDE, PHYSIOLOGIC | SHQ114334365A | MED/SURG 6 PAVILION | Pavilion |  |  | 01/17/2012 |  | 1/17/19 |  |  | NO | YES |  |  |  |  | GE MEDICAL SYSTEMS 10356461 SHQ114334365A |  |  | Active |  | 00:00:A1:0C:78:DA |  | Equipment | 1Y:00-MFG | 02/15/2019 | 02/01/2020 | COOPER UNIVERSITY HOSPITAL |  |  | RM 631 |  | BRIAN OSHAUGHNESSY
|  | GE HEALTHCARE | DASH 4000 | MONITOR, BEDSIDE, PHYSIOLOGIC | SD010189705GA | MED/SURG 6 PAVILION | Kelemen |  |  | 05/13/2010 |  | 5/13/17 |  |  | NO | YES |  |  |  |  | GE MEDICAL SYSTEMS 10355317 SD010189705GA |  |  | Active |  | 00:00:A1:08:63:EE |  | Equipment | 1Y:00-MFG | 04/22/2019 | 02/01/2020 | COOPER UNIVERSITY HOSPITAL |  |  | Biomed loaner? |  | BRIAN OSHAUGHNESSY
|  | GE HEALTHCARE | DASH 4000 | MONITOR, BEDSIDE, PHYSIOLOGIC | SHQ11433426SA | MED/SURG 6 PAVILION | Pavilion |  |  | 01/17/2012 |  | 1/17/19 |  |  | NO | YES |  |  |  |  | GE MEDICAL SYSTEMS 10355306 SHQ11433426SA |  |  | Active |  | 00:00:A1:0C:7C:E0 |  | Equipment | 1Y:00-MFG | 02/15/2019 | 02/01/2020 | COOPER UNIVERSITY HOSPITAL |  |  | ROOM 626 PAVILION |  | BRIAN OSHAUGHNESSY
|  | GE HEALTHCARE | DASH 4000 | MONITOR, BEDSIDE, PHYSIOLOGIC | SD010138467GA | MED/SURG 6 PAVILION | Pavilion |  |  | 05/13/2010 |  | 5/13/17 |  |  | NO | YES |  |  |  |  | GE MEDICAL SYSTEMS 10355287 SD010138467GA |  |  | Active |  | 00:00:A1:08:75:F6 |  | Equipment | 1Y:00-MFG | 02/15/2019 | 02/01/2020 | COOPER UNIVERSITY HOSPITAL |  |  | ROOM P621 |  | BRIAN OSHAUGHNESSY
|  | GE HEALTHCARE | DASH 4000 | MONITOR, BEDSIDE, PHYSIOLOGIC | SD009203221GA | INTENSIVE CARE NURSERY | Dorrance |  |  | 07/31/2009 |  | 7/31/16 |  |  | NO | YES |  |  |  |  | GE MEDICAL SYSTEMS 10355212 SD009203221GA |  |  | Active |  | 00:00:A1:07:B3:F6 |  | Equipment | 1Y:00-MFG | 08/21/2019 | 08/01/2020 | COOPER UNIVERSITY HOSPITAL |  |  | NICU-TRAN4 |  | JOANNE FOX
|  | GE HEALTHCARE | DASH 4000 | MONITOR, BEDSIDE, PHYSIOLOGIC | SD009099073GA | INTENSIVE CARE NURSERY | Dorrance |  |  | 07/31/2009 |  | 7/31/16 |  |  | NO | YES |  |  |  |  | GE MEDICAL SYSTEMS 10355210 SD009099073GA |  |  | Active |  | 00:00:A1:07:C0:D0 |  | Equipment | 1Y:00-MFG | 08/21/2019 | 08/01/2020 | COOPER UNIVERSITY HOSPITAL |  |  | NICU-TRAN6 |  | JOANNE FOX
|  | GE HEALTHCARE | DASH 4000 | MONITOR, BEDSIDE, PHYSIOLOGIC | SD09203190GA | INTENSIVE CARE NURSERY | Dorrance |  |  | 07/31/2009 |  | 7/31/16 |  |  | NO | YES |  |  |  |  | GE MEDICAL SYSTEMS 10355211 SD09203190GA |  |  | Active |  | 00:00:A1:70:B3:A4 |  | Equipment | 1Y:00-MFG | 08/22/2019 | 08/01/2020 | COOPER UNIVERSITY HOSPITAL |  |  | NICU-TRAN5 |  | JOANNE FOX
|  | GE HEALTHCARE | DASH 4000 | MONITOR, BEDSIDE, PHYSIOLOGIC | SD009203225GA | INTENSIVE CARE NURSERY | Dorrance |  |  | 07/31/2009 |  | 7/31/16 |  |  | NO | YES |  |  |  |  | GE MEDICAL SYSTEMS 10355209 SD009203225GA |  |  | Active |  | 00:00:A1:07:B3:B0 |  | Equipment | 1Y:00-MFG | 08/22/2019 | 08/01/2020 | COOPER UNIVERSITY HOSPITAL |  |  | NICU-TRAN3 |  | JOANNE FOX
|  | GE HEALTHCARE | DASH 4000 | MONITOR, BEDSIDE, PHYSIOLOGIC | SD009234161GA | INTENSIVE CARE NURSERY | Dorrance |  |  | 07/31/2009 |  | 7/31/16 |  |  | NO | YES |  |  |  |  | GE MEDICAL SYSTEMS 10355158 SD009234161GA |  |  | Active |  | 00:00:A1:07:E4:AD |  | Equipment | 1Y:00-MFG | 08/14/2019 | 08/01/2020 | COOPER UNIVERSITY HOSPITAL |  |  | DORRANCE 5 |  | JOANNE FOX
|  | GE HEALTHCARE | DASH 4000 | MONITOR, BEDSIDE, PHYSIOLOGIC | SD009234163GA | INTENSIVE CARE NURSERY | Dorrance |  |  | 07/31/2009 |  | 7/31/16 |  |  | NO | YES |  |  |  |  | GE MEDICAL SYSTEMS 10355174 SD009234163GA |  |  | Active |  | 00:00:A1:07:CE:A4 |  | Equipment | 1Y:00-MFG | 08/22/2019 | 08/01/2020 | COOPER UNIVERSITY HOSPITAL |  |  | SEVENTH FLOOR DORRANCE STORAGE |  | JOANNE FOX
|  | GE HEALTHCARE | DASH 4000 | MONITOR, BEDSIDE, PHYSIOLOGIC | SD009223902GA | INTENSIVE CARE NURSERY | Dorrance |  |  | 07/31/2009 |  | 7/31/16 |  |  | NO | YES |  |  |  |  | GE MEDICAL SYSTEMS 10355170 SD009223902GA |  |  | Active |  | 00:al.7.4.b9 |  | Equipment | 1Y:00-MFG | 08/20/2019 | 08/01/2020 | COOPER UNIVERSITY HOSPITAL |  |  | NICU |  | JOANNE FOX
|  | GE HEALTHCARE | DASH 4000 | MONITOR, BEDSIDE, PHYSIOLOGIC | SD009119729GA | INTENSIVE CARE NURSERY | Dorrance |  |  | 07/31/2009 |  | 7/31/16 |  |  | NO | YES |  |  |  |  | GE MEDICAL SYSTEMS 10355165 SD009119729GA |  |  | Active |  | 00:00:A1:0C:CD:EB |  | Equipment | 1Y:00-MFG | 08/15/2019 | 08/01/2020 | COOPER UNIVERSITY HOSPITAL |  |  | SEVENTH FLOOR DORRANCE STORAGE |  | JOANNE FOX
|  | GE HEALTHCARE | DASH 4000 | MONITOR, BEDSIDE, PHYSIOLOGIC | SD009223897GA | INTENSIVE CARE NURSERY | Dorrance |  |  | 07/31/2009 |  | 7/31/16 |  |  | NO | YES |  |  |  |  | GE MEDICAL SYSTEMS 10355163 SD009223897GA |  |  | Active |  | 00:00:A1:07:E3:CC |  | Equipment | 1Y:00-MFG | 08/14/2019 | 08/01/2020 | COOPER UNIVERSITY HOSPITAL |  |  | SEVENTH FLOOR DORRANCE STORAGE |  | JOANNE FOX
|  | GE HEALTHCARE | DASH 4000 | MONITOR, BEDSIDE, PHYSIOLOGIC | SD009317056GA | INTENSIVE CARE NURSERY | Dorrance |  |  | 07/31/2009 |  | 7/31/16 |  |  | NO | YES |  |  |  |  | GE MEDICAL SYSTEMS 10355160 SD009317056GA |  |  | Active |  | 00:00:A1:07:FA:2F |  | Equipment | 1Y:00-MFG | 08/22/2019 | 08/01/2020 | COOPER UNIVERSITY HOSPITAL |  |  | ICN DORRANCE 5 |  | JOANNE FOX
|  | GE HEALTHCARE | DASH 4000 | MONITOR, BEDSIDE, PHYSIOLOGIC | SD009193130GA | INTENSIVE CARE NURSERY | Dorrance |  |  | 07/31/2009 |  | 7/31/16 |  |  | NO | YES |  |  |  |  | GE MEDICAL SYSTEMS 10355145 SD009193130GA |  |  | Active |  | 00:00:A1:07:B4:15 |  | Equipment | 1Y:00-MFG | 08/22/2019 | 08/01/2020 | COOPER UNIVERSITY HOSPITAL |  |  | NICU-TRAN1 |  | JOANNE FOX
|  | GE HEALTHCARE | DASH 4000 | MONITOR, BEDSIDE, PHYSIOLOGIC | SD009203175GA | INTENSIVE CARE NURSERY | Dorrance |  |  | 07/31/2009 |  | 7/31/16 |  |  | NO | YES |  |  |  |  | GE MEDICAL SYSTEMS 10355144 SD009203175GA |  |  | Active |  | 00:00:A1:07:B3:B2 |  | Equipment | 1Y:00-MFG | 08/21/2019 | 08/01/2020 | COOPER UNIVERSITY HOSPITAL |  |  | NICU-TRAN2 |  | JOANNE FOX
|  | GE HEALTHCARE | DASH 4000 | MONITOR, BEDSIDE, PHYSIOLOGIC | SD009193128GA | INTENSIVE CARE NURSERY | Dorrance |  |  | 07/31/2009 |  | 7/31/16 |  |  | NO | YES |  |  |  |  | GE MEDICAL SYSTEMS 10355142 SD009193128GA |  |  | Active |  | 00:00:A1:07:B4:11 |  | Equipment | 1Y:00-MFG | 08/21/2019 | 08/01/2020 | COOPER UNIVERSITY HOSPITAL |  |  | NICU-TRAN7 |  | JOANNE FOX
|  | GE HEALTHCARE | DASH 4000 | MONITOR, BEDSIDE, PHYSIOLOGIC | SD009193005GA | INTENSIVE CARE NURSERY | Dorrance |  |  | 07/31/2009 |  | 7/31/16 |  |  | NO | YES |  |  |  |  | GE MEDICAL SYSTEMS 10355135 SD009193005GA |  |  | Active |  | 00:00:A1:07:B4:5A |  | Equipment | 1Y:00-MFG | 08/21/2019 | 08/01/2020 | COOPER UNIVERSITY HOSPITAL |  |  | NICU-TRAN8 |  | JOANNE FOX
|  | GE HEALTHCARE | DASH 4000 | MONITOR, BEDSIDE, PHYSIOLOGIC | SD009193123GA | INTENSIVE CARE NURSERY | Dorrance |  |  | 07/31/2009 |  | 7/31/16 |  |  | NO | YES |  |  |  |  | GE MEDICAL SYSTEMS 10355133 SD009193123GA |  |  | Active |  | 00:00:A1:07:B4:09 |  | Equipment | 1Y:00-MFG | 08/21/2019 | 08/01/2020 | COOPER UNIVERSITY HOSPITAL |  |  | NICU-TRAN9 |  | JOANNE FOX
|  | GE HEALTHCARE | DASH 4000 | MONITOR, BEDSIDE, PHYSIOLOGIC | shq14361267sa | ANGIOGRAPHY | Kelemen | BASEMENT |  | 01/01/1900 |  |  |  |  | NO | YES |  |  |  |  | GE MEDICAL SYSTEMS 10347547 shq14361267sa |  |  | Active |  | 00:00:A1:0E:51:08 |  | Equipment | 1Y:00-MFG | 03/19/2019 | 03/01/2020 | COOPER UNIVERSITY HOSPITAL |  |  | LAB 1 |  | PAULETTE DUCKREY
|  | GE HEALTHCARE | DASH 4000 | MONITOR, BEDSIDE, PHYSIOLOGIC | SHQ14361266SA | ANGIOGRAPHY | Kelemen | BASEMENT |  | 01/01/1900 |  |  |  |  | NO | YES |  |  |  |  | GE MEDICAL SYSTEMS 10347533 NOT KNOWN |  |  | Active |  | 00:00:A1:0E:50:A8 |  | Equipment | 1Y:00-MFG | 03/29/2019 | 03/01/2020 | COOPER UNIVERSITY HOSPITAL |  |  | holding |  | PAULETTE DUCKREY
|  | GE HEALTHCARE | DASH 4000 | MONITOR, BEDSIDE, PHYSIOLOGIC | RT909471698GA | MED/SURG 6 PAVILION | Kelemen |  |  | 11/01/2019 |  | 11/1/26 |  |  | NO | YES |  |  |  |  | GE MEDICAL SYSTEMS 30144379 RT909471698GA |  |  | Disposition |  | 99:99:99:99:99:99 |  | Accessory | PAAR:00-PVAR | 11/01/2019 | 11/01/2019 | COOPER UNIVERSITY HOSPITAL |  |  | MED SURG 6 PAV | WOT00000000533542 | BRIAN OSHAUGHNESSY | Disposition | Closed | Michael Youch | 11/01/2019 | 11/01/2019 | Bulk Disposition CNL | Dispositioned Dispositioned from Work Order Task WOT00000002204228 CEID: 30144379 | EXP2947019 | Labor | 11/01/2019 | 11/01/2019 | Michael Youch
|  | GE HEALTHCARE | DASH 4000 | MONITOR, BEDSIDE, PHYSIOLOGIC | SD009223764GA | INTENSIVE CARE NURSERY | Dorrance |  |  | 08/22/2019 |  | 8/22/26 |  |  | NO | YES |  |  |  |  | GE MEDICAL SYSTEMS 30143515 SD009223764GA |  |  | Active |  | 00:00:A1:07:B5:BE |  | Equipment | 1Y:00-MFG | 08/22/2019 | 08/22/2019 | COOPER UNIVERSITY HOSPITAL |  |  | DORRANCE 5 |  | JOANNE FOX |  |  |  | 08/22/2019 | 08/22/2019 |  |  |  |  | 08/22/2019 | 08/22/2019
|  | GE HEALTHCARE | DASH 4000 | MONITOR, BEDSIDE, PHYSIOLOGIC | 5HQ12484032SA | ANESTHESIOLOGY | Kelemen | Basement |  | 10/29/2019 |  | 10/29/26 |  |  | NO | YES |  |  |  |  | GE MEDICAL SYSTEMS 30143405 5HQ12484032SA |  |  | Active |  | 00:00:A1:0C:D7:91 |  | Equipment | 1Y:00-MFG | 10/29/2019 | 10/29/2019 | COOPER UNIVERSITY HOSPITAL |  |  | BASEMENT - C.O.W. CART IR Roll 1 |  | GIACINTA ROUPAS |  |  |  | 10/29/2019 | 10/29/2019 |  |  |  |  | 10/29/2019 | 10/29/2019
|  | GE HEALTHCARE | DASH 4000 | MONITOR, BEDSIDE, PHYSIOLOGIC | SHQ11433439SA |  | Pavilion | [7 empty] | YES | YES
|  | GE HEALTHCARE | DASH 4000 | MONITOR, BEDSIDE, PHYSIOLOGIC | SD009234164GA | SHORT PROCEDURE UNIT | Kelemen |  |  | 07/29/2009 |  | 7/29/16 |  |  | NO | YES |  |  |  |  | GE MEDICAL SYSTEMS 10345158 SD009234164GA |  |  | Active |  | 00:00:A1:07:CE:AA |  | Equipment | 1Y:00-MFG | 06/14/2019 | 06/01/2020 | COOPER UNIVERSITY HOSPITAL |  |  | BED 4 |  | Lisa Geoghegan
|  | GE HEALTHCARE | DASH 4000 | MONITOR, BEDSIDE, PHYSIOLOGIC | SD009244718GA | KELEMEN 8 PCU | Kelemen |  |  | 07/29/2009 |  | 7/29/16 |  |  | NO | YES |  |  |  |  | GE MEDICAL SYSTEMS 10345159 SD009244718GA |  |  | Active |  | CD:10:10:CE:D0:00 |  | Equipment | 1Y:00-MFG | 01/30/2019 | 01/01/2020 | COOPER UNIVERSITY HOSPITAL |  |  | PCU 811 transport |  | BYRON WELLS
|  | GE HEALTHCARE | DASH 4000 | MONITOR, BEDSIDE, PHYSIOLOGIC | SD009244724GA | MED/SURG 6 PAVILION | Pavilion |  |  | 07/29/2009 |  | 7/29/16 |  |  | NO | YES |  |  |  |  | GE MEDICAL SYSTEMS 10345160 SD009244724GA |  |  | Active |  | 00:00:A1:07:E3:0B |  | Equipment | 1Y:00-MFG | 02/22/2019 | 02/01/2020 | COOPER UNIVERSITY HOSPITAL |  |  | Pav 628 |  | BRIAN OSHAUGHNESSY
|  | GE HEALTHCARE | DASH 4000 | MONITOR, BEDSIDE, PHYSIOLOGIC | SD009234162GA | KELEMEN 8 PCU | Kelemen |  |  | 07/29/2009 |  | 7/29/16 |  |  | NO | YES |  |  |  |  | GE MEDICAL SYSTEMS 10345161 SD009234162GA |  |  | Active |  | 00:00:A1:07:CC:AB |  | Equipment | 1Y:00-MFG | 01/22/2019 | 01/01/2020 | COOPER UNIVERSITY HOSPITAL |  |  | TRAM 8 |  | BYRON WELLS
|  | GE HEALTHCARE | DASH 4000 | MONITOR, BEDSIDE, PHYSIOLOGIC | SD009244723GA | INCU - KELEMEN S10 | Kelemen |  |  | 07/29/2009 |  | 7/29/16 |  |  | NO | YES |  |  |  |  | GE MEDICAL SYSTEMS 10345151 SD009244723GA |  |  | Active |  | 00:00:A1:07:E3:0E |  | Equipment | 1Y:00-MFG | 01/29/2019 | 12/01/2019 | COOPER UNIVERSITY HOSPITAL |  |  | Incu ROLL 3 |  | Lisa Brooks
|  | GE HEALTHCARE | DASH 4000 | MONITOR, BEDSIDE, PHYSIOLOGIC | SD009244722GA | KELEMEN 8 PCU | Kelemen |  |  | 07/29/2009 |  | 7/29/16 |  |  | NO | YES |  |  |  |  | GE MEDICAL SYSTEMS 10345140 SD009244722GA |  |  | Active |  | CD:10:10:CE:D0:00 |  | Equipment | 1Y:00-MFG | 06/21/2019 | 01/01/2020 | COOPER UNIVERSITY HOSPITAL |  |  | Biomed |  | BYRON WELLS
|  | GE HEALTHCARE | DASH 4000 | MONITOR, BEDSIDE, PHYSIOLOGIC | SD009244720GA | KELEMEN 8 PCU | Pavilion |  |  | 07/29/2009 |  | 7/29/16 |  |  | NO | YES |  |  |  |  | GE MEDICAL SYSTEMS 10345139 SD009244720GA |  |  | Active |  | 00:00:A1:08:74:6C |  | Equipment | 1Y:00-MFG | 01/28/2019 | 01/01/2020 | COOPER UNIVERSITY HOSPITAL |  |  | Medsurg 627 |  | BYRON WELLS
|  | GE HEALTHCARE | DASH 5000 | MONITOR, BEDSIDE, PHYSIOLOGIC | SD011122938SA | ECHOCARDIOLOGY | Kelemen |  |  | 05/11/2011 |  | 5/11/18 |  |  | NO | YES |  |  |  |  | GE MEDICAL SYSTEMS 10368632 SD011122938SA |  |  | Active |  | E0:0E:DA:88:A5:E5 |  | Equipment | 1Y:00-MFG | 02/12/2019 | 02/01/2020 | COOPER UNIVERSITY HOSPITAL |  |  | ECHO LAB |  | LINDA VALENTI
|  | GE HEALTHCARE | DASH 5000 | MONITOR, BEDSIDE, PHYSIOLOGIC | SD011112633SA | CARDIAC CATH LAB | Kelemen |  |  | 05/11/2011 |  | 5/11/18 |  |  | NO | YES |  |  |  |  | GE MEDICAL SYSTEMS 10356141 SD011112633SA |  |  | Active |  | 00:00:A1:0C:31:19 |  | Equipment | 1Y:00-MFG | 05/30/2019 | 05/01/2020 | COOPER UNIVERSITY HOSPITAL |  |  | CCL - Med Room |  | LINDA BEAN
|  | GE HEALTHCARE | DASH 5000 | MONITOR, BEDSIDE, PHYSIOLOGIC | SD0111230445A | CARDIAC CATH LAB | Kelemen |  |  | 05/11/2011 |  | 5/11/18 |  |  | NO | YES |  |  |  |  | GE MEDICAL SYSTEMS 10356140 SD0111230445A |  |  | Active |  | 00:00:A1:0C:33:4B |  | Equipment | 1Y:00-MFG | 05/30/2019 | 05/01/2020 | COOPER UNIVERSITY HOSPITAL |  |  | CCL - Med Room |  | LINDA BEAN
|  | GE HEALTHCARE | DASH 5000 | MONITOR, BEDSIDE, PHYSIOLOGIC | SHQ14219580SA | LABOR & DELIVERY | Dorrance |  |  | 04/07/2014 |  | 4/7/21 |  |  | NO | YES |  |  |  |  | GE MEDICAL SYSTEMS 10355116 SHQ14219580SA |  |  | Active |  | 00:00:A1:0E:2F:67 |  | Equipment | 1Y:00-MFG | 11/01/2019 | 11/01/2020 | COOPER UNIVERSITY HOSPITAL |  |  | L&D Macu window |  | JOANNA HORST
|  | GE HEALTHCARE | DASH 5000 | MONITOR, BEDSIDE, PHYSIOLOGIC | SHQ14219585SA | LABOR & DELIVERY | Dorrance |  |  | 04/07/2014 |  | 4/7/21 |  |  | NO | YES |  |  |  |  | GE MEDICAL SYSTEMS 10355112 SHQ14219585SA |  |  | Active |  | 00:00:A1:0E:2F:7B |  | Equipment | 1Y:00-MFG | 11/01/2019 | 11/01/2020 | COOPER UNIVERSITY HOSPITAL |  |  | LABOR AND DELIVERY PACU |  | JOANNA HORST
|  | GE HEALTHCARE | DASH 5000 | MONITOR, BEDSIDE, PHYSIOLOGIC | SHQ14219588SA | LABOR & DELIVERY | Dorrance |  |  | 04/07/2014 |  | 4/7/21 |  |  | NO | YES |  |  |  |  | GE MEDICAL SYSTEMS 10354960 SHQ14219588SA |  |  | Active |  | 00:00:A1:0E:2F:6A |  | Equipment | 1Y:00-MFG | 11/01/2019 | 11/01/2020 | COOPER UNIVERSITY HOSPITAL |  |  | Macu Door |  | JOANNA HORST
|  | GE HEALTHCARE | DASH 5000 | MONITOR, BEDSIDE, PHYSIOLOGIC | SHQ14219584SA | LABOR & DELIVERY | Dorrance |  |  | 04/07/2014 |  | 4/7/21 |  |  | NO | YES |  |  |  |  | GE MEDICAL SYSTEMS 10354943 SHQ14219584SA |  |  | Active |  | 00:00:0D:0E:2F:F1 |  | Equipment | 1Y:00-MFG | 11/01/2019 | 11/01/2020 | COOPER UNIVERSITY HOSPITAL |  |  | Pacu B |  | JOANNA HORST
|  | GE HEALTHCARE | DK19T USE1921A | MONITOR, BEDSIDE, PHYSIOLOGIC | DTQ231K3084 | ANESTHESIOLOGY | Dorrance |  |  | 05/01/2017 |  | 5/1/24 |  |  | NO | YES |  |  |  |  | GE MEDICAL SYSTEMS 10769472 DTQ231K3084 |  |  | Active |  | 99:99:99:99:99:99 |  | Accessory | PAAR:00-PVAR | 10/31/2019 |  | COOPER UNIVERSITY HOSPITAL |  |  |  | 0012411563 | GIACINTA ROUPAS | Preventative Maintenance | Closed | Josh Harris | 11/17/2017 | 11/17/2017 | PERFORMANCE ASSURANCE AT INVENTORY | INVENTORIED DEVICE AND ENSURED DEVICE WAS FUNCTIONING PROPERLY. | ADCD80A4-31BE-4ECC-B68A-87E224F07694 | Labor | 05/01/2017 | 05/01/2017 | Salvatore Bombara
|  | GE HEALTHCARE | DK19T USE1921A | MONITOR, BEDSIDE, PHYSIOLOGIC | DTQ231K3113 | ANESTHESIOLOGY | Dorrance |  |  | 05/01/2017 |  | 5/1/24 |  |  | NO | YES |  |  |  |  | GE MEDICAL SYSTEMS 10769470 DTQ231K3113 |  |  | Active | 10769470, 11239269 | 99:99:99:99:99:99 |  | Accessory | PAAR:00-PVAR | 10/31/2019 |  | COOPER UNIVERSITY HOSPITAL |  |  |  | 0012411566 | GIACINTA ROUPAS | Preventative Maintenance | Closed | Josh Harris | 11/17/2017 | 11/17/2017 | PERFORMANCE ASSURANCE AT INVENTORY | INVENTORIED DEVICE AND ENSURED DEVICE WAS FUNCTIONING PROPERLY. | D372BF5B-1A94-49AB-A4DC-890C2EBB2495 | Labor | 05/01/2017 | 05/01/2017 | Salvatore Bombara
|  | GE HEALTHCARE | DK19T USE1921A | MONITOR, BEDSIDE, PHYSIOLOGIC | DTQ231K3029 | ANESTHESIOLOGY | Pavilion |  |  | 02/07/2017 |  | 2/7/24 |  |  | NO | YES |  |  |  |  | GE MEDICAL SYSTEMS 10769366 DTQ231K3029 |  |  | Active |  | 99:99:99:99:99:99 |  | Accessory | PAAR:00-PVAR | 10/31/2019 |  | COOPER UNIVERSITY HOSPITAL |  |  |  | 0011615064 | GIACINTA ROUPAS | Preventative Maintenance | Closed | Bonnie Aichroth | 05/05/2017 | 05/05/2017 | PERFORMANCE ASSURANCE AT INVENTORY | INVENTORIED DEVICE AND ENSURED DEVICE WAS FUNCTIONING PROPERLY. | 27E79A12-14BB-4CA2-B2C3-40DA81A4072F | Labor | 02/07/2017 | 02/07/2017 | Salvatore Bombara
|  | GE HEALTHCARE | DK19T USE1921A | MONITOR, BEDSIDE, PHYSIOLOGIC | DTQ231K3030 | ANESTHESIOLOGY | Kelemen |  |  | 02/07/2017 |  | 2/7/24 |  |  | NO | YES |  |  |  |  | GE MEDICAL SYSTEMS 10769364 DTQ231K3030 |  |  | Active |  | 99:99:99:99:99:99 |  | Accessory | PAAR:00-PVAR | 10/31/2019 |  | COOPER UNIVERSITY HOSPITAL |  |  |  | 0011615089 | GIACINTA ROUPAS | Preventative Maintenance | Closed | Bonnie Aichroth | 05/05/2017 | 05/05/2017 | PERFORMANCE ASSURANCE AT INVENTORY | INVENTORIED DEVICE AND ENSURED DEVICE WAS FUNCTIONING PROPERLY. | B09C6482-E271-4FCA-ACD8-73868D26D388 | Labor | 02/07/2017 | 02/07/2017 | Salvatore Bombara
|  | GE HEALTHCARE | DK19T USE1921A | MONITOR, BEDSIDE, PHYSIOLOGIC | PT0311K4931 | ANESTHESIOLOGY | Pavilion |  |  | 01/25/2017 |  | 1/25/24 |  |  | NO | YES |  |  |  |  | GE MEDICAL SYSTEMS 10769302 PT0311K4931 |  |  | Active |  | 99:99:99:99:99:99 |  | Accessory | PAAR:00-PVAR | 10/31/2019 |  | COOPER UNIVERSITY HOSPITAL |  |  |  | 0011658385 | GIACINTA ROUPAS | Preventative Maintenance | Closed | Bonnie Aichroth | 05/23/2017 | 05/23/2017 | PERFORMANCE ASSURANCE AT INVENTORY | INVENTORIED DEVICE AND ENSURED DEVICE WAS FUNCTIONING PROPERLY. | D4A3F6F3-BF73-4201-8FD2-9BED67A3EBE9 | Labor | 01/25/2017 | 01/25/2017 | Salvatore Bombara
|  | GE HEALTHCARE | DK19T USE1921A | MONITOR, BEDSIDE, PHYSIOLOGIC | DTQ091K0370 | PACU KELEMEN | Kelemen |  |  | 04/29/2016 |  | 4/29/23 |  |  | NO | YES |  |  |  |  | GE MEDICAL SYSTEMS 10769255 DTQ091K0370 |  |  | Active |  | 99:99:99:99:99:99 |  | Accessory | PAAR:00-PVAR | 10/31/2019 |  | COOPER UNIVERSITY HOSPITAL |  |  |  | 0011044999 | FRANK OBRIEN | Performance Verification | Closed | Bonnie Aichroth | 01/11/2017 | 01/11/2017 | INCOMING INVENTORY | DEVICE INVENTORIED | D943834B-6F64-43E4-91D7-37424B1935C5 | Labor | 01/11/2017 | 01/11/2017 | Bonnie Aichroth
|  | GE HEALTHCARE | DK19T USE1921A | MONITOR, BEDSIDE, PHYSIOLOGIC | DTQ091K0384 | PACU KELEMEN | Kelemen |  |  | 04/29/2016 |  | 4/29/23 |  |  | NO | YES |  |  |  |  | GE MEDICAL SYSTEMS 10505398 DTQ091K0384 |  |  | Active |  | 99:99:99:99:99:99 |  | Accessory | PAAR:00-PVAR | 10/31/2019 |  | COOPER UNIVERSITY HOSPITAL |  |  |  | 0011045014 | FRANK OBRIEN | Performance Verification | Closed | Bonnie Aichroth | 01/11/2017 | 01/11/2017 | INCOMING INVENTORY | DEVICE INVENTORIED | D902D1D6-608D-4B08-85C4-25F1CF0926F7 | Labor | 01/11/2017 | 01/11/2017 | Bonnie Aichroth
|  | GE HEALTHCARE | DK19T USE1921A | MONITOR, BEDSIDE, PHYSIOLOGIC | DTQ091K0419 | PACU KELEMEN | Kelemen |  |  | 04/29/2016 |  | 4/29/23 |  |  | NO | YES |  |  |  |  | GE MEDICAL SYSTEMS 10505401 DTQ091K0419 |  |  | Active |  | 99:99:99:99:99:99 |  | Accessory | PAAR:00-PVAR | 10/31/2019 |  | COOPER UNIVERSITY HOSPITAL |  |  |  | 0011045002 | FRANK OBRIEN | Performance Verification | Closed | Bonnie Aichroth | 01/11/2017 | 01/11/2017 | INCOMING INVENTORY | DEVICE INVENTORIED | DDB9D777-3D26-47DF-8DE0-495C7184453D | Labor | 01/11/2017 | 01/11/2017 | Bonnie Aichroth
|  | GE HEALTHCARE | DK19T USE1921A | MONITOR, BEDSIDE, PHYSIOLOGIC | DTQ091K0401 | PACU KELEMEN | Kelemen |  |  | 04/29/2016 |  | 4/29/23 |  |  | NO | YES |  |  |  |  | GE MEDICAL SYSTEMS 10505400 DTQ091K0401 |  |  | Active |  | 99:99:99:99:99:99 |  | Accessory | PAAR:00-PVAR | 10/31/2019 |  | COOPER UNIVERSITY HOSPITAL |  |  |  | 0011045008 | FRANK OBRIEN | Preventative Maintenance | Closed | Bonnie Aichroth | 01/11/2017 | 01/11/2017 | PERFORMANCE ASSURANCE AT INVENTORY | INVENTORIED DEVICE AND ENSURED DEVICE WAS FUNCTIONING PROPERLY. | 158F14D6-4170-45D0-84D3-E5A088F73F00 | Labor | 04/29/2016 | 04/29/2016 | Richard Jolly
|  | GE HEALTHCARE | DK19T USE1921A | MONITOR, BEDSIDE, PHYSIOLOGIC | DTQ091K0400 | PACU KELEMEN | Kelemen |  |  | 04/29/2016 |  | 4/29/23 |  |  | NO | YES |  |  |  |  | GE MEDICAL SYSTEMS 10505399 DTQ091K0400 |  |  | Active |  | 99:99:99:99:99:99 |  | Accessory | PAAR:00-PVAR | 10/31/2019 |  | COOPER UNIVERSITY HOSPITAL |  |  |  | 0011045010 | FRANK OBRIEN | Preventative Maintenance | Closed | Bonnie Aichroth | 01/11/2017 | 01/11/2017 | PERFORMANCE ASSURANCE AT INVENTORY | INVENTORIED DEVICE AND ENSURED DEVICE WAS FUNCTIONING PROPERLY. | 2793C514-7553-4BA0-911F-95ACA8BC7302 | Labor | 04/29/2016 | 04/29/2016 | Richard Jolly
|  | GE HEALTHCARE | DK19T USE1921A | MONITOR, BEDSIDE, PHYSIOLOGIC | DTQ091K0372 | PACU KELEMEN | Kelemen |  |  | 04/29/2016 |  | 4/29/23 |  |  | NO | YES |  |  |  |  | GE MEDICAL SYSTEMS 10505397 DTQ091K0372 |  |  | Active |  | 99:99:99:99:99:99 |  | Accessory | PAAR:00-PVAR | 10/31/2019 |  | COOPER UNIVERSITY HOSPITAL |  |  |  | 0011045017 | FRANK OBRIEN | Performance Verification | Closed | Bonnie Aichroth | 01/11/2017 | 01/11/2017 | INCOMING INVENTORY | DEVICE INVENTORIED | BBB11750-17D9-4D04-AD9A-56EAF5553415 | Labor | 01/11/2017 | 01/11/2017 | Bonnie Aichroth
|  | GE HEALTHCARE | DK19T USE1921A | MONITOR, BEDSIDE, PHYSIOLOGIC | DTQ91K0363 | PACU KELEMEN | Kelemen |  |  | 06/10/2015 |  | 6/10/22 |  |  | NO | YES |  |  |  |  | GE MEDICAL SYSTEMS 10505396 DTQ91K0363 |  |  | Active |  | 99:99:99:99:99:99 |  | Accessory | PAAR:00-PVAR | 10/31/2019 |  | COOPER UNIVERSITY HOSPITAL |  |  |  | 0012651352 | FRANK OBRIEN | Performance Verification | Closed | Josh Harris | 01/12/2018 | 01/12/2018 | INCOMING INVENTORY | DEVICE INVENTORIED | 2D6DD46A-E9ED-4641-9260-E89343F5CC4A | Labor | 01/12/2018 | 01/12/2018 | Josh Harris
|  | GE HEALTHCARE | DK19T USE1921A | MONITOR, BEDSIDE, PHYSIOLOGIC | DTQ091K0390 | PACU KELEMEN | Kelemen |  |  | 06/10/2015 |  | 6/10/22 |  |  | NO | YES |  |  |  |  | GE MEDICAL SYSTEMS 10505395 DTQ091K0390 |  |  | Active |  | 99:99:99:99:99:99 |  | Accessory | PAAR:00-PVAR | 10/31/2019 |  | COOPER UNIVERSITY HOSPITAL |  |  |  | 0012651351 | FRANK OBRIEN | Preventative Maintenance | Closed | Josh Harris | 01/12/2018 | 01/12/2018 | PERFORMANCE ASSURANCE AT INVENTORY | INVENTORIED DEVICE AND ENSURED DEVICE WAS FUNCTIONING PROPERLY. | 38FBCE6C-0D79-4814-988F-A1CF9F2861FF | Labor | 11/21/2017 | 11/21/2017 | Richard Jolly
|  | GE HEALTHCARE | DK19T USE1921A | MONITOR, BEDSIDE, PHYSIOLOGIC | DTP351K5145 | ANESTHESIOLOGY | Kelemen |  |  | 05/06/2016 |  | 5/6/23 |  |  | NO | YES |  |  |  |  | GE MEDICAL SYSTEMS 10505069 DTP351K5145 |  |  | Active |  | 99:99:99:99:99:99 |  | Accessory | PAAR:00-PVAR | 10/31/2019 |  | COOPER UNIVERSITY HOSPITAL |  |  | OPERATING ROOM K11 |  | GIACINTA ROUPAS
|  | GE HEALTHCARE | DK19T USE1921A | MONITOR, BEDSIDE, PHYSIOLOGIC | DTP351K5346 | ANESTHESIOLOGY | Kelemen |  |  | 05/06/2016 |  | 5/6/23 |  |  | NO | YES |  |  |  |  | GE MEDICAL SYSTEMS 10480436 DTP351K5346 |  |  | Active |  | 99:99:99:99:99:99 |  | Accessory | PAAR:00-PVAR | 10/31/2019 |  | COOPER UNIVERSITY HOSPITAL |  |  | OPERATING ROOM K12 |  | GIACINTA ROUPAS
|  | GE HEALTHCARE | DK19T USE1921A | MONITOR, BEDSIDE, PHYSIOLOGIC | DTP351K4762 | ANESTHESIOLOGY | Kelemen |  |  | 05/06/2016 |  | 5/6/23 |  |  | NO | YES |  |  |  |  | GE MEDICAL SYSTEMS 10480433 DTP351K4762 |  |  | Active |  | 99:99:99:99:99:99 |  | Accessory | PAAR:00-PVAR | 10/31/2019 |  | COOPER UNIVERSITY HOSPITAL |  |  | ROOM K9 |  | GIACINTA ROUPAS
|  | GE HEALTHCARE | DK19T USE1921A | MONITOR, BEDSIDE, PHYSIOLOGIC | DTP351K5076 | ANESTHESIOLOGY | Kelemen |  |  | 05/09/2016 |  | 5/9/23 |  |  | NO | YES |  |  |  |  | GE MEDICAL SYSTEMS 10480419 DTP351K5076 |  |  | Active |  | 99:99:99:99:99:99 |  | Accessory | PAAR:00-PVAR | 10/31/2019 |  | COOPER UNIVERSITY HOSPITAL |  |  | ROOM 8 OR KELEMEN |  | GIACINTA ROUPAS
|  | GE HEALTHCARE | PROCARE B40 | MONITOR, BEDSIDE, PHYSIOLOGIC | SJF16040692WA |  | 2 Plaza Dr | [7 empty] | NO | YES
|  | GE HEALTHCARE | PROCARE B40 | MONITOR, BEDSIDE, PHYSIOLOGIC | SG212491290WA | 6200 MAIN ST-SURGERY | 6200 Main st |  |  | 03/22/2013 |  | 3/22/20 |  |  | NO | YES |  |  |  |  | GE MEDICAL SYSTEMS 10345771 SG212491290WA |  |  | Active |  | 00:40:97:13:59:9C |  | Alarm | 1Y:00-MFG | 10/03/2019 | 10/01/2020 | COOPER AMBULATORY OFF-SITES |  |  | 6200 Main St. - Oral - Proc B |  | BOBBIE MICKLE
|  | GE HEALTHCARE | PROCARE B40 | MONITOR, BEDSIDE, PHYSIOLOGIC | SG212491309WA | 6200 MAIN ST-SURGERY | 6200 Main st |  |  | 03/22/2013 |  | 3/22/20 |  |  | NO | YES |  |  |  |  | GE MEDICAL SYSTEMS 10345763 SG212491309WA |  |  | Active |  | 00:40:97:13:5B:9C |  | Alarm | 1Y:00-MFG | 10/03/2019 | 10/01/2020 | COOPER AMBULATORY OFF-SITES |  |  | 6200 Main St. - Oral - Proc A |  | BOBBIE MICKLE
|  | GE HEALTHCARE | TRANSPORT PRO | MONITOR, BEDSIDE, PHYSIOLOGIC | SCS09454269GA | TRAUMA ADMIT | Kelemen |  |  | 02/19/2019 |  | 2/19/26 |  |  | NO | YES |  |  |  |  | GE MEDICAL SYSTEMS 11222178 SCS09454269GA |  |  | Active |  | 99:99:99:99:99:99 |  | Alarm | 1Y:00-MFG | 02/19/2019 | 02/19/2019 | COOPER UNIVERSITY HOSPITAL |  |  |  |  | Diane Floyd |  |  |  | 02/19/2019 | 02/19/2019 |  |  |  |  | 02/19/2019 | 02/19/2019
|  | GE HEALTHCARE | USE1901A | MONITOR, BEDSIDE, PHYSIOLOGIC | DTJ140D0456 |  | Kelemen | [7 empty] | NO | YES
|  | GE HEALTHCARE | USE1901A | MONITOR, BEDSIDE, PHYSIOLOGIC | DTG44DD1181 |  | Pavilion | [7 empty] | NO | YES
|  | GE HEALTHCARE | USE1901A | MONITOR, BEDSIDE, PHYSIOLOGIC | DTG440D1140 | INTENSIVE CARE UNIT | Pavilion |  |  | 10/31/2019 |  | 10/31/26 |  |  | NO | YES |  |  |  |  | GE MEDICAL SYSTEMS 11187562 DTG440D1140 |  |  | Active | 1-365145, 10365145 |  |  | Accessory | PAAR:00-PVAR | 10/31/2019 | 10/31/2019 | COOPER UNIVERSITY HOSPITAL |  |  | ICU - Bed 8 | 0011866849 | CAROLYN RUMELL | Repair | Closed | Stephen Zubrzycki | 10/31/2019 | 10/31/2019 | MONITOR - ALARM KEEPS GOING OFF, CANT TURN OFF ALARM, TOUCH SCREEN DOESNT WORK, PATIENT IN RM - ICU BED 17 | 7/5/2017 4:24:47 PM SJZUBRZYCKI (GRAMODEI 7/5/2017 12:00 AM) EXCHANGED MONITOR. (SJZUBRZYCKI 7/5/2017 12:00 AM) EXCHANGED MONITOR. 7/6/2017 8:59:38 AM SJZUBRZYCKI (SJZUBRZYCKI 7/6/2017 12:00 AM) REMOVING UNIT FROM SERVICE. COST $4,000 TO REPAIR. EXCHANGING WITH CEID: 10769360 7/6/2017 9:00:17 AM SJZUBRZYCKI This device has been removed from an active status with the RSQ Database, and physically removed from the facility. Device retired on 7/6/2017; Authorized By: YES; Nature of Retirement: BEYOND ECONOMICAL REPAIR; Days In Service: 762 | 38003D4D-8BF4-422E-9222-34D8749230D4 | Labor | 10/31/2019 | 10/31/2019 | Gene Amodei
|  | GE HEALTHCARE | USE1901A | MONITOR, BEDSIDE, PHYSIOLOGIC | SBB0723830GA |  | Pavilion | [7 empty] | YES | YES
|  | GE HEALTHCARE | USE1901A | MONITOR, BEDSIDE, PHYSIOLOGIC | DTI430D1016 |  | Pavilion | [7 empty] | YES | YES
|  | GE HEALTHCARE | USE1901A | MONITOR, BEDSIDE, PHYSIOLOGIC | DTG440D1177 |  | Pavilion | [7 empty] | NO | YES
|  | GE HEALTHCARE | USE1901A | MONITOR, BEDSIDE, PHYSIOLOGIC | DTJ010D0023 |  | Dorrance | [7 empty] | NO | YES
|  | GE HEALTHCARE | USE1901A | MONITOR, BEDSIDE, PHYSIOLOGIC | DTJ010D0062 |  | Dorrance | [7 empty] | NO | YES
|  | GE HEALTHCARE | USE1901A | MONITOR, BEDSIDE, PHYSIOLOGIC | DTQ17160304 | INTENSIVE CARE UNIT | Pavilion |  |  | 04/24/2007 |  | 4/24/14 |  |  | NO | YES |  |  |  |  | GE MEDICAL SYSTEMS 10769360 DTQ17160304 |  |  | Active |  | 99:99:99:99:99:99 |  | Accessory | PAAR:00-PVAR | 10/31/2019 |  | COOPER UNIVERSITY HOSPITAL |  |  |  | 0012143252 | CAROLYN RUMELL | Performance Verification | Closed | Stephen Zubrzycki | 09/07/2017 | 09/07/2017 | INCOMING INVENTORY | DEVICE INVENTORIED | 43E54877-5414-4B35-89D3-9783D20A8771 | Labor | 09/07/2017 | 09/07/2017 | Bonnie Aichroth
|  | GE HEALTHCARE | USE1901A | MONITOR, BEDSIDE, PHYSIOLOGIC | DTM411F0263 |  | Kelemen | [7 empty] | YES | YES
|  | GE HEALTHCARE | USE1901A | MONITOR, BEDSIDE, PHYSIOLOGIC | DTM411I0963 |  | Kelemen | [7 empty] | YES | YES
|  | GE HEALTHCARE | USE1901A | MONITOR, BEDSIDE, PHYSIOLOGIC | 2025280-001 | TRAUMA ICU | Kelemen |  |  | 04/24/2007 |  | 4/24/14 |  |  | NO | YES |  |  |  |  | GE MEDICAL SYSTEMS 10368216 2025280-001 |  |  | Active |  | 99:99:99:99:99:99 |  | Accessory | PAAR:00-PVAR | 11/02/2019 |  | COOPER UNIVERSITY HOSPITAL |  |  | TICU BED 1 | WOT00000000513011 | Diane Floyd | Disposition | Closed | Richard Jolly | 02/08/2018 | 05/14/2019 | Bulk Disposition CNL
|  | GE HEALTHCARE | USE1901A | MONITOR, BEDSIDE, PHYSIOLOGIC | DTG440D1187 | TRAUMA ADMIT | Kelemen |  |  | 04/24/2007 |  | 4/24/14 |  |  | NO | YES |  |  |  |  | GE MEDICAL SYSTEMS 10368177 DTG440D1187 |  |  | Active |  | 99:99:99:99:99:99 |  | Accessory | PAAR:00-PVAR | 11/02/2019 |  | COOPER UNIVERSITY HOSPITAL |  |  | PED TRAUMA RM | WOT00000000524120 | Diane Floyd | Disposition | Closed | Richard Jolly | 02/08/2018 | 05/22/2019 | Bulk Disposition CNL
|  | GE HEALTHCARE | USE1901A | MONITOR, BEDSIDE, PHYSIOLOGIC | DT1250D0515 | PAVILION PACU | Pavilion |  |  | 11/03/2008 |  | 11/3/15 |  |  | NO | YES |  |  |  |  | GE MEDICAL SYSTEMS 10368132 DT1250D0515 |  |  | Active |  | 99:99:99:99:99:99 |  | Accessory | PAAR:00-PVAR | 11/02/2019 |  | COOPER UNIVERSITY HOSPITAL |  |  | PAVILION-3 BED 7 |  | FRANK OBRIEN
|  | GE HEALTHCARE | USE1901A | MONITOR, BEDSIDE, PHYSIOLOGIC | DT133140004 |  | Pavilion |  |  | 07/15/2010 |  | 7/15/17 |  |  | NO | YES |  |  |  |  | GE MEDICAL SYSTEMS 10368098 DT133140004 |  |  | Active |  | 99:99:99:99:99:99 |  | Accessory | PAAR:00-PVAR | 11/02/2019 |  | COOPER UNIVERSITY HOSPITAL |  |  | PAVILION-3 |  | FRANK OBRIEN
|  | GE HEALTHCARE | USE1901A | MONITOR, BEDSIDE, PHYSIOLOGIC | DTJ080D0407 | TRAUMA ICU | Kelemen | BASEMENT |  | 08/18/2009 |  | 8/18/16 |  |  | NO | YES |  |  |  |  | GE MEDICAL SYSTEMS 10368052 DTJ080D0407 |  |  | Active |  | 99:99:99:99:99:99 |  | Accessory | PAAR:00-PVAR | 11/02/2019 |  | COOPER UNIVERSITY HOSPITAL |  |  | TICU-BED6 | WOT00000000524172 | Diane Floyd | Disposition | Closed | Richard Jolly | 02/08/2018 | 05/23/2019 | Bulk Disposition CNL
|  | GE HEALTHCARE | USE1901A | MONITOR, BEDSIDE, PHYSIOLOGIC | DTG440D1151 | CCU - CORONARY CARE UNIT | Kelemen |  |  | 04/30/2007 |  | 4/30/14 |  |  | NO | YES |  |  |  |  | GE MEDICAL SYSTEMS 10367261 DTG440D1151 |  |  | Active |  | 99:99:99:99:99:99 |  | Accessory | PAAR:00-PVAR | 11/02/2019 |  | COOPER UNIVERSITY HOSPITAL |  |  | CCU-12 | 0011771812 | CAROLYN RUMELL | Repair | Closed | Richard Jolly | 06/18/2017 | 06/21/2017 | CARDIAC MONITOR - SECTION THAT HOLDS THE TRAM IS COMING OFF - KELMEN 4TH FLR KELEMEN CCU BED 12 | 6/21/2017 10:43:25 AM RCJOLLY (RCJOLLY 6/19/2017 12:00 AM) TIGHTEN SCREW | 71BFF2E9-1FE7-41FA-9C2D-4ED1D5CF8FB3 | Labor | 06/19/2017 | 06/19/2017 | Richard Jolly
|  | GE HEALTHCARE | USE1901A | MONITOR, BEDSIDE, PHYSIOLOGIC | DTG440D1153 | CCU - CORONARY CARE UNIT | Pavilion |  |  | 04/30/2007 |  | 4/30/14 |  |  | NO | YES |  |  |  |  | GE MEDICAL SYSTEMS 10367254 DTG440D1153 |  |  | Active |  | 99:99:99:99:99:99 |  | Accessory | PAAR:00-PVAR | 11/02/2019 |  | COOPER UNIVERSITY HOSPITAL |  |  | CCU-11 |  | CAROLYN RUMELL
|  | GE HEALTHCARE | USE1901A | MONITOR, BEDSIDE, PHYSIOLOGIC | DTG440D1088 | INTENSIVE CARE UNIT | Pavilion |  |  | 04/24/2007 |  | 4/24/14 |  |  | NO | YES |  |  |  |  | GE MEDICAL SYSTEMS 10366358 DTG440D1088 |  |  | Active |  | 99:99:99:99:99:99 |  | Accessory | PAAR:00-PVAR | 11/02/2019 |  | COOPER UNIVERSITY HOSPITAL |  |  | Conference room p4 |  | CAROLYN RUMELL
|  | GE HEALTHCARE | USE1901A | MONITOR, BEDSIDE, PHYSIOLOGIC | DTG440D1115 | INTENSIVE CARE UNIT | Kelemen |  |  | 04/30/2007 |  | 4/30/14 |  |  | NO | YES |  |  |  |  | GE MEDICAL SYSTEMS 10366330 DTG440D1115 |  |  | Active |  | 99:99:99:99:99:99 |  | Accessory | PAAR:00-PVAR | 10/31/2019 |  | COOPER UNIVERSITY HOSPITAL |  |  | P4/ICU20 |  | CAROLYN RUMELL
|  | GE HEALTHCARE | USE1901A | MONITOR, BEDSIDE, PHYSIOLOGIC | DT6440D1183 | TRAUMA ADMIT | Kelemen |  |  | 04/24/2007 |  | 4/24/14 |  |  | NO | YES |  |  |  |  | GE MEDICAL SYSTEMS 10365440 DT6440D1183 |  |  | Active |  | 99:99:99:99:99:99 |  | Accessory | PAAR:00-PVAR | 11/02/2019 |  | COOPER UNIVERSITY HOSPITAL |  |  | bed 3 |  | Diane Floyd
|  | GE HEALTHCARE | USE1901A | MONITOR, BEDSIDE, PHYSIOLOGIC | DTG440D1122 | TRAUMA ADMIT | Kelemen |  |  | 04/24/2007 |  | 4/24/14 |  |  | NO | YES |  |  |  |  | GE MEDICAL SYSTEMS 10365425 DTG440D1122 |  |  | Active |  | 99:99:99:99:99:99 |  | Accessory | PAAR:00-PVAR | 11/02/2019 |  | COOPER UNIVERSITY HOSPITAL |  |  | BED 4 |  | Diane Floyd
|  | GE HEALTHCARE | USE1901A | MONITOR, BEDSIDE, PHYSIOLOGIC | DTG440D1139 | INTENSIVE CARE UNIT | Pavilion |  |  | 04/24/2007 |  | 4/24/14 |  |  | NO | YES |  |  |  |  | GE MEDICAL SYSTEMS 10365278 DTG440D1139 |  |  | Active |  | 99:99:99:99:99:99 |  | Accessory | PAAR:00-PVAR | 11/02/2019 |  | COOPER UNIVERSITY HOSPITAL |  |  | ICU 12 4TH FL | 0012191298 | CAROLYN RUMELL | Repair | Closed | Richard Jolly | 09/26/2017 | 10/04/2017 | CENTRAL MONITOR - MULTIPLE SCREEN IS BLACK - ICU OUTSIDE OF BED 6 | 10/4/2017 9:02:50 AM RCJOLLY (RCJOLLY 9/26/2017 12:50 PM) HAD TO REBOOT MONITOR | 3034A91F-E55D-48A5-827C-1ECFF2BA6BBA | Labor | 09/26/2017 | 09/26/2017 | Richard Jolly
|  | GE HEALTHCARE | USE1901A | MONITOR, BEDSIDE, PHYSIOLOGIC | DTG440D1117 | INTENSIVE CARE UNIT | Pavilion |  |  | 04/24/2007 |  | 4/24/14 |  |  | NO | YES |  |  |  |  | GE MEDICAL SYSTEMS 10365103 DTG440D1117 |  |  | Active |  | 99:99:99:99:99:99 |  | Accessory | PAAR:00-PVAR | 11/02/2019 |  | COOPER UNIVERSITY HOSPITAL |  |  | bed 16 | WOT00000000524104 | CAROLYN RUMELL | Disposition | Closed | Richard Jolly | 02/08/2018 | 05/17/2019 | Bulk Disposition CNL
|  | GE HEALTHCARE | USE1901A | MONITOR, BEDSIDE, PHYSIOLOGIC | DTI390D0719 | INTENSIVE CARE UNIT | Pavilion |  |  | 01/15/2009 |  | 1/15/16 |  |  | NO | YES |  |  |  |  | GE MEDICAL SYSTEMS 10365067 DTI390D0719 |  |  | Active |  | 99:99:99:99:99:99 |  | Accessory | PAAR:00-PVAR | 11/02/2019 |  | COOPER UNIVERSITY HOSPITAL |  |  | PAVILION BED 27 icu | WOT00000000524137 | CAROLYN RUMELL | Disposition | Closed | Richard Jolly | 02/08/2018 | 05/14/2019 | Bulk Disposition CNL
|  | GE HEALTHCARE | USE1901A | MONITOR, BEDSIDE, PHYSIOLOGIC | DTI390D0709 | INTENSIVE CARE UNIT | Pavilion |  |  | 01/15/2009 |  | 1/15/16 |  |  | NO | YES |  |  |  |  | GE MEDICAL SYSTEMS 10365072 DTI390D0709 |  |  | Active |  | 99:99:99:99:99:99 |  | Accessory | PAAR:00-PVAR | 11/02/2019 |  | COOPER UNIVERSITY HOSPITAL |  |  | PAVILION BED 26 icu | WOT00000000524136 | CAROLYN RUMELL | Disposition | Closed | Richard Jolly | 02/08/2018 | 05/15/2019 | Bulk Disposition CNL
|  | GE HEALTHCARE | USE1901A | MONITOR, BEDSIDE, PHYSIOLOGIC | DTI390D0851 | INTENSIVE CARE UNIT | Kelemen |  |  | 01/15/2009 |  | 1/15/16 |  |  | NO | YES |  |  |  |  | GE MEDICAL SYSTEMS 10365057 DTI390D0851 |  |  | Active |  | 99:99:99:99:99:99 |  | Accessory | PAAR:00-PVAR | 11/02/2019 |  | COOPER UNIVERSITY HOSPITAL |  |  | PAVILION BED 28 | WOT00000000524140 | CAROLYN RUMELL | Disposition | Closed | Richard Jolly | 02/08/2018 | 05/17/2019 | Bulk Disposition CNL
|  | GE HEALTHCARE | USE1901A | MONITOR, BEDSIDE, PHYSIOLOGIC | DTI390D0763 | INTENSIVE CARE UNIT | Pavilion |  |  | 01/15/2009 |  | 1/15/16 |  |  | NO | YES |  |  |  |  | GE MEDICAL SYSTEMS 10365039 DTI390D0763 |  |  | Active |  | 99:99:99:99:99:99 |  | Accessory | PAAR:00-PVAR | 11/02/2019 |  | COOPER UNIVERSITY HOSPITAL |  |  | PAVILION BED 30 | WOT00000000524138 | CAROLYN RUMELL | Disposition | Closed | Richard Jolly | 02/08/2018 | 05/14/2019 | Bulk Disposition CNL
|  | GE HEALTHCARE | USE1901A | MONITOR, BEDSIDE, PHYSIOLOGIC | DTI390D716 | INTENSIVE CARE UNIT | Pavilion |  |  | 01/15/2009 |  | 1/15/16 |  |  | NO | YES |  |  |  |  | GE MEDICAL SYSTEMS 10365025 DTI390D716 |  |  | Active |  | 99:99:99:99:99:99 |  | Accessory | PAAR:00-PVAR | 11/02/2019 |  | COOPER UNIVERSITY HOSPITAL |  |  | PAVILION BED 31 |  | CAROLYN RUMELL
|  | GE HEALTHCARE | USE1901A | MONITOR, BEDSIDE, PHYSIOLOGIC | DTG440D1127 | INTENSIVE CARE UNIT | Pavilion |  |  | 04/24/2007 |  | 4/24/14 |  |  | NO | YES |  |  |  |  | GE MEDICAL SYSTEMS 10364960 DTG440D1127 |  |  | Active |  | 99:99:99:99:99:99 |  | Accessory | PAAR:00-PVAR | 11/02/2019 |  | COOPER UNIVERSITY HOSPITAL |  |  | PAVILION ICU BED 10 | WOT00000000524107 | CAROLYN RUMELL | Disposition | Closed | Richard Jolly | 02/08/2018 | 05/16/2019 | Bulk Disposition CNL
|  | GE HEALTHCARE | USE1901A | MONITOR, BEDSIDE, PHYSIOLOGIC | DTG440D1226 | INTENSIVE CARE UNIT | Pavilion |  |  | 04/24/2007 |  | 4/24/14 |  |  | NO | YES |  |  |  |  | GE MEDICAL SYSTEMS 10364935 DTG440D1226 |  |  | Active |  | 99:99:99:99:99:99 |  | Accessory | PAAR:00-PVAR | 11/02/2019 |  | COOPER UNIVERSITY HOSPITAL |  |  | BED 6 |  | CAROLYN RUMELL
|  | GE HEALTHCARE | USE1901A | MONITOR, BEDSIDE, PHYSIOLOGIC | DTG440D1205 | INTENSIVE CARE UNIT | Pavilion |  |  | 04/24/2007 |  | 4/24/14 |  |  | NO | YES |  |  |  |  | GE MEDICAL SYSTEMS 10364915 DTG440D1205 |  |  | Active |  | 99:99:99:99:99:99 |  | Accessory | PAAR:00-PVAR | 11/02/2019 |  | COOPER UNIVERSITY HOSPITAL |  |  | ICU BED 3 | WOT00000000524122 | CAROLYN RUMELL | Disposition | Closed | Richard Jolly | 02/08/2018 | 05/13/2019 | Bulk Disposition CNL
|  | GE HEALTHCARE | USE1901A | MONITOR, BEDSIDE, PHYSIOLOGIC | DTG440D1093 | INTENSIVE CARE UNIT | Pavilion |  |  | 04/24/2007 |  | 4/24/14 |  |  | NO | YES |  |  |  |  | GE MEDICAL SYSTEMS 10364898 DTG440D1093 |  |  | Active |  | 99:99:99:99:99:99 |  | Accessory | PAAR:00-PVAR | 11/02/2019 |  | COOPER UNIVERSITY HOSPITAL |  |  | ICU |  | CAROLYN RUMELL
|  | GE HEALTHCARE | USE1901A | MONITOR, BEDSIDE, PHYSIOLOGIC | DTJ010D0007 | INTENSIVE CARE NURSERY | Dorrance |  |  | 07/31/2009 |  | 7/31/16 |  |  | NO | YES |  |  |  |  | GE MEDICAL SYSTEMS 10364760 DTJ010D0007 |  |  | Active |  | 99:99:99:99:99:99 |  | Accessory | PAAR:00-PVAR | 11/02/2019 |  | COOPER UNIVERSITY HOSPITAL |  |  | BUMBLEE BED 3 |  | JOANNE FOX
|  | GE HEALTHCARE | USE1901A | MONITOR, BEDSIDE, PHYSIOLOGIC | DTG440D1172 | TSDU - KELEMEN S7 | Kelemen |  |  | 04/24/2007 |  | 4/24/14 |  |  | NO | YES |  |  |  |  | GE MEDICAL SYSTEMS 10360352 DTG440D1172 |  |  | Active |  | 99:99:99:99:99:99 |  | Accessory | PAAR:00-PVAR | 11/02/2019 |  | COOPER UNIVERSITY HOSPITAL |  |  | TSDU-BED 2 | WOT00000000524115 | JEN VANDER HORN | Disposition | Closed | Richard Jolly | 02/08/2018 | 05/23/2019 | Bulk Disposition CNL
|  | GE HEALTHCARE | USE1901A | MONITOR, BEDSIDE, PHYSIOLOGIC | DTG4401152 | TSDU - KELEMEN S7 | Kelemen |  |  | 04/30/2007 |  | 4/30/14 |  |  | NO | YES |  |  |  |  | GE MEDICAL SYSTEMS 10360337 DTG4401152 |  |  | Active |  | 99:99:99:99:99:99 |  | Accessory | PAAR:00-PVAR | 11/02/2019 |  | COOPER UNIVERSITY HOSPITAL |  |  | TSDU-BED 6 | WOT00000000524089 | JEN VANDER HORN | Disposition | Closed | Richard Jolly | 02/08/2018 | 05/24/2019 | Bulk Disposition CNL
|  | GE HEALTHCARE | USE1901A | MONITOR, BEDSIDE, PHYSIOLOGIC | DTG440D1076 | INTENSIVE CARE UNIT | Pavilion |  |  | 04/24/2007 |  | 4/24/14 |  |  | NO | YES |  |  |  |  | GE MEDICAL SYSTEMS 10357212 DTG440D1076 |  |  | Active |  | 99:99:99:99:99:99 |  | Accessory | PAAR:00-PVAR | 11/02/2019 |  | COOPER UNIVERSITY HOSPITAL |  |  | ICU | WOT00000000524092 | CAROLYN RUMELL | Disposition | Closed | Richard Jolly | 02/08/2018 | 05/16/2019 | Bulk Disposition CNL
|  | GE HEALTHCARE | USE1901A | MONITOR, BEDSIDE, PHYSIOLOGIC | DTG44D1150 | INTENSIVE CARE UNIT | Pavilion |  |  | 04/30/2007 |  | 4/30/14 |  |  | NO | YES |  |  |  |  | GE MEDICAL SYSTEMS 10357188 DTG44D1150 |  |  | Active |  | 99:99:99:99:99:99 |  | Accessory | PAAR:00-PVAR | 11/02/2019 |  | COOPER UNIVERSITY HOSPITAL |  |  | ICU |  | CAROLYN RUMELL
|  | GE HEALTHCARE | USE1901A | MONITOR, BEDSIDE, PHYSIOLOGIC | DTG470D1299 | INTENSIVE CARE UNIT | Pavilion |  |  | 04/24/2007 |  | 4/24/14 |  |  | NO | YES |  |  |  |  | GE MEDICAL SYSTEMS 10357173 DTG470D1299 |  |  | Active |  | 99:99:99:99:99:99 |  | Accessory | PAAR:00-PVAR | 11/02/2019 |  | COOPER UNIVERSITY HOSPITAL |  |  | ICU | 0012421145 | CAROLYN RUMELL | Repair | Closed | Michael Youch | 11/22/2017 | 11/24/2017 | PULSE OX - CALL 1ST - NOT WORKING - TRIED DIFF PROBE AND CABLES - PROBE NOT LIGHTING UP - ICU BED 4 | 11/24/2017 9:45:02 AM MDYOUCH (MDYOUCH 11/22/2017 4:40 PM) ISOLATED TO FAULTY SPO2 CABLES. THEY HAD NO SPARES AND NEEDED FOR THIS PATIENT. FOUND ONE IN BIOMED THAT IS USED FOR TESTING. WILL ORDER REPLACEMENT AND CHARGE ICU. | 01F28628-6E31-41E1-BA80-6192B2860A4C | Labor | 11/22/2017 | 11/22/2017 | Michael Youch
|  | GE HEALTHCARE | USE1901A | MONITOR, BEDSIDE, PHYSIOLOGIC | DTG440D1200 | INTENSIVE CARE UNIT | Pavilion |  |  | 04/24/2007 |  | 4/24/14 |  |  | NO | YES |  |  |  |  | GE MEDICAL SYSTEMS 10357158 DTG440D1200 |  |  | Active |  | 99:99:99:99:99:99 |  | Accessory | PAAR:00-PVAR | 11/02/2019 |  | COOPER UNIVERSITY HOSPITAL |  |  | ICU | WOT00000000524121 | CAROLYN RUMELL | Disposition | Closed | Richard Jolly | 02/08/2018 | 05/14/2019 | Bulk Disposition CNL
|  | GE HEALTHCARE | USE1901A | MONITOR, BEDSIDE, PHYSIOLOGIC | DTG440D1094 | INTENSIVE CARE UNIT | Pavilion |  |  | 04/24/2007 |  | 4/24/14 |  |  | NO | YES |  |  |  |  | GE MEDICAL SYSTEMS 10357112 DTG440D1094 |  |  | Active |  | 99:99:99:99:99:99 |  | Accessory | PAAR:00-PVAR | 11/02/2019 |  | COOPER UNIVERSITY HOSPITAL |  |  | BED 14 icu |  | CAROLYN RUMELL
|  | GE HEALTHCARE | USE1901A | MONITOR, BEDSIDE, PHYSIOLOGIC | DTI390D0804 | INTENSIVE CARE UNIT | Kelemen |  |  | 01/15/2009 |  | 1/15/16 |  |  | NO | YES |  |  |  |  | GE MEDICAL SYSTEMS 10357084 DTI390D0804 |  |  | Active |  | 99:99:99:99:99:99 |  | Accessory | PAAR:00-PVAR | 11/02/2019 |  | COOPER UNIVERSITY HOSPITAL |  |  | PAVILION BED 29 |  | CAROLYN RUMELL
|  | GE HEALTHCARE | USE1901A | MONITOR, BEDSIDE, PHYSIOLOGIC | DTJ080D0333 | PAVILION PACU | Pavilion |  |  | 09/04/2009 |  | 9/4/16 |  |  | NO | YES |  |  |  |  | GE MEDICAL SYSTEMS 10356231 DTJ080D0333 |  |  | Active |  | 99:99:99:99:99:99 |  | Accessory | PAAR:00-PVAR | 11/02/2019 |  | COOPER UNIVERSITY HOSPITAL |  |  | PAVILION-3RD BED 9 | WOT00000000524168 | FRANK OBRIEN | Disposition | Closed | Richard Jolly | 02/08/2018 | 05/22/2019 | Bulk Disposition CNL
|  | GE HEALTHCARE | USE1901A | MONITOR, BEDSIDE, PHYSIOLOGIC | DT1250D0394 | PAVILION PACU | Pavilion |  |  | 11/03/2008 |  | 11/3/15 |  |  | NO | YES |  |  |  |  | GE MEDICAL SYSTEMS 10356227 DT1250D0394 |  |  | Active |  | 99:99:99:99:99:99 |  | Accessory | PAAR:00-PVAR | 11/02/2019 |  | COOPER UNIVERSITY HOSPITAL |  |  | PAVILION 3RD FLOOR |  | FRANK OBRIEN
|  | GE HEALTHCARE | USE1901A | MONITOR, BEDSIDE, PHYSIOLOGIC | DT1250D0467 |  | Kelemen |  |  | 11/03/2008 |  | 11/3/15 |  |  | NO | YES |  |  |  |  | GE MEDICAL SYSTEMS 10356224 DT1250D0467 |  |  | Active |  | 99:99:99:99:99:99 |  | Accessory | PAAR:00-PVAR | 11/02/2019 |  | COOPER UNIVERSITY HOSPITAL |  |  | PAVILION-3RD BED 11 |  | FRANK OBRIEN
|  | GE HEALTHCARE | USE1901A | MONITOR, BEDSIDE, PHYSIOLOGIC | DT1250D0491 | PAVILION PACU | Pavilion |  |  | 11/03/2008 |  | 11/3/15 |  |  | NO | YES |  |  |  |  | GE MEDICAL SYSTEMS 10356216 DT1250D0491 |  |  | Active |  | 99:99:99:99:99:99 |  | Accessory | PAAR:00-PVAR | 11/02/2019 |  | COOPER UNIVERSITY HOSPITAL |  |  | PAVILION-3RD BED 12 |  | FRANK OBRIEN
|  | GE HEALTHCARE | USE1901A | MONITOR, BEDSIDE, PHYSIOLOGIC | DT1250D0393 |  | Pavilion |  |  | 11/03/2008 |  | 11/3/15 |  |  | NO | YES |  |  |  |  | GE MEDICAL SYSTEMS 10356210 DT1250D0393 |  |  | Active |  | 99:99:99:99:99:99 |  | Accessory | PAAR:00-PVAR | 11/02/2019 |  | COOPER UNIVERSITY HOSPITAL |  |  | PAVILION-3RD RM 14 |  | FRANK OBRIEN
|  | GE HEALTHCARE | USE1901A | MONITOR, BEDSIDE, PHYSIOLOGIC | DT1250D0389 |  | Pavilion |  |  | 11/03/2008 |  | 11/3/15 |  |  | NO | YES |  |  |  |  | GE MEDICAL SYSTEMS 10356205 DT1250D0389 |  |  | Active |  | 99:99:99:99:99:99 |  | Accessory | PAAR:00-PVAR | 11/01/2019 |  | COOPER UNIVERSITY HOSPITAL |  |  | PAVILION 3RD FLOOR RM 15 | 0011643648 | FRANK OBRIEN | Repair | Closed | Richard Jolly | 05/17/2017 | 05/17/2017 | MONITOR - WHEN HR GOES BELOW 59, SETS MONITOR OFF FOR PACEMAKER - PACU PAVILION SLOT 15 | 5/17/2017 2:59:19 PM RCJOLLY (RCJOLLY 5/17/2017 10:00 AM) COULD NOT DUP THE PROBLEM | 0A662E17-7830-4A49-A29B-F19EBAAB8568 | Labor | 05/17/2017 | 05/17/2017 | Richard Jolly
|  | GE HEALTHCARE | USE1901A | MONITOR, BEDSIDE, PHYSIOLOGIC | DTG440D1083 | CCU - CORONARY CARE UNIT | Pavilion |  |  | 04/30/2007 |  | 4/30/14 |  |  | NO | YES |  |  |  |  | GE MEDICAL SYSTEMS 10355751 DTG440D1083 |  |  | Active |  | 99:99:99:99:99:99 |  | Accessory | PAAR:00-PVAR | 11/02/2019 |  | COOPER UNIVERSITY HOSPITAL |  |  | CCU-10 |  | CAROLYN RUMELL
|  | GE HEALTHCARE | USE1901A | MONITOR, BEDSIDE, PHYSIOLOGIC | DTM411I0916 |  | Pavilion | [7 empty] | YES | YES
|  | GE HEALTHCARE | USE1901A | MONITOR, BEDSIDE, PHYSIOLOGIC | DTG440D1075 | CCU - CORONARY CARE UNIT | Kelemen |  |  | 04/30/2007 |  | 4/30/14 |  |  | NO | YES |  |  |  |  | GE MEDICAL SYSTEMS 10355689 DTG440D1075 |  |  | Active |  | 99:99:99:99:99:99 |  | Accessory | PAAR:00-PVAR | 11/02/2019 |  | COOPER UNIVERSITY HOSPITAL |  |  | CCU-5 |  | CAROLYN RUMELL
|  | GE HEALTHCARE | USE1901A | MONITOR, BEDSIDE, PHYSIOLOGIC | DTG440D1107 | CCU - CORONARY CARE UNIT | Kelemen |  |  | 04/30/2007 |  | 4/30/14 |  |  | NO | YES |  |  |  |  | GE MEDICAL SYSTEMS 10355685 DTG440D1107 |  |  | Active |  | 99:99:99:99:99:99 |  | Accessory | PAAR:00-PVAR | 11/02/2019 |  | COOPER UNIVERSITY HOSPITAL |  |  | CCU-4 | WOT00000000524102 | CAROLYN RUMELL | Disposition | Closed | Richard Jolly | 02/08/2018 | 05/14/2019 | Bulk Disposition CNL
|  | GE HEALTHCARE | USE1901A | MONITOR, BEDSIDE, PHYSIOLOGIC | DTG440D1079 | CCU - CORONARY CARE UNIT | Kelemen |  |  | 04/30/2007 |  | 4/30/14 |  |  | NO | YES |  |  |  |  | GE MEDICAL SYSTEMS 10355678 DTG440D1079 |  |  | Active |  | 99:99:99:99:99:99 |  | Accessory | PAAR:00-PVAR | 11/02/2019 |  | COOPER UNIVERSITY HOSPITAL |  |  | CCU-3 |  | CAROLYN RUMELL
|  | GE HEALTHCARE | USE1901A | MONITOR, BEDSIDE, PHYSIOLOGIC | DTG440D1386 | CCU - CORONARY CARE UNIT | Kelemen |  |  | 04/30/2007 |  | 4/30/14 |  |  | NO | YES |  |  |  |  | GE MEDICAL SYSTEMS 10355666 DTG440D1386 |  |  | Active |  | 99:99:99:99:99:99 |  | Accessory | PAAR:00-PVAR | 11/02/2019 |  | COOPER UNIVERSITY HOSPITAL |  |  | CCU-1 | WOT00000000524127 | CAROLYN RUMELL | Disposition | Closed | Richard Jolly | 02/08/2018 | 05/15/2019 | Bulk Disposition CNL
|  | GE HEALTHCARE | USE1901A | MONITOR, BEDSIDE, PHYSIOLOGIC | DTG440D1110 | CCU - CORONARY CARE UNIT | Pavilion |  |  | 04/30/2007 |  | 4/30/14 |  |  | NO | YES |  |  |  |  | GE MEDICAL SYSTEMS 10355661 DTG440D1110 |  |  | Active |  | 99:99:99:99:99:99 |  | Accessory | PAAR:00-PVAR | 11/02/2019 |  | COOPER UNIVERSITY HOSPITAL |  |  | CCU-2 | WOT00000000524103 | CAROLYN RUMELL | Disposition | Closed | Richard Jolly | 02/08/2018 | 05/15/2019 | Bulk Disposition CNL
|  | GE HEALTHCARE | USE1901A | MONITOR, BEDSIDE, PHYSIOLOGIC | DTG440D1220 | TSDU - KELEMEN S7 | Kelemen |  |  | 04/30/2007 |  | 4/30/14 |  |  | NO | YES |  |  |  |  | GE MEDICAL SYSTEMS 10355597 DTG440D1220 |  |  | Active |  | 99:99:99:99:99:99 |  | Accessory | PAAR:00-PVAR | 11/02/2019 |  | COOPER UNIVERSITY HOSPITAL |  |  | BED 9 |  | JEN VANDER HORN
|  | GE HEALTHCARE | USE1901A | MONITOR, BEDSIDE, PHYSIOLOGIC | DTG440D1095 | TSDU - KELEMEN S7 | Kelemen |  |  | 04/30/2007 |  | 4/30/14 |  |  | NO | YES |  |  |  |  | GE MEDICAL SYSTEMS 10355643 DTG440D1095 |  |  | Active |  | 99:99:99:99:99:99 |  | Accessory | PAAR:00-PVAR | 11/02/2019 |  | COOPER UNIVERSITY HOSPITAL |  |  | TSDU-BED 3 | WOT00000000524100 | JEN VANDER HORN | Disposition | Closed | Richard Jolly | 02/08/2018 | 05/23/2019 | Bulk Disposition CNL
|  | GE HEALTHCARE | USE1901A | MONITOR, BEDSIDE, PHYSIOLOGIC | DTH020D1402 | TSDU - KELEMEN S7 | Kelemen |  |  | 04/30/2007 |  | 4/30/14 |  |  | NO | YES |  |  |  |  | GE MEDICAL SYSTEMS 10355636 DTH020D1402 |  |  | Active |  | 99:99:99:99:99:99 |  | Accessory | PAAR:00-PVAR | 11/02/2019 |  | COOPER UNIVERSITY HOSPITAL |  |  | TSDU-BED 5 | WOT00000000524132 | JEN VANDER HORN | Disposition | Closed | Richard Jolly | 02/08/2018 | 05/24/2019 | Bulk Disposition CNL
|  | GE HEALTHCARE | USE1901A | MONITOR, BEDSIDE, PHYSIOLOGIC | DTH02001425 | TSDU - KELEMEN S7 | Kelemen |  |  | 04/30/2007 |  | 4/30/14 |  |  | NO | YES |  |  |  |  | GE MEDICAL SYSTEMS 10355615 DTH02001425 |  |  | Active |  | 99:99:99:99:99:99 |  | Accessory | PAAR:00-PVAR | 11/02/2019 |  | COOPER UNIVERSITY HOSPITAL |  |  | TSDU-BED07 | WOT00000000524130 | JEN VANDER HORN | Disposition | Closed | Richard Jolly | 02/08/2018 | 05/23/2019 | Bulk Disposition CNL
|  | GE HEALTHCARE | USE1901A | MONITOR, BEDSIDE, PHYSIOLOGIC | DTG440D1106 | TSDU - KELEMEN S7 | Kelemen |  |  | 04/30/2007 |  | 4/30/14 |  |  | NO | YES |  |  |  |  | GE MEDICAL SYSTEMS 10355608 DTG440D1106 |  |  | Active |  | 99:99:99:99:99:99 |  | Accessory | PAAR:00-PVAR | 11/02/2019 |  | COOPER UNIVERSITY HOSPITAL |  |  | TRAUMA STEP DOWN | WOT00000000524101 | JEN VANDER HORN | Disposition | Closed | Richard Jolly | 02/08/2018 | 05/23/2019 | Bulk Disposition CNL
|  | GE HEALTHCARE | USE1901A | MONITOR, BEDSIDE, PHYSIOLOGIC | DTG440D1154 | TSDU - KELEMEN S7 | Kelemen |  |  | 04/30/2007 |  | 4/30/14 |  |  | NO | YES |  |  |  |  | GE MEDICAL SYSTEMS 10355601 DTG440D1154 |  |  | Active |  | 99:99:99:99:99:99 |  | Accessory | PAAR:00-PVAR | 11/02/2019 |  | COOPER UNIVERSITY HOSPITAL |  |  | TSDU-BED08 | WOT00000000524113 | JEN VANDER HORN | Disposition | Closed | Richard Jolly | 02/08/2018 | 05/13/2019 | Bulk Disposition CNL
|  | GE HEALTHCARE | USE1901A | MONITOR, BEDSIDE, PHYSIOLOGIC | DTJ010D0026 | INTENSIVE CARE NURSERY | Dorrance |  |  | 07/31/2009 |  | 7/31/16 |  |  | NO | YES |  |  |  |  | GE MEDICAL SYSTEMS 10355240 DTJ010D0026 |  |  | Active |  | 99:99:99:99:99:99 |  | Accessory | PAAR:00-PVAR | 11/02/2019 |  | COOPER UNIVERSITY HOSPITAL |  |  | HUMMING BIRD BED 23 | WOT00000000524157 | JOANNE FOX | Disposition | Closed | Gene Amodei | 02/08/2018 | 06/21/2019 | Bulk Disposition CNL
|  | GE HEALTHCARE | USE1901A | MONITOR, BEDSIDE, PHYSIOLOGIC | DTJ010D0016 | INTENSIVE CARE NURSERY | Dorrance |  |  | 07/31/2009 |  | 7/31/16 |  |  | NO | YES |  |  |  |  | GE MEDICAL SYSTEMS 10355232 DTJ010D0016 |  |  | Active |  | 99:99:99:99:99:99 |  | Accessory | PAAR:00-PVAR | 11/02/2019 |  | COOPER UNIVERSITY HOSPITAL |  |  | HUMMING BIRD BED 23 |  | JOANNE FOX
|  | GE HEALTHCARE | USE1901A | MONITOR, BEDSIDE, PHYSIOLOGIC | DTJ010D0003 | INTENSIVE CARE NURSERY | Dorrance |  |  | 07/31/2009 |  | 7/31/16 |  |  | NO | YES |  |  |  |  | GE MEDICAL SYSTEMS 10355222 DTJ010D0003 |  |  | Active |  | 99:99:99:99:99:99 |  | Accessory | PAAR:00-PVAR | 11/02/2019 |  | COOPER UNIVERSITY HOSPITAL |  |  | PROCEDURE RM | WOT00000000524143 | JOANNE FOX | Disposition | Closed | Gene Amodei | 02/08/2018 | 06/21/2019 | Bulk Disposition CNL
|  | GE HEALTHCARE | USE1901A | MONITOR, BEDSIDE, PHYSIOLOGIC | DTJ010D0012 | INTENSIVE CARE NURSERY | Dorrance |  |  | 07/31/2009 |  | 7/31/16 |  |  | NO | YES |  |  |  |  | GE MEDICAL SYSTEMS 10354981 DTJ010D0012 |  |  | Active |  | 99:99:99:99:99:99 |  | Accessory | PAAR:00-PVAR | 11/02/2019 |  | COOPER UNIVERSITY HOSPITAL |  |  | BUMBLEBEE BED 1 |  | JOANNE FOX
|  | GE HEALTHCARE | USE1901A | MONITOR, BEDSIDE, PHYSIOLOGIC | DTJ010D0161 | INTENSIVE CARE NURSERY | Dorrance |  |  | 07/31/2009 |  | 7/31/16 |  |  | NO | YES |  |  |  |  | GE MEDICAL SYSTEMS 10354945 DTJ010D0161 |  |  | Active |  | 99:99:99:99:99:99 |  | Accessory | PAAR:00-PVAR | 11/02/2019 |  | COOPER UNIVERSITY HOSPITAL |  |  | BUMBLEBEE BED 4 |  | JOANNE FOX
|  | GE HEALTHCARE | USE1901A | MONITOR, BEDSIDE, PHYSIOLOGIC | DTJ010D0025 | INTENSIVE CARE NURSERY | Dorrance |  |  | 07/31/2009 |  | 7/31/16 |  |  | NO | YES |  |  |  |  | GE MEDICAL SYSTEMS 10354919 DTJ010D0025 |  |  | Active |  | 99:99:99:99:99:99 |  | Accessory | PAAR:00-PVAR | 11/02/2019 |  | COOPER UNIVERSITY HOSPITAL |  |  | CARDINAL BED 7 | WOT00000000524156 | JOANNE FOX | Disposition | Closed | Gene Amodei | 02/08/2018 | 06/21/2019 | Bulk Disposition CNL
|  | GE HEALTHCARE | USE1901A | MONITOR, BEDSIDE, PHYSIOLOGIC | DTJ010D0009 | INTENSIVE CARE NURSERY | Dorrance |  |  | 07/31/2009 |  | 7/31/16 |  |  | NO | YES |  |  |  |  | GE MEDICAL SYSTEMS 10354922 DTJ010D0009 |  |  | Active |  | 99:99:99:99:99:99 |  | Accessory | PAAR:00-PVAR | 11/02/2019 |  | COOPER UNIVERSITY HOSPITAL |  |  | CARDINAL BED 8 |  | JOANNE FOX
|  | GE HEALTHCARE | USE1901A | MONITOR, BEDSIDE, PHYSIOLOGIC | DTJ010D0103 | INTENSIVE CARE NURSERY | Dorrance |  |  | 07/31/2009 |  | 7/31/16 |  |  | NO | YES |  |  |  |  | GE MEDICAL SYSTEMS 10354892 DTJ010D0103 |  |  | Active |  | 99:99:99:99:99:99 |  | Accessory | PAAR:00-PVAR | 11/02/2019 |  | COOPER UNIVERSITY HOSPITAL |  |  | DOVE BED 11 | WOT00000000524160 | JOANNE FOX | Disposition | Closed | Gene Amodei | 02/08/2018 | 05/13/2019 | Bulk Disposition CNL
|  | GE HEALTHCARE | USE1901A | MONITOR, BEDSIDE, PHYSIOLOGIC | DTJ010D0020 | INTENSIVE CARE NURSERY | Dorrance |  |  | 07/31/2009 |  | 7/31/16 |  |  | NO | YES |  |  |  |  | GE MEDICAL SYSTEMS 10354888 DTJ010D0020 |  |  | Active |  | 99:99:99:99:99:99 |  | Accessory | PAAR:00-PVAR | 11/02/2019 |  | COOPER UNIVERSITY HOSPITAL |  |  | CARDINAL BED 6 |  | JOANNE FOX
|  | GE HEALTHCARE | USE1901A | MONITOR, BEDSIDE, PHYSIOLOGIC | DTJ010D0102 | INTENSIVE CARE NURSERY | Dorrance |  |  | 07/31/2009 |  | 7/31/16 |  |  | NO | YES |  |  |  |  | GE MEDICAL SYSTEMS 10354877 DTJ010D0102 |  |  | Active |  | 99:99:99:99:99:99 |  | Accessory | PAAR:00-PVAR | 11/02/2019 |  | COOPER UNIVERSITY HOSPITAL |  |  | CARDINAL BED 5 |  | JOANNE FOX
|  | GE HEALTHCARE | USE1901A | MONITOR, BEDSIDE, PHYSIOLOGIC | DTJ010D0021 | INTENSIVE CARE NURSERY | Dorrance |  |  | 07/31/2009 |  | 7/31/16 |  |  | NO | YES |  |  |  |  | GE MEDICAL SYSTEMS 10354867 DTJ010D0021 |  |  | Active |  | 99:99:99:99:99:99 |  | Accessory | PAAR:00-PVAR | 11/02/2019 |  | COOPER UNIVERSITY HOSPITAL |  |  | DOVE BED 9 | WOT00000000524153 | JOANNE FOX | Disposition | Closed | Gene Amodei | 02/08/2018 | 06/21/2019 | Bulk Disposition CNL | this unit has been here onsite for 7 years??????????
|  | GE HEALTHCARE | USE1901A | MONITOR, BEDSIDE, PHYSIOLOGIC | DTJ010D0013 | INTENSIVE CARE NURSERY | Dorrance |  |  | 07/31/2009 |  | 7/31/16 |  |  | NO | YES |  |  |  |  | GE MEDICAL SYSTEMS 10354842 DTJ010D0013 |  |  | Active |  | 99:99:99:99:99:99 |  | Accessory | PAAR:00-PVAR | 11/02/2019 |  | COOPER UNIVERSITY HOSPITAL |  |  | DOVE BED 14 |  | JOANNE FOX
|  | GE HEALTHCARE | USE1901A | MONITOR, BEDSIDE, PHYSIOLOGIC | DTJ010D0145 | INTENSIVE CARE NURSERY | Dorrance |  |  | 07/31/2009 |  | 7/31/16 |  |  | NO | YES |  |  |  |  | GE MEDICAL SYSTEMS 10354821 DTJ010D0145 |  |  | Active |  | 99:99:99:99:99:99 |  | Accessory | PAAR:00-PVAR | 11/02/2019 |  | COOPER UNIVERSITY HOSPITAL |  |  | DOVE BED 12 |  | JOANNE FOX
|  | GE HEALTHCARE | USE1901A | MONITOR, BEDSIDE, PHYSIOLOGIC | DTJ010D0017 | INTENSIVE CARE NURSERY | Dorrance |  |  | 07/31/2009 |  | 7/31/16 |  |  | NO | YES |  |  |  |  | GE MEDICAL SYSTEMS 10354815 DTJ010D0017 |  |  | Active |  | 99:99:99:99:99:99 |  | Accessory | PAAR:00-PVAR | 11/02/2019 |  | COOPER UNIVERSITY HOSPITAL |  |  | DRAGON FLY BED 16 | WOT00000000524150 | JOANNE FOX | Disposition | Closed | Gene Amodei | 02/08/2018 | 06/21/2019 | Bulk Disposition CNL
|  | GE HEALTHCARE | USE1901A | MONITOR, BEDSIDE, PHYSIOLOGIC | DTJ010D0006 | INTENSIVE CARE NURSERY | Dorrance |  |  | 07/31/2009 |  | 7/31/16 |  |  | NO | YES |  |  |  |  | GE MEDICAL SYSTEMS 10354810 DTJ010D0006 |  |  | Active |  | 99:99:99:99:99:99 |  | Accessory | PAAR:00-PVAR | 11/02/2019 |  | COOPER UNIVERSITY HOSPITAL |  |  | DRAGON FLY BED 17 | WOT00000000524145 | JOANNE FOX | Disposition | Closed | Gene Amodei | 02/08/2018 | 06/21/2019 | Bulk Disposition CNL
|  | GE HEALTHCARE | USE1901A | MONITOR, BEDSIDE, PHYSIOLOGIC | DTJ010D0022 | INTENSIVE CARE NURSERY | Dorrance |  |  | 07/31/2009 |  | 7/31/16 |  |  | NO | YES |  |  |  |  | GE MEDICAL SYSTEMS 10354789 DTJ010D0022 |  |  | Active |  | 99:99:99:99:99:99 |  | Accessory | PAAR:00-PVAR | 11/02/2019 |  | COOPER UNIVERSITY HOSPITAL |  |  | FIREFLY BED 21 |  | JOANNE FOX
|  | GE HEALTHCARE | USE1901A | MONITOR, BEDSIDE, PHYSIOLOGIC | DTJ010D0005 | INTENSIVE CARE NURSERY | Dorrance |  |  | 07/31/2009 |  | 7/31/16 |  |  | NO | YES |  |  |  |  | GE MEDICAL SYSTEMS 10354786 DTJ010D0005 |  |  | Active |  | 99:99:99:99:99:99 |  | Accessory | PAAR:00-PVAR | 11/02/2019 |  | COOPER UNIVERSITY HOSPITAL |  |  | FIREFLY BED 20 | WOT00000000524144 | JOANNE FOX | Disposition | Closed | Gene Amodei | 02/08/2018 | 06/21/2019 | Bulk Disposition CNL
|  | GE HEALTHCARE | USE1901A | MONITOR, BEDSIDE, PHYSIOLOGIC | DTJ010D0019 | INTENSIVE CARE NURSERY | Dorrance |  |  | 07/31/2009 |  | 7/31/16 |  |  | NO | YES |  |  |  |  | GE MEDICAL SYSTEMS 10354779 DTJ010D0019 |  |  | Active |  | 99:99:99:99:99:99 |  | Accessory | PAAR:00-PVAR | 11/02/2019 |  | COOPER UNIVERSITY HOSPITAL |  |  | DRAGON FLY BED 15 |  | JOANNE FOX
|  | GE HEALTHCARE | USE1901A | MONITOR, BEDSIDE, PHYSIOLOGIC | DTG440D1141 | TRAUMA ICU | Kelemen |  |  | 04/24/2007 |  | 4/24/14 |  |  | NO | YES |  |  |  |  | GE MEDICAL SYSTEMS 10346496 DTG440D1141 |  |  | Active |  | 99:99:99:99:99:99 |  | Accessory | PAAR:00-PVAR | 11/02/2019 |  | COOPER UNIVERSITY HOSPITAL |  |  | TICU-BED14 | 0011734624 | Diane Floyd | Repair | Closed | Salvatore Bombara | 06/03/2017 | 06/05/2017 | VIDEO DISPLAY - WONT TURN ON - TRAUMA ICU BED 14 | 6/5/2017 3:48:59 PM SXBOMBARA (SXBOMBARA 6/3/2017 12:00 AM) SERVICE CALL WAS CANCELED BY STAFF | E26B685E-0883-434F-B1B4-B445DB9BAA76 | Labor | 06/03/2017 | 06/03/2017 | Salvatore Bombara
|  | GE HEALTHCARE | USE1901A | MONITOR, BEDSIDE, PHYSIOLOGIC | DTG440D1144 | TRAUMA ICU | Kelemen |  |  | 04/30/2007 |  | 4/30/14 |  |  | NO | YES |  |  |  |  | GE MEDICAL SYSTEMS 10346491 DTG440D1144 |  |  | Active |  | 99:99:99:99:99:99 |  | Accessory | PAAR:00-PVAR | 11/02/2019 |  | COOPER UNIVERSITY HOSPITAL |  |  | TICU-BED12 | WOT00000000524109 | Diane Floyd | Disposition | Closed | Richard Jolly | 02/08/2018 | 05/15/2019 | Bulk Disposition CNL
|  | GE HEALTHCARE | USE1901A | MONITOR, BEDSIDE, PHYSIOLOGIC | DTG440D1221 | TRAUMA ICU | Kelemen |  |  | 04/24/2007 |  | 4/24/14 |  |  | NO | YES |  |  |  |  | GE MEDICAL SYSTEMS 10346485 DTG440D1221 |  |  | Active |  | 99:99:99:99:99:99 |  | Accessory | PAAR:00-PVAR | 11/02/2019 |  | COOPER UNIVERSITY HOSPITAL |  |  | TICU-BED11 |  | Diane Floyd
|  | GE HEALTHCARE | USE1901A | MONITOR, BEDSIDE, PHYSIOLOGIC | DTJ080D0397 | TRAUMA ICU | Kelemen |  |  | 08/18/2009 |  | 8/18/16 |  |  | NO | YES |  |  |  |  | GE MEDICAL SYSTEMS 10346475 DTJ080D0397 |  |  | Active |  | 99:99:99:99:99:99 |  | Accessory | PAAR:00-PVAR | 11/02/2019 |  | COOPER UNIVERSITY HOSPITAL |  |  | TICU-BED07 |  | Diane Floyd
|  | GE HEALTHCARE | USE1901A | MONITOR, BEDSIDE, PHYSIOLOGIC | DTG440D1087 | TRAUMA ICU | Kelemen |  |  | 04/30/2007 |  | 4/30/14 |  |  | NO | YES |  |  |  |  | GE MEDICAL SYSTEMS 10346468 DTG440D1087 |  |  | Active |  | 99:99:99:99:99:99 |  | Accessory | PAAR:00-PVAR | 11/02/2019 |  | COOPER UNIVERSITY HOSPITAL |  |  | TICU-BED08 |  | Diane Floyd
|  | GE HEALTHCARE | USE1901A | MONITOR, BEDSIDE, PHYSIOLOGIC | DTG440D1143 | TRAUMA ICU | Kelemen |  |  | 04/24/2007 |  | 4/24/14 |  |  | NO | YES |  |  |  |  | GE MEDICAL SYSTEMS 10346462 DTG440D1143 |  |  | Active |  | 99:99:99:99:99:99 |  | Accessory | PAAR:00-PVAR | 11/02/2019 |  | COOPER UNIVERSITY HOSPITAL |  |  | TICU-BED10 | 0012120062 | Diane Floyd | Repair | Closed | Richard Jolly | 08/29/2017 | 08/30/2017 | DISPLAY - VIDEO CARD ON MONITOR WENT OUT, CANT SEE - ICU TRAUMA RM 10 | 8/30/2017 12:28:14 PM RCJOLLY (RCJOLLY 8/29/2017 10:00 AM) PLUGED POWER CORD THAT CAME OUT FROM MONITOR | 84DE72F3-D83E-485F-871E-7BBDB5D084B1 | Labor | 08/29/2017 | 08/29/2017 | Richard Jolly
|  | GE HEALTHCARE | USE1901A | MONITOR, BEDSIDE, PHYSIOLOGIC | DTJ080D0113 | TRAUMA ICU | Kelemen | BASEMENT |  | 08/18/2009 |  | 8/18/16 |  |  | NO | YES |  |  |  |  | GE MEDICAL SYSTEMS 10346440 DTJ080D0113 |  |  | Active |  | 99:99:99:99:99:99 |  | Accessory | PAAR:00-PVAR | 11/02/2019 |  | COOPER UNIVERSITY HOSPITAL |  |  | TICU-BED04 | WOT00000000524167 | Diane Floyd | Disposition | Closed | Richard Jolly | 02/08/2018 | 05/15/2019 | Bulk Disposition CNL
|  | GE HEALTHCARE | USE1901A | MONITOR, BEDSIDE, PHYSIOLOGIC | DTJ080D0406 | TRAUMA ICU | Kelemen |  |  | 08/18/2009 |  | 8/18/16 |  |  | NO | YES |  |  |  |  | GE MEDICAL SYSTEMS 10346431 DTJ080D0406 |  |  | Active |  | 99:99:99:99:99:99 |  | Accessory | PAAR:00-PVAR | 11/02/2019 |  | COOPER UNIVERSITY HOSPITAL |  |  | RM 3 | WOT00000000524171 | Diane Floyd | Disposition | Closed | Richard Jolly | 02/08/2018 | 05/17/2019 | Bulk Disposition CNL
|  | GE HEALTHCARE | USE1901A | MONITOR, BEDSIDE, PHYSIOLOGIC | DTJ010D0128 | TRAUMA ICU | Kelemen |  |  | 08/18/2009 |  | 8/18/16 |  |  | NO | YES |  |  |  |  | GE MEDICAL SYSTEMS 10346427 DTJ010D0128 |  |  | Active |  | 99:99:99:99:99:99 |  | Accessory | PAAR:00-PVAR | 11/02/2019 |  | COOPER UNIVERSITY HOSPITAL |  |  | TRAUMA ICU | WOT00000000524161 | Diane Floyd | Disposition | Closed | Richard Jolly | 02/08/2018 | 05/17/2019 | Bulk Disposition CNL
|  | GE HEALTHCARE | USE1901A | MONITOR, BEDSIDE, PHYSIOLOGIC | DT1250D0357 |  | Pavilion |  |  | 11/03/2008 |  | 11/3/15 |  |  | NO | YES |  |  |  |  | GE MEDICAL SYSTEMS 10346407 DT1250D0357 |  |  | Active |  | 99:99:99:99:99:99 |  | Accessory | PAAR:00-PVAR | 11/02/2019 |  | COOPER UNIVERSITY HOSPITAL |  |  | PAVILION-3 BED 2 | WOT00000000524060 | FRANK OBRIEN | Disposition | Closed | Richard Jolly | 02/08/2018 | 05/19/2019 | Bulk Disposition CNL
|  | GE HEALTHCARE | USE1901A | MONITOR, BEDSIDE, PHYSIOLOGIC | DT1250D0361 |  | Pavilion |  |  | 11/03/2008 |  | 11/3/15 |  |  | NO | YES |  |  |  |  | GE MEDICAL SYSTEMS 10346398 DT1250D0361 |  |  | Active |  | 99:99:99:99:99:99 |  | Accessory | PAAR:00-PVAR | 11/02/2019 |  | COOPER UNIVERSITY HOSPITAL |  |  | PAVILION-3 BED 4 | WOT00000000524061 | FRANK OBRIEN | Disposition | Closed | Richard Jolly | 02/08/2018 | 05/17/2019 | Bulk Disposition CNL
|  | GE HEALTHCARE | USE1901A | MONITOR, BEDSIDE, PHYSIOLOGIC | DT1250D0391 | PAVILION PACU | Pavilion |  |  | 11/03/2008 |  | 11/3/15 |  |  | NO | YES |  |  |  |  | GE MEDICAL SYSTEMS 10346400 DT1250D0391 |  |  | Active |  | 99:99:99:99:99:99 |  | Accessory | PAAR:00-PVAR | 11/02/2019 |  | COOPER UNIVERSITY HOSPITAL |  |  | PAVILION-3 BED 5 | WOT00000000524063 | FRANK OBRIEN | Disposition | Closed | Richard Jolly | 02/08/2018 | 05/15/2019 | Bulk Disposition CNL
|  | GE HEALTHCARE | USE1901A | MONITOR, BEDSIDE, PHYSIOLOGIC | DT1250D0398 |  | Kelemen |  |  | 11/03/2008 |  | 11/3/15 |  |  | NO | YES |  |  |  |  | GE MEDICAL SYSTEMS 10346394 DT1250D0398 |  |  | Active |  | 99:99:99:99:99:99 |  | Accessory | PAAR:00-PVAR | 11/02/2019 |  | COOPER UNIVERSITY HOSPITAL |  |  | PAVILION-3 BED 6 |  | FRANK OBRIEN
|  | GE HEALTHCARE | USE1901A | MONITOR, BEDSIDE, PHYSIOLOGIC | DT1250D0390 |  | Pavilion |  |  | 11/03/2008 |  | 11/3/15 |  |  | NO | YES |  |  |  |  | GE MEDICAL SYSTEMS 10346378 DT1250D0390 |  |  | Active |  | 99:99:99:99:99:99 |  | Accessory | PAAR:00-PVAR | 11/02/2019 |  | COOPER UNIVERSITY HOSPITAL |  |  | PAVILION-3RD BED 3 | WOT00000000524062 | FRANK OBRIEN | Disposition | Closed | Richard Jolly | 02/08/2018 | 05/15/2019 | Bulk Disposition CNL
|  | GE HEALTHCARE | USE1901A | MONITOR, BEDSIDE, PHYSIOLOGIC | DT1250D0397 | PAVILION PACU | Pavilion |  |  | 11/03/2008 |  | 11/3/15 |  |  | NO | YES |  |  |  |  | GE MEDICAL SYSTEMS 10346373 DT1250D0397 |  |  | Active |  | 99:99:99:99:99:99 |  | Accessory | PAAR:00-PVAR | 11/02/2019 |  | COOPER UNIVERSITY HOSPITAL |  |  | PAVILION-3RD BED 8 | 0011652961 | FRANK OBRIEN | Repair | Closed | Salvatore Bombara | 05/22/2017 | 05/22/2017 | DISPLAY - ARM BROKEN, MONITOR DANGLING - PAV 3RD PACU BAY 8 | 5/22/2017 3:39:19 PM SXBOMBARA (SXBOMBARA 5/22/2017 12:00 AM) NO PROBLEMS FOUND. STAFF FIXED PROBLEM BEFORE MY ARRIVAL. CONFIRMED IT WAS FIXED. | EDF64DA7-3C53-4572-B8FF-0FF351B28DC0 | Labor | 05/22/2017 | 05/22/2017 | Salvatore Bombara
|  | GE HEALTHCARE | USE1901A | MONITOR, BEDSIDE, PHYSIOLOGIC | DTG440D1119 | INTENSIVE CARE UNIT | Pavilion |  |  | 11/02/2019 |  | 11/2/26 |  |  | NO | YES |  |  |  |  | GE MEDICAL SYSTEMS 30142911 DTG440D1119 |  |  | Active |  | 99:99:99:99:99:99 |  | Accessory | PAAR:00-PVAR | 11/02/2019 | 11/02/2019 | COOPER UNIVERSITY HOSPITAL |  |  | BED 4 | WOT00000000524105 | CAROLYN RUMELL | Disposition | Closed | Richard Jolly | 11/02/2019 | 11/02/2019 | Bulk Disposition CNL |  |  |  | 11/02/2019 | 11/02/2019
|  | GE HEATLHCARE | DASH 3000 | MONITOR, BEDSIDE, PHYSIOLOGIC | Na |  | Kelemen | [7 empty] | YES | YES
|  | COVIDIEN | BIS VISTA | MONITOR, BISPECTRAL INDEX | VT24901 | ANESTHESIOLOGY | Pavilion |  |  | 10/28/2019 |  | 10/28/26 |  |  | NO | YES |  |  |  |  | EDWARDS LIFESCIENCE 11239401 A3699L |  |  | Active |  | 99:99:99:99:99:99 |  | Equipment | 1Y:00-MFG | 10/28/2019 | 10/28/2019 | COOPER UNIVERSITY HOSPITAL |  |  | Trav 3 |  | GIACINTA ROUPAS |  |  |  | 10/28/2019 | 10/28/2019 |  |  |  |  | 10/28/2019 | 10/28/2019
|  | COVIDIEN | BIS VISTA | MONITOR, BISPECTRAL INDEX | VT01957 | PEDIATRIC INTENSIVE CARE UNIT | Kelemen |  |  | 03/06/2019 |  | 3/6/26 |  |  | NO | YES |  |  |  |  | COVIDIEN 11239255 VT01957 |  |  | Active |  | 99:99:99:99:99:99 |  | Equipment | 1Y:00-MFG | 03/06/2019 | 03/06/2019 | COOPER UNIVERSITY HOSPITAL |  |  | Kel 6 Peds | WOT00000000920222 | Susan Cannon | Performance Verification | Closed | Gene Amodei | 03/06/2019 | 03/06/2019 | Performance Verification for COVIDIEN 11239255 VT01957 | Initial Install of Performance Verification. Device is ready for patient use. |  |  | 03/06/2019 | 03/06/2019
|  | COVIDIEN | BIS VISTA | MONITOR, BISPECTRAL INDEX | VT24839 | INTENSIVE CARE UNIT | Pavilion |  |  | 06/26/2019 |  | 6/26/26 |  |  | NO | YES |  |  |  |  | COVIDIEN 11222175 VT24839 |  |  | Active |  | 99:99:99:99:99:99 |  | Equipment | 1Y:00-MFG | 06/26/2019 | 06/26/2019 | COOPER UNIVERSITY HOSPITAL |  |  | ANES STORE ROOM |  | CAROLYN RUMELL |  |  |  | 06/26/2019 | 06/26/2019 |  |  |  |  | 06/26/2019 | 06/26/2019
|  | COVIDIEN | BIS VISTA | MONITOR, BISPECTRAL INDEX | VT25566 | INTENSIVE CARE UNIT | Pavilion |  |  | 05/08/2017 |  | 5/8/24 |  |  | NO | YES |  |  |  |  | COVIDIEN 10769479 VT25566 |  |  | Active |  | 99:99:99:99:99:99 |  | Equipment | 1Y:00-MFG | 06/21/2019 | 06/01/2020 | COOPER UNIVERSITY HOSPITAL |  |  |  | 0012389155 | CAROLYN RUMELL | Preventative Maintenance | Closed | Josh Harris | 11/07/2017 | 11/07/2017 | PERFORMANCE ASSURANCE AT INVENTORY | INVENTORIED DEVICE AND ENSURED DEVICE WAS FUNCTIONING PROPERLY. | 468ED5D5-06DD-4E0A-97CD-697583E10154 | Labor | 05/08/2017 | 05/08/2017 | Richard Jolly
|  | COVIDIEN | BIS VISTA | MONITOR, BISPECTRAL INDEX | VT24855 | ANESTHESIOLOGY | Pavilion |  |  | 04/24/2013 |  | 4/24/20 |  |  | NO | YES |  |  |  |  | COVIDIEN 10369294 VT24855 |  |  | Active |  | 99:99:99:99:99:99 |  | Equipment | 1Y:00-MFG | 10/28/2019 | 10/01/2020 | COOPER UNIVERSITY HOSPITAL |  |  | Anes Pav Store Rm |  | GIACINTA ROUPAS
|  | COVIDIEN | BIS VISTA | MONITOR, BISPECTRAL INDEX | VT09691 | ANESTHESIOLOGY | Pavilion |  |  | 10/02/2009 |  | 10/2/16 |  |  | NO | YES |  |  |  |  | COVIDIEN 10368126 VT09691 |  |  | Active |  | 99:99:99:99:99:99 |  | Equipment | 1Y:00-MFG | 10/28/2019 | 10/01/2020 | COOPER UNIVERSITY HOSPITAL |  |  | ANESTH trav 2 |  | GIACINTA ROUPAS
|  | COVIDIEN | BIS VISTA | MONITOR, BISPECTRAL INDEX | VT06242 | ANESTHESIOLOGY | Kelemen |  |  | 12/21/2007 |  | 12/21/14 |  |  | NO | YES |  |  |  |  | COVIDIEN 10367573 VT06242 |  |  | Active |  | 99:99:99:99:99:99 |  | Equipment | 1Y:00-MFG | 10/28/2019 | 10/01/2020 | COOPER UNIVERSITY HOSPITAL |  |  | CCL 3 |  | GIACINTA ROUPAS
|  | COVIDIEN | BIS VISTA | MONITOR, BISPECTRAL INDEX | VT24858 | ANESTHESIOLOGY | Pavilion |  |  | 10/09/2012 |  | 10/9/19 |  |  | NO | YES |  |  |  |  | COVIDIEN 10367353 VT24858 |  |  | Active |  | 99:99:99:99:99:99 |  | Equipment | 1Y:00-MFG | 10/28/2019 | 10/01/2020 | COOPER UNIVERSITY HOSPITAL |  |  | Pav Store Room |  | GIACINTA ROUPAS
|  | COVIDIEN | BIS VISTA | MONITOR, BISPECTRAL INDEX | VT4840 | INTENSIVE CARE UNIT | Kelemen |  |  | 04/24/2013 |  | 4/24/20 |  |  | NO | YES |  |  |  |  | COVIDIEN 10365255 VT4840 |  |  | Active |  | 99:99:99:99:99:99 |  | Equipment | 1Y:00-MFG | 06/28/2019 | 06/01/2020 | COOPER UNIVERSITY HOSPITAL |  |  | or Kele rm OR 3 |  | CAROLYN RUMELL
|  | COVIDIEN | BIS VISTA | MONITOR, BISPECTRAL INDEX | VT06510 | PEDIATRIC INTENSIVE CARE UNIT | Kelemen |  |  | 07/25/2013 |  | 7/25/20 |  |  | NO | YES |  |  |  |  | COVIDIEN 10360456 VT06510 |  |  | Active |  | 99:99:99:99:99:99 |  | Equipment | 1Y:00-MFG | 02/22/2019 | 03/01/2020 | COOPER UNIVERSITY HOSPITAL |  |  |  |  | Susan Cannon
|  | COVIDIEN | BIS VISTA | MONITOR, BISPECTRAL INDEX | VT24849 | ANESTHESIOLOGY | MD Anderson Cancer Center |  |  | 10/09/2012 |  | 10/9/19 |  |  | NO | YES |  |  |  |  | COVIDIEN 10356121 VT24849 |  |  | Disposition |  | 99:99:99:99:99:99 |  | Equipment | 1Y:00-MFG | 01/29/2019 | 10/01/2020 | COOPER UNIVERSITY HOSPITAL |  |  | Anes work room |  | GIACINTA ROUPAS
|  | COVIDIEN | BIS VISTA | MONITOR, BISPECTRAL INDEX | VT06089 | VOORHEES SURGERY CENTER-OPERATING ROOM | 900 Centennial Blvd | Suite E |  | 01/01/2007 |  | 1/1/14 |  |  | NO | YES |  |  |  |  | ASPECT MEDICAL SYSTEMS, INC. 10347225 VT06089 |  |  | Active |  | 99:99:99:99:99:99 |  | Equipment | 1Y:00-MFG | 04/18/2019 | 04/01/2020 | COOPER AMBULATORY OFF-SITES |  |  | Proceedure Room |  | JENNIFER BOMBARO
|  | COVIDIEN | BIS VISTA | MONITOR, BISPECTRAL INDEX | VT05228 | ANESTHESIOLOGY | Kelemen |  |  | 12/21/2007 |  | 12/21/14 |  |  | NO | YES |  |  |  |  | ASPECT MEDICAL SYSTEMS, INC. 10346645 VT05228 |  |  | Active |  | 99:99:99:99:99:99 |  | Equipment | 1Y:00-MFG | 10/28/2019 | 10/01/2020 | COOPER UNIVERSITY HOSPITAL |  |  | Spec Test Trav 1 |  | GIACINTA ROUPAS
|  | COVIDIEN | BIS VISTA | MONITOR, BISPECTRAL INDEX | VT01178 | PEDIATRIC INTENSIVE CARE UNIT | Kelemen |  |  | 03/06/2019 |  | 3/6/26 |  |  | NO | YES |  |  |  |  | COVIDIEN 30142077 VT01178 |  |  | Active |  | 99:99:99:99:99:99 |  | Equipment | 1Y:00-MFG | 03/06/2019 | 03/06/2019 | COOPER UNIVERSITY HOSPITAL |  |  |  |  | Susan Cannon |  |  |  | 03/06/2019 | 03/06/2019 |  |  |  |  | 03/06/2019 | 03/06/2019
|  | SUNTECH MEDICAL INSTRUMENTS INC | TANGO | MONITOR, BLOOD PRESSURE | M00029397 | VOORHEES SURGERY CENTER-PULMONARY | 900 Centennial Blvd | Suite K |  | 01/11/2012 |  | 1/11/19 |  |  | NO | YES |  |  |  |  | SUNTECH MEDICAL INSTRUMENTS INC 10356786 M00029397 |  |  | Active |  | 99:99:99:99:99:99 |  | Alarm | 1Y:00-MFG | 04/16/2019 | 04/01/2020 | COOPER AMBULATORY OFF-SITES |  |  | Exercise Physiology Lab |  | SUSAN PINE
|  | TERUMO MEDICAL CORP. | CDI 500 | MONITOR, BLOOD-GAS, CARDIOPULMONARY BYPASS |  |  | Pavilion | [7 empty] | YES | YES
|  | EDWARDS LIFESCIENCE | VIGILANCE I | MONITOR, CARDIAC OUTPUT | 9190D | OPERATING ROOM - PAVILION | Pavilion |  |  | 02/15/2019 |  | 2/15/26 |  |  | NO | YES |  |  |  |  | EDWARDS LIFESCIENCE 11239426 9190D |  |  | Active |  | 99:99:99:99:99:99 |  | Equipment | 1Y:00-MFG | 02/15/2019 | 02/15/2019 | COOPER UNIVERSITY HOSPITAL |  |  | OR P07 |  | DOMINIC VENDETTA |  |  |  | 02/15/2019 | 02/15/2019 |  |  |  |  | 02/15/2019 | 02/15/2019
|  | EDWARDS LIFESCIENCE | VIGILANCE I | MONITOR, CARDIAC OUTPUT | A3699L |  | Pavilion | [7 empty] | NO | YES
|  | EDWARDS LIFESCIENCE | VIGILANCE I | MONITOR, CARDIAC OUTPUT | 450070R11 | OR - KELEMEN 3 | Pavilion |  |  | 01/01/1900 |  |  |  |  | NO | YES |  |  |  |  | EDWARDS LIFESCIENCE 10368529 450070R11 |  |  | Active |  | 99:99:99:99:99:99 |  | Equipment | 1Y:00-MFG | 02/15/2019 | 02/01/2020 | COOPER UNIVERSITY HOSPITAL |  |  | Pav Anes Store Rm |  | DOMINIC VENDETTA
|  | EDWARDS LIFESCIENCE | VIGILANCE I | MONITOR, CARDIAC OUTPUT | 30261L |  | Kelemen |  |  | 10/15/2008 |  | 10/15/15 |  |  | NO | YES |  |  |  |  | EDWARDS LIFESCIENCE 10368366 30261L |  |  | Active |  | 99:99:99:99:99:99 |  | Equipment | 1Y:00-MFG | 02/14/2019 | 02/01/2020 | COOPER UNIVERSITY HOSPITAL |  |  | KELEMEN HOLDING 22 SCU |  | DOMINIC VENDETTA
|  | EDWARDS LIFESCIENCE | VIGILANCE I | MONITOR, CARDIAC OUTPUT | 30844L |  | Kelemen |  |  | 11/20/2006 |  | 11/20/13 |  |  | NO | YES |  |  |  |  | EDWARDS LIFESCIENCE 10356193 30844L |  |  | Active |  | 99:99:99:99:99:99 |  | Equipment | 1Y:00-MFG | 02/14/2019 | 02/01/2020 | COOPER UNIVERSITY HOSPITAL |  |  | SCU |  | DOMINIC VENDETTA
|  | EDWARDS LIFESCIENCE | VIGILANCE I | MONITOR, CARDIAC OUTPUT |  | ANESTHESIOLOGY | Pavilion |  |  | 01/01/1900 |  |  |  |  | NO | YES |  |  |  |  | EDWARDS LIFESCIENCE 10356190 58270 |  |  | Active |  | 99:99:99:99:99:99 |  | Equipment | 1Y:00-MFG | 10/28/2019 | 10/01/2020 | COOPER UNIVERSITY HOSPITAL |  |  | Anes Store Room |  | GIACINTA ROUPAS
|  | EDWARDS LIFESCIENCE | VIGILANCE I | MONITOR, CARDIAC OUTPUT |  | OPERATING ROOM - PAVILION | Pavilion |  |  | 01/01/1900 |  |  |  |  | NO | YES |  |  |  |  | EDWARDS LIFESCIENCE 10346643 80940 |  |  | Active |  | 99:99:99:99:99:99 |  | Equipment | 1Y:00-MFG | 02/15/2019 | 02/01/2020 | COOPER UNIVERSITY HOSPITAL |  |  | Pav Anes Store Rm |  | DOMINIC VENDETTA
|  | EDWARDS LIFESCIENCE | VIGILANCE I | MONITOR, CARDIAC OUTPUT |  |  | 401 Haddon Ave | [7 empty] | YES | YES
|  | EDWARDS LIFESCIENCE | VIGILANCE II | MONITOR, CARDIAC OUTPUT | VG006698 | INTENSIVE CARE UNIT | Pavilion |  |  | 01/22/2016 |  | 1/22/23 |  |  | NO | YES |  |  |  |  | EDWARDS LIFESCIENCE 10480268 VG006698 |  |  | Active |  | 99:99:99:99:99:99 |  | Alarm | 1Y:00-MFG | 06/21/2019 | 06/01/2020 | COOPER UNIVERSITY HOSPITAL |  |  |  |  | CAROLYN RUMELL
|  | EDWARDS LIFESCIENCE | VIGILANCE II | MONITOR, CARDIAC OUTPUT | VG006932 | INTENSIVE CARE UNIT | Kelemen |  |  | 01/15/2009 |  | 1/15/16 |  |  | NO | YES |  |  |  |  | EDWARDS LIFESCIENCE 10365267 VG006932 |  |  | Active |  | 99:99:99:99:99:99 |  | Alarm | 1Y:00-MFG | 06/21/2019 | 06/01/2020 | COOPER UNIVERSITY HOSPITAL |  |  | pavilion |  | CAROLYN RUMELL
|  | EDWARDS LIFESCIENCE | VIGILANCE II | MONITOR, CARDIAC OUTPUT | VG007624 | INTENSIVE CARE UNIT | Kelemen | BASEMENT |  | 02/24/2009 |  | 2/24/16 |  |  | NO | YES |  |  |  |  | EDWARDS LIFESCIENCE 10355682 VG007624 |  |  | Active |  | 99:99:99:99:99:99 |  | Alarm | 1Y:00-MFG | 06/25/2019 | 06/01/2020 | COOPER UNIVERSITY HOSPITAL |  |  | CCU |  | CAROLYN RUMELL
|  | EDWARDS LIFESCIENCE | VIGILANCE II | MONITOR, CARDIAC OUTPUT | VG010289 | ANESTHESIOLOGY | Pavilion |  |  | 09/24/2015 |  | 9/24/22 |  |  | NO | YES |  |  |  |  | EDWARDS LIFESCIENCE 10349399 VG010289 |  |  | Active |  | 99:99:99:99:99:99 |  | Alarm | 1Y:00-MFG | 10/30/2019 | 10/01/2020 | COOPER UNIVERSITY HOSPITAL |  |  | Anes Store Room |  | GIACINTA ROUPAS
|  | EDWARDS LIFESCIENCE | VIGILANCE II | MONITOR, CARDIAC OUTPUT | VG016473 | INTENSIVE CARE UNIT | Pavilion |  |  | 08/28/2015 |  | 8/28/22 |  |  | NO | YES |  |  |  |  | EDWARDS LIFESCIENCE 10349248 VG016473 |  |  | Active |  | 99:99:99:99:99:99 |  | Alarm | 1Y:00-MFG | 06/21/2019 | 06/01/2020 | COOPER UNIVERSITY HOSPITAL |  |  | TICU |  | CAROLYN RUMELL
|  | EDWARDS LIFESCIENCE | VIGILANCE II | MONITOR, CARDIAC OUTPUT | VG007625 | INTENSIVE CARE UNIT | Pavilion |  |  | 02/24/2009 |  | 2/24/16 |  |  | NO | YES |  |  |  |  | EDWARDS LIFESCIENCE 10346424 VG007625 |  |  | Active |  | 99:99:99:99:99:99 |  | Alarm | 1Y:00-MFG | 06/25/2019 | 06/01/2020 | COOPER UNIVERSITY HOSPITAL |  |  | TICU-STORAGE |  | CAROLYN RUMELL
|  | EDWARDS LIFESCIENCE | VIGILEO | MONITOR, CARDIAC OUTPUT | VL015129 | ANESTHESIOLOGY | Pavilion |  |  | 11/13/2015 |  | 11/13/22 |  |  | NO | YES |  |  |  |  | EDWARDS LIFESCIENCE 10480261 VL015129 |  |  | Active |  | 99:99:99:99:99:99 |  | Alarm | 1Y:00-MFG | 10/28/2019 | 10/01/2020 | COOPER UNIVERSITY HOSPITAL |  |  | Pav Anes Store Rm |  | GIACINTA ROUPAS
|  | EDWARDS LIFESCIENCE | VIGILEO | MONITOR, CARDIAC OUTPUT | VL012333 | ANESTHESIOLOGY | Kelemen |  |  | 11/16/2009 |  | 11/16/16 |  |  | NO | YES |  |  |  |  | EDWARDS LIFESCIENCE 10368327 VL012333 |  |  | Active |  | 99:99:99:99:99:99 |  | Alarm | 1Y:00-MFG | 10/28/2019 | 10/01/2020 | COOPER UNIVERSITY HOSPITAL |  |  | CCL 3 |  | GIACINTA ROUPAS
|  | EDWARDS LIFESCIENCE | VIGILEO | MONITOR, CARDIAC OUTPUT | VL014732 | ANESTHESIOLOGY | Pavilion |  |  | 06/12/2012 |  | 6/12/19 |  |  | NO | YES |  |  |  |  | EDWARDS LIFESCIENCE 10368115 VL014732 |  |  | Active |  | 99:99:99:99:99:99 |  | Alarm | 1Y:00-MFG | 10/28/2019 | 10/01/2020 | COOPER UNIVERSITY HOSPITAL |  |  | ANESTH store rm |  | GIACINTA ROUPAS
|  | EDWARDS LIFESCIENCE | VIGILEO | MONITOR, CARDIAC OUTPUT | VL001041 | ANESTHESIOLOGY | Pavilion |  |  | 11/16/2014 |  | 11/16/21 |  |  | NO | YES |  |  |  |  | EDWARDS LIFESCIENCE 10368113 VL001041 |  |  | Active |  | 99:99:99:99:99:99 |  | Alarm | 1Y:00-MFG | 10/28/2019 | 10/01/2020 | COOPER UNIVERSITY HOSPITAL |  |  | P 11 |  | GIACINTA ROUPAS
|  | EDWARDS LIFESCIENCE | VIGILEO | MONITOR, CARDIAC OUTPUT | VL003910 | INTENSIVE CARE UNIT | Kelemen |  |  | 07/11/2011 |  | 7/11/18 |  |  | NO | YES |  |  |  |  | EDWARDS LIFESCIENCE 10367635 VL003910 |  |  | Active |  | 99:99:99:99:99:99 |  | Alarm | 1Y:00-MFG | 06/19/2019 | 06/01/2020 | COOPER UNIVERSITY HOSPITAL |  |  | ICU |  | CAROLYN RUMELL
|  | EDWARDS LIFESCIENCE | VIGILEO | MONITOR, CARDIAC OUTPUT | VL004403 | INTENSIVE CARE UNIT | Pavilion |  |  | 07/11/2011 |  | 7/11/18 |  |  | NO | YES |  |  |  |  | EDWARDS LIFESCIENCE 10367630 VL004403 |  |  | Active |  | 99:99:99:99:99:99 |  | Alarm | 1Y:00-MFG | 06/25/2019 | 06/01/2020 | COOPER UNIVERSITY HOSPITAL |  |  | ICU |  | CAROLYN RUMELL
|  | EDWARDS LIFESCIENCE | VIGILEO | MONITOR, CARDIAC OUTPUT | VL012334 | ANESTHESIOLOGY | Pavilion |  |  | 01/18/2011 |  | 1/18/18 |  |  | NO | YES |  |  |  |  | EDWARDS LIFESCIENCE 10366658 VL012334 |  |  | Active |  | 99:99:99:99:99:99 |  | Alarm | 1Y:00-MFG | 10/28/2019 | 10/01/2020 | COOPER UNIVERSITY HOSPITAL |  |  | Pav Anes Work Rm |  | GIACINTA ROUPAS
|  | EDWARDS LIFESCIENCE | VIGILEO | MONITOR, CARDIAC OUTPUT | VL019639 | ANESTHESIOLOGY | Pavilion |  |  | 09/06/2012 |  | 9/6/19 |  |  | NO | YES |  |  |  |  | EDWARDS LIFESCIENCE 10355457 VL019639 |  |  | Active |  | 99:99:99:99:99:99 |  | Alarm | 1Y:00-MFG | 10/28/2019 | 10/01/2020 | COOPER UNIVERSITY HOSPITAL |  |  | Anes Store Room |  | GIACINTA ROUPAS
|  | EDWARDS LIFESCIENCE | VIGILEO | MONITOR, CARDIAC OUTPUT | VL003461 |  | 401 Haddon Ave | [7 empty] | YES | YES
|  | GE HEALTHCARE | MAI700 | MONITOR, CENTRAL STATION | SKN18260151SA | INTENSIVE CARE NURSERY | Dorrance |  |  | 11/01/2019 |  | 11/1/26 |  |  | NO | YES |  |  |  |  | GE MEDICAL SYSTEMS 11222164 SKN18260151SA |  |  | Active |  | 00:80:82:85:8B:70 |  | Alarm | 1Y:00-MFG | 11/01/2019 | 11/01/2019 | COOPER UNIVERSITY HOSPITAL |  |  |  | WOT00000001619584 | JOANNE FOX | Performance Verification | Closed | Richard Jolly | 11/01/2019 | 11/01/2019 | CEID Record Completion for GE MEDICAL SYSTEMS 11222164 SKN18260151SA | new equipment install | EXP1652761 | Labor | 11/01/2019 | 11/01/2019 | Richard Jolly
|  | GE HEALTHCARE | MAI700 | MONITOR, CENTRAL STATION | SKN17310100SA | PEDIATRIC INTENSIVE CARE UNIT | Kelemen |  |  | 05/06/2005 |  | 5/6/12 |  |  | NO | YES |  |  |  |  | GE MEDICAL SYSTEMS 10769635 SKN17310100SA |  |  | Active |  | 00:80:82:98:F8:52 |  | Alarm | 1Y:00-MFG | 03/06/2019 | 03/01/2020 | COOPER UNIVERSITY HOSPITAL |  |  |  | 0012647414 | Susan Cannon | Preventative Maintenance | Closed | Josh Harris | 01/11/2018 | 01/11/2018 | PERFORMANCE ASSURANCE AT INVENTORY | INVENTORIED DEVICE AND ENSURED DEVICE WAS FUNCTIONING PROPERLY. | 32754361-5758-417A-863E-8A3168A62F1F | Labor | 01/11/2018 | 01/11/2018 | Gene Amodei
|  | GE HEALTHCARE | MAI700 | MONITOR, CENTRAL STATION | SKN17460049SA | SAME DAY PREOP -2ND FL PAVILION | Kelemen |  |  | 03/08/2018 |  | 3/8/25 |  |  | NO | YES |  |  |  |  | GE MEDICAL SYSTEMS 10752685 SKN17460049SA |  |  | Active |  | 00:80:82:85:10:BC |  | Alarm | 1Y:00-MFG | 01/08/2019 | 01/01/2020 | COOPER UNIVERSITY HOSPITAL |  |  | SD Pre-op Nurses Station | WOT00000000647140 | JOE DRUCTOR | Performance Verification | Closed | Richard Jolly | 03/08/2018 | 07/21/2019 | Performance Verification for GE MEDICAL SYSTEMS 10752685 SKN17460049SA | Initial Install of Performance Verification. Device is ready for patient use.
|  | GE HEALTHCARE | MAI700 | MONITOR, CENTRAL STATION | SKN17460048SA | SAME DAY PACU-2ND FL PAVILION | Kelemen |  |  | 03/08/2018 |  | 3/8/25 |  |  | NO | YES |  |  |  |  | GE MEDICAL SYSTEMS 10752686 SKN17460048SA |  |  | Active |  | 00:80:82:85:1F:00 |  | Alarm | 1Y:00-MFG | 01/04/2019 | 01/01/2020 | COOPER UNIVERSITY HOSPITAL |  |  | SD PACU NURSES STATION | WOT00000000647164 | Lisa Geoghegan | Performance Verification | Closed | Richard Jolly | 03/08/2018 | 07/21/2019 | Performance Verification for GE MEDICAL SYSTEMS 10752686 SKN17460048SA | Initial Install of Performance Verification. Device is ready for patient use.
|  | GE HEALTHCARE | MAI700 | MONITOR, CENTRAL STATION | SKN17310101SA | KELEMEN N6 | Kelemen |  |  | 03/08/2018 |  | 3/8/25 |  |  | NO | YES |  |  |  |  | GE MEDICAL SYSTEMS 10752687 SKN17310101SA |  |  | Active |  | 00:80:82:98:EA:22 |  | Alarm | 1Y:00-MFG | 08/26/2019 | 08/01/2020 | COOPER UNIVERSITY HOSPITAL |  |  | Central PICU | WOT00000000647205 | Susan Cannon | Performance Verification | Closed | Richard Jolly | 03/08/2018 | 07/21/2019 | Performance Verification for GE MEDICAL SYSTEMS 10732687 SKN17310101SA | Initial Install of Performance Verification. Device is ready for patient use.
|  | ASUS | VB195 | MONITOR, COMPUTER | coophospnsn053 | MED/SURG 6 PAVILION | Pavilion |  |  | 11/02/2019 |  |  |  |  | NO | YES |  |  |  |  | HANNS-G 30144906 coophospnsn053 |  |  | Active |  | 99:99:99:99:99:99 |  | Accessory | PAAR:00-PVAR | 11/02/2019 | 11/02/2019 | COOPER UNIVERSITY HOSPITAL |  |  | PAV6 hallway | WOT00000002204578 | BRIAN OSHAUGHNESSY | Disposition | Closed | Michael Youch | 11/02/2019 | 11/02/2019 | Bulk Disposition CNL |  |  |  | 11/02/2019 | 11/02/2019
|  | ASUS | VB195 | MONITOR, COMPUTER | E8LMTF013526 | MED/SURG 6 PAVILION | Pavilion |  |  | 11/02/2019 |  |  |  |  | NO | YES |  |  |  |  | ASUS 30144905 E8LMTF013526 |  |  | Active |  | 99:99:99:99:99:99 |  | Accessory | PAAR:00-PVAR | 11/02/2019 | 11/02/2019 | COOPER UNIVERSITY HOSPITAL |  |  | PAV6 hallway | WOT00000002204565 | BRIAN OSHAUGHNESSY | Disposition | Closed | Michael Youch | 11/02/2019 | 11/02/2019 | Bulk Disposition CNL |  |  |  | 11/02/2019 | 11/02/2019
|  | GE HEALTHCARE | COROMETRICS 172 | MONITOR, FETAL | SNV19200041PAS | COOPER CANCER-- EGG HARBOR | 303 Central Ave |  |  | 07/19/2019 |  | 7/19/26 |  |  | NO | YES |  |  |  |  | GE MEDICAL SYSTEMS 11221875 SNV19200041PAS |  |  | Active |  |  |  | Alarm | 1Y:00-MFG | 07/19/2019 | 07/19/2019 | COOPER AMBULATORY OFF-SITES |  |  | EGG HARBOR | WOT00000003227070 | VIOLET YACOVELLI | Performance Verification | Closed | Josh Harris | 07/19/2019 | 07/19/2019 | CEID Record Completion for GE MEDICAL SYSTEMS 11221875 SNV19200041PAS | Inventoried unit. | EXP3438972 | Labor | 07/19/2019 | 07/19/2019 | Josh Harris
|  | GE HEALTHCARE | COROMETRICS 172 | MONITOR, FETAL | SAS07048417PA | BURLINGTON OB/GYN | 651 John F Kennedy Way |  |  | 03/02/2007 |  | 3/2/14 |  |  | NO | YES |  |  |  |  | GE MEDICAL SYSTEMS 10366237 SAS07048417PA |  |  | Active |  | 99:99:99:99:99:99 |  | Alarm | 1Y:00-MFG | 10/18/2019 | 10/01/2020 | COOPER AMBULATORY OFF-SITES |  |  | 651 JFK Way, Maternal Fetal Medicine |  | Carey Myers
|  | GE HEALTHCARE | COROMETRICS 172 | MONITOR, FETAL | SAS07048414PA | PRINCETON-OB/GYN | 10 Forrestal Rd S |  |  | 05/08/2007 |  | 5/8/14 |  |  | NO | YES |  |  |  |  | GE MEDICAL SYSTEMS 10366222 SAS07048414PA |  |  | Active |  | 99:99:99:99:99:99 |  | Alarm | 1Y:00-MFG | 09/19/2019 | 09/01/2020 | COOPER AMBULATORY OFF-SITES |  |  | NST |  | LINDA CARON
|  | GE HEALTHCARE | COROMETRICS 172 | MONITOR, FETAL | RUW05174587PA | RIPPA CENTER-OB/GYN | 6100 Main St |  |  | 11/09/2005 |  | 11/9/12 |  |  | NO | YES |  |  |  |  | COROMETRICS MEDICAL SYSTEMS 10315933 RUW05174587PA |  |  | Active |  | 99:99:99:99:99:99 |  | Alarm | 1Y:00-MFG | 05/31/2019 | 05/01/2020 | COOPER AMBULATORY OFF-SITES |  |  | EXAM 9 |  | PATRICIA HUFF
|  | PHILIPS MEDICAL SYSTEMS | AVALON CTS | MONITOR, FETAL | DE30403611 | LABOR & DELIVERY | Dorrance |  |  | 04/01/2012 |  | 4/1/17 |  |  | NO | YES |  |  |  |  | PHILIPS MEDICAL SYSTEMS 10369456 DE30403611 |  |  | Active |  | 99:99:99:99:99:99 |  | Equipment | 1Y:00-MFG | 11/01/2019 | 11/01/2020 | COOPER UNIVERSITY HOSPITAL |  |  | L&D |  | JOANNA HORST
|  | PHILIPS MEDICAL SYSTEMS | AVALON FM20 | MONITOR, FETAL | DE53011282 | BUNKER HILL-OB/GYN | 4 Plaza Dr |  |  | 06/01/2009 |  | 6/1/16 |  |  | NO | YES |  |  |  |  | PHILIPS MEDICAL SYSTEMS 10355030 DE53011282 |  |  | Active |  | 00:18:7D:1B:52:DF |  | Alarm | 1Y:00-MFG | 08/21/2019 | 08/01/2020 | COOPER AMBULATORY OFF-SITES |  |  | BH OB EXAM RM9 |  | LISA POTTS
|  | PHILIPS MEDICAL SYSTEMS | AVALON FM30 | MONITOR, FETAL | DE53118753 | MATERNAL FETAL CARE UNIT | Dorrance |  |  | 04/18/2019 |  | 4/18/26 |  |  | NO | YES |  |  |  |  | PHILIPS MEDICAL SYSTEMS 11207539 DE53118753 |  |  | Active |  | 00:09:FB:89:FD:8E |  | Alarm | 1Y:00-MFG | 04/18/2019 | 04/18/2019 | COOPER UNIVERSITY HOSPITAL |  |  | D5 |  | JOANNA HORST |  |  |  | 04/18/2019 | 04/18/2019 |  |  |  |  | 04/18/2019 | 04/18/2019
|  | PHILIPS MEDICAL SYSTEMS | AVALON FM30 | MONITOR, FETAL | DE65929640 | LABOR & DELIVERY | Dorrance |  |  | 11/01/2019 |  | 11/1/26 |  |  | NO | YES |  |  |  |  | PHILIPS MEDICAL SYSTEMS 30438045 DE65929640 |  |  | Active |  | 00:09:FB:F5:81:8A |  | Alarm | 1Y:00-MFG | 11/01/2019 | 11/01/2019 | COOPER UNIVERSITY HOSPITAL |  |  |  | WOT00000002348295 | JOANNA HORST | Performance Verification | Completed | Gene Amodei | 11/01/2019 | 11/01/2019 | Performance Verification for PHILIPS MEDICAL SYSTEMS 30438045 DE65929640 | Initial Install of Performance Verification. Device is ready for patient use. |  |  | 11/01/2019 | 11/01/2019
|  | PHILIPS MEDICAL SYSTEMS | AVALON FM30 | MONITOR, FETAL | DE65929642 | LABOR & DELIVERY | Dorrance |  |  | 11/01/2019 |  | 11/1/26 |  |  | NO | YES |  |  |  |  | PHILIPS MEDICAL SYSTEMS 30438044 DE65929642 |  |  | Active |  | 00:09:FB:F5:83:C1 |  | Alarm | 1Y:00-MFG | 11/01/2019 | 11/01/2019 | COOPER UNIVERSITY HOSPITAL |  |  | Performance Verification | WOT00000001685508 | JOANNA HORST | Performance Verification | Closed | Gene Amodei | 11/01/2019 | 11/01/2019 | Performance Verification for PHILIPS MEDICAL SYSTEMS 30438044 DE65929642 | Initial Install of Performance Verification. Device is ready for patient use. |  |  | 11/01/2019 | 11/01/2019
|  | PHILIPS MEDICAL SYSTEMS | AVALON FM30 | MONITOR, FETAL | De65929636 | LABOR & DELIVERY | Dorrance |  |  | 11/01/2019 |  | 11/1/26 |  |  | NO | YES |  |  |  |  | PHILIPS MEDICAL SYSTEMS 30438043 De65929636 |  |  | Active |  | 00:09:FB:F5:83:26 |  | Alarm | 1Y:00-MFG | 11/01/2019 | 11/01/2019 | COOPER UNIVERSITY HOSPITAL |  |  | Performance Verification | WOT00000002347509 | JOANNA HORST | Performance Verification | Closed | Josh Harris | 11/01/2019 | 11/01/2019 | CEID Record Completion for PHILIPS MEDICAL SYSTEMS 30438043 De65929639 | Inventoried unit. | EXP3389124 | Labor | 11/01/2019 | 11/01/2019 | Josh Harris
|  | PHILIPS MEDICAL SYSTEMS | AVALON FM30 | MONITOR, FETAL | DE45824114 |  | Dorrance | [7 empty] | YES | YES
|  | PHILIPS MEDICAL SYSTEMS | AVALON FM30 | MONITOR, FETAL | DE53118745 | MATERNAL FETAL CARE UNIT | Dorrance |  |  | 01/08/2013 |  | 1/8/20 |  |  | NO | YES |  |  |  |  | PHILIPS MEDICAL SYSTEMS 10365388 DE53118745 |  |  | Active |  | 00:09:FB:89:FD:43 |  | Alarm | 1Y:00-MFG | 04/18/2019 | 04/01/2020 | COOPER UNIVERSITY HOSPITAL |  |  | D5 |  | JOANNA HORST
|  | PHILIPS MEDICAL SYSTEMS | AVALON FM30 | MONITOR, FETAL | DE53118746 | MATERNAL FETAL CARE UNIT | Dorrance |  |  | 04/12/2017 |  | 4/12/24 |  |  | NO | YES |  |  |  |  | PHILIPS MEDICAL SYSTEMS 10365386 DE53118746 |  |  | Active |  | 00:09:FB:89:FD:44 |  | Alarm | 1Y:00-MFG | 04/10/2019 | 05/01/2020 | COOPER UNIVERSITY HOSPITAL |  |  |  | 0011475569 | JOANNA HORST | Performance Verification | Closed | Bonnie Aichroth | 04/12/2017 | 04/12/2017 | INCOMING INVENTORY | DEVICE INVENTORIED | C2C9F5D6-945F-4EC3-BFD1-04E4343A26E8 | Labor | 04/12/2017 | 04/12/2017 | Bonnie Aichroth
|  | PHILIPS MEDICAL SYSTEMS | AVALON FM30 | MONITOR, FETAL | DE53118754 | MATERNAL FETAL CARE UNIT | Dorrance |  |  | 01/08/2013 |  | 1/8/20 |  |  | NO | YES |  |  |  |  | PHILIPS MEDICAL SYSTEMS 10364800 DE53118754 |  |  | Active |  | 00:09:FB:89:AC:4B |  | Alarm | 1Y:00-MFG | 04/23/2019 | 04/01/2020 | COOPER UNIVERSITY HOSPITAL |  |  | D5 |  | JOANNA HORST
|  | PHILIPS MEDICAL SYSTEMS | AVALON FM30 | MONITOR, FETAL | DE53118758 | MATERNAL FETAL CARE UNIT | Dorrance |  |  | 01/08/2013 |  | 1/8/20 |  |  | NO | YES |  |  |  |  | PHILIPS MEDICAL SYSTEMS 10364794 DE53118758 |  |  | Active |  | 00:09:FB:89:FD:41 |  | Alarm | 1Y:00-MFG | 04/18/2019 | 04/01/2020 | COOPER UNIVERSITY HOSPITAL |  |  | D5 |  | JOANNA HORST
|  | PHILIPS MEDICAL SYSTEMS | AVALON FM50 | MONITOR, FETAL |  | LABOR & DELIVERY | Dorrance |  |  | 01/19/2016 |  | 1/19/23 |  |  | NO | YES |  |  |  |  | PHILIPS MEDICAL SYSTEMS 10505268 10505268 |  |  | Active |  | 00:09:FB:C9:5D:8F |  | Equipment | PAAR:00-PVAR | 10/31/2019 |  | COOPER UNIVERSITY HOSPITAL |  |  |  |  | JOANNA HORST
|  | PHILIPS MEDICAL SYSTEMS | AVALON FM50 | MONITOR, FETAL | DE46113122 | LABOR & DELIVERY | Dorrance |  |  | 01/19/2016 |  | 1/19/23 |  |  | NO | YES |  |  |  |  | PHILIPS MEDICAL SYSTEMS 10505269 DE46113122 |  |  | Active |  | 00:09:FB:C9:5B:2E |  | Alarm | 1Y:00-MFG | 11/01/2019 | 11/01/2020 | COOPER UNIVERSITY HOSPITAL |  |  |  |  | JOANNA HORST
|  | PHILIPS MEDICAL SYSTEMS | AVALON FM50 | MONITOR, FETAL | DE81102102 |  | Dorrance | [7 empty] | NO | YES
|  | PHILIPS MEDICAL SYSTEMS | AVALON FM50 | MONITOR, FETAL | DE46113126 | LABOR & DELIVERY | Dorrance |  |  | 01/19/2016 |  | 1/19/23 |  |  | NO | YES |  |  |  |  | PHILIPS MEDICAL SYSTEMS 10505270 DE46113126 |  |  | Active |  | 00:09:FB:C9:67:20 |  | Equipment | PAAR:00-PVAR | 10/31/2019 |  | COOPER UNIVERSITY HOSPITAL |  |  |  |  | JOANNA HORST
|  | PHILIPS MEDICAL SYSTEMS | AVALON FM50 | MONITOR, FETAL | DE4613118 | LABOR & DELIVERY | Dorrance |  |  | 01/19/2016 |  | 1/19/23 |  |  | NO | YES |  |  |  |  | PHILIPS MEDICAL SYSTEMS 10505271 DE4613118 |  |  | Active |  | 00:09:FB:C9:5D:CF |  | Equipment | PAAR:00-PVAR | 10/31/2019 |  | COOPER UNIVERSITY HOSPITAL |  |  |  |  | JOANNA HORST
|  | PHILIPS MEDICAL SYSTEMS | AVALON FM50 | MONITOR, FETAL | DE46113120 | LABOR & DELIVERY | Dorrance |  |  | 01/19/2016 |  | 1/19/23 |  |  | NO | YES |  |  |  |  | PHILIPS MEDICAL SYSTEMS 10505255 DE46113120 |  |  | Active |  | 00:09:FB:C9:5C:7B |  | Equipment | PAAR:00-PVAR | 10/31/2019 |  | COOPER UNIVERSITY HOSPITAL |  |  |  |  | JOANNA HORST
|  | PHILIPS MEDICAL SYSTEMS | AVALON FM50 | MONITOR, FETAL | DE46113121 | LABOR & DELIVERY | Dorrance |  |  | 01/19/2016 |  | 1/19/23 |  |  | NO | YES |  |  |  |  | PHILIPS MEDICAL SYSTEMS 10505254 DE46113121 |  |  | Active |  | 00:09:FB:C9:5F:5E |  | Equipment | PAAR:00-PVAR | 10/31/2019 |  | COOPER UNIVERSITY HOSPITAL |  |  |  |  | JOANNA HORST
|  | PHILIPS MEDICAL SYSTEMS | AVALON FM50 | MONITOR, FETAL | DE46113123 | LABOR & DELIVERY | Dorrance |  |  | 01/19/2016 |  | 1/19/23 |  |  | NO | YES |  |  |  |  | PHILIPS MEDICAL SYSTEMS 10505253 DE46113123 |  |  | Active |  | 00:09:FB:C9:5D:4B |  | Alarm | 1Y:00-MFG | 11/01/2019 | 11/01/2020 | COOPER UNIVERSITY HOSPITAL |  |  |  |  | JOANNA HORST
|  | PHILIPS MEDICAL SYSTEMS | AVALON FM50 | MONITOR, FETAL | DE81104052 | LABOR & DELIVERY | Dorrance |  |  | 10/31/2019 |  | 10/31/26 |  |  | NO | YES |  |  |  |  | PHILIPS MEDICAL SYSTEMS 30244953 DE81104052 |  |  | Active |  | 00:090FB:70:A5:27 |  | Equipment | PAAR:00-PVAR | 10/31/2019 | 10/31/2019 | COOPER UNIVERSITY HOSPITAL |  |  | Performance Verification | WOT00000002352149 | JOANNA HORST | Performance Verification | Closed | Gene Amodei | 10/31/2019 | 10/31/2019 | Performance Verification for PHILIPS MEDICAL SYSTEMS 30244953 DE81104052 | Initial Install of Performance Verification. Device is ready for patient use. |  |  | 10/31/2019 | 10/31/2019
|  | PHILIPS MEDICAL SYSTEMS | AVALON FM50 | MONITOR, FETAL | DE81104068 | LABOR & DELIVERY | Dorrance |  |  | 09/13/2010 |  | 9/13/17 |  |  | NO | YES |  |  |  |  | PHILIPS MEDICAL SYSTEMS 10365326 DE81104068 |  |  | Active |  | 00:09:FB:70:A5:22 |  | Alarm | 1Y:00-MFG | 11/01/2019 | 11/01/2020 | COOPER UNIVERSITY HOSPITAL |  |  | L&D rm 3 |  | JOANNA HORST
|  | PHILIPS MEDICAL SYSTEMS | AVALON FM50 | MONITOR, FETAL | DE81107533 | LABOR & DELIVERY | Dorrance |  |  | 01/08/2013 |  | 1/8/20 |  |  | NO | YES |  |  |  |  | PHILIPS MEDICAL SYSTEMS 10365328 DE81107533 |  |  | Active |  | 00:09:FB:89:FD:82 |  | Alarm | 1Y:00-MFG | 11/01/2019 | 11/01/2020 | COOPER UNIVERSITY HOSPITAL |  |  | triage.pa November 2015 | WOT00000000523948 | JOANNA HORST | Disposition | Closed | Gene Amodei | 02/08/2018 | 05/13/2019 | Bulk Disposition CNL
|  | PHILIPS MEDICAL SYSTEMS | AVALON FM50 | MONITOR, FETAL | DE81104087 | LABOR & DELIVERY | Dorrance |  |  | 09/13/2010 |  | 9/13/17 |  |  | NO | YES |  |  |  |  | PHILIPS MEDICAL SYSTEMS 10355124 DE81104087 |  |  | Active |  | 00:09:FB:70:A4:C5 |  | Alarm | 1Y:00-MFG | 09/13/2019 | 09/01/2020 | COOPER UNIVERSITY HOSPITAL |  |  | ROOM 4 L&D |  | JOANNA HORST
|  | PHILIPS MEDICAL SYSTEMS | AVALON FM50 | MONITOR, FETAL | DE81104066 | LABOR & DELIVERY | Dorrance |  |  | 09/13/2010 |  | 9/13/17 |  |  | NO | YES |  |  |  |  | PHILIPS MEDICAL SYSTEMS 10355081 DE81104066 |  |  | Active |  | 00:09:FB:70:A3:B6 |  | Alarm | 1Y:00-MFG | 02/26/2019 | 02/01/2020 | COOPER UNIVERSITY HOSPITAL |  |  | DORRANCE 6 |  | JOANNA HORST
|  | PHILIPS MEDICAL SYSTEMS | AVALON FM50 | MONITOR, FETAL | DE1107532 | LABOR & DELIVERY | Dorrance |  |  | 09/13/2010 |  | 9/13/17 |  |  | NO | YES |  |  |  |  | PHILIPS MEDICAL SYSTEMS 10355008 DE1107532 |  |  | Active |  | 00:09:FB:89:FD:50 |  | Alarm | 1Y:00-MFG | 11/01/2019 | 11/01/2020 | COOPER UNIVERSITY HOSPITAL |  |  | Ldr3 |  | JOANNA HORST
|  | PHILIPS MEDICAL SYSTEMS | AVALON FM50 | MONITOR, FETAL | DE81107530 | LABOR & DELIVERY | Dorrance |  |  | 01/08/2013 |  | 1/8/20 |  |  | NO | YES |  |  |  |  | PHILIPS MEDICAL SYSTEMS 10355006 DE81107530 |  |  | Active |  | 00:09:FB:89:FD:4E |  | Alarm | 1Y:00-MFG | 11/01/2019 | 11/01/2020 | COOPER UNIVERSITY HOSPITAL |  |  | D6 |  | JOANNA HORST
|  | PHILIPS MEDICAL SYSTEMS | AVALON FM50 | MONITOR, FETAL | DE1107534 | LABOR & DELIVERY | Dorrance |  |  | 01/08/2013 |  | 1/8/20 |  |  | NO | YES |  |  |  |  | PHILIPS MEDICAL SYSTEMS 10355007 DE1107534 |  |  | Active |  | 00:09:FB:89:FD:A4 |  | Alarm | 1Y:00-MFG | 04/18/2019 | 04/01/2020 | COOPER UNIVERSITY HOSPITAL |  |  | D6 |  | JOANNA HORST
|  | PHILIPS MEDICAL SYSTEMS | AVALON FM50 | MONITOR, FETAL | DE81107527 | LABOR & DELIVERY | Dorrance |  |  | 01/08/2013 |  | 1/8/20 |  |  | NO | YES |  |  |  |  | PHILIPS MEDICAL SYSTEMS 10355003 DE81107527 |  |  | Active |  | 00:09:F8:89:F5:F5 |  | Alarm | 1Y:00-MFG | 11/01/2019 | 11/01/2020 | COOPER UNIVERSITY HOSPITAL |  |  | D605 |  | JOANNA HORST
|  | PHILIPS MEDICAL SYSTEMS | AVALON FM50 | MONITOR, FETAL | DE81107531 | LABOR & DELIVERY | Dorrance |  |  | 01/08/2013 |  | 1/8/20 |  |  | NO | YES |  |  |  |  | PHILIPS MEDICAL SYSTEMS 10354959 DE81107531 |  |  | Active |  | 00:09:FB:89:FD:54 |  | Alarm | 1Y:00-MFG | 04/18/2019 | 04/01/2020 | COOPER UNIVERSITY HOSPITAL |  |  | D6 |  | JOANNA HORST
|  | PHILIPS MEDICAL SYSTEMS | AVALON FM50 | MONITOR, FETAL | DE81104069 | LABOR & DELIVERY | Dorrance |  |  | 09/13/2010 |  | 9/13/17 |  |  | NO | YES |  |  |  |  | PHILIPS MEDICAL SYSTEMS 10354955 DE81104069 |  |  | Active |  | 00:09:FB:70:A4:4B |  | Alarm | 1Y:00-MFG | 02/22/2019 | 02/01/2020 | COOPER UNIVERSITY HOSPITAL |  |  | DORRANCE 6 |  | JOANNA HORST
|  | PHILIPS MEDICAL SYSTEMS | AVALON FM50 | MONITOR, FETAL | DE11022104 | LABOR & DELIVERY | Dorrance |  |  | 03/30/2009 |  | 3/30/16 |  |  | NO | YES |  |  |  |  | PHILIPS MEDICAL SYSTEMS 10354932 DE11022104 |  |  | Active |  | 00:09:FB:57:DF:CD |  | Alarm | 1Y:00-MFG | 11/01/2019 | 11/01/2020 | COOPER UNIVERSITY HOSPITAL |  |  | ldr6 | 0011122342 | JOANNA HORST | Preventative Maintenance | Closed | Gene Amodei | 02/01/2017 | 03/01/2017 | Performance Assurance: 00-MFG | 2/24/2017 11:20:47 AM GRAMODEI unit is not in L%D, I will serch ORS (GRAMODEI 2/9/2017 12:00 AM) SERCH FOR MONITOR (GRAMODEI 2/16/2017 12:00 AM) SERCH FOR MONITOR (GRAMODEI 2/21/2017 12:00 AM) SEARCH FOR MONITOR 3/1/2017 11:31:56 AM GRAMODEI UNIT LISTED CEID WAS WRONG, THE ACTUAL CEID ON THIS UNIT IS 10354932 3/1/2017 11:31 AM GRAMODEI | F8487D5C-E412-4B43-B6B8-5931048C7566 | Labor | 03/01/2017 | 03/01/2017 | Gene Amodei
|  | SYNOVIS MICRO COMPANIES ALLIANCE | GEM1020M | MONITOR, FLOW COUPLER | 16557-017 | OR - KELEMEN 3 | Kelemen |  |  | 10/31/2019 |  |  |  |  | NO | YES |  |  |  |  | SYNOVIS MICRO COMPANIES ALLIANCE 11239442 16557-017 |  |  | Active |  |  |  | Accessory | PAAR:00-PVAR | 10/31/2019 | 10/31/2019 | COOPER UNIVERSITY HOSPITAL |  |  |  | WOT00000002516454 | DOMINIC VENDETTA | Performance Verification | Closed | Salvatore Bombara | 10/31/2019 | 10/31/2019 | Performance Verification for SYNOVIS MICRO COMPANIES ALLIANCE 11239442 16557-017 | Initial Install of Performance Verification. Device is ready for patient use. |  |  | 10/31/2019 | 10/31/2019
|  | SYNOVIS MICRO COMPANIES ALLIANCE | GEM1020M | MONITOR, FLOW COUPLER | 14718-018 | OR - KELEMEN 3 | Kelemen |  |  | 10/31/2019 |  |  |  |  | NO | YES |  |  |  |  | SYNOVIS MICRO COMPANIES ALLIANCE 11239244 14718-018 |  |  | Active |  | 99:99:99:99:99:99 |  | Accessory | PAAR:00-PVAR | 10/31/2019 | 10/31/2019 | COOPER UNIVERSITY HOSPITAL |  |  | Kel OR | WOT00000000667785 | DOMINIC VENDETTA | Performance Verification | Closed | Salvatore Bombara | 10/31/2019 | 10/31/2019 | Performance Verification for SYNOVIS MICRO COMPANIES ALLIANCE 11239244 14718-018 | Initial Install of Performance Verification. Device is ready for patient use. |  |  | 10/31/2019 | 10/31/2019
|  | SYNOVIS MICRO COMPANIES ALLIANCE | GEM1020M | MONITOR, FLOW COUPLER | 14718-021 | OR - KELEMEN 3 | Kelemen |  |  | 10/31/2019 |  |  |  |  | NO | YES |  |  |  |  | SYNOVIS MICRO COMPANIES ALLIANCE 11239245 14718-021 |  |  | Active |  | 99:99:99:99:99:99 |  | Accessory | PAAR:00-PVAR | 10/31/2019 | 10/31/2019 | COOPER UNIVERSITY HOSPITAL |  |  | Kel OR | WOT00000000667793 | DOMINIC VENDETTA | Performance Verification | Closed | Salvatore Bombara | 10/31/2019 | 10/31/2019 | Performance Verification for SYNOVIS MICRO COMPANIES ALLIANCE 11239245 14718-021 | Initial Install of Performance Verification. Device is ready for patient use. |  |  | 10/31/2019 | 10/31/2019
|  | SYNOVIS MICRO COMPANIES ALLIANCE | GEM1020M | MONITOR, FLOW COUPLER | 16557-015 | OR - KELEMEN 3 | Kelemen |  |  | 10/31/2019 |  |  |  |  | NO | YES |  |  |  |  | SYNOVIS MICRO COMPANIES ALLIANCE 30294991 16557-015 |  |  | Active |  |  |  | Accessory | PAAR:00-PVAR | 10/31/2019 | 10/31/2019 | COOPER UNIVERSITY HOSPITAL |  |  | OPERATING ROOM | WOT00000002499013 | DOMINIC VENDETTA | Performance Verification | Closed | Salvatore Bombara | 10/31/2019 | 10/31/2019 | Performance Verification for SYNOVIS MICRO COMPANIES ALLIANCE 30294991 16557-015 | Initial Install of Performance Verification. Device is ready for patient use. |  |  | 10/31/2019 | 10/31/2019
|  | SMITH &amp; NEPHEW |  | MONITOR, FLUID | 1309CM799 | OPERATING ROOM - PAVILION | Pavilion |  |  | 02/24/2014 |  |  |  |  | NO | YES |  |  |  |  | SMITH & NEPHEW 10346668 1309CM799 |  |  | Active |  | 99:99:99:99:99:99 |  | Equipment | 1Y:00-MFG | 02/14/2019 | 02/01/2020 | COOPER UNIVERSITY HOSPITAL |  |  | SD OR Store Rm |  | DOMINIC VENDETTA
|  | CHEETAH MEDICAL INC. | STARLING SV | MONITOR, FLUID MANAGEMENT, NON-INVASIVE | V52015120505 | ANESTHESIOLOGY | Pavilion |  |  | 10/29/2019 |  | 10/29/26 |  |  | NO | YES |  |  |  |  | CHEETAH MEDICAL INC. 30244756 V52015120505 |  |  | Active |  | F8:DC:7A:03:A1:9A |  | Alarm | 1Y:00-MFG | 10/29/2019 | 10/29/2019 | COOPER UNIVERSITY HOSPITAL |  |  | Pav OR P11 | WOT00000001598016 | GIACINTA ROUPAS | Performance Verification | Closed | Salvatore Bombara | 10/29/2019 | 10/29/2019 | Performance Verification for CHEETAH MEDICAL INC. 30244756 V52015120505 | Initial Install of Performance Verification. Device is ready for patient use. |  |  | 10/29/2019 | 10/29/2019
|  | CHEETAH MEDICAL INC. | STARLING SV | MONITOR, FLUID MANAGEMENT, NON-INVASIVE | V52016010511 | ANESTHESIOLOGY | Kelemen |  |  | 01/29/2019 |  | 1/29/26 |  |  | NO | YES |  |  |  |  | CHEETAH MEDICAL INC. 30244754 V52016010511 |  |  | Disposition |  | 00:00:00:00:00:00 |  | Alarm | 1Y:00-MFG | 01/29/2019 | 01/29/2019 | COOPER UNIVERSITY HOSPITAL |  |  | OPERATING ROOM |  | GIACINTA ROUPAS |  |  |  | 01/29/2019 | 01/29/2019 |  |  |  |  | 01/29/2019 | 01/29/2019
|  | CHEETAH MEDICAL INC. | STARLING SV | MONITOR, FLUID MANAGEMENT, NON-INVASIVE | v52016010509 |  | Dorrance | [7 empty] | NO | YES
|  | RAUMEDIC | EASY LOGO | MONITOR, ICP |  | TRAUMA ICU | Kelemen | BASEMENT |  | 11/30/2017 |  | 11/30/24 |  |  | NO | YES |  |  |  |  | RAUMEDIC 10752504 825140128 |  |  | Active |  | 99:99:99:99:99:99 |  | Alarm | 1Y:00-MFG | 02/25/2019 | 02/01/2020 | COOPER UNIVERSITY HOSPITAL |  |  |  | 0012504303 | Diane Floyd | Performance Verification | Closed | Josh Harris | 12/13/2017 | 12/13/2017 | INCOMING INVENTORY | DEVICE INVENTORIED | 504EDF32-E1E3-4A2F-9CA0-7DE1B525CE44 | Labor | 12/13/2017 | 12/13/2017 | Josh Harris
|  | RAUMEDIC | EASY LOGO | MONITOR, ICP |  | TRAUMA ICU | Kelemen | BASEMENT |  | 11/30/2017 |  | 11/30/24 |  |  | NO | YES |  |  |  |  | RAUMEDIC 10752503 825140129 |  |  | Active |  | 99:99:99:99:99:99 |  | Alarm | 1Y:00-MFG | 02/25/2019 | 02/01/2020 | COOPER UNIVERSITY HOSPITAL |  |  |  | 0012504301 | Diane Floyd | Performance Verification | Closed | Josh Harris | 12/13/2017 | 12/13/2017 | INCOMING INVENTORY | DEVICE INVENTORIED | D25C3B79-680F-4F43-BCC8-C3F09D628965 | Labor | 12/13/2017 | 12/13/2017 | Josh Harris
|  | RAUMEDIC | MPR2 LOGO | MONITOR, ICP | 821/16/1291 | TRAUMA ICU | Kelemen |  |  | 10/18/2019 |  | 10/18/26 |  |  | NO | YES |  |  |  |  | RAUMEDIC 11222237 821/16/1291 |  |  | Active |  |  |  | Equipment | 1Y:00-MFG | 10/18/2019 | 10/18/2019 | COOPER UNIVERSITY HOSPITAL |  |  | Performance Verification | WOT00000004065683 | Diane Floyd | Performance Verification | Completed | Richard Jolly | 10/18/2019 | 10/18/2019 | Performance Verification for RAUMEDIC 11222237 NOT KNOWN | Initial Install of Performance Verification. Device is ready for patient use. |  |  | 10/18/2019 | 10/18/2019
|  | RAUMEDIC | MPR2 LOGO | MONITOR, ICP | 821/16/1240 | TRAUMA ICU | Kelemen |  |  | 10/18/2019 |  | 10/18/26 |  |  | NO | YES |  |  |  |  | RAUMEDIC 11222236 821/16/1240 |  |  | Active |  |  |  | Equipment | 1Y:00-MFG | 10/18/2019 | 10/18/2019 | COOPER UNIVERSITY HOSPITAL |  |  | Performance Verification | WOT00000004065588 | Diane Floyd | Performance Verification | Completed | Richard Jolly | 10/18/2019 | 10/18/2019 | Performance Verification for RAUMEDIC 11222236 NOT KNOWN | Initial Install of Performance Verification. Device is ready for patient use. |  |  | 10/18/2019 | 10/18/2019
|  | AMBU, INC. | ASCOPE | MONITOR, LARYNGOSCOPE | AM17B00126 | TRAUMA ICU | Kelemen |  |  | 10/31/2019 |  | 10/31/22 |  |  | NO | YES |  |  |  |  | AMBU, INC. 11222090 (01)05707480133154(11)171109(21)AM17B00126 |  |  | Active |  | 99:99:99:99:99:99 |  | Accessory | PAAR:00-PVAR | 10/31/2019 | 10/31/2019 | COOPER UNIVERSITY HOSPITAL |  |  | Performance Verification | WOT00000000952651 | Diane Floyd | Performance Verification | Closed | Richard Jolly | 10/31/2019 | 10/31/2019 | Performance Verification for AMBU, INC. 11222090 (01)05707480133154(11)171109(21)AM17B00126 | Initial Install of Performance Verification. Device is ready for patient use. |  |  | 10/31/2019 | 10/31/2019
|  | AMBU, INC. | ASCOPE | MONITOR, LARYNGOSCOPE | AM17B00463 | TRAUMA ICU | Kelemen | BASEMENT |  | 10/31/2019 |  | 10/31/22 |  |  | NO | YES |  |  |  |  | AMBU, INC. 11222089 (01)05707480133154(11)171121(21)AM17B00463 |  |  | Active |  | 99:99:99:99:99:99 |  | Accessory | PAAR:00-PVAR | 10/31/2019 | 10/31/2019 | COOPER UNIVERSITY HOSPITAL |  |  | Performance Verification | WOT00000000952676 | Diane Floyd | Performance Verification | Closed | Richard Jolly | 10/31/2019 | 10/31/2019 | Performance Verification for AMBU, INC. 11222089 (01)05707480133154(11)171121(21)AM17B00463 | Initial Install of Performance Verification. Device is ready for patient use. |  |  | 10/31/2019 | 10/31/2019
|  | AMBU, INC. | ASCOPE | MONITOR, LARYNGOSCOPE |  |  | Pavilion | [7 empty] | YES | YES
|  | AMBU, INC. | AVIEW | MONITOR, LARYNGOSCOPE |  | INTENSIVE CARE UNIT | Pavilion |  |  | 10/31/2019 |  | 10/31/24 |  |  | NO | YES |  |  |  |  | AMBU, INC. 10769710 405002000 |  |  | Active |  | 99:99:99:99:99:99 |  | Accessory | PAAR:00-PVAR | 10/31/2019 | 10/31/2019 | COOPER UNIVERSITY HOSPITAL |  |  |  | 0012677892 | CAROLYN RUMELL | Performance Verification | Closed | Josh Harris | 10/31/2019 | 10/31/2019 | INCOMING INVENTORY | DEVICE INVENTORIED | D8F780CC-8248-43D9-ACDC-0FCA6AAB28C3 | Labor | 10/31/2019 | 10/31/2019 | Josh Harris
|  | VERATHON MEDICAL | GLIDESCOPE 0570-0338 | MONITOR, LARYNGOSCOPE, VIDEO | AN174301 | ANESTHESIOLOGY | Pavilion |  |  | 10/31/2019 |  | 10/31/22 |  |  | NO | YES |  |  |  |  | VERATHON MEDICAL 11239185 AN174301 |  |  | Active |  | 99:99:99:99:99:99 |  | Equipment | PAAR:00-PVAR | 10/31/2019 | 10/31/2019 | COOPER UNIVERSITY HOSPITAL |  |  | SD OR Anes Work Room | WOT00000000625995 | GIACINTA ROUPAS | Performance Verification | Closed | Salvatore Bombara | 10/31/2019 | 10/31/2019 | Performance Verification for VERATHON MEDICAL 11239185 AN174301 | Initial Install of Performance Verification. Device is ready for patient use. |  |  | 10/31/2019 | 10/31/2019
|  | VERATHON MEDICAL | GLIDESCOPE 0570-0338 | MONITOR, LARYNGOSCOPE, VIDEO | AN174300 | ANESTHESIOLOGY | Pavilion |  |  | 10/31/2019 |  | 10/31/22 |  |  | NO | YES |  |  |  |  | VERATHON MEDICAL 11239184 AN174300 |  |  | Active |  | 99:99:99:99:99:99 |  | Equipment | PAAR:00-PVAR | 10/31/2019 | 10/31/2019 | COOPER UNIVERSITY HOSPITAL |  |  | SD OR Anes Work Room | WOT00000000625981 | GIACINTA ROUPAS | Performance Verification | Closed | Salvatore Bombara | 10/31/2019 | 10/31/2019 | Performance Verification for VERATHON MEDICAL 11239184 AN174300 | Initial Install of Performance Verification. Device is ready for patient use. |  |  | 10/31/2019 | 10/31/2019
|  | VERATHON MEDICAL | GLIDESCOPE 0570-0338 | MONITOR, LARYNGOSCOPE, VIDEO | An182336 | EMERGENCY ROOM | Kelemen |  |  | 02/14/2019 |  | 2/14/22 |  |  | NO | YES |  |  |  |  | VERATHON MEDICAL 11222087 An182336 |  |  | Active |  | 99:99:99:99:99:99 |  | Equipment | 1Y:00-MFG | 02/14/2019 | 02/14/2019 | COOPER UNIVERSITY HOSPITAL |  |  | Performance Verification | WOT00000000832460 | KAREN GRUBER | Performance Verification | Closed | Richard Jolly | 02/14/2019 | 02/14/2019 | Performance Verification for VERATHON MEDICAL 11222087 An182336 | Initial Install of Performance Verification. Device is ready for patient use. |  |  | 02/14/2019 | 02/14/2019
|  | VERATHON MEDICAL | GLIDESCOPE 0570-0338 | MONITOR, LARYNGOSCOPE, VIDEO | AN145486 |  | Pavilion |  |  | 06/25/2019 |  | 6/25/22 |  |  | NO | YES |  |  |  |  | VERATHON MEDICAL 11187700 AN145486 |  |  | Active |  | 99:99:99:99:99:99 | [5 empty] | COOPER UNIVERSITY HOSPITAL |  |  | STORAGE ROOM P470 | [5 empty] | 06/25/2019 | 06/25/2019 |  |  |  |  | 06/25/2019 | 06/25/2019
|  | VERATHON MEDICAL | GLIDESCOPE 0570-0338 | MONITOR, LARYNGOSCOPE, VIDEO | AN17999 | ANESTHESIOLOGY | Kelemen |  |  | 03/24/2017 |  | 3/24/20 |  |  | NO | YES |  |  |  |  | VERATHON MEDICAL 10769444 AN17999 |  |  | Active |  | 99:99:99:99:99:99 |  | Equipment | 1Y:00-MFG | 10/29/2019 | 10/01/2020 | COOPER UNIVERSITY HOSPITAL |  |  | Kel Anes Store Rm | 0011912028 | GIACINTA ROUPAS | Performance Verification | Closed | Bonnie Aichroth | 07/19/2017 | 07/19/2017 | INCOMING INVENTORY | DEVICE INVENTORIED | D3E96922-5473-4775-9C44-1B114179CFC2 | Labor | 07/19/2017 | 07/19/2017 | Bonnie Aichroth
|  | VERATHON MEDICAL | GLIDESCOPE 0570-0338 | MONITOR, LARYNGOSCOPE, VIDEO | AN172000 | ANESTHESIOLOGY | Dorrance |  |  | 03/24/2017 |  | 3/24/20 |  |  | NO | YES |  |  |  |  | VERATHON MEDICAL 10769443 AN172000 |  |  | Active |  | 99:99:99:99:99:99 |  | Equipment | 1Y:00-MFG | 10/29/2019 | 10/01/2020 | COOPER UNIVERSITY HOSPITAL |  |  | L&D | 0011912027 | GIACINTA ROUPAS | Preventative Maintenance | Closed | Bonnie Aichroth | 07/19/2017 | 07/19/2017 | PERFORMANCE ASSURANCE AT INVENTORY | INVENTORIED DEVICE AND ENSURED DEVICE WAS FUNCTIONING PROPERLY. | 1DAE1AFA-4FC2-4E35-8F4C-B3EF92ED4D1C | Labor | 03/24/2017 | 03/24/2017 | Salvatore Bombara
|  | VERATHON MEDICAL | GLIDESCOPE 0570-0338 | MONITOR, LARYNGOSCOPE, VIDEO | AN171997 | ANESTHESIOLOGY | Kelemen |  |  | 03/24/2017 |  | 3/24/20 |  |  | NO | YES |  |  |  |  | VERATHON MEDICAL 10769442 AN171997 |  |  | Active |  | 99:99:99:99:99:99 |  | Equipment | 1Y:00-MFG | 10/29/2019 | 10/01/2020 | COOPER UNIVERSITY HOSPITAL |  |  | Kel Anes Work Rm | 0011912023 | GIACINTA ROUPAS | Preventative Maintenance | Closed | Bonnie Aichroth | 07/19/2017 | 07/19/2017 | PERFORMANCE ASSURANCE AT INVENTORY | INVENTORIED DEVICE AND ENSURED DEVICE WAS FUNCTIONING PROPERLY. | 1CE1E52A-FDEF-4C66-869A-52B5E65FA51A | Labor | 03/24/2017 | 03/24/2017 | Salvatore Bombara
|  | VERATHON MEDICAL | GLIDESCOPE 0570-0338 | MONITOR, LARYNGOSCOPE, VIDEO | AN172001 | ANESTHESIOLOGY | Kelemen |  |  | 03/24/2017 |  | 3/24/20 |  |  | NO | YES |  |  |  |  | VERATHON MEDICAL 10769441 AN172001 |  |  | Active |  | 99:99:99:99:99:99 |  | Equipment | 1Y:00-MFG | 10/29/2019 | 10/01/2020 | COOPER UNIVERSITY HOSPITAL |  |  | EP1 | 0011912021 | GIACINTA ROUPAS | Preventative Maintenance | Closed | Bonnie Aichroth | 07/19/2017 | 07/19/2017 | PERFORMANCE ASSURANCE AT INVENTORY | INVENTORIED DEVICE AND ENSURED DEVICE WAS FUNCTIONING PROPERLY. | 9B327E76-EECD-4D31-B8F0-6BEAC92F7AF0 | Labor | 03/24/2017 | 03/24/2017 | Salvatore Bombara
|  | VERATHON MEDICAL | GLIDESCOPE 0570-0338 | MONITOR, LARYNGOSCOPE, VIDEO | AN171998 | ANESTHESIOLOGY | Kelemen |  |  | 03/24/2017 |  | 3/24/20 |  |  | NO | YES |  |  |  |  | VERATHON MEDICAL 10769440 AN171998 |  |  | Active |  | 99:99:99:99:99:99 |  | Equipment | 1Y:00-MFG | 10/29/2019 | 10/01/2020 | COOPER UNIVERSITY HOSPITAL |  |  | Kel OR Store Rm | 0011912008 | GIACINTA ROUPAS | Performance Verification | Closed | Bonnie Aichroth | 07/19/2017 | 07/19/2017 | INCOMING INVENTORY | DEVICE INVENTORIED | 9E3365A7-3369-4D49-9C19-E5D5E1E4A960 | Labor | 07/19/2017 | 07/19/2017 | Bonnie Aichroth
|  | VERATHON MEDICAL | GLIDESCOPE 0570-0338 | MONITOR, LARYNGOSCOPE, VIDEO | AN174569 | VOORHEES SURGERY CENTER-OPERATING ROOM | 900 Centennial Blvd | Suite E |  | 11/02/2017 |  | 11/2/20 |  |  | NO | YES |  |  |  |  | VERATHON MEDICAL 10732183 AN174569 |  |  | Active |  | 99:99:99:99:99:99 |  | Equipment | PAAR:00-PVAR | 10/31/2019 |  | COOPER AMBULATORY OFF-SITES |  |  |  | 0012508724 | JENNIFER BOMBARO | Performance Verification | Closed | Josh Harris | 12/15/2017 | 12/15/2017 | INCOMING INVENTORY | DEVICE INVENTORIED | 421CEC66-D425-4D86-99F0-471EE0808578 | Labor | 12/15/2017 | 12/15/2017 | Josh Harris
|  | VERATHON MEDICAL | GLIDESCOPE 0570-0338 | MONITOR, LARYNGOSCOPE, VIDEO | AN163206 | PEDIATRIC INTENSIVE CARE UNIT | Kelemen |  |  | 08/02/2016 |  | 8/2/19 |  |  | NO | YES |  |  |  |  | VERATHON MEDICAL 10505417 AN163206 |  |  | Active |  | 99:99:99:99:99:99 |  | Equipment | 1Y:00-MFG | 03/06/2019 | 03/01/2020 | COOPER UNIVERSITY HOSPITAL |  |  |  |  | Susan Cannon
|  | VERATHON MEDICAL | GLIDESCOPE 0570-0338 | MONITOR, LARYNGOSCOPE, VIDEO | ANI45923 | CCU - CORONARY CARE UNIT | Kelemen |  |  | 12/03/2014 |  | 12/3/17 |  |  | NO | YES |  |  |  |  | VERATHON MEDICAL 10367278 ANI45923 |  |  | Active |  | 99:99:99:99:99:99 |  | Equipment | 1Y:00-MFG | 06/21/2019 | 06/01/2020 | COOPER UNIVERSITY HOSPITAL |  |  | CCU -CLEAN RM |  | CAROLYN RUMELL
|  | VERATHON MEDICAL | GLIDESCOPE 0570-0338 | MONITOR, LARYNGOSCOPE, VIDEO | AN142375 | INTENSIVE CARE NURSERY | Dorrance |  |  | 12/08/2014 |  | 12/8/17 |  |  | NO | YES |  |  |  |  | VERATHON MEDICAL 10354990 AN142375 |  |  | Active |  | 99:99:99:99:99:99 |  | Equipment | 1Y:00-MFG | 11/01/2019 | 11/01/2020 | COOPER UNIVERSITY HOSPITAL |  |  | BUMBLEEBEE BED 2 |  | JOANNE FOX
|  | VERATHON MEDICAL | GLIDESCOPE 0570-0338 | MONITOR, LARYNGOSCOPE, VIDEO | AN155125 | ANESTHESIOLOGY | Kelemen |  |  | 10/29/2019 |  | 10/29/22 |  |  | NO | YES |  |  |  |  | VERATHON MEDICAL 30146283 AN155125 |  |  | Active |  | 99:99:99:99:99:99 |  | Equipment | 1Y:00-MFG | 10/29/2019 | 10/29/2019 | COOPER UNIVERSITY HOSPITAL |  |  | Kel Anes Work Room |  | GIACINTA ROUPAS |  |  |  | 10/29/2019 | 10/29/2019 |  |  |  |  | 10/29/2019 | 10/29/2019
|  | VERATHON MEDICAL | GLIDESCOPE 0570-0338 | MONITOR, LARYNGOSCOPE, VIDEO | AN155127 | ANESTHESIOLOGY | Kelemen |  |  | 10/29/2019 |  | 10/29/22 |  |  | NO | YES |  |  |  |  | VERATHON MEDICAL 30146284 AN155127 |  |  | Active |  | 99:99:99:99:99:99 |  | Equipment | 1Y:00-MFG | 10/29/2019 | 10/29/2019 | COOPER UNIVERSITY HOSPITAL |  |  | Spec Test |  | GIACINTA ROUPAS |  |  |  | 10/29/2019 | 10/29/2019 |  |  |  |  | 10/29/2019 | 10/29/2019
|  | VERATHON MEDICAL | GLIDESCOPE 0570-0338 | MONITOR, LARYNGOSCOPE, VIDEO | AN155126 | ANESTHESIOLOGY | Kelemen |  |  | 10/29/2019 |  | 10/29/22 |  |  | NO | YES |  |  |  |  | VERATHON MEDICAL 30146285 AN155126 |  |  | Active |  | 99:99:99:99:99:99 |  | Equipment | 1Y:00-MFG | 10/29/2019 | 10/29/2019 | COOPER UNIVERSITY HOSPITAL |  |  | Anes Kel Store Rm |  | GIACINTA ROUPAS |  |  |  | 10/29/2019 | 10/29/2019 |  |  |  |  | 10/29/2019 | 10/29/2019
|  | VERATHON MEDICAL | GLIDESCOPE COBALT AVL 0570-0304 | MONITOR, LARYNGOSCOPE, VIDEO | AM112726 |  | Kelemen |  |  | 06/30/2011 |  | 6/30/14 |  |  | NO | YES |  |  |  |  | VERATHON MEDICAL 10368612 AM112726 |  |  | Active |  | 99:99:99:99:99:99 | [5 empty] | COOPER UNIVERSITY HOSPITAL |  |  | TRAUMA ICU
|  | VERATHON MEDICAL | GLIDESCOPE CORE 0570-0376 | MONITOR, LARYNGOSCOPE, VIDEO | Cm192016 |  | Kelemen | [7 empty] | YES | YES
|  | VERATHON MEDICAL | GLIDESCOPE CORE 0570-0376 | MONITOR, LARYNGOSCOPE, VIDEO | Cm191893 |  | Kelemen | [7 empty] | YES | YES
|  | VERATHON MEDICAL | GLIDESCOPE CORE 0570-0376 | MONITOR, LARYNGOSCOPE, VIDEO | CM190299 | ANESTHESIOLOGY | Pavilion |  |  | 10/29/2019 |  | 10/29/22 |  |  | NO | YES |  |  |  |  | VERATHON MEDICAL 11239473 CM190299 |  |  | Active |  |  |  | Equipment | 1Y:00-MFG | 10/29/2019 | 10/29/2019 | COOPER UNIVERSITY HOSPITAL |  |  | Performance Verification | WOT00000002887832 | GIACINTA ROUPAS | Performance Verification | Closed | Salvatore Bombara | 10/29/2019 | 10/29/2019 | Performance Verification for VERATHON MEDICAL 11239473 CM190299 | Initial Install of Performance Verification. Device is ready for patient use. |  |  | 10/29/2019 | 10/29/2019
|  | VERATHON MEDICAL | GLIDESCOPE CORE 0570-0376 | MONITOR, LARYNGOSCOPE, VIDEO | CM190367 | ANESTHESIOLOGY | Pavilion |  |  | 10/29/2019 |  | 10/29/22 |  |  | NO | YES |  |  |  |  | VERATHON MEDICAL 11239468 CM190367 |  |  | Active |  |  |  | Equipment | 1Y:00-MFG | 10/29/2019 | 10/29/2019 | COOPER UNIVERSITY HOSPITAL |  |  | Performance Verification | WOT00000002887917 | GIACINTA ROUPAS | Performance Verification | Closed | Salvatore Bombara | 10/29/2019 | 10/29/2019 | Performance Verification for VERATHON MEDICAL 11239468 CM190367 | Initial Install of Performance Verification. Device is ready for patient use. |  |  | 10/29/2019 | 10/29/2019
|  | VERATHON MEDICAL | GLIDESCOPE CORE 0570-0376 | MONITOR, LARYNGOSCOPE, VIDEO | CM190230 | ANESTHESIOLOGY | Pavilion |  |  | 10/29/2019 |  | 10/29/22 |  |  | NO | YES |  |  |  |  | VERATHON MEDICAL 11239466 CM190230 |  |  | Active |  |  |  | Equipment | 1Y:00-MFG | 10/29/2019 | 10/29/2019 | COOPER UNIVERSITY HOSPITAL |  |  | Performance Verification | WOT00000002887735 | GIACINTA ROUPAS | Performance Verification | Closed | Salvatore Bombara | 10/29/2019 | 10/29/2019 | Performance Verification for VERATHON MEDICAL 11239466 CM190230 | Initial Install of Performance Verification. Device is ready for patient use. |  |  | 10/29/2019 | 10/29/2019
|  | VERATHON MEDICAL | GLIDESCOPE CORE 0570-0376 | MONITOR, LARYNGOSCOPE, VIDEO | CM190208 | ANESTHESIOLOGY | Pavilion |  |  | 10/29/2019 |  | 10/29/22 |  |  | NO | YES |  |  |  |  | VERATHON MEDICAL 11239465 CM190208 |  |  | Active |  |  |  | Equipment | 1Y:00-MFG | 10/29/2019 | 10/29/2019 | COOPER UNIVERSITY HOSPITAL |  |  | Anesthsia | WOT00000002873618 | GIACINTA ROUPAS | Performance Verification | Closed | Salvatore Bombara | 10/29/2019 | 10/29/2019 | Performance Verification for VERATHON MEDICAL 11239465 CM190208 | Initial Install of Performance Verification. Device is ready for patient use. |  |  | 10/29/2019 | 10/29/2019
|  | VERATHON MEDICAL | GLIDESCOPE GO | MONITOR, LARYNGOSCOPE, VIDEO | Hm191285 |  | Kelemen | [7 empty] | YES | YES
|  | VERATHON MEDICAL | GLIDESCOPE GO | MONITOR, LARYNGOSCOPE, VIDEO | HM183175 | ANESTHESIOLOGY | Pavilion |  |  | 10/31/2019 |  | 10/31/22 |  |  | NO | YES |  |  |  |  | VERATHON MEDICAL 30294998 HM183175 |  |  | Active |  |  |  | Equipment | PAAR:00-PVAR | 10/31/2019 | 10/31/2019 | COOPER UNIVERSITY HOSPITAL |  |  | L | WOT00000002887946 | GIACINTA ROUPAS | Performance Verification | Closed | Salvatore Bombara | 10/31/2019 | 10/31/2019 | Performance Verification for VERATHON MEDICAL 30294998 HM183175 | Initial Install of Performance Verification. Device is ready for patient use. |  |  | 10/31/2019 | 10/31/2019
|  | VERATHON MEDICAL | GLIDESCOPE GO | MONITOR, LARYNGOSCOPE, VIDEO | HM183174 | ANESTHESIOLOGY | Pavilion |  |  | 10/31/2019 |  | 10/31/22 |  |  | NO | YES |  |  |  |  | VERATHON MEDICAL 30294997 HM183174 |  |  | Active |  |  |  | Equipment | PAAR:00-PVAR | 10/31/2019 | 10/31/2019 | COOPER UNIVERSITY HOSPITAL |  |  | L | WOT00000002887862 | GIACINTA ROUPAS | Performance Verification | Closed | Salvatore Bombara | 10/31/2019 | 10/31/2019 | Performance Verification for VERATHON MEDICAL 30294997 HM183174 | Initial Install of Performance Verification. Device is ready for patient use. |  |  | 10/31/2019 | 10/31/2019
|  | VERATHON MEDICAL | GLIDESCOPE GO | MONITOR, LARYNGOSCOPE, VIDEO | HM183171 | ANESTHESIOLOGY | Pavilion |  |  | 10/31/2019 |  | 10/31/22 |  |  | NO | YES |  |  |  |  | VERATHON MEDICAL 30294996 HM183171 |  |  | Active |  |  |  | Equipment | PAAR:00-PVAR | 10/31/2019 | 10/31/2019 | COOPER UNIVERSITY HOSPITAL |  |  | L | WOT00000002887770 | GIACINTA ROUPAS | Performance Verification | Closed | Salvatore Bombara | 10/31/2019 | 10/31/2019 | Performance Verification for VERATHON MEDICAL 30294996 HM183171 | Initial Install of Performance Verification. Device is ready for patient use. |  |  | 10/31/2019 | 10/31/2019
|  | VERATHON MEDICAL | GLIDESCOPE GO | MONITOR, LARYNGOSCOPE, VIDEO | HM183170 | ANESTHESIOLOGY | Pavilion |  |  | 10/31/2019 |  | 10/31/22 |  |  | NO | YES |  |  |  |  | VERATHON MEDICAL 30294995 HM183170 |  |  | Active |  |  |  | Equipment | PAAR:00-PVAR | 10/31/2019 | 10/31/2019 | COOPER UNIVERSITY HOSPITAL |  |  | L | WOT00000002873577 | GIACINTA ROUPAS | Performance Verification | Closed | Salvatore Bombara | 10/31/2019 | 10/31/2019 | Performance Verification for VERATHON MEDICAL 30294995 HM183170 | Initial Install of Performance Verification. Device is ready for patient use. |  |  | 10/31/2019 | 10/31/2019
|  | VERATHON MEDICAL | GLIDESCOPE GVL 0231-0003 | MONITOR, LARYNGOSCOPE, VIDEO | PGVL05000774 | EMERGENCY ROOM | Kelemen |  |  | 09/07/2011 |  | 9/7/14 |  |  | NO | YES |  |  |  |  | VERATHON MEDICAL 10368766 PGVL05000774 |  |  | Active |  | 99:99:99:99:99:99 |  | Equipment | 1Y:00-MFG | 02/19/2019 | 02/01/2020 | COOPER UNIVERSITY HOSPITAL |  |  | ER |  | KAREN GRUBER
|  | VERATHON MEDICAL | GLIDESCOPE GVL 0231-0003 | MONITOR, LARYNGOSCOPE, VIDEO | PM085627 | PEDIATRIC INTENSIVE CARE UNIT | Pavilion |  |  | 11/03/2008 |  | 11/3/11 |  |  | NO | YES |  |  |  |  | VERATHON MEDICAL 10368106 PM085627 |  |  | Disposition |  | 99:99:99:99:99:99 |  | Equipment | 1Y:00-MFG | 08/05/2019 | 10/01/2020 | COOPER UNIVERSITY HOSPITAL |  |  | PICU |  | Susan Cannon
|  | VERATHON MEDICAL | GLIDESCOPE GVL 0231-0003 | MONITOR, LARYNGOSCOPE, VIDEO | PV141656 | ANESTHESIOLOGY | Pavilion |  |  | 07/10/2014 |  | 7/10/17 |  |  | NO | YES |  |  |  |  | VERATHON MEDICAL 10368103 PV141656 |  |  | Active |  | 99:99:99:99:99:99 |  | Equipment | 1Y:00-MFG | 02/18/2019 | 02/01/2020 | COOPER UNIVERSITY HOSPITAL |  |  | EP 1 |  | GIACINTA ROUPAS
|  | VERATHON MEDICAL | GLIDESCOPE GVL 0231-0003 | MONITOR, LARYNGOSCOPE, VIDEO | PV101595 | TRAUMA ADMIT | Kelemen | HP |  | 05/03/2010 |  | 5/3/13 |  |  | NO | YES |  |  |  |  | VERATHON MEDICAL 10365452 PV101595 |  |  | Active |  | 99:99:99:99:99:99 |  | Equipment | 1Y:00-MFG | 02/19/2019 | 02/01/2020 | COOPER UNIVERSITY HOSPITAL |  |  | ED TRUMA ROOMS |  | Diane Floyd
|  | VERATHON MEDICAL | GLIDESCOPE GVL 0231-0003 | MONITOR, LARYNGOSCOPE, VIDEO | PV122257 |  | Kelemen | [7 empty] | NO | YES
|  | VERATHON MEDICAL | GLIDESCOPE RANGER | MONITOR, LARYNGOSCOPE, VIDEO | RV093033 |  | 97 Bogden Blvd | Cooper 1 |  | 04/07/2011 |  | 4/7/14 |  |  | NO | YES |  |  |  |  | VERATHON MEDICAL 10366980 RV093033 |  |  | Active |  | 99:99:99:99:99:99 |  | Equipment | 1Y:00-MFG | 03/13/2019 | 03/01/2020 | COOPER AMBULATORY OFF-SITES |  |  | MAIN HANGER |  | RICK ROHRBACH
|  | VERATHON MEDICAL | GLIDESCOPE RANGER | MONITOR, LARYNGOSCOPE. VIDEO | HR001824 | MILLVILLE-AIR MED | 60 Fostertown Rd | Cooper 2 |  | 06/01/2012 |  | 6/1/15 |  |  | NO | YES |  |  |  |  | VERATHON MEDICAL 10366979 HR001824 |  |  | Active |  | 99:99:99:99:99:99 |  | Equipment | 1Y:00-MFG | 03/13/2019 | 03/01/2020 | COOPER AMBULATORY OFF-SITES |  |  | MAIN HANGER |  | RICK ROHRBACH
|  | BIONET AMERICA, INC. | BM1VET | MONITOR, MULTI-PARAMETER, VETERINARY | DCS1100002 |  | 401 Haddon Ave | [7 empty] | YES | YES
|  | BIONET AMERICA, INC. | BM5VET | MONITOR, MULTI-PARAMETER, VETERINARY | D8T0500084 |  | 401 Haddon Ave | [7 empty] | YES | YES
|  | MEDTRONIC INC. | NIM RESPONSE 3.0 | MONITOR, NERVE INTEGRITY | 1NR3-1847 | OR - KELEMEN 3 | Kelemen |  |  | 04/08/2013 |  |  |  |  | NO | YES |  |  |  |  | MEDTRONIC INC. 10368224 1NR3-1847 |  |  | Active |  | 99:99:99:99:99:99 |  | Equipment | 1Y:00-MFG | 02/23/2019 | 02/01/2020 | COOPER UNIVERSITY HOSPITAL |  |  | Kel OR Store Rm |  | DOMINIC VENDETTA
|  | MEDTRONIC INC. | NIM RESPONSE 3.0 | MONITOR, NERVE INTEGRITY | 1NR3-1846 | VOORHEES SURGERY CENTER-OPERATING ROOM | 900 Centennial Blvd | Suite E |  | 04/09/2013 |  |  |  |  | NO | YES |  |  |  |  | MEDTRONIC INC. 10347184 1NR3-1846 |  |  | Active |  | 99:99:99:99:99:99 |  | Equipment | 1Y:00-MFG | 04/18/2019 | 04/01/2020 | COOPER AMBULATORY OFF-SITES |  |  | SUITE E |  | JENNIFER BOMBARO
|  | DATASCOPE CORP. | PASSPORT 2 | MONITOR, PATIENT | TM17421-15 | BRACHFIELD MEDICAL ASSOCIATES-MEDICINE | 218 Sunset Rd |  |  | 10/04/2005 |  | 10/4/12 |  |  | NO | YES |  |  |  |  | DATASCOPE CORP. 10367194 TM17421-15 |  |  | Active |  | 11:11:11:11:11:11 |  | Alarm | 1Y:00-MFG | 06/07/2019 | 06/01/2020 | COOPER AMBULATORY OFF-SITES |  |  | ENDOSCOPY CONSULT ROOM |  | CATHY CRAWFORD
|  | MEDRAD, INC. | VERIS | MONITOR, PATIENT |  | MRI | Kelemen |  |  | 09/22/2009 |  |  |  |  | NO | YES |  |  |  |  | MEDRAD, INC. 10366606 038749 |  |  | Disposition |  |  |  | Equipment | 1Y:00-MFG | 03/04/2016 | 04/01/2020 | COOPER UNIVERSITY HOSPITAL |  |  | BIOMED |  | ELLIOT VASQUEZ
|  | PHILIPS MEDICAL SYSTEMS | EXPRESSION IP5 | MONITOR, PATIENT | US41601289 | MRI | Kelemen | Basement |  | 01/01/2014 |  |  |  |  | NO | YES |  |  |  |  | PHILIPS MEDICAL SYSTEMS 10366415 US41601289 |  |  | Active |  | 99:99:99:99:99:99 |  | Equipment | PAAR:00-PVAR | 10/31/2019 |  | COOPER UNIVERSITY HOSPITAL |  |  | B12 |  | ELLIOT VASQUEZ
|  | IVY BIOMEDICAL SYSTEMS |  | MONITOR, PATIENT, CARDIAC TRIGGER |  | 3 COOPER-CARDIAC DIAGNOSTIC CENTER | 3 Cooper |  |  | 01/01/1900 |  |  |  |  | NO | YES |  |  |  |  | IVY BIOMEDICAL SYSTEMS 10346866 0308028 |  |  | Active |  | 99:99:99:99:99:99 |  | Alarm | 1Y:00-MFG | 11/01/2019 | 11/01/2020 | COOPER AMBULATORY OFF-SITES |  |  | Suite 318 - E Cam Room |  | CARLA TRUELL
|  | IVY BIOMEDICAL SYSTEMS |  | MONITOR, PATIENT, CARDIAC TRIGGER |  |  | 901 Centennial Blvd | Building 2 | [6 empty] | YES | YES
|  | IVY BIOMEDICAL SYSTEMS |  | MONITOR, PATIENT, CARDIAC TRIGGER |  | NUCLEAR MEDICINE | Kelemen | BASEMENT |  | 01/01/1900 |  |  |  |  | NO | YES |  |  |  |  | IVY BIOMEDICAL SYSTEMS 10368726 0505123 |  |  | Active |  | 99:99:99:99:99:99 |  | Equipment | 1Y:00-MFG | 05/20/2019 | 05/01/2020 | COOPER UNIVERSITY HOSPITAL |  |  | B80 |  | Donna Handy
|  | IVY BIOMEDICAL SYSTEMS |  | MONITOR, PATIENT, CARDIAC TRIGGER |  | NUCLEAR MEDICINE | Kelemen | BASEMENT |  | 05/25/2005 |  | 5/25/12 |  |  | NO | YES |  |  |  |  | IVY BIOMEDICAL SYSTEMS 10368735 0501167 |  |  | Active |  | 99:99:99:99:99:99 |  | Equipment | 1Y:00-MFG | 05/20/2019 | 05/01/2020 | COOPER UNIVERSITY HOSPITAL |  |  | B98 |  | Donna Handy
|  | IVY BIOMEDICAL SYSTEMS |  | MONITOR, PATIENT, CARDIAC TRIGGER |  | NUCLEAR MEDICINE | Kelemen | BASEMENT |  | 05/13/2008 |  | 5/13/15 |  |  | NO | YES |  |  |  |  | IVY BIOMEDICAL SYSTEMS 10368729 0801092 |  |  | Active |  | 99:99:99:99:99:99 |  | Equipment | 1Y:00-MFG | 05/20/2019 | 05/01/2020 | COOPER UNIVERSITY HOSPITAL |  |  | B83 |  | Donna Handy
|  | IVY BIOMEDICAL SYSTEMS |  | MONITOR, PATIENT, CARDIAC TRIGGER |  | CAT SCAN | Kelemen | Basement |  | 06/07/2010 |  | 6/7/17 |  |  | NO | YES |  |  |  |  | IVY BIOMEDICAL SYSTEMS 10347542 0906104 |  |  | Active |  | 99:99:99:99:99:99 |  | Alarm | 1Y:00-MFG | 07/23/2019 | 07/01/2020 | COOPER UNIVERSITY HOSPITAL |  |  | CT 2 |  | PAULETTE DUCKREY
|  | IVY BIOMEDICAL SYSTEMS |  | MONITOR, PATIENT, CARDIAC TRIGGER |  | WOODSTOWN - CARDIOLOGY | 66 East Ave |  |  | 02/01/2006 |  | 2/1/13 |  |  | NO | YES |  |  |  |  | IVY BIOMEDICAL SYSTEMS 10345884 0409144 |  |  | Active |  | 99:99:99:99:99:99 |  | Equipment | 1Y:00-MFG | 07/26/2019 | 07/01/2020 | COOPER AMBULATORY OFF-SITES |  |  | NUC CAM RM |  | SUSAN WHITZELL
|  | IVY BIOMEDICAL SYSTEMS |  | MONITOR, PATIENT, CARDIAC TRIGGER |  | CAT SCAN | Kelemen |  |  | 05/01/2016 |  |  |  |  | NO | YES |  |  |  |  | IVY BIOMEDICAL SYSTEMS 10505024 15090846 |  |  | Active |  |  |  | Alarm | 1Y:00-MFG | 08/22/2019 | 07/01/2020 | COOPER UNIVERSITY HOSPITAL |  |  | ER CT Scan Room | WOT00000003490207 | PAULETTE DUCKREY | Repair | Open | Charles Santomero | 08/22/2019 |  | EKG machine - Power cord has exposed wires, black covering is coming off | Replaced damaged electrical cord. Performed electrical safety inspection. Verified proper operation. | EXP3764252 | Labor | 08/22/2019 | 08/22/2019 | Charles Santomero
|  | IVY BIOMEDICAL SYSTEMS |  | MONITOR, PATIENT, CARDIAC TRIGGER |  | VOORHEES SURGERY CENTER-RADIOLOGY | 900 Centennial Blvd | Suite B |  | 07/22/2015 |  |  |  |  | NO | YES |  |  |  |  | IVY BIOMEDICAL SYSTEMS 10480304 15010894 |  |  | Active |  | 99:99:99:99:99:99 |  | Alarm | 1Y:00-MFG | 04/23/2019 | 04/01/2020 | COOPER AMBULATORY OFF-SITES |  |  | CT Scanner |  | PAT STIENES
|  | INVIVO CORPORATION | EXPRESSION | MONITOR, PATIENT, MR COMPATIBLE | US13302123 | MRI | Kelemen | BASEMENT |  | 09/28/2011 |  | 9/28/18 |  |  | NO | YES |  |  |  |  | INVIVO CORPORATION 10366425 US13302123 |  |  | Active |  | 99:99:99:99:99:99 |  | Equipment | 1Y:00-MFG | 04/30/2019 | 04/01/2020 | COOPER UNIVERSITY HOSPITAL |  |  | MRI - BASEMENT |  | ELLIOT VASQUEZ
|  | INVIVO CORPORATION | EXPRESSION | MONITOR, PATIENT, MR COMPATIBLE | US42708174 | MRI | Kelemen | Basement |  | 01/10/2015 |  | 1/10/22 |  |  | NO | YES |  |  |  |  | INVIVO CORPORATION 10366424 US42708174 |  |  | Active |  | 99:99:99:99:99:99 |  | Equipment | 1Y:00-MFG | 04/16/2019 | 04/01/2020 | COOPER UNIVERSITY HOSPITAL |  |  | MRI/B12 |  | ELLIOT VASQUEZ
|  | INVIVO CORPORATION | EXPRESSION | MONITOR, PATIENT, MR COMPATIBLE | us00201103 | MRI | Kelemen | Basement |  | 01/01/2014 |  | 1/1/21 |  |  | NO | YES |  |  |  |  | INVIVO CORPORATION 10366416 us00201103 |  |  | Active |  | 99:99:99:99:99:99 |  | Equipment | 1Y:00-MFG | 04/16/2019 | 04/01/2020 | COOPER UNIVERSITY HOSPITAL |  |  | B12 |  | ELLIOT VASQUEZ
|  | GE HEALTHCARE | TRANSPORT PRO | MONITOR, PHYSIOLOGIC, TRANSPORT | SCS08373035GA |  | Dorrance | [7 empty] | NO | YES
|  | GE HEALTHCARE | TRANSPORT PRO | MONITOR, PHYSIOLOGIC, TRANSPORT | SCS07040768GA | TRAUMA ADMIT | Kelemen |  |  | 02/14/2019 |  | 2/14/26 |  |  | NO | YES |  |  |  |  | GE MEDICAL SYSTEMS 11222235 SCS07040768GA |  |  | Active |  | 99:99:99:99:99:99 |  | Alarm | 1Y:00-MFG | 02/14/2019 | 02/14/2019 | COOPER UNIVERSITY HOSPITAL |  |  | ED TRUMA ROOMS |  | Diane Floyd |  |  |  | 02/14/2019 | 02/14/2019 |  |  |  |  | 02/14/2019 | 02/14/2019
|  | GE HEALTHCARE | TRANSPORT PRO | MONITOR, PHYSIOLOGIC, TRANSPORT | SCS07030749GA | CCU - CORONARY CARE UNIT | Kelemen |  |  | 06/26/2019 |  | 6/26/26 |  |  | NO | YES |  |  |  |  | GE MEDICAL SYSTEMS 11222234 SCS07030749GA |  |  | Active |  | 99:99:99:99:99:99 |  | Alarm | 1Y:00-MFG | 06/26/2019 | 06/26/2019 | COOPER UNIVERSITY HOSPITAL |  |  | CCU |  | CAROLYN RUMELL |  |  |  | 06/26/2019 | 06/26/2019 |  |  |  |  | 06/26/2019 | 06/26/2019
|  | GE HEALTHCARE | TRANSPORT PRO | MONITOR, PHYSIOLOGIC, TRANSPORT | SCS11176266ga | PACU KELEMEN | Kelemen |  |  | 06/18/2019 |  | 6/18/26 |  |  | NO | YES |  |  |  |  | GE MEDICAL SYSTEMS 11222177 SCS11176266ga |  |  | Active |  | 99:99:99:99:99:99 |  | Alarm | 1Y:00-MFG | 06/18/2019 | 06/18/2019 | COOPER UNIVERSITY HOSPITAL |  |  | pacu storage |  | FRANK OBRIEN |  |  |  | 06/18/2019 | 06/18/2019 |  |  |  |  | 06/18/2019 | 06/18/2019
|  | GE HEALTHCARE | TRANSPORT PRO | MONITOR, PHYSIOLOGIC, TRANSPORT | SCS07040767GA | CCU - CORONARY CARE UNIT | Kelemen |  |  | 06/21/2019 |  | 6/21/26 |  |  | NO | YES |  |  |  |  | GE MEDICAL SYSTEMS 11222132 SCS07040767GA |  |  | Active |  | 99:99:99:99:99:99 |  | Alarm | 1Y:00-MFG | 06/21/2019 | 06/21/2019 | COOPER UNIVERSITY HOSPITAL |  |  | N4 |  | CAROLYN RUMELL |  |  |  | 06/21/2019 | 06/21/2019 |  |  |  |  | 06/21/2019 | 06/21/2019
|  | GE HEALTHCARE | TRANSPORT PRO | MONITOR, PHYSIOLOGIC, TRANSPORT | SCS07040770GA | TRAUMA ADMIT | Pavilion |  |  | 02/19/2019 |  | 2/19/26 |  |  | NO | YES |  |  |  |  | GE MEDICAL SYSTEMS 11222106 SCS07040770GA |  |  | Active |  | 99:99:99:99:99:99 |  | Alarm | 1Y:00-MFG | 02/19/2019 | 02/19/2019 | COOPER UNIVERSITY HOSPITAL |  |  | TRAUMA ADMIT |  | Diane Floyd |  |  |  | 02/19/2019 | 02/19/2019 |  |  |  |  | 02/19/2019 | 02/19/2019
|  | GE HEALTHCARE | TRANSPORT PRO | MONITOR, PHYSIOLOGIC, TRANSPORT | AAC04351014GA | TRAUMA ADMIT | Kelemen | KP |  | 03/01/2019 |  | 3/1/26 |  |  | NO | YES |  |  |  |  | GE MEDICAL SYSTEMS 11222104 AAC04351014GA |  |  | Active |  | 99:99:99:99:99:99 |  | Alarm | 1Y:00-MFG | 03/01/2019 | 03/01/2019 | COOPER UNIVERSITY HOSPITAL |  |  | TADMIT |  | Diane Floyd |  |  |  | 03/01/2019 | 03/01/2019 |  |  |  |  | 03/01/2019 | 03/01/2019
|  | GE HEALTHCARE | TRANSPORT PRO | MONITOR, PHYSIOLOGIC, TRANSPORT | SCS07030765GA | TRAUMA ADMIT | Kelemen |  |  | 02/21/2019 |  | 2/21/26 |  |  | NO | YES |  |  |  |  | GE MEDICAL SYSTEMS 11222029 SCS07030765GA |  |  | Active |  | 99:99:99:99:99:99 |  | Alarm | 1Y:00-MFG | 02/21/2019 | 02/21/2019 | COOPER UNIVERSITY HOSPITAL |  |  | ED TRUMA ROOMS |  | Diane Floyd |  |  |  | 02/21/2019 | 02/21/2019 |  |  |  |  | 02/21/2019 | 02/21/2019
|  | GE HEALTHCARE | TRANSPORT PRO | MONITOR, PHYSIOLOGIC, TRANSPORT | Scs07030756ga |  | Kelemen | [7 empty] | NO | YES
|  | GE HEALTHCARE | TRANSPORT PRO | MONITOR, PHYSIOLOGIC, TRANSPORT | SCS06500613GA | TSDU - KELEMEN S7 | Kelemen |  |  | 02/19/2019 |  | 2/19/26 |  |  | NO | YES |  |  |  |  | GE MEDICAL SYSTEMS 10769715 SCS06500613GA |  |  | Active |  | 99:99:99:99:99:99 |  | Alarm | 1Y:00-MFG | 02/19/2019 | 02/19/2019 | COOPER UNIVERSITY HOSPITAL |  |  | N7 |  | JEN VANDER HORN |  |  |  | 02/19/2019 | 02/19/2019 |  |  |  |  | 02/19/2019 | 02/19/2019
|  | GE HEALTHCARE | TRANSPORT PRO | MONITOR, PHYSIOLOGIC, TRANSPORT | SCS07040780GA | CCU - CORONARY CARE UNIT | Kelemen | HP |  | 04/30/2007 |  | 4/30/14 |  |  | NO | YES |  |  |  |  | GE MEDICAL SYSTEMS 10752799 SCS07040780GA |  |  | Active |  | 99:99:99:99:99:99 |  | Alarm | 1Y:00-MFG | 06/25/2019 | 06/01/2020 | COOPER UNIVERSITY HOSPITAL |  |  | ccu nurse desk |  | CAROLYN RUMELL
|  | GE HEALTHCARE | TRANSPORT PRO | MONITOR, PHYSIOLOGIC, TRANSPORT | SCS09073615GA |  | Dorrance | [7 empty] | NO | YES
|  | GE HEALTHCARE | TRANSPORT PRO | MONITOR, PHYSIOLOGIC, TRANSPORT | Scs07030750ga |  | Kelemen | HP | [6 empty] | NO | YES
|  | GE HEALTHCARE | TRANSPORT PRO | MONITOR, PHYSIOLOGIC, TRANSPORT | SCS07030751GA | TRAUMA ICU | Kelemen |  |  | 04/24/2007 |  | 4/24/14 |  |  | NO | YES |  |  |  |  | GE MEDICAL SYSTEMS 10368512 SCS07030751GA |  |  | Active |  | 99:99:99:99:99:99 |  | Alarm | 1Y:00-MFG | 02/25/2019 | 02/01/2020 | COOPER UNIVERSITY HOSPITAL |  |  | OR HALLWAY |  | Diane Floyd
|  | GE HEALTHCARE | TRANSPORT PRO | MONITOR, PHYSIOLOGIC, TRANSPORT | SCS11176256GA | PACU KELEMEN | Kelemen |  |  | 04/04/2011 |  | 4/4/18 |  |  | NO | YES |  |  |  |  | GE MEDICAL SYSTEMS 10368505 SCS1117625 |  |  | Active |  | 99:99:99:99:99:99 |  | Alarm | 1Y:00-MFG | 06/18/2019 | 06/01/2020 | COOPER UNIVERSITY HOSPITAL |  |  | PACU |  | FRANK OBRIEN
|  | GE HEALTHCARE | TRANSPORT PRO | MONITOR, PHYSIOLOGIC, TRANSPORT | SCS07030761GA | INTENSIVE CARE UNIT | Kelemen |  |  | 06/21/2019 |  | 6/21/26 |  |  | NO | YES |  |  |  |  | GE MEDICAL SYSTEMS 30438071 SCS07030761GA |  |  | Active | 10505326, 11222133 | 99:99:99:99:99:99 |  | Alarm | 1Y:00-MFG | 06/21/2019 | 06/21/2019 | COOPER UNIVERSITY HOSPITAL |  |  | CCU |  | CAROLYN RUMELL |  |  |  | 06/21/2019 | 06/21/2019 |  |  |  |  | 06/21/2019 | 06/21/2019
|  | GE HEALTHCARE | TRANSPORT PRO | MONITOR, PHYSIOLOGIC, TRANSPORT | SCS06500629GA |  | Kelemen | [7 empty] | NO | YES
|  | GE HEALTHCARE | TRANSPORT PRO | MONITOR, PHYSIOLOGIC, TRANSPORT | SCS07030754GA | INTENSIVE CARE UNIT | Kelemen |  |  | 04/24/2007 |  | 4/24/14 |  |  | NO | YES |  |  |  |  | GE MEDICAL SYSTEMS 10367651 SCS07030754GA |  |  | Disposition |  | 99:99:99:99:99:99 |  | Alarm | 1Y:00-MFG | 06/27/2018 | 06/01/2020 | COOPER UNIVERSITY HOSPITAL |  |  |  |  | CAROLYN RUMELL
|  | GE HEALTHCARE | TRANSPORT PRO | MONITOR, PHYSIOLOGIC, TRANSPORT | SCS09153707GA | INTENSIVE CARE NURSERY | Kelemen |  |  | 07/31/2009 |  | 7/31/16 |  |  | NO | YES |  |  |  |  | GE MEDICAL SYSTEMS 10365022 SCS09153707GA |  |  | Active |  | 99:99:99:99:99:99 |  | Alarm | 1Y:00-MFG | 08/15/2019 | 08/01/2020 | COOPER UNIVERSITY HOSPITAL |  |  | DORRANCE 5 |  | JOANNE FOX
|  | GE HEALTHCARE | TRANSPORT PRO | MONITOR, PHYSIOLOGIC, TRANSPORT | SC514179698GA | CHIP - 9 PAVILION | Pavilion |  |  | 03/06/2014 |  | 3/6/21 |  |  | NO | YES |  |  |  |  | GE MEDICAL SYSTEMS 10356570 SC514179698GA |  |  | Active |  | 99:99:99:99:99:99 |  | Alarm | 1Y:00-MFG | 07/26/2019 | 07/01/2020 | COOPER UNIVERSITY HOSPITAL |  |  | 9 PAVILION |  | KIM HUMMEL
|  | GE HEALTHCARE | TRANSPORT PRO | MONITOR, PHYSIOLOGIC, TRANSPORT | SCS14169686GA | CHIP - 9 PAVILION | Pavilion |  |  | 03/16/2014 |  | 3/16/21 |  |  | NO | YES |  |  |  |  | GE MEDICAL SYSTEMS 10356569 SCS14169686GA |  |  | Active |  | 99:99:99:99:99:99 |  | Alarm | 1Y:00-MFG | 07/26/2019 | 07/01/2020 | COOPER UNIVERSITY HOSPITAL |  |  | PAVILION 9 |  | KIM HUMMEL
|  | GE HEALTHCARE | TRANSPORT PRO | MONITOR, PHYSIOLOGIC, TRANSPORT | SCS07040774GA | CCU - CORONARY CARE UNIT | Kelemen |  |  | 04/30/2007 |  | 4/30/14 |  |  | NO | YES |  |  |  |  | GE MEDICAL SYSTEMS 10349382 SCS07040774GA |  |  | Active |  | 99:99:99:99:99:99 |  | Alarm | 1Y:00-MFG | 06/14/2019 | 06/01/2020 | COOPER UNIVERSITY HOSPITAL |  |  | N4 |  | CAROLYN RUMELL
|  | GE HEALTHCARE | TRANSPORT PRO | MONITOR, PHYSIOLOGIC, TRANSPORT | SC514169645GA | PAVILION 8 | Pavilion |  |  | 07/15/2019 |  | 7/15/26 |  |  | NO | YES |  |  |  |  | GE MEDICAL SYSTEMS 30144806 SC514169645GA |  |  | Active |  | 99:99:99:99:99:99 |  | Alarm | 1Y:00-MFG | 07/15/2019 | 07/15/2019 | COOPER UNIVERSITY HOSPITAL |  |  | 8 PAVILION |  | BRIAN OSHAUGHNESSY |  |  |  | 07/15/2019 | 07/15/2019 |  |  |  |  | 07/15/2019 | 07/15/2019
|  | GE HEALTHCARE | TRANSPORT PRO | MONITOR, PHYSIOLOGIC, TRANSPORT | SCS14179697GA | PAVILION 8 | Pavilion |  |  | 07/10/2019 |  | 7/10/26 |  |  | NO | YES |  |  |  |  | GE MEDICAL SYSTEMS 30144805 SCS14179697GA |  |  | Active |  | 99:99:99:99:99:99 |  | Alarm | 1Y:00-MFG | 07/10/2019 | 07/10/2019 | COOPER UNIVERSITY HOSPITAL |  |  | 8 PAVILION |  | BRIAN OSHAUGHNESSY |  |  |  | 07/10/2019 | 07/10/2019 |  |  |  |  | 07/10/2019 | 07/10/2019
|  | GE HEALTHCARE | TRANSPORT PRO | MONITOR, PHYSIOLOGIC, TRANSPORT | SC514169637GA | PAVILION 8 | Pavilion |  |  | 07/15/2019 |  | 7/15/26 |  |  | NO | YES |  |  |  |  | GE MEDICAL SYSTEMS 30144768 SC514169637GA |  |  | Active |  | 99:99:99:99:99:99 |  | Alarm | 1Y:00-MFG | 07/15/2019 | 07/15/2019 | COOPER UNIVERSITY HOSPITAL |  |  | 8 PAVILION |  | BRIAN OSHAUGHNESSY |  |  |  | 07/15/2019 | 07/15/2019 |  |  |  |  | 07/15/2019 | 07/15/2019
|  | GE HEALTHCARE | TRANSPORT PRO | MONITOR, PHYSIOLOGIC, TRANSPORT | SCS14169642GA |  | Pavilion | [7 empty] | NO | YES
|  | INTEGRA NEUROSCIENCES | CAMINO CAM02 | MONITOR, PRESSURE, INTRACRANIAL |  | TRAUMA ICU | Kelemen | BASEMENT |  | 06/10/2015 |  | 6/10/22 |  |  | NO | YES |  |  |  |  | INTEGRA NEUROSCIENCES 10752506 1140501855 |  |  | Active |  | 99:99:99:99:99:99 |  | Alarm | 1Y:00-MFG | 02/25/2019 | 02/01/2020 | COOPER UNIVERSITY HOSPITAL |  |  |  | 0012504310 | Diane Floyd | Performance Verification | Closed | Josh Harris | 12/13/2017 | 12/13/2017 | INCOMING INVENTORY | DEVICE INVENTORIED | B030A674-A712-4FD4-B0FA-604DDC8034DF | Labor | 12/13/2017 | 12/13/2017 | Josh Harris
|  | INTEGRA NEUROSCIENCES | CAMINO CAM02 | MONITOR, PRESSURE, INTRACRANIAL |  | TRAUMA ICU | Kelemen |  |  | 06/10/2015 |  | 6/10/22 |  |  | NO | YES |  |  |  |  | INTEGRA NEUROSCIENCES 10505128 1140501861 |  |  | Active |  | 99:99:99:99:99:99 |  | Alarm | 1Y:00-MFG | 02/25/2019 | 02/01/2020 | COOPER UNIVERSITY HOSPITAL |  |  |  |  | Diane Floyd
|  | INTEGRA NEUROSCIENCES | MPM-1-6 | MONITOR, PRESSURE, INTRACRANIAL | MMH051102 | TRAUMA ICU | Kelemen |  |  | 09/14/2005 |  | 9/14/12 |  |  | NO | YES |  |  |  |  | INTEGRA NEUROSCIENCES 10368090 MMH051102 |  |  | Active |  | 99:99:99:99:99:99 |  | Equipment | 1Y:00-MFG | 02/26/2019 | 02/01/2020 | COOPER UNIVERSITY HOSPITAL |  |  | TICU-EQUIP STORAGE |  | Diane Floyd
|  | INTEGRA NEUROSCIENCES | MPM-1-6 | MONITOR, PRESSURE, INTRACRANIAL | MMG060902 | TRAUMA ICU | Kelemen |  |  | 08/24/2006 |  | 8/24/13 |  |  | NO | YES |  |  |  |  | INTEGRA NEUROSCIENCES 10368091 MMG060902 |  |  | Active |  | 99:99:99:99:99:99 |  | Equipment | 1Y:00-MFG | 02/26/2019 | 02/01/2020 | COOPER UNIVERSITY HOSPITAL |  |  | TICU-EQUIP STORAGE |  | Diane Floyd
|  | INTEGRA NEUROSCIENCES | MPM-1-6 | MONITOR, PRESSURE, INTRACRANIAL |  | INTENSIVE CARE UNIT | Pavilion |  |  | 01/01/1900 |  |  |  |  | NO | YES |  |  |  |  | INTEGRA NEUROSCIENCES 10367657 2679 |  |  | Active |  | 99:99:99:99:99:99 |  | Equipment | 1Y:00-MFG | 06/25/2019 | 06/01/2020 | COOPER UNIVERSITY HOSPITAL |  |  | STORAGE ROOM P470 |  | CAROLYN RUMELL
|  | INTEGRA NEUROSCIENCES | MPM-1-6 | MONITOR, PRESSURE, INTRACRANIAL |  | INTENSIVE CARE UNIT | Kelemen |  |  | 01/01/1900 |  |  |  |  | NO | YES |  |  |  |  | INTEGRA NEUROSCIENCES 10365269 2571 |  |  | Active |  | 99:99:99:99:99:99 |  | Equipment | 1Y:00-MFG | 06/26/2019 | 06/01/2020 | COOPER UNIVERSITY HOSPITAL |  |  | ticu |  | CAROLYN RUMELL
|  | MASIMO CORPORATION | RDS7A | MONITOR, ROOT |  |  | Dorrance | [7 empty] | YES | YES
|  | MASIMO CORPORATION | RDS7A | MONITOR, ROOT |  |  | Dorrance | [7 empty] | YES | YES
|  | ACER/ACROS | V193 | MONITOR, TELEMETRY | MMLYOPAA004404066 | MED/SURG 6 PAVILION | Pavilion |  |  | 07/01/2014 |  | 7/1/19 |  |  | NO | YES |  |  |  |  | ACER/ACROS 10355264 MMLYOPAA004404066 |  |  | Active |  | 99:99:99:99:99:99 |  | Accessory | PAAR:00-PVAR | 11/02/2019 |  | COOPER UNIVERSITY HOSPITAL |  |  | 6 PAVILION hallway | WOT00000002201898 | BRIAN OSHAUGHNESSY | Disposition | Closed | Michael Youch | 02/14/2019 | 05/17/2019 | Bulk Disposition CNL
|  | ACER/ACROS | V193 | MONITOR, TELEMETRY | MMLYQAA004404066ED85 | MED/SURG 6 PAVILION | Pavilion |  |  | 07/01/2014 |  | 7/1/19 |  |  | NO | YES |  |  |  |  | ACER/ACROS 10355265 MMLYQAA004404066ED85 |  |  | Active |  | 99:99:99:99:99:99 |  | Accessory | PAAR:00-PVAR | 11/02/2019 |  | COOPER UNIVERSITY HOSPITAL |  |  | PAVILION 6 hallway | WOT00000002201904 | BRIAN OSHAUGHNESSY | Disposition | Closed | Michael Youch | 02/14/2019 | 05/17/2019 | Bulk Disposition CNL
|  | ACER/ACROS | V193 | MONITOR, TELEMETRY | MMLYQAA0044040664085 | MED/SURG 6 PAVILION | Pavilion |  |  | 11/02/2019 |  | 11/2/24 |  |  | NO | YES |  |  |  |  | ACER/ACROS 30144907 MMLYQAA0044040664085 |  |  | Active |  | 99:99:99:99:99:99 |  | Accessory | PAAR:00-PVAR | 11/02/2019 | 11/02/2019 | COOPER UNIVERSITY HOSPITAL |  |  | PAVILION 6 hallway | WOT00000002204588 | BRIAN OSHAUGHNESSY | Disposition | Closed | Michael Youch | 11/02/2019 | 11/02/2019 | Bulk Disposition CNL |  |  |  | 11/02/2019 | 11/02/2019
|  | ACER/ACROS | V196L | MONITOR, TELEMETRY |  |  | Kelemen | [7 empty] | YES | YES
|  | ACER/ACROS | V196L | MONITOR, TELEMETRY |  |  | Kelemen | [7 empty] | YES | YES
|  | ACER/ACROS | V196L | MONITOR, TELEMETRY |  |  | Kelemen | [7 empty] | YES | YES
|  | ACER/ACROS | V196L | MONITOR, TELEMETRY |  |  | Kelemen | [7 empty] | YES | YES
|  | ACER/ACROS | V196L | MONITOR, TELEMETRY |  |  | Kelemen | [7 empty] | YES | YES
|  | ACER/ACROS | V196L | MONITOR, TELEMETRY |  |  | Kelemen | [7 empty] | YES | YES
|  | ACER/ACROS | V196L | MONITOR, TELEMETRY |  |  | Kelemen | [7 empty] | YES | YES
|  | ACER/ACROS | V196L | MONITOR, TELEMETRY |  |  | Kelemen | [7 empty] | YES | YES
|  | ACER/ACROS | V196L | MONITOR, TELEMETRY |  |  | Kelemen | [7 empty] | YES | YES
|  | ACER/ACROS | V196L | MONITOR, TELEMETRY |  |  | Kelemen | [7 empty] | YES | YES
|  | ACER/ACROS | V196L | MONITOR, TELEMETRY |  |  | Kelemen | [7 empty] | YES | YES
|  | ACER/ACROS | V196L | MONITOR, TELEMETRY |  |  | Kelemen | [7 empty] | YES | YES
|  | ACER/ACROS | V196L | MONITOR, TELEMETRY |  |  | Kelemen | [7 empty] | YES | YES
|  | ACER/ACROS | V196L | MONITOR, TELEMETRY |  |  | Kelemen | [7 empty] | YES | YES
|  | ACER/ACROS | V196L | MONITOR, TELEMETRY |  |  | Kelemen | [7 empty] | YES | YES
|  | ACER/ACROS | V196L | MONITOR, TELEMETRY |  |  | Kelemen | [7 empty] | YES | YES
|  | ACER/ACROS | V196L | MONITOR, TELEMETRY |  |  | Kelemen | [7 empty] | YES | YES
|  | ACER/ACROS | V196L | MONITOR, TELEMETRY |  |  | Kelemen | [7 empty] | YES | YES
|  | ACER/ACROS | V206HQL | MONITOR, TELEMETRY | MMLY6AA00481105F128516 |  | Kelemen | [7 empty] | YES | YES
|  | DELL COMPUTER CORPORATION |  | MONITOR, TELEMETRY | CNOYVG53728720C6D11U |  | Kelemen | [7 empty] | YES | YES
|  | DELL COMPUTER CORPORATION |  | MONITOR, TELEMETRY | MX-0G324H-74262-054-15WL |  | Kelemen | [7 empty] | YES | YES
|  | DELL COMPUTER CORPORATION |  | MONITOR, TELEMETRY |  |  | Kelemen | [7 empty] | YES | YES
|  | DELL COMPUTER CORPORATION |  | MONITOR, TELEMETRY |  |  | Kelemen | [7 empty] | YES | YES
|  | DELL COMPUTER CORPORATION |  | MONITOR, TELEMETRY |  |  | Pavilion | [7 empty] | YES | YES
|  | DELL COMPUTER CORPORATION | 1707FPF | MONITOR, TELEMETRY | CN-0CC280-71618-67L-ACYP | KELEMEN 8 PCU | Kelemen |  |  | 10/20/2006 |  | 10/20/11 |  |  | NO | YES |  |  |  |  | DELL COMPUTER CORPORATION 10356106 ACYP |  |  | Active |  | 99:99:99:99:99:99 |  | Accessory | PAAR:00-PVAR | 11/02/2019 |  | COOPER UNIVERSITY HOSPITAL |  |  | S8 - NURSES' STATION |  | BYRON WELLS
|  | DELL COMPUTER CORPORATION | 1708FPT | MONITOR, TELEMETRY | CN0CC2807161867LACZF | KELEMEN 8 PCU | Kelemen |  |  | 06/23/2015 |  | 6/23/20 |  |  | NO | YES |  |  |  |  | DELL COMPUTER CORPORATION 10348763 CN0CC2807161867LACZF |  |  | Active |  | 99:99:99:99:99:99 |  | Accessory | PAAR:00-PVAR | 11/02/2019 |  | COOPER UNIVERSITY HOSPITAL |  |  | PCU |  | BYRON WELLS
|  | DELL COMPUTER CORPORATION | 2007FPB | MONITOR, TELEMETRY | MX0G324H74262154277L |  | Kelemen | [7 empty] | YES | YES
|  | DELL COMPUTER CORPORATION | 2007FPB | MONITOR, TELEMETRY | MX0G324H7426215425FL |  | Kelemen | [7 empty] | YES | YES
|  | DELL COMPUTER CORPORATION | 2007FPB | MONITOR, TELEMETRY | MX0G324H7426215425LL |  | Kelemen | [7 empty] | YES | YES
|  | DELL COMPUTER CORPORATION | 2007FPB | MONITOR, TELEMETRY |  |  | Kelemen | [7 empty] | YES | YES
|  | DELL COMPUTER CORPORATION | 2007FPB | MONITOR, TELEMETRY | MX0G324H7426215425UL |  | Kelemen | [7 empty] | YES | YES
|  | DELL COMPUTER CORPORATION | 2007FPB | MONITOR, TELEMETRY | MX00324H742621AR142L | VOORHEES SURGERY CENTER-PULMONARY | 900 Centennial Blvd | Suite K |  | 01/01/2012 |  | 1/1/17 |  |  | NO | YES |  |  |  |  | DELL COMPUTER CORPORATION 10348045 MX00324H742621AR142L |  |  | Active |  | 99:99:99:99:99:99 |  | Accessory | PAAR:00-PVAR | 11/01/2019 |  | COOPER AMBULATORY OFF-SITES |  |  | SUITE L STORAGE |  | SUSAN PINE
|  | DELL COMPUTER CORPORATION | 2007FPB | MONITOR, TELEMETRY | MX0G324H742621C718KL | PULMONARY LAB | Kelemen |  |  | 01/01/2012 |  | 1/1/17 |  |  | NO | YES |  |  |  |  | DELL COMPUTER CORPORATION 10347600 MX0G324H742621C718KL |  |  | Active |  | 99:99:99:99:99:99 |  | Accessory | PAAR:00-PVAR | 11/02/2019 |  | COOPER UNIVERSITY HOSPITAL |  |  | BioMed for CH new office | 0012499658 | KATHY LOFLAND | Repair | Closed | Michael Youch | 12/12/2017 | 12/14/2017 | VIDEO MONITOR - DISPOSITION - TMX | 12/14/2017 1:22:31 PM MDYOUCH (MDYOUCH 12/12/2017 10:20 AM) UNIT WAS MOVED TO BIOMED FROM PFT AS THEY DID NOT USE ANYMORE 12/14/2017 1:22 PM MDYOUCH This device has been removed from an active status with the RSQ Database, and physically removed from the facility. Device retired on 12/14/2017; Authorized By: PATRICK DANDREA; Nature of Retirement: NO LONGER NEEDED; Days In Service: 923 | A3B8A338-25B0-4DED-9BF4-F6D02B5ACF67 | Labor | 12/12/2017 | 12/12/2017 | Michael Youch
|  | DELL COMPUTER CORPORATION | E172FPB | MONITOR, TELEMETRY | CN03180671618 | CDU - CLINICAL DECISION UNIT-9 KELEMEN | Kelemen |  |  | 09/14/2004 |  | 9/14/09 |  |  | NO | YES |  |  |  |  | DELL COMPUTER CORPORATION 10347525 CN03180671618 |  |  | Disposition |  | 99:99:99:99:99:99 |  | Accessory | PAAR:00-PVAR | 11/02/2019 |  | COOPER UNIVERSITY HOSPITAL |  |  | NURSES STATION | WOT00000000523118 | KAREN GRUBER | Disposition | Closed | Richard Jolly | 02/08/2018 | 06/12/2019 | Bulk Disposition CNL | this pak was lost by the dept no longer needed by dept | EXP3120936 | Labor | 06/10/2019 | 06/10/2019 | Richard Jolly
|  | DELL COMPUTER CORPORATION | E172FPB | MONITOR, TELEMETRY | CNOJ18067161845TAB | CDU - CLINICAL DECISION UNIT-9 KELEMEN | Kelemen |  |  | 09/14/2004 |  | 9/14/09 |  |  | NO | YES |  |  |  |  | DELL COMPUTER CORPORATION 10347524 CNOJ18067161845TAB |  |  | Disposition |  | 99:99:99:99:99:99 |  | Accessory | PAAR:00-PVAR | 11/02/2019 |  | COOPER UNIVERSITY HOSPITAL |  |  | NURSES STATION |  | KAREN GRUBER
CN0J18067161845TADBM |  | DELL COMPUTER CORPORATION | E172FPT | MONITOR, TELEMETRY | CN0J18067161845TADBM |  | Kelemen | [7 empty] | YES | YES
CN0J18067161845TADBP |  | DELL COMPUTER CORPORATION | E172FPT | MONITOR, TELEMETRY | CN0J18067161845TADBP |  | Kelemen | [7 empty] | YES | YES
|  | DELL COMPUTER CORPORATION | P170 | MONITOR, TELEMETRY | CN-04G93X-72872-18B-H | KELEMEN 8 PCU | Kelemen |  |  | 06/23/2015 |  | 6/23/20 |  |  | NO | YES |  |  |  |  | DELL COMPUTER CORPORATION 10348764 CN-04G93X-72872-18B-H |  |  | Active |  | 99:99:99:99:99:99 |  | Accessory | PAAR:00-PVAR | 11/02/2019 |  | COOPER UNIVERSITY HOSPITAL |  |  | NURSES STATION 8TH |  | BYRON WELLS
|  | DELL COMPUTER CORPORATION | P170ST | MONITOR, TELEMETRY | CN0C2JMK7444512R138S |  | Kelemen | [7 empty] | YES | YES
|  | EIZO | FLEXSCAN | MONITOR, TELEMETRY |  |  | Kelemen | [7 empty] | YES | YES
|  | EIZO | FLEXSCAN | MONITOR, TELEMETRY |  |  | Kelemen | [7 empty] | YES | YES
|  | EIZO | FLEXSCAN S2133 | MONITOR, TELEMETRY |  |  | Kelemen | [7 empty] | YES | YES
|  | EIZO | FLEXSCAN S2133 | MONITOR, TELEMETRY |  |  | Kelemen | [7 empty] | YES | YES
|  | EIZO | FLEXSCAN S2133 | MONITOR, TELEMETRY |  |  | Kelemen | [7 empty] | YES | YES
|  | GE HEALTHCARE | USE1911A | MONITOR, TELEMETRY | DTJ500J1112 | INTERMEDIATE NURSING CARE UNIT | Kelemen |  |  | 05/13/2010 |  | 5/13/15 |  |  | NO | YES |  |  |  |  | GE MEDICAL SYSTEMS 10356047 DTJ500J1112 |  |  | Active |  | 99:99:99:99:99:99 |  | Accessory | PAAR:00-PVAR | 11/02/2019 |  | COOPER UNIVERSITY HOSPITAL |  |  | 10TH FLOOR |  | Lisa Brooks
|  | GE HEALTHCARE | USE1903A | MONITOR, TELEMETRY | DTG440D1086 | TRAUMA ICU | Kelemen |  |  | 04/24/2007 |  | 4/24/12 |  |  | NO | YES |  |  |  |  | GE MEDICAL SYSTEMS 10368621 DTG440D1086 |  |  | Active |  | 99:99:99:99:99:99 |  | Accessory | PAAR:00-PVAR | 11/02/2019 |  | COOPER UNIVERSITY HOSPITAL |  |  | TICU | WOT00000000524096 | Diane Floyd | Disposition | Closed | Richard Jolly | 02/08/2018 | 05/14/2019 | Bulk Disposition CNL
|  | GE HEALTHCARE | USE1903A | MONITOR, TELEMETRY | DTG440D1211 | TRAUMA ICU | Kelemen |  |  | 04/24/2007 |  | 4/24/12 |  |  | NO | YES |  |  |  |  | GE MEDICAL SYSTEMS 10368617 DTG440D1211 |  |  | Active |  | 99:99:99:99:99:99 |  | Accessory | PAAR:00-PVAR | 11/02/2019 |  | COOPER UNIVERSITY HOSPITAL |  |  | ICU | WOT00000000524123 | Diane Floyd | Disposition | Closed | Richard Jolly | 02/08/2018 | 05/24/2019 | Bulk Disposition CNL
|  | GE HEALTHCARE | USE1903A | MONITOR, TELEMETRY | DTJ080J0257 | EMERGENCY ROOM | Kelemen |  |  | 05/26/2009 |  | 5/26/14 |  |  | NO | YES |  |  |  |  | GE MEDICAL SYSTEMS 10367738 DTJ080J0257 |  |  | Active |  | 99:99:99:99:99:99 |  | Accessory | PAAR:00-PVAR | 11/02/2019 |  | COOPER UNIVERSITY HOSPITAL |  |  | EMERGENCY DEPARTMENT | WOT00000000524174 | KAREN GRUBER | Disposition | Closed | Richard Jolly | 02/08/2018 | 05/14/2019 | Bulk Disposition CNL
|  | GE HEALTHCARE | USE1903A | MONITOR, TELEMETRY | DTJ010J0056 | EMERGENCY ROOM | Kelemen |  |  | 05/26/2009 |  | 5/26/14 |  |  | NO | YES |  |  |  |  | GE MEDICAL SYSTEMS 10367739 DTJ010J0056 |  |  | Active |  | 99:99:99:99:99:99 |  | Accessory | PAAR:00-PVAR | 11/02/2019 |  | COOPER UNIVERSITY HOSPITAL |  |  | EMERGENCY DEPARTMENT |  | KAREN GRUBER
|  | GE HEALTHCARE | USE1903A | MONITOR, TELEMETRY | DTJ010J0003 | EMERGENCY ROOM | Kelemen |  |  | 01/01/1900 |  |  |  |  | NO | YES |  |  |  |  | GE MEDICAL SYSTEMS 10367737 DTJ010J0003 |  |  | Active |  | 99:99:99:99:99:99 |  | Accessory | PAAR:00-PVAR | 11/02/2019 |  | COOPER UNIVERSITY HOSPITAL |  |  | EMERGENCY ROOM |  | KAREN GRUBER
|  | GE HEALTHCARE | USE1903A | MONITOR, TELEMETRY | DTK470J1153 | CDU - CLINICAL DECISION UNIT-9 KELEMEN | Kelemen |  |  | 03/21/2011 |  | 3/21/16 |  |  | NO | YES |  |  |  |  | GE MEDICAL SYSTEMS 10367721 DTK470J1153 |  |  | Active |  | 99:99:99:99:99:99 |  | Accessory | PAAR:00-PVAR | 11/02/2019 |  | COOPER UNIVERSITY HOSPITAL |  |  | 1ST FLOOR er |  | KAREN GRUBER
|  | GE HEALTHCARE | USE1903A | MONITOR, TELEMETRY | DT1430T0732 | INTENSIVE CARE UNIT | Pavilion |  |  | 01/12/2009 |  | 1/12/14 |  |  | NO | YES |  |  |  |  | GE MEDICAL SYSTEMS 10365284 DT1430T0732 |  |  | Active |  | 99:99:99:99:99:99 |  | Accessory | PAAR:00-PVAR | 11/02/2019 |  | COOPER UNIVERSITY HOSPITAL |  |  | OUTSIDE ICU 3 4TH FL | WOT00000000524083 | CAROLYN RUMELL | Disposition | Closed | Richard Jolly | 02/08/2018 | 05/15/2019 | Bulk Disposition CNL
|  | GE HEALTHCARE | USE1903A | MONITOR, TELEMETRY | DT1430T0803 | INTENSIVE CARE UNIT | Kelemen |  |  | 01/12/2009 |  | 1/12/14 |  |  | NO | YES |  |  |  |  | GE MEDICAL SYSTEMS 10365283 DT1430T0803 |  |  | Active |  | 99:99:99:99:99:99 |  | Accessory | PAAR:00-PVAR | 11/02/2019 |  | COOPER UNIVERSITY HOSPITAL |  |  | icu 2 4th fl |  | CAROLYN RUMELL
|  | GE HEALTHCARE | USE1903A | MONITOR, TELEMETRY | DTG420J0491 | NEURO/ORTHO/MEDSURG/7 PAV | Pavilion |  |  | 05/26/2009 |  | 5/26/14 |  |  | NO | YES |  |  |  |  | GE MEDICAL SYSTEMS 10356672 DTG420J0491 |  |  | Active |  | 99:99:99:99:99:99 |  | Accessory | PAAR:00-PVAR | 11/02/2019 |  | COOPER UNIVERSITY HOSPITAL |  |  | PAVILION 7 |  | Pam Young
|  | GE HEALTHCARE | USE1903A | MONITOR, TELEMETRY | DTM411I0958 | PAVILION 8 | Pavilion |  |  | 03/06/2014 |  | 3/6/19 |  |  | NO | YES |  |  |  |  | GE MEDICAL SYSTEMS 10356638 DTM411I0958 |  |  | Active |  | 99:99:99:99:99:99 |  | Accessory | PAAR:00-PVAR | 11/02/2019 |  | COOPER UNIVERSITY HOSPITAL |  |  | 8 PAVILION CENTRAL | WOT00000000524192 | BRIAN OSHAUGHNESSY | Disposition | Closed | Gene Amodei | 02/08/2018 | 07/05/2019 | Bulk Disposition CNL
|  | GE HEALTHCARE | USE1903A | MONITOR, TELEMETRY | DTM411I0909 | PAVILION 8 | Pavilion |  |  | 03/06/2014 |  | 3/6/19 |  |  | NO | YES |  |  |  |  | GE MEDICAL SYSTEMS 10356637 DTM411I0909 |  |  | Active |  | 99:99:99:99:99:99 |  | Accessory | PAAR:00-PVAR | 11/02/2019 |  | COOPER UNIVERSITY HOSPITAL |  |  | 8 PAVILION CENTRAL |  | BRIAN OSHAUGHNESSY
|  | GE HEALTHCARE | USE1903A | MONITOR, TELEMETRY | DTJ220J0778 | MED/SURG 6 PAVILION | Pavilion |  |  | 05/26/2009 |  | 5/26/14 |  |  | NO | YES |  |  |  |  | GE MEDICAL SYSTEMS 10355295 DTJ220J0778 |  |  | Active |  | 99:99:99:99:99:99 |  | Accessory | PAAR:00-PVAR | 11/02/2019 |  | COOPER UNIVERSITY HOSPITAL |  |  | Pav6 | 0012267815 | BRIAN OSHAUGHNESSY | Repair | Closed | Michael Youch | 10/05/2017 | 10/05/2017 | CENTRAL MONITOR - SCREEN IS BLANK - MED/SURG PAV 6 | 10/5/2017 4:35:10 PM MDYOUCH (MDYOUCH 10/5/2017 3:00 PM) RESEATED VIDEO OUT AND SPLITTER CONNECTORS, RESTARTED CPU. VERIFIED DISPLAY CAME UP ON LOCAL AND ALL REMOTE SCREENS. | 4C31C08D-7B6E-4FB3-A709-B08BF101E847 | Labor | 10/05/2017 | 10/05/2017 | Michael Youch
|  | GE HEALTHCARE | USE1903A | MONITOR, TELEMETRY | DTM41110927 | EMERGENCY ROOM | Kelemen |  |  | 11/02/2019 |  | 11/2/24 |  |  | NO | YES |  |  |  |  | GE MEDICAL SYSTEMS 30143123 DTM41110927 |  |  | Active |  | 99:99:99:99:99:99 |  | Accessory | PAAR:00-PVAR | 11/02/2019 | 11/02/2019 | COOPER UNIVERSITY HOSPITAL |  |  | EMERGENCY DEPARTMENT |  | KAREN GRUBER |  |  |  | 11/02/2019 | 11/02/2019 |  |  |  |  | 11/02/2019 | 11/02/2019
|  | GE HEALTHCARE | USE1911A | MONITOR, TELEMETRY | DTJ080J0264 |  | Kelemen | [7 empty] | YES | YES
|  | GE HEALTHCARE | USE1911A | MONITOR, TELEMETRY |  |  | Pavilion | [7 empty] | YES | YES
|  | GE HEALTHCARE | USE1911A | MONITOR, TELEMETRY | DTK51134235 | PACU KELEMEN | Kelemen |  |  | 04/04/2011 |  | 4/4/16 |  |  | NO | YES |  |  |  |  | GE MEDICAL SYSTEMS 10368522 DTK51134235 |  |  | Active |  | 99:99:99:99:99:99 |  | Accessory | PAAR:00-PVAR | 11/02/2019 |  | COOPER UNIVERSITY HOSPITAL |  |  | K3 | 0011075925 | FRANK OBRIEN | Repair | Closed | Richard Jolly | 01/23/2017 | 01/25/2017 | MONITOR - ALARMING LOW VOLTAGE - PACU KELEMAN SLOT 11 | 1/25/2017 11:33:26 AM RCJOLLY (RCJOLLY 1/23/2017 10:00 AM) WHEN I ARRIVED THEY HAD THE MONIITOR UNPLUGGED I POWERED ON AND DID NOT SEE ANY ISSUES WORKING FINE | 21DD85D2-E070-49E5-9343-364405121A01 | Labor | 01/23/2017 | 01/23/2017 | Richard Jolly
|  | GE HEALTHCARE | USE1911A | MONITOR, TELEMETRY | dto311k4941 | PACU KELEMEN | Kelemen |  |  | 01/01/1900 |  |  |  |  | NO | YES |  |  |  |  | GE MEDICAL SYSTEMS 10368518 dto311k4941 |  |  | Active |  | 99:99:99:99:99:99 |  | Accessory | PAAR:00-PVAR | 11/02/2019 |  | COOPER UNIVERSITY HOSPITAL |  |  | K5 |  | FRANK OBRIEN
|  | GE HEALTHCARE | USE1911A | MONITOR, TELEMETRY | DTK51134832 | PACU KELEMEN | Kelemen |  |  | 04/04/2011 |  | 4/4/16 |  |  | NO | YES |  |  |  |  | GE MEDICAL SYSTEMS 10368479 DTK51134832 |  |  | Active |  | 99:99:99:99:99:99 |  | Accessory | PAAR:00-PVAR | 11/02/2019 |  | COOPER UNIVERSITY HOSPITAL |  |  | PACU | WOT00000002201540 | FRANK OBRIEN | Disposition | Closed | Richard Jolly | 02/14/2019 | 05/21/2019 | Bulk Disposition CNL
|  | GE HEALTHCARE | USE1911A | MONITOR, TELEMETRY | DTK51134795 | PACU KELEMEN | Kelemen |  |  | 04/04/2011 |  | 4/4/16 |  |  | NO | YES |  |  |  |  | GE MEDICAL SYSTEMS 10368467 DTK51134795 |  |  | Active |  | 99:99:99:99:99:99 |  | Accessory | PAAR:00-PVAR | 11/01/2019 |  | COOPER UNIVERSITY HOSPITAL |  |  | K6 | WOT00000002039306 | FRANK OBRIEN | Repair | Closed | Richard Jolly | 02/01/2019 | 05/01/2019 | EKG cables not working confirm rcj | was not able to find any issues ekg is working fine | EXP2197240 | Labor | 02/01/2019 | 02/01/2019 | Richard Jolly
|  | GE HEALTHCARE | USE1911A | MONITOR, TELEMETRY | DTK51134774 | PACU KELEMEN | Kelemen |  |  | 04/04/2011 |  | 4/4/16 |  |  | NO | YES |  |  |  |  | GE MEDICAL SYSTEMS 10368473 DTK51134774 |  |  | Active |  | 99:99:99:99:99:99 |  | Accessory | PAAR:00-PVAR | 11/02/2019 |  | COOPER UNIVERSITY HOSPITAL |  |  | k2 |  | FRANK OBRIEN
|  | GE HEALTHCARE | USE1911A | MONITOR, TELEMETRY | DTK51134928 | PACU KELEMEN | Kelemen |  |  | 04/04/2011 |  | 4/4/16 |  |  | NO | YES |  |  |  |  | GE MEDICAL SYSTEMS 10368470 DTK51134928 |  |  | Active |  | 99:99:99:99:99:99 |  | Accessory | PAAR:00-PVAR | 11/02/2019 |  | COOPER UNIVERSITY HOSPITAL |  |  | K4 | WOT00000002201493 | FRANK OBRIEN | Disposition | Closed | Richard Jolly | 02/14/2019 | 05/21/2019 | Bulk Disposition CNL
|  | GE HEALTHCARE | USE1911A | MONITOR, TELEMETRY | DTK48133960 | PACU KELEMEN | Kelemen |  |  | 04/04/2011 |  | 4/4/16 |  |  | NO | YES |  |  |  |  | GE MEDICAL SYSTEMS 10368463 DTK48133960 |  |  | Active |  | 99:99:99:99:99:99 |  | Accessory | PAAR:00-PVAR | 11/02/2019 |  | COOPER UNIVERSITY HOSPITAL |  |  | PACU | 0011434711 | FRANK OBRIEN | Repair | Closed | Richard Jolly | 03/28/2017 | 03/28/2017 | MONITOR - NOT WORKING - KELEMAN PACU SLOT 18 | 3/28/2017 2:37:59 PM RCJOLLY (RCJOLLY 3/28/2017 10:00 AM) MONITOR KEPT BLINKING ON AND OFF WHEN MOVING CABLES WERE TO TIGHT HAD TO LOOSEN | 300F6734-9DE9-4C05-A14B-6B205CD860CE | Labor | 03/28/2017 | 03/28/2017 | Richard Jolly
|  | GE HEALTHCARE | USE1911A | MONITOR, TELEMETRY | DTK48133990 | PACU KELEMEN | Kelemen |  |  | 04/04/2011 |  | 4/4/16 |  |  | NO | YES |  |  |  |  | GE MEDICAL SYSTEMS 10368456 DTK48133990 |  |  | Active |  | 99:99:99:99:99:99 |  | Accessory | PAAR:00-PVAR | 11/02/2019 |  | COOPER UNIVERSITY HOSPITAL |  |  | PACU | WOT00000002201451 | FRANK OBRIEN | Disposition | Closed | Richard Jolly | 02/14/2019 | 05/21/2019 | Bulk Disposition CNL
|  | GE HEALTHCARE | USE1911A | MONITOR, TELEMETRY | DTJ080J0240 | EMERGENCY ROOM | Kelemen |  |  | 05/26/2009 |  | 5/26/14 |  |  | NO | YES |  |  |  |  | GE MEDICAL SYSTEMS 10368141 DTJ080J0240 |  |  | Active |  | 99:99:99:99:99:99 |  | Accessory | PAAR:00-PVAR | 11/02/2019 |  | COOPER UNIVERSITY HOSPITAL |  |  | PEDS ER- NURSE STATION |  | KAREN GRUBER
|  | GE HEALTHCARE | USE1911A | MONITOR, TELEMETRY | DTN501G1953 |  | Kelemen |  |  | 04/22/2014 |  | 4/22/19 |  |  | NO | YES |  |  |  |  | GE MEDICAL SYSTEMS 10367429 DTN501G1953 |  |  | Active |  | 99:99:99:99:99:99 |  | Accessory | PAAR:00-PVAR | 11/02/2019 |  | COOPER UNIVERSITY HOSPITAL |  |  | 3rd Floor HOLDING nurse station | 0012526302 | DOMINIC VENDETTA | Repair | Closed | Salvatore Bombara | 12/26/2017 | 12/26/2017 | MONITOR - PLEASE CONTACT BIOMED MESSAGE, PERIMETER OUT OF EXTERNAL RANGE - 3RD FLR PAV. OR HOLDING AREA | 12/26/2017 10:27:19 AM SXBOMBARA (SXBOMBARA 12/26/2017 12:00 AM) TESTED AND PASSED FULL FUNCTIONAL CHECK. NO PROBLEMS FOUND. | 89D154A6-D72F-464E-987D-8695145ED9AE | Labor | 12/26/2017 | 12/26/2017 | Salvatore Bombara
|  | GE HEALTHCARE | USE1911A | MONITOR, TELEMETRY | DTK47001172 | PACU KELEMEN | Kelemen |  |  | 04/04/2011 |  | 4/4/16 |  |  | NO | YES |  |  |  |  | GE MEDICAL SYSTEMS 10366384 DTK47001172 |  |  | Active |  | 99:99:99:99:99:99 |  | Accessory | PAAR:00-PVAR | 11/02/2019 |  | COOPER UNIVERSITY HOSPITAL |  |  | NURSE STATION Pacu |  | FRANK OBRIEN
|  | GE HEALTHCARE | USE1911A | MONITOR, TELEMETRY | DTK51135005 | PACU KELEMEN | Kelemen |  |  | 04/04/2011 |  | 4/4/16 |  |  | NO | YES |  |  |  |  | GE MEDICAL SYSTEMS 10366382 DTK51135005 |  |  | Active |  | 99:99:99:99:99:99 |  | Accessory | PAAR:00-PVAR | 11/02/2019 |  | COOPER UNIVERSITY HOSPITAL |  |  | BED K8 | WOT00000002205505 | FRANK OBRIEN | Disposition | Closed | Richard Jolly | 02/14/2019 | 05/21/2019 | Bulk Disposition CNL
|  | GE HEALTHCARE | USE1911A | MONITOR, TELEMETRY | DTK51134923 | PACU KELEMEN | Kelemen |  |  | 04/04/2011 |  | 4/4/16 |  |  | NO | YES |  |  |  |  | GE MEDICAL SYSTEMS 10366378 DTK51134923 |  |  | Active |  | 99:99:99:99:99:99 |  | Accessory | PAAR:00-PVAR | 11/01/2019 |  | COOPER UNIVERSITY HOSPITAL |  |  | BED K1 | WOT00000002205492 | FRANK OBRIEN | Disposition | Closed | Richard Jolly | 02/14/2019 | 05/21/2019 | Bulk Disposition CNL
|  | GE HEALTHCARE | USE1911A | MONITOR, TELEMETRY | DTJ220J0694 | PEDIATRIC INTENSIVE CARE UNIT | Kelemen |  |  | 12/21/2009 |  | 12/21/14 |  |  | NO | YES |  |  |  |  | GE MEDICAL SYSTEMS 10360476 DTJ220J0694 |  |  | Disposition |  | 99:99:99:99:99:99 |  | Accessory | PAAR:00-PVAR | 11/01/2019 |  | COOPER UNIVERSITY HOSPITAL |  |  | PICU/NURSE STATION |  | Susan Cannon
|  | GE HEALTHCARE | USE1911A | MONITOR, TELEMETRY | Dtm411l0955 |  | Pavilion | [7 empty] | YES | YES
|  | GE HEALTHCARE | USE1911A | MONITOR, TELEMETRY | DTK470J1447 | CARDIAC CATH LAB | Kelemen |  |  | 05/11/2011 |  | 5/11/16 |  |  | NO | YES |  |  |  |  | GE MEDICAL SYSTEMS 10356487 DTK470J1447 |  |  | Active |  | 99:99:99:99:99:99 |  | Accessory | PAAR:00-PVAR | 11/02/2019 |  | COOPER UNIVERSITY HOSPITAL |  |  | CCL - Nurses Station |  | LINDA BEAN
|  | GE HEALTHCARE | USE1911A | MONITOR, TELEMETRY | DT1090J0121 |  | Kelemen |  |  | 11/03/2008 |  | 11/3/13 |  |  | NO | YES |  |  |  |  | GE MEDICAL SYSTEMS 10356233 DT1090J0121 |  |  | Active |  | 99:99:99:99:99:99 |  | Accessory | PAAR:00-PVAR | 11/02/2019 |  | COOPER UNIVERSITY HOSPITAL |  |  | PAVILION 3RD FLOOR | WOT00000000524059 | FRANK OBRIEN | Disposition | Closed | Richard Jolly | 02/08/2018 | 05/22/2019 | Bulk Disposition CNL
|  | GE HEALTHCARE | USE1911A | MONITOR, TELEMETRY | DTJ080D0388 |  | Kelemen | [7 empty] | NO | YES
|  | GE HEALTHCARE | USE1911A | MONITOR, TELEMETRY | DTK470J1175 | CCU - CORONARY CARE UNIT | Kelemen |  |  | 05/11/2011 |  | 5/11/16 |  |  | NO | YES |  |  |  |  | GE MEDICAL SYSTEMS 10355714 DTK470J1175 |  |  | Active |  | 99:99:99:99:99:99 |  | Accessory | PAAR:00-PVAR | 11/01/2019 |  | COOPER UNIVERSITY HOSPITAL |  |  | CCU-7 | 0012191487 | CAROLYN RUMELL | Repair | Closed | Richard Jolly | 09/26/2017 | 10/04/2017 | TELE MONITOR - NO SIGNAL - CCU BACK RN STATION | 10/4/2017 9:01:04 AM RCJOLLY (RCJOLLY 10/4/2017 12:45 PM) WAS ABLE TO RECONNECT POWER ON MONITOR | 6674F10A-C31C-4645-939E-F87B0CB0EF4E | Labor | 09/26/2017 | 09/26/2017 | Richard Jolly
|  | GE HEALTHCARE | USE1911A | MONITOR, TELEMETRY | DTP041K0255 | VOORHEES SURGERY CENTER-OPERATING ROOM | 900 Centennial Blvd | Suite E |  | 06/19/2015 |  | 6/19/20 |  |  | NO | YES |  |  |  |  | GE MEDICAL SYSTEMS 10347736 DTP041K0255 |  |  | Active |  | 99:99:99:99:99:99 |  | Accessory | PAAR:00-PVAR | 10/31/2019 |  | COOPER AMBULATORY OFF-SITES |  |  |  |  | JENNIFER BOMBARO
|  | GE HEALTHCARE | USE1911A | MONITOR, TELEMETRY | DTP041K0260 | VOORHEES SURGERY CENTER-OPERATING ROOM | 900 Centennial Blvd | Suite E |  | 06/19/2015 |  | 6/19/20 |  |  | NO | YES |  |  |  |  | GE MEDICAL SYSTEMS 10347732 Not Known |  |  | Active |  | 99:99:99:99:99:99 |  | Accessory | PAAR:00-PVAR | 10/31/2019 |  | COOPER AMBULATORY OFF-SITES |  |  |  |  | JENNIFER BOMBARO
|  | GE HEALTHCARE | USE1911A | MONITOR, TELEMETRY | DTH020J0818 | TRAUMA ICU | Kelemen | BASEMENT |  | 04/30/2007 |  | 4/30/12 |  |  | NO | YES |  |  |  |  | GE MEDICAL SYSTEMS 10346436 DTH020J0818 |  |  | Active |  | 99:99:99:99:99:99 |  | Accessory | PAAR:00-PVAR | 11/02/2019 |  | COOPER UNIVERSITY HOSPITAL |  |  | TICU-NURSE STATION |  | Diane Floyd
|  | GE HEALTHCARE | USE1913A | MONITOR, TELEMETRY | DTI340T0570 |  | Kelemen | [7 empty] | YES | YES
|  | GE HEALTHCARE | USE1913A | MONITOR, TELEMETRY | DTM411I0934 |  | Pavilion | [7 empty] | YES | YES
|  | GE HEALTHCARE | USE1913A | MONITOR, TELEMETRY |  |  | Pavilion | [7 empty] | YES | YES
|  | GE HEALTHCARE | USE1913A | MONITOR, TELEMETRY | DTM32110685 | PACU KELEMEN | Kelemen |  |  | 01/13/2017 |  | 1/13/22 |  |  | NO | YES |  |  |  |  | GE MEDICAL SYSTEMS 10769258 DTM32110685 |  |  | Active |  | 99:99:99:99:99:99 |  | Accessory | PAAR:00-PVAR | 10/31/2019 |  | COOPER UNIVERSITY HOSPITAL |  |  |  | 0011488368 | FRANK OBRIEN | Preventative Maintenance | Closed | Bonnie Aichroth | 04/17/2017 | 04/17/2017 | PERFORMANCE ASSURANCE AT INVENTORY | INVENTORIED DEVICE AND ENSURED DEVICE WAS FUNCTIONING PROPERLY. | 4C4356B8-3694-4CED-B056-95FCF2328F4D | Labor | 01/13/2017 | 01/13/2017 | Richard Jolly
|  | GE HEALTHCARE | USE1913A | MONITOR, TELEMETRY | DTI430T0809 |  | Pavilion | [7 empty] | YES | YES
|  | GE HEALTHCARE | USE1913A | MONITOR, TELEMETRY | DTI430T0724 |  | Pavilion | [7 empty] | YES | YES
|  | GE HEALTHCARE | USE1913A | MONITOR, TELEMETRY | DTK430T1052 | CAT SCAN | Kelemen | Basement |  | 09/09/2010 |  | 9/9/15 |  |  | NO | YES |  |  |  |  | GE MEDICAL SYSTEMS 10368707 DTK430T1052 |  |  | Active |  | 99:99:99:99:99:99 |  | Accessory | PAAR:00-PVAR | 11/02/2019 |  | COOPER UNIVERSITY HOSPITAL |  |  | PATIENT HOLDING AREA |  | PAULETTE DUCKREY
|  | GE HEALTHCARE | USE1913A | MONITOR, TELEMETRY | DTM4110912 | INTENSIVE CARE UNIT | Pavilion |  |  | 01/12/2009 |  | 1/12/14 |  |  | NO | YES |  |  |  |  | GE MEDICAL SYSTEMS 10368244 DTM4110912 |  |  | Active |  | 99:99:99:99:99:99 |  | Accessory | PAAR:00-PVAR | 11/02/2019 |  | COOPER UNIVERSITY HOSPITAL |  |  | ICU |  | CAROLYN RUMELL
|  | GE HEALTHCARE | USE1913A | MONITOR, TELEMETRY | DTM411I0939 | MD ANDERSON INPATIENT ONCOLOGY | Pavilion |  |  | 10/31/2019 |  | 10/31/24 |  |  | NO | YES |  |  |  |  | GE MEDICAL SYSTEMS 30244808 DTM411I0939 |  |  | Active |  | 99:99:99:99:99:99 |  | Accessory | PAAR:00-PVAR | 10/31/2019 | 10/31/2019 | COOPER UNIVERSITY HOSPITAL |  |  | P5 - Nurses Station |  | MIRIAM ZIEGLER |  |  |  | 10/31/2019 | 10/31/2019 |  |  |  |  | 10/31/2019 | 10/31/2019
|  | GE HEALTHCARE | USE1913A | MONITOR, TELEMETRY | DTM411I0917 | MD ANDERSON INPATIENT ONCOLOGY | Pavilion |  |  | 10/31/2019 |  | 10/31/24 |  |  | NO | YES |  |  |  |  | GE MEDICAL SYSTEMS 30244807 DTM411I0917 |  |  | Active |  | 99:99:99:99:99:99 |  | Accessory | PAAR:00-PVAR | 10/31/2019 | 10/31/2019 | COOPER UNIVERSITY HOSPITAL |  |  | P5 - Nurses Station |  | MIRIAM ZIEGLER |  |  |  | 10/31/2019 | 10/31/2019 |  |  |  |  | 10/31/2019 | 10/31/2019
|  | GE HEALTHCARE | USE1913A | MONITOR, TELEMETRY | DT1340T0409 | INTENSIVE CARE UNIT | Kelemen |  |  | 01/12/2009 |  | 1/12/14 |  |  | NO | YES |  |  |  |  | GE MEDICAL SYSTEMS 10365176 DT1340T0409 |  |  | Active |  | 99:99:99:99:99:99 |  | Accessory | PAAR:00-PVAR | 10/31/2019 |  | COOPER UNIVERSITY HOSPITAL |  |  | pavilion |  | CAROLYN RUMELL
|  | GE HEALTHCARE | USE1913A | MONITOR, TELEMETRY | DT1340T0531 | INTENSIVE CARE UNIT | Pavilion |  |  | 01/12/2009 |  | 1/12/14 |  |  | NO | YES |  |  |  |  | GE MEDICAL SYSTEMS 10365174 DT1340T0531 |  |  | Active |  | 99:99:99:99:99:99 |  | Accessory | PAAR:00-PVAR | 10/31/2019 |  | COOPER UNIVERSITY HOSPITAL |  |  | ICU |  | CAROLYN RUMELL
|  | GE HEALTHCARE | USE1913A | MONITOR, TELEMETRY | DT1430T0799 | INTENSIVE CARE UNIT | Pavilion |  |  | 01/12/2009 |  | 1/12/14 |  |  | NO | YES |  |  |  |  | GE MEDICAL SYSTEMS 10365175 DT1430T0799 |  |  | Active |  | 99:99:99:99:99:99 |  | Accessory | PAAR:00-PVAR | 11/02/2019 |  | COOPER UNIVERSITY HOSPITAL |  |  | ICU | WOT00000000524085 | CAROLYN RUMELL | Disposition | Closed | Richard Jolly | 02/08/2018 | 05/15/2019 | Bulk Disposition CNL
|  | GE HEALTHCARE | USE1913A | MONITOR, TELEMETRY | DT430T0724 | INTENSIVE CARE UNIT | Pavilion |  |  | 01/12/2009 |  | 1/12/14 |  |  | NO | YES |  |  |  |  | GE MEDICAL SYSTEMS 10365083 DT430T0724 |  |  | Active |  | 99:99:99:99:99:99 |  | Accessory | PAAR:00-PVAR | 11/02/2019 |  | COOPER UNIVERSITY HOSPITAL |  |  | pavilion 4 icu |  | CAROLYN RUMELL
|  | GE HEALTHCARE | USE1913A | MONITOR, TELEMETRY | DT1430T0813 | INTENSIVE CARE UNIT | Pavilion |  |  | 01/12/2009 |  | 1/12/14 |  |  | NO | YES |  |  |  |  | GE MEDICAL SYSTEMS 10364860 DT1430T0813 |  |  | Active |  | 99:99:99:99:99:99 |  | Accessory | PAAR:00-PVAR | 11/02/2019 |  | COOPER UNIVERSITY HOSPITAL |  |  | icu pav | 0011466788 | CAROLYN RUMELL | Repair | Closed | Salvatore Bombara | 04/08/2017 | 04/10/2017 | MONITOR - SCREENS NOT TURNING ON, YELLOW LIGHT ON - ICU BACK OF UNIT | 4/10/2017 11:23:15 AM SXBOMBARA (SXBOMBARA 4/10/2017 12:00 AM) CONFIRMED THIS ISSUE. ADVISED STAFF THAT THIS UNIT IS NOT AN EMERGENCY SERVICE CALL. RICH AND I WILL FOLLOW UP ON THIS ISSUE ON MONDAY. | D0797210-7CA7-40F1-B669-C2E98DB7B7E1 | Labor | 04/10/2017 | 04/10/2017 | Salvatore Bombara
|  | GE HEALTHCARE | USE1913A | MONITOR, TELEMETRY | DT1340T0425 | INTENSIVE CARE UNIT | Pavilion |  |  | 02/24/2009 |  | 2/24/14 |  |  | NO | YES |  |  |  |  | GE MEDICAL SYSTEMS 10364859 DT1340T0425 |  |  | Active |  | 99:99:99:99:99:99 |  | Accessory | PAAR:00-PVAR | 11/02/2019 |  | COOPER UNIVERSITY HOSPITAL |  |  | pavilion 4 icu | 0011466787 | CAROLYN RUMELL | Repair | Closed | Salvatore Bombara | 04/08/2017 | 04/12/2017 | MONITOR - SCREENS NOT TURNING ON, YELLOW LIGHT ON - ICU BACK OF UNIT | 4/10/2017 11:10:32 AM RCJOLLY (RCJOLLY 4/10/2017 10:00 AM) NEEDS NEW RECEIVER 4/12/2017 10:51:26 AM RCJOLLY (RCJOLLY 4/12/2017 10:00 AM) INSTALL VGA CONNECTOR | 0CD39625-8EFA-4D92-9AB6-180C231E17B4 | Labor | 04/12/2017 | 04/12/2017 | Richard Jolly
|  | GE HEALTHCARE | USE1913A | MONITOR, TELEMETRY | DT1340T0518 | INTENSIVE CARE UNIT | Pavilion |  |  | 01/12/2009 |  | 1/12/14 |  |  | NO | YES |  |  |  |  | GE MEDICAL SYSTEMS 10357217 DT1340T0518 |  |  | Active |  | 99:99:99:99:99:99 |  | Accessory | PAAR:00-PVAR | 11/01/2019 |  | COOPER UNIVERSITY HOSPITAL |  |  | PAVILION icu |  | CAROLYN RUMELL
|  | GE HEALTHCARE | USE1913A | MONITOR, TELEMETRY | DT1430T0801 | INTENSIVE CARE UNIT | Kelemen |  |  | 01/12/2009 |  | 1/12/14 |  |  | NO | YES |  |  |  |  | GE MEDICAL SYSTEMS 10357220 DT1430T0801 |  |  | Active |  | 99:99:99:99:99:99 |  | Accessory | PAAR:00-PVAR | 11/02/2019 |  | COOPER UNIVERSITY HOSPITAL |  |  | PAVILION icu | WOT00000000524086 | CAROLYN RUMELL | Disposition | Closed | Richard Jolly | 02/08/2018 | 05/16/2019 | Bulk Disposition CNL
|  | GE HEALTHCARE | USE1913A | MONITOR, TELEMETRY | DT1430T0798 | INTENSIVE CARE UNIT | Pavilion |  |  | 01/12/2009 |  | 1/12/14 |  |  | NO | YES |  |  |  |  | GE MEDICAL SYSTEMS 10357221 DT1430T0798 |  |  | Active |  | 99:99:99:99:99:99 |  | Accessory | PAAR:00-PVAR | 11/02/2019 |  | COOPER UNIVERSITY HOSPITAL |  |  | pavilion | WOT00000000524084 | CAROLYN RUMELL | Disposition | Closed | Richard Jolly | 02/08/2018 | 05/16/2019 | Bulk Disposition CNL
|  | GE HEALTHCARE | USE1913A | MONITOR, TELEMETRY | DT1340T0457 | INTENSIVE CARE UNIT | Pavilion |  | Removed from service per MIke | 01/12/2009 |  | 1/12/14 |  |  | NO | YES |  |  |  |  | GE MEDICAL SYSTEMS 10357222 DT1340T0457 |  |  | Active |  | 99:99:99:99:99:99 |  | Accessory | PAAR:00-PVAR | 11/02/2019 |  | COOPER UNIVERSITY HOSPITAL |  |  | PAVILION icu | WOT00000000524079 | CAROLYN RUMELL | Disposition | Closed | Richard Jolly | 02/08/2018 | 05/15/2019 | Bulk Disposition CNL
|  | GE HEALTHCARE | USE1913A | MONITOR, TELEMETRY | DT1340T0507 | INTENSIVE CARE UNIT | Pavilion |  |  | 01/12/2009 |  | 1/12/14 |  |  | NO | YES |  |  |  |  | GE MEDICAL SYSTEMS 10357216 DT1340T0507 |  |  | Active |  | 99:99:99:99:99:99 |  | Accessory | PAAR:00-PVAR | 11/02/2019 |  | COOPER UNIVERSITY HOSPITAL |  |  | PAVILION icu | WOT00000000524080 | CAROLYN RUMELL | Disposition | Closed | Richard Jolly | 02/08/2018 | 05/16/2019 | Bulk Disposition CNL
|  | GE HEALTHCARE | USE1913A | MONITOR, TELEMETRY | DTI340T0580 | INTENSIVE CARE UNIT | Kelemen |  |  | 01/12/2009 |  | 1/12/14 |  |  | NO | YES |  |  |  |  | GE MEDICAL SYSTEMS 10357138 25284 |  |  | Active |  | 99:99:99:99:99:99 |  | Accessory | PAAR:00-PVAR | 11/02/2019 |  | COOPER UNIVERSITY HOSPITAL |  |  | PAVILION icu | WOT00000000513860 | CAROLYN RUMELL | Disposition | Closed | Richard Jolly | 02/08/2018 | 05/14/2019 | Bulk Disposition CNL
|  | GE HEALTHCARE | USE1913A | MONITOR, TELEMETRY | DT1340T0420 | INTENSIVE CARE UNIT | Pavilion |  |  | 01/12/2009 |  | 1/12/14 |  |  | NO | YES |  |  |  |  | GE MEDICAL SYSTEMS 10357140 DT1340T0420 |  |  | Active |  | 99:99:99:99:99:99 |  | Accessory | PAAR:00-PVAR | 11/01/2019 |  | COOPER UNIVERSITY HOSPITAL |  |  | PAVILION icu | WOT00000000524077 | CAROLYN RUMELL | Disposition | Closed | Richard Jolly | 02/08/2018 | 05/15/2019 | Bulk Disposition CNL
|  | GE HEALTHCARE | USE1913A | MONITOR, TELEMETRY | DT1310T0288 | INTENSIVE CARE UNIT | Kelemen |  |  | 01/12/2009 |  | 1/12/14 |  |  | NO | YES |  |  |  |  | GE MEDICAL SYSTEMS 10357139 DT1310T0288 |  |  | Active |  | 99:99:99:99:99:99 |  | Accessory | PAAR:00-PVAR | 11/02/2019 |  | COOPER UNIVERSITY HOSPITAL |  |  | PAVILION icu | WOT00000000524070 | CAROLYN RUMELL | Disposition | Closed | Richard Jolly | 02/08/2018 | 05/16/2019 | Bulk Disposition CNL
|  | GE HEALTHCARE | USE1913A | MONITOR, TELEMETRY | DT1340T0401 | INTENSIVE CARE UNIT | Pavilion |  |  | 01/12/2009 |  | 1/12/14 |  |  | NO | YES |  |  |  |  | GE MEDICAL SYSTEMS 10357137 DT1340T0401 |  |  | Active |  | 99:99:99:99:99:99 |  | Accessory | PAAR:00-PVAR | 11/02/2019 |  | COOPER UNIVERSITY HOSPITAL |  |  | pavilion |  | CAROLYN RUMELL
|  | GE HEALTHCARE | USE1913A | MONITOR, TELEMETRY | DT1310T0394 | INTENSIVE CARE UNIT | Kelemen |  |  | 01/12/2009 |  | 1/12/14 |  |  | NO | YES |  |  |  |  | GE MEDICAL SYSTEMS 10357136 DT1310T0394 |  |  | Active |  | 99:99:99:99:99:99 |  | Accessory | PAAR:00-PVAR | 11/01/2019 |  | COOPER UNIVERSITY HOSPITAL |  |  | PAVILION icu | WOT00000000524074 | CAROLYN RUMELL | Disposition | Closed | Richard Jolly | 02/08/2018 | 05/21/2019 | Bulk Disposition CNL
|  | GE HEALTHCARE | USE1913A | MONITOR, TELEMETRY | DT1340T0424 | INTENSIVE CARE UNIT | Pavilion |  |  | 01/12/2009 |  | 1/12/14 |  |  | NO | YES |  |  |  |  | GE MEDICAL SYSTEMS 10357135 DT1340T0424 |  |  | Active |  | 99:99:99:99:99:99 |  | Accessory | PAAR:00-PVAR | 11/02/2019 |  | COOPER UNIVERSITY HOSPITAL |  |  | pavilion 4 icu | WOT00000000524078 | CAROLYN RUMELL | Disposition | Closed | Richard Jolly | 02/08/2018 | 05/16/2019 | Bulk Disposition CNL
|  | GE HEALTHCARE | USE1913A | MONITOR, TELEMETRY | DT1340T0416 | INTENSIVE CARE UNIT | Kelemen |  |  | 01/12/2009 |  | 1/12/14 |  |  | NO | YES |  |  |  |  | GE MEDICAL SYSTEMS 10357133 DT1340T0416 |  |  | Active |  | 99:99:99:99:99:99 |  | Accessory | PAAR:00-PVAR | 11/02/2019 |  | COOPER UNIVERSITY HOSPITAL |  |  | PAVILION icu | WOT00000000524076 | CAROLYN RUMELL | Disposition | Closed | Richard Jolly | 02/08/2018 | 05/16/2019 | Bulk Disposition CNL
|  | GE HEALTHCARE | USE1913A | MONITOR, TELEMETRY | DT1260T0209 | INTENSIVE CARE UNIT | Kelemen |  |  | 01/12/2009 |  | 1/12/14 |  |  | NO | YES |  |  |  |  | GE MEDICAL SYSTEMS 10357132 DT1260T0209 |  |  | Active |  | 99:99:99:99:99:99 |  | Accessory | PAAR:00-PVAR | 11/02/2019 |  | COOPER UNIVERSITY HOSPITAL |  |  | PAVILION icu | WOT00000000524068 | CAROLYN RUMELL | Disposition | Closed | Richard Jolly | 02/08/2018 | 05/16/2019 | Bulk Disposition CNL
|  | GE HEALTHCARE | USE1913A | MONITOR, TELEMETRY | DT1310T0391 | INTENSIVE CARE UNIT | Pavilion |  |  | 01/12/2009 |  | 1/12/14 |  |  | NO | YES |  |  |  |  | GE MEDICAL SYSTEMS 10357131 DT1310T0391 |  |  | Active |  | 99:99:99:99:99:99 |  | Accessory | PAAR:00-PVAR | 11/02/2019 |  | COOPER UNIVERSITY HOSPITAL |  |  | PAVILION icu | WOT00000000524073 | CAROLYN RUMELL | Disposition | Closed | Richard Jolly | 02/08/2018 | 05/15/2019 | Bulk Disposition CNL
|  | GE HEALTHCARE | USE1913A | MONITOR, TELEMETRY | DT1310T0284 | INTENSIVE CARE UNIT | Pavilion |  |  | 01/12/2009 |  | 1/12/14 |  |  | NO | YES |  |  |  |  | GE MEDICAL SYSTEMS 10357128 DT1310T0284 |  |  | Active |  | 99:99:99:99:99:99 |  | Accessory | PAAR:00-PVAR | 11/01/2019 |  | COOPER UNIVERSITY HOSPITAL |  |  | PAVILION icu | WOT00000000524069 | CAROLYN RUMELL | Disposition | Closed | Richard Jolly | 02/08/2018 | 05/15/2019 | Bulk Disposition CNL
|  | GE HEALTHCARE | USE1913A | MONITOR, TELEMETRY | DTG520T0695 | PEDIATRICS SOUTH 7 | Kelemen |  |  | 02/13/2007 |  | 2/13/12 |  |  | NO | YES |  |  |  |  | GE MEDICAL SYSTEMS 10356116 DTG520T0695 |  |  | Active |  | 99:99:99:99:99:99 |  | Accessory | PAAR:00-PVAR | 11/02/2019 |  | COOPER UNIVERSITY HOSPITAL |  |  | NURSES STATION |  | JOANNE FOX
|  | GE HEALTHCARE | USE1913A | MONITOR, TELEMETRY | DTM4110950 | TSDU - KELEMEN S7 | Kelemen |  |  | 01/13/2016 |  | 1/13/21 |  |  | NO | YES |  |  |  |  | GE MEDICAL SYSTEMS 10349442 DTM4110950 |  |  | Active |  | 99:99:99:99:99:99 |  | Accessory | PAAR:00-PVAR | 10/31/2019 |  | COOPER UNIVERSITY HOSPITAL |  |  |  |  | JEN VANDER HORN
|  | GE HEALTHCARE | USE1913A | MONITOR, TELEMETRY | DTM411I0915 | KELEMEN N10 | Kelemen |  |  | 06/23/2015 |  | 6/23/20 |  |  | NO | YES |  |  |  |  | GE MEDICAL SYSTEMS 10348754 DTM411I0915 |  |  | Active |  | 99:99:99:99:99:99 |  | Accessory | PAAR:00-PVAR | 11/02/2019 |  | COOPER UNIVERSITY HOSPITAL |  |  | NURSE STATION |  | Lisa Brooks
|  | GE HEALTHCARE | USE1953A | MONITOR, TELEMETRY | DTL521C0093 | CCU - CORONARY CARE UNIT | Kelemen |  |  | 02/01/2013 |  | 2/1/18 |  |  | NO | YES |  |  |  |  | U.S. ELECTRONICS 10355703 DTL521C0093 |  |  | Active |  | 99:99:99:99:99:99 |  | Accessory | PAAR:00-PVAR | 11/02/2019 |  | COOPER UNIVERSITY HOSPITAL |  |  | CCU-6 |  | CAROLYN RUMELL
|  | GE HEALTHCARE | USE1953A | MONITOR, TELEMETRY | DTL521C0052 |  | Pavilion | [7 empty] | YES | YES
|  | HANNS-G |  | MONITOR, TELEMETRY |  |  | Pavilion | [7 empty] | YES | YES
|  | HANNS-G | HL161ABB | MONITOR, TELEMETRY |  | MED/SURG 6 PAVILION | Pavilion |  |  | 01/01/1900 |  |  |  |  | NO | YES |  |  |  |  | HANNS-G 10355308 10355308 |  |  | Active |  | 99:99:99:99:99:99 |  | Accessory | PAAR:00-PVAR | 11/02/2019 |  | COOPER UNIVERSITY HOSPITAL |  |  | hallway by 627 | WOT00000002201940 | BRIAN OSHAUGHNESSY | Disposition | Closed | Michael Youch | 02/14/2019 | 05/17/2019 | Bulk Disposition CNL
|  | HANNS-G | HL161ABB | MONITOR, TELEMETRY | Not Known | MED/SURG 6 PAVILION | Pavilion |  |  | 01/01/1900 |  |  |  |  | NO | YES |  |  |  |  | HANNS-G 10355278 Not Known |  |  | Active |  | 99:99:99:99:99:99 |  | Accessory | PAAR:00-PVAR | 11/02/2019 |  | COOPER UNIVERSITY HOSPITAL |  |  | HALLWALL by 619 | WOT00000002201917 | BRIAN OSHAUGHNESSY | Disposition | Closed | Michael Youch | 02/14/2019 | 05/17/2019 | Bulk Disposition CNL
|  | HANNS-G | HL161ABB | MONITOR, TELEMETRY | coophospnsn052 | MED/SURG 6 PAVILION | Pavilion |  |  | 11/02/2019 |  | 11/2/24 |  |  | NO | YES |  |  |  |  | HANNS-G 30144908 coophospnsn052 |  |  | Active |  | 99:99:99:99:99:99 |  | Accessory | PAAR:00-PVAR | 11/02/2019 | 11/02/2019 | COOPER UNIVERSITY HOSPITAL |  |  | PAV6 | WOT00000002204596 | BRIAN OSHAUGHNESSY | Disposition | Closed | Michael Youch | 11/02/2019 | 11/02/2019 | Bulk Disposition CNL |  |  |  | 11/02/2019 | 11/02/2019
|  | HANNS-G | HX193DPB | MONITOR, TELEMETRY | HX193DPBUFW61 | MED/SURG 6 PAVILION | Pavilion |  |  | 01/01/1900 |  |  |  |  | NO | YES |  |  |  |  | HANNS-G 10356734 HX193DPBUFWX1 |  |  | Active |  | 99:99:99:99:99:99 |  | Accessory | PAAR:00-PVAR | 11/02/2019 |  | COOPER UNIVERSITY HOSPITAL |  |  | Pav 6 front desk |  | BRIAN OSHAUGHNESSY
|  | LG |  | MONITOR, TELEMETRY |  |  | Kelemen | [7 empty] | YES | YES
|  | LG |  | MONITOR, TELEMETRY |  |  | Dorrance | [7 empty] | YES | YES
|  | LG |  | MONITOR, TELEMETRY |  |  | Dorrance | [7 empty] | YES | YES
|  | LG | FLATRON | MONITOR, TELEMETRY |  |  | Dorrance | [7 empty] | YES | YES
|  | LG | FLATRON M3284CBA | MONITOR, TELEMETRY |  |  | Dorrance | [7 empty] | YES | YES
|  | LG | FLATRON M3284CCBA | MONITOR, TELEMETRY |  |  | Dorrance | [7 empty] | YES | YES
|  | LG | FLATRON M3284CCBA | MONITOR, TELEMETRY |  |  | Dorrance | [7 empty] | YES | YES
|  | LG | FLATRON M3284CCBA | MONITOR, TELEMETRY |  |  | Dorrance | [7 empty] | YES | YES
|  | LG | FLATRON M3294CCBA | MONITOR, TELEMETRY |  |  | Dorrance | [7 empty] | YES | YES
|  | MARSHALL | V-LCD15 | MONITOR, TELEMETRY |  |  | Kelemen | [7 empty] | YES | YES
|  | MARSHALL | V-LCD15 | MONITOR, TELEMETRY |  |  | Kelemen | [7 empty] | YES | YES
|  | MARSHALL | V-LCD15 | MONITOR, TELEMETRY |  |  | Kelemen | [7 empty] | YES | YES
|  | NEC | MULTISYNC | MONITOR, TELEMETRY |  |  | Kelemen | [7 empty] | YES | YES
|  | NEC | MULTISYNC | MONITOR, TELEMETRY |  |  | Kelemen | [7 empty] | YES | YES
|  | NEC | MULTISYNC 2080UX | MONITOR, TELEMETRY | 57146761YA | CARDIAC CATH LAB | Kelemen |  |  | 03/16/2006 |  | 3/16/11 |  |  | NO | YES |  |  |  |  | NEC 10367882 57146761YA |  |  | Disposition |  |  |  | Accessory | PAAR:00-PVAR | 11/02/2019 |  | COOPER UNIVERSITY HOSPITAL |  |  | EP Lab 1 |  | LINDA BEAN
|  | NEC | MULTISYNC 2080UX | MONITOR, TELEMETRY | 4Z007776YA |  | Pavilion | [7 empty] | YES | YES
|  | NEC | MULTISYNC 2080UX | MONITOR, TELEMETRY | 3Z716412TA | PAVILION 8 | Pavilion |  |  | 01/01/1900 |  |  |  |  | NO | YES |  |  |  |  | NEC 10356378 3Z716412TA |  |  | Active |  | 99:99:99:99:99:99 |  | Accessory | PAAR:00-PVAR | 11/02/2019 |  | COOPER UNIVERSITY HOSPITAL |  |  | PAV 8 | WOT00000002203177 | BRIAN OSHAUGHNESSY | Disposition | Closed | Gene Amodei | 02/14/2019 | 05/24/2019 | Bulk Disposition CNL
|  | NEC | MULTISYNC 2080UX | MONITOR, TELEMETRY | 3Z716411TA | PAVILION 8 | Pavilion |  |  | 01/01/1900 |  |  |  |  | NO | YES |  |  |  |  | NEC 10356377 3Z716411TA |  |  | Active |  | 99:99:99:99:99:99 |  | Accessory | PAAR:00-PVAR | 11/01/2019 |  | COOPER UNIVERSITY HOSPITAL |  |  | PAV 8 | WOT00000002203170 | BRIAN OSHAUGHNESSY | Disposition | Closed | Gene Amodei | 02/14/2019 | 05/24/2019 | Bulk Disposition CNL
|  | NEC | MULTISYNC 2080UX | MONITOR, TELEMETRY | 3Z716317TA | PAVILION 8 | Pavilion |  |  | 03/06/2014 |  | 3/6/19 |  |  | NO | YES |  |  |  |  | NEC 10356366 3Z716317TA |  |  | Active |  | 99:99:99:99:99:99 |  | Accessory | PAAR:00-PVAR | 11/02/2019 |  | COOPER UNIVERSITY HOSPITAL |  |  | HALLWAY | WOT00000002203126 | BRIAN OSHAUGHNESSY | Disposition | Closed | Gene Amodei | 02/14/2019 | 05/23/2019 | Bulk Disposition CNL
|  | NEC | MULTISYNC 2080UX | MONITOR, TELEMETRY | 3Y715698TA | CHIP - 9 PAVILION | Pavilion |  |  | 01/01/1900 |  |  |  |  | NO | YES |  |  |  |  | NEC 10356302 3Y715698TA |  |  | Active |  | 99:99:99:99:99:99 |  | Accessory | PAAR:00-PVAR | 11/02/2019 |  | COOPER UNIVERSITY HOSPITAL |  |  | 9 PAV | WOT00000002202984 | KIM HUMMEL | Disposition | Closed | Michael Youch | 02/14/2019 | 05/17/2019 | Bulk Disposition CNL
|  | NEC | MULTISYNC 2080UX | MONITOR, TELEMETRY | 3Y715701TA | CHIP - 9 PAVILION | Pavilion |  |  | 01/01/1900 |  |  |  |  | NO | YES |  |  |  |  | NEC 10356301 3Y715701TA |  |  | Active |  | 99:99:99:99:99:99 |  | Accessory | PAAR:00-PVAR | 11/02/2019 |  | COOPER UNIVERSITY HOSPITAL |  |  | 9 PAV | WOT00000002202978 | KIM HUMMEL | Disposition | Closed | Michael Youch | 02/14/2019 | 05/19/2019 | Bulk Disposition CNL
|  | NEC | MULTISYNC 2080UX | MONITOR, TELEMETRY | 34715706TA | CHIP - 9 PAVILION | Pavilion |  |  | 03/06/2014 |  | 3/6/19 |  |  | NO | YES |  |  |  |  | NEC 10356290 34715706TA |  |  | Active |  | 99:99:99:99:99:99 |  | Accessory | PAAR:00-PVAR | 11/02/2019 |  | COOPER UNIVERSITY HOSPITAL |  |  | 9 PAVILION | WOT00000002202953 | KIM HUMMEL | Disposition | Closed | Michael Youch | 02/14/2019 | 05/17/2019 | Bulk Disposition CNL
|  | NEC | MULTISYNC 2080UX | MONITOR, TELEMETRY | 34714761TA | CHIP - 9 PAVILION | Pavilion |  |  | 03/06/2014 |  | 3/6/19 |  |  | NO | YES |  |  |  |  | NEC 10356291 34714761TA |  |  | Active |  | 99:99:99:99:99:99 |  | Accessory | PAAR:00-PVAR | 11/02/2019 |  | COOPER UNIVERSITY HOSPITAL |  |  | 9 PAVILION | WOT00000002202960 | KIM HUMMEL | Disposition | Closed | Michael Youch | 02/14/2019 | 05/17/2019 | Bulk Disposition CNL
|  | NEC | MULTISYNC 2080UX | MONITOR, TELEMETRY | 34715703TA | CHIP - 9 PAVILION | Pavilion |  |  | 03/06/2014 |  | 3/6/19 |  |  | NO | YES |  |  |  |  | NEC 10356272 34715703TA |  |  | Active |  | 99:99:99:99:99:99 |  | Accessory | PAAR:00-PVAR | 11/01/2019 |  | COOPER UNIVERSITY HOSPITAL |  |  | 9 PAVILION | WOT00000002202931 | KIM HUMMEL | Disposition | Closed | Michael Youch | 02/14/2019 | 05/19/2019 | Bulk Disposition CNL
|  | NEC | MULTISYNC 2080UX | MONITOR, TELEMETRY | 34715700TA | CHIP - 9 PAVILION | Pavilion |  |  | 03/06/2014 |  | 3/6/19 |  |  | NO | YES |  |  |  |  | NEC 10356273 34715700TA |  |  | Active |  | 99:99:99:99:99:99 |  | Accessory | PAAR:00-PVAR | 11/02/2019 |  | COOPER UNIVERSITY HOSPITAL |  |  | 9 PAVILION | WOT00000002202939 | KIM HUMMEL | Disposition | Closed | Michael Youch | 02/14/2019 | 05/17/2019 | Bulk Disposition CNL
62402348TA |  | NEC | MULTISYNC EA193MI | MONITOR, TELEMETRY | 62402348TA |  | Pavilion | [7 empty] | YES | YES
|  | NEC | MULTISYNC EA193MI | MONITOR, TELEMETRY | 69c00313tw |  | Kelemen | [7 empty] | YES | YES
62402444TA |  | NEC | MULTISYNC EA193MI | MONITOR, TELEMETRY | 62402444TA |  | Pavilion | [7 empty] | YES | YES
|  | NEC | MULTISYNC EA193MI | MONITOR, TELEMETRY | 85709584TA |  | Pavilion | [7 empty] | YES | YES
62402334TA |  | NEC | MULTISYNC EA193MI | MONITOR, TELEMETRY | 62402334TA |  | Pavilion | [7 empty] | YES | YES
62402346TA |  | NEC | MULTISYNC EA193MI | MONITOR, TELEMETRY | 62402346TA |  | Pavilion | [7 empty] | YES | YES
|  | NEC | MULTISYNC EA193MI | MONITOR, TELEMETRY | 67A00945TA |  | Kelemen | [7 empty] | YES | YES
62402344TA |  | NEC | MULTISYNC EA193MI | MONITOR, TELEMETRY | 62402344TA |  | Pavilion | [7 empty] | YES | YES
62402225TA |  | NEC | MULTISYNC EA193MI | MONITOR, TELEMETRY | 62402225TA |  | Pavilion | [7 empty] | YES | YES
62402351TA |  | NEC | MULTISYNC EA193MI | MONITOR, TELEMETRY | 62402351TA |  | Pavilion | [7 empty] | YES | YES
62402345ta |  | NEC | MULTISYNC EA193MI | MONITOR, TELEMETRY | 62402369TA |  | Pavilion | [7 empty] | YES | YES
|  | NEC | MULTISYNC EA193MI | MONITOR, TELEMETRY | 4Y111136TA |  | Kelemen | [7 empty] | YES | YES
62402342TA |  | NEC | MULTISYNC EA193MI | MONITOR, TELEMETRY | 62402342TA |  | Pavilion | [7 empty] | YES | YES
|  | NEC | MULTISYNC EA193MI | MONITOR, TELEMETRY | 67A00947TA |  | Kelemen | [7 empty] | YES | YES
|  | NEC | MULTISYNC LCD1880SX | MONITOR, TELEMETRY | 3702027CA | MED/SURG 6 PAVILION | Pavilion |  |  | 01/01/1900 |  |  |  |  | NO | YES |  |  |  |  | NEC 10356733 3702027CA |  |  | Active |  | 99:99:99:99:99:99 |  | Accessory | PAAR:00-PVAR | 11/02/2019 |  | COOPER UNIVERSITY HOSPITAL |  |  | Pav 6 front desk |  | BRIAN OSHAUGHNESSY
|  | NEC | MULTISYNC LCD2090-UX | MONITOR, TELEMETRY | 3Z716548TA | CHIP - 9 PAVILION | Pavilion |  |  | 03/06/2014 |  | 3/6/19 |  |  | NO | YES |  |  |  |  | NEC 10356522 3Z716548TA |  |  | Active |  | 99:99:99:99:99:99 |  | Accessory | PAAR:00-PVAR | 11/02/2019 |  | COOPER UNIVERSITY HOSPITAL |  |  | 9 PAVILION | WOT00000002203414 | KIM HUMMEL | Disposition | Closed | Michael Youch | 02/14/2019 | 05/17/2019 | Bulk Disposition CNL
|  | NEC | MULTISYNC LCD2090-UX | MONITOR, TELEMETRY | 34715702TA | CHIP - 9 PAVILION | Pavilion |  |  | 03/06/2014 |  | 3/6/19 |  |  | NO | YES |  |  |  |  | NEC 10356521 34715702TA |  |  | Active |  | 99:99:99:99:99:99 |  | Accessory | PAAR:00-PVAR | 11/02/2019 |  | COOPER UNIVERSITY HOSPITAL |  |  | 9 PAVILION | WOT00000002203407 | KIM HUMMEL | Disposition | Closed | Michael Youch | 02/14/2019 | 05/19/2019 | Bulk Disposition CNL
|  | NEC | MULTISYNC LCD2090UXI-BK | MONITOR, TELEMETRY | 04306383UA |  | Kelemen | [7 empty] | YES | YES
|  | NEC | MULTISYNC LCD2090UXI-BK | MONITOR, TELEMETRY | 11717850UA |  | Kelemen | [7 empty] | YES | YES
|  | NEC | MULTISYNC LCD2090UXI-BK | MONITOR, TELEMETRY |  |  | Kelemen | [7 empty] | YES | YES
|  | NEC | MULTISYNC LCD2090UXI-BK | MONITOR, TELEMETRY | 13720310UA | CDU - CLINICAL DECISION UNIT-9 KELEMEN | Kelemen |  |  | 03/21/2011 |  | 3/21/16 |  |  | NO | YES |  |  |  |  | NEC 10367720 13720310UA |  |  | Active |  | 99:99:99:99:99:99 |  | Accessory | PAAR:00-PVAR | 11/02/2019 |  | COOPER UNIVERSITY HOSPITAL |  |  | 1ST FLOOR er | WOT00000000510150 | KAREN GRUBER | Disposition | Closed | Richard Jolly | 02/08/2018 | 05/16/2019 | Bulk Disposition CNL
|  | NEC | MULTISYNC LCD2090UXI-BK | MONITOR, TELEMETRY | 13720313UA | CDU - CLINICAL DECISION UNIT-9 KELEMEN | Kelemen |  |  | 03/21/2011 |  | 3/21/16 |  |  | NO | YES |  |  |  |  | NEC 10367719 13720313UA |  |  | Active |  | 99:99:99:99:99:99 |  | Accessory | PAAR:00-PVAR | 11/01/2019 |  | COOPER UNIVERSITY HOSPITAL |  |  | 1ST FLOOR er | WOT00000000510151 | KAREN GRUBER | Disposition | Closed | Richard Jolly | 02/08/2018 | 05/14/2019 | Bulk Disposition CNL
|  | NEC | MULTISYNC LCD2090UXI-BK | MONITOR, TELEMETRY | 3Z716431TA | PAVILION 8 | Pavilion |  |  | 03/06/2014 |  | 3/6/19 |  |  | NO | YES |  |  |  |  | NEC 10356656 3Z716431TA |  |  | Active |  | 99:99:99:99:99:99 |  | Accessory | PAAR:00-PVAR | 11/02/2019 |  | COOPER UNIVERSITY HOSPITAL |  |  | HALLWAY | WOT00000002203589 | BRIAN OSHAUGHNESSY | Disposition | Closed | Gene Amodei | 02/14/2019 | 05/23/2019 | Bulk Disposition CNL
|  | NEC | MULTISYNC LCD2090UXI-BK | MONITOR, TELEMETRY | 3Z716426TA | PAVILION 8 | Pavilion |  |  | 03/06/2014 |  | 3/6/19 |  |  | NO | YES |  |  |  |  | NEC 10356655 3Z716426TA |  |  | Active |  | 99:99:99:99:99:99 |  | Accessory | PAAR:00-PVAR | 11/01/2019 |  | COOPER UNIVERSITY HOSPITAL |  |  | HALLWAY | WOT00000002203582 | BRIAN OSHAUGHNESSY | Disposition | Closed | Gene Amodei | 02/14/2019 | 05/23/2019 | Bulk Disposition CNL
|  | NEC | MULTISYNC LCD2090UXI-BK | MONITOR, TELEMETRY | 3Z716441TA |  | Pavilion |  |  | 03/06/2014 |  | 3/6/19 |  |  | NO | YES |  |  |  |  | NEC 10356653 3Z716441TA |  |  | Active |  | 99:99:99:99:99:99 | [5 empty] | COOPER UNIVERSITY HOSPITAL |  |  | HALLWAY
|  | NEC | MULTISYNC LCD2090UXI-BK | MONITOR, TELEMETRY | 34715696TA | CHIP - 9 PAVILION | Pavilion |  |  | 03/06/2014 |  | 3/6/19 |  |  | NO | YES |  |  |  |  | NEC 10356554 34715696TA |  |  | Active |  | 99:99:99:99:99:99 |  | Accessory | PAAR:00-PVAR | 11/02/2019 |  | COOPER UNIVERSITY HOSPITAL |  |  | 9 PAVILION | WOT00000002203451 | KIM HUMMEL | Disposition | Closed | Michael Youch | 02/14/2019 | 05/17/2019 | Bulk Disposition CNL
|  | NEC | MULTISYNC LCD2090UXI-BK | MONITOR, TELEMETRY | 34715699TA | CHIP - 9 PAVILION | Pavilion |  |  | 03/06/2014 |  | 3/6/19 |  |  | NO | YES |  |  |  |  | NEC 10356553 34715699TA |  |  | Active |  | 99:99:99:99:99:99 |  | Accessory | PAAR:00-PVAR | 11/02/2019 |  | COOPER UNIVERSITY HOSPITAL |  |  | 9 PAVILION | WOT00000002203444 | KIM HUMMEL | Disposition | Closed | Michael Youch | 02/14/2019 | 05/17/2019 | Bulk Disposition CNL
|  | NEC | MULTISYNC LCD2090UXI-BK | MONITOR, TELEMETRY | 3Z716369TA | PAVILION 8 | Pavilion |  |  | 03/06/2014 |  | 3/6/19 |  |  | NO | YES |  |  |  |  | NEC 10356365 3Z716369TA |  |  | Active |  | 99:99:99:99:99:99 |  | Accessory | PAAR:00-PVAR | 11/01/2019 |  | COOPER UNIVERSITY HOSPITAL |  |  | HALLWAY | WOT00000002203118 | BRIAN OSHAUGHNESSY | Disposition | Closed | Gene Amodei | 02/14/2019 | 05/24/2019 | Bulk Disposition CNL
|  | NEC | MULTISYNC LCD2090UXI-BK | MONITOR, TELEMETRY | 3Z716361TA | PAVILION 8 | Pavilion |  |  | 03/06/2014 |  | 3/6/19 |  |  | NO | YES |  |  |  |  | NEC 10356345 3Z716361TA |  |  | Active |  | 99:99:99:99:99:99 |  | Accessory | PAAR:00-PVAR | 11/02/2019 |  | COOPER UNIVERSITY HOSPITAL |  |  | HALLWAY | WOT00000002203050 | BRIAN OSHAUGHNESSY | Disposition | Closed | Gene Amodei | 02/14/2019 | 05/24/2019 | Bulk Disposition CNL
|  | NEC | MULTISYNC LCD2090UXI-BK | MONITOR, TELEMETRY | 13720303UA | CDU - CLINICAL DECISION UNIT-9 KELEMEN | Kelemen |  |  | 03/21/2011 |  | 3/21/16 |  |  | NO | YES |  |  |  |  | NEC 10346964 13720303UA |  |  | Active |  | 99:99:99:99:99:99 |  | Accessory | PAAR:00-PVAR | 11/02/2019 |  | COOPER UNIVERSITY HOSPITAL |  |  | ER | WOT00000000510148 | KAREN GRUBER | Disposition | Closed | Richard Jolly | 02/08/2018 | 05/15/2019 | Bulk Disposition CNL
|  | NEC | MULTISYNC LCD2190UXP-BK | MONITOR, TELEMETRY | 68103304YA |  | Kelemen | [7 empty] | YES | YES
|  | NEC | MULTISYNC LCD3000-BK | MONITOR, TELEMETRY | 53003405YA |  | Kelemen | [7 empty] | YES | YES
|  | ELO TOUCHSYSTEMS, INC. |  | MONITOR, TOUCHSCREEN | B17c005992 |  | Pavilion | [7 empty] | NO | YES
|  | ELO TOUCHSYSTEMS, INC. |  | MONITOR, TOUCHSCREEN | A15C035557 |  | Pavilion | [7 empty] | YES | YES
|  | ELO TOUCHSYSTEMS, INC. | ET1929LM | MONITOR, TOUCHSCREEN | B17C005817 | SAME DAY OR-2ND FL PAVILION | Pavilion |  |  | 10/31/2019 |  | 10/31/24 |  |  | NO | YES |  |  |  |  | ELO TOUCHSYSTEMS, INC. 11239186 B17C005817 |  |  | Active |  | 99:99:99:99:99:99 |  | Accessory | PAAR:00-PVAR | 10/31/2019 | 10/31/2019 | COOPER UNIVERSITY HOSPITAL |  |  | SD OR 5 | WOT00000000626003 | JOE DRUCTOR | Performance Verification | Closed | Tom Burhart | 10/31/2019 | 10/31/2019 | Performance Verification for ELO TOUCHSYSTEMS, INC. 11239186 B17C005817 | Initial Install of Performance Verification. Device is ready for patient use. |  |  | 10/31/2019 | 10/31/2019
|  | ELO TOUCHSYSTEMS, INC. | ET1929LM | MONITOR, TOUCHSCREEN | B17C005825 | SAME DAY OR-2ND FL PAVILION | Pavilion |  |  | 10/31/2019 |  | 10/31/24 |  |  | NO | YES |  |  |  |  | ELO TOUCHSYSTEMS, INC. 11239179 B17C005825 |  |  | Active |  | 99:99:99:99:99:99 |  | Accessory | PAAR:00-PVAR | 10/31/2019 | 10/31/2019 | COOPER UNIVERSITY HOSPITAL |  |  | SD OR 2 | WOT00000000625893 | JOE DRUCTOR | Performance Verification | Closed | Tom Burhart | 10/31/2019 | 10/31/2019 | Performance Verification for ELO TOUCHSYSTEMS, INC. 11239179 B17C005825 | Initial Install of Performance Verification. Device is ready for patient use. |  |  | 10/31/2019 | 10/31/2019
|  | ELO TOUCHSYSTEMS, INC. | ET1929LM | MONITOR, TOUCHSCREEN | B17C005824 | SAME DAY OR-2ND FL PAVILION | Pavilion |  |  | 10/31/2019 |  | 10/31/24 |  |  | NO | YES |  |  |  |  | ELO TOUCHSYSTEMS, INC. 11239177 B17C005824 |  |  | Active |  | 99:99:99:99:99:99 |  | Accessory | PAAR:00-PVAR | 10/31/2019 | 10/31/2019 | COOPER UNIVERSITY HOSPITAL |  |  | SD OR 1 | WOT00000000625881 | JOE DRUCTOR | Performance Verification | Closed | Tom Burhart | 10/31/2019 | 10/31/2019 | Performance Verification for ELO TOUCHSYSTEMS, INC. 11239177 B17C005824 | Initial Install of Performance Verification. Device is ready for patient use. |  |  | 10/31/2019 | 10/31/2019
|  | ELO TOUCHSYSTEMS, INC. | ET1929LM | MONITOR, TOUCHSCREEN | B17C005815 | SAME DAY OR-2ND FL PAVILION | Pavilion |  |  | 10/31/2019 |  | 10/31/24 |  |  | NO | YES |  |  |  |  | ELO TOUCHSYSTEMS, INC. 11239173 B17C005815 |  |  | Active |  | 99:99:99:99:99:99 |  | Accessory | PAAR:00-PVAR | 10/31/2019 | 10/31/2019 | COOPER UNIVERSITY HOSPITAL |  |  | SD OR6 | WOT00000000625826 | JOE DRUCTOR | Performance Verification | Closed | Tom Burhart | 10/31/2019 | 10/31/2019 | Performance Verification for ELO TOUCHSYSTEMS, INC. 11239173 B17C005815 | Initial Install of Performance Verification. Device is ready for patient use. |  |  | 10/31/2019 | 10/31/2019
|  | ELO TOUCHSYSTEMS, INC. | ET1929LM | MONITOR, TOUCHSCREEN | G16C023527 | OPERATING ROOM - PAVILION | Pavilion |  |  | 11/08/2017 |  | 11/8/22 |  |  | NO | YES |  |  |  |  | ELO TOUCHSYSTEMS, INC. 10732471 G16C023527 |  |  | Active |  | 99:99:99:99:99:99 |  | Accessory | PAAR:00-PVAR | 10/31/2019 |  | COOPER UNIVERSITY HOSPITAL |  |  |  | 0012508810 | DOMINIC VENDETTA | Preventative Maintenance | Closed | Josh Harris | 12/15/2017 | 12/15/2017 | PERFORMANCE ASSURANCE AT INVENTORY | INVENTORIED DEVICE AND ENSURED DEVICE WAS FUNCTIONING PROPERLY. | 4A2D75BD-3FE9-4794-968A-401D7CABE298 | Labor | 11/08/2017 | 11/08/2017 | Salvatore Bombara
|  | ELO TOUCHSYSTEMS, INC. | ET1929LM | MONITOR, TOUCHSCREEN | J16C014562 | OR - KELEMEN 3 | Kelemen |  |  | 09/11/2017 |  | 9/11/22 |  |  | NO | YES |  |  |  |  | ELO TOUCHSYSTEMS, INC. 10732261 J16C014562 |  |  | Active |  | 99:99:99:99:99:99 |  | Accessory | PAAR:00-PVAR | 10/31/2019 |  | COOPER UNIVERSITY HOSPITAL |  |  |  | 0012380926 | DOMINIC VENDETTA | Performance Verification | Closed | Josh Harris | 11/02/2017 | 11/02/2017 | INCOMING INVENTORY | DEVICE INVENTORIED | C8F52D2C-BA9E-47C6-8BFC-C25F9477AEDA | Labor | 11/02/2017 | 11/02/2017 | Josh Harris
|  | ELO TOUCHSYSTEMS, INC. | ET1929LM | MONITOR, TOUCHSCREEN | L15C013150 | OR - KELEMEN 3 | Kelemen |  |  | 09/12/2016 |  | 9/12/21 |  |  | NO | YES |  |  |  |  | ELO TOUCHSYSTEMS, INC. 10505436 L15C013150 |  |  | Active |  | 99:99:99:99:99:99 |  | Accessory | PAAR:00-PVAR | 10/31/2019 |  | COOPER UNIVERSITY HOSPITAL |  |  | KELEMEN OR RM 11 |  | DOMINIC VENDETTA
|  | ELO TOUCHSYSTEMS, INC. | ET1929LM | MONITOR, TOUCHSCREEN | L15C012966 | OR - KELEMEN 3 | Kelemen |  |  | 09/12/2016 |  | 9/12/21 |  |  | NO | YES |  |  |  |  | ELO TOUCHSYSTEMS, INC. 10505387 L15C012966 |  |  | Active |  | 99:99:99:99:99:99 |  | Accessory | PAAR:00-PVAR | 10/31/2019 |  | COOPER UNIVERSITY HOSPITAL |  |  | KELEMEN OR RM 10 |  | DOMINIC VENDETTA
|  | ELO TOUCHSYSTEMS, INC. | ET1929LM | MONITOR, TOUCHSCREEN | L15C013147 | OR - KELEMEN 3 | Kelemen |  |  | 08/15/2016 |  | 8/15/21 |  |  | NO | YES |  |  |  |  | ELO TOUCHSYSTEMS, INC. 10505372 L15C013147 |  |  | Active |  | 99:99:99:99:99:99 |  | Accessory | PAAR:00-PVAR | 10/31/2019 |  | COOPER UNIVERSITY HOSPITAL |  |  | KELEMAN OR 9 |  | DOMINIC VENDETTA
|  | ELO TOUCHSYSTEMS, INC. | ET1929LM | MONITOR, TOUCHSCREEN | L15C013143 | OR - KELEMEN 3 | Kelemen |  |  | 05/06/2016 |  | 5/6/21 |  |  | NO | YES |  |  |  |  | ELO TOUCHSYSTEMS, INC. 10480427 L15C013143 |  |  | Active |  | 99:99:99:99:99:99 |  | Accessory | PAAR:00-PVAR | 10/31/2019 |  | COOPER UNIVERSITY HOSPITAL |  |  | ROOM K8 |  | DOMINIC VENDETTA
|  | ELO TOUCHSYSTEMS, INC. | ET1929LM | MONITOR, TOUCHSCREEN | C18C022080 |  | Pavilion | [7 empty] | YES | YES
|  | ELO TOUCHSYSTEMS, INC. | ET1929LM | MONITOR, TOUCHSCREEN | J16C014669 | OPERATING ROOM - PAVILION | Pavilion |  |  | 10/31/2019 |  | 10/31/24 |  |  | NO | YES |  |  |  |  | ELO TOUCHSYSTEMS, INC. 30294882 J16C014669 |  |  | Active |  | 99:99:99:99:99:99 |  | Accessory | PAAR:00-PVAR | 10/31/2019 | 10/31/2019 | COOPER UNIVERSITY HOSPITAL |  |  |  | 0012508811 | DOMINIC VENDETTA | Performance Verification | Closed | Josh Harris | 10/31/2019 | 10/31/2019 | INCOMING INVENTORY | DEVICE INVENTORIED | 8060CD9B-27E6-424C-B2D7-A9C74F0FE30C | Labor | 10/31/2019 | 10/31/2019 | Josh Harris
|  | ELO TOUCHSYSTEMS, INC. | ET1929LM | MONITOR, TOUCHSCREEN | A15C002669 |  | Pavilion | [7 empty] | YES | YES
|  | PHILIPS MEDICAL SYSTEMS | INTELLIVUE MMS X2 | MONITOR, TRANSPORT | DE575M8441 | INTENSIVE CARE NURSERY | Dorrance |  |  | 01/11/2017 |  | 1/11/24 |  |  | NO | YES |  |  |  |  | PHILIPS MEDICAL SYSTEMS 10505414 DE575M8441 |  |  | Active |  | 11:11:11:11:11:11 |  | Alarm | 1Y:00-MFG | 11/01/2019 | 11/01/2020 | COOPER UNIVERSITY HOSPITAL |  |  | On Transporter | 0011658500 | JOANNE FOX | Preventative Maintenance | Closed | Bonnie Aichroth | 05/23/2017 | 05/23/2017 | PERFORMANCE ASSURANCE AT INVENTORY | INVENTORIED DEVICE AND ENSURED DEVICE WAS FUNCTIONING PROPERLY. | 67480AE2-6530-47FE-9FB0-20F517C57056 | Labor | 01/11/2017 | 01/11/2017 | Gene Amodei
|  |  |  | MONITOR, VIDEO |  |  | Kelemen | [7 empty] | YES | YES
|  | 3M TOUCH SYSTEMS, INC | MICROTOUCH M150 | MONITOR, VIDEO | 69710934CV00099 | OPERATING ROOM - PAVILION | Pavilion |  |  | 08/18/2009 |  | 8/18/14 |  |  | NO | YES |  |  |  |  | 3M TOUCH SYSTEMS, INC 10367552 69710934CV00099 |  |  | Active |  | 99:99:99:99:99:99 |  | Accessory | PAAR:00-PVAR | 11/02/2019 |  | COOPER UNIVERSITY HOSPITAL |  |  | OR P3 | WOT00000002200156 | DOMINIC VENDETTA | Disposition | Closed | Salvatore Bombara | 02/14/2019 | 05/15/2019 | Bulk Disposition CNL
|  | 3M TOUCH SYSTEMS, INC | MICROTOUCH M150 | MONITOR, VIDEO | 69710933CV00367 | OPERATING ROOM - PAVILION | Pavilion |  |  | 08/18/2009 |  | 8/18/14 |  |  | NO | YES |  |  |  |  | 3M TOUCH SYSTEMS, INC 10367315 69710933CV00367 |  |  | Active |  | 99:99:99:99:99:99 |  | Accessory | PAAR:00-PVAR | 11/02/2019 |  | COOPER UNIVERSITY HOSPITAL |  |  | OR P2 | WOT00000002199986 | DOMINIC VENDETTA | Disposition | Closed | Salvatore Bombara | 02/14/2019 | 05/15/2019 | Bulk Disposition CNL
|  | BARCO |  | MONITOR, VIDEO |  |  | Kelemen | [7 empty] | YES | YES
|  | BARCO |  | MONITOR, VIDEO |  |  | Kelemen | [7 empty] | YES | YES
|  | BARCO |  | MONITOR, VIDEO |  |  | Kelemen | [7 empty] | YES | YES
|  | BARCO | E-2320C | MONITOR, VIDEO | Not Known | OPERATING ROOM - PAVILION | Pavilion |  |  | 11/08/2017 |  | 11/8/22 |  |  | NO | YES |  |  |  |  | BARCO 10732469 Not Known |  |  | Active |  | 99:99:99:99:99:99 |  | Accessory | PAAR:00-PVAR | 10/31/2019 |  | COOPER UNIVERSITY HOSPITAL |  |  |  | 0012508760 | DOMINIC VENDETTA | Performance Verification | Closed | Josh Harris | 12/15/2017 | 12/15/2017 | INCOMING INVENTORY | DEVICE INVENTORIED | C24228DE-9117-48D0-AE23-6C7E42B3D6F7 | Labor | 12/15/2017 | 12/15/2017 | Josh Harris
|  | BARCO | E-2320C | MONITOR, VIDEO | Not Known | OPERATING ROOM - PAVILION | Pavilion |  |  | 11/08/2017 |  | 11/8/22 |  |  | NO | YES |  |  |  |  | BARCO 10732468 Not Known |  |  | Active |  | 99:99:99:99:99:99 |  | Accessory | PAAR:00-PVAR | 10/31/2019 |  | COOPER UNIVERSITY HOSPITAL |  |  |  | 0012508756 | DOMINIC VENDETTA | Performance Verification | Closed | Josh Harris | 12/15/2017 | 12/15/2017 | INCOMING INVENTORY | DEVICE INVENTORIED | A7D35607-34BE-456B-9F93-EA03A62C094F | Labor | 12/15/2017 | 12/15/2017 | Josh Harris
|  | BARCO | E-2320C | MONITOR, VIDEO | Not Known | OR - KELEMEN 3 | Kelemen |  |  | 09/11/2017 |  | 9/11/22 |  |  | NO | YES |  |  |  |  | BARCO 10732259 Not Known |  |  | Active |  | 99:99:99:99:99:99 |  | Accessory | PAAR:00-PVAR | 10/31/2019 |  | COOPER UNIVERSITY HOSPITAL |  |  |  | 0012379963 | DOMINIC VENDETTA | Preventative Maintenance | Closed | Josh Harris | 11/02/2017 | 11/02/2017 | PERFORMANCE ASSURANCE AT INVENTORY | INVENTORIED DEVICE AND ENSURED DEVICE WAS FUNCTIONING PROPERLY. | 556F7728-06D9-4A98-8BF4-DE92D50B62FB | Labor | 09/11/2017 | 09/11/2017 | Josh Harris
|  | BARCO | MDSC-8232 | MONITOR, VIDEO | AN001538000547 | OR - KELEMEN 3 | Kelemen |  |  | 05/23/2016 |  | 5/23/21 |  |  | NO | YES |  |  |  |  | ARTHREX INC. 10480453 AN001538000547 |  |  | Active |  | 99:99:99:99:99:99 |  | Accessory | PAAR:00-PVAR | 10/31/2019 |  | COOPER UNIVERSITY HOSPITAL |  |  |  |  | DOMINIC VENDETTA
|  | BARCO | MDSC-8232 | MONITOR, VIDEO | AN001538000537 | VOORHEES SURGERY CENTER-OPERATING ROOM | 900 Centennial Blvd | Suite E |  | 05/10/2016 |  | 5/10/21 |  |  | NO | YES |  |  |  |  | BARCO 10480398 AN001538000537 |  |  | Active |  | 99:99:99:99:99:99 |  | Accessory | PAAR:00-PVAR | 10/31/2019 |  | COOPER AMBULATORY OFF-SITES |  |  | SUITE E |  | JENNIFER BOMBARO
|  | BARCO | MDSC-8232 | MONITOR, VIDEO | AN001538000505 | VOORHEES SURGERY CENTER-OPERATING ROOM | 900 Centennial Blvd | Suite E |  | 05/10/2016 |  | 5/10/21 |  |  | NO | YES |  |  |  |  | BARCO 10480401 AN001538000505 |  |  | Active |  | 99:99:99:99:99:99 |  | Accessory | PAAR:00-PVAR | 10/31/2019 |  | COOPER AMBULATORY OFF-SITES |  |  | SUITE E |  | JENNIFER BOMBARO
|  | BARCO | MDSC-8232 | MONITOR, VIDEO | AN0015240000327 | OR - KELEMEN 3 | Kelemen |  |  | 10/31/2019 |  | 10/31/24 |  |  | NO | YES |  |  |  |  | BARCO 30294957 ANA0015240000327 |  |  | Active |  | 99:99:99:99:99:99 |  | Accessory | PAAR:00-PVAR | 10/31/2019 | 10/31/2019 | COOPER UNIVERSITY HOSPITAL |  |  | Arthrex Tower | WOT00000000815994 | DOMINIC VENDETTA | Performance Verification | Closed | Salvatore Bombara | 10/31/2019 | 10/31/2019 | Performance Verification for BARCO 30294957 ANA0015240000327 | Initial Install of Performance Verification. Device is ready for patient use. |  |  | 10/31/2019 | 10/31/2019
|  | BARCO | MDSC-8258 | MONITOR, VIDEO | AN001741000176 |  | Pavilion | [7 empty] | YES | YES
|  | DELL COMPUTER CORPORATION |  | MONITOR, VIDEO | MX0G324H74262197IWLL |  | Kelemen | [7 empty] | YES | YES
|  | EIZO |  | MONITOR, VIDEO | S1000001922 |  | Pavilion | [7 empty] | YES | YES
|  | EIZO | FLEXSCAN | MONITOR, VIDEO |  |  | Kelemen | [7 empty] | YES | YES
|  | EIZO | RADIFORCE LS580W | MONITOR, VIDEO | S10000001674 |  | Kelemen | [7 empty] | YES | YES
|  | EIZO | RADIFORCE RX 150 | MONITOR, VIDEO | S10000003577 |  | Pavilion | [7 empty] | YES | YES
|  | EIZO | RADIFORCE RX 150 | MONITOR, VIDEO | S10000003549 |  | Pavilion | [7 empty] | YES | YES
|  | ELO TOUCHSYSTEMS, INC. | ENTUITIVE | MONITOR, VIDEO | G13Q001407 |  | MD Anderson Cancer Center | [7 empty] | YES | YES
|  | ELO TOUCHSYSTEMS, INC. | ET1528L | MONITOR, VIDEO | G13Q000850 | COOPER CANCER CENTER-MULTIDISCIPLINARY CLINIC | MD Anderson Cancer Center |  |  | 09/10/2013 |  | 9/10/18 |  |  | NO | YES |  |  |  |  | ELO TOUCHSYSTEMS, INC. 10367512 G13Q000850 |  |  | Active |  | 99:99:99:99:99:99 |  | Accessory | PAAR:00-PVAR | 11/02/2019 |  | COOPER AMBULATORY OFF-SITES |  |  | Multi Disc - C2049 or C2220 |  | ROXANNE BERGER
|  | ELO TOUCHSYSTEMS, INC. | ET1715L | MONITOR, VIDEO | J08C006424 | OPERATING ROOM - PAVILION | Pavilion |  |  | 01/15/2009 |  | 1/15/14 |  |  | NO | YES |  |  |  |  | ELO TOUCHSYSTEMS, INC. 10367374 J08C006424 |  |  | Active |  | 99:99:99:99:99:99 |  | Accessory | PAAR:00-PVAR | 11/02/2019 |  | COOPER UNIVERSITY HOSPITAL |  |  | P3 - ROOM 8 | WOT00000002200033 | DOMINIC VENDETTA | Disposition | Closed | Salvatore Bombara | 02/14/2019 | 05/15/2019 | Bulk Disposition CNL
|  | ELO TOUCHSYSTEMS, INC. | ET1715L | MONITOR, VIDEO | K08C006771 | OR - KELEMEN 3 | Pavilion |  |  | 02/09/2009 |  | 2/9/14 |  |  | NO | YES |  |  |  |  | ELO TOUCHSYSTEMS, INC. 10346282 K08C006771 |  |  | Disposition |  | 99:99:99:99:99:99 |  | Accessory | PAAR:00-PVAR | 11/02/2019 |  | COOPER UNIVERSITY HOSPITAL |  |  | room 9 | WOT00000002199899 | DOMINIC VENDETTA | Disposition | Closed | Salvatore Bombara | 02/14/2019 | 05/13/2019 | Bulk Disposition CNL | Unit has been retired | EXP2913204 | Labor | 05/13/2019 | 05/13/2019 | Salvatore Bombara
|  | FORESEESON USA | 19HD | MONITOR, VIDEO | D19012500086 | SPECIAL TEST | Kelemen |  |  | 02/11/2019 |  | 2/11/24 |  |  | NO | YES |  |  |  |  | FORESEESON USA 10725741 D19012500086 |  |  | Active |  |  |  | Accessory | PAAR:00-PVAR | 10/31/2019 |  | COOPER UNIVERSITY HOSPITAL |  |  | Fluoro room single boom | WOT00000002140255 | AMY HANNAN | Performance Verification | Closed | Michael Youch | 02/11/2019 | 07/02/2019 | Performance Verification for FSN MEDICAL 10725741 D19012500086 | Initial Install of Performance Verification. Device is ready for patient use.
|  | FSN MEDICAL | FS-L5502D | MONITOR, VIDEO | D55117500002 | CARDIAC CATH LAB | Kelemen |  |  | 10/31/2019 |  | 10/31/24 |  |  | NO | YES |  |  |  |  | FSN MEDICAL 11187516 D55117500002 |  |  | Active |  | 99:99:99:99:99:99 |  | Accessory | PAAR:00-PVAR | 10/31/2019 | 10/31/2019 | COOPER UNIVERSITY HOSPITAL |  |  | CCL - EP2 | WOT00000001605743 | LINDA BEAN | Performance Verification | Closed | Stephen Zubrzycki | 10/31/2019 | 10/31/2019 | Performance Verification for FSN MEDICAL 11187516 D55117500002 | Initial Install of Performance Verification. Device is ready for patient use. |  |  | 10/31/2019 | 10/31/2019
|  | FSN MEDICAL | FS-L5502D | MONITOR, VIDEO | i550019 | CARDIAC CATH LAB | Kelemen |  |  | 09/01/2016 |  | 9/1/21 |  |  | NO | YES |  |  |  |  | FSN MEDICAL 10725237 i550019 |  |  | Active |  | 99:99:99:99:99:99 |  | Accessory | PAAR:00-PVAR | 10/31/2019 |  | COOPER UNIVERSITY HOSPITAL |  |  | CCL - EP2 | WOT00000000649018 | LINDA BEAN | Repair | Closed | Stephen Zubrzycki | 03/09/2018 | 05/25/2018 | Monitor - screen keeps jumping | Analyzed unit. Issue was on Imput 3 (1 and 3 are displayed together...1 on left and 3 on right). Input 3 was jumping. Whenever Input 3 was swapped to any other input (physically) the jumping went away. Verified cabling was good. Was jumping even without any input. Verified that it wasn't the monitor itself. Got no support from tech support. Said to look at resolution on McKesson System. Charlie and I analyzed for over an hr before we found that the box underneath the monitor had different settings for resolution (this was not told by tech support). We changed the resolution to the correct setting (based on the other inputs) and this resolved the problem. VPO | EXP0212819 | Labor | 03/09/2018 | 03/09/2018 | Stephen Zubrzycki
|  | GE HEALTHCARE | 2403949-2 | MONITOR, VIDEO |  |  | Kelemen | [7 empty] | YES | YES
|  | GE HEALTHCARE | 2403949-2 | MONITOR, VIDEO |  |  | Kelemen | [7 empty] | YES | YES
|  | GE HEALTHCARE | 2403949-2 | MONITOR, VIDEO |  |  | Kelemen | [7 empty] | YES | YES
|  | GE HEALTHCARE | 5128455-3 | MONITOR, VIDEO | HXT9000040 | CARDIAC CATH LAB | Kelemen |  |  | 01/16/2006 |  | 1/16/11 |  |  | NO | YES |  |  |  |  | GE MEDICAL SYSTEMS 10367888 HXT9000040 |  |  | Active |  | 99:99:99:99:99:99 |  | Accessory | PAAR:00-PVAR | 11/02/2019 |  | COOPER UNIVERSITY HOSPITAL |  |  | CCL - EP1 Control Room | WOT00000001310270 | LINDA BEAN | Repair | Closed | Stephen Zubrzycki | 08/21/2018 | 10/03/2018 | Monitor - Not getting a display | Customer resolved. Wiring was loose. Reconnected and VPO | EXP1150997 | Labor | 08/21/2018 | 08/21/2018 | Stephen Zubrzycki
|  | GE HEALTHCARE | 5128455-3 | MONITOR, VIDEO | HXT9000049 | CARDIAC CATH LAB | Kelemen |  |  | 01/16/2006 |  | 1/16/11 |  |  | NO | YES |  |  |  |  | GE MEDICAL SYSTEMS 10367887 HXT9000049 |  |  | Active |  | 99:99:99:99:99:99 |  | Accessory | PAAR:00-PVAR | 11/02/2019 |  | COOPER UNIVERSITY HOSPITAL |  |  | CCL - EP1 Control Room |  | LINDA BEAN
|  | GE HEALTHCARE | 5128455-3 | MONITOR, VIDEO | HXT9000041 | CARDIAC CATH LAB | Kelemen |  |  | 01/16/2006 |  | 1/16/11 |  |  | NO | YES |  |  |  |  | GE MEDICAL SYSTEMS 10367886 HXT9000041 |  |  | Active |  | 99:99:99:99:99:99 |  | Accessory | PAAR:00-PVAR | 10/31/2019 |  | COOPER UNIVERSITY HOSPITAL |  |  | CCL - EP1 Control Room |  | LINDA BEAN
|  | GE HEALTHCARE | 5128455-3 | MONITOR, VIDEO | HXT4000070 |  | Kelemen | [7 empty] | YES | YES
|  | GE HEALTHCARE |  | MONITOR, VIDEO | HXH1001478 |  | Kelemen | [7 empty] | YES | YES
|  | GE HEALTHCARE | 6GF6211-2EB02 | MONITOR, VIDEO | HXA5004538 |  | Kelemen | [7 empty] | YES | YES
|  | GE HEALTHCARE | 6GF6211-2EB02 | MONITOR, VIDEO | HXA5004537 |  | Kelemen | [7 empty] | YES | YES
|  | GE HEALTHCARE | 6GF6221-2CB16 | MONITOR, VIDEO | 2403950-2 |  | Kelemen | [7 empty] | YES | YES
|  | GE HEALTHCARE | OFTD1569 | MONITOR, VIDEO | HXH1001344 |  | Kelemen | [7 empty] | YES | YES
|  | GE HEALTHCARE | OFTD1569 | MONITOR, VIDEO | HXH1001475 |  | Kelemen | [7 empty] | YES | YES
|  | GE HEALTHCARE | SENOGRAPH 5148720-3 | MONITOR, VIDEO | HXW3001127 |  | Kelemen | [7 empty] | YES | YES
|  | GE HEALTHCARE | SENOGRAPH 5148720-3 | MONITOR, VIDEO | HXA6003014 |  | Kelemen |  | removed from service | [5 empty] | YES | YES
|  | GE HEALTHCARE | SENOGRAPH 5148720-3 | MONITOR, VIDEO | HCA4004214 |  | Kelemen | [7 empty] | YES | YES
|  | HP | E243 | MONITOR, VIDEO | CNK91405Y3 |  | 900 Centennial Blvd | 2 New Suite | [6 empty] | YES | YES
|  | MCKESSON INFORMATION SOLUTIONS | HCH100DXP | MONITOR, VIDEO | MC0G324H7426215425TL |  | Kelemen | [7 empty] | YES | YES
|  | MCKESSON INFORMATION SOLUTIONS | HCH100DXP | MONITOR, VIDEO | MX0G324H7426213E1DDL |  | Kelemen | [7 empty] | YES | YES
|  | MCKESSON INFORMATION SOLUTIONS | HCH100DXP | MONITOR, VIDEO | MX0G324H7426215429VL |  | Kelemen | [7 empty] | YES | YES
|  | MCKESSON INFORMATION SOLUTIONS | HCH100DXP | MONITOR, VIDEO | MX0G324H742621B7265L |  | Kelemen | [7 empty] | YES | YES
|  | MCKESSON INFORMATION SOLUTIONS | HCH100DXP | MONITOR, VIDEO | MX0G324H7426215425DL |  | Kelemen | [7 empty] | YES | YES
|  | MCKESSON INFORMATION SOLUTIONS | HCL100B | MONITOR, VIDEO |  |  | Dorrance | [7 empty] | YES | YES
|  | MCKESSON INFORMATION SOLUTIONS | HCR100DW7 | MONITOR, VIDEO |  |  | Dorrance | [7 empty] | YES | YES
|  | NDS | SC-WU26-A1511 | MONITOR, VIDEO | 09-142807 |  | Pavilion | [7 empty] | YES | YES
|  | NDS | SC-WU26-A1515 | MONITOR, VIDEO | 09-138308 | OR - KELEMEN 3 | Pavilion |  |  | 05/08/2017 |  | 5/8/22 |  |  | NO | YES |  |  |  |  | STORZ 10769481 09-138308 |  |  | Active |  | 99:99:99:99:99:99 |  | Accessory | PAAR:00-PVAR | 10/31/2019 |  | COOPER UNIVERSITY HOSPITAL |  |  |  | 0011620290 | DOMINIC VENDETTA | Performance Verification | Closed | Salvatore Bombara | 05/08/2017 | 05/08/2017 | INCOMING INVENTORY | DEVICE INVENTORIED | FD25CE86-D0C5-4784-8BC3-6BB893F2050A | Labor | 05/08/2017 | 05/08/2017 | Salvatore Bombara
|  | NDS SURGICAL IMAGING |  | MONITOR, VIDEO |  |  | Pavilion | [7 empty] | YES | YES
|  | NDS SURGICAL IMAGING | BC-SX19-A1417 | MONITOR, VIDEO | 12-191805 |  | Kelemen | [7 empty] | YES | YES
|  | NDS SURGICAL IMAGING | BC-SX19-A1417 | MONITOR, VIDEO | 12-191806 | OR - KELEMEN 3 | Kelemen |  |  | 12/28/2011 |  | 12/28/16 |  |  | NO | YES |  |  |  |  | NDS SURGICAL IMAGING 10369308 12-191806 |  |  | Active |  | 99:99:99:99:99:99 |  | Accessory | PAAR:00-PVAR | 11/02/2019 |  | COOPER UNIVERSITY HOSPITAL |  |  | KELEMEN OR ROOM K1 | WOT00000000508721 | DOMINIC VENDETTA | Disposition | Closed | Salvatore Bombara | 02/08/2018 | 05/14/2019 | Bulk Disposition CNL
|  | NDS SURGICAL IMAGING | BC-SX19-A1417 | MONITOR, VIDEO | 12-191802 | OR - KELEMEN 3 | Kelemen |  |  | 12/28/2011 |  | 12/28/16 |  |  | NO | YES |  |  |  |  | NDS SURGICAL IMAGING 10369307 12-191802 |  |  | Active |  | 99:99:99:99:99:99 |  | Accessory | PAAR:00-PVAR | 11/02/2019 |  | COOPER UNIVERSITY HOSPITAL |  |  | KELEMEN 3 ROOM 1 | WOT00000000508720 | DOMINIC VENDETTA | Disposition | Closed | Salvatore Bombara | 02/08/2018 | 05/16/2019 | Bulk Disposition CNL
|  | NDS SURGICAL IMAGING | BC-SX19-A1417 | MONITOR, VIDEO | 09-144210 | OPERATING ROOM - PAVILION | Pavilion |  |  | 01/01/1900 |  |  |  |  | NO | YES |  |  |  |  | NDS SURGICAL IMAGING 10367576 09-144210 |  |  | Active |  | 99:99:99:99:99:99 |  | Accessory | PAAR:00-PVAR | 11/02/2019 |  | COOPER UNIVERSITY HOSPITAL |  |  | P 08 | WOT00000002200195 | DOMINIC VENDETTA | Disposition | Closed | Salvatore Bombara | 02/14/2019 | 05/22/2019 | Bulk Disposition CNL
|  | NDS SURGICAL IMAGING | BC-SX19-A1417 | MONITOR, VIDEO | 12-191-828 | OPERATING ROOM - PAVILION | Pavilion |  |  | 01/25/2012 |  | 1/25/17 |  |  | NO | YES |  |  |  |  | NDS SURGICAL IMAGING 10346281 12-191-828 |  |  | Active |  | 99:99:99:99:99:99 |  | Accessory | PAAR:00-PVAR | 11/01/2019 |  | COOPER UNIVERSITY HOSPITAL |  |  | OR 9 | WOT00000000508719 | DOMINIC VENDETTA | Disposition | Closed | Salvatore Bombara | 02/08/2018 | 05/15/2019 | Bulk Disposition CNL
|  | NDS SURGICAL IMAGING | LIFEVUE | MONITOR, VIDEO | sv2195b0156 | OR - KELEMEN 3 | Kelemen |  |  | 01/01/1900 |  |  |  |  | NO | YES |  |  |  |  | NDS SURGICAL IMAGING 10366692 sv2195b0156 |  |  | Active |  | 99:99:99:99:99:99 |  | Accessory | PAAR:00-PVAR | 11/02/2019 |  | COOPER UNIVERSITY HOSPITAL |  |  | OPERATING ROOM K3 | WOT00000002199917 | DOMINIC VENDETTA | Disposition | Closed | Salvatore Bombara | 02/14/2019 | 05/15/2019 | Bulk Disposition CNL
|  | NDS SURGICAL IMAGING | LIFEVUE | MONITOR, VIDEO | 12-191843 | OR - KELEMEN 3 | Kelemen |  |  | 01/01/1900 |  |  |  |  | NO | YES |  |  |  |  | NDS SURGICAL IMAGING 10366693 12-191843 |  |  | Active |  | 99:99:99:99:99:99 |  | Accessory | PAAR:00-PVAR | 11/02/2019 |  | COOPER UNIVERSITY HOSPITAL |  |  | OPERATING ROOM K3 | WOT00000002199919 | DOMINIC VENDETTA | Disposition | Closed | Salvatore Bombara | 02/14/2019 | 05/15/2019 | Bulk Disposition CNL
|  | NDS SURGICAL IMAGING | LIFEVUE | MONITOR, VIDEO | 12-191844 | OR - KELEMEN 3 | Kelemen |  |  | 01/01/1900 |  |  |  |  | NO | YES |  |  |  |  | NDS SURGICAL IMAGING 10366690 12-191844 |  |  | Active |  | 99:99:99:99:99:99 |  | Accessory | PAAR:00-PVAR | 11/01/2019 |  | COOPER UNIVERSITY HOSPITAL |  |  | OPERATING ROOM K3 | WOT00000002199915 | DOMINIC VENDETTA | Disposition | Closed | Salvatore Bombara | 02/14/2019 | 05/15/2019 | Bulk Disposition CNL
|  | NDS SURGICAL IMAGING | RADIANCE HD | MONITOR, VIDEO |  |  | 501 Fellowship Rd | [7 empty] | YES | YES
|  | NDS SURGICAL IMAGING | RADIANCE HD | MONITOR, VIDEO | 13-232057 |  | Kelemen | [7 empty] | YES | YES
|  | NDS SURGICAL IMAGING | RADIANCE HD | MONITOR, VIDEO | D19012500029 | SPECIAL TEST | Kelemen |  |  | 11/12/2013 |  | 11/12/18 |  |  | NO | YES |  |  |  |  | NDS SURGICAL IMAGING 10356128 D19012500029 |  |  | Active |  | 99:99:99:99:99:99 |  | Accessory | PAAR:00-PVAR | 11/01/2019 |  | COOPER UNIVERSITY HOSPITAL |  |  | FLUROSCOPY special test | WOT00000000523291 | AMY HANNAN | Disposition | Closed | Gene Amodei | 02/08/2018 | 05/14/2019 | Bulk Disposition CNL
|  | NDS SURGICAL IMAGING | RADIANCE HD | MONITOR, VIDEO |  | OR - KELEMEN 3 | Pavilion |  |  | 01/01/1900 |  |  |  |  | NO | YES |  |  |  |  | NDS SURGICAL IMAGING 10355473 10355473 |  |  | Active |  | 99:99:99:99:99:99 |  | Accessory | PAAR:00-PVAR | 11/02/2019 |  | COOPER UNIVERSITY HOSPITAL |  |  | OR 6 | 0012017481 | DOMINIC VENDETTA | Repair | Closed | Salvatore Bombara | 08/07/2017 | 08/07/2017 | MONITOR - BOVI INTERFERING WITH DISPLAY - TMX | 8/7/2017 3:49:54 PM SXBOMBARA (SXBOMBARA 8/7/2017 12:00 AM) WORKED WITH CHRIS WOLF. TESTED BOVIE, TABLE AND SIGNAL SCALER. ALL TESTED OK. REPLACED VGA AND DVI CABLES. REPLACED POWER CORD. ALL SYSTEMS ARE WORKING NORMAL. ALL PARTS FROM STOCK. | F8C2B1D9-25F1-4865-9D6B-5EE0468F8AFF | Labor | 08/07/2017 | 08/07/2017 | Salvatore Bombara
|  | NDS SURGICAL IMAGING | RADIANCE HD | MONITOR, VIDEO |  |  | 501 Fellowship Rd | [7 empty] | YES | YES
|  | NDS SURGICAL IMAGING | RADIANCE HD | MONITOR, VIDEO | 08-126534 | OPERATING ROOM - PAVILION | Pavilion |  |  | 08/18/2009 |  | 8/18/14 |  |  | NO | YES |  |  |  |  | NDS SURGICAL IMAGING 10346625 08-126534 |  |  | Active |  | 99:99:99:99:99:99 |  | Accessory | PAAR:00-PVAR | 11/02/2019 |  | COOPER UNIVERSITY HOSPITAL |  |  | OR P07 |  | DOMINIC VENDETTA
|  | NDS SURGICAL IMAGING | RADIANCE HD | MONITOR, VIDEO |  |  | Pavilion | [7 empty] | YES | YES
|  | NDS SURGICAL IMAGING | RADIANCE HD | MONITOR, VIDEO |  | OR - KELEMEN 3 | Pavilion |  |  | 01/01/1900 |  |  |  |  | NO | YES |  |  |  |  | NDS SURGICAL IMAGING 10346261 10346261 |  |  | Active |  | 99:99:99:99:99:99 |  | Accessory | PAAR:00-PVAR | 11/02/2019 |  | COOPER UNIVERSITY HOSPITAL |  |  | OR 9 | WOT00000002199888 | DOMINIC VENDETTA | Disposition | Closed | Salvatore Bombara | 02/14/2019 | 05/15/2019 | Bulk Disposition CNL
|  | NDS SURGICAL IMAGING | RADIANCE HD | MONITOR, VIDEO | Not Known | OR - KELEMEN 3 | Pavilion |  |  | 01/01/1900 |  |  |  |  | NO | YES |  |  |  |  | NDS SURGICAL IMAGING 10346260 Not Known |  |  | Active |  | 99:99:99:99:99:99 |  | Accessory | PAAR:00-PVAR | 11/02/2019 |  | COOPER UNIVERSITY HOSPITAL |  |  | OR 9 | WOT00000002199887 | DOMINIC VENDETTA | Disposition | Closed | Salvatore Bombara | 02/14/2019 | 05/17/2019 | Bulk Disposition CNL
|  | NDS SURGICAL IMAGING | SC-SX19-A1511 | MONITOR, VIDEO | 08-113351 |  | Pavilion | [7 empty] | YES | YES
|  | NDS SURGICAL IMAGING | SC-SX19-A1511 | MONITOR, VIDEO |  | OPERATING ROOM - PAVILION | Pavilion |  |  | 08/18/2009 |  | 8/18/14 |  |  | NO | YES |  |  |  |  | NDS SURGICAL IMAGING 10368276 09143598 |  |  | Active |  | 99:99:99:99:99:99 |  | Accessory | PAAR:00-PVAR | 11/02/2019 |  | COOPER UNIVERSITY HOSPITAL |  |  | OR P3 |  | DOMINIC VENDETTA
|  | NDS SURGICAL IMAGING | SC-SX19-A1511 | MONITOR, VIDEO | 09-135091 | OPERATING ROOM - PAVILION | Pavilion |  |  | 08/18/2009 |  | 8/18/14 |  |  | NO | YES |  |  |  |  | NDS SURGICAL IMAGING 10367316 09-135091 |  |  | Active |  | 99:99:99:99:99:99 |  | Accessory | PAAR:00-PVAR | 11/01/2019 |  | COOPER UNIVERSITY HOSPITAL |  |  | OR P3 | WOT00000002199990 | DOMINIC VENDETTA | Disposition | Closed | Salvatore Bombara | 02/14/2019 | 05/16/2019 | Bulk Disposition CNL
|  | NDS SURGICAL IMAGING | SC-SX19-A1511 | MONITOR, VIDEO | 07-105462 | OPERATING ROOM - PAVILION | Pavilion |  |  | 02/09/2009 |  | 2/9/14 |  |  | NO | YES |  |  |  |  | NDS SURGICAL IMAGING 10346273 07-105462 |  |  | Active |  | 99:99:99:99:99:99 |  | Accessory | PAAR:00-PVAR | 11/02/2019 |  | COOPER UNIVERSITY HOSPITAL |  |  | OR 9 |  | DOMINIC VENDETTA
|  | NDS SURGICAL IMAGING | SC-SX19-A1A11 | MONITOR, VIDEO |  | OPERATING ROOM - PAVILION | Pavilion |  |  | 08/18/2009 |  | 8/18/14 |  |  | NO | YES |  |  |  |  | NDS SURGICAL IMAGING 10368279 MONITOR 3 |  |  | Active |  | 99:99:99:99:99:99 |  | Accessory | PAAR:00-PVAR | 11/02/2019 |  | COOPER UNIVERSITY HOSPITAL |  |  |  | WOT00000000924672 | DOMINIC VENDETTA | Repair | Closed | Salvatore Bombara | 05/14/2018 | 05/25/2018 | No Image | Acknowledged. confirmed error. rebooted unit. Monitor now has an image. | EXP0552850 | Labor | 05/14/2018 | 05/14/2018 | Salvatore Bombara
|  | NDS SURGICAL IMAGING | SC-SX19-A1A11 | MONITOR, VIDEO | Not Known | OPERATING ROOM - PAVILION | Pavilion |  |  | 01/15/2009 |  | 1/15/14 |  |  | NO | YES |  |  |  |  | NDS SURGICAL IMAGING 10367372 Not Known |  |  | Active |  | 99:99:99:99:99:99 |  | Accessory | PAAR:00-PVAR | 11/01/2019 |  | COOPER UNIVERSITY HOSPITAL |  |  |  |  | DOMINIC VENDETTA
|  | NDS SURGICAL IMAGING | SC-SX19-A1A11 | MONITOR, VIDEO | Not Known | OPERATING ROOM - PAVILION | Pavilion |  |  | 01/15/2009 |  | 1/15/14 |  |  | NO | YES |  |  |  |  | NDS SURGICAL IMAGING 10367368 Not Known |  |  | Active |  | 99:99:99:99:99:99 |  | Accessory | PAAR:00-PVAR | 11/02/2019 |  | COOPER UNIVERSITY HOSPITAL |  |  |  |  | DOMINIC VENDETTA
|  | NDS SURGICAL IMAGING | SC-SX19-A1A11 | MONITOR, VIDEO | Not Known | OPERATING ROOM - PAVILION | Pavilion |  |  | 01/01/1900 |  |  |  |  | NO | YES |  |  |  |  | NDS SURGICAL IMAGING 10367313 Not Known |  |  | Active |  | 99:99:99:99:99:99 |  | Accessory | PAAR:00-PVAR | 11/02/2019 |  | COOPER UNIVERSITY HOSPITAL |  |  |  | WOT00000002199981 | DOMINIC VENDETTA | Disposition | Closed | Salvatore Bombara | 02/14/2019 | 05/15/2019 | Bulk Disposition CNL
|  | NDS SURGICAL IMAGING | SC-SX19-A1A11 | MONITOR, VIDEO | 09-143614 | OPERATING ROOM - PAVILION | Pavilion |  |  | 08/18/2009 |  | 8/18/14 |  |  | NO | YES |  |  |  |  | NDS SURGICAL IMAGING 10367300 09-143614 |  |  | Active |  | 99:99:99:99:99:99 |  | Accessory | PAAR:00-PVAR | 11/02/2019 |  | COOPER UNIVERSITY HOSPITAL |  |  |  |  | DOMINIC VENDETTA
|  | NDS SURGICAL IMAGING | SC-SX19-A1A11 | MONITOR, VIDEO | 09-144334 | OPERATING ROOM - PAVILION | Pavilion |  |  | 08/18/2009 |  | 8/18/14 |  |  | NO | YES |  |  |  |  | NDS SURGICAL IMAGING 10367298 09-144334 |  |  | Active |  | 99:99:99:99:99:99 |  | Accessory | PAAR:00-PVAR | 11/02/2019 |  | COOPER UNIVERSITY HOSPITAL |  |  |  |  | DOMINIC VENDETTA
|  | NDS SURGICAL IMAGING | SC-SX19-A1A11 | MONITOR, VIDEO | 07-109217 | COOPER DIGESTIVE HEALTH-ENDOSCOPY | 501 Fellowship Rd |  |  | 10/14/2008 |  | 10/14/13 |  |  | NO | YES |  |  |  |  | STORZ 10347140 07-109217 |  |  | Active |  | 99:99:99:99:99:99 |  | Accessory | PAAR:00-PVAR | 11/02/2019 |  | COOPER AMBULATORY OFF-SITES |  |  |  |  | JEANNE GREER
|  | NDS SURGICAL IMAGING | SC-SX19-A1A11 | MONITOR, VIDEO | 07-109138 | COOPER DIGESTIVE HEALTH-ENDOSCOPY | 501 fellowship road |  |  | 10/14/2008 |  | 10/14/13 |  |  | NO | YES |  |  |  |  | STORZ 10347133 07-109138 |  |  | Active |  | 99:99:99:99:99:99 |  | Accessory | PAAR:00-PVAR | 11/02/2019 |  | COOPER AMBULATORY OFF-SITES |  |  |  |  | JEANNE GREER
|  | NDS SURGICAL IMAGING | SC-SX19-A1A11 | MONITOR, VIDEO | 07-109219 | COOPER DIGESTIVE HEALTH-ENDOSCOPY | 501 fellowship road |  |  | 10/14/2008 |  | 10/14/13 |  |  | NO | YES |  |  |  |  | STORZ 10347109 07-109219 |  |  | Active |  | 99:99:99:99:99:99 |  | Accessory | PAAR:00-PVAR | 11/02/2019 |  | COOPER AMBULATORY OFF-SITES |  |  |  | WOT00000003518478 | JEANNE GREER | Repair | Closed | Kirk Lis | 08/29/2019 | 09/03/2019 | not turning on | REPLACED POWER SUPPLY. PERFORMED OVP. INFORMED STAFF OF UNIT'S STATUS | EXP3867395 | Labor | 08/30/2019 | 08/30/2019 | Kirk Lis
|  | NDS SURGICAL IMAGING | SC-SX19-A1A11 | MONITOR, VIDEO | 07-109163 | COOPER DIGESTIVE HEALTH-ENDOSCOPY | 501 fellowship road |  |  | 10/14/2008 |  | 10/14/13 |  |  | NO | YES |  |  |  |  | STORZ 10347110 07-109163 |  |  | Active |  | 99:99:99:99:99:99 |  | Accessory | PAAR:00-PVAR | 11/02/2019 |  | COOPER AMBULATORY OFF-SITES |  |  |  | 0012305525 | JEANNE GREER | Repair | Closed | Kirk Lis | 10/18/2017 | 10/30/2017 | MONITOR - WONT COME ON OR PAIR - SUITE 102 OPERATE 4 | 10/19/2017 8:18:02 AM KALIS (KALIS 10/18/2017 12:00 AM) TRAVEL TIME (KALIS 10/18/2017 12:00 AM) ANALYZED UNIT. TRACED PROBLEM TO POWER SUPPLY. REPLACED PIOWER SUPPLY AND PERFORMED OVP (KALIS 10/19/2017 12:00 AM) DOCUMENTATION 10/30/2017 11:45:21 AM KALIS (KALIS 10/30/2017 12:00 AM) RESEARCHED AND ORDERED PART | 66839EC0-2459-4AF8-B379-48178720E005 | Labor | 10/18/2017 | 10/18/2017 | Kirk Lis
|  | NDS SURGICAL IMAGING | SC-SX19-A1A11 | MONITOR, VIDEO | 07-109212 | COOPER DIGESTIVE HEALTH-ENDOSCOPY | 501 fellowship road |  |  | 10/14/2008 |  | 10/14/13 |  |  | NO | YES |  |  |  |  | STORZ 10347108 07-109212 |  |  | Active |  | 99:99:99:99:99:99 |  | Accessory | PAAR:00-PVAR | 11/02/2019 |  | COOPER AMBULATORY OFF-SITES |  |  |  | WOT00000004309340 | JEANNE GREER | Repair | Closed | Kirk Lis | 11/13/2019 | 11/15/2019 | Not getting any power- turning off and on - not powering on | REPLACED EXTERNAL POWER PACK ON BACK OF MONITOR. TESTED UNIT. INFORMED STAFF OF UNIT'S STATUS. | EXP4736228 | Labor | 11/13/2019 | 11/13/2019 | Kirk Lis
|  | NDS SURGICAL IMAGING | SC-SX19-A1A11 | MONITOR, VIDEO | 07-107294 | COOPER DIGESTIVE HEALTH-ENDOSCOPY | 501 fellowship road |  |  | 10/14/2008 |  | 10/14/13 |  |  | NO | YES |  |  |  |  | STORZ 10347099 07-107294 |  |  | Active |  | 99:99:99:99:99:99 |  | Accessory | PAAR:00-PVAR | 11/02/2019 |  | COOPER AMBULATORY OFF-SITES |  |  |  | 0012305518 | JEANNE GREER | Repair | Closed | Kirk Lis | 10/18/2017 | 10/19/2017 | MONITOR - ONLY SHOWING BLACK AND WHITE AND FLICKERING - DIGESTIVE HEALTH | 10/19/2017 8:36:13 AM KALIS (KALIS 10/18/2017 12:00 AM) UNIT OPERATING CORRECTLY. PERFORMED OVP. CONFERRED WITH GI TECH. ON OBSERVATIONS. | 9EBB50BF-64FE-4FA3-8977-BBFF81EE3943 | Labor | 10/18/2017 | 10/18/2017 | Kirk Lis
|  | NDS SURGICAL IMAGING | SC-SX19-A1A11 | MONITOR, VIDEO | 07-109198 | COOPER DIGESTIVE HEALTH-ENDOSCOPY | 501 Fellowship Rd |  |  | 10/14/2008 |  | 10/14/13 |  |  | NO | YES |  |  |  |  | STORZ 10347097 07-109198 |  |  | Active |  | 99:99:99:99:99:99 |  | Accessory | PAAR:00-PVAR | 11/02/2019 |  | COOPER AMBULATORY OFF-SITES |  |  |  |  | JEANNE GREER
|  | NDS SURGICAL IMAGING | SC-WU24-R3316 | MONITOR, VIDEO | 15-260809 |  | Pavilion | [7 empty] | YES | YES
|  | NDS SURGICAL IMAGING | SC-WU24-R3316 | MONITOR, VIDEO |  |  | Pavilion | [7 empty] | YES | YES
|  | NDS SURGICAL IMAGING | SC-WU24-R3316 | MONITOR, VIDEO | 14-240150 |  | Pavilion | [7 empty] | YES | YES
|  | NDS SURGICAL IMAGING | SC-WU26-A1511 | MONITOR, VIDEO | 11-188707 | OR - KELEMEN 3 | Pavilion |  |  | 10/19/2011 |  | 10/19/16 |  |  | NO | YES |  |  |  |  | NDS SURGICAL IMAGING 10369508 11-188707 |  |  | Active |  | 99:99:99:99:99:99 |  | Accessory | PAAR:00-PVAR | 11/02/2019 |  | COOPER UNIVERSITY HOSPITAL |  |  | OPERATING ROOM - P11 | 0011475315 | DOMINIC VENDETTA | Repair | Closed | Michael Youch | 04/12/2017 | 04/12/2017 | MONITOR - WONT TURN ON, CASE SOON - OR KELEMAN 7 | 4/12/2017 9:20:55 AM MDYOUCH (MDYOUCH 4/12/2017 8:15 AM) THEY DIDN'T REALIZE THAT THE SCOPE PROCESSOR NEEDS TO BE ON TO GENERATE THE COLOR BARS TO THE DISPLAY | 568722EB-6017-4BED-84BE-8D6C513E6845 | Labor | 04/12/2017 | 04/12/2017 | Michael Youch
|  | NDS SURGICAL IMAGING | SC-WU26-A1511 | MONITOR, VIDEO | 11-174617 | OR - KELEMEN 3 | Kelemen |  |  | 04/20/2011 |  | 4/20/16 |  |  | NO | YES |  |  |  |  | NDS SURGICAL IMAGING 10368421 11-174617 |  |  | Disposition |  | 99:99:99:99:99:99 |  | Accessory | PAAR:00-PVAR | 11/02/2019 |  | COOPER UNIVERSITY HOSPITAL |  |  | SURGICAL SUITE KELERMAN | WOT00000000507861 | DOMINIC VENDETTA | Disposition | Closed | Salvatore Bombara | 02/08/2018 | 05/15/2019 | Bulk Disposition CNL | Unit has been retired | EXP2931740 | Labor | 05/15/2019 | 05/15/2019 | Salvatore Bombara
|  | NDS SURGICAL IMAGING | SC-WU26-A1511 | MONITOR, VIDEO | 12-206524 | VOORHEES SURGERY CENTER-OPERATING ROOM | 900 Centennial Blvd | Suite E |  | 09/07/2012 |  | 9/7/17 |  |  | NO | YES |  |  |  |  | NDS SURGICAL IMAGING 10347185 12-206524 |  |  | Active |  | 99:99:99:99:99:99 |  | Accessory | PAAR:00-PVAR | 11/02/2019 |  | COOPER AMBULATORY OFF-SITES |  |  | SUITE E |  | JENNIFER BOMBARO
|  | NDS SURGICAL IMAGING | SC-WU26-A1511 | MONITOR, VIDEO | 12-206529 | VOORHEES SURGERY CENTER-OPERATING ROOM | 900 Centennial Blvd | Suite E |  | 09/07/2012 |  | 9/7/17 |  |  | NO | YES |  |  |  |  | NDS SURGICAL IMAGING 10347172 12-206529 |  |  | Active |  | 99:99:99:99:99:99 |  | Accessory | PAAR:00-PVAR | 11/02/2019 |  | COOPER AMBULATORY OFF-SITES |  |  | SUITE E |  | JENNIFER BOMBARO
|  | NDS SURGICAL IMAGING | SC-WU26-A1511 | MONITOR, VIDEO | 12-206522 | VOORHEES SURGERY CENTER-OPERATING ROOM | 900 Centennial Blvd | Suite E |  | 09/07/2012 |  | 9/7/17 |  |  | NO | YES |  |  |  |  | NDS SURGICAL IMAGING 10347165 12-206522 |  |  | Active |  | 99:99:99:99:99:99 |  | Accessory | PAAR:00-PVAR | 11/02/2019 |  | COOPER AMBULATORY OFF-SITES |  |  | SUITE E |  | JENNIFER BOMBARO
|  | NDS SURGICAL IMAGING | SC-WU26-A1511 | MONITOR, VIDEO | 11-188684 | OPERATING ROOM - PAVILION | Pavilion |  |  | 10/19/2011 |  | 10/19/16 |  |  | NO | YES |  |  |  |  | NDS SURGICAL IMAGING 10346503 11-188684 |  |  | Active |  | 99:99:99:99:99:99 |  | Accessory | PAAR:00-PVAR | 11/02/2019 |  | COOPER UNIVERSITY HOSPITAL |  |  | pav or 11 |  | DOMINIC VENDETTA
|  | NDS SURGICAL IMAGING | SC-WU26-A1511 | MONITOR, VIDEO | 13-216291 | OR - KELEMEN 3 | Kelemen |  |  | 04/08/2013 |  | 4/8/18 |  |  | NO | YES |  |  |  |  | NDS SURGICAL IMAGING 10346344 13-216291 |  |  | Active |  | 99:99:99:99:99:99 |  | Accessory | PAAR:00-PVAR | 11/01/2019 |  | COOPER UNIVERSITY HOSPITAL |  |  | OR-KELEMEN | WOT00000002199941 | DOMINIC VENDETTA | Disposition | Closed | Salvatore Bombara | 02/14/2019 | 05/17/2019 | Bulk Disposition CNL
|  | NDS SURGICAL IMAGING | SC-WU26-A1511 | MONITOR, VIDEO | 13-217572 | VOORHEES SURGERY CENTER-OPERATING ROOM | 900 Centennial Blvd | Suite E |  | 09/07/2012 |  | 9/7/17 |  |  | NO | YES |  |  |  |  | NDS SURGICAL IMAGING 10345455 13-217572 |  |  | Active |  | 99:99:99:99:99:99 |  | Accessory | PAAR:00-PVAR | 11/02/2019 |  | COOPER AMBULATORY OFF-SITES |  |  | EQUIPMENT STORAGE AREA |  | JENNIFER BOMBARO
|  | NDS SURGICAL IMAGING | SC-WU26-A1511 | MONITOR, VIDEO | 12-206523 | VOORHEES SURGERY CENTER-OPERATING ROOM | 900 Centennial Blvd | Suite E |  | 09/07/2012 |  | 9/7/17 |  |  | NO | YES |  |  |  |  | NDS SURGICAL IMAGING 10345450 12-206523 |  |  | Active |  | 99:99:99:99:99:99 |  | Accessory | PAAR:00-PVAR | 11/02/2019 |  | COOPER AMBULATORY OFF-SITES |  |  | EQUIPMENT STORAGE AREA |  | JENNIFER BOMBARO
|  | NDS SURGICAL IMAGING | SC-WU26-A1511 | MONITOR, VIDEO | 14-240898 | 6017 MAIN ST-PLASTICS | Kelemen |  |  | 06/20/2014 |  | 6/20/19 |  |  | NO | YES |  |  |  |  | NDS SURGICAL IMAGING 10345319 14-240898 |  |  | Active |  | 99:99:99:99:99:99 |  | Accessory | PAAR:00-PVAR | 11/02/2019 |  | COOPER AMBULATORY OFF-SITES |  |  | EXAM 6 |  | ANNE MAIER
|  | NEC | MULTISYNC LCD2090UXI-BK | MONITOR, VIDEO | 04306382UA |  | Kelemen | [7 empty] | YES | YES
|  | NEC | MULTISYNC LCD2090UXI-BK | MONITOR, VIDEO | 04306372UA |  | Kelemen | [7 empty] | YES | YES
|  | OLYMPUS AMERICA, INC. | OEV143 | MONITOR, VIDEO | A011821 | ANESTHESIOLOGY | Pavilion |  |  | 08/06/2001 |  | 8/6/06 |  |  | NO | YES |  |  |  |  | OLYMPUS AMERICA, INC. 10355322 A011821 |  |  | Active |  | 99:99:99:99:99:99 |  | Accessory | PAAR:00-PVAR | 11/02/2019 |  | COOPER UNIVERSITY HOSPITAL |  |  | OR 6 | WOT00000002201946 | GIACINTA ROUPAS | Disposition | Closed | Salvatore Bombara | 02/14/2019 | 05/17/2019 | Bulk Disposition CNL
|  | OLYMPUS AMERICA, INC. | OEV143 | MONITOR, VIDEO | A011633 | OPERATING ROOM - PAVILION | Pavilion |  |  | 01/01/1900 |  |  |  |  | NO | YES |  |  |  |  | OLYMPUS AMERICA, INC. 10346519 A011633 |  |  | Active |  | 99:99:99:99:99:99 |  | Accessory | PAAR:00-PVAR | 11/02/2019 |  | COOPER UNIVERSITY HOSPITAL |  |  | EQUIPMENT STORAGE P316 | WOT00000002200152 | DOMINIC VENDETTA | Disposition | Closed | Salvatore Bombara | 02/14/2019 | 05/17/2019 | Bulk Disposition CNL
|  | OLYMPUS AMERICA, INC. | OEV191H | MONITOR, VIDEO |  | TRAUMA ICU | Kelemen |  |  | 10/27/2009 |  | 10/27/14 |  |  | NO | YES |  |  |  |  | OLYMPUS AMERICA, INC. 10368603 7925209 |  |  | Active |  | 99:99:99:99:99:99 |  | Accessory | PAAR:00-PVAR | 11/02/2019 |  | COOPER UNIVERSITY HOSPITAL |  |  | TRAUMA ICU | WOT00000000519233 | Diane Floyd | Disposition | Closed | Richard Jolly | 02/08/2018 | 05/24/2019 | Bulk Disposition CNL
|  | OLYMPUS AMERICA, INC. | OEV191H | MONITOR, VIDEO |  |  | 501 Fellowship Rd | [7 empty] | YES | YES
|  | OLYMPUS AMERICA, INC. | OEV191H | MONITOR, VIDEO |  | SPECIAL TEST | Kelemen |  |  | 11/02/2019 |  | 11/2/24 |  |  | NO | YES |  |  |  |  | OLYMPUS AMERICA, INC. 30144932 7825652 |  |  | Active |  | 99:99:99:99:99:99 |  | Accessory | PAAR:00-PVAR | 11/02/2019 | 11/02/2019 | COOPER UNIVERSITY HOSPITAL |  |  | FLUROSCOPY k 6 |  | AMY HANNAN |  |  |  | 11/02/2019 | 11/02/2019 |  |  |  |  | 11/02/2019 | 11/02/2019
|  | OLYMPUS AMERICA, INC. | OEV191H | MONITOR, VIDEO |  | COOPER DIGESTIVE HEALTH-ENDOSCOPY | 501 fellowship road |  |  | 02/14/2008 |  | 2/14/13 |  |  | NO | YES |  |  |  |  | OLYMPUS AMERICA, INC. 10347146 7724327 |  |  | Active |  | 99:99:99:99:99:99 |  | Accessory | PAAR:00-PVAR | 11/02/2019 |  | COOPER AMBULATORY OFF-SITES |  |  | Suite 102 - Procedure Side |  | JEANNE GREER
|  | OLYMPUS AMERICA, INC. | OEV191H | MONITOR, VIDEO |  | COOPER DIGESTIVE HEALTH-ENDOSCOPY | 501 Fellowship Rd |  |  | 02/26/2008 |  | 2/26/13 |  |  | NO | YES |  |  |  |  | OLYMPUS AMERICA, INC. 10347117 7724333 |  |  | Active |  | 99:99:99:99:99:99 |  | Accessory | PAAR:00-PVAR | 11/02/2019 |  | COOPER AMBULATORY OFF-SITES |  |  | Suite 102 - Procedure Side |  | JEANNE GREER
|  | OLYMPUS AMERICA, INC. | OEV191H | MONITOR, VIDEO |  | COOPER DIGESTIVE HEALTH-ENDOSCOPY | 501 Fellowship Rd |  |  | 02/26/2008 |  | 2/26/13 |  |  | NO | YES |  |  |  |  | OLYMPUS AMERICA, INC. 10347102 7724221 |  |  | Active |  | 99:99:99:99:99:99 |  | Accessory | PAAR:00-PVAR | 11/02/2019 |  | COOPER AMBULATORY OFF-SITES |  |  | Suite 102 - Procedure Side |  | JEANNE GREER
|  | OLYMPUS AMERICA, INC. | OEV191H | MONITOR, VIDEO |  | ANESTHESIOLOGY | Pavilion |  |  | 04/09/2009 |  | 4/9/14 |  |  | NO | YES |  |  |  |  | OLYMPUS AMERICA, INC. 10346318 7821495 |  |  | Active |  | 99:99:99:99:99:99 |  | Accessory | PAAR:00-PVAR | 11/02/2019 |  | COOPER UNIVERSITY HOSPITAL |  |  | OR-KELLEMEN | WOT00000002199920 | GIACINTA ROUPAS | Disposition | Closed | Salvatore Bombara | 02/14/2019 | 05/15/2019 | Bulk Disposition CNL
|  | OLYMPUS AMERICA, INC. | OEV261H | MONITOR, VIDEO |  | SPECIAL TEST | Kelemen |  |  | 08/06/2013 |  | 8/6/18 |  |  | NO | YES |  |  |  |  | OLYMPUS AMERICA, INC. 10369256 7352727 |  |  | Active |  | 99:99:99:99:99:99 |  | Accessory | PAAR:00-PVAR | 11/01/2019 |  | COOPER UNIVERSITY HOSPITAL |  |  | SPECIAL TEST UNIT K6 | WOT00000000518788 | AMY HANNAN | Disposition | Closed | Gene Amodei | 02/08/2018 | 05/24/2019 | Bulk Disposition CNL
|  | OLYMPUS AMERICA, INC. | OEV261H | MONITOR, VIDEO |  | SPECIAL TEST | Kelemen |  |  | 08/06/2013 |  | 8/6/18 |  |  | NO | YES |  |  |  |  | OLYMPUS AMERICA, INC. 10369255 7352791 |  |  | Active |  | 99:99:99:99:99:99 |  | Accessory | PAAR:00-PVAR | 11/02/2019 |  | COOPER UNIVERSITY HOSPITAL |  |  | SPECIAL TEST UNIT K6 |  | AMY HANNAN
|  | OLYMPUS AMERICA, INC. | OEV261H | MONITOR, VIDEO |  | OPERATING ROOM - PAVILION | Kelemen |  |  | 02/18/2014 |  | 2/18/19 |  |  | NO | YES |  |  |  |  | OLYMPUS AMERICA, INC. 10368338 7358122 |  |  | Active |  | 99:99:99:99:99:99 |  | Accessory | PAAR:00-PVAR | 11/02/2019 |  | COOPER UNIVERSITY HOSPITAL |  |  | L&D | WOT00000000822852 | DOMINIC VENDETTA | Repair | Closed | Salvatore Bombara | 04/26/2018 | 05/25/2018 | Missing ground plug | confirmed error. replaced power cord | EXP0448070 | Labor | 04/26/2018 | 04/26/2018 | Salvatore Bombara
|  | OLYMPUS AMERICA, INC. | OEV261H | MONITOR, VIDEO |  | OPERATING ROOM - PAVILION | Pavilion |  |  | 02/18/2014 |  | 2/18/19 |  |  | NO | YES |  |  |  |  | OLYMPUS AMERICA, INC. 10368321 7357801 |  |  | Active |  | 99:99:99:99:99:99 |  | Accessory | PAAR:00-PVAR | 11/02/2019 |  | COOPER UNIVERSITY HOSPITAL |  |  | OR P10 | 0012020973 | DOMINIC VENDETTA | Repair | Closed | Salvatore Bombara | 08/08/2017 | 08/09/2017 | TOWER - PLUG IN ENDOSCOPE, WHITE LIGHT WON'T COME ON SO NO PICTURE - OR P10 | 8/9/2017 8:22:23 AM SXBOMBARA (SXBOMBARA 8/8/2017 12:00 AM) WORKED WITH STAFF. UNABLE TO DUPLICATE ANY ERROR. RETURNED UNIT TO SERVICE. | 1FCBF14B-05E2-4721-8523-0206ACD445DB | Labor | 08/08/2017 | 08/08/2017 | Salvatore Bombara
|  | OLYMPUS AMERICA, INC. | OEV261H | MONITOR, VIDEO |  | SPECIAL TEST | Kelemen |  |  | 08/06/2013 |  | 8/6/18 |  |  | NO | YES |  |  |  |  | OLYMPUS AMERICA, INC. 10367796 7352770 |  |  | Active |  | 99:99:99:99:99:99 |  | Accessory | PAAR:00-PVAR | 11/02/2019 |  | COOPER UNIVERSITY HOSPITAL |  |  | SPECIAL TEST UNIT K6 | WOT00000000518789 | AMY HANNAN | Disposition | Closed | Gene Amodei | 02/08/2018 | 05/24/2019 | Bulk Disposition CNL
|  | OLYMPUS AMERICA, INC. | OEV261H | MONITOR, VIDEO |  | COOPER CANCER CENTER-MULTIDISCIPLINARY CLINIC | MD Anderson Cancer Center |  |  | 09/10/2013 |  | 9/10/18 |  |  | NO | YES |  |  |  |  | OLYMPUS AMERICA, INC. 10367514 7353261 |  |  | Active |  | 99:99:99:99:99:99 |  | Accessory | PAAR:00-PVAR | 11/02/2019 |  | COOPER AMBULATORY OFF-SITES |  |  | Multi Disc - C2049 or C2220 |  | ROXANNE BERGER
|  | OLYMPUS AMERICA, INC. | OEV261H | MONITOR, VIDEO |  | SHORT PROCEDURE UNIT | Pavilion |  |  | 02/18/2014 |  | 2/18/19 |  |  | NO | YES |  |  |  |  | OLYMPUS AMERICA, INC. 10367474 7357971 |  |  | Active |  | 99:99:99:99:99:99 |  | Accessory | PAAR:00-PVAR | 11/02/2019 |  | COOPER UNIVERSITY HOSPITAL |  |  | PAV OR |  | Lisa Geoghegan
|  | OLYMPUS AMERICA, INC. | OEV261H | MONITOR, VIDEO |  | OR - KELEMEN 3 | Pavilion |  |  | 02/18/2014 |  | 2/18/19 |  |  | NO | YES |  |  |  |  | OLYMPUS AMERICA, INC. 10367428 7357995 |  |  | Active |  | 99:99:99:99:99:99 |  | Accessory | PAAR:00-PVAR | 11/02/2019 |  | COOPER UNIVERSITY HOSPITAL |  |  | OR-KELEMEN | 0011629332 | DOMINIC VENDETTA | Repair | Closed | Salvatore Bombara | 05/11/2017 | 05/22/2017 | MONITOR - MISSING POWER SUPPLY MOUNT | 5/11/2017 9:42:30 AM SXBOMBARA (SXBOMBARA 5/11/2017 12:00 AM) CONFIRMED ERROR. ORDERED REPLACEMENT PART AND ZIP TIES 5/22/2017 3:24:20 PM SXBOMBARA (SXBOMBARA 5/22/2017 12:00 AM) RECEIVED PART. INSTALLED TESTED AND PASSED FULL FUNCTIONAL CHECK. RETURNED UNIT TO SERVICE | 31715D21-4172-46F1-91BD-9613AC021CD2 | Labor | 05/11/2017 | 05/11/2017 | Salvatore Bombara
|  | OLYMPUS AMERICA, INC. | OEV261H | MONITOR, VIDEO |  | BRACHFIELD MEDICAL ASSOCIATES-MEDICINE | 218 Sunset Rd |  |  | 10/11/2012 |  | 10/11/17 |  |  | NO | YES |  |  |  |  | OLYMPUS AMERICA, INC. 10367167 7400349 |  |  | Active |  | 99:99:99:99:99:99 |  | Accessory | PAAR:00-PVAR | 11/02/2019 |  | COOPER AMBULATORY OFF-SITES |  |  | ENDOSCOPY PROCEDURE RM |  | CATHY CRAWFORD
|  | OLYMPUS AMERICA, INC. | OEV261H | MONITOR, VIDEO |  | BRACHFIELD MEDICAL ASSOCIATES-MEDICINE | 218 Sunset Rd |  |  | 10/11/2012 |  | 10/11/17 |  |  | NO | YES |  |  |  |  | OLYMPUS AMERICA, INC. 10367161 7246841 |  |  | Active |  | 99:99:99:99:99:99 |  | Accessory | PAAR:00-PVAR | 11/02/2019 |  | COOPER AMBULATORY OFF-SITES |  |  | ENDOSCOPY PROCEDURE RM |  | CATHY CRAWFORD
|  | OLYMPUS AMERICA, INC. | OEV261H | MONITOR, VIDEO |  |  | Kelemen | [7 empty] | YES | YES
|  | OLYMPUS AMERICA, INC. | OEV261H | MONITOR, VIDEO |  | SPECIAL TEST | Kelemen |  |  | 10/31/2019 |  | 10/31/24 |  |  | NO | YES |  |  |  |  | OLYMPUS AMERICA, INC. 30212637 7642014 |  |  | Active |  | 99:99:99:99:99:99 |  | Accessory | PAAR:00-PVAR | 10/31/2019 | 10/31/2019 | COOPER UNIVERSITY HOSPITAL |  |  | kel 6 | WOT00000000617938 | AMY HANNAN | Repair | Closed | Gene Amodei | 10/31/2019 | 10/31/2019 | travel cart monitor is not working intermittently | found unit video board bad, contacted lenovo, received case #405S893, awaiting call back with price and availability received Video board, installed | EXP0202495 | Labor | 10/31/2019 | 10/31/2019 | Gene Amodei
|  | OLYMPUS AMERICA, INC. | OEV261H | MONITOR, VIDEO |  |  | MD Anderson Cancer Center | [7 empty] | YES | YES | Serial Number 7353263
|  | OLYMPUS AMERICA, INC. | OEV261H | MONITOR, VIDEO |  | VOORHEES SURGERY CENTER-OPERATING ROOM | 900 Centennial Blvd | Suite E |  | 12/06/2010 |  | 12/6/15 |  |  | NO | YES |  |  |  |  | OLYMPUS AMERICA, INC. 10347246 7015415 |  |  | Active |  | 99:99:99:99:99:99 |  | Accessory | PAAR:00-PVAR | 11/02/2019 |  | COOPER AMBULATORY OFF-SITES |  |  | SUITE E | WOT00000001588940 | JENNIFER BOMBARO | Service Request | Closed | Stephen Zubrzycki | 10/19/2018 | 10/23/2018 | Needs a new cord, old one has exposed wires | Repaired cable and VPO | EXP1582937 | Labor | 10/19/2018 | 10/19/2018 | Stephen Zubrzycki
|  | OLYMPUS AMERICA, INC. | OEV261H | MONITOR, VIDEO |  | OPERATING ROOM - PAVILION | Kelemen |  |  | 09/06/2012 |  | 9/6/17 |  |  | NO | YES |  |  |  |  | OLYMPUS AMERICA, INC. 10346628 7245251 |  |  | Active |  | 99:99:99:99:99:99 |  | Accessory | PAAR:00-PVAR | 11/02/2019 |  | COOPER UNIVERSITY HOSPITAL |  |  | L&D |  | DOMINIC VENDETTA
|  | OLYMPUS AMERICA, INC. | OEV261H | MONITOR, VIDEO |  | OPERATING ROOM - PAVILION | Kelemen |  |  | 02/18/2014 |  | 2/18/19 |  |  | NO | YES |  |  |  |  | OLYMPUS AMERICA, INC. 10346598 44725 |  |  | Active |  | 99:99:99:99:99:99 |  | Accessory | PAAR:00-PVAR | 11/02/2019 |  | COOPER UNIVERSITY HOSPITAL |  |  | OR P07 |  | DOMINIC VENDETTA
|  | OLYMPUS AMERICA, INC. | OEV261H | MONITOR, VIDEO |  | OPERATING ROOM - PAVILION | Pavilion |  |  | 02/18/2014 |  | 2/18/19 |  |  | NO | YES |  |  |  |  | OLYMPUS AMERICA, INC. 10346597 7357984 |  |  | Active |  | 99:99:99:99:99:99 |  | Accessory | PAAR:00-PVAR | 11/02/2019 |  | COOPER UNIVERSITY HOSPITAL |  |  | OR P07 | WOT00000000949257 | DOMINIC VENDETTA | Repair | Closed | Salvatore Bombara | 05/24/2018 | 05/30/2018 | Olympus Tower - Thing on it that's broken, may be screen | confirmed error. the language was not set correctly. unable to change modality due to language. Corrected this issue. unit is now working. returned to service. | EXP0645509 | Labor | 05/29/2018 | 05/29/2018 | Salvatore Bombara
|  | OLYMPUS AMERICA, INC. | OEV261H | MONITOR, VIDEO |  | OPERATING ROOM - PAVILION | Pavilion |  |  | 02/18/2014 |  | 2/18/19 |  |  | NO | YES |  |  |  |  | OLYMPUS AMERICA, INC. 10346517 7357986 |  |  | Active |  | 99:99:99:99:99:99 |  | Accessory | PAAR:00-PVAR | 11/02/2019 |  | COOPER UNIVERSITY HOSPITAL |  |  | EQUIPMENT STORAGE P316 |  | DOMINIC VENDETTA
|  | OLYMPUS AMERICA, INC. | OEV261H | MONITOR, VIDEO |  | OPERATING ROOM - PAVILION | Kelemen |  |  | 02/18/2014 |  | 2/18/19 |  |  | NO | YES |  |  |  |  | OLYMPUS AMERICA, INC. 10346504 7358173 |  |  | Active |  | 99:99:99:99:99:99 |  | Accessory | PAAR:00-PVAR | 11/02/2019 |  | COOPER UNIVERSITY HOSPITAL |  |  | EQUIPMENT STORAGE P316 | WOT00000002200131 | DOMINIC VENDETTA | Disposition | Closed | Salvatore Bombara | 02/14/2019 | 05/17/2019 | Bulk Disposition CNL
|  | OLYMPUS AMERICA, INC. | OEV261H | MONITOR, VIDEO |  | 3 COOPER-MULTISPECIALTY CENTER | 6015 Main Street |  |  | 04/11/2013 |  | 4/11/18 |  |  | NO | YES |  |  |  |  | OLYMPUS AMERICA, INC. 10345623 7351287 |  |  | Active |  | 99:99:99:99:99:99 |  | Accessory | PAAR:00-PVAR | 11/02/2019 |  | COOPER AMBULATORY OFF-SITES |  |  | SUITE 104 - WAITING STORAGE | WOT00000003476691 | MARGIE OUTLER | Service Request | Closed | Stephen Zubrzycki | 08/20/2019 | 08/20/2019 | Entire tower needs to be moved to another location, would like it moved by this week, would like a call back with ETA | Consulation with dept. Biomed does not move large items such as an Olympus Tower. Emailed the manager of 6015 main st that they would have to go through the Cooper courier system and put another call in to Biomed once the unit arrives so we can perform safety/functional checks one the unit is relocated. See attached email WOT cancelled with site manager's approval | EXP3731294 | Labor | 08/20/2019 | 08/20/2019 | Stephen Zubrzycki
|  | OLYMPUS AMERICA, INC. | OEV261H | MONITOR, VIDEO |  | VOORHEES SURGERY CENTER-SURGERY DEPT | 6015 Main Street |  |  | 12/09/2010 |  | 12/9/15 |  |  | NO | YES |  |  |  |  | OLYMPUS AMERICA, INC. 10344839 7015014 |  |  | Active |  | 99:99:99:99:99:99 |  | Accessory | PAAR:00-PVAR | 11/02/2019 |  | COOPER AMBULATORY OFF-SITES |  |  | SUITE G PROC RM B |  | Theresa Megali
|  | OLYMPUS AMERICA, INC. | OEV262H | MONITOR, VIDEO |  | SAME DAY OR-2ND FL PAVILION | Pavilion |  |  | 10/31/2019 |  | 10/31/24 |  |  | NO | YES |  |  |  |  | OLYMPUS AMERICA, INC. 11239164 7764220 |  |  | Active |  | 99:99:99:99:99:99 |  | Accessory | PAAR:00-PVAR | 10/31/2019 | 10/31/2019 | COOPER UNIVERSITY HOSPITAL |  |  | SD OR5 | WOT00000000616836 | JOE DRUCTOR | Performance Verification | Closed | Salvatore Bombara | 10/31/2019 | 10/31/2019 | Performance Verification for OLYMPUS AMERICA, INC. 11239164 7764220 | Initial Install of Performance Verification. Device is ready for patient use. |  |  | 10/31/2019 | 10/31/2019
|  | OLYMPUS AMERICA, INC. | OEV262H | MONITOR, VIDEO |  | SAME DAY OR-2ND FL PAVILION | Pavilion |  |  | 10/31/2019 |  | 10/31/24 |  |  | NO | YES |  |  |  |  | OLYMPUS AMERICA, INC. 11239114 7764226 |  |  | Active |  | 99:99:99:99:99:99 |  | Accessory | PAAR:00-PVAR | 10/31/2019 | 10/31/2019 | COOPER UNIVERSITY HOSPITAL |  |  | SD OR 3 | WOT00000000562864 | JOE DRUCTOR | Performance Verification | Closed | Salvatore Bombara | 10/31/2019 | 10/31/2019 | Performance Verification for OLYMPUS AMERICA, INC. 11239114 7764226 | Initial Install of Performance Verification. Device is ready for patient use. |  |  | 10/31/2019 | 10/31/2019
|  | OLYMPUS AMERICA, INC. | OEV262H | MONITOR, VIDEO |  | SAME DAY OR-2ND FL PAVILION | Pavilion |  |  | 10/31/2019 |  | 10/31/24 |  |  | NO | YES |  |  |  |  | OLYMPUS AMERICA, INC. 11239137 7766453 |  |  | Active |  | 99:99:99:99:99:99 |  | Accessory | PAAR:00-PVAR | 10/31/2019 | 10/31/2019 | COOPER UNIVERSITY HOSPITAL |  |  | SD OR | WOT00000000564434 | JOE DRUCTOR | Performance Verification | Closed | Salvatore Bombara | 10/31/2019 | 10/31/2019 | Performance Verification for OLYMPUS AMERICA, INC. 11239137 7766453 | Initial Install of Performance Verification. Device is ready for patient use. |  |  | 10/31/2019 | 10/31/2019
|  | OLYMPUS AMERICA, INC. | OEV262H | MONITOR, VIDEO |  | SAME DAY OR-2ND FL PAVILION | Pavilion |  |  | 10/31/2019 |  | 10/31/24 |  |  | NO | YES |  |  |  |  | OLYMPUS AMERICA, INC. 11239123 7764229 |  |  | Active |  | 99:99:99:99:99:99 |  | Accessory | PAAR:00-PVAR | 10/31/2019 | 10/31/2019 | COOPER UNIVERSITY HOSPITAL |  |  | SD OR 4 | WOT00000000564157 | JOE DRUCTOR | Performance Verification | Closed | Salvatore Bombara | 10/31/2019 | 10/31/2019 | Performance Verification for OLYMPUS AMERICA, INC. 11239123 7764229 | Initial Install of Performance Verification. Device is ready for patient use. |  |  | 10/31/2019 | 10/31/2019
|  | OLYMPUS AMERICA, INC. | OEV262H | MONITOR, VIDEO |  | SAME DAY OR-2ND FL PAVILION | Pavilion |  |  | 10/31/2019 |  | 10/31/24 |  |  | NO | YES |  |  |  |  | OLYMPUS AMERICA, INC. 11239122 7764030 |  |  | Active |  | 99:99:99:99:99:99 |  | Accessory | PAAR:00-PVAR | 10/31/2019 | 10/31/2019 | COOPER UNIVERSITY HOSPITAL |  |  | SD OR 4 | WOT00000000564148 | JOE DRUCTOR | Performance Verification | Closed | Salvatore Bombara | 10/31/2019 | 10/31/2019 | Performance Verification for OLYMPUS AMERICA, INC. 11239122 7764030 | Initial Install of Performance Verification. Device is ready for patient use. |  |  | 10/31/2019 | 10/31/2019
|  | OLYMPUS AMERICA, INC. | OEV262H | MONITOR, VIDEO |  | SAME DAY OR-2ND FL PAVILION | Pavilion |  |  | 10/31/2019 |  | 10/31/24 |  |  | NO | YES |  |  |  |  | OLYMPUS AMERICA, INC. 11239115 7764224 |  |  | Active |  | 99:99:99:99:99:99 |  | Accessory | PAAR:00-PVAR | 10/31/2019 | 10/31/2019 | COOPER UNIVERSITY HOSPITAL |  |  | SD OR 3 | WOT00000000562871 | JOE DRUCTOR | Performance Verification | Closed | Salvatore Bombara | 10/31/2019 | 10/31/2019 | Performance Verification for OLYMPUS AMERICA, INC. 11239115 7764224 | Initial Install of Performance Verification. Device is ready for patient use. |  |  | 10/31/2019 | 10/31/2019
|  | OLYMPUS AMERICA, INC. | OEV262H | MONITOR, VIDEO |  | SAME DAY OR-2ND FL PAVILION | Kelemen |  |  | 10/31/2019 |  | 10/31/24 |  |  | NO | YES |  |  |  |  | OLYMPUS AMERICA, INC. 11239098 7766614 |  |  | Active |  | 99:99:99:99:99:99 |  | Accessory | PAAR:00-PVAR | 10/31/2019 | 10/31/2019 | COOPER UNIVERSITY HOSPITAL |  |  | Performance Verification | WOT00000000559020 | JOE DRUCTOR | Performance Verification | Closed | Salvatore Bombara | 10/31/2019 | 10/31/2019 | Performance Verification for OLYMPUS AMERICA, INC. 11239098 7766614 | Initial Install of Performance Verification. Device is ready for patient use. |  |  | 10/31/2019 | 10/31/2019
|  | OLYMPUS AMERICA, INC. | OEV262H | MONITOR, VIDEO |  | SAME DAY OR-2ND FL PAVILION | Pavilion |  |  | 10/31/2019 |  | 10/31/24 |  |  | NO | YES |  |  |  |  | OLYMPUS AMERICA, INC. 11239088 7764227 |  |  | Active |  | 99:99:99:99:99:99 |  | Accessory | PAAR:00-PVAR | 10/31/2019 | 10/31/2019 | COOPER UNIVERSITY HOSPITAL |  |  | SD OR 2 | WOT00000000558748 | JOE DRUCTOR | Performance Verification | Closed | Salvatore Bombara | 10/31/2019 | 10/31/2019 | Performance Verification for OLYMPUS AMERICA, INC. 11239088 7764227 | Initial Install of Performance Verification. Device is ready for patient use. |  |  | 10/31/2019 | 10/31/2019
|  | OLYMPUS AMERICA, INC. | OEV262H | MONITOR, VIDEO |  | SAME DAY OR-2ND FL PAVILION | Pavilion |  |  | 10/31/2019 |  | 10/31/24 |  |  | NO | YES |  |  |  |  | OLYMPUS AMERICA, INC. 11239089 7763690 |  |  | Active |  | 99:99:99:99:99:99 |  | Accessory | PAAR:00-PVAR | 10/31/2019 | 10/31/2019 | COOPER UNIVERSITY HOSPITAL |  |  | SD OR 2 | WOT00000000558754 | JOE DRUCTOR | Performance Verification | Closed | Salvatore Bombara | 10/31/2019 | 10/31/2019 | Performance Verification for OLYMPUS AMERICA, INC. 11239089 7763690 | Initial Install of Performance Verification. Device is ready for patient use. |  |  | 10/31/2019 | 10/31/2019
|  | OLYMPUS AMERICA, INC. | OEV262H | MONITOR, VIDEO |  | SAME DAY OR-2ND FL PAVILION | Pavilion |  |  | 10/31/2019 |  | 10/31/24 |  |  | NO | YES |  |  |  |  | OLYMPUS AMERICA, INC. 11239073 7763687 |  |  | Active |  | 99:99:99:99:99:99 |  | Accessory | PAAR:00-PVAR | 10/31/2019 | 10/31/2019 | COOPER UNIVERSITY HOSPITAL |  |  | SD OR 1 | WOT00000000556377 | JOE DRUCTOR | Performance Verification | Closed | Salvatore Bombara | 10/31/2019 | 10/31/2019 | Performance Verification for OLYMPUS AMERICA, INC. 11239073 7763687 | Initial Install of Performance Verification. Device is ready for patient use. |  |  | 10/31/2019 | 10/31/2019
|  | OLYMPUS AMERICA, INC. | OEV262H | MONITOR, VIDEO |  | SAME DAY OR-2ND FL PAVILION | Pavilion |  |  | 10/31/2019 |  | 10/31/24 |  |  | NO | YES |  |  |  |  | OLYMPUS AMERICA, INC. 11239072 7764218 |  |  | Active |  | 99:99:99:99:99:99 |  | Accessory | PAAR:00-PVAR | 10/31/2019 | 10/31/2019 | COOPER UNIVERSITY HOSPITAL |  |  | SD OR 1 | WOT00000000556369 | JOE DRUCTOR | Performance Verification | Closed | Salvatore Bombara | 10/31/2019 | 10/31/2019 | Performance Verification for OLYMPUS AMERICA, INC. 11239072 7764218 | Initial Install of Performance Verification. Device is ready for patient use. |  |  | 10/31/2019 | 10/31/2019
|  | OLYMPUS AMERICA, INC. | OEV262H | MONITOR, VIDEO |  | SAME DAY OR-2ND FL PAVILION | Pavilion |  |  | 10/31/2019 |  | 10/31/24 |  |  | NO | YES |  |  |  |  | OLYMPUS AMERICA, INC. 11239058 7765777 |  |  | Active |  | 99:99:99:99:99:99 |  | Accessory | PAAR:00-PVAR | 10/31/2019 | 10/31/2019 | COOPER UNIVERSITY HOSPITAL |  |  | Performance Verification | WOT00000000556188 | JOE DRUCTOR | Performance Verification | Closed | Salvatore Bombara | 10/31/2019 | 10/31/2019 | Performance Verification for OLYMPUS AMERICA, INC. 11239058 7765777 | Initial Install of Performance Verification. Device is ready for patient use. |  |  | 10/31/2019 | 10/31/2019
|  | OLYMPUS AMERICA, INC. | OEV262H | MONITOR, VIDEO |  | SAME DAY OR-2ND FL PAVILION | Pavilion |  |  | 10/31/2019 |  | 10/31/24 |  |  | NO | YES |  |  |  |  | OLYMPUS AMERICA, INC. 11239025 7766613 |  |  | Active |  | 99:99:99:99:99:99 |  | Accessory | PAAR:00-PVAR | 10/31/2019 | 10/31/2019 | COOPER UNIVERSITY HOSPITAL |  |  | Performance Verification | WOT00000000552185 | JOE DRUCTOR | Performance Verification | Closed | Salvatore Bombara | 10/31/2019 | 10/31/2019 | Performance Verification for OLYMPUS AMERICA, INC. 11239025 7766613 | Initial Install of Performance Verification. Device is ready for patient use. |  |  | 10/31/2019 | 10/31/2019
|  | OLYMPUS AMERICA, INC. | OEV262H | MONITOR, VIDEO |  | SAME DAY OR-2ND FL PAVILION | Pavilion |  |  | 10/31/2019 |  | 10/31/24 |  |  | NO | YES |  |  |  |  | OLYMPUS AMERICA, INC. 11239015 7764221 |  |  | Active |  | 99:99:99:99:99:99 |  | Accessory | PAAR:00-PVAR | 10/31/2019 | 10/31/2019 | COOPER UNIVERSITY HOSPITAL |  |  | SD6 | WOT00000000552040 | JOE DRUCTOR | Performance Verification | Closed | Salvatore Bombara | 10/31/2019 | 10/31/2019 | Performance Verification for OLYMPUS AMERICA, INC. 11239015 7764221 | Initial Install of Performance Verification. Device is ready for patient use. |  |  | 10/31/2019 | 10/31/2019
|  | OLYMPUS AMERICA, INC. | OEV262H | MONITOR, VIDEO |  | SAME DAY OR-2ND FL PAVILION | Pavilion |  |  | 10/31/2019 |  | 10/31/24 |  |  | NO | YES |  |  |  |  | OLYMPUS AMERICA, INC. 11239016 7764225 |  |  | Active |  | 99:99:99:99:99:99 |  | Accessory | PAAR:00-PVAR | 10/31/2019 | 10/31/2019 | COOPER UNIVERSITY HOSPITAL |  |  | SD6 | WOT00000000552053 | JOE DRUCTOR | Performance Verification | Closed | Salvatore Bombara | 10/31/2019 | 10/31/2019 | Performance Verification for OLYMPUS AMERICA, INC. 11239016 7764225 | Initial Install of Performance Verification. Device is ready for patient use. |  |  | 10/31/2019 | 10/31/2019
|  | OLYMPUS AMERICA, INC. | OEV262H | MONITOR, VIDEO |  | SAME DAY OR-2ND FL PAVILION | Kelemen |  |  | 10/31/2019 |  | 10/31/24 |  |  | NO | YES |  |  |  |  | OLYMPUS AMERICA, INC. 11239009 7765774 |  |  | Active |  | 99:99:99:99:99:99 |  | Accessory | PAAR:00-PVAR | 10/31/2019 | 10/31/2019 | COOPER UNIVERSITY HOSPITAL |  |  | Performance Verification | WOT00000000551968 | JOE DRUCTOR | Performance Verification | Closed | Salvatore Bombara | 10/31/2019 | 10/31/2019 | Performance Verification for OLYMPUS AMERICA, INC. 11239009 7765774 | Initial Install of Performance Verification. Device is ready for patient use. |  |  | 10/31/2019 | 10/31/2019
|  | OLYMPUS AMERICA, INC. | OEV262H | MONITOR, VIDEO |  |  | Pavilion | [7 empty] | NO | YES
|  | OLYMPUS AMERICA, INC. | OEV262H | MONITOR, VIDEO |  |  | Pavilion | [7 empty] | YES | YES
|  | OLYMPUS AMERICA, INC. | OEV262H | MONITOR, VIDEO |  | ANESTHESIOLOGY | Kelemen |  |  | 02/12/2018 |  | 2/12/23 |  |  | NO | YES |  |  |  |  | OLYMPUS AMERICA, INC. 10752638 7764223 |  |  | Active |  | 99:99:99:99:99:99 |  | Accessory | PAAR:00-PVAR | 10/31/2019 |  | COOPER UNIVERSITY HOSPITAL |  |  | 2nd Flr Pav OR | WOT00000000548533 | GIACINTA ROUPAS | Performance Verification | Closed | Salvatore Bombara | 02/15/2018 | 07/22/2019 | Performance Verification for OLYMPUS AMERICA, INC. 10752638 7764223 | Initial Install of Performance Verification. Device is ready for patient use.
|  | OLYMPUS AMERICA, INC. | OEV262H | MONITOR, VIDEO |  | OPERATING ROOM - PAVILION | Pavilion |  |  | 11/08/2017 |  | 11/8/22 |  |  | NO | YES |  |  |  |  | OLYMPUS AMERICA, INC. 10732466 2654168 |  |  | Active |  | 99:99:99:99:99:99 |  | Accessory | PAAR:00-PVAR | 10/31/2019 |  | COOPER UNIVERSITY HOSPITAL |  |  |  | 0012508801 | DOMINIC VENDETTA | Preventative Maintenance | Closed | Josh Harris | 12/15/2017 | 12/15/2017 | PERFORMANCE ASSURANCE AT INVENTORY | INVENTORIED DEVICE AND ENSURED DEVICE WAS FUNCTIONING PROPERLY. | 7F7A3C20-50EA-4A96-BF91-6EC423062767 | Labor | 11/08/2017 | 11/08/2017 | Salvatore Bombara
|  | OLYMPUS AMERICA, INC. | OEV262H | MONITOR, VIDEO |  | OPERATING ROOM - PAVILION | Pavilion |  |  | 11/08/2017 |  | 11/8/22 |  |  | NO | YES |  |  |  |  | OLYMPUS AMERICA, INC. 10732467 7654175 |  |  | Active |  | 99:99:99:99:99:99 |  | Accessory | PAAR:00-PVAR | 10/31/2019 |  | COOPER UNIVERSITY HOSPITAL |  |  |  | 0012508804 | DOMINIC VENDETTA | Preventative Maintenance | Closed | Josh Harris | 12/15/2017 | 12/15/2017 | PERFORMANCE ASSURANCE AT INVENTORY | INVENTORIED DEVICE AND ENSURED DEVICE WAS FUNCTIONING PROPERLY. | 3EF48765-9266-4902-8FAC-EB573488B62F | Labor | 11/08/2017 | 11/08/2017 | Salvatore Bombara
|  | OLYMPUS AMERICA, INC. | OEV262H | MONITOR, VIDEO |  | OPERATING ROOM - PAVILION | Pavilion |  |  | 11/08/2017 |  | 11/8/22 |  |  | NO | YES |  |  |  |  | OLYMPUS AMERICA, INC. 10732465 7653681 |  |  | Active |  | 99:99:99:99:99:99 |  | Accessory | PAAR:00-PVAR | 10/31/2019 |  | COOPER UNIVERSITY HOSPITAL |  |  |  | 0012508798 | DOMINIC VENDETTA | Performance Verification | Closed | Josh Harris | 12/15/2017 | 12/15/2017 | INCOMING INVENTORY | DEVICE INVENTORIED | B90B5046-F5FE-4046-B8CA-B3D6D16FC17E | Labor | 12/15/2017 | 12/15/2017 | Josh Harris
|  | OLYMPUS AMERICA, INC. | OEV262H | MONITOR, VIDEO |  | OPERATING ROOM - PAVILION | Kelemen |  |  | 11/08/2017 |  | 11/8/22 |  |  | NO | YES |  |  |  |  | OLYMPUS AMERICA, INC. 10732463 7653677 |  |  | Active |  | 99:99:99:99:99:99 |  | Accessory | PAAR:00-PVAR | 10/31/2019 |  | COOPER UNIVERSITY HOSPITAL |  |  |  | 0012508790 | DOMINIC VENDETTA | Preventative Maintenance | Closed | Josh Harris | 12/15/2017 | 12/15/2017 | PERFORMANCE ASSURANCE AT INVENTORY | INVENTORIED DEVICE AND ENSURED DEVICE WAS FUNCTIONING PROPERLY. | 158B9A70-54C4-4463-9C79-511BD20B98F0 | Labor | 11/08/2017 | 11/08/2017 | Salvatore Bombara
|  | OLYMPUS AMERICA, INC. | OEV262H | MONITOR, VIDEO |  | OPERATING ROOM - PAVILION | Pavilion |  |  | 11/08/2017 |  | 11/8/22 |  |  | NO | YES |  |  |  |  | OLYMPUS AMERICA, INC. 10732464 7654313 |  |  | Active |  | 99:99:99:99:99:99 |  | Accessory | PAAR:00-PVAR | 10/31/2019 |  | COOPER UNIVERSITY HOSPITAL |  |  |  | 0012508794 | DOMINIC VENDETTA | Performance Verification | Closed | Josh Harris | 12/15/2017 | 12/15/2017 | INCOMING INVENTORY | DEVICE INVENTORIED | 432847E6-819A-4EFA-A224-BB7B218FCDA6 | Labor | 12/15/2017 | 12/15/2017 | Josh Harris
|  | OLYMPUS AMERICA, INC. | OEV262H | MONITOR, VIDEO |  | OR - KELEMEN 3 | Kelemen |  |  | 09/11/2017 |  | 9/11/22 |  |  | NO | YES |  |  |  |  | OLYMPUS AMERICA, INC. 10732258 7754541 |  |  | Active |  | 99:99:99:99:99:99 |  | Accessory | PAAR:00-PVAR | 10/31/2019 |  | COOPER UNIVERSITY HOSPITAL |  |  |  | 0012379950 | DOMINIC VENDETTA | Performance Verification | Closed | Josh Harris | 11/02/2017 | 11/02/2017 | INCOMING INVENTORY | DEVICE INVENTORIED | F7AE94C7-0238-43C3-80AD-84CCAF82EB6B | Labor | 11/02/2017 | 11/02/2017 | Josh Harris
|  | OLYMPUS AMERICA, INC. | OEV262H | MONITOR, VIDEO |  | OR - KELEMEN 3 | Kelemen |  |  | 09/11/2017 |  | 9/11/22 |  |  | NO | YES |  |  |  |  | OLYMPUS AMERICA, INC. 10732257 7754545 |  |  | Active |  | 99:99:99:99:99:99 |  | Accessory | PAAR:00-PVAR | 10/31/2019 |  | COOPER UNIVERSITY HOSPITAL |  |  |  | 0012379943 | DOMINIC VENDETTA | Preventative Maintenance | Closed | Josh Harris | 11/02/2017 | 11/02/2017 | PERFORMANCE ASSURANCE AT INVENTORY | INVENTORIED DEVICE AND ENSURED DEVICE WAS FUNCTIONING PROPERLY. | 5BC167D7-D478-419F-8EBA-B8CB52061DFC | Labor | 09/11/2017 | 09/11/2017 | Josh Harris
|  | OLYMPUS AMERICA, INC. | OEV262H | MONITOR, VIDEO |  | PULMONARY LAB | Kelemen |  |  | 10/13/2016 |  | 10/13/21 |  |  | NO | YES |  |  |  |  | OLYMPUS AMERICA, INC. 10649843 7644716 |  |  | Active |  | 99:99:99:99:99:99 |  | Accessory | PAAR:00-PVAR | 10/31/2019 |  | COOPER UNIVERSITY HOSPITAL |  |  |  |  | KATHY LOFLAND
|  | OLYMPUS AMERICA, INC. | OEV262H | MONITOR, VIDEO |  | ANESTHESIOLOGY | Pavilion |  |  | 08/22/2016 |  | 8/22/21 |  |  | NO | YES |  |  |  |  | OLYMPUS AMERICA, INC. 10649830 7644155 |  |  | Active |  | 99:99:99:99:99:99 |  | Accessory | PAAR:00-PVAR | 10/31/2019 |  | COOPER UNIVERSITY HOSPITAL |  |  |  | 0011473030 | GIACINTA ROUPAS | Performance Verification | Closed | Bonnie Aichroth | 04/11/2017 | 04/11/2017 | INCOMING INVENTORY | DEVICE INVENTORIED | C467B006-0722-4566-8BEA-5ADB23DDB217 | Labor | 04/11/2017 | 04/11/2017 | Bonnie Aichroth
|  | OLYMPUS AMERICA, INC. | OEV262H | MONITOR, VIDEO |  | OR - KELEMEN 3 | Kelemen |  |  | 09/12/2016 |  | 9/12/21 |  |  | NO | YES |  |  |  |  | OLYMPUS AMERICA, INC. 10505431 7642217 |  |  | Active |  | 99:99:99:99:99:99 |  | Accessory | PAAR:00-PVAR | 10/31/2019 |  | COOPER UNIVERSITY HOSPITAL |  |  | KELEMEN OR RM 11 |  | DOMINIC VENDETTA
|  | OLYMPUS AMERICA, INC. | OEV262H | MONITOR, VIDEO |  | OR - KELEMEN 3 | Kelemen |  |  | 09/12/2016 |  | 9/12/21 |  |  | NO | YES |  |  |  |  | OLYMPUS AMERICA, INC. 10505430 7642221 |  |  | Active |  | 99:99:99:99:99:99 |  | Accessory | PAAR:00-PVAR | 10/31/2019 |  | COOPER UNIVERSITY HOSPITAL |  |  | KELEMEN OR RM 11 |  | DOMINIC VENDETTA
|  | OLYMPUS AMERICA, INC. | OEV262H | MONITOR, VIDEO |  | OR - KELEMEN 3 | Kelemen |  |  | 09/12/2016 |  | 9/12/21 |  |  | NO | YES |  |  |  |  | OLYMPUS AMERICA, INC. 10505382 7642219 |  |  | Active |  | 99:99:99:99:99:99 |  | Accessory | PAAR:00-PVAR | 10/31/2019 |  | COOPER UNIVERSITY HOSPITAL |  |  | KELEMEN OR RM10 |  | DOMINIC VENDETTA
|  | OLYMPUS AMERICA, INC. | OEV262H | MONITOR, VIDEO |  | OR - KELEMEN 3 | Kelemen |  |  | 09/12/2016 |  | 9/12/21 |  |  | NO | YES |  |  |  |  | OLYMPUS AMERICA, INC. 10505381 7642223 |  |  | Active |  | 99:99:99:99:99:99 |  | Accessory | PAAR:00-PVAR | 10/31/2019 |  | COOPER UNIVERSITY HOSPITAL |  |  | KELEMEN OR RM10 |  | DOMINIC VENDETTA
|  | OLYMPUS AMERICA, INC. | OEV262H | MONITOR, VIDEO |  | OR - KELEMEN 3 | Kelemen |  |  | 08/15/2016 |  | 8/15/21 |  |  | NO | YES |  |  |  |  | OLYMPUS AMERICA, INC. 10505368 7642215 |  |  | Active |  | 99:99:99:99:99:99 |  | Accessory | PAAR:00-PVAR | 10/31/2019 |  | COOPER UNIVERSITY HOSPITAL |  |  | KELEMAN OR RM 9 |  | DOMINIC VENDETTA
|  | OLYMPUS AMERICA, INC. | OEV262H | MONITOR, VIDEO |  | OR - KELEMEN 3 | Kelemen |  |  | 08/15/2016 |  | 8/15/21 |  |  | NO | YES |  |  |  |  | OLYMPUS AMERICA, INC. 10505369 7642188 |  |  | Active |  | 99:99:99:99:99:99 |  | Accessory | PAAR:00-PVAR | 10/31/2019 |  | COOPER UNIVERSITY HOSPITAL |  |  | KELEMEN OR RM 9 |  | DOMINIC VENDETTA
|  | OLYMPUS AMERICA, INC. | OEV262H | MONITOR, VIDEO |  |  | 900 Centennial Blvd | Suite E | [6 empty] | YES | YES
|  | OLYMPUS AMERICA, INC. | OEV262H | MONITOR, VIDEO |  |  | Pavilion | [7 empty] | NO | YES
|  | OLYMPUS AMERICA, INC. | OEV262H | MONITOR, VIDEO |  | OR - KELEMEN 3 | Pavilion |  |  | 01/01/1900 |  |  |  |  | NO | YES |  |  |  |  | OLYMPUS AMERICA, INC. 10367788 7417178 |  |  | Active |  | 99:99:99:99:99:99 |  | Accessory | PAAR:00-PVAR | 11/02/2019 |  | COOPER UNIVERSITY HOSPITAL |  |  | PAV OR | WOT00000002200502 | DOMINIC VENDETTA | Disposition | Closed | Salvatore Bombara | 02/14/2019 | 05/17/2019 | Bulk Disposition CNL
|  | OLYMPUS AMERICA, INC. | OEV262H | MONITOR, VIDEO |  | OR - KELEMEN 3 | Pavilion |  |  | 01/01/1900 |  |  |  |  | NO | YES |  |  |  |  | OLYMPUS AMERICA, INC. 10367780 7416515 |  |  | Active |  | 99:99:99:99:99:99 |  | Accessory | PAAR:00-PVAR | 11/02/2019 |  | COOPER UNIVERSITY HOSPITAL |  |  | PAV OR | WOT00000001050788 | DOMINIC VENDETTA | Repair | Closed | Gene Amodei | 06/16/2018 | 07/18/2018 | Machine Not reading pulse ox and giving incorrect heart rate | verified cable and sensor working correctly, CDP | EXP0795811 | Labor | 06/18/2018 | 06/18/2018 | Gene Amodei
|  | OLYMPUS AMERICA, INC. | OEV262H | MONITOR, VIDEO |  | OPERATING ROOM - PAVILION | Pavilion |  |  | 01/01/1900 |  |  |  |  | NO | YES |  |  |  |  | OLYMPUS AMERICA, INC. 10367775 7416522 |  |  | Active |  | 99:99:99:99:99:99 |  | Accessory | PAAR:00-PVAR | 11/02/2019 |  | COOPER UNIVERSITY HOSPITAL |  |  | Pav OR 6 | WOT00000002200467 | DOMINIC VENDETTA | Disposition | Closed | Salvatore Bombara | 02/14/2019 | 05/22/2019 | Bulk Disposition CNL
|  | OLYMPUS AMERICA, INC. | OEV262H | MONITOR, VIDEO |  | OR - KELEMEN 3 | Kelemen |  |  | 01/01/1900 |  |  |  |  | NO | YES |  |  |  |  | OLYMPUS AMERICA, INC. 10367769 7416519 |  |  | Active |  | 99:99:99:99:99:99 |  | Accessory | PAAR:00-PVAR | 11/02/2019 |  | COOPER UNIVERSITY HOSPITAL |  |  | spu closet K5 | WOT00000000518876 | DOMINIC VENDETTA | Disposition | Closed | Salvatore Bombara | 02/08/2018 | 05/16/2019 | Bulk Disposition CNL
|  | OLYMPUS AMERICA, INC. | OEV262H | MONITOR, VIDEO |  | OR - KELEMEN 3 | Pavilion |  |  | 01/01/1900 |  |  |  |  | NO | YES |  |  |  |  | OLYMPUS AMERICA, INC. 10367610 7417647 |  |  | Active |  | 99:99:99:99:99:99 |  | Accessory | PAAR:00-PVAR | 11/02/2019 |  | COOPER UNIVERSITY HOSPITAL |  |  | Pav OR 6 | WOT00000002200289 | DOMINIC VENDETTA | Disposition | Closed | Salvatore Bombara | 02/14/2019 | 05/17/2019 | Bulk Disposition CNL
|  | OLYMPUS AMERICA, INC. | OEV262H | MONITOR, VIDEO |  | OR - KELEMEN 3 | Kelemen |  |  | 01/01/1900 |  |  |  |  | NO | YES |  |  |  |  | OLYMPUS AMERICA, INC. 10367608 7417644 |  |  | Active |  | 99:99:99:99:99:99 |  | Accessory | PAAR:00-PVAR | 11/02/2019 |  | COOPER UNIVERSITY HOSPITAL |  |  | pav or 7 | WOT00000002200282 | DOMINIC VENDETTA | Disposition | Closed | Salvatore Bombara | 02/14/2019 | 05/21/2019 | Bulk Disposition CNL
|  | OLYMPUS AMERICA, INC. | OEV262H | MONITOR, VIDEO |  | OR - KELEMEN 3 | Pavilion |  |  | 01/01/1900 |  |  |  |  | NO | YES |  |  |  |  | OLYMPUS AMERICA, INC. 10367609 7417836 |  |  | Active |  | 99:99:99:99:99:99 |  | Accessory | PAAR:00-PVAR | 11/02/2019 |  | COOPER UNIVERSITY HOSPITAL |  |  | pav or 7 | WOT00000002200285 | DOMINIC VENDETTA | Disposition | Closed | Salvatore Bombara | 02/14/2019 | 05/16/2019 | Bulk Disposition CNL
|  | OLYMPUS AMERICA, INC. | OEV262H | MONITOR, VIDEO |  | OR - KELEMEN 3 | Pavilion |  |  | 01/01/1900 |  |  |  |  | NO | YES |  |  |  |  | OLYMPUS AMERICA, INC. 10367607 7417882 |  |  | Active |  | 99:99:99:99:99:99 |  | Accessory | PAAR:00-PVAR | 11/02/2019 |  | COOPER UNIVERSITY HOSPITAL |  |  | pav or 7 | WOT00000002200277 | DOMINIC VENDETTA | Disposition | Closed | Salvatore Bombara | 02/14/2019 | 05/16/2019 | Bulk Disposition CNL
|  | OLYMPUS AMERICA, INC. | OEV262H | MONITOR, VIDEO |  | OR - KELEMEN 3 | Pavilion |  |  | 01/01/1900 |  |  |  |  | NO | YES |  |  |  |  | OLYMPUS AMERICA, INC. 10367605 7417829 |  |  | Active |  | 99:99:99:99:99:99 |  | Accessory | PAAR:00-PVAR | 11/02/2019 |  | COOPER UNIVERSITY HOSPITAL |  |  | Pav OR 6 | WOT00000002200269 | DOMINIC VENDETTA | Disposition | Closed | Salvatore Bombara | 02/14/2019 | 05/16/2019 | Bulk Disposition CNL
|  | OLYMPUS AMERICA, INC. | OEV262H | MONITOR, VIDEO |  | OR - KELEMEN 3 | Pavilion |  |  | 01/01/1900 |  |  |  |  | NO | YES |  |  |  |  | OLYMPUS AMERICA, INC. 10367604 7417875 |  |  | Active |  | 99:99:99:99:99:99 |  | Accessory | PAAR:00-PVAR | 11/02/2019 |  | COOPER UNIVERSITY HOSPITAL |  |  | Pav OR 6 | WOT00000002200264 | DOMINIC VENDETTA | Disposition | Closed | Salvatore Bombara | 02/14/2019 | 05/16/2019 | Bulk Disposition CNL
|  | OLYMPUS AMERICA, INC. | OEV262H | MONITOR, VIDEO |  |  | Pavilion | [7 empty] | YES | YES
|  | OLYMPUS AMERICA, INC. | OEV262H | MONITOR, VIDEO |  | OR - KELEMEN 3 | Pavilion |  |  | 01/01/1900 |  |  |  |  | NO | YES |  |  |  |  | OLYMPUS AMERICA, INC. 10367587 7416518 |  |  | Active |  | 99:99:99:99:99:99 |  | Accessory | PAAR:00-PVAR | 11/02/2019 |  | COOPER UNIVERSITY HOSPITAL |  |  | PAV OR |  | DOMINIC VENDETTA
|  | OLYMPUS AMERICA, INC. | OEV262H | MONITOR, VIDEO |  | OR - KELEMEN 3 | Pavilion |  |  | 01/01/1900 |  |  |  |  | NO | YES |  |  |  |  | OLYMPUS AMERICA, INC. 10367578 7416520 |  |  | Active |  | 99:99:99:99:99:99 |  | Accessory | PAAR:00-PVAR | 11/02/2019 |  | COOPER UNIVERSITY HOSPITAL |  |  | P OR |  | DOMINIC VENDETTA
|  | OLYMPUS AMERICA, INC. | OEV262H | MONITOR, VIDEO |  |  | Pavilion | [7 empty] | YES | YES
|  | OLYMPUS AMERICA, INC. | OEV262H | MONITOR, VIDEO | V1785793 | SPECIAL TEST | Kelemen |  |  | 10/16/2019 |  | 10/16/24 |  |  | NO | YES |  |  |  |  | OLYMPUS AMERICA, INC. 30212638 V1785793 |  |  | Disposition |  | 99:99:99:99:99:99 |  | Accessory | PAAR:00-PVAR | 10/16/2019 | 10/16/2019 | COOPER UNIVERSITY HOSPITAL |  |  |  | 0012493718 | AMY HANNAN | Performance Verification | Closed | Josh Harris | 10/16/2019 | 10/16/2019 | INCOMING INVENTORY | DEVICE INVENTORIED | 1C1F5054-404E-461D-BA9A-11B3DE85A6A4 | Labor | 10/16/2019 | 10/16/2019 | Josh Harris
|  | OLYMPUS AMERICA, INC. | OEV262H | MONITOR, VIDEO |  | OR - KELEMEN 3 | Kelemen |  |  | 10/31/2019 |  | 10/31/24 |  |  | NO | YES |  |  |  |  | OLYMPUS AMERICA, INC. 30146317 7540018 |  |  | Active |  | 99:99:99:99:99:99 |  | Accessory | PAAR:00-PVAR | 10/31/2019 | 10/31/2019 | COOPER UNIVERSITY HOSPITAL |  |  | ROOM K8 - MONITOR #2 |  | DOMINIC VENDETTA |  |  |  | 10/31/2019 | 10/31/2019 |  |  |  |  | 10/31/2019 | 10/31/2019
| None | PHILIPS MEDICAL SYSTEMS |  | MONITOR, VIDEO | None |  | Kelemen | [7 empty] | YES | YES
|  | SIEMENS HEALTHCARE DIAGNOSTICS | SYNGO | MONITOR, VIDEO |  |  | MD Anderson Cancer Center | [6 empty] | SYSTEM COMPONENT | YES | YES
|  | SIEMENS MEDICAL |  | MONITOR, VIDEO | SHXV1003059 |  | Kelemen | Basement | [6 empty] | YES | YES
|  | SIEMENS MEDICAL |  | MONITOR, VIDEO | IEM1108F02042 | 3 COOPER-CARDIAC DIAGNOSTIC CENTER | 3 Cooper |  |  | 09/01/2003 |  | 9/1/08 |  |  | NO | YES |  |  |  |  | SIEMENS MEDICAL 10346868 IEM1108F02042 |  |  | Active |  | 99:99:99:99:99:99 |  | Alarm | 1Y:00-MFG | 11/01/2019 | 11/01/2020 | COOPER AMBULATORY OFF-SITES |  |  | Suite 318 - E Cam Room |  | CARLA TRUELL
|  | SONY | LMD-1410 | MONITOR, VIDEO |  | VOORHEES SURGERY CENTER-SURGERY DEPT | 6015 Main St |  |  | 03/08/2010 |  | 3/8/15 |  |  | NO | YES |  |  |  |  | SONY 10344811 3324198 |  |  | Active |  | 99:99:99:99:99:99 |  | Accessory | PAAR:00-PVAR | 11/02/2019 |  | COOPER AMBULATORY OFF-SITES |  |  | SUITE G PROC RM A |  | Theresa Megali
|  | SONY | LMD-1420 | MONITOR, VIDEO |  | 127 CHURCH - SURGERY | 127 Church Rd |  |  | 05/09/2008 |  | 5/9/13 |  |  | NO | YES |  |  |  |  | SONY 10365940 3300054 |  |  | Active |  | 99:99:99:99:99:99 |  | Accessory | PAAR:00-PVAR | 11/02/2019 |  | COOPER AMBULATORY OFF-SITES |  |  | EXAM 5 |  | Carmen Rivera
|  | SONY | LMD-1420 | MONITOR, VIDEO |  | 127 CHURCH - SURGERY | 127 Church Rd |  |  | 05/09/2008 |  | 5/9/13 |  |  | NO | YES |  |  |  |  | SONY 10365937 3300046 |  |  | Active |  | 99:99:99:99:99:99 |  | Accessory | PAAR:00-PVAR | 11/02/2019 |  | COOPER AMBULATORY OFF-SITES |  |  | EXAM 5 |  | Carmen Rivera
|  | SONY | LMD-1420 | MONITOR, VIDEO |  | 6017 MAIN ST-PLASTICS | 6200 Main St |  |  | 05/26/2009 |  | 5/26/14 |  |  | NO | YES |  |  |  |  | SONY 10345793 3301814 |  |  | Active |  | 99:99:99:99:99:99 |  | Accessory | PAAR:00-PVAR | 11/02/2019 |  | COOPER AMBULATORY OFF-SITES |  |  | PROCEDURE ROOM D |  | ANNE MAIER
|  | SONY | LMD-1420 | MONITOR, VIDEO |  | VOORHEES SURGERY CENTER-SURGERY DEPT | 6015 Main St |  |  | 06/01/2007 |  | 6/1/12 |  |  | NO | YES |  |  |  |  | SONY 10344805 3300056 |  |  | Active |  | 99:99:99:99:99:99 |  | Accessory | PAAR:00-PVAR | 11/02/2019 |  | COOPER AMBULATORY OFF-SITES |  |  | SUITE G PROC RM A |  | Theresa Megali
|  | SONY | LMD-181MD/CV | MONITOR, VIDEO |  | OR - KELEMEN 3 | Kelemen |  |  | 01/01/1900 |  |  |  |  | NO | YES |  |  |  |  | SONY 10368222 2002438 |  |  | Disposition |  | 99:99:99:99:99:99 |  | Accessory | PAAR:00-PVAR | 11/02/2019 |  | COOPER UNIVERSITY HOSPITAL |  |  | KELEMEN-K7 | WOT00000000512717 | DOMINIC VENDETTA | Disposition | Closed | Salvatore Bombara | 02/08/2018 | 05/15/2019 | Bulk Disposition CNL | Unit has been retired | EXP2931217 | Labor | 05/15/2019 | 05/15/2019 | Salvatore Bombara
|  | SONY | LMD-2110MD/OL | MONITOR, VIDEO |  | BUNKER HILL-SURGERY | 2 Plaza Dr |  |  | 01/01/1900 |  |  |  |  | NO | YES |  |  |  |  | SONY 10366901 3202640 |  |  | Active |  | 99:99:99:99:99:99 |  | Accessory | PAAR:00-PVAR | 11/02/2019 |  | COOPER AMBULATORY OFF-SITES |  |  | SURG PROCEDURE RM |  | ANNE MAIER
|  | SONY | LMD-2140MD | MONITOR, VIDEO |  | VOORHEES SURGERY CENTER-OPERATING ROOM | 900 Centennial Blvd | Suite E |  | 06/16/2009 |  | 6/16/14 |  |  | NO | YES |  |  |  |  | SONY 10345464 2014218 |  |  | Active |  | 99:99:99:99:99:99 |  | Accessory | PAAR:00-PVAR | 11/02/2019 |  | COOPER AMBULATORY OFF-SITES |  |  | HALLWAY |  | JENNIFER BOMBARO
|  | SONY | LMD-2451MD/HD | MONITOR, VIDEO |  | 3 COOPER-MULTISPECIALTY CENTER | 3 Cooper |  |  | 04/11/2013 |  | 4/11/18 |  |  | NO | YES |  |  |  |  | SONY 10345579 3105828 |  |  | Active |  | 99:99:99:99:99:99 |  | Accessory | PAAR:00-PVAR | 11/02/2019 |  | COOPER AMBULATORY OFF-SITES |  |  | SUITE 104 - EXAM 169 |  | MARGIE OUTLER
|  | SONY | LMD1950MD/HD | MONITOR, VIDEO |  |  | Kelemen | [7 empty] | NO | YES
|  | SONY | LMD1950MD/HD | MONITOR, VIDEO |  | OPERATING ROOM - PAVILION | Pavilion |  |  | 11/21/2012 |  | 11/21/17 |  |  | NO | YES |  |  |  |  | SONY 10368301 2013747 |  |  | Active |  | 99:99:99:99:99:99 |  | Accessory | PAAR:00-PVAR | 11/02/2019 |  | COOPER UNIVERSITY HOSPITAL |  |  | OPERATING ROOM hall | WOT00000001673377 | DOMINIC VENDETTA | Repair | Closed | Salvatore Bombara | 11/02/2018 | 05/01/2019 | No display | Acknowledged. confirm. replaced damaged plug. part from existing stock. tested and passed full functional check. returned unit to service. | EXP1664503 | Labor | 11/02/2018 | 11/02/2018 | Salvatore Bombara
|  | SONY | LMD1950MD/HD | MONITOR, VIDEO |  |  | Pavilion | [7 empty] | YES | YES
|  | STORZ | 9826NB-US | MONITOR, VIDEO | G6ID10236 | OPERATING ROOM - PAVILION | Kelemen |  |  | 01/12/2017 |  | 1/12/22 |  |  | NO | YES |  |  |  |  | STORZ 10769264 G6ID10236 |  |  | Active |  | 99:99:99:99:99:99 |  | Accessory | PAAR:00-PVAR | 10/31/2019 |  | COOPER UNIVERSITY HOSPITAL |  |  |  | 0011488839 | DOMINIC VENDETTA | Performance Verification | Closed | Bonnie Aichroth | 04/17/2017 | 04/17/2017 | INCOMING INVENTORY | DEVICE INVENTORIED | 3FF0B0DD-BF01-49B3-A1AB-D1E440CABD24 | Labor | 04/17/2017 | 04/17/2017 | Bonnie Aichroth
|  | STORZ | 9826NB-US | MONITOR, VIDEO | G61D10239 | OR - KELEMEN 3 | Kelemen |  |  | 11/24/2017 |  | 11/24/22 |  |  | NO | YES |  |  |  |  | STORZ 10732474 G61D10239 |  |  | Active |  | 99:99:99:99:99:99 |  | Accessory | PAAR:00-PVAR | 10/31/2019 |  | COOPER UNIVERSITY HOSPITAL |  |  |  | 0012422201 | DOMINIC VENDETTA | Performance Verification | Closed | Salvatore Bombara | 11/24/2017 | 11/24/2017 | INCOMING INVENTORY | DEVICE INVENTORIED | C63E2E7B-508C-4BD0-A25B-C574D231CB79 | Labor | 11/24/2017 | 11/24/2017 | Salvatore Bombara
|  | STORZ | EJ-MLA26UK1 | MONITOR, VIDEO | F71E10139 | OPERATING ROOM - PAVILION | Pavilion |  |  | 12/06/2017 |  | 12/6/22 |  |  | NO | YES |  |  |  |  | STORZ 10725732 F71E10139 |  |  | Active |  | 99:99:99:99:99:99 |  | Accessory | PAAR:00-PVAR | 10/31/2019 |  | COOPER UNIVERSITY HOSPITAL |  |  |  | 0012586534 | DOMINIC VENDETTA | Preventative Maintenance | Closed | Josh Harris | 12/27/2017 | 12/27/2017 | PERFORMANCE ASSURANCE AT INVENTORY | INVENTORIED DEVICE AND ENSURED DEVICE WAS FUNCTIONING PROPERLY. | 796EC2F0-1F47-4175-B1C6-3D38F49FE226 | Labor | 12/06/2017 | 12/06/2017 | Michael Youch
|  | STORZ | EJ-MLA26UK1 | MONITOR, VIDEO | F71E10158 | OPERATING ROOM - PAVILION | Pavilion |  |  | 12/06/2017 |  | 12/6/22 |  |  | NO | YES |  |  |  |  | STORZ 10725731 F71E10158 |  |  | Active |  | 99:99:99:99:99:99 |  | Accessory | PAAR:00-PVAR | 10/31/2019 |  | COOPER UNIVERSITY HOSPITAL |  |  |  | 0012586528 | DOMINIC VENDETTA | Preventative Maintenance | Closed | Josh Harris | 12/27/2017 | 12/27/2017 | PERFORMANCE ASSURANCE AT INVENTORY | INVENTORIED DEVICE AND ENSURED DEVICE WAS FUNCTIONING PROPERLY. | 9FD801C1-727F-448A-AACB-1869D077FB28 | Labor | 12/06/2017 | 12/06/2017 | Michael Youch
|  | STORZ | EJ-MLA26UK1 | MONITOR, VIDEO | F71E10163 | OPERATING ROOM - PAVILION | Pavilion |  |  | 12/06/2017 |  | 12/6/22 |  |  | NO | YES |  |  |  |  | STORZ 10725724 F71E10163 |  |  | Active |  | 99:99:99:99:99:99 |  | Accessory | PAAR:00-PVAR | 10/31/2019 |  | COOPER UNIVERSITY HOSPITAL |  |  |  | 0012647474 | DOMINIC VENDETTA | Performance Verification | Closed | Josh Harris | 01/11/2018 | 01/11/2018 | INCOMING INVENTORY | DEVICE INVENTORIED | 3C21EC00-719F-4BE7-AD9B-5EC0E9A66E07 | Labor | 01/11/2018 | 01/11/2018 | Josh Harris
|  | STORZ | EJ-MLA26UK1 | MONITOR, VIDEO | F71E10140 | OPERATING ROOM - PAVILION | Pavilion |  |  | 12/06/2017 |  | 12/6/22 |  |  | NO | YES |  |  |  |  | STORZ 10725723 F71E10140 |  |  | Active |  | 99:99:99:99:99:99 |  | Accessory | PAAR:00-PVAR | 10/31/2019 |  | COOPER UNIVERSITY HOSPITAL |  |  |  | 0012647471 | DOMINIC VENDETTA | Performance Verification | Closed | Josh Harris | 01/11/2018 | 01/11/2018 | INCOMING INVENTORY | DEVICE INVENTORIED | C09F4D5B-958B-4B7F-AC35-67F7C8669831 | Labor | 01/11/2018 | 01/11/2018 | Josh Harris
|  | STORZ | SC-WU23-A1515 | MONITOR, VIDEO | 08-116734 | OR - KELEMEN 3 | Kelemen |  |  | 02/06/2009 |  | 2/6/14 |  |  | NO | YES |  |  |  |  | STORZ 10346285 08-116734 |  |  | Active |  | 99:99:99:99:99:99 |  | Accessory | PAAR:00-PVAR | 11/02/2019 |  | COOPER UNIVERSITY HOSPITAL |  |  | OR 1 CATH | WOT00000000505949 | DOMINIC VENDETTA | Disposition | Closed | Salvatore Bombara | 02/08/2018 | 05/15/2019 | Bulk Disposition CNL
|  | STORZ | V3C-SX19-R110 | MONITOR, VIDEO |  | OPERATING ROOM - PAVILION | Pavilion |  |  | 02/06/2009 |  | 2/6/14 |  |  | NO | YES |  |  |  |  | STORZ 10368297 08123609 |  |  | Active |  | 99:99:99:99:99:99 |  | Accessory | PAAR:00-PVAR | 11/02/2019 |  | COOPER UNIVERSITY HOSPITAL |  |  | ROOM 5 |  | DOMINIC VENDETTA
|  | STORZ | V3C-SX19-R110 | MONITOR, VIDEO |  | OPERATING ROOM - PAVILION | Pavilion |  |  | 06/28/2015 |  | 6/28/20 |  |  | NO | YES |  |  |  |  | STORZ 10355982 08123616 |  |  | Active |  | 99:99:99:99:99:99 |  | Accessory | PAAR:00-PVAR | 11/02/2019 |  | COOPER UNIVERSITY HOSPITAL |  |  | CT CONTROL CENTER |  | DOMINIC VENDETTA
|  | STORZ | V3C-SX19-R110 | MONITOR, VIDEO | 08-123611 | OPERATING ROOM - PAVILION | Pavilion |  |  | 06/28/2015 |  | 6/28/20 |  |  | NO | YES |  |  |  |  | STORZ 10355983 08-123611 |  |  | Active |  | 99:99:99:99:99:99 |  | Accessory | PAAR:00-PVAR | 11/02/2019 |  | COOPER UNIVERSITY HOSPITAL |  |  | CT CONTROL CENTER |  | DOMINIC VENDETTA
|  | STORZ | V3C-SX19-R110 | MONITOR, VIDEO |  | OPERATING ROOM - PAVILION | Pavilion |  |  | 02/04/2009 |  | 2/4/14 |  |  | NO | YES |  |  |  |  | STORZ 10346564 08123598 |  |  | Active |  | 99:99:99:99:99:99 |  | Accessory | PAAR:00-PVAR | 11/02/2019 |  | COOPER UNIVERSITY HOSPITAL |  |  | OR P04 |  | DOMINIC VENDETTA
|  | STORZ | WIDEVIEW HD | MONITOR, VIDEO | 10-151771 | OPERATING ROOM - PAVILION | Pavilion |  |  | 10/31/2019 |  | 10/31/24 |  |  | NO | YES |  |  |  |  | NDS SURGICAL IMAGING 11239399 10-151771 |  |  | Active |  | 99:99:99:99:99:99 |  | Accessory | PAAR:00-PVAR | 10/31/2019 | 10/31/2019 | COOPER UNIVERSITY HOSPITAL |  |  | Pav OR 5 | WOT00000001589120 | DOMINIC VENDETTA | Performance Verification | Closed | Salvatore Bombara | 10/31/2019 | 10/31/2019 | Performance Verification for NDS SURGICAL IMAGING 11239399 10-151771 | Initial Install of Performance Verification. Device is ready for patient use. |  |  | 10/31/2019 | 10/31/2019
|  | STORZ | WIDEVIEW HD | MONITOR, VIDEO | 07-109957 | OPERATING ROOM - PAVILION | Pavilion |  |  | 11/23/2015 |  | 11/23/20 |  |  | NO | YES |  |  |  |  | STORZ 10480280 07-109957 |  |  | Active |  | 99:99:99:99:99:99 |  | Accessory | PAAR:00-PVAR | 10/31/2019 |  | COOPER UNIVERSITY HOSPITAL |  |  | Pav OR 4 |  | DOMINIC VENDETTA
|  | STORZ | WIDEVIEW HD | MONITOR, VIDEO | MONITOR 5 | OPERATING ROOM - PAVILION | Pavilion |  |  | 02/06/2009 |  | 2/6/14 |  |  | NO | YES |  |  |  |  | STORZ 10368284 MONITOR 5 |  |  | Active |  | 99:99:99:99:99:99 |  | Accessory | PAAR:00-PVAR | 11/02/2019 |  | COOPER UNIVERSITY HOSPITAL |  |  | ROOM 5 | 0011994255 | DOMINIC VENDETTA | Repair | Closed | Salvatore Bombara | 08/01/2017 | 08/02/2017 | DISPLAY - NO IMAGE - TMX | 8/2/2017 11:10:17 AM SXBOMBARA (SXBOMBARA 8/1/2017 12:00 AM) CONFIRMED ERROR. REBOOTED UNIT. IMAGE RETURNED UNIT MAY HAVE BEEN LATCHED UP. RETURNED TO SERVICE. | B436CB80-5286-4BBB-9BFD-8699CA30D5E6 | Labor | 08/01/2017 | 08/01/2017 | Salvatore Bombara
|  | STORZ | WIDEVIEW HD | MONITOR, VIDEO | 11-182712 | OR - KELEMEN 3 | Kelemen |  |  | 09/06/2011 |  | 9/6/16 |  |  | NO | YES |  |  |  |  | STORZ 10368129 11-182712 |  |  | Active |  | 99:99:99:99:99:99 |  | Accessory | PAAR:00-PVAR | 11/02/2019 |  | COOPER UNIVERSITY HOSPITAL |  |  | OPERATING ROOM |  | DOMINIC VENDETTA
|  | STORZ | WIDEVIEW HD | MONITOR, VIDEO | Not Known | OPERATING ROOM - PAVILION | Pavilion |  |  | 01/01/1900 |  |  |  |  | NO | YES |  |  |  |  | STORZ 10367331 Not Known |  |  | Active |  | 99:99:99:99:99:99 |  | Accessory | PAAR:00-PVAR | 11/02/2019 |  | COOPER UNIVERSITY HOSPITAL |  |  | PO5 | WOT00000002199995 | DOMINIC VENDETTA | Disposition | Closed | Salvatore Bombara | 02/14/2019 | 05/16/2019 | Bulk Disposition CNL
|  | STORZ | WIDEVIEW HD | MONITOR, VIDEO | 08-124856 | OPERATING ROOM - PAVILION | Pavilion |  |  | 02/04/2009 |  | 2/4/14 |  |  | NO | YES |  |  |  |  | STORZ 10346568 08-124856 |  |  | Active |  | 99:99:99:99:99:99 |  | Accessory | PAAR:00-PVAR | 11/02/2019 |  | COOPER UNIVERSITY HOSPITAL |  |  | OR P04 | WOT00000002200212 | DOMINIC VENDETTA | Disposition | Closed | Salvatore Bombara | 02/14/2019 | 05/14/2019 | Bulk Disposition CNL
|  | STORZ | WIDEVIEW HD | MONITOR, VIDEO | 08-126525 | OPERATING ROOM - PAVILION | Pavilion |  |  | 02/04/2009 |  | 2/4/14 |  |  | NO | YES |  |  |  |  | STORZ 10346567 08-126525 |  |  | Active |  | 99:99:99:99:99:99 |  | Accessory | PAAR:00-PVAR | 11/02/2019 |  | COOPER UNIVERSITY HOSPITAL |  |  | OR P04 | WOT00000002200209 | DOMINIC VENDETTA | Disposition | Closed | Salvatore Bombara | 02/14/2019 | 05/16/2019 | Bulk Disposition CNL
|  | STRYKER CORP. | 240-030-900 | MONITOR, VIDEO | DS195A0398 |  | Kelemen |  |  | 09/08/2005 |  | 9/8/10 |  |  | NO | YES |  |  |  |  | STRYKER CORP. 10369516 DS195A0398 |  |  | Active |  | 99:99:99:99:99:99 |  | Accessory | PAAR:00-PVAR | 11/02/2019 |  | COOPER UNIVERSITY HOSPITAL |  |  | OR K1 | WOT00000000524056 | DOMINIC VENDETTA | Disposition | Closed | Salvatore Bombara | 02/08/2018 | 05/15/2019 | Bulk Disposition CNL
|  | STRYKER CORP. | 240-030-900 | MONITOR, VIDEO | ds1958a0485 | OR - KELEMEN 3 | Kelemen |  |  | 01/01/1900 |  |  |  |  | NO | YES |  |  |  |  | STRYKER CORP. 10366694 ds1958a0485 |  |  | Active |  | 99:99:99:99:99:99 |  | Accessory | PAAR:00-PVAR | 11/02/2019 |  | COOPER UNIVERSITY HOSPITAL |  |  | OPERATING ROOM K3 | WOT00000002199921 | DOMINIC VENDETTA | Disposition | Closed | Salvatore Bombara | 02/14/2019 | 05/15/2019 | Bulk Disposition CNL
|  | STRYKER CORP. | 240-030-900 | MONITOR, VIDEO | D5195A0475 | OR - KELEMEN 3 | Kelemen |  |  | 09/08/2005 |  | 9/8/10 |  |  | NO | YES |  |  |  |  | STRYKER CORP. 10366682 D5195A0475 |  |  | Active |  | 99:99:99:99:99:99 |  | Accessory | PAAR:00-PVAR | 11/02/2019 |  | COOPER UNIVERSITY HOSPITAL |  |  | OPERATING ROOM K2 | WOT00000002199913 | DOMINIC VENDETTA | Disposition | Closed | Salvatore Bombara | 02/14/2019 | 05/15/2019 | Bulk Disposition CNL
|  | STRYKER CORP. | 240-030-900 | MONITOR, VIDEO | DS195A0164 | OR - KELEMEN 3 | Kelemen |  |  | 09/08/2005 |  | 9/8/10 |  |  | NO | YES |  |  |  |  | STRYKER CORP. 10366681 DS195A0164 |  |  | Active |  | 99:99:99:99:99:99 |  | Accessory | PAAR:00-PVAR | 11/02/2019 |  | COOPER UNIVERSITY HOSPITAL |  |  | OPERATING ROOM K2 | WOT00000002199912 | DOMINIC VENDETTA | Disposition | Closed | Salvatore Bombara | 02/14/2019 | 05/15/2019 | Bulk Disposition CNL
|  | STRYKER CORP. | 240-030-900 | MONITOR, VIDEO | DS195A0392 |  | Kelemen | [7 empty] | NO | YES
|  | STRYKER CORP. | 240-030-900 | MONITOR, VIDEO | Ds195a0155 |  | Pavilion | [7 empty] | YES | YES
|  | STRYKER CORP. | S1702D | MONITOR, VIDEO | MM7AVC07120199 | OR - KELEMEN 3 | Kelemen |  |  | 01/01/2001 |  | 1/1/06 |  |  | NO | YES |  |  |  |  | STRYKER CORP. 10365295 MM7AVC07120199 |  |  | Disposition |  | 99:99:99:99:99:99 |  | Accessory | PAAR:00-PVAR | 11/01/2019 |  | COOPER UNIVERSITY HOSPITAL |  |  | BIOMED SHOP | WOT00000002204984 | DOMINIC VENDETTA | Disposition | Closed | Salvatore Bombara | 02/14/2019 | 05/15/2019 | Bulk Disposition CNL | Unit has been retired | EXP2925164 | Labor | 05/14/2019 | 05/14/2019 | Salvatore Bombara
|  | STRYKER CORP. | SV-2 240-030-920 | MONITOR, VIDEO | SV2195B0150 | OR - KELEMEN 3 | Kelemen |  |  | 09/08/2005 |  | 9/8/10 |  |  | NO | YES |  |  |  |  | STRYKER CORP. 10369520 SV2195B0150 |  |  | Active |  | 99:99:99:99:99:99 |  | Accessory | PAAR:00-PVAR | 11/01/2019 |  | COOPER UNIVERSITY HOSPITAL |  |  | K1 | WOT00000000534581 | DOMINIC VENDETTA | Disposition | Closed | Salvatore Bombara | 02/08/2018 | 05/16/2019 | Bulk Disposition CNL
|  | STRYKER CORP. | SV-2 240-030-920 | MONITOR, VIDEO | SV219530162 | OR - KELEMEN 3 | Kelemen |  |  | 09/08/2005 |  | 9/8/10 |  |  | NO | YES |  |  |  |  | STRYKER CORP. 10366665 SV219530162 |  |  | Active |  | 99:99:99:99:99:99 |  | Accessory | PAAR:00-PVAR | 11/02/2019 |  | COOPER UNIVERSITY HOSPITAL |  |  | OPERATING ROOM K3 | WOT00000002199906 | DOMINIC VENDETTA | Disposition | Closed | Salvatore Bombara | 02/14/2019 | 05/15/2019 | Bulk Disposition CNL
|  | STRYKER CORP. | WISE 240-030-970 | MONITOR, VIDEO | vhw260e0014 |  | 900 Centennial Blvd | Suite E | [6 empty] | NO | YES
|  | STRYKER CORP. | WISE 240-030-970 | MONITOR, VIDEO | vhw260d0038 |  | 900 Centennial Blvd | Suite E | [6 empty] | NO | YES
|  | TRIXELL | PIXIUM 2430EZ | MONITOR, VIDEO |  |  | Kelemen | Basement | [6 empty] | YES | YES
|  | VIEWSONIC CORPORATION | VS12247-1M | MONITOR, VIDEO | r29102620736 | BUNKER HILL-SURGERY | 2 Plaza Dr |  |  | 01/01/1900 |  |  |  |  | NO | YES |  |  |  |  | VIEWSONIC CORPORATION 10366876 r29102620736 |  |  | Active |  | 99:99:99:99:99:99 |  | Accessory | PAAR:00-PVAR | 11/02/2019 |  | COOPER AMBULATORY OFF-SITES |  |  | BH SURG HALLWAY |  | ANNE MAIER
|  | STORZ | C-MAC 8402 ZX | MONITOR, VIDEO LARYNGOSCOPE | XW6786 | EMERGENCY ROOM | Kelemen |  |  | 01/10/2014 |  | 1/10/17 |  |  | NO | YES |  |  |  |  | STORZ 10367749 XW6786 |  |  | Active |  | 99:99:99:99:99:99 |  | Accessory | PAAR:00-PVAR | 11/02/2019 |  | COOPER UNIVERSITY HOSPITAL |  |  | EMERGENCY DEPARTMENT |  | KAREN GRUBER
|  | STORZ | C-MAC 8403 ZX | MONITOR, VIDEO LARYNGOSCOPE | VQ19954 | ANESTHESIOLOGY | Kelemen |  |  | 11/19/2019 |  | 11/19/22 |  |  | NO | YES |  |  |  |  | STORZ 11188008 VQ19954 |  |  | Active |  |  |  | Equipment | PAAR:00-PVAR | 11/19/2019 | 11/19/2019 | COOPER UNIVERSITY HOSPITAL |  |  |  | WOT00000004344394 | GIACINTA ROUPAS | Performance Verification | Completed | Salvatore Bombara | 11/19/2019 | 11/19/2019 | Performance Verification for STORZ 11188008 VQ19954 | Initial Install of Performance Verification. Device is ready for patient use. |  |  | 11/19/2019 | 11/19/2019
|  | STORZ | C-MAC 8403 ZX | MONITOR, VIDEO LARYNGOSCOPE | Sq19293 |  | Kelemen | [7 empty] | YES | YES
|  | STORZ | TELE PAK X TP100 | MONITOR, VIDEO LARYNGOSCOPE | RQ8145 | PHYSICAL THERAPY | Kelemen |  |  | 10/31/2019 |  | 10/31/24 |  |  | NO | YES |  |  |  |  | STORZ 11208449 RQ8145 |  |  | Active |  |  |  | Equipment | PAAR:00-PVAR | 10/31/2019 | 10/31/2019 | COOPER UNIVERSITY HOSPITAL |  |  | Performance Verification | WOT00000004027651 | JOSEPHINE HONG | Performance Verification | Completed | Zhan Kiselev | 10/31/2019 | 10/31/2019 | Performance Verification for STORZ 11208449 RQ8145 | Initial Install of Performance Verification. Device is ready for patient use. |  |  | 10/31/2019 | 10/31/2019
|  | STORZ | TELE PAK X TP100 | MONITOR, VIDEO LARYNGOSCOPE | XR7562 | 6200 MAIN ST-SURGERY | 6200 Main Street |  |  | 10/31/2019 |  | 10/31/24 |  |  | NO | YES |  |  |  |  | STORZ 11187556 XR7562 |  |  | Active |  |  |  | Equipment | PAAR:00-PVAR | 10/31/2019 | 10/31/2019 | COOPER AMBULATORY OFF-SITES |  |  | 6200 Main - ENT | WOT00000002248349 | BOBBIE MICKLE | Performance Verification | Closed | Stephen Zubrzycki | 10/31/2019 | 10/31/2019 | Performance Verification for STORZ 11187556 (01) 04048551322925 | Initial Install of Performance Verification. Device is ready for patient use. |  |  | 10/31/2019 | 10/31/2019
|  | STORZ | TELE PAK X TP100 | MONITOR, VIDEO LARYNGOSCOPE | NR6552 | 6200 MAIN ST-SURGERY | 6200 Main Street |  |  | 10/31/2019 |  | 10/31/24 |  |  | NO | YES |  |  |  |  | STORZ 11187555 NR6552 |  |  | Active |  |  |  | Equipment | PAAR:00-PVAR | 10/31/2019 | 10/31/2019 | COOPER AMBULATORY OFF-SITES |  |  | 6200 Main - ENT | WOT00000002248367 | BOBBIE MICKLE | Performance Verification | Closed | Stephen Zubrzycki | 10/31/2019 | 10/31/2019 | Performance Verification for STORZ 11187555 NR6552 | Initial Install of Performance Verification. Device is ready for patient use. |  |  | 10/31/2019 | 10/31/2019
|  | CARL ZEISS | 1270-341 | MONITOR, VIDEO, TOUCHSCREEN |  | VOORHEES SURGERY CENTER-OPERATING ROOM | 900 Centennial Blvd | Suite E |  | 01/01/1900 |  |  |  |  | NO | YES |  |  |  |  | CARL ZEISS 10345466 351564 |  |  | Active |  | 99:99:99:99:99:99 |  | Accessory | PAAR:00-PVAR | 11/02/2019 |  | COOPER AMBULATORY OFF-SITES |  |  | HALLWAY |  | JENNIFER BOMBARO
|  | BARCO |  | MONITOR, VIEWING | [10 empty] | YES | YES
|  | BARCO |  | MONITOR, VIEWING | [10 empty] | YES | YES
|  | BARCO |  | MONITOR, VIEWING | [10 empty] | YES | YES
|  | BARCO | MDC 6320 | MONITOR, VIEWING |  |  | Kelemen | Basement | [6 empty] | YES | YES
|  | BARCO | MDC 6320 | MONITOR, VIEWING |  |  | Kelemen | Basement | [6 empty] | YES | YES
|  | BARCO | MDC 6320 | MONITOR, VIEWING |  |  | Kelemen | [7 empty] | YES | YES
|  | BARCO | MDC 6320 | MONITOR, VIEWING |  |  | Kelemen | Basement | [6 empty] | YES | YES
|  | BARCO | MDC 6320 | MONITOR, VIEWING |  |  | Kelemen | Basement | [6 empty] | YES | YES
|  | BARCO | MDC 6320 | MONITOR, VIEWING |  |  | Kelemen | Basement | [6 empty] | YES | YES
|  | BARCO | MDC 6320 | MONITOR, VIEWING |  |  | Kelemen | Basement | [6 empty] | YES | YES
|  | BARCO | MDC 6320 | MONITOR, VIEWING |  |  | Kelemen | Basement | [6 empty] | YES | YES
|  | BARCO | MDC 6320 | MONITOR, VIEWING |  |  | Kelemen | Basement | [6 empty] | YES | YES
|  | BARCO | MDC 6320 | MONITOR, VIEWING |  |  | Kelemen | Basement | [6 empty] | YES | YES
|  | BARCO | MDC 6320 | MONITOR, VIEWING |  |  | Kelemen | Basement | [6 empty] | YES | YES
|  | BARCO | MDC 6320 | MONITOR, VIEWING |  |  | Kelemen | Basement | [6 empty] | YES | YES
|  | BARCO | MDC 6320 | MONITOR, VIEWING |  |  | Kelemen | Basement | [6 empty] | YES | YES
|  | BARCO | MDC 6330 | MONITOR, VIEWING |  |  | Kelemen | Basement | [6 empty] | YES | YES
|  | BARCO | MDC 6430 | MONITOR, VIEWING |  |  | Kelemen | Basement | [6 empty] | YES | YES
|  | BARCO | MDC 6430 | MONITOR, VIEWING |  |  | Kelemen | Basement | [6 empty] | YES | YES
|  | BARCO | MDC 6430 | MONITOR, VIEWING |  |  | Kelemen | [7 empty] | YES | YES
|  | BARCO | MDC 6440 | MONITOR, VIEWING |  |  | Kelemen | Basement | [6 empty] | YES | YES
|  | BARCO | MDC 6440 | MONITOR, VIEWING |  |  | Kelemen | Basement | [6 empty] | YES | YES
|  | BARCO | MDC 6440 | MONITOR, VIEWING |  |  | Kelemen | Basement | [6 empty] | YES | YES
|  | BARCO | MDC 6440 | MONITOR, VIEWING |  |  | Kelemen | Basement | [6 empty] | YES | YES
|  | BARCO | MDCC-6230 | MONITOR, VIEWING | [10 empty] | YES | YES
|  | BARCO | MDCC-6230 | MONITOR, VIEWING | [10 empty] | YES | YES
|  | BARCO | MDCC-6230 | MONITOR, VIEWING | [10 empty] | YES | YES
|  | BARCO | MDCC-6230 | MONITOR, VIEWING | [10 empty] | YES | YES
|  | BARCO | MDCC-6330 | MONITOR, VIEWING | [10 empty] | YES | YES
|  | BARCO | MDCC-6430 | MONITOR, VIEWING | [10 empty] | YES | YES
|  | BARCO | MDMC-12133 | MONITOR, VIEWING |  |  | 900 Centennial Blvd | Suite B | [6 empty] | YES | YES
|  | BARCO | MDMC-12133 | MONITOR, VIEWING |  |  | 900 Centennial Blvd | Suite B | [6 empty] | YES | YES
|  | BARCO | MDMC-12133 | MONITOR, VIEWING |  |  | 900 Centennial Blvd | Suite B | [6 empty] | YES | YES
|  | BARCO | MDMC-12133 | MONITOR, VIEWING |  |  | 900 Centennial Blvd | Suite B | [6 empty] | YES | YES
|  | BARCO | MDRC-2221 | MONITOR, VIEWING |  |  | Kelemen | Basement | [6 empty] | YES | YES
|  | BARCO | MDRC-2221 | MONITOR, VIEWING |  |  | Kelemen | Basement | [6 empty] | YES | YES
|  | BARCO | MDRC-2221 | MONITOR, VIEWING |  |  | Kelemen | Basement | [6 empty] | YES | YES
|  | BARCO | MDRC-2221 | MONITOR, VIEWING |  |  | Kelemen | Basement | [6 empty] | YES | YES
|  | BARCO | MDRC-2221 | MONITOR, VIEWING |  |  | Kelemen | Basement | [6 empty] | YES | YES
|  | COLIN MEDICAL INSTRUMENTS | PRESS-MATE | MONITOR, VITAL SIGNS | AS303709 | 3 COOPER-COOPER RESEARCH INSTITUTE | 3 Cooper |  |  | 01/01/2005 |  | 1/1/12 |  |  | NO | YES |  |  |  |  | COLIN MEDICAL INSTRUMENTS 10346755 AS303709 |  |  | Active |  | 99:99:99:99:99:99 |  | Alarm | PAAR:00-PVAR | 11/01/2019 |  | COOPER AMBULATORY OFF-SITES |  |  | SUITE 3C - 1102B2 |  | CHRISTINE RICKETTE
|  | CRITIKON COMPANY, L.L.C. | DINAMAP PLUS | MONITOR, VITAL SIGNS | J2852 | MOORESTOWN-PEDIATRICS | 110 Marter Ave |  |  | 01/01/1900 |  |  |  |  | NO | YES |  |  |  |  | CRITIKON COMPANY, L.L.C. 10366155 J2852 |  |  | Active |  | 99:99:99:99:99:99 |  | Alarm | 1Y:00-MFG | 07/02/2019 | 07/01/2020 | COOPER AMBULATORY OFF-SITES |  |  | Triage |  | MAUREEN OBRIEN
|  | EDAN INSTRUMENTS, INC. | M3A | MONITOR, VITAL SIGNS | 260289-M15307510047 | VOORHEES SURGERY CENTER - GYN/ONCOLOGY | 900 Centennial | Suite M |  | 08/03/2015 |  | 8/3/22 |  |  | NO | YES |  |  |  |  | EDAN INSTRUMENTS, INC. 10349324 260289-M15307510047 |  |  | Active |  | 99:99:99:99:99:99 |  | Alarm | PAAR:00-PVAR | 10/31/2019 |  | COOPER AMBULATORY OFF-SITES |  |  | SUITE F |  | SUE MALTMAN
|  | EDAN INSTRUMENTS, INC. | M3A | MONITOR, VITAL SIGNS | 260289-M15307510087 | VOORHEES SURGERY CENTER - GYN/ONCOLOGY | 900 Centennial Blvd | Suite F |  | 08/03/2015 |  | 8/3/22 |  |  | NO | YES |  |  |  |  | EDAN INSTRUMENTS, INC. 10349323 260289-M15307510087 |  |  | Active |  | 99:99:99:99:99:99 |  | Alarm | PAAR:00-PVAR | 10/31/2019 |  | COOPER AMBULATORY OFF-SITES |  |  | SUITE F |  | SUE MALTMAN
|  | EDAN INSTRUMENTS, INC. | M3A | MONITOR, VITAL SIGNS | 260289-M15307510018 | VOORHEES SURGERY CENTER - GYN/ONCOLOGY | 900 Centennial Blvd | Suite M |  | 08/03/2015 |  | 8/3/22 |  |  | NO | YES |  |  |  |  | EDAN INSTRUMENTS, INC. 10349322 260289-M15307510018 |  |  | Active |  | 99:99:99:99:99:99 |  | Alarm | PAAR:00-PVAR | 10/31/2019 |  | COOPER AMBULATORY OFF-SITES |  |  | SUITE F |  | SUE MALTMAN
|  | EDAN INSTRUMENTS, INC. | M3A | MONITOR, VITAL SIGNS | 260289-M15307510024 | VOORHEES SURGERY CENTER - GYN/ONCOLOGY | 900 Centennial Blvd | Suite M |  | 08/03/2015 |  | 8/3/22 |  |  | NO | YES |  |  |  |  | EDAN INSTRUMENTS, INC. 10349321 260289-M15307510024 |  |  | Active |  | 99:99:99:99:99:99 |  | Alarm | PAAR:00-PVAR | 10/31/2019 |  | COOPER AMBULATORY OFF-SITES |  |  | SUITE F |  | SUE MALTMAN
|  | GE HEALHTCARE | CARESCAPE DINAMAP V100 | MONITOR, VITAL SIGNS | SH618210086SA |  | 3 Cooper | [7 empty] | YES | YES
|  | GE HEALTHCARE | DINAMAP PROCARE 400 | MONITOR, VITAL SIGNS | 2019205-001 |  | 2 Plaza Dr | [7 empty] | NO | YES | Serial Number 2019205-001
|  | GE HEALTHCARE | CARESCAPE DINAMAP V100 | MONITOR, VITAL SIGNS | SDT10110005SP | 3 COOPER-PEDIATRICS | 3 Cooper |  |  | 11/02/2019 |  | 11/2/26 |  |  | NO | YES |  |  |  |  | GE MEDICAL SYSTEMS 11221510 SDT10110005SP |  |  | Active |  | 99:99:99:99:99:99 |  | Alarm | PAAR:00-PVAR | 11/02/2019 | 11/02/2019 | COOPER AMBULATORY OFF-SITES |  |  | Suite 200 - Exam 10 | WOT00000001319495 | MAUREEN OBRIEN | Repair | Closed | Stephen Zubrzycki | 11/02/2019 | 11/02/2019 | vitals machine - getting high readings | WOT cancelled with CEC approval |  |  | 11/02/2019 | 11/02/2019
|  | GE HEALTHCARE | CARESCAPE DINAMAP V100 | MONITOR, VITAL SIGNS | SDT0951022SP |  | Pavilion |  |  | 12/24/2009 |  | 12/24/16 |  |  | NO | YES |  |  |  |  | GE MEDICAL SYSTEMS 10368571 SDT0951022SP |  |  | Active |  | 99:99:99:99:99:99 |  | Alarm | PAAR:00-PVAR | 11/02/2019 |  | COOPER UNIVERSITY HOSPITAL |  |  | NURSES STATION |  | Lisa Geoghegan
|  | GE HEALTHCARE | CARESCAPE DINAMAP V100 | MONITOR, VITAL SIGNS | SDT09510237SP |  | Pavilion |  |  | 12/24/2009 |  | 12/24/16 |  |  | NO | YES |  |  |  |  | GE MEDICAL SYSTEMS 10368569 SDT09510237SP |  |  | Active |  | 99:99:99:99:99:99 |  | Alarm | PAAR:00-PVAR | 11/02/2019 |  | COOPER UNIVERSITY HOSPITAL |  |  | SAME DAY SURGERY |  | Lisa Geoghegan
|  | GE HEALTHCARE | CARESCAPE DINAMAP V100 | MONITOR, VITAL SIGNS | SDT08270327SP | PHYSICAL THERAPY | Kelemen |  |  | 03/06/2009 |  | 3/6/16 |  |  | NO | YES |  |  |  |  | GE MEDICAL SYSTEMS 10367549 SDT08270327SP |  |  | Active |  | 99:99:99:99:99:99 |  | Alarm | PAAR:00-PVAR | 11/02/2019 |  | COOPER UNIVERSITY HOSPITAL |  |  | PT/OT 5 KELEMEN |  | JOSEPHINE HONG
|  | GE HEALTHCARE | CARESCAPE DINAMAP V100 | MONITOR, VITAL SIGNS | SH6111400465A | EXPRESS ADMIT UNIT | Pavilion |  |  | 04/09/2011 |  | 4/9/18 |  |  | NO | YES |  |  |  |  | GE MEDICAL SYSTEMS 10367537 SH6111400465A |  |  | Active |  | 99:99:99:99:99:99 |  | Alarm | PAAR:00-PVAR | 11/02/2019 |  | COOPER UNIVERSITY HOSPITAL |  |  | ROOM 514 | 0011899851 | KAREN GRUBER | Repair | Closed | Richard Jolly | 07/14/2017 | 07/14/2017 | VITALS - WOULD LIKE CHECKED OVER - EEG OUTSIDE OFFICE | 7/14/2017 12:09:57 PM RCJOLLY (RCJOLLY 7/14/2017 10:00 AM) DID A PERFORMANCE CHK | 9C585036-D66A-4AD0-9863-900397DCC418 | Labor | 07/14/2017 | 07/14/2017 | Richard Jolly
|  | GE HEALTHCARE | CARESCAPE DINAMAP V100 | MONITOR, VITAL SIGNS | SDT10260483SA | BUNKER HILL-PEDIATRICS | 4 Plaza Dr |  |  | 07/09/2010 |  | 7/9/17 |  |  | NO | YES |  |  |  |  | GE MEDICAL SYSTEMS 10366774 SDT10260483SA |  |  | Active |  | 99:99:99:99:99:99 |  | Alarm | PAAR:00-PVAR | 11/02/2019 |  | COOPER AMBULATORY OFF-SITES |  |  | BH PEDS HALLWAY | WOT00000000672164 | MAUREEN OBRIEN | Repair | Closed | Michael Youch | 03/23/2018 | 05/25/2018 | Had error code when trying to do BP. | Acknowledged. Incorrect cuff size and also incorrect temp probe cover. Checked on battery. RTS. | EXP0290254 | Labor | 03/23/2018 | 03/23/2018 | Michael Youch
|  | GE HEALTHCARE | CARESCAPE DINAMAP V100 | MONITOR, VITAL SIGNS | SED11128124GA | PACU KELEMEN | Kelemen |  |  | 04/04/2011 |  | 4/4/18 |  |  | NO | YES |  |  |  |  | GE MEDICAL SYSTEMS 10366380 SED11128124GA |  |  | Active |  | 99:99:99:99:99:99 |  | Alarm | 1Y:00-MFG | 06/19/2019 | 06/01/2020 | COOPER UNIVERSITY HOSPITAL |  |  | K1-BED |  | FRANK OBRIEN
|  | GE HEALTHCARE | CARESCAPE DINAMAP V100 | MONITOR, VITAL SIGNS | SH6142325465A | MOORESTOWN-PEDIATRICS | 110 Marter Ave |  |  | 11/12/2014 |  | 11/12/21 |  |  | NO | YES |  |  |  |  | GE MEDICAL SYSTEMS 10366149 SH6142325465A |  |  | Active |  | 99:99:99:99:99:99 |  | Alarm | PAAR:00-PVAR | 11/02/2019 |  | COOPER AMBULATORY OFF-SITES |  |  | Triage Rm | WOT00000001278528 | MAUREEN OBRIEN | Repair | Closed | Kirk Lis | 08/08/2018 | 10/03/2018 | Reading all patients really high | TESTED UNIT REPEATEDLY. COULD NOT DUPLICATE ISSUE. PERFORMED OVP. INFORMED STAFF OF FINDINGS. | EXP1117065 | Labor | 08/14/2018 | 08/14/2018 | Kirk Lis
|  | GE HEALTHCARE | CARESCAPE DINAMAP V100 | MONITOR, VITAL SIGNS | SDT10380216SA | VOORHEES SURGERY CENTER-RADIATION/ONC | 900 Centennial Blvd | Suite D |  | 09/24/2010 |  | 9/24/17 |  |  | NO | YES |  |  |  |  | GE MEDICAL SYSTEMS 10356832 SDT10380216SA |  |  | Active |  | 99:99:99:99:99:99 |  | Alarm | PAAR:00-PVAR | 11/02/2019 |  | COOPER AMBULATORY OFF-SITES |  |  | NURSES STATION | 0011343417 | COLLEEN TEGELER | Repair | Closed | Charles Santomero | 03/14/2017 | 03/15/2017 | VITALS - NEEDS TO BE CHECKED, RECALIBRATED - RADIATION ONCOLOGY STE D | 3/15/2017 3:47:15 PM KALIS (KALIS 3/15/2017 12:00 AM) PERFORMED OVP. UNIT OK CONFERRED WITH MA ON PROBLEMS SHE WAS SEEING. UNIT HAD OLD PA STICKER ON UNIT. REMOVED STICKER AND EXPLAIN NEW PA PROTOCAL | 73F19275-7408-49D8-A65B-47405D2970B4 | Labor | 03/15/2017 | 03/15/2017 | Kirk Lis
|  | GE HEALTHCARE | CARESCAPE DINAMAP V100 | MONITOR, VITAL SIGNS | SDT08240168SP | VOORHEES SURGERY CENTER-RADIATION/ONC | 900 Centennial Blvd | Suite D |  | 07/22/2008 |  | 7/22/15 |  |  | NO | YES |  |  |  |  | GE MEDICAL SYSTEMS 10356829 SDT08240168SP |  |  | Active |  | 99:99:99:99:99:99 |  | Alarm | PAAR:00-PVAR | 11/02/2019 |  | COOPER AMBULATORY OFF-SITES |  |  | NURSES STATION | 0012181814 | COLLEEN TEGELER | Repair | Closed | Charles Santomero | 09/21/2017 | 10/25/2017 | BP MACHINE - WILL CHARGE BUT WONT TURN ON - RAD, ONCOLOGY, NURSES STATION | 9/22/2017 4:05:40 PM CTSANTOMERO (CTSANTOMERO 9/21/2017 12:00 AM) ARRANGED TO GO TO THIS SITE NEXT WEEK. 10/4/2017 1:59:06 PM CTSANTOMERO (CTSANTOMERO 10/4/2017 12:00 AM) THEY ARE ABLE TO USE THE VITAL SIGNS MONITOR WHEN PLUGGED INTO OUTLET, BUT NOT ON BATTERY. ORDERED NEW BATTERY. 10/25/2017 10:54:24 AM CTSANTOMERO (CTSANTOMERO 10/10/2017 8:00 AM) INSTALLED REPLACEMENT BATTERY. VERIFIED BATTERY OPERATION AND CHARGING WERE WORKING PROPERLY. OVP, RTS. (CTSANTOMERO 10/25/2017 8:00 AM) TRAVEL TIME | B624B0A6-97E1-40D6-AD72-A8584FE186EC | Labor | 10/10/2017 | 10/10/2017 | Charles Santomero
|  | GE HEALTHCARE | CARESCAPE DINAMAP V100 | MONITOR, VITAL SIGNS | SH613220147SA | 3 COOPER-EARLY INTERVENTION PROGRAM | 3 Cooper |  |  | 06/04/2013 |  | 6/4/20 |  |  | NO | YES |  |  |  |  | GE MEDICAL SYSTEMS 10346769 SH613220147SA |  |  | Active |  | 99:99:99:99:99:99 |  | Alarm | PAAR:00-PVAR | 11/02/2019 |  | COOPER AMBULATORY OFF-SITES |  |  | SUITE 513 - MOVES | 0011661248 | Sue Cooper | Repair | Closed | Stephen Zubrzycki | 05/24/2017 | 05/31/2017 | BP MACHINE- CUFF DOES NOT PUMP UP, WONT TURN ON, SEE NOTES - SUITE 1517 | 5/31/2017 11:05:10 AM SJZUBRZYCKI (SJZUBRZYCKI 5/31/2017 12:00 AM) DISASSEMBLED UNIT AND ANALYZED. LEAD TO PUMP BROKE. REPAIRED UNIT AND VPO | 8D5B34B9-1F41-45C3-91BE-D44C581D0346 | Labor | 05/31/2017 | 05/31/2017 | Stephen Zubrzycki
|  | GE HEALTHCARE | CARESCAPE DINAMAP V100 | MONITOR, VITAL SIGNS | SH614170086SA | 3 COOPER-PEDIATRICS | 3 Cooper |  |  | 08/04/2014 |  | 8/4/21 |  |  | NO | YES |  |  |  |  | GE MEDICAL SYSTEMS 10345705 SH614170086SA |  |  | Active |  | 99:99:99:99:99:99 |  | Alarm | PAAR:00-PVAR | 11/01/2019 |  | COOPER AMBULATORY OFF-SITES |  |  | Suite 200 - Exam 25 |  | MAUREEN OBRIEN
|  | GE HEALTHCARE | CARESCAPE DINAMAP V100 | MONITOR, VITAL SIGNS | SDT10120231SP | 3 COOPER-PEDIATRICS | 3 Cooper |  |  | 03/26/2010 |  | 3/26/17 |  |  | NO | YES |  |  |  |  | GE MEDICAL SYSTEMS 10345700 SDT10120231SP |  |  | Active |  | 99:99:99:99:99:99 |  | Alarm | PAAR:00-PVAR | 11/01/2019 |  | COOPER AMBULATORY OFF-SITES |  |  | Suite 200 - Exam 27 |  | MAUREEN OBRIEN
|  | GE HEALTHCARE | DINAMAP CARESCAPE V100 | MONITOR, VITAL SIGNS | SH613250463SA | 3 COOPER-MULTISPECIALTY CENTER | 3 Cooper |  |  | 11/02/2019 |  | 11/2/26 |  |  | NO | YES |  |  |  |  | GE MEDICAL SYSTEMS 11187699 SH613250463SA |  |  | Active |  | 99:99:99:99:99:99 |  | Alarm | PAAR:00-PVAR | 11/02/2019 | 11/02/2019 | COOPER AMBULATORY OFF-SITES |  |  | Suite 104 - Moves |  | MARGIE OUTLER |  |  |  | 11/02/2019 | 11/02/2019 |  |  |  |  | 11/02/2019 | 11/02/2019
|  | GE HEALTHCARE | DINAMAP CARESCAPE V100 | MONITOR, VITAL SIGNS | SH613250173SA |  | 3 Cooper | [7 empty] | NO | YES
|  | GE HEALTHCARE | DINAMAP PRO 100 | MONITOR, VITAL SIGNS | 000M2419002MD |  | 3 Executive | [7 empty] | YES | YES
|  | GE HEALTHCARE | DINAMAP PRO 100 | MONITOR, VITAL SIGNS | STD082802265P | 3 COOPER - PAIN MANAGEMENT | 3 Cooper |  |  | 10/31/2019 |  | 10/31/26 |  |  | NO | YES |  |  |  |  | GE MEDICAL SYSTEMS 30149587 STD082802265P |  |  | Active |  | 99:99:99:99:99:99 |  | Alarm | PAAR:00-PVAR | 10/31/2019 | 10/31/2019 | COOPER AMBULATORY OFF-SITES |  |  | SUITE 314 - MOVES |  | SHARON CHRISTOPHER |  |  |  | 10/31/2019 | 10/31/2019 |  |  |  |  | 10/31/2019 | 10/31/2019
|  | GE HEALTHCARE | DINAMAP PRO 100 | MONITOR, VITAL SIGNS | SH613220144SA | 3 COOPER-EARLY INTERVENTION PROGRAM | 3 Cooper |  |  | 04/22/2013 |  | 4/22/20 |  |  | NO | YES |  |  |  |  | GE MEDICAL SYSTEMS 10346779 SH613220144SA |  |  | Active |  | 99:99:99:99:99:99 |  | Alarm | PAAR:00-PVAR | 11/02/2019 |  | COOPER AMBULATORY OFF-SITES |  |  | SUITE 513 - MOVES |  | Sue Cooper
|  | GE HEALTHCARE | DINAMAP PRO 400 | MONITOR, VITAL SIGNS | 022M2749004 |  | Kelemen | [7 empty] | NO | YES
|  | GE HEALTHCARE | DINAMAP PRO 400 V2 | MONITOR, VITAL SIGNS | AAX043901595A | 1101 KINGS HIGHWAY | 1101 N Kings Hwy |  |  | 11/22/2004 |  | 11/22/11 |  |  | NO | YES |  |  |  |  | GE MEDICAL SYSTEMS 10366094 AAX043901595A |  |  | Active |  | 99:99:99:99:99:99 |  | Alarm | PAAR:00-PVAR | 11/02/2019 |  | COOPER AMBULATORY OFF-SITES |  |  | 1101 Kings Hwy - Billing Office |  | STEVE LOWE
|  | GE HEALTHCARE | DINAMAP PRO 400 V2 | MONITOR, VITAL SIGNS | AAX043100385A | VOORHEES ORTHOPEDICS | 901 Centennial Blvd | Building 2 |  | 05/05/2005 |  | 5/5/12 |  |  | NO | YES |  |  |  |  | GE MEDICAL SYSTEMS 10356914 AAX043100385A |  |  | Active |  | 99:99:99:99:99:99 |  | Alarm | PAAR:00-PVAR | 11/02/2019 |  | COOPER AMBULATORY OFF-SITES |  |  | ORTHO RM 1022 DIRECTOR |  | CAROL STRANTON
|  | GE HEALTHCARE | DINAMAP PRO 400 V2 | MONITOR, VITAL SIGNS | AAXO4310062SA | VOORHEES INTERNAL MEDICINE | 901 Centennial Blvd | Building 2 |  | 07/18/2005 |  | 7/18/12 |  |  | NO | YES |  |  |  |  | GE MEDICAL SYSTEMS 10346097 AAXO4310062SA |  |  | Active |  | 99:99:99:99:99:99 |  | Alarm | PAAR:00-PVAR | 11/02/2019 |  | COOPER AMBULATORY OFF-SITES |  |  | 900 Centennial Suite 202 | WOT00000000547150 | JENNY BETLER | Service Request | Closed | Kirk Lis | 02/14/2018 | 05/18/2018 | new blood pressure machine - safety check and tag | .:: Acknowledged ::. Technician: Kirk Lis Timestamp: 2018-02-14 14:43:53 inventoried existing nibp equipment | EXP0136262 | Labor | 02/14/2018 | 02/14/2018 | Kirk Lis
|  | GE HEALTHCARE | DINAMAP PROCARE 400 | MONITOR, VITAL SIGNS | AAW07100179SA |  | Pavilion |  |  | 03/28/2007 |  | 3/28/14 |  |  | NO | YES |  |  |  |  | GE MEDICAL SYSTEMS 10368110 AAW07100179SA |  |  | Active |  | 99:99:99:99:99:99 |  | Alarm | PAAR:00-PVAR | 11/02/2019 |  | COOPER UNIVERSITY HOSPITAL |  |  | KELEMEN-3RD | 0011150786 | Lisa Geoghegan | Repair | Closed | Michael Youch | 01/31/2017 | 01/31/2017 | DINA MAP - GIVING CODE "E23" HAS LEAK IN HOSE - KELEMEN-3RD NURSES STATION | 1/31/2017 10:15:02 AM SXBOMBARA (SXBOMBARA 1/31/2017 12:00 AM) REPLACED QUICK CONNECT. TESTED AND PASSED FULL FUNCTIONAL CHECK. | 5B8BE475-72B8-427C-83D3-811AA037E8FB | Parts | 01/01/1900 | 01/01/1900 | Salvatore Bombara
|  | GE HEALTHCARE | DINAMAP PROCARE 400 | MONITOR, VITAL SIGNS | AAW07090311SA |  | Pavilion |  |  | 03/28/2007 |  | 3/28/14 |  |  | NO | YES |  |  |  |  | GE MEDICAL SYSTEMS 10366644 AAW07090311SA |  |  | Active |  | 99:99:99:99:99:99 |  | Alarm | PAAR:00-PVAR | 11/02/2019 |  | COOPER UNIVERSITY HOSPITAL |  |  | K5 | 0011198561 | Lisa Geoghegan | Repair | Closed | Michael Youch | 02/13/2017 | 02/13/2017 | VITAL SIGN MACHINE - BLOOD PRESSURE CABLE IS CRACKED & NOT WORKING - KELEMEN 3RD FLOOR SURGICAL CARE UNIT | 2/13/2017 2:12:21 PM MDYOUCH (ZXKISELEV 2/13/2017 8:00 AM) REPAIRED BP HOSE CONNECTOR, VERIFIED, RTS | 37186BCF-97C5-46B0-A989-11097CAAA6D7 | Labor | 02/13/2017 | 02/13/2017 | Zhan Kiselev
|  | GE HEALTHCARE | DINAMAP PROCARE 400 | MONITOR, VITAL SIGNS | AAW07490274SA |  | 1900 Mount Holly Rd |  |  | 01/31/2008 |  | 1/31/15 |  |  | NO | YES |  |  |  |  | GE MEDICAL SYSTEMS 10366001 AAW07490274SA |  |  | Active |  | 99:99:99:99:99:99 | [5 empty] | COOPER AMBULATORY OFF-SITES |  |  | NURSES STATION
|  | GE HEALTHCARE | DINAMAP PROCARE 400 | MONITOR, VITAL SIGNS | AAW07070253SA | VOORHEES PEDIATRICS | 6400 Main St |  |  | 10/31/2019 |  | 10/31/26 |  |  | NO | YES |  |  |  |  | GE MEDICAL SYSTEMS 30143263 AAW07070253SA |  |  | Active |  | 99:99:99:99:99:99 |  | Alarm | PAAR:00-PVAR | 10/31/2019 | 10/31/2019 | COOPER AMBULATORY OFF-SITES |  |  | N9 |  | MAUREEN OBRIEN |  |  |  | 10/31/2019 | 10/31/2019 |  |  |  |  | 10/31/2019 | 10/31/2019
|  | GE HEALTHCARE | DINAMAP PROCARE 400 | MONITOR, VITAL SIGNS | 2019205-001 |  | 401 Haddon Ave | [7 empty] | NO | YES | Serial Number 2019205-001
|  | GE HEALTHCARE | DINAMAP PROCARE 400 | MONITOR, VITAL SIGNS | AAW07060143SA | 401 KINGS HIGHWAY - ORTHOPEDICS | 401 Kings Hwy South |  |  | 03/28/2007 |  | 3/28/14 |  |  | NO | YES |  |  |  |  | GE MEDICAL SYSTEMS 10346109 AAW07060143SA |  |  | Active |  | 99:99:99:99:99:99 |  | Alarm | PAAR:00-PVAR | 11/02/2019 |  | COOPER AMBULATORY OFF-SITES |  |  | EQUIPMENT ROOM |  | HELEN BOYLE
|  | GE HEALTHCARE | DINAMAP PROCARE 400 | MONITOR, VITAL SIGNS | AAW07060010SA | 3 COOPER-PEDIATRICS | 3 Cooper |  |  | 03/08/2007 |  | 3/8/14 |  |  | NO | YES |  |  |  |  | GE MEDICAL SYSTEMS 10345639 AAW07060010SA |  |  | Active |  | 99:99:99:99:99:99 |  | Alarm | PAAR:00-PVAR | 11/01/2019 |  | COOPER AMBULATORY OFF-SITES |  |  | Suite 200 - Exam 1 | WOT00000001735456 | MAUREEN OBRIEN | Repair | Closed | Stephen Zubrzycki | 11/23/2018 | 05/01/2019 | Pulse Ox- Clip needs to be looked at, see notes | Analyzed unit. They had BP units that need the cuffs ends adapted and they needed the Reusable pulse-ox probe part number. Gave them the Medline part number and put in a request for it to be added to the Lawson portal | EXP1784653 | Labor | 11/26/2018 | 11/26/2018 | Stephen Zubrzycki
|  | GE HEALTHCARE | DINAMAP PROCARE 400 | MONITOR, VITAL SIGNS | AAW07060277SA | VOORHEES PEDIATRICS | 6400 Main St |  |  | 03/09/2007 |  | 3/9/14 |  |  | NO | YES |  |  |  |  | GE MEDICAL SYSTEMS 10345342 AAW07060277SA |  |  | Active |  | 99:99:99:99:99:99 |  | Alarm | PAAR:00-PVAR | 11/02/2019 |  | COOPER AMBULATORY OFF-SITES |  |  | B6 |  | MAUREEN OBRIEN
|  | GE HEALTHCARE | DINAMAP PROCARE 420 | MONITOR, VITAL SIGNS | AAW05260166SA | 6017 MAIN ST-PLASTICS | 6200 Main St |  |  | 11/02/2019 |  | 11/2/26 |  |  | NO | YES |  |  |  |  | GE MEDICAL SYSTEMS 30071409 AAW05260166SA |  |  | Active |  | 99:99:99:99:99:99 |  | Alarm | PAAR:00-PVAR | 11/02/2019 | 11/02/2019 | COOPER AMBULATORY OFF-SITES |  |  | ORAL SIDE RECOVERY | WOT00000000685535 | ANNE MAIER | Repair | Closed | Kirk Lis | 11/02/2019 | 11/02/2019 | not turning on | ANALYZED UNIT CONFIRMED ISSUE BATTERY NEEDS TO BE REPLACED REPLACED BATTERY AND PERFORMED OVP | EXP0375140 | Labor | 11/02/2019 | 11/02/2019 | Kirk Lis
|  | GE HEALTHCARE | DINAMAP PROCARE 420 | MONITOR, VITAL SIGNS | AAW05260260SA | 6017 MAIN ST-PLASTICS | 6200 Main St |  |  | 11/02/2019 |  | 11/2/26 |  |  | NO | YES |  |  |  |  | GE MEDICAL SYSTEMS 30071410 AAW05260260SA |  |  | Active |  | 99:99:99:99:99:99 |  | Alarm | PAAR:00-PVAR | 11/02/2019 | 11/02/2019 | COOPER AMBULATORY OFF-SITES |  |  | ORAL SIDE RECOVERY |  | ANNE MAIER |  |  |  | 11/02/2019 | 11/02/2019 |  |  |  |  | 11/02/2019 | 11/02/2019
|  | GE HEALTHCARE | DINAMAP PROCARE 420 | MONITOR, VITAL SIGNS | AAW05260263SA | BUNKER HILL-ORAL SURGERY | 2 Plaza Dr |  |  | 08/10/2005 |  | 8/10/12 |  |  | NO | YES |  |  |  |  | GE MEDICAL SYSTEMS 10366951 AAW05260263SA |  |  | Active |  | 99:99:99:99:99:99 |  | Alarm | PAAR:00-PVAR | 11/02/2019 |  | COOPER AMBULATORY OFF-SITES |  |  | BH DENTAL |  | BARBARA DIPINTO
|  | OMRON HEALTHCARE, INC. | HEM-907XL | MONITOR, VITAL SIGNS | 4700006A | WILLINGBORO COOPER UNIVERSITY PHYSICIANS | 1900 Mount Holly Rd |  |  | 01/01/1900 |  |  |  |  | NO | YES |  |  |  |  | OMRON HEALTHCARE, INC. 10367152 4700006A |  |  | Active |  | 99:99:99:99:99:99 |  | Alarm | PAAR:00-PVAR | 11/02/2019 |  | COOPER AMBULATORY OFF-SITES |  |  | INT MED DR OFFICE RM 169 | 0012381889 | PATTY LEWIS | Repair | Closed | Kirk Lis | 11/03/2017 | 11/15/2017 | VITALS - ERROR CODES - TMX | 11/3/2017 4:23:14 PM KALIS (KALIS 11/3/2017 12:00 AM) TRAVEL TIME 11/3/2017 4:25:43 PM KALIS (KALIS 11/3/2017 12:00 AM) ANALYZED UNIT. UNIT NEEDS TO HAVE BATTERY REPLACED 11/6/2017 10:27:52 AM KALIS (KALIS 11/6/2017 12:00 AM) RESEACHED PART NUMBER AND SEARCHED PARTS STOCK. INSTALLED BATTERY 11/15/2017 8:50:22 AM KALIS (KALIS 11/14/2017 12:00 AM) TRAVEL TIME (KALIS 11/14/2017 12:00 AM) INSTALLED NEW BATTERY AND PERFORMED OVP | 01437F82-D418-47FC-B4EB-A540596EF981 | Labor | 11/14/2017 | 11/14/2017 | Kirk Lis
|  | OMRON HEALTHCARE, INC. | HEM-907XL | MONITOR, VITAL SIGNS | 20161100262AF | 3 COOPER - MEDICINE DEPARTMENT | 3 Cooper |  |  | 10/31/2019 |  | 10/31/26 |  |  | NO | YES |  |  |  |  | OMRON HEALTHCARE, INC. 30225072 20161100262AF |  |  | Active |  | 99:99:99:99:99:99 |  | Alarm | PAAR:00-PVAR | 10/31/2019 | 10/31/2019 | COOPER AMBULATORY OFF-SITES |  |  | Suite 215 - Moves | 0011609286 | NANCY LOUIS | Performance Verification | Closed | Bonnie Aichroth | 10/31/2019 | 10/31/2019 | INCOMING INVENTORY | DEVICE INVENTORIED | FF3BCBB2-24D9-424A-A715-2ADE180FF2D0 | Labor | 10/31/2019 | 10/31/2019 | Bonnie Aichroth
|  | PHILIPS MEDICAL SYSTEMS | SURESIGNS VS2 | MONITOR, VITAL SIGNS | us00601590 |  | 900 Centennial Blvd | Suite E | [6 empty] | YES | YES
|  | PHILIPS MEDICAL SYSTEMS | SURESIGNS VS2 | MONITOR, VITAL SIGNS | US90300273 | EMERGENCY ROOM | Kelemen |  |  | 11/02/2019 |  | 11/2/26 |  |  | NO | YES |  |  |  |  | PHILIPS MEDICAL SYSTEMS 11222212 US90300273 |  |  | Active |  | 00:09:FB:10:AA:14 |  | Alarm | PAAR:00-PVAR | 11/02/2019 | 11/02/2019 | COOPER UNIVERSITY HOSPITAL |  |  | EMERGENCY DEPARTMENT |  | KAREN GRUBER |  |  |  | 11/02/2019 | 11/02/2019 |  |  |  |  | 11/02/2019 | 11/02/2019
|  | PHILIPS MEDICAL SYSTEMS | SURESIGNS VS2 | MONITOR, VITAL SIGNS | US90300547 | EMERGENCY ROOM | Kelemen |  |  | 11/02/2019 |  | 11/2/26 |  |  | NO | YES |  |  |  |  | PHILIPS MEDICAL SYSTEMS 11222189 US90300547 |  |  | Active | 10368149, 11239376 | 00:09:FB:10:AF:7B |  | Alarm | PAAR:00-PVAR | 11/02/2019 | 11/02/2019 | COOPER UNIVERSITY HOSPITAL |  |  | EMERGENCY DEPARTMENT |  | KAREN GRUBER |  |  |  | 11/02/2019 | 11/02/2019 |  |  |  |  | 11/02/2019 | 11/02/2019
|  | PHILIPS MEDICAL SYSTEMS | SURESIGNS VS2 | MONITOR, VITAL SIGNS | US00601802 |  | 900 Centennial Blvd | Suite M | [6 empty] | YES | YES
|  | PHILIPS MEDICAL SYSTEMS | SURESIGNS VS2 | MONITOR, VITAL SIGNS | Us00601603 |  | 900 Centinial Rd | Suite M | [6 empty] | NO | YES
|  | PHILIPS MEDICAL SYSTEMS | SURESIGNS VS2 | MONITOR, VITAL SIGNS | US00601588 | 3 COOPER - PAIN MANAGEMENT | 3 Cooper |  |  | 04/30/2012 |  | 4/30/19 |  |  | NO | YES |  |  |  |  | PHILIPS MEDICAL SYSTEMS 10346877 US00601588 |  |  | Active |  | 00:09:FB:11:05:AE |  | Alarm | PAAR:00-PVAR | 11/02/2019 |  | COOPER AMBULATORY OFF-SITES |  |  | Suite 314 - Moves |  | SHARON CHRISTOPHER
|  | PHILIPS MEDICAL SYSTEMS | SURESIGNS VS2 PLUS | MONITOR, VITAL SIGNS | CN42720585 | 3 COOPER-PSYCHIATRY | 3 Cooper |  |  | 10/31/2019 |  | 10/31/26 |  |  | NO | YES |  |  |  |  | PHILIPS MEDICAL SYSTEMS 30126220 CN42720585 |  |  | Active |  | 00:09:FB:14:18:7A |  | Alarm | PAAR:00-PVAR | 10/31/2019 | 10/31/2019 | COOPER AMBULATORY OFF-SITES |  |  | Suite 307 - Triage Room |  | Andrea Junaid |  |  |  | 10/31/2019 | 10/31/2019 |  |  |  |  | 10/31/2019 | 10/31/2019
|  | PHILIPS MEDICAL SYSTEMS | SURESIGNS VS2 PLUS | MONITOR, VITAL SIGNS | CN42724422 | KELEMEN 9 | Kelemen |  |  | 10/31/2019 |  | 10/31/26 |  |  | NO | YES |  |  |  |  | PHILIPS MEDICAL SYSTEMS 11239481 CN42724422 |  |  | Active |  | 00:17:23:AF:BB:51 |  | Alarm | PAAR:00-PVAR | 10/31/2019 | 10/31/2019 | COOPER UNIVERSITY HOSPITAL |  |  | kelemen s9 |  | LAURA ZIMMERMAN |  |  |  | 10/31/2019 | 10/31/2019 |  |  |  |  | 10/31/2019 | 10/31/2019
|  | PHILIPS MEDICAL SYSTEMS | SURESIGNS VS2 PLUS | MONITOR, VITAL SIGNS | CN42737657 | PSYCHIATRIC UNIT | Kelemen |  |  | 10/31/2019 |  | 10/31/26 |  |  | NO | YES |  |  |  |  | PHILIPS MEDICAL SYSTEMS 11239430 CN42737657 |  |  | Active |  | 00:09:FB:15:7E:D8 |  | Alarm | PAAR:00-PVAR | 10/31/2019 | 10/31/2019 | COOPER UNIVERSITY HOSPITAL |  |  | Kel 5th Floor Pysch | WOT00000002266110 | CATHERINE MELINIOTIS | Performance Verification | Closed | Salvatore Bombara | 10/31/2019 | 10/31/2019 | CEID Record Completion for PHILIPS MEDICAL SYSTEMS 11239430 CN42737657 | PV complete | EXP3002637 | Labor | 10/31/2019 | 10/31/2019 | Salvatore Bombara
|  | PHILIPS MEDICAL SYSTEMS | SURESIGNS VS2 PLUS | MONITOR, VITAL SIGNS | Cn21212303 |  | Kelemen | [7 empty] | NO | YES
|  | PHILIPS MEDICAL SYSTEMS | SURESIGNS VS2 PLUS | MONITOR, VITAL SIGNS | CN42736805 |  | Kelemen | [7 empty] | YES | YES
|  | PHILIPS MEDICAL SYSTEMS | SURESIGNS VS2 PLUS | MONITOR, VITAL SIGNS | CN42733813 |  | Kelemen | [7 empty] | NO | YES
|  | PHILIPS MEDICAL SYSTEMS | SURESIGNS VS2 PLUS | MONITOR, VITAL SIGNS | CN21203244 | EMERGENCY ROOM | Kelemen |  |  | 11/01/2019 |  | 11/1/26 |  |  | NO | YES |  |  |  |  | PHILIPS MEDICAL SYSTEMS 11222205 CN21203244 |  |  | Active |  | 00:09:FB:12:AF:81 |  | Alarm | PAAR:00-PVAR | 11/01/2019 | 11/01/2019 | COOPER UNIVERSITY HOSPITAL |  |  | ER | 0011605190 | KAREN GRUBER | Repair | Closed | Zhan Kiselev | 11/01/2019 | 11/01/2019 | VITALS - PULSE OX / CABLES NEED REPLACED - ER HADDON TRIAGE | 5/2/2017 5:34:26 PM ZXKISELEV (ZXKISELEV 5/2/2017 12:00 AM) SPD WILL PROVIDE SENSOR | C4A28182-AAC0-463C-8A03-1EFEE4D0DCC5 | Labor | 11/01/2019 | 11/01/2019 | Zhan Kiselev
|  | PHILIPS MEDICAL SYSTEMS | SURESIGNS VS2 PLUS | MONITOR, VITAL SIGNS | CN21203246 | EMERGENCY ROOM | Kelemen |  |  | 11/02/2019 |  | 11/2/26 |  |  | NO | YES |  |  |  |  | PHILIPS MEDICAL SYSTEMS 11222198 CN21203246 |  |  | Active |  | 00:09:FB:12:B1:C6 |  | Alarm | PAAR:00-PVAR | 11/02/2019 | 11/02/2019 | COOPER UNIVERSITY HOSPITAL |  |  | EMERGENCY DEPARTMENT | 0011605203 | KAREN GRUBER | Repair | Closed | Zhan Kiselev | 11/02/2019 | 11/02/2019 | VITALS - PULSE OX / CABLES NEED REPLACED - ER HADDON TRIAGE | 5/2/2017 5:32:27 PM ZXKISELEV (ZXKISELEV 5/2/2017 12:00 AM) SPD WILL PROVIDE SENSOR | 2D76B699-0AD3-4C20-871F-12AB1B9435F6 | Labor | 11/02/2019 | 11/02/2019 | Zhan Kiselev
|  | PHILIPS MEDICAL SYSTEMS | SURESIGNS VS2 PLUS | MONITOR, VITAL SIGNS | CN42724393 | EMERGENCY ROOM | Kelemen |  |  | 10/31/2019 |  | 10/31/26 |  |  | NO | YES |  |  |  |  | PHILIPS MEDICAL SYSTEMS 11222188 CN42724393 |  |  | Active |  | 00:09:FB:14:5B:CE |  | Alarm | PAAR:00-PVAR | 10/31/2019 | 10/31/2019 | COOPER UNIVERSITY HOSPITAL |  |  |  |  | KAREN GRUBER |  |  |  | 10/31/2019 | 10/31/2019 |  |  |  |  | 10/31/2019 | 10/31/2019
|  | PHILIPS MEDICAL SYSTEMS | SURESIGNS VS2 PLUS | MONITOR, VITAL SIGNS | CN42733493 |  | Kelemen | [7 empty] | NO | YES
|  | PHILIPS MEDICAL SYSTEMS | SURESIGNS VS2 PLUS | MONITOR, VITAL SIGNS | CN21203249 | GYNECOLOGY / DIABETES TREATMENT | Kelemen |  |  | 11/01/2019 |  | 11/1/26 |  |  | NO | YES |  |  |  |  | PHILIPS MEDICAL SYSTEMS 11222152 CN21203249 |  |  | Active |  | 00:17:23:A3:0B:F9 |  | Alarm | PAAR:00-PVAR | 11/01/2019 | 11/01/2019 | COOPER UNIVERSITY HOSPITAL |  |  | S9 GYN |  | LAUSA ZIMMERMAN |  |  |  | 11/01/2019 | 11/01/2019 |  |  |  |  | 11/01/2019 | 11/01/2019
|  | PHILIPS MEDICAL SYSTEMS | SURESIGNS VS2 PLUS | MONITOR, VITAL SIGNS | Cn42733497 |  | Kelemen | [7 empty] | NO | YES
|  | PHILIPS MEDICAL SYSTEMS | SURESIGNS VS2 PLUS | MONITOR, VITAL SIGNS | Cn42733810 | EMERGENCY ROOM | Kelemen |  |  | 10/31/2019 |  | 10/31/26 |  |  | NO | YES |  |  |  |  | PHILIPS MEDICAL SYSTEMS 11222114 Cn42733810 |  |  | Active |  | 00:09:FB:15:4B:25 |  | Alarm | PAAR:00-PVAR | 10/31/2019 | 10/31/2019 | COOPER UNIVERSITY HOSPITAL |  |  | Performance Verification | WOT00000001047646 | KAREN GRUBER | Performance Verification | Closed | Richard Jolly | 10/31/2019 | 10/31/2019 | Performance Verification for PHILIPS MEDICAL SYSTEMS 11222114 Cn42733810 | Initial Install of Performance Verification. Device is ready for patient use. |  |  | 10/31/2019 | 10/31/2019
|  | PHILIPS MEDICAL SYSTEMS | SURESIGNS VS2 PLUS | MONITOR, VITAL SIGNS | CN42733811 |  | Kelemen | [7 empty] | NO | YES
|  | PHILIPS MEDICAL SYSTEMS | SURESIGNS VS2 PLUS | MONITOR, VITAL SIGNS | CN42733812 |  | Kelemen | [7 empty] | NO | YES
|  | PHILIPS MEDICAL SYSTEMS | SURESIGNS VS2 PLUS | MONITOR, VITAL SIGNS | Cn42733494 | EMERGENCY ROOM | Kelemen |  |  | 10/31/2019 |  | 10/31/26 |  |  | NO | YES |  |  |  |  | PHILIPS MEDICAL SYSTEMS 11222032 Cn42733494 |  |  | Active |  | 00:09:FB:15:49:B6 |  | Alarm | PAAR:00-PVAR | 10/31/2019 | 10/31/2019 | COOPER UNIVERSITY HOSPITAL |  |  | Performance Verification | WOT00000000824338 | KAREN GRUBER | Performance Verification | Closed | Richard Jolly | 10/31/2019 | 10/31/2019 | Performance Verification for PHILIPS MEDICAL SYSTEMS 11222032 Cn42733494 | Initial Install of Performance Verification. Device is ready for patient use. |  |  | 10/31/2019 | 10/31/2019
|  | PHILIPS MEDICAL SYSTEMS | SURESIGNS VS2 PLUS | MONITOR, VITAL SIGNS | Cn42733495 | EMERGENCY ROOM | Kelemen |  |  | 10/31/2019 |  | 10/31/26 |  |  | NO | YES |  |  |  |  | PHILIPS MEDICAL SYSTEMS 11222033 Cn42733495 |  |  | Active |  | 00:09:FB:15:49:B5 |  | Alarm | PAAR:00-PVAR | 10/31/2019 | 10/31/2019 | COOPER UNIVERSITY HOSPITAL |  |  | Performance Verification | WOT00000000824316 | KAREN GRUBER | Performance Verification | Closed | Richard Jolly | 10/31/2019 | 10/31/2019 | Performance Verification for PHILIPS MEDICAL SYSTEMS 11222033 Cn42733495 | Initial Install of Performance Verification. Device is ready for patient use. |  |  | 10/31/2019 | 10/31/2019
|  | PHILIPS MEDICAL SYSTEMS | SURESIGNS VS2 PLUS | MONITOR, VITAL SIGNS | CN21212306 | KELEMEN 8 PCU | Kelemen |  |  | 11/02/2019 |  | 11/2/26 |  |  | NO | YES |  |  |  |  | PHILIPS MEDICAL SYSTEMS 11222022 CN21212306 |  |  | Active |  | 00:09:FB:13:62:90 |  | Alarm | PAAR:00-PVAR | 11/02/2019 | 11/02/2019 | COOPER UNIVERSITY HOSPITAL |  |  | SOUTH 9 | WOT00000000523133 | BYRON WELLS | Disposition | Closed | Michael Youch | 11/02/2019 | 11/02/2019 | Bulk Disposition CNL |  |  |  | 11/02/2019 | 11/02/2019
|  | PHILIPS MEDICAL SYSTEMS | SURESIGNS VS2 PLUS | MONITOR, VITAL SIGNS | CN42736484 | COOPER CANCER CENTER-MULTIDISCIPLINARY CLINIC | Kelemen |  |  | 10/31/2019 |  | 10/31/26 |  |  | NO | YES |  |  |  |  | PHILIPS MEDICAL SYSTEMS 11221793 CN42736484 |  |  | Active |  | 00:09:FB:15:7E:CB |  | Alarm | PAAR:00-PVAR | 10/31/2019 | 10/31/2019 | COOPER AMBULATORY OFF-SITES |  |  | New Side | WOT00000001804904 | ROXANNE BERGER | Performance Verification | Closed | Josh Harris | 10/31/2019 | 10/31/2019 | CEID Record Completion for PHILIPS MEDICAL SYSTEMS 11221793 42736484 | Inventoried new VS2+. | EXP1840290 | Labor | 10/31/2019 | 10/31/2019 | Josh Harris
|  | PHILIPS MEDICAL SYSTEMS | SURESIGNS VS2 PLUS | MONITOR, VITAL SIGNS | cn42736471 | COOPER CANCER CENTER-MULTIDISCIPLINARY CLINIC | Kelemen |  |  | 10/31/2019 |  | 10/31/26 |  |  | NO | YES |  |  |  |  | PHILIPS MEDICAL SYSTEMS 11221791 cn42736471 |  |  | Active |  | 00:09:FB:15:7E:C9 |  | Alarm | PAAR:00-PVAR | 10/31/2019 | 10/31/2019 | COOPER AMBULATORY OFF-SITES |  |  | New Side | WOT00000001804899 | ROXANNE BERGER | Performance Verification | Closed | Josh Harris | 10/31/2019 | 10/31/2019 | Performance Verification for PHILIPS MEDICAL SYSTEMS 11221791 cn42736471 | Initial Install of Performance Verification. Device is ready for patient use. |  |  | 10/31/2019 | 10/31/2019
|  | PHILIPS MEDICAL SYSTEMS | SURESIGNS VS2 PLUS | MONITOR, VITAL SIGNS | cn42736473 | COOPER CANCER CENTER-MULTIDISCIPLINARY CLINIC | Kelemen |  |  | 10/31/2019 |  | 10/31/26 |  |  | NO | YES |  |  |  |  | PHILIPS MEDICAL SYSTEMS 11221792 cn42736473 |  |  | Active |  | 00:09:FB:15:6B:C8 |  | Alarm | PAAR:00-PVAR | 10/31/2019 | 10/31/2019 | COOPER AMBULATORY OFF-SITES |  |  | New Side | WOT00000001804901 | ROXANNE BERGER | Performance Verification | Closed | Josh Harris | 10/31/2019 | 10/31/2019 | Performance Verification for PHILIPS MEDICAL SYSTEMS 11221792 cn42736473 | Initial Install of Performance Verification. Device is ready for patient use. |  |  | 10/31/2019 | 10/31/2019
|  | PHILIPS MEDICAL SYSTEMS | SURESIGNS VS2 PLUS | MONITOR, VITAL SIGNS | cn42736480 | COOPER CANCER CENTER-MULTIDISCIPLINARY CLINIC | MD Anderson Cancer Center |  |  | 10/31/2019 |  | 10/31/26 |  |  | NO | YES |  |  |  |  | PHILIPS MEDICAL SYSTEMS 11221789 cn42736480 |  |  | Active |  | 00:09:FB:15:7E:D1 |  | Alarm | PAAR:00-PVAR | 10/31/2019 | 10/31/2019 | COOPER AMBULATORY OFF-SITES |  |  | New Side | WOT00000001804895 | ROXANNE BERGER | Performance Verification | Closed | Josh Harris | 10/31/2019 | 10/31/2019 | Performance Verification for PHILIPS MEDICAL SYSTEMS 11221789 cn42736480 | Initial Install of Performance Verification. Device is ready for patient use. |  |  | 10/31/2019 | 10/31/2019
|  | PHILIPS MEDICAL SYSTEMS | SURESIGNS VS2 PLUS | MONITOR, VITAL SIGNS | cn42736472 | COOPER CANCER CENTER-MULTIDISCIPLINARY CLINIC | Kelemen |  |  | 10/31/2019 |  | 10/31/26 |  |  | NO | YES |  |  |  |  | PHILIPS MEDICAL SYSTEMS 11221790 cn42736472 |  |  | Active |  | 00:09:FB:15:6C:07 |  | Alarm | PAAR:00-PVAR | 10/31/2019 | 10/31/2019 | COOPER AMBULATORY OFF-SITES |  |  | New Side | WOT00000001804897 | ROXANNE BERGER | Performance Verification | Closed | Josh Harris | 10/31/2019 | 10/31/2019 | Performance Verification for PHILIPS MEDICAL SYSTEMS 11221790 cn42736472 | Initial Install of Performance Verification. Device is ready for patient use. |  |  | 10/31/2019 | 10/31/2019
|  | PHILIPS MEDICAL SYSTEMS | SURESIGNS VS2 PLUS | MONITOR, VITAL SIGNS | cn42736479 | COOPER CANCER CENTER-MULTIDISCIPLINARY CLINIC | Kelemen |  |  | 10/31/2019 |  | 10/31/26 |  |  | NO | YES |  |  |  |  | PHILIPS MEDICAL SYSTEMS 11221788 cn42736479 |  |  | Active |  | 00:09:FB:15:7E:D3 |  | Alarm | PAAR:00-PVAR | 10/31/2019 | 10/31/2019 | COOPER AMBULATORY OFF-SITES |  |  | New Side | WOT00000001804894 | ROXANNE BERGER | Performance Verification | Closed | Josh Harris | 10/31/2019 | 10/31/2019 | CEID Record Completion for PHILIPS MEDICAL SYSTEMS 11221788 cn42736479 | Inventoried new VS2+. | EXP1840296 | Labor | 10/31/2019 | 10/31/2019 | Josh Harris
|  | PHILIPS MEDICAL SYSTEMS | SURESIGNS VS2 PLUS | MONITOR, VITAL SIGNS | cn42736475 | 3 COOPER-WOMENS CARE CENTER | 3 Cooper |  |  | 10/31/2019 |  | 10/31/26 |  |  | NO | YES |  |  |  |  | PHILIPS MEDICAL SYSTEMS 11221784 cn42736475 |  |  | Active |  | 00:09:FB:15:7E:CD |  | Alarm | PAAR:00-PVAR | 10/31/2019 | 10/31/2019 | COOPER AMBULATORY OFF-SITES |  |  | Suite 300 - Moves | WOT00000001804886 | BONNIE MANNINO | Performance Verification | Closed | Josh Harris | 10/31/2019 | 10/31/2019 | CEID Record Completion for PHILIPS MEDICAL SYSTEMS 11221784 cn42736475 | Inventoried new VS2+. | EXP1840302 | Labor | 10/31/2019 | 10/31/2019 | Josh Harris
|  | PHILIPS MEDICAL SYSTEMS | SURESIGNS VS2 PLUS | MONITOR, VITAL SIGNS | cn42736477 | COOPER CANCER CENTER-MULTIDISCIPLINARY CLINIC | Kelemen |  |  | 10/31/2019 |  | 10/31/26 |  |  | NO | YES |  |  |  |  | PHILIPS MEDICAL SYSTEMS 11221785 cn42736477 |  |  | Active |  | 00:09:FB:15:7E:CA |  | Alarm | PAAR:00-PVAR | 10/31/2019 | 10/31/2019 | COOPER AMBULATORY OFF-SITES |  |  | New Side | WOT00000001804888 | ROXANNE BERGER | Performance Verification | Closed | Josh Harris | 10/31/2019 | 10/31/2019 | CEID Record Completion for PHILIPS MEDICAL SYSTEMS 11221785 cn42736477 | Inventoried new VS2+. | EXP1840301 | Labor | 10/31/2019 | 10/31/2019 | Josh Harris
|  | PHILIPS MEDICAL SYSTEMS | SURESIGNS VS2 PLUS | MONITOR, VITAL SIGNS | cn42736481 | COOPER CANCER CENTER-MULTIDISCIPLINARY CLINIC | Kelemen |  |  | 10/31/2019 |  | 10/31/26 |  |  | NO | YES |  |  |  |  | PHILIPS MEDICAL SYSTEMS 11221786 cn42736481 |  |  | Active |  | 00:09:FB:15:7E:D0 |  | Alarm | PAAR:00-PVAR | 10/31/2019 | 10/31/2019 | COOPER AMBULATORY OFF-SITES |  |  | New Side | WOT00000001804889 | ROXANNE BERGER | Performance Verification | Closed | Josh Harris | 10/31/2019 | 10/31/2019 | Performance Verification for PHILIPS MEDICAL SYSTEMS 11221786 cn42736481 | Initial Install of Performance Verification. Device is ready for patient use. |  |  | 10/31/2019 | 10/31/2019
|  | PHILIPS MEDICAL SYSTEMS | SURESIGNS VS2 PLUS | MONITOR, VITAL SIGNS | cn42736474 | CARDIAC CATH LAB | Kelemen |  |  | 10/31/2019 |  | 10/31/26 |  |  | NO | YES |  |  |  |  | PHILIPS MEDICAL SYSTEMS 11221787 cn42736474 |  |  | Active |  | 00:09:FB:15:6C:16 |  | Alarm | PAAR:00-PVAR | 10/31/2019 | 10/31/2019 | COOPER UNIVERSITY HOSPITAL |  |  |  | WOT00000001804891 | LINDA BEAN | Performance Verification | Closed | Josh Harris | 10/31/2019 | 10/31/2019 | Performance Verification for PHILIPS MEDICAL SYSTEMS 11221787 cn42736474 | Initial Install of Performance Verification. Device is ready for patient use. |  |  | 10/31/2019 | 10/31/2019
|  | PHILIPS MEDICAL SYSTEMS | SURESIGNS VS2 PLUS | MONITOR, VITAL SIGNS | cn42736483 | CARDIAC CATH LAB | Kelemen |  |  | 11/05/2019 |  | 11/5/26 |  |  | NO | YES |  |  |  |  | PHILIPS MEDICAL SYSTEMS 11221781 cn42736483 |  |  | Active |  | 00:09:FB:15:7E:C8 |  | Alarm | PAAR:00-PVAR | 11/05/2019 | 11/05/2019 | COOPER UNIVERSITY HOSPITAL |  |  | CCL - K458W | WOT00000001804879 | LINDA BEAN | Performance Verification | Closed | Josh Harris | 11/05/2019 | 11/05/2019 | Performance Verification for PHILIPS MEDICAL SYSTEMS 11221781 cn42736483 | Initial Install of Performance Verification. Device is ready for patient use. |  |  | 11/05/2019 | 11/05/2019
|  | PHILIPS MEDICAL SYSTEMS | SURESIGNS VS2 PLUS | MONITOR, VITAL SIGNS | cn42736478 | COOPER CANCER CENTER-MULTIDISCIPLINARY CLINIC | 303 Central Ave |  |  | 10/31/2019 |  | 10/31/26 |  |  | NO | YES |  |  |  |  | PHILIPS MEDICAL SYSTEMS 11221782 cn42736478 |  |  | Active |  | 00:09:FB:15:7E:D2 |  | Alarm | PAAR:00-PVAR | 10/31/2019 | 10/31/2019 | COOPER AMBULATORY OFF-SITES |  |  | New Side | WOT00000001804882 | ROXANNE BERGER | Performance Verification | Closed | Josh Harris | 10/31/2019 | 10/31/2019 | CEID Record Completion for PHILIPS MEDICAL SYSTEMS 11221782 cn42736478 | Inventoried new VS2+. | EXP1839744 | Labor | 10/31/2019 | 10/31/2019 | Josh Harris
|  | PHILIPS MEDICAL SYSTEMS | SURESIGNS VS2 PLUS | MONITOR, VITAL SIGNS | cn42736482 | CARDIAC CATH LAB | Kelemen |  |  | 10/31/2019 |  | 10/31/26 |  |  | NO | YES |  |  |  |  | PHILIPS MEDICAL SYSTEMS 11221783 cn42736482 |  |  | Active |  | 00:09:FB:15:7E:CF |  | Alarm | PAAR:00-PVAR | 10/31/2019 | 10/31/2019 | COOPER UNIVERSITY HOSPITAL |  |  |  | WOT00000001804883 | LINDA BEAN | Performance Verification | Closed | Josh Harris | 10/31/2019 | 10/31/2019 | Performance Verification for PHILIPS MEDICAL SYSTEMS 11221783 cn42736482 | Initial Install of Performance Verification. Device is ready for patient use. |  |  | 10/31/2019 | 10/31/2019
|  | PHILIPS MEDICAL SYSTEMS | SURESIGNS VS2 PLUS | MONITOR, VITAL SIGNS | cn42736476 | WILLINGBORO HEMATOLOGY/ONCOLOGY | 1000 Salem Rd |  |  | 10/31/2019 |  | 10/31/26 |  |  | NO | YES |  |  |  |  | PHILIPS MEDICAL SYSTEMS 11221780 cn42736476 |  |  | Active |  | 00:09:FB:15:7E:CE |  | Alarm | PAAR:00-PVAR | 10/31/2019 | 10/31/2019 | COOPER AMBULATORY OFF-SITES |  |  | New Side | WOT00000001804877 | ANN DENTON | Performance Verification | Closed | Josh Harris | 10/31/2019 | 10/31/2019 | Performance Verification for PHILIPS MEDICAL SYSTEMS 11221780 cn42736476 | Initial Install of Performance Verification. Device is ready for patient use. |  |  | 10/31/2019 | 10/31/2019
|  | PHILIPS MEDICAL SYSTEMS | SURESIGNS VS2 PLUS | MONITOR, VITAL SIGNS | cn42736485 | 3 COOPER-WOMENS CARE CENTER | 3 Cooper |  |  | 10/31/2019 |  | 10/31/26 |  |  | NO | YES |  |  |  |  | PHILIPS MEDICAL SYSTEMS 11221779 cn42736485 |  |  | Active |  | 00:09:FB:15:7E:E2 |  | Alarm | PAAR:00-PVAR | 10/31/2019 | 10/31/2019 | COOPER AMBULATORY OFF-SITES |  |  | Suite 300 - Moves | WOT00000001804875 | BONNIE MANNINO | Performance Verification | Closed | Josh Harris | 10/31/2019 | 10/31/2019 | Performance Verification for PHILIPS MEDICAL SYSTEMS 11221779 cn42736485 | Initial Install of Performance Verification. Device is ready for patient use. |  |  | 10/31/2019 | 10/31/2019
|  | PHILIPS MEDICAL SYSTEMS | SURESIGNS VS2 PLUS | MONITOR, VITAL SIGNS | CN42716923 | COOPER CANCER CENTER-MULTIDISCIPLINARY CLINIC | MD Anderson Cancer Center |  |  | 11/02/2019 |  | 11/2/26 |  |  | NO | YES |  |  |  |  | PHILIPS MEDICAL SYSTEMS 11221655 CN42716923 |  |  | Active |  | 00:09:FB:13:8C:3F |  | Alarm | PAAR:00-PVAR | 11/02/2019 | 11/02/2019 | COOPER AMBULATORY OFF-SITES |  |  | MULTI DISC - MOVES |  | ROXANNE BERGER |  |  |  | 11/02/2019 | 11/02/2019 |  |  |  |  | 11/02/2019 | 11/02/2019
|  | PHILIPS MEDICAL SYSTEMS | SURESIGNS VS2 PLUS | MONITOR, VITAL SIGNS | CN42724416 | MD ANDERSON INPATIENT ONCOLOGY | Pavilion |  |  | 10/31/2019 |  | 10/31/26 |  |  | NO | YES |  |  |  |  | PHILIPS MEDICAL SYSTEMS 11221508 CN42724416 |  |  | Active |  | 00:09:FB:14:5B:EF |  | Alarm | PAAR:00-PVAR | 10/31/2019 | 10/31/2019 | COOPER UNIVERSITY HOSPITAL |  |  | P5 - Moves |  | MIRIAM ZIEGLER |  |  |  | 10/31/2019 | 10/31/2019 |  |  |  |  | 10/31/2019 | 10/31/2019
|  | PHILIPS MEDICAL SYSTEMS | SURESIGNS VS2 PLUS | MONITOR, VITAL SIGNS | CN21212317 | KELEMEN 8 PCU | Kelemen |  |  | 10/31/2019 |  | 10/31/26 |  |  | NO | YES |  |  |  |  | PHILIPS MEDICAL SYSTEMS 11208366 CN21212317 |  |  | Active |  | 00:09:FB:13:64:53 |  | Alarm | PAAR:00-PVAR | 10/31/2019 | 10/31/2019 | COOPER UNIVERSITY HOSPITAL |  |  | PCU |  | BYRON WELLS |  |  |  | 10/31/2019 | 10/31/2019 |  |  |  |  | 10/31/2019 | 10/31/2019
|  | PHILIPS MEDICAL SYSTEMS | SURESIGNS VS2 PLUS | MONITOR, VITAL SIGNS | CN21212309 | KELEMEN N10 | Kelemen |  |  | 11/02/2019 |  | 11/2/26 |  |  | NO | YES |  |  |  |  | PHILIPS MEDICAL SYSTEMS 11208331 CN21212309 |  |  | Active | 10355843, 10769598 | 00:17:23:AB:00:68 |  | Alarm | PAAR:00-PVAR | 11/02/2019 | 11/02/2019 | COOPER UNIVERSITY HOSPITAL |  |  | MedSurg 10 |  | Lisa Brooks |  |  |  | 11/02/2019 | 11/02/2019 |  |  |  |  | 11/02/2019 | 11/02/2019
|  | PHILIPS MEDICAL SYSTEMS | SURESIGNS VS2 PLUS | MONITOR, VITAL SIGNS | CN42720593 | KELEMEN 8 PCU | Kelemen |  |  | 10/31/2019 |  | 10/31/26 |  |  | NO | YES |  |  |  |  | PHILIPS MEDICAL SYSTEMS 11208324 CN42720593 |  |  | Active |  | 00:09:FB:14:0E:3A |  | Alarm | PAAR:00-PVAR | 10/31/2019 | 10/31/2019 | COOPER UNIVERSITY HOSPITAL |  |  | k8 |  | BYRON WELLS |  |  |  | 10/31/2019 | 10/31/2019 |  |  |  |  | 10/31/2019 | 10/31/2019
|  | PHILIPS MEDICAL SYSTEMS | SURESIGNS VS2 PLUS | MONITOR, VITAL SIGNS | CN42720589 | KELEMEN 8 PCU | Kelemen |  |  | 10/31/2019 |  | 10/31/26 |  |  | NO | YES |  |  |  |  | PHILIPS MEDICAL SYSTEMS 11208323 CN42720589 |  |  | Active |  | 00:09:FB:14:18:82 |  | Alarm | PAAR:00-PVAR | 10/31/2019 | 10/31/2019 | COOPER UNIVERSITY HOSPITAL |  |  | PCU |  | BYRON WELLS |  |  |  | 10/31/2019 | 10/31/2019 |  |  |  |  | 10/31/2019 | 10/31/2019
|  | PHILIPS MEDICAL SYSTEMS | SURESIGNS VS2 PLUS | MONITOR, VITAL SIGNS | CN21203242 | KELEMEN 8 PCU | Kelemen |  |  | 11/02/2019 |  | 11/2/26 |  |  | NO | YES |  |  |  |  | PHILIPS MEDICAL SYSTEMS 11208315 CN21203242 |  |  | Active |  | 00:09:FB:11:8A:A6 |  | Alarm | PAAR:00-PVAR | 11/02/2019 | 11/02/2019 | COOPER UNIVERSITY HOSPITAL |  |  | PCU - 8 north |  | BYRON WELLS |  |  |  | 11/02/2019 | 11/02/2019 |  |  |  |  | 11/02/2019 | 11/02/2019
|  | PHILIPS MEDICAL SYSTEMS | SURESIGNS VS2 PLUS | MONITOR, VITAL SIGNS | CN21212304 | MOTHER INFANT UNIT | Dorrance |  |  | 10/31/2019 |  | 10/31/26 |  |  | NO | YES |  |  |  |  | PHILIPS MEDICAL SYSTEMS 11207555 CN21212304 |  |  | Active |  | 00:09:FB:13:65:3F |  | Alarm | PAAR:00-PVAR | 10/31/2019 | 10/31/2019 | COOPER UNIVERSITY HOSPITAL |  |  | D3 |  | Christina Smith |  |  |  | 10/31/2019 | 10/31/2019 |  |  |  |  | 10/31/2019 | 10/31/2019
|  | PHILIPS MEDICAL SYSTEMS | SURESIGNS VS2 PLUS | MONITOR, VITAL SIGNS | CN21203240 | KELEMEN N10 | Kelemen |  |  | 11/02/2019 |  | 11/2/26 |  |  | NO | YES |  |  |  |  | PHILIPS MEDICAL SYSTEMS 11187517 CN21203240 |  |  | Active |  | 00:09:FB:12:AF:A0 |  | Alarm | PAAR:00-PVAR | 11/02/2019 | 11/02/2019 | COOPER UNIVERSITY HOSPITAL |  |  | MedSurge - 10th |  | Lisa Brooks |  |  |  | 11/02/2019 | 11/02/2019 |  |  |  |  | 11/02/2019 | 11/02/2019
|  | PHILIPS MEDICAL SYSTEMS | SURESIGNS VS2 PLUS | MONITOR, VITAL SIGNS | CN21208309 |  | MD Anderson Cancer Center | [7 empty] | NO | YES
|  | PHILIPS MEDICAL SYSTEMS | SURESIGNS VS2 PLUS | MONITOR, VITAL SIGNS | CN42724390 |  | Kelemen | [7 empty] | NO | YES
|  | PHILIPS MEDICAL SYSTEMS | SURESIGNS VS2 PLUS | MONITOR, VITAL SIGNS | CN42737674 |  | Kelemen | [7 empty] | YES | YES
|  | PHILIPS MEDICAL SYSTEMS | SURESIGNS VS2 PLUS | MONITOR, VITAL SIGNS | CN42720594 |  | Kelemen | [7 empty] | NO | YES
|  | PHILIPS MEDICAL SYSTEMS | SURESIGNS VS2 PLUS | MONITOR, VITAL SIGNS | CN42724386 | TSDU - KELEMEN S7 | Kelemen |  |  | 10/31/2019 |  | 10/31/26 |  |  | NO | YES |  |  |  |  | PHILIPS MEDICAL SYSTEMS 10769689 CN42724386 |  |  | Active | 10505343, 10769688 | 00:09:FB:14:5C:57 |  | Alarm | PAAR:00-PVAR | 10/31/2019 | 10/31/2019 | COOPER UNIVERSITY HOSPITAL |  |  |  |  | JEN VANDER HORN |  |  |  | 10/31/2019 | 10/31/2019 |  |  |  |  | 10/31/2019 | 10/31/2019
|  | PHILIPS MEDICAL SYSTEMS | SURESIGNS VS2 PLUS | MONITOR, VITAL SIGNS | CN42724400 | TSDU - KELEMEN S7 | Kelemen |  |  | 06/13/2016 |  | 6/13/23 |  |  | NO | YES |  |  |  |  | PHILIPS MEDICAL SYSTEMS 10769633 CN42724400 |  |  | Active |  | 00:09:FB:12:B1:87 |  | Alarm | PAAR:00-PVAR | 10/31/2019 |  | COOPER UNIVERSITY HOSPITAL |  |  |  |  | JEN VANDER HORN
|  | PHILIPS MEDICAL SYSTEMS | SURESIGNS VS2 PLUS | MONITOR, VITAL SIGNS | CN21212318 | KELEMEN N10 | Kelemen |  |  | 01/30/2014 |  | 1/30/21 |  |  | NO | YES |  |  |  |  | PHILIPS MEDICAL SYSTEMS 10769621 CN21212318 |  |  | Active |  | 00:09:FB:13:64:EB |  | Alarm | PAAR:00-PVAR | 11/02/2019 |  | COOPER UNIVERSITY HOSPITAL |  |  | MedSurg 10 |  | Lisa Brooks
|  | PHILIPS MEDICAL SYSTEMS | SURESIGNS VS2 PLUS | MONITOR, VITAL SIGNS | CN21203247 | TSDU - KELEMEN S7 | Kelemen |  |  | 08/06/2012 |  | 8/6/19 |  |  | NO | YES |  |  |  |  | PHILIPS MEDICAL SYSTEMS 10752994 CN21203247 |  |  | Active |  | 00:09:FB:12:B1:7D |  | Alarm | PAAR:00-PVAR | 11/02/2019 |  | COOPER UNIVERSITY HOSPITAL |  |  | KEL N9 | WOT00000000523128 | JEN VANDER HORN | Disposition | Closed | Richard Jolly | 02/08/2018 | 05/13/2019 | Bulk Disposition CNL
|  | PHILIPS MEDICAL SYSTEMS | SURESIGNS VS2 PLUS | MONITOR, VITAL SIGNS | Cn21212294 |  | Kelemen | [7 empty] | NO | YES
|  | PHILIPS MEDICAL SYSTEMS | SURESIGNS VS2 PLUS | MONITOR, VITAL SIGNS | Cn42724376 |  | Kelemen | [7 empty] | YES | YES
|  | PHILIPS MEDICAL SYSTEMS | SURESIGNS VS2 PLUS | MONITOR, VITAL SIGNS | CN42720592 |  | Kelemen | [7 empty] | NO | YES
|  | PHILIPS MEDICAL SYSTEMS | SURESIGNS VS2 PLUS | MONITOR, VITAL SIGNS | CN42724671 |  | MD Anderson Cancer Center | [7 empty] | NO | YES
|  | PHILIPS MEDICAL SYSTEMS | SURESIGNS VS2 PLUS | MONITOR, VITAL SIGNS | Cn21208311 |  | MD Anderson Cancer Center | [7 empty] | NO | YES
|  | PHILIPS MEDICAL SYSTEMS | SURESIGNS VS2 PLUS | MONITOR, VITAL SIGNS | CN42720590 | KELEMEN 8 PCU | Kelemen |  |  | 01/02/2018 |  | 1/2/25 |  |  | NO | YES |  |  |  |  | PHILIPS MEDICAL SYSTEMS 10752762 CN42720590 |  |  | Active |  | 00:09:FB:14:18:7E |  | Alarm | PAAR:00-PVAR | 10/31/2019 |  | COOPER UNIVERSITY HOSPITAL |  |  |  | 0012678516 | BYRON WELLS | Performance Verification | Closed | Josh Harris | 01/26/2018 | 01/26/2018 | INCOMING INVENTORY | DEVICE INVENTORIED | 8640C7F2-EF35-4B26-8CEF-702DBEE2F7F2 | Labor | 01/26/2018 | 01/26/2018 | Josh Harris
|  | PHILIPS MEDICAL SYSTEMS | SURESIGNS VS2 PLUS | MONITOR, VITAL SIGNS | CN21203238 | KELEMEN 8 PCU | Kelemen |  |  | 08/06/2012 |  | 8/6/19 |  |  | NO | YES |  |  |  |  | PHILIPS MEDICAL SYSTEMS 10752677 CN21203238 |  |  | Active |  | 00:17:23:A3:0E:9E |  | Alarm | PAAR:00-PVAR | 11/02/2019 |  | COOPER UNIVERSITY HOSPITAL |  |  | PCU #13 | WOT00000000523125 | BYRON WELLS | Disposition | Closed | Michael Youch | 02/08/2018 | 05/13/2019 | Bulk Disposition CNL
|  | PHILIPS MEDICAL SYSTEMS | SURESIGNS VS2 PLUS | MONITOR, VITAL SIGNS | CN21202039 | CARDIAC CATH LAB | Kelemen |  |  | 04/13/2012 |  | 4/13/19 |  |  | NO | YES |  |  |  |  | PHILIPS MEDICAL SYSTEMS 10752643 CN21202039 |  |  | Active |  | 00:09:FB:12:9D:BB |  | Alarm | PAAR:00-PVAR | 11/02/2019 |  | COOPER UNIVERSITY HOSPITAL |  |  | CCL - Moves | WOT00000000549898 | LINDA BEAN | Repair | Closed | Stephen Zubrzycki | 02/16/2018 | 05/25/2018 | Pumps up, won't pump back down | Replaced basket (PH-0052-02B) and BP adapter (2055630-001) and VPO | EXP0139110 | Labor | 02/16/2018 | 02/16/2018 | Stephen Zubrzycki
|  | PHILIPS MEDICAL SYSTEMS | SURESIGNS VS2 PLUS | MONITOR, VITAL SIGNS | CN21212297 | MOTHER INFANT UNIT | Dorrance | [7 empty] | NO | YES |  |  |  |  | PHILIPS MEDICAL SYSTEMS 10732424 CN21212297 |  |  | Active |  |  |  | Alarm | PAAR:00-PVAR | 10/31/2019 |  | COOPER UNIVERSITY HOSPITAL |  |  |  | WOT00000003478638 | Christina Smith | Repair | Closed | Gene Amodei | 08/20/2019 | 08/29/2019 | Dinamap - Blowing up but won't take BP, just keeps blowing up | replaced click connector, Unit ok RTS | EXP3748402 | Labor | 08/20/2019 | 08/20/2019 | Gene Amodei
|  | PHILIPS MEDICAL SYSTEMS | SURESIGNS VS2 PLUS | MONITOR, VITAL SIGNS | CN42731978 | RADIOLOGY DIAGNOSTICS | Kelemen | BASEMENT |  | 12/07/2017 |  | 12/7/24 |  |  | NO | YES |  |  |  |  | PHILIPS MEDICAL SYSTEMS 10732405 CN42731978 |  |  | Active |  | 22:22:22:22:22:22 |  | Alarm | PAAR:00-PVAR | 10/31/2019 |  | COOPER UNIVERSITY HOSPITAL |  |  |  | 0012527424 | PAULETTE DUCKREY | Performance Verification | Closed | Josh Harris | 12/26/2017 | 12/26/2017 | INCOMING INVENTORY | DEVICE INVENTORIED | 01768DDE-59DA-491C-B2EB-A05B8BE3E54D | Labor | 12/26/2017 | 12/26/2017 | Josh Harris
|  | PHILIPS MEDICAL SYSTEMS | SURESIGNS VS2 PLUS | MONITOR, VITAL SIGNS | CN42731979 | RADIOLOGY DIAGNOSTICS | Kelemen | Basement |  | 12/07/2017 |  | 12/7/24 |  |  | NO | YES |  |  |  |  | PHILIPS MEDICAL SYSTEMS 10732404 CN42731979 |  |  | Active |  | 00:09:FB:15:21:B9 |  | Alarm | PAAR:00-PVAR | 10/31/2019 |  | COOPER UNIVERSITY HOSPITAL |  |  |  | 0012527420 | PAULETTE DUCKREY | Performance Verification | Closed | Josh Harris | 12/26/2017 | 12/26/2017 | INCOMING INVENTORY | DEVICE INVENTORIED | C246618F-CE18-47E1-9E7C-2EF68F6B9D15 | Labor | 12/26/2017 | 12/26/2017 | Josh Harris
|  | PHILIPS MEDICAL SYSTEMS | SURESIGNS VS2 PLUS | MONITOR, VITAL SIGNS | CN21203245 | KELEMEN 8 PCU | Kelemen |  |  | 10/31/2012 |  | 10/31/19 |  |  | NO | YES |  |  |  |  | PHILIPS MEDICAL SYSTEMS 10725738 CN21203245 |  |  | Active |  | 00:17:23:A3:0B:CF |  | Alarm | PAAR:00-PVAR | 11/02/2019 |  | COOPER UNIVERSITY HOSPITAL |  |  | PCU n8 |  | BYRON WELLS
|  | PHILIPS MEDICAL SYSTEMS | SURESIGNS VS2 PLUS | MONITOR, VITAL SIGNS | CN21212298 | KELEMEN 8 PCU | Kelemen |  |  | 01/30/2014 |  | 1/30/21 |  |  | NO | YES |  |  |  |  | PHILIPS MEDICAL SYSTEMS 10725737 CN21212298 |  |  | Active |  | 00:09:FB:12:B0:8F |  | Alarm | PAAR:00-PVAR | 10/31/2019 |  | COOPER UNIVERSITY HOSPITAL |  |  |  | 0012500826 | BYRON WELLS | Performance Verification | Closed | Michael Youch | 12/12/2017 | 12/12/2017 | INCOMING INVENTORY | DEVICE INVENTORIED | 04BEF0BF-E452-4402-8B7B-F12217CD81E2 | Labor | 12/12/2017 | 12/12/2017 | Michael Youch
|  | PHILIPS MEDICAL SYSTEMS | SURESIGNS VS2 PLUS | MONITOR, VITAL SIGNS | CN21203251 | GYNECOLOGY / DIABETES TREATMENT | Kelemen |  |  | 08/06/2012 |  | 8/6/19 |  |  | NO | YES |  |  |  |  | PHILIPS MEDICAL SYSTEMS 10725736 CN21203251 |  |  | Active |  | 00:09:FB:12:B1:D9 |  | Alarm | PAAR:00-PVAR | 10/31/2019 |  | COOPER UNIVERSITY HOSPITAL |  |  | S8 |  | LAUSA ZIMMERMAN
|  | PHILIPS MEDICAL SYSTEMS | SURESIGNS VS2 PLUS | MONITOR, VITAL SIGNS | CN21203236 | KELEMEN 8 PCU | Kelemen |  |  | 08/06/2012 |  | 8/6/19 |  |  | NO | YES |  |  |  |  | PHILIPS MEDICAL SYSTEMS 10725735 CN21203236 |  |  | Active |  | 00:17:23:A3:0B:D4 |  | Alarm | PAAR:00-PVAR | 11/02/2019 |  | COOPER UNIVERSITY HOSPITAL |  |  | S8 | 0011984875 | BYRON WELLS | Repair | Closed | Zhan Kiselev | 07/27/2017 | 07/31/2017 | VITALS - NOT WORKING - KELEMEN 8 BETWEEN ROOMS 867 AND 866 | 7/28/2017 4:16:59 PM ZXKISELEV (ZXKISELEV 7/28/2017 12:00 AM) ANALYZED UNIT. UNIT STUCK ON BOOT LOOP 7/31/2017 11:44:55 AM ZXKISELEV (ZXKISELEV 7/31/2017 12:00 AM) PULLED OUT BATTERY. RESET ALL THE SETTINGS. SET UP PUMP. CHARGED BATTERY. VERIFIED PROPER OPERATION (KALIS 7/31/2017 12:00 AM) ASSISTED TECHNICIAN | 5C6F206A-8F67-4A0B-A9D7-6FC79F34D4BC | Labor | 07/31/2017 | 07/31/2017 | Kirk Lis
|  | PHILIPS MEDICAL SYSTEMS | SURESIGNS VS2 PLUS | MONITOR, VITAL SIGNS | CN21203241 | KELEMEN 8 PCU | Kelemen |  |  | 08/06/2012 |  | 8/6/19 |  |  | NO | YES |  |  |  |  | PHILIPS MEDICAL SYSTEMS 10725734 CN21203241 |  |  | Active |  | 00:09:FB:11:8A:B0 |  | Alarm | PAAR:00-PVAR | 11/02/2019 |  | COOPER UNIVERSITY HOSPITAL |  |  | PCU | WOT00000001678562 | BYRON WELLS | Alert | Closed | Michael Youch | 11/02/2018 | 06/24/2019 | ALT001251 - Philips Healthcare - SureSigns Vital Signs Monitor - Battery | The VS2+ product 863279, sw version B.01.61 we have are not included in this alert. | EXP2468854 | Labor | 03/05/2019 | 03/05/2019 | Michael Youch
|  | PHILIPS MEDICAL SYSTEMS | SURESIGNS VS2 PLUS | MONITOR, VITAL SIGNS | CN21212322 | KELEMEN 8 PCU | Kelemen |  |  | 01/30/2014 |  | 1/30/21 |  |  | NO | YES |  |  |  |  | PHILIPS MEDICAL SYSTEMS 10725733 CN21212322 |  |  | Active |  | 00:09:FB:13:6B:24 |  | Alarm | PAAR:00-PVAR | 11/02/2019 |  | COOPER UNIVERSITY HOSPITAL |  |  | PCU |  | BYRON WELLS
|  | PHILIPS MEDICAL SYSTEMS | SURESIGNS VS2 PLUS | MONITOR, VITAL SIGNS | CN21203235 | KELEMEN 8 PCU | Kelemen |  |  | 08/06/2012 |  | 8/6/19 |  |  | NO | YES |  |  |  |  | PHILIPS MEDICAL SYSTEMS 10725568 CN21203235 |  |  | Active |  | 00:17:23:A3:0B:DC |  | Alarm | PAAR:00-PVAR | 11/02/2019 |  | COOPER UNIVERSITY HOSPITAL |  |  | S8 |  | BYRON WELLS
|  | PHILIPS MEDICAL SYSTEMS | SURESIGNS VS2 PLUS | MONITOR, VITAL SIGNS | CN21212310 | KELEMEN 8 PCU | Kelemen |  |  | 01/30/2014 |  | 1/30/21 |  |  | NO | YES |  |  |  |  | PHILIPS MEDICAL SYSTEMS 10725567 CN21212310 |  |  | Active |  | 00:09:FB:11:8A:A6 |  | Alarm | PAAR:00-PVAR | 11/02/2019 |  | COOPER UNIVERSITY HOSPITAL |  |  | SOUTH 8 | 0011731528 | BYRON WELLS | Repair | Closed | Michael Youch | 06/02/2017 | 06/02/2017 | VITALS MACHINE - BROKEN - TMX | 6/2/2017 11:00:12 AM MDYOUCH (MDYOUCH 6/1/2017 11:30 AM) FOUND EXTRA CABLE AND HAD THEM ORDER PROBE. | F98E9021-3C6A-4E77-903F-4EF01F419EA0 | Labor | 06/01/2017 | 06/01/2017 | Michael Youch
|  | PHILIPS MEDICAL SYSTEMS | SURESIGNS VS2 PLUS | MONITOR, VITAL SIGNS | cn21203243 |  | Kelemen | [7 empty] | NO | YES
|  | PHILIPS MEDICAL SYSTEMS | SURESIGNS VS2 PLUS | MONITOR, VITAL SIGNS | CN21201509 | PEDIATRICS SOUTH 7 | Kelemen |  |  | 03/29/2012 |  | 3/29/19 |  |  | NO | YES |  |  |  |  | PHILIPS MEDICAL SYSTEMS 10725159 CN21201509 |  |  | Active |  | 00:09:FB:12:9D:B6 |  | Alarm | PAAR:00-PVAR | 10/31/2019 |  | COOPER UNIVERSITY HOSPITAL |  |  | PEDS |  | JOANNE FOX
|  | PHILIPS MEDICAL SYSTEMS | SURESIGNS VS2 PLUS | MONITOR, VITAL SIGNS | CN21212312 |  | Kelemen | [7 empty] | NO | YES
|  | PHILIPS MEDICAL SYSTEMS | SURESIGNS VS2 PLUS | MONITOR, VITAL SIGNS | CN21201510 | CARDIAC CATH LAB | Kelemen |  |  | 03/29/2012 |  | 3/29/19 |  |  | NO | YES |  |  |  |  | PHILIPS MEDICAL SYSTEMS 10725071 CN21201510 |  |  | Active |  | 00:09:FB:12:9D:82 |  | Alarm | PAAR:00-PVAR | 11/01/2019 |  | COOPER UNIVERSITY HOSPITAL |  |  | CCL - Moves | 0011061776 | LINDA BEAN | Repair | Closed | Stephen Zubrzycki | 01/17/2017 | 01/18/2017 | VITAL SIGN MACHINE - BP DOESN'T WORK - TMX | 1/17/2017 10:25:40 AM SJZUBRZYCKI (SJZUBRZYCKI 1/17/2017 12:00 AM) ANALYZED UINT 1/18/2017 9:05:52 AM SJZUBRZYCKI (SJZUBRZYCKI 1/17/2017 12:00 AM) REPLACED BP HOSE AND FIT WITH CORRECT CONNECTOR | 02055139-AF05-4374-9CCD-88988814A305 | Parts | 01/01/1900 | 01/01/1900 | Stephen Zubrzycki
|  | PHILIPS MEDICAL SYSTEMS | SURESIGNS VS2 PLUS | MONITOR, VITAL SIGNS | CN21212300 | CARDIAC CATH LAB | Kelemen |  |  | 11/20/2017 |  | 11/20/24 |  |  | NO | YES |  |  |  |  | PHILIPS MEDICAL SYSTEMS 10725070 CN21212300 |  |  | Active |  | 00:09:FB:13:62:A6 |  | Alarm | PAAR:00-PVAR | 10/31/2019 |  | COOPER UNIVERSITY HOSPITAL |  |  | CCL - Moves | 0012587779 | LINDA BEAN | Performance Verification | Closed | Josh Harris | 12/27/2017 | 12/27/2017 | INCOMING INVENTORY | DEVICE INVENTORIED | 014EBC34-C7EC-4B69-85F8-3A3345BDD503 | Labor | 12/27/2017 | 12/27/2017 | Josh Harris
|  | PHILIPS MEDICAL SYSTEMS | SURESIGNS VS2 PLUS | MONITOR, VITAL SIGNS | CN21212321 | CARDIAC CATH LAB | Kelemen |  |  | 01/30/2014 |  | 1/30/21 |  |  | NO | YES |  |  |  |  | PHILIPS MEDICAL SYSTEMS 10725053 CN21212321 |  |  | Active |  | 00:09:FB:13:62:A2 |  | Alarm | PAAR:00-PVAR | 11/02/2019 |  | COOPER UNIVERSITY HOSPITAL |  |  | CCL - Moves | 0012152464 | LINDA BEAN | Repair | Closed | Stephen Zubrzycki | 09/12/2017 | 09/12/2017 | BP MACHINE - MISSING THE CORD - CATH LAB NURSES STATION | 9/12/2017 2:38:50 PM SJZUBRZYCKI (SJZUBRZYCKI 9/12/2017 12:00 AM) ANALYZED UNIT. NEEDS CONSUMABLES. ORDERING CONSUMABLES AND CHARGING DEPT | 2921BA1D-0D37-43E9-B524-9BFC56C8F358 | Labor | 09/12/2017 | 09/12/2017 | Stephen Zubrzycki
|  | PHILIPS MEDICAL SYSTEMS | SURESIGNS VS2 PLUS | MONITOR, VITAL SIGNS | Cn42724424 |  | Kelemen | [7 empty] | NO | YES
|  | PHILIPS MEDICAL SYSTEMS | SURESIGNS VS2 PLUS | MONITOR, VITAL SIGNS | CN21203232 | NEURO/ORTHO/MEDSURG/7 PAV | Pavilion | 7 |  | 08/06/2012 |  | 8/6/19 |  |  | NO | YES |  |  |  |  | PHILIPS MEDICAL SYSTEMS 10725044 CN21203232 |  |  | Active |  | 00:09:FB:12:C4:7F |  | Alarm | PAAR:00-PVAR | 11/02/2019 |  | COOPER UNIVERSITY HOSPITAL |  |  | PAVILION 7 | 0012047426 | Pam Young | Repair | Closed | Stephen Zubrzycki | 08/18/2017 | 08/18/2017 | VITALS - NOT WORKING, RAINBOW SCREEN - PAV 7 FRONT DESK | 8/18/2017 12:01:36 PM SJZUBRZYCKI (SJZUBRZYCKI 8/18/2017 12:00 AM) THREW OUT 2 BEDS AND 5 INCUBATORS. ANALYZED UNIT AND RESEATED BATTERY. CHARGED AND VPO | 51C23ECD-8942-44B3-8B93-EDFB3D13D121 | Labor | 08/18/2017 | 08/18/2017 | Stephen Zubrzycki
|  | PHILIPS MEDICAL SYSTEMS | SURESIGNS VS2 PLUS | MONITOR, VITAL SIGNS | CN42729866 | RUNNEMEDE URGENT CARE | 318 S White Horse Pike |  |  | 07/26/2017 |  | 7/26/24 |  |  | NO | YES |  |  |  |  | PHILIPS MEDICAL SYSTEMS 10725039 CN42729866 |  |  | Active |  | 00:09:FB:14:D9:19 |  | Alarm | PAAR:00-PVAR | 10/31/2019 |  | COOPER AMBULATORY OFF-SITES |  |  |  | 0012392492 | MELISSA PORTOBANCO | Preventative Maintenance | Closed | Josh Harris | 11/08/2017 | 11/08/2017 | PERFORMANCE ASSURANCE AT INVENTORY | INVENTORIED DEVICE AND ENSURED DEVICE WAS FUNCTIONING PROPERLY. | E93E6AD7-45E4-469B-A920-068659C51504 | Labor | 07/26/2017 | 07/26/2017 | Stephen Zubrzycki
|  | PHILIPS MEDICAL SYSTEMS | SURESIGNS VS2 PLUS | MONITOR, VITAL SIGNS | CN42729865 | RUNNEMEDE URGENT CARE | 318 S White Horse Pike |  |  | 07/26/2017 |  | 7/26/24 |  |  | NO | YES |  |  |  |  | PHILIPS MEDICAL SYSTEMS 10725040 CN42729865 |  |  | Active |  | 00:09:FB:14:D9:01 |  | Alarm | PAAR:00-PVAR | 10/31/2019 |  | COOPER AMBULATORY OFF-SITES |  |  |  | 0012392495 | MELISSA PORTOBANCO | Preventative Maintenance | Closed | Josh Harris | 11/08/2017 | 11/08/2017 | PERFORMANCE ASSURANCE AT INVENTORY | INVENTORIED DEVICE AND ENSURED DEVICE WAS FUNCTIONING PROPERLY. | 66CC1E2A-C041-473C-B8FD-D258FC6765C7 | Labor | 07/26/2017 | 07/26/2017 | Stephen Zubrzycki
|  | PHILIPS MEDICAL SYSTEMS | SURESIGNS VS2 PLUS | MONITOR, VITAL SIGNS | CN21212325 | CARDIAC CATH LAB | Kelemen |  |  | 01/30/2014 |  | 1/30/21 |  |  | NO | YES |  |  |  |  | PHILIPS MEDICAL SYSTEMS 10725035 CN21212325 |  |  | Active |  | 00:09:FB:13:64:E9 |  | Alarm | PAAR:00-PVAR | 11/01/2019 |  | COOPER UNIVERSITY HOSPITAL |  |  | CCL - Moves | 0011768337 | LINDA BEAN | Repair | Closed | Stephen Zubrzycki | 06/16/2017 | 06/16/2017 | BP MACHINE - NO WIRE FOR THE PULSE OX - CATH LAB ROOM 458 | 6/16/2017 8:28:36 AM SJZUBRZYCKI (SJZUBRZYCKI 6/16/2017 12:00 AM) THIS CALL WAS PUT IN YESTERDAY. DEPT NEEDS TO ORDER CABLE SINCE IT IS CONSIDERED A CONSUMABLE. EMAILED MARK MAROTTA YESTERDAY. | 72D59B8D-ADB9-4131-BA2B-1183C27F0389 | Labor | 06/16/2017 | 06/16/2017 | Stephen Zubrzycki
|  | PHILIPS MEDICAL SYSTEMS | SURESIGNS VS2 PLUS | MONITOR, VITAL SIGNS | CN42724413 | MD ANDERSON INPATIENT ONCOLOGY | Pavilion |  |  | 06/15/2016 |  | 6/15/23 |  |  | NO | YES |  |  |  |  | PHILIPS MEDICAL SYSTEMS 10725014 CN42724413 |  |  | Active |  | 00:09:FB:14:5B:B0 |  | Alarm | PAAR:00-PVAR | 10/31/2019 |  | COOPER UNIVERSITY HOSPITAL |  |  | P5 - Moves |  | MIRIAM ZIEGLER
|  | PHILIPS MEDICAL SYSTEMS | SURESIGNS VS2 PLUS | MONITOR, VITAL SIGNS | CN42724382 | MD ANDERSON INPATIENT ONCOLOGY | Pavilion |  |  | 06/15/2016 |  | 6/15/23 |  |  | NO | YES |  |  |  |  | PHILIPS MEDICAL SYSTEMS 10725013 CN42724382 |  |  | Active |  | 00:09:FB:14:5C:52 |  | Alarm | PAAR:00-PVAR | 10/31/2019 |  | COOPER UNIVERSITY HOSPITAL |  |  | P5 - Moves |  | MIRIAM ZIEGLER
|  | PHILIPS MEDICAL SYSTEMS | SURESIGNS VS2 PLUS | MONITOR, VITAL SIGNS | CN42724397 | MD ANDERSON INPATIENT ONCOLOGY | Pavilion |  |  | 06/15/2016 |  | 6/15/23 |  |  | NO | YES |  |  |  |  | PHILIPS MEDICAL SYSTEMS 10725012 CN42724397 |  |  | Active |  | 00:09:FB:14:5B:D4 |  | Alarm | PAAR:00-PVAR | 10/31/2019 |  | COOPER UNIVERSITY HOSPITAL |  |  | P5 - Moves |  | MIRIAM ZIEGLER
|  | PHILIPS MEDICAL SYSTEMS | SURESIGNS VS2 PLUS | MONITOR, VITAL SIGNS | CN42724381 | MD ANDERSON INPATIENT ONCOLOGY | Pavilion |  |  | 06/15/2016 |  | 6/15/23 |  |  | NO | YES |  |  |  |  | PHILIPS MEDICAL SYSTEMS 10725011 CN42724381 |  |  | Active |  | 00:09:FB:14:5C:30 |  | Alarm | PAAR:00-PVAR | 10/31/2019 |  | COOPER UNIVERSITY HOSPITAL |  |  | P5 - Moves |  | MIRIAM ZIEGLER
|  | PHILIPS MEDICAL SYSTEMS | SURESIGNS VS2 PLUS | MONITOR, VITAL SIGNS | CN42724406 | MD ANDERSON INPATIENT ONCOLOGY | Pavilion |  |  | 06/15/2016 |  | 6/15/23 |  |  | NO | YES |  |  |  |  | PHILIPS MEDICAL SYSTEMS 10725010 CN42724406 |  |  | Active |  | 00:09:FB:14:5B:E3 |  | Alarm | PAAR:00-PVAR | 10/31/2019 |  | COOPER UNIVERSITY HOSPITAL |  |  | P5 - Moves |  | MIRIAM ZIEGLER
|  | PHILIPS MEDICAL SYSTEMS | SURESIGNS VS2 PLUS | MONITOR, VITAL SIGNS | CN21212295 | EMERGENCY ROOM | Kelemen |  |  | 01/30/2014 |  | 1/30/21 |  |  | NO | YES |  |  |  |  | PHILIPS MEDICAL SYSTEMS 10649851 CN21212295 |  |  | Active |  | 00:09:FB:13:62:99 |  | Alarm | PAAR:00-PVAR | 11/02/2019 |  | COOPER UNIVERSITY HOSPITAL |  |  | k1 er |  | KAREN GRUBER
|  | PHILIPS MEDICAL SYSTEMS | SURESIGNS VS2 PLUS | MONITOR, VITAL SIGNS | CN42724414 | STRESS TEST | Kelemen | BASEMENT |  | 06/13/2016 |  | 6/13/23 |  |  | NO | YES |  |  |  |  | PHILIPS MEDICAL SYSTEMS 10649846 CN42724414 |  |  | Active |  | 00:09:FB:14:5C:1E |  | Alarm | PAAR:00-PVAR | 10/31/2019 |  | COOPER UNIVERSITY HOSPITAL |  |  |  | 0012486979 | KIM HUMMEL | Preventative Maintenance | Closed | Michael Youch | 12/05/2017 | 12/05/2017 | PERFORMANCE ASSURANCE AT INVENTORY | INVENTORIED DEVICE AND ENSURED DEVICE WAS FUNCTIONING PROPERLY. | C395C4A1-8865-4432-B9E1-E96732A23B02 | Labor | 12/05/2017 | 12/05/2017 | Michael Youch
|  | PHILIPS MEDICAL SYSTEMS | SURESIGNS VS2 PLUS | MONITOR, VITAL SIGNS | CN42724388 | 3 COOPER-PREADMISSION TESTING | 3 Cooper |  |  | 06/15/2016 |  | 6/15/23 |  |  | NO | YES |  |  |  |  | PHILIPS MEDICAL SYSTEMS 10649831 CN42724388 |  |  | Active |  | 00:09:FB:14:5C:55 |  | Alarm | PAAR:00-PVAR | 10/31/2019 |  | COOPER AMBULATORY OFF-SITES |  |  |  | 0011487879 | Karen Capone | Performance Verification | Closed | Bonnie Aichroth | 04/17/2017 | 04/17/2017 | INCOMING INVENTORY | DEVICE INVENTORIED | 736853B8-F204-455D-8D4B-7CDDCA878805 | Labor | 04/17/2017 | 04/17/2017 | Bonnie Aichroth
|  | PHILIPS MEDICAL SYSTEMS | SURESIGNS VS2 PLUS | MONITOR, VITAL SIGNS | CN42724675 | COOPER CANCER CENTER-COOPER DAY-CHEMO | MD Anderson Cancer Center |  |  | 06/13/2016 |  | 6/13/23 |  |  | NO | YES |  |  |  |  | PHILIPS MEDICAL SYSTEMS 10505464 CN42724675 |  |  | Active |  | 00:17:23:AF:BB:2F |  | Alarm | PAAR:00-PVAR | 10/31/2019 |  | COOPER AMBULATORY OFF-SITES |  |  | INFUSION - MOVES |  | Bonnie Aichroch
|  | PHILIPS MEDICAL SYSTEMS | SURESIGNS VS2 PLUS | MONITOR, VITAL SIGNS | CN42724677 | COOPER CANCER CENTER-COOPER DAY-CHEMO | MD Anderson Cancer Center |  |  | 06/13/2016 |  | 6/13/23 |  |  | NO | YES |  |  |  |  | PHILIPS MEDICAL SYSTEMS 10505462 CN42724677 |  |  | Active |  | 00:09:FB:14:65:8F |  | Alarm | PAAR:00-PVAR | 10/31/2019 |  | COOPER AMBULATORY OFF-SITES |  |  | INFUSION - MOVES |  | Bonnie Aichroch
|  | PHILIPS MEDICAL SYSTEMS | SURESIGNS VS2 PLUS | MONITOR, VITAL SIGNS | CN42724398 | COOPER CANCER CENTER-COOPER DAY-CHEMO | MD Anderson Cancer Center |  |  | 06/13/2016 |  | 6/13/23 |  |  | NO | YES |  |  |  |  | PHILIPS MEDICAL SYSTEMS 10505461 CN42724398 |  |  | Active |  | 00:17:23:AF:B9:F8 |  | Alarm | PAAR:00-PVAR | 10/31/2019 |  | COOPER AMBULATORY OFF-SITES |  |  | INFUSION - MOVES |  | Bonnie Aichroch
|  | PHILIPS MEDICAL SYSTEMS | SURESIGNS VS2 PLUS | MONITOR, VITAL SIGNS | CN42724405 | COOPER CANCER CENTER-COOPER DAY-CHEMO | MD Anderson Cancer Center |  |  | 06/13/2016 |  | 6/13/23 |  |  | NO | YES |  |  |  |  | PHILIPS MEDICAL SYSTEMS 10505460 CN42724405 |  |  | Active |  | 00:17:23:AF:BA:C5 |  | Alarm | PAAR:00-PVAR | 10/31/2019 |  | COOPER AMBULATORY OFF-SITES |  |  | Infusion Room - Moves |  | Bonnie Aichroch
|  | PHILIPS MEDICAL SYSTEMS | SURESIGNS VS2 PLUS | MONITOR, VITAL SIGNS | CN42724404 | INCU - KELEMEN S10 | Kelemen |  |  | 07/28/2016 |  | 7/28/23 |  |  | NO | YES |  |  |  |  | PHILIPS MEDICAL SYSTEMS 10505364 CN42724404 |  |  | Active |  | 00:09:FB:14:5B:B5 |  | Alarm | PAAR:00-PVAR | 10/31/2019 |  | COOPER UNIVERSITY HOSPITAL |  |  |  |  | Lisa Brooks
|  | PHILIPS MEDICAL SYSTEMS | SURESIGNS VS2 PLUS | MONITOR, VITAL SIGNS | CN42724403 | INCU - KELEMEN S10 | Kelemen |  |  | 07/28/2016 |  | 7/28/23 |  |  | NO | YES |  |  |  |  | PHILIPS MEDICAL SYSTEMS 10505363 CN42724403 |  |  | Active |  | 00:09:FB:14:5B:C2 |  | Alarm | PAAR:00-PVAR | 10/31/2019 |  | COOPER UNIVERSITY HOSPITAL |  |  |  |  | Lisa Brooks
|  | PHILIPS MEDICAL SYSTEMS | SURESIGNS VS2 PLUS | MONITOR, VITAL SIGNS | CN2724676 | NEURO/ORTHO/MEDSURG/7 PAV | Pavilion | 7 |  | 06/15/2016 |  | 6/15/23 |  |  | NO | YES |  |  |  |  | PHILIPS MEDICAL SYSTEMS 10505356 CN2724676 |  |  | Active |  | 00:00:A1:10:42:F4 |  | Alarm | PAAR:00-PVAR | 10/31/2019 |  | COOPER UNIVERSITY HOSPITAL |  |  |  |  | Pam Young
|  | PHILIPS MEDICAL SYSTEMS | SURESIGNS VS2 PLUS | MONITOR, VITAL SIGNS | CN42724672 | NEURO/ORTHO/MEDSURG/7 PAV | Pavilion | 7 |  | 06/15/2016 |  | 6/15/23 |  |  | NO | YES |  |  |  |  | PHILIPS MEDICAL SYSTEMS 10505357 CN42724672 |  |  | Active |  | 00:09:FB:14:65:9D |  | Alarm | PAAR:00-PVAR | 10/31/2019 |  | COOPER UNIVERSITY HOSPITAL |  |  |  |  | Pam Young
|  | PHILIPS MEDICAL SYSTEMS | SURESIGNS VS2 PLUS | MONITOR, VITAL SIGNS | CN42724399 | INCU - KELEMEN S10 | Kelemen |  |  | 06/15/2016 |  | 6/15/23 |  |  | NO | YES |  |  |  |  | PHILIPS MEDICAL SYSTEMS 10505352 CN42724399 |  |  | Active |  | 00:09:FB:14:5B:D3 |  | Alarm | PAAR:00-PVAR | 10/31/2019 |  | COOPER UNIVERSITY HOSPITAL |  |  |  |  | Lisa Brooks
|  | PHILIPS MEDICAL SYSTEMS | SURESIGNS VS2 PLUS | MONITOR, VITAL SIGNS | CN42724419 | PSYCHIATRIC UNIT | Kelemen |  |  | 06/15/2016 |  | 6/15/23 |  |  | NO | YES |  |  |  |  | PHILIPS MEDICAL SYSTEMS 10505354 CN42724419 |  |  | Active |  | 00:09:FB:14:5B:14:5B:E7 |  | Alarm | PAAR:00-PVAR | 10/31/2019 |  | COOPER UNIVERSITY HOSPITAL |  |  |  |  | CATHERINE MELINIOTIS
|  | PHILIPS MEDICAL SYSTEMS | SURESIGNS VS2 PLUS | MONITOR, VITAL SIGNS | CN42724423 | KELEMEN N10 | Kelemen |  |  | 06/15/2016 |  | 6/15/23 |  |  | NO | YES |  |  |  |  | PHILIPS MEDICAL SYSTEMS 10505353 CN42724423 |  |  | Active |  | 00:09:FB:14:5B:F3 |  | Alarm | PAAR:00-PVAR | 10/31/2019 |  | COOPER UNIVERSITY HOSPITAL |  |  |  |  | Lisa Brooks
|  | PHILIPS MEDICAL SYSTEMS | SURESIGNS VS2 PLUS | MONITOR, VITAL SIGNS | CN42724392 | EMERGENCY ROOM | Kelemen |  |  | 06/13/2016 |  | 6/13/23 |  |  | NO | YES |  |  |  |  | PHILIPS MEDICAL SYSTEMS 10505339 CN42724392 |  |  | Active |  | 00:09:FB:14:5B:C8 |  | Alarm | PAAR:00-PVAR | 10/31/2019 |  | COOPER UNIVERSITY HOSPITAL |  |  |  |  | KAREN GRUBER
|  | PHILIPS MEDICAL SYSTEMS | SURESIGNS VS2 PLUS | MONITOR, VITAL SIGNS | Cn21203234 |  | Kelemen | [7 empty] | NO | YES
|  | PHILIPS MEDICAL SYSTEMS | SURESIGNS VS2 PLUS | MONITOR, VITAL SIGNS | CN42724383 | INCU - KELEMEN S10 | Kelemen |  |  | 06/15/2016 |  | 6/15/23 |  |  | NO | YES |  |  |  |  | PHILIPS MEDICAL SYSTEMS 10505345 CN42724383 |  |  | Active |  | 00:09:FB:14:5C:29 |  | Alarm | PAAR:00-PVAR | 10/31/2019 |  | COOPER UNIVERSITY HOSPITAL |  |  |  |  | Lisa Brooks
|  | PHILIPS MEDICAL SYSTEMS | SURESIGNS VS2 PLUS | MONITOR, VITAL SIGNS | CN42724429 | INCU - KELEMEN S10 | Kelemen |  |  | 06/15/2016 |  | 6/15/23 |  |  | NO | YES |  |  |  |  | PHILIPS MEDICAL SYSTEMS 10505347 CN42724429 |  |  | Active |  | 00:09:FB:14:5B:C0 |  | Alarm | PAAR:00-PVAR | 10/31/2019 |  | COOPER UNIVERSITY HOSPITAL |  |  |  |  | Lisa Brooks
|  | PHILIPS MEDICAL SYSTEMS | SURESIGNS VS2 PLUS | MONITOR, VITAL SIGNS | CN42724408 | INCU - KELEMEN S10 | Kelemen |  |  | 06/15/2016 |  | 6/15/23 |  |  | NO | YES |  |  |  |  | PHILIPS MEDICAL SYSTEMS 10505344 CN42724408 |  |  | Active |  | 00:09:FB:14:5B:DB |  | Alarm | PAAR:00-PVAR | 10/31/2019 |  | COOPER UNIVERSITY HOSPITAL |  |  |  |  | Lisa Brooks
|  | PHILIPS MEDICAL SYSTEMS | SURESIGNS VS2 PLUS | MONITOR, VITAL SIGNS | CN42724380 |  | Kelemen | [7 empty] | NO | YES
|  | PHILIPS MEDICAL SYSTEMS | SURESIGNS VS2 PLUS | MONITOR, VITAL SIGNS | CN42724412 | ECHOCARDIOLOGY | Kelemen |  |  | 06/13/2016 |  | 6/13/23 |  |  | NO | YES |  |  |  |  | PHILIPS MEDICAL SYSTEMS 10505336 CN42724412 |  |  | Active |  | 00:09:FB:14:5C:14 |  | Alarm | PAAR:00-PVAR | 10/31/2019 |  | COOPER UNIVERSITY HOSPITAL |  |  |  |  | LINDA VALENTI
|  | PHILIPS MEDICAL SYSTEMS | SURESIGNS VS2 PLUS | MONITOR, VITAL SIGNS | CN42724396 | CDU - CLINICAL DECISION UNIT-9 KELEMEN | Kelemen |  |  | 06/13/2016 |  | 6/13/23 |  |  | NO | YES |  |  |  |  | PHILIPS MEDICAL SYSTEMS 10505337 CN42724396 |  |  | Active |  | 00:09:FB:14:5B:CA |  | Alarm | PAAR:00-PVAR | 10/31/2019 |  | COOPER UNIVERSITY HOSPITAL |  |  | 9 north kelerman |  | KAREN GRUBER
|  | PHILIPS MEDICAL SYSTEMS | SURESIGNS VS2 PLUS | MONITOR, VITAL SIGNS | CN21212292 |  | Pavilion |  |  | 01/30/2014 |  | 1/30/21 |  |  | NO | YES |  |  |  |  | PHILIPS MEDICAL SYSTEMS 10505299 CN21212292 |  |  | Active |  | 00:09:FB:13:64:4F |  | Alarm | PAAR:00-PVAR | 11/01/2019 |  | COOPER UNIVERSITY HOSPITAL |  |  |  |  | Lisa Geoghegan
|  | PHILIPS MEDICAL SYSTEMS | SURESIGNS VS2 PLUS | MONITOR, VITAL SIGNS | CN2206302 | INCU - KELEMEN S10 | Kelemen |  |  | 01/21/2013 |  | 1/21/20 |  |  | NO | YES |  |  |  |  | PHILIPS MEDICAL SYSTEMS 10505293 CN2206302 |  |  | Active |  | 00:09:FB:12:FB:57 |  | Alarm | PAAR:00-PVAR | 11/02/2019 |  | COOPER UNIVERSITY HOSPITAL |  |  | 10TH FLOOR |  | Lisa Brooks
|  | PHILIPS MEDICAL SYSTEMS | SURESIGNS VS2 PLUS | MONITOR, VITAL SIGNS | CN42724674 | 3 COOPER-PREADMISSION TESTING | 3 Cooper |  |  | 11/21/2016 |  | 11/21/23 |  |  | NO | YES |  |  |  |  | PHILIPS MEDICAL SYSTEMS 10505042 CN42724674 |  |  | Active |  | 00:09:FB:14:65:90 |  | Alarm | PAAR:00-PVAR | 10/31/2019 |  | COOPER AMBULATORY OFF-SITES |  |  | Suite 116 - Exam 116D | 0012389242 | Karen Capone | Preventative Maintenance | Closed | Josh Harris | 11/07/2017 | 11/07/2017 | PERFORMANCE ASSURANCE AT INVENTORY | INVENTORIED DEVICE AND ENSURED DEVICE WAS FUNCTIONING PROPERLY. | C5F1E2CD-61AA-4893-BD2E-5D305A9ABDA5 | Labor | 05/16/2017 | 05/16/2017 | Charles Santomero
|  | PHILIPS MEDICAL SYSTEMS | SURESIGNS VS2 PLUS | MONITOR, VITAL SIGNS | CN21206301 | COOPER PRIMARY CARE | 20 S Black Horse Pike |  |  | 01/21/2013 |  | 1/21/20 |  |  | NO | YES |  |  |  |  | PHILIPS MEDICAL SYSTEMS 10505101 CN21206301 |  |  | Active |  | 00:09:FB:13:01:0E |  | Alarm | PAAR:00-PVAR | 11/02/2019 |  | COOPER AMBULATORY OFF-SITES |  |  | RUNNEMEDE |  | CINDY PATTEN
|  | PHILIPS MEDICAL SYSTEMS | SURESIGNS VS2 PLUS | MONITOR, VITAL SIGNS | CN42724415 | CARDIAC CATH LAB | Kelemen |  |  | 07/01/2016 |  | 7/1/23 |  |  | NO | YES |  |  |  |  | PHILIPS MEDICAL SYSTEMS 10505035 CN42724415 |  |  | Active |  | 00:09:FB:14:5C:06 |  | Alarm | PAAR:00-PVAR | 10/31/2019 |  | COOPER UNIVERSITY HOSPITAL |  |  | CCL - Moves | WOT00000000945444 | LINDA BEAN | Performance Verification | Closed | Stephen Zubrzycki | 05/22/2018 | 07/30/2018 | Performance Verification for PHILIPS MEDICAL SYSTEMS 10505035 CN42724415 | Initial Install of Performance Verification. Device is ready for patient use.
|  | PHILIPS MEDICAL SYSTEMS | SURESIGNS VS2 PLUS | MONITOR, VITAL SIGNS | CN42724407 | CARDIAC CATH LAB | Kelemen |  |  | 11/20/2017 |  | 11/20/24 |  |  | NO | YES |  |  |  |  | PHILIPS MEDICAL SYSTEMS 10505036 CN42724407 |  |  | Active |  | 00:09:FB:14:5B:DF |  | Alarm | PAAR:00-PVAR | 10/31/2019 |  | COOPER UNIVERSITY HOSPITAL |  |  | CCL - Moves | 0012587777 | LINDA BEAN | Performance Verification | Closed | Josh Harris | 12/27/2017 | 12/27/2017 | INCOMING INVENTORY | DEVICE INVENTORIED | E874E2F0-B88A-47B4-9B10-84F0A5D420D6 | Labor | 12/27/2017 | 12/27/2017 | Josh Harris
|  | PHILIPS MEDICAL SYSTEMS | SURESIGNS VS2 PLUS | MONITOR, VITAL SIGNS | CN42724428 | COOPER CANCER CENTER | MD Anderson Cancer Center |  |  | 06/23/2017 |  | 6/23/24 |  |  | NO | YES |  |  |  |  | PHILIPS MEDICAL SYSTEMS 10505029 CN42724428 |  |  | Active |  | 00:09:FB:14:5C:0C |  | Alarm | PAAR:00-PVAR | 10/31/2019 |  | COOPER AMBULATORY OFF-SITES |  |  |  | 0012589636 | COLLEEN TEGELER | Performance Verification | Closed | Josh Harris | 12/28/2017 | 12/28/2017 | INCOMING INVENTORY | DEVICE INVENTORIED | 07F4F7EC-3E01-4BD3-9268-5AB6A08BF8C8 | Labor | 12/28/2017 | 12/28/2017 | Josh Harris
|  | PHILIPS MEDICAL SYSTEMS | SURESIGNS VS2 PLUS | MONITOR, VITAL SIGNS | CN42724420 | COOPER CANCER CENTER | MD Anderson Cancer Center |  |  | 06/23/2017 |  | 6/23/24 |  |  | NO | YES |  |  |  |  | PHILIPS MEDICAL SYSTEMS 10505028 CN42724420 |  |  | Active |  | 00:09:FB:14:5C:10 |  | Alarm | PAAR:00-PVAR | 10/31/2019 |  | COOPER AMBULATORY OFF-SITES |  |  |  | 0012589641 | COLLEEN TEGELER | Performance Verification | Closed | Josh Harris | 12/28/2017 | 12/28/2017 | INCOMING INVENTORY | DEVICE INVENTORIED | B0C38172-FB44-48C0-A97E-DEF4BD9DE09C | Labor | 12/28/2017 | 12/28/2017 | Josh Harris
|  | PHILIPS MEDICAL SYSTEMS | SURESIGNS VS2 PLUS | MONITOR, VITAL SIGNS | CN21212323 | INCU - KELEMEN S10 | Kelemen |  |  | 01/30/2014 |  | 1/30/21 |  |  | NO | YES |  |  |  |  | PHILIPS MEDICAL SYSTEMS 10505017 CN21212323 |  |  | Active |  | 00:09:FB:13:68:28 |  | Alarm | PAAR:00-PVAR | 11/02/2019 |  | COOPER UNIVERSITY HOSPITAL |  |  | 10 S |  | Lisa Brooks
|  | PHILIPS MEDICAL SYSTEMS | SURESIGNS VS2 PLUS | MONITOR, VITAL SIGNS | Cn42724385 |  | Kelemen | [7 empty] | NO | YES
|  | PHILIPS MEDICAL SYSTEMS | SURESIGNS VS2 PLUS | MONITOR, VITAL SIGNS | CN42722737 | BUNKER HILL-PEDIATRICS | 4 Plaza Dr |  |  | 02/22/2016 |  | 2/22/23 |  |  | NO | YES |  |  |  |  | PHILIPS MEDICAL SYSTEMS 10480163 CN42722737 |  |  | Active |  | 00:09:FB:14:39:B4 |  | Alarm | PAAR:00-PVAR | 10/31/2019 |  | COOPER AMBULATORY OFF-SITES |  |  |  |  | MAUREEN OBRIEN
|  | PHILIPS MEDICAL SYSTEMS | SURESIGNS VS2 PLUS | MONITOR, VITAL SIGNS | CN42722738 | BUNKER HILL-PEDIATRICS | 4 Plaza Dr |  |  | 02/22/2016 |  | 2/22/23 |  |  | NO | YES |  |  |  |  | PHILIPS MEDICAL SYSTEMS 10480164 CN42722738 |  |  | Active |  | 00:09:FB:14:39:BF |  | Alarm | PAAR:00-PVAR | 10/31/2019 |  | COOPER AMBULATORY OFF-SITES |  |  |  |  | MAUREEN OBRIEN
|  | PHILIPS MEDICAL SYSTEMS | SURESIGNS VS2 PLUS | MONITOR, VITAL SIGNS | CN21208308 |  | MD Anderson Cancer Center | [7 empty] | NO | YES
|  | PHILIPS MEDICAL SYSTEMS | SURESIGNS VS2 PLUS | MONITOR, VITAL SIGNS | Cn42733492 |  | Kelemen | [7 empty] | NO | YES
|  | PHILIPS MEDICAL SYSTEMS | SURESIGNS VS2 PLUS | MONITOR, VITAL SIGNS | CN42724673 |  | Pavilion | [7 empty] | NO | YES
|  | PHILIPS MEDICAL SYSTEMS | SURESIGNS VS2 PLUS | MONITOR, VITAL SIGNS | CN21203248 | CHIP - 9 PAVILION | Pavilion |  |  | 08/06/2012 |  | 8/6/19 |  |  | NO | YES |  |  |  |  | PHILIPS MEDICAL SYSTEMS 10369183 CN21203248 |  |  | Active |  | 00:17:23:A2:6C:E4 |  | Alarm | PAAR:00-PVAR | 11/02/2019 |  | COOPER UNIVERSITY HOSPITAL |  |  | P973 | WOT00000001678539 | KIM HUMMEL | Alert | Closed | Michael Youch | 11/02/2018 | 06/24/2019 | ALT001251 - Philips Healthcare - SureSigns Vital Signs Monitor - Battery | The VS2+ product 863279, sw version B.01.61 we have are not included in this alert. | EXP2468758 | Labor | 03/05/2019 | 03/05/2019 | Michael Youch
|  | PHILIPS MEDICAL SYSTEMS | SURESIGNS VS2 PLUS | MONITOR, VITAL SIGNS | CN42733496 |  | Kelemen | [7 empty] | NO | YES
|  | PHILIPS MEDICAL SYSTEMS | SURESIGNS VS2 PLUS | MONITOR, VITAL SIGNS | CN21212301 | EMERGENCY ROOM | Kelemen |  |  | 01/30/2014 |  | 1/30/21 |  |  | NO | YES |  |  |  |  | PHILIPS MEDICAL SYSTEMS 10367751 CN21212301 |  |  | Active |  | 00:09:FB:13:65:07 |  | Alarm | PAAR:00-PVAR | 11/02/2019 |  | COOPER UNIVERSITY HOSPITAL |  |  | EMERGENCY DEPARTMENT |  | KAREN GRUBER
|  | PHILIPS MEDICAL SYSTEMS | SURESIGNS VS2 PLUS | MONITOR, VITAL SIGNS | CN42724387 |  | Kelemen | [7 empty] | NO | YES
|  | PHILIPS MEDICAL SYSTEMS | SURESIGNS VS2 PLUS | MONITOR, VITAL SIGNS | CN21212305 | SHORT PROCEDURE UNIT | Kelemen |  |  | 01/30/2014 |  | 1/30/21 |  |  | NO | YES |  |  |  |  | PHILIPS MEDICAL SYSTEMS 10367541 CN21212305 |  |  | Active |  | 00:17:23:AB:00:79 |  | Alarm | PAAR:00-PVAR | 11/02/2019 |  | COOPER UNIVERSITY HOSPITAL |  |  | SPU/5N |  | Lisa Geoghegan
|  | PHILIPS MEDICAL SYSTEMS | SURESIGNS VS2 PLUS | MONITOR, VITAL SIGNS | CN42724417 |  | Kelemen | [7 empty] | YES | YES
|  | PHILIPS MEDICAL SYSTEMS | SURESIGNS VS2 PLUS | MONITOR, VITAL SIGNS | CN42724389 | PEDIATRICS SOUTH 7 | Kelemen |  |  | 10/31/2019 |  | 10/31/26 |  |  | NO | YES |  |  |  |  | PHILIPS MEDICAL SYSTEMS 30244936 CN42724389 |  |  | Active |  | 00:09:FB:14:5B:F1 |  | Alarm | PAAR:00-PVAR | 10/31/2019 | 10/31/2019 | COOPER UNIVERSITY HOSPITAL |  |  |  | 0011494978 | JOANNE FOX | Preventative Maintenance | Closed | Bonnie Aichroth | 10/31/2019 | 10/31/2019 | PERFORMANCE ASSURANCE AT INVENTORY | INVENTORIED DEVICE AND ENSURED DEVICE WAS FUNCTIONING PROPERLY. | 012A2DDE-C707-40DC-AA68-F6B205B19D02 | Labor | 10/31/2019 | 10/31/2019 | Gene Amodei
|  | PHILIPS MEDICAL SYSTEMS | SURESIGNS VS2 PLUS | MONITOR, VITAL SIGNS | CN42724418 | PEDIATRICS SOUTH 7 | Pavilion | 7 |  | 10/31/2019 |  | 10/31/26 |  |  | NO | YES |  |  |  |  | PHILIPS MEDICAL SYSTEMS 30244934 CN42724418 |  |  | Active |  | 00:09:FB:14:5B:F1 |  | Alarm | PAAR:00-PVAR | 10/31/2019 | 10/31/2019 | COOPER UNIVERSITY HOSPITAL |  |  |  | 0011493206 | JOANNE FOX | Performance Verification | Closed | Bonnie Aichroth | 10/31/2019 | 10/31/2019 | INCOMING INVENTORY | DEVICE INVENTORIED | C7D32D8D-081C-47FD-8568-9D4D46A0D3E4 | Labor | 10/31/2019 | 10/31/2019 | Bonnie Aichroth
|  | PHILIPS MEDICAL SYSTEMS | SURESIGNS VS2 PLUS | MONITOR, VITAL SIGNS | CN21203252 | MED/SURG 6 PAVILION | Pavilion |  |  | 10/31/2019 |  | 10/31/26 |  |  | NO | YES |  |  |  |  | PHILIPS MEDICAL SYSTEMS 30244930 CN21203252 |  |  | Active |  | 00:09:FB:12:B1:DB |  | Alarm | PAAR:00-PVAR | 10/31/2019 | 10/31/2019 | COOPER UNIVERSITY HOSPITAL |  |  | 6 PAVILION |  | BRIAN OSHAUGHNESSY |  |  |  | 10/31/2019 | 10/31/2019 |  |  |  |  | 10/31/2019 | 10/31/2019
|  | PHILIPS MEDICAL SYSTEMS | SURESIGNS VS2 PLUS | MONITOR, VITAL SIGNS | CN42724377 | KELEMEN 9 | Kelemen |  |  | 10/31/2019 |  | 10/31/26 |  |  | NO | YES |  |  |  |  | PHILIPS MEDICAL SYSTEMS 30244814 CN42724377 |  |  | Active |  | 00:17:23:AF:B9:E5 |  | Alarm | PAAR:00-PVAR | 10/31/2019 | 10/31/2019 | COOPER UNIVERSITY HOSPITAL |  |  | S9 |  | LAURA ZIMMERMAN |  |  |  | 10/31/2019 | 10/31/2019 |  |  |  |  | 10/31/2019 | 10/31/2019
|  | PHILIPS MEDICAL SYSTEMS | SURESIGNS VS2 PLUS | MONITOR, VITAL SIGNS | CN4274402 | KELEMEN 9 | Kelemen |  |  | 10/31/2019 |  | 10/31/26 |  |  | NO | YES |  |  |  |  | PHILIPS MEDICAL SYSTEMS 30244816 CN4274402 |  |  | Active |  | 00:09:FB:14:5B:BA |  | Alarm | PAAR:00-PVAR | 10/31/2019 | 10/31/2019 | COOPER UNIVERSITY HOSPITAL |  |  |  |  | LAURA ZIMMERMAN |  |  |  | 10/31/2019 | 10/31/2019 |  |  |  |  | 10/31/2019 | 10/31/2019
|  | PHILIPS MEDICAL SYSTEMS | SURESIGNS VS2 PLUS | MONITOR, VITAL SIGNS | CN21212313 |  | Kelemen | [7 empty] | NO | YES
|  | PHILIPS MEDICAL SYSTEMS | SURESIGNS VS2 PLUS | MONITOR, VITAL SIGNS | CN21212302 | CHERRY HILL SPECIALITY HUB | 1935 NJ-70 |  |  | 01/30/2014 |  | 1/30/21 |  |  | NO | YES |  |  |  |  | PHILIPS MEDICAL SYSTEMS 10365862 CN21212302 |  |  | Active |  | 00:09:FB:13:65:27 |  | Alarm | PAAR:00-PVAR | 11/01/2019 |  | COOPER AMBULATORY OFF-SITES |  |  | 1935 Kings Hwy - Suite 100 Neuro |  | APRIL DIXON
|  | PHILIPS MEDICAL SYSTEMS | SURESIGNS VS2 PLUS | MONITOR, VITAL SIGNS | CN21212314 | BRACE ROAD-MEDICINE | 701 NJ-73 |  |  | 01/30/2014 |  | 1/30/21 |  |  | NO | YES |  |  |  |  | PHILIPS MEDICAL SYSTEMS 10365861 CN21212314 |  |  | Active |  | 00:17:23:A7:FD:27 |  | Alarm | PAAR:00-PVAR | 11/02/2019 |  | COOPER AMBULATORY OFF-SITES |  |  | RT 70Neuro Ste 100 Nurses Station | WOT00000001678473 | Cheryl Peck | Alert | Closed | Kirk Lis | 11/02/2018 | 05/13/2019 | ALT001251 - Philips Healthcare - SureSigns Vital Signs Monitor - Battery | VS2 PLUS UNITS ARE NOT AFFECTED AS PER OEM | EXP1789995 | Labor | 11/27/2018 | 11/27/2018 | Kirk Lis
|  | PHILIPS MEDICAL SYSTEMS | SURESIGNS VS2 PLUS | MONITOR, VITAL SIGNS | CN21208300 | COOPER CANCER CENTER-COOPER DAY-CHEMO | MD Anderson Cancer Center |  |  | 07/13/2013 |  | 7/13/20 |  |  | NO | YES |  |  |  |  | PHILIPS MEDICAL SYSTEMS 10365612 CN21208300 |  |  | Active |  | 00:09:FB:13:28:71 |  | Alarm | PAAR:00-PVAR | 11/02/2019 |  | COOPER AMBULATORY OFF-SITES |  |  | INFUSION - MOVES | WOT00000000818153 | Bonnie Aichroch | Repair | Closed | Josh Harris | 04/24/2018 | 07/18/2018 | Temp Module Malfunction | Acknowledged. faulty temp module. replaced module. vpo. rts. | EXP0433261 | Labor | 04/24/2018 | 04/24/2018 | Josh Harris
|  | PHILIPS MEDICAL SYSTEMS | SURESIGNS VS2 PLUS | MONITOR, VITAL SIGNS | CN42724421 | MED/SURG 6 PAVILION | Pavilion |  |  | 10/31/2019 |  | 10/31/26 |  |  | NO | YES |  |  |  |  | PHILIPS MEDICAL SYSTEMS 30236271 CN42724421 |  |  | Active |  | 00:17:23:AF:B9:EA |  | Alarm | PAAR:00-PVAR | 10/31/2019 | 10/31/2019 | COOPER UNIVERSITY HOSPITAL |  |  |  | 0011493230 | BRIAN OSHAUGHNESSY | Preventative Maintenance | Closed | Bonnie Aichroth | 10/31/2019 | 10/31/2019 | PERFORMANCE ASSURANCE AT INVENTORY | INVENTORIED DEVICE AND ENSURED DEVICE WAS FUNCTIONING PROPERLY. | 9DDB4109-1125-4A83-AB18-7BDE42672A10 | Labor | 10/31/2019 | 10/31/2019 | Gene Amodei
|  | PHILIPS MEDICAL SYSTEMS | SURESIGNS VS2 PLUS | MONITOR, VITAL SIGNS | CN427224409 | NEURO/ORTHO/MEDSURG/7 PAV | Pavilion |  |  | 10/31/2019 |  | 10/31/26 |  |  | NO | YES |  |  |  |  | PHILIPS MEDICAL SYSTEMS 30236270 CN427224409 |  |  | Active |  | 00:09:FB:14:5B:DA |  | Alarm | PAAR:00-PVAR | 10/31/2019 | 10/31/2019 | COOPER UNIVERSITY HOSPITAL |  |  |  | 0012411399 | Pam Young | Performance Verification | Closed | Josh Harris | 10/31/2019 | 10/31/2019 | INCOMING INVENTORY | DEVICE INVENTORIED | 33E0D908-7978-4BFE-B4B9-D32603742A4E | Labor | 10/31/2019 | 10/31/2019 | Josh Harris
|  | PHILIPS MEDICAL SYSTEMS | SURESIGNS VS2 PLUS | MONITOR, VITAL SIGNS | CN42724410 | PEDIATRICS SOUTH 7 | Kelemen |  |  | 10/31/2019 |  | 10/31/26 |  |  | NO | YES |  |  |  |  | PHILIPS MEDICAL SYSTEMS 30236269 CN42724410 |  |  | Active |  | 00:09:FB:14:5B:E6 |  | Alarm | PAAR:00-PVAR | 10/31/2019 | 10/31/2019 | COOPER UNIVERSITY HOSPITAL |  |  | PEDS7 | 0011493216 | JOANNE FOX | Performance Verification | Closed | Bonnie Aichroth | 10/31/2019 | 10/31/2019 | INCOMING INVENTORY | DEVICE INVENTORIED | CBB67B81-AF57-4CE2-9AB1-898FBDDE1EE2 | Labor | 10/31/2019 | 10/31/2019 | Bonnie Aichroth
|  | PHILIPS MEDICAL SYSTEMS | SURESIGNS VS2 PLUS | MONITOR, VITAL SIGNS | CN42724401 | MED/SURG 6 PAVILION | Pavilion |  |  | 10/31/2019 |  | 10/31/26 |  |  | NO | YES |  |  |  |  | PHILIPS MEDICAL SYSTEMS 30236268 CN42724401 |  |  | Active |  | 00:09:FB:14:5B:D8 |  | Alarm | PAAR:00-PVAR | 10/31/2019 | 10/31/2019 | COOPER UNIVERSITY HOSPITAL |  |  | PAV 6 equipment closet | WOT00000001713983 | BRIAN OSHAUGHNESSY | Performance Verification | Closed | Michael Youch | 10/31/2019 | 10/31/2019 | Performance Verification for PHILIPS MEDICAL SYSTEMS 30236268 CN42724401 | Initial Install of Performance Verification. Device is ready for patient use. |  |  | 10/31/2019 | 10/31/2019
|  | PHILIPS MEDICAL SYSTEMS | SURESIGNS VS2 PLUS | MONITOR, VITAL SIGNS | CN42724378 | MED/SURG 6 PAVILION | Pavilion |  |  | 10/31/2019 |  | 10/31/26 |  |  | NO | YES |  |  |  |  | PHILIPS MEDICAL SYSTEMS 30236267 CN42724378 |  |  | Active |  | 00:17:23:AF:BB:36 |  | Alarm | PAAR:00-PVAR | 10/31/2019 | 10/31/2019 | COOPER UNIVERSITY HOSPITAL |  |  |  | 0011493241 | BRIAN OSHAUGHNESSY | Performance Verification | Closed | Bonnie Aichroth | 10/31/2019 | 10/31/2019 | INCOMING INVENTORY | DEVICE INVENTORIED | CB4FA04A-4138-47E8-BC19-A4534D7FF763 | Labor | 10/31/2019 | 10/31/2019 | Bonnie Aichroth
|  | PHILIPS MEDICAL SYSTEMS | SURESIGNS VS2 PLUS | MONITOR, VITAL SIGNS | CN42724394 | MED/SURG 6 PAVILION | Pavilion |  |  | 10/31/2019 |  | 10/31/26 |  |  | NO | YES |  |  |  |  | PHILIPS MEDICAL SYSTEMS 30236266 CN42724394 |  |  | Active |  | 00:17:23:AF:B2:CD |  | Alarm | PAAR:00-PVAR | 10/31/2019 | 10/31/2019 | COOPER UNIVERSITY HOSPITAL |  |  |  | 0011493244 | BRIAN OSHAUGHNESSY | Preventative Maintenance | Closed | Gene Amodei | 10/31/2019 | 10/31/2019 | PERFORMANCE ASSURANCE AT INVENTORY | INVENTORIED DEVICE AND ENSURED DEVICE WAS FUNCTIONING PROPERLY. | F74C9C01-3644-44F9-B9A7-233F646F671C | Labor | 10/31/2019 | 10/31/2019 | Bonnie Aichroth
|  | PHILIPS MEDICAL SYSTEMS | SURESIGNS VS2 PLUS | MONITOR, VITAL SIGNS | CN42724411 | MED/SURG 6 PAVILION | Pavilion |  |  | 10/31/2019 |  | 10/31/26 |  |  | NO | YES |  |  |  |  | PHILIPS MEDICAL SYSTEMS 30236260 CN42724411 |  |  | Active |  | 00:09:FB:14:5B:D7 |  | Alarm | PAAR:00-PVAR | 10/31/2019 | 10/31/2019 | COOPER UNIVERSITY HOSPITAL |  |  |  | 0011493235 | BRIAN OSHAUGHNESSY | Performance Verification | Closed | Bonnie Aichroth | 10/31/2019 | 10/31/2019 | INCOMING INVENTORY | DEVICE INVENTORIED | 39830330-31C1-444C-A1CA-E76E753BF556 | Labor | 10/31/2019 | 10/31/2019 | Bonnie Aichroth
|  | PHILIPS MEDICAL SYSTEMS | SURESIGNS VS2 PLUS | MONITOR, VITAL SIGNS | CN42724426 | NEURO/ORTHO/MEDSURG/7 PAV | Pavilion | 7 |  | 10/31/2019 |  | 10/31/26 |  |  | NO | YES |  |  |  |  | PHILIPS MEDICAL SYSTEMS 30236259 CN42724426 |  |  | Active |  | 11:11:11:11:11:11 |  | Alarm | PAAR:00-PVAR | 10/31/2019 | 10/31/2019 | COOPER UNIVERSITY HOSPITAL |  |  |  | 0011204459 | Pam Young | Performance Verification | Closed | Bonnie Aichroth | 10/31/2019 | 10/31/2019 | INCOMING INVENTORY | DEVICE INVENTORIED | 893FEB56-82B1-46C9-B1BA-5294FA407FE3 | Labor | 10/31/2019 | 10/31/2019 | Bonnie Aichroth
|  | PHILIPS MEDICAL SYSTEMS | SURESIGNS VS2 PLUS | MONITOR, VITAL SIGNS | CN21208302 | COOPER CANCER CENTER | MD Anderson Cancer Center |  |  | 07/13/2013 |  | 7/13/20 |  |  | NO | YES |  |  |  |  | PHILIPS MEDICAL SYSTEMS 10365523 CN21208302 |  |  | Active |  | 00:09:FB:13:28:6D |  | Alarm | PAAR:00-PVAR | 11/02/2019 |  | COOPER AMBULATORY OFF-SITES |  |  | Rad/Onc - Moves |  | COLLEEN TEGELER
|  | PHILIPS MEDICAL SYSTEMS | SURESIGNS VS2 PLUS | MONITOR, VITAL SIGNS | CN42737595 |  | Kelemen | [7 empty] | YES | YES
|  | PHILIPS MEDICAL SYSTEMS | SURESIGNS VS2 PLUS | MONITOR, VITAL SIGNS | CN21203233 | LABOR & DELIVERY | Dorrance |  |  | 08/06/2012 |  | 8/6/19 |  |  | NO | YES |  |  |  |  | PHILIPS MEDICAL SYSTEMS 10365345 CN21203233 |  |  | Active |  | 00:17:23:A3:0B:7C |  | Alarm | PAAR:00-PVAR | 10/31/2019 |  | COOPER UNIVERSITY HOSPITAL |  |  | LABOR AND DELIVERY |  | JOANNA HORST
|  | PHILIPS MEDICAL SYSTEMS | SURESIGNS VS2 PLUS | MONITOR, VITAL SIGNS | CN42724427 |  | Kelemen | [7 empty] | YES | YES
|  | PHILIPS MEDICAL SYSTEMS | SURESIGNS VS2 PLUS | MONITOR, VITAL SIGNS | CN21208307 | COOPER CANCER CENTER-MULTIDISCIPLINARY CLINIC | MD Anderson Cancer Center |  |  | 07/13/2013 |  | 7/13/20 |  |  | NO | YES |  |  |  |  | PHILIPS MEDICAL SYSTEMS 10357068 CN21208307 |  |  | Active |  | 00:09:FB:13:28:51 |  | Alarm | PAAR:00-PVAR | 11/02/2019 |  | COOPER AMBULATORY OFF-SITES |  |  | MULTI DISC - MOVES |  | ROXANNE BERGER
|  | PHILIPS MEDICAL SYSTEMS | SURESIGNS VS2 PLUS | MONITOR, VITAL SIGNS | CN21208299 | COOPER CANCER CENTER-MULTIDISCIPLINARY CLINIC | MD Anderson Cancer Center |  |  | 07/13/2013 |  | 7/13/20 |  |  | NO | YES |  |  |  |  | PHILIPS MEDICAL SYSTEMS 10357064 CN21208299 |  |  | Active |  | 00:09:FB:13:28:68 |  | Alarm | PAAR:00-PVAR | 11/02/2019 |  | COOPER AMBULATORY OFF-SITES |  |  | MULTI DISC - MOVES |  | ROXANNE BERGER
|  | PHILIPS MEDICAL SYSTEMS | SURESIGNS VS2 PLUS | MONITOR, VITAL SIGNS | CN21208297 |  | 1000 Salem Rd | [7 empty] | NO | YES
|  | PHILIPS MEDICAL SYSTEMS | SURESIGNS VS2 PLUS | MONITOR, VITAL SIGNS | CN21201507 | NEURO/ORTHO/MEDSURG/7 PAV | Pavilion |  |  | 03/29/2012 |  | 3/29/19 |  |  | NO | YES |  |  |  |  | PHILIPS MEDICAL SYSTEMS 10356728 CN21201507 |  |  | Active |  | 11:11:11:11:11:11 |  | Alarm | PAAR:00-PVAR | 11/02/2019 |  | COOPER UNIVERSITY HOSPITAL |  |  | 7 PAVILION |  | Pam Young
|  | PHILIPS MEDICAL SYSTEMS | SURESIGNS VS2 PLUS | MONITOR, VITAL SIGNS | CN21201503 | NEURO/ORTHO/MEDSURG/7 PAV | Pavilion |  |  | 03/29/2012 |  | 3/29/19 |  |  | NO | YES |  |  |  |  | PHILIPS MEDICAL SYSTEMS 10356681 CN21201503 |  |  | Active |  | 00:09:FB:12:9D:99 |  | Alarm | PAAR:00-PVAR | 11/02/2019 |  | COOPER UNIVERSITY HOSPITAL |  |  | 7TH FLOOR | 0012044373 | Pam Young | Repair | Closed | Richard Jolly | 08/17/2017 | 09/18/2017 | PULSE OX - CORD IS BROKEN - PAVILLION 7 FRONT DESK | 9/18/2017 2:25:14 PM RCJOLLY (RCJOLLY 8/17/2017 10:00 AM) CABLE WAS BAD SENT IT BACK TO MASIMO | EEF233E9-86EB-4257-BA99-61334905401A | Labor | 08/17/2017 | 08/17/2017 | Richard Jolly
|  | PHILIPS MEDICAL SYSTEMS | SURESIGNS VS2 PLUS | MONITOR, VITAL SIGNS | CN21201502 |  | Pavilion |  |  | 03/29/2012 |  | 3/29/19 |  |  | NO | YES |  |  |  |  | PHILIPS MEDICAL SYSTEMS 10356390 CN21201502 |  |  | Active |  | 00:09:FB:12:9D:DE | [5 empty] | COOPER UNIVERSITY HOSPITAL |  |  | P829 | WOT00000001678589 |  | Alert | Closed | Gene Amodei | 11/02/2018 | 06/24/2019 | ALT001251 - Philips Healthcare - SureSigns Vital Signs Monitor - Battery |  | EXP2259195 | Labor | 11/22/2018 | 11/22/2018 | Gene Amodei
|  | PHILIPS MEDICAL SYSTEMS | SURESIGNS VS2 PLUS | MONITOR, VITAL SIGNS | CN21203237 | INCU - KELEMEN S10 | Kelemen |  |  | 08/06/2012 |  | 8/6/19 |  |  | NO | YES |  |  |  |  | PHILIPS MEDICAL SYSTEMS 10356046 CN21203237 |  |  | Disposition |  | 11:11:11:11:11:11 |  | Alarm | PAAR:00-PVAR | 11/02/2019 |  | COOPER UNIVERSITY HOSPITAL |  |  | Iso 1050 |  | Lisa Brooks
|  | PHILIPS MEDICAL SYSTEMS | SURESIGNS VS2 PLUS | MONITOR, VITAL SIGNS | CN42724391 | MD ANDERSON INPATIENT ONCOLOGY | Pavilion |  |  | 10/31/2019 |  | 10/31/26 |  |  | NO | YES |  |  |  |  | PHILIPS MEDICAL SYSTEMS 30225095 CN42724391 |  |  | Active |  | 00:09:FB:14:5B:CB |  | Alarm | PAAR:00-PVAR | 10/31/2019 | 10/31/2019 | COOPER UNIVERSITY HOSPITAL |  |  | P5 - Moves |  | MIRIAM ZIEGLER |  |  |  | 10/31/2019 | 10/31/2019 |  |  |  |  | 10/31/2019 | 10/31/2019
|  | PHILIPS MEDICAL SYSTEMS | SURESIGNS VS2 PLUS | MONITOR, VITAL SIGNS | CN42724395 | CARDIAC CATH LAB | Kelemen |  |  | 10/31/2019 |  | 10/31/26 |  |  | NO | YES |  |  |  |  | PHILIPS MEDICAL SYSTEMS 30225067 CN42724395 |  |  | Active |  | 00:09:FB:14:5B:C6 |  | Alarm | PAAR:00-PVAR | 10/31/2019 | 10/31/2019 | COOPER UNIVERSITY HOSPITAL |  |  | CCL - Moves | 0011487896 | LINDA BEAN | Performance Verification | Closed | Bonnie Aichroth | 10/31/2019 | 10/31/2019 | INCOMING INVENTORY | DEVICE INVENTORIED | C7425B75-2F8B-421C-ABC9-3371D1237152 | Labor | 10/31/2019 | 10/31/2019 | Bonnie Aichroth
|  | PHILIPS MEDICAL SYSTEMS | SURESIGNS VS2 PLUS | MONITOR, VITAL SIGNS | CN42724379 | CARDIAC CATH LAB | Kelemen |  |  | 10/31/2019 |  | 10/31/26 |  |  | NO | YES |  |  |  |  | PHILIPS MEDICAL SYSTEMS 30225068 CN42724379 |  |  | Active |  | 00:09:FB:14:5C:5F |  | Alarm | PAAR:00-PVAR | 10/31/2019 | 10/31/2019 | COOPER UNIVERSITY HOSPITAL |  |  | CCL - Moves | 0011487898 | LINDA BEAN | Performance Verification | Closed | Bonnie Aichroth | 10/31/2019 | 10/31/2019 | INCOMING INVENTORY | DEVICE INVENTORIED | 15BFF6DC-5DAA-404F-9B89-5CC5A89E6D79 | Labor | 10/31/2019 | 10/31/2019 | Bonnie Aichroth
|  | PHILIPS MEDICAL SYSTEMS | SURESIGNS VS2 PLUS | MONITOR, VITAL SIGNS | CN42724425 | CARDIAC CATH LAB | Kelemen |  |  | 10/31/2019 |  | 10/31/26 |  |  | NO | YES |  |  |  |  | PHILIPS MEDICAL SYSTEMS 30225066 CN42724425 |  |  | Active |  | 00:09:FB:14:5C:25 |  | Alarm | PAAR:00-PVAR | 10/31/2019 | 10/31/2019 | COOPER UNIVERSITY HOSPITAL |  |  | CCL - Moves | 0011487886 | LINDA BEAN | Preventative Maintenance | Closed | Bonnie Aichroth | 10/31/2019 | 10/31/2019 | PERFORMANCE ASSURANCE AT INVENTORY | INVENTORIED DEVICE AND ENSURED DEVICE WAS FUNCTIONING PROPERLY. | 3F270065-C2DA-4580-8E1D-6858CDEF6C36 | Labor | 10/31/2019 | 10/31/2019 | Stephen Zubrzycki
|  | PHILIPS MEDICAL SYSTEMS | SURESIGNS VS2 PLUS | MONITOR, VITAL SIGNS | CN21208310 | COOPER CANCER CENTER-COOPER DAY-CHEMO | MD Anderson Cancer Center |  |  | 11/02/2019 |  | 11/2/26 |  |  | NO | YES |  |  |  |  | PHILIPS MEDICAL SYSTEMS 30225055 CN21208310 |  |  | Active |  | 00:09:FB:13:28:5C |  | Alarm | PAAR:00-PVAR | 11/02/2019 | 11/02/2019 | COOPER AMBULATORY OFF-SITES |  |  | INFUSION - MOVES | WOT00000001260933 | Bonnie Aichroch | Repair | Closed | Josh Harris | 11/02/2019 | 11/02/2019 | Blood pressure pumps up and down but doesn't read the blood pressure | Verified Proper Operation. Checked hoses for dry rot and found everything to be acceptable. Ran unit on myself multiple times without failure. Unit was left unplugged and battery was completely drained. Charged unit and tested again. No issues. RTS. | EXP1044345 | Labor | 11/02/2019 | 11/02/2019 | Josh Harris
|  | PHILIPS MEDICAL SYSTEMS | SURESIGNS VS2 PLUS | MONITOR, VITAL SIGNS | CN21203239 | TSDU - KELEMEN S7 | Kelemen |  |  | 08/06/2012 |  | 8/6/19 |  |  | NO | YES |  |  |  |  | PHILIPS MEDICAL SYSTEMS 10355561 CN21203239 |  |  | Active |  | 00:09:FB:12:B1:DE |  | Alarm | PAAR:00-PVAR | 11/02/2019 |  | COOPER UNIVERSITY HOSPITAL |  |  | TRAUMA STEP DOWN |  | JEN VANDER HORN
|  | PHILIPS MEDICAL SYSTEMS | SURESIGNS VS2 PLUS | MONITOR, VITAL SIGNS | CN21208301 | COOPER CANCER CENTER-MULTIDISCIPLINARY CLINIC | MD Anderson Cancer Center |  |  | 07/13/2013 |  | 7/13/20 |  |  | NO | YES |  |  |  |  | PHILIPS MEDICAL SYSTEMS 10355367 CN21208301 |  |  | Active |  | 00:09:FB:13:28:70 |  | Alarm | PAAR:00-PVAR | 11/02/2019 |  | COOPER AMBULATORY OFF-SITES |  |  | MULTI DISC - MOVES |  | ROXANNE BERGER
|  | PHILIPS MEDICAL SYSTEMS | SURESIGNS VS2 PLUS | MONITOR, VITAL SIGNS | CN21208304 | COOPER CANCER CENTER-MULTIDISCIPLINARY CLINIC | MD Anderson Cancer Center |  |  | 07/13/2013 |  | 7/13/20 |  |  | NO | YES |  |  |  |  | PHILIPS MEDICAL SYSTEMS 10355355 CN21208304 |  |  | Active |  | 00:09:FB:13:28:4D |  | Alarm | PAAR:00-PVAR | 11/02/2019 |  | COOPER AMBULATORY OFF-SITES |  |  | MULTI DISC - MOVES |  | ROXANNE BERGER
|  | PHILIPS MEDICAL SYSTEMS | SURESIGNS VS2 PLUS | MONITOR, VITAL SIGNS | CD21208303 | COOPER CANCER CENTER-MULTIDISCIPLINARY CLINIC | MD Anderson Cancer Center |  |  | 07/13/2013 |  | 7/13/20 |  |  | NO | YES |  |  |  |  | PHILIPS MEDICAL SYSTEMS 10355356 CD21208303 |  |  | Active |  | 00:09:FB:13:28:73 |  | Alarm | PAAR:00-PVAR | 11/02/2019 |  | COOPER AMBULATORY OFF-SITES |  |  | MULTI DISC - MOVES |  | ROXANNE BERGER
|  | PHILIPS MEDICAL SYSTEMS | SURESIGNS VS2 PLUS | MONITOR, VITAL SIGNS | CN21208306 | COOPER CANCER CENTER-MULTIDISCIPLINARY CLINIC | MD Anderson Cancer Center |  |  | 07/13/2013 |  | 7/13/20 |  |  | NO | YES |  |  |  |  | PHILIPS MEDICAL SYSTEMS 10355327 CN21208306 |  |  | Active |  | 00:09:FB:13:28:4F |  | Alarm | PAAR:00-PVAR | 11/02/2019 |  | COOPER AMBULATORY OFF-SITES |  |  | MULTI DISC - MOVES | 0011856923 | ROXANNE BERGER | Repair | Closed | Josh Harris | 06/28/2017 | 07/11/2017 | VITALS MACHINE - "! BATTERY SERVICE REQUIRED" 'ERROR MESSAGE - MD ANDERSON MULTIDISCIPLINARY CLINIC | 7/11/2017 3:25:33 PM JXHARRIS (JXHARRIS 7/11/2017 12:00 AM) REPLACED BATTERY. VPO. RTS. | 871819E7-9EB8-45A9-A5BC-A90A866BC53F | Labor | 07/11/2017 | 07/11/2017 | Josh Harris
|  | PHILIPS MEDICAL SYSTEMS | SURESIGNS VS2 PLUS | MONITOR, VITAL SIGNS | CN21201508 | MED/SURG 6 PAVILION | Pavilion |  |  | 03/29/2012 |  | 3/29/19 |  |  | NO | YES |  |  |  |  | PHILIPS MEDICAL SYSTEMS 10355302 CN21201508 |  |  | Active |  | 00:09:FB:12:9D:91 |  | Alarm | PAAR:00-PVAR | 11/02/2019 |  | COOPER UNIVERSITY HOSPITAL |  |  | 6 PAVILION |  | BRIAN OSHAUGHNESSY
|  | PHILIPS MEDICAL SYSTEMS | SURESIGNS VS2 PLUS | MONITOR, VITAL SIGNS | CN21212324 | INTENSIVE CARE NURSERY | Dorrance |  |  | 01/30/2014 |  | 1/30/21 |  |  | NO | YES |  |  |  |  | PHILIPS MEDICAL SYSTEMS 10355146 CN21212324 |  |  | Active |  | 00:09:FB:52:B1:6D |  | Alarm | PAAR:00-PVAR | 11/02/2019 |  | COOPER UNIVERSITY HOSPITAL |  |  | D5 | 0011862808 | JOANNE FOX | Repair | Closed | Gene Amodei | 06/29/2017 | 06/30/2017 | BP MONITOR - BP NOT WORKING - TMX | 6/30/2017 11:25:45 AM GRAMODEI replaced click connector on bp hose, RTS | 4E9998AF-9137-43CD-B6C5-D5487F88B4C9 | Labor | 06/29/2017 | 06/29/2017 | Gene Amodei
|  | PHILIPS MEDICAL SYSTEMS | SURESIGNS VS2 PLUS | MONITOR, VITAL SIGNS | CN21212319 | ANTERPARTUM-INVITRO FERT | Dorrance |  |  | 01/30/2014 |  | 1/30/21 |  |  | NO | YES |  |  |  |  | PHILIPS MEDICAL SYSTEMS 10355069 CN21212319 |  |  | Active |  | 00:09:FB:13:6B:2D |  | Alarm | PAAR:00-PVAR | 11/02/2019 |  | COOPER UNIVERSITY HOSPITAL |  |  | D617 | WOT00000000523136 | GRACE SVEINBZORNSSON | Disposition | Closed | Gene Amodei | 02/08/2018 | 06/05/2019 | Bulk Disposition CNL
|  | PHILIPS MEDICAL SYSTEMS | SURESIGNS VS2 PLUS | MONITOR, VITAL SIGNS | CN21212308 | MATERNAL FETAL CARE UNIT | Dorrance |  |  | 01/30/2014 |  | 1/30/21 |  |  | NO | YES |  |  |  |  | PHILIPS MEDICAL SYSTEMS 10354998 CN21212308 |  |  | Active |  | 00:09:FB:13:65:0A |  | Alarm | PAAR:00-PVAR | 10/31/2019 |  | COOPER UNIVERSITY HOSPITAL |  |  | D5 |  | JOANNA HORST
|  | PHILIPS MEDICAL SYSTEMS | SURESIGNS VS2 PLUS | MONITOR, VITAL SIGNS | CN21212299 | BONE & JOINT NEWTOWN SQUARE | 3740 West Chester Pike |  |  | 08/04/2015 |  | 8/4/22 |  |  | NO | YES |  |  |  |  | PHILIPS MEDICAL SYSTEMS 10349315 CN21212299 |  |  | Active |  | 00:17:23:AB:09:B5 |  | Alarm | PAAR:00-PVAR | 10/31/2019 |  | COOPER AMBULATORY OFF-SITES |  |  |  |  | IVETTE ORTOLAZA
|  | PHILIPS MEDICAL SYSTEMS | SURESIGNS VS2 PLUS | MONITOR, VITAL SIGNS | CN21208305 |  | MD Anderson Cancer Center | [7 empty] | NO | YES
|  | PHILIPS MEDICAL SYSTEMS | SURESIGNS VS2 PLUS | MONITOR, VITAL SIGNS | CN21212307 | CARDIAC CATH LAB | Kelemen |  |  | 11/02/2019 |  | 11/2/26 |  |  | NO | YES |  |  |  |  | PHILIPS MEDICAL SYSTEMS 30143450 CN21212307 |  |  | Active |  | 00:09:FB:13:64:E8 |  | Alarm | PAAR:00-PVAR | 11/02/2019 | 11/02/2019 | COOPER UNIVERSITY HOSPITAL |  |  | CCL - Moves | 0012325687 | LINDA BEAN | Repair | Closed | Stephen Zubrzycki | 11/02/2019 | 11/02/2019 | VITALS MACHINE - NOT INFLATING - CATH LAB NURSE STATION | 10/26/2017 2:53:39 PM SJZUBRZYCKI (SJZUBRZYCKI 10/26/2017 12:00 AM) ANALYZED UNIT. BP HOSE HAD LEAK AT CONNECTOR. REPLACED CONNECTOR. WE ONLY HAVE 1 LEFT SO ORDERING MORE | B0FE08E4-F631-46B9-9DF1-C82B12E2B073 | Labor | 11/02/2019 | 11/02/2019 | Stephen Zubrzycki
|  | PHILIPS MEDICAL SYSTEMS | SURESIGNS VS2 PLUS | MONITOR, VITAL SIGNS | CN21212316 | CARDIAC CATH LAB | Kelemen |  |  | 11/01/2019 |  | 11/1/26 |  |  | NO | YES |  |  |  |  | PHILIPS MEDICAL SYSTEMS 30143447 CN21212316 |  |  | Active |  | 00:09:FB:13:64:E7 |  | Alarm | PAAR:00-PVAR | 11/01/2019 | 11/01/2019 | COOPER UNIVERSITY HOSPITAL |  |  | CCL - Moves |  | LINDA BEAN |  |  |  | 11/01/2019 | 11/01/2019 |  |  |  |  | 11/01/2019 | 11/01/2019
|  | PHILIPS MEDICAL SYSTEMS | SURESIGNS VS2 PLUS | MONITOR, VITAL SIGNS | CN21212311 | PEDIATRICS SOUTH 7 | Kelemen |  |  | 11/02/2019 |  | 11/2/26 |  |  | NO | YES |  |  |  |  | PHILIPS MEDICAL SYSTEMS 30143369 CN21212311 |  |  | Active |  | 00:09:FB:13:64:56 |  | Alarm | PAAR:00-PVAR | 11/02/2019 | 11/02/2019 | COOPER UNIVERSITY HOSPITAL |  |  | Hallway peds |  | JOANNE FOX |  |  |  | 11/02/2019 | 11/02/2019 |  |  |  |  | 11/02/2019 | 11/02/2019
|  | PHILIPS MEDICAL SYSTEMS | SURESIGNS VS2 PLUS | MONITOR, VITAL SIGNS | CN21212296 | KELEMEN 8 PCU | Kelemen |  |  | 11/02/2019 |  | 11/2/26 |  |  | NO | YES |  |  |  |  | PHILIPS MEDICAL SYSTEMS 30143318 CN21212296 |  |  | Active |  | 00:09:FB:13:65:24 |  | Alarm | PAAR:00-PVAR | 11/02/2019 | 11/02/2019 | COOPER UNIVERSITY HOSPITAL |  |  | PCU S8 | 0012133657 | BYRON WELLS | Repair | Closed | Michael Youch | 11/02/2019 | 11/02/2019 | VITALS - HAVING ISSUES WITH BP, MALFUNCTIONING - KELEMEN 8N HALLWAY | 9/5/2017 12:20:57 PM MDYOUCH (MDYOUCH 9/5/2017 9:45 AM) DID NOT HAVE AN ISSUE WITH BP. BATTERY NEEDED CHARGING AND SPO2 IS MISSING WHICH THEY WILL ORDER. | 6A05B7D8-3146-4B12-9768-84E0D9CCFD58 | Labor | 11/02/2019 | 11/02/2019 | Michael Youch
|  | PHILIPS MEDICAL SYSTEMS | SURESIGNS VS2 PLUS | MONITOR, VITAL SIGNS | CN21208298 |  | MD Anderson Cancer Center | [7 empty] | NO | YES
|  | PHILIPS MEDICAL SYSTEMS | SURESIGNS VS2 PLUS | MONITOR, VITAL SIGNS | CN42715256 | VOORHEES SURGERY CENTER-HEM/ONC | 900 Centennial Blvd | Suite M |  | 01/30/2014 |  | 1/30/21 |  |  | NO | YES |  |  |  |  | PHILIPS MEDICAL SYSTEMS 10344757 CN42715256 |  |  | Active |  | 11:11:11:11:11:11 |  | Alarm | PAAR:00-PVAR | 11/01/2019 |  | COOPER AMBULATORY OFF-SITES |  |  | SUITE M |  | MEGAN MCCAFFERTY
|  | PHILIPS MEDICAL SYSTEMS | SURESIGNS VS4 | MONITOR, VITAL SIGNS | US42777859 | COOPER CANCER CENTER-COOPER DAY-CHEMO | MD Anderson Cancer Center |  |  | 10/31/2019 |  | 10/31/26 |  |  | NO | YES |  |  |  |  | PHILIPS MEDICAL SYSTEMS 11182617 US42777859 |  |  | Active |  | 00:09:FB:15:F5:0B |  | Alarm | PAAR:00-PVAR | 10/31/2019 | 10/31/2019 | COOPER AMBULATORY OFF-SITES |  |  | Infusion | WOT00000003464297 | Bonnie Aichroch | Performance Verification | Closed | Josh Harris | 10/31/2019 | 10/31/2019 | Performance Verification for PHILIPS MEDICAL SYSTEMS 11182617 US42777859 | Initial Install of Performance Verification. Device is ready for patient use. |  |  | 10/31/2019 | 10/31/2019
|  | PHILIPS MEDICAL SYSTEMS | SURESIGNS VS4 | MONITOR, VITAL SIGNS | US42777846 | COOPER CANCER CENTER-MULTIDISCIPLINARY CLINIC | MD Anderson Cancer Center |  |  | 10/31/2019 |  | 10/31/26 |  |  | NO | YES |  |  |  |  | PHILIPS MEDICAL SYSTEMS 11182612 US42777846 |  |  | Active |  | 00:09:FB:15:F6:17 |  | Alarm | PAAR:00-PVAR | 10/31/2019 | 10/31/2019 | COOPER AMBULATORY OFF-SITES |  |  | Breast Center | WOT00000003464326 | ROXANNE BERGER | Performance Verification | Closed | Josh Harris | 10/31/2019 | 10/31/2019 | Performance Verification for PHILIPS MEDICAL SYSTEMS 11182612 US42777846 | Initial Install of Performance Verification. Device is ready for patient use. |  |  | 10/31/2019 | 10/31/2019
|  | PHILIPS MEDICAL SYSTEMS | SURESIGNS VS4 | MONITOR, VITAL SIGNS | US42777856 | COOPER CANCER CENTER-MULTIDISCIPLINARY CLINIC | MD Anderson Cancer Center |  |  | 10/31/2019 |  | 10/31/26 |  |  | NO | YES |  |  |  |  | PHILIPS MEDICAL SYSTEMS 11182616 US42777856 |  |  | Active |  | 00:09:FB:15:F5:13 |  | Alarm | PAAR:00-PVAR | 10/31/2019 | 10/31/2019 | COOPER AMBULATORY OFF-SITES |  |  | Breast Center | WOT00000003464332 | ROXANNE BERGER | Performance Verification | Closed | Josh Harris | 10/31/2019 | 10/31/2019 | Performance Verification for PHILIPS MEDICAL SYSTEMS 11182616 US42777856 | Initial Install of Performance Verification. Device is ready for patient use. |  |  | 10/31/2019 | 10/31/2019
|  | PHILIPS MEDICAL SYSTEMS | SURESIGNS VS4 | MONITOR, VITAL SIGNS | US42777858 | COOPER CANCER CENTER-COOPER DAY-CHEMO | MD Anderson Cancer Center |  |  | 10/31/2019 |  | 10/31/26 |  |  | NO | YES |  |  |  |  | PHILIPS MEDICAL SYSTEMS 11182615 US42777858 |  |  | Active |  | 00:09:FB:15:F5:09 |  | Alarm | PAAR:00-PVAR | 10/31/2019 | 10/31/2019 | COOPER AMBULATORY OFF-SITES |  |  | Infusion | WOT00000003464294 | Bonnie Aichroch | Performance Verification | Closed | Josh Harris | 10/31/2019 | 10/31/2019 | Performance Verification for PHILIPS MEDICAL SYSTEMS 11182615 US42777858 | Initial Install of Performance Verification. Device is ready for patient use. |  |  | 10/31/2019 | 10/31/2019
|  | PHILIPS MEDICAL SYSTEMS | SURESIGNS VS4 | MONITOR, VITAL SIGNS | US42777850 | COOPER CANCER CENTER-MULTIDISCIPLINARY CLINIC | MD Anderson Cancer Center |  |  | 10/31/2019 |  | 10/31/26 |  |  | NO | YES |  |  |  |  | PHILIPS MEDICAL SYSTEMS 11182614 US42777850 |  |  | Active |  | 00:09:FB:15:F6:97 |  | Alarm | PAAR:00-PVAR | 10/31/2019 | 10/31/2019 | COOPER AMBULATORY OFF-SITES |  |  | Breast Center | WOT00000003464329 | ROXANNE BERGER | Performance Verification | Closed | Josh Harris | 10/31/2019 | 10/31/2019 | Performance Verification for PHILIPS MEDICAL SYSTEMS 11182614 US42777850 | Initial Install of Performance Verification. Device is ready for patient use. |  |  | 10/31/2019 | 10/31/2019
|  | PHILIPS MEDICAL SYSTEMS | SURESIGNS VS4 | MONITOR, VITAL SIGNS | US42777855 | COOPER CANCER CENTER-COOPER DAY-CHEMO | MD Anderson Cancer Center |  |  | 10/31/2019 |  | 10/31/26 |  |  | NO | YES |  |  |  |  | PHILIPS MEDICAL SYSTEMS 11182613 US42777855 |  |  | Active |  | 00:09:FB:15:F5:6E |  | Alarm | PAAR:00-PVAR | 10/31/2019 | 10/31/2019 | COOPER AMBULATORY OFF-SITES |  |  | Infusion | WOT00000003464292 | Bonnie Aichroch | Performance Verification | Closed | Josh Harris | 10/31/2019 | 10/31/2019 | Performance Verification for PHILIPS MEDICAL SYSTEMS 11182613 US42777855 | Initial Install of Performance Verification. Device is ready for patient use. |  |  | 10/31/2019 | 10/31/2019
|  | PHILIPS MEDICAL SYSTEMS | SURESIGNS VS4 | MONITOR, VITAL SIGNS | US42777844 | COOPER CANCER CENTER-COOPER DAY-CHEMO | MD Anderson Cancer Center |  |  | 10/31/2019 |  | 10/31/26 |  |  | NO | YES |  |  |  |  | PHILIPS MEDICAL SYSTEMS 11182611 US42777844 |  |  | Active |  | 00:09:FB:15:F5:AE |  | Alarm | PAAR:00-PVAR | 10/31/2019 | 10/31/2019 | COOPER AMBULATORY OFF-SITES |  |  | Infusion | WOT00000003464290 | Bonnie Aichroch | Performance Verification | Closed | Josh Harris | 10/31/2019 | 10/31/2019 | Performance Verification for PHILIPS MEDICAL SYSTEMS 11182611 US42777844 | Initial Install of Performance Verification. Device is ready for patient use. |  |  | 10/31/2019 | 10/31/2019
|  | PHILIPS MEDICAL SYSTEMS | SURESIGNS VS4 | MONITOR, VITAL SIGNS | US42777847 | VOORHEES SURGERY CENTER-RADIATION/ONC | 900 Centennial Blvd | Suite D |  | 10/31/2019 |  | 10/31/26 |  |  | NO | YES |  |  |  |  | PHILIPS MEDICAL SYSTEMS 11182606 US42777847 |  |  | Active |  | 00:09:FB:15:F6:99 |  | Alarm | PAAR:00-PVAR | 10/31/2019 | 10/31/2019 | COOPER AMBULATORY OFF-SITES |  |  | Performance Verification | WOT00000003464355 | COLLEEN TEGELER | Performance Verification | Closed | Charles Santomero | 10/31/2019 | 10/31/2019 | Performance Verification for PHILIPS MEDICAL SYSTEMS 11182606 US42777847 | Initial Install of Performance Verification. Device is ready for patient use. |  |  | 10/31/2019 | 10/31/2019
|  | PHILIPS MEDICAL SYSTEMS | SURESIGNS VS4 | MONITOR, VITAL SIGNS | US42777851 | VOORHEES SURGERY CENTER-HEM/ONC | 900 Centennial Blvd | 2 New Suite |  | 10/31/2019 |  | 10/31/26 |  |  | NO | YES |  |  |  |  | PHILIPS MEDICAL SYSTEMS 11182607 US42777851 |  |  | Active |  | 00:09:FB:15:F6:28 |  | Alarm | PAAR:00-PVAR | 10/31/2019 | 10/31/2019 | COOPER AMBULATORY OFF-SITES |  |  | Performance Verification | WOT00000003464393 | MEGAN MCCAFFERTY | Performance Verification | Closed | Kirk Lis | 10/31/2019 | 10/31/2019 | Performance Verification for PHILIPS MEDICAL SYSTEMS 11182607 US42777851 | Initial Install of Performance Verification. Device is ready for patient use. |  |  | 10/31/2019 | 10/31/2019
|  | PHILIPS MEDICAL SYSTEMS | SURESIGNS VS4 | MONITOR, VITAL SIGNS | US42777843 | COOPER CANCER CENTER-MULTIDISCIPLINARY CLINIC | MD Anderson Cancer Center |  |  | 10/31/2019 |  | 10/31/26 |  |  | NO | YES |  |  |  |  | PHILIPS MEDICAL SYSTEMS 11182610 US42777843 |  |  | Active |  | 00:09:FB:15:F5:80 |  | Alarm | PAAR:00-PVAR | 10/31/2019 | 10/31/2019 | COOPER AMBULATORY OFF-SITES |  |  | Breast Center | WOT00000003464324 | ROXANNE BERGER | Performance Verification | Closed | Josh Harris | 10/31/2019 | 10/31/2019 | Performance Verification for PHILIPS MEDICAL SYSTEMS 11182610 US42777843 | Initial Install of Performance Verification. Device is ready for patient use. |  |  | 10/31/2019 | 10/31/2019
|  | PHILIPS MEDICAL SYSTEMS | SURESIGNS VS4 | MONITOR, VITAL SIGNS | US42777849 | VOORHEES SURGERY CENTER-RADIATION/ONC | 900 Centennial Blvd | Suite D |  | 10/31/2019 |  | 10/31/26 |  |  | NO | YES |  |  |  |  | PHILIPS MEDICAL SYSTEMS 11182609 US42777849 |  |  | Active |  | 00:09:FB:15:F6:9A |  | Alarm | PAAR:00-PVAR | 10/31/2019 | 10/31/2019 | COOPER AMBULATORY OFF-SITES |  |  | Performance Verification | WOT00000003464358 | COLLEEN TEGELER | Performance Verification | Closed | Charles Santomero | 10/31/2019 | 10/31/2019 | Performance Verification for PHILIPS MEDICAL SYSTEMS 11182609 US42777849 | Initial Install of Performance Verification. Device is ready for patient use. |  |  | 10/31/2019 | 10/31/2019
|  | PHILIPS MEDICAL SYSTEMS | SURESIGNS VS4 | MONITOR, VITAL SIGNS | US42777857 | COOPER CANCER CENTER-MULTIDISCIPLINARY CLINIC | MD Anderson Cancer Center |  |  | 10/31/2019 |  | 10/31/26 |  |  | NO | YES |  |  |  |  | PHILIPS MEDICAL SYSTEMS 11182608 US42777857 |  |  | Active |  | 00:09:FB:15:F5:05 |  | Alarm | PAAR:00-PVAR | 10/31/2019 | 10/31/2019 | COOPER AMBULATORY OFF-SITES |  |  | Breast Center | WOT00000003464322 | ROXANNE BERGER | Performance Verification | Closed | Josh Harris | 10/31/2019 | 10/31/2019 | Performance Verification for PHILIPS MEDICAL SYSTEMS 11182608 US42777857 | Initial Install of Performance Verification. Device is ready for patient use. |  |  | 10/31/2019 | 10/31/2019
|  | PHILIPS MEDICAL SYSTEMS | SURESIGNS VS4 | MONITOR, VITAL SIGNS | US42777853 | COOPER CANCER CENTER-MULTIDISCIPLINARY CLINIC | MD Anderson Cancer Center |  |  | 10/31/2019 |  | 10/31/26 |  |  | NO | YES |  |  |  |  | PHILIPS MEDICAL SYSTEMS 11182600 US42777853 |  |  | Active |  | 00:09:FB:15:F5:AA |  | Alarm | PAAR:00-PVAR | 10/31/2019 | 10/31/2019 | COOPER AMBULATORY OFF-SITES |  |  | Breast Center | WOT00000003464318 | ROXANNE BERGER | Performance Verification | Closed | Josh Harris | 10/31/2019 | 10/31/2019 | Performance Verification for PHILIPS MEDICAL SYSTEMS 11182600 US42777853 | Initial Install of Performance Verification. Device is ready for patient use. |  |  | 10/31/2019 | 10/31/2019
|  | PHILIPS MEDICAL SYSTEMS | SURESIGNS VS4 | MONITOR, VITAL SIGNS | US42777845 | COOPER CANCER CENTER-MULTIDISCIPLINARY CLINIC | MD Anderson Cancer Center |  |  | 10/31/2019 |  | 10/31/26 |  |  | NO | YES |  |  |  |  | PHILIPS MEDICAL SYSTEMS 11182601 US42777845 |  |  | Active |  | 00:09:FB:15:F6:16 |  | Alarm | PAAR:00-PVAR | 10/31/2019 | 10/31/2019 | COOPER AMBULATORY OFF-SITES |  |  | Breast Center | WOT00000003464320 | ROXANNE BERGER | Performance Verification | Closed | Josh Harris | 10/31/2019 | 10/31/2019 | Performance Verification for PHILIPS MEDICAL SYSTEMS 11182601 US42777845 | Initial Install of Performance Verification. Device is ready for patient use. |  |  | 10/31/2019 | 10/31/2019
|  | PHILIPS MEDICAL SYSTEMS | SURESIGNS VS4 | MONITOR, VITAL SIGNS | US42777840 | VOORHEES SURGERY CENTER-HEM/ONC | 900 Centennial Blvd | 2 New Suite |  | 10/31/2019 |  | 10/31/26 |  |  | NO | YES |  |  |  |  | PHILIPS MEDICAL SYSTEMS 11182605 US42777840 |  |  | Active |  | 00:09:FB:15:F6:89 |  | Alarm | PAAR:00-PVAR | 10/31/2019 | 10/31/2019 | COOPER AMBULATORY OFF-SITES |  |  | Performance Verification | WOT00000003464391 | MEGAN MCCAFFERTY | Performance Verification | Closed | Kirk Lis | 10/31/2019 | 10/31/2019 | Performance Verification for PHILIPS MEDICAL SYSTEMS 11182605 US42777840 | Initial Install of Performance Verification. Device is ready for patient use. |  |  | 10/31/2019 | 10/31/2019
|  | PHILIPS MEDICAL SYSTEMS | SURESIGNS VS4 | MONITOR, VITAL SIGNS | US42777841 | COOPER CANCER CENTER | MD Anderson Cancer Center |  |  | 10/31/2019 |  | 10/31/26 |  |  | NO | YES |  |  |  |  | PHILIPS MEDICAL SYSTEMS 11182604 US42777841 |  |  | Active |  | 00:09:FB:15:F5:1B |  | Alarm | PAAR:00-PVAR | 10/31/2019 | 10/31/2019 | COOPER AMBULATORY OFF-SITES |  |  | Performance Verification | WOT00000003464401 | COLLEEN TEGELER | Performance Verification | Closed | Josh Harris | 10/31/2019 | 10/31/2019 | Performance Verification for PHILIPS MEDICAL SYSTEMS 11182604 US42777841 | Initial Install of Performance Verification. Device is ready for patient use. |  |  | 10/31/2019 | 10/31/2019
|  | PHILIPS MEDICAL SYSTEMS | SURESIGNS VS4 | MONITOR, VITAL SIGNS | US42777852 | COOPER CANCER CENTER-COOPER DAY-CHEMO | MD Anderson Cancer Center |  |  | 10/31/2019 |  | 10/31/26 |  |  | NO | YES |  |  |  |  | PHILIPS MEDICAL SYSTEMS 11182603 US42777852 |  |  | Active |  | 00:09:FB:15:F6:29 |  | Alarm | PAAR:00-PVAR | 10/31/2019 | 10/31/2019 | COOPER AMBULATORY OFF-SITES |  |  | Infusion | WOT00000003464286 | Bonnie Aichroch | Performance Verification | Closed | Josh Harris | 10/31/2019 | 10/31/2019 | Performance Verification for PHILIPS MEDICAL SYSTEMS 11182603 US42777852 | Initial Install of Performance Verification. Device is ready for patient use. |  |  | 10/31/2019 | 10/31/2019
|  | PHILIPS MEDICAL SYSTEMS | SURESIGNS VS4 | MONITOR, VITAL SIGNS | US42777854 | WILLINGBORO HEMATOLOGY/ONCOLOGY | 1000 Salem Rd |  |  | 10/31/2019 |  | 10/31/26 |  |  | NO | YES |  |  |  |  | PHILIPS MEDICAL SYSTEMS 11182602 US42777854 |  |  | Active |  | 00:09:FB:15:F6:1F |  | Alarm | PAAR:00-PVAR | 10/31/2019 | 10/31/2019 | COOPER AMBULATORY OFF-SITES |  |  | Performance Verification | WOT00000003464408 | ANN DENTON | Performance Verification | Closed | Josh Harris | 10/31/2019 | 10/31/2019 | Performance Verification for PHILIPS MEDICAL SYSTEMS 11182602 US42777854 | Initial Install of Performance Verification. Device is ready for patient use. |  |  | 10/31/2019 | 10/31/2019
|  | PHILIPS MEDICAL SYSTEMS | SURESIGNS VS4 | MONITOR, VITAL SIGNS | US42777848 | COOPER CANCER CENTER-MULTIDISCIPLINARY CLINIC | MD Anderson Cancer Center |  |  | 10/31/2019 |  | 10/31/26 |  |  | NO | YES |  |  |  |  | PHILIPS MEDICAL SYSTEMS 11182598 US42777848 |  |  | Active |  | 00:09:FB:15:F6:20 |  | Alarm | PAAR:00-PVAR | 10/31/2019 | 10/31/2019 | COOPER AMBULATORY OFF-SITES |  |  | Breast Center | WOT00000003464316 | ROXANNE BERGER | Performance Verification | Closed | Josh Harris | 10/31/2019 | 10/31/2019 | Performance Verification for PHILIPS MEDICAL SYSTEMS 11182598 US42777842 | Initial Install of Performance Verification. Device is ready for patient use. |  |  | 10/31/2019 | 10/31/2019
|  | PHILIPS MEDICAL SYSTEMS | SURESIGNS VS4 | MONITOR, VITAL SIGNS | US42777842 | VOORHEES SURGERY CENTER-HEM/ONC | 900 Centennial Blvd | 2 New Suite |  | 10/31/2019 |  | 10/31/26 |  |  | NO | YES |  |  |  |  | PHILIPS MEDICAL SYSTEMS 11182599 US42777842 |  |  | Active |  | 00:09:FB:15:F5:4C |  | Alarm | PAAR:00-PVAR | 10/31/2019 | 10/31/2019 | COOPER AMBULATORY OFF-SITES |  |  | Performance Verification | WOT00000003464389 | MEGAN MCCAFFERTY | Performance Verification | Closed | Kirk Lis | 10/31/2019 | 10/31/2019 | Performance Verification for PHILIPS MEDICAL SYSTEMS 11182599 US42777842 | Initial Install of Performance Verification. Device is ready for patient use. |  |  | 10/31/2019 | 10/31/2019
|  | PHILIPS MEDICAL SYSTEMS | SURESIGNS VSI | MONITOR, VITAL SIGNS | CN21211287 | AUDUBON URGENT CARE | 318 S White Horse Pike |  |  | 03/27/2012 |  | 3/27/19 |  |  | NO | YES |  |  |  |  | PHILIPS MEDICAL SYSTEMS 10505100 CN21211287 |  |  | Active |  | 00:09:FB:13:53:54 |  | Alarm | PAAR:00-PVAR | 11/02/2019 |  | COOPER AMBULATORY OFF-SITES |  |  | MOVES |  | MELISSA PORTOBANCO
|  | PHILIPS MEDICAL SYSTEMS | SURESIGNS VSI | MONITOR, VITAL SIGNS | CN42722574 | COOPER PRIMARY CARE | 20 S Black Horse Pike |  |  | 02/05/2016 |  | 2/5/23 |  |  | NO | YES |  |  |  |  | PHILIPS MEDICAL SYSTEMS 10480151 CN42722574 |  |  | Active |  | 00:09:FB:13:F6:30 |  | Alarm | PAAR:00-PVAR | 10/31/2019 |  | COOPER AMBULATORY OFF-SITES |  |  | RUNNEMEDE |  | CINDY PATTEN
|  | PHILIPS MEDICAL SYSTEMS | SURESIGNS VSI | MONITOR, VITAL SIGNS | CN42722573 |  | 2001 Route 70 East | [7 empty] | NO | YES
|  | PHILIPS MEDICAL SYSTEMS | SURESIGNS VSI | MONITOR, VITAL SIGNS | CN21204525 |  | 2001 Route 70 East | [7 empty] | NO | YES
|  | PROTOCOL SYSTEMS, INC. | PROPAQ ENCORE | MONITOR, VITAL SIGNS | DA001915 | BRACE ROAD-CARDIOLOGY | 1210 Brace Rd | Heart Institute |  | 01/01/1900 |  |  |  |  | NO | YES |  |  |  |  | PROTOCOL SYSTEMS, INC. 10366014 DA001915 |  |  | Active |  | 11:11:11:11:11:11 |  | Alarm | 1Y:00-MFG | 05/06/2019 | 05/01/2020 | COOPER AMBULATORY OFF-SITES |  |  | TESTING 4 |  | Beth Mook
|  | PROTOCOL SYSTEMS, INC. | PROPAQ ENCORE 202EL | MONITOR, VITAL SIGNS | DAOO4866 | SHORT PROCEDURE UNIT | Kelemen |  |  | 04/01/2008 |  | 4/1/15 |  |  | NO | YES |  |  |  |  | PROTOCOL SYSTEMS, INC. 10367445 DAOO4866 |  |  | Active |  | 11:11:11:11:11:11 |  | Alarm | 1Y:00-MFG | 06/06/2019 | 06/01/2020 | COOPER UNIVERSITY HOSPITAL |  |  | SPU/5N |  | Lisa Geoghegan
|  | PROTOCOL SYSTEMS, INC. | PROPAQ ENCORE 202EL | MONITOR, VITAL SIGNS | DA004928 | SHORT PROCEDURE UNIT | Kelemen |  |  | 01/01/1900 |  |  |  |  | NO | YES |  |  |  |  | PROTOCOL SYSTEMS, INC. 10366489 DA004928 |  |  | Active |  | 11:11:11:11:11:11 |  | Alarm | 1Y:00-MFG | 06/27/2019 | 06/01/2020 | COOPER UNIVERSITY HOSPITAL |  |  | SDS KEL 514 |  | Lisa Geoghegan
|  | PROTOCOL SYSTEMS, INC. | PROPAQ ENCORE 206EL | MONITOR, VITAL SIGNS |  | TRAUMA ADMIT HELIPAD | Kelemen | HP |  | 11/10/2005 |  | 11/10/12 |  |  | NO | YES |  |  |  |  | WELCH ALLYN, INC. 10368934 05314007 |  |  | Active |  | 99:99:99:99:99:99 |  | Alarm | 1Y:00-MFG | 02/21/2019 | 02/01/2020 | COOPER UNIVERSITY HOSPITAL |  |  | 6 FL STOREAGE RM |  | Diane Floyd
|  | PROTOCOL SYSTEMS, INC. | PROPAQ ENCORE 206EL | MONITOR, VITAL SIGNS | DA026282 | BRACHFIELD MEDICAL ASSOCIATES-MEDICINE | 218 Sunset Rd |  |  | 06/08/2004 |  | 6/8/11 |  |  | NO | YES |  |  |  |  | WELCH ALLYN, INC. 10367041 DA026282 |  |  | Active |  | 99:99:99:99:99:99 |  | Alarm | 1Y:00-MFG | 06/07/2019 | 06/01/2020 | COOPER AMBULATORY OFF-SITES |  |  | CARDIOLOGY - ECHO LAB |  | CATHY CRAWFORD
|  | PROTOCOL SYSTEMS, INC. | PROPAQ ENCORE 206EL | MONITOR, VITAL SIGNS | DA001914 | TRAUMA ICU | Kelemen | HP |  | 01/01/1996 |  | 1/1/03 |  |  | NO | YES |  |  |  |  | PROTOCOL SYSTEMS, INC. 10357245 DA001914 |  |  | Active |  | 11:11:11:11:11:11 |  | Alarm | 1Y:00-MFG | 02/26/2019 | 02/01/2020 | COOPER UNIVERSITY HOSPITAL |  |  | HELIPAD |  | Diane Floyd
|  | PROTOCOL SYSTEMS, INC. | PROPAQ ENCORE 206EL | MONITOR, VITAL SIGNS | DA026430 | VOORHEES SURGERY CENTER-OPERATING ROOM | 900 Centennial Blvd | Suite E |  | 01/01/1900 |  |  |  |  | NO | YES |  |  |  |  | WELCH ALLYN, INC. 10346719 DA026430 |  |  | Active |  | 99:99:99:99:99:99 |  | Alarm | 1Y:00-MFG | 04/16/2019 | 04/01/2020 | COOPER AMBULATORY OFF-SITES |  |  | PACU Crash Carts & Stretchers |  | JENNIFER BOMBARO
|  | WELCH ALLYN, INC. | 300 SERIES | MONITOR, VITAL SIGNS | JA036742 | VOORHEES SURGERY CENTER-HEM/ONC | 900 Centennial Blvd | Suite M |  | 10/16/2006 |  | 10/16/13 |  |  | NO | YES |  |  |  |  | WELCH ALLYN, INC. 10344927 JA036742 |  |  | Active |  | 99:99:99:99:99:99 |  | Equipment | PAAR:00-PVAR | 10/31/2019 |  | COOPER AMBULATORY OFF-SITES |  |  | SUITE M, infusion ctr |  | MEGAN MCCAFFERTY
|  | WELCH ALLYN, INC. | 300 SERIES | MONITOR, VITAL SIGNS | JA044568 | VOORHEES SURGERY CENTER-HEM/ONC | Kelemen |  |  | 10/16/2006 |  | 10/16/13 |  |  | NO | YES |  |  |  |  | WELCH ALLYN, INC. 10344764 JA044568 |  |  | Active |  | 99:99:99:99:99:99 | [5 empty] | COOPER AMBULATORY OFF-SITES |  |  | SUITE M
|  | WELCH ALLYN, INC. | 420 SERIES | MONITOR, VITAL SIGNS |  | CHERRY HILL SPECIALITY HUB | 1935 NJ-70 |  |  | 04/28/2017 |  | 4/28/24 |  |  | NO | YES |  |  |  |  | WELCH ALLYN, INC. 10732021 200310817 |  |  | Active |  | 99:99:99:99:99:99 |  | Alarm | PAAR:00-PVAR | 10/31/2019 |  | COOPER AMBULATORY OFF-SITES |  |  |  | 0012052783 | APRIL DIXON | Performance Verification | Closed | Kirk Lis | 08/21/2017 | 08/21/2017 | INCOMING INVENTORY | DEVICE INVENTORIED | 1703DE62-0637-4742-BA17-A993368846F0 | Labor | 08/21/2017 | 08/21/2017 | Bonnie Aichroth
|  | WELCH ALLYN, INC. | 420 SERIES | MONITOR, VITAL SIGNS |  | CHERRY HILL SPECIALITY HUB | 1935 NJ-70 |  |  | 04/28/2017 |  | 4/28/24 |  |  | NO | YES |  |  |  |  | WELCH ALLYN, INC. 10732023 200310158 |  |  | Active |  | 99:99:99:99:99:99 |  | Alarm | PAAR:00-PVAR | 10/31/2019 |  | COOPER AMBULATORY OFF-SITES |  |  |  | 0012052777 | APRIL DIXON | Performance Verification | Closed | Kirk Lis | 08/21/2017 | 08/21/2017 | INCOMING INVENTORY | DEVICE INVENTORIED | 999425E8-2408-410D-AF2B-DE6BDDFEC195 | Labor | 08/21/2017 | 08/21/2017 | Bonnie Aichroth
|  | WELCH ALLYN, INC. | 52000 SERIES | MONITOR, VITAL SIGNS |  | MARLTON-DERMATOLOGY | 10000 Sagemore Dr - Marlton |  |  | 01/01/1900 |  |  |  |  | NO | YES |  |  |  |  | WELCH ALLYN, INC. 10366108 9801471 |  |  | Active |  | 99:99:99:99:99:99 |  | Alarm | PAAR:00-PVAR | 11/02/2019 |  | COOPER AMBULATORY OFF-SITES |  |  | HALLWAY CRASH CART |  | MICHELE CANALE
|  | WELCH ALLYN, INC. | 52000 SERIES | MONITOR, VITAL SIGNS |  | 3 COOPER-PEDIATRICS | 3 Cooper |  |  | 01/01/2009 |  | 1/1/16 |  |  | NO | YES |  |  |  |  | WELCH ALLYN, INC. 10345664 9804288 |  |  | Active |  | 99:99:99:99:99:99 |  | Alarm | PAAR:00-PVAR | 11/02/2019 |  | COOPER AMBULATORY OFF-SITES |  |  | SUITE 200 - Exam 209 | WOT00000000824217 | MAUREEN OBRIEN | Repair | Closed | Stephen Zubrzycki | 04/26/2018 | 10/30/2018 | When you hit starts it pumps then shuts off, start button hard to push | Analyzed unit. Replaced battery and VPO | EXP0494935 | Parts |  |  | Stephen Zubrzycki
|  | WELCH ALLYN, INC. | PROPAQ ENCORE 204EL | MONITOR, VITAL SIGNS |  | KELEMEN N6 | Kelemen |  |  | 12/28/2005 |  | 12/28/12 |  |  | NO | YES |  |  |  |  | WELCH ALLYN, INC. 10360498 04124001 |  |  | Active |  | 11:11:11:11:11:11 |  | Alarm | 1Y:00-MFG | 08/16/2019 | 08/01/2020 | COOPER UNIVERSITY HOSPITAL |  |  | PEDS/6N TREATMENT RM |  | Susan Cannon
|  | WELCH ALLYN, INC. | SPOT VITAL SIGNS 420 SERIES | MONITOR, VITAL SIGNS |  | RIPPA CENTER-OB/GYN | 6100 Main St |  |  | 11/02/2019 |  | 11/2/26 |  |  | NO | YES |  |  |  |  | WELCH ALLYN, INC. 210337344 Not Known |  |  | Active |  | 99:99:99:99:99:99 |  | Equipment | PAAR:00-PVAR | 11/02/2019 | 11/02/2019 | COOPER AMBULATORY OFF-SITES |  |  | exam 3 |  | PATRICIA HUFF |  |  |  | 11/02/2019 | 11/02/2019 |  |  |  |  | 11/02/2019 | 11/02/2019
|  | WELCH ALLYN, INC. | SPOT VITAL SIGNS 420 SERIES | MONITOR, VITAL SIGNS | NOT KNOWN | BONE & JOINT NEWTOWN SQUARE | 3740 West Chester Pike |  |  | 10/31/2019 |  | 10/31/26 |  |  | NO | YES |  |  |  |  | WELCH ALLYN, INC. 11222170 NOT KNOWN |  |  | Active |  |  |  | Alarm | PAAR:00-PVAR | 10/31/2019 | 10/31/2019 | COOPER AMBULATORY OFF-SITES |  |  | Performance Verification | WOT00000001958615 | IVETTE ORTOLAZA | Performance Verification | Closed | Richard Jolly | 10/31/2019 | 10/31/2019 | Performance Verification for WELCH ALLYN, INC. 11222170 NOT KNOWN | Initial Install of Performance Verification. Device is ready for patient use. |  |  | 10/31/2019 | 10/31/2019
|  | WELCH ALLYN, INC. | SPOT VITAL SIGNS 420 SERIES | MONITOR, VITAL SIGNS |  | BRACHFIELD MEDICAL ASSOCIATES-MEDICINE | 218 Sunset Rd |  |  | 01/01/1900 |  |  |  |  | NO | YES |  |  |  |  | WELCH ALLYN, INC. 10367051 200413665 |  |  | Active |  | 99:99:99:99:99:99 |  | Equipment | PAAR:00-PVAR | 11/02/2019 |  | COOPER AMBULATORY OFF-SITES |  |  | 104B |  | CATHY CRAWFORD
|  | WELCH ALLYN, INC. | SPOT VITAL SIGNS 420 SERIES | MONITOR, VITAL SIGNS |  | 3 COOPER - SURGERY DEPARTMENT | 3 Cooper |  |  | 10/31/2019 |  | 10/31/26 |  |  | NO | YES |  |  |  |  | WELCH ALLYN, INC. 30225058 201630847 |  |  | Active |  | 99:99:99:99:99:99 |  | Equipment | PAAR:00-PVAR | 10/31/2019 | 10/31/2019 | COOPER AMBULATORY OFF-SITES |  |  | Suite 403 - Moves | 0011491213 | ANNE MAIER | Performance Verification | Closed | Bonnie Aichroth | 10/31/2019 | 10/31/2019 | INCOMING INVENTORY | DEVICE INVENTORIED | C1AAEFFE-9406-45B2-BCCA-9042DC87D3D8 | Labor | 10/31/2019 | 10/31/2019 | Bonnie Aichroth
|  | WELCH ALLYN, INC. | SPOT VITAL SIGNS 420 SERIES | MONITOR, VITAL SIGNS |  | RIPPA CENTER-OB/GYN | 6100 Main St |  |  | 09/16/2013 |  | 9/16/20 |  |  | NO | YES |  |  |  |  | WELCH ALLYN, INC. 10256240 201313043 |  |  | Active |  | 99:99:99:99:99:99 |  | Equipment | PAAR:00-PVAR | 11/02/2019 |  | COOPER AMBULATORY OFF-SITES |  |  | EXAM 5 |  | PATRICIA HUFF
|  | WELCH ALLYN, INC. | SPOT VITAL SIGNS 4200B | MONITOR, VITAL SIGNS |  | 6017 MAIN ST-BARIATRIC | 6017 Main St |  |  | 10/31/2019 |  | 10/31/26 |  |  | NO | YES |  |  |  |  | WELCH ALLYN, INC. 11239316 21201810749 |  |  | Active |  |  |  | Alarm | PAAR:00-PVAR | 10/31/2019 | 10/31/2019 | COOPER AMBULATORY OFF-SITES |  |  | Performance Verification | WOT00000001945139 | CHRISTINE CASTAGNA | Service Request | Closed | Kirk Lis | 10/31/2019 | 10/31/2019 | new dinamap needs safety check and tagged | INVENTORIED NEW EQUIPMENT | EXP2045538 | Labor | 10/31/2019 | 10/31/2019 | Kirk Lis
|  | WELCH ALLYN, INC. | SPOT VITAL SIGNS 4200B | MONITOR, VITAL SIGNS |  | ORTHOPEDICS | 525 NJ-73 |  |  | 10/31/2019 |  | 10/31/26 |  |  | NO | YES |  |  |  |  | WELCH ALLYN, INC. 11239298 21201810748 |  |  | Active |  | 99:99:99:99:99:99 |  | Alarm | PAAR:00-PVAR | 10/31/2019 | 10/31/2019 | COOPER AMBULATORY OFF-SITES |  |  | Evesham Road | WOT00000001799363 | JOAN STEAD | Service Request | Closed | Kirk Lis | 10/31/2019 | 10/31/2019 | 3 New Vital Signs/Blood Pressure Machines - check and tag | INVENTORIED NEW EQUIPMENT | EXP1840924 | Labor | 10/31/2019 | 10/31/2019 | Kirk Lis
|  | WELCH ALLYN, INC. | SPOT VITAL SIGNS 4200B | MONITOR, VITAL SIGNS |  | 401 KINGS HIGHWAY - ORTHOPEDICS | 401 Kings Hwy South |  |  | 10/31/2019 |  | 10/31/26 |  |  | NO | YES |  |  |  |  | WELCH ALLYN, INC. 11239296 201736100 |  |  | Active |  | 99:99:99:99:99:99 |  | Alarm | PAAR:00-PVAR | 10/31/2019 | 10/31/2019 | COOPER AMBULATORY OFF-SITES |  |  |  | WOT00000001797829 | HELEN BOYLE | Service Request | Closed | Kirk Lis | 10/31/2019 | 10/31/2019 | new bp machine 2 needs safety check and tag | INVENTORIED NEW EQUIPMENT | EXP1840574 | Labor | 10/31/2019 | 10/31/2019 | Kirk Lis
|  | WELCH ALLYN, INC. | SPOT VITAL SIGNS 4200B | MONITOR, VITAL SIGNS |  | BRACHFIELD MEDICAL ASSOCIATES-MEDICINE | 218 Sunset Rd |  |  | 11/06/2019 |  | 11/6/26 |  |  | NO | YES |  |  |  |  | WELCH ALLYN, INC. 11200117 21201900214 |  |  | Active |  |  |  | Alarm | PAAR:00-PVAR | 11/06/2019 | 11/06/2019 | COOPER AMBULATORY OFF-SITES |  |  |  | WOT00000004275950 | CATHY CRAWFORD | Performance Verification | Completed | Kirk Lis | 11/06/2019 | 11/06/2019 | Performance Verification for WELCH ALLYN, INC. 11200117 21201900214 | Initial Install of Performance Verification. Device is ready for patient use. |  |  | 11/06/2019 | 11/06/2019
|  | WELCH ALLYN, INC. | SPOT VITAL SIGNS 4200B | MONITOR, VITAL SIGNS |  | COOPER BONE & JOINT- GLASSBORO | 221 Victoria Street |  |  | 10/31/2019 |  | 10/31/26 |  |  | NO | YES |  |  |  |  | WELCH ALLYN, INC. 11135696 (21)201707876 |  |  | Active |  |  |  | Alarm | PAAR:00-PVAR | 10/31/2019 | 10/31/2019 | COOPER AMBULATORY OFF-SITES |  |  | Moves | WOT00000002376540 | COURTNEY BUDD | Performance Verification | Closed | Josh Harris | 10/31/2019 | 10/31/2019 | CEID Record Completion for WELCH ALLYN, INC. 11135696 (21)201707876 | Inventoried Unit. | EXP2482136 | Labor | 10/31/2019 | 10/31/2019 | Josh Harris
|  | WELCH ALLYN, INC. | SPOT VITAL SIGNS 4200B | MONITOR, VITAL SIGNS |  | COOPER BONE & JOINT- GLASSBORO | 221 Victoria Street |  |  | 10/31/2019 |  | 10/31/26 |  |  | NO | YES |  |  |  |  | WELCH ALLYN, INC. 11135697 (21)201707869 |  |  | Active |  |  |  | Alarm | PAAR:00-PVAR | 10/31/2019 | 10/31/2019 | COOPER AMBULATORY OFF-SITES |  |  | Moves | WOT00000002376541 | COURTNEY BUDD | Performance Verification | Closed | Josh Harris | 10/31/2019 | 10/31/2019 | Performance Verification for WELCH ALLYN, INC. 11135697 (21)201707869 | Initial Install of Performance Verification. Device is ready for patient use. |  |  | 10/31/2019 | 10/31/2019
|  | WELCH ALLYN, INC. | SPOT VITAL SIGNS 4200B | MONITOR, VITAL SIGNS |  | COOPER BONE & JOINT- GLASSBORO | 221 Victoria Street |  |  | 10/31/2019 |  | 10/31/26 |  |  | NO | YES |  |  |  |  | WELCH ALLYN, INC. 11135695 (21)201634558 |  |  | Active |  |  |  | Alarm | PAAR:00-PVAR | 10/31/2019 | 10/31/2019 | COOPER AMBULATORY OFF-SITES |  |  | Moves | WOT00000002376537 | COURTNEY BUDD | Performance Verification | Closed | Josh Harris | 10/31/2019 | 10/31/2019 | Performance Verification for WELCH ALLYN, INC. 11135695 (21)201634558 | Initial Install of Performance Verification. Device is ready for patient use. |  |  | 10/31/2019 | 10/31/2019
|  | WELCH ALLYN, INC. | SPOT VITAL SIGNS 4200B | MONITOR, VITAL SIGNS |  | CHERRY HILL SPECIALITY HUB | 1935 NJ-70 |  |  | 09/28/2017 |  | 9/28/24 |  |  | NO | YES |  |  |  |  | WELCH ALLYN, INC. 10732157 201019176 |  |  | Active |  | 99:99:99:99:99:99 |  | Alarm | PAAR:00-PVAR | 10/31/2019 |  | COOPER AMBULATORY OFF-SITES |  |  |  | 0012501096 | APRIL DIXON | Preventative Maintenance | Closed | Josh Harris | 12/12/2017 | 12/12/2017 | PERFORMANCE ASSURANCE AT INVENTORY | INVENTORIED DEVICE AND ENSURED DEVICE WAS FUNCTIONING PROPERLY. | 80CC37A7-F89A-4990-8257-5D2F80F5587B | Labor | 09/28/2017 | 09/28/2017 | Kirk Lis
|  | WELCH ALLYN, INC. | SPOT VITAL SIGNS 4200B | MONITOR, VITAL SIGNS |  | 3 COOPER-CARDIAC DIAGNOSTIC CENTER | 3 Cooper |  |  | 10/31/2019 |  | 10/31/26 |  |  | NO | YES |  |  |  |  | WELCH ALLYN, INC. 30225122 (21) 201807472 |  |  | Active |  | 99:99:99:99:99:99 |  | Alarm | PAAR:00-PVAR | 10/31/2019 | 10/31/2019 | COOPER AMBULATORY OFF-SITES |  |  | Suite 311 - Moves | WOT00000001263562 | CARLA TRUELL | Performance Verification | Closed | Stephen Zubrzycki | 10/31/2019 | 10/31/2019 | Performance Verification for WELCH ALLYN, INC. 30225122 (21) 201807472 | Initial Install of Performance Verification. Device is ready for patient use. |  |  | 10/31/2019 | 10/31/2019
|  | WELCH ALLYN, INC. | SPOT VITAL SIGNS 4200B-E1 | MONITOR, VITAL SIGNS |  | 401 KINGS HIGHWAY - ORTHOPEDICS | 401 Kings Hwy South |  |  | 10/31/2019 |  | 10/31/26 |  |  | NO | YES |  |  |  |  | WELCH ALLYN, INC. 11239297 21201810751 |  |  | Active |  | 99:99:99:99:99:99 |  | Alarm | PAAR:00-PVAR | 10/31/2019 | 10/31/2019 | COOPER AMBULATORY OFF-SITES |  |  |  | WOT00000001797823 | HELEN BOYLE | Service Request | Closed | Kirk Lis | 10/31/2019 | 10/31/2019 | new bp machine 1 needs safety check and tag | INVENTORIED NEW EQUIPMENT | EXP1840760 | Labor | 10/31/2019 | 10/31/2019 | Kirk Lis
|  | WELCH ALLYN, INC. | SPOT VITAL SIGNS 4200B-E1 | MONITOR, VITAL SIGNS |  | COOPER HAND CENTER AT CHERRY HILL | 1878 Marlton Pike East |  |  | 05/18/2017 |  | 5/18/24 |  |  | NO | YES |  |  |  |  | WELCH ALLYN, INC. 10732054 201703882 |  |  | Active |  | 99:99:99:99:99:99 |  | Alarm | PAAR:00-PVAR | 10/31/2019 |  | COOPER AMBULATORY OFF-SITES |  |  |  | 0012408714 | ALLISON SHARP | Performance Verification | Closed | Josh Harris | 11/16/2017 | 11/16/2017 | INCOMING INVENTORY | DEVICE INVENTORIED | 67C15EAC-DF37-4840-B00E-9370AADFC569 | Labor | 11/16/2017 | 11/16/2017 | Josh Harris
|  | WELCH ALLYN, INC. | SPOT VITAL SIGNS 4200B-E1 | MONITOR, VITAL SIGNS |  | VOORHEES PEDIATRICS | 6400 Main St |  |  | 10/06/2016 |  | 10/6/23 |  |  | NO | YES |  |  |  |  | WELCH ALLYN, INC. 10505123 21201630169 |  |  | Active |  | 99:99:99:99:99:99 |  | Alarm | PAAR:00-PVAR | 10/31/2019 |  | COOPER AMBULATORY OFF-SITES |  |  | 6400 MAIN STREET | 0011073466 | MAUREEN OBRIEN | Performance Verification | Closed | Bonnie Aichroth | 01/20/2017 | 01/20/2017 | INCOMING INVENTORY | DEVICE INVENTORIED | 8470D55D-C91E-4E99-9A25-74A19A64CA7B | Labor | 01/20/2017 | 01/20/2017 | Bonnie Aichroth
|  | WELCH ALLYN, INC. | SPOT VITAL SIGNS 420TB | MONITOR, VITAL SIGNS |  | ORTHOPEDICS | 525 NJ-73 |  |  | 02/14/2018 |  | 2/14/25 |  |  | NO | YES |  |  |  |  | WELCH ALLYN, INC. 10732244 200310547 |  |  | Active |  | 99:99:99:99:99:99 |  | Alarm | PAAR:00-PVAR | 10/31/2019 |  | COOPER AMBULATORY OFF-SITES |  |  |  | WOT00000000552102 | JOAN STEAD | Performance Verification | Closed | Kirk Lis | 02/19/2018 | 05/30/2019 | CEID Record Completion for WELCH ALLYN, INC. 10732244 200310547 | inventoried equipment | EXP0143291 | Labor | 02/14/2018 | 02/14/2018 | Kirk Lis
|  | WELCH ALLYN, INC. | SPOT VITAL SIGNS 42NTB | MONITOR, VITAL SIGNS |  | MULTI SPECIALTY CARE AT MARLTON | 701 NJ-73 |  |  | 06/09/2017 |  | 6/9/24 |  |  | NO | YES |  |  |  |  | WELCH ALLYN, INC. 10732094 201705097 |  |  | Active |  | 99:99:99:99:99:99 |  | Equipment | PAAR:00-PVAR | 10/31/2019 |  | COOPER AMBULATORY OFF-SITES |  |  |  | 0011910845 | SUSAN MAKO | Performance Verification | Closed | Bonnie Aichroth | 07/19/2017 | 07/19/2017 | INCOMING INVENTORY | DEVICE INVENTORIED | 2DF09ADA-6792-4A01-9CC2-710CC87A5E1F | Labor | 07/19/2017 | 07/19/2017 | Bonnie Aichroth
|  | WELCH ALLYN, INC. | SPOT VITAL SIGNS 42NTB | MONITOR, VITAL SIGNS |  | MULTI SPECIALTY CARE AT MARLTON | 701 NJ-73 |  |  | 06/09/2017 |  | 6/9/24 |  |  | NO | YES |  |  |  |  | WELCH ALLYN, INC. 10732082 201705095 |  |  | Active |  | 99:99:99:99:99:99 |  | Equipment | PAAR:00-PVAR | 10/31/2019 |  | COOPER AMBULATORY OFF-SITES |  |  |  | 0011910847 | SUSAN MAKO | Performance Verification | Closed | Bonnie Aichroth | 07/19/2017 | 07/19/2017 | INCOMING INVENTORY | DEVICE INVENTORIED | 07B65920-B0E1-4D4F-8590-2AA0ED570B87 | Labor | 07/19/2017 | 07/19/2017 | Bonnie Aichroth
|  | WELCH ALLYN, INC. | SPOT VITAL SIGNS 42NTB | MONITOR, VITAL SIGNS |  | CINNAMINSON URGENT CARE | 195 US-130 |  |  | 05/12/2017 |  | 5/12/24 |  |  | NO | YES |  |  |  |  | WELCH ALLYN, INC. 10732048 201703520 |  |  | Active |  | 99:99:99:99:99:99 |  | Equipment | PAAR:00-PVAR | 10/31/2019 |  | COOPER AMBULATORY OFF-SITES |  |  |  | 0011656716 | MELISSA PORTOBANCO | Performance Verification | Closed | Bonnie Aichroth | 05/23/2017 | 05/23/2017 | INCOMING INVENTORY | DEVICE INVENTORIED | 5EF477D5-DEAF-41FB-AD6C-D3C0E5E4E1DC | Labor | 05/23/2017 | 05/23/2017 | Bonnie Aichroth
|  | WELCH ALLYN, INC. | SPOT VITAL SIGNS 42NTB | MONITOR, VITAL SIGNS |  | CINNAMINSON URGENT CARE | 195 US-130 |  |  | 05/12/2017 |  | 5/12/24 |  |  | NO | YES |  |  |  |  | WELCH ALLYN, INC. 10732047 201703516 |  |  | Active |  | 99:99:99:99:99:99 |  | Equipment | PAAR:00-PVAR | 10/31/2019 |  | COOPER AMBULATORY OFF-SITES |  |  |  | 0011656725 | MELISSA PORTOBANCO | Performance Verification | Closed | Bonnie Aichroth | 05/23/2017 | 05/23/2017 | INCOMING INVENTORY | DEVICE INVENTORIED | 8E34A956-029D-4F75-B46F-40BAEC5F7200 | Labor | 05/23/2017 | 05/23/2017 | Bonnie Aichroth
|  | WELCH ALLYN, INC. | SPOT VITAL SIGNS 42NTB | MONITOR, VITAL SIGNS |  |  | 1101 N Kings Hwy | [7 empty] | YES | YES
|  | WELCH ALLYN, INC. | SPOT VITAL SIGNS 42NTB | MONITOR, VITAL SIGNS |  |  | 1101 N Kings Hwy | [7 empty] | YES | YES
|  | WELCH ALLYN, INC. | SPOT VITAL SIGNS LXI SERIES | MONITOR, VITAL SIGNS |  | RIPPA CENTER-OB/GYN | 6100 Main St |  |  | 11/02/2019 |  | 11/2/26 |  |  | NO | YES |  |  |  |  | WELCH ALLYN, INC. 210337349 201312896 |  |  | Active |  | 99:99:99:99:99:99 |  | Equipment | PAAR:00-PVAR | 11/02/2019 | 11/02/2019 | COOPER AMBULATORY OFF-SITES |  |  | OB/GYN EXAM 11 |  | PATRICIA HUFF |  |  |  | 11/02/2019 | 11/02/2019 |  |  |  |  | 11/02/2019 | 11/02/2019
|  | WELCH ALLYN, INC. | SPOT VITAL SIGNS LXI SERIES | MONITOR, VITAL SIGNS | JA036741 | VOORHEES SURGERY CENTER-HEM/ONC | 900 Centennial Blvd | Suite M |  | 11/02/2019 |  | 11/2/26 |  |  | NO | YES |  |  |  |  | WELCH ALLYN, INC. 11200022 JA036741 |  |  | Active |  | 99:99:99:99:99:99 |  | Equipment | PAAR:00-PVAR | 11/02/2019 | 11/02/2019 | COOPER AMBULATORY OFF-SITES |  |  | SUITE M INFUSION CTR |  | MEGAN MCCAFFERTY |  |  |  | 11/02/2019 | 11/02/2019 |  |  |  |  | 11/02/2019 | 11/02/2019
|  | WELCH ALLYN, INC. | SPOT VITAL SIGNS LXI SERIES | MONITOR, VITAL SIGNS |  |  | 3 Cooper |  |  | 10/31/2019 |  | 10/31/26 |  |  | NO | YES |  |  |  |  | WELCH ALLYN, INC. 11187530 (21)201811158 |  |  | Active |  | 99:99:99:99:99:99 |  | Equipment | PAAR:00-PVAR | 10/31/2019 | 10/31/2019 | COOPER AMBULATORY OFF-SITES |  |  | Suite 215/220 - Moves | WOT00000001731102 | NANCY LOUIS | Performance Verification | Closed | Stephen Zubrzycki | 10/31/2019 | 10/31/2019 | CEID Record Completion for WELCH ALLYN, INC. 11187530 (21)201811158 | Inventoried unit and VPO | EXP1765516 | Labor | 10/31/2019 | 10/31/2019 | Stephen Zubrzycki
|  | WELCH ALLYN, INC. | SPOT VITAL SIGNS LXI SERIES | MONITOR, VITAL SIGNS | JA036540 | WILLINGBORO HEMATOLOGY/ONCOLOGY | 1000 Salem Rd |  |  | 10/10/2006 |  | 10/10/13 |  |  | NO | YES |  |  |  |  | WELCH ALLYN, INC. 10367234 JA036540 |  |  | Active |  | 99:99:99:99:99:99 |  | Equipment | PAAR:00-PVAR | 11/02/2019 |  | COOPER AMBULATORY OFF-SITES |  |  | INFUSION RM |  | ANN DENTON
|  | WELCH ALLYN, INC. | SPOT VITAL SIGNS LXI SERIES | MONITOR, VITAL SIGNS |  | BURLINGTON OB/GYN | 651 John F Kennedy Way |  |  | 01/01/1900 |  |  |  |  | NO | YES |  |  |  |  | WELCH ALLYN, INC. 10366238 Not Known |  |  | Active |  | 99:99:99:99:99:99 |  | Equipment | PAAR:00-PVAR | 11/02/2019 |  | COOPER AMBULATORY OFF-SITES |  |  | Exam 7 |  | Carey Myers
|  | WELCH ALLYN, INC. | SPOT VITAL SIGNS LXI SERIES | MONITOR, VITAL SIGNS | Not Known | PRINCETON-OB/GYN | 10 Forrestal Rd S |  |  | 01/01/1900 |  |  |  |  | NO | YES |  |  |  |  | WELCH ALLYN, INC. 10366221 Not Known |  |  | Disposition |  |  |  | Equipment | PAAR:00-PVAR | 11/02/2019 |  | COOPER AMBULATORY OFF-SITES |  |  | NST |  | LINDA CARON
|  | WELCH ALLYN, INC. | SPOT VITAL SIGNS LXI SERIES | MONITOR, VITAL SIGNS |  | BURLINGTON OB/GYN | 1900 Mount Holly Rd |  |  | 03/15/2011 |  | 3/15/18 |  |  | NO | YES |  |  |  |  | WELCH ALLYN, INC. 10365986 201017077 |  |  | Active |  | 99:99:99:99:99:99 |  | Equipment | PAAR:00-PVAR | 11/02/2019 |  | COOPER AMBULATORY OFF-SITES |  |  | NURSES STATION | 0012382303 | Carey Myers | Repair | Closed | Kirk Lis | 11/03/2017 | 11/15/2017 | VITALS - ERROR C13 - TMX | 11/3/2017 4:28:05 PM KALIS (KALIS 11/3/2017 12:00 AM) ANALYZED UNIT. REPLACED CUFF AND HOSE ADAPTER FOR TEMPORARY REPAIR. UNIT NEEDS NEW BATTERY 11/15/2017 8:43:05 AM KALIS (KALIS 11/14/2017 12:00 AM) INSTALLED NEW BATTERY AND PERFORMED OVP | 292D57AE-F4A2-4652-8565-FAAAC7AD6E09 | Labor | 11/14/2017 | 11/14/2017 | Kirk Lis
|  | WELCH ALLYN, INC. | SPOT VITAL SIGNS LXI SERIES | MONITOR, VITAL SIGNS |  | NEUROSURGERY VOORHEES | 3 Cooper |  |  | 01/09/2013 |  | 1/9/20 |  |  | NO | YES |  |  |  |  | WELCH ALLYN, INC. 10365818 201216397 |  |  | Active |  | 99:99:99:99:99:99 |  | Equipment | PAAR:00-PVAR | 11/02/2019 |  | COOPER AMBULATORY OFF-SITES |  |  | exam 4 |  | MARITZA NIEVES
|  | WELCH ALLYN, INC. | SPOT VITAL SIGNS LXI SERIES | MONITOR, VITAL SIGNS |  | WOODLYNNE FAMILY MEDICINE | 20 S Black Horse Pike |  |  | 01/01/2000 |  | 1/1/07 |  |  | NO | YES |  |  |  |  | WELCH ALLYN, INC. 10365728 201217140 |  |  | Active |  | 99:99:99:99:99:99 |  | Equipment | PAAR:00-PVAR | 11/02/2019 |  | COOPER AMBULATORY OFF-SITES |  |  | WOODLYNNE | WOT00000002225683 | SHEILA HERNANDEZ | Repair | Closed | Kirk Lis | 02/15/2019 | 02/28/2019 | needs recalibrated - is reading too high | UNIT OPERATED CORRECTLY. COULD NOT DUPLICATE ISSUE | EXP2383084 | Labor | 02/15/2019 | 02/15/2019 | Kirk Lis
|  | WELCH ALLYN, INC. | SPOT VITAL SIGNS LXI SERIES | MONITOR, VITAL SIGNS |  | VOORHEES SURGERY CENTER-PULMONARY | 900 Centennial Blvd | Suite K |  | 08/11/2008 |  | 8/11/15 |  |  | NO | YES |  |  |  |  | WELCH ALLYN, INC. 10356784 200813547 |  |  | Active |  | 99:99:99:99:99:99 |  | Equipment | PAAR:00-PVAR | 11/01/2019 |  | COOPER AMBULATORY OFF-SITES |  |  | Exercise Physiology Lab |  | SUSAN PINE
|  | WELCH ALLYN, INC. | SPOT VITAL SIGNS LXI SERIES | MONITOR, VITAL SIGNS |  |  | 1935 NJ-70 | [7 empty] | NO | YES
|  | WELCH ALLYN, INC. | SPOT VITAL SIGNS LXI SERIES | MONITOR, VITAL SIGNS |  | 3 COOPER - MEDICINE DEPARTMENT | 3 Cooper |  |  | 01/30/2014 |  | 1/30/21 |  |  | NO | YES |  |  |  |  | WELCH ALLYN, INC. 10346807 201317501 |  |  | Active |  | 99:99:99:99:99:99 |  | Equipment | PAAR:00-PVAR | 11/02/2019 |  | COOPER AMBULATORY OFF-SITES |  |  | Suite 215 - Moves |  | NANCY LOUIS
|  | WELCH ALLYN, INC. | SPOT VITAL SIGNS LXI SERIES | MONITOR, VITAL SIGNS |  | VOORHEES UROGYNECOLOGY | 6012 Main St |  |  | 01/01/1900 |  |  |  |  | NO | YES |  |  |  |  | WELCH ALLYN, INC. 10345831 Not Known |  |  | Active |  | 99:99:99:99:99:99 |  | Equipment | PAAR:00-PVAR | 11/02/2019 |  | COOPER AMBULATORY OFF-SITES |  |  | PROCEDURE ROOM |  | Sheronda Coppage-Belt
|  | WELCH ALLYN, INC. | SPOT VITAL SIGNS LXI SERIES | MONITOR, VITAL SIGNS |  | VOORHEES UROGYNECOLOGY | 6012 Main St |  |  | 01/01/1900 |  |  |  |  | NO | YES |  |  |  |  | WELCH ALLYN, INC. 10345829 Not Known |  |  | Active |  | 99:99:99:99:99:99 |  | Equipment | PAAR:00-PVAR | 11/02/2019 |  | COOPER AMBULATORY OFF-SITES |  |  | HALLWAY |  | Sheronda Coppage-Belt
|  | WELCH ALLYN, INC. | SPOT VITAL SIGNS LXI SERIES | MONITOR, VITAL SIGNS |  | VOORHEES CARDIOLOGY | 901 Centennial Blvd | Building 2 |  | 11/14/2012 |  | 11/14/19 |  |  | NO | YES |  |  |  |  | WELCH ALLYN, INC. 10345272 201214466 |  |  | Active |  | 99:99:99:99:99:99 |  | Equipment | PAAR:00-PVAR | 11/02/2019 |  | COOPER AMBULATORY OFF-SITES |  |  | STRESS ECHO LAB |  | KATHY COMO
|  | WELCH ALLYN, INC. | SPOT VITAL SIGNS LXI SERIES | MONITOR, VITAL SIGNS |  | VOORHEES SURGERY CENTER - GYN/ONCOLOGY | 900 Centennial Blvd | Suite M |  | 07/11/2013 |  | 7/11/20 |  |  | NO | YES |  |  |  |  | WELCH ALLYN, INC. 10344759 201308500 |  |  | Active |  | 99:99:99:99:99:99 |  | Equipment | PAAR:00-PVAR | 11/02/2019 |  | COOPER AMBULATORY OFF-SITES |  |  | SUITE M |  | SUE MALTMAN
|  | WELCH ALLYN, INC. | SPOT VITAL SIGNS LXI SERIES | MONITOR, VITAL SIGNS |  | RIPPA CENTER-OB/GYN | 6100 Main St |  |  | 09/16/2013 |  | 9/16/20 |  |  | NO | YES |  |  |  |  | WELCH ALLYN, INC. 10315931 201312893 |  |  | Active |  | 99:99:99:99:99:99 |  | Equipment | PAAR:00-PVAR | 11/01/2019 |  | COOPER AMBULATORY OFF-SITES |  |  | OB/GYN NURSES STAT |  | PATRICIA HUFF
|  | WELCH ALLYN, INC. | SPOT VITAL SIGNS SERIES | MONITOR, VITAL SIGNS |  | 3 COOPER-URBAN DEVELOPMENT | 3 Cooper |  |  | 10/31/2019 |  | 10/31/26 |  |  | NO | YES |  |  |  |  | WELCH ALLYN, INC. 30126088 201518174 |  |  | Active |  | 99:99:99:99:99:99 |  | Equipment | PAAR:00-PVAR | 10/31/2019 | 10/31/2019 | COOPER AMBULATORY OFF-SITES |  |  | SUITE 220 - Moves |  | BRENDA LOPEZ |  |  |  | 10/31/2019 | 10/31/2019 |  |  |  |  | 10/31/2019 | 10/31/2019
|  | WELCH ALLYN, INC. | SPOT VITAL SIGNS SERIES | MONITOR, VITAL SIGNS |  | ORTHOPEDICS | 525 NJ-73 |  |  | 10/31/2019 |  | 10/31/26 |  |  | NO | YES |  |  |  |  | WELCH ALLYN, INC. 11239300 21201811047 |  |  | Active |  | 99:99:99:99:99:99 |  | Equipment | PAAR:00-PVAR | 10/31/2019 | 10/31/2019 | COOPER AMBULATORY OFF-SITES |  |  |  | WOT00000001801776 | JOAN STEAD | Performance Verification | Closed | Kirk Lis | 10/31/2019 | 10/31/2019 | CEID Record Completion for WELCH ALLYN, INC. 11239300 21201811047 | INVENTORIED NEW EQUIPMENT | EXP1841270 | Labor | 10/31/2019 | 10/31/2019 | Kirk Lis
|  | WELCH ALLYN, INC. | SPOT VITAL SIGNS SERIES | MONITOR, VITAL SIGNS |  | ORTHOPEDICS | 525 NJ-73 |  |  | 10/31/2019 |  | 10/31/26 |  |  | NO | YES |  |  |  |  | WELCH ALLYN, INC. 11239299 21201811049 |  |  | Active |  | 99:99:99:99:99:99 |  | Equipment | PAAR:00-PVAR | 10/31/2019 | 10/31/2019 | COOPER AMBULATORY OFF-SITES |  |  |  | WOT00000001801716 | JOAN STEAD | Performance Verification | Closed | Kirk Lis | 10/31/2019 | 10/31/2019 | CEID Record Completion for WELCH ALLYN, INC. 11239299 21201811049 | INVENTORIED NEW EQUIPMENT | EXP1841331 | Labor | 10/31/2019 | 10/31/2019 | Kirk Lis
|  | WELCH ALLYN, INC. | SPOT VITAL SIGNS SERIES | MONITOR, VITAL SIGNS |  |  | 400 Medical Center Dr | [7 empty] | YES | YES
|  | WELCH ALLYN, INC. | SPOT VITAL SIGNS SERIES | MONITOR, VITAL SIGNS |  |  | 2 Plaza Dr | [7 empty] | YES | YES
|  | WELCH ALLYN, INC. | SPOT VITAL SIGNS SERIES | MONITOR, VITAL SIGNS |  |  | 901 Centennial Blvd | Building 2 | [6 empty] | YES | YES
|  | WELCH ALLYN, INC. | SPOT VITAL SIGNS SERIES | MONITOR, VITAL SIGNS |  | 3 COOPER - MEDICINE DEPARTMENT | 3 Cooper |  |  | 10/31/2019 |  | 10/31/26 |  |  | NO | YES |  |  |  |  | WELCH ALLYN, INC. 11187529 (21)201811156 |  |  | Active |  | 99:99:99:99:99:99 |  | Equipment | PAAR:00-PVAR | 10/31/2019 | 10/31/2019 | COOPER AMBULATORY OFF-SITES |  |  | Suite 215 - Moves | WOT00000001722125 | NANCY LOUIS | Performance Verification | Closed | Stephen Zubrzycki | 10/31/2019 | 10/31/2019 | Performance Verification for WELCH ALLYN, INC. 11187529 (21)201811156 | Initial Install of Performance Verification. Device is ready for patient use. |  |  | 10/31/2019 | 10/31/2019
|  | WELCH ALLYN, INC. | SPOT VITAL SIGNS SERIES | MONITOR, VITAL SIGNS |  |  | 3 Cooper | [7 empty] | YES | YES
|  | WELCH ALLYN, INC. | SPOT VITAL SIGNS SERIES | MONITOR, VITAL SIGNS |  |  | 3 Cooper | [7 empty] | YES | YES
|  | WELCH ALLYN, INC. | SPOT VITAL SIGNS SERIES | MONITOR, VITAL SIGNS |  |  | 901 Centennial Blvd | Building 2 | [6 empty] | YES | YES
|  | WELCH ALLYN, INC. | SPOT VITAL SIGNS SERIES | MONITOR, VITAL SIGNS |  |  | 901 Centennial Blvd | Building 2 | [6 empty] | YES | YES
|  | WELCH ALLYN, INC. | SPOT VITAL SIGNS SERIES | MONITOR, VITAL SIGNS |  | VOORHEES SURGERY CENTER-PULMONARY | 900 Centennial Blvd | Suite K |  | 08/03/2017 |  | 8/3/24 |  |  | NO | YES |  |  |  |  | WELCH ALLYN, INC. 10732134 201514920 |  |  | Active |  | 99:99:99:99:99:99 |  | Equipment | PAAR:00-PVAR | 10/31/2019 |  | COOPER AMBULATORY OFF-SITES |  |  |  | 0012389787 | SUSAN PINE | Preventative Maintenance | Closed | Josh Harris | 11/07/2017 | 11/07/2017 | PERFORMANCE ASSURANCE AT INVENTORY | INVENTORIED DEVICE AND ENSURED DEVICE WAS FUNCTIONING PROPERLY. | 99863A2C-E522-4E21-9AB4-8F06315B59A5 | Labor | 08/03/2017 | 08/03/2017 | Kirk Lis
|  | WELCH ALLYN, INC. | SPOT VITAL SIGNS SERIES | MONITOR, VITAL SIGNS |  | 3 COOPER - SURGERY DEPARTMENT | 3 Cooper |  |  | 02/02/2017 |  | 2/2/24 |  |  | NO | YES |  |  |  |  | WELCH ALLYN, INC. 10649868 201700563 |  |  | Active |  | 99:99:99:99:99:99 |  | Equipment | PAAR:00-PVAR | 10/31/2019 |  | COOPER AMBULATORY OFF-SITES |  |  | Suite 403 - Moves | 0011609293 | ANNE MAIER | Performance Verification | Closed | Bonnie Aichroth | 05/03/2017 | 05/03/2017 | INCOMING INVENTORY | DEVICE INVENTORIED | 6DF4D143-193F-4AE2-BB3F-3B25DF0FD349 | Labor | 05/03/2017 | 05/03/2017 | Bonnie Aichroth
|  | WELCH ALLYN, INC. | SPOT VITAL SIGNS SERIES | MONITOR, VITAL SIGNS |  |  | 1011 Main St | [7 empty] | YES | YES
|  | WELCH ALLYN, INC. | SPOT VITAL SIGNS SERIES | MONITOR, VITAL SIGNS |  |  | 3 Cooper | [7 empty] | YES | YES
|  | WELCH ALLYN, INC. | SPOT VITAL SIGNS SERIES | MONITOR, VITAL SIGNS |  | 3 COOPER - SURGERY DEPARTMENT | 3 Cooper |  |  | 10/31/2019 |  | 10/31/26 |  |  | NO | YES |  |  |  |  | WELCH ALLYN, INC. 30280033 201704959 |  |  | Active |  | 99:99:99:99:99:99 |  | Equipment | PAAR:00-PVAR | 10/31/2019 | 10/31/2019 | COOPER AMBULATORY OFF-SITES |  |  | Suite 300 - Moves | 0012411374 | ANNE MAIER | Preventative Maintenance | Closed | Josh Harris | 10/31/2019 | 10/31/2019 | PERFORMANCE ASSURANCE AT INVENTORY | INVENTORIED DEVICE AND ENSURED DEVICE WAS FUNCTIONING PROPERLY. | 1DED44C0-BCA6-4C20-AE28-5AFD4857D96A | Labor | 10/31/2019 | 10/31/2019 | Stephen Zubrzycki
|  | WELCH ALLYN, INC. | SPOT VITAL SIGNS SERIES | MONITOR, VITAL SIGNS |  | VOORHEES SURGERY CENTER-HEM/ONC | 900 Centennial | Suite M |  | 10/31/2019 |  | 10/31/26 |  |  | NO | YES |  |  |  |  | WELCH ALLYN, INC. 30225243 (21)201904703 |  |  | Active |  |  |  | Equipment | PAAR:00-PVAR | 10/31/2019 | 10/31/2019 | COOPER AMBULATORY OFF-SITES |  |  | Suite M - Moves | WOT00000002904266 | MEGAN MCCAFFERTY | Performance Verification | Closed | Stephen Zubrzycki | 10/31/2019 | 10/31/2019 | Performance Verification for WELCH ALLYN, INC. 30225243 (21)201904703 | Initial Install of Performance Verification. Device is ready for patient use. |  |  | 10/31/2019 | 10/31/2019
|  | WELCH ALLYN, INC. | SPOT VITAL SIGNS SERIES | MONITOR, VITAL SIGNS |  | VOORHEES SURGERY CENTER-HEM/ONC | 900 Centennial | Suite M |  | 10/31/2019 |  | 10/31/26 |  |  | NO | YES |  |  |  |  | WELCH ALLYN, INC. 30225242 (21)201904684 |  |  | Active |  |  |  | Equipment | PAAR:00-PVAR | 10/31/2019 | 10/31/2019 | COOPER AMBULATORY OFF-SITES |  |  | Suite M - Moves | WOT00000002923822 | MEGAN MCCAFFERTY | Performance Verification | Closed | Stephen Zubrzycki | 10/31/2019 | 10/31/2019 | Performance Verification for WELCH ALLYN, INC. 30225242 (21)201904684 | Initial Install of Performance Verification. Device is ready for patient use. |  |  | 10/31/2019 | 10/31/2019
|  | WELCH ALLYN, INC. | SPOT VITAL SIGNS SERIES | MONITOR, VITAL SIGNS |  | VOORHEES SURGERY CENTER-HEM/ONC | 900 Centennial Blvd | Suite M |  | 10/31/2019 |  | 10/31/26 |  |  | NO | YES |  |  |  |  | WELCH ALLYN, INC. 30225240 (21)201904693 |  |  | Active |  |  |  | Equipment | PAAR:00-PVAR | 10/31/2019 | 10/31/2019 | COOPER AMBULATORY OFF-SITES |  |  | Suite M - Moves | WOT00000002923784 | MEGAN MCCAFFERTY | Performance Verification | Closed | Stephen Zubrzycki | 10/31/2019 | 10/31/2019 | Performance Verification for WELCH ALLYN, INC. 30225240 (21)201904693 | Initial Install of Performance Verification. Device is ready for patient use. |  |  | 10/31/2019 | 10/31/2019
|  | WELCH ALLYN, INC. | SPOT VITAL SIGNS SERIES | MONITOR, VITAL SIGNS |  | VOORHEES SURGERY CENTER-HEM/ONC | 900 Centinial Rd | Suite M |  | 10/31/2019 |  | 10/31/26 |  |  | NO | YES |  |  |  |  | WELCH ALLYN, INC. 30225239 (21)201905284 |  |  | Active |  |  |  | Equipment | PAAR:00-PVAR | 10/31/2019 | 10/31/2019 | COOPER AMBULATORY OFF-SITES |  |  | Suite M - Moves | WOT00000002923749 | MEGAN MCCAFFERTY | Performance Verification | Closed | Stephen Zubrzycki | 10/31/2019 | 10/31/2019 | Performance Verification for WELCH ALLYN, INC. 30225239 (21)201905284 | Initial Install of Performance Verification. Device is ready for patient use. |  |  | 10/31/2019 | 10/31/2019
|  | WELCH ALLYN, INC. | SPOT VITAL SIGNS SERIES | MONITOR, VITAL SIGNS |  | 3 COOPER - SURGERY DEPARTMENT | 3 Cooper |  |  | 10/31/2019 |  | 10/31/26 |  |  | NO | YES |  |  |  |  | WELCH ALLYN, INC. 30225151 (21) 201901417 |  |  | Active |  |  |  | Equipment | PAAR:00-PVAR | 10/31/2019 | 10/31/2019 | COOPER AMBULATORY OFF-SITES |  |  | Suite 403 - Moves | WOT00000002259190 | ANNE MAIER | Performance Verification | Closed | Stephen Zubrzycki | 10/31/2019 | 10/31/2019 | CEID Record Completion for WELCH ALLYN, INC. 30225151 (21) 201901417 | Inventoried unit. | EXP2366004 | Labor | 10/31/2019 | 10/31/2019 | Stephen Zubrzycki
|  | WELCH ALLYN, INC. | SPOT VITAL SIGNS SERIES | MONITOR, VITAL SIGNS |  | 3 COOPER-MULTISPECIALTY CENTER | 3 Cooper |  |  | 10/31/2019 |  | 10/31/26 |  |  | NO | YES |  |  |  |  | WELCH ALLYN, INC. 30225057 201632475 |  |  | Active |  | 99:99:99:99:99:99 |  | Equipment | PAAR:00-PVAR | 10/31/2019 | 10/31/2019 | COOPER AMBULATORY OFF-SITES |  |  |  | 0011494759 | MARGIE OUTLER | Performance Verification | Closed | Bonnie Aichroth | 10/31/2019 | 10/31/2019 | INCOMING INVENTORY | DEVICE INVENTORIED | E1001CA8-3F4D-493C-9413-A0B135B52B64 | Labor | 10/31/2019 | 10/31/2019 | Bonnie Aichroth
|  | WELCH ALLYN, INC. | SPOT VITAL SIGNS SERIES | MONITOR, VITAL SIGNS |  | 3 COOPER-MULTISPECIALTY CENTER | 3 Cooper |  |  | 10/31/2019 |  | 10/31/26 |  |  | NO | YES |  |  |  |  | WELCH ALLYN, INC. 30225056 201632483 |  |  | Active |  | 99:99:99:99:99:99 |  | Equipment | PAAR:00-PVAR | 10/31/2019 | 10/31/2019 | COOPER AMBULATORY OFF-SITES |  |  |  | 0011494756 | MARGIE OUTLER | Performance Verification | Closed | Bonnie Aichroth | 10/31/2019 | 10/31/2019 | INCOMING INVENTORY | DEVICE INVENTORIED | C0E7FCAD-E595-4AE7-91B3-45F29A5F5154 | Labor | 10/31/2019 | 10/31/2019 | Bonnie Aichroth
|  | GE HEALTHCARE | CARESCAPE PDM 2016793-003 | MOUDLE, MULTI-PARAMETER | SA314222301GA |  | Kelemen |  |  | 04/22/2014 |  | 4/22/21 |  |  | NO | YES |  |  |  |  | GE MEDICAL SYSTEMS 10356180 SA314222301GA |  |  | Active |  | 99:99:99:99:99:99 |  | Alarm | PAAR:00-PVAR | 11/02/2019 |  | COOPER UNIVERSITY HOSPITAL |  |  | HOLDING-BED 21 | WOT00000002202686 | DOMINIC VENDETTA | Disposition | Closed | Salvatore Bombara | 02/14/2019 | 05/20/2019 | Bulk Disposition CNL
|  | GE HEALTHCARE | CARESCAPE PDM 2016793-003 | MOUDLE, MULTI-PARAMETER | SA314222304GA |  | Kelemen |  |  | 04/22/2014 |  | 4/22/21 |  |  | NO | YES |  |  |  |  | GE MEDICAL SYSTEMS 10356173 SA314222304GA |  |  | Active |  | 99:99:99:99:99:99 |  | Alarm | PAAR:00-PVAR | 11/02/2019 |  | COOPER UNIVERSITY HOSPITAL |  |  | HOLDING-BED17 | WOT00000000533883 | DOMINIC VENDETTA | Disposition | Closed | Salvatore Bombara | 02/08/2018 | 05/15/2019 | Bulk Disposition CNL
|  | GE HEALTHCARE | CARESCAPE PDM 2016793-003 | MOUDLE, MULTI-PARAMETER | SA314201530GA |  | Kelemen |  |  | 04/22/2014 |  | 4/22/21 |  |  | NO | YES |  |  |  |  | GE MEDICAL SYSTEMS 10356176 SA314201530GA |  |  | Active |  | 99:99:99:99:99:99 |  | Alarm | PAAR:00-PVAR | 11/02/2019 |  | COOPER UNIVERSITY HOSPITAL |  |  | HOLDING-BED20 | WOT00000002202671 | DOMINIC VENDETTA | Disposition | Closed | Salvatore Bombara | 02/14/2019 | 05/17/2019 | Bulk Disposition CNL
|  | FLUKE BIOMEDICAL CORPORATION | 110 TRUE RMS | MULTIMETER |  | BIOMEDICAL | Kelemen |  |  | 01/29/2019 |  | 1/29/24 |  |  | NO | YES |  |  |  |  | FLUKE BIOMEDICAL CORPORATION 30236287 5915020 |  |  | Active |  | 99:99:99:99:99:99 |  | Test Equipment | 1Y:00-VEN | 01/29/2019 | 01/29/2019 | COOPER UNIVERSITY HOSPITAL |  |  |  | 0011049844 | Bonnie Aichroch | Preventative Maintenance | Closed | Michael Youch | 01/29/2019 | 01/29/2019 | Performance Assurance: 00-VEN | 1/12/2017 3:04:47 PM BGAICHROTH CALIBRATION COMPLETED BY BC GOUP 1/9/17 | B0BC5811-0A40-4CB4-81C2-6D2898674135 | Labor | 01/29/2019 | 01/29/2019 | Bonnie Aichroth
|  | FLUKE BIOMEDICAL CORPORATION | 87V | MULTIMETER |  | BIOMEDICAL | Kelemen |  |  | 01/28/2019 |  | 1/28/24 |  |  | NO | YES |  |  |  |  | FLUKE BIOMEDICAL CORPORATION 30236297 34790092 |  |  | Active |  | 99:99:99:99:99:99 |  | Test Equipment | 1Y:00-VEN | 01/28/2019 | 01/28/2019 | COOPER UNIVERSITY HOSPITAL |  |  | In shop with Charlie | 0011047537 | Bonnie Aichroch | Preventative Maintenance | Closed | Bonnie Aichroth | 01/28/2019 | 01/28/2019 | PERFORMANCE ASSURANCE AT INVENTORY | INVENTORIED DEVICE AND ENSURED DEVICE WAS FUNCTIONING PROPERLY. | CBEB7AEE-1009-4C94-85C0-13EBE2623F2A | Labor | 01/28/2019 | 01/28/2019 | Josh Harris
|  | FLUKE CORPORATION |  | MULTIMETER |  | BIOMEDICAL | Kelemen |  |  | 01/30/2019 |  | 1/30/24 |  |  | NO | YES |  |  |  |  | FLUKE CORPORATION 30143185 90320004 |  |  | Active |  | 99:99:99:99:99:99 |  | Test Equipment | 1Y:00-VEN | 01/30/2019 | 01/30/2019 | COOPER UNIVERSITY HOSPITAL |  |  | In shop with Charlie |  | Bonnie Aichroch |  |  |  | 01/30/2019 | 01/30/2019 |  |  |  |  | 01/30/2019 | 01/30/2019
|  | FLUKE CORPORATION |  | MULTIMETER |  | BIOMEDICAL | Kelemen |  |  | 03/07/2019 |  | 3/7/24 |  |  | NO | YES |  |  |  |  | FLUKE CORPORATION 30143186 82100421 |  |  | Active |  |  |  | Test Equipment | 1Y:00-VEN | 03/07/2019 | 03/07/2019 | COOPER UNIVERSITY HOSPITAL |  |  |  |  | Bonnie Aichroch |  |  |  | 03/07/2019 | 03/07/2019 |  |  |  |  | 03/07/2019 | 03/07/2019
|  | FLUKE BIOMEDICAL CORPORATION | 179 TRUE RMS | MULTIMETER, DIGITAL |  | BIOMEDICAL | Kelemen |  |  | 01/31/2019 |  | 1/31/24 |  |  | NO | YES |  |  |  |  | FLUKE BIOMEDICAL CORPORATION 30286002 20270470 |  |  | Active |  | 99:99:99:99:99:99 |  | Test Equipment | 1Y:00-VEN | 01/31/2019 | 01/31/2019 | COOPER UNIVERSITY HOSPITAL |  |  | Mike | 0012312128 | Bonnie Aichroch | Preventative Maintenance | Closed | Michael Youch | 01/31/2019 | 01/31/2019 | PERFORMANCE ASSURANCE AT INVENTORY | INVENTORIED DEVICE AND ENSURED DEVICE WAS FUNCTIONING PROPERLY. | C878F196-2DD7-48F8-BD88-15825921FB29 | Labor | 01/31/2019 | 01/31/2019 | Michael Youch
|  | FLUKE CORPORATION | 87 TRUE RMS | MULTIMETER, DIGITAL |  | BIOMEDICAL | Kelemen |  |  | 01/30/2019 |  | 1/30/24 |  |  | NO | YES |  |  |  |  | FLUKE CORPORATION 30142151 88850019 |  |  | Active |  | 99:99:99:99:99:99 |  | Test Equipment | 1Y:00-VEN | 01/30/2019 | 01/30/2019 | COOPER UNIVERSITY HOSPITAL |  |  | KELEMEN 2 |  | Bonnie Aichroch |  |  |  | 01/30/2019 | 01/30/2019 |  |  |  |  | 01/30/2019 | 01/30/2019
|  | VERAN MEDICAL TECHNOLOGIES, INC | IG4 | NAVIGATION SYSTEM, BRONCHOSCOPY |  | PULMONARY LAB | Kelemen |  |  | 07/02/2015 |  |  |  |  | NO | YES |  |  |  |  | VERAN MEDICAL TECHNOLOGIES, INC 10369469 81288150421 |  |  | Active |  | A8:86:DD:AA:8C:A9 |  | Equipment | 1Y:00-MFG | 11/01/2019 | 11/01/2020 | COOPER UNIVERSITY HOSPITAL |  |  | HALLWAY MOBILE |  | KATHY LOFLAND
|  | DEVILBISS | PULMO AID | NEBULIZER |  | PENNSVILLE-MEDICINE | 390 N Broadway |  |  | 08/17/2016 |  | 8/17/26 |  |  | NO | YES |  |  |  |  | DEVILBISS 10505496 04058217 |  |  | Active |  | 99:99:99:99:99:99 |  | Equipment | PAAR:00-PVAR | 10/31/2019 |  | COOPER AMBULATORY OFF-SITES |  |  | LAB |  | Heather Rhodes
|  | DEVILBISS | PULMO AID | NEBULIZER | D7008895 | FAMILY MEDICAL SEWELL | 123 Egg Harbor Rd |  |  | 01/01/2004 |  | 1/1/14 |  |  | NO | YES |  |  |  |  | DEVILBISS 10366813 D7008895 |  |  | Active |  | 99:99:99:99:99:99 |  | Equipment | PAAR:00-PVAR | 11/01/2019 |  | COOPER AMBULATORY OFF-SITES |  |  | SUPPLY CLOSET |  | MARIANNE SHIEPAN
|  | DEVILBISS | PULMO AID | NEBULIZER | D3461270 | FAMILY MEDICAL SEWELL | 123 Egg Harbor Rd |  |  | 10/31/2019 |  | 10/31/29 |  |  | NO | YES |  |  |  |  | DEVILBISS 30225053 D3461270 |  |  | Active |  | 99:99:99:99:99:99 |  | Equipment | PAAR:00-PVAR | 10/31/2019 | 10/31/2019 | COOPER AMBULATORY OFF-SITES |  |  | TRIAGE ROOM | 0011078044 | MARIANNE SHIEPAN | Performance Verification | Closed | Bonnie Aichroth | 10/31/2019 | 10/31/2019 | INCOMING INVENTORY | DEVICE INVENTORIED | D40F904D-937F-4247-9670-F0970577670C | Labor | 10/31/2019 | 10/31/2019 | Bonnie Aichroth
|  | DEVILBISS | PULMOMATE 4650D | NEBULIZER |  | PENNSVILLE-MEDICINE | 390 N Broadway |  |  | 01/01/1998 |  | 1/1/08 |  |  | NO | YES |  |  |  |  | DEVILBISS 10345907 22334427 |  |  | Active |  | 99:99:99:99:99:99 |  | Equipment | PAAR:00-PVAR | 11/02/2019 |  | COOPER AMBULATORY OFF-SITES |  |  | LAB |  | Heather Rhodes
|  | EVO MEDICAL SOLUTIONS | SPORTNEB EXPRESS | NEBULIZER | N0903-01769 | BUNKER HILL-INTERNAL MEDICINE | 2 Plaza Dr |  |  | 01/01/1900 |  |  |  |  | NO | YES |  |  |  |  | EVO MEDICAL SOLUTIONS 10345744 N0903-01769 |  |  | Active |  | 99:99:99:99:99:99 |  | Equipment | PAAR:00-PVAR | 11/01/2019 |  | COOPER AMBULATORY OFF-SITES |  |  | MEDICAL ASSISTANT OFFICE |  | SUSAN BABCOCK
|  | HILL-ROM INC. | METANEB | NEBULIZER | Q327mn0028 |  | Pavilion | [7 empty] | YES | YES | [18 empty] | L
|  | HILL-ROM INC. | METANEB | NEBULIZER | U052m1706 |  | Kelemen | [7 empty] | YES | YES
|  | MEDQUIP | AIRLIFE MINI CN-02MD | NEBULIZER |  | 3 COOPER-MULTISPECIALTY CENTER | 3 Cooper |  |  | 04/01/2013 |  | 4/1/23 |  |  | NO | YES |  |  |  |  | MEDQUIP 10345632 038845 |  |  | Active |  | 99:99:99:99:99:99 |  | Equipment | PAAR:00-PVAR | 11/02/2019 |  | COOPER AMBULATORY OFF-SITES |  |  | Suite 104 - 175 Storage |  | MARGIE OUTLER
|  | OMRON HEALTHCARE, INC. | NE-C25 | NEBULIZER |  |  | 1965 Harrison Ave | [7 empty] | YES | YES
|  | PARI RESPIRATORY EQUIPMENT, INC. | VIOS 310B0001 | NEBULIZER | AD12G01498 | VOORHEES PEDIATRICS | 6400 Main St |  |  | 01/01/1900 |  |  |  |  | NO | YES |  |  |  |  | PARI RESPIRATORY EQUIPMENT, INC. 10345347 AD12G01498 |  |  | Active |  | 99:99:99:99:99:99 |  | Equipment | PAAR:00-PVAR | 11/02/2019 |  | COOPER AMBULATORY OFF-SITES |  |  | B Pod Nurses Station |  | MAUREEN OBRIEN
|  | SUNRISE HEALTHCARE HHG. | 5650D | NEBULIZER | 3D6046749 |  | 1965 Harrison Ave | [7 empty] | YES | YES
|  | SUNRISE HEALTHCARE HHG. | 5650D | NEBULIZER | D3576800 | KINGS HIGHWAY-MEDICINE | 1103 N Kings Hwy |  |  | 09/20/2005 |  | 9/20/15 |  |  | NO | YES |  |  |  |  | SUNRISE HEALTHCARE HHG. 10366301 D3576800 |  |  | Active |  | 99:99:99:99:99:99 |  | Equipment | PAAR:00-PVAR | 11/02/2019 |  | COOPER AMBULATORY OFF-SITES |  |  | MEDICINE-BACK NURSES DESK |  | CHRISTINE MULLER
|  | OUR 365 |  | NEWBORN CAMERA SYSTEM |  |  | Dorrance | [7 empty] | NO | YES | [18 empty] | L
|  | BREAKAWAY IMAGING |  | O-ARM, PORTABLE |  | OPERATING ROOM - PAVILION | Pavilion |  |  | 12/03/2008 |  | 12/3/15 |  |  | NO | YES |  |  |  |  | BREAKAWAY IMAGING 10346563 00211 |  |  | Active |  | 00:1B:21:7D:29:4C |  | Equipment | 1Y:00-MFG | 11/01/2019 | 11/01/2020 | COOPER UNIVERSITY HOSPITAL |  |  | OR P04 |  | DOMINIC VENDETTA
|  | TEKTRONIX | TDS2012C | OSCILLOSCOPE | C042433 | BIOMEDICAL | Kelemen |  |  | 01/30/2019 |  | 1/30/26 |  |  | NO | YES |  |  |  |  | TEKTRONIX 30142154 C042433 |  |  | Active |  | 99:99:99:99:99:99 |  | Test Equipment | 1Y:00-VEN | 01/30/2019 | 01/30/2019 | COOPER UNIVERSITY HOSPITAL |  |  | In shop with Charlie |  | Bonnie Aichroch |  |  |  | 01/30/2019 | 01/30/2019 |  |  |  |  | 01/30/2019 | 01/30/2019
|  | ADVANCED INSTRUMENTS, INC. | OSMO1 | OSMOMETER | 19020302B | LAB CHEMISTRY | Pavilion | Basement |  | 10/08/2019 |  | 10/8/26 |  |  | NO | YES |  |  |  |  | ADVANCED INSTRUMENTS, INC. 11207639 19020302B |  |  | Active |  |  |  | Equipment | 1Y:00-MFG | 10/08/2019 | 10/08/2019 | COOPER UNIVERSITY HOSPITAL |  |  |  | WOT00000003701698 | Barbara Snyder | Repair | Closed | Gene Amodei | 10/08/2019 | 10/08/2019 | osmo 1 - getting errors that are not in their book called company and would like to have the connections in the back checked | returned to vender under warranty Received repaired under warranty, RTS | EXP4560364 | Labor | 10/08/2019 | 10/08/2019 | Gene Amodei
|  | ADVANCED INSTRUMENTS, INC. | OSMO1 | OSMOMETER | 19020306B | LAB CHEMISTRY | Pavilion | Basement |  | 10/08/2019 |  | 10/8/26 |  |  | NO | YES |  |  |  |  | ADVANCED INSTRUMENTS, INC. 11207640 19020306B |  |  | Active |  |  |  | Equipment | 1Y:00-MFG | 10/08/2019 | 10/08/2019 | COOPER UNIVERSITY HOSPITAL |  |  |  | WOT00000004003073 | Barbara Snyder | Performance Verification | Completed | Gene Amodei | 10/08/2019 | 10/08/2019 | Performance Verification for ADVANCED INSTRUMENTS, INC. 11207640 19020306B | Initial Install of Performance Verification. Device is ready for patient use. |  |  | 10/08/2019 | 10/08/2019
|  | BIO-LOGIC SYSTEMS CORP | AUDX | OTOMETER | AXB0563997 | 3 COOPER - SPEECH AND HEARING | 3 Cooper |  |  | 11/21/2005 |  |  |  |  | NO | YES |  |  |  |  | BIO-LOGIC SYSTEMS CORP 10505143 AXB0563997 |  |  | Active |  | 99:99:99:99:99:99 |  | Equipment | 1Y:00-MFG | 03/06/2019 | 02/01/2020 | COOPER AMBULATORY OFF-SITES |  |  | Suite 511 - 2nd Booth (Moves) |  | JANET PORCELLIN
|  | BIO-LOGIC SYSTEMS CORP | AUDX PRO | OTOMETER |  | SIDS | 2 Plaza Dr |  |  | 01/31/2019 |  |  |  |  | NO | YES |  |  |  |  | BIO-LOGIC SYSTEMS CORP 11239289 250038 |  |  | Active |  | 99:99:99:99:99:99 |  | Equipment | 1Y:00-MFG | 01/31/2019 | 01/31/2019 | COOPER UNIVERSITY HOSPITAL |  |  | 2 bunker hill audiology booth | WOT00000001306354 | TOM NEARNY | Performance Verification | Closed | Kirk Lis | 01/31/2019 | 01/31/2019 | Performance Verification for BIO-LOGIC SYSTEMS CORP 11239289 250038 | Initial Install of Performance Verification. Device is ready for patient use. |  |  | 01/31/2019 | 01/31/2019
|  | BIO-LOGIC SYSTEMS CORP | AUDX PRO | OTOMETER | 08L13293C | BUNKER HILL-SURGERY | Dorrance | BASEMENT |  | 01/01/1900 |  |  |  |  | NO | YES |  |  |  |  | NATUS MEDICAL INC. 10366913 08L13293C |  |  | Active |  | 99:99:99:99:99:99 |  | Equipment | 1Y:00-MFG | 12/20/2018 | 12/01/2019 | COOPER AMBULATORY OFF-SITES |  |  | Podiatry PROCEDURE RM |  | ANNE MAIER
|  | UNOX | KLARITY | OVEN, DRYING | 2018J0073330 |  | 3 Cooper | [7 empty] | YES | YES
|  | BARNSTEAD/THERMOLYNE CO. | 3515M | OVEN, LABORATORY |  | COOPER CENTER FOR SPECIAL DIAGNOSTICS | 401 Haddon Ave |  |  | 09/20/2008 |  |  |  |  | NO | YES |  |  |  |  | BARNSTEAD/THERMOLYNE CO. 10365688 1.8810805038e+012 |  |  | Active |  | 99:99:99:99:99:99 |  | Equipment | PAAR:00-PVAR | 11/01/2019 |  | COOPER AMBULATORY OFF-SITES |  |  | E+R - Main Lab | WOT00000002951851 | DR. BARNOWSKY | Preventative Maintenance | Closed | Gene Amodei | 06/19/2019 | 06/19/2019 | PM: Procedure: 00-PVAR Frequency: PAAR | PASSED ESI (VERFIED WITH 10480315), VERIFY TEMPS WITHIN SPECS.SET TEMP 60C / ACTUAL TEMP 60C | EXP3191286 | Labor | 06/18/2019 | 06/18/2019 | Stephen Zubrzycki
|  | BARNSTEAD/THERMOLYNE CO. | 3515M | OVEN, LABORATORY |  | COOPER CENTER FOR SPECIAL DIAGNOSTICS | 401 Haddon Ave |  |  | 01/01/1900 |  |  |  |  | NO | YES |  |  |  |  | BARNSTEAD/THERMOLYNE CO. 10365687 1881080503806 |  |  | Active |  | 99:99:99:99:99:99 |  | Equipment | PAAR:00-PVAR | 11/02/2019 |  | COOPER AMBULATORY OFF-SITES |  |  | E+R - Main Lab | WOT00000002951787 | DR. BARNOWSKY | Preventative Maintenance | Closed | Gene Amodei | 06/19/2019 | 06/19/2019 | PM: Procedure: 00-PVAR Frequency: PAAR | PM Passed. Passed ESI and temp within spec.Set point (150C) Actual (144C) Disregard last Service Note. Meant for a different unit.PASSED ESI (VERFIED WITH 10480315), VERIFY TEMPS WITHIN SPECS.SET TEMP 60C / ACTUAL TEMP 56C | EXP3191224 | Labor | 06/18/2019 | 06/18/2019 | Stephen Zubrzycki
|  | JEIO TECH | 1B-01E | OVEN, LABORATORY | N129240 | LAB MICROBIOLOGY | Pavilion | Basement |  | 01/13/2009 |  |  |  |  | NO | YES |  |  |  |  | JEIO TECH 10367970 N129240 |  |  | Active |  | 99:99:99:99:99:99 |  | Equipment | 1Y:00-MFG | 01/05/2019 | 01/01/2020 | COOPER UNIVERSITY HOSPITAL |  |  | MICROBIOLOGY |  | COURTNEY BARRY
|  | JEIO TECH | 1B-01E | OVEN, LABORATORY | P099182 | LAB MICROBIOLOGY | Pavilion | Basement |  | 06/02/2009 |  |  |  |  | NO | YES |  |  |  |  | JEIO TECH 10367971 P099182 |  |  | Active |  | 99:99:99:99:99:99 |  | Equipment | 1Y:00-MFG | 01/05/2019 | 01/01/2020 | COOPER UNIVERSITY HOSPITAL |  |  | MICROBIOLOGY |  | COURTNEY BARRY
|  | BCI INTERNATIONAL | 71000A2 | OXIMETER, PULSE |  | BRACE ROAD-MEDICINE | 1210 Brace Rd | 1st |  | 01/01/1900 |  |  |  |  | NO | YES |  |  |  |  | BCI INTERNATIONAL 10365879 260226807 |  |  | Active |  | 99:99:99:99:99:99 |  | Alarm | PAAR:00-PVAR | 11/02/2019 |  | COOPER AMBULATORY OFF-SITES |  |  | INTERNAL MEDICINE HALLWAY | WOT00000002337975 | Cheryl Peck | Repair | Closed | Kirk Lis | 03/01/2019 | 03/13/2019 | working intermittently | .:: Acknowledged ::. Technician: Kirk LisTimestamp: 2019-03-01 09:26:10 UNIT WILL NOT MAKE SAO2 DETERMINAION RESEARCHED PART. ORDERED PART INSTALLED NEW SENSOR. PERFORMED OVP. NEED TO RETURN UNIT TO BRACE RD. RETURNED UNIT TO SERVICE | EXP2469003 | Labor | 03/12/2019 | 03/12/2019 | Kirk Lis
|  | BCI INTERNATIONAL | SPECTRO 2-10 | OXIMETER, PULSE | 4033639 |  | Pavilion | [7 empty] | YES | YES
|  | BEIJING CHOICE ELECTRONIC TECHNOLOGY CO. | HCSMD400 | OXIMETER, PULSE |  | VOORHEES INTERNAL MEDICINE | 901 Centennial Blvd | Building 2 |  | 11/07/2019 |  | 11/7/29 |  |  | NO | YES |  |  |  |  | BEIJING CHOICE ELECTRONIC TECHNOLOGY CO. 11200121 182604700113 |  |  | Active |  |  |  | Alarm | PAAR:00-PVAR | 11/07/2019 | 11/07/2019 | COOPER AMBULATORY OFF-SITES |  |  | Performance Verification | WOT00000004282336 | JENNY BETLER | Performance Verification | Completed | Kirk Lis | 11/07/2019 | 11/07/2019 | Performance Verification for BEIJING CHOICE ELECTRONIC TECHNOLOGY CO. 11200121 182604700113 | Initial Install of Performance Verification. Device is ready for patient use. |  |  | 11/07/2019 | 11/07/2019
|  | BEIJING CHOICE ELECTRONIC TECHNOLOGY CO. | HCSMD400 | OXIMETER, PULSE |  | VOORHEES INTERNAL MEDICINE | 901 Centennial Blvd | Building 2 |  | 11/07/2019 |  | 11/7/29 |  |  | NO | YES |  |  |  |  | BEIJING CHOICE ELECTRONIC TECHNOLOGY CO. 11200122 182604700298 |  |  | Active |  |  |  | Alarm | PAAR:00-PVAR | 11/07/2019 | 11/07/2019 | COOPER AMBULATORY OFF-SITES |  |  | Performance Verification | WOT00000004282509 | JENNY BETLER | Performance Verification | Completed | Kirk Lis | 11/07/2019 | 11/07/2019 | Performance Verification for BEIJING CHOICE ELECTRONIC TECHNOLOGY CO. 11200122 182604700298 | Initial Install of Performance Verification. Device is ready for patient use. |  |  | 11/07/2019 | 11/07/2019
|  | BEIJING CHOICE ELECTRONIC TECHNOLOGY CO. | HCSMD400 | OXIMETER, PULSE |  | 3 COOPER - SURGERY DEPARTMENT | Pavilion |  |  | 10/31/2019 |  | 10/31/29 |  |  | NO | YES |  |  |  |  | BEIJING CHOICE ELECTRONIC TECHNOLOGY CO. 30225111 171606900184 |  |  | Active |  | 99:99:99:99:99:99 |  | Alarm | PAAR:00-PVAR | 10/31/2019 | 10/31/2019 | COOPER AMBULATORY OFF-SITES |  |  | Suite 311 - Moves | WOT00000000652162 | CARLA TRUELL | Performance Verification | Closed | Stephen Zubrzycki | 10/31/2019 | 10/31/2019 | Performance Verification for UNMATCHED 30225111 171606900184 | Initial Install of Performance Verification. Device is ready for patient use. |  |  | 10/31/2019 | 10/31/2019
|  | BEIJING CHOICE ELECTRONIC TECHNOLOGY CO. | MD300M | OXIMETER, PULSE |  | RIPPA CENTER-OB/GYN | 6100 Main St |  |  | 10/04/2017 |  | 10/4/27 |  |  | NO | YES |  |  |  |  | BEIJING CHOICE ELECTRONIC TECHNOLOGY CO. 10732165 164203800334 |  |  | Active |  | 99:99:99:99:99:99 |  | Alarm | PAAR:00-PVAR | 10/31/2019 |  | COOPER AMBULATORY OFF-SITES |  |  |  | 0012488605 | PATRICIA HUFF | Preventative Maintenance | Closed | Josh Harris | 12/06/2017 | 12/06/2017 | PERFORMANCE ASSURANCE AT INVENTORY | INVENTORIED DEVICE AND ENSURED DEVICE WAS FUNCTIONING PROPERLY. | 46BAEEB9-944B-40D6-9A9E-B6643248D1EA | Labor | 10/04/2017 | 10/04/2017 | Kirk Lis
|  | COVIDIEN | GR101704 | OXIMETER, PULSE | GBA1300333 | ANESTHESIOLOGY | Kelemen |  |  | 04/01/2013 |  | 4/1/23 |  |  | NO | YES |  |  |  |  | COVIDIEN 10369278 GBA1300333 |  |  | Disposition |  | 99:99:99:99:99:99 |  | Equipment | PAAR:00-PVAR | 11/02/2019 |  | COOPER UNIVERSITY HOSPITAL |  |  | anes storage | WOT00000000525236 | GIACINTA ROUPAS | Disposition | Closed | Salvatore Bombara | 02/08/2018 | 05/15/2019 | Bulk Disposition CNL | Unit has been replaced/upgraded. | EXP2933919 | Labor | 05/15/2019 | 05/15/2019 | Salvatore Bombara
|  | COVIDIEN | GR101704 | OXIMETER, PULSE | GBA1300321 | ANESTHESIOLOGY | Kelemen |  |  | 04/01/2013 |  | 4/1/23 |  |  | NO | YES |  |  |  |  | COVIDIEN 10368119 GBA1300321 |  |  | Disposition |  | 99:99:99:99:99:99 |  | Equipment | PAAR:00-PVAR | 11/02/2019 |  | COOPER UNIVERSITY HOSPITAL |  |  | PAV 056 | WOT00000000525235 | GIACINTA ROUPAS | Disposition | Closed | Salvatore Bombara | 02/08/2018 | 05/15/2019 | Bulk Disposition CNL | Unit has been retired | EXP2931364 | Labor | 05/15/2019 | 05/15/2019 | Salvatore Bombara
|  | COVIDIEN | GR101704 | OXIMETER, PULSE | GBA1300303 | ANESTHESIOLOGY | Kelemen |  |  | 04/01/2013 |  | 4/1/23 |  |  | NO | YES |  |  |  |  | COVIDIEN 10367492 GBA1300303 |  |  | Disposition |  | 99:99:99:99:99:99 |  | Equipment | PAAR:00-PVAR | 11/01/2019 |  | COOPER UNIVERSITY HOSPITAL |  |  | OR-K5 | WOT00000000525230 | GIACINTA ROUPAS | Disposition | Closed | Salvatore Bombara | 02/08/2018 | 05/15/2019 | Bulk Disposition CNL | Unit has been retired | EXP2929262 | Labor | 05/15/2019 | 05/15/2019 | Salvatore Bombara
|  | GE HEALTHCARE | TUFFSAT | OXIMETER, PULSE | FCB14040222SA | RIPPA CENTER-OB/GYN | 6100 Main St |  |  | 11/02/2019 |  | 11/2/29 |  |  | NO | YES |  |  |  |  | DATEX OHMEDA 30071406 FCB14040222SA |  |  | Active |  | 99:99:99:99:99:99 |  | Alarm | PAAR:00-PVAR | 11/02/2019 | 11/02/2019 | COOPER AMBULATORY OFF-SITES |  |  | exam 3 |  | PATRICIA HUFF |  |  |  | 11/02/2019 | 11/02/2019 |  |  |  |  | 11/02/2019 | 11/02/2019
|  | GE HEALTHCARE | TUFFSAT | OXIMETER, PULSE | FCB11190385SA | 6017 MAIN ST-PLASTICS | 6200 Main St |  |  | 10/16/2019 |  | 10/16/29 |  |  | NO | YES |  |  |  |  | DATEX OHMEDA 22099 FCB11190385SA |  |  | Disposition |  |  |  | Alarm | PAAR:00-PVAR | 10/16/2019 | 10/16/2019 | COOPER AMBULATORY OFF-SITES |  |  | PLASTICS |  | ANNE MAIER |  |  |  | 10/16/2019 | 10/16/2019 |  |  |  |  | 10/16/2019 | 10/16/2019
|  | GE HEALTHCARE | TUFFSAT | OXIMETER, PULSE | FCB13280196SA | 6200 MAIN ST-SURGERY | 6200 Main St |  |  | 10/16/2019 |  | 10/16/29 |  |  | NO | YES |  |  |  |  | DATEX OHMEDA 16323 FCB13280196SA |  |  | Disposition |  |  |  | Alarm | PAAR:00-PVAR | 10/16/2019 | 10/16/2019 | COOPER AMBULATORY OFF-SITES |  |  | 6200 MAIN |  | BOBBIE MICKLE |  |  |  | 10/16/2019 | 10/16/2019 |  |  |  |  | 10/16/2019 | 10/16/2019
|  | GE HEALTHCARE | TUFFSAT | OXIMETER, PULSE | FCB11100633SA |  | 2 Plaza Dr | [7 empty] | YES | YES
|  | GE HEALTHCARE | TUFFSAT | OXIMETER, PULSE | FEB14440056SA | CINNAMINSON URGENT CARE | 195 US-130 |  |  | 05/12/2017 |  | 5/12/27 |  |  | NO | YES |  |  |  |  | GE MEDICAL SYSTEMS 10732066 FEB14440056SA |  |  | Active |  | 99:99:99:99:99:99 |  | Alarm | PAAR:00-PVAR | 10/31/2019 |  | COOPER AMBULATORY OFF-SITES |  |  |  | 0011656758 | MELISSA PORTOBANCO | Performance Verification | Closed | Bonnie Aichroth | 05/23/2017 | 05/23/2017 | INCOMING INVENTORY | DEVICE INVENTORIED | D8AE03E5-9371-4718-BF45-FDD2F85F3CEF | Labor | 05/23/2017 | 05/23/2017 | Bonnie Aichroth
|  | GE HEALTHCARE | TUFFSAT | OXIMETER, PULSE | FCB13380500SA |  | MD Anderson Cancer Center | [7 empty] | NO | YES
|  | GE HEALTHCARE | TUFFSAT | OXIMETER, PULSE | FCB14440026SA | CINNAMINSON URGENT CARE | 195 US-130 |  |  | 01/01/1900 |  |  |  |  | NO | YES |  |  |  |  | GE MEDICAL SYSTEMS 10365780 FCB14440026SA |  |  | Active |  | 99:99:99:99:99:99 |  | Alarm | PAAR:00-PVAR | 11/01/2019 |  | COOPER AMBULATORY OFF-SITES |  |  | NURSES STATION | WOT00000002502398 | MELISSA PORTOBANCO | Repair | Closed | Kirk Lis | 04/04/2019 | 04/12/2019 | coating is falling off, wires are exposed | ANALYZED UNIT. INSULATION HAS WORN AWAY. NEED TO ORDER NEW SENSOR REPLACED SENSOR PERFORMED OVP. RETURNED UNIT TO SEREVICE. | EXP2665779 | Labor | 04/09/2019 | 04/09/2019 | Kirk Lis
|  | GE HEALTHCARE | TUFFSAT | OXIMETER, PULSE | FCB12330083SA | COOPER FAMILY MEDICINE AT CAMDEN COUNTY COLLEGE | 200 College Dr |  |  | 11/01/2019 |  | 11/1/29 |  |  | NO | YES |  |  |  |  | GE MEDICAL SYSTEMS 30225118 FCB12330083SA |  |  | Active | 10346167, 30225118 | 99:99:99:99:99:99 |  | Alarm | PAAR:00-PVAR | 11/01/2019 | 11/01/2019 | COOPER AMBULATORY OFF-SITES |  |  | Nurses Station | WOT00000000961951 | KATHLEEN CLIFFORD | Repair | Closed | Stephen Zubrzycki | 11/01/2019 | 11/01/2019 | Probe and battery cover is broken | Acknowledged. Replaced probe Replaced battery cover and VPO | EXP0727508 | Parts | 11/01/2019 | 11/01/2019 | Stephen Zubrzycki
|  | GE HEALTHCARE | TUFFSAT | OXIMETER, PULSE | FCB11100636SA | 3 COOPER - SURGERY DEPARTMENT | 3 Cooper |  |  | 11/14/2014 |  | 11/14/24 |  |  | NO | YES |  |  |  |  | DATEX OHMEDA 10349211 FCB11100636SA |  |  | Active |  | 99:99:99:99:99:99 |  | Alarm | PAAR:00-PVAR | 11/02/2019 |  | COOPER AMBULATORY OFF-SITES |  |  | Suite 403 - Back Closet |  | ANNE MAIER
|  | GE HEALTHCARE | TUFFSAT | OXIMETER, PULSE | fcb14270125sa | 3 COOPER-MULTISPECIALTY CENTER | 3 Cooper |  |  | 11/02/2019 |  | 11/2/29 |  |  | NO | YES |  |  |  |  | GE MEDICAL SYSTEMS 30144643 fcb14270125sa |  |  | Active |  | 99:99:99:99:99:99 |  | Alarm | PAAR:00-PVAR | 11/02/2019 | 11/02/2019 | COOPER AMBULATORY OFF-SITES |  |  | Suite 215 - Moves |  | MARGIE OUTLER |  |  |  | 11/02/2019 | 11/02/2019 |  |  |  |  | 11/02/2019 | 11/02/2019
|  | GE HEALTHCARE | TUFFSAT | OXIMETER, PULSE | fcb13410024sa | PENNSVILLE-MEDICINE | 390 N Broadway |  |  | 01/01/1900 |  |  |  |  | NO | YES |  |  |  |  | GE MEDICAL SYSTEMS 10345921 fcb13410024sa |  |  | Active |  | 99:99:99:99:99:99 |  | Alarm | PAAR:00-PVAR | 11/02/2019 |  | COOPER AMBULATORY OFF-SITES |  |  | Room 17 - Moves |  | Heather Rhodes
|  | GE HEALTHCARE | TUFFSAT | OXIMETER, PULSE | FCB13380490SA |  | MD Anderson Cancer Center | [7 empty] | NO | YES
|  | GE HEALTHCARE | TUFFSAT | OXIMETER, PULSE | FCB13260247SA | VOORHEES INTERNAL MEDICINE | 901 Centennial Blvd | Building 2 |  | 07/11/2013 |  | 7/11/23 |  |  | NO | YES |  |  |  |  | GE MEDICAL SYSTEMS 10345269 FCB13260247SA |  |  | Active |  | 99:99:99:99:99:99 |  | Equipment | PAAR:00-PVAR | 11/02/2019 |  | COOPER AMBULATORY OFF-SITES |  |  | NURSES STATION |  | JENNY BETLER
|  | MASIMO CORPORATION | RAD-57 | OXIMETER, PULSE |  |  | Kelemen | BASEMENT | [6 empty] | YES | YES
|  | MASIMO CORPORATION | RAD-57 | OXIMETER, PULSE |  |  | Pavilion | [7 empty] | YES | YES
|  | MASIMO CORPORATION | RAD-57 | OXIMETER, PULSE |  |  | Kelemen | Hp | [6 empty] | YES | YES
|  | MASIMO CORPORATION | RAD-57 | OXIMETER, PULSE |  |  | Pavilion | [7 empty] | YES | YES
|  | MASIMO CORPORATION | RAD-57 | OXIMETER, PULSE |  |  | Kelemen | [7 empty] | YES | YES
|  | MASIMO CORPORATION | RAD-57 | OXIMETER, PULSE |  |  | Pavilion | [7 empty] | YES | YES
|  | MASIMO CORPORATION | RAD-57 | OXIMETER, PULSE |  |  | Kelemen | [7 empty] | YES | YES
|  | MASIMO CORPORATION | RAD-57 | OXIMETER, PULSE |  |  | Pavilion | [7 empty] | YES | YES
|  | MASIMO CORPORATION | RAD-57 | OXIMETER, PULSE |  |  | Kelemen | BASEMENT | [6 empty] | YES | YES
|  | MASIMO CORPORATION | RAD-57 | OXIMETER, PULSE |  |  | Kelemen | [7 empty] | YES | YES
|  | MASIMO CORPORATION | RAD-57 | OXIMETER, PULSE |  | BRACE ROAD-CARDIOLOGY | 1210 Brace Rd | Heart Institute |  | 06/05/2017 |  | 6/5/27 |  |  | NO | YES |  |  |  |  | MASIMO CORPORATION 10769486 795273 |  |  | Active |  | 00:00:00:00:00:00 |  | Alarm | PAAR:00-PVAR | 10/31/2019 |  | COOPER AMBULATORY OFF-SITES |  |  |  | 0011748502 | Beth Mook | Preventative Maintenance | Closed | Bonnie Aichroth | 06/08/2017 | 06/08/2017 | PERFORMANCE ASSURANCE AT INVENTORY | INVENTORIED DEVICE AND ENSURED DEVICE WAS FUNCTIONING PROPERLY. | F4D76852-A354-4D55-B719-18FDC67B7577 | Labor | 06/05/2017 | 06/05/2017 | Kirk Lis
|  | MASIMO CORPORATION | RAD-57 | OXIMETER, PULSE |  | 3 COOPER - MEDICINE DEPARTMENT | 3 Cooper |  |  | 07/17/2017 |  | 7/17/27 |  |  | NO | YES |  |  |  |  | MASIMO CORPORATION 10769488 793251 |  |  | Active |  | 99:99:99:99:99:99 |  | Equipment | PAAR:00-PVAR | 10/31/2019 |  | COOPER AMBULATORY OFF-SITES |  |  | Suite 215 - Moves | 0011984313 | NANCY LOUIS | Performance Verification | Closed | Bonnie Aichroth | 07/27/2017 | 07/27/2017 | INCOMING INVENTORY | DEVICE INVENTORIED | 1667DCAE-8A22-4A7A-9EE9-ED0AD3F11400 | Labor | 07/27/2017 | 07/27/2017 | Bonnie Aichroth
|  | MASIMO CORPORATION | RAD-57 | OXIMETER, PULSE |  |  | Kelemen | [7 empty] | YES | YES
|  | MASIMO CORPORATION | RAD-57 | OXIMETER, PULSE |  |  | Pavilion | [7 empty] | YES | YES
|  | MASIMO CORPORATION | RAD-57 | OXIMETER, PULSE |  |  | Kelemen | [7 empty] | YES | YES
|  | MASIMO CORPORATION | RAD-57 | OXIMETER, PULSE |  | MD ANDERSON INPATIENT ONCOLOGY | Kelemen |  |  | 10/16/2019 |  | 10/16/29 |  |  | NO | YES |  |  |  |  | MASIMO CORPORATION 30296557 793790 |  |  | Disposition |  | 99:99:99:99:99:99 |  | Equipment | PAAR:00-PVAR | 10/16/2019 | 10/16/2019 | COOPER UNIVERSITY HOSPITAL |  |  | CNL | WOT00000001065817 | MIRIAM ZIEGLER | Repair | Closed | Stephen Zubrzycki | 10/16/2019 | 10/16/2019 | Portable Pulse Ox - displaying error message, won't send or pick up readings | Verified that unit needed a pulse-ox probe. Ordered consumable through hospital and charged dept. VPO | EXP0806012 | Labor | 10/16/2019 | 10/16/2019 | Stephen Zubrzycki
|  | MASIMO CORPORATION | RAD-57 | OXIMETER, PULSE |  | PEDIATRIC INTENSIVE CARE UNIT | Kelemen |  |  | 10/31/2019 |  | 10/31/29 |  |  | NO | YES |  |  |  |  | MASIMO CORPORATION 30296556 792187 |  |  | Active |  |  |  | Equipment | PAAR:00-PVAR | 10/31/2019 | 10/31/2019 | COOPER UNIVERSITY HOSPITAL |  |  | PICU | WOT00000002395659 | Susan Cannon | Repair | Closed | Gene Amodei | 10/31/2019 | 10/31/2019 | Portable Pulse Ox won't turn on at all, see notes | evaluate unit, cleaned terminals, replaced batteries, ubit still will not turn on, contacted masimo Rep, to see how they handle this WOT cancelled with CEC approval | EXP3193528 | Labor | 10/31/2019 | 10/31/2019 | Gene Amodei
|  | MASIMO CORPORATION | RAD-57 | OXIMETER, PULSE |  | KELEMEN N10 | Kelemen |  |  | 10/16/2019 |  | 10/16/29 |  |  | NO | YES |  |  |  |  | MASIMO CORPORATION 30296548 792102 |  |  | Disposition |  | 99:99:99:99:99:99 |  | Alarm | PAAR:00-PVAR | 10/16/2019 | 10/16/2019 | COOPER UNIVERSITY HOSPITAL |  |  |  | 0012586278 | Lisa Brooks | Preventative Maintenance | Closed | Josh Harris | 10/16/2019 | 10/16/2019 | PERFORMANCE ASSURANCE AT INVENTORY | INVENTORIED DEVICE AND ENSURED DEVICE WAS FUNCTIONING PROPERLY. | 21513BD1-91E8-41DD-8C56-C3A5AE1B5F18 | Labor | 10/16/2019 | 10/16/2019 | Zhan Kiselev
|  | MASIMO CORPORATION | RAD-57 | OXIMETER, PULSE |  | PAVILION 8 | Pavilion |  |  | 10/31/2019 |  | 10/31/29 |  |  | NO | YES |  |  |  |  | MASIMO CORPORATION 30296541 793832 |  |  | Active |  |  |  | Equipment | PAAR:00-PVAR | 10/31/2019 | 10/31/2019 | COOPER UNIVERSITY HOSPITAL |  |  | same | WOT00000002171158 | BRIAN OSHAUGHNESSY | Repair | Closed | Gene Amodei | 10/31/2019 | 10/31/2019 | Pulse Ox - not working, wires are not working | provided part number to Colleen Naziam for replacement | EXP2318396 | Labor | 10/31/2019 | 10/31/2019 | Gene Amodei
|  | MASIMO CORPORATION | RAD-57 | OXIMETER, PULSE |  | MATERNAL FETAL CARE UNIT | Kelemen |  |  | 10/31/2019 |  | 10/31/29 |  |  | NO | YES |  |  |  |  | MASIMO CORPORATION 30296524 793673 |  |  | Active |  | 99:99:99:99:99:99 |  | Equipment | PAAR:00-PVAR | 10/31/2019 | 10/31/2019 | COOPER UNIVERSITY HOSPITAL |  |  |  | 0012586485 | JOANNA HORST | Performance Verification | Closed | Josh Harris | 10/31/2019 | 10/31/2019 | INCOMING INVENTORY | DEVICE INVENTORIED | 06E1AFA2-7D38-466D-A029-D3DA8266F1BF | Labor | 10/31/2019 | 10/31/2019 | Josh Harris
|  | MASIMO CORPORATION | RAD-57 | OXIMETER, PULSE |  |  | 3 Cooper |  |  | 10/31/2019 |  | 10/31/29 |  |  | NO | YES |  |  |  |  | MASIMO CORPORATION 30296534 792085 |  |  | Active |  | 99:99:99:99:99:99 |  | Equipment | PAAR:00-PVAR | 10/31/2019 | 10/31/2019 | COOPER AMBULATORY OFF-SITES |  |  | Suite 200 - Exam 1 | WOT00000001046398 | MAUREEN OBRIEN | Performance Verification | Closed | Stephen Zubrzycki | 10/31/2019 | 10/31/2019 | Performance Verification for MASIMO CORPORATION 30296534 792085 | Initial Install of Performance Verification. Device is ready for patient use. |  |  | 10/31/2019 | 10/31/2019
|  | MASIMO CORPORATION | RAD-57 | OXIMETER, PULSE |  |  | 3 Cooper |  |  | 10/31/2019 |  | 10/31/29 |  |  | NO | YES |  |  |  |  | MASIMO CORPORATION 30296512 793810 |  |  | Active |  | 99:99:99:99:99:99 |  | Equipment | PAAR:00-PVAR | 10/31/2019 | 10/31/2019 | COOPER AMBULATORY OFF-SITES |  |  | Suite 200 - Exam 209 | WOT00000001046442 | MAUREEN OBRIEN | Performance Verification | Closed | Stephen Zubrzycki | 10/31/2019 | 10/31/2019 | Performance Verification for MASIMO CORPORATION 30296512 793810 | Initial Install of Performance Verification. Device is ready for patient use. |  |  | 10/31/2019 | 10/31/2019
|  | MASIMO CORPORATION | RAD-57 | OXIMETER, PULSE |  |  | Kelemen | [7 empty] | YES | YES
|  | MASIMO CORPORATION | RAD-57 | OXIMETER, PULSE |  | SAME DAY PACU-2ND FL PAVILION | Pavilion |  |  | 10/31/2019 |  | 10/31/29 |  |  | NO | YES |  |  |  |  | MASIMO CORPORATION 30286006 801852 |  |  | Active |  | 99:99:99:99:99:99 |  | Equipment | PAAR:00-PVAR | 10/31/2019 | 10/31/2019 | COOPER UNIVERSITY HOSPITAL |  |  | Performance Verification | WOT00000000636671 | Lisa Geoghegan | Performance Verification | Closed | Richard Jolly | 10/31/2019 | 10/31/2019 | Performance Verification for MASIMO CORPORATION 30286006 801852 | Initial Install of Performance Verification. Device is ready for patient use. |  |  | 10/31/2019 | 10/31/2019
|  | MASIMO CORPORATION | RAD-57 | OXIMETER, PULSE |  | SAME DAY PREOP -2ND FL PAVILION | Pavilion |  |  | 10/31/2019 |  | 10/31/29 |  |  | NO | YES |  |  |  |  | MASIMO CORPORATION 30286007 802003 |  |  | Active |  | 99:99:99:99:99:99 |  | Equipment | PAAR:00-PVAR | 10/31/2019 | 10/31/2019 | COOPER UNIVERSITY HOSPITAL |  |  | Performance Verification | WOT00000000636693 | JOE DRUCTOR | Performance Verification | Closed | Richard Jolly | 10/31/2019 | 10/31/2019 | Performance Verification for MASIMO CORPORATION 30286007 802003 | Initial Install of Performance Verification. Device is ready for patient use. |  |  | 10/31/2019 | 10/31/2019
|  | MASIMO CORPORATION | RAD-57 | OXIMETER, PULSE |  |  | Pavilion | [7 empty] | YES | YES
|  | MASIMO CORPORATION | RAD-57 | OXIMETER, PULSE |  |  | Dorrance | [7 empty] | YES | YES
|  | MASIMO CORPORATION | RAD-57 | OXIMETER, PULSE |  |  | Kelemen | [7 empty] | YES | YES
|  | MASIMO CORPORATION | RAD-57 | OXIMETER, PULSE |  |  | Kelemen | [7 empty] | YES | YES
|  | MASIMO CORPORATION | RAD-57 | OXIMETER, PULSE |  |  | 3 Cooper | [7 empty] | YES | YES
|  | MASIMO CORPORATION | RAD-57 | OXIMETER, PULSE |  |  | Pavilion | [7 empty] | YES | YES
|  | MASIMO CORPORATION | RAD-57 | OXIMETER, PULSE |  |  | Kelemen | [7 empty] | YES | YES
|  | MASIMO CORPORATION | RAD-57 | OXIMETER, PULSE |  |  | Kelemen | [7 empty] | YES | YES
|  | MASIMO CORPORATION | RAD-57 | OXIMETER, PULSE |  |  | Kelemen | [7 empty] | YES | YES
|  | MASIMO CORPORATION | RAD-57 | OXIMETER, PULSE |  |  | Kelemen | [7 empty] | YES | YES
|  | MASIMO CORPORATION | RAD-57 | OXIMETER, PULSE |  |  | Dorrance | [7 empty] | YES | YES
|  | MASIMO CORPORATION | RADICAL-7 | OXIMETER, PULSE |  |  | Pavilion | [7 empty] | YES | YES | [18 empty] | L
|  | MASIMO CORPORATION | RADICAL-7 | OXIMETER, PULSE |  |  | Pavilion | [7 empty] | YES | YES
|  | MASIMO CORPORATION | RADICAL-7 | OXIMETER, PULSE |  |  | Pavilion | [7 empty] | YES | YES
|  | MASIMO CORPORATION | RADICAL-7 | OXIMETER, PULSE |  |  | Pavilion | [7 empty] | YES | YES
|  | MASIMO CORPORATION | RADICAL-7 | OXIMETER, PULSE |  |  | Pavilion | [7 empty] | YES | YES
|  | MASIMO CORPORATION | RADICAL-7 | OXIMETER, PULSE |  |  | Pavilion | 7 | [6 empty] | YES | YES
|  | MASIMO CORPORATION | RADICAL-7 | OXIMETER, PULSE |  |  | Kelemen | [7 empty] | YES | YES
|  | MASIMO CORPORATION | RADICAL-7 | OXIMETER, PULSE |  |  | Kelemen | [7 empty] | YES | YES
|  | MASIMO CORPORATION | RADICAL-7 | OXIMETER, PULSE |  |  | Kelemen | [7 empty] | YES | YES
|  | MASIMO CORPORATION | RADICAL-7 | OXIMETER, PULSE |  |  | Kelemen | [7 empty] | YES | YES
|  | MASIMO CORPORATION | RADICAL-7 | OXIMETER, PULSE |  |  | Dorrance | [7 empty] | YES | YES
|  | MASIMO CORPORATION | RADICAL-7 | OXIMETER, PULSE |  |  | Dorrance | [7 empty] | YES | YES
|  | MASIMO CORPORATION | RADICAL-7 | OXIMETER, PULSE |  |  | Kelemen | Basement | [6 empty] | YES | YES
|  | MASIMO CORPORATION | RADICAL-7 | OXIMETER, PULSE |  |  | Kelemen | [7 empty] | YES | YES
|  | MASIMO CORPORATION | RADICAL-7 | OXIMETER, PULSE |  |  | Dorrance | [7 empty] | YES | YES
|  | MASIMO CORPORATION | RADICAL-7 | OXIMETER, PULSE |  |  | Pavilion | 7 | [6 empty] | YES | YES
|  | MASIMO CORPORATION | RADICAL-7 | OXIMETER, PULSE |  |  | Dorrance | [7 empty] | YES | YES
|  | MASIMO CORPORATION | RADICAL-7 | OXIMETER, PULSE |  |  | Pavilion | [7 empty] | YES | YES
|  | MASIMO CORPORATION | RADICAL-7 | OXIMETER, PULSE |  |  | Kelemen | [7 empty] | YES | YES
|  | MASIMO CORPORATION | RADICAL-7 | OXIMETER, PULSE |  |  | Pavilion | 7 | [6 empty] | YES | YES
|  | MASIMO CORPORATION | RADICAL-7 | OXIMETER, PULSE |  |  | Kelemen | [7 empty] | YES | YES
|  | MASIMO CORPORATION | RADICAL-7 | OXIMETER, PULSE |  |  | Kelemen | [7 empty] | YES | YES
|  | MASIMO CORPORATION | RADICAL-7 | OXIMETER, PULSE |  |  | Kelemen | Basement | [6 empty] | YES | YES
|  | MASIMO CORPORATION | RADICAL-7 | OXIMETER, PULSE |  |  | Kelemen | Basement | [6 empty] | YES | YES
|  | MASIMO CORPORATION | RADICAL-7 | OXIMETER, PULSE |  |  | Kelemen | [7 empty] | YES | YES
|  | MASIMO CORPORATION | RADICAL-7 | OXIMETER, PULSE |  |  | Pavilion | [7 empty] | YES | YES
|  | MASIMO CORPORATION | RADICAL-7 | OXIMETER, PULSE |  |  | Pavilion | [7 empty] | YES | YES
|  | MASIMO CORPORATION | RADICAL-7 | OXIMETER, PULSE |  | ANESTHESIOLOGY | Pavilion |  |  | 10/31/2019 |  | 10/31/29 |  |  | NO | YES |  |  |  |  | MASIMO CORPORATION 30296586 1000080725 |  |  | Active |  | 11:11:11:11:11:11 |  | Alarm | PAAR:00-PVAR | 10/31/2019 | 10/31/2019 | COOPER UNIVERSITY HOSPITAL |  |  | Performance Verification | WOT00000000959635 | GIACINTA ROUPAS | Performance Verification | Closed | Salvatore Bombara | 10/31/2019 | 10/31/2019 | Performance Verification for MASIMO CORPORATION 30296586 1000080725 | Initial Install of Performance Verification. Device is ready for patient use. |  |  | 10/31/2019 | 10/31/2019
|  | MASIMO CORPORATION | RADICAL-7 | OXIMETER, PULSE |  |  | Pavilion | [7 empty] | YES | YES
|  | MASIMO CORPORATION | RADICAL-7 | OXIMETER, PULSE |  |  | Kelemen | [7 empty] | YES | YES
|  | MASIMO CORPORATION | RADICAL-7 | OXIMETER, PULSE |  |  | Kelemen | BASEMENT | [6 empty] | YES | YES
|  | MASIMO CORPORATION | RADICAL-7 | OXIMETER, PULSE |  |  | 3 Cooper | [7 empty] | YES | YES
|  | MASIMO CORPORATION | RADICAL-7 | OXIMETER, PULSE |  |  | Pavilion | [7 empty] | YES | YES
|  | MASIMO CORPORATION | RADICAL-7 | OXIMETER, PULSE |  |  | Kelemen | [7 empty] | YES | YES
|  | MEDLINE INDUSTRIES, INC. | HCSM70 | OXIMETER, PULSE |  | 6200 MAIN ST-SURGERY | 6200 Main St |  |  | 10/31/2019 |  | 10/31/29 |  |  | NO | YES |  |  |  |  | MEDLINE INDUSTRIES, INC. 11200074 181104700184 |  |  | Active |  |  |  | Equipment | PAAR:00-PVAR | 10/31/2019 | 10/31/2019 | COOPER AMBULATORY OFF-SITES |  |  | Performance Verification | WOT00000003696652 | BOBBIE MICKLE | Performance Verification | Completed | Kirk Lis | 10/31/2019 | 10/31/2019 | Performance Verification for MEDLINE INDUSTRIES, INC. 11200074 181104700184 | Initial Install of Performance Verification. Device is ready for patient use. |  |  | 10/31/2019 | 10/31/2019
|  | MEDLINE INDUSTRIES, INC. | MD300 | OXIMETER, PULSE |  | VOORHEES INTERNAL MEDICINE | 901 Centennial Blvd | Building 2 |  | 09/09/2016 |  | 9/9/26 |  |  | NO | YES |  |  |  |  | MEDLINE INDUSTRIES, INC. 10649954 162003800929 |  |  | Active |  | 99:99:99:99:99:99 |  | Alarm | 1Y:00-MFG | 02/11/2019 | 02/01/2020 | COOPER AMBULATORY OFF-SITES |  |  | NURSES' STATION |  | JENNY BETLER
|  | MEDLINE INDUSTRIES, INC. | MD300 | OXIMETER, PULSE |  | 3 COOPER - SURGERY DEPARTMENT | Pavilion | [7 empty] | NO | YES
|  | MEDLINE INDUSTRIES, INC. | MD300 | OXIMETER, PULSE |  | 3 COOPER - SURGERY DEPARTMENT | Pavilion |  |  | 10/31/2019 |  | 10/31/29 |  |  | NO | YES |  |  |  |  | MEDLINE INDUSTRIES, INC. 30236301 162003801201 |  |  | Active |  | 99:99:99:99:99:99 |  | Alarm | PAAR:00-PVAR | 10/31/2019 | 10/31/2019 | COOPER AMBULATORY OFF-SITES |  |  |  | 0012038475 | CARLA TRUELL | Performance Verification | Closed | Tom Burhart | 10/31/2019 | 10/31/2019 | INCOMING INVENTORY | DEVICE INVENTORIED | 9C1027A3-7257-4C52-B5E0-72CA013FEFF8 | Labor | 10/31/2019 | 10/31/2019 | Bonnie Aichroth
|  | MEDLINE INDUSTRIES, INC. | MD300 | OXIMETER, PULSE |  | 3 COOPER - SURGERY DEPARTMENT | Pavilion |  |  | 10/31/2019 |  | 10/31/29 |  |  | NO | YES |  |  |  |  | MEDLINE INDUSTRIES, INC. 30236299 162003801208 |  |  | Active |  | 99:99:99:99:99:99 |  | Alarm | PAAR:00-PVAR | 10/31/2019 | 10/31/2019 | COOPER AMBULATORY OFF-SITES |  |  |  | 0012038465 | CARLA TRUELL | Preventative Maintenance | Closed | Tom Burhart | 10/31/2019 | 10/31/2019 | PERFORMANCE ASSURANCE AT INVENTORY | INVENTORIED DEVICE AND ENSURED DEVICE WAS FUNCTIONING PROPERLY. | 4A7F9C5B-2687-4B85-AABB-EE9FE502483E | Labor | 10/31/2019 | 10/31/2019 | Tom Burhart
|  | MEDLINE INDUSTRIES, INC. | MD300 | OXIMETER, PULSE |  | VOORHEES INTERNAL MEDICINE | 901 Centennial Blvd | Building 1 |  | 02/15/2019 |  | 2/15/29 |  |  | NO | YES |  |  |  |  | MEDLINE INDUSTRIES, INC. 30225047 162003800911 |  |  | Disposition |  | 99:99:99:99:99:99 |  | Alarm | 1Y:00-MFG | 02/15/2019 | 02/15/2019 | COOPER AMBULATORY OFF-SITES |  |  | NURSES' STATION |  | JENNY BETLER |  |  |  | 02/15/2019 | 02/15/2019 |  |  |  |  | 02/15/2019 | 02/15/2019
|  | NELLCOR PURITAN | N-65 | OXIMETER, PULSE | P12837142 |  | Pavilion | [7 empty] | YES | YES
|  | NELLCOR PURITAN | N-65 | OXIMETER, PULSE | G06826918 | VOORHEES CARDIOLOGY SUITE 102 | 901 Centennial Blvd | Building 1 |  | 12/02/2006 |  | 12/2/16 |  |  | NO | YES |  |  |  |  | NELLCOR PURITAN 10356842 G06826918 |  |  | Active |  | 99:99:99:99:99:99 |  | Alarm | PAAR:00-PVAR | 11/02/2019 |  | COOPER AMBULATORY OFF-SITES |  |  | SUITE 201 |  | MICHELE MOLINARI
|  | NELLCOR PURITAN | N-65 | OXIMETER, PULSE | G06822409 | 3 COOPER-CARDIAC DIAGNOSTIC CENTER | 3 Cooper |  |  | 12/02/2006 |  | 12/2/16 |  |  | NO | YES |  |  |  |  | NELLCOR PURITAN 10346870 G06822409 |  |  | Active |  | 99:99:99:99:99:99 |  | Alarm | PAAR:00-PVAR | 11/02/2019 |  | COOPER AMBULATORY OFF-SITES |  |  | SUITE 318 - HOT RAD ROOM |  | CARLA TRUELL
|  | NELLCOR PURITAN BENNETT | N-20 | OXIMETER, PULSE |  | PHYSICAL THERAPY | Kelemen |  |  | 01/11/1997 |  | 1/11/07 |  |  | NO | YES |  |  |  |  | NELLCOR PURITAN 10367470 21308918 |  |  | Active |  | 99:99:99:99:99:99 |  | Alarm | PAAR:00-PVAR | 11/02/2019 |  | COOPER UNIVERSITY HOSPITAL |  |  | 5KELEMAN/GYM STORAGE CABINET | WOT00000000513259 | JOSEPHINE HONG | Disposition | Closed | Kirk Lis | 02/08/2018 | 05/15/2019 | Bulk Disposition CNL
|  | NELLCOR PURITAN BENNETT | N-20 | OXIMETER, PULSE |  | PHYSICAL THERAPY | Kelemen |  |  | 01/01/1900 |  |  |  |  | NO | YES |  |  |  |  | NELLCOR PURITAN 10367471 20863442 |  |  | Active |  | 99:99:99:99:99:99 |  | Alarm | PAAR:00-PVAR | 11/02/2019 |  | COOPER UNIVERSITY HOSPITAL |  |  | PT/OT GYM STORAGE CABINET | WOT00000000513134 | JOSEPHINE HONG | Disposition | Closed | Kirk Lis | 02/08/2018 | 05/19/2019 | Bulk Disposition CNL
|  | NELLCOR PURITAN BENNETT | N-20 | OXIMETER, PULSE |  | PHYSICAL THERAPY | Kelemen |  |  | 01/01/1900 |  |  |  |  | NO | YES |  |  |  |  | NELLCOR PURITAN 10367469 20631413 |  |  | Active |  | 99:99:99:99:99:99 |  | Alarm | PAAR:00-PVAR | 11/02/2019 |  | COOPER UNIVERSITY HOSPITAL |  |  | GYM STORAGE CABINET | WOT00000002200100 | JOSEPHINE HONG | Disposition | Closed | Kirk Lis | 02/14/2019 | 05/17/2019 | Bulk Disposition CNL
|  | NELLCOR PURITAN BENNETT | N-20 | OXIMETER, PULSE | G05863667 | TSDU - KELEMEN S7 | Kelemen |  |  | 01/01/1900 |  |  |  |  | NO | YES |  |  |  |  | NELLCOR PURITAN 10355570 G05863667 |  |  | Disposition |  | 99:99:99:99:99:99 |  | Alarm | PAAR:00-PVAR | 11/01/2019 |  | COOPER UNIVERSITY HOSPITAL |  |  | 7n | WOT00000000525094 | JEN VANDER HORN | Disposition | Closed | Richard Jolly | 02/08/2018 | 07/18/2019 | Bulk Disposition CNL | trade in with masimo | EXP3425830 | Labor | 07/18/2019 | 07/18/2019 | Richard Jolly
|  | NELLCOR PURITAN BENNETT | N-20 | OXIMETER, PULSE | G08830568 | INTENSIVE CARE UNIT | Pavilion |  |  | 11/01/2019 |  | 11/1/29 |  |  | NO | YES |  |  |  |  | NELLCOR PURITAN 30143565 G08830568 |  |  | Active |  | 99:99:99:99:99:99 |  | Alarm | PAAR:00-PVAR | 11/01/2019 | 11/01/2019 | COOPER UNIVERSITY HOSPITAL |  |  | PAVILION icu | WOT00000000525122 | CAROLYN RUMELL | Disposition | Closed | Richard Jolly | 11/01/2019 | 11/01/2019 | Bulk Disposition CNL |  |  |  | 11/01/2019 | 11/01/2019
|  | NELLCOR PURITAN BENNETT | N-20E | OXIMETER, PULSE | G05879144 | PEDIATRIC INTENSIVE CARE UNIT | Kelemen |  |  | 11/02/2005 |  | 11/2/15 |  |  | NO | YES |  |  |  |  | NELLCOR PURITAN 10360444 G05879144 |  |  | Disposition |  | 99:99:99:99:99:99 |  | Alarm | PAAR:00-PVAR | 11/02/2019 |  | COOPER UNIVERSITY HOSPITAL |  |  | PICU | WOT00000000525098 | Susan Cannon | Disposition | Closed | Gene Amodei | 02/08/2018 | 07/11/2019 | Bulk Disposition CNL
|  | NELLCOR PURITAN BENNETT | N-20P | OXIMETER, PULSE | G06810790 | 3 COOPER-PREADMISSION TESTING | 3 Cooper |  |  | 01/01/1900 |  |  |  |  | NO | YES |  |  |  |  | NELLCOR PURITAN 10345529 G06810790 |  |  | Active |  | 99:99:99:99:99:99 |  | Alarm | PAAR:00-PVAR | 11/02/2019 |  | COOPER AMBULATORY OFF-SITES |  |  | Suite 116 - Room 116K |  | Karen Capone
|  | NELLCOR PURITAN BENNETT | N-395 | OXIMETER, PULSE | GOO814883 | MOORESTOWN-FAMILY MEDICINE | 110 Marter Ave |  |  | 01/01/1900 |  |  |  |  | NO | YES |  |  |  |  | NELLCOR PURITAN 10366195 GOO814883 |  |  | Active |  | 99:99:99:99:99:99 |  | Alarm | PAAR:00-PVAR | 11/02/2019 |  | COOPER AMBULATORY OFF-SITES |  |  | exam 3 |  | LYNNE DEJOSEPH
|  | NELLCOR PURITAN BENNETT | N-595 | OXIMETER, PULSE |  | 3 COOPER-PREADMISSION TESTING | 3 Cooper |  |  | 06/10/2015 |  | 6/10/25 |  |  | NO | YES |  |  |  |  | NELLCOR PURITAN 10505490 603818430 |  |  | Active |  | 99:99:99:99:99:99 |  | Alarm | PAAR:00-PVAR | 10/31/2019 |  | COOPER AMBULATORY OFF-SITES |  |  | Suite 116 - Room 116K |  | Karen Capone
|  | NELLCOR PURITAN BENNETT | N-595 | OXIMETER, PULSE | Not Known | WILLINGBORO HEMATOLOGY/ONCOLOGY | 1000 Salem Rd |  |  | 01/01/1900 |  |  |  |  | NO | YES |  |  |  |  | NELLCOR PURITAN 10367240 Not Known |  |  | Active |  | 99:99:99:99:99:99 |  | Alarm | PAAR:00-PVAR | 11/02/2019 |  | COOPER AMBULATORY OFF-SITES |  |  | INFUSION RM |  | ANN DENTON
|  | NELLCOR PURITAN BENNETT | N-595 | OXIMETER, PULSE | G03816331 | VOORHEES SURGERY CENTER-PULMONARY | 900 Centennial Blvd | Suite K |  | 01/01/1900 |  |  |  |  | NO | YES |  |  |  |  | NELLCOR PURITAN 10356809 G03816331 |  |  | Active |  | 99:99:99:99:99:99 |  | Alarm | PAAR:00-PVAR | 11/02/2019 |  | COOPER AMBULATORY OFF-SITES |  |  | SUITE K221 PULMONARY | WOT00000001274070 | SUSAN PINE | Repair | Closed | Kirk Lis | 08/06/2018 | 11/06/2018 | 3 pull socks - one beeps constantly, has tried turning them off and turning them back on, they will not work properly | ANALYZED UNIT . TRACED ISSUE TO BAD BATTERY RESEARCHED STOCK NEED TO ORDER RESEARCHED BATTERY PART#. ORDERED PART INSTALLED BATTERY TESTED UNIT. RESEATED BATTERY. PERFORMED OVP RETURNED UNIT TO SERVICE | EXP1136992 | Labor | 08/17/2018 | 08/17/2018 | Kirk Lis
|  | NELLCOR PURITAN BENNETT | N-595 | OXIMETER, PULSE | G03818204 | VOORHEES SURGERY CENTER-PULMONARY | 900 Centennial Blvd | Suite K |  | 01/01/1900 |  |  |  |  | NO | YES |  |  |  |  | NELLCOR PURITAN 10356808 G03818204 |  |  | Active |  | 99:99:99:99:99:99 |  | Alarm | PAAR:00-PVAR | 11/01/2019 |  | COOPER AMBULATORY OFF-SITES |  |  | K221/Exam Procedure Room |  | SUSAN PINE
|  | NELLCOR PURITAN BENNETT | N-595 | OXIMETER, PULSE | G03855247 | VOORHEES SURGERY CENTER-PULMONARY | 900 Centennial Blvd | Suite K |  | 01/01/1900 |  |  |  |  | NO | YES |  |  |  |  | NELLCOR PURITAN 10356770 G03855247 |  |  | Active |  | 99:99:99:99:99:99 |  | Alarm | PAAR:00-PVAR | 11/02/2019 |  | COOPER AMBULATORY OFF-SITES |  |  | Sleep Exam Room K222 |  | SUSAN PINE
|  | NELLCOR PURITAN BENNETT | N-595 | OXIMETER, PULSE | G03818407 | VOORHEES PEDIATRICS | 6400 Main St |  |  | 01/01/1900 |  |  |  |  | NO | YES |  |  |  |  | NELLCOR PURITAN 10347013 G03818407 |  |  | Active |  | 99:99:99:99:99:99 |  | Alarm | PAAR:00-PVAR | 11/02/2019 |  | COOPER AMBULATORY OFF-SITES |  |  | Pediatric |  | MAUREEN OBRIEN
|  | NELLCOR PURITAN BENNETT | N-595 | OXIMETER, PULSE | G03813874 | VOORHEES PEDIATRICS | 6400 Main St |  |  | 01/01/1900 |  |  |  |  | NO | YES |  |  |  |  | NELLCOR PURITAN 10346696 G03813874 |  |  | Active |  | 99:99:99:99:99:99 |  | Alarm | PAAR:00-PVAR | 11/02/2019 |  | COOPER AMBULATORY OFF-SITES |  |  | 6400 MAIN STREET |  | MAUREEN OBRIEN
|  | NELLCOR PURITAN BENNETT | N-65 | OXIMETER, PULSE | P14815412 |  | 110 Marter Ave | [7 empty] | NO | YES
|  | NONIN MEDICAL,INC |  | OXIMETER, PULSE |  | VOORHEES SURGERY CENTER-PULMONARY | 900 Centennial Blvd | Suite K |  | 01/11/2012 |  | 1/11/22 |  |  | NO | YES |  |  |  |  | NONIN MEDICAL,INC 10356787 501297570 |  |  | Active |  | 99:99:99:99:99:99 |  | Alarm | PAAR:00-PVAR | 11/02/2019 |  | COOPER AMBULATORY OFF-SITES |  |  | Exercise Physiology Lab |  | SUSAN PINE
|  | OHMEDA |  | OXIMETER, PULSE |  | INTENSIVE CARE NURSERY | Dorrance |  |  | 01/01/1900 |  |  |  |  | NO | YES |  |  |  |  | OHMEDA 10355199 981222463 |  |  | Active |  | 99:99:99:99:99:99 |  | Alarm | PAAR:00-PVAR | 11/01/2019 |  | COOPER UNIVERSITY HOSPITAL |  |  | SEVENTH FLOOR DORRANCE STORAGE | WOT00000000520583 | JOANNE FOX | Disposition | Closed | Gene Amodei | 02/08/2018 | 07/19/2019 | Bulk Disposition CNL
|  | ORMIN MEDICAL | C-FLOW 3310 | OXIMETER, PULSE, BEDSIDE |  |  | Kelemen | [7 empty] | YES | YES
|  | VIOPTIX INC. | ODISSEY | OXIMETER, TISSUE | D0067 | OR - KELEMEN 3 | Kelemen |  |  | 10/31/2019 |  |  |  |  | NO | YES |  |  |  |  | VIOPTIX INC. 30142064 D0067 |  |  | Active |  | 68:7F:74:FA:48:56 |  | Equipment | PAAR:00-PVAR | 10/31/2019 | 10/31/2019 | COOPER UNIVERSITY HOSPITAL |  |  | K 4/5 |  | DOMINIC VENDETTA |  |  |  | 10/31/2019 | 10/31/2019 |  |  |  |  | 10/31/2019 | 10/31/2019
|  | ACCRIVA DIAGNOSTICS | AVOXIMETER 1000E | OXIMETER, WHOLE BLOOD |  | CARDIAC CATH LAB | Kelemen |  |  | 05/30/2019 |  | 5/30/29 |  |  | NO | YES |  |  |  |  | AVOX SYSTEMS 11187602 6622 |  |  | Active |  |  |  | Equipment | 2Y:00-CAL | 05/30/2019 | 05/30/2019 | COOPER UNIVERSITY HOSPITAL |  |  | CCL - Lab 1 | WOT00000002752787 | LINDA BEAN | Performance Verification | Closed | Stephen Zubrzycki | 05/30/2019 | 05/30/2019 | Performance Verification for AVOX SYSTEMS 11187602 6622 | Initial Install of Performance Verification. Device is ready for patient use. |  |  | 05/30/2019 | 05/30/2019
|  | ACCRIVA DIAGNOSTICS | AVOXIMETER 1000E | OXIMETER, WHOLE BLOOD |  | CARDIAC CATH LAB | Kelemen |  |  | 05/30/2019 |  | 5/30/29 |  |  | NO | YES |  |  |  |  | AVOX SYSTEMS 11187573 6626 |  |  | Active |  |  |  | Equipment | 2Y:00-CAL | 05/30/2019 | 05/30/2019 | COOPER UNIVERSITY HOSPITAL |  |  | CCL - Lab 4 | WOT00000002752689 | LINDA BEAN | Performance Verification | Closed | Stephen Zubrzycki | 05/30/2019 | 05/30/2019 | CEID Record Completion for AVOX SYSTEMS 11187573 6626 | Inventoried unit | EXP3038188 | Labor | 05/30/2019 | 05/30/2019 | Stephen Zubrzycki
|  | ACCRIVA DIAGNOSTICS | AVOXIMETER 1000E | OXIMETER, WHOLE BLOOD |  | CARDIAC CATH LAB | Kelemen |  |  | 05/30/2019 |  | 5/30/29 |  |  | NO | YES |  |  |  |  | AVOX SYSTEMS 11187570 6624 |  |  | Active |  |  |  | Equipment | 2Y:00-CAL | 05/30/2019 | 05/30/2019 | COOPER UNIVERSITY HOSPITAL |  |  | CCL - Lab 2 | WOT00000002752875 | LINDA BEAN | Performance Verification | Closed | Stephen Zubrzycki | 05/30/2019 | 05/30/2019 | CEID Record Completion for AVOX SYSTEMS 11187570 6624 | Inventoried unit | EXP3038716 | Labor | 05/30/2019 | 05/30/2019 | Stephen Zubrzycki
|  | ACCRIVA DIAGNOSTICS | AVOXIMETER 1000E | OXIMETER, WHOLE BLOOD |  |  | Kelemen | [7 empty] | NO | YES
|  | ACCRIVA DIAGNOSTICS | AVOXIMETER 1000E | OXIMETER, WHOLE BLOOD |  | CARDIAC CATH LAB | Kelemen | Basement |  | 01/01/1900 |  |  |  |  | NO | YES |  |  |  |  | AVOX SYSTEMS 10367845 1884 |  |  | Disposition |  | 99:99:99:99:99:99 |  | Equipment | 1Y:00-MFG | 05/31/2019 | 05/01/2020 | COOPER UNIVERSITY HOSPITAL |  |  | CCL - Lab 3 |  | LINDA BEAN
|  | ACCRIVA DIAGNOSTICS | AVOXIMETER 1000E | OXIMETER, WHOLE BLOOD |  | CARDIAC CATH LAB | Kelemen | Basement |  | 01/01/1900 |  |  |  |  | NO | YES |  |  |  |  | AVOX SYSTEMS 10367848 1955 |  |  | Disposition |  | 99:99:99:99:99:99 |  | Equipment | 1Y:00-MFG | 05/31/2019 | 05/01/2020 | COOPER UNIVERSITY HOSPITAL |  |  | CCL - Lab 2 |  | LINDA BEAN
|  | ACCRIVA DIAGNOSTICS | AVOXIMETER 1000E | OXIMETER, WHOLE BLOOD |  | CARDIAC CATH LAB | Kelemen | Basement |  | 03/07/2006 |  | 3/7/16 |  |  | NO | YES |  |  |  |  | AVOX SYSTEMS 10367809 2304 |  |  | Disposition |  | 99:99:99:99:99:99 |  | Equipment | 1Y:00-MFG | 05/31/2019 | 05/01/2020 | COOPER UNIVERSITY HOSPITAL |  |  | CCL - Lab 1 |  | LINDA BEAN
|  | ACCRIVA DIAGNOSTICS | AVOXIMETER 1000E | OXIMETER, WHOLE BLOOD |  | CARDIAC CATH LAB | Kelemen | Basement |  | 01/01/1900 |  |  |  |  | NO | YES |  |  |  |  | AVOX SYSTEMS 10347583 02586 |  |  | Disposition |  | 99:99:99:99:99:99 |  | Equipment | 1Y:00-MFG | 05/31/2019 | 05/01/2020 | COOPER UNIVERSITY HOSPITAL |  |  | CCL - Lab 4 |  | LINDA BEAN
|  | MEDTRONIC INC. |  | PACEMAKER, EXTERNAL, TEMPORARY | CE1010167P | TRAUMA ICU | Kelemen |  |  | 01/01/1900 |  |  |  |  | NO | YES |  |  |  |  | MEDTRONIC INC. 10357224 CE1010167P |  |  | Active |  | 99:99:99:99:99:99 |  | Life Support | 6M:00-MFG | 08/29/2019 | 02/01/2020 | COOPER UNIVERSITY HOSPITAL |  |  | Drawer |  | Diane Floyd
|  | MEDTRONIC INC. |  | PACEMAKER, EXTERNAL, TEMPORARY | PFG014853P | INTENSIVE CARE UNIT | Kelemen |  |  | 01/12/2001 |  | 1/12/06 |  |  | NO | YES |  |  |  |  | MEDTRONIC INC. 10480288 PFG014853P |  |  | Active |  | 99:99:99:99:99:99 |  | Life Support | 1Y:00-MFG | 12/28/2018 | 12/01/2019 | COOPER UNIVERSITY HOSPITAL |  |  |  |  | CAROLYN RUMELL
|  | MEDTRONIC INC. |  | PACEMAKER, EXTERNAL, TEMPORARY | PFG150410R | CARDIAC CATH LAB | Kelemen |  |  | 06/30/2010 |  | 6/30/15 |  |  | NO | YES |  |  |  |  | MEDTRONIC INC. 10369543 PFG150410R |  |  | Active |  | 99:99:99:99:99:99 |  | Life Support | 1Y:00-MFG | 08/29/2019 | 08/01/2020 | COOPER UNIVERSITY HOSPITAL |  |  | CARDIAC CATH LAB |  | LINDA BEAN
|  | MEDTRONIC INC. |  | PACEMAKER, EXTERNAL, TEMPORARY | PFG028428P | CARDIAC CATH LAB | Kelemen |  |  | 08/18/2005 |  | 8/18/10 |  |  | NO | YES |  |  |  |  | MEDTRONIC INC. 10369540 PFG028428P |  |  | Active |  | 99:99:99:99:99:99 |  | Life Support | 1Y:00-MFG | 08/01/2019 | 08/01/2020 | COOPER UNIVERSITY HOSPITAL |  |  | CATH LAB |  | LINDA BEAN
|  | MEDTRONIC INC. |  | PACEMAKER, EXTERNAL, TEMPORARY | PFG150401R | CARDIAC CATH LAB | Kelemen |  |  | 06/30/2010 |  | 6/30/15 |  |  | NO | YES |  |  |  |  | MEDTRONIC INC. 10369236 PFG150401R |  |  | Active |  | 99:99:99:99:99:99 |  | Life Support | 1Y:00-MFG | 08/01/2019 | 08/01/2020 | COOPER UNIVERSITY HOSPITAL |  |  | CCL |  | LINDA BEAN
|  | MEDTRONIC INC. |  | PACEMAKER, EXTERNAL, TEMPORARY | PFG014856P | OR - KELEMEN 3 | Kelemen |  |  | 01/12/2001 |  | 1/12/06 |  |  | NO | YES |  |  |  |  | MEDTRONIC INC. 10369215 PFG014856P |  |  | Disposition |  | 99:99:99:99:99:99 |  | Life Support | 1Y:00-MFG | 02/21/2019 | 02/01/2020 | COOPER UNIVERSITY HOSPITAL |  |  | EP Lab 1 |  | DOMINIC VENDETTA
|  | MEDTRONIC INC. |  | PACEMAKER, EXTERNAL, TEMPORARY | PFG013904P |  | Kelemen |  |  | 01/01/1900 |  |  |  |  | NO | YES |  |  |  |  | MEDTRONIC INC. 10368915 PFG013904P |  |  | Active |  | 99:99:99:99:99:99 | [5 empty] | COOPER UNIVERSITY HOSPITAL
|  | MEDTRONIC INC. |  | PACEMAKER, EXTERNAL, TEMPORARY | PFG150413R | CCU - CORONARY CARE UNIT | Kelemen |  |  | 06/30/2010 |  | 6/30/15 |  |  | NO | YES |  |  |  |  | MEDTRONIC INC. 10366531 PFG150413R |  |  | Active |  | 99:99:99:99:99:99 |  | Life Support | 1Y:00-VEN | 12/28/2018 | 12/01/2019 | COOPER UNIVERSITY HOSPITAL |  |  | BIOMED |  | CAROLYN RUMELL
|  | MEDTRONIC INC. |  | PACEMAKER, EXTERNAL, TEMPORARY | PFG014852P | OR - KELEMEN 3 | Kelemen |  |  | 01/12/2001 |  | 1/12/06 |  |  | NO | YES |  |  |  |  | MEDTRONIC INC. 10347596 PFG014852P |  |  | Active |  | 99:99:99:99:99:99 |  | Life Support | 1Y:00-MFG | 02/21/2019 | 02/01/2020 | COOPER UNIVERSITY HOSPITAL |  |  | P983 |  | DOMINIC VENDETTA
|  | MEDTRONIC INC. |  | PACEMAKER, EXTERNAL, TEMPORARY | PFG013142P | INTENSIVE CARE UNIT | Pavilion |  |  | 02/22/2019 |  | 2/22/24 |  |  | NO | YES |  |  |  |  | MEDTRONIC INC. 30143567 PFG013142P |  |  | Active |  | 99:99:99:99:99:99 |  | Life Support | 1Y:00-MFG | 02/22/2019 | 02/22/2019 | COOPER UNIVERSITY HOSPITAL |  |  | PAVILION icu |  | CAROLYN RUMELL |  |  |  | 02/22/2019 | 02/22/2019 |  |  |  |  | 02/22/2019 | 02/22/2019
|  | MEDTRONIC INC. |  | PACEMAKER, EXTERNAL, TEMPORARY | PFG013141P | CCU - CORONARY CARE UNIT | Kelemen |  |  | 12/28/2018 |  | 12/28/23 |  |  | NO | YES |  |  |  |  | MEDTRONIC INC. 30143168 PFG013141P |  |  | Active |  | 99:99:99:99:99:99 |  | Life Support | 1Y:00-MFG | 12/28/2018 | 12/28/2018 | COOPER UNIVERSITY HOSPITAL |  |  |  |  | CAROLYN RUMELL |  |  |  | 12/28/2018 | 12/28/2018 |  |  |  |  | 12/28/2018 | 12/28/2018
|  | MEDTRONIC INC. |  | PACEMAKER, EXTERNAL, TEMPORARY | PFG015287P | KELEMEN 8 PCU | Kelemen |  |  | 01/23/2019 |  | 1/23/24 |  |  | NO | YES |  |  |  |  | MEDTRONIC INC. 30143167 PFG015287P |  |  | Active |  | 99:99:99:99:99:99 |  | Life Support | 1Y:00-MFG | 01/23/2019 | 01/23/2019 | COOPER UNIVERSITY HOSPITAL |  |  |  |  | BYRON WELLS |  |  |  | 01/23/2019 | 01/23/2019 |  |  |  |  | 01/23/2019 | 01/23/2019
|  | MEDTRONIC INC. |  | PACEMAKER, EXTERNAL, TEMPORARY | PFG014854P | CHIP - 9 PAVILION | Kelemen |  |  | 12/21/2018 |  | 12/21/23 |  |  | NO | YES |  |  |  |  | MEDTRONIC INC. 30143055 PFG014854P |  |  | Active |  | 99:99:99:99:99:99 |  | Life Support | 1Y:00-MFG | 12/21/2018 | 12/21/2018 | COOPER UNIVERSITY HOSPITAL |  |  | ccl 455 |  | KIM HUMMEL |  |  |  | 12/21/2018 | 12/21/2018 |  |  |  |  | 12/21/2018 | 12/21/2018
|  | MEDTRONIC INC. |  | PACEMAKER, EXTERNAL, TEMPORARY | PFG150420R | CHIP - 9 PAVILION | Kelemen |  |  | 03/18/2019 |  | 3/18/24 |  |  | NO | YES |  |  |  |  | MEDTRONIC INC. 30143054 PFG150420R |  |  | Active |  | 99:99:99:99:99:99 |  | Life Support | 1Y:00-MFG | 03/18/2019 | 03/18/2019 | COOPER UNIVERSITY HOSPITAL |  |  | 9 PAV |  | KIM HUMMEL |  |  |  | 03/18/2019 | 03/18/2019 |  |  |  |  | 03/18/2019 | 03/18/2019
|  | MEDTRONIC INC. |  | PACEMAKER, EXTERNAL, TEMPORARY | DJH028490P | CARDIAC CATH LAB | Pavilion |  |  | 04/10/2018 |  | 4/10/23 |  |  | NO | YES |  |  |  |  | MEDTRONIC INC. 10732379 DJH028490P |  |  | Disposition |  | 99:99:99:99:99:99 |  | Life Support | 1Y:00-MFG | 08/01/2019 | 08/01/2020 | COOPER UNIVERSITY HOSPITAL |  |  | SAME DAY PAV OR | WOT00000000780228 | LINDA BEAN | Performance Verification | Closed | Charles Santomero | 04/10/2018 | 06/06/2019 | Performance Verification for MEDTRONIC INC. 10732379 DJH028490P | Initial Install of Performance Verification. Device is ready for patient use.
|  | MEDTRONIC INC. |  | PACEMAKER, EXTERNAL, TEMPORARY | DJH021314P | INTENSIVE CARE UNIT | Kelemen |  |  | 06/28/2019 |  | 6/28/24 |  |  | NO | YES |  |  |  |  | MEDTRONIC INC. 30146491 DJH021314P |  |  | Active |  | 99:99:99:99:99:99 |  | Life Support | 1Y:00-MFG | 06/28/2019 | 06/28/2019 | COOPER UNIVERSITY HOSPITAL |  |  |  | 0011478073 | CAROLYN RUMELL | Performance Verification | Closed | Bonnie Aichroth | 06/28/2019 | 06/28/2019 | INCOMING INVENTORY | DEVICE INVENTORIED | CF481F52-2746-4D1B-9849-23242CA87B89 | Labor | 06/28/2019 | 06/28/2019 | Bonnie Aichroth
|  | MEDTRONIC INC. |  | PACEMAKER, EXTERNAL, TEMPORARY | DJH021043P | PERFUSION | Kelemen |  |  | 09/30/2019 |  | 9/30/24 |  |  | NO | YES |  |  |  |  | MEDTRONIC INC. 30146489 DJH021043P |  |  | Active |  | 99:99:99:99:99:99 |  | Life Support | 1Y:00-MFG | 09/30/2019 | 09/30/2019 | COOPER UNIVERSITY HOSPITAL |  |  |  | 0011478077 | Bonnie Aichroch | Preventative Maintenance | Closed | Bonnie Aichroth | 09/30/2019 | 09/30/2019 | PERFORMANCE ASSURANCE AT INVENTORY | INVENTORIED DEVICE AND ENSURED DEVICE WAS FUNCTIONING PROPERLY. | BF727155-7445-4D65-81B9-2FE7404F92CD | Labor | 09/30/2019 | 09/30/2019 | Salvatore Bombara
|  | MEDTRONIC INC. |  | PACEMAKER, EXTERNAL, TEMPORARY | DJH021235P | OR - KELEMEN 3 | Pavilion |  |  | 08/07/2019 |  | 8/7/24 |  |  | NO | YES |  |  |  |  | MEDTRONIC INC. 30146487 DJH021235P |  |  | Disposition |  | 99:99:99:99:99:99 |  | Life Support | 1Y:00-MFG | 08/07/2019 | 08/07/2019 | COOPER UNIVERSITY HOSPITAL |  |  | ICU | 0011478101 | DOMINIC VENDETTA | Performance Verification | Closed | Bonnie Aichroth | 08/07/2019 | 08/07/2019 | INCOMING INVENTORY | DEVICE INVENTORIED | 1047153B-3ED6-4012-A476-B6F15CCDBBA3 | Labor | 08/07/2019 | 08/07/2019 | Bonnie Aichroth
|  | MEDTRONIC INC. |  | PACEMAKER, EXTERNAL, TEMPORARY | DJH021045P | CARDIAC CATH LAB | Kelemen |  |  | 08/30/2019 |  | 8/30/24 |  |  | NO | YES |  |  |  |  | MEDTRONIC INC. 30146484 DJH021045P |  |  | Active |  | 99:99:99:99:99:99 |  | Life Support | 1Y:00-MFG | 08/30/2019 | 08/30/2019 | COOPER UNIVERSITY HOSPITAL |  |  |  | 0011478152 | LINDA BEAN | Performance Verification | Closed | Bonnie Aichroth | 08/30/2019 | 08/30/2019 | INCOMING INVENTORY | DEVICE INVENTORIED | B5CF6693-DB99-489E-B5D5-7EB91E4EE03F | Labor | 08/30/2019 | 08/30/2019 | Bonnie Aichroth
|  | MEDTRONIC INC. |  | PACEMAKER, EXTERNAL, TEMPORARY | DJH021076P | CARDIAC CATH LAB | Pavilion |  |  | 08/29/2019 |  | 8/29/24 |  |  | NO | YES |  |  |  |  | MEDTRONIC INC. 30146482 DJH021076P |  |  | Active |  | 99:99:99:99:99:99 |  | Life Support | 1Y:00-MFG | 08/29/2019 | 08/29/2019 | COOPER UNIVERSITY HOSPITAL |  |  |  | 0011478160 | LINDA BEAN | Preventative Maintenance | Closed | Bonnie Aichroth | 08/29/2019 | 08/29/2019 | PERFORMANCE ASSURANCE AT INVENTORY | INVENTORIED DEVICE AND ENSURED DEVICE WAS FUNCTIONING PROPERLY. | B3492794-75D4-4F17-A20E-16D938FEAA37 | Labor | 08/29/2019 | 08/29/2019 | Salvatore Bombara
|  | MEDTRONIC INC. |  | PACEMAKER, EXTERNAL, TEMPORARY | DJH021052P | CARDIAC CATH LAB | Kelemen |  |  | 08/29/2019 |  | 8/29/24 |  |  | NO | YES |  |  |  |  | MEDTRONIC INC. 30146483 DJH021052P |  |  | Active |  | 99:99:99:99:99:99 |  | Life Support | 1Y:00-MFG | 08/29/2019 | 08/29/2019 | COOPER UNIVERSITY HOSPITAL |  |  |  | 0011478145 | LINDA BEAN | Performance Verification | Closed | Bonnie Aichroth | 08/29/2019 | 08/29/2019 | INCOMING INVENTORY | DEVICE INVENTORIED | A81D0EDE-F729-4C69-AA01-CADA952FF541 | Labor | 08/29/2019 | 08/29/2019 | Bonnie Aichroth
|  | MEDTRONIC INC. |  | PACEMAKER, EXTERNAL, TEMPORARY | DJH021048P |  | Kelemen |  |  | 08/29/2019 |  | 8/29/24 |  |  | NO | YES |  |  |  |  | MEDTRONIC INC. 30146481 DJH021048P |  |  | Active |  | 99:99:99:99:99:99 | [5 empty] | COOPER UNIVERSITY HOSPITAL |  |  |  | 0011478141 |  | Preventative Maintenance | Closed | Bonnie Aichroth | 08/29/2019 | 08/29/2019 | PERFORMANCE ASSURANCE AT INVENTORY |  | F65A7190-9419-41F8-A834-DDF39AD326B5 | Labor | 08/29/2019 | 08/29/2019 | Salvatore Bombara
|  | MEDTRONIC INC. |  | PACEMAKER, EXTERNAL, TEMPORARY | DJH021083P | CCU - CORONARY CARE UNIT | Kelemen |  |  | 06/28/2019 |  | 6/28/24 |  |  | NO | YES |  |  |  |  | MEDTRONIC INC. 30146478 DJH021083P |  |  | Active |  | 99:99:99:99:99:99 |  | Life Support | 1Y:00-MFG | 06/28/2019 | 06/28/2019 | COOPER UNIVERSITY HOSPITAL |  |  |  | 0011478173 | CAROLYN RUMELL | Preventative Maintenance | Closed | Bonnie Aichroth | 06/28/2019 | 06/28/2019 | PERFORMANCE ASSURANCE AT INVENTORY | INVENTORIED DEVICE AND ENSURED DEVICE WAS FUNCTIONING PROPERLY. | EAC17D4E-04EE-496C-9D5F-03DE522B62BC | Labor | 06/28/2019 | 06/28/2019 | Salvatore Bombara
|  | APPLIED BIOSYSTEMS | 7500 PCR | PCR SYSTEM |  | LAB CHEMISTRY | 401 Haddon Ave |  |  | 01/01/1900 |  |  |  |  | NO | YES |  |  |  |  | APPLIED BIOSYSTEMS 10369580 279001967 |  |  | Disposition |  |  |  | Equipment | 1Y:00-MFG | 03/14/2016 | 03/01/2020 | COOPER UNIVERSITY HOSPITAL |  |  | ENR - 4TH FLOOR |  | Barbara Snyder
|  | APPLIED BIOSYSTEMS | GENEAMP 9700 | PCR SYSTEM | 805s2101533 |  | Kelemen | [7 empty] | YES | YES
|  | EPPENDORF | MIXMATE | PCR SYSTEM | O5353HI919809 | LAB FLOW CYTOMETRY | 401 Haddon Ave |  |  | 10/31/2019 |  |  |  |  | NO | YES |  |  |  |  | EPPENDORF 11207534 O5353HI919809 |  |  | Active |  | 99:99:99:99:99:99 |  | Equipment | PAAR:00-PVAR | 10/31/2019 | 10/31/2019 | COOPER UNIVERSITY HOSPITAL |  |  | Performance Verification | WOT00000001471101 | JIM RENNA | Performance Verification | Closed | Gene Amodei | 10/31/2019 | 10/31/2019 | Performance Verification for EPPENDORF 11207534 5353HI919809 | Initial Install of Performance Verification. Device is ready for patient use. |  |  | 10/31/2019 | 10/31/2019
|  | EPPENDORF | THERMOMIXER COMPACT | PCR SYSTEM | 5350YL532411 | COOPER CENTER FOR SPECIAL DIAGNOSTICS | 401 Haddon Ave |  |  | 08/18/2009 |  |  |  |  | NO | YES |  |  |  |  | EPPENDORF 10347745 5350YL532411 |  |  | Active |  | 99:99:99:99:99:99 |  | Equipment | 1Y:00-MFG | 06/14/2019 | 06/01/2020 | COOPER AMBULATORY OFF-SITES |  |  | SPECIAL DIAGNOSITCS |  | DR. BARNOWSKY
|  | EPPENDORF | THERMOMIXER R | PCR SYSTEM | 5355YM643670 | COOPER CENTER FOR SPECIAL DIAGNOSTICS | 401 Haddon Ave |  |  | 08/18/2009 |  |  |  |  | NO | YES |  |  |  |  | EPPENDORF 10365657 5355YM643670 |  |  | Active |  | 99:99:99:99:99:99 |  | Equipment | 1Y:00-MFG | 06/14/2019 | 06/01/2020 | COOPER AMBULATORY OFF-SITES |  |  | SPECIAL DIAGNOSTICS |  | DR. BARNOWSKY
|  | C.B.S. SCIENTIFIC |  | PCR WORKSTATION |  |  | 401 Haddon Ave | [7 empty] | NO | YES
|  | CBS SCIENTIFIC | P-030-202 | PCR WORKSTATION |  | COOPER CENTER FOR SPECIAL DIAGNOSTICS | 401 Haddon Ave |  |  | 10/31/2019 |  |  |  |  | NO | YES |  |  |  |  | CBS SCIENTIFIC 30438026 016792 |  |  | Active |  |  |  | Equipment | PAAR:00-PVAR | 10/31/2019 | 10/31/2019 | COOPER AMBULATORY OFF-SITES |  |  | E&R BUILDING | WOT00000002952484 | DR. BARNOWSKY | Performance Verification | Closed | Josh Harris | 10/31/2019 | 10/31/2019 | Performance Verification for CBS SCIENTIFIC 30438026 016792 | Initial Install of Performance Verification. Device is ready for patient use. |  |  | 10/31/2019 | 10/31/2019
|  | CBS SCIENTIFIC | P-036-202 | PCR WORKSTATION | 18279** | COOPER CENTER FOR SPECIAL DIAGNOSTICS | 401 Haddon Ave |  |  | 01/01/1900 |  |  |  |  | NO | YES |  |  |  |  | CBS SCIENTIFIC 10365648 18279** |  |  | Active |  | 99:99:99:99:99:99 |  | Equipment | 1Y:00-MFG | 06/14/2019 | 06/01/2020 | COOPER AMBULATORY OFF-SITES |  |  | BACK LAB |  | DR. BARNOWSKY
|  | CBS SCIENTIFIC | P-036-202 | PCR WORKSTATION |  | COOPER CENTER FOR SPECIAL DIAGNOSTICS | 401 Haddon Ave |  |  | 07/11/2013 |  |  |  |  | NO | YES |  |  |  |  | CBS SCIENTIFIC 10365639 005598 |  |  | Active |  | 99:99:99:99:99:99 |  | Equipment | 1Y:00-MFG | 06/14/2019 | 06/01/2020 | COOPER AMBULATORY OFF-SITES |  |  | CENTER |  | DR. BARNOWSKY
|  | AMERICAN BIOSYSTEMS | THAIRAPY 103 | PERCUSSOR, ACCOUSTICAL FREQUENCY | 31-05280 |  | Kelemen | [7 empty] | YES | YES
|  | AMERICAN BIOSYSTEMS | THAIRAPY 103 | PERCUSSOR, ACCOUSTICAL FREQUENCY | 31-05135 |  | Kelemen | BASEMENT | [6 empty] | YES | YES
|  | HILL-ROM INC. | THE VEST 205 | PERCUSSOR, ACCOUSTICAL FREQUENCY | 52-00487 |  | Pavilion | [7 empty] | NO | YES
|  | HILL-ROM INC. | THE VEST 205 | PERCUSSOR, ACCOUSTICAL FREQUENCY | 51-00590 | RESPIRATORY | Kelemen | BASEMENT |  | 04/25/2007 |  | 4/25/12 |  |  | NO | YES |  |  |  |  | HILL-ROM INC. 10369092 51-00590 |  |  | Active |  | 99:99:99:99:99:99 |  | Equipment | 1Y:00-MFG | 06/14/2019 | 03/01/2020 | COOPER UNIVERSITY HOSPITAL |  |  | RT workroom |  | KATHY LOFLAND
|  | HILL-ROM INC. | THE VEST 205 | PERCUSSOR, ACCOUSTICAL FREQUENCY | 52-00480 | RESPIRATORY | Kelemen |  |  | 01/31/2012 |  | 1/31/17 |  |  | NO | YES |  |  |  |  | HILL-ROM INC. 10355649 52-00480 |  |  | Active |  | 99:99:99:99:99:99 |  | Equipment | 1Y:00-MFG | 03/15/2019 | 03/01/2020 | COOPER UNIVERSITY HOSPITAL |  |  | TSDU-BED 6 |  | KATHY LOFLAND
|  | HILL-ROM INC. | THE VEST 205 | PERCUSSOR, ACCOUSTICAL FREQUENCY | 51-00600 | RESPIRATORY | Pavilion |  |  | 04/25/2007 |  | 4/25/12 |  |  | NO | YES |  |  |  |  | HILL-ROM INC. 10355316 51-00600 |  |  | Active |  | 99:99:99:99:99:99 |  | Equipment | 1Y:00-MFG | 03/11/2019 | 02/01/2020 | COOPER UNIVERSITY HOSPITAL |  |  | ROOM 628 |  | KATHY LOFLAND
|  | MEDISOFT | TRANSAIR | PFT CALCULATOR | 120305-7-0818 | BRACHFIELD MEDICAL ASSOCIATES-MEDICINE | 218 Sunset Rd |  |  | 02/17/2012 |  |  |  |  | NO | YES |  |  |  |  | MEDISOFT 10367017 120305-7-0818 |  |  | Active |  | 18:03:73:4B:3B:0E |  | Equipment | 1Y:00-MFG | 04/30/2019 | 04/01/2020 | COOPER AMBULATORY OFF-SITES |  |  | WINGE A PFT LAB |  | CATHY CRAWFORD
|  | METTLER ELECTRONICS | FIVEEASY PLUS | PH METER | B419564124 |  | 401 Haddon Ave | [7 empty] | YES | YES
|  | ALCON INC | CENTURION | PHACOEMULSIFIER | 1401823301X | OPERATING ROOM - PAVILION | Pavilion |  |  | 04/17/2014 |  | 4/17/19 |  |  | NO | YES |  |  |  |  | ALCON INC 10367418 1401823301X |  |  | Active |  | 99:99:99:99:99:99 |  | High Risk | 6M:00-MFG | 08/22/2019 | 02/01/2020 | COOPER UNIVERSITY HOSPITAL |  |  | SD OR store Rm SERVICE CONTRACT TO 2019 |  | DOMINIC VENDETTA
|  | ALCON INC | INFINITI 210-0000-503 | PHACOEMULSIFIER | 0901849201X | VOORHEES SURGERY CENTER-OPERATING ROOM | 900 Centennial Blvd | Suite E |  | 08/21/2009 |  |  |  |  | NO | YES |  |  |  |  | ALCON INC 10345491 0901849201X |  |  | Active |  | 99:99:99:99:99:99 |  | High Risk | 6M:00-MFG | 10/30/2019 | 04/01/2020 | COOPER AMBULATORY OFF-SITES |  |  | Proceedure Room |  | JENNIFER BOMBARO
|  | MEDTRONIC INC. | STEALTHSTATION S7 | PLANNING STATION | N01134385 | OPERATING ROOM - PAVILION | Pavilion |  |  | 02/26/2013 |  |  |  |  | NO | YES |  |  |  |  | MEDTRONIC INC. 10367416 N01134385 |  |  | Active |  | 00:19:0F:0B:75:5A |  | High Risk | 6M:00-MFG | 08/22/2019 | 02/01/2020 | COOPER UNIVERSITY HOSPITAL |  |  |  |  | DOMINIC VENDETTA
|  | HELMER INC. | DH8 QUICKTHAW | PLASMA THAWER |  | LAB BLOOD BANK | Pavilion | BASEMENT |  | 06/09/2014 |  | 6/9/21 |  |  | NO | YES |  |  |  |  | HELMER INC. 10367910 1014664 |  |  | Active |  | 99:99:99:99:99:99 |  | Equipment | 3M:00-MFG 1Y:00-MIN | 01/09/2019 | 01/01/2020 | COOPER UNIVERSITY HOSPITAL |  |  | BLOOD BANK |  | Barbara Bayne
|  | HELMER INC. | DH8 QUICKTHAW | PLASMA THAWER |  | LAB BLOOD BANK | Pavilion | BASEMENT |  | 01/01/1900 |  |  |  |  | NO | YES |  |  |  |  | HELMER INC. 10367909 0962351 |  |  | Active |  | 99:99:99:99:99:99 |  | Equipment | 3M:00-MFG 1Y:00-MIN | 01/09/2019 | 01/01/2020 | COOPER UNIVERSITY HOSPITAL |  |  | BLOOD BANK |  | Barbara Bayne
|  | HELMER INC. | DH8 QUICKTHAW | PLASMA THAWER |  | LAB BLOOD BANK | Pavilion | BASEMENT |  | 03/18/2005 |  | 3/18/12 |  |  | NO | YES |  |  |  |  | HELMER INC. 10367907 968170 |  |  | Active |  | 99:99:99:99:99:99 |  | Equipment | 3M:00-MFG 1Y:00-MIN | 01/09/2019 | 01/01/2020 | COOPER UNIVERSITY HOSPITAL |  |  | BLOOD BANK |  | Barbara Bayne
|  | HELMER INC. | DH8 QUICKTHAW | PLASMA THAWER |  | LAB BLOOD BANK | Pavilion | BASEMENT |  | 10/12/2018 |  | 10/12/25 |  |  | NO | YES |  |  |  |  | HELMER INC. 30244956 2055524 |  |  | Active |  | 99:99:99:99:99:99 |  | Equipment | 3M:00-MFG 1Y:00-MIN | 10/12/2018 | 10/12/2018 | COOPER UNIVERSITY HOSPITAL |  |  | Performance Verification | WOT00000001573466 | Barbara Bayne | Performance Verification | Closed | Gene Amodei | 10/12/2018 | 10/12/2018 | Performance Verification for HELMER INC. 30244956 2055524 | Initial Install of Performance Verification. Device is ready for patient use. |  |  | 10/12/2018 | 10/12/2018
|  | CAREFUSION | VMAX AUTOBOX | PLETHYSMOGRAPH | JMU000767-A |  | 900 Centennial Blvd | Suite K | [6 empty] | NO | YES | Serial Number JMU000767-A
|  | CAREFUSION | VMAX AUTOBOX | PLETHYSMOGRAPH | JMU000206-A | PULMONARY LAB | Kelemen |  |  | 11/02/2019 |  | 11/2/34 |  |  | NO | YES |  |  |  |  | CAREFUSION 30143419 JMU000206-A |  |  | Active |  | 99:99:99:99:99:99 |  | Accessory | PAAR:00-PVAR | 11/02/2019 | 11/02/2019 | COOPER UNIVERSITY HOSPITAL |  |  | SPECIAL TEST |  | KATHY LOFLAND |  |  |  | 11/02/2019 | 11/02/2019 |  |  |  |  | 11/02/2019 | 11/02/2019
|  | CAREFUSION | VMAX AUTOBOX | PLETHYSMOGRAPH | JMU003243-A | PENNSVILLE-MEDICINE | 390 N Broadway |  |  | 11/08/2006 |  |  |  |  | NO | YES |  |  |  |  | CAREFUSION 10345912 JMU003243-A |  |  | Disposition |  |  |  | Equipment | 1Y:00-MFG | 08/11/2016 | 08/01/2020 | COOPER AMBULATORY OFF-SITES |  |  | EXAM 18 |  | Heather Rhodes
|  | NORTHSTAR MEDICAL INC. | POS-2000 | POSITIONER, BEACH CHAIR | Not Known | OR - KELEMEN 3 | Kelemen |  |  | 08/25/2015 |  |  |  |  | NO | YES |  |  |  |  | NORTHSTAR MEDICAL INC. 10349381 Not Known |  |  | Active |  | 99:99:99:99:99:99 |  | Equipment | PAAR:00-PVAR | 10/31/2019 |  | COOPER UNIVERSITY HOSPITAL |  |  |  |  | DOMINIC VENDETTA
|  | NORTHSTAR MEDICAL INC. | POS-2000 | POSITIONER, BEACH CHAIR |  | OR - KELEMEN 3 | Kelemen |  |  | 08/25/2015 |  |  |  |  | NO | YES |  |  |  |  | NORTHSTAR MEDICAL INC. 10349379 22607 |  |  | Active |  | 99:99:99:99:99:99 |  | Equipment | PAAR:00-PVAR | 10/31/2019 |  | COOPER UNIVERSITY HOSPITAL |  |  |  |  | DOMINIC VENDETTA
|  | VISION RT | ALIGNRT | POSITIONER, LASER | PCR249-0242 | COOPER CANCER CENTER | MD Anderson Cancer Center |  |  | 02/13/2017 |  | 2/13/22 |  |  | NO | YES |  |  |  |  | VISION RT 10769616 PCR249-0242 |  |  | Active |  | 64:51:06:2A:C5:9E |  | Equipment | PAAR:00-PVAR | 10/31/2019 |  | COOPER AMBULATORY OFF-SITES |  |  | C1049 LIN ACC#1 | 0011896742 | COLLEEN TEGELER | Preventative Maintenance | Closed | Bonnie Aichroth | 07/13/2017 | 07/13/2017 | PERFORMANCE ASSURANCE AT INVENTORY | INVENTORIED DEVICE AND ENSURED DEVICE WAS FUNCTIONING PROPERLY. | E78300EE-7F19-419F-8545-E1E5F5AF2EC3 | Labor | 07/11/2017 | 07/11/2017 | Zhan Kiselev
|  | VISION RT | ALIGNRT | POSITIONER, LASER | PCR249-0241 | COOPER CANCER CENTER | MD Anderson Cancer Center |  |  | 02/13/2017 |  | 2/13/22 |  |  | NO | YES |  |  |  |  | VISION RT 10769617 PCR249-0241 |  |  | Active |  | 64:51:06:2A:C5:99 |  | Equipment | PAAR:00-PVAR | 10/31/2019 |  | COOPER AMBULATORY OFF-SITES |  |  |  | 0011896728 | COLLEEN TEGELER | Preventative Maintenance | Closed | Bonnie Aichroth | 07/13/2017 | 07/13/2017 | PERFORMANCE ASSURANCE AT INVENTORY | INVENTORIED DEVICE AND ENSURED DEVICE WAS FUNCTIONING PROPERLY. | 3E9E818D-F96B-42BC-AD52-106E73241B1F | Labor | 07/11/2017 | 07/11/2017 | Zhan Kiselev
|  | VISION RT | ALIGNRT | POSITIONER, LASER | 300-0006 | COOPER CANCER CENTER | MD Anderson Cancer Center |  |  | 06/10/2015 |  | 6/10/20 |  |  | NO | YES |  |  |  |  | VISION RT 10769610 300-0006 |  |  | Disposition |  |  |  | Equipment | 1Y:00-MFG | 09/20/2017 | 09/01/2020 | COOPER AMBULATORY OFF-SITES |  |  |  | 0011990698 | COLLEEN TEGELER | Preventative Maintenance | Closed | Bonnie Aichroth | 07/31/2017 | 07/31/2017 | PERFORMANCE ASSURANCE AT INVENTORY | INVENTORIED DEVICE AND ENSURED DEVICE WAS FUNCTIONING PROPERLY. | BA47045F-6832-41B8-8F1E-386A0F2FD30A | Labor | 07/28/2017 | 07/28/2017 | Zhan Kiselev
|  | SMITH &amp; NEPHEW | SPIDER II | POSITIONER, LIMB |  | OR - KELEMEN 3 | Kelemen |  |  | 10/31/2019 |  |  |  |  | NO | YES |  |  |  |  | SMITH & NEPHEW 11239275 0309 |  |  | Active |  | 99:99:99:99:99:99 |  | Equipment | PAAR:00-PVAR | 10/31/2019 | 10/31/2019 | COOPER UNIVERSITY HOSPITAL |  |  | Kel OR | WOT00000000893145 | DOMINIC VENDETTA | Performance Verification | Closed | Salvatore Bombara | 10/31/2019 | 10/31/2019 | Performance Verification for SMITH & NEPHEW 11239275 0309 | Initial Install of Performance Verification. Device is ready for patient use. |  |  | 10/31/2019 | 10/31/2019
|  | SMITH &amp; NEPHEW | SPIDER II | POSITIONER, LIMB |  | OR - KELEMEN 3 | Kelemen |  |  | 10/31/2019 |  |  |  |  | NO | YES | Serial Number 3014 |  |  |  | SMITH & NEPHEW 11239273 3014 |  |  | Active |  | 99:99:99:99:99:99 |  | Equipment | PAAR:00-PVAR | 10/31/2019 | 10/31/2019 | COOPER UNIVERSITY HOSPITAL |  |  | Kel OR | WOT00000000891295 | DOMINIC VENDETTA | Performance Verification | Closed | Salvatore Bombara | 10/31/2019 | 10/31/2019 | Performance Verification for SMITH & NEPHEW 11239273 3014 | Initial Install of Performance Verification. Device is ready for patient use. |  |  | 10/31/2019 | 10/31/2019
|  | ROCHE DIAGNOSTICS | COBAS P501 | POST ANALYTICAL UNIT |  |  | Pavilion | Basement | [6 empty] | YES | YES
|  | TEAL ELECTRONICS CORP. | PDU-4000 | POWER CONDITIONER |  | CARDIAC CATH LAB | Kelemen |  |  | 01/27/2011 |  |  |  |  | NO | YES |  |  |  |  | TEAL ELECTRONICS CORP. 10367857 130658 |  |  | Disposition |  | 99:99:99:99:99:99 |  | Alarm | PAAR:00-PVAR | 11/02/2019 |  | COOPER UNIVERSITY HOSPITAL |  |  | LAB 3 | WOT00000000509734 | LINDA BEAN | Disposition | Closed | Stephen Zubrzycki | 02/08/2018 | 05/23/2018 | Bulk Disposition CNL | CNL for 2 years. There are no APC UPS in the Cath Lab. Lab 3 Has all new equipment. | EXP0609316 | Labor | 05/22/2018 | 05/22/2018 | Stephen Zubrzycki
|  | MEDTRONIC INC. | EC300 | POWER CONSOLE | NTC67060 | OR - KELEMEN 3 | Kelemen |  |  | 10/31/2019 |  | 10/31/29 |  |  | NO | YES |  |  |  |  | MEDTRONIC INC. 11239408 NTC67060 |  |  | Active |  | 99:99:99:99:99:99 |  | Equipment | PAAR:00-PVAR | 10/31/2019 | 10/31/2019 | COOPER UNIVERSITY HOSPITAL |  |  | Kel OR ortho | WOT00000001717104 | DOMINIC VENDETTA | Performance Verification | Closed | Salvatore Bombara | 10/31/2019 | 10/31/2019 | Performance Verification for MEDTRONIC INC. 11239408 NTC67060 | Initial Install of Performance Verification. Device is ready for patient use. |  |  | 10/31/2019 | 10/31/2019
|  | MEDTRONIC INC. | EC300 | POWER CONSOLE |  | OR - KELEMEN 3 | Kelemen |  |  | 10/31/2019 |  | 10/31/29 |  |  | NO | YES |  |  |  |  | MEDTRONIC INC. 11239406 51081 |  |  | Active |  | 99:99:99:99:99:99 |  | Equipment | PAAR:00-PVAR | 10/31/2019 | 10/31/2019 | COOPER UNIVERSITY HOSPITAL |  |  | OR | WOT00000001710528 | DOMINIC VENDETTA | Performance Verification | Closed | Salvatore Bombara | 10/31/2019 | 10/31/2019 | Performance Verification for MEDTRONIC INC. 11239406 51081 | Initial Install of Performance Verification. Device is ready for patient use. |  |  | 10/31/2019 | 10/31/2019
|  | MEDTRONIC INC. | EC300 | POWER CONSOLE |  |  | Kelemen | [7 empty] | NO | YES
|  | MEDTRONIC INC. | EC300 | POWER CONSOLE | NTC63463 | OR - KELEMEN 3 | Pavilion |  |  | 05/18/2016 |  | 5/18/26 |  |  | NO | YES |  |  |  |  | MEDTRONIC INC. 10480465 NTC63463 |  |  | Active |  | 99:99:99:99:99:99 |  | Equipment | PAAR:00-PVAR | 10/31/2019 |  | COOPER UNIVERSITY HOSPITAL |  |  | K OR 3 IPC IPX1 |  | DOMINIC VENDETTA
|  | MEDTRONIC INC. | EC300 | POWER CONSOLE |  | VOORHEES SURGERY CENTER-OPERATING ROOM | 900 Centennial Blvd | Suite E |  | 04/09/2013 |  | 4/9/23 |  |  | NO | YES |  |  |  |  | MEDTRONIC INC. 10347195 75917 |  |  | Active |  | 99:99:99:99:99:99 |  | Equipment | 6M:00-MFG | 10/30/2019 | 04/01/2020 | COOPER AMBULATORY OFF-SITES |  |  | SUITE E |  | JENNIFER BOMBARO
|  | MEDTRONIC INC. | EC300 | POWER CONSOLE | NTC60339 | OPERATING ROOM - PAVILION | Pavilion |  |  | 08/22/2014 |  | 8/22/24 |  |  | NO | YES |  |  |  |  | MEDTRONIC INC. 10346560 NTC60339 |  |  | Active |  | 99:99:99:99:99:99 |  | Equipment | 6M:00-MFG | 08/22/2019 | 02/01/2020 | COOPER UNIVERSITY HOSPITAL |  |  | OR P05 IPC IPX1 |  | DOMINIC VENDETTA
|  | MEDTRONIC INC. | EC300 | POWER CONSOLE | NTC60337 | OR - KELEMEN 3 | Kelemen |  |  | 08/22/2014 |  | 8/22/24 |  |  | NO | YES |  |  |  |  | MEDTRONIC INC. 10346305 NTC60337 |  |  | Active |  | 99:99:99:99:99:99 |  | Equipment | PAAR:00-PVAR | 11/02/2019 |  | COOPER UNIVERSITY HOSPITAL |  |  | P OR 5 IPC IPX1 | 0011645241 | DOMINIC VENDETTA | Repair | Closed | Salvatore Bombara | 05/17/2017 | 05/19/2017 | HANDPIECE CONTROLLER - NOT WORKING - 3 KELEMAN OR FRONT DESK | 5/19/2017 11:24:11 AM SXBOMBARA (SXBOMBARA 5/18/2017 12:00 AM) RETRIEVED UNIT. AWAITING HAND PIECE AND FOOT PEDAL FOR TESTING (SXBOMBARA 5/19/2017 12:00 AM) RECEIVED HAND PIECE AND FOOT PEDAL. TESTED AND PASSED FULL FUNCTIONAL CHECK. RETURNED UNIT TO SERVICE. | 65A02713-6BBF-4144-812F-02B6F3C55988 | Labor | 05/18/2017 | 05/18/2017 | Salvatore Bombara
|  | BK PRECISION |  | POWER SUPPLY |  |  | Kelemen | [7 empty] | YES | YES
|  | HOEFER SCIENTIFIC | PS 500XT | POWER SUPPLY | 88-1016 |  | 401 Haddon Ave | [7 empty] | YES | YES
|  | GE HEALTHCARE | DIGITAL ENERGY SG SERIES | POWER SUPPLY, UPS | Not accessible |  | Kelemen | [7 empty] | YES | YES | Serial Number Not accessible
|  | GE HEALTHCARE | DIGITAL ENERGY SG SERIES | POWER SUPPLY, UPS |  |  | Kelemen | [7 empty] | YES | YES
|  | BIEN AIR | CHIROPRO 980 | POWER SYSTEM, DENTAL | 04G0033 | BUNKER HILL-ORAL SURGERY | 2 Plaza Dr |  |  | 01/01/1900 |  |  |  |  | NO | YES |  |  |  |  | BIEN AIR 10366942 04G0033 |  |  | Active |  | 99:99:99:99:99:99 |  | Equipment | PAAR:00-PVAR | 11/02/2019 |  | COOPER AMBULATORY OFF-SITES |  |  | exam 4 |  | BARBARA DIPINTO
|  | BIEN AIR | CHIROPRO 980 | POWER SYSTEM, DENTAL | 04G0032 | BUNKER HILL-ORAL SURGERY | 2 Plaza Dr |  |  | 01/01/1900 |  |  |  |  | NO | YES |  |  |  |  | BIEN AIR 10366927 04G0032 |  |  | Active |  | 99:99:99:99:99:99 |  | Equipment | PAAR:00-PVAR | 11/02/2019 |  | COOPER AMBULATORY OFF-SITES |  |  | exam 3 |  | BARBARA DIPINTO
|  | BIEN AIR | CHIROPRO L | POWER SYSTEM, DENTAL | 12K0092 | 6200 MAIN ST-SURGERY | 6200 Main St |  |  | 04/19/2013 |  |  |  |  | NO | YES |  |  |  |  | BIEN AIR 10732214 12K0092 |  |  | Active |  | 99:99:99:99:99:99 |  | Equipment | PAAR:00-PVAR | 10/31/2019 |  | COOPER AMBULATORY OFF-SITES |  |  | Room 108 |  | BOBBIE MICKLE
|  | BIEN AIR | CHIROPRO L | POWER SYSTEM, DENTAL | 12L0002 | 6017 MAIN ST-PLASTICS | 6200 Main st |  |  | 04/19/2013 |  |  |  |  | NO | YES |  |  |  |  | BIEN AIR 10345755 12L0002 |  |  | Active |  | 99:99:99:99:99:99 |  | Equipment | PAAR:00-PVAR | 11/02/2019 |  | COOPER AMBULATORY OFF-SITES |  |  | ORAL SIDE PROC A | WOT00000002984493 | ANNE MAIER | Repair | Closed | Josh Harris | 06/25/2019 | 07/22/2019 | Gives message "release the pedal" and it is malfunctioning | Analyzed unit. foot pedal is inoperable. always defaults to pedal being depressed. Researching replacement foot pedal. INSTALLED NEW FOOT PEDAL . PERFORMED OVP. RETURNED UNIT TO SERVICE. | EXP3327798 | Parts |  |  | Josh Harris
|  | UPOWER | UP500 | POWER SYSTEM, DENTAL |  | MARLTON-DERMATOLOGY | 10000 Sagemore Dr - Marlton |  |  | 02/23/2017 |  |  |  |  | NO | YES |  |  |  |  | UPOWER 10649967 11886 |  |  | Active |  | 99:99:99:99:99:99 |  | Equipment | PAAR:00-PVAR | 10/31/2019 |  | COOPER AMBULATORY OFF-SITES |  |  |  | 0011983363 | MICHELE CANALE | Preventative Maintenance | Closed | Bonnie Aichroth | 07/27/2017 | 07/27/2017 | PERFORMANCE ASSURANCE AT INVENTORY | INVENTORIED DEVICE AND ENSURED DEVICE WAS FUNCTIONING PROPERLY. | C13311CC-5C25-454A-8F43-4C452BDE97E3 | Labor | 02/23/2017 | 02/23/2017 | Kirk Lis
|  | ASHCROFT | ASHCROFT DURAGAUGE | PRESSURE GAUGE |  |  | Kelemen |  |  | 01/29/2019 |  |  |  |  | NO | YES |  |  |  |  | ASHCROFT 30212668 3100918001 |  |  | Active |  | 99:99:99:99:99:99 |  | Test Equipment | 1Y:00-VEN | 01/29/2019 | 01/29/2019 | COOPER UNIVERSITY HOSPITAL |  |  |  | 0012506274 | Bonnie Aichroch | Preventative Maintenance | Closed | Josh Harris | 01/29/2019 | 01/29/2019 | PERFORMANCE ASSURANCE AT INVENTORY | INVENTORIED DEVICE AND ENSURED DEVICE WAS FUNCTIONING PROPERLY. | 6D165279-46DA-4D57-AF1C-79C7A518C4B0 | Labor | 01/29/2019 | 01/29/2019 | Josh Harris
|  | ASHCROFT | ASHCROFT DURAGAUGE | PRESSURE GAUGE |  | BIOMEDICAL | Kelemen |  |  | 01/29/2019 |  |  |  |  | NO | YES |  |  |  |  | ASHCROFT 30212591 4063011000 |  |  | Active |  | 99:99:99:99:99:99 |  | Test Equipment | 1Y:00-VEN | 01/29/2019 | 01/29/2019 | COOPER UNIVERSITY HOSPITAL |  |  |  | 0012314582 | Bonnie Aichroch | Performance Verification | Closed | Michael Youch | 01/29/2019 | 01/29/2019 | INCOMING INVENTORY | DEVICE INVENTORIED | ECD365EC-D1CB-4CE9-A56D-7A3315B36B79 | Labor | 01/29/2019 | 01/29/2019 | Bonnie Aichroth
|  | ASHCROFT | ASHCROFT DURAGAUGE | PRESSURE GAUGE |  |  | Kelemen | [7 empty] | NO | YES
|  | BAXA | MICROFUSE | PRESSURE INFUSER |  |  | Kelemen | [7 empty] | YES | YES
|  | BELMONT | FMS 2000 | PRESSURE INFUSER | Q120786 | LAB BLOOD BANK | Kelemen |  |  | 01/09/2007 |  | 1/9/17 |  |  | NO | YES |  |  |  |  | BELMONT 10752545 Q120786 |  |  | Active |  | 99:99:99:99:99:99 |  | High Risk | 6M:00-MFG | 09/28/2019 | 03/01/2020 | COOPER UNIVERSITY HOSPITAL |  |  | EQUIPMENT STORAGE P316 |  | Barbara Bayne
|  | BELMONT | FMS 2000 | PRESSURE INFUSER | T081808 | LAB BLOOD BANK | Pavilion |  |  | 09/28/2009 |  | 9/28/19 |  |  | NO | YES |  |  |  |  | BELMONT 10368320 T081808 |  |  | Active |  | 99:99:99:99:99:99 |  | High Risk | 6M:00-MFG | 09/28/2019 | 03/01/2020 | COOPER UNIVERSITY HOSPITAL |  |  | OR P 10 |  | Barbara Bayne
|  | BELMONT | FMS 2000 | PRESSURE INFUSER |  | LAB BLOOD BANK | Pavilion |  |  | 08/07/2012 |  | 8/7/22 |  |  | NO | YES |  |  |  |  | BELMONT 10367490 2012052958 |  |  | Active |  | 99:99:99:99:99:99 |  | High Risk | 6M:00-MFG 1Y:00-MIN | 09/16/2019 | 03/01/2020 | COOPER UNIVERSITY HOSPITAL |  |  | ANES K-5 |  | Barbara Bayne
|  | BELMONT | FMS 2000 | PRESSURE INFUSER | S021357 | LAB BLOOD BANK | Pavilion |  |  | 05/29/2008 |  | 5/29/18 |  |  | NO | YES |  |  |  |  | BELMONT 10355443 S021357 |  |  | Active |  | 99:99:99:99:99:99 |  | High Risk | 6M:00-MFG | 10/20/2019 | 03/01/2020 | COOPER UNIVERSITY HOSPITAL |  |  | P5 STORAGE RM |  | Barbara Bayne
|  | BELMONT | FMS 2000 | PRESSURE INFUSER | S061483 | LAB BLOOD BANK | Kelemen |  |  | 08/14/2008 |  | 8/14/18 |  |  | NO | YES |  |  |  |  | BELMONT 10355434 S061483 |  |  | Active |  | 99:99:99:99:99:99 |  | High Risk | 1Y:00-MFG | 09/16/2019 | 03/01/2020 | COOPER UNIVERSITY HOSPITAL |  |  | OR 6 |  | Barbara Bayne
|  | BELMONT | FMS 2000 | PRESSURE INFUSER |  | LAB BLOOD BANK | Dorrance |  |  | 12/19/2013 |  | 12/19/23 |  |  | NO | YES |  |  |  |  | BELMONT 10355104 2013113523 |  |  | Active |  | 99:99:99:99:99:99 |  | High Risk | 6M:00-MFG 1Y:00-MIN | 09/12/2019 | 03/01/2020 | COOPER UNIVERSITY HOSPITAL |  |  | OR 2 L&D |  | Barbara Bayne
|  | ABBOTT LABORATORIES | I-STAT PR-300 | PRINTER |  | RUNNEMEDE URGENT CARE | Kelemen | Basement |  | 10/31/2019 |  |  |  |  | NO | YES |  |  |  |  | ABBOTT LABORATORIES 11221606 1700767 |  |  | Active |  | 99:99:99:99:99:99 |  | Non-medical | PAAR:00-PVAR | 10/31/2019 | 10/31/2019 | COOPER AMBULATORY OFF-SITES |  |  | RUNNEMEDE | WOT00000001069779 | MELISSA PORTOBANCO | Performance Verification | Closed | Tom Burhart | 10/31/2019 | 10/31/2019 | Performance Verification for ABBOTT LABORATORIES 11221606 1700767 | Initial Install of Performance Verification. Device is ready for patient use. |  |  | 10/31/2019 | 10/31/2019
|  | THERMO FISHER SCIENTIFIC | PRINTMATE AS150 | PRINTER, CASSETTE | PP6271S1807 | LAB CYTOLOGY | Kelemen | BASEMENT |  | 10/31/2019 |  | 10/31/29 |  |  | NO | YES |  |  |  |  | THERMO FISHER SCIENTIFIC 11207517 PP6271S1807 |  |  | Active |  | 99:99:99:99:99:99 |  | Equipment | PAAR:00-PVAR | 10/31/2019 | 10/31/2019 | COOPER UNIVERSITY HOSPITAL |  |  | Performance Verification | WOT00000001442662 | DALE MORRONE | Performance Verification | Closed | Gene Amodei | 10/31/2019 | 10/31/2019 | Performance Verification for THERMO FISHER SCIENTIFIC 11207517 PP6271S1807 | Initial Install of Performance Verification. Device is ready for patient use. |  |  | 10/31/2019 | 10/31/2019
|  | LEICA MICROSYSTEMS, INC. | IPC | PRINTER, LABEL, SLIDE |  | LAB HISTOLOGY | Pavilion | Basement |  | 09/15/2019 |  | 9/15/29 |  |  | NO | YES |  |  |  |  | LEICA MICROSYSTEMS, INC. 11207518 1039 |  |  | Active |  | 11:11:11:11:11:11 |  | Non-medical | 1Y:00-MFG | 09/15/2019 | 09/15/2019 | COOPER UNIVERSITY HOSPITAL |  |  | HISTOLOGY - BASEMENT |  | DALE MORRONE |  |  |  | 09/15/2019 | 09/15/2019 |  |  |  |  | 09/15/2019 | 09/15/2019
|  | LEICA MICROSYSTEMS, INC. | IPS | PRINTER, LABEL, SLIDE |  | LAB HISTOLOGY | Pavilion | Basement |  | 01/01/2006 |  | 1/1/16 |  |  | NO | YES |  |  |  |  | LEICA MICROSYSTEMS, INC. 10368019 0935 |  |  | Active |  | 99:99:99:99:99:99 |  | Non-medical | 1Y:00-MFG | 09/20/2019 | 09/01/2020 | COOPER UNIVERSITY HOSPITAL |  |  | HISTOLOGY |  | DALE MORRONE
|  | OLYMPUS AMERICA, INC. | OEP-4 | PRINTER, VIDEO | A905122 | OR - KELEMEN 3 | Kelemen |  |  | 10/16/2019 |  | 10/16/24 |  |  | NO | YES |  |  |  |  | OLYMPUS AMERICA, INC. 18445 A905122 |  |  | Disposition |  |  |  | Equipment | PAAR:00-PVAR | 10/16/2019 | 10/16/2019 | COOPER UNIVERSITY HOSPITAL |  |  | OPERATING ROOM |  | DOMINIC VENDETTA |  |  |  | 10/16/2019 | 10/16/2019 |  |  |  |  | 10/16/2019 | 10/16/2019
|  | OLYMPUS AMERICA, INC. | OEP-4 | PRINTER, VIDEO | A905302 | TRAUMA ICU | Kelemen |  |  | 10/27/2009 |  | 10/27/14 |  |  | NO | YES |  |  |  |  | OLYMPUS AMERICA, INC. 10368606 A905302 |  |  | Active |  | 99:99:99:99:99:99 |  | Equipment | PAAR:00-PVAR | 11/02/2019 |  | COOPER UNIVERSITY HOSPITAL |  |  | TRAUMA ICU | WOT00000000521108 | Diane Floyd | Disposition | Closed | Richard Jolly | 02/08/2018 | 05/23/2019 | Bulk Disposition CNL
|  | OLYMPUS AMERICA, INC. | OEP-4 | PRINTER, VIDEO | A80308772 | SPECIAL TEST | Kelemen |  |  | 04/18/2008 |  | 4/18/13 |  |  | NO | YES |  |  |  |  | OLYMPUS AMERICA, INC. 10367795 A80308772 |  |  | Active |  | 99:99:99:99:99:99 |  | Equipment | PAAR:00-PVAR | 11/02/2019 |  | COOPER UNIVERSITY HOSPITAL |  |  | SPECIAL TEST K6 | WOT00000000521102 | AMY HANNAN | Disposition | Closed | Gene Amodei | 02/08/2018 | 06/21/2019 | Bulk Disposition CNL
|  | OLYMPUS AMERICA, INC. | OEP-5 | PRINTER, VIDEO | A615382 | OPERATING ROOM - PAVILION | Kelemen |  |  | 05/24/2016 |  | 5/24/21 |  |  | NO | YES |  |  |  |  | OLYMPUS AMERICA, INC. 10480458 A615382 |  |  | Active |  | 99:99:99:99:99:99 |  | Equipment | PAAR:00-PVAR | 10/31/2019 |  | COOPER UNIVERSITY HOSPITAL |  |  |  |  | DOMINIC VENDETTA
|  | OLYMPUS AMERICA, INC. | OEP-5 | PRINTER, VIDEO | A312225 | COOPER CANCER CENTER-MULTIDISCIPLINARY CLINIC | MD Anderson Cancer Center |  |  | 09/10/2013 |  | 9/10/18 |  |  | NO | YES |  |  |  |  | OLYMPUS AMERICA, INC. 10367511 A312225 |  |  | Active |  | 99:99:99:99:99:99 |  | Equipment | PAAR:00-PVAR | 11/02/2019 |  | COOPER AMBULATORY OFF-SITES |  |  | Multi Disc - C2049 or C2220 | WOT00000001080948 | ROXANNE BERGER | Repair | Closed | Josh Harris | 06/27/2018 | 11/05/2018 | Vendor Repair - Printer displays Mech Error. | Acknowledged. Sent to Olympus for repair. Returned from vendor. VPO> RTS. | EXP1431696 | Vendor Labor
|  | OLYMPUS AMERICA, INC. | OEP-5 | PRINTER, VIDEO | A100687 |  | Kelemen | [7 empty] | NO | YES
|  | OLYMPUS AMERICA, INC. | OEP-5 | PRINTER, VIDEO | A312427 | COOPER CANCER CENTER-MULTIDISCIPLINARY CLINIC | MD Anderson Cancer Center |  |  | 09/10/2013 |  | 9/10/18 |  |  | NO | YES |  |  |  |  | OLYMPUS AMERICA, INC. 10348788 A312427 |  |  | Active |  | 99:99:99:99:99:99 |  | Equipment | PAAR:00-PVAR | 10/31/2019 |  | COOPER AMBULATORY OFF-SITES |  |  | Multi Disc - C2049 or C2220 |  | ROXANNE BERGER
|  | OLYMPUS AMERICA, INC. | OEP-5 | PRINTER, VIDEO | A211439 | OPERATING ROOM - PAVILION | Pavilion |  |  | 09/06/2012 |  | 9/6/17 |  |  | NO | YES |  |  |  |  | OLYMPUS AMERICA, INC. 10346632 A211439 |  |  | Disposition |  | 99:99:99:99:99:99 |  | Equipment | PAAR:00-PVAR | 11/01/2019 |  | COOPER UNIVERSITY HOSPITAL |  |  | OR P8 |  | DOMINIC VENDETTA
|  | SONY | DVO-1000MD | PRINTER, VIDEO |  | OPERATING ROOM - PAVILION | Kelemen |  |  | 01/15/2009 |  | 1/15/14 |  |  | NO | YES |  |  |  |  | SONY 10366587 21108 |  |  | Disposition |  | 99:99:99:99:99:99 |  | Equipment | PAAR:00-PVAR | 11/02/2019 |  | COOPER UNIVERSITY HOSPITAL |  |  | BIOMED | WOT00000000513209 | DOMINIC VENDETTA | Disposition | Closed | Salvatore Bombara | 02/08/2018 | 05/15/2019 | Bulk Disposition CNL | Unit has been retired | EXP2925240 | Labor | 05/14/2019 | 05/14/2019 | Salvatore Bombara
|  | SONY | DVO-1000MD | PRINTER, VIDEO |  | 6017 MAIN ST-PLASTICS | 6200 Main St |  |  | 05/26/2009 |  | 5/26/14 |  |  | NO | YES |  |  |  |  | SONY 10345796 21498 |  |  | Active |  | 99:99:99:99:99:99 |  | Equipment | PAAR:00-PVAR | 11/02/2019 |  | COOPER AMBULATORY OFF-SITES |  |  | PROCEDURE ROOM D |  | ANNE MAIER
|  | SONY | UP-21MD | PRINTER, VIDEO |  | VOORHEES SURGERY CENTER-SURGERY DEPT | 6015 Main St |  |  | 01/01/1900 |  |  |  |  | NO | YES |  |  |  |  | SONY 10344813 16474 |  |  | Active |  | 99:99:99:99:99:99 |  | Equipment | PAAR:00-PVAR | 11/02/2019 |  | COOPER AMBULATORY OFF-SITES |  |  | SUITE G PROC RM A |  | Theresa Megali
|  | SONY | UP-23MD | PRINTER, VIDEO |  |  | Pavilion | [7 empty] | YES | YES
|  | SONY | UP-25MD | PRINTER, VIDEO |  | OPERATING ROOM - PAVILION | Pavilion |  |  | 01/01/2013 |  | 1/1/18 |  |  | NO | YES |  |  |  |  | SONY 10368302 705255 |  |  | Disposition |  | 99:99:99:99:99:99 |  | Equipment | PAAR:00-PVAR | 11/01/2019 |  | COOPER UNIVERSITY HOSPITAL |  |  | OR HALL | WOT00000002201216 | DOMINIC VENDETTA | Disposition | Closed | Salvatore Bombara | 02/14/2019 | 05/15/2019 | Bulk Disposition CNL | Unit has been retired | EXP2931480 | Labor | 05/15/2019 | 05/15/2019 | Salvatore Bombara
|  | SONY | UP-25MD | PRINTER, VIDEO |  | BUNKER HILL-SURGERY | 2 Plaza Dr |  |  | 01/01/1900 |  |  |  |  | NO | YES |  |  |  |  | SONY 10366904 718883 |  |  | Active |  | 99:99:99:99:99:99 |  | Equipment | PAAR:00-PVAR | 11/02/2019 |  | COOPER AMBULATORY OFF-SITES |  |  | BH PROCEDURE RM | WOT00000002412373 | ANNE MAIER | Repair | Closed | Michael Youch | 03/28/2019 | 04/03/2019 | not printing; control panel not working. | found that the Video processor was set to lock out the printer control panel. Reconfigured and verified with Dale. RTS. | EXP2628469 | Labor | 04/02/2019 | 04/02/2019 | Michael Youch
|  | SONY | UP-25MD | PRINTER, VIDEO |  | BUNKER HILL-SURGERY | 2 Plaza Dr |  |  | 01/01/1900 |  |  |  |  | NO | YES |  |  |  |  | SONY 10366875 701142 |  |  | Active |  | 99:99:99:99:99:99 |  | Equipment | PAAR:00-PVAR | 11/02/2019 |  | COOPER AMBULATORY OFF-SITES |  |  | BH SURG HALLWAY |  | ANNE MAIER
|  | SONY | UP-25MD | PRINTER, VIDEO |  | 6017 MAIN ST-PLASTICS | 6200 Main St |  |  | 11/26/2010 |  | 11/26/15 |  |  | NO | YES |  |  |  |  | SONY 10345803 701163 |  |  | Active |  | 99:99:99:99:99:99 |  | Equipment | PAAR:00-PVAR | 11/02/2019 |  | COOPER AMBULATORY OFF-SITES |  |  | PROCEDURE ROOM C |  | ANNE MAIER
|  | SONY | UP-25MD | PRINTER, VIDEO |  | 3 COOPER-MULTISPECIALTY CENTER | 3 Cooper |  |  | 04/11/2013 |  | 4/11/18 |  |  | NO | YES |  |  |  |  | SONY 10345581 714746 |  |  | Active |  | 99:99:99:99:99:99 |  | Equipment | PAAR:00-PVAR | 11/02/2019 |  | COOPER AMBULATORY OFF-SITES |  |  | SUITE 104 - EXAM 169 |  | MARGIE OUTLER
|  | SONY | UP-25MD | PRINTER, VIDEO |  | VOORHEES SURGERY CENTER-SURGERY DEPT | 6015 Main Street |  |  | 12/09/2010 |  | 12/9/15 |  |  | NO | YES |  |  |  |  | SONY 10344842 700690 |  |  | Active |  | 99:99:99:99:99:99 |  | Equipment | PAAR:00-PVAR | 11/02/2019 |  | COOPER AMBULATORY OFF-SITES |  |  | SUITE G PROC RM B |  | Theresa Megali
|  | SONY | UP-5600MD | PRINTER, VIDEO |  | VOORHEES SURGERY CENTER-OPERATING ROOM | 900 Centennial Blvd | Suite E |  | 01/01/1900 |  |  |  |  | NO | YES |  |  |  |  | CIRCON CORPORATION 10347252 19360 |  |  | Active |  | 99:99:99:99:99:99 |  | Equipment | PAAR:00-PVAR | 11/02/2019 |  | COOPER AMBULATORY OFF-SITES |  |  | OR 5 |  | JENNIFER BOMBARO
|  | SONY | UP-80MD | PRINTER, VIDEO |  |  | Pavilion | [7 empty] | YES | YES
|  | SONY | UP-895MD | PRINTER, VIDEO |  |  | Kelemen | [7 empty] | YES | YES
|  | SONY | UP-897MD | PRINTER, VIDEO |  | EMERGENCY ROOM | Kelemen |  |  | 03/05/2007 |  | 3/5/12 |  |  | NO | YES |  |  |  |  | SONY 10366588 10407 |  |  | Disposition |  | 99:99:99:99:99:99 |  | Equipment | PAAR:00-PVAR | 11/02/2019 |  | COOPER UNIVERSITY HOSPITAL |  |  | 1ST FLOOR KELEMEN | WOT00000000507520 | KAREN GRUBER | Disposition | Closed | Richard Jolly | 02/08/2018 | 05/14/2019 | Bulk Disposition CNL
|  | SONY | UP-897MD | PRINTER, VIDEO |  | CCU - CORONARY CARE UNIT | Kelemen |  |  | 01/06/2009 |  | 1/6/14 |  |  | NO | YES |  |  |  |  | SONY 10355711 158573 |  |  | Active |  | 99:99:99:99:99:99 |  | Equipment | PAAR:00-PVAR | 11/01/2019 |  | COOPER UNIVERSITY HOSPITAL |  |  | CCU | WOT00000000511492 | CAROLYN RUMELL | Disposition | Closed | Richard Jolly | 02/08/2018 | 05/15/2019 | Bulk Disposition CNL
|  | SONY | UP-897MD | PRINTER, VIDEO |  | PULMONARY LAB | Kelemen |  |  | 11/02/2019 |  | 11/2/24 |  |  | NO | YES |  |  |  |  | SONY 30143427 226839 |  |  | Active |  | 99:99:99:99:99:99 |  | Equipment | PAAR:00-PVAR | 11/02/2019 | 11/02/2019 | COOPER UNIVERSITY HOSPITAL |  |  | BRONCH SUITE | WOT00000002203401 | KATHY LOFLAND | Disposition | Closed | Kirk Lis | 11/02/2019 | 11/02/2019 | Bulk Disposition CNL |  |  |  | 11/02/2019 | 11/02/2019
|  | SONY | UP-D897 | PRINTER, VIDEO |  |  | Pavilion | [7 empty] | YES | YES
|  | SONY | UP-DR80MD | PRINTER, VIDEO |  | SAME DAY OR-2ND FL PAVILION | Pavilion |  |  | 10/31/2019 |  | 10/31/24 |  |  | NO | YES |  |  |  |  | SONY 11239156 724082 |  |  | Active |  | 99:99:99:99:99:99 |  | Equipment | PAAR:00-PVAR | 10/31/2019 | 10/31/2019 | COOPER UNIVERSITY HOSPITAL |  |  | SD Or 5 | WOT00000000616747 | JOE DRUCTOR | Performance Verification | Closed | Tom Burhart | 10/31/2019 | 10/31/2019 | Performance Verification for SONY 11239156 724082 | Initial Install of Performance Verification. Device is ready for patient use. |  |  | 10/31/2019 | 10/31/2019
|  | SONY | UP-DR80MD | PRINTER, VIDEO |  | SAME DAY OR-2ND FL PAVILION | Pavilion |  |  | 10/31/2019 |  | 10/31/24 |  |  | NO | YES |  |  |  |  | SONY 11239142 724599 |  |  | Active |  | 99:99:99:99:99:99 |  | Equipment | PAAR:00-PVAR | 10/31/2019 | 10/31/2019 | COOPER UNIVERSITY HOSPITAL |  |  | Exam room | WOT00000000564476 | JOE DRUCTOR | Performance Verification | Closed | Salvatore Bombara | 10/31/2019 | 10/31/2019 | Performance Verification for SONY 11239142 724599 | Initial Install of Performance Verification. Device is ready for patient use. |  |  | 10/31/2019 | 10/31/2019
|  | SONY | UP-DR80MD | PRINTER, VIDEO |  | SAME DAY OR-2ND FL PAVILION | Pavilion |  |  | 10/31/2019 |  | 10/31/24 |  |  | NO | YES |  |  |  |  | SONY 11239129 724060 |  |  | Active |  | 99:99:99:99:99:99 |  | Equipment | PAAR:00-PVAR | 10/31/2019 | 10/31/2019 | COOPER UNIVERSITY HOSPITAL |  |  | SD OR 4 | WOT00000000564270 | JOE DRUCTOR | Performance Verification | Closed | Salvatore Bombara | 10/31/2019 | 10/31/2019 | Performance Verification for SONY 11239129 724060 | Initial Install of Performance Verification. Device is ready for patient use. |  |  | 10/31/2019 | 10/31/2019
|  | SONY | UP-DR80MD | PRINTER, VIDEO |  | SAME DAY OR-2ND FL PAVILION | Kelemen |  |  | 10/31/2019 |  | 10/31/24 |  |  | NO | YES |  |  |  |  | SONY 11239103 724607 |  |  | Active |  | 99:99:99:99:99:99 |  | Equipment | PAAR:00-PVAR | 10/31/2019 | 10/31/2019 | COOPER UNIVERSITY HOSPITAL |  |  | Performance Verification | WOT00000000559068 | JOE DRUCTOR | Performance Verification | Closed | Salvatore Bombara | 10/31/2019 | 10/31/2019 | Performance Verification for SONY 11239103 724607 | Initial Install of Performance Verification. Device is ready for patient use. |  |  | 10/31/2019 | 10/31/2019
|  | SONY | UP-DR80MD | PRINTER, VIDEO |  | SAME DAY OR-2ND FL PAVILION | Pavilion |  |  | 10/31/2019 |  | 10/31/24 |  |  | NO | YES |  |  |  |  | SONY 11239085 724128 |  |  | Active |  | 99:99:99:99:99:99 |  | Equipment | PAAR:00-PVAR | 10/31/2019 | 10/31/2019 | COOPER UNIVERSITY HOSPITAL |  |  | SD OR 2 | WOT00000000558726 | JOE DRUCTOR | Performance Verification | Closed | Salvatore Bombara | 10/31/2019 | 10/31/2019 | Performance Verification for SONY 11239085 724128 | Initial Install of Performance Verification. Device is ready for patient use. |  |  | 10/31/2019 | 10/31/2019
|  | SONY | UP-DR80MD | PRINTER, VIDEO |  | SAME DAY OR-2ND FL PAVILION | Pavilion |  |  | 10/31/2019 |  | 10/31/24 |  |  | NO | YES |  |  |  |  | SONY 11239068 724115 |  |  | Active |  | 99:99:99:99:99:99 |  | Equipment | PAAR:00-PVAR | 10/31/2019 | 10/31/2019 | COOPER UNIVERSITY HOSPITAL |  |  | SD OR 1 | WOT00000000556311 | JOE DRUCTOR | Performance Verification | Closed | Salvatore Bombara | 10/31/2019 | 10/31/2019 | CEID Record Completion for SONY 11239068 724115 | Inventoried unit. | EXP3417834 | Labor | 10/31/2019 | 10/31/2019 | Josh Harris
|  | SONY | UP-DR80MD | PRINTER, VIDEO |  | SAME DAY OR-2ND FL PAVILION | Pavilion |  |  | 10/31/2019 |  | 10/31/24 |  |  | NO | YES |  |  |  |  | SONY 11239063 724612 |  |  | Active |  | 99:99:99:99:99:99 |  | Equipment | PAAR:00-PVAR | 10/31/2019 | 10/31/2019 | COOPER UNIVERSITY HOSPITAL |  |  | Performance Verification | WOT00000000556242 | JOE DRUCTOR | Performance Verification | Closed | Salvatore Bombara | 10/31/2019 | 10/31/2019 | Performance Verification for SONY 11239063 724612 | Initial Install of Performance Verification. Device is ready for patient use. |  |  | 10/31/2019 | 10/31/2019
|  | SONY | UP-DR80MD | PRINTER, VIDEO |  | SAME DAY OR-2ND FL PAVILION | Pavilion |  |  | 10/31/2019 |  | 10/31/24 |  |  | NO | YES |  |  |  |  | SONY 11239030 724641 |  |  | Active |  | 99:99:99:99:99:99 |  | Equipment | PAAR:00-PVAR | 10/31/2019 | 10/31/2019 | COOPER UNIVERSITY HOSPITAL |  |  | Performance Verification | WOT00000000552308 | JOE DRUCTOR | Performance Verification | Closed | Salvatore Bombara | 10/31/2019 | 10/31/2019 | Performance Verification for SONY 11239030 724641 | Initial Install of Performance Verification. Device is ready for patient use. |  |  | 10/31/2019 | 10/31/2019
|  | SONY | UP-DR80MD | PRINTER, VIDEO |  | SAME DAY OR-2ND FL PAVILION | Pavilion |  |  | 10/31/2019 |  | 10/31/24 |  |  | NO | YES |  |  |  |  | SONY 11239023 724068 |  |  | Active |  | 99:99:99:99:99:99 |  | Equipment | PAAR:00-PVAR | 10/31/2019 | 10/31/2019 | COOPER UNIVERSITY HOSPITAL |  |  | SD6 | WOT00000000552155 | JOE DRUCTOR | Performance Verification | Closed | Salvatore Bombara | 10/31/2019 | 10/31/2019 | Performance Verification for SONY 11239023 724068 | Initial Install of Performance Verification. Device is ready for patient use. |  |  | 10/31/2019 | 10/31/2019
|  | SONY | UP-DR80MD | PRINTER, VIDEO |  | SAME DAY OR-2ND FL PAVILION | Pavilion |  |  | 10/31/2019 |  | 10/31/24 |  |  | NO | YES |  |  |  |  | SONY 11239013 724260 |  |  | Active |  | 99:99:99:99:99:99 |  | Equipment | PAAR:00-PVAR | 10/31/2019 | 10/31/2019 | COOPER UNIVERSITY HOSPITAL |  |  | Performance Verification | WOT00000000552011 | JOE DRUCTOR | Performance Verification | Closed | Salvatore Bombara | 10/31/2019 | 10/31/2019 | CEID Record Completion for SONY 11239013 724260 | Inventoried unit. | EXP3418663 | Labor | 10/31/2019 | 10/31/2019 | Josh Harris
|  | SONY | UP-DR80MD | PRINTER, VIDEO |  | VOORHEES SURGERY CENTER-OPERATING ROOM | 900 Centennial Blvd | Suite E |  | 06/10/2015 |  | 6/10/20 |  |  | NO | YES |  |  |  |  | SONY 10769395 86683 |  |  | Active |  | 99:99:99:99:99:99 |  | Equipment | PAAR:00-PVAR | 10/31/2019 |  | COOPER AMBULATORY OFF-SITES |  |  |  | 0011342955 | JENNIFER BOMBARO | Repair | Closed | Kirk Lis | 03/14/2017 | 05/17/2017 | SONY PRINTER - JAMMED - SURGERY CENTER | 3/15/2017 8:47:29 AM SXBOMBARA (SXBOMBARA 3/14/2017 12:00 AM) CONTACTED CALLER. CONFIRMED THAT THIS UNIT IS AT VOORHEES. CONTACTED AND FORWARD CALL TO KIRK 3/15/2017 9:40:39 AM KALIS (KALIS 3/14/2017 12:00 AM) EVALUATED EQUIPMENT INK CARTRIDGE IS JAMMED IN INTERIOR OF PRINTER. PERFORMED TROUBLESHOOTING. COULD NOT UNJAMMED CARTRIDGE. BRINGING UNIT BACK TO DEPT.. 3/20/2017 12:04:10 PM KALIS (KALIS 3/20/2017 12:00 AM) PERFORMED TROUBLESHOOTING WITH TECH ASSIST FROM SAL. COULD NOT GET PRINTER CARDRIDGE OUT OF UNIT. SENDING OUT FOR VENDOR REPAIR TO D&D VIDEO 3/20/2017 1:15:32 PM KALIS (KALIS 3/20/2017 12:00 AM) SET UP VENDOR REPAIR AND BOXED UNIT 3/27/2017 9:40:22 AM KALIS (KALIS 3/27/2017 12:00 AM) GAVE PERMISSION FOR REPAIR 4/11/2017 8:44:55 AM KALIS (KALIS 4/10/2017 12:00 AM) CHECKED IN UNIT FROM VENDOR. LOADED IN COOPER VAN 4/11/2017 4:22:23 PM KALIS (KALIS 4/11/2017 12:00 AM) INSTALLED PRINTER ON STORZ TOWER. NEED TO REVISITEQUIPMENT ERROR CODE ON PRINTER 4/17/2017 8:12:05 AM KALIS (KALIS 4/14/2017 12:00 AM) SEARCHED FOR BOX AND PACKING. SHIPPED UNIT BACK TO D&D VIDEO FOR REPEAT REPAIR 5/12/2017 9:28:13 AM KALIS (KALIS 5/12/2017 12:00 AM) CHECKED IN UNIT PLACED IN BIOMED VAN 5/17/2017 9:19:03 AM KALIS (KALIS 5/12/2017 12:00 AM) INSTALLED PRINTER ON STORZ TOWER AND TESTED | 10F108A2-ED57-4339-86D4-F57BE22B4C8E | Vendor Labor | 04/07/2017 | 04/07/2017 | VENDOR
|  | SONY | UP-DR80MD | PRINTER, VIDEO |  | OPERATING ROOM - PAVILION | Kelemen |  |  | 01/12/2017 |  | 1/12/22 |  |  | NO | YES |  |  |  |  | SONY 10769272 720480 |  |  | Active |  | 99:99:99:99:99:99 |  | Equipment | PAAR:00-PVAR | 10/31/2019 |  | COOPER UNIVERSITY HOSPITAL |  |  |  | 0011489045 | DOMINIC VENDETTA | Performance Verification | Closed | Bonnie Aichroth | 04/17/2017 | 04/17/2017 | INCOMING INVENTORY | DEVICE INVENTORIED | B0B2AD25-5823-47E4-B47A-7EB174D8ED9F | Labor | 04/17/2017 | 04/17/2017 | Bonnie Aichroth
|  | SONY | UP-DR80MD | PRINTER, VIDEO |  |  | Pavilion | [7 empty] | YES | YES
|  | SONY | UP-DR80MD | PRINTER, VIDEO |  | OPERATING ROOM - PAVILION | Pavilion |  |  | 12/06/2017 |  | 12/6/22 |  |  | NO | YES |  |  |  |  | SONY 10725730 7203009 |  |  | Active |  | 99:99:99:99:99:99 |  | Equipment | PAAR:00-PVAR | 10/31/2019 |  | COOPER UNIVERSITY HOSPITAL |  |  |  | 0012586524 | DOMINIC VENDETTA | Preventative Maintenance | Closed | Josh Harris | 12/27/2017 | 12/27/2017 | PERFORMANCE ASSURANCE AT INVENTORY | INVENTORIED DEVICE AND ENSURED DEVICE WAS FUNCTIONING PROPERLY. | 4DDFD52D-A24F-452C-A05C-B3AA8C685C43 | Labor | 12/06/2017 | 12/06/2017 | Michael Youch
|  | SONY | UP-DR80MD | PRINTER, VIDEO |  | OPERATING ROOM - PAVILION | Pavilion |  |  | 12/06/2017 |  | 12/6/22 |  |  | NO | YES |  |  |  |  | SONY 10725722 722914 |  |  | Active |  | 99:99:99:99:99:99 |  | Equipment | PAAR:00-PVAR | 10/31/2019 |  | COOPER UNIVERSITY HOSPITAL |  |  |  | 0012647468 | DOMINIC VENDETTA | Performance Verification | Closed | Josh Harris | 01/11/2018 | 01/11/2018 | INCOMING INVENTORY | DEVICE INVENTORIED | C00146AD-AA9F-42ED-A18D-5A1F8B65960E | Labor | 01/11/2018 | 01/11/2018 | Josh Harris
|  | SONY | UP-DR80MD | PRINTER, VIDEO |  | OR - KELEMEN 3 | Kelemen |  |  | 09/12/2016 |  | 9/12/21 |  |  | NO | YES |  |  |  |  | SONY 10505434 712058 |  |  | Active |  | 99:99:99:99:99:99 |  | Equipment | PAAR:00-PVAR | 10/31/2019 |  | COOPER UNIVERSITY HOSPITAL |  |  | KELEMEN OR RM 11 |  | DOMINIC VENDETTA
|  | SONY | UP-DR80MD | PRINTER, VIDEO |  | OR - KELEMEN 3 | Kelemen |  |  | 09/26/2016 |  | 9/26/21 |  |  | NO | YES |  |  |  |  | SONY 10505385 712023 |  |  | Active |  | 99:99:99:99:99:99 |  | Equipment | PAAR:00-PVAR | 10/31/2019 |  | COOPER UNIVERSITY HOSPITAL |  |  | PAV OR 10 |  | DOMINIC VENDETTA
|  | SONY | UP-DR80MD | PRINTER, VIDEO |  | OR - KELEMEN 3 | Kelemen |  |  | 08/15/2016 |  | 8/15/21 |  |  | NO | YES |  |  |  |  | SONY 10505374 7122425 |  |  | Active |  | 99:99:99:99:99:99 |  | Equipment | PAAR:00-PVAR | 10/31/2019 |  | COOPER UNIVERSITY HOSPITAL |  |  | KELEMAN OR 9 |  | DOMINIC VENDETTA
|  | SONY | UP-DR80MD | PRINTER, VIDEO |  | OR - KELEMEN 3 | Pavilion |  |  | 05/23/2016 |  | 5/23/21 |  |  | NO | YES |  |  |  |  | SONY 10480467 710476 |  |  | Active |  | 99:99:99:99:99:99 |  | Equipment | PAAR:00-PVAR | 10/31/2019 |  | COOPER UNIVERSITY HOSPITAL |  |  |  |  | DOMINIC VENDETTA
|  | SONY | UP-DR80MD | PRINTER, VIDEO |  | VOORHEES SURGERY CENTER-OPERATING ROOM | 900 Centennial Blvd | Suite E |  | 06/02/2016 |  | 6/2/21 |  |  | NO | YES |  |  |  |  | OLYMPUS AMERICA, INC. 10480462 711339 |  |  | Active |  | 99:99:99:99:99:99 |  | Equipment | PAAR:00-PVAR | 10/31/2019 |  | COOPER AMBULATORY OFF-SITES |  |  | SUITE E |  | JENNIFER BOMBARO
|  | SONY | UP-DR80MD | PRINTER, VIDEO |  | VOORHEES SURGERY CENTER-OPERATING ROOM | 900 Centennial Blvd | Suite E |  | 06/02/2016 |  | 6/2/21 |  |  | NO | YES |  |  |  |  | OLYMPUS AMERICA, INC. 10480461 711358 |  |  | Active |  | 99:99:99:99:99:99 |  | Equipment | PAAR:00-PVAR | 10/31/2019 |  | COOPER AMBULATORY OFF-SITES |  |  | SUITE E |  | JENNIFER BOMBARO
|  | SONY | UP-DR80MD | PRINTER, VIDEO |  | OR - KELEMEN 3 | Kelemen |  |  | 05/23/2016 |  | 5/23/21 |  |  | NO | YES |  |  |  |  | SONY 10480455 710424 |  |  | Active |  | 99:99:99:99:99:99 |  | Equipment | PAAR:00-PVAR | 10/31/2019 |  | COOPER UNIVERSITY HOSPITAL |  |  |  |  | DOMINIC VENDETTA
|  | SONY | UP-DR80MD | PRINTER, VIDEO |  | OR - KELEMEN 3 | Kelemen |  |  | 05/06/2016 |  | 5/6/21 |  |  | NO | YES |  |  |  |  | SONY 10480426 71153 |  |  | Active |  | 99:99:99:99:99:99 |  | Equipment | PAAR:00-PVAR | 10/31/2019 |  | COOPER UNIVERSITY HOSPITAL |  |  | ROOM K8 |  | DOMINIC VENDETTA
|  | SONY | UP-DR80MD | PRINTER, VIDEO |  |  | Pavilion | [7 empty] | NO | YES
|  | SONY | UP-DR80MD | PRINTER, VIDEO |  |  | Pavilion | [7 empty] | YES | YES
|  | SONY | UP-DR80MD | PRINTER, VIDEO |  | OR - KELEMEN 3 | Pavilion |  |  | 01/01/1900 |  |  |  |  | NO | YES |  |  |  |  | SONY 10367622 701999 |  |  | Active |  | 99:99:99:99:99:99 |  | Equipment | PAAR:00-PVAR | 11/02/2019 |  | COOPER UNIVERSITY HOSPITAL |  |  | Pav OR 6 | WOT00000002200339 | DOMINIC VENDETTA | Disposition | Closed | Salvatore Bombara | 02/14/2019 | 05/17/2019 | Bulk Disposition CNL
|  | SONY | UP-DR80MD | PRINTER, VIDEO |  | OR - KELEMEN 3 | Kelemen |  |  | 01/01/1900 |  |  |  |  | NO | YES |  |  |  |  | SONY 10367619 701803 |  |  | Active |  | 99:99:99:99:99:99 |  | Equipment | PAAR:00-PVAR | 11/01/2019 |  | COOPER UNIVERSITY HOSPITAL |  |  | spu closet K5 | WOT00000002200329 | DOMINIC VENDETTA | Disposition | Closed | Salvatore Bombara | 02/14/2019 | 05/16/2019 | Bulk Disposition CNL
|  | SONY | UP-DR80MD | PRINTER, VIDEO |  | OR - KELEMEN 3 | Kelemen |  |  | 01/01/1900 |  |  |  |  | NO | YES |  |  |  |  | SONY 10367620 702112 |  |  | Active |  | 99:99:99:99:99:99 |  | Equipment | PAAR:00-PVAR | 11/02/2019 |  | COOPER UNIVERSITY HOSPITAL |  |  | P5 STORAGE RM |  | DOMINIC VENDETTA
|  | SONY | UP-DR80MD | PRINTER, VIDEO |  | OR - KELEMEN 3 | Pavilion |  |  | 01/01/1900 |  |  |  |  | NO | YES |  |  |  |  | SONY 10367592 701792 |  |  | Active |  | 99:99:99:99:99:99 |  | Equipment | PAAR:00-PVAR | 11/01/2019 |  | COOPER UNIVERSITY HOSPITAL |  |  | P3 OR |  | DOMINIC VENDETTA
|  | SONY | UP-DR80MD | PRINTER, VIDEO |  | OR - KELEMEN 3 | Pavilion |  |  | 01/01/1900 |  |  |  |  | NO | YES |  |  |  |  | SONY 10367585 702119 |  |  | Active |  | 99:99:99:99:99:99 |  | Equipment | PAAR:00-PVAR | 11/02/2019 |  | COOPER UNIVERSITY HOSPITAL |  |  | P OR | WOT00000002200207 | DOMINIC VENDETTA | Disposition | Closed | Salvatore Bombara | 02/14/2019 | 05/21/2019 | Bulk Disposition CNL
|  | SONY | UP-DR80MD | PRINTER, VIDEO |  |  | Pavilion | [7 empty] | NO | YES
|  | SONY | UP-DR80MD | PRINTER, VIDEO |  | VOORHEES SURGERY CENTER-SURGERY DEPT | 900 Centennial Blvd | Suite E |  | 01/23/2013 |  | 1/23/18 |  |  | NO | YES |  |  |  |  | SONY 10347177 87016 |  |  | Active |  | 99:99:99:99:99:99 |  | Equipment | PAAR:00-PVAR | 11/02/2019 |  | COOPER AMBULATORY OFF-SITES |  |  | HALLWAY | WOT00000000797526 | Theresa Megali | Repair | Closed | Kirk Lis | 04/16/2018 | 07/30/2018 | Drawer is jammed | ANALYZED UNIT. CONTACTED OEM FOR TECH. SUPPORT. WAITING FOR SUPPORT REPLY. COULD NOT RELEASE DRAWER disassembled unit unjammed carrage mechanism. reseated carrage performed ovp installed unit on video tower and performed ovp | EXP0407014 | Labor | 04/18/2018 | 04/18/2018 | Kirk Lis
|  | SONY | UP-DR80MD | PRINTER, VIDEO |  | OR - KELEMEN 3 | 900 Centennial Blvd | Suite E |  | 01/01/1900 |  |  |  |  | NO | YES |  |  |  |  | SONY 10347169 86686 |  |  | Active |  | 99:99:99:99:99:99 |  | Equipment | PAAR:00-PVAR | 11/01/2019 |  | COOPER UNIVERSITY HOSPITAL |  |  | HALLWAY | WOT00000000519714 | DOMINIC VENDETTA | Disposition | Closed | Salvatore Bombara | 02/08/2018 | 05/13/2019 | Bulk Disposition CNL
|  | SONY | UP-DR80MD | PRINTER, VIDEO | Sk0445 |  | Pavilion | [7 empty] | NO | YES | Asset Tag 10480262
|  | SONY | UP-DR80MD | PRINTER, VIDEO |  |  | Pavilion | [7 empty] | YES | YES
|  | SONY | UP-DR80MD | PRINTER, VIDEO |  | OR - KELEMEN 3 | Kelemen |  |  | 04/08/2013 |  | 4/8/18 |  |  | NO | YES |  |  |  |  | SONY 10346348 88337 |  |  | Active |  | 99:99:99:99:99:99 |  | Equipment | PAAR:00-PVAR | 11/02/2019 |  | COOPER UNIVERSITY HOSPITAL |  |  | OR-KELEMEN | 0011303036 | DOMINIC VENDETTA | Repair | Closed | Salvatore Bombara | 02/28/2017 | 02/28/2017 | PRINTER - IMAGES NOT PRINTING - PAVILION OR 5 | 2/28/2017 3:36:21 PM SXBOMBARA (SXBOMBARA 2/28/2017 12:00 AM) UNIT WAS OUT OF PAPER. EDUCATED STAFF ON PAPER CHANGE. | CFB1557E-D622-4213-A764-F763C9E1520D | Labor | 02/28/2017 | 02/28/2017 | Salvatore Bombara
|  | SONY | UP-DR80MD | PRINTER, VIDEO |  |  | 900 Centennial Blvd | Suite E | [6 empty] | YES | YES
|  | STRYKER CORP. | SDP1000 | PRINTER, VIDEO |  |  | 900 Centennial Blvd | Suite E | [6 empty] | YES | YES
|  | STRYKER CORP. | SDP1000 | PRINTER, VIDEO |  |  | 900 Centennial Blvd | Suite E | [6 empty] | YES | YES
|  | DEVICOR MEDICAL PRODUCTS | NEOPROBE GDS CONSOLE (2300) | PROBE, UPTAKE, NUCLEAR |  | OPERATING ROOM - PAVILION | Kelemen |  |  | 01/30/2017 |  | 1/30/27 |  |  | NO | YES |  |  |  |  | DEVICOR MEDICAL PRODUCTS 10769328 164068780 |  |  | Active |  | 99:99:99:99:99:99 |  | Equipment | 1Y:00-MFG | 02/14/2019 | 02/01/2020 | COOPER UNIVERSITY HOSPITAL |  |  | Pav OR Store Rm | 0012038550 | DOMINIC VENDETTA | Performance Verification | Closed | Salvatore Bombara | 08/15/2017 | 08/15/2017 | INCOMING INVENTORY | DEVICE INVENTORIED | 2CFBE50E-9F2F-418C-8E39-0A36D0C46612 | Labor | 08/15/2017 | 08/15/2017 | Bonnie Aichroth
|  | DEVICOR MEDICAL PRODUCTS | NEOPROBE GDS CONSOLE (2300) | PROBE, UPTAKE, NUCLEAR |  | OR - KELEMEN 3 | Pavilion |  |  | 08/15/2013 |  | 8/15/23 |  |  | NO | YES |  |  |  |  | DEVICOR MEDICAL PRODUCTS 10355977 134167227 |  |  | Active |  | 99:99:99:99:99:99 |  | Equipment | 1Y:00-MFG | 02/07/2019 | 02/01/2020 | COOPER UNIVERSITY HOSPITAL |  |  | K OR HALLWAY RED CART |  | DOMINIC VENDETTA
|  | DEVICOR MEDICAL PRODUCTS | NEOPROBE GDS CONSOLE (2300) | PROBE, UPTAKE, NUCLEAR |  | VOORHEES SURGERY CENTER-OPERATING ROOM | 900 Centennial Blvd | Suite E |  | 01/05/2010 |  | 1/5/20 |  |  | NO | YES |  |  |  |  | NEOPROBE 10347214 093665408 |  |  | Active |  | 99:99:99:99:99:99 |  | Equipment | 1Y:00-MFG | 04/18/2019 | 04/01/2020 | COOPER AMBULATORY OFF-SITES |  |  | SUITE E |  | JENNIFER BOMBARO
|  | DEVICOR MEDICAL PRODUCTS | NEOPROBE GDS CONSOLE (2300) | PROBE, UPTAKE, NUCLEAR |  | OPERATING ROOM - PAVILION | Kelemen |  |  | 04/24/2019 |  | 4/24/29 |  |  | NO | YES |  |  |  |  | NEOPROBE 30144495 082265014 |  |  | Active |  | 99:99:99:99:99:99 |  | Equipment | 1Y:00-MFG | 04/24/2019 | 04/24/2019 | COOPER UNIVERSITY HOSPITAL |  |  | 3RD FLOOR |  | DOMINIC VENDETTA |  |  |  | 04/24/2019 | 04/24/2019 |  |  |  |  | 04/24/2019 | 04/24/2019
|  | FUJI MEDICAL | FCR XG5000 PLUS | PROCESSOR, DIGITAL (CR) |  | RADIOLOGY DIAGNOSTICS | Kelemen | BASEMENT | retired per charlie | 04/06/2006 |  | 4/6/13 |  |  | NO | YES |  |  |  |  | FUJI MEDICAL 10369014 46921086 |  |  | Active |  | BC:30:5B:9D:1A:3B |  | Equipment | 1Y:00-MFG | 01/31/2019 | 01/01/2020 | COOPER UNIVERSITY HOSPITAL |  |  | GENERAL X-RAY ROOM M |  | PAULETTE DUCKREY
|  | CYTYC CORPORATION | THINPREP 2000 | PROCESSOR, SLIDE |  | LAB CYTOLOGY | Kelemen | BASEMENT |  | 09/08/2001 |  | 9/8/08 |  |  | NO | YES |  |  |  |  | CYTYC CORPORATION 10368046 06471 |  |  | Active |  | 99:99:99:99:99:99 |  | Equipment | 1Y:00-MFG | 09/20/2019 | 09/01/2020 | COOPER UNIVERSITY HOSPITAL |  |  | CYTOLOGY |  | DALE MORRONE
|  | HOLOGIC, INC. | THINPREP 5000 | PROCESSOR, SLIDE | 90719K13DO | LAB CYTOLOGY | Kelemen | BASEMENT |  | 11/20/2013 |  | 11/20/20 |  |  | NO | YES |  |  |  |  | HOLOGIC, INC. 10368047 90719K13DO |  |  | Active |  | 11:11:11:11:11:11 |  | Equipment | 1Y:00-MFG | 09/20/2019 | 09/01/2020 | COOPER UNIVERSITY HOSPITAL |  |  | CYTOLOGY |  | DALE MORRONE
|  | LEICA BIOSYSTEMS | TP1020 | PROCESSOR, TISSUE |  |  | 10000 Sagamore Dr | [7 empty] | NO | YES | Serial Number 7457
|  | LEICA MICROSYSTEMS, INC. | PELORIS II | PROCESSOR, TISSUE | 265070B |  | Pavilion | Basement | [6 empty] | YES | YES
|  | SAKURA FINETEK USA, INC. | TISSUE-TEK VIP5 | PROCESSOR, TISSUE | 5214040-1006 | LAB HISTOLOGY | Pavilion | Basement |  | 01/01/2001 |  | 1/1/08 |  |  | NO | YES |  |  |  |  | SAKURA FINETEK USA, INC. 10365287 5214040-1006 |  |  | Active |  | 99:99:99:99:99:99 |  | Equipment | 1Y:00-MFG | 09/20/2019 | 09/01/2020 | COOPER UNIVERSITY HOSPITAL |  |  | HISTOLOGY |  | DALE MORRONE
|  | OLYMPUS AMERICA, INC. | CV-140 | PROCESSOR, VIDEO |  | OPERATING ROOM - PAVILION | Pavilion |  |  | 01/01/1900 |  |  |  |  | NO | YES |  |  |  |  | OLYMPUS AMERICA, INC. 10346520 7059971 |  |  | Disposition |  | 99:99:99:99:99:99 |  | Equipment | PAAR:00-PVAR | 11/02/2019 |  | COOPER UNIVERSITY HOSPITAL |  |  | EQUIPMENT STORAGE P316 | WOT00000002200158 | DOMINIC VENDETTA | Disposition | Closed | Salvatore Bombara | 02/14/2019 | 05/13/2019 | Bulk Disposition CNL | Unit has been retired | EXP2914440 | Labor | 05/13/2019 | 05/13/2019 | Salvatore Bombara
|  | OLYMPUS AMERICA, INC. | CV-170 | PROCESSOR, VIDEO |  | BUNKER HILL-SURGERY | 2 Plaza Dr |  |  | 01/01/1900 |  |  |  |  | NO | YES |  |  |  |  | OLYMPUS AMERICA, INC. 10366903 7431808 |  |  | Active |  | 99:99:99:99:99:99 |  | Equipment | PAAR:00-PVAR | 11/02/2019 |  | COOPER AMBULATORY OFF-SITES |  |  | SURG PROCEDURE RM | 0011503606 | ANNE MAIER | Repair | Closed | Michael Youch | 04/21/2017 | 04/28/2017 | VIDEO SYSTEM - WONT PRINT FROM SCOPE CONTROL - TMX | 4/21/2017 3:26:35 PM MDYOUCH (MDYOUCH 4/21/2017 8:00 AM) EVALUATED TO FIND INCORRECT CABLE TO PRINTER AND ORDERED CORRECT CABLE. 4/28/2017 1:49:16 PM MDYOUCH (MDYOUCH 4/28/2017 8:00 AM) INSTALLED CABLE AND VERIFIED PRINT COMMAND FROM PROCESSOR | C87E9154-5BB1-40CF-9554-8A8A1EBFAA94 | Labor | 04/21/2017 | 04/21/2017 | Michael Youch
|  | OLYMPUS AMERICA, INC. | CV-200 | PROCESSOR, VIDEO |  | COOPER DIGESTIVE HEALTH-ENDOSCOPY | 501 Fellowship Rd |  |  | 07/17/2014 |  |  |  |  | NO | YES |  |  |  |  | OLYMPUS AMERICA, INC. 10347149 7405036 |  |  | Active |  | 99:99:99:99:99:99 |  | Equipment | PAAR:00-PVAR | 11/02/2019 |  | COOPER AMBULATORY OFF-SITES |  |  | ROOM 2 |  | JEANNE GREER
|  | OLYMPUS AMERICA, INC. | CV-200 | PROCESSOR, VIDEO |  | COOPER DIGESTIVE HEALTH-ENDOSCOPY | 501 Fellowship Rd |  |  | 07/17/2014 |  |  |  |  | NO | YES |  |  |  |  | OLYMPUS AMERICA, INC. 10347123 7405037 |  |  | Active |  | 99:99:99:99:99:99 |  | Equipment | PAAR:00-PVAR | 11/02/2019 |  | COOPER AMBULATORY OFF-SITES |  |  | Suite 102 - Procedure Side |  | JEANNE GREER
|  | OLYMPUS AMERICA, INC. | CV-200 | PROCESSOR, VIDEO |  | COOPER DIGESTIVE HEALTH-ENDOSCOPY | 501 Fellowship Rd |  |  | 07/17/2014 |  |  |  |  | NO | YES |  |  |  |  | OLYMPUS AMERICA, INC. 10347100 740503 |  |  | Active |  | 99:99:99:99:99:99 |  | Equipment | PAAR:00-PVAR | 11/01/2019 |  | COOPER AMBULATORY OFF-SITES |  |  | Suite 102 - Procedure Side | 0011155027 | JEANNE GREER | Repair | Closed | Kirk Lis | 01/31/2017 | 02/01/2017 | MONITOR - INCORRECT TIME - COOPER ENDO SUITE 102 | 2/1/2017 2:34:42 PM KALIS (KALIS 2/1/2017 12:00 AM) REPROGRAMMED CORRECT TIME INTO UNIT (KALIS 2/1/2017 12:00 AM) DOCUMENTATION | DB3C5527-06D3-4EAC-A61A-6E615E3C0AB5 | Labor | 02/01/2017 | 02/01/2017 | Kirk Lis
|  | OLYMPUS AMERICA, INC. | CV-60 | PROCESSOR, VIDEO |  | VOORHEES SURGERY CENTER-SURGERY DEPT | 6015 Main Street |  |  | 12/09/2010 |  | 12/9/15 |  |  | NO | YES |  |  |  |  | OLYMPUS AMERICA, INC. 10344843 7101031 |  |  | Active |  | 11:11:11:11:11:11 |  | Equipment | PAAR:00-PVAR | 11/02/2019 |  | COOPER AMBULATORY OFF-SITES |  |  | 6015 Main - Nurses Station |  | Theresa Megali
|  | OLYMPUS AMERICA, INC. | EVIS EXERA II CV-180 | PROCESSOR, VIDEO |  | TRAUMA ICU | Kelemen |  |  | 10/27/2009 |  | 10/27/14 |  |  | NO | YES |  |  |  |  | OLYMPUS AMERICA, INC. 10368604 7993965 |  |  | Active |  | 99:99:99:99:99:99 |  | Equipment | PAAR:00-PVAR | 11/01/2019 |  | COOPER UNIVERSITY HOSPITAL |  |  | TRAUMA ICU | WOT00000000519268 | Diane Floyd | Disposition | Closed | Richard Jolly | 02/08/2018 | 05/24/2019 | Bulk Disposition CNL
|  | OLYMPUS AMERICA, INC. | EVIS EXERA II CV-180 | PROCESSOR, VIDEO |  | OPERATING ROOM - PAVILION | Pavilion |  |  | 01/01/2013 |  | 1/1/18 |  |  | NO | YES |  |  |  |  | OLYMPUS AMERICA, INC. 10368304 700886 |  |  | Disposition |  | 99:99:99:99:99:99 |  | Equipment | PAAR:00-PVAR | 11/02/2019 |  | COOPER UNIVERSITY HOSPITAL |  |  | OR HALL | WOT00000002201234 | DOMINIC VENDETTA | Disposition | Closed | Salvatore Bombara | 02/14/2019 | 05/15/2019 | Bulk Disposition CNL | Unit has been retired | EXP2931524 | Labor | 05/15/2019 | 05/15/2019 | Salvatore Bombara
|  | OLYMPUS AMERICA, INC. | EVIS EXERA II CV-180 | PROCESSOR, VIDEO |  | OPERATING ROOM - PAVILION | Kelemen |  |  | 01/15/2009 |  | 1/15/14 |  |  | NO | YES |  |  |  |  | OLYMPUS AMERICA, INC. 10355469 7887850 |  |  | Active |  | 99:99:99:99:99:99 |  | Equipment | PAAR:00-PVAR | 11/02/2019 |  | COOPER UNIVERSITY HOSPITAL |  |  | pav 316 | WOT00000002202045 | DOMINIC VENDETTA | Disposition | Closed | Salvatore Bombara | 02/14/2019 | 05/17/2019 | Bulk Disposition CNL
|  | OLYMPUS AMERICA, INC. | EVIS EXERA II CV-180 | PROCESSOR, VIDEO |  | VOORHEES SURGERY CENTER-SURGERY DEPT | 900 Centennial Blvd | Suite E |  | 02/08/2011 |  | 2/8/16 |  |  | NO | YES |  |  |  |  | OLYMPUS AMERICA, INC. 10347249 70009998 |  |  | Active |  | 99:99:99:99:99:99 |  | Equipment | PAAR:00-PVAR | 11/02/2019 |  | COOPER AMBULATORY OFF-SITES |  |  | OR 5 |  | Theresa Megali
|  | OLYMPUS AMERICA, INC. | EVIS EXERA II CV-180 | PROCESSOR, VIDEO |  | SPECIAL TEST | Kelemen |  |  | 10/31/2019 |  | 10/31/24 |  |  | NO | YES |  |  |  |  | OLYMPUS AMERICA, INC. 30143435 7632729 |  |  | Active |  | 99:99:99:99:99:99 |  | Equipment | PAAR:00-PVAR | 10/31/2019 | 10/31/2019 | COOPER UNIVERSITY HOSPITAL |  |  | 6TH FLOOR |  | AMY HANNAN |  |  |  | 10/31/2019 | 10/31/2019 |  |  |  |  | 10/31/2019 | 10/31/2019
|  | OLYMPUS AMERICA, INC. | EVIS EXERA II CV-180 | PROCESSOR, VIDEO |  | ANESTHESIOLOGY | Pavilion |  |  | 04/06/2009 |  | 4/6/14 |  |  | NO | YES |  |  |  |  | OLYMPUS AMERICA, INC. 10346319 7980721 |  |  | Active |  | 99:99:99:99:99:99 |  | Equipment | PAAR:00-PVAR | 11/02/2019 |  | COOPER UNIVERSITY HOSPITAL |  |  | OR-KELLEMEN | WOT00000000496671 | GIACINTA ROUPAS | Repair | Closed | Salvatore Bombara | 02/01/2018 | 05/25/2018 | confirmed blurry image on the screen | .:: Acknowledged ::. Technician: Salvatore Bombara Timestamp: 2018-02-01 11:42:36 determined that the scope is malfunctioning. Staff will call in scope for service. | EXP0103793 | Labor | 02/01/2018 | 02/01/2018 | Salvatore Bombara
|  | OLYMPUS AMERICA, INC. | EVIS EXERA II CV-180 | PROCESSOR, VIDEO |  | INTENSIVE CARE UNIT | Kelemen |  |  | 11/02/2019 |  | 11/2/24 |  |  | NO | YES |  |  |  |  | OLYMPUS AMERICA, INC. 30142915 7000173 |  |  | Active |  | 99:99:99:99:99:99 |  | Equipment | PAAR:00-PVAR | 11/02/2019 | 11/02/2019 | COOPER UNIVERSITY HOSPITAL |  |  | ICU | 0012288622 | CAROLYN RUMELL | Repair | Closed | Richard Jolly | 11/02/2019 | 11/02/2019 | SCOPE TOWER - THE POWER BUTTON IS BROKEN OFF - ICU P491 | 10/11/2017 11:49:23 AM RCJOLLY (RCJOLLY 10/11/2017 10:00 AM) NEEDS A NEW SWITCH 10/27/2017 2:43:56 PM RCJOLLY (RCJOLLY 10/27/2017 10:00 AM) TESTED POWER AND IT SEEMS LIKE ITS JUST THE BUTTON (RCJOLLY 10/20/2017 10:00 AM) REPLACED POWER BUTTON | FE7C69A2-EE5B-48B3-AFD9-37B525040F91 | Labor | 11/02/2019 | 11/02/2019 | Richard Jolly
|  | OLYMPUS AMERICA, INC. | EVIS EXERA II CV-180 | PROCESSOR, VIDEO |  | 3 COOPER-MULTISPECIALTY CENTER | 6015 Main Street |  |  | 04/11/2013 |  | 4/11/18 |  |  | NO | YES |  |  |  |  | OLYMPUS AMERICA, INC. 10345625 7644626 |  |  | Active |  | 99:99:99:99:99:99 |  | Equipment | PAAR:00-PVAR | 11/02/2019 |  | COOPER AMBULATORY OFF-SITES |  |  | SUITE 104 - WAITING STORAGE |  | MARGIE OUTLER
|  | OLYMPUS AMERICA, INC. | EVIS EXERA III CV-190 | PROCESSOR, VIDEO |  | SAME DAY OR-2ND FL PAVILION | Pavilion |  |  | 10/31/2019 |  | 10/31/24 |  |  | NO | YES |  |  |  |  | OLYMPUS AMERICA, INC. 11239139 7749813 |  |  | Active |  | 99:99:99:99:99:99 |  | Equipment | PAAR:00-PVAR | 10/31/2019 | 10/31/2019 | COOPER UNIVERSITY HOSPITAL |  |  | SD OR | WOT00000000564452 | JOE DRUCTOR | Performance Verification | Closed | Salvatore Bombara | 10/31/2019 | 10/31/2019 | Performance Verification for OLYMPUS AMERICA, INC. 11239139 7749813 | Initial Install of Performance Verification. Device is ready for patient use. |  |  | 10/31/2019 | 10/31/2019
|  | OLYMPUS AMERICA, INC. | EVIS EXERA III CV-190 | PROCESSOR, VIDEO |  | SAME DAY OR-2ND FL PAVILION | Kelemen |  |  | 10/31/2019 |  | 10/31/24 |  |  | NO | YES |  |  |  |  | OLYMPUS AMERICA, INC. 11239100 7749815 |  |  | Active |  | 99:99:99:99:99:99 |  | Equipment | PAAR:00-PVAR | 10/31/2019 | 10/31/2019 | COOPER UNIVERSITY HOSPITAL |  |  | Performance Verification | WOT00000000559036 | JOE DRUCTOR | Performance Verification | Closed | Salvatore Bombara | 10/31/2019 | 10/31/2019 | Performance Verification for OLYMPUS AMERICA, INC. 11239100 7749815 | Initial Install of Performance Verification. Device is ready for patient use. |  |  | 10/31/2019 | 10/31/2019
|  | OLYMPUS AMERICA, INC. | EVIS EXERA III CV-190 | PROCESSOR, VIDEO |  | SAME DAY OR-2ND FL PAVILION | Pavilion |  |  | 10/31/2019 |  | 10/31/24 |  |  | NO | YES |  |  |  |  | OLYMPUS AMERICA, INC. 11239060 7749814 |  |  | Active |  | 99:99:99:99:99:99 |  | Equipment | PAAR:00-PVAR | 10/31/2019 | 10/31/2019 | COOPER UNIVERSITY HOSPITAL |  |  | Performance Verification | WOT00000000556212 | JOE DRUCTOR | Performance Verification | Closed | Salvatore Bombara | 10/31/2019 | 10/31/2019 | Performance Verification for OLYMPUS AMERICA, INC. 11239060 7749814 | Initial Install of Performance Verification. Device is ready for patient use. |  |  | 10/31/2019 | 10/31/2019
|  | OLYMPUS AMERICA, INC. | EVIS EXERA III CV-190 | PROCESSOR, VIDEO |  | SAME DAY OR-2ND FL PAVILION | Pavilion |  |  | 10/31/2019 |  | 10/31/24 |  |  | NO | YES |  |  |  |  | OLYMPUS AMERICA, INC. 11239027 7740602 |  |  | Active |  | 99:99:99:99:99:99 |  | Equipment | PAAR:00-PVAR | 10/31/2019 | 10/31/2019 | COOPER UNIVERSITY HOSPITAL |  |  | Performance Verification | WOT00000000552287 | JOE DRUCTOR | Performance Verification | Closed | Salvatore Bombara | 10/31/2019 | 10/31/2019 | Performance Verification for OLYMPUS AMERICA, INC. 11239027 7741856 | Initial Install of Performance Verification. Device is ready for patient use. |  |  | 10/31/2019 | 10/31/2019
|  | OLYMPUS AMERICA, INC. | EVIS EXERA III CV-190 | PROCESSOR, VIDEO |  |  | Pavilion | [7 empty] | NO | YES
|  | OLYMPUS AMERICA, INC. | EVIS EXERA III CV-190 | PROCESSOR, VIDEO |  |  | Pavilion | [7 empty] | YES | YES
|  | OLYMPUS AMERICA, INC. | EVIS EXERA III CV-190 | PROCESSOR, VIDEO |  | COOPER DIGESTIVE HEALTH-ENDOSCOPY | 501 Fellowship Road | 1 |  | 03/08/2017 |  | 3/8/22 |  |  | NO | YES |  |  |  |  | OLYMPUS AMERICA, INC. 10769383 7623333 |  |  | Active |  | 99:99:99:99:99:99 |  | Equipment | PAAR:00-PVAR | 10/31/2019 |  | COOPER AMBULATORY OFF-SITES |  |  | PROCEDURE RM 3 | 0011448477 | JEANNE GREER | Preventative Maintenance | Closed | Bonnie Aichroth | 04/03/2017 | 04/03/2017 | PERFORMANCE ASSURANCE AT INVENTORY | INVENTORIED DEVICE AND ENSURED DEVICE WAS FUNCTIONING PROPERLY. | B7EF17B3-F003-426F-A10C-7712E596FF65 | Labor | 03/08/2017 | 03/08/2017 | Kirk Lis
|  | OLYMPUS AMERICA, INC. | EVIS EXERA III CV-190 | PROCESSOR, VIDEO |  |  | Pavilion | [7 empty] | NO | YES
|  | OLYMPUS AMERICA, INC. | EVIS EXERA III CV-190 | PROCESSOR, VIDEO |  |  | Kelemen | [7 empty] | YES | YES
|  | OLYMPUS AMERICA, INC. | EVIS EXERA III CV-190 | PROCESSOR, VIDEO |  | ANESTHESIOLOGY | Kelemen |  |  | 02/12/2018 |  | 2/12/23 |  |  | NO | YES |  |  |  |  | OLYMPUS AMERICA, INC. 10752639 7748054 |  |  | Active |  | 99:99:99:99:99:99 |  | Equipment | PAAR:00-PVAR | 10/31/2019 |  | COOPER UNIVERSITY HOSPITAL |  |  | 2nd Floor Pav OR | WOT00000000548550 | GIACINTA ROUPAS | Performance Verification | Closed | Salvatore Bombara | 02/15/2018 | 07/22/2019 | Performance Verification for OLYMPUS AMERICA, INC. 10752639 7748054 | Initial Install of Performance Verification. Device is ready for patient use.
|  | OLYMPUS AMERICA, INC. | EVIS EXERA III CV-190 | PROCESSOR, VIDEO |  | PULMONARY LAB | Kelemen |  |  | 10/13/2016 |  | 10/13/21 |  |  | NO | YES |  |  |  |  | OLYMPUS AMERICA, INC. 10649863 7621803 |  |  | Active |  | 99:99:99:99:99:99 |  | Equipment | PAAR:00-PVAR | 10/31/2019 |  | COOPER UNIVERSITY HOSPITAL |  |  |  |  | KATHY LOFLAND
|  | OLYMPUS AMERICA, INC. | EVIS EXERA III CV-190 | PROCESSOR, VIDEO |  | OR - KELEMEN 3 | Kelemen |  |  | 09/12/2016 |  | 9/12/21 |  |  | NO | YES |  |  |  |  | OLYMPUS AMERICA, INC. 10505428 7620148 |  |  | Active |  | 99:99:99:99:99:99 |  | Equipment | PAAR:00-PVAR | 10/31/2019 |  | COOPER UNIVERSITY HOSPITAL |  |  | KELEMEN OR RM 11 |  | DOMINIC VENDETTA
|  | OLYMPUS AMERICA, INC. | EVIS EXERA III CV-190 | PROCESSOR, VIDEO |  | OR - KELEMEN 3 | Kelemen |  |  | 09/12/2016 |  | 9/12/21 |  |  | NO | YES |  |  |  |  | OLYMPUS AMERICA, INC. 10505379 7620097 |  |  | Active |  | 99:99:99:99:99:99 |  | Equipment | PAAR:00-PVAR | 10/31/2019 |  | COOPER UNIVERSITY HOSPITAL |  |  | KELEMAN OR RM 10 |  | DOMINIC VENDETTA
|  | OLYMPUS AMERICA, INC. | EVIS EXERA III CV-190 | PROCESSOR, VIDEO |  |  | 900 Centennial Blvd | Suite E | [6 empty] | YES | YES
|  | OLYMPUS AMERICA, INC. | EVIS EXERA III CV-190 | PROCESSOR, VIDEO |  | OR - KELEMEN 3 | Kelemen |  |  | 05/06/2016 |  | 5/6/21 |  |  | NO | YES |  |  |  |  | OLYMPUS AMERICA, INC. 10480423 7629089 |  |  | Active |  | 99:99:99:99:99:99 |  | Equipment | PAAR:00-PVAR | 10/31/2019 |  | COOPER UNIVERSITY HOSPITAL |  |  | OPERATING ROOM K8 |  | DOMINIC VENDETTA
|  | OLYMPUS AMERICA, INC. | EVIS EXERA III CV-190 | PROCESSOR, VIDEO |  | SPECIAL TEST | Kelemen |  |  | 04/18/2016 |  | 4/18/21 |  |  | NO | YES |  |  |  |  | OLYMPUS AMERICA, INC. 10480414 7629046 |  |  | Active |  | 99:99:99:99:99:99 |  | Equipment | PAAR:00-PVAR | 10/31/2019 |  | COOPER UNIVERSITY HOSPITAL |  |  | SPECIAL TEST UNIT K6 |  | AMY HANNAN
|  | OLYMPUS AMERICA, INC. | EVIS EXERA III CV-190 | PROCESSOR, VIDEO |  | SPECIAL TEST | Kelemen |  |  | 04/18/2016 |  | 4/18/21 |  |  | NO | YES |  |  |  |  | OLYMPUS AMERICA, INC. 10480412 7618983 |  |  | Active |  | 99:99:99:99:99:99 |  | Equipment | PAAR:00-PVAR | 10/31/2019 |  | COOPER UNIVERSITY HOSPITAL |  |  | SPECIAL TEST UNIT K6 |  | AMY HANNAN
|  | OLYMPUS AMERICA, INC. | EVIS EXERA III CV-190 | PROCESSOR, VIDEO |  | SPECIAL TEST | Kelemen |  |  | 04/18/2016 |  | 4/18/21 |  |  | NO | YES |  |  |  |  | OLYMPUS AMERICA, INC. 10480409 7618967 |  |  | Active |  | 99:99:99:99:99:99 |  | Equipment | PAAR:00-PVAR | 10/31/2019 |  | COOPER UNIVERSITY HOSPITAL |  |  | endo2 kel |  | AMY HANNAN
|  | OLYMPUS AMERICA, INC. | EVIS EXERA III CV-190 | PROCESSOR, VIDEO |  | SPECIAL TEST | Kelemen |  |  | 04/18/2016 |  | 4/18/21 |  |  | NO | YES |  |  |  |  | OLYMPUS AMERICA, INC. 10480408 7629048 |  |  | Active |  | 99:99:99:99:99:99 |  | Equipment | PAAR:00-PVAR | 10/31/2019 |  | COOPER UNIVERSITY HOSPITAL |  |  | Dor 6 |  | AMY HANNAN
|  | OLYMPUS AMERICA, INC. | EVIS EXERA III CV-190 | PROCESSOR, VIDEO |  | SPECIAL TEST | Kelemen |  |  | 04/18/2016 |  | 4/18/21 |  |  | NO | YES |  |  |  |  | OLYMPUS AMERICA, INC. 10480406 7629041 |  |  | Active |  | 99:99:99:99:99:99 |  | Equipment | PAAR:00-PVAR | 10/31/2019 |  | COOPER UNIVERSITY HOSPITAL |  |  | special teat |  | AMY HANNAN
|  | OLYMPUS AMERICA, INC. | EVIS EXERA III CV-190 | PROCESSOR, VIDEO |  | OR - KELEMEN 3 | Pavilion |  |  | 06/08/2015 |  | 6/8/20 |  |  | NO | YES |  |  |  |  | OLYMPUS AMERICA, INC. 10367790 7501773 |  |  | Active |  | 99:99:99:99:99:99 |  | Equipment | PAAR:00-PVAR | 11/01/2019 |  | COOPER UNIVERSITY HOSPITAL |  |  | PAV OR | WOT00000002200507 | DOMINIC VENDETTA | Disposition | Closed | Salvatore Bombara | 02/14/2019 | 05/21/2019 | Bulk Disposition CNL
|  | OLYMPUS AMERICA, INC. | EVIS EXERA III CV-190 | PROCESSOR, VIDEO |  | OR - KELEMEN 3 | Pavilion |  |  | 06/08/2015 |  | 6/8/20 |  |  | NO | YES |  |  |  |  | OLYMPUS AMERICA, INC. 10367785 7501689 |  |  | Active |  | 99:99:99:99:99:99 |  | Equipment | PAAR:00-PVAR | 11/02/2019 |  | COOPER UNIVERSITY HOSPITAL |  |  | Pav OR 6 | WOT00000002200494 | DOMINIC VENDETTA | Disposition | Closed | Salvatore Bombara | 02/14/2019 | 05/17/2019 | Bulk Disposition CNL
|  | OLYMPUS AMERICA, INC. | EVIS EXERA III CV-190 | PROCESSOR, VIDEO |  | OR - KELEMEN 3 | Pavilion |  |  | 06/08/2015 |  | 6/8/20 |  |  | NO | YES |  |  |  |  | OLYMPUS AMERICA, INC. 10367777 7501688 |  |  | Active |  | 99:99:99:99:99:99 |  | Equipment | PAAR:00-PVAR | 11/02/2019 |  | COOPER UNIVERSITY HOSPITAL |  |  | P OR 7 | 0012162710 | DOMINIC VENDETTA | Repair | Closed | Salvatore Bombara | 09/15/2017 | 09/15/2017 | VIDEO TOWER - NO MATTER WHERE IT IS PLUGGED IN, WONT POWER ON - OUTSIDE P OR 9 | 9/15/2017 2:11:08 PM SXBOMBARA (SXBOMBARA 9/15/2017 12:00 AM) CONFIRMED ERROR. RESET BREAKER. RETURNED UNIT TO SERVICE. | B25D4E62-961E-4170-B53E-613CDB83F394 | Labor | 09/15/2017 | 09/15/2017 | Salvatore Bombara
|  | OLYMPUS AMERICA, INC. | EVIS EXERA III CV-190 | PROCESSOR, VIDEO |  | OR - KELEMEN 3 | Kelemen |  |  | 06/08/2015 |  | 6/8/20 |  |  | NO | YES |  |  |  |  | OLYMPUS AMERICA, INC. 10367772 7501721 |  |  | Active |  | 99:99:99:99:99:99 |  | Equipment | PAAR:00-PVAR | 11/01/2019 |  | COOPER UNIVERSITY HOSPITAL |  |  | Kel OR | WOT00000002200458 | DOMINIC VENDETTA | Disposition | Closed | Salvatore Bombara | 02/14/2019 | 05/20/2019 | Bulk Disposition CNL
|  | OLYMPUS AMERICA, INC. | EVIS EXERA III CV-190 | PROCESSOR, VIDEO |  | OR - KELEMEN 3 | Kelemen |  |  | 05/01/2014 |  | 5/1/19 |  |  | NO | YES |  |  |  |  | OLYMPUS AMERICA, INC. 10367766 7501707 |  |  | Active |  | 99:99:99:99:99:99 |  | Equipment | PAAR:00-PVAR | 11/02/2019 |  | COOPER UNIVERSITY HOSPITAL |  |  | spu closet K5 | 0011644509 | DOMINIC VENDETTA | Repair | Closed | Salvatore Bombara | 05/17/2017 | 05/17/2017 | VIDEO IMAGE PROCESSOR - NO COLOR BARS - TMX | 5/17/2017 3:46:40 PM SXBOMBARA (SXBOMBARA 5/17/2017 12:00 AM) CONFIRMED ERROR. UNIT WAS NOT TURNED ON. | DE4745B0-A6C8-4E86-8D91-BC784A3CEF12 | Labor | 05/17/2017 | 05/17/2017 | Salvatore Bombara
|  | OLYMPUS AMERICA, INC. | EVIS EXERA III CV-190 | PROCESSOR, VIDEO |  | OR - KELEMEN 3 | Pavilion |  |  | 06/08/2015 |  | 6/8/20 |  |  | NO | YES |  |  |  |  | OLYMPUS AMERICA, INC. 10367761 7501723 |  |  | Active |  | 99:99:99:99:99:99 |  | Equipment | PAAR:00-PVAR | 11/01/2019 |  | COOPER UNIVERSITY HOSPITAL |  |  | PAV OR | 0012417710 | DOMINIC VENDETTA | Repair | Closed | Salvatore Bombara | 11/21/2017 | 11/21/2017 | CAMERA - BNC CONNECTION BROKEN - TMX | 11/21/2017 1:39:27 PM SXBOMBARA (SXBOMBARA 11/21/2017 12:00 AM) RECONFIGURED CONNECTORS. UNIT IS UP AND RUNNING CORRECTLY. | 2882C7C9-05F3-4C78-A904-5335203995C4 | Labor | 11/21/2017 | 11/21/2017 | Salvatore Bombara
|  | OLYMPUS AMERICA, INC. | EVIS EXERA III CV-190 | PROCESSOR, VIDEO |  | OR - KELEMEN 3 | Pavilion |  |  | 06/08/2015 |  | 6/8/20 |  |  | NO | YES |  |  |  |  | OLYMPUS AMERICA, INC. 10367589 7501722 |  |  | Active |  | 99:99:99:99:99:99 |  | Equipment | PAAR:00-PVAR | 11/02/2019 |  | COOPER UNIVERSITY HOSPITAL |  |  | P3 OR | WOT00000000649471 | DOMINIC VENDETTA | Repair | Closed | Salvatore Bombara | 03/09/2018 | 05/25/2018 | will not send signal to secondary monitor | Acknowledged. working with Olympus rep. determined that the unit was set to dvi. changed to SDI. tested and passed full functional check. | EXP0212326 | Labor | 03/09/2018 | 03/09/2018 | Salvatore Bombara
|  | OLYMPUS AMERICA, INC. | EVIS EXERA III CV-190 | PROCESSOR, VIDEO |  | OR - KELEMEN 3 | Pavilion |  |  | 06/08/2015 |  | 6/8/20 |  |  | NO | YES |  |  |  |  | OLYMPUS AMERICA, INC. 10367581 7550016 |  |  | Active |  | 99:99:99:99:99:99 |  | Equipment | PAAR:00-PVAR | 11/02/2019 |  | COOPER UNIVERSITY HOSPITAL |  |  | P OR | WOT00000001139965 | DOMINIC VENDETTA | Repair | Closed | Salvatore Bombara | 07/02/2018 | 11/06/2018 | needs bulb changed | Confirmed error. Replaced Bulb. Part from stock. reset counter. Ordered replacement Received part | EXP0850144 | Labor | 07/02/2018 | 07/02/2018 | Salvatore Bombara
|  | OLYMPUS AMERICA, INC. | EVIS EXERA III CV-190 | PROCESSOR, VIDEO |  | OR - KELEMEN 3 | Pavilion |  |  | 06/08/2015 |  | 6/8/20 |  |  | NO | YES |  |  |  |  | OLYMPUS AMERICA, INC. 10367580 7501719 |  |  | Active |  | 99:99:99:99:99:99 |  | Equipment | PAAR:00-PVAR | 11/02/2019 |  | COOPER UNIVERSITY HOSPITAL |  |  | P OR | WOT00000001296024 | DOMINIC VENDETTA | Repair | Closed | Salvatore Bombara | 08/15/2018 | 10/03/2018 | Monitors - will not capture pictures | Confirmed error. Determined remote connection was loose. Secured connection. Returned unit to service. | EXP1121216 | Labor | 08/15/2018 | 08/15/2018 | Salvatore Bombara
|  | OLYMPUS AMERICA, INC. | EVIS EXERA III CV-190 | PROCESSOR, VIDEO |  | BRACHFIELD MEDICAL ASSOCIATES-MEDICINE | 218 Sunset Rd |  |  | 07/17/2014 |  | 7/17/19 |  |  | NO | YES |  |  |  |  | OLYMPUS AMERICA, INC. 10367159 7405381 |  |  | Active |  | 99:99:99:99:99:99 |  | Equipment | PAAR:00-PVAR | 11/01/2019 |  | COOPER AMBULATORY OFF-SITES |  |  | ENDO - Procedure Room |  | CATHY CRAWFORD
|  | OLYMPUS AMERICA, INC. | EVIS EXERA III CV-190 | PROCESSOR, VIDEO |  |  | Kelemen | [7 empty] | YES | YES
|  | OLYMPUS AMERICA, INC. | EVIS EXERA III CV-190 | PROCESSOR, VIDEO |  |  | Kelemen | [7 empty] | YES | YES
|  | OLYMPUS AMERICA, INC. | EVIS EXERA III CV-190 | PROCESSOR, VIDEO |  | OR - KELEMEN 3 | Pavilion |  |  | 06/08/2015 |  | 6/8/20 |  |  | NO | YES |  |  |  |  | OLYMPUS AMERICA, INC. 10355459 7501771 |  |  | Active |  | 99:99:99:99:99:99 |  | Equipment | PAAR:00-PVAR | 11/02/2019 |  | COOPER UNIVERSITY HOSPITAL |  |  | P OR | WOT00000001173098 | DOMINIC VENDETTA | Repair | Closed | Salvatore Bombara | 07/17/2018 | 11/06/2018 | light source is not working on tower | confirmed error. replaced bulb. ordered replacement. received part Received part. installed, tested and passed full functional check. returned unit to service. | EXP0932601 | Labor | 07/17/2018 | 07/17/2018 | Salvatore Bombara
|  | OLYMPUS AMERICA, INC. | EVIS EXERA III CV-190 | PROCESSOR, VIDEO |  |  | MD Anderson Cancer Center | [7 empty] | NO | YES
|  | OLYMPUS AMERICA, INC. | EVIS EXERA III CV-190 | PROCESSOR, VIDEO |  | OPERATING ROOM - PAVILION | Kelemen |  |  | 09/06/2012 |  | 9/6/17 |  |  | NO | YES |  |  |  |  | OLYMPUS AMERICA, INC. 10346630 7222937 |  |  | Active |  | 99:99:99:99:99:99 |  | Equipment | PAAR:00-PVAR | 11/02/2019 |  | COOPER UNIVERSITY HOSPITAL |  |  | L&D | WOT00000002200250 | DOMINIC VENDETTA | Disposition | Closed | Salvatore Bombara | 02/14/2019 | 05/13/2019 | Bulk Disposition CNL
|  | OLYMPUS AMERICA, INC. | OTV-SI | PROCESSOR, VIDEO |  | 127 CHURCH - SURGERY | 127 Church Rd |  |  | 08/10/2007 |  | 8/10/12 |  |  | NO | YES |  |  |  |  | OLYMPUS AMERICA, INC. 10365941 7741508 |  |  | Active |  | 99:99:99:99:99:99 |  | Equipment | PAAR:00-PVAR | 11/02/2019 |  | COOPER AMBULATORY OFF-SITES |  |  | EXAM 5 | WOT00000001265734 | Carmen Rivera | Repair | Closed | Kirk Lis | 08/02/2018 | 11/06/2018 | Needs light bulb replaced | INSTALLED BULB PART # EFR. PERFORMED OVP | EXP1060030 | Labor | 08/03/2018 | 08/03/2018 | Kirk Lis
|  | OLYMPUS AMERICA, INC. | OTV-SI | PROCESSOR, VIDEO |  | 127 CHURCH - SURGERY | 127 Church Rd |  |  | 05/09/2008 |  | 5/9/13 |  |  | NO | YES |  |  |  |  | OLYMPUS AMERICA, INC. 10365938 7741536 |  |  | Active |  | 99:99:99:99:99:99 |  | Equipment | PAAR:00-PVAR | 11/02/2019 |  | COOPER AMBULATORY OFF-SITES |  |  | EXAM 5 | WOT00000000782502 | Carmen Rivera | Repair | Closed | Kirk Lis | 04/11/2018 | 07/30/2018 | Needs new Bulb | REPLACED LAMP PERFORMED OVP | EXP0364504 | Labor | 04/11/2018 | 04/11/2018 | Kirk Lis
|  | OLYMPUS AMERICA, INC. | OTV-SI | PROCESSOR, VIDEO |  | 3 COOPER-MULTISPECIALTY CENTER | 3 Cooper |  |  | 04/11/2013 |  | 4/11/18 |  |  | NO | YES |  |  |  |  | OLYMPUS AMERICA, INC. 10345580 7356002 |  |  | Active |  | 99:99:99:99:99:99 |  | Equipment | PAAR:00-PVAR | 11/02/2019 |  | COOPER AMBULATORY OFF-SITES |  |  | SUITE 104 - EXAM 169 |  | MARGIE OUTLER
|  | OLYMPUS AMERICA, INC. | OTV-SI | PROCESSOR, VIDEO |  | VOORHEES SURGERY CENTER-SURGERY DEPT | 6015 Main St |  |  | 03/08/2010 |  | 3/8/15 |  |  | NO | YES |  |  |  |  | OLYMPUS AMERICA, INC. 10344812 7943862 |  |  | Active |  | 99:99:99:99:99:99 |  | Equipment | PAAR:00-PVAR | 11/02/2019 |  | COOPER AMBULATORY OFF-SITES |  |  | SUITE G PROC RM A | WOT00000000806012 | Theresa Megali | Repair | Closed | Kirk Lis | 04/18/2018 | 07/30/2018 | light source not attaching, ongoing issue, see note | TRACED PROBLEM TO BOTH LAMPS DEFECTIVE. REPLACED LAMPS AND PERFORMED OVP | EXP0408185 | Labor | 04/19/2018 | 04/19/2018 | Kirk Lis
|  | OLYMPUS AMERICA, INC. | OTV-SI | PROCESSOR, VIDEO |  | VOORHEES SURGERY CENTER-SURGERY DEPT | 6015 Main St |  |  | 10/11/2007 |  | 10/11/12 |  |  | NO | YES |  |  |  |  | OLYMPUS AMERICA, INC. 10344806 7741539 |  |  | Active |  | 99:99:99:99:99:99 |  | Equipment | PAAR:00-PVAR | 11/02/2019 |  | COOPER AMBULATORY OFF-SITES |  |  | SUITE G PROC RM A | WOT00000000659864 | Theresa Megali | Repair | Closed | Kirk Lis | 03/16/2018 | 07/30/2018 | the light source has an error, the scope is not holding in the machine tightly | analyzed unit. tested and confirmed problem. brought unit back dept. disassembled unit. cleaned contacts .contacted oem. for part # of connector. olympus does not sell parts for this unit. brought unit back to site . tested unit .could not alleviate issue. cleaned contacts multiple times CLEANED CONTACTS WITH FILE. TESTED UNIT . ELIMINATED INTERMITTANT DISPLAY ISSUE. PERFORMED OVP. INFORMED STAFF ON UNIT'S STATUS. | EXP0261457 | Labor | 03/20/2018 | 03/20/2018 | Kirk Lis
|  | OLYMPUS AMERICA, INC. | VISERA ELITE OTV-S190 | PROCESSOR, VIDEO |  | OPERATING ROOM - PAVILION | Pavilion |  |  | 12/07/2012 |  | 12/7/17 |  |  | NO | YES |  |  |  |  | OLYMPUS AMERICA, INC. 10368266 7253305 |  |  | Active |  | 99:99:99:99:99:99 |  | Equipment | PAAR:00-PVAR | 11/02/2019 |  | COOPER UNIVERSITY HOSPITAL |  |  | OPERATING ROOM 8 | WOT00000002201120 | DOMINIC VENDETTA | Disposition | Closed | Salvatore Bombara | 02/14/2019 | 05/17/2019 | Bulk Disposition CNL
|  | OLYMPUS AMERICA, INC. | VISERA ELITE OTV-S190 | PROCESSOR, VIDEO |  | COOPER CANCER CENTER-MULTIDISCIPLINARY CLINIC | MD Anderson Cancer Center |  |  | 09/10/2013 |  | 9/10/18 |  |  | NO | YES |  |  |  |  | OLYMPUS AMERICA, INC. 10348792 7354596 |  |  | Active |  | 99:99:99:99:99:99 |  | Equipment | PAAR:00-PVAR | 10/31/2019 |  | COOPER AMBULATORY OFF-SITES |  |  | Multi Disc - C2049 or C2220 |  | ROXANNE BERGER
|  | PENTAX MEDICAL | EPK-3000 | PROCESSOR, VIDEO | B010280 | 6200 MAIN ST-SURGERY | 6200 Main St |  |  | 10/31/2019 |  | 10/31/24 |  |  | NO | YES |  |  |  |  | PENTAX MEDICAL 11200075 B010280 |  |  | Active |  |  |  | Equipment | PAAR:00-PVAR | 10/31/2019 | 10/31/2019 | COOPER AMBULATORY OFF-SITES |  |  | Performance Verification | WOT00000003696887 | BOBBIE MICKLE | Performance Verification | Completed | Kirk Lis | 10/31/2019 | 10/31/2019 | Performance Verification for PENTAX MEDICAL 11200075 B010280 | Initial Install of Performance Verification. Device is ready for patient use. |  |  | 10/31/2019 | 10/31/2019
|  | VISION SCIENCES | DPU-7000A | PROCESSOR, VIDEO | 7A08-0140256 | 6017 MAIN ST-PLASTICS | 6200 Main St |  |  | 06/20/2014 |  | 6/20/19 |  |  | NO | YES |  |  |  |  | VISION SCIENCES 10345804 7A08-0140256 |  |  | Active |  | 11:11:11:11:11:11 |  | Equipment | PAAR:00-PVAR | 11/01/2019 |  | COOPER AMBULATORY OFF-SITES |  |  | PROCEDURE ROOM C |  | ANNE MAIER
|  | BIOTRONIK, INC. | RENAMIC | PROGRAMMER, PACEMAKER |  |  | 221 Victoria Street | [7 empty] | YES | YES
|  | BIOTRONIK, INC. | RENAMIC | PROGRAMMER, PACEMAKER |  |  | 400 Medical Center Dr | [7 empty] | YES | YES
|  | BIOTRONIK, INC. | RENAMIC | PROGRAMMER, PACEMAKER |  | CARDIAC CATH LAB | Kelemen |  |  | 02/17/2014 |  | 2/17/19 |  |  | NO | YES |  |  |  |  | BIOTRONIK, INC. 10368394 61712221 |  |  | Active |  | 99:99:99:99:99:99 |  | Equipment | PAAR:00-PVAR | 11/02/2019 |  | COOPER UNIVERSITY HOSPITAL |  |  | CCL - Lab Hallway |  | LINDA BEAN
|  | BIOTRONIK, INC. | RENAMIC | PROGRAMMER, PACEMAKER |  | BRACE ROAD-CARDIOLOGY | 1210 Brace Rd | Heart Institute |  | 01/01/1900 |  |  |  |  | NO | YES |  |  |  |  | BIOTRONIK, INC. 10366033 61724832 |  |  | Active |  | 99:99:99:99:99:99 |  | Equipment | PAAR:00-PVAR | 11/02/2019 |  | COOPER AMBULATORY OFF-SITES |  |  | ROOM 4 |  | Beth Mook
|  | BIOTRONIK, INC. | RENAMIC | PROGRAMMER, PACEMAKER |  |  | 218 Sunset Rd | [7 empty] | YES | YES
|  | BIOTRONIK, INC. | RENAMIC | PROGRAMMER, PACEMAKER |  | 3 COOPER-CARDIAC DIAGNOSTIC CENTER | 3 Cooper |  |  | 01/01/1900 |  |  |  |  | NO | YES |  |  |  |  | BIOTRONIK, INC. 10346857 61711860 |  |  | Active |  | 99:99:99:99:99:99 |  | Equipment | PAAR:00-PVAR | 11/02/2019 |  | COOPER AMBULATORY OFF-SITES |  |  | SUITE 311 - EXAM A |  | CARLA TRUELL
|  | BOSTON SCIENTIFIC | ZOOM LATITUDE 3120 | PROGRAMMER, PACEMAKER |  |  | 400 Medical Center Dr | [7 empty] | YES | YES
|  | BOSTON SCIENTIFIC | ZOOM LATITUDE 3120 | PROGRAMMER, PACEMAKER |  |  | 221 Victoria Street | [7 empty] | YES | YES
|  | BOSTON SCIENTIFIC | ZOOM LATITUDE 3120 | PROGRAMMER, PACEMAKER |  |  | 2 Plaza Dr | [7 empty] | YES | YES
|  | BOSTON SCIENTIFIC | ZOOM LATITUDE 3120 | PROGRAMMER, PACEMAKER |  |  | Kelemen | [7 empty] | YES | YES
|  | BOSTON SCIENTIFIC | ZOOM LATITUDE 3120 | PROGRAMMER, PACEMAKER |  | CARDIAC CATH LAB | Pavilion |  |  | 02/01/2014 |  | 2/1/19 |  |  | NO | YES |  |  |  |  | BOSTON SCIENTIFIC 10725020 062546 |  |  | Active |  | 99:99:99:99:99:99 |  | Equipment | PAAR:00-PVAR | 11/02/2019 |  | COOPER UNIVERSITY HOSPITAL |  |  | CCL - Lab Hallway | 0012317683 | LINDA BEAN | Alert | Closed | Charles Santomero | 10/24/2017 | 10/31/2017 | SFT000121: Boston Scientifc - Zoom Latitude: Vulnerabilities Exist in the Encryption of PHI when PHI at Rest | 10/31/2017 10:46:12 AM CTSANTOMERO (CTSANTOMERO 10/31/2017 8:00 AM) THE MANUFACTURER WILL NOT BE ISSUING A PRODUCT UPDATE TO ADDRESS THIS ISSUE. THE RECOMMENDATIONS IN THE ALERT HAVE BEEN FOLLOWED. BOSTON SCIENTIFIC WILL NOT BE ISSUING A PRODUCT UPDATE TO ADDRESS THE IDENTIFIED VULNERABILITIES IN THE ZOOM LATITUDE PRM ? MODEL 3120. RECOMMENDED CUSTOMER ACTION: BOSTON SCIENTIFIC HAS IDENTIFIED COMPENSATING CONTROLS TO REDUCE THE RISK OF EXPLOITATION AND RECOMMENDS THAT USERS IMPLEMENT THE FOLLOWING MEASURES: CONTROL ACCESS TO THE DEVICE AND ENSURE ALL ACCESS IS PROPERLY INVENTORIED. MAINTAIN THE DEVICE IN A SECURE OR LOCKED LOCATION WHEN NOT IN USE, AND REMOVE PHI PRIOR TO RETIRING OR REMOVING THE DEVICE FROM THE FACILITY. INSTRUCTIONS FOR REMOVING PHI ARE OUTLINED IN THE OPERATOR?S MANUAL" | 37A523B3-DA3C-4DAC-A9E5-471F361716AB | Labor | 10/31/2017 | 10/31/2017 | Charles Santomero
|  | BOSTON SCIENTIFIC | ZOOM LATITUDE 3120 | PROGRAMMER, PACEMAKER |  | 3 COOPER-CARDIAC DIAGNOSTIC CENTER | 3 Cooper |  |  | 03/12/2011 |  | 3/12/16 |  |  | NO | YES |  |  |  |  | BOSTON SCIENTIFIC 10366470 055990 |  |  | Active |  | 99:99:99:99:99:99 |  | Equipment | PAAR:00-PVAR | 11/02/2019 |  | COOPER AMBULATORY OFF-SITES |  |  | SUITE 311 - EXAM A | 0012317677 | CARLA TRUELL | Alert | Closed | Stephen Zubrzycki | 10/24/2017 | 10/31/2017 | SFT000121: Boston Scientifc - Zoom Latitude: Vulnerabilities Exist in the Encryption of PHI when PHI at Rest | 10/31/2017 2:48:17 PM MDYOUCH (MDYOUCH 10/31/2017 2:30 PM) NOTIFIED TIFFANY GRAHAM OF THE ALERT | EEDA977D-20A7-45E7-9273-EF949671F2D9 | Labor | 10/31/2017 | 10/31/2017 | Michael Youch
|  | BOSTON SCIENTIFIC | ZOOM LATITUDE 3120 | PROGRAMMER, PACEMAKER |  | BRACE ROAD-CARDIOLOGY | 1210 Brace Rd | Heart Institute |  | 12/11/2007 |  | 12/11/12 |  |  | NO | YES |  |  |  |  | GUIDANT CORPORATION 10366031 070867 |  |  | Active |  | 99:99:99:99:99:99 |  | Equipment | PAAR:00-PVAR | 11/02/2019 |  | COOPER AMBULATORY OFF-SITES |  |  | ROOM 4 | 0012317655 | Beth Mook | Alert | Closed | Kirk Lis | 10/24/2017 | 11/01/2017 | SFT000121: Boston Scientifc - Zoom Latitude: Vulnerabilities Exist in the Encryption of PHI when PHI at Rest | 11/1/2017 8:51:22 AM KALIS (KALIS 10/31/2017 12:00 AM) CHECKED ON LOCATION OF UNIT. EQUIPMENT IS LOCATED IN SECURE ROOM. THIS COMPLIES WITH OEM ALERT STATED CONDITIONS OF COMPLIANCE. INFORMED DOCTORS AND MANAGER ON KEEPING UNIT IN SUCRE LOACTION WHEN IN NOT IN USE. 11/1/2017 8:52:40 AM KALIS (KALIS 10/31/2017 12:00 AM) TRAVEL TIME | D54A1253-4F9A-43A3-8949-758D35BF644D | Labor | 10/31/2017 | 10/31/2017 | Kirk Lis
|  | BOSTON SCIENTIFIC | ZOOM LATITUDE 3120 | PROGRAMMER, PACEMAKER |  |  | Kelemen | [7 empty] | YES | YES
|  | BOSTON SCIENTIFIC | ZOOM LATITUDE 3120 | PROGRAMMER, PACEMAKER |  | BRACHFIELD MEDICAL ASSOCIATES-MEDICINE | 218 Sunset Rd |  |  | 09/24/2008 |  | 9/24/13 |  |  | NO | YES |  |  |  |  | GUIDANT CORPORATION 10348011 064562 |  |  | Active |  | 99:99:99:99:99:99 |  | Equipment | PAAR:00-PVAR | 11/02/2019 |  | COOPER AMBULATORY OFF-SITES |  |  | Cardiology - storage | 0012317679 | CATHY CRAWFORD | Alert | Closed | Kirk Lis | 10/24/2017 | 11/01/2017 | SFT000121: Boston Scientifc - Zoom Latitude: Vulnerabilities Exist in the Encryption of PHI when PHI at Rest | 11/1/2017 8:54:45 AM KALIS (KALIS 10/31/2017 12:00 AM) CHECKED ON LOCATION OF UNIT. EQUIPMENT IS LOCATED IN SECURE ROOM. THIS COMPLIES WITH OEM ALERT STATED CONDITIONS OF COMPLIANCE. | CE338A8D-83CF-49C4-A2FF-80BF369561EB | Labor | 10/31/2017 | 10/31/2017 | Kirk Lis
|  | BOSTON SCIENTIFIC | ZOOM LATITUDE 3120 | PROGRAMMER, PACEMAKER |  | 3 COOPER-CARDIAC DIAGNOSTIC CENTER | 3 Cooper |  |  | 01/01/1900 |  |  |  |  | NO | YES |  |  |  |  | BOSTON SCIENTIFIC 10346852 075154 |  |  | Active |  | 99:99:99:99:99:99 |  | Equipment | PAAR:00-PVAR | 11/02/2019 |  | COOPER AMBULATORY OFF-SITES |  |  | SUITE 311 - EXAM A |  | CARLA TRUELL
|  | MEDTRONIC INC. | CARELINK 2090 | PROGRAMMER, PACEMAKER | Pkk055781r |  | Kelemen | [7 empty] | YES | YES
|  | MEDTRONIC INC. | CARELINK 2090 | PROGRAMMER, PACEMAKER | PKK106171R |  | 400 Medical Center Dr | [7 empty] | YES | YES
|  | MEDTRONIC INC. | CARELINK 2090 | PROGRAMMER, PACEMAKER | PKK053303R |  | 400 Medical Center Dr | [7 empty] | YES | YES
|  | MEDTRONIC INC. | CARELINK 2090 | PROGRAMMER, PACEMAKER | PKK014118R | CARDIAC CATH LAB | Kelemen |  |  | 01/01/2010 |  | 1/1/15 |  |  | NO | YES |  |  |  |  | MEDTRONIC INC. 10725073 PKK014118R |  |  | Active |  | 99:99:99:99:99:99 |  | Equipment | PAAR:00-PVAR | 11/02/2019 |  | COOPER UNIVERSITY HOSPITAL |  |  | CCL - Lab Hallway | WOT00000001161602 | LINDA BEAN | Alert | Closed | Stephen Zubrzycki | 07/11/2018 | 05/13/2019 | ALT001160 - Medtronic, Inc. - Percepta CRT-P MRI SureScan and Percepta Quad CRT-P MRI SureScan Pacemakers - Potential For Device Reset To Occur Due To A Timing | Verified that software version was 8.1 | EXP1116167 | Labor | 08/14/2018 | 08/14/2018 | Stephen Zubrzycki
|  | MEDTRONIC INC. | CARELINK 2090 | PROGRAMMER, PACEMAKER | PKK016690R | CARDIAC CATH LAB | Pavilion |  |  | 05/11/2017 |  | 5/11/22 |  |  | NO | YES |  |  |  |  | MEDTRONIC INC. 10725018 PKK016690R |  |  | Disposition |  | 99:99:99:99:99:99 |  | Equipment | PAAR:00-PVAR | 10/16/2019 |  | COOPER UNIVERSITY HOSPITAL |  |  | Disposition | 0012389180 | LINDA BEAN | Performance Verification | Closed | Josh Harris | 11/07/2017 | 11/07/2017 | INCOMING INVENTORY | DEVICE INVENTORIED | 83A5F1B1-9F0D-4C69-8F45-998CEEC74C5C | Labor | 11/07/2017 | 11/07/2017 | Josh Harris
|  | MEDTRONIC INC. | CARELINK 2090 | PROGRAMMER, PACEMAKER | PKK208714R |  | Kelemen | [7 empty] | YES | YES
|  | MEDTRONIC INC. | CARELINK 2090 | PROGRAMMER, PACEMAKER | PKK018010R |  | 221 Victoria Street | [7 empty] | YES | YES
|  | MEDTRONIC INC. | CARELINK 2090 | PROGRAMMER, PACEMAKER | PKK011865R | 3 COOPER-CARDIAC DIAGNOSTIC CENTER | 3 Cooper |  |  | 12/01/2012 |  | 12/1/17 |  |  | NO | YES |  |  |  |  | MEDTRONIC INC. 10366469 PKK011865R |  |  | Active |  | 99:99:99:99:99:99 |  | Equipment | PAAR:00-PVAR | 11/02/2019 |  | COOPER AMBULATORY OFF-SITES |  |  | Suite 311 - Exam A | WOT00000001161596 | CARLA TRUELL | Alert | Closed | Stephen Zubrzycki | 07/11/2018 | 05/13/2019 | ALT001160 - Medtronic, Inc. - Percepta CRT-P MRI SureScan and Percepta Quad CRT-P MRI SureScan Pacemakers - Potential For Device Reset To Occur Due To A Timing | Software was upgraded to 8.1 to resolve issue. | EXP1116050 | Labor | 08/14/2018 | 08/14/2018 | Stephen Zubrzycki
|  | MEDTRONIC INC. | CARELINK 2090 | PROGRAMMER, PACEMAKER | PKK006534R | BRACHFIELD MEDICAL ASSOCIATES-MEDICINE | 218 Sunset Rd |  |  | 06/25/2009 |  | 6/25/14 |  |  | NO | YES |  |  |  |  | MEDTRONIC INC. 10348016 PKK006534R |  |  | Active |  | 99:99:99:99:99:99 |  | Equipment | PAAR:00-PVAR | 11/02/2019 |  | COOPER AMBULATORY OFF-SITES |  |  | Cardiology - storage | WOT00000001161594 | CATHY CRAWFORD | Alert | Closed | Kirk Lis | 07/11/2018 | 05/13/2019 | ALT001160 - Medtronic, Inc. - Percepta CRT-P MRI SureScan and Percepta Quad CRT-P MRI SureScan Pacemakers - Potential For Device Reset To Occur Due To A Timing | THIS MODEL IS NOT AFFECTED . MODELS W1TR01 & W4R01 ARE AFFECTED | EXP1790194 | Labor | 11/27/2018 | 11/27/2018 | Kirk Lis
|  | MEDTRONIC INC. | CARELINK 2090 | PROGRAMMER, PACEMAKER | PKK201724R | BRACHFIELD MEDICAL ASSOCIATES-MEDICINE | 218 Sunset Rd |  |  | 06/21/2012 |  | 6/21/17 |  |  | NO | YES |  |  |  |  | MEDTRONIC INC. 10348013 PKK201724R |  |  | Active |  | 99:99:99:99:99:99 |  | Equipment | PAAR:00-PVAR | 11/01/2019 |  | COOPER AMBULATORY OFF-SITES |  |  | Cardiology - storage | WOT00000001161593 | CATHY CRAWFORD | Alert | Closed | Kirk Lis | 07/11/2018 | 05/13/2019 | ALT001160 - Medtronic, Inc. - Percepta CRT-P MRI SureScan and Percepta Quad CRT-P MRI SureScan Pacemakers - Potential For Device Reset To Occur Due To A Timing | THIS MODEL IS NOT AFFECTED .MODELS W1TR01 & W4R01 ARE AFFECTED | EXP1790344 | Labor | 11/27/2018 | 11/27/2018 | Kirk Lis
|  | MEDTRONIC INC. | CARELINK 2090 | PROGRAMMER, PACEMAKER |  |  | Pavilion | [7 empty] | YES | YES
|  | MEDTRONIC INC. | CARELINK 2090 | PROGRAMMER, PACEMAKER | Pkk020119r | 3 COOPER-CARDIAC DIAGNOSTIC CENTER | 3 Cooper |  |  | 01/01/1900 |  |  |  |  | NO | YES |  |  |  |  | MEDTRONIC INC. 10346851 kk020119r |  |  | Active |  | 99:99:99:99:99:99 |  | Equipment | PAAR:00-PVAR | 11/02/2019 |  | COOPER AMBULATORY OFF-SITES |  |  | Suite 311 - Exam C | WOT00000001161592 | CARLA TRUELL | Alert | Closed | Stephen Zubrzycki | 07/11/2018 | 05/13/2019 | ALT001160 - Medtronic, Inc. - Percepta CRT-P MRI SureScan and Percepta Quad CRT-P MRI SureScan Pacemakers - Potential For Device Reset To Occur Due To A Timing | Software was upgraded to 8.1 to resolve issue. | EXP1116043 | Labor | 08/14/2018 | 08/14/2018 | Stephen Zubrzycki
|  | MEDTRONIC INC. | CARELINK 2090 | PROGRAMMER, PACEMAKER | PKK106220R | VOORHEES CARDIOLOGY SUITE 102 | Kelemen |  |  | 01/01/2001 |  | 1/1/06 |  |  | NO | YES |  |  |  |  | MEDTRONIC INC. 10345352 PKK106220R |  |  | Active |  | 99:99:99:99:99:99 |  | Equipment | PAAR:00-PVAR | 11/02/2019 |  | COOPER AMBULATORY OFF-SITES |  |  | Exam 7 | WOT00000001161589 | MICHELE MOLINARI | Alert | Closed | Kirk Lis | 07/11/2018 | 05/13/2019 | ALT001160 - Medtronic, Inc. - Percepta CRT-P MRI SureScan and Percepta Quad CRT-P MRI SureScan Pacemakers - Potential For Device Reset To Occur Due To A Timing | THIS MODEL IS NOT AFFECTED .MODELS W1TR01 & W4R01 ARE AFFECTED | EXP1790270 | Labor | 11/27/2018 | 11/27/2018 | Kirk Lis
|  | MEDTRONIC INC. | VITATRON | PROGRAMMER, PACEMAKER | PKK053693R | BRACE ROAD-CARDIOLOGY | 1210 Brace Rd | Heart Institute |  | 12/11/2007 |  | 12/11/12 |  |  | NO | YES |  |  |  |  | MEDTRONIC INC. 10366032 PKK053693R |  |  | Active |  | 99:99:99:99:99:99 |  | Equipment | PAAR:00-PVAR | 11/02/2019 |  | COOPER AMBULATORY OFF-SITES |  |  | ROOM 4 |  | Beth Mook
|  | MEDTRONIC INC. | VITATRON | PROGRAMMER, PACEMAKER | PKK055870R | BRACE ROAD-CARDIOLOGY | 1210 Brace Rd | Heart Institute |  | 12/11/2008 |  | 12/11/13 |  |  | NO | YES |  |  |  |  | MEDTRONIC INC. 10366025 PKK055870R |  |  | Active |  | 99:99:99:99:99:99 |  | Equipment | PAAR:00-PVAR | 11/02/2019 |  | COOPER AMBULATORY OFF-SITES |  |  | ROOM 3 |  | Beth Mook
|  | ST. JUDE MEDICAL CARDIAC RHYTHM | MERLIN | PROGRAMMER, PACEMAKER |  |  | 400 Medical Center Dr | [7 empty] | YES | YES
|  | ST. JUDE MEDICAL CARDIAC RHYTHM | MERLIN | PROGRAMMER, PACEMAKER |  |  | 218 Sunset Rd | [7 empty] | YES | YES
|  | ST. JUDE MEDICAL CARDIAC RHYTHM | MERLIN | PROGRAMMER, PACEMAKER |  | CARDIAC CATH LAB | 1210 Brace Rd | Heart Institute |  | 12/15/2017 |  | 12/15/22 |  |  | NO | YES |  |  |  |  | ST. JUDE MEDICAL CARDIAC RHYTHM 10725148 12048484 |  |  | Disposition |  | 99:99:99:99:99:99 |  | Equipment | PAAR:00-PVAR | 10/16/2019 |  | COOPER UNIVERSITY HOSPITAL |  |  | CCL - Lab Hallway | 0012589571 | LINDA BEAN | Performance Verification | Closed | Josh Harris | 12/28/2017 | 12/28/2017 | INCOMING INVENTORY | DEVICE INVENTORIED | BACFCB76-3C66-4AF2-A417-DF454C0CB2FC | Labor | 12/28/2017 | 12/28/2017 | Josh Harris
|  | ST. JUDE MEDICAL CARDIAC RHYTHM | MERLIN | PROGRAMMER, PACEMAKER |  | 3 COOPER-CARDIAC DIAGNOSTIC CENTER | 3 Cooper |  |  | 08/03/2009 |  | 8/3/14 |  |  | NO | YES |  |  |  |  | ST. JUDE MEDICAL CARDIAC RHYTHM 10369583 12042825 |  |  | Active |  | 99:99:99:99:99:99 |  | Equipment | PAAR:00-PVAR | 11/02/2019 |  | COOPER AMBULATORY OFF-SITES |  |  | SUITE 311 - EXAM A |  | CARLA TRUELL
|  | ST. JUDE MEDICAL CARDIAC RHYTHM | MERLIN | PROGRAMMER, PACEMAKER |  |  | Kelemen | [7 empty] | YES | YES
|  | ST. JUDE MEDICAL CARDIAC RHYTHM | MERLIN | PROGRAMMER, PACEMAKER |  |  | Kelemen | [7 empty] | YES | YES
|  | ST. JUDE MEDICAL CARDIAC RHYTHM | MERLIN | PROGRAMMER, PACEMAKER |  |  | Pavilion | [7 empty] | YES | YES
|  | ST. JUDE MEDICAL CARDIAC RHYTHM | MERLIN | PROGRAMMER, PACEMAKER |  | BRACE ROAD-CARDIOLOGY | 1210 Brace Rd | Heart Institute |  | 08/05/2005 |  | 8/5/10 |  |  | NO | YES |  |  |  |  | ST. JUDE MEDICAL CARDIAC RHYTHM 10366012 27760 |  |  | Active |  | 99:99:99:99:99:99 |  | Equipment | PAAR:00-PVAR | 11/02/2019 |  | COOPER AMBULATORY OFF-SITES |  |  | Testing 1 | WOT00000001158162 | Beth Mook | Alert | Closed | Kirk Lis | 07/10/2018 | 05/13/2019 | ALT001159 - Abbott/St. Jude Medical - Confirm Rx Insertable Cardiac Monitors - Exposure To Sub-Freezing Temperatures Caused A Transient Battery Voltage Drop F | Device is not affected. Recall is for implantable device as per Abbott tech. rep. Christopher | EXP1789781 | Labor | 11/27/2018 | 11/27/2018 | Kirk Lis
|  | ST. JUDE MEDICAL CARDIAC RHYTHM | MERLIN | PROGRAMMER, PACEMAKER |  |  | 218 Sunset Rd | [7 empty] | YES | YES
|  | ST. JUDE MEDICAL CARDIAC RHYTHM | MERLIN | PROGRAMMER, PACEMAKER |  | 3 COOPER-CARDIAC DIAGNOSTIC CENTER | 3 Cooper |  |  | 07/01/2008 |  | 7/1/13 |  |  | NO | YES |  |  |  |  | ST. JUDE MEDICAL CARDIAC RHYTHM 10346853 17956 |  |  | Active |  | 99:99:99:99:99:99 |  | Equipment | PAAR:00-PVAR | 11/01/2019 |  | COOPER AMBULATORY OFF-SITES |  |  | SUITE 311 - EXAM A |  | CARLA TRUELL
|  | ST. JUDE MEDICAL CARDIAC RHYTHM | MERLIN 3650 | PROGRAMMER, PACEMAKER |  |  | Pavilion | [7 empty] | YES | YES
|  | KODAK HEALTH IMAGING | EKTAGRAPHIC 270 | PROJECTOR, SLIDE |  |  | Pavilion | Basement | [6 empty] | YES | YES
|  | CELL BIOSCIENCES | FLUORCHEM Q | PROTEIN IMAGER |  |  | 401 Haddon Ave | [7 empty] | YES | YES
|  | BIOSENSE WEBSTER, INC. | EM-5406-00 | PS UNIT | B027953 |  | Kelemen | [6 empty] | SYSTEM COMPONENT | YES | YES
|  | EXTECH INSTRUMENTS CORP. | HD500 | PSYCHROMETER |  | BIOMEDICAL | Kelemen |  |  | 06/10/2015 |  |  |  |  | NO | YES |  |  |  |  | EXTECH INSTRUMENTS CORP. 10732428 131028663 |  |  | Active |  | 99:99:99:99:99:99 |  | Test Equipment | 1Y:00-VEN | 05/06/2019 | 01/01/2020 | COOPER UNIVERSITY HOSPITAL |  |  |  | 0012668357 | Bonnie Aichroch | Repair | Closed | Stephen Zubrzycki | 01/22/2018 | 02/15/2018 | TEST EQUIPMENT - NEEDS TO BE SENT OUT FOR CALIBRATION | 1/22/2018 3:37:23 PM SJZUBRZYCKI (SJZUBRZYCKI 1/22/2018 12:00 AM) NEEDS TO BE SENT TO BC BIOMEDICAL FOR CALIBRATION 2/15/2018 4:08:36 PM SJZUBRZYCKI (SJZUBRZYCKI 2/15/2018 12:00 AM) UNIT WAS RETURNED FROM BC BIOMEDICAL FOR CALIBRATION. SEE ATTACHMENT | 1703CECE-B871-4913-BC4F-17E1BC99C080 | Labor | 02/15/2018 | 02/15/2018 | Stephen Zubrzycki
|  | EDWARDS LIFESCIENCE | EV1000 EVPMP | PUMP |  | OPERATING ROOM - PAVILION | Pavilion |  |  | 01/01/1900 |  |  |  |  | NO | YES |  |  |  |  | EDWARDS LIFESCIENCE 10367412 600153000374 |  |  | Disposition |  |  |  | Equipment | 1Y:00-MFG | 02/09/2016 | 02/01/2020 | COOPER UNIVERSITY HOSPITAL |  |  | OR STORAGE |  | DOMINIC VENDETTA
|  | STOCKERT GMBH | SMARTABLATE | PUMP, ABLATION | G4CP-2884 | SAME DAY OR-2ND FL PAVILION | Pavilion |  |  | 05/30/2019 |  |  |  |  | NO | YES |  |  |  |  | STOCKERT GMBH 11187540 G4CP-2884 |  |  | Active |  | 99:99:99:99:99:99 |  | Equipment | 1Y:00-MFG | 05/30/2019 | 05/30/2019 | COOPER UNIVERSITY HOSPITAL |  |  | P2 - SD8 | WOT00000001750120 | JOE DRUCTOR | Performance Verification | Closed | Stephen Zubrzycki | 05/30/2019 | 05/30/2019 | Performance Verification for UNMATCHED 11187540 G4CP-2884 | Initial Install of Performance Verification. Device is ready for patient use. |  |  | 05/30/2019 | 05/30/2019
|  | STOCKERT GMBH | SMARTABLATE | PUMP, ABLATION | G4CP-2879 | CARDIAC CATH LAB | Kelemen |  |  | 03/01/2018 |  |  |  |  | NO | YES |  |  |  |  | STOCKERT GMBH 10725231 G4CP-2879 |  |  | Active |  | 99:99:99:99:99:99 |  | Equipment | 1Y:00-MFG | 05/30/2019 | 05/01/2020 | COOPER UNIVERSITY HOSPITAL |  |  | CCL - Lab 4 | WOT00000000649502 | LINDA BEAN | Performance Verification | Closed | Stephen Zubrzycki | 03/09/2018 | 07/30/2018 | Performance Verification for UNMATCHED 10725231 G4CP-2879 | Initial Install of Performance Verification. Device is ready for patient use.
|  | STOCKERT GMBH | SMARTABLATE | PUMP, ABLATION | G4CP-0482 | CARDIAC CATH LAB | Kelemen |  |  | 07/06/2017 |  |  |  |  | NO | YES |  |  |  |  | STOCKERT GMBH 10505026 G4CP-0482 |  |  | Active |  | 99:99:99:99:99:99 |  | Equipment | 1Y:00-MFG | 05/30/2019 | 05/01/2020 | COOPER UNIVERSITY HOSPITAL |  |  | CCL - EP1 | 0011875504 | LINDA BEAN | Repair | Closed | Zhan Kiselev | 07/06/2017 | 09/14/2017 | SMART PUMP - HAS NO POWER, THE STRIP HAS NO POWER, PATIENT ON TABLE - EP 1 | 7/6/2017 2:40:17 PM ZXKISELEV (ZXKISELEV 7/6/2017 12:00 AM) UNIT DOES NOT TURN ON. CHECKED POWER. CHECKED FUSES. EVERYTHING CHECKS OUT BUT PUMP DOES NOT TURN ON. 7/7/2017 5:30:49 PM ZXKISELEV (ZXKISELEV 7/7/2017 12:00 AM) RECEIVED LOANER UNIT. LOANER UNIT CAME DAMAGED. TOOK IT UP TO THE THE EP1 REP TOLD ME THAT IT WILL WORK. EMAILED TERRITORY MANAGER FOR REPLACEMENT LOANER UNIT. 7/7/2017 5:31:39 PM ZXKISELEV (ZXKISELEV 7/7/2017 12:00 AM) SENT BROKEN UNIT FOR REPAIR | EC9A2034-D215-4E6F-864E-A63BFC418399 | Labor | 07/07/2017 | 07/07/2017 | Zhan Kiselev
|  | ARTHREX INC. | CONTINUOUS WAVE III AR-6475 | PUMP, ARTHROSCOPY | NX2585MJ | OR - KELEMEN 3 | Kelemen |  |  | 01/11/2010 |  | 1/11/20 |  |  | NO | YES |  |  |  |  | ARTHREX INC. 10368430 NX2585MJ |  |  | Active |  | 99:99:99:99:99:99 |  | Equipment | 1Y:00-MFG | 02/11/2019 | 02/01/2020 | COOPER UNIVERSITY HOSPITAL |  |  | K4 |  | DOMINIC VENDETTA
|  | ARTHREX INC. | CONTINUOUS WAVE III AR-6475 | PUMP, ARTHROSCOPY | NX2592MJ | OR - KELEMEN 3 | Kelemen |  |  | 01/11/2010 |  | 1/11/20 |  |  | NO | YES |  |  |  |  | ARTHREX INC. 10355428 NX2592MJ |  |  | Active |  | 99:99:99:99:99:99 |  | Equipment | 1Y:00-MFG | 12/26/2018 | 12/01/2019 | COOPER UNIVERSITY HOSPITAL |  |  | P5 STORAGE RM |  | DOMINIC VENDETTA
|  | ARTHREX INC. | CONTINUOUS WAVE III AR-6475 | PUMP, ARTHROSCOPY | NX2586MJ | VOORHEES SURGERY CENTER-OPERATING ROOM | 900 Centennial Blvd | Suite E |  | 01/11/2010 |  | 1/11/20 |  |  | NO | YES |  |  |  |  | ARTHREX INC. 10355415 NX2586MJ |  |  | Active |  | 99:99:99:99:99:99 |  | Equipment | 1Y:00-MFG | 04/18/2019 | 04/01/2020 | COOPER AMBULATORY OFF-SITES |  |  | SUITE E |  | JENNIFER BOMBARO
|  | ARTHREX INC. | CONTINUOUS WAVE III AR-6475 | PUMP, ARTHROSCOPY |  | VOORHEES SURGERY CENTER-OPERATING ROOM | 900 Centennial Blvd | Suite E |  | 06/15/2006 |  | 6/15/16 |  |  | NO | YES |  |  |  |  | ARTHREX INC. 10347180 609871 |  |  | Active |  | 99:99:99:99:99:99 |  | Equipment | 1Y:00-MFG | 04/18/2019 | 04/01/2020 | COOPER AMBULATORY OFF-SITES |  |  | SUITE E |  | JENNIFER BOMBARO
|  | ARTHREX INC. | CONTINUOUS WAVE III AR-6475 | PUMP, ARTHROSCOPY |  | VOORHEES SURGERY CENTER-OPERATING ROOM | 900 Centennial Blvd | Suite E |  | 06/15/2006 |  | 6/15/16 |  |  | NO | YES |  |  |  |  | ARTHREX INC. 10345460 609892 |  |  | Active |  | 99:99:99:99:99:99 |  | Equipment | 1Y:00-MFG | 04/15/2019 | 04/01/2020 | COOPER AMBULATORY OFF-SITES |  |  | EQUIPMENT STORAGE AREA |  | JENNIFER BOMBARO
|  | ARTHREX INC. | SYNERGY AR-6485 | PUMP, ARTHROSCOPY | NX1068D19 |  | 900 Centennial Blvd | Suite E | [6 empty] | YES | YES
|  | KINETIC CONCEPTS, INC. (KCI) |  | PUMP, ASPIRATION, PORTABLE |  |  | Kelemen | [7 empty] | YES | YES
|  | LAERDAL MEDICAL CORPORATION |  | PUMP, ASPIRATION, PORTABLE |  |  | 60 Fostertown Rd | Cooper 2 | [6 empty] | YES | YES
|  | LAERDAL MEDICAL CORPORATION |  | PUMP, ASPIRATION, PORTABLE | 180906A0001 |  | 1000 S 10th | Ambulance Garage | [6 empty] | YES | YES
|  | LAERDAL MEDICAL CORPORATION |  | PUMP, ASPIRATION, PORTABLE |  |  | Kelemen |  |  | 12/29/2015 |  | 12/29/25 |  |  | NO | YES |  |  |  |  | LAERDAL MEDICAL CORPORATION 10480329 78351582719 |  |  | Active |  | 99:99:99:99:99:99 |  | Equipment | PAAR:00-PVAR | 10/31/2019 |  | COOPER UNIVERSITY HOSPITAL |  |  |  |  | STEVEN HARE
|  | LAERDAL MEDICAL CORPORATION |  | PUMP, ASPIRATION, PORTABLE |  |  | Kelemen |  |  | 12/29/2015 |  | 12/29/25 |  |  | NO | YES |  |  |  |  | LAERDAL MEDICAL CORPORATION 10480330 78351582709 |  |  | Active |  | 99:99:99:99:99:99 |  | Equipment | PAAR:00-PVAR | 10/31/2019 |  | COOPER UNIVERSITY HOSPITAL |  |  |  |  | STEVEN HARE
|  | LAERDAL MEDICAL CORPORATION |  | PUMP, ASPIRATION, PORTABLE |  |  | 1000 S 10th | Ambulance Garage |  | 12/29/2015 |  | 12/29/25 |  |  | NO | YES |  |  |  |  | LAERDAL MEDICAL CORPORATION 10480328 78361582920 |  |  | Active |  | 99:99:99:99:99:99 |  | Equipment | PAAR:00-PVAR | 10/31/2019 |  | COOPER UNIVERSITY HOSPITAL |  |  |  |  | STEVEN HARE
|  | LAERDAL MEDICAL CORPORATION |  | PUMP, ASPIRATION, PORTABLE |  |  | 1000 S 10th | Ambulance Garage |  | 12/29/2015 |  | 12/29/25 |  |  | NO | YES |  |  |  |  | LAERDAL MEDICAL CORPORATION 10480326 78351582625 |  |  | Active |  | 99:99:99:99:99:99 |  | Equipment | PAAR:00-PVAR | 10/31/2019 |  | COOPER UNIVERSITY HOSPITAL |  |  |  |  | STEVEN HARE
|  | LAERDAL MEDICAL CORPORATION |  | PUMP, ASPIRATION, PORTABLE |  |  | 1000 S 10th | Ambulance Garage |  | 12/29/2015 |  | 12/29/25 |  |  | NO | YES |  |  |  |  | LAERDAL MEDICAL CORPORATION 10480325 78351582618 |  |  | Active |  | 99:99:99:99:99:99 |  | Equipment | PAAR:00-PVAR | 10/31/2019 |  | COOPER UNIVERSITY HOSPITAL |  |  |  |  | STEVEN HARE
|  | LAERDAL MEDICAL CORPORATION |  | PUMP, ASPIRATION, PORTABLE |  |  | Kelemen |  |  | 12/29/2015 |  | 12/29/25 |  |  | NO | YES |  |  |  |  | LAERDAL MEDICAL CORPORATION 10480324 78361582824 |  |  | Active |  | 99:99:99:99:99:99 |  | Equipment | PAAR:00-PVAR | 10/31/2019 |  | COOPER UNIVERSITY HOSPITAL |  |  |  |  | STEVEN HARE
|  | LAERDAL MEDICAL CORPORATION |  | PUMP, ASPIRATION, PORTABLE |  |  | 1000 S 10th | Ambulance Garage |  | 12/29/2015 |  | 12/29/25 |  |  | NO | YES |  |  |  |  | LAERDAL MEDICAL CORPORATION 10480323 78351582617 |  |  | Active |  | 99:99:99:99:99:99 |  | Equipment | PAAR:00-PVAR | 10/31/2019 |  | COOPER UNIVERSITY HOSPITAL |  |  |  |  | STEVEN HARE
|  | LAERDAL MEDICAL CORPORATION |  | PUMP, ASPIRATION, PORTABLE |  |  | Kelemen |  |  | 12/29/2015 |  | 12/29/25 |  |  | NO | YES |  |  |  |  | LAERDAL MEDICAL CORPORATION 10480322 78351582699 |  |  | Active |  | 99:99:99:99:99:99 |  | Equipment | PAAR:00-PVAR | 10/31/2019 |  | COOPER UNIVERSITY HOSPITAL |  |  |  |  | STEVEN HARE
|  | LAERDAL MEDICAL CORPORATION |  | PUMP, ASPIRATION, PORTABLE |  |  | Kelemen |  |  | 10/31/2019 |  | 10/31/29 |  |  | NO | YES |  |  |  |  | LAERDAL MEDICAL CORPORATION 30146277 78351582628 |  |  | Active |  | 99:99:99:99:99:99 |  | Equipment | PAAR:00-PVAR | 10/31/2019 | 10/31/2019 | COOPER UNIVERSITY HOSPITAL |  |  |  |  | STEVEN HARE |  |  |  | 10/31/2019 | 10/31/2019 |  |  |  |  | 10/31/2019 | 10/31/2019
|  | LAERDAL MEDICAL CORPORATION | LCSU4 | PUMP, ASPIRATION, PORTABLE |  |  | Kelemen | [7 empty] | YES | YES
|  | LAERDAL MEDICAL CORPORATION | LSU | PUMP, ASPIRATION, PORTABLE |  |  | 1000 S 10th | Ambulance Garage |  | 12/30/2015 |  | 12/30/25 |  |  | NO | YES |  |  |  |  | LAERDAL MEDICAL CORPORATION 10480227 78351582664 |  |  | Active |  | 99:99:99:99:99:99 |  | Equipment | PAAR:00-PVAR | 10/31/2019 |  | COOPER UNIVERSITY HOSPITAL |  |  |  |  | STEVEN HARE
|  | LAERDAL MEDICAL CORPORATION | LSU | PUMP, ASPIRATION, PORTABLE |  |  | 97 Bogden Blvd | Cooper 1 |  | 09/03/2013 |  | 9/3/23 |  |  | NO | YES |  |  |  |  | LAERDAL MEDICAL CORPORATION 10366976 78461191389 |  |  | Active |  | 99:99:99:99:99:99 |  | Equipment | PAAR:00-PVAR | 11/01/2019 |  | COOPER AMBULATORY OFF-SITES |  |  | MAIN HANGER | 0011364874 | RICK ROHRBACH | Alert | Closed | Josh Harris | 03/21/2017 | 07/10/2017 | ALT000802A - Laerdal Medical - Suction Unit (LSU) When Used with LSU NiMH Battery: Problem Occur When Battery Stored in Low Temp | 3/24/2017 7:22:43 AM JXHARRIS (JXHARRIS 3/24/2017 12:00 AM) CONTACTED LAERDAL. THEY ARE SENDING A PACKET OF INFO AND PWPERWORK TO BE PROCESSED SO WE CAN GET UNIT UPGRADED TO OPERATE PROPERLY AT TEMPERATURES BELOW 42 DEGREES FAHRENHEIT | 5F7F9BE3-5D96-4823-B93C-35468956D264 | Labor | 03/24/2017 | 03/24/2017 | Josh Harris
|  | LAERDAL MEDICAL CORPORATION | LSU | PUMP, ASPIRATION, PORTABLE |  |  | 97 Bogden Blvd | Cooper 1 | [6 empty] | NO | YES
|  | LAERDAL MEDICAL CORPORATION | LSU4 | PUMP, ASPIRATION, PORTABLE | 180906A0027 |  | 1000 S 10th | Ambulance Garage | [6 empty] | YES | YES
|  | PRECISION MEDICAL, INC. | EASY GO VAC PM65 | PUMP, ASPIRATION, PORTABLE |  |  | Dorrance | [7 empty] | YES | YES
|  | PRECISION MEDICAL, INC. | EASY GO VAC PM65 | PUMP, ASPIRATION, PORTABLE |  | SPD | Kelemen |  |  | 06/01/2011 |  | 6/1/21 |  |  | NO | YES |  |  |  |  | PRECISION MEDICAL, INC. 10365318 046886 |  |  | Active |  | 99:99:99:99:99:99 |  | Equipment | PAAR:00-PVAR | 10/31/2019 |  | COOPER UNIVERSITY HOSPITAL |  |  | BIOMED - HALLWAY |  | David Frye
|  | PRECISION MEDICAL, INC. | EASY GO VAC PM65 | PUMP, ASPIRATION, PORTABLE |  | SPD | Kelemen | Basement |  | 06/01/2011 |  | 6/1/21 |  |  | NO | YES |  |  |  |  | PRECISION MEDICAL, INC. 10365317 046740 |  |  | Active |  | 99:99:99:99:99:99 |  | Equipment | PAAR:00-PVAR | 10/31/2019 |  | COOPER UNIVERSITY HOSPITAL |  |  | BIOMED - HALLWAY |  | David Frye
|  | PRECISION MEDICAL, INC. | EASY GO VAC PM65 | PUMP, ASPIRATION, PORTABLE |  | SPD | Kelemen |  |  | 01/01/1900 |  |  |  |  | NO | YES |  |  |  |  | PRECISION MEDICAL, INC. 10365313 045458 |  |  | Active |  | 99:99:99:99:99:99 |  | Equipment | PAAR:00-PVAR | 10/31/2019 |  | COOPER UNIVERSITY HOSPITAL |  |  | BIOMED - HALLWAY |  | David Frye
|  | PRECISION MEDICAL, INC. | EASY GO VAC PM65 | PUMP, ASPIRATION, PORTABLE |  | CHIP - 9 PAVILION | Kelemen |  |  | 06/11/2014 |  | 6/11/24 |  |  | NO | YES |  |  |  |  | PRECISION MEDICAL, INC. 10365316 063112 |  |  | Active |  | 99:99:99:99:99:99 |  | Equipment | PAAR:00-PVAR | 10/31/2019 |  | COOPER UNIVERSITY HOSPITAL |  |  | PAV 9 Alcove |  | KIM HUMMEL
|  | PRECISION MEDICAL, INC. | EASY GO VAC PM65 | PUMP, ASPIRATION, PORTABLE |  | KELEMEN 8 PCU | Kelemen |  |  | 06/11/2014 |  | 6/11/24 |  |  | NO | YES |  |  |  |  | PRECISION MEDICAL, INC. 10365315 063110 |  |  | Active |  | 99:99:99:99:99:99 |  | Equipment | PAAR:00-PVAR | 10/31/2019 |  | COOPER UNIVERSITY HOSPITAL |  |  | BIOMED - HALLWAY |  | BYRON WELLS
|  | PRECISION MEDICAL, INC. | EASY GO VAC PM65 | PUMP, ASPIRATION, PORTABLE |  | SPD | Kelemen |  |  | 06/01/2011 |  | 6/1/21 |  |  | NO | YES |  |  |  |  | PRECISION MEDICAL, INC. 10365314 046734 |  |  | Active |  | 99:99:99:99:99:99 |  | Equipment | PAAR:00-PVAR | 10/31/2019 |  | COOPER UNIVERSITY HOSPITAL |  |  | B6 - CAT SCAN HOLDING |  | David Frye
|  | PRECISION MEDICAL, INC. | EASY GO VAC PM65 | PUMP, ASPIRATION, PORTABLE |  | SPD | 900 Centennial Blvd | Suite K |  | 06/01/2011 |  | 6/1/21 |  |  | NO | YES |  |  |  |  | PRECISION MEDICAL, INC. 10364822 046739 |  |  | Active |  | 99:99:99:99:99:99 |  | Equipment | PAAR:00-PVAR | 10/31/2019 |  | COOPER UNIVERSITY HOSPITAL |  |  | D3 - MIU |  | David Frye
|  | PRECISION MEDICAL, INC. | EASY GO VAC PM65 | PUMP, ASPIRATION, PORTABLE |  | SPD | Kelemen |  |  | 06/01/2011 |  | 6/1/21 |  |  | NO | YES |  |  |  |  | PRECISION MEDICAL, INC. 10360468 046686 |  |  | Active |  | 99:99:99:99:99:99 |  | Equipment | PAAR:00-PVAR | 10/31/2019 |  | COOPER UNIVERSITY HOSPITAL |  |  | K6N - PICU |  | David Frye
|  | PRECISION MEDICAL, INC. | EASY GO VAC PM65 | PUMP, ASPIRATION, PORTABLE |  | SPD | Kelemen |  |  | 06/01/2011 |  | 6/1/21 |  |  | NO | YES |  |  |  |  | PRECISION MEDICAL, INC. 10357230 046733 |  |  | Active |  | 99:99:99:99:99:99 |  | Equipment | PAAR:00-PVAR | 10/31/2019 |  | COOPER UNIVERSITY HOSPITAL |  |  | ER TRAUMA ADMITTING - TAA2 |  | David Frye
|  | PRECISION MEDICAL, INC. | EASY GO VAC PM65 | PUMP, ASPIRATION, PORTABLE |  | CENTRAL STERILE PROCESSING | Pavilion | Basement |  | 10/31/2019 |  | 10/31/29 |  |  | NO | YES |  |  |  |  | PRECISION MEDICAL, INC. 30225161 911448 |  |  | Active |  |  |  | Equipment | PAAR:00-PVAR | 10/31/2019 | 10/31/2019 | COOPER UNIVERSITY HOSPITAL |  |  | CSP - Clean Side | WOT00000002388177 | GINA GAROZZO | Performance Verification | Closed | Stephen Zubrzycki | 10/31/2019 | 10/31/2019 | Performance Verification for PRECISION MEDICAL, INC. 30225161 911448 | Initial Install of Performance Verification. Device is ready for patient use. |  |  | 10/31/2019 | 10/31/2019
|  | PRECISION MEDICAL, INC. | EASY GO VAC PM65 | PUMP, ASPIRATION, PORTABLE |  | SPD | Pavilion |  |  | 06/11/2014 |  | 6/11/24 |  |  | NO | YES |  |  |  |  | PRECISION MEDICAL, INC. 10356595 063107 |  |  | Active |  | 99:99:99:99:99:99 |  | Equipment | PAAR:00-PVAR | 10/31/2019 |  | COOPER UNIVERSITY HOSPITAL |  |  | P8 |  | David Frye
|  | PRECISION MEDICAL, INC. | EASY GO VAC PM65 | PUMP, ASPIRATION, PORTABLE |  | SPD | Kelemen |  |  | 06/01/2011 |  | 6/1/21 |  |  | NO | YES |  |  |  |  | PRECISION MEDICAL, INC. 10356472 046711 |  |  | Active |  | 99:99:99:99:99:99 |  | Equipment | PAAR:00-PVAR | 10/31/2019 |  | COOPER UNIVERSITY HOSPITAL |  |  | K 5 Peds cart |  | David Frye
|  | PRECISION MEDICAL, INC. | EASY GO VAC PM65 | PUMP, ASPIRATION, PORTABLE |  | SPD | Kelemen |  |  | 06/01/2011 |  | 6/1/21 |  |  | NO | YES |  |  |  |  | PRECISION MEDICAL, INC. 10356470 046688 |  |  | Active |  | 99:99:99:99:99:99 |  | Equipment | PAAR:00-PVAR | 10/31/2019 |  | COOPER UNIVERSITY HOSPITAL |  |  | BIOMED |  | David Frye
|  | PRECISION MEDICAL, INC. | EASY GO VAC PM65 | PUMP, ASPIRATION, PORTABLE |  | SPD | Kelemen |  |  | 06/01/2011 |  | 6/1/21 |  |  | NO | YES |  |  |  |  | PRECISION MEDICAL, INC. 10356469 046715 |  |  | Active |  | 99:99:99:99:99:99 |  | Equipment | PAAR:00-PVAR | 10/31/2019 |  | COOPER UNIVERSITY HOSPITAL |  |  | kelemen 1 |  | David Frye
|  | PRECISION MEDICAL, INC. | EASY GO VAC PM65 | PUMP, ASPIRATION, PORTABLE |  | SPD | Pavilion | 7 |  | 06/01/2011 |  | 6/1/21 |  |  | NO | YES |  |  |  |  | PRECISION MEDICAL, INC. 10356427 046695 |  |  | Active |  | 99:99:99:99:99:99 |  | Equipment | PAAR:00-PVAR | 10/31/2019 |  | COOPER UNIVERSITY HOSPITAL |  |  | P7 |  | David Frye
|  | PRECISION MEDICAL, INC. | EASY GO VAC PM65 | PUMP, ASPIRATION, PORTABLE |  | SPD | Kelemen |  |  | 06/11/2014 |  | 6/11/24 |  |  | NO | YES |  |  |  |  | PRECISION MEDICAL, INC. 10356374 063113 |  |  | Active |  | 99:99:99:99:99:99 |  | Equipment | PAAR:00-PVAR | 10/31/2019 |  | COOPER UNIVERSITY HOSPITAL |  |  | P8 |  | David Frye
|  | PRECISION MEDICAL, INC. | EASY GO VAC PM65 | PUMP, ASPIRATION, PORTABLE |  | SPD | Pavilion |  |  | 06/11/2014 |  | 6/11/24 |  |  | NO | YES |  |  |  |  | PRECISION MEDICAL, INC. 10356299 063111 |  |  | Active |  | 99:99:99:99:99:99 |  | Equipment | PAAR:00-PVAR | 10/31/2019 |  | COOPER UNIVERSITY HOSPITAL |  |  | P9 FAR END ALCOVE |  | David Frye
|  | PRECISION MEDICAL, INC. | EASY GO VAC PM65 | PUMP, ASPIRATION, PORTABLE |  | SPD | Pavilion |  |  | 06/01/2011 |  | 6/1/21 |  |  | NO | YES |  |  |  |  | PRECISION MEDICAL, INC. 10356213 046720 |  |  | Active |  | 99:99:99:99:99:99 |  | Equipment | PAAR:00-PVAR | 10/31/2019 |  | COOPER UNIVERSITY HOSPITAL |  |  | P3 - PACU |  | David Frye
|  | PRECISION MEDICAL, INC. | EASY GO VAC PM65 | PUMP, ASPIRATION, PORTABLE |  |  | Kelemen |  |  | 01/01/1900 |  |  |  |  | NO | YES |  |  |  |  | PRECISION MEDICAL, INC. 10356184 046893 |  |  | Active |  | 99:99:99:99:99:99 |  | Equipment | PAAR:00-PVAR | 10/31/2019 |  | COOPER UNIVERSITY HOSPITAL |  |  | P3 - OR HOLDING |  | David Frye
|  | PRECISION MEDICAL, INC. | EASY GO VAC PM65 | PUMP, ASPIRATION, PORTABLE |  | SPD | Kelemen |  |  | 06/01/2011 |  | 6/1/21 |  |  | NO | YES |  |  |  |  | PRECISION MEDICAL, INC. 10355817 046906 |  |  | Active |  | 99:99:99:99:99:99 |  | Equipment | PAAR:00-PVAR | 10/31/2019 |  | COOPER UNIVERSITY HOSPITAL |  |  | Biomed |  | David Frye
|  | PRECISION MEDICAL, INC. | EASY GO VAC PM65 | PUMP, ASPIRATION, PORTABLE |  | BIOMEDICAL | Pavilion |  |  | 10/31/2019 |  | 10/31/29 |  |  | NO | YES |  |  |  |  | PRECISION MEDICAL, INC. 30225040 046887 |  |  | Active |  | 99:99:99:99:99:99 |  | Equipment | PAAR:00-PVAR | 10/31/2019 | 10/31/2019 | COOPER UNIVERSITY HOSPITAL |  |  | BIOMED |  | Bonnie Aichroch |  |  |  | 10/31/2019 | 10/31/2019 |  |  |  |  | 10/31/2019 | 10/31/2019
|  | PRECISION MEDICAL, INC. | EASY GO VAC PM65 | PUMP, ASPIRATION, PORTABLE |  | SPD | Kelemen |  |  | 06/01/2011 |  | 6/1/21 |  |  | NO | YES |  |  |  |  | PRECISION MEDICAL, INC. 10355739 046725 |  |  | Active |  | 99:99:99:99:99:99 |  | Equipment | PAAR:00-PVAR | 10/31/2019 |  | COOPER UNIVERSITY HOSPITAL |  |  | KN4 - CCU |  | David Frye
|  | PRECISION MEDICAL, INC. | EASY GO VAC PM65 | PUMP, ASPIRATION, PORTABLE |  | SPD | Kelemen | Basement |  | 06/01/2011 |  | 6/1/21 |  |  | NO | YES |  |  |  |  | PRECISION MEDICAL, INC. 10355680 046712 |  |  | Active |  | 99:99:99:99:99:99 |  | Equipment | PAAR:00-PVAR | 10/31/2019 |  | COOPER UNIVERSITY HOSPITAL |  |  | CCU |  | David Frye
|  | PRECISION MEDICAL, INC. | EASY GO VAC PM65 | PUMP, ASPIRATION, PORTABLE |  | SPD | Kelemen |  |  | 06/01/2011 |  | 6/1/21 |  |  | NO | YES |  |  |  |  | PRECISION MEDICAL, INC. 10355656 046729 |  |  | Active |  | 99:99:99:99:99:99 |  | Equipment | PAAR:00-PVAR | 10/31/2019 |  | COOPER UNIVERSITY HOSPITAL |  |  | SDAY HALL |  | David Frye
|  | PRECISION MEDICAL, INC. | EASY GO VAC PM65 | PUMP, ASPIRATION, PORTABLE |  | SPD | 2001 Route 70 East |  |  | 06/01/2011 |  | 6/1/21 |  |  | NO | YES |  |  |  |  | PRECISION MEDICAL, INC. 10355621 046883 |  |  | Active |  | 99:99:99:99:99:99 |  | Equipment | PAAR:00-PVAR | 10/31/2019 |  | COOPER UNIVERSITY HOSPITAL |  |  | Biomed |  | David Frye
|  | PRECISION MEDICAL, INC. | EASY GO VAC PM65 | PUMP, ASPIRATION, PORTABLE |  | SPD | Kelemen |  |  | 06/01/2011 |  | 6/1/21 |  |  | NO | YES |  |  |  |  | PRECISION MEDICAL, INC. 10355571 046687 |  |  | Active |  | 99:99:99:99:99:99 |  | Equipment | PAAR:00-PVAR | 10/31/2019 |  | COOPER UNIVERSITY HOSPITAL |  |  | KN7 |  | David Frye
|  | PRECISION MEDICAL, INC. | EASY GO VAC PM65 | PUMP, ASPIRATION, PORTABLE |  | SPD | Pavilion |  |  | 06/01/2011 |  | 6/1/21 |  |  | NO | YES |  |  |  |  | PRECISION MEDICAL, INC. 10355255 046722 |  |  | Active |  | 99:99:99:99:99:99 |  | Equipment | PAAR:00-PVAR | 10/31/2019 |  | COOPER UNIVERSITY HOSPITAL |  |  | P6 |  | David Frye
|  | PRECISION MEDICAL, INC. | EASY GO VAC PM65 | PUMP, ASPIRATION, PORTABLE |  | SPD | Dorrance |  |  | 06/01/2012 |  | 6/1/22 |  |  | NO | YES |  |  |  |  | PRECISION MEDICAL, INC. 10355048 046724 |  |  | Active |  | 99:99:99:99:99:99 |  | Equipment | PAAR:00-PVAR | 10/31/2019 |  | COOPER UNIVERSITY HOSPITAL |  |  | L+D TRIAGE - D604 |  | David Frye
|  | PRECISION MEDICAL, INC. | EASY GO VAC PM65 | PUMP, ASPIRATION, PORTABLE |  | MATERNAL FETAL CARE UNIT | Dorrance |  |  | 06/01/2011 |  | 6/1/21 |  |  | NO | YES |  |  |  |  | PRECISION MEDICAL, INC. 10355037 046713 |  |  | Disposition |  |  |  | Equipment | PAAR:00-PVAR | 10/16/2019 |  | COOPER UNIVERSITY HOSPITAL |  |  | D608 |  | JOANNA HORST
|  | PRECISION MEDICAL, INC. | EASY GO VAC PM65 | PUMP, ASPIRATION, PORTABLE |  | SPD | Dorrance |  |  | 06/01/2011 |  | 6/1/21 |  |  | NO | YES |  |  |  |  | PRECISION MEDICAL, INC. 10354994 046742 |  |  | Active |  | 99:99:99:99:99:99 |  | Equipment | PAAR:00-PVAR | 10/31/2019 |  | COOPER UNIVERSITY HOSPITAL |  |  | D5 - MIU |  | David Frye
|  | PRECISION MEDICAL, INC. | EASY GO VAC PM65 | PUMP, ASPIRATION, PORTABLE |  | SPD | Pavilion |  |  | 10/31/2019 |  | 10/31/29 |  |  | NO | YES |  |  |  |  | PRECISION MEDICAL, INC. 30149537 046896 |  |  | Active |  | 99:99:99:99:99:99 |  | Equipment | PAAR:00-PVAR | 10/31/2019 | 10/31/2019 | COOPER UNIVERSITY HOSPITAL |  |  | ER - 8A/8B |  | David Frye |  |  |  | 10/31/2019 | 10/31/2019 |  |  |  |  | 10/31/2019 | 10/31/2019
|  | PRECISION MEDICAL, INC. | EASY GO VAC PM65 | PUMP, ASPIRATION, PORTABLE |  | AUDUBON URGENT CARE | 318 S White Horse Pike |  |  | 06/01/2011 |  | 6/1/21 |  |  | NO | YES |  |  |  |  | PRECISION MEDICAL, INC. 10347657 046709 |  |  | Active |  | 99:99:99:99:99:99 |  | Equipment | PAAR:00-PVAR | 10/31/2019 |  | COOPER AMBULATORY OFF-SITES |  |  |  |  | MELISSA PORTOBANCO
|  | PRECISION MEDICAL, INC. | EASY GO VAC PM65 | PUMP, ASPIRATION, PORTABLE |  |  | Dorrance | [7 empty] | NO | YES
|  | PRECISION MEDICAL, INC. | EASY GO VAC PM65 | PUMP, ASPIRATION, PORTABLE |  | SPD | Kelemen |  |  | 10/31/2019 |  | 10/31/29 |  |  | NO | YES |  |  |  |  | PRECISION MEDICAL, INC. 30144885 046684 |  |  | Active |  | 99:99:99:99:99:99 |  | Equipment | PAAR:00-PVAR | 10/31/2019 | 10/31/2019 | COOPER UNIVERSITY HOSPITAL |  |  | P6 |  | David Frye |  |  |  | 10/31/2019 | 10/31/2019 |  |  |  |  | 10/31/2019 | 10/31/2019
|  | PRECISION MEDICAL, INC. | EASY GO VAC PM65 | PUMP, ASPIRATION, PORTABLE |  | CARDIAC CATH LAB | Kelemen |  |  | 10/31/2019 |  | 10/31/29 |  |  | NO | YES |  |  |  |  | PRECISION MEDICAL, INC. 30143452 046735 |  |  | Active |  | 99:99:99:99:99:99 |  | Equipment | PAAR:00-PVAR | 10/31/2019 | 10/31/2019 | COOPER UNIVERSITY HOSPITAL |  |  | CCL - Hallway |  | LINDA BEAN |  |  |  | 10/31/2019 | 10/31/2019 |  |  |  |  | 10/31/2019 | 10/31/2019
|  | PRECISION MEDICAL, INC. | EASY GO VAC PM65 | PUMP, ASPIRATION, PORTABLE |  | SPD | Kelemen |  |  | 10/31/2019 |  | 10/31/29 |  |  | NO | YES |  |  |  |  | PRECISION MEDICAL, INC. 30143417 046905 |  |  | Active |  | 99:99:99:99:99:99 |  | Equipment | PAAR:00-PVAR | 10/31/2019 | 10/31/2019 | COOPER UNIVERSITY HOSPITAL |  |  | SPECIAL TESTS |  | David Frye |  |  |  | 10/31/2019 | 10/31/2019 |  |  |  |  | 10/31/2019 | 10/31/2019
|  | PRECISION MEDICAL, INC. | EASY GO VAC PM65 | PUMP, ASPIRATION, PORTABLE |  | SPD | Kelemen |  |  | 06/01/2011 |  | 6/1/21 |  |  | NO | YES |  |  |  |  | PRECISION MEDICAL, INC. 10346377 046891 |  |  | Active |  | 99:99:99:99:99:99 |  | Equipment | PAAR:00-PVAR | 10/31/2019 |  | COOPER UNIVERSITY HOSPITAL |  |  | P3 - PACU |  | David Frye
|  | PRECISION MEDICAL, INC. | EASY GO VAC PM65 | PUMP, ASPIRATION, PORTABLE |  | SPD | Kelemen |  |  | 06/01/2011 |  | 6/1/21 |  |  | NO | YES |  |  |  |  | PRECISION MEDICAL, INC. 10345111 046732 |  |  | Active |  | 99:99:99:99:99:99 |  | Equipment | PAAR:00-PVAR | 10/31/2019 |  | COOPER UNIVERSITY HOSPITAL |  |  | KS9 |  | David Frye
|  | PRECISION MEDICAL, INC. | EASY GO VAC PM65HG | PUMP, ASPIRATION, PORTABLE |  | SPD | Dorrance |  |  | 10/31/2019 |  | 10/31/29 |  |  | NO | YES |  |  |  |  | PRECISION MEDICAL, INC. 30126055 046895 |  |  | Active |  | 99:99:99:99:99:99 |  | Equipment | PAAR:00-PVAR | 10/31/2019 | 10/31/2019 | COOPER UNIVERSITY HOSPITAL |  |  | KS8 |  | David Frye |  |  |  | 10/31/2019 | 10/31/2019 |  |  |  |  | 10/31/2019 | 10/31/2019
|  | PRECISION MEDICAL, INC. | EASY GO VAC PM65HG | PUMP, ASPIRATION, PORTABLE |  |  | Dorrance | [7 empty] | YES | YES
|  | PRECISION MEDICAL, INC. | EASY GO VAC PM65HG | PUMP, ASPIRATION, PORTABLE |  |  | Kelemen | [7 empty] | NO | YES
|  | PRECISION MEDICAL, INC. | EASY GO VAC PM65HG | PUMP, ASPIRATION, PORTABLE |  | EMERGENCY ROOM | Kelemen |  |  | 10/31/2019 |  | 10/31/29 |  |  | NO | YES |  |  |  |  | PRECISION MEDICAL, INC. 11222183 010085588700659721911727 |  |  | Active |  |  |  | Equipment | PAAR:00-PVAR | 10/31/2019 | 10/31/2019 | COOPER UNIVERSITY HOSPITAL |  |  | 1ST FLOOR KELEMEN | WOT00000002514169 | KAREN GRUBER | Performance Verification | Closed | Richard Jolly | 10/31/2019 | 10/31/2019 | Performance Verification for PRECISION MEDICAL, INC. 11222183 010085588700659721911727 | Initial Install of Performance Verification. Device is ready for patient use. |  |  | 10/31/2019 | 10/31/2019
|  | PRECISION MEDICAL, INC. | EASY GO VAC PM65HG | PUMP, ASPIRATION, PORTABLE |  | SPD | Kelemen |  |  | 10/31/2019 |  | 10/31/29 |  |  | NO | YES |  |  |  |  | PRECISION MEDICAL, INC. 11221916 046708 |  |  | Active |  |  |  | Equipment | PAAR:00-PVAR | 10/31/2019 | 10/31/2019 | COOPER UNIVERSITY HOSPITAL |  |  | BASEMENT | WOT00000002963322 | David Frye | Repair | Closed | Josh Harris | 10/31/2019 | 10/31/2019 | Portable Suction on Crash Cart - Low battery light is on, says internal battery needs to be changed, see notes | WOT cancelled with CEC approval |  |  | 10/31/2019 | 10/31/2019
|  | PRECISION MEDICAL, INC. | EASY GO VAC PM65HG | PUMP, ASPIRATION, PORTABLE |  | SPD | Kelemen |  |  | 10/31/2019 |  | 10/31/29 |  |  | NO | YES |  |  |  |  | PRECISION MEDICAL, INC. 11221844 046903 |  |  | Active |  | 99:99:99:99:99:99 |  | Equipment | PAAR:00-PVAR | 10/31/2019 | 10/31/2019 | COOPER UNIVERSITY HOSPITAL |  |  | K OR - HALLWAY |  | David Frye |  |  |  | 10/31/2019 | 10/31/2019 |  |  |  |  | 10/31/2019 | 10/31/2019
|  | PRECISION MEDICAL, INC. | EASY GO VAC PM65HG | PUMP, ASPIRATION, PORTABLE |  | SPD | Kelemen |  |  | 10/31/2019 |  | 10/31/29 |  |  | NO | YES |  |  |  |  | PRECISION MEDICAL, INC. 11221816 060203 |  |  | Active |  |  |  | Equipment | PAAR:00-PVAR | 10/31/2019 | 10/31/2019 | COOPER UNIVERSITY HOSPITAL |  |  | BASEMENT | WOT00000001844646 | David Frye | Repair | Closed | Josh Harris | 10/31/2019 | 10/31/2019 | Portable Suction Machine - Has no suction | Gave Cancer Center a replacement unit. Took theirs back to shop for repair. Replaced Piston Kit & Knob Assembly. VPO> RTS. | EXP2019139 | Labor | 10/31/2019 | 10/31/2019 | Josh Harris
|  | PRECISION MEDICAL, INC. | EASY GO VAC PM65HG | PUMP, ASPIRATION, PORTABLE |  |  | Pavilion | [7 empty] | NO | YES
|  | PRECISION MEDICAL, INC. | EASY GO VAC PM65HG | PUMP, ASPIRATION, PORTABLE |  | SAME DAY OR-2ND FL PAVILION | Pavilion | 7 |  | 03/05/2018 |  | 3/5/28 |  |  | NO | YES |  |  |  |  | PRECISION MEDICAL, INC. 10752691 908740 |  |  | Active |  | 99:99:99:99:99:99 |  | Equipment | PAAR:00-PVAR | 10/31/2019 |  | COOPER UNIVERSITY HOSPITAL |  |  | Performance Verification | WOT00000000634198 | JOE DRUCTOR | Performance Verification | Closed | Richard Jolly | 03/05/2018 | 07/21/2019 | Performance Verification for PRECISION MEDICAL, INC. 10752691 908740 | Initial Install of Performance Verification. Device is ready for patient use.
|  | PRECISION MEDICAL, INC. | EASY GO VAC PM65HG | PUMP, ASPIRATION, PORTABLE |  | SAME DAY OR-2ND FL PAVILION | Pavilion |  |  | 02/21/2018 |  | 2/21/28 |  |  | NO | YES |  |  |  |  | PRECISION MEDICAL, INC. 10752655 908298 |  |  | Active |  | 99:99:99:99:99:99 |  | Equipment | PAAR:00-PVAR | 10/31/2019 |  | COOPER UNIVERSITY HOSPITAL |  |  | Performance Verification | WOT00000000555490 | JOE DRUCTOR | Performance Verification | Closed | Richard Jolly | 02/21/2018 | 07/22/2019 | Performance Verification for PRECISION MEDICAL, INC. 10752655 908298 | Initial Install of Performance Verification. Device is ready for patient use.
|  | PRECISION MEDICAL, INC. | EASY GO VAC PM65HG | PUMP, ASPIRATION, PORTABLE |  | SAME DAY OR-2ND FL PAVILION | Kelemen |  |  | 02/21/2018 |  | 2/21/28 |  |  | NO | YES |  |  |  |  | PRECISION MEDICAL, INC. 10752654 908299 |  |  | Active |  | 99:99:99:99:99:99 |  | Equipment | PAAR:00-PVAR | 10/31/2019 |  | COOPER UNIVERSITY HOSPITAL |  |  | Performance Verification | WOT00000000555514 | JOE DRUCTOR | Performance Verification | Closed | Richard Jolly | 02/21/2018 | 07/22/2019 | Performance Verification for PRECISION MEDICAL, INC. 10752654 908299 | Initial Install of Performance Verification. Device is ready for patient use.
|  | PRECISION MEDICAL, INC. | EASY GO VAC PM65HG | PUMP, ASPIRATION, PORTABLE |  | SAME DAY OR-2ND FL PAVILION | Pavilion |  |  | 02/21/2018 |  | 2/21/28 |  |  | NO | YES |  |  |  |  | PRECISION MEDICAL, INC. 10752652 908597 |  |  | Active |  | 99:99:99:99:99:99 |  | Equipment | PAAR:00-PVAR | 10/31/2019 |  | COOPER UNIVERSITY HOSPITAL |  |  | Performance Verification | WOT00000000555385 | JOE DRUCTOR | Performance Verification | Closed | Richard Jolly | 02/21/2018 | 07/22/2019 | Performance Verification for PRECISION MEDICAL, INC. 10752652 908597 | Initial Install of Performance Verification. Device is ready for patient use.
|  | PRECISION MEDICAL, INC. | EASY GO VAC PM65HG | PUMP, ASPIRATION, PORTABLE |  | SAME DAY OR-2ND FL PAVILION | Pavilion |  |  | 02/21/2018 |  | 2/21/28 |  |  | NO | YES |  |  |  |  | PRECISION MEDICAL, INC. 10752653 908297 |  |  | Active |  | 99:99:99:99:99:99 |  | Equipment | PAAR:00-PVAR | 10/31/2019 |  | COOPER UNIVERSITY HOSPITAL |  |  | Performance Verification | WOT00000000555503 | JOE DRUCTOR | Performance Verification | Closed | Richard Jolly | 02/21/2018 | 07/22/2019 | Performance Verification for PRECISION MEDICAL, INC. 10752653 908297 | Initial Install of Performance Verification. Device is ready for patient use.
|  | PRECISION MEDICAL, INC. | EASY GO VAC PM65HG | PUMP, ASPIRATION, PORTABLE |  | SAME DAY OR-2ND FL PAVILION | Pavilion |  |  | 02/21/2018 |  | 2/21/28 |  |  | NO | YES |  |  |  |  | PRECISION MEDICAL, INC. 10752651 908598 |  |  | Active |  | 99:99:99:99:99:99 |  | Equipment | PAAR:00-PVAR | 10/31/2019 |  | COOPER UNIVERSITY HOSPITAL |  |  | Performance Verification | WOT00000000555370 | JOE DRUCTOR | Performance Verification | Closed | Richard Jolly | 02/21/2018 | 07/22/2019 | Performance Verification for PRECISION MEDICAL, INC. 10752651 908598 | Initial Install of Performance Verification. Device is ready for patient use.
|  | PRECISION MEDICAL, INC. | EASY GO VAC PM65HG | PUMP, ASPIRATION, PORTABLE |  | SAME DAY OR-2ND FL PAVILION | Kelemen |  |  | 03/05/2018 |  | 3/5/28 |  |  | NO | YES |  |  |  |  | PRECISION MEDICAL, INC. 10752615 908741 |  |  | Active |  | 99:99:99:99:99:99 |  | Equipment | PAAR:00-PVAR | 10/31/2019 |  | COOPER UNIVERSITY HOSPITAL |  |  | Performance Verification | WOT00000000634175 | JOE DRUCTOR | Performance Verification | Closed | Richard Jolly | 03/05/2018 | 06/24/2019 | Performance Verification for PRECISION MEDICAL, INC. 10752615 908741 | Initial Install of Performance Verification. Device is ready for patient use.
|  | PRECISION MEDICAL, INC. | EASY GO VAC PM65HG | PUMP, ASPIRATION, PORTABLE |  | SAME DAY OR-2ND FL PAVILION | Pavilion |  |  | 03/05/2018 |  | 3/5/28 |  |  | NO | YES |  |  |  |  | PRECISION MEDICAL, INC. 10752616 908742 |  |  | Active |  | 99:99:99:99:99:99 |  | Equipment | PAAR:00-PVAR | 10/31/2019 |  | COOPER UNIVERSITY HOSPITAL |  |  | Performance Verification | WOT00000000633961 | JOE DRUCTOR | Performance Verification | Closed | Richard Jolly | 03/05/2018 | 07/21/2019 | Performance Verification for PRECISION MEDICAL, INC. 10752616 908742 | Initial Install of Performance Verification. Device is ready for patient use.
|  | PRECISION MEDICAL, INC. | EASY GO VAC PM65HG | PUMP, ASPIRATION, PORTABLE |  | PHYSICAL THERAPY | Kelemen |  |  | 11/27/2017 |  | 11/27/27 |  |  | NO | YES |  |  |  |  | PRECISION MEDICAL, INC. 10732195 046899 |  |  | Active |  | 99:99:99:99:99:99 |  | Equipment | PAAR:00-PVAR | 10/31/2019 |  | COOPER UNIVERSITY HOSPITAL |  |  | KELERMAN 5 TREATMENT ROOM CLOSET | 0012527452 | JOSEPHINE HONG | Performance Verification | Closed | Josh Harris | 12/26/2017 | 12/26/2017 | INCOMING INVENTORY | DEVICE INVENTORIED | 9B1BCEFA-0AEE-4A02-8507-60A89F65E4A1 | Labor | 12/26/2017 | 12/26/2017 | Josh Harris
|  | PRECISION MEDICAL, INC. | EASY GO VAC PM65HG | PUMP, ASPIRATION, PORTABLE |  | SPD | 900 Centennial Blvd | Suite M |  | 06/01/2011 |  | 6/1/21 |  |  | NO | YES |  |  |  |  | PRECISION MEDICAL, INC. 10369052 046726 |  |  | Active |  | 99:99:99:99:99:99 |  | Equipment | PAAR:00-PVAR | 10/31/2019 |  | COOPER UNIVERSITY HOSPITAL |  |  | BIOMED HALLWAY |  | David Frye
|  | PRECISION MEDICAL, INC. | EASY GO VAC PM65HG | PUMP, ASPIRATION, PORTABLE |  | SPD | Kelemen |  |  | 06/01/2011 |  | 6/1/21 |  |  | NO | YES |  |  |  |  | PRECISION MEDICAL, INC. 10368935 046728 |  |  | Active |  | 99:99:99:99:99:99 |  | Equipment | PAAR:00-PVAR | 10/31/2019 |  | COOPER UNIVERSITY HOSPITAL |  |  | HELIPAD |  | David Frye
|  | PRECISION MEDICAL, INC. | EASY GO VAC PM65HG | PUMP, ASPIRATION, PORTABLE |  | SPD | Kelemen |  |  | 06/01/2011 |  | 6/1/21 |  |  | NO | YES |  |  |  |  | PRECISION MEDICAL, INC. 10368727 046736 |  |  | Active |  | 99:99:99:99:99:99 |  | Equipment | PAAR:00-PVAR | 10/31/2019 |  | COOPER UNIVERSITY HOSPITAL |  |  | KN7 - TSD |  | David Frye
|  | PRECISION MEDICAL, INC. | EASY GO VAC PM65HG | PUMP, ASPIRATION, PORTABLE |  | SPD | Kelemen |  |  | 06/01/2011 |  | 6/1/21 |  |  | NO | YES |  |  |  |  | PRECISION MEDICAL, INC. 10368851 046727 |  |  | Active |  | 99:99:99:99:99:99 |  | Equipment | PAAR:00-PVAR | 10/31/2019 |  | COOPER UNIVERSITY HOSPITAL |  |  | Peds - KS7 |  | David Frye
|  | PRECISION MEDICAL, INC. | EASY GO VAC PM65HG | PUMP, ASPIRATION, PORTABLE |  | SPD | MD Anderson Cancer Center |  |  | 06/01/2011 |  | 6/1/21 |  |  | NO | YES |  |  |  |  | PRECISION MEDICAL, INC. 10368842 046889 |  |  | Active |  | 99:99:99:99:99:99 |  | Equipment | PAAR:00-PVAR | 10/31/2019 |  | COOPER UNIVERSITY HOSPITAL |  |  | ER - EXAM 34 HALLWAY |  | David Frye
|  | PRECISION MEDICAL, INC. | EASY GO VAC PM65HG | PUMP, ASPIRATION, PORTABLE |  | SPD | Kelemen | Basement |  | 06/01/2011 |  | 6/1/21 |  |  | NO | YES |  |  |  |  | PRECISION MEDICAL, INC. 10368680 046892 |  |  | Active |  | 99:99:99:99:99:99 |  | Equipment | PAAR:00-PVAR | 10/31/2019 |  | COOPER UNIVERSITY HOSPITAL |  |  | B44 - HALLWAY (OUTSIDE IR) |  | David Frye
|  | PRECISION MEDICAL, INC. | EASY GO VAC PM65HG | PUMP, ASPIRATION, PORTABLE |  | SPD | Kelemen | Basement |  | 06/01/2011 |  | 6/1/21 |  |  | NO | YES |  |  |  |  | PRECISION MEDICAL, INC. 10368682 046696 |  |  | Active |  | 99:99:99:99:99:99 |  | Equipment | PAAR:00-PVAR | 10/31/2019 |  | COOPER UNIVERSITY HOSPITAL |  |  | B44 - HALLWAY (OUTSIDE IR) |  | David Frye
|  | PRECISION MEDICAL, INC. | EASY GO VAC PM65HG | PUMP, ASPIRATION, PORTABLE |  | SPD | Kelemen |  |  | 06/01/2011 |  | 6/1/21 |  |  | NO | YES |  |  |  |  | PRECISION MEDICAL, INC. 10368642 046730 |  |  | Active |  | 99:99:99:99:99:99 |  | Equipment | PAAR:00-PVAR | 10/31/2019 |  | COOPER UNIVERSITY HOSPITAL |  |  | K2 - HEART STATION |  | David Frye
|  | PRECISION MEDICAL, INC. | EASY GO VAC PM65HG | PUMP, ASPIRATION, PORTABLE |  | SPD | Kelemen | BASEMENT |  | 06/01/2011 |  | 6/1/21 |  |  | NO | YES |  |  |  |  | PRECISION MEDICAL, INC. 10368611 046884 |  |  | Active |  | 99:99:99:99:99:99 |  | Equipment | PAAR:00-PVAR | 10/31/2019 |  | COOPER UNIVERSITY HOSPITAL |  |  | TICU |  | David Frye
|  | PRECISION MEDICAL, INC. | EASY GO VAC PM65HG | PUMP, ASPIRATION, PORTABLE |  | SPD | Kelemen |  |  | 06/01/2011 |  | 6/1/21 |  |  | NO | YES |  |  |  |  | PRECISION MEDICAL, INC. 10368451 046718 |  |  | Active |  | 99:99:99:99:99:99 |  | Equipment | PAAR:00-PVAR | 10/31/2019 |  | COOPER UNIVERSITY HOSPITAL |  |  | K PACU |  | David Frye
|  | PRECISION MEDICAL, INC. | EASY GO VAC PM65HG | PUMP, ASPIRATION, PORTABLE |  | SPD | Pavilion |  |  | 06/01/2011 |  | 6/1/21 |  |  | NO | YES |  |  |  |  | PRECISION MEDICAL, INC. 10368452 046737 |  |  | Active |  | 99:99:99:99:99:99 |  | Equipment | PAAR:00-PVAR | 10/31/2019 |  | COOPER UNIVERSITY HOSPITAL |  |  | K PACU |  | David Frye
|  | PRECISION MEDICAL, INC. | EASY GO VAC PM65HG | PUMP, ASPIRATION, PORTABLE |  | SPD | Pavilion |  |  | 06/01/2011 |  | 6/1/21 |  |  | NO | YES |  |  |  |  | PRECISION MEDICAL, INC. 10368248 046894 |  |  | Active |  | 99:99:99:99:99:99 |  | Equipment | PAAR:00-PVAR | 10/31/2019 |  | COOPER UNIVERSITY HOSPITAL |  |  | P4 - ICU |  | David Frye
|  | PRECISION MEDICAL, INC. | EASY GO VAC PM65HG | PUMP, ASPIRATION, PORTABLE |  | SPD | Kelemen |  |  | 06/01/2011 |  | 6/1/21 |  |  | NO | YES |  |  |  |  | PRECISION MEDICAL, INC. 10368192 046685 |  |  | Active |  | 99:99:99:99:99:99 |  | Equipment | PAAR:00-PVAR | 10/31/2019 |  | COOPER UNIVERSITY HOSPITAL |  |  | TRAUMA ADMITTING - TAA3 |  | David Frye
|  | PRECISION MEDICAL, INC. | EASY GO VAC PM65HG | PUMP, ASPIRATION, PORTABLE |  | SPD | Kelemen |  |  | 06/01/2011 |  | 6/1/21 |  |  | NO | YES |  |  |  |  | PRECISION MEDICAL, INC. 10368092 046693 |  |  | Active |  | 99:99:99:99:99:99 |  | Equipment | PAAR:00-PVAR | 10/31/2019 |  | COOPER UNIVERSITY HOSPITAL |  |  | TICU-EQUIP STORAGE |  | David Frye
|  | PRECISION MEDICAL, INC. | EASY GO VAC PM65HG | PUMP, ASPIRATION, PORTABLE |  |  | Kelemen | [7 empty] | NO | YES
|  | PRECISION MEDICAL, INC. | EASY GO VAC PM65HG | PUMP, ASPIRATION, PORTABLE |  | CARDIAC CATH LAB | Kelemen |  |  | 06/01/2011 |  | 6/1/21 |  |  | NO | YES |  |  |  |  | PRECISION MEDICAL, INC. 10367854 046904 |  |  | Active |  | 99:99:99:99:99:99 |  | Equipment | PAAR:00-PVAR | 10/31/2019 |  | COOPER UNIVERSITY HOSPITAL |  |  | CCL - Lab 2 |  | LINDA BEAN
|  | PRECISION MEDICAL, INC. | EASY GO VAC PM65HG | PUMP, ASPIRATION, PORTABLE |  | CARDIAC CATH LAB | Kelemen |  |  | 06/01/2011 |  | 6/1/21 |  |  | NO | YES |  |  |  |  | PRECISION MEDICAL, INC. 10367803 046885 |  |  | Active |  | 99:99:99:99:99:99 |  | Equipment | PAAR:00-PVAR | 10/31/2019 |  | COOPER UNIVERSITY HOSPITAL |  |  | CCL - Holding |  | LINDA BEAN
|  | PRECISION MEDICAL, INC. | EASY GO VAC PM65HG | PUMP, ASPIRATION, PORTABLE |  | SPD | Pavilion |  |  | 06/01/2011 |  | 6/1/21 |  |  | NO | YES |  |  |  |  | PRECISION MEDICAL, INC. 10367714 046689 |  |  | Disposition |  | 99:99:99:99:99:99 |  | Equipment | PAAR:00-PVAR | 10/16/2019 |  | COOPER UNIVERSITY HOSPITAL |  |  | CDU |  | David Frye
|  | PRECISION MEDICAL, INC. | EASY GO VAC PM65HG | PUMP, ASPIRATION, PORTABLE |  | SPD | Kelemen |  |  | 06/01/2011 |  | 6/1/21 |  |  | NO | YES |  |  |  |  | PRECISION MEDICAL, INC. 10367535 046897 |  |  | Active |  | 99:99:99:99:99:99 |  | Equipment | PAAR:00-PVAR | 10/31/2019 |  | COOPER UNIVERSITY HOSPITAL |  |  | shop |  | David Frye
|  | PRECISION MEDICAL, INC. | EASY GO VAC PM65HG | PUMP, ASPIRATION, PORTABLE |  | BIOMEDICAL | Kelemen |  |  | 06/01/2011 |  | 6/1/21 |  |  | NO | YES |  |  |  |  | PRECISION MEDICAL, INC. 10367484 046723 |  |  | Active |  | 99:99:99:99:99:99 |  | Equipment | PAAR:00-PVAR | 10/31/2019 |  | COOPER UNIVERSITY HOSPITAL |  |  | Bio Med Spare |  | Bonnie Aichroch
|  | PRECISION MEDICAL, INC. | EASY GO VAC PM65HG | PUMP, ASPIRATION, PORTABLE |  | EMERGENCY ROOM | Kelemen |  |  | 10/31/2019 |  | 10/31/29 |  |  | NO | YES |  |  |  |  | PRECISION MEDICAL, INC. 30244987 046716 |  |  | Active |  | 99:99:99:99:99:99 |  | Equipment | PAAR:00-PVAR | 10/31/2019 | 10/31/2019 | COOPER UNIVERSITY HOSPITAL |  |  | ER - 9B Trauma Room | WOT00000001185266 | KAREN GRUBER | Repair | Closed | Stephen Zubrzycki | 10/31/2019 | 10/31/2019 | portable suction is missing a part, CEID 30244987 did not pull | Replaced power cord and charger and VPO Would allow me to attach p/n: 502954 from stock. | EXP0619224 | Parts | 10/31/2019 | 10/31/2019 | Stephen Zubrzycki
|  | PRECISION MEDICAL, INC. | EASY GO VAC PM65HG | PUMP, ASPIRATION, PORTABLE |  | SPD | Kelemen |  |  | 06/01/2011 |  | 6/1/21 |  |  | NO | YES |  |  |  |  | PRECISION MEDICAL, INC. 10366479 046741 |  |  | Active |  | 99:99:99:99:99:99 |  | Equipment | PAAR:00-PVAR | 10/31/2019 |  | COOPER UNIVERSITY HOSPITAL |  |  | KS10 STORAGE |  | David Frye
|  | PRECISION MEDICAL, INC. | EASY GO VAC PM65HG | PUMP, ASPIRATION, PORTABLE |  | SPD | Kelemen |  |  | 06/01/2011 |  | 6/1/21 |  |  | NO | YES |  |  |  |  | PRECISION MEDICAL, INC. 10366342 046902 |  |  | Active |  | 99:99:99:99:99:99 |  | Equipment | PAAR:00-PVAR | 10/31/2019 |  | COOPER UNIVERSITY HOSPITAL |  |  | p7 |  | David Frye
|  | PRECISION MEDICAL, INC. | EASY GO VAC PM65HG | PUMP, ASPIRATION, PORTABLE |  | SPD | Kelemen |  |  | 06/01/2011 |  | 6/1/21 |  |  | NO | YES |  |  |  |  | PRECISION MEDICAL, INC. 10366344 046738 |  |  | Active |  | 99:99:99:99:99:99 |  | Equipment | PAAR:00-PVAR | 10/31/2019 |  | COOPER UNIVERSITY HOSPITAL |  |  | P4 - ICU |  | David Frye
|  | PRECISION MEDICAL, INC. | EASY GO VAC PM65HG | PUMP, ASPIRATION, PORTABLE |  | CINNAMINSON URGENT CARE | 195 US-130 |  |  | 06/01/2011 |  | 6/1/21 |  |  | NO | YES |  |  |  |  | PRECISION MEDICAL, INC. 10365770 046707 |  |  | Active |  | 99:99:99:99:99:99 |  | Equipment | PAAR:00-PVAR | 11/02/2019 |  | COOPER AMBULATORY OFF-SITES |  |  | HALLWAY |  | MELISSA PORTOBANCO
|  | PRECISION MEDICAL, INC. | EASY GO VAC PM65HG | PUMP, ASPIRATION, PORTABLE |  | SPD | Pavilion |  |  | 10/31/2019 |  | 10/31/29 |  |  | NO | YES |  |  |  |  | PRECISION MEDICAL, INC. 30236313 046714 |  |  | Active |  | 99:99:99:99:99:99 |  | Equipment | PAAR:00-PVAR | 10/31/2019 | 10/31/2019 | COOPER UNIVERSITY HOSPITAL |  |  | BIOMED - HALLWAY |  | David Frye |  |  |  | 10/31/2019 | 10/31/2019 |  |  |  |  | 10/31/2019 | 10/31/2019
|  | PRECISION MEDICAL, INC. | EASY GO VAC PM65HG | PUMP, ASPIRATION, PORTABLE |  | COOPER CANCER CENTER | MD Anderson Cancer Center |  |  | 07/19/2013 |  | 7/19/23 |  |  | NO | YES |  |  |  |  | PRECISION MEDICAL, INC. 10365537 060202 |  |  | Active |  | 99:99:99:99:99:99 |  | Equipment | PAAR:00-PVAR | 10/31/2019 |  | COOPER AMBULATORY OFF-SITES |  |  | RAD/ONC SLOT 4 CART |  | COLLEEN TEGELER
|  | PRECISION MEDICAL, INC. | EASY GO VAC PM65HG | PUMP, ASPIRATION, PORTABLE |  | SPD | Kelemen |  |  | 06/01/2011 |  | 6/1/21 |  |  | NO | YES |  |  |  |  | PRECISION MEDICAL, INC. 10365407 046731 |  |  | Active |  | 99:99:99:99:99:99 |  | Equipment | PAAR:00-PVAR | 10/31/2019 |  | COOPER UNIVERSITY HOSPITAL |  |  | P4 - ICU |  | David Frye
|  | PRECISION MEDICAL, INC. | EASY GO VAC PM65HG | PUMP, ASPIRATION, PORTABLE |  | SPD | 3 Cooper |  |  | 06/01/2011 |  | 6/1/21 |  |  | NO | YES |  |  |  |  | PRECISION MEDICAL, INC. 10365349 046721 |  |  | Active |  | 99:99:99:99:99:99 |  | Equipment | PAAR:00-PVAR | 10/31/2019 |  | COOPER UNIVERSITY HOSPITAL |  |  | Suite 200 - Hallway |  | David Frye
|  | PRECISION MEDICAL, INC. | EASY GO VAC PM65HG | PUMP, ASPIRATION, PORTABLE |  | SPD | Dorrance |  |  | 06/01/2011 |  | 6/1/21 |  |  | NO | YES |  |  |  |  | PRECISION MEDICAL, INC. 10365330 046888 |  |  | Active |  | 99:99:99:99:99:99 |  | Equipment | PAAR:00-PVAR | 10/31/2019 |  | COOPER UNIVERSITY HOSPITAL |  |  | L+D |  | David Frye
|  | PRECISION MEDICAL, INC. | EASY GO VAC PM65HG | PUMP, ASPIRATION, PORTABLE |  | VOORHEES SURGERY CENTER-RADIATION/ONC | 900 Centennial Blvd | Suite D |  | 01/01/1900 |  |  |  |  | NO | YES |  |  |  |  | PRECISION MEDICAL, INC. 10356817 Not Known |  |  | Active |  | 99:99:99:99:99:99 |  | Equipment | PAAR:00-PVAR | 11/01/2019 |  | COOPER AMBULATORY OFF-SITES |  |  | EXAM 2 | 0011479688 | COLLEEN TEGELER | Repair | Closed | Charles Santomero | 04/13/2017 | 04/25/2017 | SUCTION MACHINE - ONLY CLICKS, DOES NOT COME ON - RADIATION ONCOLOGY EXAM RM 2 | 4/19/2017 11:56:37 AM CTSANTOMERO (CTSANTOMERO 4/13/2017 12:00 AM) UNIT NOT WORKING ON BATTERY. VERIFIED BATTERY CHARGER WAS WORKING. ORDERED REPLACEMENT BATTERY. 4/25/2017 10:38:00 AM CTSANTOMERO (CTSANTOMERO 4/25/2017 12:00 AM) INSTALLED NEW BATTERY. OVP, RTS. | 32724F87-9207-4388-99AC-7F71CCC90D5F | Parts | 01/01/1900 | 01/01/1900 | Charles Santomero
|  | PRECISION MEDICAL, INC. | EASY GO VAC PM65HG | PUMP, ASPIRATION, PORTABLE |  | VOORHEES SURGERY CENTER-PULMONARY | 900 Centennial Blvd | Suite K |  | 01/01/1900 |  |  |  |  | NO | YES |  |  |  |  | PRECISION MEDICAL, INC. 10356783 046901 |  |  | Active |  | 99:99:99:99:99:99 |  | Equipment | PAAR:00-PVAR | 11/02/2019 |  | COOPER AMBULATORY OFF-SITES |  |  | SUITE K ROOM 213 | 0011040305 | SUSAN PINE | Repair | Closed | Kirk Lis | 01/10/2017 | 01/11/2017 | PORTABLE SUCTION UNIT - BATTERY LIGHT IS ON, EVEN WHEN PLUGGED IN - SUITE K, PULM OFFICE, RM 213 | 1/10/2017 10:48:02 AM KALIS (KALIS 1/10/2017 12:00 AM) RESEARCHED AND ORDERED BATTERY 1/11/2017 10:20:03 AM SJZUBRZYCKI (SJZUBRZYCKI 1/11/2017 12:00 AM) REPLACED BATTERY AND VPO | 25790A8E-D478-4EF6-975F-3721CAEF9374 | Labor | 01/10/2017 | 01/10/2017 | Kirk Lis
|  | PRECISION MEDICAL, INC. | EASY GO VAC PM65HG | PUMP, ASPIRATION, PORTABLE |  | COOPER CANCER CENTER-MULTIDISCIPLINARY CLINIC | MD Anderson Cancer Center |  |  | 06/26/2015 |  | 6/26/25 |  |  | NO | YES |  |  |  |  | PRECISION MEDICAL, INC. 10348773 060201 |  |  | Active |  | 99:99:99:99:99:99 |  | Equipment | PAAR:00-PVAR | 11/02/2019 |  | COOPER AMBULATORY OFF-SITES |  |  | MULTI DISC - MOVES |  | ROXANNE BERGER
|  | SSCOR | S-SCOR DUET 2314B | PUMP, ASPIRATION, PORTABLE | M30442 | MD ANDERSON INPATIENT ONCOLOGY | Pavilion |  |  | 07/01/2016 |  | 7/1/26 |  |  | NO | YES |  |  |  |  | SSCOR 10480482 M30442 |  |  | Active |  | 99:99:99:99:99:99 |  | Equipment | PAAR:00-PVAR | 10/31/2019 |  | COOPER UNIVERSITY HOSPITAL |  |  | P5 - Hallway |  | MIRIAM ZIEGLER
|  | SSCOR | S-SCOR DUET 2314B | PUMP, ASPIRATION, PORTABLE | M30443 | MD ANDERSON INPATIENT ONCOLOGY | Pavilion |  |  | 07/01/2016 |  | 7/1/26 |  |  | NO | YES |  |  |  |  | SSCOR 10480481 M30443 |  |  | Active |  | 99:99:99:99:99:99 |  | Equipment | PAAR:00-PVAR | 10/31/2019 |  | COOPER UNIVERSITY HOSPITAL |  |  | P5 - Hallway |  | MIRIAM ZIEGLER
|  | SSCOR | S-SCOT DUET 2314 | PUMP, ASPIRATION, PORTABLE | M38352 | COOPER BONE & JOINT- GLASSBORO | 221 Victoria Street |  |  | 09/06/2019 |  | 9/6/29 |  |  | NO | YES |  |  |  |  | SSCOR 11187623 M38352 |  |  | Active |  |  |  | Equipment | 3Y:00-BAT | 09/06/2019 | 09/06/2019 | COOPER AMBULATORY OFF-SITES |  |  | 221 Victoria St - Cardiology | WOT00000003683049 | COURTNEY BUDD | Performance Verification | Completed | Stephen Zubrzycki | 09/06/2019 | 09/06/2019 | Performance Verification for SSCOR 11187623 M38352 | Initial Install of Performance Verification. Device is ready for patient use. |  |  | 09/06/2019 | 09/06/2019
|  | SSCOR | S-SCOT DUET 2314 | PUMP, ASPIRATION, PORTABLE | M31357 |  | 901 Centennial Blvd | Building 1 | [6 empty] | YES | YES
|  | SSCOR | S-SCOT DUET 2314 | PUMP, ASPIRATION, PORTABLE | M31356 |  | 901 Centennial Blvd | Building 2 | [6 empty] | YES | YES
|  | BYRON MEDICAL | PSI-TEC III | PUMP, ASPIRATION, SURGICAL |  | OR - KELEMEN 3 | Kelemen |  |  | 02/15/2019 |  | 2/15/29 |  |  | NO | YES |  |  |  |  | BYRON MEDICAL 11239402 04182506 |  |  | Active |  | 99:99:99:99:99:99 |  | Equipment | 1Y:00-MFG | 02/15/2019 | 02/15/2019 | COOPER UNIVERSITY HOSPITAL |  |  | Kel OR Store Rm | WOT00000001675173 | DOMINIC VENDETTA | Performance Verification | Closed | Salvatore Bombara | 02/15/2019 | 02/15/2019 | Performance Verification for BYRON MEDICAL 11239402 04182506 | Initial Install of Performance Verification. Device is ready for patient use. |  |  | 02/15/2019 | 02/15/2019
|  | BYRON MEDICAL | PSI-TEC III | PUMP, ASPIRATION, SURGICAL | 04-0295-07 | OR - KELEMEN 3 | Kelemen |  |  | 01/01/2008 |  | 1/1/18 |  |  | NO | YES |  |  |  |  | BYRON MEDICAL 10366379 04-0295-07 |  |  | Active |  | 99:99:99:99:99:99 |  | Equipment | 1Y:00-MFG | 02/15/2019 | 02/01/2020 | COOPER UNIVERSITY HOSPITAL |  |  | BREAST ROOM K OR |  | DOMINIC VENDETTA
|  | GENMED | A | PUMP, ASPIRATION, SURGICAL | CAUL0392439 | BRACHFIELD MEDICAL ASSOCIATES-MEDICINE | 218 Sunset Rd |  |  | 01/01/1900 |  |  |  |  | NO | YES |  |  |  |  | GENMED 10367185 CAUL0392439 |  |  | Active |  | 99:99:99:99:99:99 |  | Equipment | PAAR:00-PVAR | 11/02/2019 |  | COOPER AMBULATORY OFF-SITES |  |  | ENDO - Holding |  | CATHY CRAWFORD
|  | GOMCO |  | PUMP, ASPIRATION, SURGICAL |  | BRACHFIELD MEDICAL ASSOCIATES-MEDICINE | 218 Sunset Rd |  |  | 04/21/2005 |  | 4/21/15 |  |  | NO | YES |  |  |  |  | GOMCO 10367050 20050317017 |  |  | Active |  | 99:99:99:99:99:99 |  | Equipment | PAAR:00-PVAR | 11/02/2019 |  | COOPER AMBULATORY OFF-SITES |  |  | CARDIOLOGY - stress lab |  | CATHY CRAWFORD
|  | GOMCO |  | PUMP, ASPIRATION, SURGICAL |  | BRACE ROAD-CARDIOLOGY | 1210 Brace Rd | Heart Institute |  | 04/22/2004 |  | 4/22/14 |  |  | NO | YES |  |  |  |  | GOMCO 10366019 20040204004 |  |  | Active |  | 99:99:99:99:99:99 |  | Equipment | PAAR:00-PVAR | 11/02/2019 |  | COOPER AMBULATORY OFF-SITES |  |  | TESTING 4 |  | Beth Mook
|  | GOMCO |  | PUMP, ASPIRATION, SURGICAL |  | VOORHEES CARDIOLOGY | 401 Haddon Ave |  |  | 01/01/1900 |  |  |  |  | NO | YES |  |  |  |  | GOMCO 10356976 20040204000 |  |  | Active |  | 99:99:99:99:99:99 |  | Equipment | PAAR:00-PVAR | 11/02/2019 |  | COOPER AMBULATORY OFF-SITES |  |  | Nuclear Lab - 1131 |  | KATHY COMO
|  | GOMCO |  | PUMP, ASPIRATION, SURGICAL |  | 3 COOPER-CARDIAC DIAGNOSTIC CENTER | 3 Cooper |  |  | 01/01/1900 |  |  |  |  | NO | YES |  |  |  |  | GOMCO 10346872 0104515559 |  |  | Active |  | 99:99:99:99:99:99 |  | Equipment | PAAR:00-PVAR | 11/01/2019 |  | COOPER AMBULATORY OFF-SITES |  |  | SUITE 318 - STRESS ROOM |  | CARLA TRUELL
|  | GOMCO |  | PUMP, ASPIRATION, SURGICAL |  | WOODSTOWN - CARDIOLOGY | 66 East Ave |  |  | 04/22/2004 |  | 4/22/14 |  |  | NO | YES |  |  |  |  | GOMCO 10345889 20040204007 |  |  | Active |  | 99:99:99:99:99:99 |  | Equipment | PAAR:00-PVAR | 11/02/2019 |  | COOPER AMBULATORY OFF-SITES |  |  | STRESS LAB |  | SUSAN WHITZELL
|  | KINETIC CONCEPTS, INC. (KCI) |  | PUMP, ASPIRATION, SURGICAL |  |  | Kelemen | [7 empty] | YES | YES
|  | LYSONIX INC | LY-250 | PUMP, ASPIRATION, SURGICAL |  | VOORHEES SURGERY CENTER-OPERATING ROOM | 900 Centennial Blvd | Suite E |  | 01/01/1900 |  |  |  |  | NO | YES |  |  |  |  | LYSONIX INC 10347198 0473 |  |  | Active |  | 99:99:99:99:99:99 |  | Equipment | PAAR:00-PVAR | 11/02/2019 |  | COOPER AMBULATORY OFF-SITES |  |  | SUITE |  | JENNIFER BOMBARO
|  | MADA MEDICAL PRODUCTS, INC. | 172BS | PUMP, ASPIRATION, SURGICAL |  | BRACHFIELD MEDICAL ASSOCIATES-MEDICINE | 218 Sunset Rd |  |  | 12/12/2005 |  | 12/12/15 |  |  | NO | YES |  |  |  |  | MADA MEDICAL PRODUCTS, INC. 10367177 010500000321 |  |  | Active |  | 99:99:99:99:99:99 |  | Equipment | PAAR:00-PVAR | 11/02/2019 |  | COOPER AMBULATORY OFF-SITES |  |  | ENDO - Holding |  | CATHY CRAWFORD
|  | MADA MEDICAL PRODUCTS, INC. | 172BS | PUMP, ASPIRATION, SURGICAL |  | BRACHFIELD MEDICAL ASSOCIATES-MEDICINE | 218 Sunset Rd |  |  | 09/01/2004 |  | 9/1/14 |  |  | NO | YES |  |  |  |  | MADA MEDICAL PRODUCTS, INC. 10367172 090400000216 |  |  | Active |  | 99:99:99:99:99:99 |  | Equipment | PAAR:00-PVAR | 11/02/2019 |  | COOPER AMBULATORY OFF-SITES |  |  | ENDO - Processing Room |  | CATHY CRAWFORD
|  | MEDELA | BASIC 036 | PUMP, ASPIRATION, SURGICAL |  | OPERATING ROOM - PAVILION | Pavilion |  |  | 07/18/2007 |  | 7/18/17 |  |  | NO | YES |  |  |  |  | MEDELA 10368305 1040871 |  |  | Active |  | 99:99:99:99:99:99 |  | Equipment | PAAR:00-PVAR | 11/02/2019 |  | COOPER UNIVERSITY HOSPITAL |  |  | OR HALL | WOT00000002201243 | DOMINIC VENDETTA | Disposition | Closed | Salvatore Bombara | 02/14/2019 | 05/21/2019 | Bulk Disposition CNL
|  | MEDELA | BASIC 30 | PUMP, ASPIRATION, SURGICAL |  | OPERATING ROOM - PAVILION | Pavilion |  |  | 10/22/2001 |  | 10/22/11 |  |  | NO | YES |  |  |  |  | MEDELA 10367423 1035104 |  |  | Active |  | 99:99:99:99:99:99 |  | Equipment | PAAR:00-PVAR | 11/02/2019 |  | COOPER UNIVERSITY HOSPITAL |  |  | OR HALLWAY | WOT00000002200047 | DOMINIC VENDETTA | Disposition | Closed | Salvatore Bombara | 02/14/2019 | 05/19/2019 | Bulk Disposition CNL
|  | MEDELA | VARIO 18 | PUMP, ASPIRATION, SURGICAL |  | SPECIAL TEST | Kelemen |  |  | 11/02/2019 |  | 11/2/29 |  |  | NO | YES |  |  |  |  | MEDELA 30143439 1229337 |  |  | Active |  | 99:99:99:99:99:99 |  | Equipment | PAAR:00-PVAR | 11/02/2019 | 11/02/2019 | COOPER UNIVERSITY HOSPITAL |  |  | ENDOSCOPY 1 | WOT00000000509159 | AMY HANNAN | Disposition | Closed | Gene Amodei | 11/02/2019 | 11/02/2019 | Bulk Disposition CNL |  |  |  | 11/02/2019 | 11/02/2019
|  | MEDICAL INDUSTRIES AMERICA |  | PUMP, ASPIRATION, SURGICAL |  | VOORHEES SURGERY CENTER-OPERATING ROOM | 900 Centennial Blvd | Suite E |  | 01/01/1900 |  |  |  |  | NO | YES |  |  |  |  | MEDICAL INDUSTRIES AMERICA 10348032 4784 |  |  | Active |  | 99:99:99:99:99:99 |  | Equipment | PAAR:00-PVAR | 11/02/2019 |  | COOPER AMBULATORY OFF-SITES |  |  | PACU E117 CRASH CART PARKING |  | JENNIFER BOMBARO
|  | MEDICAL SPECIFICS |  | PUMP, ASPIRATION, SURGICAL |  | 3 COOPER - SURGERY DEPARTMENT | 3 Cooper |  |  | 01/01/1900 |  |  |  |  | NO | YES |  |  |  |  | MEDICAL SPECIFICS 10346815 089900005021 |  |  | Active |  | 99:99:99:99:99:99 |  | Equipment | PAAR:00-PVAR | 11/01/2019 |  | COOPER AMBULATORY OFF-SITES |  |  | SUITE 403 - EXAM 14 |  | ANNE MAIER
|  | MEDICAL SPECIFICS |  | PUMP, ASPIRATION, SURGICAL |  | VOORHEES SURGERY CENTER-SURGERY DEPT | 6015 Main St |  |  | 11/01/1998 |  | 11/1/08 |  |  | NO | YES |  |  |  |  | MEDICAL SPECIFICS 10344845 119800004746 |  |  | Active |  | 99:99:99:99:99:99 |  | Equipment | PAAR:00-PVAR | 11/02/2019 |  | COOPER AMBULATORY OFF-SITES |  |  | SUITE G PROC RM B | 0012520372 | Theresa Megali | Repair | Closed | Kirk Lis | 12/20/2017 | 12/21/2017 | ASPIRATOR - EXPOSED WIRES ON LINE CORD - TMX | 12/21/2017 8:50:21 AM KALIS (KALIS 12/20/2017 12:00 AM) TRAVEL TIME (KALIS 12/20/2017 12:00 AM) REMOVED PLUG AND INSTALLED HOSPITAL GRADE PLUG. PERFORMED OVP 12/21/2017 8:56:13 AM KALIS (KALIS 12/21/2017 12:00 AM) DOCUMENTATION | 036526CB-3AC3-46DA-8175-D3E5720AD6B3 | Labor | 12/20/2017 | 12/20/2017 | Kirk Lis
|  | MEDICAL SPECIFICS |  | PUMP, ASPIRATION, SURGICAL |  | MARLTON-DERMATOLOGY | 10000 Sagemore Dr - Marlton |  |  | 11/02/2019 |  | 11/2/29 |  |  | NO | YES |  |  |  |  | MEDICAL SPECIFICS 30142550 12920000143 |  |  | Active |  | 99:99:99:99:99:99 |  | Equipment | PAAR:00-PVAR | 11/02/2019 | 11/02/2019 | COOPER AMBULATORY OFF-SITES |  |  | HALL CRASHCART |  | MICHELE CANALE |  |  |  | 11/02/2019 | 11/02/2019 |  |  |  |  | 11/02/2019 | 11/02/2019
|  | MEDLINE INDUSTRIES, INC. | VAC-ASSIST | PUMP, ASPIRATION, SURGICAL | SU18K00351 | BUNKER HILL-ORAL SURGERY | 2 Plaza Dr |  |  | 10/31/2019 |  | 10/31/29 |  |  | NO | YES |  |  |  |  | MEDLINE INDUSTRIES, INC. 11208024 SU18K00351 |  |  | Active |  |  |  | Equipment | PAAR:00-PVAR | 10/31/2019 | 10/31/2019 | COOPER AMBULATORY OFF-SITES |  |  | Dental holding area | WOT00000002496558 | BARBARA DIPINTO | Performance Verification | Closed | Michael Youch | 10/31/2019 | 10/31/2019 | Performance Verification for MEDLINE INDUSTRIES, INC. 11208024 SU18K00351 | Initial Install of Performance Verification. Device is ready for patient use. |  |  | 10/31/2019 | 10/31/2019
|  | MEDLINE INDUSTRIES, INC. | VAC-ASSIST | PUMP, ASPIRATION, SURGICAL | Su18g00257 | 6017 MAIN ST-PLASTICS | 6017 Main St |  |  | 10/31/2019 |  | 10/31/29 |  |  | NO | YES |  |  |  |  | MEDLINE INDUSTRIES, INC. 11200005 Su18g00257 |  |  | Active |  |  |  | Equipment | PAAR:00-PVAR | 10/31/2019 | 10/31/2019 | COOPER AMBULATORY OFF-SITES |  |  | 6017 MAIN STREET | WOT00000002020260 | ANNE MAIER | Performance Verification | Closed | Kirk Lis | 10/31/2019 | 10/31/2019 | CEID Record Completion for MEDLINE INDUSTRIES, INC. 11200005 Su18g00257 | INVENTORY NEW EQUIPMENT | EXP2172623 | Labor | 10/31/2019 | 10/31/2019 | Kirk Lis
|  | OLYMPUS AMERICA, INC. | KV-5 | PUMP, ASPIRATION, SURGICAL |  | COOPER CANCER CENTER-MULTIDISCIPLINARY CLINIC | MD Anderson Cancer Center |  |  | 09/10/2013 |  | 9/10/23 |  |  | NO | YES |  |  |  |  | OLYMPUS AMERICA, INC. 10367513 21312689 |  |  | Active |  | 99:99:99:99:99:99 |  | Equipment | PAAR:00-PVAR | 11/02/2019 |  | COOPER AMBULATORY OFF-SITES |  |  | Multi Disc - C2049 or C2220 | 0012669635 | ROXANNE BERGER | Repair | Closed | Josh Harris | 01/23/2018 | 01/26/2018 | ASPIRATOR - NEEDS FILTER, IT IS ON BACK ORDER, WOULD LIKE TO SEE IF BIOMED HAS ONE - MD ANDERSON BLDING 2ND FL HALLWAY | 1/26/2018 11:37:22 AM JXHARRIS (JXHARRIS 1/26/2018 12:00 AM) FILTERS ARE CONSUMABLE ITEMS THAT ARE ORDERED BY THE DEPARTMENT. WE DONT HAVE ANY ON HAND. | 1A019E58-E82A-478E-8466-0BDCDEBF2157 | Labor | 01/26/2018 | 01/26/2018 | Josh Harris
|  | OLYMPUS AMERICA, INC. | KV-5 | PUMP, ASPIRATION, SURGICAL |  | 3 COOPER-MULTISPECIALTY CENTER | 6015 Main Street |  |  | 04/11/2013 |  | 4/11/23 |  |  | NO | YES |  |  |  |  | OLYMPUS AMERICA, INC. 10345627 21217192 |  |  | Active |  | 99:99:99:99:99:99 |  | Equipment | PAAR:00-PVAR | 11/02/2019 |  | COOPER AMBULATORY OFF-SITES |  |  | SUITE 104 - WAITING STORAGE |  | MARGIE OUTLER
|  | OLYMPUS AMERICA, INC. | SSU-2 | PUMP, ASPIRATION, SURGICAL |  |  | 6015 Main St | [7 empty] | YES | YES
|  | OLYMPUS AMERICA, INC. | SSU-2 | PUMP, ASPIRATION, SURGICAL |  | BUNKER HILL-SURGERY | 500 Berlin-Cross Keys Rd |  |  | 01/01/1900 |  |  |  |  | NO | YES |  |  |  |  | OLYMPUS AMERICA, INC. 10366868 109920 |  |  | Disposition |  | 99:99:99:99:99:99 |  | Equipment | PAAR:00-PVAR | 11/02/2019 |  | COOPER AMBULATORY OFF-SITES |  |  | PROCEDURE RM | WOT00000002730068 | ANNE MAIER | Disposition | Closed | Salvatore Bombara | 05/22/2019 | 05/22/2019 | Equipment Disposition | Unit has been retired. | EXP2987887 | Labor | 05/22/2019 | 05/22/2019 | Salvatore Bombara
|  | OLYMPUS AMERICA, INC. | SSU-2 | PUMP, ASPIRATION, SURGICAL |  | VOORHEES SURGERY CENTER-SURGERY DEPT | 6015 Main Street |  |  | 01/01/1900 |  |  |  |  | NO | YES |  |  |  |  | OLYMPUS AMERICA, INC. 10344844 109549 |  |  | Active |  | 99:99:99:99:99:99 |  | Equipment | PAAR:00-PVAR | 11/01/2019 |  | COOPER AMBULATORY OFF-SITES |  |  | SUITE G PROC RM B |  | Theresa Megali
|  | PENUMBRA, INC. USA | PENUMBRA PMX110 | PUMP, ASPIRATION, SURGICAL | AP1212002-00031 | CARDIAC CATH LAB | Kelemen |  |  | 10/31/2019 |  | 10/31/29 |  |  | NO | YES |  |  |  |  | PENUMBRA, INC. USA 11187571 AP1212002-00031 |  |  | Active |  |  |  | Equipment | PAAR:00-PVAR | 10/31/2019 | 10/31/2019 | COOPER UNIVERSITY HOSPITAL |  |  | CCL - Lab 2 | WOT00000002752732 | LINDA BEAN | Performance Verification | Closed | Stephen Zubrzycki | 10/31/2019 | 10/31/2019 | CEID Record Completion for PENUMBRA, INC. USA 11187571 AP1212002-00031 | Inventoried unit | EXP3038326 | Labor | 10/31/2019 | 10/31/2019 | Stephen Zubrzycki
|  | PENUMBRA, INC. USA | PMXENGN | PUMP, ASPIRATION, SURGICAL | S10140-40 |  | Kelemen | BASEMENT | [6 empty] | YES | YES
|  | PENUMBRA, INC. USA | PMXENGN | PUMP, ASPIRATION, SURGICAL | S10114-12 | CARDIAC CATH LAB | Kelemen |  |  | 05/30/2019 |  | 5/30/29 |  |  | NO | YES |  |  |  |  | PENUMBRA, INC. USA 11187523 S10114-12 |  |  | Active |  | 99:99:99:99:99:99 |  | High Risk | 6M:00-MFG | 05/30/2019 | 05/30/2019 | COOPER UNIVERSITY HOSPITAL |  |  | CCL - Lab 2 | WOT00000001436217 | LINDA BEAN | Performance Verification | Closed | Stephen Zubrzycki | 05/30/2019 | 05/30/2019 | Performance Verification for UNMATCHED 11187523 S10114-12 | Initial Install of Performance Verification. Device is ready for patient use. |  |  | 05/30/2019 | 05/30/2019
|  | SCHUCO | S130 | PUMP, ASPIRATION, SURGICAL |  | BRACHFIELD MEDICAL ASSOCIATES-MEDICINE | 218 Sunset Rd |  |  | 01/01/2005 |  | 1/1/15 |  |  | NO | YES |  |  |  |  | SCHUCO 10367192 070000056450 |  |  | Active |  | 99:99:99:99:99:99 |  | Equipment | PAAR:00-PVAR | 11/01/2019 |  | COOPER AMBULATORY OFF-SITES |  |  | ENDO - Holding |  | CATHY CRAWFORD
|  | SCHUCO | S130 | PUMP, ASPIRATION, SURGICAL |  | HEART INSTITUTE | 400 Medical Center Dr |  |  | 01/01/1900 |  |  |  |  | NO | YES |  |  |  |  | SCHUCO 10366784 070000057289 |  |  | Active |  | 99:99:99:99:99:99 |  | Equipment | PAAR:00-PVAR | 11/02/2019 |  | COOPER AMBULATORY OFF-SITES |  |  | STRESS ROOM |  | KATHRYN COMO
|  | WELLS JOHNSON CO. | ASPIRATOR II | PUMP, ASPIRATION, SURGICAL |  | MARLTON-DERMATOLOGY | 10000 Sagemore Dr - Marlton |  |  | 01/01/1900 |  |  |  |  | NO | YES |  |  |  |  | WELLS JOHNSON CO. 10366125 2215 |  |  | Active |  | 99:99:99:99:99:99 |  | Equipment | PAAR:00-PVAR | 11/02/2019 |  | COOPER AMBULATORY OFF-SITES |  |  | Room 6 | 0012151465 | MICHELE CANALE | Repair | Closed | Kirk Lis | 09/12/2017 | 09/25/2017 | ASPIRATOR - HOSE CRACKED - STITCH REMOVAL ROOM | 9/13/2017 2:49:18 PM KALIS (KALIS 9/13/2017 12:00 AM) TRACED PROBLEM TO BAD TUBING. NEED TO ORDER REPLACEMENT TUBING (KALIS 9/13/2017 12:00 AM) RESEARCHED TUBING PART NUMBER. 9/14/2017 9:42:48 AM KALIS (KALIS 9/14/2017 12:00 AM) RESEARCHED PARTS AND ORDERED 9/19/2017 8:36:35 AM KALIS (KALIS 9/18/2017 12:00 AM) CHECK IN PART 9/20/2017 4:05:34 PM KALIS (KALIS 9/20/2017 12:00 AM) TRAVEL TIME (KALIS 9/20/2017 12:00 AM) INSTALLED HOSE KIT.PERFORMED OVP (KALIS 9/20/2017 12:00 AM) DOCUMENTATION | C1D01F7B-92FC-4CFF-A050-05F90E1EDF79 | Labor | 09/13/2017 | 09/13/2017 | Kirk Lis
|  | MICROAIRE SURGICAL INSTRUMENTS INC |  | PUMP, ASPIRATION, SURGICAL, LIPSUCTION |  | VOORHEES SURGERY CENTER-OPERATING ROOM | 900 Centennial Blvd | Suite E |  | 05/27/2004 |  | 5/27/14 |  |  | NO | YES |  |  |  |  | MICROAIRE SURGICAL INSTRUMENTS INC 10347197 04051069 |  |  | Active |  | 99:99:99:99:99:99 |  | Equipment | PAAR:00-PVAR | 11/02/2019 |  | COOPER AMBULATORY OFF-SITES |  |  | STORAGE ROOM |  | JENNIFER BOMBARO
|  | MICROAIRE SURGICAL INSTRUMENTS INC |  | PUMP, ASPIRATION, SURGICAL, LIPSUCTION |  | OR - KELEMEN 3 | Kelemen |  |  | 09/07/2010 |  | 9/7/20 |  |  | NO | YES |  |  |  |  | MICROAIRE SURGICAL INSTRUMENTS INC 10346368 10082045 |  |  | Active |  | 99:99:99:99:99:99 |  | Equipment | PAAR:00-PVAR | 11/02/2019 |  | COOPER UNIVERSITY HOSPITAL |  |  | OR-KELEMEN RM 382 |  | DOMINIC VENDETTA
|  | STRYKER CORP. | SONOPET UST-2001 | PUMP, ASPIRATION, SURGICAL, ULTRASONIC | 04D0237 | OPERATING ROOM - PAVILION | Pavilion |  |  | 08/22/2019 |  |  |  |  | NO | YES |  |  |  |  | SYNERGETICS, INC. 11239449 04D0237 |  |  | Active |  | 99:99:99:99:99:99 |  | High Risk | 6M:00-MFG | 08/22/2019 | 08/22/2019 | COOPER UNIVERSITY HOSPITAL |  |  | OR P5 |  | DOMINIC VENDETTA |  |  |  | 08/22/2019 | 08/22/2019 |  |  |  |  | 08/22/2019 | 08/22/2019
|  | STRYKER CORP. | SONOPET UST-2001 | PUMP, ASPIRATION, SURGICAL, ULTRASONIC |  | OPERATING ROOM - PAVILION | Pavilion |  |  | 08/20/2019 |  |  |  |  | NO | YES |  |  |  |  | STRYKER CORP. 11239429 1302400084 |  |  | Active |  | 99:99:99:99:99:99 |  | High Risk | 6M:00-MFG | 08/20/2019 | 08/20/2019 | COOPER UNIVERSITY HOSPITAL |  |  | Pav/Kel OR STORAGE |  | DOMINIC VENDETTA |  |  |  | 08/20/2019 | 08/20/2019 |  |  |  |  | 08/20/2019 | 08/20/2019
|  | ABIOMED INCORPORATED | IMPELLA | PUMP, BLOOD, EXTRACORPOREAL CIRCULATION | IC5949 | CARDIAC CATH LAB | Kelemen |  |  | 05/20/2019 |  | 5/20/27 |  |  | NO | YES |  |  |  |  | ABIOMED INCORPORATED 11222053 IC5949 |  |  | Active |  | 99:99:99:99:99:99 |  | Life Support | 1Y:00-VEN | 05/20/2019 | 05/20/2019 | COOPER UNIVERSITY HOSPITAL |  |  | CCL - Supply Room 481 | WOT00000001190572 | LINDA BEAN | Performance Verification | Closed | Charles Santomero | 05/20/2019 | 05/20/2019 | Performance Verification for ABIOMED INCORPORATED 1222053 IC5949 | Initial Install of Performance Verification. Device is ready for patient use. |  |  | 05/20/2019 | 05/20/2019
|  | ABIOMED INCORPORATED | IMPELLA | PUMP, BLOOD, EXTRACORPOREAL CIRCULATION | IC3632 | CARDIAC CATH LAB | Kelemen |  |  | 05/01/2019 |  | 5/1/27 |  |  | NO | YES |  |  |  |  | ABIOMED INCORPORATED 11187564 IC3632 |  |  | Active |  | 99:99:99:99:99:99 |  | Life Support | 1Y:00-VEN | 05/01/2019 | 05/01/2019 | COOPER UNIVERSITY HOSPITAL |  |  | CCL - Supply Room 481 |  | LINDA BEAN |  |  |  | 05/01/2019 | 05/01/2019 |  |  |  |  | 05/01/2019 | 05/01/2019
|  | ABIOMED INCORPORATED | IMPELLA | PUMP, BLOOD, EXTRACORPOREAL CIRCULATION | IC3633 | CARDIAC CATH LAB | Kelemen |  |  | 03/01/2015 |  | 3/1/23 |  |  | NO | YES |  |  |  |  | ABIOMED INCORPORATED 10368920 IC3633 |  |  | Active |  | 99:99:99:99:99:99 |  | Life Support | 1Y:00-VEN | 04/24/2019 | 04/01/2020 | COOPER UNIVERSITY HOSPITAL |  |  | CCL - Supply Room 481 |  | LINDA BEAN
|  | MAQUET CORP | ROTAFLOW | PUMP, BLOOD, EXTRACORPOREAL CIRCULATION |  | PERFUSION | Pavilion |  |  | 10/15/2019 |  | 10/15/26 |  |  | NO | YES |  |  |  |  | MAQUET CORP 11239454 90001516 |  |  | Active |  |  |  | Life Support | 6M:00-MFG | 10/15/2019 | 10/15/2019 | COOPER UNIVERSITY HOSPITAL |  |  | Keystone for PM | WOT00000002560366 | Bonnie Aichroch | Performance Verification | Closed | Salvatore Bombara | 10/15/2019 | 10/15/2019 | CEID Record Completion for MAQUET CORP 11239454 90001516 | PV complete | EXP3002533 | Labor | 10/15/2019 | 10/15/2019 | Salvatore Bombara
|  | MAQUET CORP | ROTAFLOW | PUMP, BLOOD, EXTRACORPOREAL CIRCULATION |  | PERFUSION | Kelemen | 4 |  | 10/15/2019 |  | 10/15/26 |  |  | NO | YES |  |  |  |  | MAQUET CORP 11239440 90001570 |  |  | Active |  |  |  | Life Support | 6M:00-MFG | 10/15/2019 | 10/15/2019 | COOPER UNIVERSITY HOSPITAL |  |  | PM Keystone | WOT00000002554949 | Bonnie Aichroch | Performance Verification | Closed | Salvatore Bombara | 10/15/2019 | 10/15/2019 | Performance Verification for MAQUET CORP 11239440 90001570 | Initial Install of Performance Verification. Device is ready for patient use. |  |  | 10/15/2019 | 10/15/2019
|  | MAQUET CORP | ROTAFLOW | PUMP, BLOOD, EXTRACORPOREAL CIRCULATION |  | PERFUSION | Pavilion |  |  | 09/23/2010 |  | 9/23/17 |  |  | NO | YES |  |  |  |  | MAQUET CORP 10355488 90430059 |  |  | Active |  | 99:99:99:99:99:99 |  | Life Support | 1Y:00-MFG 2Y:00-BAT | 11/01/2019 | 11/01/2020 | COOPER UNIVERSITY HOSPITAL |  |  | BETWEEN 6 AND 7 PUMP RM |  | Bonnie Aichroch
|  | GAME READY INC. |  | PUMP, COLD THERAPY | JF15201-8345 | PHYSICAL THERAPY DEPARTMENT | 221 Victoria Street |  |  | 06/08/2016 |  |  |  |  | NO | YES |  |  |  |  | GAME READY INC. 10732357 JF15201-8345 |  |  | Active |  | 99:99:99:99:99:99 |  | Alarm | 1Y:00-MFG | 01/31/2019 | 01/01/2020 | COOPER AMBULATORY OFF-SITES |  |  | Glassboro | 0012265944 | COURTNEY BUDD | Performance Verification | Closed | Josh Harris | 10/05/2017 | 10/05/2017 | INCOMING INVENTORY | DEVICE INVENTORIED | 34611042-0690-4B53-B5FF-1E2C546E5359 | Labor | 10/05/2017 | 10/05/2017 | Josh Harris
|  | MEDLINE INDUSTRIES, INC. | HEMO-FORCE DVT | PUMP, COMPRESSION, SEQUENTIAL | C880010557 |  | Kelemen | [7 empty] | YES | YES
|  | MEDLINE INDUSTRIES, INC. | HEMO-FORCE DVT | PUMP, COMPRESSION, SEQUENTIAL | C890011980 |  | Kelemen | [7 empty] | YES | YES
|  | MEDLINE INDUSTRIES, INC. | HEMO-FORCE DVT | PUMP, COMPRESSION, SEQUENTIAL | C880009384 |  | Kelemen | [7 empty] | YES | YES
|  | MEDLINE INDUSTRIES, INC. | HEMO-FORCE DVT | PUMP, COMPRESSION, SEQUENTIAL | C860012557 |  | Kelemen | [7 empty] | YES | YES
|  | MEDLINE INDUSTRIES, INC. | HEMO-FORCE DVT | PUMP, COMPRESSION, SEQUENTIAL | C880010464 |  | Kelemen | [7 empty] | YES | YES
|  | MEDLINE INDUSTRIES, INC. | HEMO-FORCE DVT | PUMP, COMPRESSION, SEQUENTIAL | C890011968 |  | Kelemen | [7 empty] | YES | YES
|  | MEDLINE INDUSTRIES, INC. | HEMO-FORCE DVT | PUMP, COMPRESSION, SEQUENTIAL | C890012412 |  | Kelemen | [7 empty] | YES | YES
|  | MEDLINE INDUSTRIES, INC. | HEMO-FORCE DVT | PUMP, COMPRESSION, SEQUENTIAL | C860009513 |  | Kelemen | [7 empty] | YES | YES
|  | MEDLINE INDUSTRIES, INC. | HEMO-FORCE DVT | PUMP, COMPRESSION, SEQUENTIAL | C890012008 |  | Kelemen | [7 empty] | YES | YES
|  | MEDLINE INDUSTRIES, INC. | HEMO-FORCE DVT | PUMP, COMPRESSION, SEQUENTIAL | C870003557 |  | Kelemen | [7 empty] | YES | YES
|  | MEDLINE INDUSTRIES, INC. | HEMO-FORCE DVT | PUMP, COMPRESSION, SEQUENTIAL | C870003332 |  | Kelemen | [7 empty] | NO | YES
|  | MEDLINE INDUSTRIES, INC. | HEMO-FORCE DVT | PUMP, COMPRESSION, SEQUENTIAL | C880010495 |  | Kelemen | [7 empty] | YES | YES
|  | MEDLINE INDUSTRIES, INC. | HEMO-FORCE DVT | PUMP, COMPRESSION, SEQUENTIAL | C870028745 |  | Kelemen | [7 empty] | YES | YES
|  | MEDLINE INDUSTRIES, INC. | HEMO-FORCE DVT | PUMP, COMPRESSION, SEQUENTIAL | C870005027 |  | Kelemen |  | retired per josh | [5 empty] | NO | YES
|  | MEDLINE INDUSTRIES, INC. | HEMO-FORCE DVT | PUMP, COMPRESSION, SEQUENTIAL | C860027536 |  | Kelemen | [7 empty] | YES | YES
|  | MEDLINE INDUSTRIES, INC. | HEMO-FORCE DVT | PUMP, COMPRESSION, SEQUENTIAL | C890012860 |  | Kelemen | [7 empty] | YES | YES
|  | MEDLINE INDUSTRIES, INC. | HEMO-FORCE DVT | PUMP, COMPRESSION, SEQUENTIAL | c860003883 |  | Kelemen | [7 empty] | YES | YES
|  | MEDLINE INDUSTRIES, INC. | HEMO-FORCE DVT | PUMP, COMPRESSION, SEQUENTIAL |  |  | Dorrance | [7 empty] | YES | YES
|  | MEDLINE INDUSTRIES, INC. | HEMO-FORCE DVT | PUMP, COMPRESSION, SEQUENTIAL | C870005358 |  | Pavilion | [7 empty] | NO | YES
|  | MEDLINE INDUSTRIES, INC. | HEMO-FORCE DVT | PUMP, COMPRESSION, SEQUENTIAL | C870003469 |  | Kelemen | Basement | [6 empty] | NO | YES
|  | MEDLINE INDUSTRIES, INC. | HEMO-FORCE DVT | PUMP, COMPRESSION, SEQUENTIAL | C870003293 |  | Kelemen | Basement | [6 empty] | NO | YES
|  | MEDLINE INDUSTRIES, INC. | HEMO-FORCE DVT | PUMP, COMPRESSION, SEQUENTIAL | c870004949 | SPD | Kelemen |  |  | 10/31/2019 |  | 10/31/29 |  |  | NO | YES |  |  |  |  | MEDLINE INDUSTRIES, INC. 11221923 c870004949 |  |  | Disposition |  | 99:99:99:99:99:99 |  | Alarm | PAAR:00-PVAR | 10/31/2019 | 10/31/2019 | COOPER UNIVERSITY HOSPITAL |  |  |  | 0012603696 | David Frye | Repair | Closed | Josh Harris | 10/31/2019 | 10/31/2019 | SCD - ARM BROKEN - KELEMAN OR STORAGE ROOM | 5/2/2018 3:00:34 PM JXHARRIS (JXHARRIS 1/5/2018 12:00 AM) REATTACHED ARM. VPO. RTS. | 8229A403-3D3D-4B22-8613-741E59235B6E | Labor | 10/31/2019 | 10/31/2019 | Josh Harris
|  | MEDLINE INDUSTRIES, INC. | HEMO-FORCE DVT | PUMP, COMPRESSION, SEQUENTIAL | c870003219 | SPD | Kelemen |  |  | 10/31/2019 |  | 10/31/29 |  |  | NO | YES |  |  |  |  | MEDLINE INDUSTRIES, INC. 11221920 c870003219 |  |  | Active |  | 99:99:99:99:99:99 |  | Alarm | PAAR:00-PVAR | 10/31/2019 | 10/31/2019 | COOPER UNIVERSITY HOSPITAL |  |  |  | 0012627410 | David Frye | Preventative Maintenance | Closed | Josh Harris | 10/31/2019 | 10/31/2019 | devices bulk imported. approved by patrick d'andrea, qualreq0005668. |  | 78A0F625-9AC8-42B5-A4F2-AD9B7A523F5A | Labor | 10/31/2019 | 10/31/2019 | Josh Harris
|  | MEDLINE INDUSTRIES, INC. | HEMO-FORCE DVT | PUMP, COMPRESSION, SEQUENTIAL | c870003462 | SPD | Kelemen |  |  | 10/31/2019 |  | 10/31/29 |  |  | NO | YES |  |  |  |  | MEDLINE INDUSTRIES, INC. 11221921 c870003462 |  |  | Active |  | 99:99:99:99:99:99 |  | Alarm | PAAR:00-PVAR | 10/31/2019 | 10/31/2019 | COOPER UNIVERSITY HOSPITAL |  |  |  | 0012627421 | David Frye | Performance Verification | Closed | Pat D'Andrea | 10/31/2019 | 10/31/2019 | devices bulk imported. approved by patrick d'andrea, qualreq0005668. | AMCOFFIN 1/8/2018 devices bulk imported. approved by patrick d'andrea, qualreq0005668. | B2D3C308-C1B2-44A7-A139-0C7F632A6DCD | Labor | 10/31/2019 | 10/31/2019 | Pat D'Andrea
|  | MEDLINE INDUSTRIES, INC. | HEMO-FORCE DVT | PUMP, COMPRESSION, SEQUENTIAL | c870003526 | SPD | Kelemen |  |  | 10/31/2019 |  | 10/31/29 |  |  | NO | YES |  |  |  |  | MEDLINE INDUSTRIES, INC. 11221918 c870003526 |  |  | Active |  | 99:99:99:99:99:99 |  | Alarm | PAAR:00-PVAR | 10/31/2019 | 10/31/2019 | COOPER UNIVERSITY HOSPITAL |  |  |  | 0012627238 | David Frye | Performance Verification | Closed | Pat D'Andrea | 10/31/2019 | 10/31/2019 | devices bulk imported. approved by patrick d'andrea, qualreq0005668. | AMCOFFIN 1/8/2018 devices bulk imported. approved by patrick d'andrea, qualreq0005668. | 32482C8E-7132-4868-A4A5-7D9EC833E1E9 | Labor | 10/31/2019 | 10/31/2019 | Pat D'Andrea
|  | MEDLINE INDUSTRIES, INC. | HEMO-FORCE DVT | PUMP, COMPRESSION, SEQUENTIAL | C880009604 | SPD | Kelemen |  |  | 10/31/2019 |  | 10/31/29 |  |  | NO | YES |  |  |  |  | MEDLINE INDUSTRIES, INC. 11221911 C880009604 |  |  | Active |  |  |  | Alarm | PAAR:00-PVAR | 10/31/2019 | 10/31/2019 | COOPER UNIVERSITY HOSPITAL |  |  | UHS | WOT00000003146001 | David Frye | Performance Verification | Closed | Josh Harris | 10/31/2019 | 10/31/2019 | Performance Verification for MEDLINE INDUSTRIES, INC. 11221911 C880009604 | Initial Install of Performance Verification. Device is ready for patient use. |  |  | 10/31/2019 | 10/31/2019
|  | MEDLINE INDUSTRIES, INC. | HEMO-FORCE DVT | PUMP, COMPRESSION, SEQUENTIAL | C880009680 | SPD | Kelemen |  |  | 10/31/2019 |  | 10/31/29 |  |  | NO | YES |  |  |  |  | MEDLINE INDUSTRIES, INC. 11221908 C880009680 |  |  | Active |  |  |  | Alarm | PAAR:00-PVAR | 10/31/2019 | 10/31/2019 | COOPER UNIVERSITY HOSPITAL |  |  | UHS | WOT00000003145994 | David Frye | Performance Verification | Closed | Josh Harris | 10/31/2019 | 10/31/2019 | Performance Verification for MEDLINE INDUSTRIES, INC. 11221908 C880009680 | Initial Install of Performance Verification. Device is ready for patient use. |  |  | 10/31/2019 | 10/31/2019
|  | MEDLINE INDUSTRIES, INC. | HEMO-FORCE DVT | PUMP, COMPRESSION, SEQUENTIAL | C880009589 | SPD | Kelemen |  |  | 10/31/2019 |  | 10/31/29 |  |  | NO | YES |  |  |  |  | MEDLINE INDUSTRIES, INC. 11221909 C880009589 |  |  | Active |  |  |  | Alarm | PAAR:00-PVAR | 10/31/2019 | 10/31/2019 | COOPER UNIVERSITY HOSPITAL |  |  | UHS | WOT00000003145996 | David Frye | Performance Verification | Closed | Josh Harris | 10/31/2019 | 10/31/2019 | Performance Verification for MEDLINE INDUSTRIES, INC. 11221909 C880009589 | Initial Install of Performance Verification. Device is ready for patient use. |  |  | 10/31/2019 | 10/31/2019
|  | MEDLINE INDUSTRIES, INC. | HEMO-FORCE DVT | PUMP, COMPRESSION, SEQUENTIAL | C880009569 | SPD | Kelemen |  |  | 10/31/2019 |  | 10/31/29 |  |  | NO | YES |  |  |  |  | MEDLINE INDUSTRIES, INC. 11221910 C880009569 |  |  | Active |  |  |  | Alarm | PAAR:00-PVAR | 10/31/2019 | 10/31/2019 | COOPER UNIVERSITY HOSPITAL |  |  | UHS | WOT00000003145998 | David Frye | Performance Verification | Closed | Josh Harris | 10/31/2019 | 10/31/2019 | Performance Verification for MEDLINE INDUSTRIES, INC. 11221910 C880009569 | Initial Install of Performance Verification. Device is ready for patient use. |  |  | 10/31/2019 | 10/31/2019
|  | MEDLINE INDUSTRIES, INC. | HEMO-FORCE DVT | PUMP, COMPRESSION, SEQUENTIAL | C880009622 | SPD | Pavilion |  |  | 10/31/2019 |  | 10/31/29 |  |  | NO | YES |  |  |  |  | MEDLINE INDUSTRIES, INC. 11221907 C880009622 |  |  | Active |  |  |  | Alarm | PAAR:00-PVAR | 10/31/2019 | 10/31/2019 | COOPER UNIVERSITY HOSPITAL |  |  | UHS | WOT00000003145992 | David Frye | Performance Verification | Closed | Josh Harris | 10/31/2019 | 10/31/2019 | Performance Verification for MEDLINE INDUSTRIES, INC. 11221907 C880009622 | Initial Install of Performance Verification. Device is ready for patient use. |  |  | 10/31/2019 | 10/31/2019
|  | MEDLINE INDUSTRIES, INC. | HEMO-FORCE DVT | PUMP, COMPRESSION, SEQUENTIAL | C880010203 | SPD | Kelemen |  |  | 10/31/2019 |  | 10/31/29 |  |  | NO | YES |  |  |  |  | MEDLINE INDUSTRIES, INC. 11221906 C880010203 |  |  | Active |  |  |  | Alarm | PAAR:00-PVAR | 10/31/2019 | 10/31/2019 | COOPER UNIVERSITY HOSPITAL |  |  | UHS | WOT00000003145990 | David Frye | Performance Verification | Closed | Josh Harris | 10/31/2019 | 10/31/2019 | Performance Verification for MEDLINE INDUSTRIES, INC. 11221906 C880010203 | Initial Install of Performance Verification. Device is ready for patient use. |  |  | 10/31/2019 | 10/31/2019
|  | MEDLINE INDUSTRIES, INC. | HEMO-FORCE DVT | PUMP, COMPRESSION, SEQUENTIAL | C880009349 | SPD | Pavilion |  |  | 10/31/2019 |  | 10/31/29 |  |  | NO | YES |  |  |  |  | MEDLINE INDUSTRIES, INC. 11221903 C880009349 |  |  | Active |  |  |  | Alarm | PAAR:00-PVAR | 10/31/2019 | 10/31/2019 | COOPER UNIVERSITY HOSPITAL |  |  | UHS | WOT00000003042189 | David Frye | Performance Verification | Closed | Josh Harris | 10/31/2019 | 10/31/2019 | Performance Verification for MEDLINE INDUSTRIES, INC. 11221903 C880009349 | Initial Install of Performance Verification. Device is ready for patient use. |  |  | 10/31/2019 | 10/31/2019
|  | MEDLINE INDUSTRIES, INC. | HEMO-FORCE DVT | PUMP, COMPRESSION, SEQUENTIAL | C880009463 | SPD | Pavilion |  |  | 10/31/2019 |  | 10/31/29 |  |  | NO | YES |  |  |  |  | MEDLINE INDUSTRIES, INC. 11221904 C880009463 |  |  | Active |  |  |  | Alarm | PAAR:00-PVAR | 10/31/2019 | 10/31/2019 | COOPER UNIVERSITY HOSPITAL |  |  | UHS | WOT00000003042191 | David Frye | Performance Verification | Closed | Josh Harris | 10/31/2019 | 10/31/2019 | Performance Verification for MEDLINE INDUSTRIES, INC. 11221904 C880009463 | Initial Install of Performance Verification. Device is ready for patient use. |  |  | 10/31/2019 | 10/31/2019
|  | MEDLINE INDUSTRIES, INC. | HEMO-FORCE DVT | PUMP, COMPRESSION, SEQUENTIAL | C880010184 | SPD | Kelemen |  |  | 10/31/2019 |  | 10/31/29 |  |  | NO | YES |  |  |  |  | MEDLINE INDUSTRIES, INC. 11221901 C880010184 |  |  | Active |  |  |  | Alarm | PAAR:00-PVAR | 10/31/2019 | 10/31/2019 | COOPER UNIVERSITY HOSPITAL |  |  | UHS | WOT00000003042186 | David Frye | Performance Verification | Closed | Josh Harris | 10/31/2019 | 10/31/2019 | CEID Record Completion for MEDLINE INDUSTRIES, INC. 11221901 C880010184 | inventoried replacement dvt unit. | EXP3267171 | Labor | 10/31/2019 | 10/31/2019 | Josh Harris
|  | MEDLINE INDUSTRIES, INC. | HEMO-FORCE DVT | PUMP, COMPRESSION, SEQUENTIAL | C880010178 | SPD | Pavilion |  |  | 10/31/2019 |  | 10/31/29 |  |  | NO | YES |  |  |  |  | MEDLINE INDUSTRIES, INC. 11221902 C880010178 |  |  | Active |  |  |  | Alarm | PAAR:00-PVAR | 10/31/2019 | 10/31/2019 | COOPER UNIVERSITY HOSPITAL |  |  | UHS | WOT00000003042187 | David Frye | Performance Verification | Closed | Josh Harris | 10/31/2019 | 10/31/2019 | Performance Verification for MEDLINE INDUSTRIES, INC. 11221902 C880010178 | Initial Install of Performance Verification. Device is ready for patient use. |  |  | 10/31/2019 | 10/31/2019
|  | MEDLINE INDUSTRIES, INC. | HEMO-FORCE DVT | PUMP, COMPRESSION, SEQUENTIAL | C880009451 | SPD | Kelemen |  |  | 10/31/2019 |  | 10/31/29 |  |  | NO | YES |  |  |  |  | MEDLINE INDUSTRIES, INC. 11221899 C880009451 |  |  | Active |  |  |  | Alarm | PAAR:00-PVAR | 10/31/2019 | 10/31/2019 | COOPER UNIVERSITY HOSPITAL |  |  | UHS | WOT00000003042180 | David Frye | Performance Verification | Closed | Josh Harris | 10/31/2019 | 10/31/2019 | Performance Verification for MEDLINE INDUSTRIES, INC. 11221899 C880009451 | Initial Install of Performance Verification. Device is ready for patient use. |  |  | 10/31/2019 | 10/31/2019
|  | MEDLINE INDUSTRIES, INC. | HEMO-FORCE DVT | PUMP, COMPRESSION, SEQUENTIAL | C870028560 | SPD | Kelemen |  |  | 10/31/2019 |  | 10/31/29 |  |  | NO | YES |  |  |  |  | MEDLINE INDUSTRIES, INC. 11221900 C870028560 |  |  | Active |  |  |  | Alarm | PAAR:00-PVAR | 10/31/2019 | 10/31/2019 | COOPER UNIVERSITY HOSPITAL |  |  | UHS | WOT00000003042183 | David Frye | Performance Verification | Closed | Josh Harris | 10/31/2019 | 10/31/2019 | Performance Verification for MEDLINE INDUSTRIES, INC. 11221900 C870028560 | Initial Install of Performance Verification. Device is ready for patient use. |  |  | 10/31/2019 | 10/31/2019
|  | MEDLINE INDUSTRIES, INC. | HEMO-FORCE DVT | PUMP, COMPRESSION, SEQUENTIAL | C880019156 | SPD | Kelemen |  |  | 10/31/2019 |  | 10/31/29 |  |  | NO | YES |  |  |  |  | MEDLINE INDUSTRIES, INC. 11221867 C880019156 |  |  | Active |  |  |  | Alarm | PAAR:00-PVAR | 10/31/2019 | 10/31/2019 | COOPER UNIVERSITY HOSPITAL |  |  | BASEMENT | WOT00000002543435 | David Frye | Performance Verification | Closed | Josh Harris | 10/31/2019 | 10/31/2019 | Performance Verification for MEDLINE INDUSTRIES, INC. 11221867 C880019156 | Initial Install of Performance Verification. Device is ready for patient use. |  |  | 10/31/2019 | 10/31/2019
|  | MEDLINE INDUSTRIES, INC. | HEMO-FORCE DVT | PUMP, COMPRESSION, SEQUENTIAL | C880009789 | SPD | Kelemen |  |  | 10/31/2019 |  | 10/31/29 |  |  | NO | YES |  |  |  |  | MEDLINE INDUSTRIES, INC. 11221866 C880009789 |  |  | Active |  |  |  | Alarm | PAAR:00-PVAR | 10/31/2019 | 10/31/2019 | COOPER UNIVERSITY HOSPITAL |  |  | BASEMENT | WOT00000002543429 | David Frye | Performance Verification | Closed | Josh Harris | 10/31/2019 | 10/31/2019 | Performance Verification for MEDLINE INDUSTRIES, INC. 11221866 C880009789 | Initial Install of Performance Verification. Device is ready for patient use. |  |  | 10/31/2019 | 10/31/2019
|  | MEDLINE INDUSTRIES, INC. | HEMO-FORCE DVT | PUMP, COMPRESSION, SEQUENTIAL | c870005118 | SPD | Kelemen |  |  | 10/31/2019 |  | 10/31/29 |  |  | NO | YES |  |  |  |  | MEDLINE INDUSTRIES, INC. 11221837 c870005118 |  |  | Active |  | 99:99:99:99:99:99 |  | Alarm | PAAR:00-PVAR | 10/31/2019 | 10/31/2019 | COOPER UNIVERSITY HOSPITAL |  |  |  | 0012627545 | David Frye | Performance Verification | Closed | Pat D'Andrea | 10/31/2019 | 10/31/2019 | devices bulk imported. approved by patrick d'andrea, qualreq0005668. | AMCOFFIN 1/8/2018 devices bulk imported. approved by patrick d'andrea, qualreq0005668. | C4F2CA3F-8F45-45C0-A849-56FED8750D71 | Labor | 10/31/2019 | 10/31/2019 | Pat D'Andrea
|  | MEDLINE INDUSTRIES, INC. | HEMO-FORCE DVT | PUMP, COMPRESSION, SEQUENTIAL | c880009679 | SPD | Pavilion |  |  | 10/31/2019 |  | 10/31/29 |  |  | NO | YES |  |  |  |  | MEDLINE INDUSTRIES, INC. 11221838 c880009679 |  |  | Active |  |  |  | Alarm | PAAR:00-PVAR | 10/31/2019 | 10/31/2019 | COOPER UNIVERSITY HOSPITAL |  |  | BASEMENT | WOT00000002108939 | David Frye | Performance Verification | Closed | Josh Harris | 10/31/2019 | 10/31/2019 | Performance Verification for MEDLINE INDUSTRIES, INC. 11221716 c880009679 | Initial Install of Performance Verification. Device is ready for patient use. |  |  | 10/31/2019 | 10/31/2019
|  | MEDLINE INDUSTRIES, INC. | HEMO-FORCE DVT | PUMP, COMPRESSION, SEQUENTIAL | C860028509 | SPD | Kelemen |  |  | 10/31/2019 |  | 10/31/29 |  |  | NO | YES |  |  |  |  | MEDLINE INDUSTRIES, INC. 11221825 C860028509 |  |  | Active |  |  |  | Alarm | PAAR:00-PVAR | 10/31/2019 | 10/31/2019 | COOPER UNIVERSITY HOSPITAL |  |  | BASEMENT | WOT00000002027523 | David Frye | Performance Verification | Closed | Josh Harris | 10/31/2019 | 10/31/2019 | Performance Verification for MEDLINE INDUSTRIES, INC. 11221825 C860028509 | Initial Install of Performance Verification. Device is ready for patient use. |  |  | 10/31/2019 | 10/31/2019
|  | MEDLINE INDUSTRIES, INC. | HEMO-FORCE DVT | PUMP, COMPRESSION, SEQUENTIAL | c870005384 | SPD | Pavilion |  |  | 10/31/2019 |  | 10/31/29 |  |  | NO | YES |  |  |  |  | MEDLINE INDUSTRIES, INC. 11221798 c870005384 |  |  | Active |  | 99:99:99:99:99:99 |  | Alarm | PAAR:00-PVAR | 10/31/2019 | 10/31/2019 | COOPER UNIVERSITY HOSPITAL |  |  |  | 0012627937 | David Frye | Performance Verification | Closed | Pat D'Andrea | 10/31/2019 | 10/31/2019 | devices bulk imported. approved by patrick d'andrea, qualreq0005668. | AMCOFFIN 1/8/2018 devices bulk imported. approved by patrick d'andrea, qualreq0005668. | E17696A8-F535-4EC5-B576-0B2F1DF02F7D | Labor | 10/31/2019 | 10/31/2019 | Pat D'Andrea
|  | MEDLINE INDUSTRIES, INC. | HEMO-FORCE DVT | PUMP, COMPRESSION, SEQUENTIAL | c880022496 | SPD | Pavilion |  |  | 10/31/2019 |  | 10/31/29 |  |  | NO | YES |  |  |  |  | MEDLINE INDUSTRIES, INC. 11221795 c880022496 |  |  | Active |  | 99:99:99:99:99:99 |  | Alarm | PAAR:00-PVAR | 10/31/2019 | 10/31/2019 | COOPER UNIVERSITY HOSPITAL |  |  |  | WOT00000001843761 | David Frye | Performance Verification | Closed | Josh Harris | 10/31/2019 | 10/31/2019 | Performance Verification for MEDLINE INDUSTRIES, INC. 11221795 c880022496 | Initial Install of Performance Verification. Device is ready for patient use. |  |  | 10/31/2019 | 10/31/2019
|  | MEDLINE INDUSTRIES, INC. | HEMO-FORCE DVT | PUMP, COMPRESSION, SEQUENTIAL | c880010798 | SPD | Pavilion |  |  | 10/31/2019 |  | 10/31/29 |  |  | NO | YES |  |  |  |  | MEDLINE INDUSTRIES, INC. 11221736 c880010798 |  |  | Active |  |  |  | Alarm | PAAR:00-PVAR | 10/31/2019 | 10/31/2019 | COOPER UNIVERSITY HOSPITAL |  |  | Performance Verification | WOT00000002004684 | David Frye | Repair | Closed | Josh Harris | 10/31/2019 | 10/31/2019 | Flowtron Machine cord is frayed, not turning on | Wrapped Power cable with tape to provide place for Strain Relief to grab. Reinserted Strain Relief. VPO> RTS. | EXP2126107 | Labor | 10/31/2019 | 10/31/2019 | Josh Harris
|  | MEDLINE INDUSTRIES, INC. | HEMO-FORCE DVT | PUMP, COMPRESSION, SEQUENTIAL | c880009920 | SPD | Pavilion |  |  | 10/31/2019 |  | 10/31/29 |  |  | NO | YES |  |  |  |  | MEDLINE INDUSTRIES, INC. 11221740 c880009920 |  |  | Active |  |  |  | Alarm | PAAR:00-PVAR | 10/31/2019 | 10/31/2019 | COOPER UNIVERSITY HOSPITAL |  |  | BASEMENT | WOT00000002394331 | David Frye | Performance Verification | Closed | Josh Harris | 10/31/2019 | 10/31/2019 | Performance Verification for MEDLINE INDUSTRIES, INC. 11221740 c880009920 | Initial Install of Performance Verification. Device is ready for patient use. |  |  | 10/31/2019 | 10/31/2019
|  | MEDLINE INDUSTRIES, INC. | HEMO-FORCE DVT | PUMP, COMPRESSION, SEQUENTIAL | c880010790 | SPD | Pavilion |  |  | 10/31/2019 |  | 10/31/29 |  |  | NO | YES |  |  |  |  | MEDLINE INDUSTRIES, INC. 11221729 c880010790 |  |  | Active |  |  |  | Alarm | PAAR:00-PVAR | 10/31/2019 | 10/31/2019 | COOPER UNIVERSITY HOSPITAL |  |  |  | WOT00000002109056 | David Frye | Performance Verification | Closed | Josh Harris | 10/31/2019 | 10/31/2019 | CEID Record Completion for MEDLINE INDUSTRIES, INC. 11221729 c880010790 | inventoried replacement unit | EXP2203289 | Labor | 10/31/2019 | 10/31/2019 | Josh Harris
|  | MEDLINE INDUSTRIES, INC. | HEMO-FORCE DVT | PUMP, COMPRESSION, SEQUENTIAL | c880010018 | SPD | Kelemen |  |  | 10/31/2019 |  | 10/31/29 |  |  | NO | YES |  |  |  |  | MEDLINE INDUSTRIES, INC. 11221732 c880010018 |  |  | Active |  |  |  | Alarm | PAAR:00-PVAR | 10/31/2019 | 10/31/2019 | COOPER UNIVERSITY HOSPITAL |  |  | Performance Verification | WOT00000002356193 | David Frye | Repair | Closed | Josh Harris | 10/31/2019 | 10/31/2019 | Vendor Repair - Won't charge | Returned from Medline. VPO > RTS. | EXP2840573 | Vendor Labor | 10/31/2019 | 10/31/2019 | Integration web_service
|  | MEDLINE INDUSTRIES, INC. | HEMO-FORCE DVT | PUMP, COMPRESSION, SEQUENTIAL | c880022341 | SPD | Pavilion |  |  | 10/31/2019 |  | 10/31/29 |  |  | NO | YES |  |  |  |  | MEDLINE INDUSTRIES, INC. 11221734 c880022341 |  |  | Active |  |  |  | Alarm | PAAR:00-PVAR | 10/31/2019 | 10/31/2019 | COOPER UNIVERSITY HOSPITAL |  |  | BASEMENT | WOT00000002248347 | David Frye | Performance Verification | Closed | Josh Harris | 10/31/2019 | 10/31/2019 | Performance Verification for MEDLINE INDUSTRIES, INC. 11221734 c880022341 | Initial Install of Performance Verification. Device is ready for patient use. |  |  | 10/31/2019 | 10/31/2019
|  | MEDLINE INDUSTRIES, INC. | HEMO-FORCE DVT | PUMP, COMPRESSION, SEQUENTIAL | c870035294 | SPD | Kelemen |  |  | 10/31/2019 |  | 10/31/29 |  |  | NO | YES |  |  |  |  | MEDLINE INDUSTRIES, INC. 11221726 c870035294 |  |  | Active |  |  |  | Alarm | PAAR:00-PVAR | 10/31/2019 | 10/31/2019 | COOPER UNIVERSITY HOSPITAL |  |  | BASEMENT | WOT00000002528372 | David Frye | Performance Verification | Closed | Josh Harris | 10/31/2019 | 10/31/2019 | Performance Verification for MEDLINE INDUSTRIES, INC. 11221726 c870035294 | Initial Install of Performance Verification. Device is ready for patient use. |  |  | 10/31/2019 | 10/31/2019
|  | MEDLINE INDUSTRIES, INC. | HEMO-FORCE DVT | PUMP, COMPRESSION, SEQUENTIAL | c860027230 | SPD | Pavilion |  |  | 10/31/2019 |  | 10/31/29 |  |  | NO | YES |  |  |  |  | MEDLINE INDUSTRIES, INC. 11221723 c860027230 |  |  | Active |  |  |  | Alarm | PAAR:00-PVAR | 10/31/2019 | 10/31/2019 | COOPER UNIVERSITY HOSPITAL |  |  | BASEMENT | WOT00000002109013 | David Frye | Performance Verification | Closed | Josh Harris | 10/31/2019 | 10/31/2019 | Performance Verification for MEDLINE INDUSTRIES, INC. 11221723 c860027230 | Initial Install of Performance Verification. Device is ready for patient use. |  |  | 10/31/2019 | 10/31/2019
|  | MEDLINE INDUSTRIES, INC. | HEMO-FORCE DVT | PUMP, COMPRESSION, SEQUENTIAL | C880010522 | SPD | Pavilion |  |  | 10/31/2019 |  | 10/31/29 |  |  | NO | YES |  |  |  |  | MEDLINE INDUSTRIES, INC. 11221718 C880010522 |  |  | Active |  |  |  | Alarm | PAAR:00-PVAR | 10/31/2019 | 10/31/2019 | COOPER UNIVERSITY HOSPITAL |  |  | BASEMENT | WOT00000002339398 | David Frye | Performance Verification | Closed | Josh Harris | 10/31/2019 | 10/31/2019 | Performance Verification for MEDLINE INDUSTRIES, INC. 11221718 C880010522 | Initial Install of Performance Verification. Device is ready for patient use. |  |  | 10/31/2019 | 10/31/2019
|  | MEDLINE INDUSTRIES, INC. | HEMO-FORCE DVT | PUMP, COMPRESSION, SEQUENTIAL | c880010007 | SPD | Pavilion |  |  | 10/31/2019 |  | 10/31/29 |  |  | NO | YES |  |  |  |  | MEDLINE INDUSTRIES, INC. 11221708 c880010007 |  |  | Active |  |  |  | Alarm | PAAR:00-PVAR | 10/31/2019 | 10/31/2019 | COOPER UNIVERSITY HOSPITAL |  |  | Performance Verification | WOT00000002245862 | David Frye | Performance Verification | Closed | Josh Harris | 10/31/2019 | 10/31/2019 | Performance Verification for MEDLINE INDUSTRIES, INC. 11221708 c880010007 | Initial Install of Performance Verification. Device is ready for patient use. |  |  | 10/31/2019 | 10/31/2019
|  | MEDLINE INDUSTRIES, INC. | HEMO-FORCE DVT | PUMP, COMPRESSION, SEQUENTIAL | c870005412 | SPD | Pavilion |  |  | 10/31/2019 |  | 10/31/29 |  |  | NO | YES |  |  |  |  | MEDLINE INDUSTRIES, INC. 11221700 c870005412 |  |  | Active |  | 99:99:99:99:99:99 |  | Alarm | PAAR:00-PVAR | 10/31/2019 | 10/31/2019 | COOPER UNIVERSITY HOSPITAL |  |  |  | 0012627777 | David Frye | Preventative Maintenance | Closed | Josh Harris | 10/31/2019 | 10/31/2019 | devices bulk imported. approved by patrick d'andrea, qualreq0005668. |  | 42BB9B90-4E79-4528-920D-8DFAE83C53C3 | Labor | 10/31/2019 | 10/31/2019 | Josh Harris
|  | MEDLINE INDUSTRIES, INC. | HEMO-FORCE DVT | PUMP, COMPRESSION, SEQUENTIAL | c870003318 | SPD | Pavilion |  |  | 10/31/2019 |  | 10/31/29 |  |  | NO | YES |  |  |  |  | MEDLINE INDUSTRIES, INC. 11221699 c870003318 |  |  | Active |  | 99:99:99:99:99:99 |  | Alarm | PAAR:00-PVAR | 10/31/2019 | 10/31/2019 | COOPER UNIVERSITY HOSPITAL |  |  |  | 0012627379 | David Frye | Performance Verification | Closed | Pat D'Andrea | 10/31/2019 | 10/31/2019 | devices bulk imported. approved by patrick d'andrea, qualreq0005668. | AMCOFFIN 1/8/2018 devices bulk imported. approved by patrick d'andrea, qualreq0005668. | 51166A03-17C1-4006-BDE6-01EB58714E00 | Labor | 10/31/2019 | 10/31/2019 | Pat D'Andrea
|  | MEDLINE INDUSTRIES, INC. | HEMO-FORCE DVT | PUMP, COMPRESSION, SEQUENTIAL | c870003132 | SPD | Kelemen |  |  | 10/31/2019 |  | 10/31/29 |  |  | NO | YES |  |  |  |  | MEDLINE INDUSTRIES, INC. 11221698 c870003132 |  |  | Active |  | 99:99:99:99:99:99 |  | Alarm | PAAR:00-PVAR | 10/31/2019 | 10/31/2019 | COOPER UNIVERSITY HOSPITAL |  |  |  | 0012627315 | David Frye | Performance Verification | Closed | Pat D'Andrea | 10/31/2019 | 10/31/2019 | devices bulk imported. approved by patrick d'andrea, qualreq0005668. | AMCOFFIN 1/8/2018 devices bulk imported. approved by patrick d'andrea, qualreq0005668. | AFCC8DE0-CED6-4B7D-8E1F-58BBC7D4E616 | Labor | 10/31/2019 | 10/31/2019 | Pat D'Andrea
|  | MEDLINE INDUSTRIES, INC. | HEMO-FORCE DVT | PUMP, COMPRESSION, SEQUENTIAL | c870005199 | SPD | Pavilion |  |  | 10/31/2019 |  | 10/31/29 |  |  | NO | YES |  |  |  |  | MEDLINE INDUSTRIES, INC. 11221697 c870005199 |  |  | Active |  | 99:99:99:99:99:99 |  | Alarm | PAAR:00-PVAR | 10/31/2019 | 10/31/2019 | COOPER UNIVERSITY HOSPITAL |  |  |  | 0012627794 | David Frye | Performance Verification | Closed | Pat D'Andrea | 10/31/2019 | 10/31/2019 | devices bulk imported. approved by patrick d'andrea, qualreq0005668. | AMCOFFIN 1/8/2018 devices bulk imported. approved by patrick d'andrea, qualreq0005668. | D638B218-1B02-4913-A274-8F37C503D486 | Labor | 10/31/2019 | 10/31/2019 | Pat D'Andrea
|  | MEDLINE INDUSTRIES, INC. | HEMO-FORCE DVT | PUMP, COMPRESSION, SEQUENTIAL | c870005403 | SPD | Pavilion |  |  | 10/31/2019 |  | 10/31/29 |  |  | NO | YES |  |  |  |  | MEDLINE INDUSTRIES, INC. 11221696 c870005403 |  |  | Active |  | 99:99:99:99:99:99 |  | Alarm | PAAR:00-PVAR | 10/31/2019 | 10/31/2019 | COOPER UNIVERSITY HOSPITAL |  |  |  | 0012627668 | David Frye | Preventative Maintenance | Closed | Josh Harris | 10/31/2019 | 10/31/2019 | devices bulk imported. approved by patrick d'andrea, qualreq0005668. |  | 55FDC326-5B9E-413E-BD36-2A119CB05D05 | Labor | 10/31/2019 | 10/31/2019 | Josh Harris
|  | MEDLINE INDUSTRIES, INC. | HEMO-FORCE DVT | PUMP, COMPRESSION, SEQUENTIAL | C860009044 | SPD |  |  | Retired per Josh | 10/19/2019 |  |  |  |  | NO | YES |  |  |  |  | MEDLINE INDUSTRIES, INC. 11221693 C860009044 |  |  | Disposition |  | 99:99:99:99:99:99 |  | Alarm | PAAR:00-PVAR | 10/19/2019 | 10/19/2019 | COOPER UNIVERSITY HOSPITAL |  |  |  | WOT00000001536772 | David Frye | Performance Verification | Closed | Josh Harris | 10/19/2019 | 10/19/2019 | Performance Verification for MEDLINE INDUSTRIES, INC. 11221693 C860009044 | Initial Install of Performance Verification. Device is ready for patient use. |  |  | 10/19/2019 | 10/19/2019
|  | MEDLINE INDUSTRIES, INC. | HEMO-FORCE DVT | PUMP, COMPRESSION, SEQUENTIAL | C870003432 |  | Kelemen | Basement | [6 empty] | NO | YES
|  | MEDLINE INDUSTRIES, INC. | HEMO-FORCE DVT | PUMP, COMPRESSION, SEQUENTIAL | C880025166 |  | Kelemen | [7 empty] | YES | YES
|  | MEDLINE INDUSTRIES, INC. | HEMO-FORCE DVT | PUMP, COMPRESSION, SEQUENTIAL | C870004941 |  | Pavilion | [7 empty] | NO | YES
|  | MEDLINE INDUSTRIES, INC. | HEMO-FORCE DVT | PUMP, COMPRESSION, SEQUENTIAL |  |  | Kelemen | [7 empty] | YES | YES
|  | MEDLINE INDUSTRIES, INC. | HEMO-FORCE DVT | PUMP, COMPRESSION, SEQUENTIAL | C880022575 |  | Kelemen | [7 empty] | YES | YES
|  | MEDLINE INDUSTRIES, INC. | HEMO-FORCE DVT | PUMP, COMPRESSION, SEQUENTIAL | C880010516 |  | Kelemen | Basement | [6 empty] | YES | YES
|  | MEDLINE INDUSTRIES, INC. | HEMO-FORCE DVT | PUMP, COMPRESSION, SEQUENTIAL | C860027575 |  | Kelemen | [7 empty] | YES | YES
|  | MEDLINE INDUSTRIES, INC. | HEMO-FORCE DVT | PUMP, COMPRESSION, SEQUENTIAL | C880009752 |  | Kelemen | [7 empty] | YES | YES
|  | MEDLINE INDUSTRIES, INC. | HEMO-FORCE DVT | PUMP, COMPRESSION, SEQUENTIAL |  | PAVILION 8 | Pavilion | [7 empty] | YES | YES
|  | MEDLINE INDUSTRIES, INC. | HEMO-FORCE DVT | PUMP, COMPRESSION, SEQUENTIAL | C860024861 |  | Kelemen | Basement | [6 empty] | YES | YES
|  | MEDLINE INDUSTRIES, INC. | HEMO-FORCE DVT | PUMP, COMPRESSION, SEQUENTIAL | C880019625 |  | Pavilion | [7 empty] | YES | YES
|  | MEDLINE INDUSTRIES, INC. | HEMO-FORCE DVT | PUMP, COMPRESSION, SEQUENTIAL | c870005240 | SPD | Kelemen |  |  | 10/31/2019 |  | 10/31/29 |  |  | NO | YES |  |  |  |  | MEDLINE INDUSTRIES, INC. 11135861 c870005240 |  |  | Active |  | 99:99:99:99:99:99 |  | Alarm | PAAR:00-PVAR | 10/31/2019 | 10/31/2019 | COOPER UNIVERSITY HOSPITAL |  |  |  | 0012627678 | David Frye | Preventative Maintenance | Closed | Josh Harris | 10/31/2019 | 10/31/2019 | devices bulk imported. approved by patrick d'andrea, qualreq0005668. |  | CBA7F858-F62C-4127-A4B4-FD1943449CAE | Labor | 10/31/2019 | 10/31/2019 | Josh Harris
|  | MEDLINE INDUSTRIES, INC. | HEMO-FORCE DVT | PUMP, COMPRESSION, SEQUENTIAL | C890012115 |  | Kelemen | Basement | [6 empty] | YES | YES
|  | MEDLINE INDUSTRIES, INC. | HEMO-FORCE DVT | PUMP, COMPRESSION, SEQUENTIAL | c880009476 | SPD | Pavilion |  |  | 01/00/1900 |  |  |  |  | NO | YES |  |  |  |  | MEDLINE INDUSTRIES, INC. 11135728 c880009476 |  |  | Active | dup11135728 |  |  | Equipment | PAAR:00-PVAR | 01/00/1900 | 01/00/1900 | COOPER UNIVERSITY HOSPITAL |  |  | UHS | WOT00000003424388 | David Frye | Performance Verification | Closed | Josh Harris | 01/00/1900 | 01/00/1900 | Performance Verification for MEDLINE INDUSTRIES, INC. 11135728 c880009476 | Initial Install of Performance Verification. Device is ready for patient use. |  |  | 01/00/1900 | 01/00/1900
|  | MEDLINE INDUSTRIES, INC. | HEMO-FORCE DVT | PUMP, COMPRESSION, SEQUENTIAL | C860027792 | SPD | Kelemen |  |  | 01/00/1900 |  |  |  |  | NO | YES |  |  |  |  | MEDLINE INDUSTRIES, INC. 11135729 C860027792 |  |  | Active | dup11135729 |  |  | Equipment | PAAR:00-PVAR | 01/00/1900 | 01/00/1900 | COOPER UNIVERSITY HOSPITAL |  |  | UHS | WOT00000003424392 | David Frye | Performance Verification | Closed | Josh Harris | 01/00/1900 | 01/00/1900 | Performance Verification for MEDLINE INDUSTRIES, INC. 11135729 C860027792 | Initial Install of Performance Verification. Device is ready for patient use. |  |  | 01/00/1900 | 01/00/1900
|  | MEDLINE INDUSTRIES, INC. | HEMO-FORCE DVT | PUMP, COMPRESSION, SEQUENTIAL | c870005373 | SPD | Pavilion |  |  | 10/31/2019 |  | 10/31/29 |  |  | NO | YES |  |  |  |  | MEDLINE INDUSTRIES, INC. 11135727 c870005373 |  |  | Active | 30296739, 11221864 | 99:99:99:99:99:99 |  | Alarm | PAAR:00-PVAR | 10/31/2019 | 10/31/2019 | COOPER UNIVERSITY HOSPITAL |  |  | Performance Verification | 0012627768 | David Frye | Performance Verification | Closed | Pat D'Andrea | 10/31/2019 | 10/31/2019 | devices bulk imported. approved by patrick d'andrea, qualreq0005668. | AMCOFFIN 1/8/2018 devices bulk imported. approved by patrick d'andrea, qualreq0005668. | 68119446-DB17-4443-A659-2B9680F01D4B | Labor | 10/31/2019 | 10/31/2019 | Pat D'Andrea
|  | MEDLINE INDUSTRIES, INC. | HEMO-FORCE DVT | PUMP, COMPRESSION, SEQUENTIAL | c870005371 | SPD | Kelemen |  |  | 10/31/2019 |  | 10/31/29 |  |  | NO | YES |  |  |  |  | MEDLINE INDUSTRIES, INC. 11135726 c870005371 |  |  | Active |  | 99:99:99:99:99:99 |  | Alarm | PAAR:00-PVAR | 10/31/2019 | 10/31/2019 | COOPER UNIVERSITY HOSPITAL |  |  | Performance Verification | 0012627764 | David Frye | Performance Verification | Closed | Pat D'Andrea | 10/31/2019 | 10/31/2019 | devices bulk imported. approved by patrick d'andrea, qualreq0005668. | AMCOFFIN 1/8/2018 devices bulk imported. approved by patrick d'andrea, qualreq0005668. | 8494AFBF-F7AA-422E-894F-6B78D00F07DD | Labor | 10/31/2019 | 10/31/2019 | Pat D'Andrea
|  | MEDLINE INDUSTRIES, INC. | HEMO-FORCE DVT | PUMP, COMPRESSION, SEQUENTIAL | c870005268 | SPD | Pavilion |  |  | 10/31/2019 |  | 10/31/29 |  |  | NO | YES |  |  |  |  | MEDLINE INDUSTRIES, INC. 11135725 c870005268 |  |  | Active |  | 99:99:99:99:99:99 |  | Alarm | PAAR:00-PVAR | 10/31/2019 | 10/31/2019 | COOPER UNIVERSITY HOSPITAL |  |  | Performance Verification | 0012627706 | David Frye | Preventative Maintenance | Closed | Josh Harris | 10/31/2019 | 10/31/2019 | devices bulk imported. approved by patrick d'andrea, qualreq0005668. |  | 3939A774-8395-4BA9-A6E3-32CB36BCAA43 | Labor | 10/31/2019 | 10/31/2019 | Josh Harris
|  | MEDLINE INDUSTRIES, INC. | HEMO-FORCE DVT | PUMP, COMPRESSION, SEQUENTIAL | c870005115 | SPD | Kelemen |  |  | 10/31/2019 |  | 10/31/29 |  |  | NO | YES |  |  |  |  | MEDLINE INDUSTRIES, INC. 11135723 c870005115 |  |  | Active | 30296657, 11135722 | 99:99:99:99:99:99 |  | Alarm | PAAR:00-PVAR | 10/31/2019 | 10/31/2019 | COOPER UNIVERSITY HOSPITAL |  |  | Performance Verification | 0012627603 | David Frye | Performance Verification | Closed | Pat D'Andrea | 10/31/2019 | 10/31/2019 | devices bulk imported. approved by patrick d'andrea, qualreq0005668. | AMCOFFIN 1/8/2018 devices bulk imported. approved by patrick d'andrea, qualreq0005668. | 520D9ECC-AC49-4718-AD36-1B3C53B30237 | Labor | 10/31/2019 | 10/31/2019 | Pat D'Andrea
|  | MEDLINE INDUSTRIES, INC. | HEMO-FORCE DVT | PUMP, COMPRESSION, SEQUENTIAL | C880023445 | SPD |  |  | Retired per Josh | 10/19/2019 |  |  |  |  | NO | YES |  |  |  |  | MEDLINE INDUSTRIES, INC. 11135721 C880023445 |  |  | Disposition |  |  |  | Equipment | PAAR:00-PVAR | 10/19/2019 | 10/19/2019 | COOPER UNIVERSITY HOSPITAL |  |  | UHS | WOT00000003285970 | David Frye | Performance Verification | Closed | Josh Harris | 10/19/2019 | 10/19/2019 | Performance Verification for MEDLINE INDUSTRIES, INC. 11135721 C880023445 | Initial Install of Performance Verification. Device is ready for patient use. |  |  | 10/19/2019 | 10/19/2019
|  | MEDLINE INDUSTRIES, INC. | HEMO-FORCE DVT | PUMP, COMPRESSION, SEQUENTIAL | c870005096 | SPD | Pavilion |  |  | 10/31/2019 |  | 10/31/29 |  |  | NO | YES |  |  |  |  | MEDLINE INDUSTRIES, INC. 11135724 c870005096 |  |  | Active |  | 99:99:99:99:99:99 |  | Alarm | PAAR:00-PVAR | 10/31/2019 | 10/31/2019 | COOPER UNIVERSITY HOSPITAL |  |  | Performance Verification | 0012627681 | David Frye | Performance Verification | Closed | Pat D'Andrea | 10/31/2019 | 10/31/2019 | devices bulk imported. approved by patrick d'andrea, qualreq0005668. | AMCOFFIN 1/8/2018 devices bulk imported. approved by patrick d'andrea, qualreq0005668. | 9982ACC2-30DE-4516-9D4C-7DB5777B7E1D | Labor | 10/31/2019 | 10/31/2019 | Pat D'Andrea
|  | MEDLINE INDUSTRIES, INC. | HEMO-FORCE DVT | PUMP, COMPRESSION, SEQUENTIAL | C880023503 | SPD | Pavilion |  | retired per josh | 10/31/2019 |  | 10/31/29 |  |  | NO | YES |  |  |  |  | MEDLINE INDUSTRIES, INC. 11135720 C880023503 |  |  | Active |  |  |  | Equipment | PAAR:00-PVAR | 10/31/2019 | 10/31/2019 | COOPER UNIVERSITY HOSPITAL |  |  | UHS | WOT00000003285967 | David Frye | Performance Verification | Closed | Josh Harris | 10/31/2019 | 10/31/2019 | Performance Verification for MEDLINE INDUSTRIES, INC. 11135720 C880023503 | Initial Install of Performance Verification. Device is ready for patient use. |  |  | 10/31/2019 | 10/31/2019
|  | MEDLINE INDUSTRIES, INC. | HEMO-FORCE DVT | PUMP, COMPRESSION, SEQUENTIAL | c870004956 | SPD | Pavilion |  |  | 10/31/2019 |  | 10/31/29 |  |  | NO | YES |  |  |  |  | MEDLINE INDUSTRIES, INC. 11135722 c870004956 |  |  | Active |  | 99:99:99:99:99:99 |  | Alarm | PAAR:00-PVAR | 10/31/2019 | 10/31/2019 | COOPER UNIVERSITY HOSPITAL |  |  | Performance Verification | 0012184686 | David Frye | Repair | Closed | Josh Harris | 10/31/2019 | 10/31/2019 | SCD - SCREEN BROKEN - TMX | 9/22/2017 2:24:31 PM JXHARRIS (JXHARRIS 9/22/2017 12:00 AM) SENDING TO MEDLINE FOR NO CHARGE REPAIR. 1/2/2018 10:45:09 AM JXHARRIS (JXHARRIS 1/2/2018 12:00 AM) STILL AWAITING DECISION FROM PURCHASING ON HOW TO PROCESS PHYSICAL ABUSE REPAIRS THROUGH MEDLINE. 1/3/2018 8:01:58 AM JXHARRIS (JXHARRIS 1/3/2018 12:00 AM) C870004956? $45 PCB SET (COVERED UNDER WARRANTY) FRONT PANEL LABEL AWAITING PURCHASING DECISION 2/23/2018 9:54:55 AM JXHARRIS (JXHARRIS 2/23/2018 12:00 AM) RETURNED FROM VENDOR. VPO. RTS. | 705A8F03-734E-4256-9F53-EA8943520F56 | Labor | 10/31/2019 | 10/31/2019 | Josh Harris
|  | MEDLINE INDUSTRIES, INC. | HEMO-FORCE DVT | PUMP, COMPRESSION, SEQUENTIAL | C860027681 | SPD | Kelemen |  |  | 10/31/2019 |  | 10/31/29 |  |  | NO | YES |  |  |  |  | MEDLINE INDUSTRIES, INC. 11135718 C860027681 |  |  | Active |  |  |  | Equipment | PAAR:00-PVAR | 10/31/2019 | 10/31/2019 | COOPER UNIVERSITY HOSPITAL |  |  | UHS | WOT00000003285963 | David Frye | Performance Verification | Closed | Josh Harris | 10/31/2019 | 10/31/2019 | Performance Verification for MEDLINE INDUSTRIES, INC. 11135718 C860027681 | Initial Install of Performance Verification. Device is ready for patient use. |  |  | 10/31/2019 | 10/31/2019
|  | MEDLINE INDUSTRIES, INC. | HEMO-FORCE DVT | PUMP, COMPRESSION, SEQUENTIAL | C880025194 |  | Kelemen | [7 empty] | YES | YES
|  | MEDLINE INDUSTRIES, INC. | HEMO-FORCE DVT | PUMP, COMPRESSION, SEQUENTIAL | C870028590 | SPD | Pavilion |  |  | 10/31/2019 |  | 10/31/29 |  |  | NO | YES |  |  |  |  | MEDLINE INDUSTRIES, INC. 11135719 C870028590 |  |  | Active |  |  |  | Equipment | PAAR:00-PVAR | 10/31/2019 | 10/31/2019 | COOPER UNIVERSITY HOSPITAL |  |  | UHS | WOT00000003285966 | David Frye | Performance Verification | Closed | Josh Harris | 10/31/2019 | 10/31/2019 | CEID Record Completion for MEDLINE INDUSTRIES, INC. 11135719 C870028590 | inventoried unit. | EXP3537033 | Labor | 10/31/2019 | 10/31/2019 | Josh Harris
|  | MEDLINE INDUSTRIES, INC. | HEMO-FORCE DVT | PUMP, COMPRESSION, SEQUENTIAL | C880009537 | SPD | Kelemen |  |  | 10/31/2019 |  | 10/31/29 |  |  | NO | YES |  |  |  |  | MEDLINE INDUSTRIES, INC. 11135716 C880009537 |  |  | Active |  |  |  | Equipment | PAAR:00-PVAR | 10/31/2019 | 10/31/2019 | COOPER UNIVERSITY HOSPITAL |  |  | UHS | WOT00000003285961 | David Frye | Performance Verification | Closed | Josh Harris | 10/31/2019 | 10/31/2019 | Performance Verification for MEDLINE INDUSTRIES, INC. 11135716 C880009537 | Initial Install of Performance Verification. Device is ready for patient use. |  |  | 10/31/2019 | 10/31/2019
|  | MEDLINE INDUSTRIES, INC. | HEMO-FORCE DVT | PUMP, COMPRESSION, SEQUENTIAL | c870003231 | SPD | Kelemen |  |  | 10/31/2019 |  | 10/31/29 |  |  | NO | YES |  |  |  |  | MEDLINE INDUSTRIES, INC. 11135714 c870003231 |  |  | Active |  | 99:99:99:99:99:99 |  | Alarm | PAAR:00-PVAR | 10/31/2019 | 10/31/2019 | COOPER UNIVERSITY HOSPITAL |  |  |  | 0012627413 | David Frye | Performance Verification | Closed | Pat D'Andrea | 10/31/2019 | 10/31/2019 | devices bulk imported. approved by patrick d'andrea, qualreq0005668. | AMCOFFIN 1/8/2018 devices bulk imported. approved by patrick d'andrea, qualreq0005668. | CEFC4942-DA37-43B7-8F0A-58C6E8CA4091 | Labor | 10/31/2019 | 10/31/2019 | Pat D'Andrea
|  | MEDLINE INDUSTRIES, INC. | HEMO-FORCE DVT | PUMP, COMPRESSION, SEQUENTIAL | C880009733 | SPD | Kelemen |  |  | 10/31/2019 |  | 10/31/29 |  |  | NO | YES |  |  |  |  | MEDLINE INDUSTRIES, INC. 11135715 C880009733 |  |  | Active |  |  |  | Equipment | PAAR:00-PVAR | 10/31/2019 | 10/31/2019 | COOPER UNIVERSITY HOSPITAL |  |  | UHS | WOT00000003285959 | David Frye | Performance Verification | Closed | Josh Harris | 10/31/2019 | 10/31/2019 | Performance Verification for MEDLINE INDUSTRIES, INC. 11135715 C880009733 | Initial Install of Performance Verification. Device is ready for patient use. |  |  | 10/31/2019 | 10/31/2019
|  | MEDLINE INDUSTRIES, INC. | HEMO-FORCE DVT | PUMP, COMPRESSION, SEQUENTIAL | c870003229 | SPD | Pavilion |  |  | 10/31/2019 |  | 10/31/29 |  |  | NO | YES |  |  |  |  | MEDLINE INDUSTRIES, INC. 11135691 c870003229 |  |  | Active |  | 99:99:99:99:99:99 |  | Alarm | PAAR:00-PVAR | 10/31/2019 | 10/31/2019 | COOPER UNIVERSITY HOSPITAL |  |  |  | 0012627505 | David Frye | Performance Verification | Closed | Pat D'Andrea | 10/31/2019 | 10/31/2019 | devices bulk imported. approved by patrick d'andrea, qualreq0005668. | AMCOFFIN 1/8/2018 devices bulk imported. approved by patrick d'andrea, qualreq0005668. | 2294DB21-68D2-41E2-8BD9-42C772AFE41B | Labor | 10/31/2019 | 10/31/2019 | Pat D'Andrea
|  | MEDLINE INDUSTRIES, INC. | HEMO-FORCE DVT | PUMP, COMPRESSION, SEQUENTIAL | C870003298 |  | Pavilion | [7 empty] | NO | YES
|  | MEDLINE INDUSTRIES, INC. | HEMO-FORCE DVT | PUMP, COMPRESSION, SEQUENTIAL | C880025474 |  | Pavilion | [7 empty] | YES | YES
|  | MEDLINE INDUSTRIES, INC. | HEMO-FORCE DVT | PUMP, COMPRESSION, SEQUENTIAL | C860012548 |  | Kelemen | Basement | [6 empty] | YES | YES
|  | MEDLINE INDUSTRIES, INC. | HEMO-FORCE DVT | PUMP, COMPRESSION, SEQUENTIAL | C880022467 |  | Dorrance | [7 empty] | YES | YES
|  | MEDLINE INDUSTRIES, INC. | HEMO-FORCE DVT | PUMP, COMPRESSION, SEQUENTIAL |  |  | Kelemen | [7 empty] | YES | YES
|  | MEDLINE INDUSTRIES, INC. | HEMO-FORCE DVT | PUMP, COMPRESSION, SEQUENTIAL | C860012598 |  | Kelemen | Basement | [6 empty] | YES | YES
|  | MEDLINE INDUSTRIES, INC. | HEMO-FORCE DVT | PUMP, COMPRESSION, SEQUENTIAL | c860028368 | SPD |  |  | Retired per Josh | 03/26/2018 |  |  |  |  | NO | YES |  |  |  |  | MEDLINE INDUSTRIES, INC. 10752746 c860028368 |  |  | Disposition |  | 99:99:99:99:99:99 |  | Alarm | PAAR:00-PVAR | 10/19/2019 |  | COOPER UNIVERSITY HOSPITAL |  |  |  | WOT00000000674636 | David Frye | Performance Verification | Closed | Josh Harris | 03/26/2018 | 07/30/2018 | Performance Verification for MEDLINE INDUSTRIES, INC. 10752746 c860028368 | Initial Install of Performance Verification. Device is ready for patient use.
|  | MEDLINE INDUSTRIES, INC. | HEMO-FORCE DVT | PUMP, COMPRESSION, SEQUENTIAL | c860028382 | SPD | Pavilion |  |  | 03/26/2018 |  | 3/26/28 |  |  | NO | YES |  |  |  |  | MEDLINE INDUSTRIES, INC. 10752744 c860028382 |  |  | Active |  | 99:99:99:99:99:99 |  | Alarm | PAAR:00-PVAR | 10/31/2019 |  | COOPER UNIVERSITY HOSPITAL |  |  |  | WOT00000000674559 | David Frye | Performance Verification | Closed | Josh Harris | 03/26/2018 | 07/30/2018 | Performance Verification for MEDLINE INDUSTRIES, INC. 10752744 c860028382 | Initial Install of Performance Verification. Device is ready for patient use.
|  | MEDLINE INDUSTRIES, INC. | HEMO-FORCE DVT | PUMP, COMPRESSION, SEQUENTIAL | c860024873 | SPD | Pavilion |  |  | 03/26/2018 |  | 3/26/28 |  |  | NO | YES |  |  |  |  | MEDLINE INDUSTRIES, INC. 10752745 c860024873 |  |  | Active |  | 99:99:99:99:99:99 |  | Alarm | PAAR:00-PVAR | 10/31/2019 |  | COOPER UNIVERSITY HOSPITAL |  |  |  | WOT00000000674651 | David Frye | Performance Verification | Closed | Josh Harris | 03/26/2018 | 07/30/2018 | Performance Verification for MEDLINE INDUSTRIES, INC. 10752745 c860024873 | Initial Install of Performance Verification. Device is ready for patient use.
|  | MEDLINE INDUSTRIES, INC. | HEMO-FORCE DVT | PUMP, COMPRESSION, SEQUENTIAL | C880022465 |  | Pavilion | [7 empty] | YES | YES
|  | MEDLINE INDUSTRIES, INC. | HEMO-FORCE DVT | PUMP, COMPRESSION, SEQUENTIAL | C88009578 |  | Kelemen | [7 empty] | YES | YES
|  | MEDLINE INDUSTRIES, INC. | HEMO-FORCE DVT | PUMP, COMPRESSION, SEQUENTIAL | C880010623 |  | Pavilion | [7 empty] | YES | YES
|  | MEDLINE INDUSTRIES, INC. | HEMO-FORCE DVT | PUMP, COMPRESSION, SEQUENTIAL | C870035224 |  | Pavilion | [7 empty] | YES | YES
|  | MEDLINE INDUSTRIES, INC. | HEMO-FORCE DVT | PUMP, COMPRESSION, SEQUENTIAL | C880023736 |  | Pavilion | [7 empty] | YES | YES
|  | MEDLINE INDUSTRIES, INC. | HEMO-FORCE DVT | PUMP, COMPRESSION, SEQUENTIAL | C880010677 |  | Kelemen | Basement | [6 empty] | YES | YES
|  | MEDLINE INDUSTRIES, INC. | HEMO-FORCE DVT | PUMP, COMPRESSION, SEQUENTIAL | C860009693 |  | Kelemen | Basement | [6 empty] | YES | YES
|  | MEDLINE INDUSTRIES, INC. | HEMO-FORCE DVT | PUMP, COMPRESSION, SEQUENTIAL | C880010795 |  | Kelemen | Basement | [6 empty] | YES | YES
|  | MEDLINE INDUSTRIES, INC. | HEMO-FORCE DVT | PUMP, COMPRESSION, SEQUENTIAL | C880010469 |  | Kelemen | Basement | [6 empty] | YES | YES
|  | MEDLINE INDUSTRIES, INC. | HEMO-FORCE DVT | PUMP, COMPRESSION, SEQUENTIAL | C870005279 |  | Kelemen | Basement | [6 empty] | NO | YES
|  | MEDLINE INDUSTRIES, INC. | HEMO-FORCE DVT | PUMP, COMPRESSION, SEQUENTIAL |  |  | Kelemen | [7 empty] | YES | YES
|  | MEDLINE INDUSTRIES, INC. | HEMO-FORCE DVT | PUMP, COMPRESSION, SEQUENTIAL | C880022528 |  | Kelemen | [7 empty] | YES | YES
|  | MEDLINE INDUSTRIES, INC. | HEMO-FORCE DVT | PUMP, COMPRESSION, SEQUENTIAL | C880025381 |  | Kelemen | [7 empty] | YES | YES
|  | MEDLINE INDUSTRIES, INC. | HEMO-FORCE DVT | PUMP, COMPRESSION, SEQUENTIAL |  |  | Pavilion | [7 empty] | YES | YES
|  | MEDLINE INDUSTRIES, INC. | HEMO-FORCE DVT | PUMP, COMPRESSION, SEQUENTIAL |  |  | Kelemen | [7 empty] | YES | YES
|  | MEDLINE INDUSTRIES, INC. | HEMO-FORCE DVT | PUMP, COMPRESSION, SEQUENTIAL | C890012747 |  | Kelemen | [7 empty] | YES | YES
|  | MEDLINE INDUSTRIES, INC. | HEMO-FORCE DVT | PUMP, COMPRESSION, SEQUENTIAL | C880010470 |  | Kelemen | [7 empty] | YES | YES
|  | MEDLINE INDUSTRIES, INC. | HEMO-FORCE DVT | PUMP, COMPRESSION, SEQUENTIAL | C880025108 |  | Kelemen | Basement | [6 empty] | YES | YES
|  | MEDLINE INDUSTRIES, INC. | HEMO-FORCE DVT | PUMP, COMPRESSION, SEQUENTIAL | C860012611 |  | Kelemen | Basement | [6 empty] | YES | YES
|  | MEDLINE INDUSTRIES, INC. | HEMO-FORCE DVT | PUMP, COMPRESSION, SEQUENTIAL | Na |  | Pavilion | [7 empty] | YES | YES
|  | MEDLINE INDUSTRIES, INC. | HEMO-FORCE DVT | PUMP, COMPRESSION, SEQUENTIAL | C870004984 |  | Kelemen | [7 empty] | NO | YES
|  | MEDLINE INDUSTRIES, INC. | HEMO-FORCE DVT | PUMP, COMPRESSION, SEQUENTIAL | C860009597 |  | Kelemen | Basement | [6 empty] | YES | YES
|  | MEDLINE INDUSTRIES, INC. | HEMO-FORCE DVT | PUMP, COMPRESSION, SEQUENTIAL | c870005343 | SPD | Kelemen |  |  | 10/31/2019 |  | 10/31/29 |  |  | NO | YES |  |  |  |  | MEDLINE INDUSTRIES, INC. 30296749 c870005343 |  |  | Active |  | 99:99:99:99:99:99 |  | Alarm | PAAR:00-PVAR | 10/31/2019 | 10/31/2019 | COOPER UNIVERSITY HOSPITAL |  |  |  | 0012627789 | David Frye | Preventative Maintenance | Closed | Josh Harris | 10/31/2019 | 10/31/2019 | devices bulk imported. approved by patrick d'andrea, qualreq0005668. |  | 00596186-71FE-435A-AA70-FA25DDBA3913 | Labor | 10/31/2019 | 10/31/2019 | Josh Harris
|  | MEDLINE INDUSTRIES, INC. | HEMO-FORCE DVT | PUMP, COMPRESSION, SEQUENTIAL | c870005419 | SPD | Kelemen |  |  | 10/31/2019 |  | 10/31/29 |  |  | NO | YES |  |  |  |  | MEDLINE INDUSTRIES, INC. 30296748 c870005419 |  |  | Active |  | 99:99:99:99:99:99 |  | Alarm | PAAR:00-PVAR | 10/31/2019 | 10/31/2019 | COOPER UNIVERSITY HOSPITAL |  |  |  | 0012627787 | David Frye | Preventative Maintenance | Closed | Josh Harris | 10/31/2019 | 10/31/2019 | devices bulk imported. approved by patrick d'andrea, qualreq0005668. |  | 881D9988-77F9-4197-AA95-6EF57FC1D349 | Labor | 10/31/2019 | 10/31/2019 | Josh Harris
|  | MEDLINE INDUSTRIES, INC. | HEMO-FORCE DVT | PUMP, COMPRESSION, SEQUENTIAL | c870005377 | SPD | Pavilion |  |  | 10/31/2019 |  | 10/31/29 |  |  | NO | YES |  |  |  |  | MEDLINE INDUSTRIES, INC. 30296747 c870005377 |  |  | Active |  | 99:99:99:99:99:99 |  | Alarm | PAAR:00-PVAR | 10/31/2019 | 10/31/2019 | COOPER UNIVERSITY HOSPITAL |  |  |  | 0012627784 | David Frye | Performance Verification | Closed | Pat D'Andrea | 10/31/2019 | 10/31/2019 | devices bulk imported. approved by patrick d'andrea, qualreq0005668. | AMCOFFIN 1/8/2018 devices bulk imported. approved by patrick d'andrea, qualreq0005668. | 75BF8C05-85FD-420C-ADCC-00DC587E134C | Labor | 10/31/2019 | 10/31/2019 | Pat D'Andrea
|  | MEDLINE INDUSTRIES, INC. | HEMO-FORCE DVT | PUMP, COMPRESSION, SEQUENTIAL | c870005361 | SPD | Kelemen |  |  | 10/31/2019 |  | 10/31/29 |  |  | NO | YES |  |  |  |  | MEDLINE INDUSTRIES, INC. 30296745 c870005361 |  |  | Active |  | 99:99:99:99:99:99 |  | Alarm | PAAR:00-PVAR | 10/31/2019 | 10/31/2019 | COOPER UNIVERSITY HOSPITAL |  |  |  | 0012627781 | David Frye | Preventative Maintenance | Closed | Josh Harris | 10/31/2019 | 10/31/2019 | devices bulk imported. approved by patrick d'andrea, qualreq0005668. |  | BA4C2D15-6F75-4A48-9266-FCB991EF98CE | Labor | 10/31/2019 | 10/31/2019 | Josh Harris
|  | MEDLINE INDUSTRIES, INC. | HEMO-FORCE DVT | PUMP, COMPRESSION, SEQUENTIAL | c870005414 | SPD | Kelemen |  |  | 10/31/2019 |  | 10/31/29 |  |  | NO | YES |  |  |  |  | MEDLINE INDUSTRIES, INC. 30296746 c870005414 |  |  | Active |  | 99:99:99:99:99:99 |  | Alarm | PAAR:00-PVAR | 10/31/2019 | 10/31/2019 | COOPER UNIVERSITY HOSPITAL |  |  |  | 0012627783 | David Frye | Preventative Maintenance | Closed | Josh Harris | 10/31/2019 | 10/31/2019 | devices bulk imported. approved by patrick d'andrea, qualreq0005668. |  | 5B451AF7-160A-4197-9C96-289DFCAC717A | Labor | 10/31/2019 | 10/31/2019 | Josh Harris
|  | MEDLINE INDUSTRIES, INC. | HEMO-FORCE DVT | PUMP, COMPRESSION, SEQUENTIAL | c870005353 | SPD | Kelemen |  |  | 10/31/2019 |  | 10/31/29 |  |  | NO | YES |  |  |  |  | MEDLINE INDUSTRIES, INC. 30296744 c870005353 |  |  | Active |  | 99:99:99:99:99:99 |  | Alarm | PAAR:00-PVAR | 10/31/2019 | 10/31/2019 | COOPER UNIVERSITY HOSPITAL |  |  |  | 0012627779 | David Frye | Preventative Maintenance | Closed | Josh Harris | 10/31/2019 | 10/31/2019 | devices bulk imported. approved by patrick d'andrea, qualreq0005668. |  | E542DB82-73F9-49BD-A9AB-B780FF5921FE | Labor | 10/31/2019 | 10/31/2019 | Josh Harris
|  | MEDLINE INDUSTRIES, INC. | HEMO-FORCE DVT | PUMP, COMPRESSION, SEQUENTIAL | c870005109 | SPD | Kelemen |  |  | 10/31/2019 |  | 10/31/29 |  |  | NO | YES |  |  |  |  | MEDLINE INDUSTRIES, INC. 30296742 c870005109 |  |  | Active |  | 99:99:99:99:99:99 |  | Alarm | PAAR:00-PVAR | 10/31/2019 | 10/31/2019 | COOPER UNIVERSITY HOSPITAL |  |  |  | 0012184694 | David Frye | Repair | Closed | Josh Harris | 10/31/2019 | 10/31/2019 | SCD - READS DISCONNECTED - TMX | 9/22/2017 2:26:49 PM JXHARRIS (JXHARRIS 9/22/2017 12:00 AM) SENDING TO MEDLINE FOR NO CHARGE REPAIR. 1/2/2018 10:45:48 AM JXHARRIS (JXHARRIS 1/2/2018 12:00 AM) STILL AWAITING DECISION FROM PURCHASING ON HOW TO PROCESS NON-WARRANTY REPAIRS THROUGH MEDLINE. 1/3/2018 8:00:52 AM JXHARRIS (JXHARRIS 1/3/2018 12:00 AM) C870005109 ? $45 FRONT PANEL LABEL AWAITING PURCHASING DECISION 2/23/2018 10:03:44 AM JXHARRIS (JXHARRIS 2/23/2018 12:00 AM) RETURNED FROM VENDOR. VPO. RTS. | 11413BC9-2B26-457A-BAFE-53BABAA110DF | Labor | 10/31/2019 | 10/31/2019 | Josh Harris
|  | MEDLINE INDUSTRIES, INC. | HEMO-FORCE DVT | PUMP, COMPRESSION, SEQUENTIAL | c870005111 | SPD | Pavilion |  |  | 10/31/2019 |  | 10/31/29 |  |  | NO | YES |  |  |  |  | MEDLINE INDUSTRIES, INC. 30296735 c870005111 |  |  | Active |  | 99:99:99:99:99:99 |  | Alarm | PAAR:00-PVAR | 10/31/2019 | 10/31/2019 | COOPER UNIVERSITY HOSPITAL |  |  |  | 0012627760 | David Frye | Performance Verification | Closed | Pat D'Andrea | 10/31/2019 | 10/31/2019 | devices bulk imported. approved by patrick d'andrea, qualreq0005668. | AMCOFFIN 1/8/2018 devices bulk imported. approved by patrick d'andrea, qualreq0005668. | 6E79EF06-26EF-49AA-8146-D81D301B45D8 | Labor | 10/31/2019 | 10/31/2019 | Pat D'Andrea
|  | MEDLINE INDUSTRIES, INC. | HEMO-FORCE DVT | PUMP, COMPRESSION, SEQUENTIAL | c870005114 | SPD |  |  | retired per josh | 10/31/2019 |  | 10/31/29 |  |  | NO | YES |  |  |  |  | MEDLINE INDUSTRIES, INC. 30296734 c870005114 |  |  | Active |  | 99:99:99:99:99:99 |  | Alarm | PAAR:00-PVAR | 10/31/2019 | 10/31/2019 | COOPER UNIVERSITY HOSPITAL |  |  |  | 0012627758 | David Frye | Performance Verification | Closed | Pat D'Andrea | 10/31/2019 | 10/31/2019 | devices bulk imported. approved by patrick d'andrea, qualreq0005668. | AMCOFFIN 1/8/2018 devices bulk imported. approved by patrick d'andrea, qualreq0005668. | CE5665FD-CB20-4788-94CE-064C17F0EAD8 | Labor | 10/31/2019 | 10/31/2019 | Pat D'Andrea
|  | MEDLINE INDUSTRIES, INC. | HEMO-FORCE DVT | PUMP, COMPRESSION, SEQUENTIAL | c870005128 | SPD | Pavilion |  |  | 10/31/2019 |  | 10/31/29 |  |  | NO | YES |  |  |  |  | MEDLINE INDUSTRIES, INC. 30296733 c870005128 |  |  | Active |  | 99:99:99:99:99:99 |  | Alarm | PAAR:00-PVAR | 10/31/2019 | 10/31/2019 | COOPER UNIVERSITY HOSPITAL |  |  |  | 0012627756 | David Frye | Performance Verification | Closed | Pat D'Andrea | 10/31/2019 | 10/31/2019 | devices bulk imported. approved by patrick d'andrea, qualreq0005668. | AMCOFFIN 1/8/2018 devices bulk imported. approved by patrick d'andrea, qualreq0005668. | 02CB415D-4CB7-408A-9B87-6160A19ACC10 | Labor | 10/31/2019 | 10/31/2019 | Pat D'Andrea
|  | MEDLINE INDUSTRIES, INC. | HEMO-FORCE DVT | PUMP, COMPRESSION, SEQUENTIAL | c870005293 | SPD | Pavilion |  |  | 10/31/2019 |  | 10/31/29 |  |  | NO | YES |  |  |  |  | MEDLINE INDUSTRIES, INC. 30296732 c870005293 |  |  | Active |  | 99:99:99:99:99:99 |  | Alarm | PAAR:00-PVAR | 10/31/2019 | 10/31/2019 | COOPER UNIVERSITY HOSPITAL |  |  |  | 0012184692 | David Frye | Repair | Closed | Josh Harris | 10/31/2019 | 10/31/2019 | SCD - WON'T TURN ON - TMX | 9/22/2017 2:26:20 PM JXHARRIS (JXHARRIS 9/22/2017 12:00 AM) SENDING TO MEDLINE FOR NO CHARGE REPAIR. 1/2/2018 10:45:23 AM JXHARRIS (JXHARRIS 1/2/2018 12:00 AM) STILL AWAITING DECISION FROM PURCHASING ON HOW TO PROCESS PHYSICAL ABUSE REPAIRS THROUGH MEDLINE. 1/3/2018 8:01:25 AM JXHARRIS (JXHARRIS 1/3/2018 12:00 AM) C870005293 ? $99 PCB SET (COVERED UNDER WARRANTY) REAR CASE ASSEMBLY FRONT PANEL LABEL AIR OUTLET LABEL AWAITING PURCHASING DECISION 2/23/2018 9:50:51 AM JXHARRIS (JXHARRIS 2/23/2018 12:00 AM) RETURNED FROM VENDOR. VPO. RTS. | B39E5B49-576A-4BAD-BA97-87AA9D63395B | Labor | 10/31/2019 | 10/31/2019 | Josh Harris
|  | MEDLINE INDUSTRIES, INC. | HEMO-FORCE DVT | PUMP, COMPRESSION, SEQUENTIAL | c870005086 | SPD | Pavilion |  |  | 10/31/2019 |  | 10/31/29 |  |  | NO | YES |  |  |  |  | MEDLINE INDUSTRIES, INC. 30296727 c870005086 |  |  | Active |  | 99:99:99:99:99:99 |  | Alarm | PAAR:00-PVAR | 10/31/2019 | 10/31/2019 | COOPER UNIVERSITY HOSPITAL |  |  |  | 0012627743 | David Frye | Performance Verification | Closed | Pat D'Andrea | 10/31/2019 | 10/31/2019 | devices bulk imported. approved by patrick d'andrea, qualreq0005668. | AMCOFFIN 1/8/2018 devices bulk imported. approved by patrick d'andrea, qualreq0005668. | 8BB29993-CD8B-44A9-AC4B-254E2EFA7564 | Labor | 10/31/2019 | 10/31/2019 | Pat D'Andrea
|  | MEDLINE INDUSTRIES, INC. | HEMO-FORCE DVT | PUMP, COMPRESSION, SEQUENTIAL | c870004996 | SPD | Pavilion |  |  | 10/31/2019 |  | 10/31/29 |  |  | NO | YES |  |  |  |  | MEDLINE INDUSTRIES, INC. 30296728 c870004996 |  |  | Active |  | 99:99:99:99:99:99 |  | Alarm | PAAR:00-PVAR | 10/31/2019 | 10/31/2019 | COOPER UNIVERSITY HOSPITAL |  |  |  | 0012627747 | David Frye | Preventative Maintenance | Closed | Josh Harris | 10/31/2019 | 10/31/2019 | devices bulk imported. approved by patrick d'andrea, qualreq0005668. |  | 72849648-695A-4695-9BB9-219DB5F56640 | Labor | 10/31/2019 | 10/31/2019 | Josh Harris
|  | MEDLINE INDUSTRIES, INC. | HEMO-FORCE DVT | PUMP, COMPRESSION, SEQUENTIAL | c870004963 | SPD | Pavilion |  |  | 10/31/2019 |  | 10/31/29 |  |  | NO | YES |  |  |  |  | MEDLINE INDUSTRIES, INC. 30296726 c870004963 |  |  | Active |  | 99:99:99:99:99:99 |  | Alarm | PAAR:00-PVAR | 10/31/2019 | 10/31/2019 | COOPER UNIVERSITY HOSPITAL |  |  |  | 0012627742 | David Frye | Preventative Maintenance | Closed | Josh Harris | 10/31/2019 | 10/31/2019 | devices bulk imported. approved by patrick d'andrea, qualreq0005668. |  | BBE8F7EC-C74B-4E19-8771-BCA886065771 | Labor | 10/31/2019 | 10/31/2019 | Josh Harris
|  | MEDLINE INDUSTRIES, INC. | HEMO-FORCE DVT | PUMP, COMPRESSION, SEQUENTIAL | c870005129 | SPD |  |  | Retired per Josh | 10/31/2019 |  |  |  |  | NO | YES |  |  |  |  | MEDLINE INDUSTRIES, INC. 30296723 c870005129 |  |  | Active |  | 99:99:99:99:99:99 |  | Alarm | PAAR:00-PVAR | 10/31/2019 | 10/31/2019 | COOPER UNIVERSITY HOSPITAL |  |  |  | 0012627735 | David Frye | Performance Verification | Closed | Pat D'Andrea | 10/31/2019 | 10/31/2019 | devices bulk imported. approved by patrick d'andrea, qualreq0005668. | AMCOFFIN 1/8/2018 devices bulk imported. approved by patrick d'andrea, qualreq0005668. | 0B631DE1-534D-40E8-9D3F-9E4A25C38E93 | Labor | 10/31/2019 | 10/31/2019 | Pat D'Andrea
|  | MEDLINE INDUSTRIES, INC. | HEMO-FORCE DVT | PUMP, COMPRESSION, SEQUENTIAL | c870005337 | SPD | Kelemen |  |  | 10/31/2019 |  | 10/31/29 |  |  | NO | YES |  |  |  |  | MEDLINE INDUSTRIES, INC. 30296725 c870005337 |  |  | Active |  | 99:99:99:99:99:99 |  | Alarm | PAAR:00-PVAR | 10/31/2019 | 10/31/2019 | COOPER UNIVERSITY HOSPITAL |  |  |  | 0012627740 | David Frye | Preventative Maintenance | Closed | Josh Harris | 10/31/2019 | 10/31/2019 | devices bulk imported. approved by patrick d'andrea, qualreq0005668. |  | 43A59BCD-6781-41B4-9A0C-07EBB98EF685 | Labor | 10/31/2019 | 10/31/2019 | Josh Harris
|  | MEDLINE INDUSTRIES, INC. | HEMO-FORCE DVT | PUMP, COMPRESSION, SEQUENTIAL | c870005075 | SPD | Kelemen |  |  | 10/31/2019 |  | 10/31/29 |  |  | NO | YES |  |  |  |  | MEDLINE INDUSTRIES, INC. 30296720 c870005075 |  |  | Active |  | 99:99:99:99:99:99 |  | Alarm | PAAR:00-PVAR | 10/31/2019 | 10/31/2019 | COOPER UNIVERSITY HOSPITAL |  |  |  | 0012627729 | David Frye | Performance Verification | Closed | Pat D'Andrea | 10/31/2019 | 10/31/2019 | devices bulk imported. approved by patrick d'andrea, qualreq0005668. | AMCOFFIN 1/8/2018 devices bulk imported. approved by patrick d'andrea, qualreq0005668. | 6CF84B4B-1C32-4AB6-A41E-FBA19317C064 | Labor | 10/31/2019 | 10/31/2019 | Pat D'Andrea
|  | MEDLINE INDUSTRIES, INC. | HEMO-FORCE DVT | PUMP, COMPRESSION, SEQUENTIAL | c870004968 | SPD | Kelemen | BASEMENT |  | 10/31/2019 |  | 10/31/29 |  |  | NO | YES |  |  |  |  | MEDLINE INDUSTRIES, INC. 30296722 c870004968 |  |  | Active |  | 99:99:99:99:99:99 |  | Alarm | PAAR:00-PVAR | 10/31/2019 | 10/31/2019 | COOPER UNIVERSITY HOSPITAL |  |  |  | 0012627733 | David Frye | Performance Verification | Closed | Pat D'Andrea | 10/31/2019 | 10/31/2019 | devices bulk imported. approved by patrick d'andrea, qualreq0005668. | AMCOFFIN 1/8/2018 devices bulk imported. approved by patrick d'andrea, qualreq0005668. | AB084D3D-2E1D-498A-8AA4-AF75DF29C26A | Labor | 10/31/2019 | 10/31/2019 | Pat D'Andrea
|  | MEDLINE INDUSTRIES, INC. | HEMO-FORCE DVT | PUMP, COMPRESSION, SEQUENTIAL | c870005085 | SPD | Pavilion |  |  | 10/31/2019 |  | 10/31/29 |  |  | NO | YES |  |  |  |  | MEDLINE INDUSTRIES, INC. 30296721 c870005085 |  |  | Active |  | 99:99:99:99:99:99 |  | Alarm | PAAR:00-PVAR | 10/31/2019 | 10/31/2019 | COOPER UNIVERSITY HOSPITAL |  |  |  | 0012627731 | David Frye | Performance Verification | Closed | Pat D'Andrea | 10/31/2019 | 10/31/2019 | devices bulk imported. approved by patrick d'andrea, qualreq0005668. | AMCOFFIN 1/8/2018 devices bulk imported. approved by patrick d'andrea, qualreq0005668. | 737ED3B5-D4DE-4EC0-AD10-32E5C4CC3F40 | Labor | 10/31/2019 | 10/31/2019 | Pat D'Andrea
|  | MEDLINE INDUSTRIES, INC. | HEMO-FORCE DVT | PUMP, COMPRESSION, SEQUENTIAL | c870004971 | SPD | Kelemen |  |  | 10/31/2019 |  | 10/31/29 |  |  | NO | YES |  |  |  |  | MEDLINE INDUSTRIES, INC. 30296718 c870004971 |  |  | Active |  | 99:99:99:99:99:99 |  | Alarm | PAAR:00-PVAR | 10/31/2019 | 10/31/2019 | COOPER UNIVERSITY HOSPITAL |  |  |  | 0012627726 | David Frye | Preventative Maintenance | Closed | Josh Harris | 10/31/2019 | 10/31/2019 | devices bulk imported. approved by patrick d'andrea, qualreq0005668. |  | 530BCDBC-C8DA-45EF-80D9-BD7D113DF08B | Labor | 10/31/2019 | 10/31/2019 | Josh Harris
|  | MEDLINE INDUSTRIES, INC. | HEMO-FORCE DVT | PUMP, COMPRESSION, SEQUENTIAL | c870004988 | SPD | Kelemen |  |  | 10/31/2019 |  | 10/31/29 |  |  | NO | YES |  |  |  |  | MEDLINE INDUSTRIES, INC. 30296716 c870004988 |  |  | Active |  | 99:99:99:99:99:99 |  | Alarm | PAAR:00-PVAR | 10/31/2019 | 10/31/2019 | COOPER UNIVERSITY HOSPITAL |  |  |  | 0012627721 | David Frye | Performance Verification | Closed | Pat D'Andrea | 10/31/2019 | 10/31/2019 | devices bulk imported. approved by patrick d'andrea, qualreq0005668. | AMCOFFIN 1/8/2018 devices bulk imported. approved by patrick d'andrea, qualreq0005668. | D3E35CFE-FF56-4C4E-BC10-FDB22B2BF352 | Labor | 10/31/2019 | 10/31/2019 | Pat D'Andrea
|  | MEDLINE INDUSTRIES, INC. | HEMO-FORCE DVT | PUMP, COMPRESSION, SEQUENTIAL | c870005194 | SPD | Kelemen |  |  | 10/31/2019 |  | 10/31/29 |  |  | NO | YES |  |  |  |  | MEDLINE INDUSTRIES, INC. 30296715 c870005194 |  |  | Active |  | 99:99:99:99:99:99 |  | Alarm | PAAR:00-PVAR | 10/31/2019 | 10/31/2019 | COOPER UNIVERSITY HOSPITAL |  |  |  | 0012627720 | David Frye | Preventative Maintenance | Closed | Josh Harris | 10/31/2019 | 10/31/2019 | devices bulk imported. approved by patrick d'andrea, qualreq0005668. |  | 41F28D42-57EE-4F9E-B783-8697A16EB15F | Labor | 10/31/2019 | 10/31/2019 | Josh Harris
|  | MEDLINE INDUSTRIES, INC. | HEMO-FORCE DVT | PUMP, COMPRESSION, SEQUENTIAL | c870004939 | SPD | Pavilion |  |  | 10/31/2019 |  | 10/31/29 |  |  | NO | YES |  |  |  |  | MEDLINE INDUSTRIES, INC. 30296712 c870004939 |  |  | Active |  | 99:99:99:99:99:99 |  | Alarm | PAAR:00-PVAR | 10/31/2019 | 10/31/2019 | COOPER UNIVERSITY HOSPITAL |  |  |  | 0012627713 | David Frye | Performance Verification | Closed | Pat D'Andrea | 10/31/2019 | 10/31/2019 | devices bulk imported. approved by patrick d'andrea, qualreq0005668. | AMCOFFIN 1/8/2018 devices bulk imported. approved by patrick d'andrea, qualreq0005668. | 83FA2ABE-BBD2-40F9-BE0E-267CDED1EF47 | Labor | 10/31/2019 | 10/31/2019 | Pat D'Andrea
|  | MEDLINE INDUSTRIES, INC. | HEMO-FORCE DVT | PUMP, COMPRESSION, SEQUENTIAL | c870005104 | SPD | Kelemen |  |  | 10/31/2019 |  | 10/31/29 |  |  | NO | YES |  |  |  |  | MEDLINE INDUSTRIES, INC. 30296710 c870005104 |  |  | Active |  | 99:99:99:99:99:99 |  | Alarm | PAAR:00-PVAR | 10/31/2019 | 10/31/2019 | COOPER UNIVERSITY HOSPITAL |  |  | Performance Verification | 0012627710 | David Frye | Preventative Maintenance | Closed | Josh Harris | 10/31/2019 | 10/31/2019 | devices bulk imported. approved by patrick d'andrea, qualreq0005668. |  | C3A0D1FE-190D-42AB-B9DE-E78A0865543F | Labor | 10/31/2019 | 10/31/2019 | Josh Harris
|  | MEDLINE INDUSTRIES, INC. | HEMO-FORCE DVT | PUMP, COMPRESSION, SEQUENTIAL | c870005053 | SPD | Kelemen |  |  | 10/31/2019 |  | 10/31/29 |  |  | NO | YES |  |  |  |  | MEDLINE INDUSTRIES, INC. 30296709 c870005053 |  |  | Active |  | 99:99:99:99:99:99 |  | Alarm | PAAR:00-PVAR | 10/31/2019 | 10/31/2019 | COOPER UNIVERSITY HOSPITAL |  |  |  | 0012627708 | David Frye | Preventative Maintenance | Closed | Josh Harris | 10/31/2019 | 10/31/2019 | devices bulk imported. approved by patrick d'andrea, qualreq0005668. |  | 3DC2D763-9E1A-4154-A23F-C6C92189D2D9 | Labor | 10/31/2019 | 10/31/2019 | Josh Harris
|  | MEDLINE INDUSTRIES, INC. | HEMO-FORCE DVT | PUMP, COMPRESSION, SEQUENTIAL | c870004950 | SPD | Kelemen | Basement |  | 10/31/2019 |  | 10/31/29 |  |  | NO | YES |  |  |  |  | MEDLINE INDUSTRIES, INC. 30296705 c870004950 |  |  | Active |  | 99:99:99:99:99:99 |  | Alarm | PAAR:00-PVAR | 10/31/2019 | 10/31/2019 | COOPER UNIVERSITY HOSPITAL |  |  |  | 0012627700 | David Frye | Preventative Maintenance | Closed | Josh Harris | 10/31/2019 | 10/31/2019 | devices bulk imported. approved by patrick d'andrea, qualreq0005668. |  | 2FA6E433-64C1-4A27-B8D2-BB7E9DD6B4D5 | Labor | 10/31/2019 | 10/31/2019 | Josh Harris
|  | MEDLINE INDUSTRIES, INC. | HEMO-FORCE DVT | PUMP, COMPRESSION, SEQUENTIAL | c870005125 | SPD |  |  | Retired per Josh | 10/19/2019 |  |  |  |  | NO | YES |  |  |  |  | MEDLINE INDUSTRIES, INC. 30296702 c870005125 |  |  | Disposition |  | 99:99:99:99:99:99 |  | Alarm | PAAR:00-PVAR | 10/19/2019 | 10/19/2019 | COOPER UNIVERSITY HOSPITAL |  |  |  | 0012627693 | David Frye | Performance Verification | Closed | Pat D'Andrea | 10/19/2019 | 10/19/2019 | devices bulk imported. approved by patrick d'andrea, qualreq0005668. | AMCOFFIN 1/8/2018 devices bulk imported. approved by patrick d'andrea, qualreq0005668. | 816222BC-381B-49E9-8202-11924ED0E2A3 | Labor | 10/19/2019 | 10/19/2019 | Pat D'Andrea
|  | MEDLINE INDUSTRIES, INC. | HEMO-FORCE DVT | PUMP, COMPRESSION, SEQUENTIAL | c870005198 | SPD | Pavilion |  |  | 10/31/2019 |  | 10/31/29 |  |  | NO | YES |  |  |  |  | MEDLINE INDUSTRIES, INC. 30296701 c870005198 |  |  | Active |  | 99:99:99:99:99:99 |  | Alarm | PAAR:00-PVAR | 10/31/2019 | 10/31/2019 | COOPER UNIVERSITY HOSPITAL |  |  |  | 0012627692 | David Frye | Preventative Maintenance | Closed | Josh Harris | 10/31/2019 | 10/31/2019 | devices bulk imported. approved by patrick d'andrea, qualreq0005668. |  | 326BD4CA-6DA6-45B9-BF0A-E92DAC67A148 | Labor | 10/31/2019 | 10/31/2019 | Josh Harris
|  | MEDLINE INDUSTRIES, INC. | HEMO-FORCE DVT | PUMP, COMPRESSION, SEQUENTIAL | c870005084 | SPD | Pavilion |  |  | 10/31/2019 |  | 10/31/29 |  |  | NO | YES |  |  |  |  | MEDLINE INDUSTRIES, INC. 30296700 c870005084 |  |  | Active |  | 99:99:99:99:99:99 |  | Alarm | PAAR:00-PVAR | 10/31/2019 | 10/31/2019 | COOPER UNIVERSITY HOSPITAL |  |  |  | 0012627689 | David Frye | Performance Verification | Closed | Pat D'Andrea | 10/31/2019 | 10/31/2019 | devices bulk imported. approved by patrick d'andrea, qualreq0005668. | AMCOFFIN 1/8/2018 devices bulk imported. approved by patrick d'andrea, qualreq0005668. | 1110FAE6-1004-4033-A170-8D9923A614A9 | Labor | 10/31/2019 | 10/31/2019 | Pat D'Andrea
|  | MEDLINE INDUSTRIES, INC. | HEMO-FORCE DVT | PUMP, COMPRESSION, SEQUENTIAL | c870005228 | SPD | Kelemen |  |  | 10/31/2019 |  | 10/31/29 |  |  | NO | YES |  |  |  |  | MEDLINE INDUSTRIES, INC. 30296697 c870005228 |  |  | Active |  | 99:99:99:99:99:99 |  | Alarm | PAAR:00-PVAR | 10/31/2019 | 10/31/2019 | COOPER UNIVERSITY HOSPITAL |  |  |  | 0012627683 | David Frye | Performance Verification | Closed | Pat D'Andrea | 10/31/2019 | 10/31/2019 | devices bulk imported. approved by patrick d'andrea, qualreq0005668. | AMCOFFIN 1/8/2018 devices bulk imported. approved by patrick d'andrea, qualreq0005668. | F4B8B56D-E3A4-4A31-9187-2454053B0CF0 | Labor | 10/31/2019 | 10/31/2019 | Pat D'Andrea
|  | MEDLINE INDUSTRIES, INC. | HEMO-FORCE DVT | PUMP, COMPRESSION, SEQUENTIAL | c870005137 | SPD |  |  | Retired per Josh | 10/31/2019 |  |  |  |  | NO | YES |  |  |  |  | MEDLINE INDUSTRIES, INC. 30296695 c870005137 |  |  | Disposition |  | 99:99:99:99:99:99 |  | Alarm | PAAR:00-PVAR | 10/31/2019 | 10/31/2019 | COOPER UNIVERSITY HOSPITAL |  |  |  | 0012627679 | David Frye | Performance Verification | Closed | Pat D'Andrea | 10/31/2019 | 10/31/2019 | devices bulk imported. approved by patrick d'andrea, qualreq0005668. | AMCOFFIN 1/8/2018 devices bulk imported. approved by patrick d'andrea, qualreq0005668. | 123B533A-955D-47F7-A566-F1C21FD68303 | Labor | 10/31/2019 | 10/31/2019 | Pat D'Andrea
|  | MEDLINE INDUSTRIES, INC. | HEMO-FORCE DVT | PUMP, COMPRESSION, SEQUENTIAL | c870005132 | SPD | Kelemen |  |  | 10/31/2019 |  | 10/31/29 |  |  | NO | YES |  |  |  |  | MEDLINE INDUSTRIES, INC. 30296693 c870005132 |  |  | Active |  | 99:99:99:99:99:99 |  | Alarm | PAAR:00-PVAR | 10/31/2019 | 10/31/2019 | COOPER UNIVERSITY HOSPITAL |  |  |  | 0012627675 | David Frye | Performance Verification | Closed | Pat D'Andrea | 10/31/2019 | 10/31/2019 | devices bulk imported. approved by patrick d'andrea, qualreq0005668. | AMCOFFIN 1/8/2018 devices bulk imported. approved by patrick d'andrea, qualreq0005668. | 5E1C6956-5C3E-4BBA-93CF-885B2FB8C370 | Labor | 10/31/2019 | 10/31/2019 | Pat D'Andrea
|  | MEDLINE INDUSTRIES, INC. | HEMO-FORCE DVT | PUMP, COMPRESSION, SEQUENTIAL | c870005222 | SPD | Kelemen |  |  | 10/31/2019 |  | 10/31/29 |  |  | NO | YES |  |  |  |  | MEDLINE INDUSTRIES, INC. 30296692 c870005222 |  |  | Active |  | 99:99:99:99:99:99 |  | Alarm | PAAR:00-PVAR | 10/31/2019 | 10/31/2019 | COOPER UNIVERSITY HOSPITAL |  |  |  | 0012627673 | David Frye | Performance Verification | Closed | Pat D'Andrea | 10/31/2019 | 10/31/2019 | devices bulk imported. approved by patrick d'andrea, qualreq0005668. | AMCOFFIN 1/8/2018 devices bulk imported. approved by patrick d'andrea, qualreq0005668. | 1FED37F2-4B75-4E66-8713-163011BD15CA | Labor | 10/31/2019 | 10/31/2019 | Pat D'Andrea
|  | MEDLINE INDUSTRIES, INC. | HEMO-FORCE DVT | PUMP, COMPRESSION, SEQUENTIAL | c870005210 | SPD | Pavilion |  |  | 10/31/2019 |  | 10/31/29 |  |  | NO | YES |  |  |  |  | MEDLINE INDUSTRIES, INC. 30296691 c870005210 |  |  | Active |  | 99:99:99:99:99:99 |  | Alarm | PAAR:00-PVAR | 10/31/2019 | 10/31/2019 | COOPER UNIVERSITY HOSPITAL |  |  |  | 0012627671 | David Frye | Performance Verification | Closed | Pat D'Andrea | 10/31/2019 | 10/31/2019 | devices bulk imported. approved by patrick d'andrea, qualreq0005668. | AMCOFFIN 1/8/2018 devices bulk imported. approved by patrick d'andrea, qualreq0005668. | CD38EDAA-4078-4EE2-A684-4352CE3E3DEB | Labor | 10/31/2019 | 10/31/2019 | Pat D'Andrea
|  | MEDLINE INDUSTRIES, INC. | HEMO-FORCE DVT | PUMP, COMPRESSION, SEQUENTIAL | c870005316 | VOORHEES SURGERY CENTER-OPERATING ROOM | 900 Centennial Blvd | Suite E |  | 10/31/2019 |  | 10/31/29 |  |  | NO | YES |  |  |  |  | MEDLINE INDUSTRIES, INC. 30296690 c870005316 |  |  | Active |  | 99:99:99:99:99:99 |  | Alarm | PAAR:00-PVAR | 10/31/2019 | 10/31/2019 | COOPER AMBULATORY OFF-SITES |  |  |  | 0012627669 | JENNIFER BOMBARO | Performance Verification | Closed | Pat D'Andrea | 10/31/2019 | 10/31/2019 | devices bulk imported. approved by patrick d'andrea, qualreq0005668. | AMCOFFIN 1/8/2018 devices bulk imported. approved by patrick d'andrea, qualreq0005668. | C0C4E2A7-00C2-4416-9665-0FDB809E9BF5 | Labor | 10/31/2019 | 10/31/2019 | Pat D'Andrea
|  | MEDLINE INDUSTRIES, INC. | HEMO-FORCE DVT | PUMP, COMPRESSION, SEQUENTIAL | c870005106 | SPD | Kelemen |  |  | 10/31/2019 |  | 10/31/29 |  |  | NO | YES |  |  |  |  | MEDLINE INDUSTRIES, INC. 30296688 c870005106 |  |  | Active |  | 99:99:99:99:99:99 |  | Alarm | PAAR:00-PVAR | 10/31/2019 | 10/31/2019 | COOPER UNIVERSITY HOSPITAL |  |  |  | 0012325379 | David Frye | Repair | Closed | Stephen Zubrzycki | 10/31/2019 | 10/31/2019 | SCD PUMP - BATTERY LOW ERROR - TMX | 10/26/2017 2:07:01 PM SJZUBRZYCKI (SJZUBRZYCKI 10/26/2017 12:00 AM) REPAIRED POWER CORD AND VPO | 39E05A17-EEB1-4324-BF5A-5CA8077D333F | Labor | 10/31/2019 | 10/31/2019 | Stephen Zubrzycki
|  | MEDLINE INDUSTRIES, INC. | HEMO-FORCE DVT | PUMP, COMPRESSION, SEQUENTIAL | c870005107 | SPD | Pavilion |  |  | 10/31/2019 |  | 10/31/29 |  |  | NO | YES |  |  |  |  | MEDLINE INDUSTRIES, INC. 30296686 c870005107 |  |  | Active |  | 99:99:99:99:99:99 |  | Alarm | PAAR:00-PVAR | 10/31/2019 | 10/31/2019 | COOPER UNIVERSITY HOSPITAL |  |  |  | 0012627662 | David Frye | Preventative Maintenance | Closed | Josh Harris | 10/31/2019 | 10/31/2019 | devices bulk imported. approved by patrick d'andrea, qualreq0005668. |  | 6BF9F848-B75F-491E-9867-89D5B891FFCF | Labor | 10/31/2019 | 10/31/2019 | Josh Harris
|  | MEDLINE INDUSTRIES, INC. | HEMO-FORCE DVT | PUMP, COMPRESSION, SEQUENTIAL | c870005094 | SPD | Kelemen | Basement |  | 10/31/2019 |  | 10/31/29 |  |  | NO | YES |  |  |  |  | MEDLINE INDUSTRIES, INC. 30296685 c870005094 |  |  | Active |  | 99:99:99:99:99:99 |  | Alarm | PAAR:00-PVAR | 10/31/2019 | 10/31/2019 | COOPER UNIVERSITY HOSPITAL |  |  |  | 0012627659 | David Frye | Performance Verification | Closed | Pat D'Andrea | 10/31/2019 | 10/31/2019 | devices bulk imported. approved by patrick d'andrea, qualreq0005668. | AMCOFFIN 1/8/2018 devices bulk imported. approved by patrick d'andrea, qualreq0005668. | D73B4575-D3BF-48C4-A1F4-46998AF13FED | Labor | 10/31/2019 | 10/31/2019 | Pat D'Andrea
|  | MEDLINE INDUSTRIES, INC. | HEMO-FORCE DVT | PUMP, COMPRESSION, SEQUENTIAL | c870005068 | SPD | Pavilion |  |  | 10/31/2019 |  | 10/31/29 |  |  | NO | YES |  |  |  |  | MEDLINE INDUSTRIES, INC. 30296681 c870005068 |  |  | Active |  | 99:99:99:99:99:99 |  | Alarm | PAAR:00-PVAR | 10/31/2019 | 10/31/2019 | COOPER UNIVERSITY HOSPITAL |  |  |  | 0012627652 | David Frye | Preventative Maintenance | Closed | Josh Harris | 10/31/2019 | 10/31/2019 | devices bulk imported. approved by patrick d'andrea, qualreq0005668. |  | 0FD85D6E-B467-46CE-80BD-512607DC5521 | Labor | 10/31/2019 | 10/31/2019 | Josh Harris
|  | MEDLINE INDUSTRIES, INC. | HEMO-FORCE DVT | PUMP, COMPRESSION, SEQUENTIAL | c870005155 | SPD | Kelemen |  |  | 10/31/2019 |  | 10/31/29 |  |  | NO | YES |  |  |  |  | MEDLINE INDUSTRIES, INC. 30296684 c870005155 |  |  | Active |  | 99:99:99:99:99:99 |  | Alarm | PAAR:00-PVAR | 10/31/2019 | 10/31/2019 | COOPER UNIVERSITY HOSPITAL |  |  |  | 0012627657 | David Frye | Performance Verification | Closed | Pat D'Andrea | 10/31/2019 | 10/31/2019 | devices bulk imported. approved by patrick d'andrea, qualreq0005668. | AMCOFFIN 1/8/2018 devices bulk imported. approved by patrick d'andrea, qualreq0005668. | 7CF3AF05-F4B1-471F-9F1F-6F8E663248EE | Labor | 10/31/2019 | 10/31/2019 | Pat D'Andrea
|  | MEDLINE INDUSTRIES, INC. | HEMO-FORCE DVT | PUMP, COMPRESSION, SEQUENTIAL | c870005021 | SPD | Kelemen |  |  | 10/31/2019 |  | 10/31/29 |  |  | NO | YES |  |  |  |  | MEDLINE INDUSTRIES, INC. 30296682 c870005021 |  |  | Active |  | 99:99:99:99:99:99 |  | Alarm | PAAR:00-PVAR | 10/31/2019 | 10/31/2019 | COOPER UNIVERSITY HOSPITAL |  |  |  | 0012627654 | David Frye | Preventative Maintenance | Closed | Josh Harris | 10/31/2019 | 10/31/2019 | devices bulk imported. approved by patrick d'andrea, qualreq0005668. |  | 5485C01F-F4E1-4D25-90A7-3630D4AF6BDB | Labor | 10/31/2019 | 10/31/2019 | Josh Harris
|  | MEDLINE INDUSTRIES, INC. | HEMO-FORCE DVT | PUMP, COMPRESSION, SEQUENTIAL | c870004958 | SPD | Pavilion |  |  | 10/31/2019 |  | 10/31/29 |  |  | NO | YES |  |  |  |  | MEDLINE INDUSTRIES, INC. 30296679 c870004958 |  |  | Active |  | 99:99:99:99:99:99 |  | Alarm | PAAR:00-PVAR | 10/31/2019 | 10/31/2019 | COOPER UNIVERSITY HOSPITAL |  |  |  | 0012627647 | David Frye | Performance Verification | Closed | Pat D'Andrea | 10/31/2019 | 10/31/2019 | devices bulk imported. approved by patrick d'andrea, qualreq0005668. | AMCOFFIN 1/8/2018 devices bulk imported. approved by patrick d'andrea, qualreq0005668. | 7654D333-00DA-45A2-B79D-E2A551F488B7 | Labor | 10/31/2019 | 10/31/2019 | Pat D'Andrea
|  | MEDLINE INDUSTRIES, INC. | HEMO-FORCE DVT | PUMP, COMPRESSION, SEQUENTIAL | c870005011 | SPD | Pavilion |  |  | 10/31/2019 |  | 10/31/29 |  |  | NO | YES |  |  |  |  | MEDLINE INDUSTRIES, INC. 30296680 c870005011 |  |  | Active |  | 99:99:99:99:99:99 |  | Alarm | PAAR:00-PVAR | 10/31/2019 | 10/31/2019 | COOPER UNIVERSITY HOSPITAL |  |  |  | 0012627649 | David Frye | Performance Verification | Closed | Pat D'Andrea | 10/31/2019 | 10/31/2019 | devices bulk imported. approved by patrick d'andrea, qualreq0005668. | AMCOFFIN 1/8/2018 devices bulk imported. approved by patrick d'andrea, qualreq0005668. | F09FCB24-CDF0-46B1-82D9-9D57A0835F38 | Labor | 10/31/2019 | 10/31/2019 | Pat D'Andrea
|  | MEDLINE INDUSTRIES, INC. | HEMO-FORCE DVT | PUMP, COMPRESSION, SEQUENTIAL | c870005433 | SPD | Kelemen |  |  | 10/31/2019 |  | 10/31/29 |  |  | NO | YES |  |  |  |  | MEDLINE INDUSTRIES, INC. 30296678 c870005433 |  |  | Active |  | 99:99:99:99:99:99 |  | Alarm | PAAR:00-PVAR | 10/31/2019 | 10/31/2019 | COOPER UNIVERSITY HOSPITAL |  |  |  | 0012627646 | David Frye | Preventative Maintenance | Closed | Josh Harris | 10/31/2019 | 10/31/2019 | devices bulk imported. approved by patrick d'andrea, qualreq0005668. |  | 4543F0DF-5D0B-425A-AF4C-3A2A4F77C85B | Labor | 10/31/2019 | 10/31/2019 | Josh Harris
|  | MEDLINE INDUSTRIES, INC. | HEMO-FORCE DVT | PUMP, COMPRESSION, SEQUENTIAL | c870005348 | SPD | Pavilion |  |  | 10/31/2019 |  | 10/31/29 |  |  | NO | YES |  |  |  |  | MEDLINE INDUSTRIES, INC. 30296677 c870005348 |  |  | Active |  | 99:99:99:99:99:99 |  | Alarm | PAAR:00-PVAR | 10/31/2019 | 10/31/2019 | COOPER UNIVERSITY HOSPITAL |  |  |  | 0012480261 | David Frye | Repair | Closed | Josh Harris | 10/31/2019 | 10/31/2019 | SCD -DAMAGED HOSES - TMX | 12/4/2017 7:52:39 AM JXHARRIS (JXHARRIS 12/1/2017 12:00 AM) EXCHANGED HOSES. VPO. RTS. | 8B0543F2-B842-43E3-99CE-5A403F5A30C4 | Labor | 10/31/2019 | 10/31/2019 | Josh Harris
|  | MEDLINE INDUSTRIES, INC. | HEMO-FORCE DVT | PUMP, COMPRESSION, SEQUENTIAL | c870005428 | SPD | Kelemen |  |  | 10/31/2019 |  | 10/31/29 |  |  | NO | YES |  |  |  |  | MEDLINE INDUSTRIES, INC. 30296676 c870005428 |  |  | Active |  | 99:99:99:99:99:99 |  | Alarm | PAAR:00-PVAR | 10/31/2019 | 10/31/2019 | COOPER UNIVERSITY HOSPITAL |  |  |  | 0012627641 | David Frye | Performance Verification | Closed | Pat D'Andrea | 10/31/2019 | 10/31/2019 | devices bulk imported. approved by patrick d'andrea, qualreq0005668. | AMCOFFIN 1/8/2018 devices bulk imported. approved by patrick d'andrea, qualreq0005668. | 723CAEA3-8A9A-4FE8-AEBD-96980D0A1767 | Labor | 10/31/2019 | 10/31/2019 | Pat D'Andrea
|  | MEDLINE INDUSTRIES, INC. | HEMO-FORCE DVT | PUMP, COMPRESSION, SEQUENTIAL | c870005374 | SPD |  |  | Retired per Josh | 10/31/2019 |  |  |  |  | NO | YES |  |  |  |  | MEDLINE INDUSTRIES, INC. 30296671 c870005374 |  |  | Active |  | 99:99:99:99:99:99 |  | Alarm | PAAR:00-PVAR | 10/31/2019 | 10/31/2019 | COOPER UNIVERSITY HOSPITAL |  |  |  | 0012627631 | David Frye | Performance Verification | Closed | Pat D'Andrea | 10/31/2019 | 10/31/2019 | devices bulk imported. approved by patrick d'andrea, qualreq0005668. | AMCOFFIN 1/8/2018 devices bulk imported. approved by patrick d'andrea, qualreq0005668. | 1C3AA5C6-821D-4C1F-B6F0-1012DF7035AB | Labor | 10/31/2019 | 10/31/2019 | Pat D'Andrea
|  | MEDLINE INDUSTRIES, INC. | HEMO-FORCE DVT | PUMP, COMPRESSION, SEQUENTIAL | c870005102 | SPD | Pavilion |  |  | 10/31/2019 |  | 10/31/29 |  |  | NO | YES |  |  |  |  | MEDLINE INDUSTRIES, INC. 30296669 c870005102 |  |  | Active |  | 99:99:99:99:99:99 |  | Alarm | PAAR:00-PVAR | 10/31/2019 | 10/31/2019 | COOPER UNIVERSITY HOSPITAL |  |  |  | 0012184688 | David Frye | Repair | Closed | Josh Harris | 10/31/2019 | 10/31/2019 | SCD - WON'T STAY ON - TMX | 9/22/2017 2:25:24 PM JXHARRIS (JXHARRIS 9/22/2017 12:00 AM) SENDING TO MEDLINE FOR NO CHARGE REPAIR. 10/10/2017 11:21:27 AM JXHARRIS (JXHARRIS 10/10/2017 12:00 AM) RETURNED FROM VENDOR. VPO. RTS. | 72C3FDDE-A07B-4583-B718-79316866E033 | Labor | 10/31/2019 | 10/31/2019 | Josh Harris
|  | MEDLINE INDUSTRIES, INC. | HEMO-FORCE DVT | PUMP, COMPRESSION, SEQUENTIAL | c870005349 | SPD | Pavilion |  |  | 10/31/2019 |  | 10/31/29 |  |  | NO | YES |  |  |  |  | MEDLINE INDUSTRIES, INC. 30296672 c870005349 |  |  | Active |  | 99:99:99:99:99:99 |  | Alarm | PAAR:00-PVAR | 10/31/2019 | 10/31/2019 | COOPER UNIVERSITY HOSPITAL |  |  |  | 0012627633 | David Frye | Performance Verification | Closed | Pat D'Andrea | 10/31/2019 | 10/31/2019 | devices bulk imported. approved by patrick d'andrea, qualreq0005668. | AMCOFFIN 1/8/2018 devices bulk imported. approved by patrick d'andrea, qualreq0005668. | DA7C6225-5414-4CFF-B109-8B8B482087F1 | Labor | 10/31/2019 | 10/31/2019 | Pat D'Andrea
|  | MEDLINE INDUSTRIES, INC. | HEMO-FORCE DVT | PUMP, COMPRESSION, SEQUENTIAL | c870005159 | SPD | Kelemen |  |  | 10/31/2019 |  | 10/31/29 |  |  | NO | YES |  |  |  |  | MEDLINE INDUSTRIES, INC. 30296670 c870005159 |  |  | Active |  | 99:99:99:99:99:99 |  | Alarm | PAAR:00-PVAR | 10/31/2019 | 10/31/2019 | COOPER UNIVERSITY HOSPITAL |  |  |  | 0012627630 | David Frye | Preventative Maintenance | Closed | Josh Harris | 10/31/2019 | 10/31/2019 | devices bulk imported. approved by patrick d'andrea, qualreq0005668. |  | 7FA21F94-03EC-46FA-B703-A17AE6EDB2B9 | Labor | 10/31/2019 | 10/31/2019 | Josh Harris
|  | MEDLINE INDUSTRIES, INC. | HEMO-FORCE DVT | PUMP, COMPRESSION, SEQUENTIAL | c870005430 | SPD | Dorrance |  |  | 10/31/2019 |  | 10/31/29 |  |  | NO | YES |  |  |  |  | MEDLINE INDUSTRIES, INC. 30296668 c870005430 |  |  | Active |  | 99:99:99:99:99:99 |  | Alarm | PAAR:00-PVAR | 10/31/2019 | 10/31/2019 | COOPER UNIVERSITY HOSPITAL |  |  |  | 0012627625 | David Frye | Performance Verification | Closed | Pat D'Andrea | 10/31/2019 | 10/31/2019 | devices bulk imported. approved by patrick d'andrea, qualreq0005668. | AMCOFFIN 1/8/2018 devices bulk imported. approved by patrick d'andrea, qualreq0005668. | 49714735-46C1-48B0-8B5D-43BB6B2B2131 | Labor | 10/31/2019 | 10/31/2019 | Pat D'Andrea
|  | MEDLINE INDUSTRIES, INC. | HEMO-FORCE DVT | PUMP, COMPRESSION, SEQUENTIAL | C870005385 | SPD | Pavilion |  |  | 01/00/1900 |  |  |  |  | NO | YES |  |  |  |  | MEDLINE INDUSTRIES, INC. 30296666 C870005385 |  |  | Active |  | 99:99:99:99:99:99 |  | Alarm | PAAR:00-PVAR | 01/00/1900 | 01/00/1900 | COOPER UNIVERSITY HOSPITAL |  |  |  | 0012060840 | David Frye | Repair | Closed | Josh Harris | 01/00/1900 | 01/00/1900 | COMPRESSION UNIT - BROKEN DISPLAY - TMX | 8/24/2017 9:14:21 AM JXHARRIS (JXHARRIS 8/24/2017 12:00 AM) SENT TO MEDLINE FOR WARRANTY REPAIR. SERVICE REPORT ATTACHED. VPO. RTS. | 008A1F01-737F-47EE-B0CE-755898C36D50 | Labor | 01/00/1900 | 01/00/1900 | Josh Harris
|  | MEDLINE INDUSTRIES, INC. | HEMO-FORCE DVT | PUMP, COMPRESSION, SEQUENTIAL | c870004954 | SPD |  |  | Retired per Josh | 10/31/2019 |  |  |  |  | NO | YES |  |  |  |  | MEDLINE INDUSTRIES, INC. 30296664 c870004954 |  |  | Active |  | 99:99:99:99:99:99 |  | Alarm | PAAR:00-PVAR | 10/31/2019 | 10/31/2019 | COOPER UNIVERSITY HOSPITAL |  |  |  | 0012627617 | David Frye | Performance Verification | Closed | Pat D'Andrea | 10/31/2019 | 10/31/2019 | devices bulk imported. approved by patrick d'andrea, qualreq0005668. | AMCOFFIN 1/8/2018 devices bulk imported. approved by patrick d'andrea, qualreq0005668. | C0390D15-C3F2-4AE3-AD33-0129004CC6C8 | Labor | 10/31/2019 | 10/31/2019 | Pat D'Andrea
|  | MEDLINE INDUSTRIES, INC. | HEMO-FORCE DVT | PUMP, COMPRESSION, SEQUENTIAL | c870005197 | SPD | Pavilion |  |  | 10/31/2019 |  | 10/31/29 |  |  | NO | YES |  |  |  |  | MEDLINE INDUSTRIES, INC. 30296663 c870005197 |  |  | Active |  | 99:99:99:99:99:99 |  | Alarm | PAAR:00-PVAR | 10/31/2019 | 10/31/2019 | COOPER UNIVERSITY HOSPITAL |  |  |  | 0012627616 | David Frye | Preventative Maintenance | Closed | Josh Harris | 10/31/2019 | 10/31/2019 | devices bulk imported. approved by patrick d'andrea, qualreq0005668. |  | 0466AC04-6D8F-4C0C-ABFE-7E87E0A9F978 | Labor | 10/31/2019 | 10/31/2019 | Josh Harris
|  | MEDLINE INDUSTRIES, INC. | HEMO-FORCE DVT | PUMP, COMPRESSION, SEQUENTIAL | c870005201 | SPD |  |  | Retired per Josh | 10/19/2019 |  |  |  |  | NO | YES |  |  |  |  | MEDLINE INDUSTRIES, INC. 30296662 c870005201 |  |  | Disposition |  | 99:99:99:99:99:99 |  | Alarm | PAAR:00-PVAR | 10/19/2019 | 10/19/2019 | COOPER UNIVERSITY HOSPITAL |  |  |  | 0012627614 | David Frye | Preventative Maintenance | Closed | Josh Harris | 10/19/2019 | 10/19/2019 | devices bulk imported. approved by patrick d'andrea, qualreq0005668. |  | D78DE35E-BBEA-495B-AAA9-6DF39867AAFF | Labor | 10/19/2019 | 10/19/2019 | Josh Harris
|  | MEDLINE INDUSTRIES, INC. | HEMO-FORCE DVT | PUMP, COMPRESSION, SEQUENTIAL | c870005101 | SPD | Pavilion |  |  | 10/31/2019 |  | 10/31/29 |  |  | NO | YES |  |  |  |  | MEDLINE INDUSTRIES, INC. 30296661 c870005101 |  |  | Active |  | 99:99:99:99:99:99 |  | Alarm | PAAR:00-PVAR | 10/31/2019 | 10/31/2019 | COOPER UNIVERSITY HOSPITAL |  |  |  | 0012627611 | David Frye | Performance Verification | Closed | Pat D'Andrea | 10/31/2019 | 10/31/2019 | devices bulk imported. approved by patrick d'andrea, qualreq0005668. | AMCOFFIN 1/8/2018 devices bulk imported. approved by patrick d'andrea, qualreq0005668. | 372B3502-B4A9-4E4E-A2ED-422C6C3BFE20 | Labor | 10/31/2019 | 10/31/2019 | Pat D'Andrea
|  | MEDLINE INDUSTRIES, INC. | HEMO-FORCE DVT | PUMP, COMPRESSION, SEQUENTIAL | c870005051 | SPD | Kelemen |  |  | 10/31/2019 |  | 10/31/29 |  |  | NO | YES |  |  |  |  | MEDLINE INDUSTRIES, INC. 30296659 c870005051 |  |  | Active |  | 99:99:99:99:99:99 |  | Alarm | PAAR:00-PVAR | 10/31/2019 | 10/31/2019 | COOPER UNIVERSITY HOSPITAL |  |  |  | 0012627607 | David Frye | Performance Verification | Closed | Pat D'Andrea | 10/31/2019 | 10/31/2019 | devices bulk imported. approved by patrick d'andrea, qualreq0005668. | AMCOFFIN 1/8/2018 devices bulk imported. approved by patrick d'andrea, qualreq0005668. | 66380004-5063-4377-AD23-463D39556308 | Labor | 10/31/2019 | 10/31/2019 | Pat D'Andrea
|  | MEDLINE INDUSTRIES, INC. | HEMO-FORCE DVT | PUMP, COMPRESSION, SEQUENTIAL | c870004960 | SPD | Pavilion |  |  | 10/31/2019 |  | 10/31/29 |  |  | NO | YES |  |  |  |  | MEDLINE INDUSTRIES, INC. 30296656 c870004960 |  |  | Active |  | 99:99:99:99:99:99 |  | Alarm | PAAR:00-PVAR | 10/31/2019 | 10/31/2019 | COOPER UNIVERSITY HOSPITAL |  |  |  | 0012627602 | David Frye | Preventative Maintenance | Closed | Josh Harris | 10/31/2019 | 10/31/2019 | devices bulk imported. approved by patrick d'andrea, qualreq0005668. |  | 2900DC55-A82F-45E5-95FC-9CCA54C1ECE3 | Labor | 10/31/2019 | 10/31/2019 | Josh Harris
|  | MEDLINE INDUSTRIES, INC. | HEMO-FORCE DVT | PUMP, COMPRESSION, SEQUENTIAL | c870004979 | SPD | Kelemen |  |  | 10/31/2019 |  | 10/31/29 |  |  | NO | YES |  |  |  |  | MEDLINE INDUSTRIES, INC. 30296655 c870004979 |  |  | Active |  | 99:99:99:99:99:99 |  | Alarm | PAAR:00-PVAR | 10/31/2019 | 10/31/2019 | COOPER UNIVERSITY HOSPITAL |  |  |  | 0012184687 | David Frye | Repair | Closed | Josh Harris | 10/31/2019 | 10/31/2019 | SCD - WON'T REGISTER LEFT FOOT - TMX | 9/22/2017 2:24:57 PM JXHARRIS (JXHARRIS 9/22/2017 12:00 AM) SENDING TO MEDLINE FOR NO CHARGE REPAIR. 10/10/2017 11:18:14 AM JXHARRIS (JXHARRIS 10/10/2017 12:00 AM) RETURNED FROM VENDOR. VPO. RTS. | 2CCF35D7-85A1-4815-970E-34125DC8129C | Labor | 10/31/2019 | 10/31/2019 | Josh Harris
|  | MEDLINE INDUSTRIES, INC. | HEMO-FORCE DVT | PUMP, COMPRESSION, SEQUENTIAL | c870005059 | SPD | Pavilion |  |  | 10/31/2019 |  | 10/31/29 |  |  | NO | YES |  |  |  |  | MEDLINE INDUSTRIES, INC. 30296654 c870005059 |  |  | Active |  | 99:99:99:99:99:99 |  | Alarm | PAAR:00-PVAR | 10/31/2019 | 10/31/2019 | COOPER UNIVERSITY HOSPITAL |  |  |  | 0012627598 | David Frye | Preventative Maintenance | Closed | Josh Harris | 10/31/2019 | 10/31/2019 | devices bulk imported. approved by patrick d'andrea, qualreq0005668. |  | F92C3174-39C7-4470-89C9-B07C25E86DA0 | Labor | 10/31/2019 | 10/31/2019 | Josh Harris
|  | MEDLINE INDUSTRIES, INC. | HEMO-FORCE DVT | PUMP, COMPRESSION, SEQUENTIAL | c870005350 | SPD | Kelemen |  |  | 10/31/2019 |  | 10/31/29 |  |  | NO | YES |  |  |  |  | MEDLINE INDUSTRIES, INC. 30296651 c870005350 |  |  | Active |  | 99:99:99:99:99:99 |  | Alarm | PAAR:00-PVAR | 10/31/2019 | 10/31/2019 | COOPER UNIVERSITY HOSPITAL |  |  |  | 0012627592 | David Frye | Preventative Maintenance | Closed | Josh Harris | 10/31/2019 | 10/31/2019 | devices bulk imported. approved by patrick d'andrea, qualreq0005668. |  | 7239D6F0-9527-4A1D-B184-8B60AA0280A1 | Labor | 10/31/2019 | 10/31/2019 | Josh Harris
|  | MEDLINE INDUSTRIES, INC. | HEMO-FORCE DVT | PUMP, COMPRESSION, SEQUENTIAL | c870005152 | SPD | Kelemen |  |  | 10/31/2019 |  | 10/31/29 |  |  | NO | YES |  |  |  |  | MEDLINE INDUSTRIES, INC. 30296650 c870005152 |  |  | Active |  | 99:99:99:99:99:99 |  | Alarm | PAAR:00-PVAR | 10/31/2019 | 10/31/2019 | COOPER UNIVERSITY HOSPITAL |  |  |  | 0012627590 | David Frye | Preventative Maintenance | Closed | Josh Harris | 10/31/2019 | 10/31/2019 | devices bulk imported. approved by patrick d'andrea, qualreq0005668. |  | 016A823D-32D1-43FF-B87C-912D0EFE42D4 | Labor | 10/31/2019 | 10/31/2019 | Josh Harris
|  | MEDLINE INDUSTRIES, INC. | HEMO-FORCE DVT | PUMP, COMPRESSION, SEQUENTIAL | c870005022 | SPD | Pavilion |  |  | 10/31/2019 |  | 10/31/29 |  |  | NO | YES |  |  |  |  | MEDLINE INDUSTRIES, INC. 30296648 c870005022 |  |  | Active |  | 99:99:99:99:99:99 |  | Alarm | PAAR:00-PVAR | 10/31/2019 | 10/31/2019 | COOPER UNIVERSITY HOSPITAL |  |  | Performance Verification | 0012505990 | David Frye | Repair | Closed | Josh Harris | 10/31/2019 | 10/31/2019 | SCD - EXPOSED POWER CORD -TMX | 12/14/2017 10:57:06 AM JXHARRIS (JXHARRIS 12/14/2017 12:00 AM) SENDING TO MEDLINE FOR WARRANTY REPAIR. 1/3/2018 7:58:57 AM JXHARRIS (JXHARRIS 1/3/2018 12:00 AM) C870005022 ? $30.00 LABEL, FRONT PANEL KNOT TIE AIR BOX FOR SOLENOID VALVE MANIFOLD (COVERED UNDER WARRANTY) AWAITING PURCHASING DECISION 2/23/2018 9:57:38 AM JXHARRIS (JXHARRIS 2/23/2018 12:00 AM) RETURNED FROM VENDOR. VPO. RTS. | A9F54ABF-FBEC-4A7D-ABA9-12D777C95F39 | Labor | 10/31/2019 | 10/31/2019 | Josh Harris
|  | MEDLINE INDUSTRIES, INC. | HEMO-FORCE DVT | PUMP, COMPRESSION, SEQUENTIAL | C880023950 |  | Pavilion | [7 empty] | YES | YES
|  | MEDLINE INDUSTRIES, INC. | HEMO-FORCE DVT | PUMP, COMPRESSION, SEQUENTIAL | c870005061 | SPD | Pavilion | 7 |  | 10/31/2019 |  | 10/31/29 |  |  | NO | YES |  |  |  |  | MEDLINE INDUSTRIES, INC. 30296646 c870005061 |  |  | Active |  | 99:99:99:99:99:99 |  | Alarm | PAAR:00-PVAR | 10/31/2019 | 10/31/2019 | COOPER UNIVERSITY HOSPITAL |  |  |  | 0012627582 | David Frye | Preventative Maintenance | Closed | Josh Harris | 10/31/2019 | 10/31/2019 | devices bulk imported. approved by patrick d'andrea, qualreq0005668. |  | 7E11DAB0-016F-47A0-BAFC-1D93E1ED1496 | Labor | 10/31/2019 | 10/31/2019 | Josh Harris
|  | MEDLINE INDUSTRIES, INC. | HEMO-FORCE DVT | PUMP, COMPRESSION, SEQUENTIAL | c870005028 | SPD | Kelemen |  |  | 10/31/2019 |  | 10/31/29 |  |  | NO | YES |  |  |  |  | MEDLINE INDUSTRIES, INC. 30296645 c870005028 |  |  | Active |  | 99:99:99:99:99:99 |  | Alarm | PAAR:00-PVAR | 10/31/2019 | 10/31/2019 | COOPER UNIVERSITY HOSPITAL |  |  |  | 0012627579 | David Frye | Performance Verification | Closed | Pat D'Andrea | 10/31/2019 | 10/31/2019 | devices bulk imported. approved by patrick d'andrea, qualreq0005668. | AMCOFFIN 1/8/2018 devices bulk imported. approved by patrick d'andrea, qualreq0005668. | C4652BF3-AD57-4A7E-A80A-FACB384EBD9B | Labor | 10/31/2019 | 10/31/2019 | Pat D'Andrea
|  | MEDLINE INDUSTRIES, INC. | HEMO-FORCE DVT | PUMP, COMPRESSION, SEQUENTIAL | c870005060 | SPD | Pavilion |  |  | 10/31/2019 |  | 10/31/29 |  |  | NO | YES |  |  |  |  | MEDLINE INDUSTRIES, INC. 30296644 c870005060 |  |  | Active |  | 99:99:99:99:99:99 |  | Alarm | PAAR:00-PVAR | 10/31/2019 | 10/31/2019 | COOPER UNIVERSITY HOSPITAL |  |  |  | 0012627577 | David Frye | Performance Verification | Closed | Pat D'Andrea | 10/31/2019 | 10/31/2019 | devices bulk imported. approved by patrick d'andrea, qualreq0005668. | AMCOFFIN 1/8/2018 devices bulk imported. approved by patrick d'andrea, qualreq0005668. | 350D53FF-7102-473E-A3D7-DFE7FB322AB4 | Labor | 10/31/2019 | 10/31/2019 | Pat D'Andrea
|  | MEDLINE INDUSTRIES, INC. | HEMO-FORCE DVT | PUMP, COMPRESSION, SEQUENTIAL | c870005308 | SPD |  |  | Retired per Josh | 10/19/2019 |  |  |  |  | NO | YES |  |  |  |  | MEDLINE INDUSTRIES, INC. 30296641 c870005308 |  |  | Disposition |  | 99:99:99:99:99:99 |  | Alarm | PAAR:00-PVAR | 10/19/2019 | 10/19/2019 | COOPER UNIVERSITY HOSPITAL |  |  |  | 0012627571 | David Frye | Performance Verification | Closed | Pat D'Andrea | 10/19/2019 | 10/19/2019 | devices bulk imported. approved by patrick d'andrea, qualreq0005668. | AMCOFFIN 1/8/2018 devices bulk imported. approved by patrick d'andrea, qualreq0005668. | 8D865B48-DADF-4425-8496-A80491FEFC44 | Labor | 10/19/2019 | 10/19/2019 | Pat D'Andrea
|  | MEDLINE INDUSTRIES, INC. | HEMO-FORCE DVT | PUMP, COMPRESSION, SEQUENTIAL | c870005340 | SPD | Pavilion |  |  | 10/31/2019 |  | 10/31/29 |  |  | NO | YES |  |  |  |  | MEDLINE INDUSTRIES, INC. 30296642 c870005340 |  |  | Active |  | 99:99:99:99:99:99 |  | Alarm | PAAR:00-PVAR | 10/31/2019 | 10/31/2019 | COOPER UNIVERSITY HOSPITAL |  |  |  | 0012627573 | David Frye | Performance Verification | Closed | Pat D'Andrea | 10/31/2019 | 10/31/2019 | devices bulk imported. approved by patrick d'andrea, qualreq0005668. | AMCOFFIN 1/8/2018 devices bulk imported. approved by patrick d'andrea, qualreq0005668. | 359E613C-AF8F-4402-8C3B-971663EA7665 | Labor | 10/31/2019 | 10/31/2019 | Pat D'Andrea
|  | MEDLINE INDUSTRIES, INC. | HEMO-FORCE DVT | PUMP, COMPRESSION, SEQUENTIAL | c870005354 | SPD | Pavilion |  |  | 10/31/2019 |  | 10/31/29 |  |  | NO | YES |  |  |  |  | MEDLINE INDUSTRIES, INC. 30296640 c870005354 |  |  | Active |  | 99:99:99:99:99:99 |  | Alarm | PAAR:00-PVAR | 10/31/2019 | 10/31/2019 | COOPER UNIVERSITY HOSPITAL |  |  |  | 0012627570 | David Frye | Preventative Maintenance | Closed | Josh Harris | 10/31/2019 | 10/31/2019 | devices bulk imported. approved by patrick d'andrea, qualreq0005668. |  | 476F9DDB-120F-44B9-83E2-0BC3EE91C155 | Labor | 10/31/2019 | 10/31/2019 | Josh Harris
|  | MEDLINE INDUSTRIES, INC. | HEMO-FORCE DVT | PUMP, COMPRESSION, SEQUENTIAL | c870005347 | SPD |  |  | Retired per Josh | 10/31/2019 |  |  |  |  | NO | YES |  |  |  |  | MEDLINE INDUSTRIES, INC. 30296638 c870005347 |  |  | Disposition |  | 99:99:99:99:99:99 |  | Alarm | PAAR:00-PVAR | 10/31/2019 | 10/31/2019 | COOPER UNIVERSITY HOSPITAL |  |  |  | 0012627565 | David Frye | Performance Verification | Closed | Pat D'Andrea | 10/31/2019 | 10/31/2019 | devices bulk imported. approved by patrick d'andrea, qualreq0005668. | AMCOFFIN 1/8/2018 devices bulk imported. approved by patrick d'andrea, qualreq0005668. | FE24DEF2-8FF3-4E8B-B395-8BEDACEAB09E | Labor | 10/31/2019 | 10/31/2019 | Pat D'Andrea
|  | MEDLINE INDUSTRIES, INC. | HEMO-FORCE DVT | PUMP, COMPRESSION, SEQUENTIAL | c870005070 | SPD | Pavilion |  |  | 10/31/2019 |  | 10/31/29 |  |  | NO | YES |  |  |  |  | MEDLINE INDUSTRIES, INC. 30296635 c870005070 |  |  | Active |  | 99:99:99:99:99:99 |  | Alarm | PAAR:00-PVAR | 10/31/2019 | 10/31/2019 | COOPER UNIVERSITY HOSPITAL |  |  |  | 0012627559 | David Frye | Performance Verification | Closed | Pat D'Andrea | 10/31/2019 | 10/31/2019 | devices bulk imported. approved by patrick d'andrea, qualreq0005668. | AMCOFFIN 1/8/2018 devices bulk imported. approved by patrick d'andrea, qualreq0005668. | 5FDBE889-709E-4E0A-BB53-43630392D182 | Labor | 10/31/2019 | 10/31/2019 | Pat D'Andrea
|  | MEDLINE INDUSTRIES, INC. | HEMO-FORCE DVT | PUMP, COMPRESSION, SEQUENTIAL | c870005221 | SPD | Pavilion |  |  | 10/31/2019 |  | 10/31/29 |  |  | NO | YES |  |  |  |  | MEDLINE INDUSTRIES, INC. 30296634 c870005221 |  |  | Active |  | 99:99:99:99:99:99 |  | Alarm | PAAR:00-PVAR | 10/31/2019 | 10/31/2019 | COOPER UNIVERSITY HOSPITAL |  |  |  | 0012627558 | David Frye | Preventative Maintenance | Closed | Josh Harris | 10/31/2019 | 10/31/2019 | devices bulk imported. approved by patrick d'andrea, qualreq0005668. |  | AE2F014D-7179-47D9-B6EA-4F54E5A580D0 | Labor | 10/31/2019 | 10/31/2019 | Josh Harris
|  | MEDLINE INDUSTRIES, INC. | HEMO-FORCE DVT | PUMP, COMPRESSION, SEQUENTIAL | c870005100 | SPD | Pavilion |  |  | 10/31/2019 |  | 10/31/29 |  |  | NO | YES |  |  |  |  | MEDLINE INDUSTRIES, INC. 30296633 c870005100 |  |  | Active |  | 99:99:99:99:99:99 |  | Alarm | PAAR:00-PVAR | 10/31/2019 | 10/31/2019 | COOPER UNIVERSITY HOSPITAL |  |  |  | 0012627555 | David Frye | Performance Verification | Closed | Pat D'Andrea | 10/31/2019 | 10/31/2019 | devices bulk imported. approved by patrick d'andrea, qualreq0005668. | AMCOFFIN 1/8/2018 devices bulk imported. approved by patrick d'andrea, qualreq0005668. | 97DFA3C8-581E-4CE1-89A6-A1FFE51C1B71 | Labor | 10/31/2019 | 10/31/2019 | Pat D'Andrea
|  | MEDLINE INDUSTRIES, INC. | HEMO-FORCE DVT | PUMP, COMPRESSION, SEQUENTIAL | c870005241 | SPD | Kelemen |  |  | 10/31/2019 |  | 10/31/29 |  |  | NO | YES |  |  |  |  | MEDLINE INDUSTRIES, INC. 30296630 c870005241 |  |  | Active |  | 99:99:99:99:99:99 |  | Alarm | PAAR:00-PVAR | 10/31/2019 | 10/31/2019 | COOPER UNIVERSITY HOSPITAL |  |  |  | 0012627549 | David Frye | Performance Verification | Closed | Pat D'Andrea | 10/31/2019 | 10/31/2019 | devices bulk imported. approved by patrick d'andrea, qualreq0005668. | AMCOFFIN 1/8/2018 devices bulk imported. approved by patrick d'andrea, qualreq0005668. | 18F2B0B5-7830-48A2-B339-51E76D060925 | Labor | 10/31/2019 | 10/31/2019 | Pat D'Andrea
|  | MEDLINE INDUSTRIES, INC. | HEMO-FORCE DVT | PUMP, COMPRESSION, SEQUENTIAL | c870005078 | SPD | Kelemen |  |  | 10/31/2019 |  | 10/31/29 |  |  | NO | YES |  |  |  |  | MEDLINE INDUSTRIES, INC. 30296631 c870005078 |  |  | Active |  | 99:99:99:99:99:99 |  | Alarm | PAAR:00-PVAR | 10/31/2019 | 10/31/2019 | COOPER UNIVERSITY HOSPITAL |  |  |  | 0012505996 | David Frye | Repair | Closed | Josh Harris | 10/31/2019 | 10/31/2019 | SCD - BROKEN HOSE PLUG, EXPOSED POWER CORD -TMX | 12/14/2017 10:57:32 AM JXHARRIS (JXHARRIS 12/14/2017 12:00 AM) SENDING TO MEDLINE FOR WARRANTY REPAIR. 1/3/2018 7:56:26 AM JXHARRIS (JXHARRIS 1/3/2018 12:00 AM) C870005078 ? N/A POWER CORD RE-INSERTED (LABOR CHARGE WAIVED) AIR BOX FOR SOLENOID VALVE MANIFOLD (COVERED UNDER WARRANTY) AWAITING PURCHASING TO DECIDE ON HOW TO PAY. 2/23/2018 9:58:21 AM JXHARRIS (JXHARRIS 2/23/2018 12:00 AM) RETURNED FROM VENDOR. VPO. RTS. | D25CE8E9-C012-4E5B-876C-5B0E8B7EB7F7 | Labor | 10/31/2019 | 10/31/2019 | Josh Harris
|  | MEDLINE INDUSTRIES, INC. | HEMO-FORCE DVT | PUMP, COMPRESSION, SEQUENTIAL | c870005180 | SPD | Pavilion |  |  | 10/31/2019 |  | 10/31/29 |  |  | NO | YES |  |  |  |  | MEDLINE INDUSTRIES, INC. 30296632 c870005180 |  |  | Active |  | 99:99:99:99:99:99 |  | Alarm | PAAR:00-PVAR | 10/31/2019 | 10/31/2019 | COOPER UNIVERSITY HOSPITAL |  |  |  | 0012627554 | David Frye | Preventative Maintenance | Closed | Josh Harris | 10/31/2019 | 10/31/2019 | devices bulk imported. approved by patrick d'andrea, qualreq0005668. |  | 58C36327-BB71-4616-9A86-A602528AA2A7 | Labor | 10/31/2019 | 10/31/2019 | Josh Harris
|  | MEDLINE INDUSTRIES, INC. | HEMO-FORCE DVT | PUMP, COMPRESSION, SEQUENTIAL | c870005119 | SPD | Kelemen |  |  | 10/31/2019 |  | 10/31/29 |  |  | NO | YES |  |  |  |  | MEDLINE INDUSTRIES, INC. 30296629 c870005119 |  |  | Active |  | 99:99:99:99:99:99 |  | Alarm | PAAR:00-PVAR | 10/31/2019 | 10/31/2019 | COOPER UNIVERSITY HOSPITAL |  |  |  | 0012627548 | David Frye | Preventative Maintenance | Closed | Josh Harris | 10/31/2019 | 10/31/2019 | devices bulk imported. approved by patrick d'andrea, qualreq0005668. |  | A3952108-C222-48F0-9BF1-9CB31820515B | Labor | 10/31/2019 | 10/31/2019 | Josh Harris
|  | MEDLINE INDUSTRIES, INC. | HEMO-FORCE DVT | PUMP, COMPRESSION, SEQUENTIAL | c870005117 | SPD | Pavilion |  |  | 10/31/2019 |  | 10/31/29 |  |  | NO | YES |  |  |  |  | MEDLINE INDUSTRIES, INC. 30296627 c870005117 |  |  | Active |  | 99:99:99:99:99:99 |  | Alarm | PAAR:00-PVAR | 10/31/2019 | 10/31/2019 | COOPER UNIVERSITY HOSPITAL |  |  |  | 0012627543 | David Frye | Performance Verification | Closed | Pat D'Andrea | 10/31/2019 | 10/31/2019 | devices bulk imported. approved by patrick d'andrea, qualreq0005668. | AMCOFFIN 1/8/2018 devices bulk imported. approved by patrick d'andrea, qualreq0005668. | 299AD210-8FBF-4880-A33E-20AF3EEFBD0C | Labor | 10/31/2019 | 10/31/2019 | Pat D'Andrea
|  | MEDLINE INDUSTRIES, INC. | HEMO-FORCE DVT | PUMP, COMPRESSION, SEQUENTIAL | c870005024 | SPD | Pavilion |  |  | 10/31/2019 |  | 10/31/29 |  |  | NO | YES |  |  |  |  | MEDLINE INDUSTRIES, INC. 30296621 c870005024 |  |  | Active |  | 99:99:99:99:99:99 |  | Alarm | PAAR:00-PVAR | 10/31/2019 | 10/31/2019 | COOPER UNIVERSITY HOSPITAL |  |  |  | 0012627531 | David Frye | Performance Verification | Closed | Pat D'Andrea | 10/31/2019 | 10/31/2019 | devices bulk imported. approved by patrick d'andrea, qualreq0005668. | AMCOFFIN 1/8/2018 devices bulk imported. approved by patrick d'andrea, qualreq0005668. | A5A1451F-09B1-40B2-A804-9653A3C338DA | Labor | 10/31/2019 | 10/31/2019 | Pat D'Andrea
|  | MEDLINE INDUSTRIES, INC. | HEMO-FORCE DVT | PUMP, COMPRESSION, SEQUENTIAL | c870005036 | SPD | Kelemen |  |  | 10/31/2019 |  | 10/31/29 |  |  | NO | YES |  |  |  |  | MEDLINE INDUSTRIES, INC. 30296622 c870005036 |  |  | Active |  | 99:99:99:99:99:99 |  | Alarm | PAAR:00-PVAR | 10/31/2019 | 10/31/2019 | COOPER UNIVERSITY HOSPITAL |  |  |  | 0012480262 | David Frye | Repair | Closed | Josh Harris | 10/31/2019 | 10/31/2019 | SCD -DAMAGED HOSES - TMX | 12/4/2017 7:50:50 AM JXHARRIS (JXHARRIS 12/1/2017 12:00 AM) EXCHANGED HOSES. VPO. RTS. | 2FF92C52-BEAF-4F42-8FCB-E619E072ADEC | Labor | 10/31/2019 | 10/31/2019 | Josh Harris
|  | MEDLINE INDUSTRIES, INC. | HEMO-FORCE DVT | PUMP, COMPRESSION, SEQUENTIAL | c870005044 | SPD |  |  | Retired per Josh | 10/19/2019 |  |  |  |  | NO | YES |  |  |  |  | MEDLINE INDUSTRIES, INC. 30296620 c870005044 |  |  | Disposition |  | 99:99:99:99:99:99 |  | Alarm | PAAR:00-PVAR | 10/19/2019 | 10/19/2019 | COOPER UNIVERSITY HOSPITAL |  |  |  | 0012627530 | David Frye | Preventative Maintenance | Closed | Josh Harris | 10/19/2019 | 10/19/2019 | devices bulk imported. approved by patrick d'andrea, qualreq0005668. |  | B9518298-0FD9-4EA4-8258-017C60CD1ECA | Labor | 10/19/2019 | 10/19/2019 | Josh Harris
|  | MEDLINE INDUSTRIES, INC. | HEMO-FORCE DVT | PUMP, COMPRESSION, SEQUENTIAL | c870004966 | SPD | Kelemen |  |  | 10/31/2019 |  | 10/31/29 |  |  | NO | YES |  |  |  |  | MEDLINE INDUSTRIES, INC. 30296619 c870004966 |  |  | Active |  | 99:99:99:99:99:99 |  | Alarm | PAAR:00-PVAR | 10/31/2019 | 10/31/2019 | COOPER UNIVERSITY HOSPITAL |  |  |  | 0012627527 | David Frye | Performance Verification | Closed | Pat D'Andrea | 10/31/2019 | 10/31/2019 | devices bulk imported. approved by patrick d'andrea, qualreq0005668. | AMCOFFIN 1/8/2018 devices bulk imported. approved by patrick d'andrea, qualreq0005668. | F70656E2-5DA8-48B2-B37B-4DA33F9CB562 | Labor | 10/31/2019 | 10/31/2019 | Pat D'Andrea
|  | MEDLINE INDUSTRIES, INC. | HEMO-FORCE DVT | PUMP, COMPRESSION, SEQUENTIAL | c870003503 | SPD |  |  | Retired per Josh | 10/31/2019 |  |  |  |  | NO | YES |  |  |  |  | MEDLINE INDUSTRIES, INC. 30296614 c870003503 |  |  | Active |  | 99:99:99:99:99:99 |  | Alarm | PAAR:00-PVAR | 10/31/2019 | 10/31/2019 | COOPER UNIVERSITY HOSPITAL |  |  |  | 0012627517 | David Frye | Performance Verification | Closed | Pat D'Andrea | 10/31/2019 | 10/31/2019 | devices bulk imported. approved by patrick d'andrea, qualreq0005668. | AMCOFFIN 1/8/2018 devices bulk imported. approved by patrick d'andrea, qualreq0005668. | 8D6570B3-7A9A-4AB0-8A28-48010ED37829 | Labor | 10/31/2019 | 10/31/2019 | Pat D'Andrea
|  | MEDLINE INDUSTRIES, INC. | HEMO-FORCE DVT | PUMP, COMPRESSION, SEQUENTIAL | c870003496 | SPD |  |  | Retired per Josh | 10/31/2019 |  |  |  |  | NO | YES |  |  |  |  | MEDLINE INDUSTRIES, INC. 30296615 c870003496 |  |  | Active |  | 99:99:99:99:99:99 |  | Alarm | PAAR:00-PVAR | 10/31/2019 | 10/31/2019 | COOPER UNIVERSITY HOSPITAL |  |  |  | 0012627519 | David Frye | Performance Verification | Closed | Pat D'Andrea | 10/31/2019 | 10/31/2019 | devices bulk imported. approved by patrick d'andrea, qualreq0005668. | AMCOFFIN 1/8/2018 devices bulk imported. approved by patrick d'andrea, qualreq0005668. | F921462A-F852-4C06-9D1E-58FD607D67BB | Labor | 10/31/2019 | 10/31/2019 | Pat D'Andrea
|  | MEDLINE INDUSTRIES, INC. | HEMO-FORCE DVT | PUMP, COMPRESSION, SEQUENTIAL | c870003297 | SPD | Pavilion |  |  | 10/16/2019 |  | 10/16/29 |  |  | NO | YES |  |  |  |  | MEDLINE INDUSTRIES, INC. 30296611 c870003297 |  |  | Disposition |  | 99:99:99:99:99:99 |  | Alarm | PAAR:00-PVAR | 10/16/2019 | 10/16/2019 | COOPER UNIVERSITY HOSPITAL |  |  |  | 0012627511 | David Frye | Performance Verification | Closed | Pat D'Andrea | 10/16/2019 | 10/16/2019 | devices bulk imported. approved by patrick d'andrea, qualreq0005668. | AMCOFFIN 1/8/2018 devices bulk imported. approved by patrick d'andrea, qualreq0005668. | DC05B9A5-8421-47C2-B4D2-D596618972BC | Labor | 10/16/2019 | 10/16/2019 | Pat D'Andrea
|  | MEDLINE INDUSTRIES, INC. | HEMO-FORCE DVT | PUMP, COMPRESSION, SEQUENTIAL | c870003319 | SPD | Kelemen | BASEMENT |  | 10/31/2019 |  | 10/31/29 |  |  | NO | YES |  |  |  |  | MEDLINE INDUSTRIES, INC. 30296613 c870003319 |  |  | Active |  | 99:99:99:99:99:99 |  | Alarm | PAAR:00-PVAR | 10/31/2019 | 10/31/2019 | COOPER UNIVERSITY HOSPITAL |  |  |  | 0012627516 | David Frye | Preventative Maintenance | Closed | Josh Harris | 10/31/2019 | 10/31/2019 | devices bulk imported. approved by patrick d'andrea, qualreq0005668. |  | A2D1E631-577D-49AC-AC18-9A7F56853ABE | Labor | 10/31/2019 | 10/31/2019 | Josh Harris
|  | MEDLINE INDUSTRIES, INC. | HEMO-FORCE DVT | PUMP, COMPRESSION, SEQUENTIAL | c870003281 | SPD | Pavilion | 7 |  | 10/31/2019 |  | 10/31/29 |  |  | NO | YES |  |  |  |  | MEDLINE INDUSTRIES, INC. 30296610 c870003281 |  |  | Active |  | 99:99:99:99:99:99 |  | Alarm | PAAR:00-PVAR | 10/31/2019 | 10/31/2019 | COOPER UNIVERSITY HOSPITAL |  |  |  | 0012627509 | David Frye | Performance Verification | Closed | Pat D'Andrea | 10/31/2019 | 10/31/2019 | devices bulk imported. approved by patrick d'andrea, qualreq0005668. | AMCOFFIN 1/8/2018 devices bulk imported. approved by patrick d'andrea, qualreq0005668. | 1D6EBEAC-18CE-4614-8429-0C3B041A3BC3 | Labor | 10/31/2019 | 10/31/2019 | Pat D'Andrea
|  | MEDLINE INDUSTRIES, INC. | HEMO-FORCE DVT | PUMP, COMPRESSION, SEQUENTIAL | C860028153 |  | Kelemen | Basement | [6 empty] | YES | YES
|  | MEDLINE INDUSTRIES, INC. | HEMO-FORCE DVT | PUMP, COMPRESSION, SEQUENTIAL | C860009405 |  | Kelemen | Basement | [6 empty] | YES | YES
|  | MEDLINE INDUSTRIES, INC. | HEMO-FORCE DVT | PUMP, COMPRESSION, SEQUENTIAL | C880010627 |  | Kelemen | [7 empty] | YES | YES
|  | MEDLINE INDUSTRIES, INC. | HEMO-FORCE DVT | PUMP, COMPRESSION, SEQUENTIAL | C880010764 |  | Kelemen | [7 empty] | YES | YES
|  | MEDLINE INDUSTRIES, INC. | HEMO-FORCE DVT | PUMP, COMPRESSION, SEQUENTIAL | c870003303 | SPD | Pavilion |  | retired per josh | 10/31/2019 |  | 10/31/29 |  |  | NO | YES |  |  |  |  | MEDLINE INDUSTRIES, INC. 30236499 c870003303 |  |  | Active |  | 99:99:99:99:99:99 |  | Alarm | PAAR:00-PVAR | 10/31/2019 | 10/31/2019 | COOPER UNIVERSITY HOSPITAL |  |  |  | 0012627504 | David Frye | Preventative Maintenance | Closed | Josh Harris | 10/31/2019 | 10/31/2019 | devices bulk imported. approved by patrick d'andrea, qualreq0005668. |  | DB03A7B4-0D03-4988-AE14-03C3A286F597 | Labor | 10/31/2019 | 10/31/2019 | Josh Harris
|  | MEDLINE INDUSTRIES, INC. | HEMO-FORCE DVT | PUMP, COMPRESSION, SEQUENTIAL | c870003152 | SPD |  |  | Retired per Josh | 10/19/2019 |  |  |  |  | NO | YES |  |  |  |  | MEDLINE INDUSTRIES, INC. 30236495 c870003152 |  |  | Disposition |  | 99:99:99:99:99:99 |  | Alarm | PAAR:00-PVAR | 10/19/2019 | 10/19/2019 | COOPER UNIVERSITY HOSPITAL |  |  |  | 0012627495 | David Frye | Performance Verification | Closed | Pat D'Andrea | 10/19/2019 | 10/19/2019 | devices bulk imported. approved by patrick d'andrea, qualreq0005668. | AMCOFFIN 1/8/2018 devices bulk imported. approved by patrick d'andrea, qualreq0005668. | E7CF0E1D-0857-49D8-B886-7C111BD23B2F | Labor | 10/19/2019 | 10/19/2019 | Pat D'Andrea
|  | MEDLINE INDUSTRIES, INC. | HEMO-FORCE DVT | PUMP, COMPRESSION, SEQUENTIAL | c870003345 | SPD | Pavilion |  |  | 10/31/2019 |  | 10/31/29 |  |  | NO | YES |  |  |  |  | MEDLINE INDUSTRIES, INC. 30236494 c870003345 |  |  | Active |  | 99:99:99:99:99:99 |  | Alarm | PAAR:00-PVAR | 10/31/2019 | 10/31/2019 | COOPER UNIVERSITY HOSPITAL |  |  |  | 0012627493 | David Frye | Performance Verification | Closed | Pat D'Andrea | 10/31/2019 | 10/31/2019 | devices bulk imported. approved by patrick d'andrea, qualreq0005668. | AMCOFFIN 1/8/2018 devices bulk imported. approved by patrick d'andrea, qualreq0005668. | 823BDEC0-4179-4771-AF99-FF7C9EC0D0C8 | Labor | 10/31/2019 | 10/31/2019 | Pat D'Andrea
|  | MEDLINE INDUSTRIES, INC. | HEMO-FORCE DVT | PUMP, COMPRESSION, SEQUENTIAL | c870003335 | SPD | Pavilion |  |  | 10/31/2019 |  | 10/31/29 |  |  | NO | YES |  |  |  |  | MEDLINE INDUSTRIES, INC. 30236493 c870003335 |  |  | Active |  | 99:99:99:99:99:99 |  | Alarm | PAAR:00-PVAR | 10/31/2019 | 10/31/2019 | COOPER UNIVERSITY HOSPITAL |  |  |  | 0012627491 | David Frye | Performance Verification | Closed | Pat D'Andrea | 10/31/2019 | 10/31/2019 | devices bulk imported. approved by patrick d'andrea, qualreq0005668. | AMCOFFIN 1/8/2018 devices bulk imported. approved by patrick d'andrea, qualreq0005668. | C2F494B2-47EA-4385-9BFE-DC7F8B772A98 | Labor | 10/31/2019 | 10/31/2019 | Pat D'Andrea
|  | MEDLINE INDUSTRIES, INC. | HEMO-FORCE DVT | PUMP, COMPRESSION, SEQUENTIAL | c870003159 | SPD | Pavilion |  |  | 10/31/2019 |  | 10/31/29 |  |  | NO | YES |  |  |  |  | MEDLINE INDUSTRIES, INC. 30236445 c870003159 |  |  | Active |  | 99:99:99:99:99:99 |  | Alarm | PAAR:00-PVAR | 10/31/2019 | 10/31/2019 | COOPER UNIVERSITY HOSPITAL |  |  |  | 0012627396 | David Frye | Preventative Maintenance | Closed | Josh Harris | 10/31/2019 | 10/31/2019 | devices bulk imported. approved by patrick d'andrea, qualreq0005668. |  | 0EDAAACD-EC55-4E7B-A42B-19FF1F811B41 | Labor | 10/31/2019 | 10/31/2019 | Josh Harris
|  | MEDLINE INDUSTRIES, INC. | HEMO-FORCE DVT | PUMP, COMPRESSION, SEQUENTIAL | c870003337 | SPD |  |  | Retired per Josh | 10/31/2019 |  |  |  |  | NO | YES |  |  |  |  | MEDLINE INDUSTRIES, INC. 30236492 c870003337 |  |  | Disposition |  | 99:99:99:99:99:99 |  | Alarm | PAAR:00-PVAR | 10/31/2019 | 10/31/2019 | COOPER UNIVERSITY HOSPITAL |  |  |  | 0012627490 | David Frye | Preventative Maintenance | Closed | Josh Harris | 10/31/2019 | 10/31/2019 | devices bulk imported. approved by patrick d'andrea, qualreq0005668. |  | CB0E6B5B-0CDC-4601-8B67-6C3DA7F0C9E5 | Labor | 10/31/2019 | 10/31/2019 | Josh Harris
|  | MEDLINE INDUSTRIES, INC. | HEMO-FORCE DVT | PUMP, COMPRESSION, SEQUENTIAL | c870003264 | SPD |  |  | Retired per Josh | 10/19/2019 |  |  |  |  | NO | YES |  |  |  |  | MEDLINE INDUSTRIES, INC. 30236490 c870003264 |  |  | Disposition |  | 99:99:99:99:99:99 |  | Alarm | PAAR:00-PVAR | 10/19/2019 | 10/19/2019 | COOPER UNIVERSITY HOSPITAL |  |  |  | 0012627486 | David Frye | Preventative Maintenance | Closed | Josh Harris | 10/19/2019 | 10/19/2019 | devices bulk imported. approved by patrick d'andrea, qualreq0005668. |  | FB417C31-1CAA-42E2-A60B-E05CC84566F0 | Labor | 10/19/2019 | 10/19/2019 | Josh Harris
|  | MEDLINE INDUSTRIES, INC. | HEMO-FORCE DVT | PUMP, COMPRESSION, SEQUENTIAL | c870003479 | SPD | Kelemen |  |  | 10/31/2019 |  | 10/31/29 |  |  | NO | YES |  |  |  |  | MEDLINE INDUSTRIES, INC. 30236489 c870003479 |  |  | Active |  | 99:99:99:99:99:99 |  | Alarm | PAAR:00-PVAR | 10/31/2019 | 10/31/2019 | COOPER UNIVERSITY HOSPITAL |  |  |  | 0012627484 | David Frye | Preventative Maintenance | Closed | Josh Harris | 10/31/2019 | 10/31/2019 | devices bulk imported. approved by patrick d'andrea, qualreq0005668. |  | 4647C34B-7FDD-4BEF-AB01-99C880AFC07A | Labor | 10/31/2019 | 10/31/2019 | Josh Harris
|  | MEDLINE INDUSTRIES, INC. | HEMO-FORCE DVT | PUMP, COMPRESSION, SEQUENTIAL | c870003146 | SPD | Dorrance |  |  | 10/31/2019 |  | 10/31/29 |  |  | NO | YES |  |  |  |  | MEDLINE INDUSTRIES, INC. 30236487 c870003146 |  |  | Active |  | 99:99:99:99:99:99 |  | Alarm | PAAR:00-PVAR | 10/31/2019 | 10/31/2019 | COOPER UNIVERSITY HOSPITAL |  |  |  | 0012627480 | David Frye | Preventative Maintenance | Closed | Josh Harris | 10/31/2019 | 10/31/2019 | devices bulk imported. approved by patrick d'andrea, qualreq0005668. |  | 6F99331C-0FFA-4333-9B4E-9D3294670019 | Labor | 10/31/2019 | 10/31/2019 | Josh Harris
|  | MEDLINE INDUSTRIES, INC. | HEMO-FORCE DVT | PUMP, COMPRESSION, SEQUENTIAL | c870003502 | SPD | Pavilion |  |  | 10/31/2019 |  | 10/31/29 |  |  | NO | YES |  |  |  |  | MEDLINE INDUSTRIES, INC. 30236486 c870003502 |  |  | Active |  | 99:99:99:99:99:99 |  | Alarm | PAAR:00-PVAR | 10/31/2019 | 10/31/2019 | COOPER UNIVERSITY HOSPITAL |  |  |  | 0012627478 | David Frye | Preventative Maintenance | Closed | Josh Harris | 10/31/2019 | 10/31/2019 | devices bulk imported. approved by patrick d'andrea, qualreq0005668. |  | C6E0001B-D9F5-4E63-B54E-023ADD877E10 | Labor | 10/31/2019 | 10/31/2019 | Josh Harris
|  | MEDLINE INDUSTRIES, INC. | HEMO-FORCE DVT | PUMP, COMPRESSION, SEQUENTIAL | c870003364 | SPD | Kelemen |  |  | 10/31/2019 |  | 10/31/29 |  |  | NO | YES |  |  |  |  | MEDLINE INDUSTRIES, INC. 30236483 c870003364 |  |  | Active |  | 99:99:99:99:99:99 |  | Alarm | PAAR:00-PVAR | 10/31/2019 | 10/31/2019 | COOPER UNIVERSITY HOSPITAL |  |  |  | 0012184682 | David Frye | Repair | Closed | Josh Harris | 10/31/2019 | 10/31/2019 | SCD - SCREEN BROKEN - TMX | 9/22/2017 2:24:07 PM JXHARRIS (JXHARRIS 9/22/2017 12:00 AM) SENDING TO MEDLINE FOR NO CHARGE REPAIR. 1/2/2018 10:44:57 AM JXHARRIS (JXHARRIS 1/2/2018 12:00 AM) STILL AWAITING DECISION FROM PURCHASING ON HOW TO PROCESS PHYSICAL ABUSE REPAIRS THROUGH MEDLINE. 1/3/2018 8:02:27 AM JXHARRIS (JXHARRIS 1/3/2018 12:00 AM) C870003364? $45 PCB SET (COVERED UNDER WARRANTY) FRONT PANEL LABEL AWAITING PURCHASING DECISION 2/23/2018 12:26:06 PM JXHARRIS (JXHARRIS 2/23/2018 12:00 AM) RETURNED FROM VENDOR. VPO. RTS. | 765DF963-617A-4D94-9B1E-D2D98D0CD4CC | Labor | 10/31/2019 | 10/31/2019 | Josh Harris
|  | MEDLINE INDUSTRIES, INC. | HEMO-FORCE DVT | PUMP, COMPRESSION, SEQUENTIAL | c870003314 | SPD | Pavilion |  |  | 10/31/2019 |  | 10/31/29 |  |  | NO | YES |  |  |  |  | MEDLINE INDUSTRIES, INC. 30236481 c870003314 |  |  | Active |  | 99:99:99:99:99:99 |  | Alarm | PAAR:00-PVAR | 10/31/2019 | 10/31/2019 | COOPER UNIVERSITY HOSPITAL |  |  |  | 0012627467 | David Frye | Performance Verification | Closed | Pat D'Andrea | 10/31/2019 | 10/31/2019 | devices bulk imported. approved by patrick d'andrea, qualreq0005668. | AMCOFFIN 1/8/2018 devices bulk imported. approved by patrick d'andrea, qualreq0005668. | 21CF5B5D-9762-4F83-9701-8887DBCC471F | Labor | 10/31/2019 | 10/31/2019 | Pat D'Andrea
|  | MEDLINE INDUSTRIES, INC. | HEMO-FORCE DVT | PUMP, COMPRESSION, SEQUENTIAL | c870003312 | SPD | 900 Centennial Blvd | Suite E |  | 10/31/2019 |  | 10/31/29 |  |  | NO | YES |  |  |  |  | MEDLINE INDUSTRIES, INC. 30236482 c870003312 |  |  | Active |  | 99:99:99:99:99:99 |  | Alarm | PAAR:00-PVAR | 10/31/2019 | 10/31/2019 | COOPER UNIVERSITY HOSPITAL |  |  |  | 0012627470 | David Frye | Preventative Maintenance | Closed | Josh Harris | 10/31/2019 | 10/31/2019 | devices bulk imported. approved by patrick d'andrea, qualreq0005668. |  | 9FF8EACB-EDE2-4B42-9824-1113212AAA3C | Labor | 10/31/2019 | 10/31/2019 | Josh Harris
|  | MEDLINE INDUSTRIES, INC. | HEMO-FORCE DVT | PUMP, COMPRESSION, SEQUENTIAL | c870003440 | SPD | Kelemen |  |  | 10/31/2019 |  | 10/31/29 |  |  | NO | YES |  |  |  |  | MEDLINE INDUSTRIES, INC. 30236480 c870003440 |  |  | Active |  | 99:99:99:99:99:99 |  | Alarm | PAAR:00-PVAR | 10/31/2019 | 10/31/2019 | COOPER UNIVERSITY HOSPITAL |  |  | Performance Verification | 0012325391 | David Frye | Repair | Closed | Stephen Zubrzycki | 10/31/2019 | 10/31/2019 | SCD PUMP - MISSING HOSES - TMX | 10/26/2017 2:05:29 PM SJZUBRZYCKI (SJZUBRZYCKI 10/26/2017 12:00 AM) REPLACED HOSES AND VPO | 7284A430-C89C-4C97-9B04-859D53138CA8 | Labor | 10/31/2019 | 10/31/2019 | Stephen Zubrzycki
|  | MEDLINE INDUSTRIES, INC. | HEMO-FORCE DVT | PUMP, COMPRESSION, SEQUENTIAL | c870003306 | SPD |  |  | Retired per Josh | 10/31/2019 |  |  |  |  | NO | YES |  |  |  |  | MEDLINE INDUSTRIES, INC. 30236479 c870003306 |  |  | Active |  | 99:99:99:99:99:99 |  | Alarm | PAAR:00-PVAR | 10/31/2019 | 10/31/2019 | COOPER UNIVERSITY HOSPITAL |  |  |  | 0012627464 | David Frye | Preventative Maintenance | Closed | Josh Harris | 10/31/2019 | 10/31/2019 | devices bulk imported. approved by patrick d'andrea, qualreq0005668. |  | EFC5C559-C21F-4201-AC9E-98127EC1EA1A | Labor | 10/31/2019 | 10/31/2019 | Josh Harris
|  | MEDLINE INDUSTRIES, INC. | HEMO-FORCE DVT | PUMP, COMPRESSION, SEQUENTIAL | c870003259 | SPD | Pavilion |  |  | 10/31/2019 |  | 10/31/29 |  |  | NO | YES |  |  |  |  | MEDLINE INDUSTRIES, INC. 30236478 c870003259 |  |  | Active |  | 99:99:99:99:99:99 |  | Alarm | PAAR:00-PVAR | 10/31/2019 | 10/31/2019 | COOPER UNIVERSITY HOSPITAL |  |  |  | 0012627462 | David Frye | Preventative Maintenance | Closed | Josh Harris | 10/31/2019 | 10/31/2019 | devices bulk imported. approved by patrick d'andrea, qualreq0005668. |  | FDE5CA11-48A6-4DB1-85DB-FE9273D8F679 | Labor | 10/31/2019 | 10/31/2019 | Josh Harris
|  | MEDLINE INDUSTRIES, INC. | HEMO-FORCE DVT | PUMP, COMPRESSION, SEQUENTIAL | c870003194 | SPD | Pavilion |  |  | 10/31/2019 |  | 10/31/29 |  |  | NO | YES |  |  |  |  | MEDLINE INDUSTRIES, INC. 30236477 c870003194 |  |  | Active |  | 99:99:99:99:99:99 |  | Alarm | PAAR:00-PVAR | 10/31/2019 | 10/31/2019 | COOPER UNIVERSITY HOSPITAL |  |  |  | 0012627460 | David Frye | Preventative Maintenance | Closed | Josh Harris | 10/31/2019 | 10/31/2019 | devices bulk imported. approved by patrick d'andrea, qualreq0005668. |  | CD4ED3D9-34C1-4683-8DAF-2BA51D1E9ED7 | Labor | 10/31/2019 | 10/31/2019 | Josh Harris
|  | MEDLINE INDUSTRIES, INC. | HEMO-FORCE DVT | PUMP, COMPRESSION, SEQUENTIAL | c870003149 | SPD | Kelemen |  |  | 10/31/2019 |  | 10/31/29 |  |  | NO | YES |  |  |  |  | MEDLINE INDUSTRIES, INC. 30236476 c870003149 |  |  | Active |  | 99:99:99:99:99:99 |  | Alarm | PAAR:00-PVAR | 10/31/2019 | 10/31/2019 | COOPER UNIVERSITY HOSPITAL |  |  |  | 0012627457 | David Frye | Performance Verification | Closed | Pat D'Andrea | 10/31/2019 | 10/31/2019 | devices bulk imported. approved by patrick d'andrea, qualreq0005668. | AMCOFFIN 1/8/2018 devices bulk imported. approved by patrick d'andrea, qualreq0005668. | 2ECF0CB2-4CCE-430F-B46A-E906F637D4D7 | Labor | 10/31/2019 | 10/31/2019 | Pat D'Andrea
|  | MEDLINE INDUSTRIES, INC. | HEMO-FORCE DVT | PUMP, COMPRESSION, SEQUENTIAL | c870003321 | SPD | Kelemen |  |  | 10/31/2019 |  | 10/31/29 |  |  | NO | YES |  |  |  |  | MEDLINE INDUSTRIES, INC. 30236474 c870003321 |  |  | Active |  | 99:99:99:99:99:99 |  | Alarm | PAAR:00-PVAR | 10/31/2019 | 10/31/2019 | COOPER UNIVERSITY HOSPITAL |  |  |  | 0012627453 | David Frye | Performance Verification | Closed | Pat D'Andrea | 10/31/2019 | 10/31/2019 | devices bulk imported. approved by patrick d'andrea, qualreq0005668. | AMCOFFIN 1/8/2018 devices bulk imported. approved by patrick d'andrea, qualreq0005668. | 5FFD1472-7970-4DBF-A52A-CA5D41162F33 | Labor | 10/31/2019 | 10/31/2019 | Pat D'Andrea
|  | MEDLINE INDUSTRIES, INC. | HEMO-FORCE DVT | PUMP, COMPRESSION, SEQUENTIAL | c870003348 | SPD | Pavilion |  |  | 10/31/2019 |  | 10/31/29 |  |  | NO | YES |  |  |  |  | MEDLINE INDUSTRIES, INC. 30236473 c870003348 |  |  | Active |  | 99:99:99:99:99:99 |  | Alarm | PAAR:00-PVAR | 10/31/2019 | 10/31/2019 | COOPER UNIVERSITY HOSPITAL |  |  |  | 0012627452 | David Frye | Preventative Maintenance | Closed | Josh Harris | 10/31/2019 | 10/31/2019 | devices bulk imported. approved by patrick d'andrea, qualreq0005668. |  | 9B705A40-AABB-40E2-B8B1-E82A6CB53834 | Labor | 10/31/2019 | 10/31/2019 | Josh Harris
|  | MEDLINE INDUSTRIES, INC. | HEMO-FORCE DVT | PUMP, COMPRESSION, SEQUENTIAL | c870003209 | SPD | Pavilion |  |  | 10/31/2019 |  | 10/31/29 |  |  | NO | YES |  |  |  |  | MEDLINE INDUSTRIES, INC. 30236471 c870003209 |  |  | Active |  | 99:99:99:99:99:99 |  | Alarm | PAAR:00-PVAR | 10/31/2019 | 10/31/2019 | COOPER UNIVERSITY HOSPITAL |  |  |  | 0012627448 | David Frye | Preventative Maintenance | Closed | Josh Harris | 10/31/2019 | 10/31/2019 | devices bulk imported. approved by patrick d'andrea, qualreq0005668. |  | 26AD22C3-14EC-42BB-B4AF-B2E72A004915 | Labor | 10/31/2019 | 10/31/2019 | Josh Harris
|  | MEDLINE INDUSTRIES, INC. | HEMO-FORCE DVT | PUMP, COMPRESSION, SEQUENTIAL | c870003286 | SPD | Kelemen |  |  | 10/31/2019 |  | 10/31/29 |  |  | NO | YES |  |  |  |  | MEDLINE INDUSTRIES, INC. 30236470 c870003286 |  |  | Active |  | 99:99:99:99:99:99 |  | Alarm | PAAR:00-PVAR | 10/31/2019 | 10/31/2019 | COOPER UNIVERSITY HOSPITAL |  |  |  | 0012627446 | David Frye | Preventative Maintenance | Closed | Josh Harris | 10/31/2019 | 10/31/2019 | devices bulk imported. approved by patrick d'andrea, qualreq0005668. |  | CE7EC620-866D-4870-871E-15314F940C78 | Labor | 10/31/2019 | 10/31/2019 | Josh Harris
|  | MEDLINE INDUSTRIES, INC. | HEMO-FORCE DVT | PUMP, COMPRESSION, SEQUENTIAL | c870003301 | SPD | Pavilion |  |  | 10/31/2019 |  | 10/31/29 |  |  | NO | YES |  |  |  |  | MEDLINE INDUSTRIES, INC. 30236469 c870003301 |  |  | Active |  | 99:99:99:99:99:99 |  | Alarm | PAAR:00-PVAR | 10/31/2019 | 10/31/2019 | COOPER UNIVERSITY HOSPITAL |  |  |  | 0012627443 | David Frye | Performance Verification | Closed | Pat D'Andrea | 10/31/2019 | 10/31/2019 | devices bulk imported. approved by patrick d'andrea, qualreq0005668. | AMCOFFIN 1/8/2018 devices bulk imported. approved by patrick d'andrea, qualreq0005668. | 296737DB-4FA5-4723-A6D0-808DA9C5B183 | Labor | 10/31/2019 | 10/31/2019 | Pat D'Andrea
|  | MEDLINE INDUSTRIES, INC. | HEMO-FORCE DVT | PUMP, COMPRESSION, SEQUENTIAL | c870003361 | SPD | Kelemen |  |  | 10/31/2019 |  | 10/31/29 |  |  | NO | YES |  |  |  |  | MEDLINE INDUSTRIES, INC. 30236468 c870003361 |  |  | Active |  | 99:99:99:99:99:99 |  | Alarm | PAAR:00-PVAR | 10/31/2019 | 10/31/2019 | COOPER UNIVERSITY HOSPITAL |  |  |  | 0012627441 | David Frye | Performance Verification | Closed | Pat D'Andrea | 10/31/2019 | 10/31/2019 | devices bulk imported. approved by patrick d'andrea, qualreq0005668. | AMCOFFIN 1/8/2018 devices bulk imported. approved by patrick d'andrea, qualreq0005668. | 8EC2AC6A-7905-4C8B-BBFB-1FD8A126DDE5 | Labor | 10/31/2019 | 10/31/2019 | Pat D'Andrea
|  | MEDLINE INDUSTRIES, INC. | HEMO-FORCE DVT | PUMP, COMPRESSION, SEQUENTIAL | c870003322 | SPD | Kelemen |  |  | 10/31/2019 |  | 10/31/29 |  |  | NO | YES |  |  |  |  | MEDLINE INDUSTRIES, INC. 30236466 c870003322 |  |  | Active |  | 99:99:99:99:99:99 |  | Alarm | PAAR:00-PVAR | 10/31/2019 | 10/31/2019 | COOPER UNIVERSITY HOSPITAL |  |  |  | 0012627438 | David Frye | Preventative Maintenance | Closed | Josh Harris | 10/31/2019 | 10/31/2019 | devices bulk imported. approved by patrick d'andrea, qualreq0005668. |  | 7D63CBC1-4648-4FAE-A5D1-9243CD820AD6 | Labor | 10/31/2019 | 10/31/2019 | Josh Harris
|  | MEDLINE INDUSTRIES, INC. | HEMO-FORCE DVT | PUMP, COMPRESSION, SEQUENTIAL | c870003222 | SPD | Pavilion |  |  | 10/31/2019 |  | 10/31/29 |  |  | NO | YES |  |  |  |  | MEDLINE INDUSTRIES, INC. 30236465 c870003222 |  |  | Active |  | 99:99:99:99:99:99 |  | Alarm | PAAR:00-PVAR | 10/31/2019 | 10/31/2019 | COOPER UNIVERSITY HOSPITAL |  |  |  | 0012627435 | David Frye | Performance Verification | Closed | Pat D'Andrea | 10/31/2019 | 10/31/2019 | devices bulk imported. approved by patrick d'andrea, qualreq0005668. | AMCOFFIN 1/8/2018 devices bulk imported. approved by patrick d'andrea, qualreq0005668. | 3E177FD5-4113-4197-B0CB-C1D849301418 | Labor | 10/31/2019 | 10/31/2019 | Pat D'Andrea
|  | MEDLINE INDUSTRIES, INC. | HEMO-FORCE DVT | PUMP, COMPRESSION, SEQUENTIAL | c870003304 | SPD | Kelemen |  |  | 10/31/2019 |  | 10/31/29 |  |  | NO | YES |  |  |  |  | MEDLINE INDUSTRIES, INC. 30236463 c870003304 |  |  | Active |  | 99:99:99:99:99:99 |  | Alarm | PAAR:00-PVAR | 10/31/2019 | 10/31/2019 | COOPER UNIVERSITY HOSPITAL |  |  |  | 0012627431 | David Frye | Performance Verification | Closed | Pat D'Andrea | 10/31/2019 | 10/31/2019 | devices bulk imported. approved by patrick d'andrea, qualreq0005668. | AMCOFFIN 1/8/2018 devices bulk imported. approved by patrick d'andrea, qualreq0005668. | 98454205-802D-4479-A210-1A5DD9963AB9 | Labor | 10/31/2019 | 10/31/2019 | Pat D'Andrea
|  | MEDLINE INDUSTRIES, INC. | HEMO-FORCE DVT | PUMP, COMPRESSION, SEQUENTIAL | c870003273 | SPD | Pavilion |  |  | 10/31/2019 |  | 10/31/29 |  |  | NO | YES |  |  |  |  | MEDLINE INDUSTRIES, INC. 30236460 c870003273 |  |  | Active |  | 99:99:99:99:99:99 |  | Alarm | PAAR:00-PVAR | 10/31/2019 | 10/31/2019 | COOPER UNIVERSITY HOSPITAL |  |  |  | 0012184681 | David Frye | Repair | Closed | Josh Harris | 10/31/2019 | 10/31/2019 | SCD - WON'T HOLD SHARGE - TMX | 9/22/2017 2:23:38 PM JXHARRIS (JXHARRIS 9/22/2017 12:00 AM) SENDING TO MEDLINE FOR NO CHARGE REPAIR. 10/10/2017 11:16:56 AM JXHARRIS (JXHARRIS 10/10/2017 12:00 AM) RETURNED FROM VENDOR. VPO. RTS. | 5712CA22-F6EE-43D1-BABF-0DC8FC096690 | Labor | 10/31/2019 | 10/31/2019 | Josh Harris
|  | MEDLINE INDUSTRIES, INC. | HEMO-FORCE DVT | PUMP, COMPRESSION, SEQUENTIAL | c870003475 | SPD | Pavilion |  |  | 10/31/2019 |  | 10/31/29 |  |  | NO | YES |  |  |  |  | MEDLINE INDUSTRIES, INC. 30236459 c870003475 |  |  | Active |  | 99:99:99:99:99:99 |  | Alarm | PAAR:00-PVAR | 10/31/2019 | 10/31/2019 | COOPER UNIVERSITY HOSPITAL |  |  |  | 0012627423 | David Frye | Performance Verification | Closed | Pat D'Andrea | 10/31/2019 | 10/31/2019 | devices bulk imported. approved by patrick d'andrea, qualreq0005668. | AMCOFFIN 1/8/2018 devices bulk imported. approved by patrick d'andrea, qualreq0005668. | FBF96DD3-F605-483F-836C-832F7B921543 | Labor | 10/31/2019 | 10/31/2019 | Pat D'Andrea
|  | MEDLINE INDUSTRIES, INC. | HEMO-FORCE DVT | PUMP, COMPRESSION, SEQUENTIAL | c870003230 | SPD |  |  | Retired per Josh | 10/19/2019 |  |  |  |  | NO | YES |  |  |  |  | MEDLINE INDUSTRIES, INC. 30236457 c870003230 |  |  | Disposition |  | 99:99:99:99:99:99 |  | Alarm | PAAR:00-PVAR | 10/19/2019 | 10/19/2019 | COOPER UNIVERSITY HOSPITAL |  |  |  | 0012627419 | David Frye | Performance Verification | Closed | Pat D'Andrea | 10/19/2019 | 10/19/2019 | devices bulk imported. approved by patrick d'andrea, qualreq0005668. | AMCOFFIN 1/8/2018 devices bulk imported. approved by patrick d'andrea, qualreq0005668. | 37726CC3-E96B-4FA4-87F6-6D58A81A473C | Labor | 10/19/2019 | 10/19/2019 | Pat D'Andrea
|  | MEDLINE INDUSTRIES, INC. | HEMO-FORCE DVT | PUMP, COMPRESSION, SEQUENTIAL | c870003272 | SPD | Kelemen |  |  | 10/31/2019 |  | 10/31/29 |  |  | NO | YES |  |  |  |  | MEDLINE INDUSTRIES, INC. 30236448 c870003272 |  |  | Active |  | 99:99:99:99:99:99 |  | Alarm | PAAR:00-PVAR | 10/31/2019 | 10/31/2019 | COOPER UNIVERSITY HOSPITAL |  |  |  | 0012627401 | David Frye | Performance Verification | Closed | Pat D'Andrea | 10/31/2019 | 10/31/2019 | devices bulk imported. approved by patrick d'andrea, qualreq0005668. | AMCOFFIN 1/8/2018 devices bulk imported. approved by patrick d'andrea, qualreq0005668. | E222708E-3C6B-438A-B9AC-6DFA6B52C83A | Labor | 10/31/2019 | 10/31/2019 | Pat D'Andrea
|  | MEDLINE INDUSTRIES, INC. | HEMO-FORCE DVT | PUMP, COMPRESSION, SEQUENTIAL | c870003328 | SPD | Kelemen |  |  | 10/31/2019 |  | 10/31/29 |  |  | NO | YES |  |  |  |  | MEDLINE INDUSTRIES, INC. 30236453 c870003328 |  |  | Active |  | 99:99:99:99:99:99 |  | Alarm | PAAR:00-PVAR | 10/31/2019 | 10/31/2019 | COOPER UNIVERSITY HOSPITAL |  |  |  | 0012627412 | David Frye | Preventative Maintenance | Closed | Josh Harris | 10/31/2019 | 10/31/2019 | devices bulk imported. approved by patrick d'andrea, qualreq0005668. |  | BECF528B-4D41-4A39-88C7-EA62E4C72C02 | Labor | 10/31/2019 | 10/31/2019 | Josh Harris
|  | MEDLINE INDUSTRIES, INC. | HEMO-FORCE DVT | PUMP, COMPRESSION, SEQUENTIAL | c870003327 | PAVILION 8 | Pavilion |  |  | 10/31/2019 |  | 10/31/29 |  |  | NO | YES |  |  |  |  | MEDLINE INDUSTRIES, INC. 30236451 c870003327 |  |  | Active |  | 99:99:99:99:99:99 |  | Alarm | PAAR:00-PVAR | 10/31/2019 | 10/31/2019 | COOPER UNIVERSITY HOSPITAL |  |  |  | 0012627408 | David Frye | Preventative Maintenance | Closed | Josh Harris | 10/31/2019 | 10/31/2019 | devices bulk imported. approved by patrick d'andrea, qualreq0005668. |  | A7583D40-102A-4735-8698-0A6E0189023D | Labor | 10/31/2019 | 10/31/2019 | Josh Harris
|  | MEDLINE INDUSTRIES, INC. | HEMO-FORCE DVT | PUMP, COMPRESSION, SEQUENTIAL | c870003429 | SPD | Pavilion |  |  | 10/31/2019 |  | 10/31/29 |  |  | NO | YES |  |  |  |  | MEDLINE INDUSTRIES, INC. 30236447 c870003429 |  |  | Active |  | 99:99:99:99:99:99 |  | Alarm | PAAR:00-PVAR | 10/31/2019 | 10/31/2019 | COOPER UNIVERSITY HOSPITAL |  |  |  | 0012627400 | David Frye | Preventative Maintenance | Closed | Josh Harris | 10/31/2019 | 10/31/2019 | devices bulk imported. approved by patrick d'andrea, qualreq0005668. |  | 3C449028-86E0-4D3E-B237-04DC60A8473C | Labor | 10/31/2019 | 10/31/2019 | Josh Harris
|  | MEDLINE INDUSTRIES, INC. | HEMO-FORCE DVT | PUMP, COMPRESSION, SEQUENTIAL | C880010461 |  | Kelemen | [7 empty] | YES | YES
|  | MEDLINE INDUSTRIES, INC. | HEMO-FORCE DVT | PUMP, COMPRESSION, SEQUENTIAL | C890012000 |  | Kelemen | [7 empty] | YES | YES
|  | MEDLINE INDUSTRIES, INC. | HEMO-FORCE DVT | PUMP, COMPRESSION, SEQUENTIAL | C870003326 |  | Kelemen | [7 empty] | NO | YES
|  | MEDLINE INDUSTRIES, INC. | HEMO-FORCE DVT | PUMP, COMPRESSION, SEQUENTIAL | C870003119 |  | Pavilion | [7 empty] | NO | YES
|  | MEDLINE INDUSTRIES, INC. | HEMO-FORCE DVT | PUMP, COMPRESSION, SEQUENTIAL | c870003112 | SPD | Pavilion |  |  | 10/31/2019 |  | 10/31/29 |  |  | NO | YES |  |  |  |  | MEDLINE INDUSTRIES, INC. 30236441 c870003112 |  |  | Active |  | 99:99:99:99:99:99 |  | Alarm | PAAR:00-PVAR | 10/31/2019 | 10/31/2019 | COOPER UNIVERSITY HOSPITAL |  |  |  | 0012480264 | David Frye | Repair | Closed | Josh Harris | 10/31/2019 | 10/31/2019 | SCD -DAMAGED HOSES - TMX | 12/4/2017 7:48:03 AM JXHARRIS (JXHARRIS 12/4/2017 12:00 AM) EXCHANGED HOSES. VPO. RTS. | E97CFB64-312E-463A-8CF0-22C5198AD4A2 | Labor | 10/31/2019 | 10/31/2019 | Josh Harris
|  | MEDLINE INDUSTRIES, INC. | HEMO-FORCE DVT | PUMP, COMPRESSION, SEQUENTIAL | c870003459 | SPD | Kelemen |  |  | 10/31/2019 |  | 10/31/29 |  |  | NO | YES |  |  |  |  | MEDLINE INDUSTRIES, INC. 30236438 c870003459 |  |  | Active |  | 99:99:99:99:99:99 |  | Alarm | PAAR:00-PVAR | 10/31/2019 | 10/31/2019 | COOPER UNIVERSITY HOSPITAL |  |  |  | 0012627381 | David Frye | Performance Verification | Closed | Pat D'Andrea | 10/31/2019 | 10/31/2019 | devices bulk imported. approved by patrick d'andrea, qualreq0005668. | AMCOFFIN 1/8/2018 devices bulk imported. approved by patrick d'andrea, qualreq0005668. | 6D4ED344-E8D6-4075-8E6E-06068BCCC859 | Labor | 10/31/2019 | 10/31/2019 | Pat D'Andrea
|  | MEDLINE INDUSTRIES, INC. | HEMO-FORCE DVT | PUMP, COMPRESSION, SEQUENTIAL | c870003333 | SPD | Kelemen |  |  | 10/31/2019 |  | 10/31/29 |  |  | NO | YES |  |  |  |  | MEDLINE INDUSTRIES, INC. 30236440 c870003333 |  |  | Active |  | 99:99:99:99:99:99 |  | Alarm | PAAR:00-PVAR | 10/31/2019 | 10/31/2019 | COOPER UNIVERSITY HOSPITAL |  |  |  | 0012505997 | David Frye | Repair | Closed | Josh Harris | 10/31/2019 | 10/31/2019 | SCD - HOSE LEAKING-TMX | 12/14/2017 10:58:52 AM JXHARRIS (JXHARRIS 12/14/2017 12:00 AM) EXCHANGED HOSES, VPO, RTS. | CAD8B653-7249-4254-8DD1-B09E2F14B575 | Labor | 10/31/2019 | 10/31/2019 | Josh Harris
|  | MEDLINE INDUSTRIES, INC. | HEMO-FORCE DVT | PUMP, COMPRESSION, SEQUENTIAL | c870003220 | SPD | Kelemen |  |  | 10/31/2019 |  | 10/31/29 |  |  | NO | YES |  |  |  |  | MEDLINE INDUSTRIES, INC. 30236439 c870003220 |  |  | Active |  | 99:99:99:99:99:99 |  | Alarm | PAAR:00-PVAR | 10/31/2019 | 10/31/2019 | COOPER UNIVERSITY HOSPITAL |  |  |  | 0012627384 | David Frye | Preventative Maintenance | Closed | Josh Harris | 10/31/2019 | 10/31/2019 | devices bulk imported. approved by patrick d'andrea, qualreq0005668. |  | 6958E735-47DF-4799-BC5B-D750E98B2920 | Labor | 10/31/2019 | 10/31/2019 | Josh Harris
|  | MEDLINE INDUSTRIES, INC. | HEMO-FORCE DVT | PUMP, COMPRESSION, SEQUENTIAL | c870003455 | SPD |  |  | Retired per Josh | 10/19/2019 |  |  |  |  | NO | YES |  |  |  |  | MEDLINE INDUSTRIES, INC. 30236436 c870003455 |  |  | Disposition |  | 99:99:99:99:99:99 |  | Alarm | PAAR:00-PVAR | 10/19/2019 | 10/19/2019 | COOPER UNIVERSITY HOSPITAL |  |  |  | 0012627378 | David Frye | Preventative Maintenance | Closed | Josh Harris | 10/19/2019 | 10/19/2019 | devices bulk imported. approved by patrick d'andrea, qualreq0005668. |  | 30DED836-C479-41A3-882A-8BC062C8BE23 | Labor | 10/19/2019 | 10/19/2019 | Josh Harris
|  | MEDLINE INDUSTRIES, INC. | HEMO-FORCE DVT | PUMP, COMPRESSION, SEQUENTIAL | c870003296 | SPD | 900 Centennial Blvd | Suite E |  | 10/31/2019 |  | 10/31/29 |  |  | NO | YES |  |  |  |  | MEDLINE INDUSTRIES, INC. 30236433 c870003296 |  |  | Active |  | 99:99:99:99:99:99 |  | Alarm | PAAR:00-PVAR | 10/31/2019 | 10/31/2019 | COOPER UNIVERSITY HOSPITAL |  |  |  | 0012627371 | David Frye | Performance Verification | Closed | Pat D'Andrea | 10/31/2019 | 10/31/2019 | devices bulk imported. approved by patrick d'andrea, qualreq0005668. | AMCOFFIN 1/8/2018 devices bulk imported. approved by patrick d'andrea, qualreq0005668. | 4F3E2954-54E1-4793-92B8-F5B8151D86BF | Labor | 10/31/2019 | 10/31/2019 | Pat D'Andrea
|  | MEDLINE INDUSTRIES, INC. | HEMO-FORCE DVT | PUMP, COMPRESSION, SEQUENTIAL | c870003433 | SPD | Pavilion |  |  | 10/31/2019 |  | 10/31/29 |  |  | NO | YES |  |  |  |  | MEDLINE INDUSTRIES, INC. 30236432 c870003433 |  |  | Active |  | 99:99:99:99:99:99 |  | Alarm | PAAR:00-PVAR | 10/31/2019 | 10/31/2019 | COOPER UNIVERSITY HOSPITAL |  |  |  | 0012627369 | David Frye | Performance Verification | Closed | Pat D'Andrea | 10/31/2019 | 10/31/2019 | devices bulk imported. approved by patrick d'andrea, qualreq0005668. | AMCOFFIN 1/8/2018 devices bulk imported. approved by patrick d'andrea, qualreq0005668. | 73AC9B24-BAB1-4B8F-B728-A73EA93E356A | Labor | 10/31/2019 | 10/31/2019 | Pat D'Andrea
|  | MEDLINE INDUSTRIES, INC. | HEMO-FORCE DVT | PUMP, COMPRESSION, SEQUENTIAL | c870003457 | SPD | Pavilion |  |  | 10/31/2019 |  | 10/31/29 |  |  | NO | YES |  |  |  |  | MEDLINE INDUSTRIES, INC. 30236430 c870003457 |  |  | Active |  | 99:99:99:99:99:99 |  | Alarm | PAAR:00-PVAR | 10/31/2019 | 10/31/2019 | COOPER UNIVERSITY HOSPITAL |  |  |  | 0012627366 | David Frye | Preventative Maintenance | Closed | Josh Harris | 10/31/2019 | 10/31/2019 | devices bulk imported. approved by patrick d'andrea, qualreq0005668. |  | BC56DFE0-5BE8-4A96-94DA-8573A3B1EBA3 | Labor | 10/31/2019 | 10/31/2019 | Josh Harris
|  | MEDLINE INDUSTRIES, INC. | HEMO-FORCE DVT | PUMP, COMPRESSION, SEQUENTIAL | c870003468 | SPD | Pavilion |  |  | 10/31/2019 |  | 10/31/29 |  |  | NO | YES |  |  |  |  | MEDLINE INDUSTRIES, INC. 30236429 c870003468 |  |  | Active |  | 99:99:99:99:99:99 |  | Alarm | PAAR:00-PVAR | 10/31/2019 | 10/31/2019 | COOPER UNIVERSITY HOSPITAL |  |  |  | 0012627364 | David Frye | Preventative Maintenance | Closed | Josh Harris | 10/31/2019 | 10/31/2019 | devices bulk imported. approved by patrick d'andrea, qualreq0005668. |  | DD3ECD04-0C96-45DF-8730-1B3CBD1F4269 | Labor | 10/31/2019 | 10/31/2019 | Josh Harris
|  | MEDLINE INDUSTRIES, INC. | HEMO-FORCE DVT | PUMP, COMPRESSION, SEQUENTIAL | C850010594 |  | Kelemen | [7 empty] | YES | YES
|  | MEDLINE INDUSTRIES, INC. | HEMO-FORCE DVT | PUMP, COMPRESSION, SEQUENTIAL | c870003358 | SPD | Kelemen |  |  | 10/31/2019 |  | 10/31/29 |  |  | NO | YES |  |  |  |  | MEDLINE INDUSTRIES, INC. 30236427 c870003358 |  |  | Active |  | 99:99:99:99:99:99 |  | Alarm | PAAR:00-PVAR | 10/31/2019 | 10/31/2019 | COOPER UNIVERSITY HOSPITAL |  |  |  | 0012627360 | David Frye | Preventative Maintenance | Closed | Josh Harris | 10/31/2019 | 10/31/2019 | devices bulk imported. approved by patrick d'andrea, qualreq0005668. |  | 621EF39F-3E9C-4CDF-BD45-9271C475563A | Labor | 10/31/2019 | 10/31/2019 | Josh Harris
|  | MEDLINE INDUSTRIES, INC. | HEMO-FORCE DVT | PUMP, COMPRESSION, SEQUENTIAL | c870003366 | SPD | Pavilion |  |  | 10/31/2019 |  | 10/31/29 |  |  | NO | YES |  |  |  |  | MEDLINE INDUSTRIES, INC. 30236425 c870003366 |  |  | Active |  | 99:99:99:99:99:99 |  | Alarm | PAAR:00-PVAR | 10/31/2019 | 10/31/2019 | COOPER UNIVERSITY HOSPITAL |  |  |  | 0012627355 | David Frye | Performance Verification | Closed | Pat D'Andrea | 10/31/2019 | 10/31/2019 | devices bulk imported. approved by patrick d'andrea, qualreq0005668. | AMCOFFIN 1/8/2018 devices bulk imported. approved by patrick d'andrea, qualreq0005668. | 6BC9C8C9-2E02-4EC7-8905-334CEFFEE546 | Labor | 10/31/2019 | 10/31/2019 | Pat D'Andrea
|  | MEDLINE INDUSTRIES, INC. | HEMO-FORCE DVT | PUMP, COMPRESSION, SEQUENTIAL | c870003508 | SPD | Pavilion |  |  | 10/31/2019 |  | 10/31/29 |  |  | NO | YES |  |  |  |  | MEDLINE INDUSTRIES, INC. 30236426 c870003508 |  |  | Active |  | 99:99:99:99:99:99 |  | Alarm | PAAR:00-PVAR | 10/31/2019 | 10/31/2019 | COOPER UNIVERSITY HOSPITAL |  |  |  | 0012627358 | David Frye | Preventative Maintenance | Closed | Josh Harris | 10/31/2019 | 10/31/2019 | devices bulk imported. approved by patrick d'andrea, qualreq0005668. |  | CDB92A5C-A93A-4C1E-A5B0-8F474C86C34B | Labor | 10/31/2019 | 10/31/2019 | Josh Harris
|  | MEDLINE INDUSTRIES, INC. | HEMO-FORCE DVT | PUMP, COMPRESSION, SEQUENTIAL | c870003450 | SPD | Pavilion |  |  | 10/31/2019 |  | 10/31/29 |  |  | NO | YES |  |  |  |  | MEDLINE INDUSTRIES, INC. 30236424 c870003450 |  |  | Active |  | 99:99:99:99:99:99 |  | Alarm | PAAR:00-PVAR | 10/31/2019 | 10/31/2019 | COOPER UNIVERSITY HOSPITAL |  |  |  | 0012627354 | David Frye | Preventative Maintenance | Closed | Josh Harris | 10/31/2019 | 10/31/2019 | devices bulk imported. approved by patrick d'andrea, qualreq0005668. |  | 83CF2768-8FCA-49B0-AC03-6514955272BC | Labor | 10/31/2019 | 10/31/2019 | Josh Harris
|  | MEDLINE INDUSTRIES, INC. | HEMO-FORCE DVT | PUMP, COMPRESSION, SEQUENTIAL | c870003505 | SPD | Pavilion |  |  | 10/31/2019 |  | 10/31/29 |  |  | NO | YES |  |  |  |  | MEDLINE INDUSTRIES, INC. 30236422 c870003505 |  |  | Active |  | 99:99:99:99:99:99 |  | Alarm | PAAR:00-PVAR | 10/31/2019 | 10/31/2019 | COOPER UNIVERSITY HOSPITAL |  |  |  | 0012627350 | David Frye | Preventative Maintenance | Closed | Josh Harris | 10/31/2019 | 10/31/2019 | devices bulk imported. approved by patrick d'andrea, qualreq0005668. |  | DF977DE4-6912-4328-895A-F06BF32BA94C | Labor | 10/31/2019 | 10/31/2019 | Josh Harris
|  | MEDLINE INDUSTRIES, INC. | HEMO-FORCE DVT | PUMP, COMPRESSION, SEQUENTIAL | c870003362 | SPD | Kelemen |  |  | 10/31/2019 |  | 10/31/29 |  |  | NO | YES |  |  |  |  | MEDLINE INDUSTRIES, INC. 30236419 c870003362 |  |  | Active |  | 99:99:99:99:99:99 |  | Alarm | PAAR:00-PVAR | 10/31/2019 | 10/31/2019 | COOPER UNIVERSITY HOSPITAL |  |  |  | 0012627344 | David Frye | Preventative Maintenance | Closed | Josh Harris | 10/31/2019 | 10/31/2019 | devices bulk imported. approved by patrick d'andrea, qualreq0005668. |  | 22105722-3570-4451-9931-C49B2E8D92ED | Labor | 10/31/2019 | 10/31/2019 | Josh Harris
|  | MEDLINE INDUSTRIES, INC. | HEMO-FORCE DVT | PUMP, COMPRESSION, SEQUENTIAL | c870003317 | SPD | Kelemen |  |  | 10/31/2019 |  | 10/31/29 |  |  | NO | YES |  |  |  |  | MEDLINE INDUSTRIES, INC. 30236418 c870003317 |  |  | Active |  | 99:99:99:99:99:99 |  | Alarm | PAAR:00-PVAR | 10/31/2019 | 10/31/2019 | COOPER UNIVERSITY HOSPITAL |  |  |  | 0012627342 | David Frye | Preventative Maintenance | Closed | Josh Harris | 10/31/2019 | 10/31/2019 | devices bulk imported. approved by patrick d'andrea, qualreq0005668. |  | BBFC907D-08BE-4D97-812C-9E0080A8142C | Labor | 10/31/2019 | 10/31/2019 | Josh Harris
|  | MEDLINE INDUSTRIES, INC. | HEMO-FORCE DVT | PUMP, COMPRESSION, SEQUENTIAL | c870003411 | SPD | Pavilion |  |  | 10/31/2019 |  | 10/31/29 |  |  | NO | YES |  |  |  |  | MEDLINE INDUSTRIES, INC. 30236417 c870003411 |  |  | Active |  | 99:99:99:99:99:99 |  | Alarm | PAAR:00-PVAR | 10/31/2019 | 10/31/2019 | COOPER UNIVERSITY HOSPITAL |  |  |  | 0012627340 | David Frye | Preventative Maintenance | Closed | Josh Harris | 10/31/2019 | 10/31/2019 | devices bulk imported. approved by patrick d'andrea, qualreq0005668. |  | 02A1A716-BF46-4C14-B00D-189E66A85263 | Labor | 10/31/2019 | 10/31/2019 | Josh Harris
|  | MEDLINE INDUSTRIES, INC. | HEMO-FORCE DVT | PUMP, COMPRESSION, SEQUENTIAL | c870003465 | SPD | Pavilion |  |  | 10/31/2019 |  | 10/31/29 |  |  | NO | YES |  |  |  |  | MEDLINE INDUSTRIES, INC. 30236415 c870003465 |  |  | Active |  | 99:99:99:99:99:99 |  | Alarm | PAAR:00-PVAR | 10/31/2019 | 10/31/2019 | COOPER UNIVERSITY HOSPITAL |  |  |  | 0012325386 | David Frye | Repair | Closed | Stephen Zubrzycki | 10/31/2019 | 10/31/2019 | SCD PUMP - MISSING HOSES - TMX | 10/26/2017 2:06:17 PM SJZUBRZYCKI (SJZUBRZYCKI 10/26/2017 12:00 AM) REPLACED HOSES AND VPO | 9C57115C-D0C4-4241-AFEB-9D3AA88AB3D4 | Labor | 10/31/2019 | 10/31/2019 | Stephen Zubrzycki
|  | MEDLINE INDUSTRIES, INC. | HEMO-FORCE DVT | PUMP, COMPRESSION, SEQUENTIAL | c870003531 | SPD | Pavilion |  |  | 10/31/2019 |  | 10/31/29 |  |  | NO | YES |  |  |  |  | MEDLINE INDUSTRIES, INC. 30236416 c870003531 |  |  | Active |  | 99:99:99:99:99:99 |  | Alarm | PAAR:00-PVAR | 10/31/2019 | 10/31/2019 | COOPER UNIVERSITY HOSPITAL |  |  |  | 0012627337 | David Frye | Performance Verification | Closed | Pat D'Andrea | 10/31/2019 | 10/31/2019 | devices bulk imported. approved by patrick d'andrea, qualreq0005668. | AMCOFFIN 1/8/2018 devices bulk imported. approved by patrick d'andrea, qualreq0005668. | AA7B22F4-92FD-424F-B5F5-5EDB524004E6 | Labor | 10/31/2019 | 10/31/2019 | Pat D'Andrea
|  | MEDLINE INDUSTRIES, INC. | HEMO-FORCE DVT | PUMP, COMPRESSION, SEQUENTIAL | c870003353 | SPD | Pavilion |  |  | 10/31/2019 |  | 10/31/29 |  |  | NO | YES |  |  |  |  | MEDLINE INDUSTRIES, INC. 30236413 c870003353 |  |  | Active |  | 99:99:99:99:99:99 |  | Alarm | PAAR:00-PVAR | 10/31/2019 | 10/31/2019 | COOPER UNIVERSITY HOSPITAL |  |  |  | 0012627332 | David Frye | Preventative Maintenance | Closed | Josh Harris | 10/31/2019 | 10/31/2019 | devices bulk imported. approved by patrick d'andrea, qualreq0005668. |  | 55B5340C-6F37-49B0-A5F5-0BE0E814E197 | Labor | 10/31/2019 | 10/31/2019 | Josh Harris
|  | MEDLINE INDUSTRIES, INC. | HEMO-FORCE DVT | PUMP, COMPRESSION, SEQUENTIAL | c870003443 | SPD | Kelemen |  |  | 10/31/2019 |  | 10/31/29 |  |  | NO | YES |  |  |  |  | MEDLINE INDUSTRIES, INC. 30236412 c870003443 |  |  | Active |  | 99:99:99:99:99:99 |  | Alarm | PAAR:00-PVAR | 10/31/2019 | 10/31/2019 | COOPER UNIVERSITY HOSPITAL |  |  |  | 0012627330 | David Frye | Preventative Maintenance | Closed | Josh Harris | 10/31/2019 | 10/31/2019 | devices bulk imported. approved by patrick d'andrea, qualreq0005668. |  | 9D228FC7-9C99-47CB-8D92-49B3D1003C20 | Labor | 10/31/2019 | 10/31/2019 | Josh Harris
|  | MEDLINE INDUSTRIES, INC. | HEMO-FORCE DVT | PUMP, COMPRESSION, SEQUENTIAL | c870003157 | SPD | Pavilion |  |  | 10/31/2019 |  | 10/31/29 |  |  | NO | YES |  |  |  |  | MEDLINE INDUSTRIES, INC. 30236409 c870003157 |  |  | Active |  | 99:99:99:99:99:99 |  | Alarm | PAAR:00-PVAR | 10/31/2019 | 10/31/2019 | COOPER UNIVERSITY HOSPITAL |  |  |  | 0012627323 | David Frye | Performance Verification | Closed | Pat D'Andrea | 10/31/2019 | 10/31/2019 | devices bulk imported. approved by patrick d'andrea, qualreq0005668. | AMCOFFIN 1/8/2018 devices bulk imported. approved by patrick d'andrea, qualreq0005668. | 0CE53B16-B995-45DA-8E18-5E3D0E3E818B | Labor | 10/31/2019 | 10/31/2019 | Pat D'Andrea
|  | MEDLINE INDUSTRIES, INC. | HEMO-FORCE DVT | PUMP, COMPRESSION, SEQUENTIAL | c870003171 | SPD | Pavilion |  |  | 10/31/2019 |  | 10/31/29 |  |  | NO | YES |  |  |  |  | MEDLINE INDUSTRIES, INC. 30236403 c870003171 |  |  | Active |  | 99:99:99:99:99:99 |  | Alarm | PAAR:00-PVAR | 10/31/2019 | 10/31/2019 | COOPER UNIVERSITY HOSPITAL |  |  |  | 0012627311 | David Frye | Performance Verification | Closed | Pat D'Andrea | 10/31/2019 | 10/31/2019 | devices bulk imported. approved by patrick d'andrea, qualreq0005668. | AMCOFFIN 1/8/2018 devices bulk imported. approved by patrick d'andrea, qualreq0005668. | 7FA430CC-BE5B-4CB4-B6FC-C30BE1D9CC40 | Labor | 10/31/2019 | 10/31/2019 | Pat D'Andrea
|  | MEDLINE INDUSTRIES, INC. | HEMO-FORCE DVT | PUMP, COMPRESSION, SEQUENTIAL | c870003504 | SPD | Kelemen |  |  | 10/31/2019 |  | 10/31/29 |  |  | NO | YES |  |  |  |  | MEDLINE INDUSTRIES, INC. 30236402 c870003504 |  |  | Active |  | 99:99:99:99:99:99 |  | Alarm | PAAR:00-PVAR | 10/31/2019 | 10/31/2019 | COOPER UNIVERSITY HOSPITAL |  |  |  | 0012627310 | David Frye | Preventative Maintenance | Closed | Josh Harris | 10/31/2019 | 10/31/2019 | devices bulk imported. approved by patrick d'andrea, qualreq0005668. |  | 7739607C-065C-4211-BF70-1CC77439A351 | Labor | 10/31/2019 | 10/31/2019 | Josh Harris
|  | MEDLINE INDUSTRIES, INC. | HEMO-FORCE DVT | PUMP, COMPRESSION, SEQUENTIAL | c870003282 | SPD | Kelemen |  |  | 10/31/2019 |  | 10/31/29 |  |  | NO | YES |  |  |  |  | MEDLINE INDUSTRIES, INC. 30236401 c870003282 |  |  | Active |  | 99:99:99:99:99:99 |  | Alarm | PAAR:00-PVAR | 10/31/2019 | 10/31/2019 | COOPER UNIVERSITY HOSPITAL |  |  |  | 0012627307 | David Frye | Performance Verification | Closed | Pat D'Andrea | 10/31/2019 | 10/31/2019 | devices bulk imported. approved by patrick d'andrea, qualreq0005668. | AMCOFFIN 1/8/2018 devices bulk imported. approved by patrick d'andrea, qualreq0005668. | BAC3295E-B1B9-449E-8806-2394C98B56D8 | Labor | 10/31/2019 | 10/31/2019 | Pat D'Andrea
|  | MEDLINE INDUSTRIES, INC. | HEMO-FORCE DVT | PUMP, COMPRESSION, SEQUENTIAL | c870003499 | SPD |  |  | Retired per Josh | 10/31/2019 |  |  |  |  | NO | YES |  |  |  |  | MEDLINE INDUSTRIES, INC. 30236399 c870003499 |  |  | Active |  | 99:99:99:99:99:99 |  | Alarm | PAAR:00-PVAR | 10/31/2019 | 10/31/2019 | COOPER UNIVERSITY HOSPITAL |  |  |  | 0012627303 | David Frye | Performance Verification | Closed | Pat D'Andrea | 10/31/2019 | 10/31/2019 | devices bulk imported. approved by patrick d'andrea, qualreq0005668. | AMCOFFIN 1/8/2018 devices bulk imported. approved by patrick d'andrea, qualreq0005668. | 0EC98FDD-9D32-4FE6-BA2C-59A75E37FE5B | Labor | 10/31/2019 | 10/31/2019 | Pat D'Andrea
|  | MEDLINE INDUSTRIES, INC. | HEMO-FORCE DVT | PUMP, COMPRESSION, SEQUENTIAL | c870003323 | SPD | Kelemen |  |  | 10/31/2019 |  | 10/31/29 |  |  | NO | YES |  |  |  |  | MEDLINE INDUSTRIES, INC. 30236394 c870003323 |  |  | Active |  | 99:99:99:99:99:99 |  | Alarm | PAAR:00-PVAR | 10/31/2019 | 10/31/2019 | COOPER UNIVERSITY HOSPITAL |  |  |  | 0012627294 | David Frye | Preventative Maintenance | Closed | Josh Harris | 10/31/2019 | 10/31/2019 | devices bulk imported. approved by patrick d'andrea, qualreq0005668. |  | AB630A96-D844-4B6C-813B-200DE54CE514 | Labor | 10/31/2019 | 10/31/2019 | Josh Harris
|  | MEDLINE INDUSTRIES, INC. | HEMO-FORCE DVT | PUMP, COMPRESSION, SEQUENTIAL | c870003191 | SPD | 900 Centennial Blvd | Suite E |  | 10/31/2019 |  | 10/31/29 |  |  | NO | YES |  |  |  |  | MEDLINE INDUSTRIES, INC. 30236392 c870003191 |  |  | Active |  | 99:99:99:99:99:99 |  | Alarm | PAAR:00-PVAR | 10/31/2019 | 10/31/2019 | COOPER UNIVERSITY HOSPITAL |  |  |  | 0012627290 | David Frye | Preventative Maintenance | Closed | Josh Harris | 10/31/2019 | 10/31/2019 | devices bulk imported. approved by patrick d'andrea, qualreq0005668. |  | 310DAAF7-37AF-441E-9D68-8563B07CCB29 | Labor | 10/31/2019 | 10/31/2019 | Josh Harris
|  | MEDLINE INDUSTRIES, INC. | HEMO-FORCE DVT | PUMP, COMPRESSION, SEQUENTIAL | c870003350 | SPD | Kelemen |  |  | 10/31/2019 |  | 10/31/29 |  |  | NO | YES |  |  |  |  | MEDLINE INDUSTRIES, INC. 30236391 c870003350 |  |  | Active |  | 99:99:99:99:99:99 |  | Alarm | PAAR:00-PVAR | 10/31/2019 | 10/31/2019 | COOPER UNIVERSITY HOSPITAL |  |  |  | 0012627287 | David Frye | Performance Verification | Closed | Pat D'Andrea | 10/31/2019 | 10/31/2019 | devices bulk imported. approved by patrick d'andrea, qualreq0005668. | AMCOFFIN 1/8/2018 devices bulk imported. approved by patrick d'andrea, qualreq0005668. | F28FDAD7-EC3A-40F8-9747-BC30F74D994C | Labor | 10/31/2019 | 10/31/2019 | Pat D'Andrea
|  | MEDLINE INDUSTRIES, INC. | HEMO-FORCE DVT | PUMP, COMPRESSION, SEQUENTIAL | c870003473 | SPD | Kelemen |  |  | 10/31/2019 |  | 10/31/29 |  |  | NO | YES |  |  |  |  | MEDLINE INDUSTRIES, INC. 30236388 c870003473 |  |  | Active |  | 99:99:99:99:99:99 |  | Alarm | PAAR:00-PVAR | 10/31/2019 | 10/31/2019 | COOPER UNIVERSITY HOSPITAL |  |  |  | 0012627281 | David Frye | Performance Verification | Closed | Pat D'Andrea | 10/31/2019 | 10/31/2019 | devices bulk imported. approved by patrick d'andrea, qualreq0005668. | AMCOFFIN 1/8/2018 devices bulk imported. approved by patrick d'andrea, qualreq0005668. | DF2C2E4C-42F5-46D3-997E-101740847809 | Labor | 10/31/2019 | 10/31/2019 | Pat D'Andrea
|  | MEDLINE INDUSTRIES, INC. | HEMO-FORCE DVT | PUMP, COMPRESSION, SEQUENTIAL | c870003482 | SPD | Pavilion |  |  | 10/31/2019 |  | 10/31/29 |  |  | NO | YES |  |  |  |  | MEDLINE INDUSTRIES, INC. 30236389 c870003482 |  |  | Active |  | 99:99:99:99:99:99 |  | Alarm | PAAR:00-PVAR | 10/31/2019 | 10/31/2019 | COOPER UNIVERSITY HOSPITAL |  |  |  | 0012627284 | David Frye | Preventative Maintenance | Closed | Josh Harris | 10/31/2019 | 10/31/2019 | devices bulk imported. approved by patrick d'andrea, qualreq0005668. |  | 72FDB7CA-41AD-453F-8CA3-22FDDF69AAFB | Labor | 10/31/2019 | 10/31/2019 | Josh Harris
|  | MEDLINE INDUSTRIES, INC. | HEMO-FORCE DVT | PUMP, COMPRESSION, SEQUENTIAL | c870003534 | SPD | Pavilion |  |  | 10/31/2019 |  | 10/31/29 |  |  | NO | YES |  |  |  |  | MEDLINE INDUSTRIES, INC. 30236385 c870003407 |  |  | Active |  | 99:99:99:99:99:99 |  | Alarm | PAAR:00-PVAR | 10/31/2019 | 10/31/2019 | COOPER UNIVERSITY HOSPITAL |  |  |  | 0012627276 | David Frye | Preventative Maintenance | Closed | Josh Harris | 10/31/2019 | 10/31/2019 | devices bulk imported. approved by patrick d'andrea, qualreq0005668. |  | 48A26C7D-23B2-44F2-9082-4341B8EDC735 | Labor | 10/31/2019 | 10/31/2019 | Josh Harris
|  | MEDLINE INDUSTRIES, INC. | HEMO-FORCE DVT | PUMP, COMPRESSION, SEQUENTIAL | c870003330 | SPD | Kelemen |  |  | 10/31/2019 |  | 10/31/29 |  |  | NO | YES |  |  |  |  | MEDLINE INDUSTRIES, INC. 30236382 c870003330 |  |  | Active |  | 99:99:99:99:99:99 |  | Alarm | PAAR:00-PVAR | 10/31/2019 | 10/31/2019 | COOPER UNIVERSITY HOSPITAL |  |  |  | 0012627270 | David Frye | Preventative Maintenance | Closed | Josh Harris | 10/31/2019 | 10/31/2019 | devices bulk imported. approved by patrick d'andrea, qualreq0005668. |  | F1424D2B-5679-4501-A259-AD6EA86786AC | Labor | 10/31/2019 | 10/31/2019 | Josh Harris
|  | MEDLINE INDUSTRIES, INC. | HEMO-FORCE DVT | PUMP, COMPRESSION, SEQUENTIAL | c870003255 | SPD | Kelemen |  |  | 10/31/2019 |  | 10/31/29 |  |  | NO | YES |  |  |  |  | MEDLINE INDUSTRIES, INC. 30236380 c870003255 |  |  | Active |  | 99:99:99:99:99:99 |  | Alarm | PAAR:00-PVAR | 10/31/2019 | 10/31/2019 | COOPER UNIVERSITY HOSPITAL |  |  |  | 0012627265 | David Frye | Performance Verification | Closed | Pat D'Andrea | 10/31/2019 | 10/31/2019 | devices bulk imported. approved by patrick d'andrea, qualreq0005668. | AMCOFFIN 1/8/2018 devices bulk imported. approved by patrick d'andrea, qualreq0005668. | A8BACD46-E29E-4198-9B06-B3B003E11DBF | Labor | 10/31/2019 | 10/31/2019 | Pat D'Andrea
|  | MEDLINE INDUSTRIES, INC. | HEMO-FORCE DVT | PUMP, COMPRESSION, SEQUENTIAL | c870003320 | SPD | Kelemen |  |  | 10/31/2019 |  | 10/31/29 |  |  | NO | YES |  |  |  |  | MEDLINE INDUSTRIES, INC. 30236379 c870003320 |  |  | Active |  | 99:99:99:99:99:99 |  | Alarm | PAAR:00-PVAR | 10/31/2019 | 10/31/2019 | COOPER UNIVERSITY HOSPITAL |  |  |  | 0012627264 | David Frye | Preventative Maintenance | Closed | Josh Harris | 10/31/2019 | 10/31/2019 | devices bulk imported. approved by patrick d'andrea, qualreq0005668. |  | E25C4D69-AF0A-4038-B552-51427BA9F282 | Labor | 10/31/2019 | 10/31/2019 | Josh Harris
|  | MEDLINE INDUSTRIES, INC. | HEMO-FORCE DVT | PUMP, COMPRESSION, SEQUENTIAL | c870003393 | SPD | Pavilion |  |  | 10/31/2019 |  | 10/31/29 |  |  | NO | YES |  |  |  |  | MEDLINE INDUSTRIES, INC. 30236377 c870003393 |  |  | Active |  | 99:99:99:99:99:99 |  | Alarm | PAAR:00-PVAR | 10/31/2019 | 10/31/2019 | COOPER UNIVERSITY HOSPITAL |  |  |  | 0012627260 | David Frye | Preventative Maintenance | Closed | Josh Harris | 10/31/2019 | 10/31/2019 | devices bulk imported. approved by patrick d'andrea, qualreq0005668. |  | 2FD5EA29-7719-4D16-BAF2-CBE16B261A18 | Labor | 10/31/2019 | 10/31/2019 | Josh Harris
|  | MEDLINE INDUSTRIES, INC. | HEMO-FORCE DVT | PUMP, COMPRESSION, SEQUENTIAL | c870003420 | SPD | Kelemen |  |  | 10/31/2019 |  | 10/31/29 |  |  | NO | YES |  |  |  |  | MEDLINE INDUSTRIES, INC. 30236374 c870003420 |  |  | Active |  | 99:99:99:99:99:99 |  | Alarm | PAAR:00-PVAR | 10/31/2019 | 10/31/2019 | COOPER UNIVERSITY HOSPITAL |  |  |  | 0012627253 | David Frye | Performance Verification | Closed | Pat D'Andrea | 10/31/2019 | 10/31/2019 | devices bulk imported. approved by patrick d'andrea, qualreq0005668. | AMCOFFIN 1/8/2018 devices bulk imported. approved by patrick d'andrea, qualreq0005668. | 1CAE918E-070F-47C6-B381-13C7A2AD33A4 | Labor | 10/31/2019 | 10/31/2019 | Pat D'Andrea
|  | MEDLINE INDUSTRIES, INC. | HEMO-FORCE DVT | PUMP, COMPRESSION, SEQUENTIAL | c870003349 | SPD | Pavilion |  |  | 10/31/2019 |  | 10/31/29 |  |  | NO | YES |  |  |  |  | MEDLINE INDUSTRIES, INC. 30236372 c870003349 |  |  | Active |  | 99:99:99:99:99:99 |  | Alarm | PAAR:00-PVAR | 10/31/2019 | 10/31/2019 | COOPER UNIVERSITY HOSPITAL |  |  |  | 0012627249 | David Frye | Performance Verification | Closed | Pat D'Andrea | 10/31/2019 | 10/31/2019 | devices bulk imported. approved by patrick d'andrea, qualreq0005668. | AMCOFFIN 1/8/2018 devices bulk imported. approved by patrick d'andrea, qualreq0005668. | 0BDA8505-61E0-4740-B589-80EE5AEC063F | Labor | 10/31/2019 | 10/31/2019 | Pat D'Andrea
|  | MEDLINE INDUSTRIES, INC. | HEMO-FORCE DVT | PUMP, COMPRESSION, SEQUENTIAL | c870003352 | SPD |  |  | Retired per Josh | 10/19/2019 |  |  |  |  | NO | YES |  |  |  |  | MEDLINE INDUSTRIES, INC. 30236371 c870003352 |  |  | Disposition |  | 99:99:99:99:99:99 |  | Alarm | PAAR:00-PVAR | 10/19/2019 | 10/19/2019 | COOPER UNIVERSITY HOSPITAL |  |  |  | 0012627248 | David Frye | Preventative Maintenance | Closed | Josh Harris | 10/19/2019 | 10/19/2019 | devices bulk imported. approved by patrick d'andrea, qualreq0005668. |  | 01813B24-40D2-4F7C-8C41-29212E019A75 | Labor | 10/19/2019 | 10/19/2019 | Josh Harris
|  | MEDLINE INDUSTRIES, INC. | HEMO-FORCE DVT | PUMP, COMPRESSION, SEQUENTIAL | c870003280 | SPD | Pavilion |  |  | 10/31/2019 |  | 10/31/29 |  |  | NO | YES |  |  |  |  | MEDLINE INDUSTRIES, INC. 30236369 c870003280 |  |  | Active |  | 99:99:99:99:99:99 |  | Alarm | PAAR:00-PVAR | 10/31/2019 | 10/31/2019 | COOPER UNIVERSITY HOSPITAL |  |  |  | 0012627243 | David Frye | Preventative Maintenance | Closed | Josh Harris | 10/31/2019 | 10/31/2019 | devices bulk imported. approved by patrick d'andrea, qualreq0005668. |  | 824E0CBC-1D83-438B-951F-D5AB874F8742 | Labor | 10/31/2019 | 10/31/2019 | Josh Harris
|  | MEDLINE INDUSTRIES, INC. | HEMO-FORCE DVT | PUMP, COMPRESSION, SEQUENTIAL | c870003491 | SPD | Pavilion |  |  | 10/31/2019 |  | 10/31/29 |  |  | NO | YES |  |  |  |  | MEDLINE INDUSTRIES, INC. 30236368 c870003491 |  |  | Active |  | 99:99:99:99:99:99 |  | Alarm | PAAR:00-PVAR | 10/31/2019 | 10/31/2019 | COOPER UNIVERSITY HOSPITAL |  |  |  | 0012627240 | David Frye | Performance Verification | Closed | Pat D'Andrea | 10/31/2019 | 10/31/2019 | devices bulk imported. approved by patrick d'andrea, qualreq0005668. | AMCOFFIN 1/8/2018 devices bulk imported. approved by patrick d'andrea, qualreq0005668. | 428C3792-B170-498B-973E-2A72D35F6C30 | Labor | 10/31/2019 | 10/31/2019 | Pat D'Andrea
|  | MEDLINE INDUSTRIES, INC. | HEMO-FORCE DVT | PUMP, COMPRESSION, SEQUENTIAL | C860012564 |  | Kelemen | [7 empty] | YES | YES
|  | MEDLINE INDUSTRIES, INC. | HEMO-FORCE DVT | PUMP, COMPRESSION, SEQUENTIAL | C870005108 |  | Kelemen | [7 empty] | NO | YES
|  | MEDLINE INDUSTRIES, INC. | HEMO-FORCE DVT | PUMP, COMPRESSION, SEQUENTIAL | C880010437 |  | Pavilion | [7 empty] | YES | YES
|  | MEDLINE INDUSTRIES, INC. | HEMO-FORCE DVT | PUMP, COMPRESSION, SEQUENTIAL | C870003544 |  | Pavilion | [7 empty] | NO | YES
|  | MEDLINE INDUSTRIES, INC. | HEMO-FORCE DVT | PUMP, COMPRESSION, SEQUENTIAL | C870035417 |  | Pavilion | [7 empty] | YES | YES
|  | MEDLINE INDUSTRIES, INC. | HEMO-FORCE DVT | PUMP, COMPRESSION, SEQUENTIAL | C860009072 | SPD | Pavilion |  |  | 10/31/2019 |  | 10/31/29 |  |  | NO | YES |  |  |  |  | MEDLINE INDUSTRIES, INC. 30212678 C860009072 |  |  | Active |  | 99:99:99:99:99:99 |  | Alarm | PAAR:00-PVAR | 10/31/2019 | 10/31/2019 | COOPER UNIVERSITY HOSPITAL |  |  |  | WOT00000000656703 | David Frye | Performance Verification | Closed | Josh Harris | 10/31/2019 | 10/31/2019 | Performance Verification for MEDLINE INDUSTRIES, INC. 30212678 C860009072 | Initial Install of Performance Verification. Device is ready for patient use. |  |  | 10/31/2019 | 10/31/2019
|  | MEDLINE INDUSTRIES, INC. | HEMO-FORCE DVT | PUMP, COMPRESSION, SEQUENTIAL |  |  | Pavilion | [7 empty] | YES | YES
|  | MEDLINE INDUSTRIES, INC. | HEMO-FORCE DVT | PUMP, COMPRESSION, SEQUENTIAL | C880013558 |  | Pavilion | [7 empty] | YES | YES
|  | MEDLINE INDUSTRIES, INC. | HEMO-FORCE DVT | PUMP, COMPRESSION, SEQUENTIAL | c870005176 | SPD | Pavilion |  |  | 10/31/2019 |  | 10/31/29 |  |  | NO | YES |  |  |  |  | MEDLINE INDUSTRIES, INC. 30212580 c870005176 |  |  | Active |  | 99:99:99:99:99:99 |  | Alarm | PAAR:00-PVAR | 10/31/2019 | 10/31/2019 | COOPER UNIVERSITY HOSPITAL |  |  |  | 0012627933 | David Frye | Performance Verification | Closed | Pat D'Andrea | 10/31/2019 | 10/31/2019 | devices bulk imported. approved by patrick d'andrea, qualreq0005668. | AMCOFFIN 1/8/2018 devices bulk imported. approved by patrick d'andrea, qualreq0005668. | 573804B0-BB3F-48F8-A15A-B185B7433199 | Labor | 10/31/2019 | 10/31/2019 | Pat D'Andrea
|  | MEDLINE INDUSTRIES, INC. | HEMO-FORCE DVT | PUMP, COMPRESSION, SEQUENTIAL | c870005434 | SPD | Pavilion |  |  | 10/31/2019 |  | 10/31/29 |  |  | NO | YES |  |  |  |  | MEDLINE INDUSTRIES, INC. 30212581 c870005434 |  |  | Active |  | 99:99:99:99:99:99 |  | Alarm | PAAR:00-PVAR | 10/31/2019 | 10/31/2019 | COOPER UNIVERSITY HOSPITAL |  |  |  | 0012268891 | David Frye | Repair | Closed | Josh Harris | 10/31/2019 | 10/31/2019 | COMPRESSION UNIT - CRUSHED IT - TMX | 10/6/2017 3:35:14 PM KALIS (KALIS 10/6/2017 12:00 AM) ANALYZED UNIT. UNIT LOOKS LIKE IT WAS CRUSHED BY HEAVY OBSTACLE? GAVE UNIT TO JOSH FOR VENDOR REPAIR 10/30/2017 9:08:59 AM JXHARRIS (JXHARRIS 10/11/2017 12:00 AM) SENDING TO MEDLINE FOR NO CHARGE REPAIR. 1/3/2018 8:03:07 AM JXHARRIS (JXHARRIS 1/3/2018 12:00 AM) C870005434? $150 CRACKED PCB DISPLAY FRONT CASE ASSEMBLY AWAITING PURCHASING DECISION 2/23/2018 9:55:56 AM JXHARRIS (JXHARRIS 2/23/2018 12:00 AM) RETURNED FROM VENDOR. VPO. RTS. | 42286C50-D049-48F6-85E0-AFF60475E760 | Labor | 10/31/2019 | 10/31/2019 | Josh Harris
|  | MEDLINE INDUSTRIES, INC. | HEMO-FORCE DVT | PUMP, COMPRESSION, SEQUENTIAL | c870005421 | SPD | Pavilion |  |  | 10/31/2019 |  | 10/31/29 |  |  | NO | YES |  |  |  |  | MEDLINE INDUSTRIES, INC. 30212577 c870005421 |  |  | Active |  | 99:99:99:99:99:99 |  | Alarm | PAAR:00-PVAR | 10/31/2019 | 10/31/2019 | COOPER UNIVERSITY HOSPITAL |  |  |  | 0012627928 | David Frye | Preventative Maintenance | Closed | Josh Harris | 10/31/2019 | 10/31/2019 | devices bulk imported. approved by patrick d'andrea, qualreq0005668. |  | AA621211-418A-4E5C-B1DF-D0E76DC5A073 | Labor | 10/31/2019 | 10/31/2019 | Josh Harris
|  | MEDLINE INDUSTRIES, INC. | HEMO-FORCE DVT | PUMP, COMPRESSION, SEQUENTIAL | c870005177 | SPD | Dorrance |  |  | 10/31/2019 |  | 10/31/29 |  |  | NO | YES |  |  |  |  | MEDLINE INDUSTRIES, INC. 30212575 c870005177 |  |  | Active |  | 99:99:99:99:99:99 |  | Alarm | PAAR:00-PVAR | 10/31/2019 | 10/31/2019 | COOPER UNIVERSITY HOSPITAL |  |  |  | 0012627923 | David Frye | Performance Verification | Closed | Pat D'Andrea | 10/31/2019 | 10/31/2019 | devices bulk imported. approved by patrick d'andrea, qualreq0005668. | AMCOFFIN 1/8/2018 devices bulk imported. approved by patrick d'andrea, qualreq0005668. | EB74F2B1-64F0-4578-997F-1C108FE3614F | Labor | 10/31/2019 | 10/31/2019 | Pat D'Andrea
|  | MEDLINE INDUSTRIES, INC. | HEMO-FORCE DVT | PUMP, COMPRESSION, SEQUENTIAL | c870005383 | SPD | Pavilion |  | retired per josh | 10/31/2019 |  | 10/31/29 |  |  | NO | YES |  |  |  |  | MEDLINE INDUSTRIES, INC. 30212571 c870005383 |  |  | Active |  | 99:99:99:99:99:99 |  | Alarm | PAAR:00-PVAR | 10/31/2019 | 10/31/2019 | COOPER UNIVERSITY HOSPITAL |  |  |  | 0012627915 | David Frye | Performance Verification | Closed | Pat D'Andrea | 10/31/2019 | 10/31/2019 | devices bulk imported. approved by patrick d'andrea, qualreq0005668. | AMCOFFIN 1/8/2018 devices bulk imported. approved by patrick d'andrea, qualreq0005668. | 525D7B3B-C741-4AA1-9602-467625D8B036 | Labor | 10/31/2019 | 10/31/2019 | Pat D'Andrea
|  | MEDLINE INDUSTRIES, INC. | HEMO-FORCE DVT | PUMP, COMPRESSION, SEQUENTIAL | c870005390 | SPD |  |  | Retired per Josh | 10/31/2019 |  |  |  |  | NO | YES |  |  |  |  | MEDLINE INDUSTRIES, INC. 30212572 c870005390 |  |  | Disposition |  | 99:99:99:99:99:99 |  | Alarm | PAAR:00-PVAR | 10/31/2019 | 10/31/2019 | COOPER UNIVERSITY HOSPITAL |  |  |  | 0012627917 | David Frye | Performance Verification | Closed | Pat D'Andrea | 10/31/2019 | 10/31/2019 | devices bulk imported. approved by patrick d'andrea, qualreq0005668. | AMCOFFIN 1/8/2018 devices bulk imported. approved by patrick d'andrea, qualreq0005668. | 0B33FFD2-DE69-4738-B7A5-5D63D10E9ADE | Labor | 10/31/2019 | 10/31/2019 | Pat D'Andrea
|  | MEDLINE INDUSTRIES, INC. | HEMO-FORCE DVT | PUMP, COMPRESSION, SEQUENTIAL | c870005262 | SPD | Kelemen |  |  | 10/31/2019 |  | 10/31/29 |  |  | NO | YES |  |  |  |  | MEDLINE INDUSTRIES, INC. 30212566 c870005262 |  |  | Active |  | 99:99:99:99:99:99 |  | Alarm | PAAR:00-PVAR | 10/31/2019 | 10/31/2019 | COOPER UNIVERSITY HOSPITAL |  |  |  | 0012627906 | David Frye | Preventative Maintenance | Closed | Josh Harris | 10/31/2019 | 10/31/2019 | devices bulk imported. approved by patrick d'andrea, qualreq0005668. |  | FCBA02D3-85CA-4BFF-BDFF-27DD36D533B3 | Labor | 10/31/2019 | 10/31/2019 | Josh Harris
|  | MEDLINE INDUSTRIES, INC. | HEMO-FORCE DVT | PUMP, COMPRESSION, SEQUENTIAL | c870005345 | SPD | Kelemen |  |  | 10/31/2019 |  | 10/31/29 |  |  | NO | YES |  |  |  |  | MEDLINE INDUSTRIES, INC. 30212565 c870005345 |  |  | Active |  | 99:99:99:99:99:99 |  | Alarm | PAAR:00-PVAR | 10/31/2019 | 10/31/2019 | COOPER UNIVERSITY HOSPITAL |  |  |  | 0012627903 | David Frye | Performance Verification | Closed | Pat D'Andrea | 10/31/2019 | 10/31/2019 | devices bulk imported. approved by patrick d'andrea, qualreq0005668. | AMCOFFIN 1/8/2018 devices bulk imported. approved by patrick d'andrea, qualreq0005668. | D4E5E478-7541-4371-A08B-0E6CD95028AE | Labor | 10/31/2019 | 10/31/2019 | Pat D'Andrea
|  | MEDLINE INDUSTRIES, INC. | HEMO-FORCE DVT | PUMP, COMPRESSION, SEQUENTIAL | c870005435 | SPD | Kelemen |  |  | 10/31/2019 |  | 10/31/29 |  |  | NO | YES |  |  |  |  | MEDLINE INDUSTRIES, INC. 30212564 c870005435 |  |  | Active |  | 99:99:99:99:99:99 |  | Alarm | PAAR:00-PVAR | 10/31/2019 | 10/31/2019 | COOPER UNIVERSITY HOSPITAL |  |  |  | 0012627902 | David Frye | Preventative Maintenance | Closed | Josh Harris | 10/31/2019 | 10/31/2019 | devices bulk imported. approved by patrick d'andrea, qualreq0005668. |  | 46B036AC-BCEC-4850-A7FB-BC20B5603CB5 | Labor | 10/31/2019 | 10/31/2019 | Josh Harris
|  | MEDLINE INDUSTRIES, INC. | HEMO-FORCE DVT | PUMP, COMPRESSION, SEQUENTIAL | c870005344 | SPD | Kelemen |  |  | 10/31/2019 |  | 10/31/29 |  |  | NO | YES |  |  |  |  | MEDLINE INDUSTRIES, INC. 30212560 c870005344 |  |  | Active |  | 99:99:99:99:99:99 |  | Alarm | PAAR:00-PVAR | 10/31/2019 | 10/31/2019 | COOPER UNIVERSITY HOSPITAL |  |  |  | 0012627893 | David Frye | Performance Verification | Closed | Pat D'Andrea | 10/31/2019 | 10/31/2019 | devices bulk imported. approved by patrick d'andrea, qualreq0005668. | AMCOFFIN 1/8/2018 devices bulk imported. approved by patrick d'andrea, qualreq0005668. | 2F0FFA97-5FA5-464F-925A-A02BD59B9B14 | Labor | 10/31/2019 | 10/31/2019 | Pat D'Andrea
|  | MEDLINE INDUSTRIES, INC. | HEMO-FORCE DVT | PUMP, COMPRESSION, SEQUENTIAL | c870005297 | SPD | Kelemen |  |  | 10/31/2019 |  | 10/31/29 |  |  | NO | YES |  |  |  |  | MEDLINE INDUSTRIES, INC. 30212559 c870005297 |  |  | Active |  | 99:99:99:99:99:99 |  | Alarm | PAAR:00-PVAR | 10/31/2019 | 10/31/2019 | COOPER UNIVERSITY HOSPITAL |  |  |  | 0012627892 | David Frye | Preventative Maintenance | Closed | Josh Harris | 10/31/2019 | 10/31/2019 | devices bulk imported. approved by patrick d'andrea, qualreq0005668. |  | EAE9255B-1F08-47F6-B528-4CA91E26DE61 | Labor | 10/31/2019 | 10/31/2019 | Josh Harris
|  | MEDLINE INDUSTRIES, INC. | HEMO-FORCE DVT | PUMP, COMPRESSION, SEQUENTIAL | c870004948 | SPD | Pavilion |  |  | 10/16/2019 |  | 10/16/29 |  |  | NO | YES |  |  |  |  | MEDLINE INDUSTRIES, INC. 30212557 c870004948 |  |  | Disposition |  | 99:99:99:99:99:99 |  | Alarm | PAAR:00-PVAR | 10/16/2019 | 10/16/2019 | COOPER UNIVERSITY HOSPITAL |  |  |  | 0012627887 | David Frye | Performance Verification | Closed | Pat D'Andrea | 10/16/2019 | 10/16/2019 | devices bulk imported. approved by patrick d'andrea, qualreq0005668. | AMCOFFIN 1/8/2018 devices bulk imported. approved by patrick d'andrea, qualreq0005668. | 10DD835E-3F50-493B-8AD5-B306D21BBFD1 | Labor | 10/16/2019 | 10/16/2019 | Pat D'Andrea
|  | MEDLINE INDUSTRIES, INC. | HEMO-FORCE DVT | PUMP, COMPRESSION, SEQUENTIAL | c870005429 | SPD | Pavilion |  |  | 10/31/2019 |  | 10/31/29 |  |  | NO | YES |  |  |  |  | MEDLINE INDUSTRIES, INC. 30212555 c870005429 |  |  | Active |  | 99:99:99:99:99:99 |  | Alarm | PAAR:00-PVAR | 10/31/2019 | 10/31/2019 | COOPER UNIVERSITY HOSPITAL |  |  |  | 0012627883 | David Frye | Performance Verification | Closed | Pat D'Andrea | 10/31/2019 | 10/31/2019 | devices bulk imported. approved by patrick d'andrea, qualreq0005668. | AMCOFFIN 1/8/2018 devices bulk imported. approved by patrick d'andrea, qualreq0005668. | 57445DAE-9FEF-41BD-AE2E-CA94B8EF1892 | Labor | 10/31/2019 | 10/31/2019 | Pat D'Andrea
|  | MEDLINE INDUSTRIES, INC. | HEMO-FORCE DVT | PUMP, COMPRESSION, SEQUENTIAL | c870004978 | SPD | Pavilion |  |  | 10/31/2019 |  | 10/31/29 |  |  | NO | YES |  |  |  |  | MEDLINE INDUSTRIES, INC. 30212556 c870004978 |  |  | Active |  | 99:99:99:99:99:99 |  | Alarm | PAAR:00-PVAR | 10/31/2019 | 10/31/2019 | COOPER UNIVERSITY HOSPITAL |  |  |  | 0012627886 | David Frye | Preventative Maintenance | Closed | Josh Harris | 10/31/2019 | 10/31/2019 | devices bulk imported. approved by patrick d'andrea, qualreq0005668. |  | 35686A45-00AB-43B7-8106-1541DB99BCC1 | Labor | 10/31/2019 | 10/31/2019 | Josh Harris
|  | MEDLINE INDUSTRIES, INC. | HEMO-FORCE DVT | PUMP, COMPRESSION, SEQUENTIAL | c870005038 | SPD | Pavilion |  |  | 10/31/2019 |  | 10/31/29 |  |  | NO | YES |  |  |  |  | MEDLINE INDUSTRIES, INC. 30212552 c870005038 |  |  | Active |  | 99:99:99:99:99:99 |  | Alarm | PAAR:00-PVAR | 10/31/2019 | 10/31/2019 | COOPER UNIVERSITY HOSPITAL |  |  |  | 0012627878 | David Frye | Preventative Maintenance | Closed | Josh Harris | 10/31/2019 | 10/31/2019 | devices bulk imported. approved by patrick d'andrea, qualreq0005668. |  | D9ED18B5-A9A1-4BCE-BB88-91A323A8C2E3 | Labor | 10/31/2019 | 10/31/2019 | Josh Harris
|  | MEDLINE INDUSTRIES, INC. | HEMO-FORCE DVT | PUMP, COMPRESSION, SEQUENTIAL | c870005136 | SPD | Pavilion |  |  | 10/31/2019 |  | 10/31/29 |  |  | NO | YES |  |  |  |  | MEDLINE INDUSTRIES, INC. 30212551 c870005136 |  |  | Active |  | 99:99:99:99:99:99 |  | Alarm | PAAR:00-PVAR | 10/31/2019 | 10/31/2019 | COOPER UNIVERSITY HOSPITAL |  |  |  | 0012627875 | David Frye | Performance Verification | Closed | Pat D'Andrea | 10/31/2019 | 10/31/2019 | devices bulk imported. approved by patrick d'andrea, qualreq0005668. | AMCOFFIN 1/8/2018 devices bulk imported. approved by patrick d'andrea, qualreq0005668. | BB2423F9-323A-43BB-9B18-490965490A4F | Labor | 10/31/2019 | 10/31/2019 | Pat D'Andrea
|  | MEDLINE INDUSTRIES, INC. | HEMO-FORCE DVT | PUMP, COMPRESSION, SEQUENTIAL | c870005005 | SPD | Pavilion |  |  | 10/31/2019 |  | 10/31/29 |  |  | NO | YES |  |  |  |  | MEDLINE INDUSTRIES, INC. 30212550 c870005005 |  |  | Active |  | 99:99:99:99:99:99 |  | Alarm | PAAR:00-PVAR | 10/31/2019 | 10/31/2019 | COOPER UNIVERSITY HOSPITAL |  |  |  | 0012627873 | David Frye | Performance Verification | Closed | Pat D'Andrea | 10/31/2019 | 10/31/2019 | devices bulk imported. approved by patrick d'andrea, qualreq0005668. | AMCOFFIN 1/8/2018 devices bulk imported. approved by patrick d'andrea, qualreq0005668. | B7F2985E-F44E-4543-93FB-62E52E54C7DE | Labor | 10/31/2019 | 10/31/2019 | Pat D'Andrea
|  | MEDLINE INDUSTRIES, INC. | HEMO-FORCE DVT | PUMP, COMPRESSION, SEQUENTIAL | c870005365 | SPD | Pavilion |  |  | 10/31/2019 |  | 10/31/29 |  |  | NO | YES |  |  |  |  | MEDLINE INDUSTRIES, INC. 30212548 c870005365 |  |  | Active |  | 99:99:99:99:99:99 |  | Alarm | PAAR:00-PVAR | 10/31/2019 | 10/31/2019 | COOPER UNIVERSITY HOSPITAL |  |  | Performance Verification | 0012627869 | David Frye | Performance Verification | Closed | Pat D'Andrea | 10/31/2019 | 10/31/2019 | devices bulk imported. approved by patrick d'andrea, qualreq0005668. | AMCOFFIN 1/8/2018 devices bulk imported. approved by patrick d'andrea, qualreq0005668. | E11EAD5F-821C-4D47-9173-16832A4D4CD7 | Labor | 10/31/2019 | 10/31/2019 | Pat D'Andrea
|  | MEDLINE INDUSTRIES, INC. | HEMO-FORCE DVT | PUMP, COMPRESSION, SEQUENTIAL | c870005382 | SPD | Pavilion |  |  | 10/31/2019 |  | 10/31/29 |  |  | NO | YES |  |  |  |  | MEDLINE INDUSTRIES, INC. 30212547 c870005382 |  |  | Active |  | 99:99:99:99:99:99 |  | Alarm | PAAR:00-PVAR | 10/31/2019 | 10/31/2019 | COOPER UNIVERSITY HOSPITAL |  |  |  | 0012480244 | David Frye | Repair | Closed | Josh Harris | 10/31/2019 | 10/31/2019 | SCD -DAMAGED HOSES - TMX | 12/4/2017 7:51:25 AM JXHARRIS (JXHARRIS 12/4/2017 12:00 AM) EXCHANGED HOSES. VPO. RTS. | F66D8693-709A-474F-91ED-00E1BBF8D638 | Labor | 10/31/2019 | 10/31/2019 | Josh Harris
|  | MEDLINE INDUSTRIES, INC. | HEMO-FORCE DVT | PUMP, COMPRESSION, SEQUENTIAL | c870005272 | SPD | Pavilion |  |  | 10/31/2019 |  | 10/31/29 |  |  | NO | YES |  |  |  |  | MEDLINE INDUSTRIES, INC. 30212546 c870005272 |  |  | Active |  | 99:99:99:99:99:99 |  | Alarm | PAAR:00-PVAR | 10/31/2019 | 10/31/2019 | COOPER UNIVERSITY HOSPITAL |  |  |  | 0012627865 | David Frye | Performance Verification | Closed | Pat D'Andrea | 10/31/2019 | 10/31/2019 | devices bulk imported. approved by patrick d'andrea, qualreq0005668. | AMCOFFIN 1/8/2018 devices bulk imported. approved by patrick d'andrea, qualreq0005668. | 45F30590-04E6-426A-A3AF-D77B84B0C408 | Labor | 10/31/2019 | 10/31/2019 | Pat D'Andrea
|  | MEDLINE INDUSTRIES, INC. | HEMO-FORCE DVT | PUMP, COMPRESSION, SEQUENTIAL | c870005436 | SPD | Kelemen |  |  | 10/31/2019 |  | 10/31/29 |  |  | NO | YES |  |  |  |  | MEDLINE INDUSTRIES, INC. 30212544 c870005436 |  |  | Active |  | 99:99:99:99:99:99 |  | Alarm | PAAR:00-PVAR | 10/31/2019 | 10/31/2019 | COOPER UNIVERSITY HOSPITAL |  |  |  | 0012627862 | David Frye | Preventative Maintenance | Closed | Josh Harris | 10/31/2019 | 10/31/2019 | devices bulk imported. approved by patrick d'andrea, qualreq0005668. |  | D06AFF55-0B74-437B-B6B1-1D7F57D23693 | Labor | 10/31/2019 | 10/31/2019 | Josh Harris
|  | MEDLINE INDUSTRIES, INC. | HEMO-FORCE DVT | PUMP, COMPRESSION, SEQUENTIAL | c870005378 | SPD | Pavilion |  |  | 10/31/2019 |  | 10/31/29 |  |  | NO | YES |  |  |  |  | MEDLINE INDUSTRIES, INC. 30212543 c870005378 |  |  | Active |  | 99:99:99:99:99:99 |  | Alarm | PAAR:00-PVAR | 10/31/2019 | 10/31/2019 | COOPER UNIVERSITY HOSPITAL |  |  |  | 0012627859 | David Frye | Performance Verification | Closed | Pat D'Andrea | 10/31/2019 | 10/31/2019 | devices bulk imported. approved by patrick d'andrea, qualreq0005668. | AMCOFFIN 1/8/2018 devices bulk imported. approved by patrick d'andrea, qualreq0005668. | 63614EB1-ADA7-4D52-BA36-56E292210582 | Labor | 10/31/2019 | 10/31/2019 | Pat D'Andrea
|  | MEDLINE INDUSTRIES, INC. | HEMO-FORCE DVT | PUMP, COMPRESSION, SEQUENTIAL | c870005416 | SPD | Pavilion |  |  | 10/31/2019 |  | 10/31/29 |  |  | NO | YES |  |  |  |  | MEDLINE INDUSTRIES, INC. 30212540 c870005416 |  |  | Active |  | 99:99:99:99:99:99 |  | Alarm | PAAR:00-PVAR | 10/31/2019 | 10/31/2019 | COOPER UNIVERSITY HOSPITAL |  |  |  | 0012627853 | David Frye | Performance Verification | Closed | Pat D'Andrea | 10/31/2019 | 10/31/2019 | devices bulk imported. approved by patrick d'andrea, qualreq0005668. | AMCOFFIN 1/8/2018 devices bulk imported. approved by patrick d'andrea, qualreq0005668. | E05EE01F-EECC-4425-BE0A-A88F964EFB24 | Labor | 10/31/2019 | 10/31/2019 | Pat D'Andrea
|  | MEDLINE INDUSTRIES, INC. | HEMO-FORCE DVT | PUMP, COMPRESSION, SEQUENTIAL | c870005140 | SPD | Pavilion |  |  | 10/31/2019 |  | 10/31/29 |  |  | NO | YES |  |  |  |  | MEDLINE INDUSTRIES, INC. 30212537 c870005140 |  |  | Active |  | 99:99:99:99:99:99 |  | Alarm | PAAR:00-PVAR | 10/31/2019 | 10/31/2019 | COOPER UNIVERSITY HOSPITAL |  |  |  | 0012627847 | David Frye | Performance Verification | Closed | Pat D'Andrea | 10/31/2019 | 10/31/2019 | devices bulk imported. approved by patrick d'andrea, qualreq0005668. | AMCOFFIN 1/8/2018 devices bulk imported. approved by patrick d'andrea, qualreq0005668. | 5FB8B321-F276-4BA9-BD6C-F98769124663 | Labor | 10/31/2019 | 10/31/2019 | Pat D'Andrea
|  | MEDLINE INDUSTRIES, INC. | HEMO-FORCE DVT | PUMP, COMPRESSION, SEQUENTIAL | c870005301 | SPD | Kelemen |  |  | 10/31/2019 |  | 10/31/29 |  |  | NO | YES |  |  |  |  | MEDLINE INDUSTRIES, INC. 30212535 c870005301 |  |  | Active |  | 99:99:99:99:99:99 |  | Alarm | PAAR:00-PVAR | 10/31/2019 | 10/31/2019 | COOPER UNIVERSITY HOSPITAL |  |  |  | 0012627843 | David Frye | Performance Verification | Closed | Pat D'Andrea | 10/31/2019 | 10/31/2019 | devices bulk imported. approved by patrick d'andrea, qualreq0005668. | AMCOFFIN 1/8/2018 devices bulk imported. approved by patrick d'andrea, qualreq0005668. | 661A48C5-9FCE-456C-ABBE-8927F6C3965B | Labor | 10/31/2019 | 10/31/2019 | Pat D'Andrea
|  | MEDLINE INDUSTRIES, INC. | HEMO-FORCE DVT | PUMP, COMPRESSION, SEQUENTIAL | c870005336 | SPD | Kelemen |  |  | 10/31/2019 |  | 10/31/29 |  |  | NO | YES |  |  |  |  | MEDLINE INDUSTRIES, INC. 30212533 c870005336 |  |  | Active |  | 99:99:99:99:99:99 |  | Alarm | PAAR:00-PVAR | 10/31/2019 | 10/31/2019 | COOPER UNIVERSITY HOSPITAL |  |  |  | 0012184678 | David Frye | Repair | Closed | Josh Harris | 10/31/2019 | 10/31/2019 | SCD - SCREEN BROKEN - TMX | 9/22/2017 2:22:35 PM JXHARRIS (JXHARRIS 9/22/2017 12:00 AM) SENDING TO MEDLINE FOR NO CHARGE REPAIR. 10/10/2017 11:23:24 AM JXHARRIS (JXHARRIS 10/10/2017 12:00 AM) RETURNED FROM VENDOR. VPO. RTS. | E630AA6B-17B1-4477-B850-6E0C3A257708 | Labor | 10/31/2019 | 10/31/2019 | Josh Harris
|  | MEDLINE INDUSTRIES, INC. | HEMO-FORCE DVT | PUMP, COMPRESSION, SEQUENTIAL | c870005391 | SPD | Pavilion |  |  | 10/31/2019 |  | 10/31/29 |  |  | NO | YES |  |  |  |  | MEDLINE INDUSTRIES, INC. 30212532 c870005391 |  |  | Active |  | 99:99:99:99:99:99 |  | Alarm | PAAR:00-PVAR | 10/31/2019 | 10/31/2019 | COOPER UNIVERSITY HOSPITAL |  |  |  | 0012627836 | David Frye | Performance Verification | Closed | Pat D'Andrea | 10/31/2019 | 10/31/2019 | devices bulk imported. approved by patrick d'andrea, qualreq0005668. | AMCOFFIN 1/8/2018 devices bulk imported. approved by patrick d'andrea, qualreq0005668. | ECDF7253-4B07-4885-B105-09F99BE87153 | Labor | 10/31/2019 | 10/31/2019 | Pat D'Andrea
|  | MEDLINE INDUSTRIES, INC. | HEMO-FORCE DVT | PUMP, COMPRESSION, SEQUENTIAL | c870005367 | SPD | Pavilion |  |  | 10/31/2019 |  | 10/31/29 |  |  | NO | YES |  |  |  |  | MEDLINE INDUSTRIES, INC. 30212529 c870005367 |  |  | Active |  | 99:99:99:99:99:99 |  | Alarm | PAAR:00-PVAR | 10/31/2019 | 10/31/2019 | COOPER UNIVERSITY HOSPITAL |  |  |  | 0012627831 | David Frye | Preventative Maintenance | Closed | Josh Harris | 10/31/2019 | 10/31/2019 | devices bulk imported. approved by patrick d'andrea, qualreq0005668. |  | 06E2B4D3-3976-4CD5-875E-A281B43B0E58 | Labor | 10/31/2019 | 10/31/2019 | Josh Harris
|  | MEDLINE INDUSTRIES, INC. | HEMO-FORCE DVT | PUMP, COMPRESSION, SEQUENTIAL | c870005351 | SPD | Kelemen |  |  | 10/31/2019 |  | 10/31/29 |  |  | NO | YES |  |  |  |  | MEDLINE INDUSTRIES, INC. 30212530 c870005351 |  |  | Active |  | 99:99:99:99:99:99 |  | Alarm | PAAR:00-PVAR | 10/31/2019 | 10/31/2019 | COOPER UNIVERSITY HOSPITAL |  |  |  | 0012627832 | David Frye | Performance Verification | Closed | Pat D'Andrea | 10/31/2019 | 10/31/2019 | devices bulk imported. approved by patrick d'andrea, qualreq0005668. | AMCOFFIN 1/8/2018 devices bulk imported. approved by patrick d'andrea, qualreq0005668. | 54D93D9A-8764-4405-9B07-E2C0FAF13A4A | Labor | 10/31/2019 | 10/31/2019 | Pat D'Andrea
|  | MEDLINE INDUSTRIES, INC. | HEMO-FORCE DVT | PUMP, COMPRESSION, SEQUENTIAL | c870005413 | SPD | Pavilion |  |  | 10/31/2019 |  | 10/31/29 |  |  | NO | YES |  |  |  |  | MEDLINE INDUSTRIES, INC. 30212527 c870005413 |  |  | Active |  | 99:99:99:99:99:99 |  | Alarm | PAAR:00-PVAR | 10/31/2019 | 10/31/2019 | COOPER UNIVERSITY HOSPITAL |  |  |  | 0012627827 | David Frye | Preventative Maintenance | Closed | Josh Harris | 10/31/2019 | 10/31/2019 | devices bulk imported. approved by patrick d'andrea, qualreq0005668. |  | 7D76CD47-C3E3-4798-A7EE-592E0BF5D14B | Labor | 10/31/2019 | 10/31/2019 | Josh Harris
|  | MEDLINE INDUSTRIES, INC. | HEMO-FORCE DVT | PUMP, COMPRESSION, SEQUENTIAL | c870005234 | SPD | Pavilion |  |  | 10/31/2019 |  | 10/31/29 |  |  | NO | YES |  |  |  |  | MEDLINE INDUSTRIES, INC. 30212526 c870005234 |  |  | Active |  | 99:99:99:99:99:99 |  | Alarm | PAAR:00-PVAR | 10/31/2019 | 10/31/2019 | COOPER UNIVERSITY HOSPITAL |  |  |  | 0012627825 | David Frye | Preventative Maintenance | Closed | Josh Harris | 10/31/2019 | 10/31/2019 | devices bulk imported. approved by patrick d'andrea, qualreq0005668. |  | 5E563E8B-BB0B-4BDA-A66E-5E4637B98495 | Labor | 10/31/2019 | 10/31/2019 | Josh Harris
|  | MEDLINE INDUSTRIES, INC. | HEMO-FORCE DVT | PUMP, COMPRESSION, SEQUENTIAL | c870005069 | SPD | Pavilion |  |  | 10/31/2019 |  | 10/31/29 |  |  | NO | YES |  |  |  |  | MEDLINE INDUSTRIES, INC. 30212525 c870005069 |  |  | Active |  | 99:99:99:99:99:99 |  | Alarm | PAAR:00-PVAR | 10/31/2019 | 10/31/2019 | COOPER UNIVERSITY HOSPITAL |  |  |  | 0012627823 | David Frye | Preventative Maintenance | Closed | Josh Harris | 10/31/2019 | 10/31/2019 | devices bulk imported. approved by patrick d'andrea, qualreq0005668. |  | 4CC1C8B5-0717-469F-A02C-AB9E03BB3F47 | Labor | 10/31/2019 | 10/31/2019 | Josh Harris
|  | MEDLINE INDUSTRIES, INC. | HEMO-FORCE DVT | PUMP, COMPRESSION, SEQUENTIAL | c870005139 | SPD | Pavilion |  |  | 10/31/2019 |  | 10/31/29 |  |  | NO | YES |  |  |  |  | MEDLINE INDUSTRIES, INC. 30212522 c870005139 |  |  | Active |  | 99:99:99:99:99:99 |  | Alarm | PAAR:00-PVAR | 10/31/2019 | 10/31/2019 | COOPER UNIVERSITY HOSPITAL |  |  |  | 0012627816 | David Frye | Performance Verification | Closed | Pat D'Andrea | 10/31/2019 | 10/31/2019 | devices bulk imported. approved by patrick d'andrea, qualreq0005668. | AMCOFFIN 1/8/2018 devices bulk imported. approved by patrick d'andrea, qualreq0005668. | 1C3573A7-B384-489E-A193-E63BB99CEB0B | Labor | 10/31/2019 | 10/31/2019 | Pat D'Andrea
|  | MEDLINE INDUSTRIES, INC. | HEMO-FORCE DVT | PUMP, COMPRESSION, SEQUENTIAL | c870005214 | SPD | Pavilion |  |  | 10/31/2019 |  | 10/31/29 |  |  | NO | YES |  |  |  |  | MEDLINE INDUSTRIES, INC. 30212521 c870005214 |  |  | Active |  | 99:99:99:99:99:99 |  | Alarm | PAAR:00-PVAR | 10/31/2019 | 10/31/2019 | COOPER UNIVERSITY HOSPITAL |  |  |  | 0012627814 | David Frye | Performance Verification | Closed | Pat D'Andrea | 10/31/2019 | 10/31/2019 | devices bulk imported. approved by patrick d'andrea, qualreq0005668. | AMCOFFIN 1/8/2018 devices bulk imported. approved by patrick d'andrea, qualreq0005668. | 9C47B4BB-434F-45D5-B991-3CCCE15E91C8 | Labor | 10/31/2019 | 10/31/2019 | Pat D'Andrea
|  | MEDLINE INDUSTRIES, INC. | HEMO-FORCE DVT | PUMP, COMPRESSION, SEQUENTIAL | c870005087 | SPD | Kelemen |  |  | 10/31/2019 |  | 10/31/29 |  |  | NO | YES |  |  |  |  | MEDLINE INDUSTRIES, INC. 30212520 c870005087 |  |  | Active |  | 99:99:99:99:99:99 |  | Alarm | PAAR:00-PVAR | 10/31/2019 | 10/31/2019 | COOPER UNIVERSITY HOSPITAL |  |  |  | 0012627813 | David Frye | Preventative Maintenance | Closed | Josh Harris | 10/31/2019 | 10/31/2019 | devices bulk imported. approved by patrick d'andrea, qualreq0005668. |  | ECF0BFFD-E67B-45EB-984B-18DFACB4FDA1 | Labor | 10/31/2019 | 10/31/2019 | Josh Harris
|  | MEDLINE INDUSTRIES, INC. | HEMO-FORCE DVT | PUMP, COMPRESSION, SEQUENTIAL | c870005025 | SPD | Pavilion |  |  | 10/31/2019 |  | 10/31/29 |  |  | NO | YES |  |  |  |  | MEDLINE INDUSTRIES, INC. 30212519 c870005025 |  |  | Active |  | 99:99:99:99:99:99 |  | Alarm | PAAR:00-PVAR | 10/31/2019 | 10/31/2019 | COOPER UNIVERSITY HOSPITAL |  |  |  | 0012627811 | David Frye | Preventative Maintenance | Closed | Josh Harris | 10/31/2019 | 10/31/2019 | devices bulk imported. approved by patrick d'andrea, qualreq0005668. |  | 80400219-99F5-4F9C-8D74-3CAC07917B87 | Labor | 10/31/2019 | 10/31/2019 | Josh Harris
|  | MEDLINE INDUSTRIES, INC. | HEMO-FORCE DVT | PUMP, COMPRESSION, SEQUENTIAL | c870005133 | SPD | Pavilion |  |  | 10/31/2019 |  | 10/31/29 |  |  | NO | YES |  |  |  |  | MEDLINE INDUSTRIES, INC. 30212517 c870005133 |  |  | Active |  | 99:99:99:99:99:99 |  | Alarm | PAAR:00-PVAR | 10/31/2019 | 10/31/2019 | COOPER UNIVERSITY HOSPITAL |  |  |  | 0012627806 | David Frye | Performance Verification | Closed | Pat D'Andrea | 10/31/2019 | 10/31/2019 | devices bulk imported. approved by patrick d'andrea, qualreq0005668. | AMCOFFIN 1/8/2018 devices bulk imported. approved by patrick d'andrea, qualreq0005668. | 24809782-B477-4162-AD2A-44ACDECFA7F0 | Labor | 10/31/2019 | 10/31/2019 | Pat D'Andrea
|  | MEDLINE INDUSTRIES, INC. | HEMO-FORCE DVT | PUMP, COMPRESSION, SEQUENTIAL | c870005276 | SPD | Pavilion |  | retired per josh | 10/31/2019 |  | 10/31/29 |  |  | NO | YES |  |  |  |  | MEDLINE INDUSTRIES, INC. 30212516 c870005276 |  |  | Active |  | 99:99:99:99:99:99 |  | Alarm | PAAR:00-PVAR | 10/31/2019 | 10/31/2019 | COOPER UNIVERSITY HOSPITAL |  |  |  | 0012627804 | David Frye | Performance Verification | Closed | Pat D'Andrea | 10/31/2019 | 10/31/2019 | devices bulk imported. approved by patrick d'andrea, qualreq0005668. | AMCOFFIN 1/8/2018 devices bulk imported. approved by patrick d'andrea, qualreq0005668. | E68A3193-82D4-4C6A-B38C-2770FD2E3D0C | Labor | 10/31/2019 | 10/31/2019 | Pat D'Andrea
|  | MEDLINE INDUSTRIES, INC. | HEMO-FORCE DVT | PUMP, COMPRESSION, SEQUENTIAL | c870005179 | SPD | Pavilion |  |  | 10/31/2019 |  | 10/31/29 |  |  | NO | YES |  |  |  |  | MEDLINE INDUSTRIES, INC. 30212514 c870005179 |  |  | Active |  | 99:99:99:99:99:99 |  | Alarm | PAAR:00-PVAR | 10/31/2019 | 10/31/2019 | COOPER UNIVERSITY HOSPITAL |  |  |  | 0012627800 | David Frye | Performance Verification | Closed | Pat D'Andrea | 10/31/2019 | 10/31/2019 | devices bulk imported. approved by patrick d'andrea, qualreq0005668. | AMCOFFIN 1/8/2018 devices bulk imported. approved by patrick d'andrea, qualreq0005668. | 8E666FE8-2299-4E3F-B986-CC95235717FD | Labor | 10/31/2019 | 10/31/2019 | Pat D'Andrea
|  | MEDLINE INDUSTRIES, INC. | HEMO-FORCE DVT | PUMP, COMPRESSION, SEQUENTIAL | c870005212 | SPD | Kelemen |  |  | 10/31/2019 |  | 10/31/29 |  |  | NO | YES |  |  |  |  | MEDLINE INDUSTRIES, INC. 30212512 c870005212 |  |  | Active |  | 99:99:99:99:99:99 |  | Alarm | PAAR:00-PVAR | 10/31/2019 | 10/31/2019 | COOPER UNIVERSITY HOSPITAL |  |  |  | 0012505979 | David Frye | Repair | Closed | Josh Harris | 10/31/2019 | 10/31/2019 | SCD - BROKEN SCREEN -TMX | 12/14/2017 10:55:47 AM JXHARRIS (JXHARRIS 12/14/2017 12:00 AM) SENDING TO MEDLINE FOR WARRANTY REPAIR. 1/3/2018 7:57:04 AM JXHARRIS (JXHARRIS 1/3/2018 12:00 AM) C870005212 ? $215.00 LABEL, FRONT PANEL CONTROL PCB SET FOR DISPLAY (ORIGINAL IS CRACKED) AWAITING PURCHASINHG ON HOW TO PAY. 2/23/2018 9:59:16 AM JXHARRIS (JXHARRIS 2/23/2018 12:00 AM) RETURNED FROM VENDOR. VPO. RTS. | 278809AF-2CAB-4FF2-BFCC-9DACB7E86491 | Labor | 10/31/2019 | 10/31/2019 | Josh Harris
|  | MEDLINE INDUSTRIES, INC. | HEMO-FORCE DVT | PUMP, COMPRESSION, SEQUENTIAL | C870003188 |  | Kelemen | [7 empty] | NO | YES
|  | MEDLINE INDUSTRIES, INC. | HEMO-FORCE DVT | PUMP, COMPRESSION, SEQUENTIAL | C870003120 |  | Pavilion | [7 empty] | NO | YES
|  | MEDLINE INDUSTRIES, INC. | HEMO-FORCE DVT | PUMP, COMPRESSION, SEQUENTIAL | C870003375 |  | Pavilion | [7 empty] | NO | YES
|  | MEDLINE INDUSTRIES, INC. | HEMO-FORCE DVT | PUMP, COMPRESSION, SEQUENTIAL | C870003483 |  | Kelemen | [7 empty] | NO | YES
|  | MEDLINE INDUSTRIES, INC. | HEMO-FORCE DVT | PUMP, COMPRESSION, SEQUENTIAL | C890012122 |  | Kelemen | [7 empty] | YES | YES
|  | MEDLINE INDUSTRIES, INC. | HEMO-FORCE DVT | PUMP, COMPRESSION, SEQUENTIAL |  |  | Pavilion | [7 empty] | YES | YES
|  | MEDLINE INDUSTRIES, INC. | HEMO-FORCE DVT | PUMP, COMPRESSION, SEQUENTIAL | C880027762 |  | Dorrance | [7 empty] | YES | YES
|  | MEDLINE INDUSTRIES, INC. | HEMO-FORCE DVT | PUMP, COMPRESSION, SEQUENTIAL | C880010681 |  | Pavilion | [7 empty] | YES | YES
|  | BAXA |  | PUMP, DRUG DISPENSING |  |  | Kelemen | [7 empty] | YES | YES
|  | SMITH &amp; NEPHEW |  | PUMP, FLUID MANAGEMENT | 1301CM688 | VOORHEES SURGERY CENTER-OPERATING ROOM | 900 Centennial Blvd | Suite E |  | 02/17/2013 |  |  |  |  | NO | YES |  |  |  |  | SMITH & NEPHEW 10347192 1301CM688 |  |  | Active |  | 99:99:99:99:99:99 |  | Equipment | PAAR:00-PVAR | 11/01/2019 |  | COOPER AMBULATORY OFF-SITES |  |  | SUITE E |  | JENNIFER BOMBARO
|  | SMITH &amp; NEPHEW |  | PUMP, FLUID MANAGEMENT | 1212CM012 | VOORHEES SURGERY CENTER-SURGERY DEPT | 900 Centennial Blvd | Suite E |  | 01/01/2013 |  |  |  |  | NO | YES |  |  |  |  | SMITH & NEPHEW 10347193 1212CM012 |  |  | Active |  | 99:99:99:99:99:99 |  | Equipment | PAAR:00-PVAR | 11/02/2019 |  | COOPER AMBULATORY OFF-SITES |  |  | STORAGE ROOM |  | Theresa Megali
|  | OLYMPUS AMERICA, INC. | OFP | PUMP, FLUSHING | 28-09752 | SPECIAL TEST | Kelemen |  |  | 11/02/2019 |  | 11/2/29 |  |  | NO | YES |  |  |  |  | OLYMPUS AMERICA, INC. 30144935 28-09752 |  |  | Active |  | 99:99:99:99:99:99 |  | Equipment | PAAR:00-PVAR | 11/02/2019 | 11/02/2019 | COOPER UNIVERSITY HOSPITAL |  |  | KELEMAN 6 STU | WOT00000000514111 | AMY HANNAN | Disposition | Closed | Gene Amodei | 11/02/2019 | 11/02/2019 | Bulk Disposition CNL |  |  |  | 11/02/2019 | 11/02/2019
|  | OLYMPUS AMERICA, INC. | OFP | PUMP, FLUSHING | 27-28620 | COOPER DIGESTIVE HEALTH-ENDOSCOPY | 501 Fellowship Rd |  |  | 01/28/2008 |  | 1/28/18 |  |  | NO | YES |  |  |  |  | OLYMPUS AMERICA, INC. 10347104 27-28620 |  |  | Active |  | 99:99:99:99:99:99 |  | Equipment | PAAR:00-PVAR | 11/02/2019 |  | COOPER AMBULATORY OFF-SITES |  |  | Suite 102 - Procedure Side |  | JEANNE GREER
|  | OLYMPUS AMERICA, INC. | OFP-2 | PUMP, FLUSHING |  | COOPER DIGESTIVE HEALTH-ENDOSCOPY | 501 fellowship road |  |  | 03/08/2017 |  | 3/8/27 |  |  | NO | YES |  |  |  |  | OLYMPUS AMERICA, INC. 10769388 21615200 |  |  | Active |  | 99:99:99:99:99:99 |  | Equipment | PAAR:00-PVAR | 10/31/2019 |  | COOPER AMBULATORY OFF-SITES |  |  | PROCEDURE RM 3 | 0011437199 | JEANNE GREER | Preventative Maintenance | Closed | Bonnie Aichroth | 03/29/2017 | 03/29/2017 | PERFORMANCE ASSURANCE AT INVENTORY | INVENTORIED DEVICE AND ENSURED DEVICE WAS FUNCTIONING PROPERLY. | 80817578-F84C-4EDA-A4C2-EC4C1B545BF1 | Labor | 03/08/2017 | 03/08/2017 | Kirk Lis
|  | OLYMPUS AMERICA, INC. | OFP-2 | PUMP, FLUSHING |  | COOPER DIGESTIVE HEALTH-ENDOSCOPY | 501 Fellowship Rd |  |  | 06/10/2015 |  | 6/10/25 |  |  | NO | YES |  |  |  |  | OLYMPUS AMERICA, INC. 10505091 21507948 |  |  | Active |  | 99:99:99:99:99:99 |  | Equipment | PAAR:00-PVAR | 10/31/2019 |  | COOPER AMBULATORY OFF-SITES |  |  |  |  | JEANNE GREER
|  | OLYMPUS AMERICA, INC. | OFP-2 | PUMP, FLUSHING |  | COOPER DIGESTIVE HEALTH-ENDOSCOPY | 501 Fellowship Rd |  |  | 01/01/1900 |  |  |  |  | NO | YES |  |  |  |  | OLYMPUS AMERICA, INC. 10347151 21502945 |  |  | Active |  | 99:99:99:99:99:99 |  | Equipment | PAAR:00-PVAR | 11/02/2019 |  | COOPER AMBULATORY OFF-SITES |  |  | Suite 102 - Procedure Side |  | JEANNE GREER
|  | OLYMPUS AMERICA, INC. | OFP-2 | PUMP, FLUSHING |  | OPERATING ROOM - PAVILION | Kelemen |  |  | 09/06/2012 |  | 9/6/22 |  |  | NO | YES |  |  |  |  | OLYMPUS AMERICA, INC. 10346633 21210386 |  |  | Active |  | 99:99:99:99:99:99 |  | Equipment | PAAR:00-PVAR | 11/02/2019 |  | COOPER UNIVERSITY HOSPITAL |  |  | OR P10 | WOT00000002200268 | DOMINIC VENDETTA | Disposition | Closed | Salvatore Bombara | 02/14/2019 | 05/14/2019 | Bulk Disposition CNL
|  | COVIDIEN | KANGAROO EPUMP | PUMP, FOOD, ENTERAL | C13049997 | SPD | Kelemen |  |  | 11/02/2019 |  | 11/2/29 |  |  | NO | YES |  |  |  |  | COVIDIEN 30126058 C13049997 |  |  | Active |  | 99:99:99:99:99:99 |  | Alarm | PAAR:00-PVAR | 11/02/2019 | 11/02/2019 | COOPER UNIVERSITY HOSPITAL |  |  | UHS |  | David Frye |  |  |  | 11/02/2019 | 11/02/2019 |  |  |  |  | 11/02/2019 | 11/02/2019
|  | COVIDIEN | KANGAROO EPUMP | PUMP, FOOD, ENTERAL | C13046622 |  | Kelemen | [7 empty] | NO | YES
|  | COVIDIEN | KANGAROO EPUMP | PUMP, FOOD, ENTERAL | C17170679 |  | Pavilion | [7 empty] | NO | YES
|  | COVIDIEN | KANGAROO EPUMP | PUMP, FOOD, ENTERAL | C13035136 | SPD | Kelemen |  |  | 11/02/2019 |  | 11/2/29 |  |  | NO | YES |  |  |  |  | COVIDIEN 11221944 C13035136 |  |  | Active | 10356040, 10732373, 11221633 | 99:99:99:99:99:99 |  | Alarm | PAAR:00-PVAR | 11/02/2019 | 11/02/2019 | COOPER UNIVERSITY HOSPITAL |  |  | rm 1063 |  | David Frye |  |  |  | 11/02/2019 | 11/02/2019 |  |  |  |  | 11/02/2019 | 11/02/2019
|  | COVIDIEN | KANGAROO EPUMP | PUMP, FOOD, ENTERAL | C14100047 | SPD | Kelemen |  |  | 10/31/2019 |  | 10/31/29 |  |  | NO | YES |  |  |  |  | COVIDIEN 11221898 C14100047 |  |  | Active | 30126186, 30212618 | 99:99:99:99:99:99 |  | Alarm | PAAR:00-PVAR | 10/31/2019 | 10/31/2019 | COOPER UNIVERSITY HOSPITAL |  |  |  |  | David Frye |  |  |  | 10/31/2019 | 10/31/2019 |  |  |  |  | 10/31/2019 | 10/31/2019
|  | COVIDIEN | KANGAROO EPUMP | PUMP, FOOD, ENTERAL | C1278372 | SPD | Kelemen |  |  | 11/02/2019 |  | 11/2/29 |  |  | NO | YES |  |  |  |  | COVIDIEN 11221868 C1278372 |  |  | Active | 10345059, 10762973 | 99:99:99:99:99:99 |  | Alarm | PAAR:00-PVAR | 11/02/2019 | 11/02/2019 | COOPER UNIVERSITY HOSPITAL |  |  | SPD |  | David Frye |  |  |  | 11/02/2019 | 11/02/2019 |  |  |  |  | 11/02/2019 | 11/02/2019
|  | COVIDIEN | KANGAROO EPUMP | PUMP, FOOD, ENTERAL | C13031046 | SPD | Kelemen |  |  | 11/02/2019 |  | 11/2/29 |  |  | NO | YES |  |  |  |  | COVIDIEN 11221862 C13031046 |  |  | Active |  | 99:99:99:99:99:99 |  | Alarm | PAAR:00-PVAR | 11/02/2019 | 11/02/2019 | COOPER UNIVERSITY HOSPITAL |  |  | JFP0172 |  | David Frye |  |  |  | 11/02/2019 | 11/02/2019 |  |  |  |  | 11/02/2019 | 11/02/2019
|  | COVIDIEN | KANGAROO EPUMP | PUMP, FOOD, ENTERAL | C17170900 | SPD | Kelemen | Basement |  | 10/31/2019 |  | 10/31/29 |  |  | NO | YES |  |  |  |  | COVIDIEN 11221861 C17170900 |  |  | Active |  | 99:99:99:99:99:99 |  | Alarm | PAAR:00-PVAR | 10/31/2019 | 10/31/2019 | COOPER UNIVERSITY HOSPITAL |  |  | UHS - JFP0158 | 0011781441 | David Frye | Performance Verification | Closed | Bonnie Aichroth | 10/31/2019 | 10/31/2019 | INCOMING INVENTORY | DEVICE INVENTORIED | B574A6E3-CC11-4A1B-9321-0CF7520CBE07 | Labor | 10/31/2019 | 10/31/2019 | Bonnie Aichroth
|  | COVIDIEN | KANGAROO EPUMP | PUMP, FOOD, ENTERAL | C13051415 | SPD | Kelemen |  |  | 11/02/2019 |  | 11/2/29 |  |  | NO | YES |  |  |  |  | COVIDIEN 11221860 C13051415 |  |  | Active | 10345062, 11221833 | 99:99:99:99:99:99 |  | Alarm | PAAR:00-PVAR | 11/02/2019 | 11/02/2019 | COOPER UNIVERSITY HOSPITAL |  |  | UHS - JFP0192 |  | David Frye |  |  |  | 11/02/2019 | 11/02/2019 |  |  |  |  | 11/02/2019 | 11/02/2019
|  | COVIDIEN | KANGAROO EPUMP | PUMP, FOOD, ENTERAL |  |  | Kelemen | [7 empty] | YES | YES
|  | COVIDIEN | KANGAROO EPUMP | PUMP, FOOD, ENTERAL | C13051128 | SPD | Pavilion |  |  | 11/02/2019 |  | 11/2/29 |  |  | NO | YES |  |  |  |  | COVIDIEN 11221839 C13051128 |  |  | Active |  | 99:99:99:99:99:99 |  | Alarm | PAAR:00-PVAR | 11/02/2019 | 11/02/2019 | COOPER UNIVERSITY HOSPITAL |  |  | STORAGE ROOM P470 |  | David Frye |  |  |  | 11/02/2019 | 11/02/2019 |  |  |  |  | 11/02/2019 | 11/02/2019
|  | COVIDIEN | KANGAROO EPUMP | PUMP, FOOD, ENTERAL | C17170909 | SPD | Pavilion |  |  | 10/31/2019 |  | 10/31/29 |  |  | NO | YES |  |  |  |  | COVIDIEN 11221836 C17170909 |  |  | Active |  | 99:99:99:99:99:99 |  | Alarm | PAAR:00-PVAR | 10/31/2019 | 10/31/2019 | COOPER UNIVERSITY HOSPITAL |  |  |  | 0011781617 | David Frye | Preventative Maintenance | Closed | Bonnie Aichroth | 10/31/2019 | 10/31/2019 | PERFORMANCE ASSURANCE AT INVENTORY | INVENTORIED DEVICE AND ENSURED DEVICE WAS FUNCTIONING PROPERLY. | 632F61A4-748D-4821-8589-D57DB1349DA2 | Labor | 10/31/2019 | 10/31/2019 | Josh Harris
|  | COVIDIEN | KANGAROO EPUMP | PUMP, FOOD, ENTERAL | C13046604 | SPD | Pavilion |  |  | 11/02/2019 |  | 11/2/29 |  |  | NO | YES |  |  |  |  | COVIDIEN 11221835 C13046604 |  |  | Active | 10345048, 30212615 | 99:99:99:99:99:99 |  | Alarm | PAAR:00-PVAR | 11/02/2019 | 11/02/2019 | COOPER UNIVERSITY HOSPITAL |  |  | UHS |  | David Frye |  |  |  | 11/02/2019 | 11/02/2019 |  |  |  |  | 11/02/2019 | 11/02/2019
|  | COVIDIEN | KANGAROO EPUMP | PUMP, FOOD, ENTERAL | C18203753 | SPD | Pavilion |  |  | 10/31/2019 |  | 10/31/29 |  |  | NO | YES |  |  |  |  | COVIDIEN 11221819 C18203753 |  |  | Active |  | 99:99:99:99:99:99 |  | Alarm | PAAR:00-PVAR | 10/31/2019 | 10/31/2019 | COOPER UNIVERSITY HOSPITAL |  |  |  | WOT00000001072123 | David Frye | Performance Verification | Closed | Josh Harris | 10/31/2019 | 10/31/2019 | Performance Verification for COVIDIEN 11221583 C18203753 | Initial Install of Performance Verification. Device is ready for patient use. |  |  | 10/31/2019 | 10/31/2019
|  | COVIDIEN | KANGAROO EPUMP | PUMP, FOOD, ENTERAL | c1270931 | SPD | Kelemen |  |  | 10/31/2019 |  | 10/31/29 |  |  | NO | YES |  |  |  |  | COVIDIEN 11221817 c1270931 |  |  | Active |  | 99:99:99:99:99:99 |  | Alarm | PAAR:00-PVAR | 10/31/2019 | 10/31/2019 | COOPER UNIVERSITY HOSPITAL |  |  |  | WOT00000001081359 | David Frye | Performance Verification | Closed | Josh Harris | 10/31/2019 | 10/31/2019 | Performance Verification for COVIDIEN 10752716 c1270931 | Initial Install of Performance Verification. Device is ready for patient use. |  |  | 10/31/2019 | 10/31/2019
|  | COVIDIEN | KANGAROO EPUMP | PUMP, FOOD, ENTERAL | C18203906 | SPD | Kelemen |  |  | 10/31/2019 |  | 10/31/29 |  |  | NO | YES |  |  |  |  | COVIDIEN 11221818 C18203906 |  |  | Active | 11221592, 11221701 | 99:99:99:99:99:99 |  | Alarm | PAAR:00-PVAR | 10/31/2019 | 10/31/2019 | COOPER UNIVERSITY HOSPITAL |  |  |  | WOT00000001072721 | David Frye | Performance Verification | Closed | Josh Harris | 10/31/2019 | 10/31/2019 | Performance Verification for COVIDIEN 11221592 C18203906 | Initial Install of Performance Verification. Device is ready for patient use. |  |  | 10/31/2019 | 10/31/2019
|  | COVIDIEN | KANGAROO EPUMP | PUMP, FOOD, ENTERAL | C13051247 | SPD | Kelemen |  |  | 11/02/2019 |  | 11/2/29 |  |  | NO | YES |  |  |  |  | COVIDIEN 11221702 C13051247 |  |  | Active | 10345197, 10732375 | 99:99:99:99:99:99 |  | Alarm | PAAR:00-PVAR | 11/02/2019 | 11/02/2019 | COOPER UNIVERSITY HOSPITAL |  |  | PCU/8N |  | David Frye |  |  |  | 11/02/2019 | 11/02/2019 |  |  |  |  | 11/02/2019 | 11/02/2019
|  | COVIDIEN | KANGAROO EPUMP | PUMP, FOOD, ENTERAL | c13022115 | SPD | Kelemen | BASEMENT |  | 10/31/2019 |  | 10/31/29 |  |  | NO | YES |  |  |  |  | COVIDIEN 11221643 c13022115 |  |  | Active |  | 99:99:99:99:99:99 |  | Alarm | PAAR:00-PVAR | 10/31/2019 | 10/31/2019 | COOPER UNIVERSITY HOSPITAL |  |  |  | WOT00000001203722 | David Frye | Performance Verification | Closed | Josh Harris | 10/31/2019 | 10/31/2019 | Performance Verification for COVIDIEN 11221643 c13022115 | Initial Install of Performance Verification. Device is ready for patient use. |  |  | 10/31/2019 | 10/31/2019
|  | COVIDIEN | KANGAROO EPUMP | PUMP, FOOD, ENTERAL | C13051269 | SPD | Kelemen |  |  | 10/31/2019 |  | 10/31/29 |  |  | NO | YES |  |  |  |  | COVIDIEN 11221640 C13051269 |  |  | Active | 10349231, 10769548, 11207503 | 99:99:99:99:99:99 |  | Alarm | PAAR:00-PVAR | 10/31/2019 | 10/31/2019 | COOPER UNIVERSITY HOSPITAL |  |  |  |  | David Frye |  |  |  | 10/31/2019 | 10/31/2019 |  |  |  |  | 10/31/2019 | 10/31/2019
|  | COVIDIEN | KANGAROO EPUMP | PUMP, FOOD, ENTERAL | C18203919 | SPD | Kelemen |  |  | 10/31/2019 |  | 10/31/29 |  |  | NO | YES |  |  |  |  | COVIDIEN 11221597 C18203919 |  |  | Active |  | 99:99:99:99:99:99 |  | Alarm | PAAR:00-PVAR | 10/31/2019 | 10/31/2019 | COOPER UNIVERSITY HOSPITAL |  |  |  | WOT00000001072765 | David Frye | Performance Verification | Closed | Josh Harris | 10/31/2019 | 10/31/2019 | Performance Verification for COVIDIEN 11221597 C18203919 | Initial Install of Performance Verification. Device is ready for patient use. |  |  | 10/31/2019 | 10/31/2019
|  | COVIDIEN | KANGAROO EPUMP | PUMP, FOOD, ENTERAL | C18203918 | SPD | Kelemen |  |  | 10/31/2019 |  | 10/31/29 |  |  | NO | YES |  |  |  |  | COVIDIEN 11221596 C18203918 |  |  | Active |  | 99:99:99:99:99:99 |  | Alarm | PAAR:00-PVAR | 10/31/2019 | 10/31/2019 | COOPER UNIVERSITY HOSPITAL |  |  |  | WOT00000001072759 | David Frye | Performance Verification | Closed | Josh Harris | 10/31/2019 | 10/31/2019 | Performance Verification for COVIDIEN 11221596 C18203918 | Initial Install of Performance Verification. Device is ready for patient use. |  |  | 10/31/2019 | 10/31/2019
|  | COVIDIEN | KANGAROO EPUMP | PUMP, FOOD, ENTERAL | C18203912 | SPD | Kelemen |  |  | 10/31/2019 |  | 10/31/29 |  |  | NO | YES |  |  |  |  | COVIDIEN 11221594 C18203912 |  |  | Active |  | 99:99:99:99:99:99 |  | Alarm | PAAR:00-PVAR | 10/31/2019 | 10/31/2019 | COOPER UNIVERSITY HOSPITAL |  |  |  | WOT00000001072733 | David Frye | Performance Verification | Closed | Josh Harris | 10/31/2019 | 10/31/2019 | Performance Verification for COVIDIEN 11221594 C18203912 | Initial Install of Performance Verification. Device is ready for patient use. |  |  | 10/31/2019 | 10/31/2019
|  | COVIDIEN | KANGAROO EPUMP | PUMP, FOOD, ENTERAL | C18203915 | SPD | Kelemen |  |  | 10/31/2019 |  | 10/31/29 |  |  | NO | YES |  |  |  |  | COVIDIEN 11221595 C18203915 |  |  | Active |  | 99:99:99:99:99:99 |  | Alarm | PAAR:00-PVAR | 10/31/2019 | 10/31/2019 | COOPER UNIVERSITY HOSPITAL |  |  |  | WOT00000001072749 | David Frye | Performance Verification | Closed | Josh Harris | 10/31/2019 | 10/31/2019 | Performance Verification for COVIDIEN 11221595 C18203915 | Initial Install of Performance Verification. Device is ready for patient use. |  |  | 10/31/2019 | 10/31/2019
|  | COVIDIEN | KANGAROO EPUMP | PUMP, FOOD, ENTERAL | C18203910 | SPD | Pavilion |  |  | 10/31/2019 |  | 10/31/29 |  |  | NO | YES |  |  |  |  | COVIDIEN 11221593 C18203910 |  |  | Active |  | 99:99:99:99:99:99 |  | Alarm | PAAR:00-PVAR | 10/31/2019 | 10/31/2019 | COOPER UNIVERSITY HOSPITAL |  |  |  | WOT00000001072729 | David Frye | Performance Verification | Closed | Josh Harris | 10/31/2019 | 10/31/2019 | Performance Verification for COVIDIEN 11221593 C18203910 | Initial Install of Performance Verification. Device is ready for patient use. |  |  | 10/31/2019 | 10/31/2019
|  | COVIDIEN | KANGAROO EPUMP | PUMP, FOOD, ENTERAL | C18203896 | SPD | Pavilion |  |  | 10/31/2019 |  | 10/31/29 |  |  | NO | YES |  |  |  |  | COVIDIEN 11221588 C18203896 |  |  | Active |  | 99:99:99:99:99:99 |  | Alarm | PAAR:00-PVAR | 10/31/2019 | 10/31/2019 | COOPER UNIVERSITY HOSPITAL |  |  |  | WOT00000001072640 | David Frye | Performance Verification | Closed | Josh Harris | 10/31/2019 | 10/31/2019 | Performance Verification for COVIDIEN 11221588 C18203896 | Initial Install of Performance Verification. Device is ready for patient use. |  |  | 10/31/2019 | 10/31/2019
|  | COVIDIEN | KANGAROO EPUMP | PUMP, FOOD, ENTERAL | C18203901 | SPD | Kelemen |  |  | 10/31/2019 |  | 10/31/29 |  |  | NO | YES |  |  |  |  | COVIDIEN 11221589 C18203901 |  |  | Active |  | 99:99:99:99:99:99 |  | Alarm | PAAR:00-PVAR | 10/31/2019 | 10/31/2019 | COOPER UNIVERSITY HOSPITAL |  |  |  | WOT00000001072660 | David Frye | Performance Verification | Closed | Josh Harris | 10/31/2019 | 10/31/2019 | Performance Verification for COVIDIEN 11221589 C18203901 | Initial Install of Performance Verification. Device is ready for patient use. |  |  | 10/31/2019 | 10/31/2019
|  | COVIDIEN | KANGAROO EPUMP | PUMP, FOOD, ENTERAL | C18203904 | SPD | Kelemen |  |  | 10/31/2019 |  | 10/31/29 |  |  | NO | YES |  |  |  |  | COVIDIEN 11221591 C18203904 |  |  | Active |  | 99:99:99:99:99:99 |  | Alarm | PAAR:00-PVAR | 10/31/2019 | 10/31/2019 | COOPER UNIVERSITY HOSPITAL |  |  |  | WOT00000001072701 | David Frye | Performance Verification | Closed | Josh Harris | 10/31/2019 | 10/31/2019 | Performance Verification for COVIDIEN 11221591 C18203904 | Initial Install of Performance Verification. Device is ready for patient use. |  |  | 10/31/2019 | 10/31/2019
|  | COVIDIEN | KANGAROO EPUMP | PUMP, FOOD, ENTERAL | C18203903 | SPD | Kelemen |  |  | 10/31/2019 |  | 10/31/29 |  |  | NO | YES |  |  |  |  | COVIDIEN 11221590 C18203903 |  |  | Active |  | 99:99:99:99:99:99 |  | Alarm | PAAR:00-PVAR | 10/31/2019 | 10/31/2019 | COOPER UNIVERSITY HOSPITAL |  |  |  | WOT00000001072687 | David Frye | Performance Verification | Closed | Josh Harris | 10/31/2019 | 10/31/2019 | Performance Verification for COVIDIEN 11221590 C18203903 | Initial Install of Performance Verification. Device is ready for patient use. |  |  | 10/31/2019 | 10/31/2019
|  | COVIDIEN | KANGAROO EPUMP | PUMP, FOOD, ENTERAL | C18203894 | SPD | Pavilion |  |  | 10/31/2019 |  | 10/31/29 |  |  | NO | YES |  |  |  |  | COVIDIEN 11221587 C18203894 |  |  | Active |  | 99:99:99:99:99:99 |  | Alarm | PAAR:00-PVAR | 10/31/2019 | 10/31/2019 | COOPER UNIVERSITY HOSPITAL |  |  |  | WOT00000001072630 | David Frye | Performance Verification | Closed | Josh Harris | 10/31/2019 | 10/31/2019 | Performance Verification for COVIDIEN 11221587 C18203894 | Initial Install of Performance Verification. Device is ready for patient use. |  |  | 10/31/2019 | 10/31/2019
|  | COVIDIEN | KANGAROO EPUMP | PUMP, FOOD, ENTERAL | C18203784 | SPD | Kelemen |  |  | 10/31/2019 |  | 10/31/29 |  |  | NO | YES |  |  |  |  | COVIDIEN 11221586 C18203784 |  |  | Active |  | 99:99:99:99:99:99 |  | Alarm | PAAR:00-PVAR | 10/31/2019 | 10/31/2019 | COOPER UNIVERSITY HOSPITAL |  |  |  | WOT00000001072624 | David Frye | Performance Verification | Closed | Josh Harris | 10/31/2019 | 10/31/2019 | Performance Verification for COVIDIEN 11221586 C18203784 | Initial Install of Performance Verification. Device is ready for patient use. |  |  | 10/31/2019 | 10/31/2019
|  | COVIDIEN | KANGAROO EPUMP | PUMP, FOOD, ENTERAL | C18203783 | SPD | Kelemen |  |  | 10/31/2019 |  | 10/31/29 |  |  | NO | YES |  |  |  |  | COVIDIEN 11221585 C18203783 |  |  | Active |  | 99:99:99:99:99:99 |  | Alarm | PAAR:00-PVAR | 10/31/2019 | 10/31/2019 | COOPER UNIVERSITY HOSPITAL |  |  |  | WOT00000001072619 | David Frye | Performance Verification | Closed | Josh Harris | 10/31/2019 | 10/31/2019 | Performance Verification for COVIDIEN 11221585 C18203783 | Initial Install of Performance Verification. Device is ready for patient use. |  |  | 10/31/2019 | 10/31/2019
|  | COVIDIEN | KANGAROO EPUMP | PUMP, FOOD, ENTERAL | C18203776 | SPD | Kelemen |  |  | 10/31/2019 |  | 10/31/29 |  |  | NO | YES |  |  |  |  | COVIDIEN 11221584 C18203776 |  |  | Active |  | 99:99:99:99:99:99 |  | Alarm | PAAR:00-PVAR | 10/31/2019 | 10/31/2019 | COOPER UNIVERSITY HOSPITAL |  |  |  | WOT00000001072570 | David Frye | Performance Verification | Closed | Josh Harris | 10/31/2019 | 10/31/2019 | Performance Verification for COVIDIEN 11221584 C18203776 | Initial Install of Performance Verification. Device is ready for patient use. |  |  | 10/31/2019 | 10/31/2019
|  | COVIDIEN | KANGAROO EPUMP | PUMP, FOOD, ENTERAL | C17170923 | SPD | Kelemen |  |  | 10/31/2019 |  | 10/31/29 |  |  | NO | YES |  |  |  |  | COVIDIEN 11207709 C17170923 |  |  | Active | 10769654, 11135713 | 99:99:99:99:99:99 |  | Alarm | PAAR:00-PVAR | 10/31/2019 | 10/31/2019 | COOPER UNIVERSITY HOSPITAL |  |  |  | 0011781496 | David Frye | Performance Verification | Closed | Bonnie Aichroth | 10/31/2019 | 10/31/2019 | INCOMING INVENTORY | DEVICE INVENTORIED | AC8FBC39-F6BA-4CAC-B669-9095491DC2A7 | Labor | 10/31/2019 | 10/31/2019 | Bonnie Aichroth
|  | COVIDIEN | KANGAROO EPUMP | PUMP, FOOD, ENTERAL | C13046589 |  | Dorrance | [7 empty] | NO | YES
|  | COVIDIEN | KANGAROO EPUMP | PUMP, FOOD, ENTERAL |  |  | Pavilion | [7 empty] | YES | YES
|  | COVIDIEN | KANGAROO EPUMP | PUMP, FOOD, ENTERAL | C17170783 |  | Pavilion | [7 empty] | NO | YES
|  | COVIDIEN | KANGAROO EPUMP | PUMP, FOOD, ENTERAL | C17170942 |  | Pavilion | [7 empty] | NO | YES
|  | COVIDIEN | KANGAROO EPUMP | PUMP, FOOD, ENTERAL | C13051284 |  | Pavilion | [7 empty] | NO | YES
|  | COVIDIEN | KANGAROO EPUMP | PUMP, FOOD, ENTERAL | C13039943 | SPD | Kelemen |  |  | 11/02/2019 |  | 11/2/29 |  |  | NO | YES |  |  |  |  | COVIDIEN 11135694 C13039943 |  |  | Active |  | 99:99:99:99:99:99 |  | Alarm | PAAR:00-PVAR | 11/02/2019 | 11/02/2019 | COOPER UNIVERSITY HOSPITAL |  |  | UHS |  | David Frye |  |  |  | 11/02/2019 | 11/02/2019 |  |  |  |  | 11/02/2019 | 11/02/2019
|  | COVIDIEN | KANGAROO EPUMP | PUMP, FOOD, ENTERAL | C13051260 |  | Kelemen | [7 empty] | YES | YES
|  | COVIDIEN | KANGAROO EPUMP | PUMP, FOOD, ENTERAL | C17170874 | SPD | Pavilion |  |  | 06/20/2017 |  | 6/20/27 |  |  | NO | YES |  |  |  |  | COVIDIEN 10769648 C17170874 |  |  | Active |  | 99:99:99:99:99:99 |  | Alarm | PAAR:00-PVAR | 10/31/2019 |  | COOPER UNIVERSITY HOSPITAL |  |  |  | 0011781435 | David Frye | Performance Verification | Closed | Bonnie Aichroth | 06/21/2017 | 06/21/2017 | INCOMING INVENTORY | DEVICE INVENTORIED | FF3BAC22-C47C-4A5E-BD23-27BC578F59E4 | Labor | 06/21/2017 | 06/21/2017 | Bonnie Aichroth
|  | COVIDIEN | KANGAROO EPUMP | PUMP, FOOD, ENTERAL | C17170949 | SPD | Kelemen |  |  | 06/20/2017 |  | 6/20/27 |  |  | NO | YES |  |  |  |  | COVIDIEN 10769658 C17170949 |  |  | Active |  | 99:99:99:99:99:99 |  | Alarm | PAAR:00-PVAR | 10/31/2019 |  | COOPER UNIVERSITY HOSPITAL |  |  |  | 0011781507 | David Frye | Performance Verification | Closed | Bonnie Aichroth | 06/21/2017 | 06/21/2017 | INCOMING INVENTORY | DEVICE INVENTORIED | 5DDC5621-D535-4442-9343-447C2B1D0FD5 | Labor | 06/21/2017 | 06/21/2017 | Bonnie Aichroth
|  | COVIDIEN | KANGAROO EPUMP | PUMP, FOOD, ENTERAL | C17170930 | SPD | Kelemen |  |  | 06/20/2017 |  | 6/20/27 |  |  | NO | YES |  |  |  |  | COVIDIEN 10769655 C17170930 |  |  | Active |  | 99:99:99:99:99:99 |  | Alarm | PAAR:00-PVAR | 10/31/2019 |  | COOPER UNIVERSITY HOSPITAL |  |  |  | 0011781499 | David Frye | Performance Verification | Closed | Bonnie Aichroth | 06/21/2017 | 06/21/2017 | INCOMING INVENTORY | DEVICE INVENTORIED | CE90128B-10D3-4C79-9ED5-0AEA71A2119D | Labor | 06/21/2017 | 06/21/2017 | Bonnie Aichroth
|  | COVIDIEN | KANGAROO EPUMP | PUMP, FOOD, ENTERAL | C17170739 | SPD | Kelemen |  |  | 06/20/2017 |  | 6/20/27 |  |  | NO | YES |  |  |  |  | COVIDIEN 10769645 C17170739 |  |  | Active |  | 99:99:99:99:99:99 |  | Alarm | PAAR:00-PVAR | 10/31/2019 |  | COOPER UNIVERSITY HOSPITAL |  |  |  | 0011781409 | David Frye | Performance Verification | Closed | Bonnie Aichroth | 06/21/2017 | 06/21/2017 | INCOMING INVENTORY | DEVICE INVENTORIED | BB45C906-7818-48BB-ACEC-DBD3AF23CB6B | Labor | 06/21/2017 | 06/21/2017 | Bonnie Aichroth
|  | COVIDIEN | KANGAROO EPUMP | PUMP, FOOD, ENTERAL |  |  | Kelemen | Basement | [6 empty] | YES | YES
|  | COVIDIEN | KANGAROO EPUMP | PUMP, FOOD, ENTERAL | C13036152 | SPD | Kelemen |  |  | 09/01/2013 |  | 9/1/23 |  |  | NO | YES |  |  |  |  | COVIDIEN 10752971 C13036152 |  |  | Active |  | 99:99:99:99:99:99 |  | Alarm | PAAR:00-PVAR | 11/02/2019 |  | COOPER UNIVERSITY HOSPITAL |  |  | TRAUMA ICU/7N | 0012325433 | David Frye | Repair | Closed | Stephen Zubrzycki | 10/26/2017 | 11/24/2017 | FEEDING PUMP - BROKEN - TMX | 10/26/2017 2:24:24 PM SJZUBRZYCKI (SJZUBRZYCKI 10/26/2017 12:00 AM) ANALYZED UNIT. TOO MUCH BROKEN. BEING SENT IN FOR FLAT RATE REPAIR 10/26/2017 3:56:45 PM SJZUBRZYCKI BEING COVERED UNDER TMX1091702 11/24/2017 12:29:14 PM SJZUBRZYCKI (SJZUBRZYCKI 11/24/2017 12:00 AM) RETURNED FROM VENDOR AND VPO | 05BE479E-85A8-4747-A63D-1624AB970B31 | Labor | 10/26/2017 | 10/26/2017 | Stephen Zubrzycki
|  | COVIDIEN | KANGAROO EPUMP | PUMP, FOOD, ENTERAL | C18222346 |  | Pavilion | [7 empty] | YES | YES
|  | COVIDIEN | KANGAROO EPUMP | PUMP, FOOD, ENTERAL |  |  | Pavilion | [7 empty] | YES | YES
|  | COVIDIEN | KANGAROO EPUMP | PUMP, FOOD, ENTERAL | C13049978 | SPD | Pavilion |  |  | 09/01/2013 |  | 9/1/23 |  |  | NO | YES |  |  |  |  | COVIDIEN 10732489 C13049978 |  |  | Active |  | 99:99:99:99:99:99 |  | Alarm | PAAR:00-PVAR | 11/02/2019 |  | COOPER UNIVERSITY HOSPITAL |  |  | TRAUMA STEP DOWN |  | David Frye
|  | COVIDIEN | KANGAROO EPUMP | PUMP, FOOD, ENTERAL | C13037488 | SPD | Kelemen | Basement |  | 06/10/2015 |  | 6/10/25 |  |  | NO | YES |  |  |  |  | COVIDIEN 10732485 C13037488 |  |  | Active |  | 99:99:99:99:99:99 |  | Alarm | PAAR:00-PVAR | 10/31/2019 |  | COOPER UNIVERSITY HOSPITAL |  |  |  |  | David Frye
|  | COVIDIEN | KANGAROO EPUMP | PUMP, FOOD, ENTERAL | C1055637 |  | Pavilion |  |  | 09/01/2013 |  | 9/1/23 |  |  | NO | YES |  |  |  |  | COVIDIEN 10732354 C1055637 |  |  | Active |  | 99:99:99:99:99:99 |  | Alarm | PAAR:00-PVAR | 11/02/2019 |  | COOPER UNIVERSITY HOSPITAL |  |  | SPD |  | David Frye
|  | COVIDIEN | KANGAROO EPUMP | PUMP, FOOD, ENTERAL | C17170944 |  | Pavilion | [7 empty] | NO | YES
|  | COVIDIEN | KANGAROO EPUMP | PUMP, FOOD, ENTERAL |  |  | Kelemen | [7 empty] | YES | YES
|  | COVIDIEN | KANGAROO EPUMP | PUMP, FOOD, ENTERAL |  |  | Dorrance | [7 empty] | YES | YES
|  | COVIDIEN | KANGAROO EPUMP | PUMP, FOOD, ENTERAL | C17170916 |  | Pavilion | [7 empty] | NO | YES
|  | COVIDIEN | KANGAROO EPUMP | PUMP, FOOD, ENTERAL | C13049973 | SPD | Kelemen |  |  | 09/01/2013 |  | 9/1/23 |  |  | NO | YES |  |  |  |  | COVIDIEN 10365338 C13049973 |  |  | Active |  | 99:99:99:99:99:99 |  | Alarm | PAAR:00-PVAR | 11/02/2019 |  | COOPER UNIVERSITY HOSPITAL |  |  | uhs room |  | David Frye
|  | COVIDIEN | KANGAROO EPUMP | PUMP, FOOD, ENTERAL | C17170921 |  | Kelemen | [7 empty] | NO | YES
|  | COVIDIEN | KANGAROO EPUMP | PUMP, FOOD, ENTERAL | C13051299 | SPD | Kelemen |  |  | 09/01/2013 |  | 9/1/23 |  |  | NO | YES |  |  |  |  | COVIDIEN 10360425 C13051299 |  |  | Active |  | 99:99:99:99:99:99 |  | Alarm | PAAR:00-PVAR | 11/02/2019 |  | COOPER UNIVERSITY HOSPITAL |  |  | UHS |  | David Frye
|  | COVIDIEN | KANGAROO EPUMP | PUMP, FOOD, ENTERAL | C19267452 |  | 3 Cooper | [7 empty] | YES | YES
|  | COVIDIEN | KANGAROO EPUMP | PUMP, FOOD, ENTERAL | C19267421 |  | 3 Cooper | [7 empty] | YES | YES
|  | COVIDIEN | KANGAROO EPUMP | PUMP, FOOD, ENTERAL | C19267458 |  | Kelemen | [7 empty] | YES | YES
|  | COVIDIEN | KANGAROO EPUMP | PUMP, FOOD, ENTERAL | C19267403 |  | Kelemen | [7 empty] | YES | YES
|  | COVIDIEN | KANGAROO EPUMP | PUMP, FOOD, ENTERAL | C19267457 |  | Kelemen | [7 empty] | YES | YES
|  | COVIDIEN | KANGAROO EPUMP | PUMP, FOOD, ENTERAL | C19267449 |  | Kelemen | [7 empty] | YES | YES
|  | COVIDIEN | KANGAROO EPUMP | PUMP, FOOD, ENTERAL | C19267445 |  | Kelemen | [7 empty] | YES | YES
|  | COVIDIEN | KANGAROO EPUMP | PUMP, FOOD, ENTERAL | C19267490 |  | Kelemen | [7 empty] | YES | YES
|  | COVIDIEN | KANGAROO EPUMP | PUMP, FOOD, ENTERAL | C19267470 |  | Kelemen | [7 empty] | YES | YES
|  | COVIDIEN | KANGAROO EPUMP | PUMP, FOOD, ENTERAL | C19267469 |  | Kelemen | [7 empty] | YES | YES
|  | COVIDIEN | KANGAROO EPUMP | PUMP, FOOD, ENTERAL | C19267433 |  | Kelemen | [7 empty] | YES | YES
|  | COVIDIEN | KANGAROO EPUMP | PUMP, FOOD, ENTERAL | C19267385 |  | Kelemen | [7 empty] | YES | YES
|  | COVIDIEN | KANGAROO EPUMP | PUMP, FOOD, ENTERAL | C19267447 |  | Kelemen | [7 empty] | YES | YES
|  | COVIDIEN | KANGAROO EPUMP | PUMP, FOOD, ENTERAL | C19267446 |  | Kelemen | [7 empty] | YES | YES
|  | COVIDIEN | KANGAROO EPUMP | PUMP, FOOD, ENTERAL | C18267419 |  | Kelemen | [7 empty] | YES | YES
|  | COVIDIEN | KANGAROO EPUMP | PUMP, FOOD, ENTERAL | C13049936 |  | Pavilion | [7 empty] | NO | YES
|  | COVIDIEN | KANGAROO EPUMP | PUMP, FOOD, ENTERAL |  | SPD | Pavilion |  |  | 03/01/2013 |  | 3/1/23 |  |  | NO | YES |  |  |  |  | COVIDIEN 10355771 13050038 |  |  | Active |  | 99:99:99:99:99:99 |  | Alarm | PAAR:00-PVAR | 11/02/2019 |  | COOPER UNIVERSITY HOSPITAL |  |  | MEDSURG - 10TH |  | David Frye
|  | COVIDIEN | KANGAROO EPUMP | PUMP, FOOD, ENTERAL | C15116873 | SPD | Kelemen |  |  | 11/02/2019 |  | 11/2/29 |  |  | NO | YES |  |  |  |  | COVIDIEN 30212676 C15116873 |  |  | Active |  | 99:99:99:99:99:99 |  | Alarm | PAAR:00-PVAR | 11/02/2019 | 11/02/2019 | COOPER UNIVERSITY HOSPITAL |  |  | UHS |  | David Frye |  |  |  | 11/02/2019 | 11/02/2019 |  |  |  |  | 11/02/2019 | 11/02/2019
|  | COVIDIEN | KANGAROO EPUMP | PUMP, FOOD, ENTERAL | C13016103 | SPD | Kelemen |  |  | 11/02/2019 |  | 11/2/29 |  |  | NO | YES |  |  |  |  | COVIDIEN 30212616 C13016103 |  |  | Active |  | 99:99:99:99:99:99 |  | Alarm | PAAR:00-PVAR | 11/02/2019 | 11/02/2019 | COOPER UNIVERSITY HOSPITAL |  |  | UHS |  | David Frye |  |  |  | 11/02/2019 | 11/02/2019 |  |  |  |  | 11/02/2019 | 11/02/2019
|  | COVIDIEN | KANGAROO EPUMP | PUMP, FOOD, ENTERAL | C13049459 | SPD | Kelemen |  |  | 09/01/2013 |  | 9/1/23 |  |  | NO | YES |  |  |  |  | COVIDIEN 10346480 C13049459 |  |  | Active |  | 99:99:99:99:99:99 |  | Alarm | PAAR:00-PVAR | 11/02/2019 |  | COOPER UNIVERSITY HOSPITAL |  |  |  |  | David Frye
|  | COVIDIEN | KANGAROO EPUMP | PUMP, FOOD, ENTERAL | C13051246 | SPD | Dorrance |  |  | 09/01/2013 |  | 9/1/23 |  |  | NO | YES |  |  |  |  | COVIDIEN 10346456 C13051246 |  |  | Active |  | 99:99:99:99:99:99 |  | Alarm | PAAR:00-PVAR | 11/02/2019 |  | COOPER UNIVERSITY HOSPITAL |  |  | TICU |  | David Frye
|  | COVIDIEN | KANGAROO EPUMP | PUMP, FOOD, ENTERAL | C13050032 | SPD | Kelemen |  |  | 09/01/2013 |  | 9/1/23 |  |  | NO | YES |  |  |  |  | COVIDIEN 10345072 C13050032 |  |  | Active |  | 99:99:99:99:99:99 |  | Alarm | PAAR:00-PVAR | 11/02/2019 |  | COOPER UNIVERSITY HOSPITAL |  |  | UHS |  | David Frye
|  | COVIDIEN | KANGAROO EPUMP | PUMP, FOOD, ENTERAL | C13022035 | SPD | Kelemen |  |  | 09/01/2013 |  | 9/1/23 |  |  | NO | YES |  |  |  |  | COVIDIEN 10345055 C13022035 |  |  | Active |  | 99:99:99:99:99:99 |  | Alarm | PAAR:00-PVAR | 11/02/2019 |  | COOPER UNIVERSITY HOSPITAL |  |  | SPD |  | David Frye
|  | COVIDIEN | KANGAROO EPUMP | PUMP, FOOD, ENTERAL | C13040085 | SPD | Kelemen |  |  | 09/01/2013 |  | 9/1/23 |  |  | NO | YES |  |  |  |  | COVIDIEN 10345042 C13040085 |  |  | Active |  | 99:99:99:99:99:99 |  | Alarm | PAAR:00-PVAR | 11/02/2019 |  | COOPER UNIVERSITY HOSPITAL |  |  | SPD |  | David Frye
|  | COVIDIEN | KANGAROO EPUMP | PUMP, FOOD, ENTERAL |  |  | Kelemen | [7 empty] | YES | YES
|  | STOCKERT GMBH | S3 | PUMP, HEART-LUNG BYPASS | 43S3356 | PERFUSION | Pavilion |  |  | 11/11/2005 |  |  |  |  | NO | YES |  |  |  |  | STOCKERT GMBH 10649825 43S3356 |  |  | Active |  | 99:99:99:99:99:99 |  | Life Support | 6M:00-MFG | 11/01/2019 | 05/01/2020 | COOPER UNIVERSITY HOSPITAL |  |  | OPERATING ROOM |  | Bonnie Aichroch
|  | STOCKERT GMBH | S3 | PUMP, HEART-LUNG BYPASS | 43S4271/ 43S03799 | PERFUSION | Pavilion |  |  | 11/11/2005 |  |  |  |  | NO | YES |  |  |  |  | STOCKERT GMBH 10368307 43S4271/ 43S03799 |  |  | Active |  | 99:99:99:99:99:99 |  | Life Support | 6M:00-MFG | 11/01/2019 | 05/01/2020 | COOPER UNIVERSITY HOSPITAL |  |  | OR HALL |  | Bonnie Aichroch
|  | STOCKERT GMBH | S3 | PUMP, HEART-LUNG BYPASS | 10S23585/ 43S4271 | PERFUSION | Pavilion |  |  | 11/11/2005 |  |  |  |  | NO | YES |  |  |  |  | STOCKERT GMBH 10346610 10S23585/ 43S4271 |  |  | Active |  | 99:99:99:99:99:99 |  | Life Support | 6M:00-MFG | 11/01/2019 | 05/01/2020 | COOPER UNIVERSITY HOSPITAL |  |  | OR P07 |  | Bonnie Aichroch
|  | CINCINNATI SUB-ZERO | MICRO-TEMP LT | PUMP, HEAT THERAPY | 193LT 05203 |  | Kelemen | [7 empty] | NO | YES
|  | CINCINNATI SUB-ZERO | MICRO-TEMP LT | PUMP, HEAT THERAPY | 193-LT-05211 | SPD | Kelemen |  |  | 10/31/2019 |  | 10/31/29 |  |  | NO | YES |  |  |  |  | CINCINNATI SUB-ZERO 11135855 193-LT-05211 |  |  | Active |  |  |  | Equipment | PAAR:00-PVAR | 10/31/2019 | 10/31/2019 | COOPER UNIVERSITY HOSPITAL |  |  | UHS | WOT00000004014417 | David Frye | Performance Verification | Closed | Josh Harris | 10/31/2019 | 10/31/2019 | CEID Record Completion for CINCINNATI SUB-ZERO 11135855 193-LT-05211 | Inventoried new unit. | EXP4307727 | Labor | 10/31/2019 | 10/31/2019 | Josh Harris
|  | CINCINNATI SUB-ZERO | MICRO-TEMP LT | PUMP, HEAT THERAPY | 193-LT-05214 | SPD | Dorrance |  |  | 10/31/2019 |  | 10/31/29 |  |  | NO | YES |  |  |  |  | CINCINNATI SUB-ZERO 11135856 193-LT-05214 |  |  | Active |  |  |  | Equipment | PAAR:00-PVAR | 10/31/2019 | 10/31/2019 | COOPER UNIVERSITY HOSPITAL |  |  | UHS | WOT00000004014420 | David Frye | Performance Verification | Closed | Josh Harris | 10/31/2019 | 10/31/2019 | CEID Record Completion for CINCINNATI SUB-ZERO 11135856 193-LT-05214 | Inventoried new unit. | EXP4307726 | Labor | 10/31/2019 | 10/31/2019 | Josh Harris
|  | CINCINNATI SUB-ZERO | MICRO-TEMP LT | PUMP, HEAT THERAPY | 193-LT-05212 | SPD | Pavilion |  |  | 10/31/2019 |  | 10/31/29 |  |  | NO | YES |  |  |  |  | CINCINNATI SUB-ZERO 11135859 193-LT-05212 |  |  | Active |  |  |  | Equipment | PAAR:00-PVAR | 10/31/2019 | 10/31/2019 | COOPER UNIVERSITY HOSPITAL |  |  | UHS | WOT00000004014427 | David Frye | Performance Verification | Closed | Josh Harris | 10/31/2019 | 10/31/2019 | Performance Verification for CINCINNATI SUB-ZERO 11135859 193-LT-05212 | Initial Install of Performance Verification. Device is ready for patient use. |  |  | 10/31/2019 | 10/31/2019
|  | CINCINNATI SUB-ZERO | MICRO-TEMP LT | PUMP, HEAT THERAPY | 193-LT-05205 | SPD | Kelemen |  |  | 10/31/2019 |  | 10/31/29 |  |  | NO | YES |  |  |  |  | CINCINNATI SUB-ZERO 11135860 193-LT-05205 |  |  | Active |  |  |  | Equipment | PAAR:00-PVAR | 10/31/2019 | 10/31/2019 | COOPER UNIVERSITY HOSPITAL |  |  | UHS | WOT00000004014429 | David Frye | Performance Verification | Closed | Josh Harris | 10/31/2019 | 10/31/2019 | Performance Verification for CINCINNATI SUB-ZERO 11135860 193-LT-05205 | Initial Install of Performance Verification. Device is ready for patient use. |  |  | 10/31/2019 | 10/31/2019
|  | CINCINNATI SUB-ZERO | MICRO-TEMP LT | PUMP, HEAT THERAPY | 193-LT-05173 | SPD | Kelemen |  |  | 10/31/2019 |  | 10/31/29 |  |  | NO | YES |  |  |  |  | CINCINNATI SUB-ZERO 11135858 193-LT-05173 |  |  | Active |  |  |  | Equipment | PAAR:00-PVAR | 10/31/2019 | 10/31/2019 | COOPER UNIVERSITY HOSPITAL |  |  | UHS | WOT00000004014424 | David Frye | Performance Verification | Closed | Josh Harris | 10/31/2019 | 10/31/2019 | Performance Verification for CINCINNATI SUB-ZERO 11135858 193-LT-05173 | Initial Install of Performance Verification. Device is ready for patient use. |  |  | 10/31/2019 | 10/31/2019
|  | CINCINNATI SUB-ZERO | MICRO-TEMP LT | PUMP, HEAT THERAPY | 193-LT-05235 | SPD | Pavilion |  |  | 10/31/2019 |  | 10/31/29 |  |  | NO | YES |  |  |  |  | CINCINNATI SUB-ZERO 11135832 193-LT-05235 |  |  | Active |  |  |  | Equipment | PAAR:00-PVAR | 10/31/2019 | 10/31/2019 | COOPER UNIVERSITY HOSPITAL |  |  | UHS | WOT00000004014357 | David Frye | Performance Verification | Closed | Josh Harris | 10/31/2019 | 10/31/2019 | Performance Verification for CINCINNATI SUB-ZERO 11135832 193-LT-05235 | Initial Install of Performance Verification. Device is ready for patient use. |  |  | 10/31/2019 | 10/31/2019
|  | CINCINNATI SUB-ZERO | MICRO-TEMP LT | PUMP, HEAT THERAPY | 193-LT-05218 | SPD | Kelemen |  |  | 10/31/2019 |  | 10/31/29 |  |  | NO | YES |  |  |  |  | CINCINNATI SUB-ZERO 11135853 193-LT-05218 |  |  | Active |  |  |  | Equipment | PAAR:00-PVAR | 10/31/2019 | 10/31/2019 | COOPER UNIVERSITY HOSPITAL |  |  | UHS | WOT00000004014407 | David Frye | Performance Verification | Closed | Josh Harris | 10/31/2019 | 10/31/2019 | Performance Verification for CINCINNATI SUB-ZERO 11135853 193-LT-05218 | Initial Install of Performance Verification. Device is ready for patient use. |  |  | 10/31/2019 | 10/31/2019
|  | CINCINNATI SUB-ZERO | MICRO-TEMP LT | PUMP, HEAT THERAPY | 193-LT-05223 | SPD | Pavilion |  |  | 10/31/2019 |  | 10/31/29 |  |  | NO | YES |  |  |  |  | CINCINNATI SUB-ZERO 11135848 193-LT-05223 |  |  | Active |  |  |  | Equipment | PAAR:00-PVAR | 10/31/2019 | 10/31/2019 | COOPER UNIVERSITY HOSPITAL |  |  | UHS | WOT00000004014396 | David Frye | Performance Verification | Closed | Josh Harris | 10/31/2019 | 10/31/2019 | CEID Record Completion for CINCINNATI SUB-ZERO 11135848 193-LT-05223 | Inventoried new unit. | EXP4307627 | Labor | 10/31/2019 | 10/31/2019 | Josh Harris
|  | CINCINNATI SUB-ZERO | MICRO-TEMP LT | PUMP, HEAT THERAPY | 193-LT-05215 | SPD | Pavilion |  |  | 10/31/2019 |  | 10/31/29 |  |  | NO | YES |  |  |  |  | CINCINNATI SUB-ZERO 11135854 193-LT-05215 |  |  | Active |  |  |  | Equipment | PAAR:00-PVAR | 10/31/2019 | 10/31/2019 | COOPER UNIVERSITY HOSPITAL |  |  | UHS | WOT00000004014409 | David Frye | Performance Verification | Closed | Josh Harris | 10/31/2019 | 10/31/2019 | Performance Verification for CINCINNATI SUB-ZERO 11135854 193-LT-05215 | Initial Install of Performance Verification. Device is ready for patient use. |  |  | 10/31/2019 | 10/31/2019
|  | CINCINNATI SUB-ZERO | MICRO-TEMP LT | PUMP, HEAT THERAPY | 193-LT-05224 | SPD | Kelemen |  |  | 10/31/2019 |  | 10/31/29 |  |  | NO | YES |  |  |  |  | CINCINNATI SUB-ZERO 11135851 193-LT-05224 |  |  | Active |  |  |  | Equipment | PAAR:00-PVAR | 10/31/2019 | 10/31/2019 | COOPER UNIVERSITY HOSPITAL |  |  | UHS | WOT00000004014404 | David Frye | Performance Verification | Closed | Josh Harris | 10/31/2019 | 10/31/2019 | CEID Record Completion for CINCINNATI SUB-ZERO 11135851 193-LT-05224 | Inventoried new unit. | EXP4307621 | Labor | 10/31/2019 | 10/31/2019 | Josh Harris
|  | CINCINNATI SUB-ZERO | MICRO-TEMP LT | PUMP, HEAT THERAPY | 193-LT-05199 | SPD | Pavilion |  |  | 10/31/2019 |  | 10/31/29 |  |  | NO | YES |  |  |  |  | CINCINNATI SUB-ZERO 11135852 193-LT-05199 |  |  | Active |  |  |  | Equipment | PAAR:00-PVAR | 10/31/2019 | 10/31/2019 | COOPER UNIVERSITY HOSPITAL |  |  | UHS | WOT00000004014406 | David Frye | Performance Verification | Closed | Josh Harris | 10/31/2019 | 10/31/2019 | CEID Record Completion for CINCINNATI SUB-ZERO 11135852 193-LT-05199 | Inventoried new unit. | EXP4307619 | Labor | 10/31/2019 | 10/31/2019 | Josh Harris
|  | CINCINNATI SUB-ZERO | MICRO-TEMP LT | PUMP, HEAT THERAPY | 193-LT-05201 | SPD | Kelemen |  |  | 10/31/2019 |  | 10/31/29 |  |  | NO | YES |  |  |  |  | CINCINNATI SUB-ZERO 11135849 193-LT-05201 |  |  | Active |  |  |  | Equipment | PAAR:00-PVAR | 10/31/2019 | 10/31/2019 | COOPER UNIVERSITY HOSPITAL |  |  | UHS | WOT00000004014397 | David Frye | Performance Verification | Closed | Josh Harris | 10/31/2019 | 10/31/2019 | Performance Verification for CINCINNATI SUB-ZERO 11135849 193-LT-05201 | Initial Install of Performance Verification. Device is ready for patient use. |  |  | 10/31/2019 | 10/31/2019
|  | CINCINNATI SUB-ZERO | MICRO-TEMP LT | PUMP, HEAT THERAPY | 193-LT-05220 | SPD | Kelemen |  |  | 10/31/2019 |  | 10/31/29 |  |  | NO | YES |  |  |  |  | CINCINNATI SUB-ZERO 11135850 193-LT-05220 |  |  | Active |  |  |  | Equipment | PAAR:00-PVAR | 10/31/2019 | 10/31/2019 | COOPER UNIVERSITY HOSPITAL |  |  | UHS | WOT00000004014401 | David Frye | Performance Verification | Closed | Josh Harris | 10/31/2019 | 10/31/2019 | Performance Verification for CINCINNATI SUB-ZERO 11135850 193-LT-05220 | Initial Install of Performance Verification. Device is ready for patient use. |  |  | 10/31/2019 | 10/31/2019
|  | CINCINNATI SUB-ZERO | MICRO-TEMP LT | PUMP, HEAT THERAPY | 193-LT-05225 | SPD | Dorrance |  |  | 10/31/2019 |  | 10/31/29 |  |  | NO | YES |  |  |  |  | CINCINNATI SUB-ZERO 11135845 193-LT-05225 |  |  | Active |  |  |  | Equipment | PAAR:00-PVAR | 10/31/2019 | 10/31/2019 | COOPER UNIVERSITY HOSPITAL |  |  | UHS | WOT00000004014390 | David Frye | Performance Verification | Closed | Josh Harris | 10/31/2019 | 10/31/2019 | CEID Record Completion for CINCINNATI SUB-ZERO 11135845 193-LT-05225 | Inventoried new unit. | EXP4307554 | Labor | 10/31/2019 | 10/31/2019 | Josh Harris
|  | CINCINNATI SUB-ZERO | MICRO-TEMP LT | PUMP, HEAT THERAPY | 193-LT-05219 | SPD | Kelemen |  |  | 10/31/2019 |  | 10/31/29 |  |  | NO | YES |  |  |  |  | CINCINNATI SUB-ZERO 11135846 193-LT-05219 |  |  | Active |  |  |  | Equipment | PAAR:00-PVAR | 10/31/2019 | 10/31/2019 | COOPER UNIVERSITY HOSPITAL |  |  | UHS | WOT00000004014391 | David Frye | Performance Verification | Closed | Josh Harris | 10/31/2019 | 10/31/2019 | Performance Verification for CINCINNATI SUB-ZERO 11135846 193-LT-05219 | Initial Install of Performance Verification. Device is ready for patient use. |  |  | 10/31/2019 | 10/31/2019
|  | CINCINNATI SUB-ZERO | MICRO-TEMP LT | PUMP, HEAT THERAPY | 193-LT-05209 | SPD | Kelemen |  |  | 10/31/2019 |  | 10/31/29 |  |  | NO | YES |  |  |  |  | CINCINNATI SUB-ZERO 11135844 193-LT-05209 |  |  | Active |  |  |  | Equipment | PAAR:00-PVAR | 10/31/2019 | 10/31/2019 | COOPER UNIVERSITY HOSPITAL |  |  | UHS | WOT00000004014388 | David Frye | Performance Verification | Closed | Josh Harris | 10/31/2019 | 10/31/2019 | CEID Record Completion for CINCINNATI SUB-ZERO 11135844 193-LT-05209 | Inventoried new unit. | EXP4307556 | Labor | 10/31/2019 | 10/31/2019 | Josh Harris
|  | CINCINNATI SUB-ZERO | MICRO-TEMP LT | PUMP, HEAT THERAPY | 193-LT-05226 | SPD | Kelemen |  |  | 10/31/2019 |  | 10/31/29 |  |  | NO | YES |  |  |  |  | CINCINNATI SUB-ZERO 11135843 193-LT-05226 |  |  | Active |  |  |  | Equipment | PAAR:00-PVAR | 10/31/2019 | 10/31/2019 | COOPER UNIVERSITY HOSPITAL |  |  | UHS | WOT00000004014385 | David Frye | Performance Verification | Closed | Josh Harris | 10/31/2019 | 10/31/2019 | Performance Verification for CINCINNATI SUB-ZERO 11135843 193-LT-05226 | Initial Install of Performance Verification. Device is ready for patient use. |  |  | 10/31/2019 | 10/31/2019
|  | CINCINNATI SUB-ZERO | MICRO-TEMP LT | PUMP, HEAT THERAPY | 193-LT-05206 | SPD | Kelemen |  |  | 10/31/2019 |  | 10/31/29 |  |  | NO | YES |  |  |  |  | CINCINNATI SUB-ZERO 11135842 193-LT-05206 |  |  | Active |  |  |  | Equipment | PAAR:00-PVAR | 10/31/2019 | 10/31/2019 | COOPER UNIVERSITY HOSPITAL |  |  | UHS | WOT00000004014382 | David Frye | Performance Verification | Closed | Josh Harris | 10/31/2019 | 10/31/2019 | Performance Verification for CINCINNATI SUB-ZERO 11135842 193-LT-05206 | Initial Install of Performance Verification. Device is ready for patient use. |  |  | 10/31/2019 | 10/31/2019
|  | CINCINNATI SUB-ZERO | MICRO-TEMP LT | PUMP, HEAT THERAPY | 193-LT-05216 | SPD | Kelemen | Basement |  | 10/31/2019 |  | 10/31/29 |  |  | NO | YES |  |  |  |  | CINCINNATI SUB-ZERO 11135841 193-LT-05216 |  |  | Active |  |  |  | Equipment | PAAR:00-PVAR | 10/31/2019 | 10/31/2019 | COOPER UNIVERSITY HOSPITAL |  |  | UHS | WOT00000004014379 | David Frye | Performance Verification | Closed | Josh Harris | 10/31/2019 | 10/31/2019 | Performance Verification for CINCINNATI SUB-ZERO 11135841 193-LT-05216 | Initial Install of Performance Verification. Device is ready for patient use. |  |  | 10/31/2019 | 10/31/2019
|  | CINCINNATI SUB-ZERO | MICRO-TEMP LT | PUMP, HEAT THERAPY | 193-LT-05188 | SPD | Kelemen |  |  | 10/31/2019 |  | 10/31/29 |  |  | NO | YES |  |  |  |  | CINCINNATI SUB-ZERO 11135839 193-LT-05188 |  |  | Active |  |  |  | Equipment | PAAR:00-PVAR | 10/31/2019 | 10/31/2019 | COOPER UNIVERSITY HOSPITAL |  |  | UHS | WOT00000004014374 | David Frye | Performance Verification | Closed | Josh Harris | 10/31/2019 | 10/31/2019 | Performance Verification for CINCINNATI SUB-ZERO 11135839 193-LT-05188 | Initial Install of Performance Verification. Device is ready for patient use. |  |  | 10/31/2019 | 10/31/2019
|  | CINCINNATI SUB-ZERO | MICRO-TEMP LT | PUMP, HEAT THERAPY | 193-LT-05189 | SPD | Pavilion |  |  | 10/31/2019 |  | 10/31/29 |  |  | NO | YES |  |  |  |  | CINCINNATI SUB-ZERO 11135838 193-LT-05189 |  |  | Active |  |  |  | Equipment | PAAR:00-PVAR | 10/31/2019 | 10/31/2019 | COOPER UNIVERSITY HOSPITAL |  |  | UHS | WOT00000004014372 | David Frye | Performance Verification | Closed | Josh Harris | 10/31/2019 | 10/31/2019 | Performance Verification for CINCINNATI SUB-ZERO 11135838 193-LT-05189 | Initial Install of Performance Verification. Device is ready for patient use. |  |  | 10/31/2019 | 10/31/2019
|  | CINCINNATI SUB-ZERO | MICRO-TEMP LT | PUMP, HEAT THERAPY | 193-LT-05237 | SPD | Kelemen |  |  | 10/31/2019 |  | 10/31/29 |  |  | NO | YES |  |  |  |  | CINCINNATI SUB-ZERO 11135833 193-LT-05237 |  |  | Active |  |  |  | Equipment | PAAR:00-PVAR | 10/31/2019 | 10/31/2019 | COOPER UNIVERSITY HOSPITAL |  |  | UHS | WOT00000004014360 | David Frye | Performance Verification | Closed | Josh Harris | 10/31/2019 | 10/31/2019 | CEID Record Completion for CINCINNATI SUB-ZERO 11135833 193-LT-05237 | Inventoried new unit. | EXP4307208 | Labor | 10/31/2019 | 10/31/2019 | Josh Harris
|  | CINCINNATI SUB-ZERO | MICRO-TEMP LT | PUMP, HEAT THERAPY | 193-LT-05238 | SPD | Kelemen |  |  | 10/31/2019 |  | 10/31/29 |  |  | NO | YES |  |  |  |  | CINCINNATI SUB-ZERO 11135834 193-LT-05238 |  |  | Active |  |  |  | Equipment | PAAR:00-PVAR | 10/31/2019 | 10/31/2019 | COOPER UNIVERSITY HOSPITAL |  |  | UHS | WOT00000004014361 | David Frye | Performance Verification | Closed | Josh Harris | 10/31/2019 | 10/31/2019 | Performance Verification for CINCINNATI SUB-ZERO 11135834 193-LT-05238 | Initial Install of Performance Verification. Device is ready for patient use. |  |  | 10/31/2019 | 10/31/2019
|  | CINCINNATI SUB-ZERO | MICRO-TEMP LT | PUMP, HEAT THERAPY | 193-LT-05202 | SPD | Pavilion |  |  | 10/31/2019 |  | 10/31/29 |  |  | NO | YES |  |  |  |  | CINCINNATI SUB-ZERO 11135836 193-LT-05202 |  |  | Active |  |  |  | Equipment | PAAR:00-PVAR | 10/31/2019 | 10/31/2019 | COOPER UNIVERSITY HOSPITAL |  |  | UHS | WOT00000004014368 | David Frye | Performance Verification | Closed | Josh Harris | 10/31/2019 | 10/31/2019 | Performance Verification for CINCINNATI SUB-ZERO 11135836 193-LT-05202 | Initial Install of Performance Verification. Device is ready for patient use. |  |  | 10/31/2019 | 10/31/2019
|  | CINCINNATI SUB-ZERO | MICRO-TEMP LT | PUMP, HEAT THERAPY | 193-LT-05241 | SPD | Kelemen |  |  | 10/31/2019 |  | 10/31/29 |  |  | NO | YES |  |  |  |  | CINCINNATI SUB-ZERO 11135835 193-LT-05241 |  |  | Active |  |  |  | Equipment | PAAR:00-PVAR | 10/31/2019 | 10/31/2019 | COOPER UNIVERSITY HOSPITAL |  |  | UHS | WOT00000004014365 | David Frye | Performance Verification | Closed | Josh Harris | 10/31/2019 | 10/31/2019 | Performance Verification for CINCINNATI SUB-ZERO 11135835 193-LT-05241 | Initial Install of Performance Verification. Device is ready for patient use. |  |  | 10/31/2019 | 10/31/2019
|  | CINCINNATI SUB-ZERO | MICRO-TEMP LT | PUMP, HEAT THERAPY | 193-LT-05234 | SPD | Kelemen |  |  | 10/31/2019 |  | 10/31/29 |  |  | NO | YES |  |  |  |  | CINCINNATI SUB-ZERO 11135830 193-LT-05234 |  |  | Active |  |  |  | Equipment | PAAR:00-PVAR | 10/31/2019 | 10/31/2019 | COOPER UNIVERSITY HOSPITAL |  |  | UHS | WOT00000004014353 | David Frye | Performance Verification | Closed | Josh Harris | 10/31/2019 | 10/31/2019 | Performance Verification for CINCINNATI SUB-ZERO 11135830 193-LT-05234 | Initial Install of Performance Verification. Device is ready for patient use. |  |  | 10/31/2019 | 10/31/2019
|  | CINCINNATI SUB-ZERO | MICRO-TEMP LT | PUMP, HEAT THERAPY | 193-LT-05191 | SPD | Dorrance |  |  | 10/31/2019 |  | 10/31/29 |  |  | NO | YES |  |  |  |  | CINCINNATI SUB-ZERO 11135831 193-LT-05191 |  |  | Active |  |  |  | Equipment | PAAR:00-PVAR | 10/31/2019 | 10/31/2019 | COOPER UNIVERSITY HOSPITAL |  |  | UHS | WOT00000004014355 | David Frye | Performance Verification | Closed | Josh Harris | 10/31/2019 | 10/31/2019 | Performance Verification for CINCINNATI SUB-ZERO 11135831 193-LT-05191 | Initial Install of Performance Verification. Device is ready for patient use. |  |  | 10/31/2019 | 10/31/2019
|  | CINCINNATI SUB-ZERO | MICRO-TEMP LT | PUMP, HEAT THERAPY | 193-LT-05240 | SPD | Kelemen |  |  | 10/31/2019 |  | 10/31/29 |  |  | NO | YES |  |  |  |  | CINCINNATI SUB-ZERO 11135829 193-LT-05240 |  |  | Active |  |  |  | Equipment | PAAR:00-PVAR | 10/31/2019 | 10/31/2019 | COOPER UNIVERSITY HOSPITAL |  |  | UHS | WOT00000004014351 | David Frye | Performance Verification | Closed | Josh Harris | 10/31/2019 | 10/31/2019 | Performance Verification for CINCINNATI SUB-ZERO 11135829 193-LT-05240 | Initial Install of Performance Verification. Device is ready for patient use. |  |  | 10/31/2019 | 10/31/2019
|  | CINCINNATI SUB-ZERO | MICRO-TEMP LT | PUMP, HEAT THERAPY | 193-LT-05174 | SPD | Pavilion |  |  | 10/31/2019 |  | 10/31/29 |  |  | NO | YES |  |  |  |  | CINCINNATI SUB-ZERO 11135824 193-LT-05174 |  |  | Active |  |  |  | Equipment | PAAR:00-PVAR | 10/31/2019 | 10/31/2019 | COOPER UNIVERSITY HOSPITAL |  |  | UHS | WOT00000004014337 | David Frye | Performance Verification | Closed | Josh Harris | 10/31/2019 | 10/31/2019 | Performance Verification for CINCINNATI SUB-ZERO 11135824 193-LT-05174 | Initial Install of Performance Verification. Device is ready for patient use. |  |  | 10/31/2019 | 10/31/2019
|  | CINCINNATI SUB-ZERO | MICRO-TEMP LT | PUMP, HEAT THERAPY | 193-LT-05232 | SPD | Pavilion |  |  | 10/31/2019 |  | 10/31/29 |  |  | NO | YES |  |  |  |  | CINCINNATI SUB-ZERO 11135825 193-LT-05232 |  |  | Active |  |  |  | Equipment | PAAR:00-PVAR | 10/31/2019 | 10/31/2019 | COOPER UNIVERSITY HOSPITAL |  |  | UHS | WOT00000004014340 | David Frye | Performance Verification | Closed | Josh Harris | 10/31/2019 | 10/31/2019 | Performance Verification for CINCINNATI SUB-ZERO 11135825 193-LT-05232 | Initial Install of Performance Verification. Device is ready for patient use. |  |  | 10/31/2019 | 10/31/2019
|  | CINCINNATI SUB-ZERO | MICRO-TEMP LT | PUMP, HEAT THERAPY | 193-LT-05236 | SPD | Pavilion |  |  | 10/31/2019 |  | 10/31/29 |  |  | NO | YES |  |  |  |  | CINCINNATI SUB-ZERO 11135828 193-LT-05236 |  |  | Active |  |  |  | Equipment | PAAR:00-PVAR | 10/31/2019 | 10/31/2019 | COOPER UNIVERSITY HOSPITAL |  |  | UHS | WOT00000004014349 | David Frye | Performance Verification | Closed | Josh Harris | 10/31/2019 | 10/31/2019 | CEID Record Completion for CINCINNATI SUB-ZERO 11135828 193-LT-05236 | Inventoried new unit. | EXP4307093 | Labor | 10/31/2019 | 10/31/2019 | Josh Harris
|  | CINCINNATI SUB-ZERO | MICRO-TEMP LT | PUMP, HEAT THERAPY | 193-LT-05233 | SPD | Pavilion |  |  | 10/31/2019 |  | 10/31/29 |  |  | NO | YES |  |  |  |  | CINCINNATI SUB-ZERO 11135827 193-LT-05233 |  |  | Active |  |  |  | Equipment | PAAR:00-PVAR | 10/31/2019 | 10/31/2019 | COOPER UNIVERSITY HOSPITAL |  |  | UHS | WOT00000004014345 | David Frye | Performance Verification | Closed | Josh Harris | 10/31/2019 | 10/31/2019 | Performance Verification for CINCINNATI SUB-ZERO 11135827 193-LT-05233 | Initial Install of Performance Verification. Device is ready for patient use. |  |  | 10/31/2019 | 10/31/2019
|  | CINCINNATI SUB-ZERO | MICRO-TEMP LT | PUMP, HEAT THERAPY | 193-LT-05230 | SPD | Kelemen |  |  | 10/31/2019 |  | 10/31/29 |  |  | NO | YES |  |  |  |  | CINCINNATI SUB-ZERO 11135826 193-LT-05230 |  |  | Active |  |  |  | Equipment | PAAR:00-PVAR | 10/31/2019 | 10/31/2019 | COOPER UNIVERSITY HOSPITAL |  |  | UHS | WOT00000004014342 | David Frye | Performance Verification | Closed | Josh Harris | 10/31/2019 | 10/31/2019 | Performance Verification for CINCINNATI SUB-ZERO 11135826 193-LT-05230 | Initial Install of Performance Verification. Device is ready for patient use. |  |  | 10/31/2019 | 10/31/2019
|  | CINCINNATI SUB-ZERO | MICRO-TEMP LT | PUMP, HEAT THERAPY | 193-LT-05222 | SPD | Kelemen |  |  | 10/31/2019 |  | 10/31/29 |  |  | NO | YES |  |  |  |  | CINCINNATI SUB-ZERO 11135823 193-LT-05222 |  |  | Active |  |  |  | Equipment | PAAR:00-PVAR | 10/31/2019 | 10/31/2019 | COOPER UNIVERSITY HOSPITAL |  |  | UHS | WOT00000004014335 | David Frye | Performance Verification | Closed | Josh Harris | 10/31/2019 | 10/31/2019 | Performance Verification for CINCINNATI SUB-ZERO 11135823 193-LT-05222 | Initial Install of Performance Verification. Device is ready for patient use. |  |  | 10/31/2019 | 10/31/2019
|  | CINCINNATI SUB-ZERO | MICRO-TEMP LT | PUMP, HEAT THERAPY | 193-LT-05213 | SPD | Kelemen |  |  | 10/31/2019 |  | 10/31/29 |  |  | NO | YES |  |  |  |  | CINCINNATI SUB-ZERO 11135821 193-LT-05213 |  |  | Active |  |  |  | Equipment | PAAR:00-PVAR | 10/31/2019 | 10/31/2019 | COOPER UNIVERSITY HOSPITAL |  |  | UHS | WOT00000004014330 | David Frye | Performance Verification | Closed | Josh Harris | 10/31/2019 | 10/31/2019 | Performance Verification for CINCINNATI SUB-ZERO 11135821 193-LT-05213 | Initial Install of Performance Verification. Device is ready for patient use. |  |  | 10/31/2019 | 10/31/2019
|  | CINCINNATI SUB-ZERO | MICRO-TEMP LT | PUMP, HEAT THERAPY | 193-LT-05229 | SPD | Kelemen |  |  | 10/31/2019 |  | 10/31/29 |  |  | NO | YES |  |  |  |  | CINCINNATI SUB-ZERO 11135819 193-LT-05229 |  |  | Active |  |  |  | Equipment | PAAR:00-PVAR | 10/31/2019 | 10/31/2019 | COOPER UNIVERSITY HOSPITAL |  |  | UHS | WOT00000004014324 | David Frye | Performance Verification | Closed | Josh Harris | 10/31/2019 | 10/31/2019 | Performance Verification for CINCINNATI SUB-ZERO 11135819 193-LT-05229 | Initial Install of Performance Verification. Device is ready for patient use. |  |  | 10/31/2019 | 10/31/2019
|  | CINCINNATI SUB-ZERO | MICRO-TEMP LT | PUMP, HEAT THERAPY | 193-LT-05217 | SPD | Pavilion |  |  | 10/31/2019 |  | 10/31/29 |  |  | NO | YES |  |  |  |  | CINCINNATI SUB-ZERO 11135820 193-LT-05217 |  |  | Active |  |  |  | Equipment | PAAR:00-PVAR | 10/31/2019 | 10/31/2019 | COOPER UNIVERSITY HOSPITAL |  |  | UHS | WOT00000004014329 | David Frye | Performance Verification | Closed | Josh Harris | 10/31/2019 | 10/31/2019 | CEID Record Completion for CINCINNATI SUB-ZERO 11135820 193-LT-05217 | Inventoried new unit. | EXP4307005 | Labor | 10/31/2019 | 10/31/2019 | Josh Harris
|  | CINCINNATI SUB-ZERO | MICRO-TEMP LT | PUMP, HEAT THERAPY | 193-LT-05194 | SPD | Kelemen |  |  | 10/31/2019 |  | 10/31/29 |  |  | NO | YES |  |  |  |  | CINCINNATI SUB-ZERO 11135818 193-LT-05194 |  |  | Active |  |  |  | Equipment | PAAR:00-PVAR | 10/31/2019 | 10/31/2019 | COOPER UNIVERSITY HOSPITAL |  |  | UHS | WOT00000004014321 | David Frye | Performance Verification | Closed | Josh Harris | 10/31/2019 | 10/31/2019 | Performance Verification for CINCINNATI SUB-ZERO 11135818 193-LT-05194 | Initial Install of Performance Verification. Device is ready for patient use. |  |  | 10/31/2019 | 10/31/2019
|  | CINCINNATI SUB-ZERO | MICRO-TEMP LT | PUMP, HEAT THERAPY | 193-LT-05192 | SPD | Pavilion |  |  | 10/31/2019 |  | 10/31/29 |  |  | NO | YES |  |  |  |  | CINCINNATI SUB-ZERO 11135817 193-LT-05192 |  |  | Active |  |  |  | Equipment | PAAR:00-PVAR | 10/31/2019 | 10/31/2019 | COOPER UNIVERSITY HOSPITAL |  |  | UHS | WOT00000004014318 | David Frye | Performance Verification | Closed | Josh Harris | 10/31/2019 | 10/31/2019 | Performance Verification for CINCINNATI SUB-ZERO 11135817 193-LT-05192 | Initial Install of Performance Verification. Device is ready for patient use. |  |  | 10/31/2019 | 10/31/2019
|  | CINCINNATI SUB-ZERO | MICRO-TEMP LT | PUMP, HEAT THERAPY | 193-LT-05196 | SPD | Dorrance |  |  | 10/31/2019 |  | 10/31/29 |  |  | NO | YES |  |  |  |  | CINCINNATI SUB-ZERO 11135816 193-LT-05196 |  |  | Active |  |  |  | Equipment | PAAR:00-PVAR | 10/31/2019 | 10/31/2019 | COOPER UNIVERSITY HOSPITAL |  |  | UHS | WOT00000004014316 | David Frye | Performance Verification | Closed | Josh Harris | 10/31/2019 | 10/31/2019 | Performance Verification for CINCINNATI SUB-ZERO 11135816 193-LT-05196 | Initial Install of Performance Verification. Device is ready for patient use. |  |  | 10/31/2019 | 10/31/2019
|  | CINCINNATI SUB-ZERO | MICRO-TEMP LT | PUMP, HEAT THERAPY | 193-LT-05200 | SPD | Kelemen |  |  | 10/31/2019 |  | 10/31/29 |  |  | NO | YES |  |  |  |  | CINCINNATI SUB-ZERO 11135815 193-LT-05200 |  |  | Active |  |  |  | Equipment | PAAR:00-PVAR | 10/31/2019 | 10/31/2019 | COOPER UNIVERSITY HOSPITAL |  |  | UHS | WOT00000004014314 | David Frye | Performance Verification | Closed | Josh Harris | 10/31/2019 | 10/31/2019 | Performance Verification for CINCINNATI SUB-ZERO 11135815 193-LT-05200 | Initial Install of Performance Verification. Device is ready for patient use. |  |  | 10/31/2019 | 10/31/2019
|  | CINCINNATI SUB-ZERO | MICRO-TEMP LT | PUMP, HEAT THERAPY | 193-LT-05228 | SPD | Pavilion |  |  | 10/31/2019 |  | 10/31/29 |  |  | NO | YES |  |  |  |  | CINCINNATI SUB-ZERO 11135812 193-LT-05228 |  |  | Active |  |  |  | Equipment | PAAR:00-PVAR | 10/31/2019 | 10/31/2019 | COOPER UNIVERSITY HOSPITAL |  |  | UHS | WOT00000004014307 | David Frye | Performance Verification | Closed | Josh Harris | 10/31/2019 | 10/31/2019 | Performance Verification for CINCINNATI SUB-ZERO 11135812 193-LT-05228 | Initial Install of Performance Verification. Device is ready for patient use. |  |  | 10/31/2019 | 10/31/2019
|  | CINCINNATI SUB-ZERO | MICRO-TEMP LT | PUMP, HEAT THERAPY | 193-LT-05170 | SPD | Pavilion |  |  | 10/31/2019 |  | 10/31/29 |  |  | NO | YES |  |  |  |  | CINCINNATI SUB-ZERO 11135814 193-LT-05170 |  |  | Active |  |  |  | Equipment | PAAR:00-PVAR | 10/31/2019 | 10/31/2019 | COOPER UNIVERSITY HOSPITAL |  |  | UHS | WOT00000004014312 | David Frye | Performance Verification | Closed | Josh Harris | 10/31/2019 | 10/31/2019 | Performance Verification for CINCINNATI SUB-ZERO 11135814 193-LT-05170 | Initial Install of Performance Verification. Device is ready for patient use. |  |  | 10/31/2019 | 10/31/2019
|  | CINCINNATI SUB-ZERO | MICRO-TEMP LT | PUMP, HEAT THERAPY | 193-LT-05197 | SPD | Dorrance |  |  | 10/31/2019 |  | 10/31/29 |  |  | NO | YES |  |  |  |  | CINCINNATI SUB-ZERO 11135811 193-LT-05197 |  |  | Active |  |  |  | Equipment | PAAR:00-PVAR | 10/31/2019 | 10/31/2019 | COOPER UNIVERSITY HOSPITAL |  |  | UHS | WOT00000004014304 | David Frye | Performance Verification | Closed | Josh Harris | 10/31/2019 | 10/31/2019 | Performance Verification for CINCINNATI SUB-ZERO 11135811 193-LT-05197 | Initial Install of Performance Verification. Device is ready for patient use. |  |  | 10/31/2019 | 10/31/2019
|  | CINCINNATI SUB-ZERO | MICRO-TEMP LT | PUMP, HEAT THERAPY | 193-LT-05210 |  | Kelemen | [7 empty] | NO | YES
|  | GAYMAR INDUSTRIES | T-PUMP TP650 | PUMP, HEAT THERAPY | E20D70 | MARLTON-DERMATOLOGY | 10000 Sagamore Dr |  |  | 01/01/1900 |  |  |  |  | NO | YES |  |  |  |  | GAYMAR INDUSTRIES 10366122 E20D70 |  |  | Active |  | 99:99:99:99:99:99 |  | Alarm | 1Y:00-MFG | 05/31/2019 | 05/01/2020 | COOPER AMBULATORY OFF-SITES |  |  | Room 6 | 0012352232 | MICHELE CANALE | Preventative Maintenance | Closed | Kirk Lis | 11/01/2017 | 11/16/2017 | Performance Assurance: 00-MFG | 11/16/2017 1:42:41 PM KALIS (KALIS 11/16/2017 12:00 AM) SEARCH TIME .UNIT LOCATED IN CABINET BEHIND NURSES STATION (KALIS 11/16/2017 12:00 AM) PERFORMED PA | C81234A1-8E13-466F-8848-5F475E209B8F | Labor | 11/16/2017 | 11/16/2017 | Kirk Lis
|  | STRYKER CORP. | T-PUMP TP700 | PUMP, HEAT THERAPY |  |  | 401 Haddon Ave | [7 empty] | YES | YES
|  | WELLS JOHNSON CO. | 20-6000-00 | PUMP, INFUSION |  | MARLTON-DERMATOLOGY | 10000 Sagamore Dr |  |  | 01/01/1900 |  |  |  |  | NO | YES |  |  |  |  | WELLS JOHNSON CO. 10366121 461 |  |  | Active |  | 99:99:99:99:99:99 |  | High Risk | PAAR:00-PVAR | 11/02/2019 |  | COOPER AMBULATORY OFF-SITES |  |  | Room 6 |  | MICHELE CANALE
|  | CAESAREA MEDICAL ELECTRONICS | BODYGUARD 121 TWINS | PUMP, INFUSION, DUAL CHANNEL | A14838 |  | 60 Fostertown Rd | Cooper 2 | [6 empty] | NO | YES
|  | CAESAREA MEDICAL ELECTRONICS | BODYGUARD 121 TWINS | PUMP, INFUSION, DUAL CHANNEL | A16151 |  | 97 Bogden Blvd | Cooper 1 |  | 03/13/2019 |  | 3/13/29 |  |  | NO | YES |  |  |  |  | CAESAREA MEDICAL ELECTRONICS 11221619 A16151 |  |  | Active |  |  |  | High Risk | 1Y:00-MFG 2Y:00-BAT | 03/13/2019 | 03/13/2019 | COOPER AMBULATORY OFF-SITES |  |  | Millville | WOT00000002369888 | RICK ROHRBACH | Performance Verification | Closed | Josh Harris | 03/13/2019 | 03/13/2019 | Performance Verification for CAESAREA MEDICAL ELECTRONICS 11221619 A16151 | Initial Install of Performance Verification. Device is ready for patient use. |  |  | 03/13/2019 | 03/13/2019
|  | CAESAREA MEDICAL ELECTRONICS | BODYGUARD 121 TWINS | PUMP, INFUSION, DUAL CHANNEL | A16147 |  | 97 Bogden Blvd | Cooper 1 |  | 03/13/2019 |  | 3/13/29 |  |  | NO | YES |  |  |  |  | CAESAREA MEDICAL ELECTRONICS 11221615 A16147 |  |  | Active |  |  |  | High Risk | 1Y:00-MFG 2Y:00-BAT | 03/13/2019 | 03/13/2019 | COOPER AMBULATORY OFF-SITES |  |  | Medford | WOT00000002369894 | RICK ROHRBACH | Performance Verification | Closed | Josh Harris | 03/13/2019 | 03/13/2019 | Performance Verification for CAESAREA MEDICAL ELECTRONICS 11221615 A16147 | Initial Install of Performance Verification. Device is ready for patient use. |  |  | 03/13/2019 | 03/13/2019
|  | CAESAREA MEDICAL ELECTRONICS | BODYGUARD 121 TWINS | PUMP, INFUSION, DUAL CHANNEL | A16149 | MILLVILLE-AIR MED | 60 Fostertown Rd | Cooper 2 |  | 03/13/2019 |  | 3/13/29 |  |  | NO | YES |  |  |  |  | CAESAREA MEDICAL ELECTRONICS 11221618 A16149 |  |  | Active |  |  |  | High Risk | 1Y:00-MFG 2Y:00-BAT | 03/13/2019 | 03/13/2019 | COOPER AMBULATORY OFF-SITES |  |  | Medford | WOT00000002369892 | RICK ROHRBACH | Performance Verification | Closed | Josh Harris | 03/13/2019 | 03/13/2019 | Performance Verification for CAESAREA MEDICAL ELECTRONICS 11221618 A16149 | Initial Install of Performance Verification. Device is ready for patient use. |  |  | 03/13/2019 | 03/13/2019
|  | CAESAREA MEDICAL ELECTRONICS | BODYGUARD 121 TWINS | PUMP, INFUSION, DUAL CHANNEL | A16150 | MILLVILLE-AIR MED | 60 Fostertown Rd | Cooper 2 |  | 03/13/2019 |  | 3/13/29 |  |  | NO | YES |  |  |  |  | CAESAREA MEDICAL ELECTRONICS 11221617 A16150 |  |  | Active |  |  |  | High Risk | 1Y:00-MFG 2Y:00-BAT | 03/13/2019 | 03/13/2019 | COOPER AMBULATORY OFF-SITES |  |  | Medford | WOT00000002369890 | RICK ROHRBACH | Performance Verification | Closed | Josh Harris | 03/13/2019 | 03/13/2019 | Performance Verification for CAESAREA MEDICAL ELECTRONICS 11221617 A16150 | Initial Install of Performance Verification. Device is ready for patient use. |  |  | 03/13/2019 | 03/13/2019
|  | CAESAREA MEDICAL ELECTRONICS | BODYGUARD 121 TWINS | PUMP, INFUSION, DUAL CHANNEL | A16148 | MILLVILLE-AIR MED | 60 Fostertown Rd | Cooper 2 |  | 03/13/2019 |  | 3/13/29 |  |  | NO | YES |  |  |  |  | CAESAREA MEDICAL ELECTRONICS 11221616 A16148 |  |  | Active |  |  |  | High Risk | 1Y:00-MFG 2Y:00-BAT | 03/13/2019 | 03/13/2019 | COOPER AMBULATORY OFF-SITES |  |  | Medford | WOT00000002369896 | RICK ROHRBACH | Performance Verification | Closed | Josh Harris | 03/13/2019 | 03/13/2019 | Performance Verification for CAESAREA MEDICAL ELECTRONICS 11221616 A16148 | Initial Install of Performance Verification. Device is ready for patient use. |  |  | 03/13/2019 | 03/13/2019
|  | CAESAREA MEDICAL ELECTRONICS | BODYGUARD 121 TWINS | PUMP, INFUSION, DUAL CHANNEL | A15936 | MILLVILLE-AIR MED | Kelemen |  |  | 10/31/2019 |  | 10/31/29 |  |  | NO | YES |  |  |  |  | CAESAREA MEDICAL ELECTRONICS 11135571 A15936 |  |  | Active |  |  |  | Equipment | PAAR:00-PVAR | 10/31/2019 | 10/31/2019 | COOPER AMBULATORY OFF-SITES |  |  | Millville | WOT00000002370014 | RICK ROHRBACH | Performance Verification | Closed | Josh Harris | 10/31/2019 | 10/31/2019 | CEID Record Completion for CAESAREA MEDICAL ELECTRONICS 11135571 A15936 | Inventoried Unit. | EXP2471432 | Labor | 10/31/2019 | 10/31/2019 | Josh Harris
|  | CAESAREA MEDICAL ELECTRONICS | BODYGUARD 121 TWINS | PUMP, INFUSION, DUAL CHANNEL | A14837 |  | 97 Bogden Blvd | Cooper 1 |  | 05/01/2018 |  | 5/1/28 |  |  | NO | YES |  |  |  |  | CAESAREA MEDICAL ELECTRONICS 10725243 A14837 |  |  | Active |  |  |  | High Risk | 1Y:00-MFG 2Y:00-BAT | 03/13/2019 | 03/01/2020 | COOPER AMBULATORY OFF-SITES |  |  | Millville | WOT00000002369882 | RICK ROHRBACH | Performance Verification | Closed | Josh Harris | 03/13/2019 | 07/02/2019 | Performance Verification for CAESAREA MEDICAL ELECTRONICS 10725243 A14837 | Initial Install of Performance Verification. Device is ready for patient use.
|  | CAESAREA MEDICAL ELECTRONICS | BODYGUARD 121 TWINS | PUMP, INFUSION, DUAL CHANNEL |  |  | 97 Bogden Blvd | Cooper 1 | [6 empty] | YES | YES
|  | IMED CORPORATION | GEMINI PC-2 | PUMP, INFUSION, DUAL CHANNEL |  |  | 401 Haddon Ave | [7 empty] | YES | YES
|  | IRADIMED | MRIDIUM 3860 | PUMP, INFUSION, MR COMPATIBLE | IR6010213 | MRI | Kelemen | Basement |  | 04/30/2019 |  | 4/30/29 |  |  | NO | YES |  |  |  |  | IRADIMED 30143173 IR6010213 |  |  | Active |  | 99:99:99:99:99:99 |  | High Risk | 1Y:00-MFG 2Y:00-BAT | 04/30/2019 | 04/30/2019 | COOPER UNIVERSITY HOSPITAL |  |  | Kelemen MRI |  | ELLIOT VASQUEZ |  |  |  | 04/30/2019 | 04/30/2019 |  |  |  |  | 04/30/2019 | 04/30/2019
|  | IRADIMED | MRIDIUM 3860 | PUMP, INFUSION, MR COMPATIBLE | IR60102133 | MRI | Kelemen | Basement |  | 04/30/2019 |  | 4/30/29 |  |  | NO | YES |  |  |  |  | IRADIMED 30143172 IR60102133 |  |  | Active |  | 99:99:99:99:99:99 |  | High Risk | 1Y:00-MFG 2Y:00-BAT | 04/30/2019 | 04/30/2019 | COOPER UNIVERSITY HOSPITAL |  |  | Kelemen MRI |  | ELLIOT VASQUEZ |  |  |  | 04/30/2019 | 04/30/2019 |  |  |  |  | 04/30/2019 | 04/30/2019
|  | IRADIMED | SIDECAR 3861 | PUMP, INFUSION, MR COMPATIBLE | IR61101391 | MRI | Kelemen | Basement |  | 04/30/2019 |  | 4/30/29 |  |  | NO | YES |  |  |  |  | IRADIMED 30143175 IR61101391 |  |  | Active |  | 99:99:99:99:99:99 |  | High Risk | 1Y:00-MFG 2Y:00-BAT | 04/30/2019 | 04/30/2019 | COOPER UNIVERSITY HOSPITAL |  |  | Kelemen MRI |  | ELLIOT VASQUEZ |  |  |  | 04/30/2019 | 04/30/2019 |  |  |  |  | 04/30/2019 | 04/30/2019
|  | IRADIMED | SIDECAR 3861 | PUMP, INFUSION, MR COMPATIBLE | IR61101390 | MRI | Kelemen | Basement |  | 04/30/2019 |  | 4/30/29 |  |  | NO | YES |  |  |  |  | IRADIMED 30143174 IR61101390 |  |  | Active |  | 99:99:99:99:99:99 |  | High Risk | 1Y:00-MFG 2Y:00-BAT | 04/30/2019 | 04/30/2019 | COOPER UNIVERSITY HOSPITAL |  |  | Kelemen MRI |  | ELLIOT VASQUEZ |  |  |  | 04/30/2019 | 04/30/2019 |  |  |  |  | 04/30/2019 | 04/30/2019
|  | CAREFUSION | ALARIS 8120 | PUMP, INFUSION, PCA |  | SPD | Kelemen |  |  | 11/19/2018 |  | 11/19/28 |  |  | NO | YES |  |  |  |  | CAREFUSION 30126057 13107976 |  |  | Active |  | 99:99:99:99:99:99 |  | High Risk | 1Y:00-MFG | 11/19/2018 | 11/19/2018 | COOPER UNIVERSITY HOSPITAL |  |  |  |  | David Frye |  |  |  | 11/19/2018 | 11/19/2018 |  |  |  |  | 11/19/2018 | 11/19/2018
|  | CAREFUSION | ALARIS 8120 | PUMP, INFUSION, PCA |  | SPD | Kelemen |  |  | 06/30/2010 |  | 6/30/20 |  |  | NO | YES |  |  |  |  | CAREFUSION 10725250 13107943 |  |  | Active |  | 99:99:99:99:99:99 |  | High Risk | 1Y:00-MFG | 11/26/2018 | 12/01/2019 | COOPER UNIVERSITY HOSPITAL |  |  |  |  | David Frye
|  | CAREFUSION | ALARIS 8120 | PUMP, INFUSION, PCA |  | SPD | Kelemen |  |  | 06/30/2010 |  | 6/30/20 |  |  | NO | YES |  |  |  |  | CAREFUSION 10725102 13107311 |  |  | Active |  | 99:99:99:99:99:99 |  | High Risk | 1Y:00-MFG | 12/17/2018 | 12/01/2019 | COOPER UNIVERSITY HOSPITAL |  |  |  |  | David Frye
|  | CAREFUSION | ALARIS 8120 | PUMP, INFUSION, PCA |  | SPD | Kelemen |  |  | 06/30/2010 |  | 6/30/20 |  |  | NO | YES |  |  |  |  | CAREFUSION 10725104 13107910 |  |  | Active |  | 99:99:99:99:99:99 |  | High Risk | 1Y:00-MFG | 11/19/2018 | 12/01/2019 | COOPER UNIVERSITY HOSPITAL |  |  |  |  | David Frye
|  | CAREFUSION | ALARIS 8120 | PUMP, INFUSION, PCA |  | SPD | Kelemen |  |  | 06/30/2010 |  | 6/30/20 |  |  | NO | YES |  |  |  |  | CAREFUSION 10725105 13107736 |  |  | Active |  | 99:99:99:99:99:99 |  | High Risk | 1Y:00-MFG | 11/30/2018 | 12/01/2019 | COOPER UNIVERSITY HOSPITAL |  |  | RECOVERY |  | David Frye
|  | CAREFUSION | ALARIS 8120 | PUMP, INFUSION, PCA |  | SPD | Kelemen |  |  | 06/30/2010 |  | 6/30/20 |  |  | NO | YES |  |  |  |  | CAREFUSION 10725139 13108187 |  |  | Active |  | 99:99:99:99:99:99 |  | High Risk | 1Y:00-MFG | 11/20/2018 | 12/01/2019 | COOPER UNIVERSITY HOSPITAL |  |  |  |  | David Frye
|  | CAREFUSION | ALARIS 8120 | PUMP, INFUSION, PCA |  | SPD | Kelemen |  |  | 06/30/2010 |  | 6/30/20 |  |  | NO | YES |  |  |  |  | CAREFUSION 10725140 13107209 |  |  | Active |  | 99:99:99:99:99:99 |  | High Risk | 1Y:00-MFG | 11/15/2018 | 12/01/2019 | COOPER UNIVERSITY HOSPITAL |  |  |  |  | David Frye
|  | CAREFUSION | ALARIS 8120 | PUMP, INFUSION, PCA |  | SPD | Kelemen |  |  | 06/30/2010 |  | 6/30/20 |  |  | NO | YES |  |  |  |  | CAREFUSION 10725143 13107960 |  |  | Active |  | 99:99:99:99:99:99 |  | High Risk | 1Y:00-MFG | 11/20/2018 | 12/01/2019 | COOPER UNIVERSITY HOSPITAL |  |  |  |  | David Frye
|  | CAREFUSION | ALARIS 8120 | PUMP, INFUSION, PCA |  | SPD | Dorrance |  |  | 06/30/2010 |  | 6/30/20 |  |  | NO | YES |  |  |  |  | CAREFUSION 10725137 13108219 |  |  | Active |  | 99:99:99:99:99:99 |  | High Risk | 1Y:00-MFG | 11/19/2018 | 12/01/2019 | COOPER UNIVERSITY HOSPITAL |  |  |  |  | David Frye
|  | CAREFUSION | ALARIS 8120 | PUMP, INFUSION, PCA |  | SPD | Kelemen |  |  | 06/30/2010 |  | 6/30/20 |  |  | NO | YES |  |  |  |  | CAREFUSION 10725138 13107959 |  |  | Active |  | 99:99:99:99:99:99 |  | High Risk | 1Y:00-MFG | 11/30/2018 | 12/01/2019 | COOPER UNIVERSITY HOSPITAL |  |  | APRIL |  | David Frye
|  | CAREFUSION | ALARIS 8120 | PUMP, INFUSION, PCA |  | SPD | Kelemen |  |  | 06/30/2010 |  | 6/30/20 |  |  | NO | YES |  |  |  |  | CAREFUSION 10725124 13107925 |  |  | Active |  | 99:99:99:99:99:99 |  | High Risk | 1Y:00-MFG | 02/07/2019 | 12/01/2019 | COOPER UNIVERSITY HOSPITAL |  |  |  |  | David Frye
|  | CAREFUSION | ALARIS 8120 | PUMP, INFUSION, PCA |  | SPD | Kelemen |  |  | 06/30/2010 |  | 6/30/20 |  |  | NO | YES |  |  |  |  | CAREFUSION 10725131 13107004 |  |  | Active |  | 99:99:99:99:99:99 |  | High Risk | 1Y:00-MFG | 11/16/2018 | 12/01/2019 | COOPER UNIVERSITY HOSPITAL |  |  |  |  | David Frye
|  | CAREFUSION | ALARIS 8120 | PUMP, INFUSION, PCA |  | SPD | Kelemen |  |  | 06/30/2010 |  | 6/30/20 |  |  | NO | YES |  |  |  |  | CAREFUSION 10725130 13107359 |  |  | Active |  | 99:99:99:99:99:99 |  | High Risk | 1Y:00-MFG | 11/19/2018 | 12/01/2019 | COOPER UNIVERSITY HOSPITAL |  |  |  |  | David Frye
|  | CAREFUSION | ALARIS 8120 | PUMP, INFUSION, PCA |  | SPD | Pavilion |  |  | 06/30/2010 |  | 6/30/20 |  |  | NO | YES |  |  |  |  | CAREFUSION 10725129 13107329 |  |  | Active |  | 99:99:99:99:99:99 |  | High Risk | 1Y:00-MFG | 12/05/2018 | 12/01/2019 | COOPER UNIVERSITY HOSPITAL |  |  |  |  | David Frye
|  | CAREFUSION | ALARIS 8120 | PUMP, INFUSION, PCA |  | SPD | Kelemen |  |  | 06/30/2010 |  | 6/30/20 |  |  | NO | YES |  |  |  |  | CAREFUSION 10725123 13107843 |  |  | Active |  | 99:99:99:99:99:99 |  | High Risk | 1Y:00-MFG | 12/19/2018 | 12/01/2019 | COOPER UNIVERSITY HOSPITAL |  |  |  |  | David Frye
|  | CAREFUSION | ALARIS 8120 | PUMP, INFUSION, PCA |  | SPD | Pavilion |  |  | 06/30/2010 |  | 6/30/20 |  |  | NO | YES |  |  |  |  | CAREFUSION 10725122 13107664 |  |  | Active |  | 99:99:99:99:99:99 |  | High Risk | 1Y:00-MFG | 11/19/2018 | 12/01/2019 | COOPER UNIVERSITY HOSPITAL |  |  |  |  | David Frye
|  | CAREFUSION | ALARIS 8120 | PUMP, INFUSION, PCA |  | SPD | Kelemen |  |  | 06/30/2010 |  | 6/30/20 |  |  | NO | YES |  |  |  |  | CAREFUSION 10725120 13108208 |  |  | Active |  | 99:99:99:99:99:99 |  | High Risk | 1Y:00-MFG | 11/15/2018 | 12/01/2019 | COOPER UNIVERSITY HOSPITAL |  |  | APRIL |  | David Frye
|  | CAREFUSION | ALARIS 8120 | PUMP, INFUSION, PCA |  | SPD | Pavilion |  |  | 10/11/2006 |  | 10/11/16 |  |  | NO | YES |  |  |  |  | CAREFUSION 10725121 12383915 |  |  | Active |  | 99:99:99:99:99:99 |  | High Risk | 1Y:00-MFG | 11/15/2018 | 12/01/2019 | COOPER UNIVERSITY HOSPITAL |  |  | APRIL |  | David Frye
|  | CAREFUSION | ALARIS 8120 | PUMP, INFUSION, PCA |  | SPD | Pavilion |  |  | 06/30/2010 |  | 6/30/20 |  |  | NO | YES |  |  |  |  | CAREFUSION 10725119 13107319 |  |  | Active |  | 99:99:99:99:99:99 |  | High Risk | 1Y:00-MFG | 11/16/2018 | 12/01/2019 | COOPER UNIVERSITY HOSPITAL |  |  |  |  | David Frye
|  | CAREFUSION | ALARIS 8120 | PUMP, INFUSION, PCA |  | SPD | Kelemen |  |  | 06/30/2010 |  | 6/30/20 |  |  | NO | YES |  |  |  |  | CAREFUSION 10725117 13107973 |  |  | Active |  | 99:99:99:99:99:99 |  | High Risk | 1Y:00-MFG | 11/16/2018 | 12/01/2019 | COOPER UNIVERSITY HOSPITAL |  |  | APRIL |  | David Frye
|  | CAREFUSION | ALARIS 8120 | PUMP, INFUSION, PCA |  | SPD | Kelemen |  |  | 06/30/2010 |  | 6/30/20 |  |  | NO | YES |  |  |  |  | CAREFUSION 10725118 13107163 |  |  | Disposition |  | 99:99:99:99:99:99 |  | High Risk | 1Y:00-MFG | 04/25/2019 | 12/01/2019 | COOPER UNIVERSITY HOSPITAL |  |  |  |  | David Frye
|  | CAREFUSION | ALARIS 8120 | PUMP, INFUSION, PCA |  | SPD | Kelemen |  |  | 06/30/2010 |  | 6/30/20 |  |  | NO | YES |  |  |  |  | CAREFUSION 10725116 13107147 |  |  | Active |  | 99:99:99:99:99:99 |  | High Risk | 1Y:00-MFG | 11/16/2018 | 12/01/2019 | COOPER UNIVERSITY HOSPITAL |  |  |  |  | David Frye
|  | CAREFUSION | ALARIS 8120 | PUMP, INFUSION, PCA |  | SPD | Kelemen |  |  | 06/30/2010 |  | 6/30/20 |  |  | NO | YES |  |  |  |  | CAREFUSION 10725115 13107182 |  |  | Active |  | 99:99:99:99:99:99 |  | High Risk | 1Y:00-MFG | 12/19/2018 | 12/01/2019 | COOPER UNIVERSITY HOSPITAL |  |  |  |  | David Frye
|  | CAREFUSION | ALARIS 8120 | PUMP, INFUSION, PCA |  | SPD | Kelemen |  |  | 06/30/2010 |  | 6/30/20 |  |  | NO | YES |  |  |  |  | CAREFUSION 10725114 13107913 |  |  | Active |  | 99:99:99:99:99:99 |  | High Risk | 1Y:00-MFG | 11/15/2018 | 12/01/2019 | COOPER UNIVERSITY HOSPITAL |  |  |  |  | David Frye
|  | CAREFUSION | ALARIS 8120 | PUMP, INFUSION, PCA |  | SPD | Kelemen |  |  | 06/30/2010 |  | 6/30/20 |  |  | NO | YES |  |  |  |  | CAREFUSION 10725111 13107008 |  |  | Active |  | 99:99:99:99:99:99 |  | High Risk | 1Y:00-MFG | 11/19/2018 | 12/01/2019 | COOPER UNIVERSITY HOSPITAL |  |  |  |  | David Frye
|  | CAREFUSION | ALARIS 8120 | PUMP, INFUSION, PCA |  | SPD | Kelemen |  |  | 06/30/2010 |  | 6/30/20 |  |  | NO | YES |  |  |  |  | CAREFUSION 10725112 13107938 |  |  | Active |  | 99:99:99:99:99:99 |  | High Risk | 1Y:00-MFG | 12/10/2018 | 12/01/2019 | COOPER UNIVERSITY HOSPITAL |  |  |  |  | David Frye
|  | CAREFUSION | ALARIS 8120 | PUMP, INFUSION, PCA |  | SPD | Kelemen |  |  | 06/30/2010 |  | 6/30/20 |  |  | NO | YES |  |  |  |  | CAREFUSION 10725113 13107310 |  |  | Active |  | 99:99:99:99:99:99 |  | High Risk | 1Y:00-MFG | 12/11/2018 | 12/01/2019 | COOPER UNIVERSITY HOSPITAL |  |  | NURSING ADMIN COD AREA 5-3-17 |  | David Frye
|  | CAREFUSION | ALARIS 8120 | PUMP, INFUSION, PCA |  | SPD | Kelemen |  |  | 06/30/2010 |  | 6/30/20 |  |  | NO | YES |  |  |  |  | CAREFUSION 10725108 13108018 |  |  | Active |  | 99:99:99:99:99:99 |  | High Risk | 1Y:00-MFG | 11/15/2018 | 12/01/2019 | COOPER UNIVERSITY HOSPITAL |  |  |  |  | David Frye
|  | CAREFUSION | ALARIS 8120 | PUMP, INFUSION, PCA |  | SPD | Kelemen |  |  | 06/30/2010 |  | 6/30/20 |  |  | NO | YES |  |  |  |  | CAREFUSION 10725109 13106887 |  |  | Active |  | 99:99:99:99:99:99 |  | High Risk | 1Y:00-MFG | 11/16/2018 | 12/01/2019 | COOPER UNIVERSITY HOSPITAL |  |  |  |  | David Frye
|  | CAREFUSION | ALARIS 8120 | PUMP, INFUSION, PCA |  | SPD | Pavilion |  |  | 06/30/2010 |  | 6/30/20 |  |  | NO | YES |  |  |  |  | CAREFUSION 10725110 13107903 |  |  | Active |  | 99:99:99:99:99:99 |  | High Risk | 1Y:00-MFG | 12/05/2018 | 12/01/2019 | COOPER UNIVERSITY HOSPITAL |  |  |  |  | David Frye
|  | CAREFUSION | ALARIS 8120 | PUMP, INFUSION, PCA |  | SPD | Kelemen |  |  | 06/30/2010 |  | 6/30/20 |  |  | NO | YES |  |  |  |  | CAREFUSION 10725106 13107942 |  |  | Active |  | 99:99:99:99:99:99 |  | High Risk | 1Y:00-MFG | 12/11/2018 | 12/01/2019 | COOPER UNIVERSITY HOSPITAL |  |  |  |  | David Frye
|  | CAREFUSION | ALARIS 8120 | PUMP, INFUSION, PCA |  |  | Kelemen | [7 empty] | NO | YES
|  | CAREFUSION | ALARIS 8120 | PUMP, INFUSION, PCA |  | SPD | Kelemen |  |  | 06/30/2010 |  | 6/30/20 |  |  | NO | YES |  |  |  |  | CAREFUSION 10725107 13107191 |  |  | Active |  | 99:99:99:99:99:99 |  | High Risk | 1Y:00-MFG | 02/06/2019 | 12/01/2019 | COOPER UNIVERSITY HOSPITAL |  |  |  |  | David Frye
|  | CAREFUSION | ALARIS 8120 | PUMP, INFUSION, PCA |  | SPD | Pavilion |  |  | 06/30/2010 |  | 6/30/20 |  |  | NO | YES |  |  |  |  | CAREFUSION 10725099 13106982 |  |  | Active |  | 99:99:99:99:99:99 |  | High Risk | 1Y:00-MFG | 11/19/2018 | 12/01/2019 | COOPER UNIVERSITY HOSPITAL |  |  |  |  | David Frye
|  | CAREFUSION | ALARIS 8120 | PUMP, INFUSION, PCA |  | SPD | Kelemen |  |  | 06/30/2010 |  | 6/30/20 |  |  | NO | YES |  |  |  |  | CAREFUSION 10725100 13107826 |  |  | Active |  | 99:99:99:99:99:99 |  | High Risk | 1Y:00-MFG | 11/19/2018 | 12/01/2019 | COOPER UNIVERSITY HOSPITAL |  |  |  |  | David Frye
|  | CAREFUSION | ALARIS 8120 | PUMP, INFUSION, PCA |  | SPD | Kelemen |  |  | 06/30/2010 |  | 6/30/20 |  |  | NO | YES |  |  |  |  | CAREFUSION 10725101 13107845 |  |  | Active |  | 99:99:99:99:99:99 |  | High Risk | 1Y:00-MFG | 11/26/2018 | 12/01/2019 | COOPER UNIVERSITY HOSPITAL |  |  |  |  | David Frye
|  | CAREFUSION | ALARIS 8120 | PUMP, INFUSION, PCA |  | SPD | Kelemen |  |  | 06/30/2010 |  | 6/30/20 |  |  | NO | YES |  |  |  |  | CAREFUSION 10366614 13107819 |  |  | Active |  | 99:99:99:99:99:99 |  | High Risk | 1Y:00-MFG | 11/16/2018 | 12/01/2019 | COOPER UNIVERSITY HOSPITAL |  |  |  |  | David Frye
|  | CAREFUSION | ALARIS 8120 | PUMP, INFUSION, PCA |  | SPD | Kelemen |  |  | 06/30/2010 |  | 6/30/20 |  |  | NO | YES |  |  |  |  | CAREFUSION 10366506 13107666 |  |  | Active |  | 99:99:99:99:99:99 |  | High Risk | 1Y:00-MFG | 11/20/2018 | 12/01/2019 | COOPER UNIVERSITY HOSPITAL |  |  |  |  | David Frye
|  | CAREFUSION | ALARIS 8120 | PUMP, INFUSION, PCA |  | SPD | Pavilion |  |  | 06/30/2010 |  | 6/30/20 |  |  | NO | YES |  |  |  |  | CAREFUSION 10360356 13107944 |  |  | Active |  | 99:99:99:99:99:99 |  | High Risk | 1Y:00-MFG | 12/05/2018 | 12/01/2019 | COOPER UNIVERSITY HOSPITAL |  |  |  |  | David Frye
|  | CAREFUSION | ALARIS 8120 | PUMP, INFUSION, PCA |  | SPD | Kelemen |  |  | 06/30/2010 |  | 6/30/20 |  |  | NO | YES |  |  |  |  | CAREFUSION 10357048 13107909 |  |  | Active |  | 99:99:99:99:99:99 |  | High Risk | 1Y:00-MFG | 11/26/2018 | 12/01/2019 | COOPER UNIVERSITY HOSPITAL |  |  | CLEANINGAREA |  | David Frye
|  | CAREFUSION | ALARIS 8120 | PUMP, INFUSION, PCA |  | SPD | Kelemen |  |  | 06/30/2010 |  | 6/30/20 |  |  | NO | YES |  |  |  |  | CAREFUSION 10357022 13108029 |  |  | Active |  | 99:99:99:99:99:99 |  | High Risk | 1Y:00-MFG | 11/16/2018 | 12/01/2019 | COOPER UNIVERSITY HOSPITAL |  |  | APRIL |  | David Frye
|  | CAREFUSION | ALARIS 8120 | PUMP, INFUSION, PCA |  | SPD | Dorrance |  |  | 06/30/2010 |  | 6/30/20 |  |  | NO | YES |  |  |  |  | CAREFUSION 10357025 13107010 |  |  | Active |  | 99:99:99:99:99:99 |  | High Risk | 1Y:00-MFG | 11/30/2018 | 12/01/2019 | COOPER UNIVERSITY HOSPITAL |  |  |  |  | David Frye
|  | CAREFUSION | ALARIS 8120 | PUMP, INFUSION, PCA |  | SPD | Kelemen |  |  | 06/30/2010 |  | 6/30/20 |  |  | NO | YES |  |  |  |  | CAREFUSION 10357034 13107132 |  |  | Active |  | 99:99:99:99:99:99 |  | High Risk | 1Y:00-MFG | 11/19/2018 | 12/01/2019 | COOPER UNIVERSITY HOSPITAL |  |  |  |  | David Frye
|  | CAREFUSION | ALARIS 8120 | PUMP, INFUSION, PCA |  | SPD | Kelemen |  |  | 06/30/2010 |  | 6/30/20 |  |  | NO | YES |  |  |  |  | CAREFUSION 10357031 13107151 |  |  | Active |  | 99:99:99:99:99:99 |  | High Risk | 1Y:00-MFG | 11/16/2018 | 12/01/2019 | COOPER UNIVERSITY HOSPITAL |  |  |  |  | David Frye
|  | CAREFUSION | ALARIS 8120 | PUMP, INFUSION, PCA |  | SPD | Kelemen |  |  | 06/30/2010 |  | 6/30/20 |  |  | NO | YES |  |  |  |  | CAREFUSION 10356599 13107816 |  |  | Active |  | 99:99:99:99:99:99 |  | High Risk | 1Y:00-MFG | 11/19/2018 | 12/01/2019 | COOPER UNIVERSITY HOSPITAL |  |  |  |  | David Frye
|  | CAREFUSION | ALARIS 8120 | PUMP, INFUSION, PCA |  | SPD | Pavilion |  |  | 06/30/2010 |  | 6/30/20 |  |  | NO | YES |  |  |  |  | CAREFUSION 10356576 13107975 |  |  | Active |  | 99:99:99:99:99:99 |  | High Risk | 1Y:00-MFG | 12/11/2018 | 12/01/2019 | COOPER UNIVERSITY HOSPITAL |  |  |  |  | David Frye
|  | CAREFUSION | ALARIS 8120 | PUMP, INFUSION, PCA |  | SPD | Kelemen |  |  | 06/30/2010 |  | 6/30/20 |  |  | NO | YES |  |  |  |  | CAREFUSION 10355313 13107234 |  |  | Active |  | 99:99:99:99:99:99 |  | High Risk | 1Y:00-MFG | 12/11/2018 | 12/01/2019 | COOPER UNIVERSITY HOSPITAL |  |  |  |  | David Frye
|  | CAREFUSION | ALARIS 8120 | PUMP, INFUSION, PCA |  | SPD | Kelemen |  |  | 06/30/2010 |  | 6/30/20 |  |  | NO | YES |  |  |  |  | CAREFUSION 10355309 13107912 |  |  | Active |  | 99:99:99:99:99:99 |  | High Risk | 1Y:00-MFG | 11/28/2018 | 12/01/2019 | COOPER UNIVERSITY HOSPITAL |  |  |  |  | David Frye
|  | CAREFUSION | ALARIS 8120 | PUMP, INFUSION, PCA |  | SPD | Kelemen |  |  | 06/30/2010 |  | 6/30/20 |  |  | NO | YES |  |  |  |  | CAREFUSION 10355290 13107665 |  |  | Active |  | 99:99:99:99:99:99 |  | High Risk | 1Y:00-MFG | 12/19/2018 | 12/01/2019 | COOPER UNIVERSITY HOSPITAL |  |  |  |  | David Frye
|  | CAREFUSION | ALARIS 8120 | PUMP, INFUSION, PCA |  | SPD | Kelemen |  |  | 12/11/2018 |  | 12/11/28 |  |  | NO | YES |  |  |  |  | CAREFUSION 30212667 13107240 |  |  | Active |  | 99:99:99:99:99:99 |  | High Risk | 1Y:00-MFG | 12/11/2018 | 12/11/2018 | COOPER UNIVERSITY HOSPITAL |  |  |  |  | David Frye |  |  |  | 12/11/2018 | 12/11/2018 |  |  |  |  | 12/11/2018 | 12/11/2018
|  | CAREFUSION | ALARIS 8120 | PUMP, INFUSION, PCA |  | SPD | Kelemen |  |  | 10/11/2006 |  | 10/11/16 |  |  | NO | YES |  |  |  |  | CAREFUSION 10354971 12424934 |  |  | Active |  | 99:99:99:99:99:99 |  | High Risk | 1Y:00-MFG | 12/17/2018 | 12/01/2019 | COOPER UNIVERSITY HOSPITAL |  |  | APRIL |  | David Frye
|  | CAREFUSION | ALARIS 8120 | PUMP, INFUSION, PCA |  | SPD | Kelemen |  |  | 06/30/2010 |  | 6/30/20 |  |  | NO | YES |  |  |  |  | CAREFUSION 10349751 13108054 |  |  | Active |  | 99:99:99:99:99:99 |  | High Risk | 1Y:00-MFG | 12/10/2018 | 12/01/2019 | COOPER UNIVERSITY HOSPITAL |  |  |  |  | David Frye
|  | CAREFUSION | ALARIS 8120 | PUMP, INFUSION, PCA |  | SPD | Pavilion |  |  | 06/30/2010 |  | 6/30/20 |  |  | NO | YES |  |  |  |  | CAREFUSION 10349752 13107911 |  |  | Active |  | 99:99:99:99:99:99 |  | High Risk | 1Y:00-MFG | 12/05/2018 | 12/01/2019 | COOPER UNIVERSITY HOSPITAL |  |  |  |  | David Frye
|  | CAREFUSION | ALARIS 8120 | PUMP, INFUSION, PCA |  | SPD | Pavilion |  |  | 06/30/2010 |  | 6/30/20 |  |  | NO | YES |  |  |  |  | CAREFUSION 10349750 13107667 |  |  | Active |  | 99:99:99:99:99:99 |  | High Risk | 1Y:00-MFG | 11/28/2018 | 12/01/2019 | COOPER UNIVERSITY HOSPITAL |  |  |  |  | David Frye
|  | CAREFUSION | ALARIS 8120 | PUMP, INFUSION, PCA |  | SPD | Dorrance |  |  | 06/30/2010 |  | 6/30/20 |  |  | NO | YES |  |  |  |  | CAREFUSION 10349749 13108012 |  |  | Active |  | 99:99:99:99:99:99 |  | High Risk | 1Y:00-MFG | 11/30/2018 | 12/01/2019 | COOPER UNIVERSITY HOSPITAL |  |  |  |  | David Frye
|  | CAREFUSION | ALARIS 8120 | PUMP, INFUSION, PCA |  | SPD | Dorrance |  |  | 06/30/2010 |  | 6/30/20 |  |  | NO | YES |  |  |  |  | CAREFUSION 10349746 13107940 |  |  | Active |  | 99:99:99:99:99:99 |  | High Risk | 1Y:00-MFG | 11/16/2018 | 12/01/2019 | COOPER UNIVERSITY HOSPITAL |  |  |  |  | David Frye
|  | CAREFUSION | ALARIS 8120 | PUMP, INFUSION, PCA |  | SPD | Kelemen |  |  | 06/30/2010 |  | 6/30/20 |  |  | NO | YES |  |  |  |  | CAREFUSION 10349748 13107275 |  |  | Active |  | 99:99:99:99:99:99 |  | High Risk | 1Y:00-MFG | 11/28/2018 | 12/01/2019 | COOPER UNIVERSITY HOSPITAL |  |  |  |  | David Frye
|  | CAREFUSION | ALARIS 8120 | PUMP, INFUSION, PCA |  | SPD | Kelemen |  |  | 06/30/2010 |  | 6/30/20 |  |  | NO | YES |  |  |  |  | CAREFUSION 10349186 13106740 |  |  | Active |  | 99:99:99:99:99:99 |  | High Risk | 1Y:00-MFG | 12/05/2018 | 12/01/2019 | COOPER UNIVERSITY HOSPITAL |  |  | APRIL |  | David Frye
|  | CAREFUSION | ALARIS 8120 | PUMP, INFUSION, PCA |  | SPD | Kelemen |  |  | 06/25/2015 |  | 6/25/25 |  |  | NO | YES |  |  |  |  | CAREFUSION 10348345 13107924 |  |  | Active |  | 99:99:99:99:99:99 |  | High Risk | 1Y:00-MFG | 11/27/2018 | 12/01/2019 | COOPER UNIVERSITY HOSPITAL |  |  |  |  | David Frye
|  | CAREFUSION | ALARIS 8120 | PUMP, INFUSION, PCA |  | SPD | Pavilion |  |  | 11/26/2018 |  | 11/26/28 |  |  | NO | YES |  |  |  |  | CAREFUSION 30149730 13107724 |  |  | Active |  | 99:99:99:99:99:99 |  | High Risk | 1Y:00-MFG | 11/26/2018 | 11/26/2018 | COOPER UNIVERSITY HOSPITAL |  |  |  |  | David Frye |  |  |  | 11/26/2018 | 11/26/2018 |  |  |  |  | 11/26/2018 | 11/26/2018
|  | CAREFUSION | ALARIS 8120 | PUMP, INFUSION, PCA |  | SPD | Kelemen |  |  | 11/28/2018 |  | 11/28/28 |  |  | NO | YES |  |  |  |  | CAREFUSION 30144898 13107271 |  |  | Active |  | 99:99:99:99:99:99 |  | High Risk | 1Y:00-MFG | 11/28/2018 | 11/28/2018 | COOPER UNIVERSITY HOSPITAL |  |  |  |  | David Frye |  |  |  | 11/28/2018 | 11/28/2018 |  |  |  |  | 11/28/2018 | 11/28/2018
|  | CAREFUSION | ALARIS 8120 | PUMP, INFUSION, PCA |  | SPD | Kelemen |  |  | 12/11/2018 |  | 12/11/28 |  |  | NO | YES |  |  |  |  | CAREFUSION 30144880 13107861 |  |  | Active |  | 99:99:99:99:99:99 |  | High Risk | 1Y:00-MFG | 12/11/2018 | 12/11/2018 | COOPER UNIVERSITY HOSPITAL |  |  |  |  | David Frye |  |  |  | 12/11/2018 | 12/11/2018 |  |  |  |  | 12/11/2018 | 12/11/2018
|  | CAREFUSION | ALARIS 8120 | PUMP, INFUSION, PCA |  | SPD | Kelemen |  |  | 12/06/2018 |  | 12/6/28 |  |  | NO | YES |  |  |  |  | CAREFUSION 30144873 13107734 |  |  | Active |  | 99:99:99:99:99:99 |  | High Risk | 1Y:00-MFG | 12/06/2018 | 12/06/2018 | COOPER UNIVERSITY HOSPITAL |  |  |  |  | David Frye |  |  |  | 12/06/2018 | 12/06/2018 |  |  |  |  | 12/06/2018 | 12/06/2018
|  | CAREFUSION | ALARIS 8120 | PUMP, INFUSION, PCA |  | SPD | Kelemen |  |  | 11/16/2018 |  | 11/16/28 |  |  | NO | YES |  |  |  |  | CAREFUSION 30144866 13108019 |  |  | Active |  | 99:99:99:99:99:99 |  | High Risk | 1Y:00-MFG | 11/16/2018 | 11/16/2018 | COOPER UNIVERSITY HOSPITAL |  |  | biomed dept |  | David Frye |  |  |  | 11/16/2018 | 11/16/2018 |  |  |  |  | 11/16/2018 | 11/16/2018
|  | CAREFUSION | ALARIS 8120 | PUMP, INFUSION, PCA |  | SPD | Pavilion |  |  | 11/28/2018 |  | 11/28/28 |  |  | NO | YES |  |  |  |  | CAREFUSION 30144844 13107150 |  |  | Active |  | 99:99:99:99:99:99 |  | High Risk | 1Y:00-MFG | 11/28/2018 | 11/28/2018 | COOPER UNIVERSITY HOSPITAL |  |  |  |  | David Frye |  |  |  | 11/28/2018 | 11/28/2018 |  |  |  |  | 11/28/2018 | 11/28/2018
|  | CAREFUSION | ALARIS 8120 | PUMP, INFUSION, PCA |  | SPD | Kelemen |  |  | 11/26/2018 |  | 11/26/28 |  |  | NO | YES |  |  |  |  | CAREFUSION 30144799 13107668 |  |  | Active |  | 99:99:99:99:99:99 |  | High Risk | 1Y:00-MFG | 11/26/2018 | 11/26/2018 | COOPER UNIVERSITY HOSPITAL |  |  |  |  | David Frye |  |  |  | 11/26/2018 | 11/26/2018 |  |  |  |  | 11/26/2018 | 11/26/2018
|  | CAREFUSION | ALARIS 8120 | PUMP, INFUSION, PCA |  | SPD | Kelemen |  |  | 11/19/2018 |  | 11/19/28 |  |  | NO | YES |  |  |  |  | CAREFUSION 30144618 13108285 |  |  | Active |  | 99:99:99:99:99:99 |  | High Risk | 1Y:00-MFG | 11/19/2018 | 11/19/2018 | COOPER UNIVERSITY HOSPITAL |  |  |  |  | David Frye |  |  |  | 11/19/2018 | 11/19/2018 |  |  |  |  | 11/19/2018 | 11/19/2018
|  | CAREFUSION | ALARIS 8120 | PUMP, INFUSION, PCA |  | SPD | Pavilion |  |  | 11/19/2018 |  | 11/19/28 |  |  | NO | YES |  |  |  |  | CAREFUSION 30144615 13107945 |  |  | Active |  | 99:99:99:99:99:99 |  | High Risk | 1Y:00-MFG | 11/19/2018 | 11/19/2018 | COOPER UNIVERSITY HOSPITAL |  |  | 2ND FL NURSING ADMIN |  | David Frye |  |  |  | 11/19/2018 | 11/19/2018 |  |  |  |  | 11/19/2018 | 11/19/2018
|  | CAREFUSION | ALARIS 8120 | PUMP, INFUSION, PCA |  | SPD | Pavilion |  |  | 12/11/2018 |  | 12/11/28 |  |  | NO | YES |  |  |  |  | CAREFUSION 30144599 12508986 |  |  | Active |  | 99:99:99:99:99:99 |  | High Risk | 1Y:00-MFG | 12/11/2018 | 12/11/2018 | COOPER UNIVERSITY HOSPITAL |  |  |  |  | David Frye |  |  |  | 12/11/2018 | 12/11/2018 |  |  |  |  | 12/11/2018 | 12/11/2018
|  | CAREFUSION | ALARIS 8120 | PUMP, INFUSION, PCA |  | SPD | Kelemen |  |  | 12/10/2018 |  | 12/10/28 |  |  | NO | YES |  |  |  |  | CAREFUSION 30144601 13107779 |  |  | Active |  | 99:99:99:99:99:99 |  | High Risk | 1Y:00-MFG | 12/10/2018 | 12/10/2018 | COOPER UNIVERSITY HOSPITAL |  |  |  |  | David Frye |  |  |  | 12/10/2018 | 12/10/2018 |  |  |  |  | 12/10/2018 | 12/10/2018
|  | CAREFUSION | ALARIS 8120 | PUMP, INFUSION, PCA |  | SPD | Kelemen |  |  | 12/11/2018 |  | 12/11/28 |  |  | NO | YES |  |  |  |  | CAREFUSION 30144603 13107978 |  |  | Active |  | 99:99:99:99:99:99 |  | High Risk | 1Y:00-MFG | 12/11/2018 | 12/11/2018 | COOPER UNIVERSITY HOSPITAL |  |  |  |  | David Frye |  |  |  | 12/11/2018 | 12/11/2018 |  |  |  |  | 12/11/2018 | 12/11/2018
|  | CAREFUSION | ALARIS 8120 | PUMP, INFUSION, PCA |  | SPD | Kelemen |  |  | 12/19/2018 |  | 12/19/28 |  |  | NO | YES |  |  |  |  | CAREFUSION 30144594 13108020 |  |  | Active |  | 99:99:99:99:99:99 |  | High Risk | 1Y:00-MFG | 12/19/2018 | 12/19/2018 | COOPER UNIVERSITY HOSPITAL |  |  |  |  | David Frye |  |  |  | 12/19/2018 | 12/19/2018 |  |  |  |  | 12/19/2018 | 12/19/2018
|  | CAREFUSION | ALARIS 8120 | PUMP, INFUSION, PCA |  | SPD | Pavilion |  |  | 11/26/2018 |  | 11/26/28 |  |  | NO | YES |  |  |  |  | CAREFUSION 30144596 13107181 |  |  | Active |  | 99:99:99:99:99:99 |  | High Risk | 1Y:00-MFG | 11/26/2018 | 11/26/2018 | COOPER UNIVERSITY HOSPITAL |  |  |  |  | David Frye |  |  |  | 11/26/2018 | 11/26/2018 |  |  |  |  | 11/26/2018 | 11/26/2018
|  | CAREFUSION | ALARIS 8120 | PUMP, INFUSION, PCA |  | SPD | Kelemen |  |  | 11/19/2018 |  | 11/19/28 |  |  | NO | YES |  |  |  |  | CAREFUSION 30144312 13107733 |  |  | Active |  | 99:99:99:99:99:99 |  | High Risk | 1Y:00-MFG | 11/19/2018 | 11/19/2018 | COOPER UNIVERSITY HOSPITAL |  |  |  |  | David Frye |  |  |  | 11/19/2018 | 11/19/2018 |  |  |  |  | 11/19/2018 | 11/19/2018
|  | CAREFUSION | ALARIS 8120 | PUMP, INFUSION, PCA |  | SPD | Kelemen |  |  | 11/27/2018 |  | 11/27/28 |  |  | NO | YES |  |  |  |  | CAREFUSION 30144289 13107092 |  |  | Active |  | 99:99:99:99:99:99 |  | High Risk | 1Y:00-MFG | 11/27/2018 | 11/27/2018 | COOPER UNIVERSITY HOSPITAL |  |  |  |  | David Frye |  |  |  | 11/27/2018 | 11/27/2018 |  |  |  |  | 11/27/2018 | 11/27/2018
|  | CAREFUSION | ALARIS 8120 | PUMP, INFUSION, PCA |  | SPD | Kelemen |  |  | 12/05/2018 |  | 12/5/28 |  |  | NO | YES |  |  |  |  | CAREFUSION 30144286 13107842 |  |  | Active |  | 99:99:99:99:99:99 |  | High Risk | 1Y:00-MFG | 12/05/2018 | 12/05/2018 | COOPER UNIVERSITY HOSPITAL |  |  |  |  | David Frye |  |  |  | 12/05/2018 | 12/05/2018 |  |  |  |  | 12/05/2018 | 12/05/2018
|  | CAREFUSION | ALARIS 8120 | PUMP, INFUSION, PCA |  | SPD | Kelemen |  |  | 11/27/2018 |  | 11/27/28 |  |  | NO | YES |  |  |  |  | CAREFUSION 30144283 13107862 |  |  | Active |  | 99:99:99:99:99:99 |  | High Risk | 1Y:00-MFG | 11/27/2018 | 11/27/2018 | COOPER UNIVERSITY HOSPITAL |  |  |  |  | David Frye |  |  |  | 11/27/2018 | 11/27/2018 |  |  |  |  | 11/27/2018 | 11/27/2018
|  | CAREFUSION | ALARIS 8120 | PUMP, INFUSION, PCA |  | SPD | Kelemen |  |  | 11/16/2018 |  | 11/16/28 |  |  | NO | YES |  |  |  |  | CAREFUSION 30144015 13107979 |  |  | Active |  | 99:99:99:99:99:99 |  | High Risk | 1Y:00-MFG | 11/16/2018 | 11/16/2018 | COOPER UNIVERSITY HOSPITAL |  |  |  |  | David Frye |  |  |  | 11/16/2018 | 11/16/2018 |  |  |  |  | 11/16/2018 | 11/16/2018
|  | CAREFUSION | ALARIS 8120 | PUMP, INFUSION, PCA |  | SPD | Kelemen |  |  | 12/05/2018 |  | 12/5/28 |  |  | NO | YES |  |  |  |  | CAREFUSION 30143275 13107974 |  |  | Active |  | 99:99:99:99:99:99 |  | High Risk | 1Y:00-MFG | 12/05/2018 | 12/05/2018 | COOPER UNIVERSITY HOSPITAL |  |  |  |  | David Frye |  |  |  | 12/05/2018 | 12/05/2018 |  |  |  |  | 12/05/2018 | 12/05/2018
|  | CAREFUSION | ALARIS 8120 | PUMP, INFUSION, PCA |  | SPD | Kelemen |  |  | 11/15/2018 |  | 11/15/28 |  |  | NO | YES |  |  |  |  | CAREFUSION 30143063 13108028 |  |  | Active |  | 99:99:99:99:99:99 |  | High Risk | 1Y:00-MFG | 11/15/2018 | 11/15/2018 | COOPER UNIVERSITY HOSPITAL |  |  |  |  | David Frye |  |  |  | 11/15/2018 | 11/15/2018 |  |  |  |  | 11/15/2018 | 11/15/2018
|  | CAREFUSION | ALARIS 8120 | PUMP, INFUSION, PCA |  | SPD | Kelemen |  |  | 11/16/2018 |  | 11/16/28 |  |  | NO | YES |  |  |  |  | CAREFUSION 30143009 13107178 |  |  | Active |  | 99:99:99:99:99:99 |  | High Risk | 1Y:00-MFG | 11/16/2018 | 11/16/2018 | COOPER UNIVERSITY HOSPITAL |  |  |  |  | David Frye |  |  |  | 11/16/2018 | 11/16/2018 |  |  |  |  | 11/16/2018 | 11/16/2018
|  | CAREFUSION | ALARIS 8120 | PUMP, INFUSION, PCA |  | SPD | Kelemen |  |  | 06/30/2010 |  | 6/30/20 |  |  | NO | YES |  |  |  |  | CAREFUSION 10345166 13108055 |  |  | Active |  | 99:99:99:99:99:99 |  | High Risk | 1Y:00-MFG | 12/10/2018 | 12/01/2019 | COOPER UNIVERSITY HOSPITAL |  |  |  |  | David Frye
|  | CAREFUSION | ALARIS 8120 | PUMP, INFUSION, PCA |  | SPD | Kelemen |  |  | 06/30/2010 |  | 6/30/20 |  |  | NO | YES |  |  |  |  | CAREFUSION 10345156 13107703 |  |  | Active |  | 99:99:99:99:99:99 |  | High Risk | 1Y:00-MFG | 11/19/2018 | 12/01/2019 | COOPER UNIVERSITY HOSPITAL |  |  |  |  | David Frye
|  | CAREFUSION | ALARIS 8120 | PUMP, INFUSION, PCA |  | SPD | Kelemen |  |  | 06/30/2010 |  | 6/30/20 |  |  | NO | YES |  |  |  |  | CAREFUSION 10345130 13108059 |  |  | Active |  | 99:99:99:99:99:99 |  | High Risk | 1Y:00-MFG | 11/28/2018 | 12/01/2019 | COOPER UNIVERSITY HOSPITAL |  |  |  |  | David Frye
|  | IMED CORPORATION | PC1 | PUMP, INFUSION, SINGLE CHANNEL |  |  | 401 Haddon Ave | [7 empty] | YES | YES
|  | BAXTER HEALTHCARE | INFUS OR | PUMP, INFUSION, SYRINGE | 18110567SR | BRACHFIELD MEDICAL ASSOCIATES-MEDICINE | 218 Sunset Rd |  |  | 01/05/2009 |  | 1/5/19 |  |  | NO | YES |  |  |  |  | BAXTER HEALTHCARE 10480235 18110567SR |  |  | Active |  | 99:99:99:99:99:99 |  | High Risk | 6M:00-MFG | 10/04/2019 | 04/01/2020 | COOPER AMBULATORY OFF-SITES |  |  | GI Suite |  | CATHY CRAWFORD
|  | BAXTER HEALTHCARE | INFUS OR | PUMP, INFUSION, SYRINGE | 12110099SR | ANESTHESIOLOGY | Kelemen |  |  | 01/01/1900 |  |  |  |  | NO | YES |  |  |  |  | BAXTER HEALTHCARE 10367439 12110099SR |  |  | Disposition |  |  |  | High Risk | 6M:00-MFG | 10/21/2016 | 04/01/2020 | COOPER UNIVERSITY HOSPITAL |  |  | SPU/5N |  | GIACINTA ROUPAS
|  | CAREFUSION | ALARIS 8110 | PUMP, INFUSION, SYRINGE |  | COOPER DIGESTIVE HEALTH-ENDOSCOPY | 501 Fellowship Rd |  |  | 09/26/2019 |  | 9/26/29 |  |  | NO | YES |  |  |  |  | CAREFUSION 11221689 13958458 |  |  | Active |  | 99:99:99:99:99:99 |  | High Risk | 1Y:00-MFG | 09/26/2019 | 09/26/2019 | COOPER AMBULATORY OFF-SITES |  |  |  |  | JEANNE GREER |  |  |  | 09/26/2019 | 09/26/2019 |  |  |  |  | 09/26/2019 | 09/26/2019
|  | CAREFUSION | ALARIS 8110 | PUMP, INFUSION, SYRINGE |  | COOPER DIGESTIVE HEALTH-ENDOSCOPY | 501 fellowship road |  |  | 09/26/2019 |  | 9/26/29 |  |  | NO | YES |  |  |  |  | CAREFUSION 11221688 13958353 |  |  | Active | 10345480, 1221688 | 99:99:99:99:99:99 |  | High Risk | 1Y:00-MFG | 09/26/2019 | 09/26/2019 | COOPER AMBULATORY OFF-SITES |  |  |  |  | JEANNE GREER |  |  |  | 09/26/2019 | 09/26/2019 |  |  |  |  | 09/26/2019 | 09/26/2019
|  | CAREFUSION | ALARIS 8110 | PUMP, INFUSION, SYRINGE |  | COOPER DIGESTIVE HEALTH-ENDOSCOPY | Kelemen |  |  | 09/26/2019 |  | 9/26/29 |  |  | NO | YES |  |  |  |  | CAREFUSION 11221687 13957479 |  |  | Active |  | 99:99:99:99:99:99 |  | High Risk | 1Y:00-MFG | 09/26/2019 | 09/26/2019 | COOPER AMBULATORY OFF-SITES |  |  |  |  | JEANNE GREER |  |  |  | 09/26/2019 | 09/26/2019 |  |  |  |  | 09/26/2019 | 09/26/2019
|  | CAREFUSION | ALARIS 8110 | PUMP, INFUSION, SYRINGE |  | COOPER DIGESTIVE HEALTH-ENDOSCOPY | 501 Fellowship Rd |  |  | 09/26/2019 |  | 9/26/29 |  |  | NO | YES |  |  |  |  | CAREFUSION 11221685 13957573 |  |  | Active |  | 99:99:99:99:99:99 |  | High Risk | 1Y:00-MFG | 09/26/2019 | 09/26/2019 | COOPER AMBULATORY OFF-SITES |  |  |  |  | JEANNE GREER |  |  |  | 09/26/2019 | 09/26/2019 |  |  |  |  | 09/26/2019 | 09/26/2019
|  | CAREFUSION | ALARIS 8110 | PUMP, INFUSION, SYRINGE |  | COOPER DIGESTIVE HEALTH-ENDOSCOPY | 501 Fellowship Rd |  |  | 09/26/2019 |  | 9/26/29 |  |  | NO | YES |  |  |  |  | CAREFUSION 11221686 13957517 |  |  | Active |  | 99:99:99:99:99:99 |  | High Risk | 1Y:00-MFG | 09/26/2019 | 09/26/2019 | COOPER AMBULATORY OFF-SITES |  |  |  |  | JEANNE GREER |  |  |  | 09/26/2019 | 09/26/2019 |  |  |  |  | 09/26/2019 | 09/26/2019
|  | CAREFUSION | ALARIS 8110 | PUMP, INFUSION, SYRINGE |  | SPD | Kelemen |  |  | 12/13/2018 |  | 12/13/28 |  |  | NO | YES |  |  |  |  | CAREFUSION 11137287 15226457 |  |  | Active |  | 99:99:99:99:99:99 |  | High Risk | 1Y:00-MFG | 12/13/2018 | 12/13/2018 | COOPER UNIVERSITY HOSPITAL |  |  | Moves | WOT00000001467416 | David Frye | Performance Verification | Completed |  | 12/13/2018 | 12/13/2018 | Performance Verification for CAREFUSION 11137287 15226457 | Initial Install of Performance Verification. Device is ready for patient use. |  |  | 12/13/2018 | 12/13/2018
|  | CAREFUSION | ALARIS 8110 | PUMP, INFUSION, SYRINGE |  | SPD | Kelemen |  |  | 01/28/2019 |  | 1/28/29 |  |  | NO | YES |  |  |  |  | CAREFUSION 11137251 15225982 |  |  | Active |  | 99:99:99:99:99:99 |  | High Risk | 1Y:00-MFG | 01/28/2019 | 01/28/2019 | COOPER UNIVERSITY HOSPITAL |  |  | Moves | WOT00000001467212 | David Frye | Performance Verification | Completed |  | 01/28/2019 | 01/28/2019 | Performance Verification for CAREFUSION 11137251 15225982 | Initial Install of Performance Verification. Device is ready for patient use. |  |  | 01/28/2019 | 01/28/2019
|  | CAREFUSION | ALARIS 8110 | PUMP, INFUSION, SYRINGE |  | SPD | Kelemen |  |  | 12/27/2018 |  | 12/27/28 |  |  | NO | YES |  |  |  |  | CAREFUSION 11137221 15226045 |  |  | Active |  | 99:99:99:99:99:99 |  | High Risk | 1Y:00-MFG | 12/27/2018 | 12/27/2018 | COOPER UNIVERSITY HOSPITAL |  |  | Moves | WOT00000001469245 | David Frye | Performance Verification | Completed |  | 12/27/2018 | 12/27/2018 | Performance Verification for CAREFUSION 11137221 15226045 | Initial Install of Performance Verification. Device is ready for patient use. |  |  | 12/27/2018 | 12/27/2018
|  | CAREFUSION | ALARIS 8110 | PUMP, INFUSION, SYRINGE |  | SPD | Dorrance |  |  | 12/06/2018 |  | 12/6/28 |  |  | NO | YES |  |  |  |  | CAREFUSION 11137224 15225725 |  |  | Active |  | 99:99:99:99:99:99 |  | High Risk | 1Y:00-MFG | 12/06/2018 | 12/06/2018 | COOPER UNIVERSITY HOSPITAL |  |  | Moves | WOT00000001467192 | David Frye | Performance Verification | Completed |  | 12/06/2018 | 12/06/2018 | Performance Verification for CAREFUSION 11137224 15225725 | Initial Install of Performance Verification. Device is ready for patient use. |  |  | 12/06/2018 | 12/06/2018
|  | CAREFUSION | ALARIS 8110 | PUMP, INFUSION, SYRINGE |  | SPD | Kelemen |  |  | 12/11/2018 |  | 12/11/28 |  |  | NO | YES |  |  |  |  | CAREFUSION 11137223 15225934 |  |  | Active |  | 99:99:99:99:99:99 |  | High Risk | 1Y:00-MFG | 12/11/2018 | 12/11/2018 | COOPER UNIVERSITY HOSPITAL |  |  | Moves | WOT00000001467206 | David Frye | Performance Verification | Completed |  | 12/11/2018 | 12/11/2018 | Performance Verification for CAREFUSION 11137223 15225934 | Initial Install of Performance Verification. Device is ready for patient use. |  |  | 12/11/2018 | 12/11/2018
|  | CAREFUSION | ALARIS 8110 | PUMP, INFUSION, SYRINGE |  | SPD | Dorrance |  |  | 12/05/2018 |  | 12/5/28 |  |  | NO | YES |  |  |  |  | CAREFUSION 11137222 15225622 |  |  | Active |  | 99:99:99:99:99:99 |  | High Risk | 1Y:00-MFG | 12/05/2018 | 12/05/2018 | COOPER UNIVERSITY HOSPITAL |  |  | Moves | WOT00000001468002 | David Frye | Performance Verification | Completed |  | 12/05/2018 | 12/05/2018 | Performance Verification for CAREFUSION 11137222 15225622 | Initial Install of Performance Verification. Device is ready for patient use. |  |  | 12/05/2018 | 12/05/2018
|  | CAREFUSION | ALARIS 8110 | PUMP, INFUSION, SYRINGE |  | SPD | Kelemen |  |  | 02/07/2019 |  | 2/7/29 |  |  | NO | YES |  |  |  |  | CAREFUSION 11137180 15226290 |  |  | Active |  | 99:99:99:99:99:99 |  | High Risk | 1Y:00-MFG | 02/07/2019 | 02/07/2019 | COOPER UNIVERSITY HOSPITAL |  |  | Moves | WOT00000001468243 | David Frye | Performance Verification | Completed |  | 02/07/2019 | 02/07/2019 | Performance Verification for CAREFUSION 11137180 15226290 | Initial Install of Performance Verification. Device is ready for patient use. |  |  | 02/07/2019 | 02/07/2019
|  | CAREFUSION | ALARIS 8110 | PUMP, INFUSION, SYRINGE |  | SPD | Kelemen |  |  | 11/27/2018 |  | 11/27/28 |  |  | NO | YES |  |  |  |  | CAREFUSION 11137184 15225850 |  |  | Active |  | 99:99:99:99:99:99 |  | High Risk | 1Y:00-MFG | 11/27/2018 | 11/27/2018 | COOPER UNIVERSITY HOSPITAL |  |  | Moves | WOT00000001467198 | David Frye | Performance Verification | Completed |  | 11/27/2018 | 11/27/2018 | Performance Verification for CAREFUSION 11137184 15225850 | Initial Install of Performance Verification. Device is ready for patient use. |  |  | 11/27/2018 | 11/27/2018
|  | CAREFUSION | ALARIS 8110 | PUMP, INFUSION, SYRINGE |  | SPD | Kelemen |  |  | 02/12/2019 |  | 2/12/29 |  |  | NO | YES |  |  |  |  | CAREFUSION 11137183 15226336 |  |  | Active |  | 99:99:99:99:99:99 |  | High Risk | 1Y:00-MFG | 02/12/2019 | 02/12/2019 | COOPER UNIVERSITY HOSPITAL |  |  | Moves | WOT00000001468254 | David Frye | Performance Verification | Completed |  | 02/12/2019 | 02/12/2019 | Performance Verification for CAREFUSION 11137183 15226336 | Initial Install of Performance Verification. Device is ready for patient use. |  |  | 02/12/2019 | 02/12/2019
|  | CAREFUSION | ALARIS 8110 | PUMP, INFUSION, SYRINGE |  | SPD | Kelemen |  |  | 02/07/2019 |  | 2/7/29 |  |  | NO | YES |  |  |  |  | CAREFUSION 11137182 15226161 |  |  | Active |  | 99:99:99:99:99:99 |  | High Risk | 1Y:00-MFG | 02/07/2019 | 02/07/2019 | COOPER UNIVERSITY HOSPITAL |  |  | Moves | WOT00000001468239 | David Frye | Performance Verification | Completed |  | 02/07/2019 | 02/07/2019 | Performance Verification for CAREFUSION 11137182 15226161 | Initial Install of Performance Verification. Device is ready for patient use. |  |  | 02/07/2019 | 02/07/2019
|  | CAREFUSION | ALARIS 8110 | PUMP, INFUSION, SYRINGE |  | SPD | Kelemen |  |  | 11/26/2018 |  | 11/26/28 |  |  | NO | YES |  |  |  |  | CAREFUSION 11137181 15226006 |  |  | Active |  | 99:99:99:99:99:99 |  | High Risk | 1Y:00-MFG | 11/26/2018 | 11/26/2018 | COOPER UNIVERSITY HOSPITAL |  |  | Moves | WOT00000001469834 | David Frye | Performance Verification | Completed |  | 11/26/2018 | 11/26/2018 | Performance Verification for CAREFUSION 11137181 15226006 | Initial Install of Performance Verification. Device is ready for patient use. |  |  | 11/26/2018 | 11/26/2018
|  | CAREFUSION | ALARIS 8110 | PUMP, INFUSION, SYRINGE |  | SPD | Kelemen |  |  | 11/27/2018 |  | 11/27/28 |  |  | NO | YES |  |  |  |  | CAREFUSION 11137178 15226062 |  |  | Active |  | 99:99:99:99:99:99 |  | High Risk | 1Y:00-MFG | 11/27/2018 | 11/27/2018 | COOPER UNIVERSITY HOSPITAL |  |  | Moves | WOT00000001469229 | David Frye | Performance Verification | Completed |  | 11/27/2018 | 11/27/2018 | Performance Verification for CAREFUSION 11137178 15226062 | Initial Install of Performance Verification. Device is ready for patient use. |  |  | 11/27/2018 | 11/27/2018
|  | CAREFUSION | ALARIS 8110 | PUMP, INFUSION, SYRINGE |  | SPD | Kelemen |  |  | 11/27/2018 |  | 11/27/28 |  |  | NO | YES |  |  |  |  | CAREFUSION 11137175 15226144 |  |  | Active |  | 99:99:99:99:99:99 |  | High Risk | 1Y:00-MFG | 11/27/2018 | 11/27/2018 | COOPER UNIVERSITY HOSPITAL |  |  | Moves | WOT00000001468235 | David Frye | Performance Verification | Completed |  | 11/27/2018 | 11/27/2018 | Performance Verification for CAREFUSION 11137175 15226144 | Initial Install of Performance Verification. Device is ready for patient use. |  |  | 11/27/2018 | 11/27/2018
|  | CAREFUSION | ALARIS 8110 | PUMP, INFUSION, SYRINGE |  | SPD | Kelemen |  |  | 11/26/2018 |  | 11/26/28 |  |  | NO | YES |  |  |  |  | CAREFUSION 11137174 15226458 |  |  | Active |  | 99:99:99:99:99:99 |  | High Risk | 1Y:00-MFG | 11/26/2018 | 11/26/2018 | COOPER UNIVERSITY HOSPITAL |  |  | Moves | WOT00000001467418 | David Frye | Performance Verification | Completed |  | 11/26/2018 | 11/26/2018 | Performance Verification for CAREFUSION 11137174 15226458 | Initial Install of Performance Verification. Device is ready for patient use. |  |  | 11/26/2018 | 11/26/2018
|  | CAREFUSION | ALARIS 8110 | PUMP, INFUSION, SYRINGE |  | SPD | Kelemen |  |  | 11/27/2018 |  | 11/27/28 |  |  | NO | YES |  |  |  |  | CAREFUSION 11137171 15226079 |  |  | Active |  | 99:99:99:99:99:99 |  | High Risk | 1Y:00-MFG | 11/27/2018 | 11/27/2018 | COOPER UNIVERSITY HOSPITAL |  |  | Moves | WOT00000001469233 | David Frye | Performance Verification | Completed |  | 11/27/2018 | 11/27/2018 | Performance Verification for CAREFUSION 11137171 15226079 | Initial Install of Performance Verification. Device is ready for patient use. |  |  | 11/27/2018 | 11/27/2018
|  | CAREFUSION | ALARIS 8110 | PUMP, INFUSION, SYRINGE |  | SPD | Kelemen |  |  | 12/14/2018 |  | 12/14/28 |  |  | NO | YES |  |  |  |  | CAREFUSION 11137172 15226136 |  |  | Active |  | 99:99:99:99:99:99 |  | High Risk | 1Y:00-MFG | 12/14/2018 | 12/14/2018 | COOPER UNIVERSITY HOSPITAL |  |  | Moves | WOT00000001468230 | David Frye | Performance Verification | Completed |  | 12/14/2018 | 12/14/2018 | Performance Verification for CAREFUSION 11137172 15226136 | Initial Install of Performance Verification. Device is ready for patient use. |  |  | 12/14/2018 | 12/14/2018
|  | CAREFUSION | ALARIS 8110 | PUMP, INFUSION, SYRINGE |  | SPD | Kelemen |  |  | 12/20/2018 |  | 12/20/28 |  |  | NO | YES |  |  |  |  | CAREFUSION 11137162 15226453 |  |  | Active |  | 99:99:99:99:99:99 |  | High Risk | 1Y:00-MFG | 12/20/2018 | 12/20/2018 | COOPER UNIVERSITY HOSPITAL |  |  | Moves | WOT00000001468256 | David Frye | Performance Verification | Completed |  | 12/20/2018 | 12/20/2018 | Performance Verification for CAREFUSION 11137162 15226453 | Initial Install of Performance Verification. Device is ready for patient use. |  |  | 12/20/2018 | 12/20/2018
|  | CAREFUSION | ALARIS 8110 | PUMP, INFUSION, SYRINGE |  | SPD | Pavilion |  |  | 04/25/2019 |  | 4/25/29 |  |  | NO | YES |  |  |  |  | CAREFUSION 11137165 15226050 |  |  | Disposition |  | 99:99:99:99:99:99 |  | High Risk | 1Y:00-MFG | 04/25/2019 | 04/25/2019 | COOPER UNIVERSITY HOSPITAL |  |  | Moves | WOT00000001469246 | David Frye | Performance Verification | Completed |  | 04/25/2019 | 04/25/2019 | Performance Verification for CAREFUSION 11137165 15226050 | Initial Install of Performance Verification. Device is ready for patient use. |  |  | 04/25/2019 | 04/25/2019
|  | CAREFUSION | ALARIS 8110 | PUMP, INFUSION, SYRINGE |  | SPD | Kelemen |  |  | 11/27/2018 |  | 11/27/28 |  |  | NO | YES |  |  |  |  | CAREFUSION 11137164 15226298 |  |  | Active |  | 99:99:99:99:99:99 |  | High Risk | 1Y:00-MFG | 11/27/2018 | 11/27/2018 | COOPER UNIVERSITY HOSPITAL |  |  | Moves | WOT00000001468245 | David Frye | Performance Verification | Completed |  | 11/27/2018 | 11/27/2018 | Performance Verification for CAREFUSION 11137164 15226298 | Initial Install of Performance Verification. Device is ready for patient use. |  |  | 11/27/2018 | 11/27/2018
|  | CAREFUSION | ALARIS 8110 | PUMP, INFUSION, SYRINGE |  | SPD | Dorrance |  |  | 11/26/2018 |  | 11/26/28 |  |  | NO | YES |  |  |  |  | CAREFUSION 11137161 15225883 |  |  | Active |  | 99:99:99:99:99:99 |  | High Risk | 1Y:00-MFG | 11/26/2018 | 11/26/2018 | COOPER UNIVERSITY HOSPITAL |  |  | Moves | WOT00000001467202 | David Frye | Performance Verification | Completed |  | 11/26/2018 | 11/26/2018 | Performance Verification for CAREFUSION 11137161 15225883 | Initial Install of Performance Verification. Device is ready for patient use. |  |  | 11/26/2018 | 11/26/2018
|  | CAREFUSION | ALARIS 8110 | PUMP, INFUSION, SYRINGE |  | SPD | Dorrance |  |  | 12/18/2018 |  | 12/18/28 |  |  | NO | YES |  |  |  |  | CAREFUSION 11137160 15226119 |  |  | Active |  | 99:99:99:99:99:99 |  | High Risk | 1Y:00-MFG | 12/18/2018 | 12/18/2018 | COOPER UNIVERSITY HOSPITAL |  |  | Moves | WOT00000001469237 | David Frye | Performance Verification | Completed |  | 12/18/2018 | 12/18/2018 | Performance Verification for CAREFUSION 11137160 15226119 | Initial Install of Performance Verification. Device is ready for patient use. |  |  | 12/18/2018 | 12/18/2018
|  | CAREFUSION | ALARIS 8110 | PUMP, INFUSION, SYRINGE |  | SPD | Kelemen |  |  | 11/30/2018 |  | 11/30/28 |  |  | NO | YES |  |  |  |  | CAREFUSION 11137153 15226057 |  |  | Active |  | 99:99:99:99:99:99 |  | High Risk | 1Y:00-MFG | 11/30/2018 | 11/30/2018 | COOPER UNIVERSITY HOSPITAL |  |  | Moves | WOT00000001469227 | David Frye | Performance Verification | Completed |  | 11/30/2018 | 11/30/2018 | Performance Verification for CAREFUSION 11137153 15226057 | Initial Install of Performance Verification. Device is ready for patient use. |  |  | 11/30/2018 | 11/30/2018
|  | CAREFUSION | ALARIS 8110 | PUMP, INFUSION, SYRINGE |  | SPD | Kelemen |  |  | 11/26/2018 |  | 11/26/28 |  |  | NO | YES |  |  |  |  | CAREFUSION 11137158 15226039 |  |  | Active |  | 99:99:99:99:99:99 |  | High Risk | 1Y:00-MFG | 11/26/2018 | 11/26/2018 | COOPER UNIVERSITY HOSPITAL |  |  | Moves | WOT00000001469835 | David Frye | Performance Verification | Completed |  | 11/26/2018 | 11/26/2018 | Performance Verification for CAREFUSION 11137158 15226039 | Initial Install of Performance Verification. Device is ready for patient use. |  |  | 11/26/2018 | 11/26/2018
|  | CAREFUSION | ALARIS 8110 | PUMP, INFUSION, SYRINGE |  | SPD | Kelemen |  |  | 12/06/2018 |  | 12/6/28 |  |  | NO | YES |  |  |  |  | CAREFUSION 11137157 15225575 |  |  | Active |  | 99:99:99:99:99:99 |  | High Risk | 1Y:00-MFG | 12/06/2018 | 12/06/2018 | COOPER UNIVERSITY HOSPITAL |  |  | Moves | WOT00000001468001 | David Frye | Performance Verification | Completed |  | 12/06/2018 | 12/06/2018 | Performance Verification for CAREFUSION 11137157 15225575 | Initial Install of Performance Verification. Device is ready for patient use. |  |  | 12/06/2018 | 12/06/2018
|  | CAREFUSION | ALARIS 8110 | PUMP, INFUSION, SYRINGE |  | SPD | Dorrance |  |  | 12/18/2018 |  | 12/18/28 |  |  | NO | YES |  |  |  |  | CAREFUSION 11137156 15226086 |  |  | Active |  | 99:99:99:99:99:99 |  | High Risk | 1Y:00-MFG | 12/18/2018 | 12/18/2018 | COOPER UNIVERSITY HOSPITAL |  |  | Moves | WOT00000001469234 | David Frye | Performance Verification | Completed |  | 12/18/2018 | 12/18/2018 | Performance Verification for CAREFUSION 11137156 15226086 | Initial Install of Performance Verification. Device is ready for patient use. |  |  | 12/18/2018 | 12/18/2018
|  | CAREFUSION | ALARIS 8110 | PUMP, INFUSION, SYRINGE |  | SPD | Kelemen |  |  | 12/13/2018 |  | 12/13/28 |  |  | NO | YES |  |  |  |  | CAREFUSION 11137152 15226499 |  |  | Active |  | 99:99:99:99:99:99 |  | High Risk | 1Y:00-MFG | 12/13/2018 | 12/13/2018 | COOPER UNIVERSITY HOSPITAL |  |  | Moves | WOT00000001467422 | David Frye | Performance Verification | Completed |  | 12/13/2018 | 12/13/2018 | Performance Verification for CAREFUSION 11137152 15226499 | Initial Install of Performance Verification. Device is ready for patient use. |  |  | 12/13/2018 | 12/13/2018
|  | CAREFUSION | ALARIS 8110 | PUMP, INFUSION, SYRINGE |  | SPD | Kelemen |  |  | 11/27/2018 |  | 11/27/28 |  |  | NO | YES |  |  |  |  | CAREFUSION 11137151 15226455 |  |  | Active |  | 99:99:99:99:99:99 |  | High Risk | 1Y:00-MFG | 11/27/2018 | 11/27/2018 | COOPER UNIVERSITY HOSPITAL |  |  | Moves | WOT00000001467414 | David Frye | Performance Verification | Completed |  | 11/27/2018 | 11/27/2018 | Performance Verification for CAREFUSION 11137151 15226455 | Initial Install of Performance Verification. Device is ready for patient use. |  |  | 11/27/2018 | 11/27/2018
|  | CAREFUSION | ALARIS 8110 | PUMP, INFUSION, SYRINGE |  | SPD | Kelemen |  |  | 06/07/2019 |  | 6/7/29 |  |  | NO | YES |  |  |  |  | CAREFUSION 11137139 15225702 |  |  | Active | dup11137139 | 99:99:99:99:99:99 |  | High Risk | 1Y:00-MFG | 06/07/2019 | 06/07/2019 | COOPER UNIVERSITY HOSPITAL |  |  | Moves | WOT00000001468010 | David Frye | Performance Verification | Completed |  | 06/07/2019 | 06/07/2019 | Performance Verification for CAREFUSION 11137139 15225702 | Initial Install of Performance Verification. Device is ready for patient use. |  |  | 06/07/2019 | 06/07/2019
|  | CAREFUSION | ALARIS 8110 | PUMP, INFUSION, SYRINGE |  | SPD | Dorrance |  |  | 11/26/2018 |  | 11/26/28 |  |  | NO | YES |  |  |  |  | CAREFUSION 11137140 15225913 |  |  | Active |  | 99:99:99:99:99:99 |  | High Risk | 1Y:00-MFG | 11/26/2018 | 11/26/2018 | COOPER UNIVERSITY HOSPITAL |  |  | Moves | WOT00000001467203 | David Frye | Performance Verification | Completed |  | 11/26/2018 | 11/26/2018 | Performance Verification for CAREFUSION 11137140 15225913 | Initial Install of Performance Verification. Device is ready for patient use. |  |  | 11/26/2018 | 11/26/2018
|  | CAREFUSION | ALARIS 8110 | PUMP, INFUSION, SYRINGE |  | SPD | Kelemen |  |  | 11/26/2018 |  | 11/26/28 |  |  | NO | YES |  |  |  |  | CAREFUSION 11137150 15225959 |  |  | Active |  | 99:99:99:99:99:99 |  | High Risk | 1Y:00-MFG | 11/26/2018 | 11/26/2018 | COOPER UNIVERSITY HOSPITAL |  |  | Moves | WOT00000001467210 | David Frye | Performance Verification | Completed |  | 11/26/2018 | 11/26/2018 | Performance Verification for CAREFUSION 11137150 15225959 | Initial Install of Performance Verification. Device is ready for patient use. |  |  | 11/26/2018 | 11/26/2018
|  | CAREFUSION | ALARIS 8110 | PUMP, INFUSION, SYRINGE |  | SPD | Dorrance |  |  | 12/19/2018 |  | 12/19/28 |  |  | NO | YES |  |  |  |  | CAREFUSION 11137149 15226469 |  |  | Active |  | 99:99:99:99:99:99 |  | High Risk | 1Y:00-MFG | 12/19/2018 | 12/19/2018 | COOPER UNIVERSITY HOSPITAL |  |  | Moves | WOT00000001467420 | David Frye | Performance Verification | Completed |  | 12/19/2018 | 12/19/2018 | Performance Verification for CAREFUSION 11137149 15226469 | Initial Install of Performance Verification. Device is ready for patient use. |  |  | 12/19/2018 | 12/19/2018
|  | CAREFUSION | ALARIS 8110 | PUMP, INFUSION, SYRINGE |  | SPD | Kelemen |  |  | 11/30/2018 |  | 11/30/28 |  |  | NO | YES |  |  |  |  | CAREFUSION 11137148 15226125 |  |  | Active |  | 99:99:99:99:99:99 |  | High Risk | 1Y:00-MFG | 11/30/2018 | 11/30/2018 | COOPER UNIVERSITY HOSPITAL |  |  | Moves | WOT00000001469238 | David Frye | Performance Verification | Completed |  | 11/30/2018 | 11/30/2018 | Performance Verification for CAREFUSION 11137148 15226125 | Initial Install of Performance Verification. Device is ready for patient use. |  |  | 11/30/2018 | 11/30/2018
|  | CAREFUSION | ALARIS 8110 | PUMP, INFUSION, SYRINGE |  | SPD | Kelemen |  |  | 02/27/2019 |  | 2/27/29 |  |  | NO | YES |  |  |  |  | CAREFUSION 11137147 15225988 |  |  | Active |  | 99:99:99:99:99:99 |  | High Risk | 1Y:00-MFG | 02/27/2019 | 02/27/2019 | COOPER UNIVERSITY HOSPITAL |  |  | Moves | WOT00000001467216 | David Frye | Performance Verification | Completed |  | 02/27/2019 | 02/27/2019 | Performance Verification for CAREFUSION 11137147 15225988 | Initial Install of Performance Verification. Device is ready for patient use. |  |  | 02/27/2019 | 02/27/2019
|  | CAREFUSION | ALARIS 8110 | PUMP, INFUSION, SYRINGE |  | SPD | Kelemen |  |  | 11/26/2018 |  | 11/26/28 |  |  | NO | YES |  |  |  |  | CAREFUSION 11137146 15225726 |  |  | Active |  | 99:99:99:99:99:99 |  | High Risk | 1Y:00-MFG | 11/26/2018 | 11/26/2018 | COOPER UNIVERSITY HOSPITAL |  |  | Moves | WOT00000001467194 | David Frye | Performance Verification | Completed |  | 11/26/2018 | 11/26/2018 | Performance Verification for CAREFUSION 11137146 15225726 | Initial Install of Performance Verification. Device is ready for patient use. |  |  | 11/26/2018 | 11/26/2018
|  | CAREFUSION | ALARIS 8110 | PUMP, INFUSION, SYRINGE |  | SPD | Dorrance |  |  | 12/14/2018 |  | 12/14/28 |  |  | NO | YES |  |  |  |  | CAREFUSION 11137145 15226073 |  |  | Active |  | 99:99:99:99:99:99 |  | High Risk | 1Y:00-MFG | 12/14/2018 | 12/14/2018 | COOPER UNIVERSITY HOSPITAL |  |  | Moves | WOT00000001469230 | David Frye | Performance Verification | Completed |  | 12/14/2018 | 12/14/2018 | Performance Verification for CAREFUSION 11137145 15226073 | Initial Install of Performance Verification. Device is ready for patient use. |  |  | 12/14/2018 | 12/14/2018
|  | CAREFUSION | ALARIS 8110 | PUMP, INFUSION, SYRINGE |  | SPD | Kelemen |  |  | 11/29/2018 |  | 11/29/28 |  |  | NO | YES |  |  |  |  | CAREFUSION 11137144 15226132 |  |  | Active |  | 99:99:99:99:99:99 |  | High Risk | 1Y:00-MFG | 11/29/2018 | 11/29/2018 | COOPER UNIVERSITY HOSPITAL |  |  | Moves | WOT00000001469241 | David Frye | Performance Verification | Completed |  | 11/29/2018 | 11/29/2018 | Performance Verification for CAREFUSION 11137144 15226132 | Initial Install of Performance Verification. Device is ready for patient use. |  |  | 11/29/2018 | 11/29/2018
|  | CAREFUSION | ALARIS 8110 | PUMP, INFUSION, SYRINGE |  | SPD | Dorrance |  |  | 11/26/2018 |  | 11/26/28 |  |  | NO | YES |  |  |  |  | CAREFUSION 11137143 15225949 |  |  | Active |  | 99:99:99:99:99:99 |  | High Risk | 1Y:00-MFG | 11/26/2018 | 11/26/2018 | COOPER UNIVERSITY HOSPITAL |  |  | Moves | WOT00000001467208 | David Frye | Performance Verification | Completed |  | 11/26/2018 | 11/26/2018 | Performance Verification for CAREFUSION 11137143 15225949 | Initial Install of Performance Verification. Device is ready for patient use. |  |  | 11/26/2018 | 11/26/2018
|  | CAREFUSION | ALARIS 8110 | PUMP, INFUSION, SYRINGE |  | SPD | Kelemen |  |  | 12/17/2018 |  | 12/17/28 |  |  | NO | YES |  |  |  |  | CAREFUSION 11137142 15225874 |  |  | Active |  | 99:99:99:99:99:99 |  | High Risk | 1Y:00-MFG | 12/17/2018 | 12/17/2018 | COOPER UNIVERSITY HOSPITAL |  |  | Moves | WOT00000001467199 | David Frye | Performance Verification | Completed |  | 12/17/2018 | 12/17/2018 | Performance Verification for CAREFUSION 11137142 15225874 | Initial Install of Performance Verification. Device is ready for patient use. |  |  | 12/17/2018 | 12/17/2018
|  | CAREFUSION | ALARIS 8110 | PUMP, INFUSION, SYRINGE |  | SPD | Dorrance |  |  | 12/11/2018 |  | 12/11/28 |  |  | NO | YES |  |  |  |  | CAREFUSION 11137141 15226150 |  |  | Active |  | 99:99:99:99:99:99 |  | High Risk | 1Y:00-MFG | 12/11/2018 | 12/11/2018 | COOPER UNIVERSITY HOSPITAL |  |  | Moves | WOT00000001468237 | David Frye | Performance Verification | Completed |  | 12/11/2018 | 12/11/2018 | Performance Verification for CAREFUSION 11137141 15226150 | Initial Install of Performance Verification. Device is ready for patient use. |  |  | 12/11/2018 | 12/11/2018
|  | CAREFUSION | ALARIS 8110 | PUMP, INFUSION, SYRINGE |  | SPD | Dorrance |  |  | 11/29/2018 |  | 11/29/28 |  |  | NO | YES |  |  |  |  | CAREFUSION 11136934 15224656 |  |  | Active |  | 99:99:99:99:99:99 |  | High Risk | 1Y:00-MFG | 11/29/2018 | 11/29/2018 | COOPER UNIVERSITY HOSPITAL |  |  | Moves | WOT00000001467960 | David Frye | Performance Verification | Completed |  | 11/29/2018 | 11/29/2018 | Performance Verification for CAREFUSION 11136934 15224656 | Initial Install of Performance Verification. Device is ready for patient use. |  |  | 11/29/2018 | 11/29/2018
|  | CAREFUSION | ALARIS 8110 | PUMP, INFUSION, SYRINGE |  | SPD | Kelemen |  |  | 11/26/2018 |  | 11/26/28 |  |  | NO | YES |  |  |  |  | CAREFUSION 11136924 15224255 |  |  | Active |  | 99:99:99:99:99:99 |  | High Risk | 1Y:00-MFG | 11/26/2018 | 11/26/2018 | COOPER UNIVERSITY HOSPITAL |  |  | Moves | WOT00000001468954 | David Frye | Performance Verification | Completed |  | 11/26/2018 | 11/26/2018 | Performance Verification for CAREFUSION 11136924 15224255 | Initial Install of Performance Verification. Device is ready for patient use. |  |  | 11/26/2018 | 11/26/2018
|  | CAREFUSION | ALARIS 8110 | PUMP, INFUSION, SYRINGE |  | SPD | Dorrance |  |  | 01/28/2019 |  | 1/28/29 |  |  | NO | YES |  |  |  |  | CAREFUSION 11136925 15224698 |  |  | Active | dup11136925 | 99:99:99:99:99:99 |  | High Risk | 1Y:00-MFG | 01/28/2019 | 01/28/2019 | COOPER UNIVERSITY HOSPITAL |  |  | Moves | WOT00000001467969 | David Frye | Performance Verification | Completed |  | 01/28/2019 | 01/28/2019 | Performance Verification for CAREFUSION 11136925 15224698 | Initial Install of Performance Verification. Device is ready for patient use. |  |  | 01/28/2019 | 01/28/2019
|  | CAREFUSION | ALARIS 8110 | PUMP, INFUSION, SYRINGE |  | SPD | Kelemen |  |  | 01/28/2019 |  | 1/28/29 |  |  | NO | YES |  |  |  |  | CAREFUSION 11136926 15224581 |  |  | Active | dup11136926 | 99:99:99:99:99:99 |  | High Risk | 1Y:00-MFG | 01/28/2019 | 01/28/2019 | COOPER UNIVERSITY HOSPITAL |  |  | Moves | WOT00000001467952 | David Frye | Performance Verification | Completed |  | 01/28/2019 | 01/28/2019 | Performance Verification for CAREFUSION 11136926 15224581 | Initial Install of Performance Verification. Device is ready for patient use. |  |  | 01/28/2019 | 01/28/2019
|  | CAREFUSION | ALARIS 8110 | PUMP, INFUSION, SYRINGE |  | SPD | Kelemen |  |  | 06/07/2019 |  | 6/7/29 |  |  | NO | YES |  |  |  |  | CAREFUSION 11136927 15224574 |  |  | Active | dup11136927 | 99:99:99:99:99:99 |  | High Risk | 1Y:00-MFG | 06/07/2019 | 06/07/2019 | COOPER UNIVERSITY HOSPITAL |  |  | Moves | WOT00000001467948 | David Frye | Performance Verification | Completed |  | 06/07/2019 | 06/07/2019 | Performance Verification for CAREFUSION 11136927 15224574 | Initial Install of Performance Verification. Device is ready for patient use. |  |  | 06/07/2019 | 06/07/2019
|  | CAREFUSION | ALARIS 8110 | PUMP, INFUSION, SYRINGE |  | SPD | Kelemen |  |  | 02/12/2019 |  | 2/12/29 |  |  | NO | YES |  |  |  |  | CAREFUSION 11136917 15224259 |  |  | Active |  | 99:99:99:99:99:99 |  | High Risk | 1Y:00-MFG | 02/12/2019 | 02/12/2019 | COOPER UNIVERSITY HOSPITAL |  |  | Moves | WOT00000001468957 | David Frye | Performance Verification | Completed |  | 02/12/2019 | 02/12/2019 | Performance Verification for CAREFUSION 11136917 15224259 | Initial Install of Performance Verification. Device is ready for patient use. |  |  | 02/12/2019 | 02/12/2019
|  | CAREFUSION | ALARIS 8110 | PUMP, INFUSION, SYRINGE |  | SPD | Kelemen |  |  | 11/06/2018 |  | 11/6/28 |  |  | NO | YES |  |  |  |  | CAREFUSION 11136911 15224621 |  |  | Active |  | 99:99:99:99:99:99 |  | High Risk | 1Y:00-MFG | 11/06/2018 | 11/06/2018 | COOPER UNIVERSITY HOSPITAL |  |  | Pharmacy Test Unit | WOT00000001467956 | David Frye | Performance Verification | Completed |  | 11/06/2018 | 11/06/2018 | Performance Verification for CAREFUSION 11136911 15224621 | Initial Install of Performance Verification. Device is ready for patient use. |  |  | 11/06/2018 | 11/06/2018
|  | CAREFUSION | ALARIS 8110 | PUMP, INFUSION, SYRINGE |  | SPD | Dorrance |  |  | 12/27/2018 |  | 12/27/28 |  |  | NO | YES |  |  |  |  | CAREFUSION 11136912 15224447 |  |  | Active |  | 99:99:99:99:99:99 |  | High Risk | 1Y:00-MFG | 12/27/2018 | 12/27/2018 | COOPER UNIVERSITY HOSPITAL |  |  | Moves | WOT00000001468966 | David Frye | Performance Verification | Completed |  | 12/27/2018 | 12/27/2018 | Performance Verification for CAREFUSION 11136912 15224447 | Initial Install of Performance Verification. Device is ready for patient use. |  |  | 12/27/2018 | 12/27/2018
|  | CAREFUSION | ALARIS 8110 | PUMP, INFUSION, SYRINGE |  | SPD | Dorrance |  |  | 12/14/2018 |  | 12/14/28 |  |  | NO | YES |  |  |  |  | CAREFUSION 11136915 15224543 |  |  | Active |  | 99:99:99:99:99:99 |  | High Risk | 1Y:00-MFG | 12/14/2018 | 12/14/2018 | COOPER UNIVERSITY HOSPITAL |  |  | Moves | WOT00000001467939 | David Frye | Performance Verification | Completed |  | 12/14/2018 | 12/14/2018 | Performance Verification for CAREFUSION 11136915 15224543 | Initial Install of Performance Verification. Device is ready for patient use. |  |  | 12/14/2018 | 12/14/2018
|  | CAREFUSION | ALARIS 8110 | PUMP, INFUSION, SYRINGE |  | SPD | Kelemen |  |  | 11/30/2018 |  | 11/30/28 |  |  | NO | YES |  |  |  |  | CAREFUSION 11136916 15224630 |  |  | Active |  | 99:99:99:99:99:99 |  | High Risk | 1Y:00-MFG | 11/30/2018 | 11/30/2018 | COOPER UNIVERSITY HOSPITAL |  |  | Moves | WOT00000001467957 | David Frye | Performance Verification | Completed |  | 11/30/2018 | 11/30/2018 | Performance Verification for CAREFUSION 11136916 15224630 | Initial Install of Performance Verification. Device is ready for patient use. |  |  | 11/30/2018 | 11/30/2018
|  | CAREFUSION | ALARIS 8110 | PUMP, INFUSION, SYRINGE |  | SPD | Dorrance |  |  | 01/28/2019 |  | 1/28/29 |  |  | NO | YES |  |  |  |  | CAREFUSION 11136914 15224816 |  |  | Active | dup11136914 | 99:99:99:99:99:99 |  | High Risk | 1Y:00-MFG | 01/28/2019 | 01/28/2019 | COOPER UNIVERSITY HOSPITAL |  |  | Moves | WOT00000001467990 | David Frye | Performance Verification | Completed |  | 01/28/2019 | 01/28/2019 | Performance Verification for CAREFUSION 11136914 15224816 | Initial Install of Performance Verification. Device is ready for patient use. |  |  | 01/28/2019 | 01/28/2019
|  | CAREFUSION | ALARIS 8110 | PUMP, INFUSION, SYRINGE |  | SPD | Kelemen |  |  | 12/11/2018 |  | 12/11/28 |  |  | NO | YES |  |  |  |  | CAREFUSION 11136913 15224506 |  |  | Active |  | 99:99:99:99:99:99 |  | High Risk | 1Y:00-MFG | 12/11/2018 | 12/11/2018 | COOPER UNIVERSITY HOSPITAL |  |  | Moves | WOT00000001467938 | David Frye | Performance Verification | Completed |  | 12/11/2018 | 12/11/2018 | Performance Verification for CAREFUSION 11136913 15224506 | Initial Install of Performance Verification. Device is ready for patient use. |  |  | 12/11/2018 | 12/11/2018
|  | CAREFUSION | ALARIS 8110 | PUMP, INFUSION, SYRINGE |  | SPD | Dorrance |  |  | 06/07/2019 |  | 6/7/29 |  |  | NO | YES |  |  |  |  | CAREFUSION 11136910 15224818 |  |  | Active | dup11136910 | 99:99:99:99:99:99 |  | High Risk | 1Y:00-MFG | 06/07/2019 | 06/07/2019 | COOPER UNIVERSITY HOSPITAL |  |  | Moves | WOT00000001467993 | David Frye | Performance Verification | Completed |  | 06/07/2019 | 06/07/2019 | Performance Verification for CAREFUSION 11136910 15224818 | Initial Install of Performance Verification. Device is ready for patient use. |  |  | 06/07/2019 | 06/07/2019
|  | CAREFUSION | ALARIS 8110 | PUMP, INFUSION, SYRINGE |  | SPD | Dorrance |  |  | 06/07/2019 |  | 6/7/29 |  |  | NO | YES |  |  |  |  | CAREFUSION 11136909 15224705 |  |  | Active | dup11136909 | 99:99:99:99:99:99 |  | High Risk | 1Y:00-MFG | 06/07/2019 | 06/07/2019 | COOPER UNIVERSITY HOSPITAL |  |  |  | WOT00000001467972 | David Frye | Performance Verification | Completed |  | 06/07/2019 | 06/07/2019 | Performance Verification for CAREFUSION 11136909 15224705 | Initial Install of Performance Verification. Device is ready for patient use. |  |  | 06/07/2019 | 06/07/2019
|  | CAREFUSION | ALARIS 8110 | PUMP, INFUSION, SYRINGE |  | SPD | Dorrance |  |  | 12/11/2018 |  | 12/11/28 |  |  | NO | YES |  |  |  |  | CAREFUSION 11136908 15224857 |  |  | Active |  | 99:99:99:99:99:99 |  | High Risk | 1Y:00-MFG | 12/11/2018 | 12/11/2018 | COOPER UNIVERSITY HOSPITAL |  |  | Moves | WOT00000001467998 | David Frye | Performance Verification | Completed |  | 12/11/2018 | 12/11/2018 | Performance Verification for CAREFUSION 11136908 15224857 | Initial Install of Performance Verification. Device is ready for patient use. |  |  | 12/11/2018 | 12/11/2018
|  | CAREFUSION | ALARIS 8110 | PUMP, INFUSION, SYRINGE |  | SPD | Dorrance |  |  | 11/27/2018 |  | 11/27/28 |  |  | NO | YES |  |  |  |  | CAREFUSION 11136906 15224846 |  |  | Active |  | 99:99:99:99:99:99 |  | High Risk | 1Y:00-MFG | 11/27/2018 | 11/27/2018 | COOPER UNIVERSITY HOSPITAL |  |  | Moves | WOT00000001467997 | David Frye | Performance Verification | Completed |  | 11/27/2018 | 11/27/2018 | Performance Verification for CAREFUSION 11136906 15224846 | Initial Install of Performance Verification. Device is ready for patient use. |  |  | 11/27/2018 | 11/27/2018
|  | CAREFUSION | ALARIS 8110 | PUMP, INFUSION, SYRINGE |  | SPD | Dorrance |  |  | 11/26/2018 |  | 11/26/28 |  |  | NO | YES |  |  |  |  | CAREFUSION 11136907 15224746 |  |  | Active |  | 99:99:99:99:99:99 |  | High Risk | 1Y:00-MFG | 11/26/2018 | 11/26/2018 | COOPER UNIVERSITY HOSPITAL |  |  | Moves | WOT00000001467981 | David Frye | Performance Verification | Completed |  | 11/26/2018 | 11/26/2018 | Performance Verification for CAREFUSION 11136907 15224746 | Initial Install of Performance Verification. Device is ready for patient use. |  |  | 11/26/2018 | 11/26/2018
|  | CAREFUSION | ALARIS 8110 | PUMP, INFUSION, SYRINGE |  | SPD | Kelemen |  |  | 11/26/2018 |  | 11/26/28 |  |  | NO | YES |  |  |  |  | CAREFUSION 11136902 15224262 |  |  | Active |  | 99:99:99:99:99:99 |  | High Risk | 1Y:00-MFG | 11/26/2018 | 11/26/2018 | COOPER UNIVERSITY HOSPITAL |  |  | Moves | WOT00000001468961 | David Frye | Performance Verification | Completed |  | 11/26/2018 | 11/26/2018 | Performance Verification for CAREFUSION 11136902 15224262 | Initial Install of Performance Verification. Device is ready for patient use. |  |  | 11/26/2018 | 11/26/2018
|  | CAREFUSION | ALARIS 8110 | PUMP, INFUSION, SYRINGE |  | SPD | Kelemen |  |  | 11/26/2018 |  | 11/26/28 |  |  | NO | YES |  |  |  |  | CAREFUSION 11136903 15224781 |  |  | Active |  | 99:99:99:99:99:99 |  | High Risk | 1Y:00-MFG | 11/26/2018 | 11/26/2018 | COOPER UNIVERSITY HOSPITAL |  |  | Moves | WOT00000001467986 | David Frye | Performance Verification | Completed |  | 11/26/2018 | 11/26/2018 | Performance Verification for CAREFUSION 11136903 15224781 | Initial Install of Performance Verification. Device is ready for patient use. |  |  | 11/26/2018 | 11/26/2018
|  | CAREFUSION | ALARIS 8110 | PUMP, INFUSION, SYRINGE |  | SPD | Kelemen |  |  | 02/07/2019 |  | 2/7/29 |  |  | NO | YES |  |  |  |  | CAREFUSION 11136904 15224736 |  |  | Active |  | 99:99:99:99:99:99 |  | High Risk | 1Y:00-MFG | 02/07/2019 | 02/07/2019 | COOPER UNIVERSITY HOSPITAL |  |  | Moves | WOT00000001467980 | David Frye | Performance Verification | Completed |  | 02/07/2019 | 02/07/2019 | Performance Verification for CAREFUSION 11136904 15224736 | Initial Install of Performance Verification. Device is ready for patient use. |  |  | 02/07/2019 | 02/07/2019
|  | CAREFUSION | ALARIS 8110 | PUMP, INFUSION, SYRINGE |  | SPD | Kelemen |  |  | 12/20/2018 |  | 12/20/28 |  |  | NO | YES |  |  |  |  | CAREFUSION 11136901 15224501 |  |  | Active |  | 99:99:99:99:99:99 |  | High Risk | 1Y:00-MFG | 12/20/2018 | 12/20/2018 | COOPER UNIVERSITY HOSPITAL |  |  | Moves | WOT00000001468968 | David Frye | Performance Verification | Completed |  | 12/20/2018 | 12/20/2018 | Performance Verification for CAREFUSION 11136901 15224501 | Initial Install of Performance Verification. Device is ready for patient use. |  |  | 12/20/2018 | 12/20/2018
|  | CAREFUSION | ALARIS 8110 | PUMP, INFUSION, SYRINGE |  | SPD | Kelemen |  |  | 12/31/2018 |  | 12/31/28 |  |  | NO | YES |  |  |  |  | CAREFUSION 11136899 15224194 |  |  | Active |  | 99:99:99:99:99:99 |  | High Risk | 1Y:00-MFG | 12/31/2018 | 12/31/2018 | COOPER UNIVERSITY HOSPITAL |  |  | Moves | WOT00000001468942 | David Frye | Performance Verification | Completed |  | 12/31/2018 | 12/31/2018 | Performance Verification for CAREFUSION 11136899 15224194 | Initial Install of Performance Verification. Device is ready for patient use. |  |  | 12/31/2018 | 12/31/2018
|  | CAREFUSION | ALARIS 8110 | PUMP, INFUSION, SYRINGE |  | SPD | Kelemen |  |  | 12/19/2018 |  | 12/19/28 |  |  | NO | YES |  |  |  |  | CAREFUSION 11136900 15224211 |  |  | Active |  | 99:99:99:99:99:99 |  | High Risk | 1Y:00-MFG | 12/19/2018 | 12/19/2018 | COOPER UNIVERSITY HOSPITAL |  |  | Moves | WOT00000001468950 | David Frye | Performance Verification | Completed |  | 12/19/2018 | 12/19/2018 | Performance Verification for CAREFUSION 11136900 15224211 | Initial Install of Performance Verification. Device is ready for patient use. |  |  | 12/19/2018 | 12/19/2018
|  | CAREFUSION | ALARIS 8110 | PUMP, INFUSION, SYRINGE |  | SPD | Kelemen |  |  | 02/07/2019 |  | 2/7/29 |  |  | NO | YES |  |  |  |  | CAREFUSION 11136897 15211642 |  |  | Active |  | 99:99:99:99:99:99 |  | High Risk | 1Y:00-MFG | 02/07/2019 | 02/07/2019 | COOPER UNIVERSITY HOSPITAL |  |  | Moves | WOT00000001469014 | David Frye | Performance Verification | Completed |  | 02/07/2019 | 02/07/2019 | Performance Verification for CAREFUSION 11136897 15211642 | Initial Install of Performance Verification. Device is ready for patient use. |  |  | 02/07/2019 | 02/07/2019
|  | CAREFUSION | ALARIS 8110 | PUMP, INFUSION, SYRINGE |  | SPD | Kelemen |  |  | 06/07/2019 |  | 6/7/29 |  |  | NO | YES |  |  |  |  | CAREFUSION 11136895 15211695 |  |  | Active | dup11136895 | 99:99:99:99:99:99 |  | High Risk | 1Y:00-MFG | 06/07/2019 | 06/07/2019 | COOPER UNIVERSITY HOSPITAL |  |  | Moves | WOT00000001469018 | David Frye | Performance Verification | Completed |  | 06/07/2019 | 06/07/2019 | Performance Verification for CAREFUSION 11136895 15211695 | Initial Install of Performance Verification. Device is ready for patient use. |  |  | 06/07/2019 | 06/07/2019
|  | CAREFUSION | ALARIS 8110 | PUMP, INFUSION, SYRINGE |  | SPD | Kelemen |  |  | 12/11/2018 |  | 12/11/28 |  |  | NO | YES |  |  |  |  | CAREFUSION 11136896 15210059 |  |  | Active |  | 99:99:99:99:99:99 |  | High Risk | 1Y:00-MFG | 12/11/2018 | 12/11/2018 | COOPER UNIVERSITY HOSPITAL |  |  | CSP - Clean Side | WOT00000001469010 | David Frye | Performance Verification | Completed |  | 12/11/2018 | 12/11/2018 | Performance Verification for CAREFUSION 11136896 15210059 | Initial Install of Performance Verification. Device is ready for patient use. |  |  | 12/11/2018 | 12/11/2018
|  | CAREFUSION | ALARIS 8110 | PUMP, INFUSION, SYRINGE |  | SPD | Kelemen |  |  | 12/14/2018 |  | 12/14/28 |  |  | NO | YES |  |  |  |  | CAREFUSION 11136893 15224196 |  |  | Active |  | 99:99:99:99:99:99 |  | High Risk | 1Y:00-MFG | 12/14/2018 | 12/14/2018 | COOPER UNIVERSITY HOSPITAL |  |  | Moves | WOT00000001468946 | David Frye | Performance Verification | Completed |  | 12/14/2018 | 12/14/2018 | Performance Verification for CAREFUSION 11136893 15224196 | Initial Install of Performance Verification. Device is ready for patient use. |  |  | 12/14/2018 | 12/14/2018
|  | CAREFUSION | ALARIS 8110 | PUMP, INFUSION, SYRINGE |  | SPD | Kelemen |  |  | 11/26/2018 |  | 11/26/28 |  |  | NO | YES |  |  |  |  | CAREFUSION 11136894 15224261 |  |  | Active |  | 99:99:99:99:99:99 |  | High Risk | 1Y:00-MFG | 11/26/2018 | 11/26/2018 | COOPER UNIVERSITY HOSPITAL |  |  | Moves | WOT00000001468959 | David Frye | Performance Verification | Completed |  | 11/26/2018 | 11/26/2018 | Performance Verification for CAREFUSION 11136894 15224261 | Initial Install of Performance Verification. Device is ready for patient use. |  |  | 11/26/2018 | 11/26/2018
|  | CAREFUSION | ALARIS 8110 | PUMP, INFUSION, SYRINGE |  | SPD | Kelemen |  |  | 11/27/2018 |  | 11/27/28 |  |  | NO | YES |  |  |  |  | CAREFUSION 11136892 15224195 |  |  | Active |  | 99:99:99:99:99:99 |  | High Risk | 1Y:00-MFG | 11/27/2018 | 11/27/2018 | COOPER UNIVERSITY HOSPITAL |  |  | Moves | WOT00000001468944 | David Frye | Performance Verification | Completed |  | 11/27/2018 | 11/27/2018 | Performance Verification for CAREFUSION 11136892 15224195 | Initial Install of Performance Verification. Device is ready for patient use. |  |  | 11/27/2018 | 11/27/2018
|  | CAREFUSION | ALARIS 8110 | PUMP, INFUSION, SYRINGE |  | SPD | Kelemen |  |  | 11/30/2018 |  | 11/30/28 |  |  | NO | YES |  |  |  |  | CAREFUSION 11136891 15209539 |  |  | Active |  | 99:99:99:99:99:99 |  | High Risk | 1Y:00-MFG | 11/30/2018 | 11/30/2018 | COOPER UNIVERSITY HOSPITAL |  |  | Moves | WOT00000001469556 | David Frye | Performance Verification | Completed |  | 11/30/2018 | 11/30/2018 | Performance Verification for CAREFUSION 11136891 15209539 | Initial Install of Performance Verification. Device is ready for patient use. |  |  | 11/30/2018 | 11/30/2018
|  | CAREFUSION | ALARIS 8110 | PUMP, INFUSION, SYRINGE |  | SPD | Kelemen |  |  | 11/27/2018 |  | 11/27/28 |  |  | NO | YES |  |  |  |  | CAREFUSION 11136888 15224763 |  |  | Active |  | 99:99:99:99:99:99 |  | High Risk | 1Y:00-MFG | 11/27/2018 | 11/27/2018 | COOPER UNIVERSITY HOSPITAL |  |  | Moves | WOT00000001467984 | David Frye | Performance Verification | Completed |  | 11/27/2018 | 11/27/2018 | Performance Verification for CAREFUSION 11136888 15224763 | Initial Install of Performance Verification. Device is ready for patient use. |  |  | 11/27/2018 | 11/27/2018
|  | CAREFUSION | ALARIS 8110 | PUMP, INFUSION, SYRINGE |  | VOORHEES SURGERY CENTER-OPERATING ROOM | 900 Centennial Blvd | Suite E |  | 08/14/2019 |  | 8/14/29 |  |  | NO | YES |  |  |  |  | CAREFUSION 11136885 15211646 |  |  | Active |  | 99:99:99:99:99:99 |  | High Risk | 1Y:00-MFG | 08/14/2019 | 08/14/2019 | COOPER AMBULATORY OFF-SITES |  |  | SUITE E | WOT00000001469015 | JENNIFER BOMBARO | Performance Verification | Completed |  | 08/14/2019 | 08/14/2019 | Performance Verification for CAREFUSION 11136885 15211646 | Initial Install of Performance Verification. Device is ready for patient use. |  |  | 08/14/2019 | 08/14/2019
|  | CAREFUSION | ALARIS 8110 | PUMP, INFUSION, SYRINGE |  | SPD | Dorrance |  |  | 01/28/2019 |  | 1/28/29 |  |  | NO | YES |  |  |  |  | CAREFUSION 11136879 15224691 |  |  | Active | dup11136879 | 99:99:99:99:99:99 |  | High Risk | 1Y:00-MFG | 01/28/2019 | 01/28/2019 | COOPER UNIVERSITY HOSPITAL |  |  | Moves | WOT00000001467965 | David Frye | Performance Verification | Completed |  | 01/28/2019 | 01/28/2019 | Performance Verification for CAREFUSION 11136879 15224691 | Initial Install of Performance Verification. Device is ready for patient use. |  |  | 01/28/2019 | 01/28/2019
|  | CAREFUSION | ALARIS 8110 | PUMP, INFUSION, SYRINGE |  | SPD | Kelemen |  |  | 02/04/2019 |  | 2/4/29 |  |  | NO | YES |  |  |  |  | CAREFUSION 11136878 15224722 |  |  | Active | dup11136878 | 99:99:99:99:99:99 |  | High Risk | 1Y:00-MFG | 02/04/2019 | 02/04/2019 | COOPER UNIVERSITY HOSPITAL |  |  | Moves | WOT00000001467977 | David Frye | Performance Verification | Completed |  | 02/04/2019 | 02/04/2019 | Performance Verification for CAREFUSION 11136878 15224722 | Initial Install of Performance Verification. Device is ready for patient use. |  |  | 02/04/2019 | 02/04/2019
|  | CAREFUSION | ALARIS 8110 | PUMP, INFUSION, SYRINGE |  | SPD | Dorrance |  |  | 11/27/2018 |  | 11/27/28 |  |  | NO | YES |  |  |  |  | CAREFUSION 11136875 15210886 |  |  | Active |  | 99:99:99:99:99:99 |  | High Risk | 1Y:00-MFG | 11/27/2018 | 11/27/2018 | COOPER UNIVERSITY HOSPITAL |  |  | Moves | WOT00000001469011 | David Frye | Performance Verification | Completed |  | 11/27/2018 | 11/27/2018 | Performance Verification for CAREFUSION 11136875 15210886 | Initial Install of Performance Verification. Device is ready for patient use. |  |  | 11/27/2018 | 11/27/2018
|  | CAREFUSION | ALARIS 8110 | PUMP, INFUSION, SYRINGE |  | SPD | Kelemen |  |  | 11/26/2018 |  | 11/26/28 |  |  | NO | YES |  |  |  |  | CAREFUSION 11136870 15224203 |  |  | Active |  | 99:99:99:99:99:99 |  | High Risk | 1Y:00-MFG | 11/26/2018 | 11/26/2018 | COOPER UNIVERSITY HOSPITAL |  |  | Moves | WOT00000001468948 | David Frye | Performance Verification | Completed |  | 11/26/2018 | 11/26/2018 | Performance Verification for CAREFUSION 11136870 15224203 | Initial Install of Performance Verification. Device is ready for patient use. |  |  | 11/26/2018 | 11/26/2018
|  | CAREFUSION | ALARIS 8110 | PUMP, INFUSION, SYRINGE |  | SPD | Kelemen |  |  | 01/28/2019 |  | 1/28/29 |  |  | NO | YES |  |  |  |  | CAREFUSION 11136851 15224385 |  |  | Active |  | 99:99:99:99:99:99 |  | High Risk | 1Y:00-MFG | 01/28/2019 | 01/28/2019 | COOPER UNIVERSITY HOSPITAL |  |  | Moves | WOT00000001468964 | David Frye | Performance Verification | Completed |  | 01/28/2019 | 01/28/2019 | Performance Verification for CAREFUSION 11136851 15224385 | Initial Install of Performance Verification. Device is ready for patient use. |  |  | 01/28/2019 | 01/28/2019
|  | CAREFUSION | ALARIS 8110 | PUMP, INFUSION, SYRINGE |  | SPD | Pavilion |  |  | 12/01/2017 |  | 12/1/27 |  |  | NO | YES |  |  |  |  | CAREFUSION 10752814 15053041 |  |  | Active |  | 99:99:99:99:99:99 |  | High Risk | 1Y:00-MFG | 11/27/2018 | 12/01/2019 | COOPER UNIVERSITY HOSPITAL |  |  |  | 0012478902 | David Frye | Preventative Maintenance | Closed | Josh Harris | 12/01/2017 | 12/01/2017 | PERFORMANCE ASSURANCE AT INVENTORY | INVENTORIED DEVICE AND ENSURED DEVICE WAS FUNCTIONING PROPERLY. | A5055B93-EDF9-4271-B813-0CBB78C2CC83 | Labor | 12/01/2017 | 12/01/2017 | Josh Harris
|  | CAREFUSION | ALARIS 8110 | PUMP, INFUSION, SYRINGE |  | VOORHEES SURGERY CENTER-OPERATING ROOM | 900 Centennial Blvd | Suite E |  | 12/01/2017 |  | 12/1/27 |  |  | NO | YES |  |  |  |  | CAREFUSION 10752815 15054896 |  |  | Active |  | 99:99:99:99:99:99 |  | High Risk | 1Y:00-MFG | 08/14/2019 | 09/01/2020 | COOPER AMBULATORY OFF-SITES |  |  | SUITE E | 0012478895 | JENNIFER BOMBARO | Preventative Maintenance | Closed | Josh Harris | 12/01/2017 | 12/01/2017 | PERFORMANCE ASSURANCE AT INVENTORY | INVENTORIED DEVICE AND ENSURED DEVICE WAS FUNCTIONING PROPERLY. | ABC12403-F88D-413F-84F0-B9B12A28A122 | Labor | 12/01/2017 | 12/01/2017 | Josh Harris
|  | CAREFUSION | ALARIS 8110 | PUMP, INFUSION, SYRINGE |  | SPD | Pavilion |  |  | 12/01/2017 |  | 12/1/27 |  |  | NO | YES |  |  |  |  | CAREFUSION 10752818 15054732 |  |  | Active |  | 99:99:99:99:99:99 |  | High Risk | 1Y:00-MFG | 12/17/2018 | 12/01/2019 | COOPER UNIVERSITY HOSPITAL |  |  |  | 0012478904 | David Frye | Preventative Maintenance | Closed | Josh Harris | 12/01/2017 | 12/01/2017 | PERFORMANCE ASSURANCE AT INVENTORY | INVENTORIED DEVICE AND ENSURED DEVICE WAS FUNCTIONING PROPERLY. | F09EF494-C431-4484-AEFC-C36426C4C4D4 | Labor | 12/01/2017 | 12/01/2017 | Josh Harris
|  | CAREFUSION | ALARIS 8110 | PUMP, INFUSION, SYRINGE |  | SPD | Dorrance |  |  | 12/01/2017 |  | 12/1/27 |  |  | NO | YES |  |  |  |  | CAREFUSION 10752819 15054260 |  |  | Active |  | 99:99:99:99:99:99 |  | High Risk | 1Y:00-MFG | 12/19/2018 | 12/01/2019 | COOPER UNIVERSITY HOSPITAL |  |  |  | 0012478919 | David Frye | Preventative Maintenance | Closed | Josh Harris | 12/01/2017 | 12/01/2017 | PERFORMANCE ASSURANCE AT INVENTORY | INVENTORIED DEVICE AND ENSURED DEVICE WAS FUNCTIONING PROPERLY. | 4DFA67A6-C591-46E6-947B-1D604E912F34 | Labor | 12/01/2017 | 12/01/2017 | Josh Harris
|  | CAREFUSION | ALARIS 8110 | PUMP, INFUSION, SYRINGE |  | SPD | Kelemen |  |  | 12/01/2017 |  | 12/1/27 |  |  | NO | YES |  |  |  |  | CAREFUSION 10752820 15053034 |  |  | Active |  | 99:99:99:99:99:99 |  | High Risk | 1Y:00-MFG | 11/27/2018 | 12/01/2019 | COOPER UNIVERSITY HOSPITAL |  |  |  | 0012478915 | David Frye | Preventative Maintenance | Closed | Josh Harris | 12/01/2017 | 12/01/2017 | PERFORMANCE ASSURANCE AT INVENTORY | INVENTORIED DEVICE AND ENSURED DEVICE WAS FUNCTIONING PROPERLY. | C616FE4B-4F31-44FD-B40B-AF2C866D5AAA | Labor | 12/01/2017 | 12/01/2017 | Josh Harris
|  | CAREFUSION | ALARIS 8110 | PUMP, INFUSION, SYRINGE |  | SPD | Kelemen |  |  | 12/01/2017 |  | 12/1/27 |  |  | NO | YES |  |  |  |  | CAREFUSION 10752817 15055013 |  |  | Active |  | 99:99:99:99:99:99 |  | High Risk | 1Y:00-MFG | 11/27/2018 | 12/01/2019 | COOPER UNIVERSITY HOSPITAL |  |  |  | 0012478911 | David Frye | Preventative Maintenance | Closed | Josh Harris | 12/01/2017 | 12/01/2017 | PERFORMANCE ASSURANCE AT INVENTORY | INVENTORIED DEVICE AND ENSURED DEVICE WAS FUNCTIONING PROPERLY. | F070A07A-5551-4BD6-B104-1A34673F47CB | Labor | 12/01/2017 | 12/01/2017 | Josh Harris
|  | CAREFUSION | ALARIS 8110 | PUMP, INFUSION, SYRINGE |  | SPD | Kelemen |  |  | 12/01/2017 |  | 12/1/27 |  |  | NO | YES |  |  |  |  | CAREFUSION 10752816 15055093 |  |  | Active |  | 99:99:99:99:99:99 |  | High Risk | 1Y:00-MFG | 11/27/2018 | 12/01/2019 | COOPER UNIVERSITY HOSPITAL |  |  |  | 0012478907 | David Frye | Performance Verification | Closed | Josh Harris | 12/01/2017 | 12/01/2017 | INCOMING INVENTORY | DEVICE INVENTORIED | 826F23FC-2823-4C95-9522-4D1330E3DC0E | Labor | 12/01/2017 | 12/01/2017 | Josh Harris
|  | CAREFUSION | ALARIS 8110 | PUMP, INFUSION, SYRINGE |  | SPD | Kelemen | BASEMENT |  | 12/01/2017 |  | 12/1/27 |  |  | NO | YES |  |  |  |  | CAREFUSION 10752812 15054858 |  |  | Active |  | 99:99:99:99:99:99 |  | High Risk | 1Y:00-MFG | 11/29/2018 | 12/01/2019 | COOPER UNIVERSITY HOSPITAL |  |  |  | 0012478897 | David Frye | Performance Verification | Closed | Josh Harris | 12/01/2017 | 12/01/2017 | INCOMING INVENTORY | DEVICE INVENTORIED | 57601EDF-E308-48A9-B263-71F5A9135337 | Labor | 12/01/2017 | 12/01/2017 | Josh Harris
|  | CAREFUSION | ALARIS 8110 | PUMP, INFUSION, SYRINGE |  | SPD | Kelemen |  |  | 12/01/2017 |  | 12/1/27 |  |  | NO | YES |  |  |  |  | CAREFUSION 10752810 15054865 |  |  | Active |  | 99:99:99:99:99:99 |  | High Risk | 1Y:00-MFG | 11/27/2018 | 12/01/2019 | COOPER UNIVERSITY HOSPITAL |  |  |  | 0012478891 | David Frye | Preventative Maintenance | Closed | Josh Harris | 12/01/2017 | 12/01/2017 | PERFORMANCE ASSURANCE AT INVENTORY | INVENTORIED DEVICE AND ENSURED DEVICE WAS FUNCTIONING PROPERLY. | DABE9A7F-22D4-4DDF-A482-C2F9770F0E1C | Labor | 12/01/2017 | 12/01/2017 | Josh Harris
|  | CAREFUSION | ALARIS 8110 | PUMP, INFUSION, SYRINGE |  | VOORHEES SURGERY CENTER-OPERATING ROOM | 900 Centennial Blvd | Suite E |  | 12/01/2017 |  | 12/1/27 |  |  | NO | YES |  |  |  |  | CAREFUSION 10752811 15054637 |  |  | Active |  | 99:99:99:99:99:99 |  | High Risk | 1Y:00-MFG | 08/14/2019 | 09/01/2020 | COOPER AMBULATORY OFF-SITES |  |  | SUITE E | 0012478865 | JENNIFER BOMBARO | Preventative Maintenance | Closed | Josh Harris | 12/01/2017 | 12/01/2017 | PERFORMANCE ASSURANCE AT INVENTORY | INVENTORIED DEVICE AND ENSURED DEVICE WAS FUNCTIONING PROPERLY. | 037F1F5E-6A07-40D4-8300-0FB0C8F8C531 | Labor | 12/01/2017 | 12/01/2017 | Josh Harris
|  | CAREFUSION | ALARIS 8110 | PUMP, INFUSION, SYRINGE |  | SPD | Dorrance |  |  | 12/01/2017 |  | 12/1/27 |  |  | NO | YES |  |  |  |  | CAREFUSION 10752809 15054583 |  |  | Active |  | 99:99:99:99:99:99 |  | High Risk | 1Y:00-MFG | 12/06/2018 | 12/01/2019 | COOPER UNIVERSITY HOSPITAL |  |  |  | 0012478861 | David Frye | Performance Verification | Closed | Josh Harris | 12/01/2017 | 12/01/2017 | INCOMING INVENTORY | DEVICE INVENTORIED | 71537D7E-C378-4B6F-927D-D33861633A86 | Labor | 12/01/2017 | 12/01/2017 | Josh Harris
|  | CAREFUSION | ALARIS 8110 | PUMP, INFUSION, SYRINGE |  | SPD | Kelemen |  |  | 12/01/2017 |  | 12/1/27 |  |  | NO | YES |  |  |  |  | CAREFUSION 10752808 15054258 |  |  | Active |  | 99:99:99:99:99:99 |  | High Risk | 1Y:00-MFG | 11/30/2018 | 12/01/2019 | COOPER UNIVERSITY HOSPITAL |  |  |  | 0012478888 | David Frye | Preventative Maintenance | Closed | Josh Harris | 12/01/2017 | 12/01/2017 | PERFORMANCE ASSURANCE AT INVENTORY | INVENTORIED DEVICE AND ENSURED DEVICE WAS FUNCTIONING PROPERLY. | 6A7AEC19-9689-4799-A6B3-4AB7031A80A4 | Labor | 12/01/2017 | 12/01/2017 | Josh Harris
|  | CAREFUSION | ALARIS 8110 | PUMP, INFUSION, SYRINGE |  | SPD | Pavilion |  |  | 12/01/2017 |  | 12/1/27 |  |  | NO | YES |  |  |  |  | CAREFUSION 10752807 15054907 |  |  | Active |  | 99:99:99:99:99:99 |  | High Risk | 1Y:00-MFG | 12/19/2018 | 12/01/2019 | COOPER UNIVERSITY HOSPITAL |  |  |  | 0012478856 | David Frye | Performance Verification | Closed | Josh Harris | 12/01/2017 | 12/01/2017 | INCOMING INVENTORY | DEVICE INVENTORIED | 3FC24DC0-2903-4926-8125-4D2ED55BFBAE | Labor | 12/01/2017 | 12/01/2017 | Josh Harris
|  | CAREFUSION | ALARIS 8110 | PUMP, INFUSION, SYRINGE |  | SPD | Dorrance |  |  | 12/01/2017 |  | 12/1/27 |  |  | NO | YES |  |  |  |  | CAREFUSION 10752806 15055901 |  |  | Active |  | 99:99:99:99:99:99 |  | High Risk | 1Y:00-MFG | 12/19/2018 | 12/01/2019 | COOPER UNIVERSITY HOSPITAL |  |  |  | 0012478886 | David Frye | Preventative Maintenance | Closed | Josh Harris | 12/01/2017 | 12/01/2017 | PERFORMANCE ASSURANCE AT INVENTORY | INVENTORIED DEVICE AND ENSURED DEVICE WAS FUNCTIONING PROPERLY. | 5DE0A846-F84C-4D57-AE96-FB237F1D0BA3 | Labor | 12/01/2017 | 12/01/2017 | Josh Harris
|  | CAREFUSION | ALARIS 8110 | PUMP, INFUSION, SYRINGE |  | SPD | Kelemen |  |  | 12/01/2017 |  | 12/1/27 |  |  | NO | YES |  |  |  |  | CAREFUSION 10752805 15054711 |  |  | Active |  | 99:99:99:99:99:99 |  | High Risk | 1Y:00-MFG | 11/01/2019 | 12/01/2019 | COOPER UNIVERSITY HOSPITAL |  |  |  | 0012478871 | David Frye | Preventative Maintenance | Closed | Josh Harris | 12/01/2017 | 12/01/2017 | PERFORMANCE ASSURANCE AT INVENTORY | INVENTORIED DEVICE AND ENSURED DEVICE WAS FUNCTIONING PROPERLY. | 03466BE9-1363-45BA-8AD3-71ACC14E7F8C | Labor | 12/01/2017 | 12/01/2017 | Josh Harris
|  | CAREFUSION | ALARIS 8110 | PUMP, INFUSION, SYRINGE |  | SPD | Dorrance |  |  | 12/01/2017 |  | 12/1/27 |  |  | NO | YES |  |  |  |  | CAREFUSION 10752804 15054818 |  |  | Active |  | 99:99:99:99:99:99 |  | High Risk | 1Y:00-MFG | 12/18/2018 | 12/01/2019 | COOPER UNIVERSITY HOSPITAL |  |  |  | 0012478876 | David Frye | Preventative Maintenance | Closed | Josh Harris | 12/01/2017 | 12/01/2017 | PERFORMANCE ASSURANCE AT INVENTORY | INVENTORIED DEVICE AND ENSURED DEVICE WAS FUNCTIONING PROPERLY. | 23412F35-542D-44DB-9778-B1FC0B57C54A | Labor | 12/01/2017 | 12/01/2017 | Josh Harris
|  | CAREFUSION | ALARIS 8110 | PUMP, INFUSION, SYRINGE |  | SPD | Kelemen |  |  | 12/01/2017 |  | 12/1/27 |  |  | NO | YES |  |  |  |  | CAREFUSION 10752803 15054198 |  |  | Disposition |  | 99:99:99:99:99:99 |  | High Risk | 1Y:00-MFG | 12/01/2017 | 12/01/2020 | COOPER UNIVERSITY HOSPITAL |  |  |  | 0012478874 | David Frye | Preventative Maintenance | Closed | Josh Harris | 12/01/2017 | 12/01/2017 | PERFORMANCE ASSURANCE AT INVENTORY | INVENTORIED DEVICE AND ENSURED DEVICE WAS FUNCTIONING PROPERLY. | E4F40CB4-67EE-4F1D-A72E-8CC07A90589A | Labor | 12/01/2017 | 12/01/2017 | Josh Harris
|  | CAREFUSION | ALARIS 8110 | PUMP, INFUSION, SYRINGE |  | VOORHEES SURGERY CENTER-OPERATING ROOM | 900 Centennial Blvd | Suite E |  | 12/01/2017 |  | 12/1/27 |  |  | NO | YES |  |  |  |  | CAREFUSION 10752802 15054705 |  |  | Active |  | 99:99:99:99:99:99 |  | High Risk | 1Y:00-MFG | 08/14/2019 | 09/01/2020 | COOPER AMBULATORY OFF-SITES |  |  | SUITE E | 0012478878 | JENNIFER BOMBARO | Performance Verification | Closed | Josh Harris | 12/01/2017 | 12/01/2017 | INCOMING INVENTORY | DEVICE INVENTORIED | 56F2C607-2EBE-42E3-BE5A-4CE751668285 | Labor | 12/01/2017 | 12/01/2017 | Josh Harris
|  | CAREFUSION | ALARIS 8110 | PUMP, INFUSION, SYRINGE |  | SPD | Kelemen |  |  | 12/01/2017 |  | 12/1/27 |  |  | NO | YES |  |  |  |  | CAREFUSION 10752801 15054257 |  |  | Active |  | 99:99:99:99:99:99 |  | High Risk | 1Y:00-MFG | 05/13/2019 | 12/01/2019 | COOPER UNIVERSITY HOSPITAL |  |  | Performance Verification | 0012478883 | David Frye | Preventative Maintenance | Closed | Josh Harris | 12/01/2017 | 12/01/2017 | PERFORMANCE ASSURANCE AT INVENTORY | INVENTORIED DEVICE AND ENSURED DEVICE WAS FUNCTIONING PROPERLY. | 8570D907-ACB0-407D-B188-D3166E64AE63 | Labor | 12/01/2017 | 12/01/2017 | Josh Harris
|  | MEDFUSION SYST. |  | PUMP, INFUSION, SYRINGE |  | INTENSIVE CARE NURSERY | Dorrance |  |  | 10/05/2009 |  | 10/5/19 |  |  | NO | YES |  |  |  |  | MEDFUSION SYST. 10354854 67583 |  |  | Active |  | 99:99:99:99:99:99 |  | High Risk | 1Y:00-MFG | 11/01/2019 | 11/01/2020 | COOPER UNIVERSITY HOSPITAL |  |  | ICN D5 |  | JOANNE FOX
|  | CAREFUSION | MEDSYSTEM III | PUMP, INFUSION, TRIPLE CHANNEL |  |  | 97 Bogden Blvd | Cooper 1 |  | 05/02/2012 |  | 5/2/22 |  |  | NO | YES |  |  |  |  | CAREFUSION 10366972 13520835 |  |  | Active |  | 99:99:99:99:99:99 |  | High Risk | 1Y:00-MFG | 03/13/2019 | 03/01/2020 | COOPER AMBULATORY OFF-SITES |  |  | MAIN HANGER |  | RICK ROHRBACH
|  | CAREFUSION | MEDSYSTEM III | PUMP, INFUSION, TRIPLE CHANNEL |  |  | 97 Bogden Blvd | Cooper 1 |  | 05/02/2012 |  | 5/2/22 |  |  | NO | YES |  |  |  |  | CAREFUSION 10366973 13610113 |  |  | Active |  | 99:99:99:99:99:99 |  | High Risk | 1Y:00-MFG | 03/13/2019 | 03/01/2020 | COOPER AMBULATORY OFF-SITES |  |  | MAIN HANGER |  | RICK ROHRBACH
|  | CAREFUSION | MEDSYSTEM III | PUMP, INFUSION, TRIPLE CHANNEL |  |  | 97 Bogden Blvd | Cooper 1 |  | 05/02/2012 |  | 5/2/22 |  |  | NO | YES |  |  |  |  | CAREFUSION 10366974 13619348 |  |  | Active |  | 99:99:99:99:99:99 |  | High Risk | 1Y:00-MFG | 03/13/2019 | 03/01/2020 | COOPER AMBULATORY OFF-SITES |  |  | MAIN HANGER |  | RICK ROHRBACH
|  | CAREFUSION | MEDSYSTEM III | PUMP, INFUSION, TRIPLE CHANNEL |  | MILLVILLE-AIR MED | 60 Fostertown Rd | Cooper 2 |  | 03/13/2019 |  | 3/13/29 |  |  | NO | YES |  |  |  |  | CAREFUSION 30236311 3214735 |  |  | Active |  | 99:99:99:99:99:99 |  | High Risk | 1Y:00-MFG | 03/13/2019 | 03/13/2019 | COOPER AMBULATORY OFF-SITES |  |  | MILLVILLE AIRMED | 0011352171 | RICK ROHRBACH | Performance Verification | Closed | Bonnie Aichroth | 03/13/2019 | 03/13/2019 | INCOMING INVENTORY | DEVICE INVENTORIED | 87B345CC-5613-4126-818A-DD707CE7DF41 | Labor | 03/13/2019 | 03/13/2019 | Bonnie Aichroth
|  | MAQUET CORP | CARDIOSAVE HYBRID | PUMP, INTRA-AORTIC BALLOON | CA241756B4 | CARDIAC CATH LAB | Pavilion |  |  | 03/07/2014 |  | 3/7/21 |  |  | NO | YES |  |  |  |  | MAQUET CORP 10367856 CA241756B4 |  |  | Active |  | 00:64:A6:01:04:0D |  | Life Support | 6M:00-MFG | 11/01/2019 | 05/01/2020 | COOPER UNIVERSITY HOSPITAL |  |  | CCL - Moves |  | LINDA BEAN
|  | MAQUET CORP | CARDIOSAVE HYBRID | PUMP, INTRA-AORTIC BALLOON | CA241755B4 | CARDIAC CATH LAB | Kelemen |  |  | 03/07/2014 |  | 3/7/21 |  |  | NO | YES |  |  |  |  | MAQUET CORP 10367814 CA241755B4 |  |  | Active |  | 00:64:A6:01:04:04 |  | Life Support | 6M:00-MFG | 11/01/2019 | 05/01/2020 | COOPER UNIVERSITY HOSPITAL |  |  | CCL - Moves |  | LINDA BEAN
|  | MAQUET CORP | CARDIOSAVE HYBRID | PUMP, INTRA-AORTIC BALLOON | CA241764B4 | CARDIAC CATH LAB | Kelemen |  |  | 03/07/2014 |  | 3/7/21 |  |  | NO | YES |  |  |  |  | MAQUET CORP 10367646 CA241764B4 |  |  | Active |  | 00:64:A6:01:04:2B |  | Life Support | 6M:00-MFG | 11/01/2019 | 05/01/2020 | COOPER UNIVERSITY HOSPITAL |  |  | CCL - Moves |  | LINDA BEAN
|  | MAQUET CORP | CARDIOSAVE HYBRID | PUMP, INTRA-AORTIC BALLOON | CA241337B4 | CARDIAC CATH LAB | Kelemen |  |  | 03/07/2014 |  | 3/7/21 |  |  | NO | YES |  |  |  |  | MAQUET CORP 10365266 CA241337B4 |  |  | Active |  | 00:64:A6:01:04:34 |  | Life Support | 6M:00-MFG | 11/01/2019 | 05/01/2020 | COOPER UNIVERSITY HOSPITAL |  |  | CCL - Moves |  | LINDA BEAN
|  | MAQUET CORP | CARDIOSAVE HYBRID | PUMP, INTRA-AORTIC BALLOON | CA241325B4 | CARDIAC CATH LAB | Pavilion |  |  | 03/07/2014 |  | 3/7/21 |  |  | NO | YES |  |  |  |  | MAQUET CORP 10355489 CA241325B4 |  |  | Active |  | 00:64:A6:01:04:37 |  | Life Support | 6M:00-MFG | 11/01/2019 | 05/01/2020 | COOPER UNIVERSITY HOSPITAL |  |  | CCL - Moves |  | LINDA BEAN
|  | MAQUET CORP | CARDIOSAVE HYBRID | PUMP, INTRA-AORTIC BALLOON | CA241765B4 | CARDIAC CATH LAB | Pavilion |  |  | 03/07/2014 |  | 3/7/21 |  |  | NO | YES |  |  |  |  | MAQUET CORP 10347586 CA241765B4 |  |  | Active |  | 00:64:A6:01:04:2E |  | Life Support | 6M:00-MFG | 11/01/2019 | 05/01/2020 | COOPER UNIVERSITY HOSPITAL |  |  | CCL - Moves |  | LINDA BEAN
|  | ARTHREX INC. | DUALWAVE | PUMP, IRRIGATION | R000000454 | VOORHEES SURGERY CENTER-OPERATING ROOM | 900 Centennial Blvd | Suite E |  | 04/26/2019 |  | 4/26/24 |  |  | NO | YES |  |  |  |  | ARTHREX INC. 11239283 R000000454 |  |  | Disposition |  | 99:99:99:99:99:99 |  | Equipment | 1Y:00-MFG | 04/26/2019 | 04/26/2019 | COOPER AMBULATORY OFF-SITES |  |  | Performance Verification | WOT00000001155715 | JENNIFER BOMBARO | Service Request | Closed | Stephen Zubrzycki | 04/26/2019 | 04/26/2019 | New Irrigation Pump - Needs checked, tagged | INVENTORIED NEW EQUIPMENT Inventoried unit | EXP1141285 | Labor | 04/26/2019 | 04/26/2019 | Kirk Lis
|  | BIOSENSE WEBSTER, INC. | COOLFLOW | PUMP, IRRIGATION |  | CARDIAC CATH LAB | Kelemen |  |  | 12/06/2011 |  | 12/6/16 |  |  | NO | YES |  |  |  |  | BIOSENSE WEBSTER, INC. 10369199 05341 |  |  | Active |  | 99:99:99:99:99:99 |  | Equipment | PAAR:00-PVAR | 11/02/2019 |  | COOPER UNIVERSITY HOSPITAL |  |  | EP1 Behind Sliding Glass Doors |  | LINDA BEAN
|  | ERBE USA INC | EIP2 | PUMP, IRRIGATION | VC005328 | BRACHFIELD MEDICAL ASSOCIATES-MEDICINE | 218 Sunset Rd |  |  | 10/03/2006 |  | 10/3/11 |  |  | NO | YES |  |  |  |  | ERBE USA INC 10367156 VC005328 |  |  | Active |  | 99:99:99:99:99:99 |  | Equipment | PAAR:00-PVAR | 11/02/2019 |  | COOPER AMBULATORY OFF-SITES |  |  | ENDO - Procedure Room |  | CATHY CRAWFORD
|  | ERBE USA INC | ENDO 100 | PUMP, IRRIGATION | E019FCL | VOORHEES SURGERY CENTER-OPERATING ROOM | 900 Centennial Blvd | Suite E |  | 04/21/2000 |  | 4/21/05 |  |  | NO | YES |  |  |  |  | ERBE USA INC 10347245 E019FCL |  |  | Active |  | 99:99:99:99:99:99 |  | Equipment | PAAR:00-PVAR | 11/01/2019 |  | COOPER AMBULATORY OFF-SITES |  |  | VOORHEES-OR |  | JENNIFER BOMBARO
|  | RITA MEDICAL SYSTEM INC. | INTELLIFLOW | PUMP, IRRIGATION | C07002677 | OR - KELEMEN 3 | Pavilion |  |  | 10/08/2007 |  | 10/8/12 |  |  | NO | YES |  |  |  |  | RITA MEDICAL SYSTEM INC. 10346303 C07002677 |  |  | Active |  | 99:99:99:99:99:99 |  | High Risk | 1Y:00-MFG 2Y:00-BAT | 10/30/2019 | 02/01/2020 | COOPER UNIVERSITY HOSPITAL |  |  | OR PAV STORAGE RM |  | DOMINIC VENDETTA
|  | BYRON MEDICAL | EZ | PUMP, LIPOSUCTION |  | OR - KELEMEN 3 | Kelemen |  |  | 03/19/2019 |  | 3/19/29 |  |  | NO | YES |  |  |  |  | BYRON MEDICAL 11239403 06181324 |  |  | Active |  | 99:99:99:99:99:99 |  | Equipment | 1Y:00-MFG | 03/19/2019 | 03/19/2019 | COOPER UNIVERSITY HOSPITAL |  |  | Kel OR | WOT00000001675196 | DOMINIC VENDETTA | Performance Verification | Closed | Salvatore Bombara | 03/19/2019 | 03/19/2019 | Performance Verification for BYRON MEDICAL 11239403 06181324 | Initial Install of Performance Verification. Device is ready for patient use. |  |  | 03/19/2019 | 03/19/2019
|  | BYRON MEDICAL | EZ | PUMP, LIPOSUCTION | 06-0938-07 | OR - KELEMEN 3 | Kelemen |  |  | 01/01/2008 |  | 1/1/18 |  |  | NO | YES |  |  |  |  | BYRON MEDICAL 10346352 06-0938-07 |  |  | Active |  | 99:99:99:99:99:99 |  | Equipment | 1Y:00-MFG | 02/07/2019 | 02/01/2020 | COOPER UNIVERSITY HOSPITAL |  |  | K8 |  | DOMINIC VENDETTA
|  | LYSONIX INC | LY-2000 | PUMP, LIPOSUCTION |  | VOORHEES SURGERY CENTER-OPERATING ROOM | 900 Centennial Blvd | Suite E |  | 03/07/1999 |  | 3/7/09 |  |  | NO | YES |  |  |  |  | LYSONIX INC 10347196 1028 |  |  | Active |  | 99:99:99:99:99:99 |  | Equipment | 1Y:00-MFG | 04/18/2019 | 04/01/2020 | COOPER AMBULATORY OFF-SITES |  |  | VOORHEES-OR |  | JENNIFER BOMBARO
|  | LYSONIX INC | LY-2000 | PUMP, LIPOSUCTION |  | OR - KELEMEN 3 | Kelemen |  |  | 07/14/2001 |  | 7/14/11 |  |  | NO | YES |  |  |  |  | LYSONIX INC 10346358 1007 |  |  | Active |  | 99:99:99:99:99:99 |  | Equipment | 1Y:00-MFG | 02/07/2019 | 02/01/2020 | COOPER UNIVERSITY HOSPITAL |  |  | k8 |  | DOMINIC VENDETTA
|  | CURLIN MEDICAL | 6000 PLUS | PUMP, PCA |  |  | 1000 S 10th | Ambulance Garage |  | 08/01/2019 |  | 8/1/29 |  |  | NO | YES |  |  |  |  | CURLIN MEDICAL 30146272 262009 |  |  | Active |  | 99:99:99:99:99:99 |  | High Risk | 1Y:00-MFG 2Y:00-BAT | 08/01/2019 | 08/01/2019 | COOPER UNIVERSITY HOSPITAL |  |  |  |  | STEVEN HARE |  |  |  | 08/01/2019 | 08/01/2019 |  |  |  |  | 08/01/2019 | 08/01/2019
|  | CURLIN MEDICAL | 6000 PLUS | PUMP, PCA |  |  | Kelemen |  |  | 10/01/2019 |  | 10/1/29 |  |  | NO | YES |  |  |  |  | CURLIN MEDICAL 30146270 262011 |  |  | Active |  | 99:99:99:99:99:99 |  | High Risk | 1Y:00-MFG 2Y:00-BAT | 10/01/2019 | 10/01/2019 | COOPER UNIVERSITY HOSPITAL |  |  |  |  | STEVEN HARE |  |  |  | 10/01/2019 | 10/01/2019 |  |  |  |  | 10/01/2019 | 10/01/2019
|  | CURLIN MEDICAL | 6000 PLUS | PUMP, PCA |  |  | 1000 S 10th | Ambulance Garage |  | 08/01/2019 |  | 8/1/29 |  |  | NO | YES |  |  |  |  | CURLIN MEDICAL 30146271 262010 |  |  | Active |  | 99:99:99:99:99:99 |  | High Risk | 1Y:00-MFG 2Y:00-BAT | 08/01/2019 | 08/01/2019 | COOPER UNIVERSITY HOSPITAL |  |  |  |  | STEVEN HARE |  |  |  | 08/01/2019 | 08/01/2019 |  |  |  |  | 08/01/2019 | 08/01/2019
|  | CURLIN MEDICAL | 6000 PLUS | PUMP, PCA |  |  | 1000 S 10th | Ambulance Garage |  | 10/30/2019 |  | 10/30/29 |  |  | NO | YES |  |  |  |  | CURLIN MEDICAL 30146269 262012 |  |  | Active |  | 99:99:99:99:99:99 |  | High Risk | 1Y:00-MFG 2Y:00-BAT | 10/30/2019 | 10/30/2019 | COOPER UNIVERSITY HOSPITAL |  |  |  |  | STEVEN HARE |  |  |  | 10/30/2019 | 10/30/2019 |  |  |  |  | 10/30/2019 | 10/30/2019
|  | CURLIN MEDICAL | PAINSMART IOD | PUMP, PCA |  | ANESTHESIOLOGY | Dorrance |  |  | 11/01/2019 |  | 11/1/29 |  |  | NO | YES |  |  |  |  | CURLIN MEDICAL 30142023 234878 |  |  | Active |  | 99:99:99:99:99:99 |  | High Risk | 1Y:00-MFG | 11/01/2019 | 11/01/2019 | COOPER UNIVERSITY HOSPITAL |  |  | biomed storage |  | GIACINTA ROUPAS |  |  |  | 11/01/2019 | 11/01/2019 |  |  |  |  | 11/01/2019 | 11/01/2019
|  | CURLIN MEDICAL | PAINSMART IOD | PUMP, PCA |  | LABOR & DELIVERY | Kelemen |  |  | 11/01/2019 |  | 11/1/29 |  |  | NO | YES |  |  |  |  | CURLIN MEDICAL 30142026 234979 |  |  | Active |  | 99:99:99:99:99:99 |  | High Risk | 1Y:00-MFG | 11/01/2019 | 11/01/2019 | COOPER UNIVERSITY HOSPITAL |  |  | biomed storage |  | JOANNA HORST |  |  |  | 11/01/2019 | 11/01/2019 |  |  |  |  | 11/01/2019 | 11/01/2019
|  | CURLIN MEDICAL | PAINSMART IOD | PUMP, PCA |  | LABOR & DELIVERY | Kelemen |  |  | 11/01/2019 |  | 11/1/29 |  |  | NO | YES |  |  |  |  | CURLIN MEDICAL 30142024 234714 |  |  | Active |  | 99:99:99:99:99:99 |  | High Risk | 1Y:00-MFG | 11/01/2019 | 11/01/2019 | COOPER UNIVERSITY HOSPITAL |  |  | biomed storage |  | JOANNA HORST |  |  |  | 11/01/2019 | 11/01/2019 |  |  |  |  | 11/01/2019 | 11/01/2019
|  | CURLIN MEDICAL | PAINSMART IOD | PUMP, PCA |  | LABOR & DELIVERY | Kelemen |  |  | 11/01/2019 |  | 11/1/29 |  |  | NO | YES |  |  |  |  | CURLIN MEDICAL 30142022 234810 |  |  | Active |  | 99:99:99:99:99:99 |  | High Risk | 1Y:00-MFG | 11/01/2019 | 11/01/2019 | COOPER UNIVERSITY HOSPITAL |  |  | biomed storage |  | JOANNA HORST |  |  |  | 11/01/2019 | 11/01/2019 |  |  |  |  | 11/01/2019 | 11/01/2019
|  | CURLIN MEDICAL | PAINSMART IOD | PUMP, PCA |  | LABOR & DELIVERY | Kelemen |  |  | 11/01/2019 |  | 11/1/29 |  |  | NO | YES |  |  |  |  | CURLIN MEDICAL 30142020 234960 |  |  | Active |  | 99:99:99:99:99:99 |  | High Risk | 1Y:00-MFG | 11/01/2019 | 11/01/2019 | COOPER UNIVERSITY HOSPITAL |  |  | biomed storage |  | JOANNA HORST |  |  |  | 11/01/2019 | 11/01/2019 |  |  |  |  | 11/01/2019 | 11/01/2019
|  | CURLIN MEDICAL | PAINSMART IOD | PUMP, PCA |  | ANESTHESIOLOGY | Kelemen |  |  | 11/01/2019 |  | 11/1/29 |  |  | NO | YES |  |  |  |  | CURLIN MEDICAL 30142017 234950 |  |  | Active |  | 99:99:99:99:99:99 |  | High Risk | 1Y:00-MFG | 11/01/2019 | 11/01/2019 | COOPER UNIVERSITY HOSPITAL |  |  | biomed storage |  | GIACINTA ROUPAS |  |  |  | 11/01/2019 | 11/01/2019 |  |  |  |  | 11/01/2019 | 11/01/2019
|  | CURLIN MEDICAL | PAINSMART IOD | PUMP, PCA |  | LABOR & DELIVERY | Kelemen |  |  | 11/01/2019 |  | 11/1/29 |  |  | NO | YES |  |  |  |  | CURLIN MEDICAL 30142019 234861 |  |  | Active |  | 99:99:99:99:99:99 |  | High Risk | 1Y:00-MFG | 11/01/2019 | 11/01/2019 | COOPER UNIVERSITY HOSPITAL |  |  | biomed storage |  | JOANNA HORST |  |  |  | 11/01/2019 | 11/01/2019 |  |  |  |  | 11/01/2019 | 11/01/2019
|  | CURLIN MEDICAL | PAINSMART IOD | PUMP, PCA |  | LABOR & DELIVERY | Kelemen |  |  | 11/01/2019 |  | 11/1/29 |  |  | NO | YES |  |  |  |  | CURLIN MEDICAL 30142014 234925 |  |  | Active |  | 99:99:99:99:99:99 |  | High Risk | 1Y:00-MFG | 11/01/2019 | 11/01/2019 | COOPER UNIVERSITY HOSPITAL |  |  | biomed storage |  | JOANNA HORST |  |  |  | 11/01/2019 | 11/01/2019 |  |  |  |  | 11/01/2019 | 11/01/2019
|  | CURLIN MEDICAL | PAINSMART IOD | PUMP, PCA |  | ANESTHESIOLOGY | Kelemen |  |  | 11/01/2019 |  | 11/1/29 |  |  | NO | YES |  |  |  |  | CURLIN MEDICAL 30142015 234970 |  |  | Active |  | 99:99:99:99:99:99 |  | High Risk | 1Y:00-MFG | 11/01/2019 | 11/01/2019 | COOPER UNIVERSITY HOSPITAL |  |  | biomed storage |  | GIACINTA ROUPAS |  |  |  | 11/01/2019 | 11/01/2019 |  |  |  |  | 11/01/2019 | 11/01/2019
|  | CURLIN MEDICAL | PAINSMART IOD | PUMP, PCA |  | LABOR & DELIVERY | Kelemen |  |  | 11/01/2019 |  | 11/1/29 |  |  | NO | YES |  |  |  |  | CURLIN MEDICAL 30142016 234850 |  |  | Active |  | 99:99:99:99:99:99 |  | High Risk | 1Y:00-MFG | 11/01/2019 | 11/01/2019 | COOPER UNIVERSITY HOSPITAL |  |  | biomed storage |  | JOANNA HORST |  |  |  | 11/01/2019 | 11/01/2019 |  |  |  |  | 11/01/2019 | 11/01/2019
|  | CURLIN MEDICAL | PAINSMART IOD | PUMP, PCA |  | LABOR & DELIVERY | Kelemen |  |  | 11/01/2019 |  | 11/1/29 |  |  | NO | YES |  |  |  |  | CURLIN MEDICAL 30142011 234981 |  |  | Active |  | 99:99:99:99:99:99 |  | High Risk | 1Y:00-MFG | 11/01/2019 | 11/01/2019 | COOPER UNIVERSITY HOSPITAL |  |  | Anes work room |  | JOANNA HORST |  |  |  | 11/01/2019 | 11/01/2019 |  |  |  |  | 11/01/2019 | 11/01/2019
|  | CURLIN MEDICAL | PAINSMART IOD | PUMP, PCA |  | ANESTHESIOLOGY | Kelemen |  |  | 01/01/1900 |  |  |  |  | NO | YES |  |  |  |  | CURLIN MEDICAL 10369350 234818 |  |  | Disposition |  | 99:99:99:99:99:99 |  | High Risk | 1Y:00-MFG | 08/09/2019 | 10/01/2020 | COOPER UNIVERSITY HOSPITAL |  |  | STORAGE PUMP |  | GIACINTA ROUPAS
|  | CURLIN MEDICAL | PAINSMART IOD | PUMP, PCA |  | ANESTHESIOLOGY | Pavilion |  |  | 01/01/1900 |  |  |  |  | NO | YES |  |  |  |  | CURLIN MEDICAL 10369349 234733 |  |  | Active |  | 99:99:99:99:99:99 |  | High Risk | 1Y:00-MFG | 10/21/2019 | 10/01/2020 | COOPER UNIVERSITY HOSPITAL |  |  | STORAGE ROOM |  | GIACINTA ROUPAS
|  | CURLIN MEDICAL | PAINSMART IOD | PUMP, PCA |  | ANESTHESIOLOGY | Dorrance |  |  | 10/21/2019 |  | 10/21/29 |  |  | NO | YES |  |  |  |  | CURLIN MEDICAL 30244964 234706 |  |  | Active |  | 99:99:99:99:99:99 |  | High Risk | 1Y:00-MFG | 10/21/2019 | 10/21/2019 | COOPER UNIVERSITY HOSPITAL |  |  | STORAGE ROOM |  | GIACINTA ROUPAS |  |  |  | 10/21/2019 | 10/21/2019 |  |  |  |  | 10/21/2019 | 10/21/2019
|  | CURLIN MEDICAL | PAINSMART IOD | PUMP, PCA |  | PHARMACY | Dorrance |  |  | 01/01/1900 |  |  |  |  | NO | YES |  |  |  |  | CURLIN MEDICAL 10366504 234696 |  |  | Active |  | 99:99:99:99:99:99 |  | High Risk | 1Y:00-MFG | 11/01/2019 | 11/01/2020 | COOPER UNIVERSITY HOSPITAL |  |  | L&D RM3 |  | JACKIE SUTTON
|  | CURLIN MEDICAL | PAINSMART IOD | PUMP, PCA |  | ANESTHESIOLOGY | Kelemen |  |  | 06/24/2015 |  | 6/24/25 |  |  | NO | YES |  |  |  |  | CURLIN MEDICAL 10354967 234973 |  |  | Active |  | 99:99:99:99:99:99 |  | High Risk | 1Y:00-MFG | 03/27/2019 | 03/01/2020 | COOPER UNIVERSITY HOSPITAL |  |  | SUITE 4 |  | GIACINTA ROUPAS
|  | CURLIN MEDICAL | PAINSMART IOD | PUMP, PCA |  | ANESTHESIOLOGY | Dorrance |  |  | 06/24/2015 |  | 6/24/25 |  |  | NO | YES |  |  |  |  | CURLIN MEDICAL 10354952 234858 |  |  | Active |  | 99:99:99:99:99:99 |  | High Risk | 1Y:00-MFG | 11/01/2019 | 11/01/2020 | COOPER UNIVERSITY HOSPITAL |  |  | SUITE 2 |  | GIACINTA ROUPAS
|  | CURLIN MEDICAL | PAINSMART IOD | PUMP, PCA |  | ANESTHESIOLOGY | Kelemen |  |  | 09/18/2014 |  | 9/18/24 |  |  | NO | YES |  |  |  |  | CURLIN MEDICAL 10349483 234686 |  |  | Active |  | 99:99:99:99:99:99 |  | High Risk | 1Y:00-MFG | 10/01/2019 | 10/01/2020 | COOPER UNIVERSITY HOSPITAL |  |  |  |  | GIACINTA ROUPAS
|  | CURLIN MEDICAL | PAINSMART IOD | PUMP, PCA |  | ANESTHESIOLOGY | Kelemen |  |  | 11/01/2019 |  | 11/1/29 |  |  | NO | YES |  |  |  |  | CURLIN MEDICAL 30143512 234746 |  |  | Active |  | 99:99:99:99:99:99 |  | High Risk | 1Y:00-MFG | 11/01/2019 | 11/01/2019 | COOPER UNIVERSITY HOSPITAL |  |  | SUITE 5 |  | GIACINTA ROUPAS |  |  |  | 11/01/2019 | 11/01/2019 |  |  |  |  | 11/01/2019 | 11/01/2019
|  | CURLIN MEDICAL | PAINSMART IOD | PUMP, PCA |  | ANESTHESIOLOGY | Kelemen |  |  | 11/01/2019 |  | 11/1/29 |  |  | NO | YES |  |  |  |  | CURLIN MEDICAL 30143205 234736 |  |  | Active |  | 99:99:99:99:99:99 |  | High Risk | 1Y:00-MFG | 11/01/2019 | 11/01/2019 | COOPER UNIVERSITY HOSPITAL |  |  |  |  | GIACINTA ROUPAS |  |  |  | 11/01/2019 | 11/01/2019 |  |  |  |  | 11/01/2019 | 11/01/2019
|  | CURLIN MEDICAL | PAINSMART IOD | PUMP, PCA |  | ANESTHESIOLOGY | Dorrance |  |  | 10/21/2019 |  | 10/21/29 |  |  | NO | YES |  |  |  |  | CURLIN MEDICAL 30142879 234977 |  |  | Active |  | 99:99:99:99:99:99 |  | High Risk | 1Y:00-MFG | 10/21/2019 | 10/21/2019 | COOPER UNIVERSITY HOSPITAL |  |  | PAV OR EQUIP STRG |  | GIACINTA ROUPAS |  |  |  | 10/21/2019 | 10/21/2019 |  |  |  |  | 10/21/2019 | 10/21/2019
|  | CURLIN MEDICAL | PAINSMART IOD | PUMP, PCA |  | ANESTHESIOLOGY | Kelemen |  |  | 11/01/2018 |  | 11/1/28 |  |  | NO | YES |  |  |  |  | CURLIN MEDICAL 30142108 234958 |  |  | Disposition |  | 99:99:99:99:99:99 |  | High Risk | 1Y:00-MFG | 11/01/2018 | 11/01/2018 | COOPER UNIVERSITY HOSPITAL |  |  | OPERATING ROOM |  | GIACINTA ROUPAS |  |  |  | 11/01/2018 | 11/01/2018 |  |  |  |  | 11/01/2018 | 11/01/2018
|  | CURLIN MEDICAL | PAINSMART IOD | PUMP, PCA |  | ANESTHESIOLOGY | Kelemen |  |  | 10/22/2019 |  | 10/22/29 |  |  | NO | YES |  |  |  |  | CURLIN MEDICAL 30142109 234798 |  |  | Active |  | 99:99:99:99:99:99 |  | High Risk | 1Y:00-MFG | 10/22/2019 | 10/22/2019 | COOPER UNIVERSITY HOSPITAL |  |  | ld room 2 |  | GIACINTA ROUPAS |  |  |  | 10/22/2019 | 10/22/2019 |  |  |  |  | 10/22/2019 | 10/22/2019
|  | CURLIN MEDICAL | PAINSMART IOD | PUMP, PCA |  | ANESTHESIOLOGY | Dorrance |  |  | 10/21/2019 |  | 10/21/29 |  |  | NO | YES |  |  |  |  | CURLIN MEDICAL 30142033 234726 |  |  | Active |  | 99:99:99:99:99:99 |  | High Risk | 1Y:00-MFG | 10/21/2019 | 10/21/2019 | COOPER UNIVERSITY HOSPITAL |  |  | L&D |  | GIACINTA ROUPAS |  |  |  | 10/21/2019 | 10/21/2019 |  |  |  |  | 10/21/2019 | 10/21/2019
|  | CURLIN MEDICAL | PAINSMART IOD | PUMP, PCA |  | ANESTHESIOLOGY | Kelemen |  |  | 11/01/2019 |  | 11/1/29 |  |  | NO | YES |  |  |  |  | CURLIN MEDICAL 30142030 234804 |  |  | Active |  | 99:99:99:99:99:99 |  | High Risk | 1Y:00-MFG | 11/01/2019 | 11/01/2019 | COOPER UNIVERSITY HOSPITAL |  |  | biomed storage |  | GIACINTA ROUPAS |  |  |  | 11/01/2019 | 11/01/2019 |  |  |  |  | 11/01/2019 | 11/01/2019
|  | CURLIN MEDICAL | PAINSMART IOD | PUMP, PCA |  | LABOR & DELIVERY | Kelemen |  |  | 11/01/2019 |  | 11/1/29 |  |  | NO | YES |  |  |  |  | CURLIN MEDICAL 30142029 234951 |  |  | Active |  | 99:99:99:99:99:99 |  | High Risk | 1Y:00-MFG | 11/01/2019 | 11/01/2019 | COOPER UNIVERSITY HOSPITAL |  |  | biomed storage |  | JOANNA HORST |  |  |  | 11/01/2019 | 11/01/2019 |  |  |  |  | 11/01/2019 | 11/01/2019
|  | CURLIN MEDICAL | PAINSMART IOD | PUMP, PCA |  | LABOR & DELIVERY | Pavilion |  |  | 11/01/2019 |  | 11/1/29 |  |  | NO | YES |  |  |  |  | CURLIN MEDICAL 30142028 234943 |  |  | Active |  | 99:99:99:99:99:99 |  | High Risk | 1Y:00-MFG | 11/01/2019 | 11/01/2019 | COOPER UNIVERSITY HOSPITAL |  |  | biomed storage |  | JOANNA HORST |  |  |  | 11/01/2019 | 11/01/2019 |  |  |  |  | 11/01/2019 | 11/01/2019
|  | CURLIN MEDICAL | PAINSMART IOD | PUMP, PCA |  | ANESTHESIOLOGY | Dorrance |  |  | 11/01/2019 |  | 11/1/29 |  |  | NO | YES |  |  |  |  | CURLIN MEDICAL 30142027 234781 |  |  | Active |  | 99:99:99:99:99:99 |  | High Risk | 1Y:00-MFG | 11/01/2019 | 11/01/2019 | COOPER UNIVERSITY HOSPITAL |  |  | ANESTHESIA RESEARCH |  | GIACINTA ROUPAS |  |  |  | 11/01/2019 | 11/01/2019 |  |  |  |  | 11/01/2019 | 11/01/2019
|  | STOCKERT GMBH | S5 85 | PUMP, ROLLER |  |  | Pavilion | [7 empty] | NO | YES
|  | STOCKERT GMBH | S5 150 | PUMP, ROLLER |  |  | Pavilion | [7 empty] | NO | YES
|  | STOCKERT GMBH | S5 150 | PUMP, ROLLER |  |  | Pavilion | [7 empty] | NO | YES
|  | ALLIED HEALTHCARE INC |  | PUMP, SUCTION |  |  | 401 Haddon Ave | [7 empty] | YES | YES
|  | HAEMONETICS CORP. | SMARTSUCTION HARMONY | PUMP, SUCTION, SURGICAL | 1.1e 032 | OPERATING ROOM - PAVILION | Kelemen |  |  | 02/03/2012 |  | 2/3/17 |  |  | NO | YES |  |  |  |  | HAEMONETICS CORP. 10367420 1.1e+032 |  |  | Active |  | 99:99:99:99:99:99 |  | Equipment | PAAR:00-PVAR | 11/02/2019 |  | COOPER UNIVERSITY HOSPITAL |  |  | OR STORAGE |  | DOMINIC VENDETTA
|  | HAEMONETICS CORP. | SMARTSUCTION HARMONY | PUMP, SUCTION, SURGICAL | 1.1e 031 | OR - KELEMEN 3 | Kelemen |  |  | 02/03/2012 |  | 2/3/17 |  |  | NO | YES |  |  |  |  | HAEMONETICS CORP. 10357242 1.1e+031 |  |  | Active |  | 99:99:99:99:99:99 |  | Equipment | PAAR:00-PVAR | 11/01/2019 |  | COOPER UNIVERSITY HOSPITAL |  |  | OPERATING ROOM | WOT00000000536854 | DOMINIC VENDETTA | Disposition | Closed | Salvatore Bombara | 02/09/2018 | 05/15/2019 | Bulk Disposition CNL | Notification sent to technician and manager that this CEID has been marked as Could Not Locate (CNL). 33% SLA Warning: Notification sent to technician and manager that this CEID has been marked as Could Not Locate (CNL) for 30 days. 66% SLA Warning: Notification sent to technician and manager that this CEID has been marked as Could Not Locate (CNL) for 60 days. 99% SLA Warning: Notification sent to technician and manager that this CEID has been marked as Could Not Locate (CNL) for 90 days.
|  | HAEMONETICS CORP. | SMARTSUCTION HARMONY | PUMP, SUCTION, SURGICAL | 11L058 | OR - KELEMEN 3 | Kelemen |  |  | 02/03/2012 |  | 2/3/17 |  |  | NO | YES |  |  |  |  | HAEMONETICS CORP. 10357241 11L058 |  |  | Active |  | 99:99:99:99:99:99 |  | Equipment | PAAR:00-PVAR | 11/01/2019 |  | COOPER UNIVERSITY HOSPITAL |  |  | OPERATING ROOM |  | DOMINIC VENDETTA
|  | HAEMONETICS CORP. | SMARTSUCTION HARMONY | PUMP, SUCTION, SURGICAL | 1.1e 033 | OR - KELEMEN 3 | Kelemen |  |  | 02/03/2012 |  | 2/3/17 |  |  | NO | YES |  |  |  |  | HAEMONETICS CORP. 10356167 1.1e+033 |  |  | Active |  | 99:99:99:99:99:99 |  | Equipment | PAAR:00-PVAR | 11/02/2019 |  | COOPER UNIVERSITY HOSPITAL |  |  | OR-KELEMEN |  | DOMINIC VENDETTA
|  | HAEMONETICS CORP. | SMARTSUCTION HARMONY | PUMP, SUCTION, SURGICAL |  | OR - KELEMEN 3 | Kelemen |  |  | 02/03/2012 |  | 2/3/17 |  |  | NO | YES |  |  |  |  | HAEMONETICS CORP. 10356166 11E029 |  |  | Active |  | 99:99:99:99:99:99 |  | Equipment | PAAR:00-PVAR | 11/02/2019 |  | COOPER UNIVERSITY HOSPITAL |  |  | OR-KELEMEN |  | DOMINIC VENDETTA
|  | VWR SCIENTIFIC | SA55JXGTD-4144 | PUMP, VACUUM |  |  | 401 Haddon Ave | [7 empty] | YES | YES
|  | GE HEALTHCARE | TRAM-RAC 4A | RACK, CONTROL/MODULE | RST07039979GA |  | Pavilion | [7 empty] | NO | YES
|  | GE HEALTHCARE | TRAM-RAC 4A | RACK, CONTROL/MODULE | RST07039980GA |  | Pavilion | [7 empty] | NO | YES
|  | GE HEALTHCARE | TRAM-RAC 4A | RACK, CONTROL/MODULE | RST08452648GA |  | Pavilion | [7 empty] | NO | YES
|  | GE HEALTHCARE | TRAM-RAC 4A | RACK, CONTROL/MODULE | RST08452646GA |  | Pavilion | [7 empty] | NO | YES
|  | GE HEALTHCARE | TRAM-RAC 4A | RACK, CONTROL/MODULE | RST07039938GA |  | Pavilion | [7 empty] | NO | YES
|  | GE HEALTHCARE | TRAM-RAC 4A | RACK, CONTROL/MODULE | RST09498048GA |  | Kelemen | [7 empty] | NO | YES
|  | GE HEALTHCARE | TRAM-RAC 4A | RACK, CONTROL/MODULE | RST07049998GA |  | Kelemen | [7 empty] | YES | YES
|  | GE HEALTHCARE | TRAM-RAC 4A | RACK, CONTROL/MODULE | RST09265550GA | TRAUMA ICU | Kelemen |  |  | 08/18/2009 |  | 8/18/16 |  |  | NO | YES |  |  |  |  | GE MEDICAL SYSTEMS 10368629 RST09265550GA |  |  | Active |  | 99:99:99:99:99:99 |  | Equipment | PAAR:00-PVAR | 11/02/2019 |  | COOPER UNIVERSITY HOSPITAL |  |  | TICU - Bed 17 | WOT00000000533441 | Diane Floyd | Disposition | Closed | Richard Jolly | 02/08/2018 | 05/14/2019 | Bulk Disposition CNL
|  | GE HEALTHCARE | TRAM-RAC 4A | RACK, CONTROL/MODULE | RST07039922GA | TRAUMA ICU | Kelemen |  |  | 04/24/2007 |  | 4/24/14 |  |  | NO | YES |  |  |  |  | GE MEDICAL SYSTEMS 10368622 RST07039922GA |  |  | Active |  | 99:99:99:99:99:99 |  | Equipment | PAAR:00-PVAR | 11/02/2019 |  | COOPER UNIVERSITY HOSPITAL |  |  | TICU | WOT00000000533381 | Diane Floyd | Disposition | Closed | Richard Jolly | 02/08/2018 | 05/24/2019 | Bulk Disposition CNL
|  | GE HEALTHCARE | TRAM-RAC 4A | RACK, CONTROL/MODULE | RST07039970GA | TRAUMA ICU | Kelemen |  |  | 04/24/2007 |  | 4/24/14 |  |  | NO | YES |  |  |  |  | GE MEDICAL SYSTEMS 10368618 RST07039970GA |  |  | Active |  | 99:99:99:99:99:99 |  | Equipment | PAAR:00-PVAR | 11/02/2019 |  | COOPER UNIVERSITY HOSPITAL |  |  | TICU | WOT00000000533394 | Diane Floyd | Disposition | Closed | Richard Jolly | 02/08/2018 | 05/23/2019 | Bulk Disposition CNL
|  | GE HEALTHCARE | TRAM-RAC 4A | RACK, CONTROL/MODULE | RST07039927GA | BIOMEDICAL | Kelemen |  |  | 04/18/2007 |  | 4/18/14 |  |  | NO | YES |  |  |  |  | GE MEDICAL SYSTEMS 10368240 RST07039927GA |  |  | Active |  | 99:99:99:99:99:99 |  | Equipment | PAAR:00-PVAR | 11/02/2019 |  | COOPER UNIVERSITY HOSPITAL |  |  | ICU 29 | WOT00000001160928 | Bonnie Aichroch | Repair | Closed | Richard Jolly | 07/11/2018 | 07/18/2018 | Patient monitor has no reading on it | was able to exchange the housing for this device the connector was broke on one side of housing | EXP0913808 | Labor | 07/11/2018 | 07/11/2018 | Richard Jolly
|  | GE HEALTHCARE | TRAM-RAC 4A | RACK, CONTROL/MODULE | RST0741002GA | TRAUMA ADMIT | Kelemen |  |  | 04/18/2007 |  | 4/18/14 |  |  | NO | YES |  |  |  |  | GE MEDICAL SYSTEMS 10368201 RST0741002GA |  |  | Active |  | 99:99:99:99:99:99 |  | Equipment | PAAR:00-PVAR | 11/01/2019 |  | COOPER UNIVERSITY HOSPITAL |  |  | TAA3 |  | Diane Floyd
|  | GE HEALTHCARE | TRAM-RAC 4A | RACK, CONTROL/MODULE | RST07039964GA | TRAUMA ICU | Kelemen |  |  | 04/24/2007 |  | 4/24/14 |  |  | NO | YES |  |  |  |  | GE MEDICAL SYSTEMS 10368217 RST07039964GA |  |  | Active |  | 99:99:99:99:99:99 |  | Equipment | PAAR:00-PVAR | 11/02/2019 |  | COOPER UNIVERSITY HOSPITAL |  |  | TICU BED 1 | WOT00000000533391 | Diane Floyd | Disposition | Closed | Richard Jolly | 02/08/2018 | 05/24/2019 | Bulk Disposition CNL
|  | GE HEALTHCARE | TRAM-RAC 4A | RACK, CONTROL/MODULE | RST07039898GA | TRAUMA ADMIT | Kelemen |  |  | 04/30/2007 |  | 4/30/14 |  |  | NO | YES |  |  |  |  | GE MEDICAL SYSTEMS 10368179 RST07039898GA |  |  | Active |  | 99:99:99:99:99:99 |  | Equipment | PAAR:00-PVAR | 11/02/2019 |  | COOPER UNIVERSITY HOSPITAL |  |  | PEDS TRAUMA RM | 0012314364 | Diane Floyd | Repair | Closed | Richard Jolly | 10/22/2017 | 10/25/2017 | PULSE OX - NOT WORKING, END IS CRUSHED - TRAUMA ADMITTING AREA UTILITY RM | 10/25/2017 11:20:53 AM RCJOLLY (RCJOLLY 10/23/2017 10:00 AM) I EMAILED DAN FROM TICU TO BUY MORE CABLES | B8E0E6BF-C67D-4C09-9244-C48F5D8C9185 | Labor | 10/23/2017 | 10/23/2017 | Richard Jolly
|  | GE HEALTHCARE | TRAM-RAC 4A | RACK, CONTROL/MODULE | RST08359815GA | PAVILION PACU | Pavilion |  |  | 11/03/2008 |  | 11/3/15 |  |  | NO | YES |  |  |  |  | GE MEDICAL SYSTEMS 10368133 RST08359815GA |  |  | Active |  | 99:99:99:99:99:99 |  | Equipment | PAAR:00-PVAR | 11/01/2019 |  | COOPER UNIVERSITY HOSPITAL |  |  | PAVILION-3 BED 7 | WOT00000000533424 | FRANK OBRIEN | Disposition | Closed | Richard Jolly | 02/08/2018 | 05/22/2019 | Bulk Disposition CNL
|  | GE HEALTHCARE | TRAM-RAC 4A | RACK, CONTROL/MODULE | RST08359830GA |  | Pavilion |  |  | 11/03/2008 |  | 11/3/15 |  |  | NO | YES |  |  |  |  | GE MEDICAL SYSTEMS 10368100 RST08359830GA |  |  | Active |  | 99:99:99:99:99:99 |  | Equipment | PAAR:00-PVAR | 11/02/2019 |  | COOPER UNIVERSITY HOSPITAL |  |  | PAVILION 3RD FLOOR | WOT00000000533429 | FRANK OBRIEN | Disposition | Closed | Richard Jolly | 02/08/2018 | 05/13/2019 | Bulk Disposition CNL
|  | GE HEALTHCARE | TRAM-RAC 4A | RACK, CONTROL/MODULE | RST09265544GA | TRAUMA ICU | Kelemen |  |  | 08/18/2009 |  | 8/18/16 |  |  | NO | YES |  |  |  |  | GE MEDICAL SYSTEMS 10368071 RST09265544GA |  |  | Active |  | 99:99:99:99:99:99 |  | Equipment | PAAR:00-PVAR | 11/02/2019 |  | COOPER UNIVERSITY HOSPITAL |  |  | TICU-BED5 | 0012502015 | Diane Floyd | Repair | Closed | Zhan Kiselev | 12/12/2017 | 12/14/2017 | MONITOR - LOOSE, NEED SCREWS - BED 5 - TRAUMA ICU | 12/14/2017 4:46:38 PM ZXKISELEV (ZXKISELEV 12/12/2017 12:00 AM) MODULE HOUSING HAS ALL 3 SCREWS LOOSE. APPLIED LOCK TIGHT, TIGHTENED SCREWS. | 8C48E2A8-F5AB-45F9-A9C1-C76FF85D578C | Labor | 12/12/2017 | 12/12/2017 | Zhan Kiselev
|  | GE HEALTHCARE | TRAM-RAC 4A | RACK, CONTROL/MODULE | RST09265569GA | TRAUMA ICU | Kelemen | BASEMENT |  | 08/18/2009 |  | 8/18/16 |  |  | NO | YES |  |  |  |  | GE MEDICAL SYSTEMS 10368057 RST09265569GA |  |  | Active |  | 99:99:99:99:99:99 |  | Equipment | PAAR:00-PVAR | 11/02/2019 |  | COOPER UNIVERSITY HOSPITAL |  |  | TICU-BED6 | WOT00000000533442 | Diane Floyd | Disposition | Closed | Richard Jolly | 02/08/2018 | 05/13/2019 | Bulk Disposition CNL
|  | GE HEALTHCARE | TRAM-RAC 4A | RACK, CONTROL/MODULE | RST07039893GA | CCU - CORONARY CARE UNIT | Kelemen |  |  | 04/30/2007 |  | 4/30/14 |  |  | NO | YES |  |  |  |  | GE MEDICAL SYSTEMS 10367262 RST07039893GA |  |  | Active |  | 99:99:99:99:99:99 |  | Equipment | PAAR:00-PVAR | 11/02/2019 |  | COOPER UNIVERSITY HOSPITAL |  |  | CCU-12 |  | CAROLYN RUMELL
|  | GE HEALTHCARE | TRAM-RAC 4A | RACK, CONTROL/MODULE | RST08359817GA | PAVILION PACU | Kelemen |  |  | 11/03/2008 |  | 11/3/15 |  |  | NO | YES |  |  |  |  | GE MEDICAL SYSTEMS 10366520 RST08359817GA |  |  | Active |  | 99:99:99:99:99:99 |  | Equipment | PAAR:00-PVAR | 11/01/2019 |  | COOPER UNIVERSITY HOSPITAL |  |  | BIOMED SHOP | WOT00000000533426 | FRANK OBRIEN | Disposition | Closed | Richard Jolly | 02/08/2018 | 05/22/2019 | Bulk Disposition CNL
|  | GE HEALTHCARE | TRAM-RAC 4A | RACK, CONTROL/MODULE | RST07039941GA | INTENSIVE CARE UNIT | Pavilion |  |  | 04/18/2007 |  | 4/18/14 |  |  | NO | YES |  |  |  |  | GE MEDICAL SYSTEMS 10366338 RST07039941GA |  |  | Active |  | 99:99:99:99:99:99 |  | Equipment | PAAR:00-PVAR | 11/02/2019 |  | COOPER UNIVERSITY HOSPITAL |  |  | P4/ICU12 | WOT00000002205383 | CAROLYN RUMELL | Disposition | Closed | Richard Jolly | 02/14/2019 | 05/21/2019 | Bulk Disposition CNL
|  | GE HEALTHCARE | TRAM-RAC 4A | RACK, CONTROL/MODULE | RST07039982GA | INTENSIVE CARE UNIT | Pavilion |  |  | 04/18/2007 |  | 4/18/14 |  |  | NO | YES |  |  |  |  | GE MEDICAL SYSTEMS 10366329 RST07039982GA |  |  | Active |  | 99:99:99:99:99:99 |  | Equipment | PAAR:00-PVAR | 11/02/2019 |  | COOPER UNIVERSITY HOSPITAL |  |  | BED 20 icu | WOT00000000533407 | CAROLYN RUMELL | Disposition | Closed | Richard Jolly | 02/08/2018 | 05/15/2019 | Bulk Disposition CNL
|  | GE HEALTHCARE | TRAM-RAC 4A | RACK, CONTROL/MODULE | RST07039981GA | TRAUMA ICU | Kelemen |  |  | 04/24/2007 |  | 4/24/14 |  |  | NO | YES |  |  |  |  | GE MEDICAL SYSTEMS 10365426 RST07039981GA |  |  | Active |  | 99:99:99:99:99:99 |  | Equipment | PAAR:00-PVAR | 11/02/2019 |  | COOPER UNIVERSITY HOSPITAL |  |  | BED 7 | WOT00000000533406 | Diane Floyd | Disposition | Closed | Richard Jolly | 02/08/2018 | 05/23/2019 | Bulk Disposition CNL
|  | GE HEALTHCARE | TRAM-RAC 4A | RACK, CONTROL/MODULE | RST07039971GA | INTENSIVE CARE UNIT | Pavilion |  |  | 04/18/2007 |  | 4/18/14 |  |  | NO | YES |  |  |  |  | GE MEDICAL SYSTEMS 10365163 RST07039971GA |  |  | Active |  | 99:99:99:99:99:99 |  | Equipment | PAAR:00-PVAR | 11/02/2019 |  | COOPER UNIVERSITY HOSPITAL |  |  | BED 17 | WOT00000000533395 | CAROLYN RUMELL | Disposition | Closed | Richard Jolly | 02/08/2018 | 05/15/2019 | Bulk Disposition CNL
|  | GE HEALTHCARE | TRAM-RAC 4A | RACK, CONTROL/MODULE | RST07041001G | INTENSIVE CARE UNIT | Pavilion |  |  | 04/18/2007 |  | 4/18/14 |  |  | NO | YES |  |  |  |  | GE MEDICAL SYSTEMS 10365142 RST07041001G |  |  | Active |  | 99:99:99:99:99:99 |  | Equipment | PAAR:00-PVAR | 11/02/2019 |  | COOPER UNIVERSITY HOSPITAL |  |  | ICU | 0011895652 | CAROLYN RUMELL | Repair | Closed | Richard Jolly | 07/12/2017 | 07/18/2017 | TRAM - PULSE OX CABLE CONNECTION IS BENT - BED 17 - ICU | 7/13/2017 12:08:21 PM MDYOUCH (MDYOUCH 7/12/2017 7:00 PM) EXCHANGED WITH 10349413 TO GET BED UP. WILL REPAIR MODULE AS NEEDED IN SHOP. 7/18/2017 3:45:25 PM RCJOLLY (RCJOLLY 7/18/2017 10:00 AM) EXCHANGE PARTS FROM USED BIN | B5604535-C433-4F6A-8206-7E8FEF56B7E1 | Labor | 07/12/2017 | 07/12/2017 | Michael Youch
|  | GE HEALTHCARE | TRAM-RAC 4A | RACK, CONTROL/MODULE | RST07039969GA | INTENSIVE CARE UNIT | Pavilion |  |  | 04/24/2007 |  | 4/24/14 |  |  | NO | YES |  |  |  |  | GE MEDICAL SYSTEMS 10365101 RST07039969GA |  |  | Active |  | 99:99:99:99:99:99 |  | Equipment | PAAR:00-PVAR | 11/02/2019 |  | COOPER UNIVERSITY HOSPITAL |  |  | bed 16 | 0011458018 | CAROLYN RUMELL | Repair | Closed | Michael Youch | 04/05/2017 | 04/07/2017 | MODULE HOUSING - NOT PICKING UP HEART RHYTHM, SWITCHED CABLES, LEEDS KEEPS GOING IN AND OUT - PAVILION 4 ICU BED 23 | 4/7/2017 10:15:58 AM MDYOUCH (MDYOUCH 4/5/2017 3:45 PM) MONITOR WORKED FINE ON SIMULATOR, PROBLEM WAS WITH PATIENT SKIN CONTACT. HAD NURSE REPREP ELECTRODES WHICH HELPED SOMEWHAT. SHE WILL TRY AGAIN LATER. | 403D05F8-4E42-4875-AFA6-894F645387FF | Labor | 04/05/2017 | 04/05/2017 | Michael Youch
|  | GE HEALTHCARE | TRAM-RAC 4A | RACK, CONTROL/MODULE | RST08462660GA | INTENSIVE CARE UNIT | Pavilion |  |  | 01/15/2009 |  | 1/15/16 |  |  | NO | YES |  |  |  |  | GE MEDICAL SYSTEMS 10365073 RST08462660GA |  |  | Active |  | 99:99:99:99:99:99 |  | Equipment | PAAR:00-PVAR | 11/02/2019 |  | COOPER UNIVERSITY HOSPITAL |  |  | PAVILION BED 25 |  | CAROLYN RUMELL
|  | GE HEALTHCARE | TRAM-RAC 4A | RACK, CONTROL/MODULE | RST08462723GA | INTENSIVE CARE UNIT | Kelemen |  |  | 01/15/2009 |  | 1/15/16 |  |  | NO | YES |  |  |  |  | GE MEDICAL SYSTEMS 10365069 RST08462723GA |  |  | Active |  | 99:99:99:99:99:99 |  | Equipment | PAAR:00-PVAR | 11/02/2019 |  | COOPER UNIVERSITY HOSPITAL |  |  | PAV 4. icu |  | CAROLYN RUMELL
|  | GE HEALTHCARE | TRAM-RAC 4A | RACK, CONTROL/MODULE | RST08452647GA | INTENSIVE CARE UNIT | Kelemen |  |  | 01/15/2009 |  | 1/15/16 |  |  | NO | YES |  |  |  |  | GE MEDICAL SYSTEMS 10365058 RST08452647GA |  |  | Active |  | 99:99:99:99:99:99 |  | Equipment | PAAR:00-PVAR | 11/01/2019 |  | COOPER UNIVERSITY HOSPITAL |  |  | PAVILION BED 28 | WOT00000000533433 | CAROLYN RUMELL | Disposition | Closed | Richard Jolly | 02/08/2018 | 05/17/2019 | Bulk Disposition CNL
|  | GE HEALTHCARE | TRAM-RAC 4A | RACK, CONTROL/MODULE | RST08462726GA | INTENSIVE CARE UNIT | Pavilion |  |  | 01/15/2009 |  | 1/15/16 |  |  | NO | YES |  |  |  |  | GE MEDICAL SYSTEMS 10365040 RST08462726GA |  |  | Active |  | 99:99:99:99:99:99 |  | Equipment | PAAR:00-PVAR | 11/02/2019 |  | COOPER UNIVERSITY HOSPITAL |  |  | PAVILION BED 30 |  | CAROLYN RUMELL
|  | GE HEALTHCARE | TRAM-RAC 4A | RACK, CONTROL/MODULE | RST07039968GA | INTENSIVE CARE UNIT | Pavilion |  |  | 04/18/2007 |  | 4/18/14 |  |  | NO | YES |  |  |  |  | GE MEDICAL SYSTEMS 10364961 RST07039968GA |  |  | Active |  | 99:99:99:99:99:99 |  | Equipment | PAAR:00-PVAR | 11/02/2019 |  | COOPER UNIVERSITY HOSPITAL |  |  | bed 3 | WOT00000000533393 | CAROLYN RUMELL | Disposition | Closed | Richard Jolly | 02/08/2018 | 05/17/2019 | Bulk Disposition CNL
|  | GE HEALTHCARE | TRAM-RAC 4A | RACK, CONTROL/MODULE | RST07041005GA | INTENSIVE CARE UNIT | Pavilion |  |  | 04/18/2007 |  | 4/18/14 |  |  | NO | YES |  |  |  |  | GE MEDICAL SYSTEMS 10364953 RST07041005GA |  |  | Active |  | 99:99:99:99:99:99 |  | Equipment | PAAR:00-PVAR | 11/02/2019 |  | COOPER UNIVERSITY HOSPITAL |  |  | PAVILION icu bed 8 | WOT00000000533410 | CAROLYN RUMELL | Disposition | Closed | Richard Jolly | 02/08/2018 | 05/13/2019 | Bulk Disposition CNL
|  | GE HEALTHCARE | TRAM-RAC 4A | RACK, CONTROL/MODULE | RST070410000GA | INTENSIVE CARE UNIT | Pavilion |  |  | 04/18/2007 |  | 4/18/14 |  |  | NO | YES |  |  |  |  | GE MEDICAL SYSTEMS 10364934 RST070410000GA |  |  | Active |  | 99:99:99:99:99:99 |  | Equipment | PAAR:00-PVAR | 11/02/2019 |  | COOPER UNIVERSITY HOSPITAL |  |  | BED 6 |  | CAROLYN RUMELL
|  | GE HEALTHCARE | TRAM-RAC 4A | RACK, CONTROL/MODULE | RST07039973GA | INTENSIVE CARE UNIT | Pavilion |  |  | 04/18/2007 |  | 4/18/14 |  |  | NO | YES |  |  |  |  | GE MEDICAL SYSTEMS 10364924 RST07039973GA |  |  | Active |  | 99:99:99:99:99:99 |  | Equipment | PAAR:00-PVAR | 11/02/2019 |  | COOPER UNIVERSITY HOSPITAL |  |  | BED 11 | WOT00000000533397 | CAROLYN RUMELL | Disposition | Closed | Richard Jolly | 02/08/2018 | 05/16/2019 | Bulk Disposition CNL
|  | GE HEALTHCARE | TRAM-RAC 4A | RACK, CONTROL/MODULE | RST0704100GA | INTENSIVE CARE UNIT | Pavilion |  |  | 04/18/2007 |  | 4/18/14 |  |  | NO | YES |  |  |  |  | GE MEDICAL SYSTEMS 10364910 RST0704100GA |  |  | Active |  | 99:99:99:99:99:99 |  | Equipment | PAAR:00-PVAR | 11/02/2019 |  | COOPER UNIVERSITY HOSPITAL |  |  | bed 8 |  | CAROLYN RUMELL
|  | GE HEALTHCARE | TRAM-RAC 4A | RACK, CONTROL/MODULE | RST07049994GA | INTENSIVE CARE UNIT | Pavilion |  |  | 04/18/2007 |  | 4/18/14 |  |  | NO | YES |  |  |  |  | GE MEDICAL SYSTEMS 10364897 RST07049994GA |  |  | Active |  | 99:99:99:99:99:99 |  | Equipment | PAAR:00-PVAR | 11/02/2019 |  | COOPER UNIVERSITY HOSPITAL |  |  | BED 1 icu | 0011494159 | CAROLYN RUMELL | Repair | Closed | Gene Amodei | 04/18/2017 | 04/28/2017 | MONITOR - ISNT TAKING A BP, REPLACED BP CUFF AND CORD - ICU BED 1 | 4/21/2017 12:09:22 PM GRAMODEI had tram module exchanged by samir of pump team all ok, repair was given to Rj 4/28/2017 3:02:04 PM GRAMODEI (GRAMODEI 4/19/2017 8:05 AM) UNIT PROBELM ADDRESSED BY RJ | F331AF63-ED15-4D2F-B1B2-815D0B016EC9 | Labor | 04/18/2017 | 04/18/2017 | Gene Amodei
|  | GE HEALTHCARE | TRAM-RAC 4A | RACK, CONTROL/MODULE | RST07039972GA | INTENSIVE CARE UNIT | Pavilion |  |  | 04/18/2007 |  | 4/18/14 |  |  | NO | YES |  |  |  |  | GE MEDICAL SYSTEMS 10364879 RST07039972GA |  |  | Active |  | 99:99:99:99:99:99 |  | Equipment | PAAR:00-PVAR | 11/02/2019 |  | COOPER UNIVERSITY HOSPITAL |  |  | Bed 15 | WOT00000000533396 | CAROLYN RUMELL | Disposition | Closed | Richard Jolly | 02/08/2018 | 05/14/2019 | Bulk Disposition CNL
|  | GE HEALTHCARE | TRAM-RAC 4A | RACK, CONTROL/MODULE | RST07049995GA | INTENSIVE CARE UNIT | Kelemen |  |  | 04/18/2007 |  | 4/18/14 |  |  | NO | YES |  |  |  |  | GE MEDICAL SYSTEMS 10364869 RST07049995GA |  |  | Active |  | 99:99:99:99:99:99 |  | Equipment | PAAR:00-PVAR | 11/02/2019 |  | COOPER UNIVERSITY HOSPITAL |  |  | BED 21 |  | CAROLYN RUMELL
|  | GE HEALTHCARE | TRAM-RAC 4A | RACK, CONTROL/MODULE | RST04310706GA | PEDIATRIC INTENSIVE CARE UNIT | Kelemen |  |  | 05/04/2005 |  | 5/4/12 |  |  | NO | YES |  |  |  |  | GE MEDICAL SYSTEMS 10360413 RST04310706GA |  |  | Disposition |  | 99:99:99:99:99:99 |  | Equipment | PAAR:00-PVAR | 11/02/2019 |  | COOPER UNIVERSITY HOSPITAL |  |  | PICU/ RM 3 | WOT00000000533359 | Susan Cannon | Disposition | Closed | Gene Amodei | 02/08/2018 | 07/11/2019 | Bulk Disposition CNL
|  | GE HEALTHCARE | TRAM-RAC 4A | RACK, CONTROL/MODULE | RST04310708GA | TRAUMA ICU | Kelemen |  |  | 05/04/2005 |  | 5/4/12 |  |  | NO | YES |  |  |  |  | GE MEDICAL SYSTEMS 10360404 RST04310708GA |  |  | Active |  | 99:99:99:99:99:99 |  | Equipment | PAAR:00-PVAR | 11/02/2019 |  | COOPER UNIVERSITY HOSPITAL |  |  | PICU/ RM 2 | WOT00000000533360 | Diane Floyd | Disposition | Closed | Richard Jolly | 02/08/2018 | 05/23/2019 | Bulk Disposition CNL
|  | GE HEALTHCARE | TRAM-RAC 4A | RACK, CONTROL/MODULE | RST07039902GA | TSDU - KELEMEN S7 | Kelemen |  |  | 04/30/2007 |  | 4/30/14 |  |  | NO | YES |  |  |  |  | GE MEDICAL SYSTEMS 10360360 RST07039902GA |  |  | Active |  | 99:99:99:99:99:99 |  | Equipment | PAAR:00-PVAR | 11/02/2019 |  | COOPER UNIVERSITY HOSPITAL |  |  | TSDU-BED 1 | WOT00000000533373 | JEN VANDER HORN | Disposition | Closed | Richard Jolly | 02/08/2018 | 05/23/2019 | Bulk Disposition CNL
|  | GE HEALTHCARE | TRAM-RAC 4A | RACK, CONTROL/MODULE | RST07039890GA | TSDU - KELEMEN S7 | Kelemen |  |  | 04/30/2007 |  | 4/30/14 |  |  | NO | YES |  |  |  |  | GE MEDICAL SYSTEMS 10360351 RST07039890GA |  |  | Active |  | 99:99:99:99:99:99 |  | Equipment | PAAR:00-PVAR | 11/02/2019 |  | COOPER UNIVERSITY HOSPITAL |  |  | TSDU-BED 2 | WOT00000000533367 | JEN VANDER HORN | Disposition | Closed | Richard Jolly | 02/08/2018 | 05/23/2019 | Bulk Disposition CNL
|  | GE HEALTHCARE | TRAM-RAC 4A | RACK, CONTROL/MODULE | RST07039900GA | TSDU - KELEMEN S7 | Kelemen |  |  | 04/30/2007 |  | 4/30/14 |  |  | NO | YES |  |  |  |  | GE MEDICAL SYSTEMS 10360348 RST07039900GA |  |  | Active |  | 99:99:99:99:99:99 |  | Equipment | PAAR:00-PVAR | 11/02/2019 |  | COOPER UNIVERSITY HOSPITAL |  |  | TSDU-BED 3 | WOT00000000533372 | JEN VANDER HORN | Disposition | Closed | Richard Jolly | 02/08/2018 | 05/24/2019 | Bulk Disposition CNL
|  | GE HEALTHCARE | TRAM-RAC 4A | RACK, CONTROL/MODULE | RST07049996GA | INTENSIVE CARE UNIT | Pavilion |  |  | 04/18/2007 |  | 4/18/14 |  |  | NO | YES |  |  |  |  | GE MEDICAL SYSTEMS 10357214 RST07049996GA |  |  | Active |  | 99:99:99:99:99:99 |  | Equipment | PAAR:00-PVAR | 11/02/2019 |  | COOPER UNIVERSITY HOSPITAL |  |  | ICU | WOT00000000533412 | CAROLYN RUMELL | Disposition | Closed | Richard Jolly | 02/08/2018 | 05/15/2019 | Bulk Disposition CNL
|  | GE HEALTHCARE | TRAM-RAC 4A | RACK, CONTROL/MODULE | RST07039983GA | INTENSIVE CARE UNIT | Pavilion |  |  | 04/18/2007 |  | 4/18/14 |  |  | NO | YES |  |  |  |  | GE MEDICAL SYSTEMS 10357198 RST07039983GA |  |  | Active |  | 99:99:99:99:99:99 |  | Equipment | PAAR:00-PVAR | 11/02/2019 |  | COOPER UNIVERSITY HOSPITAL |  |  | ICU |  | CAROLYN RUMELL
|  | GE HEALTHCARE | TRAM-RAC 4A | RACK, CONTROL/MODULE | RST07039928GA | INTENSIVE CARE UNIT | Pavilion |  |  | 04/24/2007 |  | 4/24/14 |  |  | NO | YES |  |  |  |  | GE MEDICAL SYSTEMS 10357187 RST07039928GA |  |  | Active |  | 99:99:99:99:99:99 |  | Equipment | PAAR:00-PVAR | 11/02/2019 |  | COOPER UNIVERSITY HOSPITAL |  |  | ICU | WOT00000000533383 | CAROLYN RUMELL | Disposition | Closed | Richard Jolly | 02/08/2018 | 05/14/2019 | Bulk Disposition CNL
|  | GE HEALTHCARE | TRAM-RAC 4A | RACK, CONTROL/MODULE | RST07039944GA | INTENSIVE CARE UNIT | Pavilion |  |  | 04/18/2007 |  | 4/18/14 |  |  | NO | YES |  |  |  |  | GE MEDICAL SYSTEMS 10357174 RST07039944GA |  |  | Active |  | 99:99:99:99:99:99 |  | Equipment | PAAR:00-PVAR | 11/02/2019 |  | COOPER UNIVERSITY HOSPITAL |  |  | ICU |  | CAROLYN RUMELL
|  | GE HEALTHCARE | TRAM-RAC 4A | RACK, CONTROL/MODULE | RST07039977GA | INTENSIVE CARE UNIT | Pavilion |  |  | 04/24/2007 |  | 4/24/14 |  |  | NO | YES |  |  |  |  | GE MEDICAL SYSTEMS 10357154 RST07039977GA |  |  | Active |  | 99:99:99:99:99:99 |  | Equipment | PAAR:00-PVAR | 11/02/2019 |  | COOPER UNIVERSITY HOSPITAL |  |  | ICU | WOT00000000533403 | CAROLYN RUMELL | Disposition | Closed | Richard Jolly | 02/08/2018 | 05/14/2019 | Bulk Disposition CNL
|  | GE HEALTHCARE | TRAM-RAC 4A | RACK, CONTROL/MODULE | RST07039942GA | INTENSIVE CARE UNIT | Kelemen |  |  | 04/18/2007 |  | 4/18/14 |  |  | NO | YES |  |  |  |  | GE MEDICAL SYSTEMS 10357125 RST07039942GA |  |  | Active |  | 99:99:99:99:99:99 |  | Equipment | PAAR:00-PVAR | 11/02/2019 |  | COOPER UNIVERSITY HOSPITAL |  |  | BED 25 icu |  | CAROLYN RUMELL
|  | GE HEALTHCARE | TRAM-RAC 4A | RACK, CONTROL/MODULE | SBB07013812GA |  | Kelemen | [7 empty] | NO | YES
|  | GE HEALTHCARE | TRAM-RAC 4A | RACK, CONTROL/MODULE | RST07039978GA | INTENSIVE CARE UNIT | Pavilion |  |  | 04/18/2007 |  | 4/18/14 |  |  | NO | YES |  |  |  |  | GE MEDICAL SYSTEMS 10357109 RST07039978GA |  |  | Active |  | 99:99:99:99:99:99 |  | Equipment | PAAR:00-PVAR | 11/02/2019 |  | COOPER UNIVERSITY HOSPITAL |  |  | BED 14 icu | 0012040688 | CAROLYN RUMELL | Repair | Closed | Richard Jolly | 08/16/2017 | 08/16/2017 | HOUSING MODULE - PULSE OX NOT WORKING, TRIED TROUBLESHOOTING - ICU BED 22 | 8/16/2017 1:58:56 PM RCJOLLY (RCJOLLY 8/16/2017 10:00 AM) THIS WAS A LOANER UNIT WITH THE WRONG PULSE OX NELCOR IT NEEDS TO GO BACK | FF60DC9D-7849-44DC-82A4-65700DD7345C | Labor | 08/16/2017 | 08/16/2017 | Richard Jolly
|  | GE HEALTHCARE | TRAM-RAC 4A | RACK, CONTROL/MODULE | RST07039974GA | INTENSIVE CARE UNIT | Kelemen |  |  | 04/18/2007 |  | 4/18/14 |  |  | NO | YES |  |  |  |  | GE MEDICAL SYSTEMS 10357095 RST07039974GA |  |  | Active |  | 99:99:99:99:99:99 |  | Equipment | PAAR:00-PVAR | 11/02/2019 |  | COOPER UNIVERSITY HOSPITAL |  |  | BED 22 | WOT00000000533398 | CAROLYN RUMELL | Disposition | Closed | Richard Jolly | 02/08/2018 | 05/15/2019 | Bulk Disposition CNL
|  | GE HEALTHCARE | TRAM-RAC 4A | RACK, CONTROL/MODULE | RST08359792GA | PAVILION PACU | Pavilion |  |  | 11/03/2008 |  | 11/3/15 |  |  | NO | YES |  |  |  |  | GE MEDICAL SYSTEMS 10356238 RST08359792GA |  |  | Active |  | 99:99:99:99:99:99 |  | Equipment | PAAR:00-PVAR | 11/01/2019 |  | COOPER UNIVERSITY HOSPITAL |  |  | pav pacu |  | FRANK OBRIEN
|  | GE HEALTHCARE | TRAM-RAC 4A | RACK, CONTROL/MODULE | RST083598256GA | PAVILION PACU | Pavilion |  |  | 11/03/2008 |  | 11/3/15 |  |  | NO | YES |  |  |  |  | GE MEDICAL SYSTEMS 10356230 RST083598256GA |  |  | Active |  | 99:99:99:99:99:99 |  | Equipment | PAAR:00-PVAR | 11/02/2019 |  | COOPER UNIVERSITY HOSPITAL |  |  | PAVILION-3RD BED 9 | WOT00000000533428 | FRANK OBRIEN | Disposition | Closed | Richard Jolly | 02/08/2018 | 05/22/2019 | Bulk Disposition CNL
|  | GE HEALTHCARE | TRAM-RAC 4A | RACK, CONTROL/MODULE | RST08359826GA |  | Kelemen |  |  | 11/03/2008 |  | 11/3/15 |  |  | NO | YES |  |  |  |  | GE MEDICAL SYSTEMS 10356223 RST08359826GA |  |  | Active |  | 99:99:99:99:99:99 |  | Equipment | PAAR:00-PVAR | 11/02/2019 |  | COOPER UNIVERSITY HOSPITAL |  |  | PAVILION-3RD BED 11 | 0012480464 | FRANK OBRIEN | Repair | Closed | Richard Jolly | 12/01/2017 | 12/05/2017 | MONITOR - NOT SLAVING TO COMPUTER - PAVILION PAC U 3RD FLR SLOT 11 | 12/5/2017 9:42:44 AM RCJOLLY (RCJOLLY 12/1/2017 3:30 PM) WENT UP TO CHECK IF IF NETWORK IS WORKING TOLD UNIT TO CALL IT | 5FFF1DFE-D06F-4F14-9D62-3461EA61B4DD | Labor | 12/01/2017 | 12/01/2017 | Richard Jolly
|  | GE HEALTHCARE | TRAM-RAC 4A | RACK, CONTROL/MODULE | RST08359785GA |  | Pavilion |  |  | 11/03/2008 |  | 11/3/15 |  |  | NO | YES |  |  |  |  | GE MEDICAL SYSTEMS 10356215 RST08359785GA |  |  | Active |  | 99:99:99:99:99:99 |  | Equipment | PAAR:00-PVAR | 11/02/2019 |  | COOPER UNIVERSITY HOSPITAL |  |  | PAVILION-3RD RM 14 | WOT00000000533417 | FRANK OBRIEN | Disposition | Closed | Richard Jolly | 02/08/2018 | 05/22/2019 | Bulk Disposition CNL
|  | GE HEALTHCARE | TRAM-RAC 4A | RACK, CONTROL/MODULE | RST07039931GA | PAVILION PACU | Pavilion |  |  | 04/24/2007 |  | 4/24/14 |  |  | NO | YES |  |  |  |  | GE MEDICAL SYSTEMS 10356217 RST07039931GA |  |  | Active |  | 99:99:99:99:99:99 |  | Equipment | PAAR:00-PVAR | 11/01/2019 |  | COOPER UNIVERSITY HOSPITAL |  |  | PAVILION-3RD BED 12 | WOT00000000533384 | FRANK OBRIEN | Disposition | Closed | Richard Jolly | 02/08/2018 | 05/22/2019 | Bulk Disposition CNL
|  | GE HEALTHCARE | TRAM-RAC 4A | RACK, CONTROL/MODULE | RST08359793GA |  | Pavilion |  |  | 11/03/2008 |  | 11/3/15 |  |  | NO | YES |  |  |  |  | GE MEDICAL SYSTEMS 10356204 RST08359793GA |  |  | Active |  | 99:99:99:99:99:99 |  | Equipment | PAAR:00-PVAR | 11/02/2019 |  | COOPER UNIVERSITY HOSPITAL |  |  | PAVILION 3RD FLOOR RM 15 |  | FRANK OBRIEN
|  | GE HEALTHCARE | TRAM-RAC 4A | RACK, CONTROL/MODULE | RST07039948GA | CCU - CORONARY CARE UNIT | Pavilion |  |  | 04/30/2007 |  | 4/30/14 |  |  | NO | YES |  |  |  |  | GE MEDICAL SYSTEMS 10355750 RST07039948GA |  |  | Active |  | 99:99:99:99:99:99 |  | Equipment | PAAR:00-PVAR | 11/01/2019 |  | COOPER UNIVERSITY HOSPITAL |  |  | CCU-10 |  | CAROLYN RUMELL
|  | GE HEALTHCARE | TRAM-RAC 4A | RACK, CONTROL/MODULE | RST07039975GA | CCU - CORONARY CARE UNIT | Kelemen |  |  | 04/30/2007 |  | 4/30/14 |  |  | NO | YES |  |  |  |  | GE MEDICAL SYSTEMS 10355726 RST07039975GA |  |  | Active |  | 99:99:99:99:99:99 |  | Equipment | PAAR:00-PVAR | 11/02/2019 |  | COOPER UNIVERSITY HOSPITAL |  |  | CCU-9 |  | CAROLYN RUMELL
|  | GE HEALTHCARE | TRAM-RAC 4A | RACK, CONTROL/MODULE | RST07039903GA | CCU - CORONARY CARE UNIT | Pavilion |  |  | 04/30/2007 |  | 4/30/14 |  |  | NO | YES |  |  |  |  | GE MEDICAL SYSTEMS 10355718 RST07039903GA |  |  | Active |  | 99:99:99:99:99:99 |  | Equipment | PAAR:00-PVAR | 11/02/2019 |  | COOPER UNIVERSITY HOSPITAL |  |  | CCU-8 | WOT00000000533374 | CAROLYN RUMELL | Disposition | Closed | Richard Jolly | 02/08/2018 | 05/13/2019 | Bulk Disposition CNL
|  | GE HEALTHCARE | TRAM-RAC 4A | RACK, CONTROL/MODULE | RST07039966GA | CCU - CORONARY CARE UNIT | Kelemen |  |  | 04/30/2007 |  | 4/30/14 |  |  | NO | YES |  |  |  |  | GE MEDICAL SYSTEMS 10355713 RST07039966GA |  |  | Active |  | 99:99:99:99:99:99 |  | Equipment | PAAR:00-PVAR | 11/02/2019 |  | COOPER UNIVERSITY HOSPITAL |  |  | CCU-7 | WOT00000000533392 | CAROLYN RUMELL | Disposition | Closed | Richard Jolly | 02/08/2018 | 05/15/2019 | Bulk Disposition CNL
|  | GE HEALTHCARE | TRAM-RAC 4A | RACK, CONTROL/MODULE | RST07039939GA | CCU - CORONARY CARE UNIT | Kelemen |  |  | 04/30/2007 |  | 4/30/14 |  |  | NO | YES |  |  |  |  | GE MEDICAL SYSTEMS 10355704 RST07039939GA |  |  | Active |  | 99:99:99:99:99:99 |  | Equipment | PAAR:00-PVAR | 11/02/2019 |  | COOPER UNIVERSITY HOSPITAL |  |  | CCU-6 |  | CAROLYN RUMELL
|  | GE HEALTHCARE | TRAM-RAC 4A | RACK, CONTROL/MODULE | RST07039945GA | CCU - CORONARY CARE UNIT | Kelemen |  |  | 04/30/2007 |  | 4/30/14 |  |  | NO | YES |  |  |  |  | GE MEDICAL SYSTEMS 10355690 RST07039945GA |  |  | Active |  | 99:99:99:99:99:99 |  | Equipment | PAAR:00-PVAR | 11/01/2019 |  | COOPER UNIVERSITY HOSPITAL |  |  | CCU-5 | WOT00000000533389 | CAROLYN RUMELL | Disposition | Closed | Richard Jolly | 02/08/2018 | 05/15/2019 | Bulk Disposition CNL
|  | GE HEALTHCARE | TRAM-RAC 4A | RACK, CONTROL/MODULE | RST07039940GA | CCU - CORONARY CARE UNIT | Kelemen |  |  | 04/30/2007 |  | 4/30/14 |  |  | NO | YES |  |  |  |  | GE MEDICAL SYSTEMS 10355686 RST07039940GA |  |  | Active |  | 99:99:99:99:99:99 |  | Equipment | PAAR:00-PVAR | 11/01/2019 |  | COOPER UNIVERSITY HOSPITAL |  |  | CCU-4 | 0012594109 | CAROLYN RUMELL | Repair | Closed | Josh Harris | 12/30/2017 | 01/02/2018 | MONITOR - WILL NOT REGISTER PULSE OX, CHANGED CABLES AND STILL NOT WORKING - CCU 4 | 1/2/2018 9:35:06 AM JXHARRIS (JXHARRIS 1/2/2018 12:00 AM) TESTED TRAM AND ALL 3 CABLES IN BIOMED TO VERIFY THAT TRAM RACK WAS ALSO OPERATING PROPERLY. SWAPPED TRAM OUT AND WORKED WITH NURSE TO DISCOVER THAT FINGER PROBE WAS BAD. CHANGED FINGER AND REPLACED PROBE. NO FURTHER PROBLEMS. | 5C3DCA12-9880-4B1A-BCD2-38843EB4FE12 | Labor | 01/02/2018 | 01/02/2018 | Josh Harris
|  | GE HEALTHCARE | TRAM-RAC 4A | RACK, CONTROL/MODULE | RST07039947GA | CCU - CORONARY CARE UNIT | Kelemen |  |  | 04/30/2007 |  | 4/30/14 |  |  | NO | YES |  |  |  |  | GE MEDICAL SYSTEMS 10355677 RST07039947GA |  |  | Active |  | 99:99:99:99:99:99 |  | Equipment | PAAR:00-PVAR | 11/02/2019 |  | COOPER UNIVERSITY HOSPITAL |  |  | CCU-3 | WOT00000000533390 | CAROLYN RUMELL | Disposition | Closed | Richard Jolly | 02/08/2018 | 05/14/2019 | Bulk Disposition CNL
|  | GE HEALTHCARE | TRAM-RAC 4A | RACK, CONTROL/MODULE | RST07039895GA | CCU - CORONARY CARE UNIT | Kelemen |  |  | 04/30/2007 |  | 4/30/14 |  |  | NO | YES |  |  |  |  | GE MEDICAL SYSTEMS 10355664 RST07039895GA |  |  | Active |  | 99:99:99:99:99:99 |  | Equipment | PAAR:00-PVAR | 11/02/2019 |  | COOPER UNIVERSITY HOSPITAL |  |  | CCU-1 | WOT00000000533371 | CAROLYN RUMELL | Disposition | Closed | Richard Jolly | 02/08/2018 | 05/14/2019 | Bulk Disposition CNL
|  | GE HEALTHCARE | TRAM-RAC 4A | RACK, CONTROL/MODULE | RST07039943GA | CCU - CORONARY CARE UNIT | Kelemen |  |  | 04/30/2007 |  | 4/30/14 |  |  | NO | YES |  |  |  |  | GE MEDICAL SYSTEMS 10355662 RST07039943GA |  |  | Active |  | 99:99:99:99:99:99 |  | Equipment | PAAR:00-PVAR | 11/02/2019 |  | COOPER UNIVERSITY HOSPITAL |  |  | CCU-2 | WOT00000000533388 | CAROLYN RUMELL | Disposition | Closed | Richard Jolly | 02/08/2018 | 05/14/2019 | Bulk Disposition CNL
|  | GE HEALTHCARE | TRAM-RAC 4A | RACK, CONTROL/MODULE | RST07039905GA | TSDU - KELEMEN S7 | Kelemen |  |  | 04/30/2007 |  | 4/30/14 |  |  | NO | YES |  |  |  |  | GE MEDICAL SYSTEMS 10355645 RST07039905GA |  |  | Active |  | 99:99:99:99:99:99 |  | Equipment | PAAR:00-PVAR | 11/02/2019 |  | COOPER UNIVERSITY HOSPITAL |  |  | BED 6 | WOT00000000533377 | JEN VANDER HORN | Disposition | Closed | Richard Jolly | 02/08/2018 | 05/23/2019 | Bulk Disposition CNL
|  | GE HEALTHCARE | TRAM-RAC 4A | RACK, CONTROL/MODULE | RST07039907GA | TSDU - KELEMEN S7 | Kelemen |  |  | 04/30/2007 |  | 4/30/14 |  |  | NO | YES |  |  |  |  | GE MEDICAL SYSTEMS 10355634 RST07039907GA |  |  | Active |  | 99:99:99:99:99:99 |  | Equipment | PAAR:00-PVAR | 11/02/2019 |  | COOPER UNIVERSITY HOSPITAL |  |  | TSDU-BED 5 | WOT00000000533379 | JEN VANDER HORN | Disposition | Closed | Richard Jolly | 02/08/2018 | 05/24/2019 | Bulk Disposition CNL
|  | GE HEALTHCARE | TRAM-RAC 4A | RACK, CONTROL/MODULE | RST07039894GA | TSDU - KELEMEN S7 | Kelemen |  |  | 04/30/2007 |  | 4/30/14 |  |  | NO | YES |  |  |  |  | GE MEDICAL SYSTEMS 10355622 RST07039894GA |  |  | Active |  | 99:99:99:99:99:99 |  | Equipment | PAAR:00-PVAR | 11/02/2019 |  | COOPER UNIVERSITY HOSPITAL |  |  | TSDU-BED04 | WOT00000000533370 | JEN VANDER HORN | Disposition | Closed | Richard Jolly | 02/08/2018 | 05/24/2019 | Bulk Disposition CNL
|  | GE HEALTHCARE | TRAM-RAC 4A | RACK, CONTROL/MODULE | RST07039906GA | TSDU - KELEMEN S7 | Kelemen |  |  | 04/30/2007 |  | 4/30/14 |  |  | NO | YES |  |  |  |  | GE MEDICAL SYSTEMS 10355617 RST07039906GA |  |  | Active |  | 99:99:99:99:99:99 |  | Equipment | PAAR:00-PVAR | 11/02/2019 |  | COOPER UNIVERSITY HOSPITAL |  |  | TSDU-BED07 |  | JEN VANDER HORN
|  | GE HEALTHCARE | TRAM-RAC 4A | RACK, CONTROL/MODULE | RST07039904GA | TSDU - KELEMEN S7 | Kelemen |  |  | 04/30/2007 |  | 4/30/14 |  |  | NO | YES |  |  |  |  | GE MEDICAL SYSTEMS 10355604 RST07039904GA |  |  | Active |  | 99:99:99:99:99:99 |  | Equipment | PAAR:00-PVAR | 11/02/2019 |  | COOPER UNIVERSITY HOSPITAL |  |  | TSDU-BED08 | WOT00000000533376 | JEN VANDER HORN | Disposition | Closed | Richard Jolly | 02/08/2018 | 05/14/2019 | Bulk Disposition CNL
|  | GE HEALTHCARE | TRAM-RAC 4A | RACK, CONTROL/MODULE | RST07039908GA | TSDU - KELEMEN S7 | Kelemen |  |  | 04/30/2007 |  | 4/30/14 |  |  | NO | YES |  |  |  |  | GE MEDICAL SYSTEMS 10355599 RST07039908GA |  |  | Active |  | 99:99:99:99:99:99 |  | Equipment | PAAR:00-PVAR | 11/02/2019 |  | COOPER UNIVERSITY HOSPITAL |  |  | BED 9 | WOT00000000533380 | JEN VANDER HORN | Disposition | Closed | Richard Jolly | 02/08/2018 | 05/23/2019 | Bulk Disposition CNL
|  | GE HEALTHCARE | TRAM-RAC 4A | RACK, CONTROL/MODULE | RST07039976GA | TRAUMA ICU | Kelemen |  |  | 11/02/2019 |  | 11/2/26 |  |  | NO | YES |  |  |  |  | GE MEDICAL SYSTEMS 30144965 RST07039976GA |  |  | Active |  | 99:99:99:99:99:99 |  | Equipment | PAAR:00-PVAR | 11/02/2019 | 11/02/2019 | COOPER UNIVERSITY HOSPITAL |  |  | TICU | WOT00000000533402 | Diane Floyd | Disposition | Closed | Richard Jolly | 11/02/2019 | 11/02/2019 | Bulk Disposition CNL |  |  |  | 11/02/2019 | 11/02/2019
|  | GE HEALTHCARE | TRAM-RAC 4A | RACK, CONTROL/MODULE | RS507039925GA | TRAUMA ICU | Kelemen |  |  | 11/02/2019 |  | 11/2/26 |  |  | NO | YES |  |  |  |  | GE MEDICAL SYSTEMS 30144963 RS507039925GA |  |  | Active |  | 99:99:99:99:99:99 |  | Equipment | PAAR:00-PVAR | 11/02/2019 | 11/02/2019 | COOPER UNIVERSITY HOSPITAL |  |  | TICU | WOT00000000533358 | Diane Floyd | Disposition | Closed | Richard Jolly | 11/02/2019 | 11/02/2019 | Bulk Disposition CNL |  |  |  | 11/02/2019 | 11/02/2019
|  | GE HEALTHCARE | TRAM-RAC 4A | RACK, CONTROL/MODULE | RST07039932GA | TRAUMA ICU | Kelemen |  |  | 04/24/2007 |  | 4/24/14 |  |  | NO | YES |  |  |  |  | GE MEDICAL SYSTEMS 10346497 RST07039932GA |  |  | Active |  | 99:99:99:99:99:99 |  | Equipment | PAAR:00-PVAR | 11/02/2019 |  | COOPER UNIVERSITY HOSPITAL |  |  | TICU-BED14 | WOT00000000533385 | Diane Floyd | Disposition | Closed | Richard Jolly | 02/08/2018 | 05/17/2019 | Bulk Disposition CNL
|  | GE HEALTHCARE | TRAM-RAC 4A | RACK, CONTROL/MODULE | RST07049999GA | TRAUMA ICU | Kelemen |  |  | 04/18/2007 |  | 4/18/14 |  |  | NO | YES |  |  |  |  | GE MEDICAL SYSTEMS 10346490 RST07049999GA |  |  | Active |  | 99:99:99:99:99:99 |  | Equipment | PAAR:00-PVAR | 11/02/2019 |  | COOPER UNIVERSITY HOSPITAL |  |  | TICU-BED12 | WOT00000000533414 | Diane Floyd | Disposition | Closed | Richard Jolly | 02/08/2018 | 05/15/2019 | Bulk Disposition CNL
|  | GE HEALTHCARE | TRAM-RAC 4A | RACK, CONTROL/MODULE | RST07049997GA | TRAUMA ICU | Kelemen |  |  | 04/18/2007 |  | 4/18/14 |  |  | NO | YES |  |  |  |  | GE MEDICAL SYSTEMS 10346488 RST07049997GA |  |  | Active |  | 99:99:99:99:99:99 |  | Equipment | PAAR:00-PVAR | 11/02/2019 |  | COOPER UNIVERSITY HOSPITAL |  |  | TICU-BED11 |  | Diane Floyd
|  | GE HEALTHCARE | TRAM-RAC 4A | RACK, CONTROL/MODULE | RST07039924GA | TRAUMA ICU | Kelemen |  |  | 04/18/2007 |  | 4/18/14 |  |  | NO | YES |  |  |  |  | GE MEDICAL SYSTEMS 10346467 RST07039924GA |  |  | Active |  | 99:99:99:99:99:99 |  | Equipment | PAAR:00-PVAR | 11/02/2019 |  | COOPER UNIVERSITY HOSPITAL |  |  | TICU-BED08 | WOT00000000533382 | Diane Floyd | Disposition | Closed | Richard Jolly | 02/08/2018 | 05/15/2019 | Bulk Disposition CNL
|  | GE HEALTHCARE | TRAM-RAC 4A | RACK, CONTROL/MODULE | RST07039935GA | TRAUMA ICU | Kelemen |  |  | 04/24/2007 |  | 4/24/14 |  |  | NO | YES |  |  |  |  | GE MEDICAL SYSTEMS 10346461 RST07039935GA |  |  | Active |  | 99:99:99:99:99:99 |  | Equipment | PAAR:00-PVAR | 11/02/2019 |  | COOPER UNIVERSITY HOSPITAL |  |  | TICU-BED10 | 0012284094 | Diane Floyd | Repair | Closed | Richard Jolly | 10/09/2017 | 10/09/2017 | MASIMO PULSE OX EAR PROBE - NOT WORKING, NOT LIGHTING UP, SEE NOTES - TRAUMA ICU SOILED UTILITY ROOM | 10/9/2017 3:22:19 PM RCJOLLY (RCJOLLY 10/9/2017 10:00 AM) MASIMO CABLE IS BROKE WILL EXCHANGE WITH MASIMO DIRECT | CE0F85D9-6318-4599-B552-750845A7E120 | Labor | 10/09/2017 | 10/09/2017 | Richard Jolly
|  | GE HEALTHCARE | TRAM-RAC 4A | RACK, CONTROL/MODULE | RST09265528GA | TRAUMA ICU | Kelemen | BASEMENT |  | 08/18/2009 |  | 8/18/16 |  |  | NO | YES |  |  |  |  | GE MEDICAL SYSTEMS 10346438 RST09265528GA |  |  | Active |  | 99:99:99:99:99:99 |  | Equipment | PAAR:00-PVAR | 11/02/2019 |  | COOPER UNIVERSITY HOSPITAL |  |  | TICU-BED04 | WOT00000000533439 | Diane Floyd | Disposition | Closed | Richard Jolly | 02/08/2018 | 05/15/2019 | Bulk Disposition CNL
|  | GE HEALTHCARE | TRAM-RAC 4A | RACK, CONTROL/MODULE | RST09265547GA | TRAUMA ICU | Kelemen |  |  | 08/18/2009 |  | 8/18/16 |  |  | NO | YES |  |  |  |  | GE MEDICAL SYSTEMS 10346430 RST09265547GA |  |  | Active |  | 99:99:99:99:99:99 |  | Equipment | PAAR:00-PVAR | 11/01/2019 |  | COOPER UNIVERSITY HOSPITAL |  |  | RM 3 | 0012190987 | Diane Floyd | Repair | Closed | Richard Jolly | 09/26/2017 | 10/04/2017 | CABLE (2) - NOT WORKING - ICU , TAKING TO TMX | 10/4/2017 9:30:46 AM RCJOLLY (RCJOLLY 10/4/2017 1:00 PM) REPAIRED 2 BP CABLES TESTED | B0036A75-0554-417A-8E7B-3F7B8D6DC653 | Labor | 10/04/2017 | 10/04/2017 | Richard Jolly
|  | GE HEALTHCARE | TRAM-RAC 4A | RACK, CONTROL/MODULE | RST09265529GA | TRAUMA ICU | Kelemen |  |  | 08/18/2009 |  | 8/18/16 |  |  | NO | YES |  |  |  |  | GE MEDICAL SYSTEMS 10346423 RST09265529GA |  |  | Active |  | 99:99:99:99:99:99 |  | Equipment | PAAR:00-PVAR | 11/01/2019 |  | COOPER UNIVERSITY HOSPITAL |  |  | TRAUMA ICU |  | Diane Floyd
|  | GE HEALTHCARE | TRAM-RAC 4A | RACK, CONTROL/MODULE | RST08359816GA |  | Pavilion |  |  | 11/03/2008 |  | 11/3/15 |  |  | NO | YES |  |  |  |  | GE MEDICAL SYSTEMS 10346411 RST08359816GA |  |  | Active |  | 99:99:99:99:99:99 |  | Equipment | PAAR:00-PVAR | 11/02/2019 |  | COOPER UNIVERSITY HOSPITAL |  |  | PAVILION-3 BED 2 |  | FRANK OBRIEN
|  | GE HEALTHCARE | TRAM-RAC 4A | RACK, CONTROL/MODULE | RST08359820GA |  | Pavilion |  |  | 11/03/2008 |  | 11/3/15 |  |  | NO | YES |  |  |  |  | MARQUETTE 10346405 RST08359820GA |  |  | Active |  | 99:99:99:99:99:99 |  | Equipment | PAAR:00-PVAR | 11/01/2019 |  | COOPER UNIVERSITY HOSPITAL |  |  | PAVILION-3 BED 4 | WOT00000000533427 | FRANK OBRIEN | Disposition | Closed | Richard Jolly | 02/08/2018 | 05/15/2019 | Bulk Disposition CNL
|  | GE HEALTHCARE | TRAM-RAC 4A | RACK, CONTROL/MODULE | RST08359786GA |  | Kelemen |  |  | 11/03/2008 |  | 11/3/15 |  |  | NO | YES |  |  |  |  | GE MEDICAL SYSTEMS 10346403 RST08359786GA |  |  | Active |  | 99:99:99:99:99:99 |  | Equipment | PAAR:00-PVAR | 11/01/2019 |  | COOPER UNIVERSITY HOSPITAL |  |  | PAVILION-3 BED 6 |  | FRANK OBRIEN
|  | GE HEALTHCARE | TRAM-RAC 4A | RACK, CONTROL/MODULE | RST08359790GA | PAVILION PACU | Pavilion |  |  | 11/03/2008 |  | 11/3/15 |  |  | NO | YES |  |  |  |  | GE MEDICAL SYSTEMS 10346397 RST08359790GA |  |  | Active |  | 99:99:99:99:99:99 |  | Equipment | PAAR:00-PVAR | 11/01/2019 |  | COOPER UNIVERSITY HOSPITAL |  |  | PAVILION-3 BED 5 | WOT00000000533420 | FRANK OBRIEN | Disposition | Closed | Richard Jolly | 02/08/2018 | 05/17/2019 | Bulk Disposition CNL
|  | GE HEALTHCARE | TRAM-RAC 4A | RACK, CONTROL/MODULE | RST08359787GA |  | Pavilion |  |  | 11/03/2008 |  | 11/3/15 |  |  | NO | YES |  |  |  |  | GE MEDICAL SYSTEMS 10346379 RST08359787GA |  |  | Active |  | 99:99:99:99:99:99 |  | Equipment | PAAR:00-PVAR | 11/02/2019 |  | COOPER UNIVERSITY HOSPITAL |  |  | PAVILION-3RD BED 3 | WOT00000000533419 | FRANK OBRIEN | Disposition | Closed | Richard Jolly | 02/08/2018 | 05/15/2019 | Bulk Disposition CNL
|  | GE HEALTHCARE | TRAM-RAC 4A | RACK, CONTROL/MODULE | RST08359791GA | PAVILION PACU | Pavilion |  |  | 11/03/2008 |  | 11/3/15 |  |  | NO | YES |  |  |  |  | GE MEDICAL SYSTEMS 10346374 RST08359791GA |  |  | Active |  | 99:99:99:99:99:99 |  | Equipment | PAAR:00-PVAR | 11/02/2019 |  | COOPER UNIVERSITY HOSPITAL |  |  | PAVILION-3RD BED 8 | WOT00000000533421 | FRANK OBRIEN | Disposition | Closed | Richard Jolly | 02/08/2018 | 05/15/2019 | Bulk Disposition CNL
|  | GE HEALTHCARE | ADVANTX | RADIOGRAPHIC, CATH | 436085BU5 | CARDIAC CATH LAB | Kelemen |  |  | 01/16/2006 |  | 1/16/13 |  |  | NO | YES |  |  |  |  | GE MEDICAL SYSTEMS 10367889 436085BU5 |  |  | Active |  | 99:99:99:99:99:99 |  | Equipment | 6M:00-MFG 1Y:00-MIN 2Y:00-RPLC | 10/29/2019 | 04/01/2020 | COOPER UNIVERSITY HOSPITAL |  |  | EP Lab 1 |  | LINDA BEAN
|  | GE HEALTHCARE | INNOVA 2000 | RADIOGRAPHIC, CATH | 453850BU0 | CARDIAC CATH LAB | Kelemen |  |  | 01/01/2005 |  | 1/1/12 |  |  | NO | YES |  |  |  |  | GE MEDICAL SYSTEMS 10347591 453850BU0 |  |  | Active |  | 00:80:42:15:63:98 |  | Equipment | 6M:00-MFG | 10/10/2019 | 03/01/2020 | COOPER UNIVERSITY HOSPITAL |  |  | CCL - Lab 4 Control Room |  | LINDA BEAN
|  | GE HEALTHCARE | INNOVA 3100-IQ | RADIOGRAPHIC, CATH |  | CARDIAC CATH LAB | Kelemen |  |  | 10/15/2010 |  | 10/15/17 |  |  | NO | YES |  |  |  |  | GE MEDICAL SYSTEMS 10369189 003876 |  |  | Active |  | 00:D0:C9:BA:74:F8 |  | Equipment | 6M:00-MFG | 09/13/2019 | 02/01/2020 | COOPER UNIVERSITY HOSPITAL |  |  | LAB 1 CONTROL ROOM |  | LINDA BEAN
|  | GE HEALTHCARE | INNOVA IGS 520 | RADIOGRAPHIC, CATH | 856342IGS520 | CARDIAC CATH LAB | Kelemen |  |  | 01/04/2016 |  | 1/4/23 |  |  | NO | YES |  |  |  |  | GE MEDICAL SYSTEMS 10649803 856342IGS520 |  |  | Active |  | 74:FE:48:11:13:88 |  | Equipment | 6M:00-MFG | 10/22/2019 | 04/01/2020 | COOPER UNIVERSITY HOSPITAL |  |  | LAB 3 | 0011461582 | LINDA BEAN | Performance Verification | Closed | Bonnie Aichroth | 04/06/2017 | 04/06/2017 | INCOMING INVENTORY | DEVICE INVENTORIED | BB5C0D9E-EE76-4313-A476-47E351275484 | Labor | 04/06/2017 | 04/06/2017 | Bonnie Aichroth
|  | GE HEALTHCARE | INNOVA IGS 530 | RADIOGRAPHIC, CATH | 707803BU3 | SAME DAY OR-2ND FL PAVILION | Kelemen |  |  | 09/17/2019 |  | 9/17/26 |  |  | NO | YES |  |  |  |  | GE MEDICAL SYSTEMS 11208053 707803BU3 |  |  | Active |  | 74:FE:48:24:82:08 |  | Equipment | 6M:00-MFG | 09/17/2019 | 09/17/2019 | COOPER UNIVERSITY HOSPITAL |  |  | P2 SD8 | WOT00000001018465 | JOE DRUCTOR | Performance Verification | Closed | Zhan Kiselev | 09/17/2019 | 09/17/2019 | Performance Verification for GE MEDICAL SYSTEMS 11208053 707803BU3 | Initial Install of Performance Verification. Device is ready for patient use. |  |  | 09/17/2019 | 09/17/2019
|  | GE HEALTHCARE | INNOVA IGS 540 | RADIOGRAPHIC, CATH | 712077BU7 | SAME DAY OR-2ND FL PAVILION | Kelemen |  |  | 12/13/2018 |  | 12/13/25 |  |  | NO | YES |  |  |  |  | GE MEDICAL SYSTEMS 11208098 712077BU7 |  |  | Active |  | 74:FE:48:29:BC:7A |  | Equipment | 1Y:00-MFG | 12/13/2018 | 12/13/2018 | COOPER UNIVERSITY HOSPITAL |  |  | Same Day OR, SD7 | WOT00000001834325 | JOE DRUCTOR | Performance Verification | Closed | Zhan Kiselev | 12/13/2018 | 12/13/2018 | Performance Verification for GE MEDICAL SYSTEMS 11208098 712077BU7 | Initial Install of Performance Verification. Device is ready for patient use. |  |  | 12/13/2018 | 12/13/2018
|  | PHILIPS MEDICAL SYSTEMS | ALLURA XPER FD20 | RADIOGRAPHIC, CATH |  | CARDIAC CATH LAB | Kelemen |  |  | 01/27/2011 |  | 1/27/16 |  |  | NO | YES |  |  |  |  | PHILIPS MEDICAL SYSTEMS 10367858 104867 |  |  | Active |  | 00:25:90:61:DA:53 |  | Equipment | 6M:00-MIN 1Y:00-MFG 2Y:00-MIN2 | 08/26/2019 | 02/01/2020 | COOPER UNIVERSITY HOSPITAL |  |  | LAB 2 |  | LINDA BEAN
|  | SIEMENS MEDICAL | AXIOM SENSIS | RADIOGRAPHIC, CATH |  |  | Kelemen | BASEMENT | [6 empty] | YES | YES
|  | SIEMENS MEDICAL | AXIOM SENSIS | RADIOGRAPHIC, CATH |  | ANGIOGRAPHY | Kelemen | BASEMENT |  | 02/14/2007 |  | 2/14/14 |  |  | NO | YES |  |  |  |  | SIEMENS MEDICAL 10347557 3214 |  |  | Disposition |  | 00:04:23:D6:C3:6A |  | Alarm | 1Y:00-MFG | 05/09/2017 | 05/01/2020 | COOPER UNIVERSITY HOSPITAL |  |  | CONTROL ROOM 1 |  | PAULETTE DUCKREY
|  | SIEMENS MEDICAL | AXIOM ARTIS | RADIOGRAPHIC, CATH/ANGIO | 400-187925 |  | Kelemen | BASEMENT | [6 empty] | NO | YES
|  | SIEMENS MEDICAL | AXIOM ARTIS | RADIOGRAPHIC, CATH/ANGIO | 400-187926 | ANGIOGRAPHY | Kelemen | BASEMENT |  | 02/14/2007 |  | 2/14/14 |  |  | NO | YES |  |  |  |  | SIEMENS MEDICAL 10347564 400-187926 |  |  | Active |  | CD:10:10:CE:D0:00 |  | Equipment | 1Y:00-MFG 5Y:00-BAT | 06/21/2019 | 06/01/2020 | COOPER UNIVERSITY HOSPITAL |  |  | IR Lab 1 |  | PAULETTE DUCKREY
|  | SIEMENS MEDICAL | AXIOM ARTIS | RADIOGRAPHIC, CATH/ANGIO | 400-312381 | OPERATING ROOM - PAVILION | Pavilion |  |  | 11/27/2009 |  | 11/27/16 |  |  | NO | YES |  |  |  |  | SIEMENS MEDICAL 10346642 400-312381 |  |  | Active |  | 00:0E:0C:E4:5D:71 |  | Equipment | 1Y:00-MFG | 09/13/2019 | 09/01/2020 | COOPER UNIVERSITY HOSPITAL |  |  | OR P01 |  | DOMINIC VENDETTA
|  | SIEMENS MEDICAL | SOMATOM SENSATION | RADIOGRAPHIC, COMPUTED TOMOGRAPHY |  | OPERATING ROOM - PAVILION | Pavilion |  |  | 05/15/2009 |  | 5/15/14 |  |  | NO | YES |  |  |  |  | SIEMENS MEDICAL 10368282 49526 |  |  | Active |  | 00:19:99:95:6F:CD |  | Equipment | 6M:00-MIN 1Y:00-MFG | 09/13/2019 | 03/01/2020 | COOPER UNIVERSITY HOSPITAL |  |  | PAV OR - ROOM 5 |  | DOMINIC VENDETTA
|  | TOSHIBA AMERICA MEDICAL SYSTEMS | AQUILION 32 SLICE | RADIOGRAPHIC, COMPUTED TOMOGRAPHY | KDA0982048 | RADIOLOGY DIAGNOSTICS | Kelemen | BASEMENT |  | 10/03/2009 |  | 10/3/14 |  |  | NO | YES |  |  |  |  | TOSHIBA AMERICA MEDICAL SYSTEMS 10649976 KDA0982048 |  |  | Active |  | 0C:C4:7A:0D:DA:FC |  | Equipment | 3M:00-MIN 1Y:00-MFG | 08/29/2019 | 02/01/2020 | COOPER UNIVERSITY HOSPITAL |  |  | CT2, B8A, site 312009 |  | PAULETTE DUCKREY
|  | TOSHIBA AMERICA MEDICAL SYSTEMS | AQUILION 64 SLICE | RADIOGRAPHIC, COMPUTED TOMOGRAPHY |  | 3 COOPER-RADIOLOGY | 3 Cooper |  |  | 10/30/2007 |  |  |  |  | NO | YES |  |  |  |  | TOSHIBA AMERICA MEDICAL SYSTEMS 10345996 285627 |  |  | Disposition |  | 0C:C4:7A:4B:0C:54 |  | Equipment | 3M:00-MIN 1Y:00-MFG | 12/02/2016 | 02/01/2020 | COOPER AMBULATORY OFF-SITES |  |  | SUITE 178 CT |  | JUDY ADIRZONE
|  | TOSHIBA AMERICA MEDICAL SYSTEMS | AQUILION 64 SLICE | RADIOGRAPHIC, COMPUTED TOMOGRAPHY | 1DA0792107 |  | 3 Cooper | [7 empty] | YES | YES
|  | TOSHIBA AMERICA MEDICAL SYSTEMS | AQUILION ONE | RADIOGRAPHIC, COMPUTED TOMOGRAPHY | 80A15X2005 | RADIOLOGY DIAGNOSTICS | Kelemen |  |  | 01/11/2016 |  |  |  |  | NO | YES |  |  |  |  | TOSHIBA AMERICA MEDICAL SYSTEMS 10649969 80A15X2005 |  |  | Active |  | 0C:C4:7A:4B:0E:68 |  | Equipment | 2M:00-MFG | 09/30/2019 | 01/01/2020 | COOPER UNIVERSITY HOSPITAL |  |  | ED, site 384694 |  | PAULETTE DUCKREY
|  | TOSHIBA AMERICA MEDICAL SYSTEMS | AQUILION PRIME 80 SLICE | RADIOGRAPHIC, COMPUTED TOMOGRAPHY | 50B1542159 | VOORHEES SURGERY CENTER-RADIOLOGY | 900 Centennial Blvd | Suite B |  | 12/31/2014 |  |  |  |  | NO | YES |  |  |  |  | TOSHIBA AMERICA MEDICAL SYSTEMS 10505032 50B1542159 |  |  | Active |  | 0C:C4:7A:4B:0A:07 |  | Equipment | 3M:00-MFG | 10/18/2019 | 01/01/2020 | COOPER AMBULATORY OFF-SITES |  |  | Ste B, site 30021610 | 0011044522 | PAT STIENES | Performance Verification | Closed | Bonnie Aichroth | 01/11/2017 | 01/11/2017 | INCOMING INVENTORY | DEVICE INVENTORIED | 221E8018-CAA9-4B14-A26F-88182A9B49CD | Labor | 01/11/2017 | 01/11/2017 | Bonnie Aichroth
|  | TOSHIBA AMERICA MEDICAL SYSTEMS | AQUILION PRIME 80 SLICE | RADIOGRAPHIC, COMPUTED TOMOGRAPHY |  | VOORHEES SURGERY CENTER-RADIOLOGY | 218 Sunset Rd |  |  | 12/02/2016 |  |  |  |  | NO | YES |  |  |  |  | TOSHIBA AMERICA MEDICAL SYSTEMS 30143169 30021610 |  |  | Disposition |  | C:C4:7A:4B:0A:06 |  | Equipment | 1Y:00-MFG | 12/02/2016 | 12/02/2016 | COOPER AMBULATORY OFF-SITES |  |  | SUITE B RM CT 170 |  | PAT STIENES |  |  |  | 12/02/2016 | 12/02/2016 |  |  |  |  | 12/02/2016 | 12/02/2016
|  | TOSHIBA AMERICA MEDICAL SYSTEMS | AQUILION RXL | RADIOGRAPHIC, COMPUTED TOMOGRAPHY | RDC1542174 | RADIOLOGY DIAGNOSTICS | Kelemen | BASEMENT |  | 10/03/2009 |  |  |  |  | NO | YES |  |  |  |  | TOSHIBA AMERICA MEDICAL SYSTEMS 10649970 RDC1542174 |  |  | Active |  | 0C:C4:7A:4B:0D:83 |  | Equipment | 1Y:00-MFG | 05/30/2019 | 05/01/2020 | COOPER UNIVERSITY HOSPITAL |  |  | CT1 B7A, site 30021922 |  | PAULETTE DUCKREY
|  | GENDEX | GX-770 | RADIOGRAPHIC, DENTAL | 774-1379978DP | BUNKER HILL-ORAL SURGERY | 2 Plaza Dr |  |  | 06/01/1998 |  | 6/1/05 |  |  | NO | YES |  |  |  |  | GENDEX 10366948 774-1379978DP |  |  | Active |  | 99:99:99:99:99:99 |  | Equipment | 1Y:00-MFG | 09/30/2019 | 09/01/2020 | COOPER AMBULATORY OFF-SITES |  |  | RM 1&2 |  | BARBARA DIPINTO
|  | SIEMENS MEDICAL | HELIODENT MD | RADIOGRAPHIC, DENTAL |  |  | 2 Plaza Dr | [7 empty] | NO | YES
|  | SIEMENS MEDICAL | LUMINOS AGILE MAX | RADIOGRAPHIC, FLUOROSCOPY |  | RADIOLOGY DIAGNOSTICS | Kelemen | BASEMENT |  | 08/29/2019 |  | 8/29/26 |  |  | NO | YES |  |  |  |  | SIEMENS MEDICAL 11222069 61896 |  |  | Active |  | 90:1B:0E:FB:18:D0 |  | Equipment | 1Y:00-MFG | 08/29/2019 | 08/29/2019 | COOPER UNIVERSITY HOSPITAL |  |  | Room E, Kelemen Basement, 400-583151 | WOT00000002344326 | PAULETTE DUCKREY | Performance Verification | Closed | Charles Santomero | 08/29/2019 | 08/29/2019 | CEID Record Completion for SIEMENS MEDICAL 11222069 61896 | Inventoried new Fluoro imaging system | EXP2409705 | Labor | 08/29/2019 | 08/29/2019 | Charles Santomero
|  | SIEMENS MEDICAL | LUMINOS AGILE MAX | RADIOGRAPHIC, FLUOROSCOPY |  | RADIOLOGY DIAGNOSTICS | Kelemen | Basement |  | 09/30/2019 |  | 9/30/26 |  |  | NO | YES |  |  |  |  | SIEMENS MEDICAL 11222068 63048 |  |  | Active |  | 4C:52:62:0E:12:52 |  | Equipment | 1Y:00-MFG | 09/30/2019 | 09/30/2019 | COOPER UNIVERSITY HOSPITAL |  |  | Kelemen Basement, Rm F, 400-583150 | WOT00000002344545 | PAULETTE DUCKREY | Performance Verification | Closed | Charles Santomero | 09/30/2019 | 09/30/2019 | CEID Record Completion for SIEMENS MEDICAL 11222068 63048 | Inventoried new fluoro x-ray system | EXP2410144 | Labor | 09/30/2019 | 09/30/2019 | Charles Santomero
|  | GE HEALTHCARE | SENOGRAPHE DS | RADIOGRAPHIC, MAMMOGRAPHY | MI006628 | 3 COOPER-RADIOLOGY | 3 Cooper |  |  | 06/18/2007 |  | 6/18/14 |  |  | NO | YES |  |  |  |  | GE MEDICAL SYSTEMS 10347650 MI006628 |  |  | Active |  | 00:14:4F:3B:81:41 |  | Equipment | 6M:00-MFG 1Y:00-MIN 3Y:00-BAT | 09/27/2019 | 03/01/2020 | COOPER AMBULATORY OFF-SITES |  |  | RADIOLOGY |  | JUDY ADIRZONE
|  | GE HEALTHCARE | SENOGRAPHE ESSENTIAL | RADIOGRAPHIC, MAMMOGRAPHY | 856325RIPA1 | RIPPA CENTER-OB/GYN | 6100 Main St |  |  | 05/30/2019 |  | 5/30/26 |  |  | NO | YES |  |  |  |  | GE MEDICAL SYSTEMS 210337408 856325RIPA1 |  |  | Active | 210337408, 10337408 | 00:A0:A5:75:B3:9F |  | Equipment | 6M:00-MFG | 05/30/2019 | 05/30/2019 | COOPER AMBULATORY OFF-SITES |  |  | RIPPA MAMMO 1 |  | PATRICIA HUFF |  |  |  | 05/30/2019 | 05/30/2019 |  |  |  |  | 05/30/2019 | 05/30/2019
|  | GE HEALTHCARE | SENOGRAPHE ESSENTIAL | RADIOGRAPHIC, MAMMOGRAPHY | KHTMAM1 | KINGS HIGHWAY-RADIOLOGY | 1103 N Kings Hwy |  |  | 11/02/2015 |  | 11/2/22 |  |  | NO | YES |  |  |  |  | GE MEDICAL SYSTEMS 10505021 KHTMAM1 |  |  | Active |  | 00:E0:F4:2F:87:6D |  | Equipment | 6M:00-MFG | 05/30/2019 | 05/01/2020 | COOPER AMBULATORY OFF-SITES |  |  | 1ST FLOOR MAMMO |  | SUZEN SCHAFFER
|  | GE HEALTHCARE | SENOGRAPHE ESSENTIAL | RADIOGRAPHIC, MAMMOGRAPHY | 856325ES3 | VOORHEES SURGERY CENTER-RADIOLOGY | 900 Centennial Blvd | Suite B |  | 10/02/2015 |  | 10/2/22 |  |  | NO | YES |  |  |  |  | GE MEDICAL SYSTEMS 10505019 856325ES3 |  |  | Active |  | 00:A0:A5:75:B8:A7 |  | Equipment | 6M:00-MFG | 10/29/2019 | 04/01/2020 | COOPER AMBULATORY OFF-SITES |  |  | Suite B, Rm 191 |  | PAT STIENES
|  | GE HEALTHCARE | SENOGRAPHE ESSENTIAL | RADIOGRAPHIC, MAMMOGRAPHY |  | VOORHEES SURGERY CENTER-RADIOLOGY | 900 Centennial Blvd | Suite B |  | 01/31/2011 |  | 1/31/18 |  |  | NO | YES |  |  |  |  | GE MEDICAL SYSTEMS 10356893 010977 |  |  | Active |  | 00:1B:21:79:A6:81 |  | Equipment | 6M:00-MFG | 10/29/2019 | 04/01/2020 | COOPER AMBULATORY OFF-SITES |  |  | STE B STEREOTACTIC RM |  | PAT STIENES
|  | GE HEALTHCARE | SENOGRAPHE ESSENTIAL | RADIOGRAPHIC, MAMMOGRAPHY | 856325ES2 | VOORHEES SURGERY CENTER-RADIOLOGY | 900 Centennial Blvd | Suite B |  | 06/04/2015 |  | 6/4/22 |  |  | NO | YES |  |  |  |  | GE MEDICAL SYSTEMS 10356879 856325ES2 |  |  | Active |  | 00:A0:A5:75:70:33 |  | Equipment | 6M:00-MFG | 10/29/2019 | 04/01/2020 | COOPER AMBULATORY OFF-SITES |  |  | SUITE B, MAMMO B, Rm 190 |  | PAT STIENES
|  | GE HEALTHCARE | SENOGRAPHE ESSENTIAL | RADIOGRAPHIC, MAMMOGRAPHY | 570321BUO | 3 COOPER-RADIOLOGY | 3 Cooper |  |  | 09/26/2008 |  | 9/26/15 |  |  | NO | YES |  |  |  |  | GE MEDICAL SYSTEMS 10347651 570321BUO |  |  | Active |  | 00:A0:A5:75:B8:05 |  | Equipment | 6M:00-MFG | 05/30/2019 | 05/01/2020 | COOPER AMBULATORY OFF-SITES |  |  | 3-Cooper, RM 146 |  | JUDY ADIRZONE
|  | HOLOGIC, INC. | SELENIA DIMENSIONS 2D | RADIOGRAPHIC, MAMMOGRAPHY | SDM131800113 | RADIOLOGICAL PHYSICS | Kelemen | BASEMENT |  | 06/12/2017 |  | 6/12/24 |  |  | NO | YES |  |  |  |  | HOLOGIC, INC. 10649910 SDM131800113 |  |  | Active |  | 0C:C4:7A:AA:68:AF |  | Equipment | 6M:00-MFG 1Y:00-RPLC | 06/18/2019 | 05/01/2020 | COOPER UNIVERSITY HOSPITAL |  |  | NucMed Kelemen, sn SDM131800113 | 0012494744 | COLLEEN TEGELER | Preventative Maintenance | Closed | Josh Harris | 12/08/2017 | 12/08/2017 | PERFORMANCE ASSURANCE AT INVENTORY | INVENTORIED DEVICE AND ENSURED DEVICE WAS FUNCTIONING PROPERLY. | A211430F-0D11-4AB6-A782-8F23D543D5D8 | Labor | 12/08/2017 | 12/08/2017 | Charles Santomero
|  | HOLOGIC, INC. | SELENIA DIMENSIONS 3D | RADIOGRAPHIC, MAMMOGRAPHY | 3DM160100196 | COOPER CANCER CENTER | MD Anderson Cancer Center |  |  | 07/31/2019 |  | 7/31/26 |  |  | NO | YES |  |  |  |  | HOLOGIC, INC. 11222050 3DM160100196 |  |  | Active |  | AC:1F:6B:43:E0:B9 |  | Equipment | 6M:00-MFG 1Y:00-RPLC | 07/31/2019 | 07/31/2019 | COOPER AMBULATORY OFF-SITES |  |  | Room C1104C Stereo, 3DM160100196 | WOT00000001190458 | COLLEEN TEGELER | Performance Verification | Closed | Charles Santomero | 07/31/2019 | 07/31/2019 | Performance Verification for HOLOGIC, INC. 1222050 3DM160100196 | Initial Install of Performance Verification. Device is ready for patient use. |  |  | 07/31/2019 | 07/31/2019
|  | HOLOGIC, INC. | SELENIA DIMENSIONS 3D | RADIOGRAPHIC, MAMMOGRAPHY | 3DM160100197 | COOPER CANCER CENTER | MD Anderson Cancer Center |  |  | 07/17/2019 |  | 7/17/26 |  |  | NO | YES |  |  |  |  | HOLOGIC, INC. 11222049 3DM160100197 |  |  | Active |  | AC:1F:6B:02:79:41 |  | Equipment | 6M:00-MFG 1Y:00-RPLC | 07/17/2019 | 07/17/2019 | COOPER AMBULATORY OFF-SITES |  |  | Room C1104D, 3DM160100197 | WOT00000001190334 | COLLEEN TEGELER | Performance Verification | Closed | Charles Santomero | 07/17/2019 | 07/17/2019 | Performance Verification for HOLOGIC, INC. 1222049 3DM160100197 | Initial Install of Performance Verification. Device is ready for patient use. |  |  | 07/17/2019 | 07/17/2019
|  | PHILIPS MEDICAL SYSTEMS | BRILLIANCE BIG BORE | RADIOGRAPHIC, MR |  | COOPER CANCER CENTER | MD Anderson Cancer Center |  |  | 04/23/2018 |  | 4/23/23 |  |  | NO | YES |  |  |  |  | PHILIPS MEDICAL SYSTEMS 10732390 76133 |  |  | Active |  | 40:B0:34:1D:17:85 |  | Equipment | 3M:00-MFG 6M:00-MIN | 09/30/2019 | 12/01/2019 | COOPER AMBULATORY OFF-SITES |  |  | NO CONTRACT? CCC, Site 72814423, sn76133 | WOT00000001019613 | COLLEEN TEGELER | Performance Verification | Closed | Charles Santomero | 06/01/2018 | 06/12/2019 | Performance Verification for PHILIPS MEDICAL SYSTEMS 10732390 76133 | Initial Install of Performance Verification. Device is ready for patient use.
|  | PHILIPS MEDICAL SYSTEMS | BRILLIANCE BIG BORE | RADIOGRAPHIC, MR |  | VOORHEES SURGERY CENTER-RADIATION/ONC | 900 Centennial Blvd | Suite D |  | 11/14/2016 |  | 11/14/21 |  |  | NO | YES |  |  |  |  | PHILIPS MEDICAL SYSTEMS 10649901 76040 |  |  | Active |  | 48:0F:CF:61:C3:D5 |  | Equipment | 3M:00-MFG 6M:00-MIN | 09/30/2019 | 12/01/2019 | COOPER AMBULATORY OFF-SITES |  |  | CONTRACT? Ste D, Site 66416556, sn 76040 | 0011477924 | COLLEEN TEGELER | Performance Verification | Closed | Bonnie Aichroth | 04/12/2017 | 04/12/2017 | INCOMING INVENTORY | DEVICE INVENTORIED | 593A5323-3133-48CE-B6EA-5429DDA454E7 | Labor | 04/12/2017 | 04/12/2017 | Bonnie Aichroth
|  | SIEMENS MEDICAL | MAGNETOM AERA 1.5T | RADIOGRAPHIC, MR | 400-482983 | RADIOLOGY DIAGNOSTICS | Kelemen | Basement |  | 06/29/2015 |  | 6/29/20 |  |  | NO | YES |  |  |  |  | SIEMENS MEDICAL 10366496 400-482983 |  |  | Active |  | 8C:DC:D4:2E:E1:F7 |  | Equipment | 6M:00-MFG | 06/21/2019 | 12/01/2019 | COOPER UNIVERSITY HOSPITAL |  |  | KELEMEN-NEW UNIT |  | PAULETTE DUCKREY
|  | SIEMENS MEDICAL | MAGNETOM ESPREE 1.5T | RADIOGRAPHIC, MR | 400-210536 | 3 COOPER - SURGERY DEPARTMENT | Pavilion |  |  | 11/19/2007 |  | 11/19/12 |  |  | NO | YES |  |  |  |  | SIEMENS MEDICAL 10345994 400-210536 |  |  | Active |  | CD:10:10:CE:D0:00 |  | Equipment | 6M:00-MFG | 09/13/2019 | 03/01/2020 | COOPER AMBULATORY OFF-SITES |  |  | RM 176, Site 210536 |  | JUDY ADIRZONE
|  | SIEMENS MEDICAL | MAGNETOM ESPREE 1.5T | RADIOGRAPHIC, MR | 400-183980 | VOORHEES SURGERY CENTER-RADIOLOGY | 900 Centennial Blvd | Suite B |  | 08/06/2006 |  | 8/6/11 |  |  | NO | YES |  |  |  |  | SIEMENS MEDICAL 10344959 400-183980 |  |  | Active |  | 00:15:17:E4:2A:46 |  | Equipment | 1Y:00-MFG | 02/14/2019 | 02/01/2020 | COOPER AMBULATORY OFF-SITES |  |  | SUITE B MRI OLD CEID 12133 |  | PAT STIENES
|  | SIEMENS MEDICAL | MAGNETOM SYMPHONY 1.5T | RADIOGRAPHIC, MR | 400-178979 | MRI | Kelemen | BASEMENT |  | 05/01/2006 |  | 5/1/11 |  |  | NO | YES |  |  |  |  | SIEMENS MEDICAL 10366431 400-178979 |  |  | Active |  | 00:E0:81:73:7B:31 |  | Equipment | 6M:00-MFG | 05/30/2019 | 05/01/2020 | COOPER UNIVERSITY HOSPITAL |  |  | B12 OLDER UNIT, site 400-178979 |  | ELLIOT VASQUEZ
|  | SIEMENS MEDICAL | E.CAM | RADIOGRAPHIC, NUCLEAR CAMERA | 400-174569 | NUCLEAR MEDICINE | Kelemen | Basement |  | 03/28/2005 |  | 3/28/10 |  |  | NO | YES |  |  |  |  | SIEMENS MEDICAL 10368725 400-174569 |  |  | Active |  | 00:0E:0C:72:7E:86 |  | Equipment | 6M:00-MFG 4Y:00-RPLC | 06/28/2019 | 12/01/2019 | COOPER UNIVERSITY HOSPITAL |  |  | CAMERA 1/B80 |  | Donna Handy
|  | SIEMENS MEDICAL | E.CAM | RADIOGRAPHIC, NUCLEAR CAMERA | 400-171963 | NUCLEAR MEDICINE | Kelemen | Basement |  | 05/25/2005 |  | 5/25/10 |  |  | NO | YES |  |  |  |  | SIEMENS MEDICAL 10368736 400-171963 |  |  | Active |  | 68:05:CA:02:D5:F6 |  | Equipment | 6M:00-MFG 4Y:00-RPLC | 07/25/2019 | 01/01/2020 | COOPER UNIVERSITY HOSPITAL |  |  | CAMERA 3 B98 |  | Donna Handy
|  | SIEMENS MEDICAL | E.CAM | RADIOGRAPHIC, NUCLEAR CAMERA | 400-125291 | NUCLEAR MEDICINE | Kelemen | BASEMENT |  | 01/24/2003 |  | 1/24/08 |  |  | NO | YES |  |  |  |  | SIEMENS MEDICAL 10368731 400-125291 |  |  | Active |  | 00:0E:0C:71:87:6F |  | Equipment | 6M:00-MFG 4Y:00-RPLC | 05/31/2019 | 05/01/2020 | COOPER UNIVERSITY HOSPITAL |  |  | CAMERA 2/B83 |  | Donna Handy
|  | SIEMENS MEDICAL | E.CAM | RADIOGRAPHIC, NUCLEAR CAMERA |  | VOORHEES CARDIOLOGY | 901 Centennial Blvd | Building 2 |  | 02/01/2008 |  | 2/1/13 |  |  | NO | YES |  |  |  |  | SIEMENS MEDICAL 10356931 1222 |  |  | Active |  | 68:05:CA:37:70:D9 |  | Equipment | 6M:00-MFG 4Y:00-RPLC | 06/28/2019 | 12/01/2019 | COOPER AMBULATORY OFF-SITES |  |  | NUCLEAR LAB - 1132 |  | KATHY COMO
|  | SIEMENS MEDICAL | E.CAM | RADIOGRAPHIC, NUCLEAR CAMERA |  | 3 COOPER-CARDIAC DIAGNOSTIC CENTER | 3 Cooper |  |  | 09/01/2003 |  | 9/1/08 |  |  | NO | YES |  |  |  |  | SIEMENS MEDICAL 10346864 09070 |  |  | Active |  | 00:0B:DB:06F:83:96 |  | Equipment | 6M:00-MFG 4Y:00-RPLC | 08/27/2019 | 02/01/2020 | COOPER AMBULATORY OFF-SITES |  |  | SUITE 318 - E CAM ROOM |  | CARLA TRUELL
|  | SIEMENS MEDICAL | E.CAM | RADIOGRAPHIC, NUCLEAR CAMERA |  | WOODSTOWN - CARDIOLOGY | 66 East Ave |  |  | 06/09/2006 |  | 6/9/11 |  |  | NO | YES |  |  |  |  | SIEMENS MEDICAL 10345883 0409304 |  |  | Active |  | CD:10:10:CE:D0:00 |  | Equipment | 6M:00-MFG 4Y:00-RPLC | 10/17/2019 | 04/01/2020 | COOPER AMBULATORY OFF-SITES |  |  | NUC CAM RM |  | SUSAN WHITZELL
|  | SIEMENS MEDICAL | BIOGRAPH MCT 64 SLICE | RADIOGRAPHIC, PET/CT |  | COOPER CANCER CENTER | MD Anderson Cancer Center |  |  | 04/04/2013 |  | 4/4/18 |  |  | NO | YES |  |  |  |  | SIEMENS MEDICAL 10369668 10245815 |  |  | Active |  | 00:19:99:EF:18:E2 |  | Equipment | 6M:00-MFG 1Y:00-MIN 3Y:00-RPLC | 07/17/2019 | 01/01/2020 | COOPER AMBULATORY OFF-SITES |  |  | CCC site 437895, Rm C1099 |  | COLLEEN TEGELER
|  | SIEMENS MEDICAL | BIOGRAPH MCT 64 SLICE | RADIOGRAPHIC, PET/CT |  | VOORHEES SURGERY CENTER-RADIOLOGY | 900 Centennial Blvd | Suite B |  | 12/30/2011 |  | 12/30/16 |  |  | NO | YES |  |  |  |  | SIEMENS MEDICAL 10344961 407670 |  |  | Active |  | CD:10:10:CE:D0:00 |  | Equipment | 6M:00-MFG 1Y:00-MIN 3Y:00-RPLC | 07/30/2019 | 01/01/2020 | COOPER AMBULATORY OFF-SITES |  |  | STE B SITE 407670 |  | PAT STIENES
|  | SIEMENS MEDICAL | C.CAM | RADIOGRAPHIC, SPECT |  | BRACHFIELD MEDICAL ASSOCIATES-MEDICINE | 218 Sunset Rd |  |  | 06/01/2005 |  | 6/1/10 |  |  | NO | YES |  |  |  |  | SIEMENS MEDICAL 10367037 05030701 |  |  | Active |  | 00:0E:0C:66:73:AD |  | Equipment | 6M:00-MFG 3Y:00-MIN | 05/31/2019 | 05/01/2020 | COOPER AMBULATORY OFF-SITES |  |  | SITE 173761 |  | CATHY CRAWFORD
|  | SIEMENS MEDICAL | C.CAM | RADIOGRAPHIC, SPECT |  | BRACE ROAD-CARDIOLOGY | 1210 Brace Rd | Heart Institute |  | 01/14/2005 |  | 1/14/10 |  |  | NO | YES |  |  |  |  | SIEMENS MEDICAL 10366006 1109 |  |  | Active |  | 00:0D:56:D4:9E:6A |  | Equipment | 6M:00-MFG 3Y:00-MIN | 10/25/2019 | 04/01/2020 | COOPER AMBULATORY OFF-SITES |  |  | Testing 2 |  | Beth Mook
|  | CARESTREAM HEALTH, INC. | DRX EVOLUTION PLUS | RADIOGRAPHIC, X-RAY ROOM |  | RADIOLOGY DIAGNOSTICS | Kelemen |  |  | 12/12/2017 |  | 12/12/24 |  |  | NO | YES |  |  |  |  | CARESTREAM HEALTH, INC. 10732385 010292 |  |  | Active |  | 68:05:CA:66:A3:81 |  | Equipment | 6M:00-MFG | 07/23/2019 | 01/01/2020 | COOPER UNIVERSITY HOSPITAL |  |  | ED-Computer for Plate | 0012678247 | PAULETTE DUCKREY | Performance Verification | Closed | Josh Harris | 01/26/2018 | 01/26/2018 | INCOMING INVENTORY | DEVICE INVENTORIED | 7B631C82-FE58-4136-9DAE-2198CDFB579A | Labor | 01/26/2018 | 01/26/2018 | Josh Harris
|  | CARESTREAM HEALTH, INC. | Q-RAD | RADIOGRAPHIC, X-RAY ROOM | QRAD-18R-03005 | VOORHEES SURGERY CENTER-RADIOLOGY | 900 Centennial Blvd | Suite B |  | 03/05/2019 |  | 3/5/26 |  |  | NO | YES |  |  |  |  | CARESTREAM HEALTH, INC. 11222047 QRAD-18R-03005 |  |  | Active |  | 11:11:11:11:11:11 |  | Equipment | 1Y:00-MFG | 03/05/2019 | 03/05/2019 | COOPER AMBULATORY OFF-SITES |  |  | Suite B - Room 161 | WOT00000002346410 | PAT STIENES | Performance Verification | Closed | Charles Santomero | 03/05/2019 | 03/05/2019 | Performance Verification for CARESTREAM HEALTH, INC. 11222047 QRAD-18R-03005 | Initial Install of Performance Verification. Device is ready for patient use. |  |  | 03/05/2019 | 03/05/2019
|  | CARESTREAM HEALTH, INC. | Q-RAD | RADIOGRAPHIC, X-RAY ROOM |  | KINGS HIGHWAY-RADIOLOGY | 1103 N Kings Hwy |  |  | 11/01/2019 |  | 11/1/26 |  |  | NO | YES |  |  |  |  | CARESTREAM HEALTH, INC. 11222056 |  |  | Active |  | 99:99:99:99:99:99 |  | Equipment | 1Y:00-MFG | 11/01/2019 | 11/01/2019 | COOPER AMBULATORY OFF-SITES |  |  | General X-Ray | WOT00000001733492 | SUZEN SCHAFFER | Repair | Closed | Charles Santomero | 11/01/2019 | 11/01/2019 | Lock on tube keeps getting loose causing alignment issues with wall bucky. | System under warranty. PMI came in and rectified issue. OVP, RTS | EXP2114999 | Labor | 11/01/2019 | 11/01/2019 | Charles Santomero
|  | CARESTREAM HEALTH, INC. | Q-RAD | RADIOGRAPHIC, X-RAY ROOM | QRAD-17R-11011 | ORTHOPEDICS | 525 NJ-73 |  |  | 01/16/2019 |  | 1/16/26 |  |  | NO | YES |  |  |  |  | CARESTREAM HEALTH, INC. 11208111 QRAD-17R-11011 |  |  | Active |  | 11:11:11:11:11:11 |  | Equipment | 1Y:00-MFG | 01/16/2019 | 01/16/2019 | COOPER AMBULATORY OFF-SITES |  |  | Marlton, Rt 73 SUITE 303 EVESHAM COMMONS | WOT00000001989193 | JOAN STEAD | Performance Verification | Closed | Charles Santomero | 01/16/2019 | 01/16/2019 | Performance Verification for CARESTREAM HEALTH, INC. 11208111 QRAD-17R-11011 | Initial Install of Performance Verification. Device is ready for patient use. |  |  | 01/16/2019 | 01/16/2019
|  | CONTINENTAL | TM 30 | RADIOGRAPHIC, X-RAY ROOM |  |  | 3740 West Chester Pike | [7 empty] | YES | YES
|  | DEL MEDICAL | CMP 200 | RADIOGRAPHIC, X-RAY ROOM | BFA551-0714 | CINNAMINSON URGENT CARE | 195 US-130 |  |  | 08/01/2014 |  | 8/1/21 |  |  | NO | YES |  |  |  |  | COMMUNICATIONS AND POWER INDUSTRIES (CPI 10365760 BFA551-0714 |  |  | Active |  | 99:99:99:99:99:99 |  | Equipment | 6M:00-MIN 1Y:00-MFG 5Y:00-RPLC | 06/28/2019 | 12/01/2019 | COOPER AMBULATORY OFF-SITES |  |  | X-RAY |  | MELISSA PORTOBANCO
|  | DEL MEDICAL | CMP 200 | RADIOGRAPHIC, X-RAY ROOM | J0108623M14 | CHERRY HILL URGENT CARE | 2001 Route 70 East |  |  | 10/30/2019 |  | 10/30/26 |  |  | NO | YES |  |  |  |  | DEL MEDICAL 30143177 J0108623M14 |  |  | Active |  | 99:99:99:99:99:99 |  | Equipment | 6M:00-MFG 1Y:00-MIN 3Y:00-RPLC | 10/30/2019 | 10/30/2019 | COOPER AMBULATORY OFF-SITES |  |  | 6 MONTH PM |  | MELISSA PORTOBANCO |  |  |  | 10/30/2019 | 10/30/2019 |  |  |  |  | 10/30/2019 | 10/30/2019
|  | DEL MEDICAL | CMP 200 | RADIOGRAPHIC, X-RAY ROOM | J0106236E13 | 401 KINGS HIGHWAY - ORTHOPEDICS | 401 Kings Hwy South |  |  | 08/27/2013 |  | 8/27/20 |  |  | NO | YES |  |  |  |  | COMMUNICATIONS AND POWER INDUSTRIES (CPI 10346102 J0106236E13 |  |  | Active |  | 99:99:99:99:99:99 |  | Equipment | 6M:00-MIN 1Y:00-MFG 5Y:00-RPLC | 05/29/2019 | 05/01/2020 | COOPER AMBULATORY OFF-SITES |  |  | XRAY- 401 Kings Hwy South |  | HELEN BOYLE
|  | DEL MEDICAL | INDICO 100 | RADIOGRAPHIC, X-RAY ROOM | 7135-07 | VOORHEES ORTHOPEDICS | 901 Centennial Blvd | Building 1 |  | 05/19/2004 |  | 5/19/11 |  |  | NO | YES |  |  |  |  | DEL MEDICAL 10356928 7135-07 |  |  | Active |  | 99:99:99:99:99:99 |  | Equipment | 6M:00-MFG 1Y:00-MIN 5Y:00-BAT | 08/29/2019 | 02/01/2020 | COOPER AMBULATORY OFF-SITES |  |  | BDLG 2 SUITE 203 RADIOLOGY |  | CAROL STRANTON
|  | SHIMADZU MEDICAL SYSTEMS | RADSPEED UD150B-40 | RADIOGRAPHIC, X-RAY ROOM | 7135-13 | 3 COOPER-RADIOLOGY | 3 Cooper |  |  | 09/14/2016 |  | 9/14/23 |  |  | NO | YES |  |  |  |  | SHIMADZU MEDICAL SYSTEMS 10505030 7135-13 |  |  | Active |  | 99:99:99:99:99:99 |  | Equipment | 6M:00-MFG 2Y:00-RPLC | 09/27/2019 | 03/01/2020 | COOPER AMBULATORY OFF-SITES |  |  | Newest room, Rm E | 0011227970 | JUDY ADIRZONE | Preventative Maintenance | Closed | Bonnie Aichroth | 02/21/2017 | 02/21/2017 | PERFORMANCE ASSURANCE AT INVENTORY | INVENTORIED DEVICE AND ENSURED DEVICE WAS FUNCTIONING PROPERLY. | 000BFC85-3F86-4876-8B15-E34D5EBAB9F0 | Labor | 02/09/2017 | 02/09/2017 | Charles Santomero
|  | SHIMADZU MEDICAL SYSTEMS | RADSPEED UD150B-40 | RADIOGRAPHIC, X-RAY ROOM | 0164M46705 | 3 COOPER-RADIOLOGY | 3 Cooper |  |  | 04/19/2006 |  | 4/19/13 |  |  | NO | YES |  |  |  |  | SHIMADZU MEDICAL SYSTEMS 10347649 0164M46705 |  |  | Active |  | 99:99:99:99:99:99 |  | Equipment | 6M:00-MFG 2Y:00-RPLC | 09/27/2019 | 03/01/2020 | COOPER AMBULATORY OFF-SITES |  |  | Old ED, Rm D |  | JUDY ADIRZONE
|  | SHIMADZU MEDICAL SYSTEMS | RADSPEED UD150B-40 | RADIOGRAPHIC, X-RAY ROOM | 502-23588 | 3 COOPER-RADIOLOGY | 3 Cooper |  |  | 11/01/2007 |  | 11/1/14 |  |  | NO | YES |  |  |  |  | SHIMADZU MEDICAL SYSTEMS 10347636 502-23588 |  |  | Active |  | 99:99:99:99:99:99 |  | Equipment | 6M:00-MFG 2Y:00-RPLC | 09/27/2019 | 03/01/2020 | COOPER AMBULATORY OFF-SITES |  |  | Original RadSpeed, Rm C |  | JUDY ADIRZONE
|  | SIEMENS HEALTHCARE DIAGNOSTICS | YSIO MAX | RADIOGRAPHIC, X-RAY ROOM |  |  | Kelemen | BASEMENT | [6 empty] | YES | YES
|  | SUMMIT INDUSTRIES | AMRAD AC300 | RADIOGRAPHIC, X-RAY ROOM | J0106437G13 | AUDUBON URGENT CARE | 318 S White Horse Pike |  |  | 08/27/2013 |  | 8/27/20 |  |  | NO | YES |  |  |  |  | SUMMIT INDUSTRIES 10365747 J0106437G13 |  |  | Active |  | 99:99:99:99:99:99 |  | Equipment | 1Y:00-MFG | 11/01/2019 | 11/01/2020 | COOPER AMBULATORY OFF-SITES |  |  | X-Ray Generator-Rm 109 |  | MELISSA PORTOBANCO
|  | PANORAMIC | PC-4000 | RADIOGRAPHIC, X-RAY, DENTAL | CB40373 |  | Kelemen | [7 empty] | YES | YES
|  | VATECH | PAX-REVE 3D | RADIOGRAPHIC, X-RAY, DENTAL | XG0210081 |  | 2 Plaza Dr | [7 empty] | YES | YES
|  | CARESTREAM HEALTH, INC. | DRX-REVOLUTION | RADIOGRAPHIC, X-RAY, PORTABLE |  | TRAUMA ADMIT | Kelemen |  |  | 05/30/2017 |  | 5/30/24 |  |  | NO | YES |  |  |  |  | CARESTREAM HEALTH, INC. 10505048 2724 |  |  | Active |  | 00:0B:AB:CC:61:1A |  | Equipment | 1Y:00-MFG | 02/22/2019 | 02/01/2020 | COOPER UNIVERSITY HOSPITAL |  |  | Trauma Admit, Site 8192 | 0011866012 | Diane Floyd | Preventative Maintenance | Closed | Bonnie Aichroth | 06/30/2017 | 06/30/2017 | PERFORMANCE ASSURANCE AT INVENTORY | INVENTORIED DEVICE AND ENSURED DEVICE WAS FUNCTIONING PROPERLY. | EF22F148-01FC-4AB2-9D2F-4595706B84EB | Labor | 05/30/2017 | 05/30/2017 | Charles Santomero
|  | CARESTREAM HEALTH, INC. | DRX-REVOLUTION | RADIOGRAPHIC, X-RAY, PORTABLE | K58030294 |  | Pavilion | [7 empty] | YES | YES
|  | CARESTREAM HEALTH, INC. | DRX-REVOLUTION | RADIOGRAPHIC, X-RAY, PORTABLE |  |  | Kelemen | Basement | [6 empty] | NO | YES | Serial Number 7013
|  | GE HEALTHCARE | AMX 4 | RADIOGRAPHIC, X-RAY, PORTABLE | NOT KNOWN | CHERRY HILL BONE AND JOINT | 1878 Marlton Pike East |  |  | 08/04/2017 |  | 8/4/24 |  |  | NO | YES |  |  |  |  | GE MEDICAL SYSTEMS 10732389 NOT KNOWN |  |  | Active | 10732389, TL10732389, TAMX4+/UNKNOWN | 99:99:99:99:99:99 |  | Equipment | 1Y:00-MFG | 01/31/2019 | 01/01/2020 | COOPER AMBULATORY OFF-SITES |  |  | 1878 Rt 70- Suite 5 | WOT00000000899858 | CASSANDRA RIVERA | Performance Verification | Closed | Charles Santomero | 05/03/2018 | 06/06/2019 | Performance Verification for GE MEDICAL SYSTEMS 10732389 974292WK5 | Initial Install of Performance Verification. Device is ready for patient use.
|  | GE HEALTHCARE | AMX 4 | RADIOGRAPHIC, X-RAY, PORTABLE | 979522WKO | VOORHEES SURGERY CENTER-OPERATING ROOM | 900 Centennial Blvd | Suite E |  | 05/08/2003 |  | 5/8/10 |  |  | NO | YES |  |  |  |  | GE MEDICAL SYSTEMS 10346014 979522WKO |  |  | Active |  | 99:99:99:99:99:99 |  | Equipment | 6M:00-MIN 1Y:00-MFG 3Y:00-RPLC | 10/29/2019 | 04/01/2020 | COOPER AMBULATORY OFF-SITES |  |  | NURSES STATION |  | JENNIFER BOMBARO
|  | GE HEALTHCARE | OPTIMA XR220AMX | RADIOGRAPHIC, X-RAY, PORTABLE, DIGITAL | SB2201600057WK |  | Kelemen | BASEMENT | [6 empty] | NO | YES
|  | SHIMADZU MEDICAL SYSTEMS | MOBILEDART EVOLUTION | RADIOGRAPHIC, X-RAY, PORTABLE, DIGITAL | 41F41DD87003 | RADIOLOGY DIAGNOSTICS | Kelemen | BASEMENT |  | 10/29/2019 |  | 10/29/26 |  |  | NO | YES |  |  |  |  | SHIMADZU MEDICAL SYSTEMS 11208088 41F41DD87003 |  |  | Active |  | 78:D2:94:B3:09:27 |  | Equipment | 1Y:00-MFG | 10/29/2019 | 10/29/2019 | COOPER UNIVERSITY HOSPITAL |  |  | DP8 | WOT00000001840266 | PAULETTE DUCKREY | Performance Verification | Closed | Charles Santomero | 10/29/2019 | 10/29/2019 | Performance Verification for SHIMADZU MEDICAL SYSTEMS 11208088 41F41DD87003 | Initial Install of Performance Verification. Device is ready for patient use. |  |  | 10/29/2019 | 10/29/2019
|  | SHIMADZU MEDICAL SYSTEMS | MOBILEDART EVOLUTION | RADIOGRAPHIC, X-RAY, PORTABLE, DIGITAL | 0162S65310 | RADIOLOGY DIAGNOSTICS | Kelemen |  |  | 02/18/2009 |  | 2/18/16 |  |  | NO | YES |  |  |  |  | SHIMADZU MEDICAL SYSTEMS 10368711 0162S65310 |  |  | Active |  | 00:C0:CA:32:B7:EB |  | Equipment | 6M:00-MFG 1Y:00-MIN | 07/24/2019 | 01/01/2020 | COOPER UNIVERSITY HOSPITAL |  |  | DP3 |  | PAULETTE DUCKREY
|  | SHIMADZU MEDICAL SYSTEMS | MOBILEDART EVOLUTION | RADIOGRAPHIC, X-RAY, PORTABLE, DIGITAL | 0162S65308 | RADIOLOGY DIAGNOSTICS | Kelemen | BASEMENT |  | 02/18/2009 |  | 2/18/16 |  |  | NO | YES |  |  |  |  | SHIMADZU MEDICAL SYSTEMS 10368631 0162S65308 |  |  | Active |  | 00:C0:CA:32:BC:DD |  | Equipment | 6M:00-MFG 1Y:00-MIN | 07/24/2019 | 01/01/2020 | COOPER UNIVERSITY HOSPITAL |  |  | DP2 |  | PAULETTE DUCKREY
|  | SHIMADZU MEDICAL SYSTEMS | MOBILEDART EVOLUTION | RADIOGRAPHIC, X-RAY, PORTABLE, DIGITAL | 410001B41003 | RADIOLOGY DIAGNOSTICS | Kelemen | BASEMENT |  | 04/30/2014 |  | 4/30/21 |  |  | NO | YES |  |  |  |  | SHIMADZU MEDICAL SYSTEMS 10368630 410001B41003 |  |  | Active |  | 00:C0:CA:32:C0:4A |  | Equipment | 6M:00-MFG 1Y:00-MIN | 07/24/2019 | 01/01/2020 | COOPER UNIVERSITY HOSPITAL |  |  | DP6 |  | PAULETTE DUCKREY
|  | SHIMADZU MEDICAL SYSTEMS | MOBILEDART EVOLUTION | RADIOGRAPHIC, X-RAY, PORTABLE, DIGITAL | 410001B13018 | RADIOLOGY DIAGNOSTICS | Kelemen |  |  | 02/18/2011 |  | 2/18/18 |  |  | NO | YES |  |  |  |  | SHIMADZU MEDICAL SYSTEMS 10346360 410001B13018 |  |  | Active |  | 00:80:17:6D:01:E7 |  | Equipment | 6M:00-MFG 1Y:00-MIN | 07/24/2019 | 01/01/2020 | COOPER UNIVERSITY HOSPITAL |  |  | DP4 |  | PAULETTE DUCKREY
|  | HOLOGIC, INC. | HORIZON - W | RADIOPGAPHIC, BONE DENSITOMETER | 301262M | KINGS HIGHWAY-RADIOLOGY | 1103 N Kings Hwy |  |  | 04/16/2019 |  | 4/16/24 |  |  | NO | YES |  |  |  |  | HOLOGIC, INC. 11222037 301262M |  |  | Active |  | C8:D3:FF:C0:4A:CE |  | Equipment | 1Y:00-MFG | 04/16/2019 | 04/16/2019 | COOPER AMBULATORY OFF-SITES |  |  | K. Hwy Rm 106 | WOT00000001038329 | SUZEN SCHAFFER | Repair | Closed | Charles Santomero | 04/16/2019 | 04/16/2019 | DEXA machine; query retrieving old exams not working, can't retrieve baseline studies, not printing comments on reports, unit turning off by itself. | 6-13: THIS NEW UNIT IS UNDER WARRANTY. OPENED A SERVICE CALL WITH HOLOGIC AND RECEIVED A CALL FROM FSE. HE SAYS HE WILL BE ON SITE THE FOLLOWING DAY, 6-14. Hologic engineer Tom Avellino was on site June 14th. He resolved the issues and also provided some additional education on how to use the system. Requested service report. Will attach when received. | EXP0779372 | Labor | 04/16/2019 | 04/16/2019 | Charles Santomero
|  | HOLOGIC, INC. | HORIZON - W | RADIOPGAPHIC, BONE DENSITOMETER | 301128M | RIPPA CENTER-OB/GYN | 6100 Main St |  |  | 04/20/2018 |  | 4/20/23 |  |  | NO | YES |  |  |  |  | HOLOGIC, INC. 10732380 301128M |  |  | Active |  | C8:D3:FF:C0:4A:74 |  | Equipment | 1Y:00-MFG | 04/16/2019 | 03/01/2020 | COOPER AMBULATORY OFF-SITES |  |  | DEXA | WOT00000001043171 | PATRICIA HUFF | Performance Verification | Closed | Charles Santomero | 06/13/2018 | 06/12/2019 | Performance Verification for HOLOGIC, INC. 10732380 301128M | Initial Install of Performance Verification. Device is ready for patient use.
|  | ABBOTT LABORATORIES | M2000SP | REAL TIME SYSTEM |  | LAB MICROBIOLOGY | Pavilion | BASEMENT |  | 08/05/2013 |  |  |  |  | NO | YES |  |  |  |  | ABBOTT LABORATORIES 10367981 275021676 |  |  | Active |  | 99:99:99:99:99:99 |  | Equipment | 1Y:00-MFG | 11/01/2019 | 11/01/2020 | COOPER UNIVERSITY HOSPITAL |  |  | MICROBIOLOGY |  | COURTNEY BARRY
|  | ABBOTT LABORATORIES | M2000SP | REAL TIME SYSTEM |  | LAB MICROBIOLOGY | Pavilion | BASEMENT |  | 08/09/2013 |  |  |  |  | NO | YES |  |  |  |  | ABBOTT LABORATORIES 10367975 10720 |  |  | Active |  | 99:99:99:99:99:99 |  | Equipment | 1Y:00-MFG | 11/01/2019 | 11/01/2020 | COOPER UNIVERSITY HOSPITAL |  |  | MICROBIOLOGY P014G |  | COURTNEY BARRY
|  | GE HEALTHCARE | E-REC-OO | RECORDER, CHART |  |  | 900 Centennial Blvd | Suite E | [6 empty] | NO | YES
|  | GE HEALTHCARE | PRN 50 | RECORDER, CHART | Rpv14246236ga |  | Kelemen | [7 empty] | NO | YES
|  | GE HEALTHCARE | PRN 50 | RECORDER, CHART | RPV07039775GA | EMERGENCY ROOM | Kelemen | HP |  | 05/01/2007 |  | 5/1/12 |  |  | NO | YES |  |  |  |  | GE MEDICAL SYSTEMS 10368783 RPV07039775GA |  |  | Active |  | 99:99:99:99:99:99 |  | Equipment | PAAR:00-PVAR | 11/01/2019 |  | COOPER UNIVERSITY HOSPITAL |  |  | ER NURSE STATION | WOT00000000533324 | KAREN GRUBER | Disposition | Closed | Richard Jolly | 02/08/2018 | 05/17/2019 | Bulk Disposition CNL
|  | GE HEALTHCARE | PRN 50 | RECORDER, CHART | RPV04260122GA | EMERGENCY ROOM | Kelemen |  |  | 09/17/2004 |  | 9/17/09 |  |  | NO | YES |  |  |  |  | GE MEDICAL SYSTEMS 10368140 RPV04260122GA |  |  | Active |  | 99:99:99:99:99:99 |  | Equipment | PAAR:00-PVAR | 11/02/2019 |  | COOPER UNIVERSITY HOSPITAL |  |  | PEDS ER NURSE STATION | WOT00000000533312 | KAREN GRUBER | Disposition | Closed | Richard Jolly | 02/08/2018 | 05/21/2019 | Bulk Disposition CNL
|  | GE HEALTHCARE | PRN 50 | RECORDER, CHART | RPV07039795GA |  | Kelemen |  |  | 04/24/2007 |  | 4/24/12 |  |  | NO | YES |  |  |  |  | GE MEDICAL SYSTEMS 10365428 RPV07039795GA |  |  | Active |  | 99:99:99:99:99:99 | [5 empty] | COOPER UNIVERSITY HOSPITAL |  |  | ED TRUMA ROOMS | WOT00000000533327 |  | Disposition | Closed | Richard Jolly | 02/08/2018 | 05/22/2019 | Bulk Disposition CNL
|  | GE Healthcare | PRN 50 | RECORDER, CHART | RPV07039758GA |  | Kelemen |  |  | 04/30/2007 |  | 4/30/12 |  |  | NO | YES |  |  |  |  | GE MEDICAL SYSTEMS 10364987 RPV07039758GA |  |  | Active |  | 99:99:99:99:99:99 | [5 empty] | COOPER UNIVERSITY HOSPITAL |  |  | BIOMED | WOT00000002204633 |  | Disposition | Closed | Michael Youch | 02/14/2019 | 05/17/2019 | Bulk Disposition CNL
|  | GE HEALTHCARE | PRN 50 | RECORDER, CHART | RPV07019648GA |  | Kelemen |  |  | 02/13/2007 |  | 2/13/12 |  |  | NO | YES |  |  |  |  | GE MEDICAL SYSTEMS 10364980 RPV07019648GA |  |  | Active |  | 99:99:99:99:99:99 | [5 empty] | COOPER UNIVERSITY HOSPITAL |  |  | peds 7 | WOT00000000533321 |  | Disposition | Closed | Gene Amodei | 02/08/2018 | 05/24/2019 | Bulk Disposition CNL
|  | GE HEALTHCARE | PRN 50 | RECORDER, CHART | NOT KNOWN | KELEMEN 8 PCU | Kelemen |  |  | 01/01/1900 |  |  |  |  | NO | YES |  |  |  |  | GE MEDICAL SYSTEMS 10355568 NOT KNOWN |  |  | Active |  | 99:99:99:99:99:99 |  | Equipment | PAAR:00-PVAR | 11/02/2019 |  | COOPER UNIVERSITY HOSPITAL |  |  | Biomed | WOT00000002202169 | BYRON WELLS | Disposition | Closed | Michael Youch | 02/14/2019 | 05/17/2019 | Bulk Disposition CNL
|  | GE Healthcare | PRN 50 | RECORDER, CHART | RPV07039772GA |  | Kelemen |  |  | 01/01/1900 |  |  |  |  | NO | YES |  |  |  |  | GE MEDICAL SYSTEMS 10355567 RPV07039772GA |  |  | Active |  | 99:99:99:99:99:99 | [5 empty] | COOPER UNIVERSITY HOSPITAL |  |  | PCU/8N MONITOR RM | WOT00000000659536 |  | Repair | Closed | Salvatore Bombara | 03/16/2018 | 10/28/2018 | Rubber wheel for paper to come out is deteriorated and paper is sticking to wheel |  | EXP0300217 | Parts |  |  | Salvatore Bombara
|  | GE HEALTHCARE | PRN 50 | RECORDER, CHART | RPV04260164GA |  | Kelemen |  |  | 09/17/2004 |  | 9/17/09 |  |  | NO | YES |  |  |  |  | GE MEDICAL SYSTEMS 10355557 RPV04260164GA |  |  | Active |  | 99:99:99:99:99:99 | [5 empty] | COOPER UNIVERSITY HOSPITAL |  |  | PCU/8N MONITOR RM
|  | GE HEALTHCARE | PRN 50 | RECORDER, CHART | K0PV6708G |  | Kelemen |  |  | 11/01/2000 |  | 11/1/05 |  |  | NO | YES |  |  |  |  | GE MEDICAL SYSTEMS 10355554 K0PV6708G |  |  | Active |  | 99:99:99:99:99:99 | [5 empty] | COOPER UNIVERSITY HOSPITAL |  |  | PCU/8N MONITOR RM | WOT00000002202136 |  | Disposition | Closed | Michael Youch | 02/14/2019 | 05/17/2019 | Bulk Disposition CNL
|  | GE HEALTHCARE | PRN 50-M | RECORDER, CHART | A1996686 |  | Kelemen | [7 empty] | YES | YES
|  | GE HEALTHCARE | PRN 50-M | RECORDER, CHART | Rpv04350559ga |  | Kelemen | [7 empty] | YES | YES
|  | GE HEALTHCARE | PRN 50-M | RECORDER, CHART | rpv10151895ga |  | Kelemen | [7 empty] | NO | YES
|  | GE HEALTHCARE | PRN 50-M | RECORDER, CHART | Rpv09390507ga |  | Kelemen | [7 empty] | NO | YES
|  | GE HEALTHCARE | PRN 50-M | RECORDER, CHART | Rpv14246237ga |  | Kelemen | [7 empty] | YES | YES
|  | GE HEALTHCARE | PRN 50-M | RECORDER, CHART | RPV12178838GA |  | Kelemen | [7 empty] | NO | YES
|  | GE HEALTHCARE | PRN 50-M | RECORDER, CHART | Rpv11166070ga |  | Kelemen | [7 empty] | NO | YES
|  | GE HEALTHCARE | PRN 50-M | RECORDER, CHART | RPV11176178GA |  | Kelemen |  |  | 03/21/2011 |  | 3/21/16 |  |  | NO | YES |  |  |  |  | GE MEDICAL SYSTEMS 10369381 RPV11176178GA |  |  | Active |  | 99:99:99:99:99:99 | [5 empty] | COOPER UNIVERSITY HOSPITAL |  |  | k1. er
|  | GE HEALTHCARE | PRN 50-M | RECORDER, CHART | RPV07039798GA |  | Kelemen | [7 empty] | YES | YES
|  | GE HEALTHCARE | PRN 50-M | RECORDER, CHART | RPV10453641GA |  | Kelemen | Basement |  | 09/09/2010 |  | 9/9/15 |  |  | NO | YES |  |  |  |  | GE MEDICAL SYSTEMS 10368708 RPV10453641GA |  |  | Active |  | 99:99:99:99:99:99 | [5 empty] | COOPER UNIVERSITY HOSPITAL |  |  | B6 - Holding | WOT00000000533345 |  | Disposition | Closed | Charles Santomero | 02/08/2018 | 05/13/2019 | Bulk Disposition CNL
|  | GE HEALTHCARE | PRN 50-M | RECORDER, CHART | RPV07039796GA |  | Kelemen |  |  | 04/24/2007 |  | 4/24/12 |  |  | NO | YES |  |  |  |  | GE MEDICAL SYSTEMS 10368199 RPV07039796GA |  |  | Active |  | 99:99:99:99:99:99 | [5 empty] | COOPER UNIVERSITY HOSPITAL |  |  | TAA3 | WOT00000000533328 |  | Disposition | Closed | Richard Jolly | 02/08/2018 | 05/22/2019 | Bulk Disposition CNL
|  | GE HEALTHCARE | PRN 50-M | RECORDER, CHART | RPV07039776GA |  | Kelemen |  |  | 04/24/2007 |  | 4/24/12 |  |  | NO | YES |  |  |  |  | GE MEDICAL SYSTEMS 10368183 RPV07039776GA |  |  | Active |  | 99:99:99:99:99:99 | [5 empty] | COOPER UNIVERSITY HOSPITAL |  |  | PED TRAUMA RM | WOT00000000533325 |  | Disposition | Closed | Richard Jolly | 02/08/2018 | 05/22/2019 | Bulk Disposition CNL
|  | GE HEALTHCARE | PRN 50-M | RECORDER, CHART | RPV07039756GA |  | Kelemen | BASEMENT |  | 04/30/2007 |  | 4/30/12 |  |  | NO | YES |  |  |  |  | GE MEDICAL SYSTEMS 10368097 RPV07039756GA |  |  | Active |  | 99:99:99:99:99:99 | [5 empty] | COOPER UNIVERSITY HOSPITAL |  |  | TICU-NURSE STATION | WOT00000000533322 |  | Disposition | Closed | Richard Jolly | 02/08/2018 | 05/24/2019 | Bulk Disposition CNL
|  | GE HEALTHCARE | PRN 50-M | RECORDER, CHART | rpv12389643ga | ANGIOGRAPHY | Pavilion |  |  | 01/01/1900 |  |  |  |  | NO | YES |  |  |  |  | GE MEDICAL SYSTEMS 10367815 rpv12389643ga |  |  | Disposition |  | 99:99:99:99:99:99 |  | Equipment | PAAR:00-PVAR | 11/02/2019 |  | COOPER UNIVERSITY HOSPITAL |  |  | ? | WOT00000002200540 | PAULETTE DUCKREY | Disposition | Closed | Stephen Zubrzycki | 02/14/2019 | 05/24/2019 | Bulk Disposition CNL | CNL for 2 years in a row. Checked my depts and Angio. Dispositioning unit. | EXP3004534 | Labor | 05/24/2019 | 05/24/2019 | Stephen Zubrzycki
|  | GE Healthcare | PRN 50-M | RECORDER, CHART | J2PV4193G |  | Kelemen | [7 empty] | YES | YES
|  | GE HEALTHCARE | PRN 50-M | RECORDER, CHART | RPV07029714GA |  | Kelemen |  |  | 04/30/2007 |  | 4/30/12 |  |  | NO | YES |  |  |  |  | GE MEDICAL SYSTEMS 10367271 RPV07029714GA |  |  | Active |  | 99:99:99:99:99:99 | [5 empty] | COOPER UNIVERSITY HOSPITAL |  |  | ccu NURSE'S STATION | 0012123109 |  | Repair | Closed | Michael Youch | 08/30/2017 | 09/08/2017 | EKG STRIP PRINTER - BROKEN - PLEASE SEE ASAP - CCU NURSES STATION |  | 9B31AA92-D0C0-4576-B05C-5A67A091CAAB | Parts | 01/01/1900 | 01/01/1900 | Michael Youch
|  | GE Healthcare | PRN 50-M | RECORDER, CHART | RPV07039777GA |  | Kelemen |  |  | 05/01/2007 |  | 5/1/12 |  |  | NO | YES |  |  |  |  | GE MEDICAL SYSTEMS 10366527 RPV07039777GA |  |  | Active |  | 99:99:99:99:99:99 | [5 empty] | COOPER UNIVERSITY HOSPITAL |  |  | Biomed | WOT00000000533326 |  | Disposition | Closed | Michael Youch | 02/08/2018 | 05/14/2019 | Bulk Disposition CNL
|  | GE HEALTHCARE | PRN 50-M | RECORDER, CHART | RPV1117676GA |  | Kelemen |  |  | 04/04/2011 |  | 4/4/16 |  |  | NO | YES |  |  |  |  | GE MEDICAL SYSTEMS 10366385 RPV1117676GA |  |  | Active |  | 99:99:99:99:99:99 | [5 empty] | COOPER UNIVERSITY HOSPITAL |  |  | NURSE STATION | WOT00000000533349 |  | Disposition | Closed | Richard Jolly | 02/08/2018 | 05/21/2019 | Bulk Disposition CNL
|  | GE HEALTHCARE | PRN 50-M | RECORDER, CHART | RPV07039773GA |  | Pavilion |  |  | 04/24/2007 |  | 4/24/12 |  |  | NO | YES |  |  |  |  | GE MEDICAL SYSTEMS 10365130 RPV07039773GA |  |  | Active |  | 99:99:99:99:99:99 | [5 empty] | COOPER UNIVERSITY HOSPITAL |  |  | ICU
|  | GE HEALTHCARE | PRN 50-M | RECORDER, CHART | K3PV7469G |  | Kelemen |  |  | 11/01/2005 |  | 11/1/10 |  |  | NO | YES |  |  |  |  | GE MEDICAL SYSTEMS 10364989 K3PV7469G |  |  | Active |  | 99:99:99:99:99:99 | [5 empty] | COOPER UNIVERSITY HOSPITAL |  |  | pcu/8n monitor room | WOT00000002204637 |  | Disposition | Closed | Michael Youch | 02/14/2019 | 05/17/2019 | Bulk Disposition CNL
|  | GE Healthcare | PRN 50-M | RECORDER, CHART | RPN08377208GA |  | Kelemen |  |  | 01/08/2009 |  | 1/8/14 |  |  | NO | YES |  |  |  |  | GE MEDICAL SYSTEMS 10364986 RPN08377208GA |  |  | Active |  | 99:99:99:99:99:99 | [5 empty] | COOPER UNIVERSITY HOSPITAL |  |  | Biomed | WOT00000000533311 |  | Disposition | Closed | Gene Amodei | 02/08/2018 | 05/14/2019 | Bulk Disposition CNL
|  | GE HEALTHCARE | PRN 50-M | RECORDER, CHART | RPV06489244GA |  | Kelemen | [7 empty] | NO | YES
|  | GE Healthcare | PRN 50-M | RECORDER, CHART | rpv09410610ga |  | Kelemen |  |  | 01/01/1900 |  |  |  |  | NO | YES |  |  |  |  | GE MEDICAL SYSTEMS 10360477 rpv09410610ga |  |  | Active |  | 99:99:99:99:99:99 | [5 empty] | COOPER UNIVERSITY HOSPITAL |  |  | Biomed | WOT00000000533340 |  | Disposition | Closed | Gene Amodei | 02/08/2018 | 05/14/2019 | Bulk Disposition CNL
|  | GE HEALTHCARE | PRN 50-M | RECORDER, CHART | RPV14245918GA | PAVILION 8 | Pavilion |  |  | 03/06/2014 |  | 3/6/19 |  |  | NO | YES |  |  |  |  | GE MEDICAL SYSTEMS 10356639 RPV14245918GA |  |  | Active |  | 99:99:99:99:99:99 |  | Equipment | PAAR:00-PVAR | 11/02/2019 |  | COOPER UNIVERSITY HOSPITAL |  |  | 8 PAVILION CENTRAL | WOT00000002203540 | BRIAN OSHAUGHNESSY | Disposition | Closed | Gene Amodei | 02/14/2019 | 05/17/2019 | Bulk Disposition CNL
|  | GE HEALTHCARE | PRN 50-M | RECORDER, CHART | RPV114235889GA |  | Kelemen |  |  | 03/06/2014 |  | 3/6/19 |  |  | NO | YES |  |  |  |  | GE MEDICAL SYSTEMS 10356568 RPV114235889GA |  |  | Active |  | 99:99:99:99:99:99 | [5 empty] | COOPER UNIVERSITY HOSPITAL |  |  | NURSES' STATION 970 | WOT00000000547949 |  | Repair | Closed | Michael Youch | 02/15/2018 | 10/19/2018 | Doesn't print |  | EXP0205297 | Parts |  |  | Michael Youch
|  | GE HEALTHCARE | PRN 50-M | RECORDER, CHART | RPV11186380GA |  | Kelemen |  |  | 05/11/2011 |  | 5/11/16 |  |  | NO | YES |  |  |  |  | GE MEDICAL SYSTEMS 10356485 RPV11186380GA |  |  | Active |  | 99:99:99:99:99:99 | [5 empty] | COOPER UNIVERSITY HOSPITAL |  |  | CCL - Nurses Station
|  | GE HEALTHCARE | PRN 50-M | RECORDER, CHART | Rpv1424609ga |  | Kelemen | [7 empty] | YES | YES
|  | GE HEALTHCARE | PRN 50-M | RECORDER, CHART | RPU14246178GA |  | Kelemen |  |  | 04/22/2014 |  | 4/22/19 |  |  | NO | YES |  |  |  |  | GE MEDICAL SYSTEMS 10356250 RPU14246178GA |  |  | Active |  | 99:99:99:99:99:99 |  | Equipment | PAAR:00-PVAR | 11/02/2019 |  | COOPER UNIVERSITY HOSPITAL |  |  | HOLDING/ NURSE STATION | WOT00000002202913 | DOMINIC VENDETTA | Disposition | Closed | Salvatore Bombara | 02/14/2019 | 05/17/2019 | Bulk Disposition CNL
|  | GE HEALTHCARE | PRN 50-M | RECORDER, CHART | RPV08336855GA |  | Kelemen |  |  | 11/03/2008 |  | 11/3/13 |  |  | NO | YES |  |  |  |  | GE MEDICAL SYSTEMS 10356239 RPV08336855GA |  |  | Active |  | 99:99:99:99:99:99 |  | Equipment | PAAR:00-PVAR | 11/02/2019 |  | COOPER UNIVERSITY HOSPITAL |  |  | PAVILION 3RD/ NURSE STATION | WOT00000000533331 | FRANK OBRIEN | Disposition | Closed | Richard Jolly | 02/08/2018 | 05/21/2019 | Bulk Disposition CNL
|  | GE HEALTHCARE | PRN 50-M | RECORDER, CHART | RPV06489217GA |  | Kelemen |  |  | 04/30/2007 |  | 4/30/12 |  |  | NO | YES |  |  |  |  | GE MEDICAL SYSTEMS 10355610 RPV06489217GA |  |  | Active |  | 99:99:99:99:99:99 | [5 empty] | COOPER UNIVERSITY HOSPITAL |  |  | NURSE STATION BEDS 7 AND 8 | WOT00000000533320 |  | Disposition | Closed | Richard Jolly | 02/08/2018 | 05/13/2019 | Bulk Disposition CNL
|  | GE HEALTHCARE | PRN 50-M | RECORDER, CHART | Rvp042601123ga |  | Kelemen | [7 empty] | YES | YES
|  | GE HEALTHCARE | PRN 50-M | RECORDER, CHART | Rpv14235890ga |  | Kelemen | [7 empty] | YES | YES
|  | GE HEALTHCARE | PRN 50-M | RECORDER, CHART | K3PV7491G |  | Kelemen |  |  | 11/01/2005 |  | 11/1/10 |  |  | NO | YES |  |  |  |  | GE MEDICAL SYSTEMS 10355556 K3PV7491G |  |  | Active |  | 99:99:99:99:99:99 | [5 empty] | COOPER UNIVERSITY HOSPITAL |  |  | PCU/8N MONITOR RM
|  | GE Healthcare | PRN 50-M | RECORDER, CHART | RPV07029715GA |  | Kelemen |  |  | 11/01/2005 |  | 11/1/10 |  |  | NO | YES |  |  |  |  | GE MEDICAL SYSTEMS 10355553 RPV07029715GA |  |  | Active |  | 99:99:99:99:99:99 | [5 empty] | COOPER UNIVERSITY HOSPITAL |  |  | PCU/8N MONITOR RM | WOT00000002003294 |  | Repair | Closed | Stephen Zubrzycki | 01/22/2019 | 06/05/2019 | Not printing out strips |  | EXP2151433 | Parts |  |  | Stephen Zubrzycki
|  | GE HEALTHCARE | PRN 50-M | RECORDER, CHART | C2PV2241G |  | Kelemen |  |  | 11/01/2000 |  | 11/1/05 |  |  | NO | YES |  |  |  |  | GE MEDICAL SYSTEMS 10355552 C2PV2241G |  |  | Active |  | 99:99:99:99:99:99 | [5 empty] | COOPER UNIVERSITY HOSPITAL |  |  | PCU/8N MONITOR RM | WOT00000002023595 |  | Repair | Closed | Stephen Zubrzycki | 01/28/2019 | 06/05/2019 | Printer doesn't work |  | EXP2152880 | Labor | 01/28/2019 | 01/28/2019 | Stephen Zubrzycki
|  | GE HEALTHCARE | PRN 50-M | RECORDER, CHART | RPV13181964GA | ANESTHESIOLOGY | Pavilion |  |  | 03/29/2013 |  | 3/29/18 |  |  | NO | YES |  |  |  |  | GE MEDICAL SYSTEMS 10355499 RPV13181964GA |  |  | Active |  | 99:99:99:99:99:99 |  | Equipment | PAAR:00-PVAR | 11/02/2019 |  | COOPER UNIVERSITY HOSPITAL |  |  | OR 9 | WOT00000002202094 | GIACINTA ROUPAS | Disposition | Closed | Salvatore Bombara | 02/14/2019 | 05/19/2019 | Bulk Disposition CNL
|  | GE Healthcare | PRN 50-M | RECORDER, CHART | RPV09390524GA |  | Pavilion |  |  | 05/26/2009 |  | 5/26/14 |  |  | NO | YES |  |  |  |  | GE MEDICAL SYSTEMS 10355298 RPV09390524GA |  |  | Active |  | 99:99:99:99:99:99 | [5 empty] | COOPER UNIVERSITY HOSPITAL |  |  | Pav 6
|  | GE HEALTHCARE | PRN 50-M | RECORDER, CHART | RPV07029713GA | INTENSIVE CARE UNIT | Pavilion |  |  | 04/30/2007 |  | 4/30/12 |  |  | NO | YES |  |  |  |  | GE MEDICAL SYSTEMS 10349448 RPV07029713GA |  |  | Active |  | 99:99:99:99:99:99 |  | Equipment | PAAR:00-PVAR | 10/31/2019 |  | COOPER UNIVERSITY HOSPITAL |  |  |  |  | CAROLYN RUMELL
|  | GE HEALTHCARE | PRN 50-M | RECORDER, CHART | K3PV7483G | EMERGENCY ROOM | Kelemen |  |  | 11/02/2019 |  | 11/2/24 |  |  | NO | YES |  |  |  |  | GE MEDICAL SYSTEMS 30143116 K3PV7483G |  |  | Active |  | 99:99:99:99:99:99 |  | Equipment | PAAR:00-PVAR | 11/02/2019 | 11/02/2019 | COOPER UNIVERSITY HOSPITAL |  |  | EMERGENCY ROOM | WOT00000000527196 | KAREN GRUBER | Disposition | Closed | Richard Jolly | 11/02/2019 | 11/02/2019 | Bulk Disposition CNL |  |  |  | 11/02/2019 | 11/02/2019
|  | GE HEALTHCARE | PRN 50-M | RECORDER, CHART | B4PV8703G | VOORHEES SURGERY CENTER-OPERATING ROOM | 900 Centennial Blvd | Suite E |  | 05/08/2013 |  | 5/8/18 |  |  | NO | YES |  |  |  |  | GE MEDICAL SYSTEMS 10345425 B4PV8703G |  |  | Active |  | 99:99:99:99:99:99 |  | Equipment | PAAR:00-PVAR | 11/02/2019 |  | COOPER AMBULATORY OFF-SITES |  |  | OR 4 |  | JENNIFER BOMBARO
|  | GE Healthcare | PRN 50-M | RECORDER, CHART | RPV07039748GA |  | Kelemen |  |  | 04/30/2007 |  | 4/30/12 |  |  | NO | YES |  |  |  |  | GE MEDICAL SYSTEMS 10345226 RPV07039748GA |  |  | Active |  | 99:99:99:99:99:99 | [5 empty] | COOPER UNIVERSITY HOSPITAL |  |  | Biomed
|  | GE HEALTHCARE | PRN 50-M | RECORDER, CHART | RPV07039769GA | KELEMEN 8 PCU | Kelemen |  |  | 04/30/2007 |  | 4/30/12 |  |  | NO | YES |  |  |  |  | GE MEDICAL SYSTEMS 10345227 RPV07039769GA |  |  | Active |  | 99:99:99:99:99:99 |  | Equipment | PAAR:00-PVAR | 11/02/2019 |  | COOPER UNIVERSITY HOSPITAL |  |  | PCU/8N MONITOR RM |  | BYRON WELLS
|  | GE HEALTHCARE | PRN 50-M + | RECORDER, CHART | A1997072 |  | Kelemen | [7 empty] | YES | YES
|  | GE HEALTHCARE | PRN 50-M + | RECORDER, CHART | A2072399 |  | Kelemen | [7 empty] | YES | YES
|  | GE HEALTHCARE | PRN 50-M+ | RECORDER, CHART | A2080854 | ANESTHESIOLOGY | Pavilion |  |  | 10/31/2019 |  | 10/31/24 |  |  | NO | YES |  |  |  |  | GE MEDICAL SYSTEMS 11239145 A2080854 |  |  | Active |  | 99:99:99:99:99:99 |  | Equipment | PAAR:00-PVAR | 10/31/2019 | 10/31/2019 | COOPER UNIVERSITY HOSPITAL |  |  | SD Or 8 | WOT00000000616559 | GIACINTA ROUPAS | Performance Verification | Closed | Tom Burhart | 10/31/2019 | 10/31/2019 | Performance Verification for GE MEDICAL SYSTEMS 11239145 A2080854 | Initial Install of Performance Verification. Device is ready for patient use. |  |  | 10/31/2019 | 10/31/2019
|  | GE HEALTHCARE | PRN 50-M+ | RECORDER, CHART | A2080914 |  | Kelemen | [7 empty] | YES | YES
|  | GE HEALTHCARE | PRN 50-M+ | RECORDER, CHART | A1996664 |  | Pavilion | [7 empty] | YES | YES
|  | GE HEALTHCARE | PRN 50-M+ | RECORDER, CHART | A2037538 |  | Kelemen | [7 empty] | YES | YES
|  | GE HEALTHCARE | PRN 50-M+ | RECORDER, CHART | A1996625 |  | Dorrance | [7 empty] | YES | YES
|  | GE HEALTHCARE | PRN 50-M+ | RECORDER, CHART | A1926619 |  | 900 Centennial Blvd | Suite E | [6 empty] | NO | YES
|  | GE HEALTHCARE | PRN 50-M+ | RECORDER, CHART | A2080859 |  | Pavilion |  |  | 02/12/2018 |  | 2/12/23 |  |  | NO | YES |  |  |  |  | GE MEDICAL SYSTEMS 10752644 A2080859 |  |  | Active |  | 99:99:99:99:99:99 | [5 empty] | COOPER UNIVERSITY HOSPITAL |  |  | Performance Verification | WOT00000000549157 |  | Performance Verification | Closed | Salvatore Bombara | 02/15/2018 | 07/22/2019 | Performance Verification for GE MEDICAL SYSTEMS 10752644 A2080859
|  | GE HEALTHCARE | PRN 50-M+ | RECORDER, CHART | A1996630 |  | Pavilion | [7 empty] | YES | YES
|  | GE HEALTHCARE | PRN 50-M+ | RECORDER, CHART | A1996632 |  | Kelemen | [7 empty] | YES | YES
|  | GE HEALTHCARE | PRN 50-M+ | RECORDER, CHART | A1996658 |  | Dorrance | [7 empty] | YES | YES
|  | GE HEALTHCARE | PRN 50-M+ | RECORDER, CHART | A1926626 |  | 900 Centennial Blvd | Suite E | [6 empty] | NO | YES
|  | GE HEALTHCARE | PRN 50-M+ | RECORDER, CHART | A1967781 |  | Kelemen |  |  | 05/06/2016 |  | 5/6/21 |  |  | NO | YES |  |  |  |  | GE MEDICAL SYSTEMS 10505070 A1967781 |  |  | Active |  | 99:99:99:99:99:99 | [5 empty] | COOPER UNIVERSITY HOSPITAL |  |  | OPERATING ROOM K11
|  | GE HEALTHCARE | PRN 50-M+ | RECORDER, CHART | A1996636 |  | Kelemen | [7 empty] | YES | YES
|  | GE HEALTHCARE | PRN 50-M+ | RECORDER, CHART | A1996628 |  | Pavilion | [7 empty] | YES | YES
|  | GE HEALTHCARE | PRN 50-M+ | RECORDER, CHART | A2095000 |  | Kelemen | [7 empty] | YES | YES
|  | GE HEALTHCARE | PRN 50-M+ | RECORDER, CHART | A1993567 |  | Kelemen |  |  | 10/31/2019 |  | 10/31/24 |  |  | NO | YES |  |  |  |  | GE MEDICAL SYSTEMS 30244813 A1993567 |  |  | Active |  | 99:99:99:99:99:99 | [5 empty] | COOPER UNIVERSITY HOSPITAL |  |  | BIOMED | [5 empty] | 10/31/2019 | 10/31/2019 |  |  |  |  | 10/31/2019 | 10/31/2019
|  | GE HEALTHCARE | PRN 50-M+ | RECORDER, CHART | A1993656 |  | Kelemen |  |  | 10/31/2019 |  | 10/31/24 |  |  | NO | YES |  |  |  |  | GE MEDICAL SYSTEMS 30244811 A1993656 |  |  | Active |  | 99:99:99:99:99:99 | [5 empty] | COOPER UNIVERSITY HOSPITAL |  |  | BIOMED | [5 empty] | 10/31/2019 | 10/31/2019 |  |  |  |  | 10/31/2019 | 10/31/2019
|  | GE HEALTHCARE | PRN 50-M+ | RECORDER, CHART | A1993617 | MD ANDERSON INPATIENT ONCOLOGY | Pavilion |  |  | 10/31/2019 |  | 10/31/24 |  |  | NO | YES |  |  |  |  | GE MEDICAL SYSTEMS 30244806 A1993617 |  |  | Active |  | 99:99:99:99:99:99 |  | Equipment | PAAR:00-PVAR | 10/31/2019 | 10/31/2019 | COOPER UNIVERSITY HOSPITAL |  |  | P5 - Nurses Station |  | MIRIAM ZIEGLER |  |  |  | 10/31/2019 | 10/31/2019 |  |  |  |  | 10/31/2019 | 10/31/2019
|  | GE HEALTHCARE | PRN 50-M+ | RECORDER, CHART | A1992344 |  | Kelemen | [7 empty] | YES | YES
|  | GE HEALTHCARE | PRN 50-M+ | RECORDER, CHART | A1967655 |  | Kelemen |  |  | 10/31/2019 |  | 10/31/24 |  |  | NO | YES |  |  |  |  | GE MEDICAL SYSTEMS 30146335 A1967655 |  |  | Active |  | 99:99:99:99:99:99 | [5 empty] | COOPER UNIVERSITY HOSPITAL |  |  | OPERATING ROOM K10 | [5 empty] | 10/31/2019 | 10/31/2019 |  |  |  |  | 10/31/2019 | 10/31/2019
|  | GE HEALTHCARE | PRN 50-M+ | RECORDER, CHART | A1967654 |  | Kelemen |  |  | 10/31/2019 |  | 10/31/24 |  |  | NO | YES |  |  |  |  | GE MEDICAL SYSTEMS 30146329 A1967654 |  |  | Active |  | 99:99:99:99:99:99 | [5 empty] | COOPER UNIVERSITY HOSPITAL |  |  | OPERATING ROOM K12 | [5 empty] | 10/31/2019 | 10/31/2019 |  |  |  |  | 10/31/2019 | 10/31/2019
|  | GE HEALTHCARE | PRN 50-M+ | RECORDER, CHART | A1967728 |  | Kelemen |  |  | 10/31/2019 |  | 10/31/24 |  |  | NO | YES |  |  |  |  | GE MEDICAL SYSTEMS 30146323 A1967728 |  |  | Active |  | 99:99:99:99:99:99 | [5 empty] | COOPER UNIVERSITY HOSPITAL |  |  | ROOM K9 | [5 empty] | 10/31/2019 | 10/31/2019 |  |  |  |  | 10/31/2019 | 10/31/2019
|  | GE HEALTHCARE | PRN 50-M+ | RECORDER, CHART | A1967729 |  | Kelemen |  |  | 10/31/2019 |  | 10/31/24 |  |  | NO | YES |  |  |  |  | GE MEDICAL SYSTEMS 30146311 A1967729 |  |  | Active |  | 99:99:99:99:99:99 | [5 empty] | COOPER UNIVERSITY HOSPITAL |  |  | ROOM 8 OR KELEMEN | [5 empty] | 10/31/2019 | 10/31/2019 |  |  |  |  | 10/31/2019 | 10/31/2019
|  | GE HEALTHCARE | PRN 50-M+ | RECORDER, CHART | A1995671 |  | Pavilion | [7 empty] | YES | YES
|  | GE HEATLHCARE | PRN 50-M+ | RECORDER, CHART | A1993502 |  | Kelemen |  |  | 10/31/2019 |  | 10/31/24 |  |  | NO | YES |  |  |  |  | GE MEDICAL SYSTEMS 30244812 A1993502 |  |  | Active |  | 99:99:99:99:99:99 | [5 empty] | COOPER UNIVERSITY HOSPITAL |  |  | BIOMED | [5 empty] | 10/31/2019 | 10/31/2019 |  |  |  |  | 10/31/2019 | 10/31/2019
|  | HELMER INC. | TCR3 | RECORDER, CHART |  | COOPER CANCER CENTER-COOPER DAY-CHEMO | MD Anderson Cancer Center |  |  | 08/28/2013 |  | 8/28/18 |  |  | NO | YES |  |  |  |  | HELMER INC. 10347569 1011034 |  |  | Active |  | 99:99:99:99:99:99 |  | Equipment | PAAR:00-PVAR | 11/02/2019 |  | COOPER AMBULATORY OFF-SITES |  |  | C3051 - Lab Check In |  | Bonnie Aichroch
|  | GIVEN IMAGING INC. | DR2C | RECORDER, DATA | Not Known | COOPER DIGESTIVE HEALTH-ENDOSCOPY | 501 Fellowship Rd |  |  | 11/01/2016 |  | 11/1/21 |  |  | NO | YES |  |  |  |  | GIVEN IMAGING INC. 30142548 Not Known |  |  | Disposition |  |  |  | Equipment | 1Y:00-MFG | 11/01/2016 | 11/01/2016 | COOPER AMBULATORY OFF-SITES |  |  | SUITE 101 |  | JEANNE GREER |  |  |  | 11/01/2016 | 11/01/2016 |  |  |  |  | 11/01/2016 | 11/01/2016
|  | STORZ | 202055 20 AIDA HD CONNECT | RECORDER, DVD | WT612344-T | OPERATING ROOM - PAVILION | Kelemen |  |  | 01/12/2017 |  | 1/12/22 |  |  | NO | YES |  |  |  |  | STORZ 10769271 WT612344-T |  |  | Active |  | 0C:C4:7A:B3:D6:E9 |  | Equipment | PAAR:00-PVAR | 10/31/2019 |  | COOPER UNIVERSITY HOSPITAL |  |  |  | 0011489035 | DOMINIC VENDETTA | Performance Verification | Closed | Bonnie Aichroth | 04/17/2017 | 04/17/2017 | INCOMING INVENTORY | DEVICE INVENTORIED | A3D7B532-C11F-4878-AD40-00CA2CD6AF45 | Labor | 04/17/2017 | 04/17/2017 | Bonnie Aichroth
|  | STORZ | 202055 20 AIDA HD CONNECT | RECORDER, DVD | US613917-T | OPERATING ROOM - PAVILION | Pavilion |  |  | 12/06/2017 |  | 12/6/22 |  |  | NO | YES |  |  |  |  | STORZ 10725726 US613917-T |  |  | Active |  | 0C:C4:7A:81:48:36 |  | Equipment | PAAR:00-PVAR | 10/31/2019 |  | COOPER UNIVERSITY HOSPITAL |  |  |  | 0012586496 | DOMINIC VENDETTA | Performance Verification | Closed | Josh Harris | 12/27/2017 | 12/27/2017 | INCOMING INVENTORY | DEVICE INVENTORIED | 065B2D87-736B-4377-882B-F00D795FC1BF | Labor | 12/27/2017 | 12/27/2017 | Josh Harris
|  | STORZ | 202055 20 AIDA HD CONNECT | RECORDER, DVD | US613914-T | OPERATING ROOM - PAVILION | Pavilion |  |  | 12/06/2017 |  | 12/6/22 |  |  | NO | YES |  |  |  |  | STORZ 10725718 US613914-T |  |  | Active |  | 0C:C4:7A:B3:D7:62 |  | Equipment | PAAR:00-PVAR | 10/31/2019 |  | COOPER UNIVERSITY HOSPITAL |  |  |  | 0012647438 | DOMINIC VENDETTA | Preventative Maintenance | Closed | Josh Harris | 01/11/2018 | 01/11/2018 | PERFORMANCE ASSURANCE AT INVENTORY | INVENTORIED DEVICE AND ENSURED DEVICE WAS FUNCTIONING PROPERLY. | F5EA8492-E88C-4668-B9C5-017BB136E43F | Labor | 12/06/2017 | 12/06/2017 | Salvatore Bombara
|  | STORZ | 202055 20 AIDA HD CONNECT | RECORDER, DVD | VX604153-T | VOORHEES SURGERY CENTER-OPERATING ROOM | 900 Centennial Blvd | Suite E |  | 09/07/2012 |  | 9/7/17 |  |  | NO | YES |  |  |  |  | STORZ 10347166 VX604153-T |  |  | Active |  | 00:25:90:3A:CD:64 |  | Equipment | PAAR:00-PVAR | 11/01/2019 |  | COOPER AMBULATORY OFF-SITES |  |  | SUITE E | WOT00000000650971 | JENNIFER BOMBARO | Alert | Closed | Kirk Lis | 03/12/2018 | 04/20/2018 | SFT000155 - Karl Storz - OR1, AIDA, SCB control, NEO ? Security Patch for WannaCry Ransomware ? MS17-010 virus | CONTACTED STORZ TECH. SUPPORT JOHN GRAFF . UNIT NOT AFFECTED BECAUSE IT IS NOT CONNECTED TO INTERNET | EXP0248998 | Labor | 03/20/2018 | 03/20/2018 | Kirk Lis
|  | STORZ | 202055 20 AIDA HD CONNECT | RECORDER, DVD | OW605480 | OR - KELEMEN 3 | Kelemen |  |  | 04/08/2013 |  | 4/8/18 |  |  | NO | YES |  |  |  |  | STORZ 10346343 OW605480 |  |  | Active |  | 00:25:90:9A:3E:06 |  | Equipment | PAAR:00-PVAR | 11/01/2019 |  | COOPER UNIVERSITY HOSPITAL |  |  | OR-KELEMEN | WOT00000000650973 | DOMINIC VENDETTA | Alert | Closed | Salvatore Bombara | 03/12/2018 | 04/20/2018 | SFT000155 - Karl Storz - OR1, AIDA, SCB control, NEO ? Security Patch for WannaCry Ransomware ? MS17-010 virus | not affected | EXP0246899 | Labor | 03/19/2018 | 03/19/2018 | Salvatore Bombara
|  | STORZ | 202055 20 AIDA HD CONNECT | RECORDER, DVD | PW605767-T | VOORHEES SURGERY CENTER-OPERATING ROOM | 900 Centennial Blvd | Suite E |  | 09/07/2012 |  | 9/7/17 |  |  | NO | YES |  |  |  |  | STORZ 10345456 PW605767-T |  |  | Active |  | 00:25:90:99:9F:A8 |  | Equipment | PAAR:00-PVAR | 11/02/2019 |  | COOPER AMBULATORY OFF-SITES |  |  | EQUIPMENT STORAGE AREA | 0012057444 | JENNIFER BOMBARO | Repair | Closed | Kirk Lis | 08/23/2017 | 01/19/2018 | CART - THE USB PORT IS BROKEN - OR EQUIPMENT RM | 8/31/2017 10:17:31 AM KALIS (KALIS 8/30/2017 12:00 AM) VERIFIED FRONT USB PORT IS NOT TRANSMITTING DATA. CONTACTED OEM SALES PERSON/TECH. GARY ON ISSUE. 8/31/2017 2:56:23 PM KALIS (KALIS 8/31/2017 12:00 AM) CONFERRED WITH GRANT PERRY ON PART AQUISITION. PART NOT AVAILABLE FOR PURCHASE. GENERATED PO FOR REPAIR. NEED TO CONTACT GRANT WITH PO # TO GET LOANER . 9/8/2017 9:34:39 AM KALIS (KALIS 9/7/2017 12:00 AM) CONFERRED WITH GRANT ON REPAIR OPTIONS. SENT PO# VIA E-MAIL. GRANT OBTAINING LOANER UNIT. HE WILL BRING LOANER TO SITE REMOVE AND SHIP UNIT TO BE REPAIRED TO STORZ 11/16/2017 4:25:18 PM KALIS (KALIS 11/16/2017 12:00 AM) DOCUMENTATION: COMMUNICATED WITH GRANT VIA TEXT AND EMAIL TO CHECK ON EQUIPMENT REPAIR STATUS 11/21/2017 8:33:53 AM KALIS (KALIS 11/20/2017 12:00 AM) EMAILED GRANT PERRY ON UPDATE OF LOANER AND REPAIR STATUS OF UNIT. HIS REPLY WAS THAT FOR 2 1/2 MONTHS A LOANER WAS NOT AVAILABLE???? 12/7/2017 8:20:36 AM KALIS (KALIS 12/6/2017 12:00 AM) REMOVED AND BOXED UNIT TO GO BACK TO OEM. INSTALLED NEW UNIT. REPAIRED DVI OUTPUT CONNECTOR BY STRAIGHTENING BENT PIN, PERFORMED ELECTRIC SAFETY ON LOANER SN# YT612666-T PERFORMED OVP ON LOANER (KALIS 12/7/2017 12:00 AM) DOCUMENTATION 12/7/2017 2:54:56 PM KALIS (KALIS 12/7/2017 12:00 AM) CONTACTED STORZ FOR SHIPPING INFO. 1/9/2018 8:19:08 AM KALIS (KALIS 1/8/2018 12:00 AM) RESEARCHED EQUIPMENT STATUS 1/10/2018 4:31:29 PM KALIS (KALIS 1/10/2018 12:00 AM) TRAVEL TIME (KALIS 1/10/2018 12:00 AM) REMOVED LOANER AND BOXED TO SHIP BACK. INSTALLED REPAIRED UNIT AND TESTED. PERFORMED SCREEN CALIBRATION 1/12/2018 4:22:54 PM KALIS (KALIS 1/12/2018 12:00 AM) BROUGHT UNIT BACK FROM SITE SHIPPED VIA FEDX AT COOPER 1/17/2018 3:50:48 PM KALIS (KALIS 1/17/2018 12:00 AM) CONTACTED OEM FOR SERVICE REPORT 1/19/2018 2:06:45 PM KALIS (KALIS 1/19/2018 12:00 AM) DOCUMENTATION: UPLOADED SERVICE REPORT | 3F45B54F-456C-44D9-94C4-A38B1227DD1F | VS | 01/01/1900 | 01/01/1900 | Sherry Brewer
|  | STORZ | 202055 20 AIDA HD CONNECT | RECORDER, DVD | VX604150-T | VOORHEES SURGERY CENTER-OPERATING ROOM | 900 Centennial Blvd | Suite E |  | 09/07/2012 |  | 9/7/17 |  |  | NO | YES |  |  |  |  | STORZ 10345452 VX604150-T |  |  | Active |  | 00:25:90:3A:65:34 |  | Equipment | PAAR:00-PVAR | 11/02/2019 |  | COOPER AMBULATORY OFF-SITES |  |  | EQUIPMENT STORAGE AREA | WOT00000000650969 | JENNIFER BOMBARO | Alert | Closed | Kirk Lis | 03/12/2018 | 04/20/2018 | SFT000155 - Karl Storz - OR1, AIDA, SCB control, NEO ? Security Patch for WannaCry Ransomware ? MS17-010 virus | CONTACTED STORZ TECH. SUPPORT JOHN GRAFF . UNIT NOT AFFECTED BECAUSE IT IS NOT CONNECTED TO INTERNET | EXP0248945 | Labor | 03/20/2018 | 03/20/2018 | Kirk Lis
|  | STORZ | 202055 20 AIDA HD CONNECT | RECORDER, DVD | RV607453-T | 6017 MAIN ST-PLASTICS | Kelemen |  |  | 06/20/2014 |  | 6/20/19 |  |  | NO | YES |  |  |  |  | STORZ 10345313 RV607453-T |  |  | Active |  | 00:25:90:E6:52:A3 |  | Equipment | PAAR:00-PVAR | 11/02/2019 |  | COOPER AMBULATORY OFF-SITES |  |  | EXAM 6 | WOT00000000650968 | ANNE MAIER | Alert | Closed | Kirk Lis | 03/12/2018 | 04/20/2018 | SFT000155 - Karl Storz - OR1, AIDA, SCB control, NEO ? Security Patch for WannaCry Ransomware ? MS17-010 virus | CONTACTED STORZ TECH.SUPPORT JOHN GRAFF. UNIT IS NOT AFFECTED BECAUSE UNIT IS NOT CONNECTED TO INTERNET | EXP0248907 | Labor | 03/20/2018 | 03/20/2018 | Kirk Lis
|  | STORZ | 202056 20 AIDA HD CONNECT | RECORDER, DVD | UY602659-T | OR - KELEMEN 3 | Pavilion |  |  | 10/19/2011 |  | 10/19/16 |  |  | NO | YES |  |  |  |  | STORZ 10369504 UY602659-T |  |  | Active |  | 00:09:FB:0C:1D:01 |  | Equipment | PAAR:00-PVAR | 11/02/2019 |  | COOPER UNIVERSITY HOSPITAL |  |  | OPERATING ROOM | WOT00000000535365 | DOMINIC VENDETTA | Disposition | Closed | Salvatore Bombara | 02/08/2018 | 05/15/2019 | Bulk Disposition CNL
|  | STORZ | 202056 20 AIDA HD CONNECT | RECORDER, DVD | PY602004-T | OR - KELEMEN 3 | Kelemen |  |  | 04/20/2011 |  | 4/20/16 |  |  | NO | YES |  |  |  |  | STORZ 10368422 PY602004-T |  |  | Active |  | 00:2B:21:97:42:58 |  | Equipment | PAAR:00-PVAR | 11/02/2019 |  | COOPER UNIVERSITY HOSPITAL |  |  | KELEMEN SURGICAL SUITE |  | DOMINIC VENDETTA
|  | STORZ | 202056 20 AIDA HD CONNECT | RECORDER, DVD | TY602512-T | OPERATING ROOM - PAVILION | Pavilion |  |  | 09/06/2011 |  | 9/6/16 |  |  | NO | YES |  |  |  |  | STORZ 10346514 TY602512-T |  |  | Active |  | 11:11:11:11:11:11 |  | Equipment | PAAR:00-PVAR | 11/02/2019 |  | COOPER UNIVERSITY HOSPITAL |  |  | EQUIPMENT STORAGE P316 | WOT00000000650974 | DOMINIC VENDETTA | Alert | Closed | Salvatore Bombara | 03/12/2018 | 04/20/2018 | SFT000155 - Karl Storz - OR1, AIDA, SCB control, NEO ? Security Patch for WannaCry Ransomware ? MS17-010 virus | not affected | EXP0246931 | Labor | 03/19/2018 | 03/19/2018 | Salvatore Bombara
|  | STORZ | STORZ 202045-20 | RECORDER, DVD | DB651267-P | OPERATING ROOM - PAVILION | Kelemen |  |  | 06/28/2015 |  | 6/28/20 |  |  | NO | YES |  |  |  |  | STORZ 10355984 DB651267-P |  |  | Disposition |  | 99:99:99:99:99:99 |  | Equipment | PAAR:00-PVAR | 11/02/2019 |  | COOPER UNIVERSITY HOSPITAL |  |  | CT CONTROL CENTER |  | DOMINIC VENDETTA
|  | STORZ | STORZ 202045-20 | RECORDER, DVD | Not Known | OPERATING ROOM - PAVILION | Pavilion |  |  | 06/28/2015 |  | 6/28/20 |  |  | NO | YES |  |  |  |  | STORZ 10355985 Not Known |  |  | Disposition |  | 99:99:99:99:99:99 |  | Equipment | PAAR:00-PVAR | 11/02/2019 |  | COOPER UNIVERSITY HOSPITAL |  |  | CT CONTROL CENTER |  | DOMINIC VENDETTA
|  | STORZ | STORZ 202045-20 | RECORDER, DVD | VX604149-T | VOORHEES SURGERY CENTER-OPERATING ROOM | 900 Centennial Blvd | Suite E |  | 09/07/2012 |  | 9/7/17 |  |  | NO | YES |  |  |  |  | STORZ 10347174 VX604149-T |  |  | Active |  | 99:99:99:99:99:99 |  | Equipment | PAAR:00-PVAR | 11/02/2019 |  | COOPER AMBULATORY OFF-SITES |  |  | SUITE E | WOT00000002408875 | JENNIFER BOMBARO | Repair | Closed | Kirk Lis | 03/27/2019 | 06/22/2019 | isn't syncing with the tower | RECONFIGURED UNIT. UNIT OPERATING CORRECTLY | EXP2589183 | Labor | 03/27/2019 | 03/27/2019 | Kirk Lis
|  | MED X CHANGE INC | HDMD | RECORDER, VIDEO | HHDMD10120176 | OR - KELEMEN 3 | Kelemen |  |  | 12/04/2015 |  | 12/4/22 |  |  | NO | YES |  |  |  |  | MED X CHANGE INC 10480283 HHDMD10120176 |  |  | Active |  | 00:03:2D:18:01:A7 |  | Equipment | PAAR:00-PVAR | 10/31/2019 |  | COOPER UNIVERSITY HOSPITAL |  |  | OR |  | DOMINIC VENDETTA
|  | MEDICAPTURE | MEDICAP USB200 | RECORDER, VIDEO |  | 127 CHURCH - SURGERY | 127 Church Rd |  |  | 11/19/2014 |  | 11/19/21 |  |  | NO | YES |  |  |  |  | MEDICAPTURE 10365939 2013278 |  |  | Active |  | 99:99:99:99:99:99 |  | Non-medical | PAAR:00-PVAR | 11/02/2019 |  | COOPER AMBULATORY OFF-SITES |  |  | EXAM 5 |  | Carmen Rivera
|  | MEDICAPTURE | MEDICAP USB200 | RECORDER, VIDEO |  | 127 CHURCH - SURGERY | 127 Church Rd |  |  | 11/19/2014 |  | 11/19/21 |  |  | NO | YES |  |  |  |  | MEDICAPTURE 10365942 2013268 |  |  | Active |  | 99:99:99:99:99:99 |  | Non-medical | PAAR:00-PVAR | 11/01/2019 |  | COOPER AMBULATORY OFF-SITES |  |  | EXAM 5 |  | Carmen Rivera
|  | MEDICAPTURE | MEDICAP USB200 | RECORDER, VIDEO |  | VOORHEES SURGERY CENTER-SURGERY DEPT | 6015 Main St |  |  | 01/01/1900 |  |  |  |  | NO | YES |  |  |  |  | MEDICAPTURE 10344807 2013267 |  |  | Active |  | 99:99:99:99:99:99 |  | Non-medical | PAAR:00-PVAR | 11/02/2019 |  | COOPER AMBULATORY OFF-SITES |  |  | SUITE G PROC RM A |  | Theresa Megali
|  | PENTAX MEDICAL | 9310HD | RECORDER, VIDEO | 81567-011 | 6200 MAIN ST-SURGERY | 6200 Main St |  |  | 10/31/2019 |  | 10/31/24 |  |  | NO | YES |  |  |  |  | PENTAX MEDICAL 11200077 81567-011 |  |  | Active |  |  |  | Accessory | PAAR:00-PVAR | 10/31/2019 | 10/31/2019 | COOPER AMBULATORY OFF-SITES |  |  | Performance Verification | WOT00000003697511 | BOBBIE MICKLE | Performance Verification | Completed | Kirk Lis | 10/31/2019 | 10/31/2019 | Performance Verification for PENTAX MEDICAL 11200077 81567-011 | Initial Install of Performance Verification. Device is ready for patient use. |  |  | 10/31/2019 | 10/31/2019
|  | ACCUCOLD |  | REFIGERATOR, MEDICAL GRADE, COMPACT |  |  | 6400 Main St | [7 empty] | YES | YES
|  | CROSLEY |  | REFIRGERATOR, MEDICAL GRADE |  |  | 390 N Broadway | [7 empty] | YES | YES
|  | ACCUCOLD |  | REFRGIERATOR, MEDICAL GRADE |  |  | 196 Grove Ave | [7 empty] | YES | YES
|  | SAVANT |  | REFRIGERATED CONDENSATION TRAP |  |  | Kelemen | [7 empty] | YES | YES
|  |  |  | REFRIGERATOR |  |  | 401 Haddon Ave | [7 empty] | YES | YES
|  | FRIGIDAIRE |  | REFRIGERATOR |  |  | 390 N Broadway | [7 empty] | YES | YES
|  | FRIGIDAIRE |  | REFRIGERATOR |  |  | Dorrance | [7 empty] | YES | YES
|  | FRIGIDAIRE | FRU17B2JQ23 | REFRIGERATOR | Wa33500322 |  | Kelemen | [7 empty] | YES | YES
|  | FRIGIDAIRE | FRU17B2JQ23 | REFRIGERATOR | Wa33500320 |  | Kelemen | [7 empty] | YES | YES
|  | FRIGIDAIRE | FRU17B2JQ23 | REFRIGERATOR | Wa33500319 |  | Kelemen | [7 empty] | YES | YES
|  | FRIGIDAIRE | FRU17B2JQ23 | REFRIGERATOR | Wa33202413 |  | Kelemen | [7 empty] | YES | YES
|  | FRIGIDAIRE | FRU17B2JQ23 | REFRIGERATOR | Wa33500321 |  | Kelemen | [7 empty] | YES | YES
|  | FRIGIDIRE | FFRU17B2QWD | REFRIGERATOR | Wa84502002 |  | Kelemen | [7 empty] | YES | YES
|  | FRIGIDIRE | FFRU17B2QWD | REFRIGERATOR | Wa80202373 |  | Dorrance | [7 empty] | YES | YES
|  | GENERAL ELECTRIC (GE) |  | REFRIGERATOR |  |  | 401 Haddon Ave | [7 empty] | YES | YES
|  | GENERAL ELECTRIC (GE) |  | REFRIGERATOR |  |  | 401 Haddon Ave | [7 empty] | YES | YES
|  | HOTPOINT |  | REFRIGERATOR | Na |  | 401 Haddon Ave | [7 empty] | YES | YES
|  | HOTPOINT |  | REFRIGERATOR |  |  | Kelemen | [7 empty] | YES | YES
|  | WELBILT |  | REFRIGERATOR |  |  | Kelemen | [7 empty] | YES | YES
|  | WHIRLPOOL | ET1MHXM007 | REFRIGERATOR | Ew0218077 |  | Pavilion | [7 empty] | YES | YES
|  | WHIRLPOOL | ET1MHXM007 | REFRIGERATOR | Ew0218076 |  | Pavilion | [7 empty] | YES | YES
|  | WHIRLPOOL | WRT359SFYW00 | REFRIGERATOR | Vs1478074 |  | Kelemen | [7 empty] | YES | YES
|  | HELMER INC. | HB105 | REFRIGERATOR, BLOOD BANK |  | LAB BLOOD BANK | Kelemen |  |  | 02/02/2012 |  | 2/2/22 |  |  | NO | YES |  |  |  |  | HELMER INC. 10365480 1005991 |  |  | Active |  | 99:99:99:99:99:99 |  | Alarm | 3M:00-MFG | 10/27/2019 | 01/01/2020 | COOPER UNIVERSITY HOSPITAL |  |  | TRAUMA ADMIT |  | Barbara Bayne
|  | HELMER INC. | HB105 | REFRIGERATOR, BLOOD BANK |  | COOPER CANCER CENTER-COOPER DAY-CHEMO | MD Anderson Cancer Center |  |  | 07/13/2013 |  | 7/13/23 |  |  | NO | YES |  |  |  |  | HELMER INC. 10347572 2005695 |  |  | Active |  | 99:99:99:99:99:99 |  | Alarm | 3M:00-MFG | 09/30/2019 | 12/01/2019 | COOPER AMBULATORY OFF-SITES |  |  | ROM C3051 - LAB |  | Bonnie Aichroch
|  | HELMER INC. | IB120 | REFRIGERATOR, BLOOD BANK |  | LAB BLOOD BANK | Pavilion | Basement |  | 01/26/2007 |  | 1/26/17 |  |  | NO | YES |  |  |  |  | HELMER INC. 10367932 974896 |  |  | Disposition |  | 99:99:99:99:99:99 |  | Alarm | 3M:00-MIN 1Y:00-MFG 2Y:00-BAT | 07/31/2019 | 01/01/2020 | COOPER UNIVERSITY HOSPITAL |  |  | BLOOD BANK |  | Barbara Bayne
|  | HELMER INC. | IB120 | REFRIGERATOR, BLOOD BANK |  | LAB BLOOD BANK | Pavilion | Basement |  | 07/22/2009 |  | 7/22/19 |  |  | NO | YES |  |  |  |  | HELMER INC. 10367933 986953 |  |  | Disposition |  | 99:99:99:99:99:99 |  | Alarm | 3M:00-MIN 1Y:00-MFG 2Y:00-BAT | 01/31/2019 | 01/01/2020 | COOPER UNIVERSITY HOSPITAL |  |  | BLOOD BANK |  | Barbara Bayne
|  | HELMER INC. | IB120 | REFRIGERATOR, BLOOD BANK |  | LAB BLOOD BANK | Pavilion | Basement |  | 05/28/2009 |  | 5/28/19 |  |  | NO | YES |  |  |  |  | HELMER INC. 10367934 986485 |  |  | Active |  | 99:99:99:99:99:99 |  | Alarm | 3M:00-MIN 1Y:00-MFG 2Y:00-BAT | 10/18/2019 | 01/01/2020 | COOPER UNIVERSITY HOSPITAL |  |  | BLOOD BANK |  | Barbara Bayne
|  | HELMER INC. | IB245 | REFRIGERATOR, BLOOD BANK |  | LAB BLOOD BANK | Pavilion | Basement |  | 01/26/2007 |  | 1/26/17 |  |  | NO | YES |  |  |  |  | HELMER INC. 10367938 974890 |  |  | Active |  | 99:99:99:99:99:99 |  | Alarm | 3M:00-MIN 1Y:00-MFG 2Y:00-BAT | 10/18/2019 | 01/01/2020 | COOPER UNIVERSITY HOSPITAL |  |  | BLOOD BANK |  | Barbara Bayne
|  | HELMER INC. | IB256 | REFRIGERATOR, BLOOD BANK |  |  | Pavilion | Basement | [6 empty] | YES | YES
|  | HELMER INC. | IB256 | REFRIGERATOR, BLOOD BANK |  | LAB BLOOD BANK | Pavilion | Basement |  | 02/02/2012 |  | 2/2/22 |  |  | NO | YES |  |  |  |  | HELMER INC. 10367936 99761 |  |  | Active |  | 99:99:99:99:99:99 |  | Alarm | 3M:00-MIN 1Y:00-MFG 2Y:00-BAT | 10/18/2019 | 01/01/2020 | COOPER UNIVERSITY HOSPITAL |  |  | BLOOD BANK |  | Barbara Bayne
|  | HELMER INC. | IB256 | REFRIGERATOR, BLOOD BANK |  | LAB BLOOD BANK | Pavilion | Basement |  | 10/18/2019 |  | 10/18/29 |  |  | NO | YES |  |  |  |  | HELMER INC. 30438008 2051040 |  |  | Active |  |  |  | Alarm | 3M:00-MIN 1Y:00-MFG 2Y:00-BAT | 10/18/2019 | 10/18/2019 | COOPER UNIVERSITY HOSPITAL |  |  | BASEMENT | WOT00000001958328 | Barbara Bayne | Performance Verification | Closed | Gene Amodei | 10/18/2019 | 10/18/2019 | Performance Verification for HELMER INC. 30438008 2051040 | Initial Install of Performance Verification. Device is ready for patient use. |  |  | 10/18/2019 | 10/18/2019
|  | HELMER INC. | IB256 | REFRIGERATOR, BLOOD BANK |  | LAB BLOOD BANK | Pavilion | Basement |  | 06/12/2015 |  | 6/12/25 |  |  | NO | YES |  |  |  |  | HELMER INC. 10348328 2016348 |  |  | Active |  | 99:99:99:99:99:99 |  | Alarm | 3M:00-MIN 1Y:00-MFG 2Y:00-BAT | 10/18/2019 | 01/01/2020 | COOPER UNIVERSITY HOSPITAL |  |  | BLOOD BANK |  | Barbara Bayne
|  | HELMER INC. | IPF125 | REFRIGERATOR, BLOOD BANK |  | LAB BLOOD BANK | Pavilion | BASEMENT |  | 06/28/2017 |  | 6/28/27 |  |  | NO | YES |  |  |  |  | HELMER INC. 10769632 2039295 |  |  | Active |  | 99:99:99:99:99:99 |  | Equipment | 3M:00-MFG 1Y:00-MIN 2Y:00-BAT | 11/01/2019 | 12/01/2019 | COOPER UNIVERSITY HOSPITAL |  |  | p043 | 0011858288 | Barbara Bayne | Repair | Closed | Gene Amodei | 06/28/2017 | 06/29/2017 | BLOOD BANK FREEZER - CHECK AND TAG - TMX | 6/29/2017 2:10:14 PM GRAMODEI inventoried and checkked unit temps Set Temp Recorded Temp 28.8 deg c 27.9 deg c | DCCA8BBD-4B20-47D9-8452-4AE1E236DE1D | Labor | 06/28/2017 | 06/28/2017 | Gene Amodei
|  | HELMER INC. | IPF125 | REFRIGERATOR, BLOOD BANK |  | LAB BLOOD BANK | Pavilion | BASEMENT |  | 07/01/2012 |  | 7/1/22 |  |  | NO | YES |  |  |  |  | HELMER INC. 10367901 2000935 |  |  | Active |  | 99:99:99:99:99:99 |  | Equipment | 3M:00-MFG 1Y:00-MIN 2Y:00-BAT | 11/01/2019 | 12/01/2019 | COOPER UNIVERSITY HOSPITAL |  |  | BLOOD BANK |  | Barbara Bayne
|  | HELMER INC. | IPF125 | REFRIGERATOR, BLOOD BANK |  | LAB BLOOD BANK | Pavilion | BASEMENT |  | 06/06/2014 |  | 6/6/24 |  |  | NO | YES |  |  |  |  | HELMER INC. 10367902 2010613 |  |  | Active |  | 99:99:99:99:99:99 |  | Equipment | 3M:00-MFG 1Y:00-MIN 2Y:00-BAT | 11/01/2019 | 12/01/2019 | COOPER UNIVERSITY HOSPITAL |  |  | BLOOD BANK |  | Barbara Bayne
|  | HELMER INC. | IPF125 | REFRIGERATOR, BLOOD BANK |  | LAB HEMATOLOGY | Pavilion | Basement |  | 04/20/2007 |  | 4/20/17 |  |  | NO | YES |  |  |  |  | HELMER INC. 10367671 975788 |  |  | Active |  | 99:99:99:99:99:99 |  | Equipment | 3M:00-MFG 1Y:00-MIN 2Y:00-BAT | 11/01/2019 | 12/01/2019 | COOPER UNIVERSITY HOSPITAL |  |  | HEMATOLOGY |  | DALE MORRONE
|  | AVANTI |  | REFRIGERATOR, COMPACT |  |  | Kelemen | [7 empty] | YES | YES
|  | DANBY | DANBY | REFRIGERATOR, COMPACT |  |  | Kelemen | BASEMENT | [6 empty] | YES | YES
|  | Danby | DANBY | REFRIGERATOR, COMPACT |  |  | 900 Centennial Blvd | Suite E | [6 empty] | YES | YES
|  | Danby | DANBY | REFRIGERATOR, COMPACT |  |  | 900 Centennial Blvd | Suite M | [6 empty] | YES | YES
|  | Danby | DANBY | REFRIGERATOR, COMPACT |  |  | 651 John F Kennedy Way | [7 empty] | YES | YES
|  | GENERAL ELECTRIC (GE) | WML04GADBBS | REFRIGERATOR, COMPACT | TZ671331 |  | MD Anderson Cancer Center | [7 empty] | YES | YES
|  | SANYO |  | REFRIGERATOR, COMPACT |  |  | 180 Tuckerton Rd | [7 empty] | YES | YES
|  | SUMMIT APPLIANCES |  | REFRIGERATOR, COMPACT |  |  | 3 Cooper | [7 empty] | YES | YES
|  | WHIRLPOOL |  | REFRIGERATOR, COMPACT |  |  | 1217 N Church St | [7 empty] | YES | YES
|  | HELMER INC. | HLR245 | REFRIGERATOR, LABOARATORY |  |  | Kelemen | [7 empty] | YES | YES
|  | HELMER INC. | HLR245 | REFRIGERATOR, LABOARATORY |  |  | Kelemen | [7 empty] | YES | YES
|  | HELMER INC. | HLR245 | REFRIGERATOR, LABOARATORY |  |  | Kelemen | [7 empty] | YES | YES
|  | HELMER INC. | HLR245 | REFRIGERATOR, LABOARATORY |  |  | Kelemen | [7 empty] | YES | YES
|  | HELMER INC. | HLR245 | REFRIGERATOR, LABOARATORY |  |  | Kelemen | [7 empty] | YES | YES
|  | HELMER INC. | HLR245 | REFRIGERATOR, LABOARATORY |  |  | Kelemen | [7 empty] | YES | YES
|  | HELMER INC. | HLR245 | REFRIGERATOR, LABOARATORY |  |  | Kelemen | [7 empty] | YES | YES
|  | HELMER INC. | HLR245 | REFRIGERATOR, LABOARATORY |  |  | Kelemen | [7 empty] | YES | YES
|  | CARDINAL HEALTH | PRO SERIES MR30PASAEE | REFRIGERATOR, LABORATORY | LRG504A27 | LAB CHEMISTRY | Pavilion | BASEMENT |  | 10/31/2019 |  | 10/31/29 |  |  | NO | YES |  |  |  |  | CARDINAL HEALTH 30438011 LRG504A27 |  |  | Active |  | 99:99:99:99:99:99 |  | Alarm | PAAR:00-PVAR | 10/31/2019 | 10/31/2019 | COOPER UNIVERSITY HOSPITAL |  |  |  | WOT00000001200302 | Barbara Snyder | Performance Verification | Closed | Gene Amodei | 10/31/2019 | 10/31/2019 | Performance Verification for 30438011 LRG504A27 | Initial Install of Performance Verification. Device is ready for patient use. |  |  | 10/31/2019 | 10/31/2019
|  | FISHER SCIENTIFIC INTERNATIONAL | ISOTEMP 13-986-106A | REFRIGERATOR, LABORATORY |  |  | 401 Haddon Ave | [7 empty] | YES | YES
|  | HELMER INC. | HLR125 | REFRIGERATOR, LABORATORY |  |  | Kelemen | [7 empty] | YES | YES
|  | KELVINATOR SCIENTIFIC | BT30RSA | REFRIGERATOR, LABORATORY |  | COOPER CANCER CENTER | 900 Centennial Blvd | Suite M |  | 10/26/2016 |  | 10/26/26 |  |  | NO | YES |  |  |  |  | KELVINATOR SCIENTIFIC 18084 0724121 |  |  | Disposition |  |  |  | Equipment | 1Y:00-MFG | 10/26/2016 | 10/26/2016 | COOPER AMBULATORY OFF-SITES |  |  |  |  | COLLEEN TEGELER |  |  |  | 10/26/2016 | 10/26/2016 |  |  |  |  | 10/26/2016 | 10/26/2016
|  | REVCO SCIENTIFIC, INC. | R411GA1 | REFRIGERATOR, LABORATORY | X25l 553298 YL |  | 401 Haddon Ave | [7 empty] | YES | YES
|  | SCI-COOL |  | REFRIGERATOR, LABORATORY |  |  | 401 Haddon Ave | [7 empty] | YES | YES
|  | TEMPURE SCIENTIFIC | VUCT-4.6-S-HC | REFRIGERATOR, LABORATORY | Tp81190271812v52 |  | Kelemen | [7 empty] | YES | YES
|  | THERMO FISHER SCIENTIFIC | LRG504A | REFRIGERATOR, LABORATORY |  | LAB HEMATOLOGY | Pavilion | BASEMENT |  | 10/31/2019 |  | 10/31/29 |  |  | NO | YES |  |  |  |  | THERMO FISHER SCIENTIFIC 11207699 1123501501190912 |  |  | Active |  |  |  | Equipment | PAAR:00-PVAR | 10/31/2019 | 10/31/2019 | COOPER UNIVERSITY HOSPITAL |  |  |  | WOT00000004053813 | DALE MORRONE | Performance Verification | Completed | Gene Amodei | 10/31/2019 | 10/31/2019 | Performance Verification for THERMO FISHER SCIENTIFIC 11207699 1123501501190912 | Initial Install of Performance Verification. Device is ready for patient use. |  |  | 10/31/2019 | 10/31/2019
|  | THERMO FISHER SCIENTIFIC | LRG504A | REFRIGERATOR, LABORATORY |  | LAB CHEMISTRY | Pavilion | Basement |  | 10/31/2019 |  | 10/31/29 |  |  | NO | YES |  |  |  |  | THERMO FISHER SCIENTIFIC 11207551 1114616901181019 |  |  | Active |  |  |  | Equipment | PAAR:00-PVAR | 10/31/2019 | 10/31/2019 | COOPER UNIVERSITY HOSPITAL |  |  |  | WOT00000004053555 | Barbara Snyder | Performance Verification | Completed | Gene Amodei | 10/31/2019 | 10/31/2019 | Performance Verification for THERMO FISHER SCIENTIFIC 11207551 1114616901181019 | Initial Install of Performance Verification. Device is ready for patient use. |  |  | 10/31/2019 | 10/31/2019
|  | THERMO FISHER SCIENTIFIC | LRG504A | REFRIGERATOR, LABORATORY |  | LAB CHEMISTRY | Pavilion | Basement |  | 10/31/2019 |  | 10/31/29 |  |  | NO | YES |  |  |  |  | THERMO FISHER SCIENTIFIC 11207550 1114593811811020 |  |  | Active |  |  |  | Equipment | PAAR:00-PVAR | 10/31/2019 | 10/31/2019 | COOPER UNIVERSITY HOSPITAL |  |  |  | WOT00000004053459 | Barbara Snyder | Performance Verification | Completed | Gene Amodei | 10/31/2019 | 10/31/2019 | Performance Verification for THERMO FISHER SCIENTIFIC 11207550 1114593811811020 | Initial Install of Performance Verification. Device is ready for patient use. |  |  | 10/31/2019 | 10/31/2019
|  | THERMO SCIENTIFIC |  | REFRIGERATOR, LABORATORY | T10T-627599-TT | COOPER CENTER FOR SPECIAL DIAGNOSTICS | 401 Haddon Ave |  |  | 07/01/2008 |  | 7/1/18 |  |  | NO | YES |  |  |  |  | THERMO SCIENTIFIC 10365693 T10T-627599-TT |  |  | Active |  | 99:99:99:99:99:99 |  | Equipment | 1Y:00-MFG | 06/14/2019 | 06/01/2020 | COOPER AMBULATORY OFF-SITES |  |  | E+R - Main Lab |  | DR. BARNOWSKY
|  | THERMO SCIENTIFIC |  | REFRIGERATOR, LABORATORY | T10T-627588-TT | COOPER CENTER FOR SPECIAL DIAGNOSTICS | 401 Haddon Ave |  |  | 07/01/2008 |  | 7/1/18 |  |  | NO | YES |  |  |  |  | THERMO SCIENTIFIC 10365694 T10T-627588-TT |  |  | Active |  | 99:99:99:99:99:99 |  | Equipment | 1Y:00-MFG | 06/14/2019 | 06/01/2020 | COOPER AMBULATORY OFF-SITES |  |  | E+R - Main Lab |  | DR. BARNOWSKY
|  | TRUE MANUFACTURING CO. | GDM-35 | REFRIGERATOR, LABORATORY | 1-3793509 | LAB MICROBIOLOGY | Pavilion | Basement |  | 01/01/1900 |  |  |  |  | NO | YES |  |  |  |  | TRUE MANUFACTURING CO. 10369088 1-3793509 |  |  | Active |  | 99:99:99:99:99:99 |  | Equipment | 3M:00-MIN 1Y:00-MFG | 01/05/2019 | 01/01/2020 | COOPER UNIVERSITY HOSPITAL |  |  | MICRO |  | COURTNEY BARRY
|  | VWR SCIENTIFIC |  | REFRIGERATOR, LABORATORY |  |  | Kelemen | [7 empty] | YES | YES
|  | VWR SCIENTIFIC | SCUCBI-0420AD | REFRIGERATOR, LABORATORY | SYM-4153546-1601 |  | Kelemen | [7 empty] | YES | YES
|  | REVCO SCIENTIFIC, INC. | RC05000TABA5 | REFRIGERATOR, LABORATORY, COMPACT | XOSD-185417-XD | LAB MICROBIOLOGY | Pavilion | Basement |  | 01/01/1900 |  |  |  |  | NO | YES |  |  |  |  | REVCO SCIENTIFIC, INC. 10367956 XOSD-185417-XD |  |  | Active |  | 99:99:99:99:99:99 |  | Alarm | 1Y:00-MFG | 01/05/2019 | 01/01/2020 | COOPER UNIVERSITY HOSPITAL |  |  | Microbiology in back room |  | COURTNEY BARRY
|  | TEMPURE SCIENTIFIC | VCFR-2.5-G-HC | REFRIGERATOR, LABORATORY, COMPACT | HQ-TP-17G5989-1707 |  | 218 Sunset Rd | [7 empty] | YES | YES
|  | THERMO SCIENTIFIC | 3566A | REFRIGERATOR, LABORATORY, EXPLOSION PROOF |  | LAB CHEMISTRY | Pavilion | Basement |  | 10/31/2019 |  | 10/31/29 |  |  | NO | YES |  |  |  |  | THERMO SCIENTIFIC 11207653 1123060501190329 |  |  | Active |  |  |  | Equipment | PAAR:00-PVAR | 10/31/2019 | 10/31/2019 | COOPER UNIVERSITY HOSPITAL |  |  |  | WOT00000002531963 | Barbara Snyder | Performance Verification | Completed | Gene Amodei | 10/31/2019 | 10/31/2019 | Performance Verification for THERMO SCIENTIFIC 11207653 1123060501190329 | Initial Install of Performance Verification. Device is ready for patient use. |  |  | 10/31/2019 | 10/31/2019
|  |  |  | REFRIGERATOR, MEDICAL GRADE |  |  | 1050 N Kings Hwy | [7 empty] | YES | YES
|  |  |  | REFRIGERATOR, MEDICAL GRADE |  |  | 401 Haddon Ave | [7 empty] | YES | YES
|  | ACCUCOLD |  | REFRIGERATOR, MEDICAL GRADE |  |  | 4 Plaza Dr | [7 empty] | YES | YES
|  | ACCUCOLD |  | REFRIGERATOR, MEDICAL GRADE |  |  | 4 Plaza Dr | [7 empty] | YES | YES
|  | ACCUCOLD |  | REFRIGERATOR, MEDICAL GRADE |  |  | 900 Centennial Blvd | Suite K | [6 empty] | YES | YES
|  | ACCUCOLD |  | REFRIGERATOR, MEDICAL GRADE |  |  | 901 Centennial Blvd | Building 1 | [6 empty] | YES | YES
|  | ACCUCOLD |  | REFRIGERATOR, MEDICAL GRADE |  |  | 6400 Main St | [7 empty] | YES | YES
|  | ACCUCOLD |  | REFRIGERATOR, MEDICAL GRADE |  |  | 3 Cooper | [7 empty] | YES | YES
|  | ACCUCOLD | FFAR10MED2 | REFRIGERATOR, MEDICAL GRADE | 2018-07-1303 |  | 218 Sunset Rd | [7 empty] | YES | YES
|  | ACCUCOLD | FFAR10MEDDT | REFRIGERATOR, MEDICAL GRADE | 2014-07-1288 |  | 1900 Mount Holly Rd | [7 empty] | YES | YES
|  | ACCUCOLD | FORTE V12 | REFRIGERATOR, MEDICAL GRADE | 91730511K |  | 110 Marter Ave | [7 empty] | YES | YES
51560779-C |  | ACCUCOLD | FORTE V17 | REFRIGERATOR, MEDICAL GRADE | 51560779-C |  | 6400 Main St | [7 empty] | YES | YES
91610207-E |  | ACCUCOLD | FORTE V17 | REFRIGERATOR, MEDICAL GRADE | 91610207-E |  | 6400 Main St | [7 empty] | YES | YES
|  | BLUE AIR | BKGM23 | REFRIGERATOR, MEDICAL GRADE | KGM23W-P04-0028 |  | Kelemen | [7 empty] | YES | YES
|  | BLUE AIR | BKGM23 | REFRIGERATOR, MEDICAL GRADE | KGM23-O03-0005 |  | Kelemen | [7 empty] | YES | YES
|  | CME | CMEB-REF-10PT5-G-HCF-RFC12 | REFRIGERATOR, MEDICAL GRADE | CME-951805282337PW-G-1901 |  | 1210 Brace Rd | 1st | [6 empty] | YES | YES
|  | CME | CMEB-REF-P-10PT5-G-HCF | REFRIGERATOR, MEDICAL GRADE | CME9519030333661PWG1907 |  | 504 White Horse Pike | [7 empty] | YES | YES
|  | CME | CMEB-REF-P-10PT5-G-HCF | REFRIGERATOR, MEDICAL GRADE | CME-951711081700PW-G-1806 |  | 430 Broadway | [7 empty] | YES | YES
|  | CME | CMEB-REF-P-10PT5-G-HCF-RFC12 | REFRIGERATOR, MEDICAL GRADE | CME951805282357aPWG1901 |  | 110 Marter Ave | [7 empty] | YES | YES
|  | CME | CMEB-REF-P-10PT5-G-HCF-RFC12 | REFRIGERATOR, MEDICAL GRADE | CME951907133729PWG1911 |  | 123 Egg Harbor Rd | [7 empty] | YES | YES
|  | CME | CMEB-REF-P-10PT5-G-HCF-RFC12 | REFRIGERATOR, MEDICAL GRADE | CME951907133744PWG1911 |  | 1050 N Kings Hwy | [7 empty] | YES | YES
|  | CME | CMEB-REF-P-10PT5-G-HCF-RFC12 | REFRIGERATOR, MEDICAL GRADE | CME-951908153936PW-G-1911 |  | 111 E Main St | [7 empty] | YES | YES
|  | CONTINENTAL | S15-GD | REFRIGERATOR, MEDICAL GRADE |  |  | Pavilion | [7 empty] | YES | YES
|  | CROSLEY |  | REFRIGERATOR, MEDICAL GRADE |  |  | 2 Plaza Dr | [7 empty] | YES | YES
|  | FOLLETT |  | REFRIGERATOR, MEDICAL GRADE | j0048715916 |  | Pavilion | [7 empty] | YES | YES
|  | FOLLETT |  | REFRIGERATOR, MEDICAL GRADE | J0034215916 |  | Pavilion | [7 empty] | YES | YES
|  | SUMMIT APPLIANCES |  | REFRIGERATOR, MEDICAL GRADE |  |  | 1900 Mount Holly Rd | [7 empty] | YES | YES
|  | SUMMIT APPLIANCES |  | REFRIGERATOR, MEDICAL GRADE |  |  | 1965 Harrison Ave | [7 empty] | YES | YES
|  | SUMMIT APPLIANCES |  | REFRIGERATOR, MEDICAL GRADE |  |  | 6100 Main St | [7 empty] | YES | YES
|  | SUMMIT APPLIANCES |  | REFRIGERATOR, MEDICAL GRADE |  |  | 1103 N Kings Hwy | [7 empty] | YES | YES
|  | SUMMIT APPLIANCES |  | REFRIGERATOR, MEDICAL GRADE |  |  | 318 S White Horse Pike | [7 empty] | YES | YES
|  | SUMMIT APPLIANCES | FFAR10-MED | REFRIGERATOR, MEDICAL GRADE | 2014-07-1396 |  | Kelemen | [7 empty] | YES | YES
|  | SUMMIT APPLIANCES | SCRR230 | REFRIGERATOR, MEDICAL GRADE |  |  | 3 Cooper | [7 empty] | YES | YES
|  | SUMMIT APPLIANCES | SCRR230 | REFRIGERATOR, MEDICAL GRADE |  |  | 3 Cooper | [7 empty] | YES | YES
|  | THERMO FISHER SCIENTIFIC | LF5030A | REFRIGERATOR, MEDICAL GRADE | 35030C4A0ZBNJ30A |  | Kelemen | [7 empty] | YES | YES
|  |  |  | REFRIGERATOR, MEDICAL GRADE, COMPACT |  |  | Kelemen | Basement | [6 empty] | YES | YES
|  |  |  | REFRIGERATOR, MEDICAL GRADE, COMPACT |  |  | 901 Centennial Blvd | Building 2 | [6 empty] | YES | YES
|  |  |  | REFRIGERATOR, MEDICAL GRADE, COMPACT |  |  | 901 Centennial Blvd | Building 2 | [6 empty] | YES | YES
|  |  |  | REFRIGERATOR, MEDICAL GRADE, COMPACT |  |  | 6100 Main St | [7 empty] | YES | YES
|  |  |  | REFRIGERATOR, MEDICAL GRADE, COMPACT |  |  | 2 Plaza Dr | [7 empty] | YES | YES
|  |  |  | REFRIGERATOR, MEDICAL GRADE, COMPACT |  |  | 1103 N Kings Hwy | [7 empty] | YES | YES
|  | ACCUCOLD |  | REFRIGERATOR, MEDICAL GRADE, COMPACT |  |  | Pavilion | [7 empty] | YES | YES | [18 empty] | L
|  | ACCUCOLD |  | REFRIGERATOR, MEDICAL GRADE, COMPACT |  |  | 400 Medical Center Dr | [7 empty] | YES | YES
|  | ACCUCOLD |  | REFRIGERATOR, MEDICAL GRADE, COMPACT |  |  | 390 N Broadway | [7 empty] | YES | YES
|  | ACCUCOLD |  | REFRIGERATOR, MEDICAL GRADE, COMPACT |  |  | 651 John F Kennedy Way | [7 empty] | YES | YES
|  | ACCUCOLD |  | REFRIGERATOR, MEDICAL GRADE, COMPACT |  |  | 900 Centennial Blvd | Suite K | [6 empty] | YES | YES
|  | ACCUCOLD |  | REFRIGERATOR, MEDICAL GRADE, COMPACT |  |  | 900 Centennial Blvd | Suite E | [6 empty] | YES | YES
|  | ACCUCOLD |  | REFRIGERATOR, MEDICAL GRADE, COMPACT |  |  | 901 Centennial Blvd | Building 1 | [6 empty] | YES | YES
|  | ACCUCOLD |  | REFRIGERATOR, MEDICAL GRADE, COMPACT |  |  | 4 Plaza Dr | [7 empty] | YES | YES
|  | ACCUCOLD |  | REFRIGERATOR, MEDICAL GRADE, COMPACT |  |  | 218 Sunset Rd | [7 empty] | YES | YES
|  | ACCUCOLD |  | REFRIGERATOR, MEDICAL GRADE, COMPACT |  |  | 218 Sunset Rd | [7 empty] | YES | YES
|  | ACCUCOLD |  | REFRIGERATOR, MEDICAL GRADE, COMPACT |  |  | 221 Victoria Street | [7 empty] | YES | YES
|  | ACCUCOLD |  | REFRIGERATOR, MEDICAL GRADE, COMPACT |  |  | 1101 N Kings Hwy | [7 empty] | YES | YES
|  | ACCUCOLD |  | REFRIGERATOR, MEDICAL GRADE, COMPACT |  |  | 1900 Mount Holly Rd | [7 empty] | YES | YES
|  | ACCUCOLD |  | REFRIGERATOR, MEDICAL GRADE, COMPACT |  |  | 430 Broadway | [7 empty] | YES | YES
|  | ACCUCOLD |  | REFRIGERATOR, MEDICAL GRADE, COMPACT |  |  | 196 Grove Ave | [7 empty] | YES | YES
|  | ACCUCOLD |  | REFRIGERATOR, MEDICAL GRADE, COMPACT |  |  | 416 Haddon Ave | [7 empty] | YES | YES
|  | ACCUCOLD |  | REFRIGERATOR, MEDICAL GRADE, COMPACT |  |  | 3740 West Chester Pike | [7 empty] | YES | YES
|  | ACCUCOLD | ARS1PV | REFRIGERATOR, MEDICAL GRADE, COMPACT |  | 3 COOPER - SURGERY DEPARTMENT | Pavilion | [7 empty] | YES | YES
|  | ACCUCOLD | FF-511L-ADA | REFRIGERATOR, MEDICAL GRADE, COMPACT | 2017-06-1058 |  | Dorrance | [7 empty] | YES | YES
|  | ACCUCOLD | FF7BIADA | REFRIGERATOR, MEDICAL GRADE, COMPACT | 2018-02-1004 |  | Kelemen | [7 empty] | YES | YES
|  | ACCUCOLD | FF7LMEDADA | REFRIGERATOR, MEDICAL GRADE, COMPACT | 2014-07-1005 |  | 4 Plaza Dr | [7 empty] | YES | YES
|  | ACCUCOLD | FF7MEDDTADA | REFRIGERATOR, MEDICAL GRADE, COMPACT | 2017-03-1015 |  | 195 US-130 | [7 empty] | YES | YES
|  | ACCUCOLD | FF7MEDDTADA | REFRIGERATOR, MEDICAL GRADE, COMPACT | 2017-03-1014 |  | 195 US-130 | [7 empty] | YES | YES
2018-07-1476 |  | ACCUCOLD | FFAR24LMED2 | REFRIGERATOR, MEDICAL GRADE, COMPACT | 2018-07-1476 |  | 6012 Main St | [7 empty] | YES | YES
AP023151703280264 |  | ACCUCOLD | FS24LMED | REFRIGERATOR, MEDICAL GRADE, COMPACT | 2018-01-1031 |  | 6400 Main St | [7 empty] | YES | YES
|  | AMERICAN BIO | PH-ABT-HC-UCBI-0404G-ADA | REFRIGERATOR, MEDICAL GRADE, COMPACT | HQABS17F51101706 |  | 3 Cooper | [7 empty] | YES | YES
|  | AMERICAN BIO | PH-ABT-HC-UCBI-0420-ADA | REFRIGERATOR, MEDICAL GRADE, COMPACT | HQABS17F51111706 |  | 3 Cooper | [7 empty] | YES | YES
|  | CME |  | REFRIGERATOR, MEDICAL GRADE, COMPACT |  |  | 3 Cooper | [7 empty] | YES | YES
|  | CME |  | REFRIGERATOR, MEDICAL GRADE, COMPACT |  |  | Kelemen | [7 empty] | YES | YES
|  | CME | CMEB-REF-4PT6-G-ADA-HCF | REFRIGERATOR, MEDICAL GRADE, COMPACT | CME-8215090-1903-V52 |  | 221 Victoria Street | [7 empty] | YES | YES
|  | CME | CMEB-REF-4PT6-G-ADA-HCF | REFRIGERATOR, MEDICAL GRADE, COMPACT | CME-8216412-1909-V52 |  | Kelemen | [7 empty] | YES | YES
|  | CME | CMEB-REF-4PT6-S-HCF | REFRIGERATOR, MEDICAL GRADE, COMPACT | CME-7042140-1807-V52 |  | 1000 Salem Rd | [7 empty] | YES | YES
|  | FOLLETT |  | REFRIGERATOR, MEDICAL GRADE, COMPACT |  |  | Dorrance | [7 empty] | YES | YES
|  | FOLLETT |  | REFRIGERATOR, MEDICAL GRADE, COMPACT |  |  | Dorrance | [7 empty] | YES | YES
|  | FOLLETT |  | REFRIGERATOR, MEDICAL GRADE, COMPACT |  |  | Dorrance | [7 empty] | YES | YES
|  | FOLLETT |  | REFRIGERATOR, MEDICAL GRADE, COMPACT |  |  | Dorrance | [7 empty] | YES | YES
|  | FOLLETT |  | REFRIGERATOR, MEDICAL GRADE, COMPACT |  |  | Dorrance | [7 empty] | YES | YES
|  | FOLLETT | PERFORMANCE PLUS | REFRIGERATOR, MEDICAL GRADE, COMPACT |  |  | Dorrance | [7 empty] | YES | YES
|  | FOLLETT | PERFORMANCE PLUS | REFRIGERATOR, MEDICAL GRADE, COMPACT |  |  | Pavilion | [7 empty] | YES | YES
|  | FOLLETT | PERFORMANCE PLUS | REFRIGERATOR, MEDICAL GRADE, COMPACT |  |  | Pavilion | [7 empty] | YES | YES
|  | FOLLETT | PERFORMANCE PLUS | REFRIGERATOR, MEDICAL GRADE, COMPACT |  |  | Dorrance | [7 empty] | YES | YES
|  | FOLLETT | PERFORMANCE PLUS | REFRIGERATOR, MEDICAL GRADE, COMPACT | K1083434717 |  | Pavilion | [7 empty] | YES | YES
|  | FOLLETT | PERFORMANCE PLUS | REFRIGERATOR, MEDICAL GRADE, COMPACT |  |  | Dorrance | [7 empty] | YES | YES
|  | FOLLETT | PERFORMANCE PLUS | REFRIGERATOR, MEDICAL GRADE, COMPACT |  |  | Dorrance | [7 empty] | YES | YES
|  | FOLLETT | PERFORMANCE PLUS | REFRIGERATOR, MEDICAL GRADE, COMPACT |  |  | Kelemen | [7 empty] | YES | YES
|  | FOLLETT | PERFORMANCE PLUS | REFRIGERATOR, MEDICAL GRADE, COMPACT |  |  | Dorrance | [7 empty] | YES | YES
|  | FOLLETT | PERFORMANCE PLUS REF5 | REFRIGERATOR, MEDICAL GRADE, COMPACT | C39866-06308 |  | Pavilion | [7 empty] | YES | YES
|  | FOLLETT | PERFORMANCE PLUS REF5 | REFRIGERATOR, MEDICAL GRADE, COMPACT | 0MA4 |  | Pavilion | [7 empty] | YES | YES
|  | FOLLETT | PERMORMANCE PLUS | REFRIGERATOR, MEDICAL GRADE, COMPACT |  |  | Dorrance | [7 empty] | YES | YES
|  | FOLLETT | RED4ADA | REFRIGERATOR, MEDICAL GRADE, COMPACT |  |  | Pavilion | [7 empty] | YES | YES | [18 empty] | L
|  | FOLLETT | REF SERIES | REFRIGERATOR, MEDICAL GRADE, COMPACT |  |  | Kelemen | [7 empty] | YES | YES
|  | FOLLETT | REF SERIES | REFRIGERATOR, MEDICAL GRADE, COMPACT | D17938-06911 |  | Kelemen | [7 empty] | YES | YES
|  | FOLLETT | REF SERIES | REFRIGERATOR, MEDICAL GRADE, COMPACT |  |  | Pavilion | [7 empty] | YES | YES
|  | FOLLETT | REF SERIES | REFRIGERATOR, MEDICAL GRADE, COMPACT |  |  | Kelemen | [7 empty] | YES | YES
|  | FOLLETT | REF1 | REFRIGERATOR, MEDICAL GRADE, COMPACT | KB307329618 |  | Dorrance | [7 empty] | YES | YES
|  | FOLLETT | REF1 | REFRIGERATOR, MEDICAL GRADE, COMPACT | KD963834017 |  | Dorrance | [7 empty] | YES | YES
|  | FOLLETT | REF1 | REFRIGERATOR, MEDICAL GRADE, COMPACT | K10073-34217 |  | Dorrance | [7 empty] | YES | YES
|  | FOLLETT | REF4-ADA | REFRIGERATOR, MEDICAL GRADE, COMPACT | C40406-07008 |  | Kelemen | [7 empty] | YES | YES
|  | FOLLETT | REF4-ADA | REFRIGERATOR, MEDICAL GRADE, COMPACT | C3983706308 |  | Kelemen | [7 empty] | YES | YES
|  | FOLLETT | REF4P | REFRIGERATOR, MEDICAL GRADE, COMPACT | E7202302715 |  | Dorrance | [7 empty] | YES | YES
|  | FOLLETT | REF4P-00-00 | REFRIGERATOR, MEDICAL GRADE, COMPACT | e45112-16414 |  | Pavilion | [7 empty] | YES | YES
|  | FOLLETT | REF4P-00-00 | REFRIGERATOR, MEDICAL GRADE, COMPACT | E39605-11014 |  | Pavilion | [7 empty] | YES | YES
|  | FOLLETT | REF4P-00-00 | REFRIGERATOR, MEDICAL GRADE, COMPACT | K815483519 |  | Kelemen | [7 empty] | YES | YES
|  | FOLLETT | REF5 | REFRIGERATOR, MEDICAL GRADE, COMPACT |  |  | Pavilion | [7 empty] | YES | YES | [18 empty] | L
|  | FOLLETT | REF5 | REFRIGERATOR, MEDICAL GRADE, COMPACT | C3988506308 |  | Pavilion | [7 empty] | YES | YES
Nine |  | FOLLETT | REF5 | REFRIGERATOR, MEDICAL GRADE, COMPACT | B77683-18905 |  | Pavilion | [7 empty] | YES | YES
|  | FOLLETT | REF5 | REFRIGERATOR, MEDICAL GRADE, COMPACT | C38824-06308 |  | Kelemen | [7 empty] | YES | YES
|  | FOLLETT | REF5 | REFRIGERATOR, MEDICAL GRADE, COMPACT | C00669-19506 |  | 651 John F Kennedy Way | [7 empty] | YES | YES
|  | FOLLETT | REF5 | REFRIGERATOR, MEDICAL GRADE, COMPACT |  |  | Kelemen | [7 empty] | YES | YES
|  | FOLLETT | REF5 | REFRIGERATOR, MEDICAL GRADE, COMPACT |  |  | Kelemen | [7 empty] | YES | YES
|  | FOLLETT | REF5P | REFRIGERATOR, MEDICAL GRADE, COMPACT | K5935527718 |  | Kelemen | [7 empty] | YES | YES
|  | FOLLETT | REF5P | REFRIGERATOR, MEDICAL GRADE, COMPACT | H9930015516 |  | Pavilion | [7 empty] | YES | YES
|  | FOLLETT | REF5P-00-00 | REFRIGERATOR, MEDICAL GRADE, COMPACT | K5979428118 |  | Kelemen | [7 empty] | YES | YES
|  | FOLLETT | REF5P-00-00 | REFRIGERATOR, MEDICAL GRADE, COMPACT | E4748618614 |  | Kelemen | [7 empty] | YES | YES
|  | FOLLETT | REF5P-00-00 | REFRIGERATOR, MEDICAL GRADE, COMPACT | J0003015816 |  | Pavilion | [7 empty] | YES | YES
|  | MARVEL SCIENTIFIC |  | REFRIGERATOR, MEDICAL GRADE, COMPACT |  |  | Kelemen | [7 empty] | YES | YES
|  | MARVEL SCIENTIFIC |  | REFRIGERATOR, MEDICAL GRADE, COMPACT |  |  | Kelemen | [7 empty] | YES | YES
|  | MARVEL SCIENTIFIC |  | REFRIGERATOR, MEDICAL GRADE, COMPACT |  |  | Kelemen | [7 empty] | YES | YES
|  | MARVEL SCIENTIFIC |  | REFRIGERATOR, MEDICAL GRADE, COMPACT |  |  | Dorrance | [7 empty] | YES | YES
|  | MARVEL SCIENTIFIC |  | REFRIGERATOR, MEDICAL GRADE, COMPACT |  |  | Kelemen | [7 empty] | YES | YES
|  | MARVEL SCIENTIFIC |  | REFRIGERATOR, MEDICAL GRADE, COMPACT |  |  | Kelemen | [7 empty] | YES | YES
|  | MARVEL SCIENTIFIC |  | REFRIGERATOR, MEDICAL GRADE, COMPACT |  |  | Dorrance | [7 empty] | YES | YES
|  | MARVEL SCIENTIFIC |  | REFRIGERATOR, MEDICAL GRADE, COMPACT |  |  | Dorrance | [7 empty] | YES | YES
|  | NORLAKE SCIENTIFIC |  | REFRIGERATOR, MEDICAL GRADE, COMPACT |  |  | Pavilion | [7 empty] | YES | YES
|  | NORLAKE SCIENTIFIC |  | REFRIGERATOR, MEDICAL GRADE, COMPACT |  |  | Pavilion | [7 empty] | YES | YES
|  | OMNICELL | PH-ABT-HC-UCBI-0404G-ADA | REFRIGERATOR, MEDICAL GRADE, COMPACT | Hq-abs-18c2857-1803-v52 |  | Kelemen | [7 empty] | YES | YES
|  | PANASONIC |  | REFRIGERATOR, MEDICAL GRADE, COMPACT |  |  | 1030 Kings Highway | [7 empty] | YES | YES
|  | PANASONIC | SF-L6111W-PA | REFRIGERATOR, MEDICAL GRADE, COMPACT |  |  | Pavilion | [7 empty] | YES | YES
|  | SUMMIT APPLIANCE | AL705l | REFRIGERATOR, MEDICAL GRADE, COMPACT | 2013-08-0177 |  | MD Anderson Cancer Center | [7 empty] | YES | YES
|  | SUMMIT APPLIANCES |  | REFRIGERATOR, MEDICAL GRADE, COMPACT |  |  | 6100 Main St | [7 empty] | YES | YES
|  | SUMMIT APPLIANCES |  | REFRIGERATOR, MEDICAL GRADE, COMPACT |  |  | 390 N Broadway | [7 empty] | YES | YES
|  | SUMMIT APPLIANCES |  | REFRIGERATOR, MEDICAL GRADE, COMPACT |  |  | 1965 Harrison Ave | [7 empty] | YES | YES
|  | SUMMIT APPLIANCES |  | REFRIGERATOR, MEDICAL GRADE, COMPACT |  |  | Kelemen | [7 empty] | YES | YES
|  | SUMMIT APPLIANCES |  | REFRIGERATOR, MEDICAL GRADE, COMPACT |  |  | 900 Centennial Blvd | Suite E | [6 empty] | YES | YES
|  | SUMMIT APPLIANCES |  | REFRIGERATOR, MEDICAL GRADE, COMPACT |  |  | 3 Cooper | [7 empty] | YES | YES
|  | SUMMIT APPLIANCES |  | REFRIGERATOR, MEDICAL GRADE, COMPACT |  |  | 6100 Main St | [7 empty] | YES | YES
|  | SUMMIT APPLIANCES |  | REFRIGERATOR, MEDICAL GRADE, COMPACT |  |  | 180 Tuckerton Rd | [7 empty] | YES | YES
|  | SUMMIT APPLIANCES |  | REFRIGERATOR, MEDICAL GRADE, COMPACT |  |  | 111 E Main St | [7 empty] | YES | YES
|  | SUMMIT APPLIANCES |  | REFRIGERATOR, MEDICAL GRADE, COMPACT |  |  | 218 Sunset Rd | [7 empty] | YES | YES
|  | SUMMIT APPLIANCES |  | REFRIGERATOR, MEDICAL GRADE, COMPACT |  | 3 COOPER - SURGERY DEPARTMENT | Pavilion | [7 empty] | YES | YES
|  | SUMMIT APPLIANCES |  | REFRIGERATOR, MEDICAL GRADE, COMPACT |  |  | MD Anderson Cancer Center | [7 empty] | YES | YES
|  | SUMMIT APPLIANCES |  | REFRIGERATOR, MEDICAL GRADE, COMPACT |  |  | 401 Haddon Ave | [7 empty] | YES | YES
|  | SUMMIT APPLIANCES | AL-750 | REFRIGERATOR, MEDICAL GRADE, COMPACT |  |  | MD Anderson Cancer Center | [7 empty] | YES | YES
|  | SUMMIT APPLIANCES | AL-750 | REFRIGERATOR, MEDICAL GRADE, COMPACT | 2013-08-0170 | COOPER CANCER CENTER-COOPER DAY-CHEMO | MD Anderson Cancer Center |  |  | 07/19/2013 |  | 7/19/23 |  |  | NO | YES |  |  |  |  | SUMMIT APPLIANCES 10347574 2013-08-0170 |  |  | Active |  | 99:99:99:99:99:99 |  | Equipment | 1Y:00-MFG | 09/25/2019 | 09/01/2020 | COOPER AMBULATORY OFF-SITES |  |  | ROOM C3051 |  | Bonnie Aichroch
|  | SUMMIT APPLIANCES | AL-750 | REFRIGERATOR, MEDICAL GRADE, COMPACT | 2013-08-0175 | COOPER CANCER CENTER-COOPER DAY-CHEMO | MD Anderson Cancer Center |  |  | 07/19/2013 |  | 7/19/23 |  |  | NO | YES |  |  |  |  | SUMMIT APPLIANCES 10347573 2013-08-0175 |  |  | Active |  | 99:99:99:99:99:99 |  | Equipment | 1Y:00-MFG | 09/25/2019 | 09/01/2020 | COOPER AMBULATORY OFF-SITES |  |  | ROOM C3051 |  | Bonnie Aichroch
S58100022861082700406 |  | SUMMIT APPLIANCES | FF-28L-1 | REFRIGERATOR, MEDICAL GRADE, COMPACT | S58100022861082700406 |  | 6015 Main St | [7 empty] | YES | YES
|  | SUMMIT APPLIANCES | FF511L | REFRIGERATOR, MEDICAL GRADE, COMPACT |  |  | 6200 main st | [7 empty] | YES | YES
|  | SUMMIT APPLIANCES | FF511LBIADA | REFRIGERATOR, MEDICAL GRADE, COMPACT | 2014071100 |  | 501 Fellowship Rd | [7 empty] | YES | YES
|  | SUMMIT APPLIANCES | FF6L | REFRIGERATOR, MEDICAL GRADE, COMPACT |  |  | Kelemen | [7 empty] | YES | YES
|  | SUMMIT APPLIANCES | FF7L-BI | REFRIGERATOR, MEDICAL GRADE, COMPACT | 2013-09-0370 |  | 6017 Main St | [7 empty] | YES | YES
|  | SUMMIT APPLIANCES | FFAR22LW | REFRIGERATOR, MEDICAL GRADE, COMPACT |  |  | 901 Centennial Blvd | Building 2 | [6 empty] | YES | YES
|  | SUMMIT APPLIANCES | FS22L | REFRIGERATOR, MEDICAL GRADE, COMPACT | A11070091 |  | 504 White Horse Pike | [7 empty] | YES | YES
|  | SUMMIT APPLIANCES | FS22L | REFRIGERATOR, MEDICAL GRADE, COMPACT | A13100251 |  | 110 Marter Ave | [7 empty] | YES | YES
|  | SUMMIT APPLIANCES | NFF6 | REFRIGERATOR, MEDICAL GRADE, COMPACT |  | 3 COOPER - SURGERY DEPARTMENT | Pavilion | [7 empty] | YES | YES
|  | SUMMIT APPLIANCES | VT65ML | REFRIGERATOR, MEDICAL GRADE, COMPACT | 2013-07-0081 |  | 6017 Main St | [7 empty] | YES | YES
|  | SUMMIT APPLIANCES | ZOD1061 | REFRIGERATOR, MEDICAL GRADE, COMPACT |  |  | Kelemen | [7 empty] | YES | YES
|  | THERMO FISHER SCIENTIFIC | ULT430A20 | REFRIGERATOR, MEDICAL GRADE, COMPACT | 30430r4a0zzd000a |  | Kelemen | [7 empty] | YES | YES
|  | THERMO SCIENTIFIC | VUCR-4.6-G-HC-ADA | REFRIGERATOR, MEDICAL GRADE, COMPACT | TP-8124720-1811-V52 |  | 501 Fellowship Rd | [7 empty] | YES | YES
|  | U-LINE | ULN-29RWH-13 | REFRIGERATOR, MEDICAL GRADE, COMPACT | 071529-04-0002 |  | Kelemen | Basement | [6 empty] | YES | YES
|  | U-LINE | ULN-29RWH-13 | REFRIGERATOR, MEDICAL GRADE, COMPACT | 06058-09-0039 |  | Kelemen | Basement | [6 empty] | YES | YES
|  | FOLLETT | PERMFORMANCE PLUS | REFRIGERATOR, PHARMACEUTICAL |  |  | Pavilion | [7 empty] | YES | YES
|  | HELMER INC. |  | REFRIGERATOR, PHARMACEUTICAL |  |  | Kelemen | [7 empty] | YES | YES
|  | HELMER INC. |  | REFRIGERATOR, PHARMACEUTICAL |  |  | MD Anderson Cancer Center | [7 empty] | YES | YES
|  | HELMER INC. | HPR245 | REFRIGERATOR, PHARMACEUTICAL |  |  | 900 Centennial Blvd | Suite M | [6 empty] | YES | YES
|  | HELMER INC. | HPR456 | REFRIGERATOR, PHARMACEUTICAL |  |  | Kelemen | [7 empty] | YES | YES
|  | HELMER INC. | HPR456 | REFRIGERATOR, PHARMACEUTICAL |  |  | Kelemen | [7 empty] | YES | YES
|  | HELMER INC. | IPR245 | REFRIGERATOR, PHARMACEUTICAL |  |  | 900 Centennial Blvd | 2 New Suite | [6 empty] | YES | YES
|  | SUMMIT APPLIANCES | HST1561 | REFRIGERATOR, PHARMACEUTICAL |  |  | Kelemen | [7 empty] | YES | YES
|  | HELMER INC. | IPR105-GX | REFRIGERATOR, PHARMACEUTICAL, COMPACT |  |  | 900 Centennial Blvd | 2 New Suite | [6 empty] | YES | YES
|  | HELMER INC. | IPR105-GX | REFRIGERATOR, PHARMACEUTICAL, COMPACT |  |  | 900 Centennial Blvd | 2 New Suite | [6 empty] | YES | YES
|  | MARVEL SCIENTIFIC |  | REFRIGERATOR, PHARMACEUTICAL, COMPACT |  |  | Kelemen | [7 empty] | YES | YES
|  | SUMMIT APPLIANCES | FFAR-10W | REFRIGERTOR, MEDICAL GRADE |  |  | 180 Tuckerton Rd | [7 empty] | YES | YES
|  | HELMER INC. | IPR120 | REFRIGERTOR, PHARMACEUTICAL |  |  | 900 Centennial Blvd | 2 New Suite | [6 empty] | YES | YES
|  | OLYMPUS AMERICA, INC. | UCR | REGULATOR, CO2 |  | COOPER DIGESTIVE HEALTH-ENDOSCOPY | 501 Fellowship Road | 1 |  | 03/08/2017 |  | 3/8/22 |  |  | NO | YES |  |  |  |  | OLYMPUS AMERICA, INC. 10769387 7620228 |  |  | Active |  | 99:99:99:99:99:99 |  | Alarm | 1Y:00-MFG | 02/05/2019 | 02/01/2020 | COOPER AMBULATORY OFF-SITES |  |  | PROCEDURE RM 3 | 0011437190 | JEANNE GREER | Performance Verification | Closed | Bonnie Aichroth | 03/29/2017 | 03/29/2017 | INCOMING INVENTORY | DEVICE INVENTORIED | 2D94FD89-C478-46D8-B5D7-80C52E96AEAD | Labor | 03/29/2017 | 03/29/2017 | Bonnie Aichroth
|  | OLYMPUS AMERICA, INC. | UCR | REGULATOR, CO2 |  | SPECIAL TEST | Kelemen |  |  | 03/31/2017 |  | 3/31/22 |  |  | NO | YES |  |  |  |  | OLYMPUS AMERICA, INC. 10725554 7628428 |  |  | Active |  | 99:99:99:99:99:99 |  | Alarm | 1Y:00-MFG | 01/18/2019 | 01/01/2020 | COOPER UNIVERSITY HOSPITAL |  |  |  | 0011496772 | AMY HANNAN | Performance Verification | Closed | Bonnie Aichroth | 04/19/2017 | 04/19/2017 | INCOMING INVENTORY | DEVICE INVENTORIED | A7BE1A4B-8590-4549-8C26-2B98988A538A | Labor | 04/19/2017 | 04/19/2017 | Bonnie Aichroth
|  | OLYMPUS AMERICA, INC. | UCR | REGULATOR, CO2 |  | COOPER DIGESTIVE HEALTH-ENDOSCOPY | 501 fellowship road |  |  | 02/15/2017 |  | 2/15/22 |  |  | NO | YES |  |  |  |  | OLYMPUS AMERICA, INC. 10649961 7620137 |  |  | Active |  | 99:99:99:99:99:99 |  | Alarm | 1Y:00-MFG | 02/05/2019 | 02/01/2020 | COOPER AMBULATORY OFF-SITES |  |  |  | 0011611831 | JEANNE GREER | Preventative Maintenance | Closed | Bonnie Aichroth | 05/04/2017 | 05/04/2017 | PERFORMANCE ASSURANCE AT INVENTORY | INVENTORIED DEVICE AND ENSURED DEVICE WAS FUNCTIONING PROPERLY. | 98E90635-B744-4760-A2DA-9BD5AD052FC4 | Labor | 02/15/2017 | 02/15/2017 | Kirk Lis
|  | OLYMPUS AMERICA, INC. | UCR | REGULATOR, CO2 |  |  | Kelemen | [7 empty] | YES | YES
|  | OLYMPUS AMERICA, INC. | UCR | REGULATOR, CO2 |  | BRACHFIELD MEDICAL ASSOCIATES-MEDICINE | 218 Sunset Rd |  |  | 07/17/2014 |  | 7/17/19 |  |  | NO | YES |  |  |  |  | OLYMPUS AMERICA, INC. 10367162 7422304 |  |  | Active |  | 99:99:99:99:99:99 |  | Alarm | 1Y:00-MFG | 06/07/2019 | 06/01/2020 | COOPER AMBULATORY OFF-SITES |  |  | ENDOSCOPY PROCEDURE RM |  | CATHY CRAWFORD
|  | OLYMPUS AMERICA, INC. | UCR | REGULATOR, CO2 |  | SPECIAL TEST | Kelemen |  |  | 01/18/2019 |  | 1/18/24 |  |  | NO | YES |  |  |  |  | OLYMPUS AMERICA, INC. 30236288 7620128 |  |  | Active |  | 99:99:99:99:99:99 |  | Alarm | 1Y:00-MFG | 01/18/2019 | 01/18/2019 | COOPER UNIVERSITY HOSPITAL |  |  |  | 0011495691 | AMY HANNAN | Performance Verification | Closed | Bonnie Aichroth | 01/18/2019 | 01/18/2019 | INCOMING INVENTORY | DEVICE INVENTORIED | C518C440-3A4F-43D9-A80C-62563D5397AB | Labor | 01/18/2019 | 01/18/2019 | Bonnie Aichroth
|  | OLYMPUS AMERICA, INC. | UCR | REGULATOR, CO2 |  | COOPER DIGESTIVE HEALTH-ENDOSCOPY | 501 Fellowship Rd |  |  | 07/17/2014 |  | 7/17/19 |  |  | NO | YES |  |  |  |  | OLYMPUS AMERICA, INC. 10347105 7422313 |  |  | Active |  | 99:99:99:99:99:99 |  | Alarm | 1Y:00-MFG | 02/13/2019 | 02/01/2020 | COOPER AMBULATORY OFF-SITES |  |  | FELLOWSHIP ROAD |  | JEANNE GREER
|  | NANOSONICS | TROPHON EPR | REPROCESSOR, TRANSDUCER, ULTRASOUND |  |  | 4 Plaza Dr | [7 empty] | YES | YES
|  | NANOSONICS | TROPHON EPR | REPROCESSOR, TRANSDUCER, ULTRASOUND | (Refer to picture) |  | Dorrance | [7 empty] | YES | YES
|  | NANOSONICS | TROPHON EPR | REPROCESSOR, TRANSDUCER, ULTRASOUND | 88038-006 | EMERGENCY ROOM | Kelemen |  |  | 10/09/2019 |  | 10/9/34 |  |  | NO | YES |  |  |  |  | NANOSONICS 11222102 88038-006 |  |  | Active |  | 99:99:99:99:99:99 |  | Non-medical | 1Y:00-MFG | 10/09/2019 | 10/09/2019 | COOPER UNIVERSITY HOSPITAL |  |  | Performance Verification | WOT00000001049413 | KAREN GRUBER | Performance Verification | Closed | Richard Jolly | 10/09/2019 | 10/09/2019 | Performance Verification for NANOSONICS 11222102 88038-006 | Initial Install of Performance Verification. Device is ready for patient use. |  |  | 10/09/2019 | 10/09/2019
|  | NANOSONICS | TROPHON EPR | REPROCESSOR, TRANSDUCER, ULTRASOUND | NA |  | 303 Central Ave | [7 empty] | YES | YES
|  | NANOSONICS | TROPHON EPR | REPROCESSOR, TRANSDUCER, ULTRASOUND | 88023-105 | COOPER CANCER CENTER | MD Anderson Cancer Center |  |  | 05/04/2018 |  | 5/4/33 |  |  | NO | YES |  |  |  |  | NANOSONICS 10752797 88023-105 |  |  | Active |  | 99:99:99:99:99:99 |  | Non-medical | 1Y:00-MFG | 10/09/2019 | 10/01/2020 | COOPER AMBULATORY OFF-SITES |  |  | C1104F | WOT00000000960939 | COLLEEN TEGELER | Repair | Closed | Zhan Kiselev | 05/31/2018 | 07/30/2018 | Tronphon - Not working, says purging, it's been purging for 20 min, tried unplugging and replugging in, still says same thing, no change, date is incorrect too | Called Multiple Times, no answer. Refer to the WOT00000001024839 Duplicate WOT refer to 00000001024839 | EXP0729554 | Labor | 06/12/2018 | 06/12/2018 | Zhan Kiselev
|  | NANOSONICS | TROPHON EPR | REPROCESSOR, TRANSDUCER, ULTRASOUND | 47059-016 | KINGS HIGHWAY-RADIOLOGY | 1103 N Kings Hwy |  |  | 04/14/2015 |  | 4/14/30 |  |  | NO | YES |  |  |  |  | NANOSONICS 10480302 47059-016 |  |  | Active |  | 99:99:99:99:99:99 |  | Non-medical | 1Y:00-MFG | 10/15/2019 | 10/01/2020 | COOPER AMBULATORY OFF-SITES |  |  | 1st Floor, Ultrasound |  | SUZEN SCHAFFER
|  | NANOSONICS | TROPHON EPR | REPROCESSOR, TRANSDUCER, ULTRASOUND | 37046-052 | ANTERPARTUM-INVITRO FERT | Dorrance |  |  | 01/01/1900 |  |  |  |  | NO | YES |  |  |  |  | NANOSONICS 10354898 37046-052 |  |  | Active |  | 99:99:99:99:99:99 |  | Non-medical | 1Y:00-MFG | 10/09/2019 | 10/01/2020 | COOPER UNIVERSITY HOSPITAL |  |  | D6 - Ultrasound Room 2 |  | GRACE SVEINBZORNSSON
|  | NANOSONICS | TROPHON EPR | REPROCESSOR, TRANSDUCER, ULTRASOUND | 19761-051 | EMERGENCY ROOM | Kelemen |  |  | 01/24/2014 |  | 1/24/29 |  |  | NO | YES |  |  |  |  | NANOSONICS 10349343 19761-051 |  |  | Active |  | 99:99:99:99:99:99 |  | Non-medical | 1Y:00-MFG | 10/22/2019 | 10/01/2020 | COOPER UNIVERSITY HOSPITAL |  |  | EMERGENCY DEPARTMENT |  | KAREN GRUBER
|  | NANOSONICS | TROPHON EPR | REPROCESSOR, TRANSDUCER, ULTRASOUND | 37045-049 | 3 COOPER-RADIOLOGY | 3 Cooper |  |  | 05/21/2015 |  | 5/21/30 |  |  | NO | YES |  |  |  |  | NANOSONICS 10348327 37045-049 |  |  | Active |  | 99:99:99:99:99:99 |  | Non-medical | 1Y:00-MFG | 10/09/2019 | 10/01/2020 | COOPER AMBULATORY OFF-SITES |  |  | Suite 100 - Ultrasound Room A |  | JUDY ADIRZONE
|  | NANOSONICS | TROPHON EPR | REPROCESSOR, TRANSDUCER, ULTRASOUND | 37045-044 | PRINCETON-OB/GYN | 10 Forrestal Rd S |  |  | 05/21/2015 |  | 5/21/30 |  |  | NO | YES |  |  |  |  | NANOSONICS 10348321 37045-044 |  |  | Active |  | 99:99:99:99:99:99 |  | Non-medical | 1Y:00-MFG | 10/29/2019 | 10/01/2020 | COOPER AMBULATORY OFF-SITES |  |  | 10 SOUTH FORRESTAL RD. |  | LINDA CARON
|  | NANOSONICS | TROPHON EPR | REPROCESSOR, TRANSDUCER, ULTRASOUND | 37045-046 | 3 COOPER-RADIOLOGY | 3 Cooper |  |  | 01/01/1900 |  |  |  |  | NO | YES |  |  |  |  | NANOSONICS 10348322 37045-046 |  |  | Active |  | 99:99:99:99:99:99 |  | Non-medical | 1Y:00-MFG | 10/09/2019 | 10/01/2020 | COOPER AMBULATORY OFF-SITES |  |  | Suite 100 - Ultrasound Room B |  | JUDY ADIRZONE
|  | NANOSONICS | TROPHON EPR | REPROCESSOR, TRANSDUCER, ULTRASOUND | 37046-051 | VOORHEES SURGERY CENTER-RADIOLOGY | 900 Centennial Blvd | Suite B |  | 01/01/1900 |  |  |  |  | NO | YES |  |  |  |  | NANOSONICS 10348323 37046-051 |  |  | Active |  | 99:99:99:99:99:99 |  | Non-medical | 1Y:00-MFG | 10/09/2019 | 10/01/2020 | COOPER AMBULATORY OFF-SITES |  |  | 900 CENTENNIAL BLVD - SUITE B |  | PAT STIENES
|  | NANOSONICS | TROPHON EPR | REPROCESSOR, TRANSDUCER, ULTRASOUND | 37045-048 | RIPPA CENTER-OB/GYN | 6100 Main St |  |  | 05/21/2015 |  | 5/21/30 |  |  | NO | YES |  |  |  |  | NANOSONICS 10348324 37045-048 |  |  | Active |  | 99:99:99:99:99:99 |  | Non-medical | 1Y:00-MFG | 10/09/2019 | 10/01/2020 | COOPER AMBULATORY OFF-SITES |  |  | 6100 Main St - Ultrasound Rm 1 |  | PATRICIA HUFF
|  | NANOSONICS | TROPHON EPR | REPROCESSOR, TRANSDUCER, ULTRASOUND | 37045-045 | VOORHEES SURGERY CENTER-RADIOLOGY | 900 Centennial Blvd | Suite B |  | 05/21/2015 |  | 5/21/30 |  |  | NO | YES |  |  |  |  | NANOSONICS 10348326 37045-045 |  |  | Active |  | 99:99:99:99:99:99 |  | Non-medical | 1Y:00-MFG | 10/09/2019 | 10/01/2020 | COOPER AMBULATORY OFF-SITES |  |  | SUITE B RM. 178 |  | PAT STIENES
|  | NANOSONICS | TROPHON EPR | REPROCESSOR, TRANSDUCER, ULTRASOUND | 37045-042 | ANTERPARTUM-INVITRO FERT | Dorrance |  |  | 01/01/1900 |  |  |  |  | NO | YES |  |  |  |  | NANOSONICS 10348317 37045-042 |  |  | Active |  | 99:99:99:99:99:99 |  | Non-medical | 1Y:00-MFG | 10/09/2019 | 10/01/2020 | COOPER UNIVERSITY HOSPITAL |  |  | D6 - Ultrasound Room 1 |  | GRACE SVEINBZORNSSON
|  | NANOSONICS | TROPHON EPR | REPROCESSOR, TRANSDUCER, ULTRASOUND | 37045-052 | RIPPA CENTER-OB/GYN | 6100 Main St |  |  | 05/21/2015 |  | 5/21/30 |  |  | NO | YES |  |  |  |  | NANOSONICS 10348319 37045-052 |  |  | Active |  | 99:99:99:99:99:99 |  | Non-medical | 1Y:00-MFG | 10/09/2019 | 10/01/2020 | COOPER AMBULATORY OFF-SITES |  |  | 6100 Main St - Procedure Rm 151 |  | PATRICIA HUFF
|  | NANOSONICS | TROPHON EPR | REPROCESSOR, TRANSDUCER, ULTRASOUND | 37045-043 | ULTRASOUND | Kelemen | Basement |  | 01/01/1900 |  |  |  |  | NO | YES |  |  |  |  | NANOSONICS 10348320 37045-043 |  |  | Active |  | 99:99:99:99:99:99 |  | Non-medical | 1Y:00-MFG | 10/22/2019 | 10/01/2020 | COOPER UNIVERSITY HOSPITAL |  |  | DIAGNOSTIC RADIOLOGY - B20 |  | Tracy Saldutti
|  | NANOSONICS | TROPHON EPR | REPROCESSOR, TRANSDUCER, ULTRASOUND | 37045-051 | WILLINGBORO COOPER UNIVERSITY PHYSICIANS | 651 John F Kennedy Way |  |  | 05/21/2015 |  | 5/21/30 |  |  | NO | YES |  |  |  |  | NANOSONICS 10348316 37045-051 |  |  | Active |  | 99:99:99:99:99:99 |  | Non-medical | 1Y:00-MFG | 10/15/2019 | 10/01/2020 | COOPER AMBULATORY OFF-SITES |  |  | 651 JFK Way |  | PATTY LEWIS
|  | NATUS NEUROLOGY INCORPORATED |  | REVIEW STATION | GL4V7X2 | NEUROLOGY/EEG | Kelemen |  |  | 11/11/2019 |  | 11/11/26 |  |  | NO | YES |  |  |  |  | NATUS NEUROLOGY INCORPORATED 11200128 GL4V7X2 |  |  | Active |  |  |  | Non-medical | PAAR:00-PVAR | 11/11/2019 | 11/11/2019 | COOPER UNIVERSITY HOSPITAL |  |  | 2ND FL KELERMAN READING ROOM | WOT00000004287487 | Debbie Hughes | Repair | Open | Michael Youch | 11/11/2019 | 11/11/2019 | Monitoring screen - not recording error message | Tech support was contacted and helped to reset system to clear error and remotely adjust the room camera to correct color distortion. needs customer entitlement to close wot. | EXP4687561 | Labor | 11/11/2019 | 11/11/2019 | Michael Youch
|  | NATUS NEUROLOGY INCORPORATED |  | REVIEW STATION | GL1T7X2 | NEUROLOGY/EEG | Kelemen |  |  | 11/11/2019 |  | 11/11/26 |  |  | NO | YES |  |  |  |  | NATUS NEUROLOGY INCORPORATED 11200127 GL1T7X2 |  |  | Active |  |  |  | Non-medical | PAAR:00-PVAR | 11/11/2019 | 11/11/2019 | COOPER UNIVERSITY HOSPITAL |  |  | 2ND FL KELERMAN READING ROOM | WOT00000004297601 | Debbie Hughes | Repair | Closed | Kirk Lis | 11/11/2019 | 11/11/2019 | EEG long term monitoring machine - getting error message | CONTACTED IT DEPT. SER. TICKET # INC0083715 . IT IS RECTIFYING ISSUE. CHECK ON READING STATION. UNIT OPERATING CORRECTLY. CONFERRED WITH DEBBIE ON IT SOLUTION. IT DEPT. DID NOT GIVE FEED BACK ON SOLUTION/ RESOLUTION. | EXP4758393 | Labor | 11/11/2019 | 11/11/2019 | Kirk Lis
|  | NATUS NEUROLOGY INCORPORATED |  | REVIEW STATION | 1MNL7X2 | NEUROLOGY/EEG | Kelemen |  |  | 11/11/2019 |  | 11/11/26 |  |  | NO | YES |  |  |  |  | NATUS NEUROLOGY INCORPORATED 11200124 1MNL7X2 |  |  | Active |  |  |  | Non-medical | PAAR:00-PVAR | 11/11/2019 | 11/11/2019 | COOPER UNIVERSITY HOSPITAL |  |  |  | WOT00000004299149 | Debbie Hughes | Performance Verification | Completed | Kirk Lis | 11/11/2019 | 11/11/2019 | Performance Verification for NATUS NEUROLOGY INCORPORATED 11200124 1MNL7X2 | Initial Install of Performance Verification. Device is ready for patient use. |  |  | 11/11/2019 | 11/11/2019
|  | NATUS NEUROLOGY INCORPORATED |  | REVIEW STATION | 1MPL7X2 | NEUROLOGY/EEG | Kelemen |  |  | 11/11/2019 |  | 11/11/26 |  |  | NO | YES |  |  |  |  | NATUS NEUROLOGY INCORPORATED 11200126 1MPL7X2 |  |  | Active |  |  |  | Non-medical | PAAR:00-PVAR | 11/11/2019 | 11/11/2019 | COOPER UNIVERSITY HOSPITAL |  |  | 2ND FL KELERMAN READING ROOM | WOT00000004299269 | Debbie Hughes | Performance Verification | Completed | Kirk Lis | 11/11/2019 | 11/11/2019 | Performance Verification for NATUS NEUROLOGY INCORPORATED 11200126 1MPL7X2 | Initial Install of Performance Verification. Device is ready for patient use. |  |  | 11/11/2019 | 11/11/2019
|  | NATUS NEUROLOGY INCORPORATED |  | REVIEW STATION | GL2W7X2 | NEUROLOGY/EEG | Kelemen |  |  | 11/11/2019 |  | 11/11/26 |  |  | NO | YES |  |  |  |  | NATUS NEUROLOGY INCORPORATED 11200125 GL2W7X2 |  |  | Active |  |  |  | Non-medical | PAAR:00-PVAR | 11/11/2019 | 11/11/2019 | COOPER UNIVERSITY HOSPITAL |  |  | PAV 056 | WOT00000004299223 | Debbie Hughes | Performance Verification | Completed | Kirk Lis | 11/11/2019 | 11/11/2019 | Performance Verification for NATUS NEUROLOGY INCORPORATED 11200125 GL2W7X2 | Initial Install of Performance Verification. Device is ready for patient use. |  |  | 11/11/2019 | 11/11/2019
|  | NATUS NEUROLOGY INCORPORATED |  | REVIEW STATION | 7XWK7X2 | NEUROLOGY/EEG | Kelemen |  |  | 11/11/2019 |  | 11/11/26 |  |  | NO | YES |  |  |  |  | NATUS NEUROLOGY INCORPORATED 11200123 7XWK7X2 |  |  | Active |  |  |  | Non-medical | PAAR:00-PVAR | 11/11/2019 | 11/11/2019 | COOPER UNIVERSITY HOSPITAL |  |  | 2ND FL KELERMAN READING ROOM | WOT00000004299061 | Debbie Hughes | Performance Verification | Completed | Kirk Lis | 11/11/2019 | 11/11/2019 | Performance Verification for NATUS NEUROLOGY INCORPORATED 11200135 7XWK7X2 | Initial Install of Performance Verification. Device is ready for patient use. |  |  | 11/11/2019 | 11/11/2019
|  | PENTAX MEDICAL | FNL-10S | RHINOLARYNGOSCOPE | A61143 |  | 6200 Main St | [7 empty] | NO | YES
|  | STORZ | 11101RP2 | RHINOLARYNGOSCOPE |  |  | 6200 Main St | [7 empty] | YES | YES
|  | STORZ | 11101RP2 | RHINOLARYNGOSCOPE |  | VOORHEES SURGERY CENTER-RADIATION/ONC | 900 Centennial Blvd | Suite D |  | 10/31/2019 |  | 10/31/22 |  |  | NO | YES |  |  |  |  | STORZ 2212995 2212995 |  |  | Active |  |  |  | Equipment | PAAR:00-PVAR | 10/31/2019 | 10/31/2019 | COOPER AMBULATORY OFF-SITES |  |  | RAD ONC - SUITE D | WOT00000003514845 | COLLEEN TEGELER | Performance Verification | Closed | Kenneth Krips | 10/31/2019 | 10/31/2019 | Performance Verification for STORZ 2212995 2212995 | Initial Install of Performance Verification. Device is ready for patient use. |  |  | 10/31/2019 | 10/31/2019
|  | STORZ | 11101RP2 | RHINOLARYNGOSCOPE |  | COOPER CANCER CENTER-MULTIDISCIPLINARY CLINIC | 900 Centennial Blvd | Suite D |  | 10/31/2019 |  | 10/31/22 |  |  | NO | YES |  |  |  |  | STORZ 2195241 2195241 |  |  | Active |  |  |  | Equipment | PAAR:00-PVAR | 10/31/2019 | 10/31/2019 | COOPER AMBULATORY OFF-SITES |  |  | 2 COOPER - MD ANDERSON | WOT00000003515223 | ROXANNE BERGER | Performance Verification | Closed | Kenneth Krips | 10/31/2019 | 10/31/2019 | Performance Verification for STORZ 2195241 2195241 | Initial Install of Performance Verification. Device is ready for patient use. |  |  | 10/31/2019 | 10/31/2019
|  | STORZ | 11101RP2 | RHINOLARYNGOSCOPE |  | 6200 MAIN ST-SURGERY | 6200 Main St |  |  | 10/31/2019 |  | 10/31/22 |  |  | NO | YES |  |  |  |  | STORZ 2157429 2157429 |  |  | Active |  | 99:99:99:99:99:99 |  | Equipment | PAAR:00-PVAR | 10/31/2019 | 10/31/2019 | COOPER AMBULATORY OFF-SITES |  |  | 6200 MAIN STREET |  | BOBBIE MICKLE |  |  |  | 10/31/2019 | 10/31/2019 |  |  |  |  | 10/31/2019 | 10/31/2019
|  | STORZ | 11101RP2 | RHINOLARYNGOSCOPE |  |  | 2 Plaza Dr | [7 empty] | NO | YES
|  | STORZ | 11101RP2 | RHINOLARYNGOSCOPE |  |  | 2 Plaza Dr | [7 empty] | NO | YES
|  | STORZ | 11101RP2 | RHINOLARYNGOSCOPE |  |  | 2 Plaza Dr | [7 empty] | YES | YES
|  | STORZ | 11101RP2 | RHINOLARYNGOSCOPE |  |  | 6200 Main St | [7 empty] | YES | YES
|  | STORZ | 11101RP2 | RHINOLARYNGOSCOPE |  |  | 6200 Main St | [7 empty] | NO | YES
|  | STORZ | 11101RP2 | RHINOLARYNGOSCOPE |  |  | 6200 Main St | [7 empty] | NO | YES
|  | STORZ | 11101SK2 | RHINOLARYNGOSCOPE |  | 6200 MAIN ST-SURGERY | 6200 Main St |  |  | 10/31/2019 |  | 10/31/22 |  |  | NO | YES |  |  |  |  | STORZ 2236833 Not Known |  |  | Active |  | 99:99:99:99:99:99 |  | Equipment | PAAR:00-PVAR | 10/31/2019 | 10/31/2019 | COOPER AMBULATORY OFF-SITES |  |  | 6200 MAIN STREET | 0012142947 | BOBBIE MICKLE | Preventative Maintenance | Closed | Kirk Lis | 10/31/2019 | 10/31/2019 | PERFORMANCE ASSURANCE AT INVENTORY | INVENTORIED DEVICE AND ENSURED DEVICE WAS FUNCTIONING PROPERLY. | D6372623-F3E9-4030-BBD5-AACF0E8D2B3A | Labor | 10/31/2019 | 10/31/2019 | Kirk Lis
|  | STORZ | 11101SK2 | RHINOLARYNGOSCOPE |  | 6200 MAIN ST-SURGERY | 6200 Main St |  |  | 10/31/2019 |  | 10/31/22 |  |  | NO | YES |  |  |  |  | STORZ 2195096 2195096 |  |  | Active |  | 99:99:99:99:99:99 |  | Equipment | PAAR:00-PVAR | 10/31/2019 | 10/31/2019 | COOPER AMBULATORY OFF-SITES |  |  |  | 0011639562 | BOBBIE MICKLE | Performance Verification | Closed | Bonnie Aichroth | 10/31/2019 | 10/31/2019 | INCOMING INVENTORY | DEVICE INVENTORIED | AD783377-9DB2-4F0B-8B53-8AF139102C88 | Labor | 10/31/2019 | 10/31/2019 | Bonnie Aichroth
|  | STORZ | 11101SK2 | RHINOLARYNGOSCOPE |  |  | 2 Plaza Dr | [7 empty] | NO | YES
11101VN |  | STORZ | 11101VN | RHINOLARYNGOSCOPE | 11101VN |  | 6200 Main St | [7 empty] | YES | YES
|  | OLYMPUS AMERICA, INC. | ENF-V2 | RHINOLARYNGOSCOPE, FLEXIBLE |  | 3 COOPER - SURGERY DEPARTMENT | 6200 Main St |  |  | 11/02/2019 |  | 11/2/22 |  |  | NO | YES |  |  |  |  | OLYMPUS AMERICA, INC. 2731446 2731446 |  |  | Active | VISERA/2731446 | 99:99:99:99:99:99 |  | Equipment | PAAR:00-PVAR | 11/02/2019 | 11/02/2019 | COOPER AMBULATORY OFF-SITES |  |  | Suite 403 - Scope Closet |  | ANNE MAIER |  |  |  | 11/02/2019 | 11/02/2019 |  |  |  |  | 11/02/2019 | 11/02/2019
|  | PENTAX MEDICAL | FNL-7RP3 | RHINOLARYNGOSCOPE, FLEXIBLE | G112153 |  | 6200 Main St | [7 empty] | NO | YES
|  | PENTAX MEDICAL | VNL8-J10 | RHINOLARYNGOSCOPE, FLEXIBLE | N110064 | 6200 MAIN ST-SURGERY | 6200 Main St |  |  | 10/31/2019 |  | 10/31/22 |  |  | NO | YES |  |  |  |  | PENTAX MEDICAL 11200076 N110064 |  |  | Active |  |  |  | Equipment | PAAR:00-PVAR | 10/31/2019 | 10/31/2019 | COOPER AMBULATORY OFF-SITES |  |  | Performance Verification | WOT00000003697098 | BOBBIE MICKLE | Performance Verification | Completed | Kirk Lis | 10/31/2019 | 10/31/2019 | Performance Verification for PENTAX MEDICAL 11200076 N110064 | Initial Install of Performance Verification. Device is ready for patient use. |  |  | 10/31/2019 | 10/31/2019
|  | PENTAX MEDICAL | VNL8-J10 | RHINOLARYNGOSCOPE, FLEXIBLE | N110429 | 6200 MAIN ST-SURGERY | 6200 Main St |  |  | 10/31/2019 |  | 10/31/22 |  |  | NO | YES |  |  |  |  | PENTAX MEDICAL 11200072 N110429 |  |  | Active |  |  |  | Equipment | PAAR:00-PVAR | 10/31/2019 | 10/31/2019 | COOPER AMBULATORY OFF-SITES |  |  | Performance Verification | WOT00000003695924 | BOBBIE MICKLE | Performance Verification | Completed | Kirk Lis | 10/31/2019 | 10/31/2019 | Performance Verification for PENTAX MEDICAL 11200072 N110429 | Initial Install of Performance Verification. Device is ready for patient use. |  |  | 10/31/2019 | 10/31/2019
|  | BOEKEL | ROCKER II | ROCKER |  |  | 401 Haddon Ave | [7 empty] | YES | YES
|  | RELIABLE SCIENTIFIC |  | ROCKER | 941014L |  | 401 Haddon Ave | [7 empty] | YES | YES
|  | BARNSTEAD/THERMOLYNE CO. | M26125 | ROCKER, TEST TUBE |  |  | 900 Centennial Blvd | Suite M | [6 empty] | YES | YES
|  | CARDINAL HEALTH EMS/ALLEGIANCE | CHM2100 | ROCKER, TEST TUBE |  | COOPER CENTER FOR SPECIAL DIAGNOSTICS | 401 Haddon Ave |  |  | 10/31/2019 |  | 10/31/24 |  |  | NO | YES |  |  |  |  | CARDINAL HEALTH EMS/ALLEGIANCE 11207536 17120468 |  |  | Active |  | 99:99:99:99:99:99 |  | Equipment | PAAR:00-PVAR | 10/31/2019 | 10/31/2019 | COOPER AMBULATORY OFF-SITES |  |  | E+R - Main Lab | WOT00000001471298 | DR. BARNOWSKY | Performance Verification | Closed | Gene Amodei | 10/31/2019 | 10/31/2019 | Performance Verification for CARDINAL HEALTH EMS/ALLEGIANCE 11207536 17120468 | Initial Install of Performance Verification. Device is ready for patient use. |  |  | 10/31/2019 | 10/31/2019
|  | UNITED PRODUCTS | TTR-200 | ROCKER, TEST TUBE | T1009101153 | LAB HEMATOLOGY | Pavilion | Basement |  | 01/21/2011 |  | 1/21/16 |  |  | NO | YES |  |  |  |  | UNITED PRODUCTS & INSTRUMENTS, INC. 10367679 T1009101153 |  |  | Active |  | 99:99:99:99:99:99 |  | Equipment | 1Y:00-MFG | 03/09/2019 | 03/01/2020 | COOPER UNIVERSITY HOSPITAL |  |  | HEMATOLOGY |  | DALE MORRONE
|  | SURGIPATH MEDICAL | 04-NS3 | SAW, AUTOPSY | CCS00046 | LAB HISTOLOGY | Pavilion | Basement |  | 06/22/2012 |  |  |  |  | NO | YES |  |  |  |  | SURGIPATH MEDICAL 10369533 CCS00046 |  |  | Active |  | 99:99:99:99:99:99 |  | Equipment | 1Y:00-MFG | 03/20/2019 | 03/01/2020 | COOPER UNIVERSITY HOSPITAL |  |  |  |  | DALE MORRONE
|  | THERMO SCIENTIFIC |  | SAW, AUTOPSY |  | LAB HISTOLOGY | Pavilion | Basement |  | 05/10/2012 |  |  |  |  | NO | YES |  |  |  |  | THERMO SCIENTIFIC 10366631 4742 |  |  | Active |  | 99:99:99:99:99:99 |  | Equipment | 1Y:00-MFG | 09/30/2019 | 09/01/2020 | COOPER UNIVERSITY HOSPITAL |  |  |  |  | DALE MORRONE
|  | STRYKER CORP. |  | SAW, CAST |  |  | Pavilion | Basement | [6 empty] | YES | YES
|  | STRYKER CORP. |  | SAW, CAST | 52721-54 | VOORHEES ORTHOPEDICS | 901 Centennial Blvd | Building 1 |  | 01/01/1900 |  |  |  |  | NO | YES |  |  |  |  | STRYKER CORP. 10356921 52721-54 |  |  | Active |  | 99:99:99:99:99:99 |  | Equipment | 1Y:00-MFG | 02/13/2019 | 02/01/2020 | COOPER AMBULATORY OFF-SITES |  |  | DME-RM1011 CLOSET |  | CAROL STRANTON
|  | STRYKER CORP. |  | SAW, CAST | NOT KNOWN | 3 COOPER - SURGERY DEPARTMENT | 3 Cooper |  |  | 08/03/2015 |  | 8/3/25 |  |  | NO | YES |  |  |  |  | STRYKER CORP. 10349195 NOT KNOWN |  |  | Active |  | 99:99:99:99:99:99 |  | Equipment | PAAR:00-PVAR | 10/31/2019 |  | COOPER AMBULATORY OFF-SITES |  |  | Suite 403 - Back Closet |  | ANNE MAIER
|  | STRYKER CORP. |  | SAW, CAST |  | 401 KINGS HIGHWAY - ORTHOPEDICS | 401 Kings Hwy South |  |  | 01/01/2005 |  | 1/1/15 |  |  | NO | YES |  |  |  |  | STRYKER CORP. 10346120 0206505843 |  |  | Active |  | 99:99:99:99:99:99 |  | Equipment | PAAR:00-PVAR | 11/02/2019 |  | COOPER AMBULATORY OFF-SITES |  |  | EQUIPMENT STORAGE |  | HELEN BOYLE
|  | STRYKER CORP. |  | SAW, CAST |  | VOORHEES ORTHOPEDICS | 901 Centennial Blvd | Building 1 |  | 01/01/1900 |  |  |  |  | NO | YES |  |  |  |  | STRYKER CORP. 10356922 91110263 |  |  | Active |  | 99:99:99:99:99:99 |  | Equipment | PAAR:00-PVAR | 11/02/2019 |  | COOPER AMBULATORY OFF-SITES |  |  | bdlg 2 ORTHO PACS/DIC RM |  | CAROL STRANTON
|  | STRYKER CORP. |  | SAW, CAST |  | CHERRY HILL BONE AND JOINT | 1878 Marlton Pike East |  |  | 10/31/2019 |  | 10/31/29 |  |  | NO | YES |  |  |  |  | STRYKER CORP. 30149594 12485 |  |  | Active |  | 99:99:99:99:99:99 |  | Equipment | PAAR:00-PVAR | 10/31/2019 | 10/31/2019 | COOPER AMBULATORY OFF-SITES |  |  |  |  | CASSANDRA RIVERA |  |  |  | 10/31/2019 | 10/31/2019 |  |  |  |  | 10/31/2019 | 10/31/2019
|  | STRYKER CORP. |  | SAW, CAST | R5090 | 401 KINGS HIGHWAY - ORTHOPEDICS | 401 Kings Hwy South |  |  | 01/01/1900 |  |  |  |  | NO | YES |  |  |  |  | STRYKER CORP. 10346107 R5090 |  |  | Active |  | 99:99:99:99:99:99 |  | Equipment | PAAR:00-PVAR | 11/02/2019 |  | COOPER AMBULATORY OFF-SITES |  |  | EQUIPMENT ROOM | 0012500019 | HELEN BOYLE | Repair | Closed | Kirk Lis | 12/12/2017 | 01/11/2018 | CAST CUTTER VACUUM - MOTOR BURNT OUT - 401 KINGS ORTHO EQUIP ROOM | 12/13/2017 1:54:20 PM KALIS (KALIS 12/13/2017 12:00 AM) TRAVEL TIME (KALIS 12/13/2017 12:00 AM) ANALYZED UNIT. TRACED PROBLEM TO DEFECTIVE ON/ OFF SWITCH 12/19/2017 10:38:21 AM KALIS (KALIS 12/19/2017 12:00 AM) RESEARCHED REPAIR OPTIONS. MADE OUT PO REQUEST 12/29/2017 3:35:58 PM KALIS (KALIS 12/29/2017 12:00 AM) OK'D ESTIMATE FOR REPAIR VIA E-MAIL 1/9/2018 8:37:38 AM KALIS (KALIS 1/9/2018 12:00 AM) DOCUMENTATION UPLOADED SERVICE REPORT 1/11/2018 1:54:09 PM KALIS (KALIS 1/10/2018 12:00 AM) TRAVEL TIME (KALIS 1/10/2018 12:00 AM) INSTALLED CAST AND PERFORMED OVP 1/11/2018 1:54:51 PM KALIS (KALIS 1/11/2018 12:00 AM) DOCUMENTATION | 34FA8855-174D-44D9-8E5F-4BFB65B7EE36 | Labor | 01/10/2018 | 01/10/2018 | Kirk Lis
|  | STRYKER CORP. | 9003-210 | SAW, CAST | I2II8538 | BONE & JOINT NEWTOWN SQUARE | 3740 West Chester Pike |  |  | 07/29/2009 |  | 7/29/19 |  |  | NO | YES |  |  |  |  | STRYKER CORP. 10349316 8H82 |  |  | Active |  | 99:99:99:99:99:99 |  | Equipment | PAAR:00-PVAR | 10/31/2019 |  | COOPER AMBULATORY OFF-SITES |  |  | NEWTOWN SQUARE |  | IVETTE ORTOLAZA
|  | STRYKER CORP. | 9003-210 | SAW, CAST | 8H82 |  | 3740 West Chester Pike | [7 empty] | NO | YES
|  | STRYKER CORP. |  | SAW, CAST |  | SICKLERVILLE-URGENT CARE | 318 S White Horse Pike |  |  | 10/31/2019 |  | 10/31/29 |  |  | NO | YES |  |  |  |  | STRYKER CORP. 25310 1330900259 |  |  | Active |  | 99:99:99:99:99:99 |  | Equipment | PAAR:00-PVAR | 10/31/2019 | 10/31/2019 | COOPER AMBULATORY OFF-SITES |  |  | URGENT CARE |  | DR. BENDESKY |  |  |  | 10/31/2019 | 10/31/2019 |  |  |  |  | 10/31/2019 | 10/31/2019
|  | STRYKER CORP. |  | SAW, CAST |  | COOPER HAND CENTER AT CHERRY HILL | 1878 Marlton Pike East |  |  | 05/18/2017 |  | 5/18/27 |  |  | NO | YES |  |  |  |  | STRYKER CORP. 10732053 1534300289 |  |  | Active |  | 99:99:99:99:99:99 |  | Equipment | PAAR:00-PVAR | 10/31/2019 |  | COOPER AMBULATORY OFF-SITES |  |  |  | 0012403421 | ALLISON SHARP | Performance Verification | Closed | Josh Harris | 11/14/2017 | 11/14/2017 | INCOMING INVENTORY | DEVICE INVENTORIED | 0804692A-D70F-4304-B55E-60E90EF09E91 | Labor | 11/14/2017 | 11/14/2017 | Josh Harris
|  | STRYKER CORP. |  | SAW, CAST |  | WILLINGBORO COOPER UNIVERSITY PHYSICIANS | 651 John F Kennedy Way |  |  | 05/26/2010 |  | 5/26/20 |  |  | NO | YES |  |  |  |  | STRYKER CORP. 10367114 1014800039 |  |  | Active |  | 99:99:99:99:99:99 |  | Equipment | PAAR:00-PVAR | 11/02/2019 |  | COOPER AMBULATORY OFF-SITES |  |  | INT MED RM 117 SUPPLY |  | PATTY LEWIS
|  | STRYKER CORP. |  | SAW, CAST |  |  | 401 Kings Hwy South | [7 empty] | YES | YES
|  | STRYKER CORP. |  | SAW, CAST |  | 3 COOPER - SURGERY DEPARTMENT | Pavilion |  |  | 10/31/2019 |  | 10/31/29 |  |  | NO | YES |  |  |  |  | STRYKER CORP. 30225123 1809900159 |  |  | Active |  |  |  | Equipment | PAAR:00-PVAR | 10/31/2019 | 10/31/2019 | COOPER AMBULATORY OFF-SITES |  |  | Performance Verification | WOT00000001960162 | ANNE MAIER | Performance Verification | Closed | Stephen Zubrzycki | 10/31/2019 | 10/31/2019 | Performance Verification for STRYKER CORP. 30225123 1809900159 | Initial Install of Performance Verification. Device is ready for patient use. |  |  | 10/31/2019 | 10/31/2019
|  | STRYKER CORP. |  | SAW, CAST |  | OR - KELEMEN 3 | Kelemen |  |  | 10/31/2019 |  | 10/31/29 |  |  | NO | YES |  |  |  |  | STRYKER CORP. 30142199 01020383 |  |  | Active |  | 99:99:99:99:99:99 |  | Equipment | PAAR:00-PVAR | 10/31/2019 | 10/31/2019 | COOPER UNIVERSITY HOSPITAL |  |  | Kel OR |  | DOMINIC VENDETTA |  |  |  | 10/31/2019 | 10/31/2019 |  |  |  |  | 10/31/2019 | 10/31/2019
|  | DENVER INSTRUMENT COMPANY | TC-64 | SCALE, ANALYTICAL | T132152 |  | 401 Haddon Ave | [7 empty] | YES | YES
|  | METTLER | AE163 | SCALE, ANALYTICAL |  |  | 401 Haddon Ave | [7 empty] | YES | YES
|  | METTLER ELECTRONICS | AE100 | SCALE, ANALYTICAL | J87801 | LAB CHEMISTRY | Pavilion | Basement |  | 01/01/1999 |  |  |  |  | NO | YES |  |  |  |  | METTLER ELECTRONICS 10360264 J87801 |  |  | Active |  | 99:99:99:99:99:99 |  | Equipment | 1Y:00-MFG | 03/20/2019 | 03/01/2020 | COOPER UNIVERSITY HOSPITAL |  |  | CHEMISTRY LAB |  | Barbara Snyder
|  | OHAUS CORP. | ADVENTURER PRO | SCALE, ANALYTICAL |  | COOPER CENTER FOR SPECIAL DIAGNOSTICS | 401 Haddon Ave |  |  | 07/01/2008 |  |  |  |  | NO | YES |  |  |  |  | OHAUS CORP. 10365675 8029201009 |  |  | Active |  | 99:99:99:99:99:99 |  | Equipment | 1Y:00-MFG | 06/18/2019 | 06/01/2020 | COOPER AMBULATORY OFF-SITES |  |  | E+R - Main Lab |  | DR. BARNOWSKY
|  | OHAUS CORP. | SCOUT PRO | SCALE, ANALYTICAL |  | BIOMEDICAL | Kelemen |  |  | 01/30/2019 |  |  |  |  | NO | YES |  |  |  |  | OHAUS CORP. 30212669 7131080156 |  |  | Active |  | 99:99:99:99:99:99 |  | Equipment | 1Y:00-VEN | 01/30/2019 | 01/30/2019 | COOPER UNIVERSITY HOSPITAL |  |  | Josh's Bench | 0012506268 | Bonnie Aichroch | Performance Verification | Closed | Josh Harris | 01/30/2019 | 01/30/2019 | INCOMING INVENTORY | DEVICE INVENTORIED | E9DA86A4-0D99-4099-ADDC-DBEE19C32259 | Labor | 01/30/2019 | 01/30/2019 | Josh Harris
|  | SARTORIUS | CP64 | SCALE, ANALYTICAL |  | LAB BLOOD BANK | Pavilion | BASEMENT |  | 02/02/2009 |  |  |  |  | NO | YES |  |  |  |  | SARTORIUS 10369074 17654111 |  |  | Active |  | 99:99:99:99:99:99 |  | Equipment | 1Y:00-MFG | 01/17/2019 | 01/01/2020 | COOPER UNIVERSITY HOSPITAL |  |  | BASEMENT blood bank |  | Barbara Bayne
|  | RPS SPECIALTY PRODUCTS | RPS-401 | SENSOR, ULTRASONIC | 401-0011158 | CHERRY HILL PHYSICAL THERAPY | 1101 N Kings Hwy |  |  | 01/01/1900 |  |  |  |  | NO | YES |  |  |  |  | RPS SPECIALTY PRODUCTS 10366086 401-0011158 |  |  | Active |  | 99:99:99:99:99:99 |  | Equipment | PAAR:00-PVAR | 11/02/2019 |  | COOPER AMBULATORY OFF-SITES |  |  | EXERCISE ROOM |  | COURTNEY BUDD
|  | ILLUMINA | NEXTSEQ 550 | SEQUENCER |  |  | 401 Haddon Ave | [7 empty] | YES | YES
|  | HILL-ROM INC. | NAVICARE | SERVER |  |  | Dorrance | [7 empty] | YES | YES
|  | HILL-ROM INC. | NAVICARE | SERVER |  |  | Dorrance | [7 empty] | YES | YES
|  | HILL-ROM INC. | NAVICARE | SERVER |  |  | Dorrance | [7 empty] | YES | YES
|  | GE HEALTHCARE | APEXPRO | SERVER, TELEMETRY | Rts11143110ga |  | Kelemen | [7 empty] | NO | YES
|  | GE HEALTHCARE | APEXPRO | SERVER, TELEMETRY | Rt913494328ga |  | Kelemen | [7 empty] | YES | YES
|  | GE HEALTHCARE | APEXPRO | SERVER, TELEMETRY | rts11173137ga | KELEMEN 8 PCU | Kelemen |  |  | 01/01/1900 |  |  |  |  | NO | YES |  |  |  |  | GE MEDICAL SYSTEMS 10369034 rts11173137ga |  |  | Disposition |  | 99:99:99:99:99:99 |  | Equipment | PAAR:00-PVAR | 11/01/2019 |  | COOPER UNIVERSITY HOSPITAL |  |  | 8TH FLOOR CLOSET | WOT00000000533740 | BYRON WELLS | Disposition | Closed | Michael Youch | 02/08/2018 | 05/16/2019 | Bulk Disposition CNL | Dispositioned Dispositioned from Work Order Task WOT00000002202803 CEID: 10369034 | EXP2945737 | Labor | 05/16/2019 | 05/16/2019 | Michael Youch
|  | GE HEALTHCARE | APEXPRO | SERVER, TELEMETRY | rts09452500ga | KELEMEN 8 PCU | Kelemen |  |  | 01/01/1900 |  |  |  |  | NO | YES |  |  |  |  | GE MEDICAL SYSTEMS 10369033 rts09452500ga |  |  | Disposition |  | 99:99:99:99:99:99 |  | Equipment | PAAR:00-PVAR | 11/02/2019 |  | COOPER UNIVERSITY HOSPITAL |  |  | 8TH FLOOR CLOSET | WOT00000000533735 | BYRON WELLS | Disposition | Closed | Michael Youch | 02/08/2018 | 05/22/2019 | Bulk Disposition CNL | Equipment was lost by department and was replaced. Dispositioned from Work Order Task WOT00000002202796 CEID: 10369033 | EXP2981537 | Labor | 05/22/2019 | 05/22/2019 | Michael Youch
|  | GE HEALTHCARE | APEXPRO | SERVER, TELEMETRY | K3TS1814G | KELEMEN 8 PCU | Kelemen |  |  | 01/01/1900 |  |  |  |  | NO | YES |  |  |  |  | GE MEDICAL SYSTEMS 10369032 k3ts1y4g |  |  | Disposition |  | 99:99:99:99:99:99 |  | Equipment | PAAR:00-PVAR | 11/02/2019 |  | COOPER UNIVERSITY HOSPITAL |  |  | 8TH FLOOR CLOSET | WOT00000000527198 | BYRON WELLS | Disposition | Closed | Michael Youch | 02/08/2018 | 05/16/2019 | Bulk Disposition CNL | Dispositioned Dispositioned from Work Order Task WOT00000002202789 CEID: 10369032 | EXP2945726 | Labor | 05/16/2019 | 05/16/2019 | Michael Youch
|  | GE HEALTHCARE | APEXPRO | SERVER, TELEMETRY | b2ts0773g | KELEMEN 8 PCU | Kelemen |  |  | 01/01/1900 |  |  |  |  | NO | YES |  |  |  |  | GE MEDICAL SYSTEMS 10369030 b2ts0773g |  |  | Disposition |  | 99:99:99:99:99:99 |  | Equipment | PAAR:00-PVAR | 11/02/2019 |  | COOPER UNIVERSITY HOSPITAL |  |  | 8TH FLOOR CLOSET | WOT00000000522085 | BYRON WELLS | Disposition | Closed | Michael Youch | 02/08/2018 | 05/16/2019 | Bulk Disposition CNL | Dispositioned Dispositioned from Work Order Task WOT00000000522085 CEID: 10369030 | EXP2945642 | Labor | 05/16/2019 | 05/16/2019 | Michael Youch
|  | GE HEALTHCARE | APEXPRO | SERVER, TELEMETRY | K0TS0088GP | KELEMEN 8 PCU | Kelemen |  |  | 11/01/2000 |  | 11/1/05 |  |  | NO | YES |  |  |  |  | GE MEDICAL SYSTEMS 10369028 K0TS0088GP |  |  | Disposition |  | 99:99:99:99:99:99 |  | Equipment | PAAR:00-PVAR | 11/01/2019 |  | COOPER UNIVERSITY HOSPITAL |  |  | PCU | WOT00000000527166 | BYRON WELLS | Disposition | Closed | Michael Youch | 02/08/2018 | 05/16/2019 | Bulk Disposition CNL | Dispositioned Dispositioned from Work Order Task WOT00000002202763 CEID: 10369028 | EXP2945631 | Labor | 05/16/2019 | 05/16/2019 | Michael Youch
|  | GE HEALTHCARE | APEXPRO | SERVER, TELEMETRY | k3ts1813g | KELEMEN 8 PCU | Kelemen |  |  | 01/01/1900 |  |  |  |  | NO | YES |  |  |  |  | GE MEDICAL SYSTEMS 10369031 k3ts1813g |  |  | Disposition |  | 99:99:99:99:99:99 |  | Equipment | PAAR:00-PVAR | 11/01/2019 |  | COOPER UNIVERSITY HOSPITAL |  |  | 8TH FLOOR CLOSET |  | BYRON WELLS
|  | GE HEALTHCARE | APEXPRO | SERVER, TELEMETRY | K0TS0076GP | KELEMEN 8 PCU | Kelemen |  |  | 11/01/2000 |  | 11/1/05 |  |  | NO | YES |  |  |  |  | GE MEDICAL SYSTEMS 10369029 K0TS0076GP |  |  | Disposition |  | 99:99:99:99:99:99 |  | Equipment | PAAR:00-PVAR | 11/02/2019 |  | COOPER UNIVERSITY HOSPITAL |  |  | PCU | WOT00000000527165 | BYRON WELLS | Disposition | Closed | Michael Youch | 02/08/2018 | 05/22/2019 | Bulk Disposition CNL | Equipment was lost by department and was replaced. Dispositioned from Work Order Task WOT00000000527165 CEID: 10369029 | EXP2981525 | Labor | 05/22/2019 | 05/22/2019 | Michael Youch
|  | GE HEALTHCARE | APEXPRO | SERVER, TELEMETRY | rts07071479ga | KELEMEN 8 PCU | Kelemen |  |  | 01/01/1900 |  |  |  |  | NO | YES |  |  |  |  | GE MEDICAL SYSTEMS 10369026 rts07071479ga |  |  | Disposition |  | 99:99:99:99:99:99 |  | Equipment | PAAR:00-PVAR | 11/02/2019 |  | COOPER UNIVERSITY HOSPITAL |  |  | 8TH FLOOR CLOSET | WOT00000000533733 | BYRON WELLS | Disposition | Closed | Michael Youch | 02/08/2018 | 05/16/2019 | Bulk Disposition CNL | Dispositioned Dispositioned from Work Order Task WOT00000000533733 CEID: 10369026 | EXP2945607 | Labor | 05/16/2019 | 05/16/2019 | Michael Youch
|  | GE HEALTHCARE | APEXPRO | SERVER, TELEMETRY | RTS07071480GA | KELEMEN 8 PCU | Kelemen |  |  | 01/01/1900 |  |  |  |  | NO | YES |  |  |  |  | GE MEDICAL SYSTEMS 10369027 RTS07071480GA |  |  | Active |  | 11:11:11:11:11:11 |  | Non-medical | PAAR:00-PVAR | 11/01/2019 |  | COOPER UNIVERSITY HOSPITAL |  |  | 8TH FLOOR CLOSET | WOT00000000533734 | BYRON WELLS | Disposition | Closed | Michael Youch | 02/08/2018 | 05/13/2019 | Bulk Disposition CNL
|  | GE HEALTHCARE | APEXPRO | SERVER, TELEMETRY | RTS09452537GA | BIOMEDICAL | Pavilion |  |  | 01/01/1900 |  |  |  |  | NO | YES |  |  |  |  | GE MEDICAL SYSTEMS 10347626 RTS09452537GA |  |  | Active |  | 11:11:11:11:11:11 |  | Non-medical | PAAR:00-PVAR | 11/02/2019 |  | COOPER UNIVERSITY HOSPITAL |  |  | 7TH FLOOR PAVILION IDF | WOT00000000533736 | Bonnie Aichroch | Disposition | Closed | Michael Youch | 02/08/2018 | 05/14/2019 | Bulk Disposition CNL
|  | GE HEALTHCARE | APEXPRO | SERVER, TELEMETRY | RTS10182692GA | BIOMEDICAL | Pavilion |  |  | 05/13/2010 |  | 5/13/15 |  |  | NO | YES |  |  |  |  | GE MEDICAL SYSTEMS 10347627 RTS10182692GA |  |  | Active |  | 11:11:11:11:11:11 |  | Non-medical | PAAR:00-PVAR | 11/02/2019 |  | COOPER UNIVERSITY HOSPITAL |  |  | 784 PAVILION | WOT00000000533737 | Bonnie Aichroch | Disposition | Closed | Michael Youch | 02/08/2018 | 05/14/2019 | Bulk Disposition CNL
|  | GE HEALTHCARE | APEXPRO | SERVER, TELEMETRY | RTS07071478GA | BIOMEDICAL | Pavilion |  |  | 01/01/1900 |  |  |  |  | NO | YES |  |  |  |  | GE MEDICAL SYSTEMS 10347628 RTS07071478GA |  |  | Active |  | 11:11:11:11:11:11 |  | Non-medical | PAAR:00-PVAR | 11/01/2019 |  | COOPER UNIVERSITY HOSPITAL |  |  | 7TH FLOOR PAVILION | WOT00000000533732 | Bonnie Aichroch | Disposition | Closed | Michael Youch | 02/08/2018 | 05/14/2019 | Bulk Disposition CNL
|  | GE HEALTHCARE | APEXPRO | SERVER, TELEMETRY | RTS14064421GA | BIOMEDICAL | Pavilion |  |  | 01/01/1900 |  |  |  |  | NO | YES |  |  |  |  | GE MEDICAL SYSTEMS 10347623 RTS14064421GA |  |  | Disposition |  | 99:99:99:99:99:99 |  | Equipment | PAAR:00-PVAR | 11/02/2019 |  | COOPER UNIVERSITY HOSPITAL |  |  | P5 STORAGE RM | WOT00000000533743 | Bonnie Aichroch | Disposition | Closed | Michael Youch | 02/08/2018 | 05/16/2019 | Bulk Disposition CNL | Dispositioned Dispositioned from Work Order Task WOT00000002200561 CEID: 10347623 | EXP2944696 | Labor | 05/16/2019 | 05/16/2019 | Michael Youch
|  | GE HEALTHCARE | APEXPRO | SERVER, TELEMETRY | RTS14064417GA | BIOMEDICAL | Pavilion |  |  | 01/01/1900 |  |  |  |  | NO | YES |  |  |  |  | GE MEDICAL SYSTEMS 10347621 RTS14064417GA |  |  | Disposition |  | 99:99:99:99:99:99 |  | Equipment | PAAR:00-PVAR | 11/01/2019 |  | COOPER UNIVERSITY HOSPITAL |  |  | P5 STORAGE RM | WOT00000000533742 | Bonnie Aichroch | Disposition | Closed | Michael Youch | 02/08/2018 | 05/16/2019 | Bulk Disposition CNL | Dispositioned Dispositioned from Work Order Task WOT00000000533742 CEID: 10347621 | EXP2944684 | Labor | 05/16/2019 | 05/16/2019 | Michael Youch
|  | GE HEALTHCARE | APEXPRO | SERVER, TELEMETRY | RTS14034393GA | BIOMEDICAL | Pavilion |  |  | 01/01/1900 |  |  |  |  | NO | YES |  |  |  |  | GE MEDICAL SYSTEMS 10347619 RTS14034393GA |  |  | Disposition |  | 99:99:99:99:99:99 |  | Equipment | PAAR:00-PVAR | 11/02/2019 |  | COOPER UNIVERSITY HOSPITAL |  |  | P5 STORAGE RM |  | Bonnie Aichroch
|  | GE HEALTHCARE | APEXPRO | SERVER, TELEMETRY | RTS14234570GA | BIOMEDICAL | Pavilion |  |  | 01/01/1900 |  |  |  |  | NO | YES |  |  |  |  | GE MEDICAL SYSTEMS 10347617 RTS14234570GA |  |  | Disposition |  | 99:99:99:99:99:99 |  | Equipment | PAAR:00-PVAR | 11/02/2019 |  | COOPER UNIVERSITY HOSPITAL |  |  | P5 STORAGE RM | WOT00000000533744 | Bonnie Aichroch | Disposition | Closed | Michael Youch | 02/08/2018 | 05/16/2019 | Bulk Disposition CNL | incomplete Dispositioned from Work Order Task WOT00000002200528 CEID: 10347617 | EXP2944636 | Labor | 05/16/2019 | 05/16/2019 | Michael Youch
|  | GE HEALTHCARE | APEXPRO | SERVER, TELEMETRY | RTS16290950SA |  | Pavilion | [7 empty] | YES | YES
|  | GE HEALTHCARE | APEXPRO | SERVER, TELEMETRY | RTS16290951SA |  | Pavilion | [7 empty] | YES | YES
|  | GE HEALTHCARE | APEXPRO | SERVER, TELEMETRY | RTS16170492SA |  | Pavilion | [7 empty] | YES | YES
|  | GE HEALTHCARE | APEXPRO | SERVER, TELEMETRY | RTS16170493SA |  | Pavilion | [7 empty] | YES | YES
|  | GE HEALTHCARE | CARESCAPE | SERVER, TELEMETRY | 09470672ga | KELEMEN 8 PCU | Kelemen |  |  | 01/01/1900 |  |  |  |  | NO | YES |  |  |  |  | GE MEDICAL SYSTEMS 10369025 09470672ga |  |  | Active |  | 00:D0:C9:B2:B9:85 |  | Equipment | PAAR:00-PVAR | 11/02/2019 |  | COOPER UNIVERSITY HOSPITAL |  |  | 8TH FLOOR CLOSET | WOT00000000506899 | BYRON WELLS | Disposition | Closed | Michael Youch | 02/08/2018 | 05/16/2019 | Bulk Disposition CNL
|  | GE HEALTHCARE | CARESCAPE | SERVER, TELEMETRY | SEE11071060GA | CDU - CLINICAL DECISION UNIT-9 KELEMEN | Kelemen |  |  | 03/21/2011 |  |  |  |  | NO | YES |  |  |  |  | GE MEDICAL SYSTEMS 10369023 SEE11071060GA |  |  | Active |  | 00:D0:C9:C2:E2:CA |  | Equipment | 1Y:00-MFG | 05/21/2019 | 05/01/2020 | COOPER UNIVERSITY HOSPITAL |  |  |  |  | KAREN GRUBER
|  | GE HEALTHCARE | CARESCAPE | SERVER, TELEMETRY | SEE13501463GA | BIOMEDICAL | Pavilion |  |  | 12/17/2013 |  | 12/17/18 |  |  | NO | YES |  |  |  |  | GE MEDICAL SYSTEMS 10347624 SEE13501463GA |  |  | Disposition |  | 00:D0:C9:EC:5C:9B |  | Equipment | PAAR:00-PVAR | 11/02/2019 |  | COOPER UNIVERSITY HOSPITAL |  |  | P5 STORAGE RM | WOT00000000534135 | Bonnie Aichroch | Disposition | Closed | Michael Youch | 02/08/2018 | 05/17/2019 | Bulk Disposition CNL | dis-positioned Dispositioned from Work Order Task WOT00000000534135 CEID: 10347624 | EXP2949095 | Labor | 05/13/2019 | 05/13/2019 | Michael Youch
|  | GE HEALTHCARE | CARESCAPE | SERVER, TELEMETRY | SEE09470668GA | NEURO/ORTHO/MEDSURG/7 PAV | Pavilion |  |  | 11/26/2009 |  | 11/26/14 |  |  | NO | YES |  |  |  |  | GE MEDICAL SYSTEMS 10347631 SEE09470668GA |  |  | Active |  | 00:D0:C9:B2:B9:79 |  | Equipment | PAAR:00-PVAR | 11/01/2019 |  | COOPER UNIVERSITY HOSPITAL |  |  | 7TH FLOOR PAVILION | WOT00000000534122 | Pam Young | Disposition | Closed | Gene Amodei | 02/08/2018 | 05/24/2019 | Bulk Disposition CNL
|  | GE HEALTHCARE | CARESCAPE | SERVER, TELEMETRY | SEE10260195GA | NEURO/ORTHO/MEDSURG/7 PAV | Pavilion |  |  | 07/02/2010 |  | 7/2/15 |  |  | NO | YES |  |  |  |  | GE MEDICAL SYSTEMS 10347629 SEE10260195GA |  |  | Active |  | 00:D0:C9:B8:A5:C7 |  | Equipment | PAAR:00-PVAR | 11/02/2019 |  | COOPER UNIVERSITY HOSPITAL |  |  | P784 | WOT00000000534125 | Pam Young | Disposition | Closed | Michael Youch | 02/08/2018 | 05/14/2019 | Bulk Disposition CNL
|  | GE HEALTHCARE | CARESCAPE | SERVER, TELEMETRY | SEE13280908GA | NEURO/ORTHO/MEDSURG/7 PAV | Pavilion |  |  | 07/16/2013 |  | 7/16/18 |  |  | NO | YES |  |  |  |  | GE MEDICAL SYSTEMS 10347630 SEE13280908GA |  |  | Active |  | 00:D0:C9:DB:9E:A0 |  | Equipment | PAAR:00-PVAR | 11/02/2019 |  | COOPER UNIVERSITY HOSPITAL |  |  | 7 PAVILION | WOT00000000534128 | Pam Young | Disposition | Closed | Michael Youch | 02/08/2018 | 05/14/2019 | Bulk Disposition CNL
|  | GE HEALTHCARE | CARESCAPE | SERVER, TELEMETRY | SEE13501475GA | BIOMEDICAL | Pavilion |  |  | 12/17/2013 |  | 12/17/18 |  |  | NO | YES |  |  |  |  | GE MEDICAL SYSTEMS 10347622 SEE13501475GA |  |  | Disposition |  | 00:D0:C9:Ec:5C:F0 |  | Equipment | PAAR:00-PVAR | 11/02/2019 |  | COOPER UNIVERSITY HOSPITAL |  |  | P5 STORAGE RM | WOT00000000534136 | Bonnie Aichroch | Disposition | Closed | Michael Youch | 02/08/2018 | 05/17/2019 | Bulk Disposition CNL | dis-positioned Dispositioned from Work Order Task WOT00000000534136 CEID: 10347622 | EXP2949091 | Labor | 05/13/2019 | 05/13/2019 | Michael Youch
|  | GE HEALTHCARE | CARESCAPE | SERVER, TELEMETRY | SEE13501460GA | BIOMEDICAL | Pavilion |  |  | 12/17/2013 |  | 12/17/18 |  |  | NO | YES |  |  |  |  | GE MEDICAL SYSTEMS 10347620 SEE13501460GA |  |  | Disposition |  | 00:D0:C9:EC:5C:81 |  | Equipment | PAAR:00-PVAR | 11/02/2019 |  | COOPER UNIVERSITY HOSPITAL |  |  | P5 STORAGE RM | WOT00000000534134 | Bonnie Aichroch | Disposition | Closed | Michael Youch | 02/08/2018 | 05/22/2019 | Bulk Disposition CNL | replaced when tele system was updated Dispositioned from Work Order Task WOT00000002200544 CEID: 10347620 | EXP2981548 | Labor | 05/22/2019 | 05/22/2019 | Michael Youch
|  | GE HEALTHCARE | CARESCAPE | SERVER, TELEMETRY | SEE13501479GA | BIOMEDICAL | Pavilion |  |  | 12/17/2013 |  | 12/17/18 |  |  | NO | YES |  |  |  |  | GE MEDICAL SYSTEMS 10347618 SEE13501479GA |  |  | Disposition |  | 00:D0:C9:EC:5C:ED |  | Equipment | PAAR:00-PVAR | 11/02/2019 |  | COOPER UNIVERSITY HOSPITAL |  |  | P5 STORAGE RM | WOT00000000534138 | Bonnie Aichroch | Disposition | Closed | Michael Youch | 02/08/2018 | 05/17/2019 | Bulk Disposition CNL | dis-positioned Dispositioned from Work Order Task WOT00000000534138 CEID: 10347618 | EXP2949084 | Labor | 05/13/2019 | 05/13/2019 | Michael Youch
|  | GE HEALTHCARE | CARESCAPE | SERVER, TELEMETRY | SEE13280914GA | KELEMEN 8 PCU | Kelemen |  |  | 11/02/2019 |  | 11/2/24 |  |  | NO | YES |  |  |  |  | GE MEDICAL SYSTEMS 30144953 SEE13280914GA |  |  | Active |  | 00:D0:C9:DC:67:16 |  | Equipment | PAAR:00-PVAR | 11/02/2019 | 11/02/2019 | COOPER UNIVERSITY HOSPITAL |  |  | PCU HOLDING CLOSET | WOT00000000534130 | BYRON WELLS | Disposition | Closed | Michael Youch | 11/02/2019 | 11/02/2019 | Bulk Disposition CNL |  |  |  | 11/02/2019 | 11/02/2019
|  | GE HEALTHCARE | CARESCAPE | SERVER, TELEMETRY | SEE13280920GA | PACU KELEMEN | Kelemen |  |  | 11/02/2019 |  | 11/2/24 |  |  | NO | YES |  |  |  |  | GE MEDICAL SYSTEMS 30144952 SEE13280920GA |  |  | Active |  | 00:D0:C9:DC:3E:DA |  | Equipment | PAAR:00-PVAR | 11/02/2019 | 11/02/2019 | COOPER UNIVERSITY HOSPITAL |  |  | PCU HOLDING CLOSET | WOT00000000534133 | FRANK OBRIEN | Disposition | Closed | Richard Jolly | 11/02/2019 | 11/02/2019 | Bulk Disposition CNL |  |  |  | 11/02/2019 | 11/02/2019
|  | GE HEALTHCARE | CARESCAPE | SERVER, TELEMETRY | SEE13280910GA | KELEMEN 8 PCU | Kelemen |  |  | 11/02/2019 |  | 11/2/24 |  |  | NO | YES |  |  |  |  | GE MEDICAL SYSTEMS 30144947 SEE13280910GA |  |  | Active |  | 00:D0:C9:DB:A4:0C |  | Equipment | PAAR:00-PVAR | 11/02/2019 | 11/02/2019 | COOPER UNIVERSITY HOSPITAL |  |  | PCU | 0012135260 | BYRON WELLS | Repair | Closed | Stephen Zubrzycki | 11/02/2019 | 11/02/2019 | SERVER - NEEDS MOTHERBOARD - TMX | 9/5/2017 12:37:21 PM SJZUBRZYCKI (RCJOLLY 9/5/2017 12:00 AM) ANALYZED UNIT. VERIFIED WITH MATT FROM GE THAT IT NEEDED A FLASH CARD. SWAPPED WITH SPARE CIC AND VPO (SJZUBRZYCKI 9/5/2017 12:00 AM) ANALYZED UNIT. VERIFIED WITH MATT FROM GE THAT IT NEEDED A FLASH CARD. SWAPPED WITH SPARE CIC AND VPO | 4D6AACBB-2F54-42DC-8B60-A64BA8C3B8A4 | Labor | 11/02/2019 | 11/02/2019 | Richard Jolly
|  | GE HEALTHCARE | CARESCAPE | SERVER, TELEMETRY | SEE13280909GA | KELEMEN 8 PCU | Kelemen |  |  | 11/02/2019 |  | 11/2/24 |  |  | NO | YES |  |  |  |  | GE MEDICAL SYSTEMS 30144949 SEE13280909GA |  |  | Active |  | 00:D0:C9:DC:D3:98 |  | Equipment | PAAR:00-PVAR | 11/02/2019 | 11/02/2019 | COOPER UNIVERSITY HOSPITAL |  |  | backup in Rich's office |  | BYRON WELLS |  |  |  | 11/02/2019 | 11/02/2019 |  |  |  |  | 11/02/2019 | 11/02/2019
|  | GE HEALTHCARE | CARESCAPE | SERVER, TELEMETRY | SEE13280916GA | KELEMEN 8 PCU | Kelemen |  |  | 11/02/2019 |  | 11/2/24 |  |  | NO | YES |  |  |  |  | GE MEDICAL SYSTEMS 30144948 SEE13280916GA |  |  | Active |  | 00:D0:C9:DC:66:FF |  | Equipment | PAAR:00-PVAR | 11/02/2019 | 11/02/2019 | COOPER UNIVERSITY HOSPITAL |  |  | PCU HOLDING CLOSET | WOT00000000534132 | BYRON WELLS | Disposition | Closed | Michael Youch | 11/02/2019 | 11/02/2019 | Bulk Disposition CNL |  |  |  | 11/02/2019 | 11/02/2019
|  | GE HEALTHCARE | CARESCAPE | SERVER, TELEMETRY | SEE13280915GA | PACU KELEMEN | Kelemen |  |  | 11/01/2019 |  | 11/1/24 |  |  | NO | YES |  |  |  |  | GE MEDICAL SYSTEMS 30144945 SEE13280915GA |  |  | Active |  | 00:D0:C9:DC:3C:70 |  | Equipment | PAAR:00-PVAR | 11/01/2019 | 11/01/2019 | COOPER UNIVERSITY HOSPITAL |  |  | PCU HOLDING CLOSET | WOT00000000534131 | FRANK OBRIEN | Disposition | Closed | Richard Jolly | 11/01/2019 | 11/01/2019 | Bulk Disposition CNL |  |  |  | 11/01/2019 | 11/01/2019
|  | GE HEALTHCARE | CARESCAPE | SERVER, TELEMETRY | SEE13280911GA | KELEMEN 8 PCU | Kelemen |  |  | 11/02/2019 |  | 11/2/24 |  |  | NO | YES |  |  |  |  | GE MEDICAL SYSTEMS 30144946 SEE13280911GA |  |  | Active |  | 00:D0:C9:DC:3C:6A |  | Equipment | PAAR:00-PVAR | 11/02/2019 | 11/02/2019 | COOPER UNIVERSITY HOSPITAL |  |  | PCU | WOT00000000534129 | BYRON WELLS | Disposition | Closed | Michael Youch | 11/02/2019 | 11/02/2019 | Bulk Disposition CNL |  |  |  | 11/02/2019 | 11/02/2019
|  | GE HEALTHCARE | CARESCAPE | SERVER, TELEMETRY | SEE11071032GA | CARDIAC CATH LAB | Kelemen |  |  | 11/01/2019 |  | 11/1/24 |  |  | NO | YES |  |  |  |  | GE MEDICAL SYSTEMS 30144944 SEE11071032GA |  |  | Active |  | 00:D0:C9:C5:BE:AE |  | Equipment | PAAR:00-PVAR | 11/01/2019 | 11/01/2019 | COOPER UNIVERSITY HOSPITAL |  |  | K884 - Telemetry Closet | WOT00000000534127 | LINDA BEAN | Disposition | Closed | Stephen Zubrzycki | 11/01/2019 | 11/01/2019 | Bulk Disposition CNL |  |  |  | 11/01/2019 | 11/01/2019
|  | GE HEALTHCARE | CARESCAPE | SERVER, TELEMETRY | SEE16324003SA |  | Pavilion | [7 empty] | YES | YES
|  | GE HEALTHCARE | CARESCAPE | SERVER, TELEMETRY | SEE16324005SA |  | Pavilion | [7 empty] | YES | YES
|  | GE HEALTHCARE | CARESCAPE | SERVER, TELEMETRY | SEE16150531SA |  | Pavilion | [7 empty] | YES | YES
|  | GE HEALTHCARE | CARESCAPE | SERVER, TELEMETRY | SEE16180899SA |  | Pavilion | [7 empty] | YES | YES
|  | GE HEALTHCARE | CARESCAPE | SERVER, TELEMETRY | SEE13280907GA |  | Kelemen | [7 empty] | NO | YES
|  | BOEKEL SCIENTIFIC | ORBITRON ROTATOR II 260250 | SHAKER |  |  | Kelemen | [7 empty] | YES | YES
|  | LAB-LINE INSTRUMENTS |  | SHAKER |  |  | Kelemen | [7 empty] | YES | YES
|  | VWR INTERNATIONAL |  | SHAKER |  |  | 401 Haddon Ave | [7 empty] | YES | YES
|  | INTUTIVE SURGICAL | DA VINCI SI | SIDE SYSTEM | SH0177 |  | Kelemen | [6 empty] | SYSTEM COMPONENT | NO | YES | Asset Tag 10367367
|  | OLYMPUS AMERICA, INC. | OSF-V60 | SIGMOIDOSCOPE, FLEXIBLE |  |  | 6015 Main St | [7 empty] | NO | YES
|  | OLYMPUS AMERICA, INC. | OSF-V60 | SIGMOIDOSCOPE, FLEXIBLE |  |  | 6015 Main St | [7 empty] | YES | YES
|  | OLYMPUS AMERICA, INC. | SIF-Q180 | SIGMOIDOSCOPE, FLEXIBLE |  | SPECIAL TEST |  |  | Serial Number Report | 10/31/2019 |  |  |  |  | NO | YES |  |  |  |  | OLYMPUS AMERICA, INC. 2522716 2522716 |  |  | Active |  | 99:99:99:99:99:99 |  | Equipment | PAAR:00-PVAR | 10/31/2019 | 10/31/2019 | COOPER UNIVERSITY HOSPITAL |  |  |  |  | AMY HANNAN |  |  |  | 10/31/2019 | 10/31/2019 |  |  |  |  | 10/31/2019 | 10/31/2019
|  | OLYMPUS AMERICA, INC. | PCF-S | SIGMOIDOSCOPE, FLEXIBLE, PEDIATRIC |  |  | 6015 Main St | [7 empty] | NO | YES
|  | OLYMPUS AMERICA, INC. | PCF-S | SIGMOIDOSCOPE, FLEXIBLE, PEDIATRIC |  |  | 6015 Main St | [7 empty] | NO | YES
|  | EDWARDS LIFESCIENCE | TRUCAL | SIMULATOR |  | BIOMEDICAL | Kelemen | Basement |  | 01/29/2019 |  |  |  |  | NO | YES |  |  |  |  | EDWARDS LIFESCIENCE 30142061 005584 |  |  | Active |  | 99:99:99:99:99:99 |  | Test Equipment | 1Y:00-VEN | 01/29/2019 | 01/29/2019 | COOPER UNIVERSITY HOSPITAL |  |  | BIOMED |  | Bonnie Aichroch |  |  |  | 01/29/2019 | 01/29/2019 |  |  |  |  | 01/29/2019 | 01/29/2019
|  | PRONK TECHNOLOGIES INC. | OX-SIM | SIMULATOR, HEART RATE | OX3550-OX | BIOMEDICAL | Kelemen |  |  | 01/30/2019 |  |  |  |  | NO | YES |  |  |  |  | PRONK TECHNOLOGIES INC. 468510 OX3550-OX |  |  | Active |  | 99:99:99:99:99:99 |  | Test Equipment | 1Y:00-VEN | 01/30/2019 | 01/30/2019 | COOPER UNIVERSITY HOSPITAL |  |  |  | 0011050020 | Bonnie Aichroch | Performance Verification | Closed | Bonnie Aichroth | 01/30/2019 | 01/30/2019 | INCOMING INVENTORY | DEVICE INVENTORIED | 1E021137-F831-4FD3-AF10-364D06F81967 | Labor | 01/30/2019 | 01/30/2019 | Bonnie Aichroth
|  | PRONK TECHNOLOGIES INC. | SIMCUBE SC-5 | SIMULATOR, NIBP | 7030-SC5 | BIOMEDICAL | Kelemen |  |  | 01/30/2019 |  |  |  |  | NO | YES |  |  |  |  | PRONK TECHNOLOGIES INC. 491075 7030-SC5 |  |  | Active |  | 99:99:99:99:99:99 |  | Test Equipment | 1Y:00-VEN | 01/30/2019 | 01/30/2019 | COOPER UNIVERSITY HOSPITAL |  |  |  |  | Bonnie Aichroch |  |  |  | 01/30/2019 | 01/30/2019 |  |  |  |  | 01/30/2019 | 01/30/2019
|  | DNI NEVADA | CUFFLINK | SIMULATOR, PATIENT |  | BIOMEDICAL | Kelemen |  |  | 07/07/2004 |  |  |  |  | NO | YES |  |  |  |  | DNI NEVADA 10366458 3826 |  |  | Active |  | 99:99:99:99:99:99 |  | Test Equipment | 1Y:00-VEN | 01/30/2019 | 01/01/2020 | COOPER UNIVERSITY HOSPITAL |  |  |  |  | Bonnie Aichroch
|  | FLUKE BIOMEDICAL CORPORATION | MPS450 | SIMULATOR, PATIENT |  | BIOMEDICAL | Pavilion |  |  | 06/10/2015 |  | 6/10/20 |  |  | NO | YES |  |  |  |  | FLUKE BIOMEDICAL CORPORATION 10752714 168602 |  |  | Active |  | 99:99:99:99:99:99 |  | Test Equipment | 1Y:00-VEN | 01/29/2019 | 01/01/2020 | COOPER UNIVERSITY HOSPITAL |  |  |  | 0011049996 | Bonnie Aichroch | Performance Verification | Closed | Bonnie Aichroth | 01/12/2017 | 01/12/2017 | INCOMING INVENTORY | DEVICE INVENTORIED | 9844FEBE-FA31-4CB3-A71D-1E06231DD6CA | Labor | 01/12/2017 | 01/12/2017 | Bonnie Aichroth
|  | FLUKE BIOMEDICAL CORPORATION | PS420 | SIMULATOR, PATIENT |  | BIOMEDICAL | Kelemen |  |  | 01/29/2019 |  | 1/29/24 |  |  | NO | YES |  |  |  |  | FLUKE BIOMEDICAL CORPORATION 30142153 1264026 |  |  | Active |  | 99:99:99:99:99:99 |  | Test Equipment | 1Y:00-VEN | 01/29/2019 | 01/29/2019 | COOPER UNIVERSITY HOSPITAL |  |  | BIOMED |  | Bonnie Aichroch |  |  |  | 01/29/2019 | 01/29/2019 |  |  |  |  | 01/29/2019 | 01/29/2019
|  | TAYLOR INST. | 20-12 | SLUSH MACHINE | H3123693 |  | Pavilion | [7 empty] | YES | YES
|  | TAYLOR INST. | 20-12 | SLUSH MACHINE | H3123593 |  | Pavilion | [7 empty] | NO | YES
|  | PCI MEDICAL INC | G25-E | SOAK STATION |  | BUNKER HILL-SURGERY | 2 Plaza Dr |  |  | 02/08/2013 |  |  |  |  | NO | YES |  |  |  |  | PCI MEDICAL INC 10366879 35971 |  |  | Active |  | 99:99:99:99:99:99 |  | Equipment | PAAR:00-PVAR | 10/31/2019 |  | COOPER AMBULATORY OFF-SITES |  |  | CLEAN UTILITY |  | ANNE MAIER
|  | PCI MEDICAL INC | GUS G10VPL | SOAK STATION |  | BURLINGTON OB/GYN | 1900 Mount Holly Rd |  |  | 01/01/1900 |  |  |  |  | NO | YES |  |  |  |  | PCI MEDICAL INC 10366248 21467 |  |  | Active |  | 99:99:99:99:99:99 |  | Equipment | PAAR:00-PVAR | 11/02/2019 |  | COOPER AMBULATORY OFF-SITES |  |  | EXAM 6 |  | Carey Myers
|  | PCI MEDICAL INC | GUS G10VPL | SOAK STATION |  | BURLINGTON OB/GYN | 1900 Mount Holly Rd |  |  | 08/16/2006 |  |  |  |  | NO | YES |  |  |  |  | PCI MEDICAL INC 10366242 23149 |  |  | Active |  | 99:99:99:99:99:99 |  | Equipment | PAAR:00-PVAR | 11/02/2019 |  | COOPER AMBULATORY OFF-SITES |  |  | EXAM 5 |  | Carey Myers
|  | PCI MEDICAL INC | GUS-G25 | SOAK STATION | 120-40509 | BRACHFIELD MEDICAL ASSOCIATES-MEDICINE | 218 Sunset Rd |  |  | 11/15/2017 |  |  |  |  | NO | YES |  |  |  |  | PCI MEDICAL INC 10732193 120-40509 |  |  | Active |  | 99:99:99:99:99:99 |  | Equipment | PAAR:00-PVAR | 10/31/2019 |  | COOPER AMBULATORY OFF-SITES |  |  |  | 0012587761 | CATHY CRAWFORD | Performance Verification | Closed | Josh Harris | 12/27/2017 | 12/27/2017 | INCOMING INVENTORY | DEVICE INVENTORIED | 739E29F1-9C59-4975-806A-BAFA560B4C86 | Labor | 12/27/2017 | 12/27/2017 | Josh Harris
|  | PCI MEDICAL INC | GUS-G25 | SOAK STATION |  | 127 CHURCH - SURGERY | 127 Church Rd |  |  | 04/02/2013 |  |  |  |  | NO | YES |  |  |  |  | PCI MEDICAL INC 10365926 38762 |  |  | Active |  | 99:99:99:99:99:99 |  | Equipment | 1Y:00-MFG | 06/05/2019 | 06/01/2020 | COOPER AMBULATORY OFF-SITES |  |  | Clean room |  | Carmen Rivera
|  | THERMO FISHER | NANODROP ND-1000 | SPECTROPHOTOMETER |  |  | 401 Haddon Ave | [7 empty] | YES | YES
|  | THERMO FISHER SCIENTIFIC | GENESYS 20 | SPECTROPHOTOMETER | 3SG9252027 | LAB CHEMISTRY | Pavilion | Basement |  | 09/08/2001 |  |  |  |  | NO | YES |  |  |  |  | THERMO FISHER SCIENTIFIC 10360270 3SG9252027 |  |  | Active |  | 99:99:99:99:99:99 |  | Equipment | 1Y:00-MFG | 09/30/2019 | 09/01/2020 | COOPER UNIVERSITY HOSPITAL |  |  | 1ST |  | Barbara Snyder
|  | FERRARIS MEDICAL | KOKO DIGIDOSER | SPIROMETER | 2006LB0540 | BRACHFIELD MEDICAL ASSOCIATES-MEDICINE | 218 Sunset Rd |  |  | 01/29/2007 |  |  |  |  | NO | YES |  |  |  |  | FERRARIS MEDICAL 10367012 2006LB0540 |  |  | Active |  | 99:99:99:99:99:99 |  | Equipment | 1Y:00-MFG | 06/07/2019 | 06/01/2020 | COOPER AMBULATORY OFF-SITES |  |  | RECOVERY NURSES AREA |  | CATHY CRAWFORD
|  | QUINTRON INSTRUMENT CO | BREATHTRACKER DP | SPIROMETER |  | 3 COOPER-PEDIATRICS | 3 Cooper |  |  | 01/01/1900 |  |  |  |  | NO | YES |  |  |  |  | QUINTRON INSTRUMENT CO 10345645 10109 |  |  | Active |  | 99:99:99:99:99:99 |  | Equipment | 1Y:00-MFG | 11/01/2019 | 11/01/2020 | COOPER AMBULATORY OFF-SITES |  |  | Suite 200 - Exam 201-A |  | MAUREEN OBRIEN
|  | VITALOGRAPH, INC. | PNEUMOTRAC 6800 | SPIROMETER |  | VOORHEES PEDIATRICS | 6400 Main St |  |  | 04/19/2016 |  | 4/19/24 |  |  | NO | YES |  |  |  |  | VITALOGRAPH, INC. 10480375 11599 |  |  | Active |  | B0:5A:DA:3B:50:5D |  | Equipment | 1Y:00-MFG | 04/03/2019 | 04/01/2020 | COOPER AMBULATORY OFF-SITES |  |  |  |  | MAUREEN OBRIEN
|  | BAYER CORP DIAGNOSTIC DIV | HEMATEK 2000 | STAINER, SLIDE |  | LAB HEMATOLOGY | Pavilion | Basement |  | 01/01/1900 |  |  |  |  | NO | YES |  |  |  |  | BAYER CORP DIAGNOSTIC DIV 10366624 110349 |  |  | Active |  | 99:99:99:99:99:99 |  | Equipment | 1Y:00-MFG | 03/21/2019 | 03/01/2020 | COOPER UNIVERSITY HOSPITAL |  |  |  |  | DALE MORRONE
|  | BIOMERIEUX VITEK, INC. | PREVI COLOR GRAM | STAINER, SLIDE |  | LAB MICROBIOLOGY | Pavilion | Basement |  | 10/16/2019 |  | 10/16/26 |  |  | NO | YES |  |  |  |  | BIOMERIEUX VITEK, INC. 30438070 414292161229 |  |  | Active |  |  |  | Equipment | 1Y:00-MFG | 10/16/2019 | 10/16/2019 | COOPER UNIVERSITY HOSPITAL |  |  |  | WOT00000004053201 | COURTNEY BARRY | Performance Verification | Completed | Gene Amodei | 10/16/2019 | 10/16/2019 | Performance Verification for BIOMERIEUX VITEK, INC. 30438070 414292161229 | Initial Install of Performance Verification. Device is ready for patient use. |  |  | 10/16/2019 | 10/16/2019
|  | HARDY DIAGNOSTICS | QUICK SLIDE PLUS II | STAINER, SLIDE |  | VOORHEES SURGERY CENTER-HEM/ONC | Pavilion | Basement |  | 07/13/2013 |  | 7/13/20 |  |  | NO | YES |  |  |  |  | GG & B TECHNOLOGY 10347568 618 |  |  | Disposition |  |  |  | Equipment | 1Y:00-MFG | 04/13/2017 | 04/01/2020 | COOPER AMBULATORY OFF-SITES |  |  | SUITE M |  | MEGAN MCCAFFERTY
|  | SIEMENS HEALTHCARE DIAGNOSTICS | HEMATEK 3000 | STAINER, SLIDE |  |  | Kelemen |  |  | 12/04/2017 |  | 12/4/24 |  |  | NO | YES |  |  |  |  | SIEMENS HEALTHCARE DIAGNOSTICS 10732433 472542 |  |  | Active |  | 99:99:99:99:99:99 |  | Equipment | 1Y:00-MFG | 03/09/2019 | 03/01/2020 | COOPER UNIVERSITY HOSPITAL |  |  |  | 0012651280 | DALE MORRONE | Preventative Maintenance | Closed | Josh Harris | 01/12/2018 | 01/12/2018 | PERFORMANCE ASSURANCE AT INVENTORY | INVENTORIED DEVICE AND ENSURED DEVICE WAS FUNCTIONING PROPERLY. | 18A3EACE-488C-412B-AE81-3BB88D8D89C8 | Labor | 12/04/2017 | 12/04/2017 | Gene Amodei
|  | SIEMENS HEALTHCARE DIAGNOSTICS | HEMATEK 3000 | STAINER, SLIDE |  | VOORHEES SURGERY CENTER-HEM/ONC | 900 Centennial Blvd | Suite M |  | 02/07/2017 |  | 2/7/24 |  |  | NO | YES |  |  |  |  | SIEMENS HEALTHCARE DIAGNOSTICS 10649958 461940 |  |  | Active |  | 99:99:99:99:99:99 |  | Equipment | 1Y:00-MFG | 04/19/2019 | 04/01/2020 | COOPER AMBULATORY OFF-SITES |  |  | SUITE M LAB | 0011614829 | MEGAN MCCAFFERTY | Performance Verification | Closed | Bonnie Aichroth | 05/05/2017 | 05/05/2017 | INCOMING INVENTORY | DEVICE INVENTORIED | 4C501D79-1004-4FBA-B270-1EBFCA0ED43E | Labor | 05/05/2017 | 05/05/2017 | Bonnie Aichroth
|  | SIEMENS HEALTHCARE DIAGNOSTICS | HEMATEK 3000 | STAINER, SLIDE |  | COOPER CANCER CENTER-COOPER DAY-CHEMO | MD Anderson Cancer Center |  |  | 12/15/2015 |  | 12/15/22 |  |  | NO | YES |  |  |  |  | SIEMENS HEALTHCARE DIAGNOSTICS 10480266 351600 |  |  | Active |  | 99:99:99:99:99:99 |  | Equipment | 1Y:00-MFG | 09/30/2019 | 09/01/2020 | COOPER AMBULATORY OFF-SITES |  |  | ROOM C3051 |  | Bonnie Aichroch
|  | THERMO FISHER SCIENTIFIC | GEMINI AS | STAINER, SLIDE | GT1054U1409 | LAB CYTOLOGY | Kelemen | BASEMENT |  | 01/01/2015 |  |  |  |  | NO | YES |  |  |  |  | THERMO FISHER SCIENTIFIC 10368043 GT1054U1409 |  |  | Active |  | 99:99:99:99:99:99 |  | Equipment | 6M:00-RPLC 1Y:00-MFG 3Y:00-BAT | 09/20/2019 | 03/01/2020 | COOPER UNIVERSITY HOSPITAL |  |  | CYTOLOGY |  | DALE MORRONE
|  | VENTANA MEDICAL SYSTEMS | BENCHMARK | STAINER, SLIDE |  | LAB HISTOLOGY | Pavilion | Basement |  | 09/27/2013 |  | 9/27/20 |  |  | NO | YES |  |  |  |  | VENTANA MEDICAL SYSTEMS 10368011 5110376 |  |  | Active |  | 99:99:99:99:99:99 |  | Equipment | 1Y:00-MFG | 05/29/2019 | 05/01/2020 | COOPER UNIVERSITY HOSPITAL |  |  | HISTOLOGY |  | DALE MORRONE
|  | VENTANA MEDICAL SYSTEMS | BENCHMARK ULTRA | STAINER, SLIDE |  | LAB HISTOLOGY | Pavilion | Basement |  | 09/26/2014 |  | 9/26/21 |  |  | NO | YES |  |  |  |  | VENTANA MEDICAL SYSTEMS 10368016 312289 |  |  | Active |  | 99:99:99:99:99:99 |  | Equipment | 1Y:00-MFG | 06/13/2019 | 07/01/2020 | COOPER UNIVERSITY HOSPITAL |  |  | HISTOLOGY |  | DALE MORRONE
|  | VENTANA MEDICAL SYSTEMS | BENCHMARK ULTRA | STAINER, SLIDE |  | LAB HISTOLOGY | Pavilion | Basement |  | 02/26/2019 |  | 2/26/26 |  |  | NO | YES |  |  |  |  | VENTANA MEDICAL SYSTEMS 30142074 314217 |  |  | Active |  | 99:99:99:99:99:99 |  | Equipment | 1Y:00-MFG | 02/26/2019 | 02/26/2019 | COOPER UNIVERSITY HOSPITAL |  |  |  |  | DALE MORRONE |  |  |  | 02/26/2019 | 02/26/2019 |  |  |  |  | 02/26/2019 | 02/26/2019
|  | VENTANA MEDICAL SYSTEMS | BENCHMARK ULTRA | STAINER, SLIDE |  | LAB HISTOLOGY | Pavilion | Basement |  | 02/26/2019 |  | 2/26/26 |  |  | NO | YES |  |  |  |  | VENTANA MEDICAL SYSTEMS 30142073 314246 |  |  | Active |  | 99:99:99:99:99:99 |  | Equipment | 1Y:00-MFG | 02/26/2019 | 02/26/2019 | COOPER UNIVERSITY HOSPITAL |  |  |  |  | DALE MORRONE |  |  |  | 02/26/2019 | 02/26/2019 |  |  |  |  | 02/26/2019 | 02/26/2019
|  | VENTANA MEDICAL SYSTEMS | SYMPHONY | STAINER, SLIDE |  | LAB HISTOLOGY | Kelemen | Basement |  | 02/20/2012 |  | 2/20/19 |  |  | NO | YES |  |  |  |  | VENTANA MEDICAL SYSTEMS 10368013 390194 |  |  | Active |  | 99:99:99:99:99:99 |  | Equipment | 1Y:00-MFG | 05/29/2019 | 05/01/2020 | COOPER UNIVERSITY HOSPITAL |  |  | P043 - HISTOLOGY |  | DALE MORRONE
|  | VENTANA MEDICAL SYSTEMS | SYMPHONY | STAINER, SLIDE |  | LAB HISTOLOGY | Pavilion | BASEMENT |  | 09/25/2013 |  | 9/25/20 |  |  | NO | YES |  |  |  |  | VENTANA MEDICAL SYSTEMS 10368010 390316 |  |  | Active |  | 99:99:99:99:99:99 |  | Equipment | 1Y:00-MFG | 05/29/2019 | 05/01/2020 | COOPER UNIVERSITY HOSPITAL |  |  | HISTOLOGY |  | DALE MORRONE
|  | 3M HEALTHCARE | ATTEST 490 AUTO-READER | STERILIZATION PROCESS INDICATOR |  | BUNKER HILL-SURGERY | 2 Plaza Dr |  |  | 10/31/2019 |  | 10/31/29 |  |  | NO | YES |  |  |  |  | 3M HEALTHCARE 11208043 120517 |  |  | Active |  |  |  | Equipment | PAAR:00-PVAR | 10/31/2019 | 10/31/2019 | COOPER AMBULATORY OFF-SITES |  |  | Clean room | WOT00000002496151 | ANNE MAIER | Performance Verification | Closed | Michael Youch | 10/31/2019 | 10/31/2019 | CEID Record Completion for 3M HEALTHCARE 11208043 120517 | new equipment check and documentation | EXP2710999 | Labor | 10/31/2019 | 10/31/2019 | Michael Youch
|  | 3M HEALTHCARE | ATTEST 490 AUTO-READER | STERILIZATION PROCESS INDICATOR |  | COOPER DIGESTIVE HEALTH-ENDOSCOPY | 501 Fellowship Rd |  |  | 10/31/2019 |  | 10/31/29 |  |  | NO | YES |  |  |  |  | 3M HEALTHCARE 11200016 120639 |  |  | Active |  |  |  | Equipment | PAAR:00-PVAR | 10/31/2019 | 10/31/2019 | COOPER AMBULATORY OFF-SITES |  |  | STERIZER RM. | WOT00000002350489 | JEANNE GREER | Service Request | Closed | Kirk Lis | 10/31/2019 | 10/31/2019 | New Incubator for a Sterilizer - Needs checked, tagged | INVENTORIED NEW EQUIPMENT | EXP2471234 | Labor | 10/31/2019 | 10/31/2019 | Kirk Lis
|  | 3M HEALTHCARE | ATTEST 490 AUTO-READER | STERILIZATION PROCESS INDICATOR |  | BURLINGTON OB/GYN | 1900 Mount Holly Rd |  |  | 10/31/2019 |  | 10/31/29 |  |  | NO | YES |  |  |  |  | 3M HEALTHCARE 11200008 120499 |  |  | Active |  |  |  | Equipment | PAAR:00-PVAR | 10/31/2019 | 10/31/2019 | COOPER AMBULATORY OFF-SITES |  |  | Performance Verification | WOT00000002108181 | Carey Myers | Service Request | Closed | Kirk Lis | 10/31/2019 | 10/31/2019 | Test Dual Auto Reader- Needs checked, tagged, and installed | INVENTORY NEW EQUIPMENT | EXP2208742 | Labor | 10/31/2019 | 10/31/2019 | Kirk Lis
|  | 3M HEALTHCARE | ATTEST 490 AUTO-READER | STERILIZATION PROCESS INDICATOR |  | VOORHEES SURGERY CENTER-OPERATING ROOM | 900 Centennial Blvd | Suite E |  | 12/28/2017 |  | 12/28/27 |  |  | NO | YES |  |  |  |  | 3M HEALTHCARE 10732231 115058 |  |  | Active |  | 99:99:99:99:99:99 |  | Equipment | PAAR:00-PVAR | 10/31/2019 |  | COOPER AMBULATORY OFF-SITES |  |  |  | 0012740450 | JENNIFER BOMBARO | Performance Verification | Closed | Josh Harris | 01/30/2018 | 01/30/2018 | INCOMING INVENTORY | DEVICE INVENTORIED | AC163612-DBFB-4F40-B199-3708CDA9CA95 | Labor | 01/30/2018 | 01/30/2018 | Josh Harris
|  | 3M HEALTHCARE | ATTEST 490 AUTO-READER | STERILIZATION PROCESS INDICATOR |  | CENTRAL STERILE PROCESSING | Kelemen |  |  | 08/18/2017 |  | 8/18/27 |  |  | NO | YES |  |  |  |  | 3M HEALTHCARE 10725046 106441 |  |  | Active |  | 99:99:99:99:99:99 |  | Equipment | PAAR:00-PVAR | 10/31/2019 |  | COOPER UNIVERSITY HOSPITAL |  |  | KOR 1/2 | 0012052765 | GINA GAROZZO | Preventative Maintenance | Closed | Stephen Zubrzycki | 08/21/2017 | 08/21/2017 | PERFORMANCE ASSURANCE AT INVENTORY | INVENTORIED DEVICE AND ENSURED DEVICE WAS FUNCTIONING PROPERLY. | 2D78CD3A-809B-4DE6-8F4F-877FEFBB3398 | Labor | 08/18/2017 | 08/18/2017 | Stephen Zubrzycki
|  | 3M HEALTHCARE | ATTEST 490 AUTO-READER | STERILIZATION PROCESS INDICATOR |  | BUNKER HILL-OB/GYN | 4 Plaza Dr |  |  | 10/31/2019 |  | 10/31/29 |  |  | NO | YES |  |  |  |  | 3M HEALTHCARE 30244827 120502 |  |  | Active |  |  |  | Equipment | PAAR:00-PVAR | 10/31/2019 | 10/31/2019 | COOPER AMBULATORY OFF-SITES |  |  | Clean room | WOT00000002497963 | LISA POTTS | Performance Verification | Closed | Michael Youch | 10/31/2019 | 10/31/2019 | CEID Record Completion for 3M HEALTHCARE 30244827 120502 | new equipment inventory | EXP2710993 | Labor | 10/31/2019 | 10/31/2019 | Michael Youch
|  | ASP (ADVANCED STERILIZATION PRODUCTS) | STERRAD 100NX | STERILIZER, GAS PLASMA |  | CENTRAL STERILE PROCESSING | Pavilion | BASEMENT |  | 09/25/2013 |  | 9/25/25 |  |  | NO | YES |  |  |  |  | ASP (ADVANCED STERILIZATION PRODUCTS) 10347699 1041130281 |  |  | Active |  | 00:00:00:00:00:00 |  | High Risk | 6M:00-MFG | 05/20/2019 | 05/01/2020 | COOPER UNIVERSITY HOSPITAL |  |  | CSP #8 |  | GINA GAROZZO
|  | ASP (ADVANCED STERILIZATION PRODUCTS) | STERRAD 100S | STERILIZER, GAS PLASMA |  |  | Pavilion | BASEMENT | [6 empty] | NO | YES
|  | ASP (ADVANCED STERILIZATION PRODUCTS) | STERRAD NX | STERILIZER, GAS PLASMA |  | VOORHEES SURGERY CENTER-OPERATING ROOM | 900 Centennial Blvd | Suite E |  | 12/29/2010 |  | 12/29/22 |  |  | NO | YES |  |  |  |  | ASP (ADVANCED STERILIZATION PRODUCTS) 10348024 33102109 |  |  | Active |  | 00:00:00:00:00:00 |  | High Risk | 1Y:00-MFG | 09/27/2019 | 09/01/2020 | COOPER AMBULATORY OFF-SITES |  |  | CLEAN PROCESSING |  | JENNIFER BOMBARO
|  | ASP (ADVANCED STERILIZATION PRODUCTS) | STERRAD NX | STERILIZER, GAS PLASMA |  | VOORHEES SURGERY CENTER-OPERATING ROOM | 900 Centennial Blvd | Suite E |  | 12/29/2010 |  | 12/29/22 |  |  | NO | YES |  |  |  |  | ASP (ADVANCED STERILIZATION PRODUCTS) 10348022 33102077 |  |  | Active |  | 00:00:00:00:00:00 |  | High Risk | 1Y:00-MFG | 09/30/2019 | 09/01/2020 | COOPER AMBULATORY OFF-SITES |  |  | CLEAN PROCESSING |  | JENNIFER BOMBARO
|  | ASP (ADVANCED STERILIZATION PRODUCTS) | STERRAD NX | STERILIZER, GAS PLASMA |  | CENTRAL STERILE PROCESSING | Pavilion | BASEMENT |  | 02/02/2011 |  | 2/2/23 |  |  | NO | YES |  |  |  |  | ASP (ADVANCED STERILIZATION PRODUCTS) 10347700 0033102175 |  |  | Active |  | 00:00:00:00:00:00 |  | High Risk | 1Y:00-MFG | 05/21/2019 | 05/01/2020 | COOPER UNIVERSITY HOSPITAL |  |  | CSP #9 |  | GINA GAROZZO
|  | MARKET FORGE | STME | STERILIZER, STEAM |  |  | 401 Haddon Ave | [7 empty] | YES | YES
|  | MARKET FORGE | STME | STERILIZER, STEAM |  |  | 401 Haddon Ave | [7 empty] | YES | YES
|  | STERIS CORPORATION | AMSCO LAB 250 | STERILIZER, STEAM | 0323009-08 |  | 401 Haddon Ave | [7 empty] | YES | YES
|  | BELIMED INC | 9-6-18 HS1 | STERILIZER, STEAM, FLOOR |  | CENTRAL STERILE PROCESSING | Pavilion | Basement |  | 10/22/2019 |  | 10/22/34 |  |  | NO | YES |  |  |  |  | BELIMED INC 11187621 10117 |  |  | Active | 10347710, 11187547 | 99:99:99:99:99:99 |  | High Risk | 3M:00-MFG | 10/22/2019 | 10/22/2019 | COOPER UNIVERSITY HOSPITAL |  |  | CSP #3 (2019) |  | GINA GAROZZO |  |  |  | 10/22/2019 | 10/22/2019 |  |  |  |  | 10/22/2019 | 10/22/2019
|  | BELIMED INC | 9-6-18 HS1 | STERILIZER, STEAM, FLOOR |  | CENTRAL STERILE PROCESSING | Pavilion | Basement |  | 10/01/2019 |  | 10/1/34 |  |  | NO | YES |  |  |  |  | BELIMED INC 11187620 10493 |  |  | Active | 10347712, 11187546 | 99:99:99:99:99:99 |  | High Risk | 3M:00-MFG | 10/01/2019 | 10/01/2019 | COOPER UNIVERSITY HOSPITAL |  |  | CSP #2 (2017) |  | GINA GAROZZO |  |  |  | 10/01/2019 | 10/01/2019 |  |  |  |  | 10/01/2019 | 10/01/2019
|  | BELIMED INC | 9-6-18 HS1 | STERILIZER, STEAM, FLOOR |  | CENTRAL STERILE PROCESSING | Pavilion | Basement |  | 10/01/2019 |  | 10/1/34 |  |  | NO | YES |  |  |  |  | BELIMED INC 11187619 11146 |  |  | Active | 10347711, 11187545 | 99:99:99:99:99:99 |  | High Risk | 3M:00-MFG | 10/01/2019 | 10/01/2019 | COOPER UNIVERSITY HOSPITAL |  |  | CSP #1 (2018) |  | GINA GAROZZO |  |  |  | 10/01/2019 | 10/01/2019 |  |  |  |  | 10/01/2019 | 10/01/2019
|  | GETINGE/CASTLE, INC. | 433HC | STERILIZER, STEAM, FLOOR | URA058396 | VOORHEES SURGERY CENTER-OPERATING ROOM | 900 Centennial Blvd | Suite E |  | 09/17/2019 |  | 9/17/34 |  |  | NO | YES |  |  |  |  | GETINGE/CASTLE, INC. 11221513 URA058396 |  |  | Active |  | 99:99:99:99:99:99 |  | High Risk | 6M:00-MFG | 09/17/2019 | 09/17/2019 | COOPER AMBULATORY OFF-SITES |  |  | Voorhees OR - #4 |  | JENNIFER BOMBARO |  |  |  | 09/17/2019 | 09/17/2019 |  |  |  |  | 09/17/2019 | 09/17/2019
|  | GETINGE/CASTLE, INC. | 433HC | STERILIZER, STEAM, FLOOR | URA013595 | VOORHEES SURGERY CENTER-OPERATING ROOM | 900 Centennial Blvd | Suite E |  | 02/16/2013 |  | 2/16/28 |  |  | NO | YES |  |  |  |  | GETINGE/CASTLE, INC. 10725238 URA013595 |  |  | Active | 10346035, 10725205 | 99:99:99:99:99:99 |  | High Risk | 6M:00-MFG | 09/27/2019 | 03/01/2020 | COOPER AMBULATORY OFF-SITES |  |  | Voorhees OR - #3 |  | JENNIFER BOMBARO
|  | GETINGE/CASTLE, INC. | 433HC | STERILIZER, STEAM, FLOOR | 07K08055 | CENTRAL STERILE PROCESSING | Pavilion | BASEMENT |  | 11/17/2008 |  | 11/17/23 |  |  | NO | YES |  |  |  |  | GETINGE/CASTLE, INC. 10649894 07K08055 |  |  | Active |  | 99:99:99:99:99:99 |  | High Risk | 6M:00-MFG | 10/02/2019 | 03/01/2020 | COOPER UNIVERSITY HOSPITAL |  |  | CSP #5 |  | GINA GAROZZO
|  | GETINGE/CASTLE, INC. | 433HC | STERILIZER, STEAM, FLOOR | 04K05510 | OR - KELEMEN 3 | Kelemen |  |  | 09/08/2005 |  | 9/8/20 |  |  | NO | YES |  |  |  |  | GETINGE/CASTLE, INC. 10367210 04K05510 |  |  | Active |  | 99:99:99:99:99:99 |  | High Risk | 6M:00-MFG | 09/09/2019 | 03/01/2020 | COOPER UNIVERSITY HOSPITAL |  |  | KOR 1&2 (#6) |  | DOMINIC VENDETTA
|  | GETINGE/CASTLE, INC. | 433HC | STERILIZER, STEAM, FLOOR | 08A08194 | CENTRAL STERILE PROCESSING | Pavilion | BASEMENT |  | 11/17/2008 |  | 11/17/23 |  |  | NO | YES |  |  |  |  | GETINGE/CASTLE, INC. 10347698 08A08194 |  |  | Active |  | 99:99:99:99:99:99 |  | High Risk | 6M:00-MFG | 09/30/2019 | 03/01/2020 | COOPER UNIVERSITY HOSPITAL |  |  | CSP #4 |  | GINA GAROZZO
|  | GETINGE/CASTLE, INC. | 433HC | STERILIZER, STEAM, FLOOR | 02KO3465 | OR - KELEMEN 3 | Kelemen |  |  | 01/01/1992 |  | 1/1/07 |  |  | NO | YES |  |  |  |  | GETINGE/CASTLE, INC. 10346351 02KO3465 |  |  | Active |  | 99:99:99:99:99:99 |  | High Risk | 6M:00-MFG | 09/05/2019 | 03/01/2020 | COOPER UNIVERSITY HOSPITAL |  |  | KOR 5&6 |  | DOMINIC VENDETTA
|  | GETINGE/CASTLE, INC. | 433HC | STERILIZER, STEAM, FLOOR | 08A08203 | OPERATING ROOM - PAVILION | Pavilion |  |  | 12/01/2008 |  | 12/1/23 |  |  | NO | YES |  |  |  |  | GETINGE/CASTLE, INC. 10346294 08A08203 |  |  | Active |  | 99:99:99:99:99:99 |  | High Risk | 6M:00-MFG | 09/18/2019 | 03/01/2020 | COOPER UNIVERSITY HOSPITAL |  |  | POR - Core |  | DOMINIC VENDETTA
|  | GETINGE/CASTLE, INC. | 433HC-E | STERILIZER, STEAM, FLOOR | URA012847 | OR - KELEMEN 3 | Kelemen |  |  | 10/02/2012 |  | 10/2/27 |  |  | NO | YES |  |  |  |  | GETINGE/CASTLE, INC. 10368237 URA012847 |  |  | Active |  | 99:99:99:99:99:99 |  | High Risk | 6M:00-MFG | 09/18/2019 | 03/01/2020 | COOPER UNIVERSITY HOSPITAL |  |  | KOR 3&4 |  | DOMINIC VENDETTA
|  | GETINGE/CASTLE, INC. | 433HC-E | STERILIZER, STEAM, FLOOR | URA051344 | COOPER CANCER CENTER-MULTIDISCIPLINARY CLINIC | MD Anderson Cancer Center |  |  | 10/09/2013 |  | 10/9/28 |  |  | NO | YES |  |  |  |  | GETINGE/CASTLE, INC. 10355363 URA051344 |  |  | Disposition |  | 99:99:99:99:99:99 |  | High Risk | 6M:00-MFG | 03/28/2019 | 03/01/2020 | COOPER AMBULATORY OFF-SITES |  |  | CLEAN UTILITY |  | ROXANNE BERGER
|  | GETINGE/CASTLE, INC. | 522HC | STERILIZER, STEAM, FLOOR | 04K05419 | CENTRAL STERILE PROCESSING | Pavilion | BASEMENT |  | 10/10/2006 |  | 10/10/21 |  |  | NO | YES |  |  |  |  | GETINGE/CASTLE, INC. 10347693 04K05419 |  |  | Active |  | 99:99:99:99:99:99 |  | High Risk | 6M:00-MFG | 09/30/2019 | 03/01/2020 | COOPER UNIVERSITY HOSPITAL |  |  | CSP #10 |  | GINA GAROZZO
|  | GETINGE/CASTLE, INC. | 533HC | STERILIZER, STEAM, FLOOR | BAA089210 | VOORHEES SURGERY CENTER-OPERATING ROOM | 900 Centennial Blvd | Suite E |  | 09/17/2019 |  |  |  |  | NO | YES |  |  |  |  | GETINGE/CASTLE, INC. 11187557 BAA089210 |  |  | Active |  |  |  | High Risk | 6M:00-MFG | 09/17/2019 | 09/17/2019 | COOPER AMBULATORY OFF-SITES |  |  | Voorhees OR - #2 | WOT00000002521412 | JENNIFER BOMBARO | Performance Verification | Closed | Stephen Zubrzycki | 09/17/2019 | 09/17/2019 | Performance Verification for GETINGE/CASTLE, INC. 11187557 BAA089210 | Initial Install of Performance Verification. Device is ready for patient use. |  |  | 09/17/2019 | 09/17/2019
|  | GETINGE/CASTLE, INC. | 533HC | STERILIZER, STEAM, FLOOR | 11A00623 | VOORHEES SURGERY CENTER-OPERATING ROOM | 900 Centennial Blvd | Suite E |  | 06/02/2011 |  |  |  |  | NO | YES |  |  |  |  | GETINGE/CASTLE, INC. 10348021 11A00623 |  |  | Active |  | 99:99:99:99:99:99 |  | High Risk | 6M:00-MFG | 09/27/2019 | 03/01/2020 | COOPER AMBULATORY OFF-SITES |  |  | Voorhees OR - #1 |  | JENNIFER BOMBARO
|  | GETINGE/CASTLE, INC. | 833HC-E | STERILIZER, STEAM, FLOOR | BAA083751 |  | Pavilion | Basement | [6 empty] | NO | YES
|  | STERIS CORPORATION | SV-120 | STERILIZER, STEAM, FLOOR |  |  | 401 Haddon Ave | [7 empty] | YES | YES
|  | TUTTNAUER USA CO. LTD. | 3870EA | STERILIZER, STEAM, TABLE TOP |  | 6200 MAIN ST-SURGERY | 6200 Main Street |  |  | 09/10/2013 |  |  |  |  | NO | YES |  |  |  |  | TUTTNAUER USA CO. LTD. 10345824 13050054 |  |  | Active |  | 99:99:99:99:99:99 |  | High Risk | 6M:00-FIL 1Y:00-MFG | 10/29/2019 | 04/01/2020 | COOPER AMBULATORY OFF-SITES |  |  | 6200 Main St. - ENT - Room 120 |  | BOBBIE MICKLE
|  | MIDMARK CORP. | M11 | STERILIZER, STEAM, TABLETOP | V2133872 | MARLTON-DERMATOLOGY | 10000 Sagemore Dr - Marlton |  |  | 10/24/2019 |  | 10/24/31 |  |  | NO | YES |  |  |  |  | RITTER 11200114 V2133872 |  |  | Active |  |  |  | High Risk | 6M:00-MFG | 10/24/2019 | 10/24/2019 | COOPER AMBULATORY OFF-SITES |  |  | Performance Verification | WOT00000004094370 | MICHELE CANALE | Service Request | Closed | Kirk Lis | 10/24/2019 | 10/24/2019 | New autoclave; safety check | INVENTORIED NEW EQUIPMENT. | EXP4539191 | Labor | 10/24/2019 | 10/24/2019 | Kirk Lis
|  | MIDMARK CORP. | M11 | STERILIZER, STEAM, TABLETOP | V1840506 | MULTI SPECIALTY CARE AT MARLTON | 701 NJ-73 |  |  | 05/30/2019 |  | 5/30/31 |  |  | NO | YES |  |  |  |  | RITTER 10480174 V1840506 |  |  | Active |  |  |  | High Risk | 6M:00-MFG | 08/19/2019 | 02/01/2020 | COOPER AMBULATORY OFF-SITES |  |  | MARLTON | WOT00000002755553 | SUSAN MAKO | Performance Verification | Closed | Kirk Lis | 05/30/2019 | 06/29/2019 | Performance Verification for RITTER 10480174 V1840506 | Initial Install of Performance Verification. Device is ready for patient use.
|  | MIDMARK CORP. | M11 | STERILIZER, STEAM, TABLETOP | V1842458 | SICKLERVILLE SURGERY CENTER | 6012 Main St |  |  | 05/03/2017 |  | 5/3/29 |  |  | NO | YES |  |  |  |  | MIDMARK CORP. 10480178 V1842458 |  |  | Active |  | 99:99:99:99:99:99 |  | High Risk | 1Y:00-MFG | 05/30/2019 | 05/01/2020 | COOPER AMBULATORY OFF-SITES |  |  |  | 0011786116 | Leslie Harrop | Performance Verification | Closed | Bonnie Aichroth | 06/22/2017 | 06/22/2017 | INCOMING INVENTORY | DEVICE INVENTORIED | E4EE2B50-6B37-4E9C-9DF5-B574E0FB0544 | Labor | 06/22/2017 | 06/22/2017 | Bonnie Aichroth
|  | MIDMARK CORP. | M11 | STERILIZER, STEAM, TABLETOP | V1223053 | MARLTON-DERMATOLOGY | 10000 Sagemore Dr - Marlton |  |  | 03/27/2012 |  | 3/27/24 |  |  | NO | YES |  |  |  |  | RITTER 10366127 V1223053 |  |  | Active |  | 99:99:99:99:99:99 |  | High Risk | 1Y:00-MFG | 05/10/2019 | 05/01/2020 | COOPER AMBULATORY OFF-SITES |  |  | Clean Area |  | MICHELE CANALE
|  | MIDMARK CORP. | M11-001 | STERILIZER, STEAM, TABLETOP |  | BUNKER HILL-OB/GYN | 4 Plaza Dr |  |  | 04/19/2006 |  | 4/19/18 |  |  | NO | YES |  |  |  |  | RITTER 10366592 1234 |  |  | Active |  | 99:99:99:99:99:99 |  | High Risk | 1Y:00-MFG | 11/01/2019 | 11/01/2020 | COOPER AMBULATORY OFF-SITES |  |  |  | 0011509935 | LISA POTTS | Repair | Closed | Michael Youch | 04/25/2017 | 05/03/2017 | STERILIZER - WATER IN DOOR AFTER CYCLE - TMX | 5/3/2017 1:51:59 PM MDYOUCH (MDYOUCH 5/3/2017 9:00 AM) REPLACED GASKET/SEAL, VERIFIED, RTS. | 331E6943-6559-4F5F-B782-A572219EF57C | Parts | 01/01/1900 | 01/01/1900 | Michael Youch
|  | MIDMARK CORP. | M11-001 | STERILIZER, STEAM, TABLETOP | ES004064 | BURLINGTON OB/GYN | 1900 Mount Holly Rd |  |  | 01/01/1900 |  |  |  |  | NO | YES |  |  |  |  | RITTER 10346184 ES004064 |  |  | Active |  | 99:99:99:99:99:99 |  | High Risk | 1Y:00-MFG | 09/19/2019 | 09/01/2020 | COOPER AMBULATORY OFF-SITES |  |  |  |  | Carey Myers
|  | MIDMARK CORP. | M11-022 | STERILIZER, STEAM, TABLETOP | V1413124 | RIPPA CENTER-OB/GYN | 6100 Main St |  |  | 05/22/2019 |  | 5/22/31 |  |  | NO | YES |  |  |  |  | RITTER 210337362 V1413124 |  |  | Active |  | 99:99:99:99:99:99 |  | High Risk | 1Y:00-MFG | 05/22/2019 | 05/22/2019 | COOPER AMBULATORY OFF-SITES |  |  | OB/GYN RIPPA CENTER |  | PATRICIA HUFF |  |  |  | 05/22/2019 | 05/22/2019 |  |  |  |  | 05/22/2019 | 05/22/2019
|  | MIDMARK CORP. | M11-022 | STERILIZER, STEAM, TABLETOP | V185695 | VOORHEES SURGERY CENTER-SURGERY DEPT | 6015 Main St |  |  | 12/21/2005 |  | 12/21/17 |  |  | NO | YES |  |  |  |  | RITTER 10365893 V185695 |  |  | Active |  | 99:99:99:99:99:99 |  | High Risk | 1Y:00-MFG | 06/12/2019 | 06/01/2020 | COOPER AMBULATORY OFF-SITES |  |  | Clean Room - 142 |  | Theresa Megali
|  | MIDMARK CORP. | M11-022 | STERILIZER, STEAM, TABLETOP | V304385 | COOPER DIGESTIVE HEALTH-ENDOSCOPY | 501 Fellowship Rd |  |  | 02/26/2008 |  | 2/26/20 |  |  | NO | YES |  |  |  |  | RITTER 10347159 V304385 |  |  | Active |  | 99:99:99:99:99:99 |  | High Risk | 1Y:00-MFG | 02/07/2019 | 02/01/2020 | COOPER AMBULATORY OFF-SITES |  |  | SCOPE CLEANING PHASE 2 ROOM |  | JEANNE GREER
|  | MIDMARK CORP. | M9 | STERILIZER, STEAM, TABLETOP | V1449941 | BURLINGTON OB/GYN | Kelemen |  |  | 12/12/2017 |  | 12/12/29 |  |  | NO | YES |  |  |  |  | RITTER 10366594 V1449941 |  |  | Active |  | 99:99:99:99:99:99 |  | High Risk | 1Y:00-MFG | 08/19/2019 | 08/01/2020 | COOPER AMBULATORY OFF-SITES |  |  | CONTACT PHYLIS LIBERRI | 0012498192 | Carey Myers | Repair | Closed | Kirk Lis | 12/11/2017 | 12/13/2017 | AUTOCLAVE - LEAKING FROM THE BOTTOM, MAKES A LOUD SOUND WHEN CLEANING ITSELF - BURLINGTON OBGYN LAB | 12/13/2017 10:59:21 AM KALIS (KALIS 12/12/2017 12:00 AM) CONFERRED WITH MA ON PROBLEM. PERFORMED OVP UNIT OPERATING CORRECTLY (KALIS 12/13/2017 12:00 AM) DOCUMENTATION | BF9B0801-C9B7-4579-BFA2-443C9699C422 | Labor | 12/12/2017 | 12/12/2017 | Kirk Lis
|  | MIDMARK CORP. | M9 | STERILIZER, STEAM, TABLETOP | U52538 | KINGS HIGHWAY - OB/GYN | 1103 N Kings Hwy |  |  | 11/04/2005 |  | 11/4/17 |  |  | NO | YES |  |  |  |  | RITTER 10366328 U52538 |  |  | Active |  | 99:99:99:99:99:99 |  | High Risk | 1Y:00-MFG | 01/03/2019 | 01/01/2020 | COOPER AMBULATORY OFF-SITES |  |  | OB/GYN |  | DONNA ONEILL
|  | MIDMARK CORP. | M9 | STERILIZER, STEAM, TABLETOP | V1188467 | VOORHEES SURGERY CENTER - GYN/ONCOLOGY | Kelemen |  |  | 02/02/2012 |  | 2/2/24 |  |  | NO | YES |  |  |  |  | RITTER 10348050 V1188467 |  |  | Disposition |  |  |  | High Risk | 6M:00-MFG | 07/30/2015 | 04/01/2020 | COOPER AMBULATORY OFF-SITES |  |  | SUITE L STORAGE |  | SUE MALTMAN
|  | TUTTNAUER USA CO. LTD. | 3870EA | STERILIZER, STEAM, TABLETOP |  | BUNKER HILL-ORAL SURGERY | 2 Plaza Dr |  |  | 07/01/2016 |  |  |  |  | NO | YES |  |  |  |  | TUTTNAUER USA CO. LTD. 10480172 15111210 |  |  | Active |  | 99:99:99:99:99:99 |  | High Risk | 6M:00-FIL 1Y:00-MFG | 09/05/2019 | 03/01/2020 | COOPER AMBULATORY OFF-SITES |  |  | Clean room | 0011053338 | BARBARA DIPINTO | Preventative Maintenance | Closed | Michael Youch | 01/13/2017 | 01/13/2017 | PERFORMANCE ASSURANCE AT INVENTORY | INVENTORIED DEVICE AND ENSURED DEVICE WAS FUNCTIONING PROPERLY. | 782A69A1-6EC4-446E-B304-49AA14B25DB3 | Labor | 07/01/2016 | 07/01/2016 | Michael Youch
|  | MICROPACE | STIMLAB | STIMULATOR, CARDIAC | C235 | CARDIAC CATH LAB | Kelemen |  |  | 01/01/2014 |  |  |  |  | NO | YES |  |  |  |  | MICROPACE 10369220 C235 |  |  | Active |  | 99:99:99:99:99:99 |  | High Risk | 1Y:00-MFG | 05/30/2019 | 05/01/2020 | COOPER UNIVERSITY HOSPITAL |  |  | CCL - EP2 |  | LINDA BEAN
|  | MICROPACE | STIMULUS EPS320 | STIMULATOR, CARDIAC |  | CARDIAC CATH LAB | Kelemen |  |  | 05/30/2019 |  |  |  |  | NO | YES |  |  |  |  | MICROPACE 11221518 4084 |  |  | Active |  | 99:99:99:99:99:99 |  | Life Support | 6M:00-MFG | 05/30/2019 | 05/30/2019 | COOPER UNIVERSITY HOSPITAL |  |  | CCL - Lab 4 Control Room | WOT00000000943487 | LINDA BEAN | Performance Verification | Closed | Stephen Zubrzycki | 05/30/2019 | 05/30/2019 | Performance Verification for MICROPACE 11221518 4084 | Initial Install of Performance Verification. Device is ready for patient use. |  |  | 05/30/2019 | 05/30/2019
|  | MICROPACE | STIMULUS EPS320 | STIMULATOR, CARDIAC |  | CARDIAC CATH LAB | Kelemen |  |  | 11/20/2017 |  |  |  |  | NO | YES |  |  |  |  | MICROPACE 10368376 2570 |  |  | Active |  | 99:99:99:99:99:99 |  | Life Support | 6M:00-MFG | 05/30/2019 | 05/01/2020 | COOPER UNIVERSITY HOSPITAL |  |  | CCL - EP2 | 0012587786 | LINDA BEAN | Preventative Maintenance | Closed | Josh Harris | 12/27/2017 | 12/27/2017 | PERFORMANCE ASSURANCE AT INVENTORY | INVENTORIED DEVICE AND ENSURED DEVICE WAS FUNCTIONING PROPERLY. | 09350191-F0CE-42B7-A9ED-530CEEB6D5BD | Labor | 11/20/2017 | 11/20/2017 | Stephen Zubrzycki
|  | BLOOM ELECTROPHYSIOLOGY | DTU-215B | STIMULATOR, ELECTROPHYSIOLOGY | 9943-1117-002 | SAME DAY OR-2ND FL PAVILION | Kelemen |  |  | 10/31/2019 |  | 10/31/29 |  |  | NO | YES |  |  |  |  | BLOOM ELECTROPHYSIOLOGY 11208054 9943-1117-002 |  |  | Active |  | 99:99:99:99:99:99 |  | Equipment | PAAR:00-PVAR | 10/31/2019 | 10/31/2019 | COOPER UNIVERSITY HOSPITAL |  |  | SD8 - Control Room | WOT00000001018513 | JOE DRUCTOR | Performance Verification | Closed | Zhan Kiselev | 10/31/2019 | 10/31/2019 | Performance Verification for FISCHER IMAGING 11208054 9943-1117-002 | Initial Install of Performance Verification. Device is ready for patient use. |  |  | 10/31/2019 | 10/31/2019
|  | BLOOM ELECTROPHYSIOLOGY | DTU-215B | STIMULATOR, ELECTROPHYSIOLOGY | 9943-1010-001 | CARDIAC CATH LAB | Kelemen |  |  | 02/24/2011 |  | 2/24/21 |  |  | NO | YES |  |  |  |  | BLOOM ELECTROPHYSIOLOGY 10367876 9943-1010-001 |  |  | Active |  | 99:99:99:99:99:99 |  | Equipment | PAAR:00-PVAR | 10/31/2019 |  | COOPER UNIVERSITY HOSPITAL |  |  | CCL - EP1 Control Room |  | LINDA BEAN
|  | NICOLET BIOMEDICAL, INC. |  | STIMULATOR, VISUAL | IV071709 | NEUROLOGY/EEG | Kelemen |  |  | 06/22/2011 |  |  |  |  | NO | YES |  |  |  |  | NICOLET BIOMEDICAL, INC. 10368659 IV071709 |  |  | Active |  | 11:11:11:11:11:11 |  | Equipment | 1Y:00-MFG | 06/14/2019 | 06/01/2020 | COOPER UNIVERSITY HOSPITAL |  |  | HALWAY |  | Debbie Hughes
|  | BARNSTEAD/LABLINE | PYRO-MAGNESTIR 1266 | STIRRER | 1096-0446 |  | 401 Haddon Ave | [7 empty] | YES | YES
|  | FISHER SCIENTIFIC | THERMIX 620T | STIRRER |  |  | 401 Haddon Ave | [7 empty] | YES | YES
|  | FISHER SCIENTIFIC | THERMIX 620T | STIRRER |  |  | 401 Haddon Ave | [7 empty] | YES | YES
|  | FISHER SCIENTIFIC INTERNATIONAL | ISOTEMP | STIRRER | C1890120207453 | LAB HEMATOLOGY | Pavilion | BASEMENT |  | 05/11/2012 |  | 5/11/22 |  |  | NO | YES |  |  |  |  | FISHER SCIENTIFIC INTERNATIONAL 10366625 C1890120207453 |  |  | Active |  | 99:99:99:99:99:99 |  | Equipment | 1Y:00-MFG | 03/09/2019 | 03/01/2020 | COOPER UNIVERSITY HOSPITAL |  |  | HEMATOLOGY - P058 |  | DALE MORRONE
|  | STRYKER CORP. | SURGISTOOL II | STOOL, SURGEON |  | OR - KELEMEN 3 | Kelemen |  |  | 01/05/2018 |  |  |  |  | NO | YES |  |  |  |  | STRYKER CORP. 10732478 1305044300 |  |  | Active |  | 99:99:99:99:99:99 |  | Equipment | PAAR:00-PVAR | 10/31/2019 |  | COOPER UNIVERSITY HOSPITAL |  |  |  | 0012604666 | DOMINIC VENDETTA | Repair | Closed | Salvatore Bombara | 01/05/2018 | 01/18/2018 | STOOL - LEAKING HYDROLOGIC FLUID - TMX | 1/5/2018 10:44:15 AM SXBOMBARA (SXBOMBARA 1/5/2018 12:00 AM) RETRIEVED UNIT FOR EVAL. CONFIRMED ERROR. ORDERED REPLACEMENT HYDRAULIC (TJBURHART 1/5/2018 12:00 AM) RETRIEVED UNIT FOR EVAL. CONFIRMED ERROR. ORDERED REPLACEMENT HYDRAULIC 1/18/2018 1:57:11 PM SXBOMBARA (SXBOMBARA 1/18/2018 12:00 AM) RECEIVED PARTS. INSTALLED TESTED AND PASSED FULL FUNCTIONAL CHECK. RETURNED UNIT TO SERVICE. (TJBURHART 1/18/2018 12:00 AM) RECEIVED PARTS. INSTALLED TESTED AND PASSED FULL FUNCTIONAL CHECK. RETURNED UNIT TO SERVICE. | 800412CB-DE9F-425E-BC26-65BABB542D68 | Labor | 01/05/2018 | 01/05/2018 | Salvatore Bombara
|  | HUNTLEIGH HEALTHCARE, INC. | LIFEGUARD 50 | STRETCHER |  | 3 COOPER-PEDIATRICS | 3 Cooper |  |  | 01/01/1900 |  |  |  |  | NO | YES |  |  |  |  | HUNTLEIGH HEALTHCARE, INC. 10345652 185671 |  |  | Active |  | 99:99:99:99:99:99 |  | Equipment | 1Y:00-MFG | 11/01/2019 | 11/01/2020 | COOPER AMBULATORY OFF-SITES |  |  | Suite 200 - Exam 202 | WOT00000000690943 | MAUREEN OBRIEN | Preventative Maintenance | Closed | Stephen Zubrzycki | 04/01/2018 | 05/21/2018 | PM: Procedure: 00-MFG Frequency: 1Y | VPO of head section, side rails, hydraulic jacks, brakes, steering, mattress. All passed | EXP0338208 | Labor | 04/06/2018 | 04/06/2018 | Stephen Zubrzycki
|  | MOPEC | JA600 | STRETCHER, MORGUE | JA600606010 | BIOMEDICAL | Kelemen | Basement |  | 11/01/2019 |  | 11/1/29 |  |  | NO | YES |  |  |  |  | MOPEC 50006361 JA600606010 |  |  | Active |  | 99:99:99:99:99:99 |  | Equipment | PAAR:00-PVAR | 11/01/2019 | 11/01/2019 | COOPER UNIVERSITY HOSPITAL |  |  | MORGUE |  | Bonnie Aichroch |  |  |  | 11/01/2019 | 11/01/2019 |  |  |  |  | 11/01/2019 | 11/01/2019
|  | STRYKER CORP. |  | STRETCHER, MORGUE |  |  | Kelemen | Basement | [6 empty] | YES | YES
|  | GENDRON | 1000MR-124 | STRETCHER, MR COMPATIBLE | Not Known | MRI | Kelemen | Basement |  | 07/01/2015 |  |  |  |  | NO | YES |  |  |  |  | GENDRON 10349161 Not Known |  |  | Active |  | 99:99:99:99:99:99 |  | Equipment | 1Y:00-MFG | 04/12/2019 | 04/01/2020 | COOPER UNIVERSITY HOSPITAL |  |  |  |  | ELLIOT VASQUEZ
|  | MAGMEDIX |  | STRETCHER, MR COMPATIBLE | None |  | Kelemen | Basement | [6 empty] | YES | YES
|  | HILL-ROM INC. | GPS 886 | STRETCHER, TRANSPORT | 886-24A60-M | BRACHFIELD MEDICAL ASSOCIATES-MEDICINE | 218 Sunset Rd |  |  | 09/01/1993 |  |  |  |  | NO | YES |  |  |  |  | HILL-ROM INC. 10367057 886-24A60-M |  |  | Active |  | 99:99:99:99:99:99 |  | Equipment | PAAR:00-PVAR | 11/01/2019 |  | COOPER AMBULATORY OFF-SITES |  |  | C109 |  | CATHY CRAWFORD
|  | HILL-ROM INC. | P8000 | STRETCHER, TRANSPORT | N339AQ0141 | PATIENT TRANSPORT | Kelemen | BASEMENT |  | 04/15/2019 |  | 4/15/29 |  |  | NO | YES |  |  |  |  | HILL-ROM INC. 50006359 N339AQ0141 |  |  | Active |  | 99:99:99:99:99:99 |  | Equipment | 1Y:00-MFG | 04/15/2019 | 04/15/2019 | COOPER UNIVERSITY HOSPITAL |  |  | B16 | WOT00000000488163 | Bonnie Aichroch | Preventative Maintenance | Closed | Tom Burhart | 04/15/2019 | 04/15/2019 | PM: Procedure: 00-MFG Frequency: 1Y | Regulatory Approved As Not Needed - CMPLRSQM0005750 |  |  | 04/15/2019 | 04/15/2019
|  | HILL-ROM INC. | TRANSTAR | STRETCHER, TRANSPORT | h093an6140 | BUNKER HILL-SURGERY | 2 Plaza Dr |  |  | 01/01/1900 |  |  |  |  | NO | YES |  |  |  |  | HILL-ROM INC. 10366891 h093an6140 |  |  | Active |  | 99:99:99:99:99:99 |  | Equipment | PAAR:00-PVAR | 11/02/2019 |  | COOPER AMBULATORY OFF-SITES |  |  | Podiatry EXAM 3 |  | ANNE MAIER
|  | HILL-ROM INC. | TRANSTAR | STRETCHER, TRANSPORT | f091an7529 | VOORHEES SURGERY CENTER-SURGERY DEPT | 6015 Main Street |  |  | 01/01/1900 |  |  |  |  | NO | YES |  |  |  |  | HILL-ROM INC. 10344872 f091an7529 |  |  | Active |  | 99:99:99:99:99:99 |  | Equipment | 1Y:00-MFG | 04/12/2019 | 04/01/2020 | COOPER AMBULATORY OFF-SITES |  |  | 6015 Main - Exam 12 | WOT00000000690898 | Theresa Megali | Preventative Maintenance | Closed | Kirk Lis | 04/01/2018 | 05/21/2018 | PM: Procedure: 00-MFG Frequency: 1Y | PERFORMED PM | EXP0448108 | Labor | 04/25/2018 | 04/25/2018 | Kirk Lis
|  | STERIS CORPORATION | HAUSTED APC150 | STRETCHER, TRANSPORT |  | 3 COOPER-GAMMA KNIFE | 3 Cooper |  |  | 01/01/1900 |  |  |  |  | NO | YES |  |  |  |  | STERIS CORPORATION 10345514 0431707153 |  |  | Active |  | 99:99:99:99:99:99 |  | Equipment | PAAR:00-PVAR | 11/02/2019 |  | COOPER AMBULATORY OFF-SITES |  |  | SUITE 180 - EXAM 191 |  | ANNE BEXTON
|  | STERIS CORPORATION | HAUSTED APC150 | STRETCHER, TRANSPORT |  | 3 COOPER-GAMMA KNIFE | 3 Cooper |  |  | 01/01/1900 |  |  |  |  | NO | YES |  |  |  |  | STERIS CORPORATION 10345513 0425607059 |  |  | Active |  | 99:99:99:99:99:99 |  | Equipment | PAAR:00-PVAR | 11/02/2019 |  | COOPER AMBULATORY OFF-SITES |  |  | SUITE 180 - EXAM 192 |  | ANNE BEXTON
|  | STERIS CORPORATION | HAUSTED APC150 | STRETCHER, TRANSPORT |  | 3 COOPER-GAMMA KNIFE | 3 Cooper |  |  | 01/01/1900 |  |  |  |  | NO | YES |  |  |  |  | STERIS CORPORATION 10345512 0425607062 |  |  | Active |  | 99:99:99:99:99:99 |  | Equipment | PAAR:00-PVAR | 11/02/2019 |  | COOPER AMBULATORY OFF-SITES |  |  | SUITE 180 - EXAM 193 |  | ANNE BEXTON
|  | STRYKER CORP. | PRIME 1115 BIG WHEEL | STRETCHER, TRANSPORT |  | PATIENT TRANSPORT | Pavilion |  |  | 04/10/2019 |  | 4/10/29 |  |  | NO | YES |  |  |  |  | STRYKER CORP. 50006412 0804099253 |  |  | Active |  | 99:99:99:99:99:99 |  | Equipment | 1Y:00-MFG | 04/10/2019 | 04/10/2019 | COOPER UNIVERSITY HOSPITAL |  |  | p2 storage | WOT00000000488176 | Bonnie Aichroch | Preventative Maintenance | Closed | Tom Burhart | 04/10/2019 | 04/10/2019 | PM: Procedure: 00-MFG Frequency: 1Y | Regulatory Approved As Not Needed - CMPLRSQM0005761 |  |  | 04/10/2019 | 04/10/2019
|  | STRYKER CORP. | PRIME 1115 BIG WHEEL | STRETCHER, TRANSPORT |  | PATIENT TRANSPORT | Kelemen |  |  | 04/10/2019 |  | 4/10/29 |  |  | NO | YES |  |  |  |  | STRYKER CORP. 50006408 1405032265 |  |  | Active |  | 99:99:99:99:99:99 |  | Equipment | 1Y:00-MFG | 04/10/2019 | 04/10/2019 | COOPER UNIVERSITY HOSPITAL |  |  | SPECIAL TEST | 0012564858 | Bonnie Aichroch | Preventative Maintenance | Closed | Tom Burhart | 04/10/2019 | 04/10/2019 | Performance Assurance: 00-MFG | 1/23/2018 1:54:14 PM KETRINKLE Work order updated 1/23/2018 2:01:02 PM KETRINKLE AFTER REVIEW, THE REGULATORY DEPARTMENT HAS DETERMINED THAT THIS PM WORK ORDER IS TRULY NOT NEEDED IN ORDER TO REMAIN COMPLIANT. WORK ORDER CLOSED AS NOT NEEDED. CMPLREQ0003763 | 353C1387-3B7D-41AB-8090-8EBCA80148C7 | Labor | 04/10/2019 | 04/10/2019 | Kate Trinkle
|  | STRYKER CORP. |  | STRETCHER, TRANSPORT |  | PATIENT TRANSPORT | Kelemen | BASEMENT |  | 04/15/2019 |  | 4/15/29 |  |  | NO | YES |  |  |  |  | STRYKER CORP. 50006393 04080672228 |  |  | Active |  | 99:99:99:99:99:99 |  | Equipment | 1Y:00-MFG | 04/15/2019 | 04/15/2019 | COOPER UNIVERSITY HOSPITAL |  |  | RADIOLOGY |  | Bonnie Aichroch |  |  |  | 04/15/2019 | 04/15/2019 |  |  |  |  | 04/15/2019 | 04/15/2019
|  | STRYKER CORP. |  | STRETCHER, TRANSPORT |  |  | 2001 Route 70 East | [7 empty] | YES | YES
|  | STRYKER CORP. |  | STRETCHER, TRANSPORT |  | PATIENT TRANSPORT | Kelemen |  |  | 04/10/2019 |  | 4/10/29 |  |  | NO | YES |  |  |  |  | STRYKER CORP. 50006464 1304040566 |  |  | Active |  | 99:99:99:99:99:99 |  | Equipment | 1Y:00-MFG | 04/10/2019 | 04/10/2019 | COOPER UNIVERSITY HOSPITAL |  |  | BASEMENT | 0012564839 | Bonnie Aichroch | Preventative Maintenance | Closed | Tom Burhart | 04/10/2019 | 04/10/2019 | Performance Assurance: 00-MFG | 1/23/2018 2:08:12 PM KETRINKLE Work order updated 1/23/2018 2:13:23 PM KETRINKLE AFTER REVIEW, THE REGULATORY DEPARTMENT HAS DETERMINED THAT THIS PM WORK ORDER IS TRULY NOT NEEDED IN ORDER TO REMAIN COMPLIANT. WORK ORDER CLOSED AS NOT NEEDED. CMPLREQ0003763 | 07FFC7AF-EE1B-4782-8685-B075D9034952 | Labor | 04/10/2019 | 04/10/2019 | Kate Trinkle
|  | STRYKER CORP. |  | STRETCHER, TRANSPORT |  | PATIENT TRANSPORT | Kelemen |  |  | 04/03/2019 |  | 4/3/29 |  |  | NO | YES |  |  |  |  | STRYKER CORP. 50006436 090532495 |  |  | Active |  | 99:99:99:99:99:99 |  | Equipment | 1Y:00-MFG | 04/03/2019 | 04/03/2019 | COOPER UNIVERSITY HOSPITAL |  |  | p2 storage | 0012609200 | Bonnie Aichroch | Repair | Closed | Tom Burhart | 04/03/2019 | 04/03/2019 | STRETCHER - BREAK IN MATTRESS - SPECIAL TESTING BEHIND BACK DOORS OF KELEMEN | 1/8/2018 10:28:59 AM TJBURHART (TJBURHART 1/8/2018 12:00 AM) RELOCATED TO THE BED SHOP. CONFIRMED THE MATTRESS COVER NEEDED TO BE REPLACE. SEVERAL CUTS. WENT TO TRANSPORT OFFICE AND WENT THROUGH THE EXTRA MATTRESS. SECURE VELCRO ON THE NEW MATTRESS. UNIT IS WORKING PROPERLY. OVP-RTS | D6B89B55-B274-4468-9C89-D1BD2FD7E8A6 | Parts | 04/03/2019 | 04/03/2019 | Tom Burhart
|  | STRYKER CORP. |  | STRETCHER, TRANSPORT |  | PATIENT TRANSPORT | Kelemen |  |  | 12/01/2010 |  | 12/1/20 |  |  | NO | YES |  |  |  |  | STRYKER CORP. 10364776 1012033496 |  |  | Active |  | 99:99:99:99:99:99 | [5 empty] | COOPER UNIVERSITY HOSPITAL |  |  | ER | 0012595385 |  | Repair | Closed | Tom Burhart | 01/02/2018 | 01/02/2018 | STRETCHER - BRAKES NOT WORKING - RADIOLOGY OUTSIDE ELEVATORS PAVILLION | 1/2/2018 11:03:17 AM TJBURHART (TJBURHART 1/2/2018 12:00 AM) FOUND AND RELOCATED TO THE BED SHOP. THE SIDE BRAKES WERE NOT WORKING BECAUSE THE PIN BROKE IN THE FOOT PEDAL. REMOVED THE REMAINS OF THE PIN. INSTALLED NEW PIN. TESTED AND WORKING PROPERLY. OVP-RTS | 66746A94-B147-4C76-8BC2-06CC5CDEC8A9 | Labor | 01/02/2018 | 01/02/2018 | Tom Burhart
|  | STRYKER CORP. |  | STRETCHER, TRANSPORT |  | PATIENT TRANSPORT | Kelemen | Basement |  | 01/01/1900 |  |  |  |  | NO | YES |  |  |  |  | STRYKER CORP. 10355444 Not Known |  |  | Active |  | 99:99:99:99:99:99 |  | Equipment | 1Y:00-MFG | 04/11/2019 | 04/01/2020 | COOPER UNIVERSITY HOSPITAL |  |  | P5 STORAGE RM | 0012564877 | Bonnie Aichroch | Preventative Maintenance | Closed | Tom Burhart | 01/01/2018 | 01/23/2018 | Performance Assurance: 00-MFG | 1/23/2018 1:55:16 PM KETRINKLE Work order updated 1/23/2018 2:02:01 PM KETRINKLE AFTER REVIEW, THE REGULATORY DEPARTMENT HAS DETERMINED THAT THIS PM WORK ORDER IS TRULY NOT NEEDED IN ORDER TO REMAIN COMPLIANT. WORK ORDER CLOSED AS NOT NEEDED. CMPLREQ0003763 | AF018291-3572-4496-B087-A1428F182D97 | Labor | 01/22/2018 | 01/22/2018 | Kate Trinkle
|  | STRYKER CORP. |  | STRETCHER, TRANSPORT | 0909-033253 | PATIENT TRANSPORT | Kelemen |  |  | 10/31/2019 |  | 10/31/29 |  |  | NO | YES |  |  |  |  | STRYKER CORP. 50035912 0909-033253 |  |  | Active |  | 99:99:99:99:99:99 |  | Equipment | PAAR:00-PVAR | 10/31/2019 | 10/31/2019 | COOPER UNIVERSITY HOSPITAL |  |  |  | 0012677857 | Bonnie Aichroch | Performance Verification | Closed | Josh Harris | 10/31/2019 | 10/31/2019 | INCOMING INVENTORY | DEVICE INVENTORIED | 2F4859A8-0DE0-41C4-B50A-1ED7ED50035D | Labor | 10/31/2019 | 10/31/2019 | Josh Harris
|  | STRYKER CORP. |  | STRETCHER, TRANSPORT |  | PATIENT TRANSPORT | Kelemen | BASEMENT |  | 04/09/2019 |  | 4/9/29 |  |  | NO | YES |  |  |  |  | STRYKER CORP. 50010968 09090332545 |  |  | Active |  | 99:99:99:99:99:99 |  | Equipment | 1Y:00-MFG | 04/09/2019 | 04/09/2019 | COOPER UNIVERSITY HOSPITAL |  |  | P5 STORAGE RM | 0012564875 | Bonnie Aichroch | Preventative Maintenance | Closed | Tom Burhart | 04/09/2019 | 04/09/2019 | Performance Assurance: 00-MFG | 1/23/2018 1:55:12 PM KETRINKLE Work order updated 1/23/2018 2:01:58 PM KETRINKLE AFTER REVIEW, THE REGULATORY DEPARTMENT HAS DETERMINED THAT THIS PM WORK ORDER IS TRULY NOT NEEDED IN ORDER TO REMAIN COMPLIANT. WORK ORDER CLOSED AS NOT NEEDED. CMPLREQ0003763 | 26B8CB62-1C22-43DA-A04A-59810AA02A96 | Labor | 04/09/2019 | 04/09/2019 | Kate Trinkle
|  | STRYKER CORP. |  | STRETCHER, TRANSPORT |  | PATIENT TRANSPORT | Kelemen |  |  | 04/10/2019 |  | 4/10/29 |  |  | NO | YES |  |  |  |  | STRYKER CORP. 50010795 090933755 |  |  | Active |  | 99:99:99:99:99:99 |  | Equipment | 1Y:00-MFG | 04/10/2019 | 04/10/2019 | COOPER UNIVERSITY HOSPITAL |  |  | PCU ELEVATORS |  | Bonnie Aichroch |  |  |  | 04/10/2019 | 04/10/2019 |  |  |  |  | 04/10/2019 | 04/10/2019
|  | STRYKER CORP. |  | STRETCHER, TRANSPORT |  |  | Kelemen | [7 empty] | YES | YES
|  | STRYKER CORP. | 1061 GYNNIE | STRETCHER, TRANSPORT |  |  | Kelemen | [7 empty] | YES | YES
|  | STRYKER CORP. | 1061 GYNNIE | STRETCHER, TRANSPORT |  | PATIENT TRANSPORT | Dorrance |  |  | 04/19/2019 |  | 4/19/29 |  |  | NO | YES |  |  |  |  | STRYKER CORP. 50036196 0008034757 |  |  | Active |  | 99:99:99:99:99:99 |  | Equipment | 1Y:00-MFG | 04/19/2019 | 04/19/2019 | COOPER UNIVERSITY HOSPITAL |  |  | Bed Storage, does not move |  | Bonnie Aichroch |  |  |  | 04/19/2019 | 04/19/2019 |  |  |  |  | 04/19/2019 | 04/19/2019
|  | STRYKER CORP. | 1061 GYNNIE | STRETCHER, TRANSPORT |  | PATIENT TRANSPORT | Kelemen | BASEMENT |  | 04/11/2019 |  | 4/11/29 |  |  | NO | YES |  |  |  |  | STRYKER CORP. 50036015 0107030476 |  |  | Active |  | 99:99:99:99:99:99 |  | Equipment | 1Y:00-MFG | 04/11/2019 | 04/11/2019 | COOPER UNIVERSITY HOSPITAL |  |  | MOVES |  | Bonnie Aichroch |  |  |  | 04/11/2019 | 04/11/2019 |  |  |  |  | 04/11/2019 | 04/11/2019
|  | STRYKER CORP. | 1061 GYNNIE | STRETCHER, TRANSPORT |  |  | Kelemen | Basement | [6 empty] | YES | YES
|  | STRYKER CORP. | 1061 GYNNIE | STRETCHER, TRANSPORT |  | CINNAMINSON URGENT CARE | 195 US-130 |  |  | 05/12/2017 |  | 5/12/27 |  |  | NO | YES |  |  |  |  | STRYKER CORP. 10732065 1703032284 |  |  | Active |  | 99:99:99:99:99:99 |  | Equipment | PAAR:00-PVAR | 10/31/2019 |  | COOPER AMBULATORY OFF-SITES |  |  |  | 0011656751 | MELISSA PORTOBANCO | Preventative Maintenance | Closed | Bonnie Aichroth | 05/23/2017 | 05/23/2017 | PERFORMANCE ASSURANCE AT INVENTORY | INVENTORIED DEVICE AND ENSURED DEVICE WAS FUNCTIONING PROPERLY. | B76860BA-6166-4998-BD78-4EAD5C9075B0 | Labor | 05/12/2017 | 05/12/2017 | Richard Jolly
|  | STRYKER CORP. | 1061 GYNNIE | STRETCHER, TRANSPORT |  | PATIENT TRANSPORT | Dorrance |  |  | 04/09/2019 |  | 4/9/29 |  |  | NO | YES |  |  |  |  | STRYKER CORP. 50006444 0211044369 |  |  | Active |  | 99:99:99:99:99:99 |  | Equipment | 1Y:00-MFG | 04/09/2019 | 04/09/2019 | COOPER UNIVERSITY HOSPITAL |  |  | p2 storage |  | Bonnie Aichroch |  |  |  | 04/09/2019 | 04/09/2019 |  |  |  |  | 04/09/2019 | 04/09/2019
|  | STRYKER CORP. | 1061 GYNNIE | STRETCHER, TRANSPORT |  | PATIENT TRANSPORT | Pavilion |  |  | 04/15/2019 |  | 4/15/29 |  |  | NO | YES |  |  |  |  | STRYKER CORP. 50006442 0906031023 |  |  | Active |  | 99:99:99:99:99:99 |  | Equipment | 1Y:00-MFG | 04/15/2019 | 04/15/2019 | COOPER UNIVERSITY HOSPITAL |  |  | RM604 | WOT00000000488187 | Bonnie Aichroch | Preventative Maintenance | Closed | Tom Burhart | 04/15/2019 | 04/15/2019 | PM: Procedure: 00-MFG Frequency: 1Y | Regulatory Approved As Not Needed - CMPLRSQM0005779 |  |  | 04/15/2019 | 04/15/2019
|  | STRYKER CORP. | 1061 GYNNIE | STRETCHER, TRANSPORT | 0705 089244 | PATIENT TRANSPORT | 1103 N Kings Hwy |  |  | 03/29/2019 |  | 3/29/29 |  |  | NO | YES |  |  |  |  | STRYKER CORP. 50006362 0705 089244 |  |  | Disposition |  | 99:99:99:99:99:99 |  | Equipment | 1Y:00-MFG | 03/29/2019 | 03/29/2019 | COOPER UNIVERSITY HOSPITAL |  |  | BASEMENT |  | Bonnie Aichroch |  |  |  | 03/29/2019 | 03/29/2019 |  |  |  |  | 03/29/2019 | 03/29/2019
|  | STRYKER CORP. | 1061 GYNNIE | STRETCHER, TRANSPORT |  | PATIENT TRANSPORT | Kelemen |  |  | 04/11/2019 |  | 4/11/29 |  |  | NO | YES |  |  |  |  | STRYKER CORP. 50006349 0408062093 |  |  | Active |  | 99:99:99:99:99:99 |  | Equipment | 1Y:00-MFG | 04/11/2019 | 04/11/2019 | COOPER UNIVERSITY HOSPITAL |  |  | travles | 0011744082 | Bonnie Aichroch | Repair | Closed | Josh Harris | 04/11/2019 | 04/11/2019 | STRETCHER - FOOT BRAKE BROKEN - 1ST FL NEAR STRETCHER HALL | 6/9/2017 7:32:48 AM JXHARRIS (JXHARRIS 6/9/2017 12:00 AM) PIN THAT HOLDS FOOT PEDAL IN PLACE SNAPPED. REMOVED OLD PIN PIECE. REPLACED FOOT PEDAL AND PIN. VPO. RTS. | D8296CB3-DD45-4D0C-8D23-DC69AA26D3AB | Labor | 04/11/2019 | 04/11/2019 | Josh Harris
|  | STRYKER CORP. | 1061 GYNNIE | STRETCHER, TRANSPORT |  | PATIENT TRANSPORT | Kelemen | Basement |  | 04/15/2019 |  | 4/15/29 |  |  | NO | YES |  |  |  |  | STRYKER CORP. 50006256 0408082094 |  |  | Active |  | 99:99:99:99:99:99 |  | Equipment | 1Y:00-MFG | 04/15/2019 | 04/15/2019 | COOPER UNIVERSITY HOSPITAL |  |  | p2 storage |  | Bonnie Aichroch |  |  |  | 04/15/2019 | 04/15/2019 |  |  |  |  | 04/15/2019 | 04/15/2019
|  | STRYKER CORP. | 1061 GYNNIE | STRETCHER, TRANSPORT |  |  | Dorrance | [7 empty] | NO | YES
|  | STRYKER CORP. | 1061 GYNNIE | STRETCHER, TRANSPORT |  | 3 COOPER-RADIOLOGY | 3 Cooper |  |  | 06/08/2015 |  | 6/8/25 |  |  | NO | YES |  |  |  |  | STRYKER CORP. 10369422 1505041815 |  |  | Active |  | 99:99:99:99:99:99 |  | Equipment | 1Y:00-MFG | 11/01/2019 | 11/01/2020 | COOPER AMBULATORY OFF-SITES |  |  | Suite 100 - Ultrasound B |  | JUDY ADIRZONE
|  | STRYKER CORP. | 1061 GYNNIE | STRETCHER, TRANSPORT |  |  | Dorrance | [7 empty] | YES | YES
|  | STRYKER CORP. | 1061 GYNNIE | STRETCHER, TRANSPORT | 1310-042188 | AUDUBON URGENT CARE | 318 S White Horse Pike |  |  | 08/26/2013 |  | 8/26/23 |  |  | NO | YES |  |  |  |  | STRYKER CORP. 10365745 1310-042188 |  |  | Active |  | 99:99:99:99:99:99 |  | Equipment | PAAR:00-PVAR | 11/02/2019 |  | COOPER AMBULATORY OFF-SITES |  |  | Procedure Room 106 |  | MELISSA PORTOBANCO
|  | STRYKER CORP. | 1061 GYNNIE | STRETCHER, TRANSPORT |  |  | MD Anderson Cancer Center | [7 empty] | YES | YES
|  | STRYKER CORP. | 1061 GYNNIE | STRETCHER, TRANSPORT |  | PATIENT TRANSPORT | Dorrance |  |  | 01/01/1900 |  |  |  |  | NO | YES |  |  |  |  | STRYKER CORP. 10364793 0107031280 |  |  | Active |  | 99:99:99:99:99:99 |  | Equipment | 1Y:00-MFG | 04/09/2019 | 04/01/2020 | COOPER UNIVERSITY HOSPITAL |  |  | mfcu dorrance 5 | WOT00000000536859 | Bonnie Aichroch | Disposition | Closed | Tom Burhart | 02/09/2018 | 05/14/2019 | Bulk Disposition CNL | Notification sent to technician and manager that this CEID has been marked as Could Not Locate (CNL). 33% SLA Warning: Notification sent to technician and manager that this CEID has been marked as Could Not Locate (CNL) for 30 days. 66% SLA Warning: Notification sent to technician and manager that this CEID has been marked as Could Not Locate (CNL) for 60 days. 99% SLA Warning: Notification sent to technician and manager that this CEID has been marked as Could Not Locate (CNL) for 90 days.
|  | STRYKER CORP. | 1061 GYNNIE | STRETCHER, TRANSPORT |  | VOORHEES SURGERY CENTER-RADIOLOGY | 900 Centennial Blvd | Suite B |  | 04/01/2013 |  | 4/1/23 |  |  | NO | YES |  |  |  |  | STRYKER CORP. 10356966 1304044395 |  |  | Active |  | 99:99:99:99:99:99 |  | Equipment | 1Y:00-MFG | 04/12/2019 | 04/01/2020 | COOPER AMBULATORY OFF-SITES |  |  | Suite B - Ultrasound C | WOT00000000691468 | PAT STIENES | Preventative Maintenance | Closed | Stephen Zubrzycki | 04/01/2018 | 05/21/2018 | PM: Procedure: 00-MFG Frequency: 1Y | VPO of head section, side rails, hydraulic jacks, brakes, steering, mattress. All passed | EXP0336040 | Labor | 04/06/2018 | 04/06/2018 | Stephen Zubrzycki
|  | STRYKER CORP. | 1061 GYNNIE | STRETCHER, TRANSPORT |  | VOORHEES SURGERY CENTER-RADIOLOGY | 900 Centennial Blvd | Suite B |  | 08/01/2011 |  | 8/1/21 |  |  | NO | YES |  |  |  |  | STRYKER CORP. 10356876 1108033642 |  |  | Active |  | 99:99:99:99:99:99 |  | Equipment | 1Y:00-MFG | 04/12/2019 | 04/01/2020 | COOPER AMBULATORY OFF-SITES |  |  | Suite B - Ultrasound A | WOT00000000560671 | PAT STIENES | Repair | Closed | Kirk Lis | 02/26/2018 | 07/30/2018 | Stretcher - facing side of bed with pedals to elevate bed is making loud noise, plastic piece underneath is loose | analyzed unit. reseated top cover performed ovp. informed staff of units status | EXP0187687 | Labor | 03/01/2018 | 03/01/2018 | Kirk Lis
|  | STRYKER CORP. | 1061 GYNNIE | STRETCHER, TRANSPORT |  | VOORHEES SURGERY CENTER-RADIOLOGY | 900 Centennial Blvd | Suite B |  | 01/01/2007 |  | 1/1/17 |  |  | NO | YES |  |  |  |  | STRYKER CORP. 10356875 0701090710 |  |  | Active |  | 99:99:99:99:99:99 |  | Equipment | 1Y:00-MFG | 04/12/2019 | 04/01/2020 | COOPER AMBULATORY OFF-SITES |  |  | Suite B - Ultrasound B | WOT00000000691455 | PAT STIENES | Preventative Maintenance | Closed | Stephen Zubrzycki | 04/01/2018 | 05/21/2018 | PM: Procedure: 00-MFG Frequency: 1Y | VPO of head section, side rails, hydraulic jacks, brakes, steering, mattress. All passed | EXP0336094 | Labor | 04/06/2018 | 04/06/2018 | Stephen Zubrzycki
|  | STRYKER CORP. | 1061 GYNNIE | STRETCHER, TRANSPORT |  | PATIENT TRANSPORT | Kelemen | BASEMENT |  | 04/16/2014 |  | 4/16/24 |  |  | NO | YES |  |  |  |  | STRYKER CORP. 10355033 1405034442 |  |  | Active |  | 99:99:99:99:99:99 |  | Equipment | 1Y:00-MFG | 04/15/2019 | 04/01/2020 | COOPER UNIVERSITY HOSPITAL |  |  | Ultrasound Basement Hallway | 0012564874 | Bonnie Aichroch | Preventative Maintenance | Closed | Tom Burhart | 01/01/2018 | 01/23/2018 | Performance Assurance: 00-MFG | 1/23/2018 1:55:08 PM KETRINKLE Work order updated 1/23/2018 2:01:54 PM KETRINKLE AFTER REVIEW, THE REGULATORY DEPARTMENT HAS DETERMINED THAT THIS PM WORK ORDER IS TRULY NOT NEEDED IN ORDER TO REMAIN COMPLIANT. WORK ORDER CLOSED AS NOT NEEDED. CMPLREQ0003763 | D55F5C9D-302F-4CA5-9142-E811D7540C88 | Labor | 01/22/2018 | 01/22/2018 | Kate Trinkle
|  | STRYKER CORP. | 1061 GYNNIE | STRETCHER, TRANSPORT |  | PATIENT TRANSPORT | Dorrance |  |  | 05/14/2014 |  | 5/14/24 |  |  | NO | YES |  |  |  |  | STRYKER CORP. 10355032 0907031126 |  |  | Active |  | 99:99:99:99:99:99 |  | Equipment | 1Y:00-MFG | 04/09/2019 | 04/01/2020 | COOPER UNIVERSITY HOSPITAL |  |  | D605 | 0011657912 | Bonnie Aichroch | Repair | Closed | Stephen Zubrzycki | 05/23/2017 | 06/02/2017 | STRETCHER - LEAKING HYDRAULIC FLUID - L&D TRAIGE RM 604 | 5/23/2017 3:10:55 PM TJBURHART (TJBURHART 5/23/2017 12:00 AM) ANALYZED THE UNIT. THE STRETCHER WORKS PROPERLY. SAW THE FLUID, ASKED THE STAFF TO SWITCH IT OUT AND RED TAG. 6/2/2017 1:19:21 PM SJZUBRZYCKI (SJZUBRZYCKI 6/2/2017 12:00 AM) CNL UNIT. I CHECKED UP IN L+D, TRIAGE, DOWN BY TRANSPORT, P2 AND BED STORAGE AREA. | 3DDE1084-5417-49B1-B097-8A80F033863D | Labor | 06/02/2017 | 06/02/2017 | Stephen Zubrzycki
|  | STRYKER CORP. | 1061 GYNNIE | STRETCHER, TRANSPORT |  | 3 COOPER-RADIOLOGY | 3 Cooper |  |  | 05/01/2007 |  | 5/1/17 |  |  | NO | YES |  |  |  |  | STRYKER CORP. 10345980 0705089352 |  |  | Active |  | 99:99:99:99:99:99 |  | Equipment | 1Y:00-MFG | 11/01/2019 | 11/01/2020 | COOPER AMBULATORY OFF-SITES |  |  | Suite 100 - Ultrasound A | WOT00000000690955 | JUDY ADIRZONE | Preventative Maintenance | Closed | Stephen Zubrzycki | 04/01/2018 | 05/21/2018 | PM: Procedure: 00-MFG Frequency: 1Y | VPO of head section, side rails, hydraulic jacks, brakes, steering, mattress. All passed | EXP0338282 | Labor | 04/06/2018 | 04/06/2018 | Stephen Zubrzycki
|  | STRYKER CORP. | 1061 GYNNIE | STRETCHER, TRANSPORT |  |  | 201 S Broadway | [7 empty] | YES | YES
|  | STRYKER CORP. | 1061 GYNNIE | STRETCHER, TRANSPORT |  |  | Pavilion | [7 empty] | YES | YES
|  | STRYKER CORP. | 1061 GYNNIE | STRETCHER, TRANSPORT |  | RIPPA CENTER-OB/GYN | 6100 Main St |  |  | 06/01/2012 |  | 6/1/22 |  |  | NO | YES |  |  |  |  | STRYKER CORP. 10315914 1206035577 |  |  | Active |  | 99:99:99:99:99:99 |  | Equipment | PAAR:00-PVAR | 11/02/2019 |  | COOPER AMBULATORY OFF-SITES |  |  | ULTRASOUND 1 |  | PATRICIA HUFF
|  | STRYKER CORP. | M-SERIES 1015 | STRETCHER, TRANSPORT |  |  | Kelemen | [7 empty] | YES | YES
CSD0106 |  | STRYKER CORP. | M-SERIES 1015 | STRETCHER, TRANSPORT | Na |  | Kelemen | [7 empty] | YES | YES
|  | STRYKER CORP. | M-SERIES 1015 | STRETCHER, TRANSPORT |  | PATIENT TRANSPORT | Kelemen |  |  | 04/11/2019 |  | 4/11/26 |  |  | NO | YES |  |  |  |  | STRYKER CORP. 50036189 0501071766 |  |  | Active |  | 99:99:99:99:99:99 |  | Equipment | 1Y:00-MFG | 04/11/2019 | 04/11/2019 | COOPER UNIVERSITY HOSPITAL |  |  | MOVES |  | Bonnie Aichroch |  |  |  | 04/11/2019 | 04/11/2019 |  |  |  |  | 04/11/2019 | 04/11/2019
|  | STRYKER CORP. | M-SERIES 1015 | STRETCHER, TRANSPORT |  | PATIENT TRANSPORT | Kelemen | Basement |  | 04/15/2019 |  | 4/15/26 |  |  | NO | YES |  |  |  |  | STRYKER CORP. 50035909 0509071165 |  |  | Active | 50006435, 50035910 | 99:99:99:99:99:99 |  | Equipment | 1Y:00-MFG | 04/15/2019 | 04/15/2019 | COOPER UNIVERSITY HOSPITAL |  |  | ER | 0012391867 | Bonnie Aichroch | Repair | Closed | Tom Burhart | 04/15/2019 | 04/15/2019 | STRETCHER - HEAD WONT GO DOWN - KELEMEN 3RD FLR HALLWAY | 11/8/2017 11:53:28 AM TJBURHART (TJBURHART 11/8/2017 12:00 AM) RELOCATED TO BED SHOP. TOOK THE COVER OFF TO GAIN ACCESS TO THE CONTROLS FOR THE HEAD. ALL CONNECTIONS WERE WORKING. FOLLOW THE HYDRAULIC LINE TO THE MIDDLE OF THE STRECHER. FOUND THE CONNECTION WAS OUT OF THE END. RECONNECT THE LINE. TESTED AND WORKING PROPERLY. OVP-RTS | 9D346101-470D-4376-8345-C1AB9D4A69DF | Labor | 04/15/2019 | 04/15/2019 | Tom Burhart
|  | STRYKER CORP. | M-SERIES 1015 | STRETCHER, TRANSPORT |  | PATIENT TRANSPORT | Kelemen |  |  | 04/09/2019 |  | 4/9/26 |  |  | NO | YES |  |  |  |  | STRYKER CORP. 50035904 080710917 |  |  | Active |  | 99:99:99:99:99:99 |  | Equipment | 1Y:00-MFG | 04/09/2019 | 04/09/2019 | COOPER UNIVERSITY HOSPITAL |  |  |  | 0012501085 | Bonnie Aichroch | Performance Verification | Closed | Josh Harris | 04/09/2019 | 04/09/2019 | INCOMING INVENTORY | DEVICE INVENTORIED | 4FA2C0EE-4CB5-4B61-A9B9-724D0EAF5B1F | Labor | 04/09/2019 | 04/09/2019 | Josh Harris
|  | STRYKER CORP. | M-SERIES 1015 | STRETCHER, TRANSPORT |  |  | Kelemen | [7 empty] | YES | YES
|  | STRYKER CORP. | M-SERIES 1015 | STRETCHER, TRANSPORT |  | PATIENT TRANSPORT | Pavilion |  |  | 04/03/2019 |  | 4/3/26 |  |  | NO | YES |  |  |  |  | STRYKER CORP. 50035760 0501071769 |  |  | Active |  | 99:99:99:99:99:99 |  | Equipment | 1Y:00-MFG | 04/03/2019 | 04/03/2019 | COOPER UNIVERSITY HOSPITAL |  |  |  |  | Bonnie Aichroch |  |  |  | 04/03/2019 | 04/03/2019 |  |  |  |  | 04/03/2019 | 04/03/2019
|  | STRYKER CORP. | M-SERIES 1015 | STRETCHER, TRANSPORT |  | PATIENT TRANSPORT | Kelemen |  |  | 03/29/2019 |  | 3/29/29 |  |  | NO | YES |  |  |  |  | STRYKER CORP. 50035756 090633377 |  |  | Disposition |  | 99:99:99:99:99:99 |  | Equipment | 1Y:00-MFG | 03/29/2019 | 03/29/2019 | COOPER UNIVERSITY HOSPITAL |  |  | EMERGENCY DEPARTMENT |  | Bonnie Aichroch |  |  |  | 03/29/2019 | 03/29/2019 |  |  |  |  | 03/29/2019 | 03/29/2019
|  | STRYKER CORP. | M-SERIES 1015 | STRETCHER, TRANSPORT |  |  | Kelemen | [7 empty] | YES | YES
|  | STRYKER CORP. | M-SERIES 1015 | STRETCHER, TRANSPORT |  |  | Pavilion |  |  | 04/03/2019 |  | 4/3/29 |  |  | NO | YES |  |  |  |  | STRYKER CORP. 50010936 0906033375 |  |  | Active |  | 99:99:99:99:99:99 | [5 empty] | COOPER UNIVERSITY HOSPITAL |  |  | p2 storage | 0011505640 |  | Repair | Closed | Zhan Kiselev | 04/03/2019 | 04/03/2019 | STRETCHER - WILL NOT RAISE - 3RD FL KELEMEN HALLWAY |  | 94C80F77-78CA-4F7B-8841-97BE5AF93FFE | Labor | 04/03/2019 | 04/03/2019 | Josh Harris
|  | STRYKER CORP. | M-SERIES 1015 | STRETCHER, TRANSPORT |  | PATIENT TRANSPORT | Pavilion |  |  | 04/02/2019 |  | 4/2/26 |  |  | NO | YES |  |  |  |  | STRYKER CORP. 50010845 0509071163 |  |  | Active |  | 99:99:99:99:99:99 |  | Equipment | 1Y:00-MFG | 04/02/2019 | 04/02/2019 | COOPER UNIVERSITY HOSPITAL |  |  | ER-PEDS |  | Bonnie Aichroch |  |  |  | 04/02/2019 | 04/02/2019 |  |  |  |  | 04/02/2019 | 04/02/2019
|  | STRYKER CORP. | M-SERIES 1015 | STRETCHER, TRANSPORT |  | PATIENT TRANSPORT | Kelemen |  |  | 04/11/2019 |  | 4/11/26 |  |  | NO | YES |  |  |  |  | STRYKER CORP. 50010799 0807100914 |  |  | Active |  | 99:99:99:99:99:99 |  | Equipment | 1Y:00-MFG | 04/11/2019 | 04/11/2019 | COOPER UNIVERSITY HOSPITAL |  |  | s10 | WOT00000000488317 | Bonnie Aichroch | Preventative Maintenance | Closed | Tom Burhart | 04/11/2019 | 04/11/2019 | PM: Procedure: 00-MFG Frequency: 1Y | Regulatory Approved As Not Needed - CMPLRSQM0005745 |  |  | 04/11/2019 | 04/11/2019
|  | STRYKER CORP. | M-SERIES 1015 | STRETCHER, TRANSPORT |  | PATIENT TRANSPORT | Kelemen | Basement |  | 04/15/2019 |  | 4/15/29 |  |  | NO | YES |  |  |  |  | STRYKER CORP. 50010782 0501071764 |  |  | Active |  | 99:99:99:99:99:99 |  | Equipment | 1Y:00-MFG | 04/15/2019 | 04/15/2019 | COOPER UNIVERSITY HOSPITAL |  |  | KELEMEN-3 | 0011232984 | Bonnie Aichroch | Repair | Closed | Josh Harris | 04/15/2019 | 04/15/2019 | STRETCHER - GAS CYLINDER FAULTY - TMX | 2/22/2017 12:18:43 PM JXHARRIS (JXHARRIS 2/22/2017 12:00 AM) REPLACED GAS CYLINDER. VPO. RTS. | 3D6BC96D-4580-4C36-B040-790CEDE66C66 | Parts | 04/15/2019 | 04/15/2019 | Josh Harris
|  | STRYKER CORP. | M-SERIES 1015 | STRETCHER, TRANSPORT |  | BRACHFIELD MEDICAL ASSOCIATES-MEDICINE | 218 Sunset Rd |  |  | 07/29/2019 |  | 7/29/26 |  |  | NO | YES |  |  |  |  | STRYKER CORP. 50010771 0906033373 |  |  | Active |  | 99:99:99:99:99:99 |  | Equipment | 1Y:00-MFG | 07/29/2019 | 07/29/2019 | COOPER AMBULATORY OFF-SITES |  |  | GI Suite |  | CATHY CRAWFORD |  |  |  | 07/29/2019 | 07/29/2019 |  |  |  |  | 07/29/2019 | 07/29/2019
|  | STRYKER CORP. | M-SERIES 1015 | STRETCHER, TRANSPORT |  |  | Kelemen |  |  | 04/03/2019 |  | 4/3/26 |  |  | NO | YES |  |  |  |  | STRYKER CORP. 50010763 0807100913 |  |  | Active |  | 99:99:99:99:99:99 |  | Equipment | 1Y:00-MFG | 04/03/2019 | 04/03/2019 | COOPER UNIVERSITY HOSPITAL |  |  | DIALYSIS |  | Bonnie Aichroch |  |  |  | 04/03/2019 | 04/03/2019 |  |  |  |  | 04/03/2019 | 04/03/2019
|  | STRYKER CORP. | M-SERIES 1015 | STRETCHER, TRANSPORT |  |  | Pavilion |  |  | 04/18/2019 |  | 4/18/29 |  |  | NO | YES |  |  |  |  | STRYKER CORP. 50006472 1007035015 |  |  | Active |  | 99:99:99:99:99:99 | [5 empty] | COOPER UNIVERSITY HOSPITAL |  |  | BASEMENT | 0011232980 |  | Repair | Closed | Josh Harris | 04/18/2019 | 04/18/2019 | STRETCHER - GAS CYLINDER FAULTY - TMX |  | B4FCBD56-C299-4F82-B6EC-EEA070D4DE0B | Parts | 04/18/2019 | 04/18/2019 | Josh Harris
|  | STRYKER CORP. | M-SERIES 1015 | STRETCHER, TRANSPORT |  | PATIENT TRANSPORT | Kelemen | BASEMENT |  | 04/03/2019 |  | 4/3/26 |  |  | NO | YES |  |  |  |  | STRYKER CORP. 50006453 1007035017 |  |  | Active |  | 99:99:99:99:99:99 |  | Equipment | 1Y:00-MFG | 04/03/2019 | 04/03/2019 | COOPER UNIVERSITY HOSPITAL |  |  | BASEMENT | 0011065926 | Bonnie Aichroch | Repair | Closed | Josh Harris | 04/03/2019 | 04/03/2019 | STRETCHER - BROKEN TOP RAIL AND SPINDLE LATCH - TMX | 1/18/2017 3:19:09 PM JXHARRIS (JXHARRIS 1/18/2017 12:00 AM) REPLACED LEFT SPINDLE LATCH & LEFT TOP RAIL. VPO. RTS. | BE007194-3089-4110-A0C3-DB17F5AF52CE | Parts | 04/03/2019 | 04/03/2019 | Josh Harris
|  | STRYKER CORP. | M-SERIES 1015 | STRETCHER, TRANSPORT | 0501 071765 |  | Pavilion | [7 empty] | YES | YES
|  | STRYKER CORP. | M-SERIES 1015 | STRETCHER, TRANSPORT |  |  | Pavilion |  |  | 04/03/2019 |  | 4/3/29 |  |  | NO | YES |  |  |  |  | STRYKER CORP. 50006443 0906033371 |  |  | Active |  | 99:99:99:99:99:99 | [5 empty] | COOPER UNIVERSITY HOSPITAL |  |  | MOVES | WOT00000000488188 |  | Preventative Maintenance | Closed | Tom Burhart | 04/03/2019 | 04/03/2019 | PM: Procedure: 00-MFG Frequency: 1Y |  |  |  | 04/03/2019 | 04/03/2019
|  | STRYKER CORP. | M-SERIES 1015 | STRETCHER, TRANSPORT |  | PATIENT TRANSPORT | Kelemen |  |  | 04/11/2019 |  | 4/11/26 |  |  | NO | YES |  |  |  |  | STRYKER CORP. 50006415 0501071772 |  |  | Active |  | 99:99:99:99:99:99 |  | Equipment | 1Y:00-MFG | 04/11/2019 | 04/11/2019 | COOPER UNIVERSITY HOSPITAL |  |  | p2 storage | WOT00000000488178 | Bonnie Aichroch | Preventative Maintenance | Closed | Tom Burhart | 04/11/2019 | 04/11/2019 | PM: Procedure: 00-MFG Frequency: 1Y | Regulatory Approved As Not Needed - CMPLRSQM0005763 |  |  | 04/11/2019 | 04/11/2019
|  | STRYKER CORP. | M-SERIES 1015 | STRETCHER, TRANSPORT |  | PATIENT TRANSPORT | Kelemen | BASEMENT |  | 04/11/2019 |  | 4/11/29 |  |  | NO | YES |  |  |  |  | STRYKER CORP. 50006411 0906033374 |  |  | Active |  | 99:99:99:99:99:99 |  | Equipment | 1Y:00-MFG | 04/11/2019 | 04/11/2019 | COOPER UNIVERSITY HOSPITAL |  |  | SPECIAL TEST |  | Bonnie Aichroch |  |  |  | 04/11/2019 | 04/11/2019 |  |  |  |  | 04/11/2019 | 04/11/2019
|  | STRYKER CORP. | M-SERIES 1015 | STRETCHER, TRANSPORT |  | PATIENT TRANSPORT | Kelemen |  |  | 04/02/2019 |  | 4/2/26 |  |  | NO | YES |  |  |  |  | STRYKER CORP. 50006405 0906033376 |  |  | Active |  | 99:99:99:99:99:99 |  | Equipment | 1Y:00-MFG | 04/02/2019 | 04/02/2019 | COOPER UNIVERSITY HOSPITAL |  |  | p2 storage |  | Bonnie Aichroch |  |  |  | 04/02/2019 | 04/02/2019 |  |  |  |  | 04/02/2019 | 04/02/2019
|  | STRYKER CORP. | M-SERIES 1015 | STRETCHER, TRANSPORT |  | PATIENT TRANSPORT | Kelemen |  |  | 04/03/2019 |  | 4/3/26 |  |  | NO | YES |  |  |  |  | STRYKER CORP. 50006404 0905032497 |  |  | Active |  | 99:99:99:99:99:99 |  | Equipment | 1Y:00-MFG | 04/03/2019 | 04/03/2019 | COOPER UNIVERSITY HOSPITAL |  |  | MOVES | 0012264116 | Bonnie Aichroch | Repair | Closed | Tom Burhart | 04/03/2019 | 04/03/2019 | STRETCHER - BROKEN LEFT SIDE RAIL - TMX | 10/4/2017 12:29:44 PM TJBURHART (TJBURHART 10/4/2017 12:00 AM) HAD A BROKEN LEFT SIDERAIL, REMOVED THE OLD RAIL AND INSTALLED NEW RAIL. OVP-RTS | 413CDB3A-6993-4CD7-AAA5-EDE433E71584 | Labor | 04/03/2019 | 04/03/2019 | Tom Burhart
|  | STRYKER CORP. | M-SERIES 1015 | STRETCHER, TRANSPORT |  | PATIENT TRANSPORT | Kelemen |  |  | 04/11/2019 |  | 4/11/26 |  |  | NO | YES |  |  |  |  | STRYKER CORP. 50006398 1007035133 |  |  | Active |  | 99:99:99:99:99:99 |  | Equipment | 1Y:00-MFG | 04/11/2019 | 04/11/2019 | COOPER UNIVERSITY HOSPITAL |  |  | Travels | WOT00000000488170 | Bonnie Aichroch | Preventative Maintenance | Closed | Tom Burhart | 04/11/2019 | 04/11/2019 | PM: Procedure: 00-MFG Frequency: 1Y | Regulatory Approved As Not Needed - CMPLRSQM0005800 |  |  | 04/11/2019 | 04/11/2019
|  | STRYKER CORP. | M-SERIES 1015 | STRETCHER, TRANSPORT |  |  | Kelemen | [7 empty] | YES | YES
|  | STRYKER CORP. | M-SERIES 1015 | STRETCHER, TRANSPORT |  | PATIENT TRANSPORT | Kelemen |  |  | 01/01/1900 |  |  |  |  | NO | YES |  |  |  |  | STRYKER CORP. 10368314 0807100916 |  |  | Active |  | 99:99:99:99:99:99 |  | Equipment | 1Y:00-MFG | 04/11/2019 | 04/01/2020 | COOPER UNIVERSITY HOSPITAL |  |  | Kel 9 back elevator | WOT00000000467782 | Bonnie Aichroch | Preventative Maintenance | Closed | Tom Burhart | 02/01/2018 | 05/11/2018 | PM: Procedure: 00-MFG Frequency: 1Y | Regulatory Approved As Not Needed - CMPLRSQM0005706
|  | STRYKER CORP. | M-SERIES 1015 | STRETCHER, TRANSPORT |  |  | Kelemen | [7 empty] | NO | YES
|  | STRYKER CORP. | M-SERIES 1015 | STRETCHER, TRANSPORT |  |  | Kelemen | [7 empty] | NO | YES
|  | STRYKER CORP. | M-SERIES 1015 | STRETCHER, TRANSPORT |  | PATIENT TRANSPORT | Kelemen |  |  | 01/01/1900 |  |  |  |  | NO | YES |  |  |  |  | STRYKER CORP. 10356196 0906033378 |  |  | Active |  | 99:99:99:99:99:99 |  | Equipment | 1Y:00-MFG | 04/15/2019 | 04/01/2020 | COOPER UNIVERSITY HOSPITAL |  |  | HOLDING-BED 22 | WOT00000000467224 | Bonnie Aichroch | Preventative Maintenance | Closed | Tom Burhart | 02/01/2018 | 05/11/2018 | PM: Procedure: 00-MFG Frequency: 1Y | Regulatory Approved As Not Needed - CMPLRSQM0005741
|  | STRYKER CORP. | M-SERIES 1015 | STRETCHER, TRANSPORT |  |  | Kelemen | [7 empty] | YES | YES
|  | STRYKER CORP. | M-SERIES 1015 | STRETCHER, TRANSPORT |  |  | Kelemen | HP | [6 empty] | YES | YES
|  | STRYKER CORP. | PRIME 1105 5TH WHEEL | STRETCHER, TRANSPORT |  | PATIENT TRANSPORT | Kelemen |  |  | 04/11/2019 |  | 4/11/29 |  |  | NO | YES |  |  |  |  | STRYKER CORP. 50036121 1012033497 |  |  | Active |  | 99:99:99:99:99:99 |  | Equipment | 1Y:00-MFG | 04/11/2019 | 04/11/2019 | COOPER UNIVERSITY HOSPITAL |  |  |  | 0012318437 | Bonnie Aichroch | Repair | Closed | Salvatore Bombara | 04/11/2019 | 04/11/2019 | STETCHER - SIDE BRAKE BROKE - 9TH FL KELEMAN HALLWAY | 10/24/2017 2:45:43 PM SXBOMBARA (SXBOMBARA 10/24/2017 12:00 AM) RETRIEVED STRETCHER FOR EVAL 10/25/2017 8:44:43 AM SXBOMBARA (SXBOMBARA 10/25/2017 12:00 AM) CONFIRMED ERROR. REPAIRED CENTER FOOT BRAKE. RETURNED TO SERVICE. (SJZUBRZYCKI 10/25/2017 12:00 AM) CONFIRMED ERROR. REPAIRED CENTER FOOT BRAKE. RETURNED TO SERVICE. | FCEFB0BC-991E-4E5E-A9C6-7F8ACFA6F45F | Labor | 04/11/2019 | 04/11/2019 | Salvatore Bombara
|  | STRYKER CORP. | PRIME 1105 5TH WHEEL | STRETCHER, TRANSPORT |  |  | Kelemen | [7 empty] | NO | YES
|  | STRYKER CORP. | PRIME 1105 5TH WHEEL | STRETCHER, TRANSPORT |  | PATIENT TRANSPORT | Kelemen |  |  | 04/15/2019 |  | 4/15/29 |  |  | NO | YES |  |  |  |  | STRYKER CORP. 50036034 13040585 |  |  | Active |  | 99:99:99:99:99:99 |  | Equipment | 1Y:00-MFG | 04/15/2019 | 04/15/2019 | COOPER UNIVERSITY HOSPITAL |  |  | travels |  | Bonnie Aichroch |  |  |  | 04/15/2019 | 04/15/2019 |  |  |  |  | 04/15/2019 | 04/15/2019
|  | STRYKER CORP. | PRIME 1105 5TH WHEEL | STRETCHER, TRANSPORT |  | PATIENT TRANSPORT | Kelemen |  |  | 04/11/2019 |  | 4/11/29 |  |  | NO | YES |  |  |  |  | STRYKER CORP. 50036017 1304040571 |  |  | Active |  | 99:99:99:99:99:99 |  | Equipment | 1Y:00-MFG | 04/11/2019 | 04/11/2019 | COOPER UNIVERSITY HOSPITAL |  |  | TRANSPORT |  | Bonnie Aichroch |  |  |  | 04/11/2019 | 04/11/2019 |  |  |  |  | 04/11/2019 | 04/11/2019
|  | STRYKER CORP. | PRIME 1105 5TH WHEEL | STRETCHER, TRANSPORT |  | PATIENT TRANSPORT | Kelemen |  |  | 04/15/2019 |  | 4/15/29 |  |  | NO | YES |  |  |  |  | STRYKER CORP. 50035908 1304-040582880 |  |  | Active |  | 99:99:99:99:99:99 |  | Equipment | 1Y:00-MFG | 04/15/2019 | 04/15/2019 | COOPER UNIVERSITY HOSPITAL |  |  |  | 0012526923 | Bonnie Aichroch | Preventative Maintenance | Closed | Josh Harris | 04/15/2019 | 04/15/2019 | PERFORMANCE ASSURANCE AT INVENTORY | INVENTORIED DEVICE AND ENSURED DEVICE WAS FUNCTIONING PROPERLY. | F4506A9C-5798-4B34-B66F-47B12D61E166 | Labor | 04/15/2019 | 04/15/2019 | Tom Burhart
|  | STRYKER CORP. | PRIME 1105 5TH WHEEL | STRETCHER, TRANSPORT |  | PATIENT TRANSPORT | Kelemen |  |  | 04/10/2019 |  | 4/10/29 |  |  | NO | YES |  |  |  |  | STRYKER CORP. 50035907 1304040562 |  |  | Active | 50006445, 50W35907 | 99:99:99:99:99:99 |  | Equipment | 1Y:00-MFG | 04/10/2019 | 04/10/2019 | COOPER UNIVERSITY HOSPITAL |  |  | ER | 0012396330 | Bonnie Aichroch | Repair | Closed | Josh Harris | 04/10/2019 | 04/10/2019 | STRETCHER - BRAKES BROKEN - B6 BY PAVILION ELEVATORS | 11/10/2017 9:55:02 AM TJBURHART (TJBURHART 11/10/2017 12:00 AM) SEARCHED AND FOUND THE SCTRECHER. WAS MOVED AFTER THE CALL WAS PLACED. RELOCATED TO BED SHOP. THE SIDE BRAKES WERE NOT WORKING. OPEN TO THE CONTROLS AND THE PIN WAS OUT FOR THE SIDE CONTROLS. INSTALLED THE PIN. BRAKES ARE WORKING PROPERLY. OVP-RTS | 67E822E0-0334-4A45-B056-9A0B8D225F07 | Labor | 04/10/2019 | 04/10/2019 | Tom Burhart
|  | STRYKER CORP. | PRIME 1105 5TH WHEEL | STRETCHER, TRANSPORT |  | VOORHEES SURGERY CENTER-OPERATING ROOM | 900 Centennial Blvd | Suite E |  | 10/31/2019 |  | 10/31/29 |  |  | NO | YES |  |  |  |  | STRYKER CORP. 50035888 2017006100291 |  |  | Active |  | 99:99:99:99:99:99 |  | Equipment | PAAR:00-PVAR | 10/31/2019 | 10/31/2019 | COOPER AMBULATORY OFF-SITES |  |  | Suite E - Moves | 0012501197 | JENNIFER BOMBARO | Performance Verification | Closed | Josh Harris | 10/31/2019 | 10/31/2019 | INCOMING INVENTORY | DEVICE INVENTORIED | E570156B-0649-43CD-9F90-87DF0FDB7ECE | Labor | 10/31/2019 | 10/31/2019 | Josh Harris
|  | STRYKER CORP. | PRIME 1105 5TH WHEEL | STRETCHER, TRANSPORT |  | VOORHEES SURGERY CENTER-OPERATING ROOM | 900 Centennial Blvd | Suite E |  | 10/31/2019 |  | 10/31/29 |  |  | NO | YES |  |  |  |  | STRYKER CORP. 50035886 2017006100296 |  |  | Active |  | 99:99:99:99:99:99 |  | Equipment | PAAR:00-PVAR | 10/31/2019 | 10/31/2019 | COOPER AMBULATORY OFF-SITES |  |  | Suite E - Moves | 0012501188 | JENNIFER BOMBARO | Performance Verification | Closed | Josh Harris | 10/31/2019 | 10/31/2019 | INCOMING INVENTORY | DEVICE INVENTORIED | 8BBF6586-B5D7-443D-945D-C308E3951135 | Labor | 10/31/2019 | 10/31/2019 | Josh Harris
|  | STRYKER CORP. | PRIME 1105 5TH WHEEL | STRETCHER, TRANSPORT |  | VOORHEES SURGERY CENTER-OPERATING ROOM | 900 Centennial Blvd | Suite E |  | 10/31/2019 |  | 10/31/29 |  |  | NO | YES |  |  |  |  | STRYKER CORP. 50035885 2017006100298 |  |  | Active |  | 99:99:99:99:99:99 |  | Equipment | PAAR:00-PVAR | 10/31/2019 | 10/31/2019 | COOPER AMBULATORY OFF-SITES |  |  | Suite E - Moves | 0012501184 | JENNIFER BOMBARO | Performance Verification | Closed | Josh Harris | 10/31/2019 | 10/31/2019 | INCOMING INVENTORY | DEVICE INVENTORIED | 7E3CB9DD-CD0D-4D56-B535-F64317D3E149 | Labor | 10/31/2019 | 10/31/2019 | Josh Harris
|  | STRYKER CORP. | PRIME 1105 5TH WHEEL | STRETCHER, TRANSPORT |  | VOORHEES SURGERY CENTER-OPERATING ROOM | 900 Centennial Blvd | Suite E |  | 10/31/2019 |  | 10/31/29 |  |  | NO | YES |  |  |  |  | STRYKER CORP. 50035884 2017006100292 |  |  | Active |  | 99:99:99:99:99:99 |  | Equipment | PAAR:00-PVAR | 10/31/2019 | 10/31/2019 | COOPER AMBULATORY OFF-SITES |  |  | Suite E - Moves | 0012501181 | JENNIFER BOMBARO | Preventative Maintenance | Closed | Josh Harris | 10/31/2019 | 10/31/2019 | PERFORMANCE ASSURANCE AT INVENTORY | INVENTORIED DEVICE AND ENSURED DEVICE WAS FUNCTIONING PROPERLY. | C6745B1F-04F3-41F8-B1A1-21E3226BD5C3 | Labor | 10/31/2019 | 10/31/2019 | Kirk Lis
|  | STRYKER CORP. | PRIME 1105 5TH WHEEL | STRETCHER, TRANSPORT |  | VOORHEES SURGERY CENTER-OPERATING ROOM | 900 Centennial Blvd | Suite E |  | 10/31/2019 |  | 10/31/29 |  |  | NO | YES |  |  |  |  | STRYKER CORP. 50035883 2017006100294 |  |  | Active |  | 99:99:99:99:99:99 |  | Equipment | PAAR:00-PVAR | 10/31/2019 | 10/31/2019 | COOPER AMBULATORY OFF-SITES |  |  | Suite E - Moves | 0012501172 | JENNIFER BOMBARO | Performance Verification | Closed | Josh Harris | 10/31/2019 | 10/31/2019 | INCOMING INVENTORY | DEVICE INVENTORIED | E728A8D7-380D-447B-8E9A-7138276AE3F2 | Labor | 10/31/2019 | 10/31/2019 | Josh Harris
|  | STRYKER CORP. | PRIME 1105 5TH WHEEL | STRETCHER, TRANSPORT |  | VOORHEES SURGERY CENTER-OPERATING ROOM | 900 Centennial Blvd | Suite E |  | 10/31/2019 |  | 10/31/29 |  |  | NO | YES |  |  |  |  | STRYKER CORP. 50035882 2017006100293 |  |  | Active |  | 99:99:99:99:99:99 |  | Equipment | PAAR:00-PVAR | 10/31/2019 | 10/31/2019 | COOPER AMBULATORY OFF-SITES |  |  | Suite E - Moves | 0012501166 | JENNIFER BOMBARO | Preventative Maintenance | Closed | Josh Harris | 10/31/2019 | 10/31/2019 | PERFORMANCE ASSURANCE AT INVENTORY | INVENTORIED DEVICE AND ENSURED DEVICE WAS FUNCTIONING PROPERLY. | B1A23722-704D-40EF-A383-81DECFBF7B07 | Labor | 10/31/2019 | 10/31/2019 | Kirk Lis
|  | STRYKER CORP. | PRIME 1105 5TH WHEEL | STRETCHER, TRANSPORT |  | VOORHEES SURGERY CENTER-OPERATING ROOM | 900 Centennial Blvd | Suite E |  | 10/31/2019 |  | 10/31/29 |  |  | NO | YES |  |  |  |  | STRYKER CORP. 50035881 2017006100297 |  |  | Active |  | 99:99:99:99:99:99 |  | Equipment | PAAR:00-PVAR | 10/31/2019 | 10/31/2019 | COOPER AMBULATORY OFF-SITES |  |  | Suite E - Moves | 0012501162 | JENNIFER BOMBARO | Preventative Maintenance | Closed | Josh Harris | 10/31/2019 | 10/31/2019 | PERFORMANCE ASSURANCE AT INVENTORY | INVENTORIED DEVICE AND ENSURED DEVICE WAS FUNCTIONING PROPERLY. | 41175AFC-2657-43D1-AD0D-2D438AAAFA4C | Labor | 10/31/2019 | 10/31/2019 | Kirk Lis
|  | STRYKER CORP. | PRIME 1105 5TH WHEEL | STRETCHER, TRANSPORT |  | VOORHEES SURGERY CENTER-OPERATING ROOM | 900 Centennial Blvd | Suite E |  | 10/31/2019 |  | 10/31/29 |  |  | NO | YES |  |  |  |  | STRYKER CORP. 50035880 2017006100295 |  |  | Active |  | 99:99:99:99:99:99 |  | Equipment | PAAR:00-PVAR | 10/31/2019 | 10/31/2019 | COOPER AMBULATORY OFF-SITES |  |  | Suite E - Moves | 0012501159 | JENNIFER BOMBARO | Performance Verification | Closed | Josh Harris | 10/31/2019 | 10/31/2019 | INCOMING INVENTORY | DEVICE INVENTORIED | 177038B6-F30F-40E7-91D1-29AD62D05D01 | Labor | 10/31/2019 | 10/31/2019 | Josh Harris
|  | STRYKER CORP. | PRIME 1105 5TH WHEEL | STRETCHER, TRANSPORT |  |  | Kelemen |  |  | 04/11/2019 |  | 4/11/29 |  |  | NO | YES |  |  |  |  | STRYKER CORP. 50035758 1304040575 |  |  | Active |  | 99:99:99:99:99:99 | [5 empty] | COOPER UNIVERSITY HOSPITAL |  |  | TRAVELS | 0011740922 |  | Preventative Maintenance | Closed | Bonnie Aichroth | 04/11/2019 | 04/11/2019 | PERFORMANCE ASSURANCE AT INVENTORY |  | EB4B4257-E92C-4AFB-AB8D-4F172C4D2CFC | Labor | 04/11/2019 | 04/11/2019 | Josh Harris
|  | STRYKER CORP. | PRIME 1105 5TH WHEEL | STRETCHER, TRANSPORT |  |  | Pavilion | 7 |  | 04/03/2019 |  | 4/3/29 |  |  | NO | YES |  |  |  |  | STRYKER CORP. 50010980 1304040570 |  |  | Active |  | 99:99:99:99:99:99 | [5 empty] | COOPER UNIVERSITY HOSPITAL |  |  | CCU | [5 empty] | 04/03/2019 | 04/03/2019 |  |  |  |  | 04/03/2019 | 04/03/2019
|  | STRYKER CORP. | PRIME 1105 5TH WHEEL | STRETCHER, TRANSPORT |  |  | Kelemen | BASEMENT | [6 empty] | NO | YES
|  | STRYKER CORP. | PRIME 1105 5TH WHEEL | STRETCHER, TRANSPORT |  | PATIENT TRANSPORT | Kelemen |  |  | 04/12/2019 |  | 4/12/29 |  |  | NO | YES |  |  |  |  | STRYKER CORP. 50010957 1304040584 |  |  | Active |  | 99:99:99:99:99:99 |  | Equipment | 1Y:00-MFG | 04/12/2019 | 04/12/2019 | COOPER UNIVERSITY HOSPITAL |  |  | BASEMENT |  | Bonnie Aichroch |  |  |  | 04/12/2019 | 04/12/2019 |  |  |  |  | 04/12/2019 | 04/12/2019
|  | STRYKER CORP. | PRIME 1105 5TH WHEEL | STRETCHER, TRANSPORT |  | PATIENT TRANSPORT | Kelemen | Basement |  | 04/11/2019 |  | 4/11/29 |  |  | NO | YES |  |  |  |  | STRYKER CORP. 50010945 1304040586 |  |  | Active |  | 99:99:99:99:99:99 |  | Equipment | 1Y:00-MFG | 04/11/2019 | 04/11/2019 | COOPER UNIVERSITY HOSPITAL |  |  | P5 STORAGE RM | 0012564849 | Bonnie Aichroch | Preventative Maintenance | Closed | Tom Burhart | 04/11/2019 | 04/11/2019 | Performance Assurance: 00-MFG | 1/23/2018 2:08:36 PM KETRINKLE Work order updated 1/23/2018 2:13:51 PM KETRINKLE AFTER REVIEW, THE REGULATORY DEPARTMENT HAS DETERMINED THAT THIS PM WORK ORDER IS TRULY NOT NEEDED IN ORDER TO REMAIN COMPLIANT. WORK ORDER CLOSED AS NOT NEEDED. CMPLREQ0003763 | 4F4FD40C-4CCA-498F-AA22-D35E2D439216 | Labor | 04/11/2019 | 04/11/2019 | Kate Trinkle
|  | STRYKER CORP. | PRIME 1105 5TH WHEEL | STRETCHER, TRANSPORT |  |  | Pavilion |  |  | 04/11/2019 |  | 4/11/29 |  |  | NO | YES |  |  |  |  | STRYKER CORP. 50010805 1304040579 |  |  | Active |  | 99:99:99:99:99:99 | [5 empty] | COOPER UNIVERSITY HOSPITAL |  |  | MOVES | 0011495873 |  | Repair | Closed | Josh Harris | 04/11/2019 | 04/11/2019 | STRETCHER - DECENT JACK BROKEN - TMX |  | CC3EE1C0-E8B1-41E5-B33C-B76AA313CE6F | Parts | 04/11/2019 | 04/11/2019 | Josh Harris
|  | STRYKER CORP. | PRIME 1105 5TH WHEEL | STRETCHER, TRANSPORT |  | PATIENT TRANSPORT | Pavilion |  |  | 04/11/2019 |  | 4/11/29 |  |  | NO | YES |  |  |  |  | STRYKER CORP. 50010801 1012033495 |  |  | Active |  | 99:99:99:99:99:99 |  | Equipment | 1Y:00-MFG | 04/11/2019 | 04/11/2019 | COOPER UNIVERSITY HOSPITAL |  |  | PATIENT TRANSPORT |  | Bonnie Aichroch |  |  |  | 04/11/2019 | 04/11/2019 |  |  |  |  | 04/11/2019 | 04/11/2019
|  | STRYKER CORP. | PRIME 1105 5TH WHEEL | STRETCHER, TRANSPORT |  | PATIENT TRANSPORT | Kelemen |  |  | 04/11/2019 |  | 4/11/29 |  |  | NO | YES |  |  |  |  | STRYKER CORP. 50010791 1012033494 |  |  | Active |  | 99:99:99:99:99:99 |  | Equipment | 1Y:00-MFG | 04/11/2019 | 04/11/2019 | COOPER UNIVERSITY HOSPITAL |  |  | PATIENT TRANSPORT |  | Bonnie Aichroch |  |  |  | 04/11/2019 | 04/11/2019 |  |  |  |  | 04/11/2019 | 04/11/2019
|  | STRYKER CORP. | PRIME 1105 5TH WHEEL | STRETCHER, TRANSPORT |  | PATIENT TRANSPORT | Kelemen |  |  | 04/03/2019 |  | 4/3/29 |  |  | NO | YES |  |  |  |  | STRYKER CORP. 50010765 1304040580 |  |  | Active |  | 99:99:99:99:99:99 |  | Equipment | 1Y:00-MFG | 04/03/2019 | 04/03/2019 | COOPER UNIVERSITY HOSPITAL |  |  | SPU/5N | 0012564845 | Bonnie Aichroch | Preventative Maintenance | Closed | Tom Burhart | 04/03/2019 | 04/03/2019 | Performance Assurance: 00-MFG | 1/23/2018 2:08:27 PM KETRINKLE Work order updated 1/23/2018 2:13:41 PM KETRINKLE AFTER REVIEW, THE REGULATORY DEPARTMENT HAS DETERMINED THAT THIS PM WORK ORDER IS TRULY NOT NEEDED IN ORDER TO REMAIN COMPLIANT. WORK ORDER CLOSED AS NOT NEEDED. CMPLREQ0003763 | 21666D58-197B-49A0-987E-31E8ED973B85 | Labor | 04/03/2019 | 04/03/2019 | Kate Trinkle
|  | STRYKER CORP. | PRIME 1105 5TH WHEEL | STRETCHER, TRANSPORT |  |  | Kelemen |  |  | 04/15/2019 |  | 4/15/29 |  |  | NO | YES |  |  |  |  | STRYKER CORP. 50006499 1304040588 |  |  | Active |  | 99:99:99:99:99:99 | [5 empty] | COOPER UNIVERSITY HOSPITAL |  |  | PAV OR | [5 empty] | 04/15/2019 | 04/15/2019 |  |  |  |  | 04/15/2019 | 04/15/2019
|  | STRYKER CORP. | PRIME 1105 5TH WHEEL | STRETCHER, TRANSPORT |  | COOPER DIGESTIVE HEALTH-ENDOSCOPY | 501 Fellowship Rd |  |  | 11/02/2019 |  | 11/2/29 |  |  | NO | YES |  |  |  |  | STRYKER CORP. 50006498 1304040564 |  |  | Active |  | 99:99:99:99:99:99 |  | Equipment | PAAR:00-PVAR | 11/02/2019 | 11/02/2019 | COOPER AMBULATORY OFF-SITES |  |  | GI Center Holding Area |  | JEANNE GREER |  |  |  | 11/02/2019 | 11/02/2019 |  |  |  |  | 11/02/2019 | 11/02/2019
|  | STRYKER CORP. | PRIME 1105 5TH WHEEL | STRETCHER, TRANSPORT |  | PATIENT TRANSPORT | Pavilion |  |  | 04/01/2019 |  | 4/1/29 |  |  | NO | YES |  |  |  |  | STRYKER CORP. 50006495 1304040590 |  |  | Active |  | 99:99:99:99:99:99 |  | Equipment | 1Y:00-MFG | 04/01/2019 | 04/01/2019 | COOPER UNIVERSITY HOSPITAL |  |  | ER |  | Bonnie Aichroch |  |  |  | 04/01/2019 | 04/01/2019 |  |  |  |  | 04/01/2019 | 04/01/2019
|  | STRYKER CORP. | PRIME 1105 5TH WHEEL | STRETCHER, TRANSPORT |  | PATIENT TRANSPORT | Pavilion |  |  | 04/11/2019 |  | 4/11/29 |  |  | NO | YES |  |  |  |  | STRYKER CORP. 50006468 1012033500 |  |  | Active |  | 99:99:99:99:99:99 |  | Equipment | 1Y:00-MFG | 04/11/2019 | 04/11/2019 | COOPER UNIVERSITY HOSPITAL |  |  | CAT SCAN HOLDING AREA | 0011225390 | Bonnie Aichroch | Repair | Closed | Josh Harris | 04/11/2019 | 04/11/2019 | STRETCHER - SIDE RAIL BROKEN - 10TH FLR KELEMEN HALLWAY | 2/21/2017 3:25:09 PM JXHARRIS (JXHARRIS 2/21/2017 12:00 AM) REPLACED LATCH SPINDLE SUBASSEMBLY. VPO. RTS. | 08BC3688-8C51-470E-8DDF-F3C86901AF09 | Parts | 04/11/2019 | 04/11/2019 | Josh Harris
|  | STRYKER CORP. | PRIME 1105 5TH WHEEL | STRETCHER, TRANSPORT |  | PATIENT TRANSPORT | Kelemen |  |  | 04/11/2019 |  | 4/11/29 |  |  | NO | YES |  |  |  |  | STRYKER CORP. 50006467 1405032257 |  |  | Active |  | 99:99:99:99:99:99 |  | Equipment | 1Y:00-MFG | 04/11/2019 | 04/11/2019 | COOPER UNIVERSITY HOSPITAL |  |  | X RAY HALLWAY | 0012046166 | Bonnie Aichroch | Repair | Closed | Tom Burhart | 04/11/2019 | 04/11/2019 | STRETCHER - WILL NOT RAISE - TMX | 8/17/2017 3:29:52 PM TJBURHART (TJBURHART 8/17/2017 12:00 AM) FOUND ON THE FLOOR WITH RED TAG, RELOCATED TO BED SHOP. TESTED THE STRETCHER WITH WEIGHTS AND MYSELF. ALL GOING UP. CND. OVP RETURN TO SERVICE. | 77F5095E-447B-4CFA-94A7-34605CBF7D76 | Labor | 04/11/2019 | 04/11/2019 | Tom Burhart
|  | STRYKER CORP. | PRIME 1105 5TH WHEEL | STRETCHER, TRANSPORT |  | PATIENT TRANSPORT | Kelemen |  |  | 04/01/2019 |  | 4/1/29 |  |  | NO | YES |  |  |  |  | STRYKER CORP. 50006466 1405032268 |  |  | Active |  | 99:99:99:99:99:99 |  | Equipment | 1Y:00-MFG | 04/01/2019 | 04/01/2019 | COOPER UNIVERSITY HOSPITAL |  |  | ANGIOGRAPHY HOLDING | 0012564860 | Bonnie Aichroch | Preventative Maintenance | Closed | Tom Burhart | 04/01/2019 | 04/01/2019 | Performance Assurance: 00-MFG | 1/23/2018 1:54:20 PM KETRINKLE Work order updated 1/23/2018 2:01:10 PM KETRINKLE AFTER REVIEW, THE REGULATORY DEPARTMENT HAS DETERMINED THAT THIS PM WORK ORDER IS TRULY NOT NEEDED IN ORDER TO REMAIN COMPLIANT. WORK ORDER CLOSED AS NOT NEEDED. CMPLREQ0003763 | 8E77820A-8EC9-433F-8ED5-B36DD5B75BAC | Labor | 04/01/2019 | 04/01/2019 | Kate Trinkle
|  | STRYKER CORP. | PRIME 1105 5TH WHEEL | STRETCHER, TRANSPORT |  | PATIENT TRANSPORT | Kelemen |  |  | 04/10/2019 |  | 4/10/29 |  |  | NO | YES |  |  |  |  | STRYKER CORP. 50006463 1405032303 |  |  | Active |  | 99:99:99:99:99:99 |  | Equipment | 1Y:00-MFG | 04/10/2019 | 04/10/2019 | COOPER UNIVERSITY HOSPITAL |  |  | SCU BED 41 | 0012564870 | Bonnie Aichroch | Preventative Maintenance | Closed | Tom Burhart | 04/10/2019 | 04/10/2019 | Performance Assurance: 00-MFG | 1/23/2018 1:54:54 PM KETRINKLE Work order updated 1/23/2018 2:01:42 PM KETRINKLE AFTER REVIEW, THE REGULATORY DEPARTMENT HAS DETERMINED THAT THIS PM WORK ORDER IS TRULY NOT NEEDED IN ORDER TO REMAIN COMPLIANT. WORK ORDER CLOSED AS NOT NEEDED. CMPLREQ0003763 | 6BC7519C-FF0F-40B9-874F-68B43FE6097A | Labor | 04/10/2019 | 04/10/2019 | Kate Trinkle
|  | STRYKER CORP. | PRIME 1105 5TH WHEEL | STRETCHER, TRANSPORT |  | PATIENT TRANSPORT | Kelemen |  |  | 04/10/2019 |  | 4/10/29 |  |  | NO | YES |  |  |  |  | STRYKER CORP. 50006462 1012033492 |  |  | Active |  | 99:99:99:99:99:99 |  | Equipment | 1Y:00-MFG | 04/10/2019 | 04/10/2019 | COOPER UNIVERSITY HOSPITAL |  |  | kelemen 6 |  | Bonnie Aichroch |  |  |  | 04/10/2019 | 04/10/2019 |  |  |  |  | 04/10/2019 | 04/10/2019
|  | STRYKER CORP. | PRIME 1105 5TH WHEEL | STRETCHER, TRANSPORT |  | PATIENT TRANSPORT | Pavilion |  |  | 04/11/2019 |  | 4/11/29 |  |  | NO | YES |  |  |  |  | STRYKER CORP. 50006447 1304040578 |  |  | Active |  | 99:99:99:99:99:99 |  | Equipment | 1Y:00-MFG | 04/11/2019 | 04/11/2019 | COOPER UNIVERSITY HOSPITAL |  |  | p2 storage |  | Bonnie Aichroch |  |  |  | 04/11/2019 | 04/11/2019 |  |  |  |  | 04/11/2019 | 04/11/2019
|  | STRYKER CORP. | PRIME 1105 5TH WHEEL | STRETCHER, TRANSPORT |  | PATIENT TRANSPORT | Kelemen | BASEMENT |  | 04/11/2019 |  | 4/11/29 |  |  | NO | YES |  |  |  |  | STRYKER CORP. 50006446 1304040567 |  |  | Active |  | 99:99:99:99:99:99 |  | Equipment | 1Y:00-MFG | 04/11/2019 | 04/11/2019 | COOPER UNIVERSITY HOSPITAL |  |  | ER |  | Bonnie Aichroch |  |  |  | 04/11/2019 | 04/11/2019 |  |  |  |  | 04/11/2019 | 04/11/2019
|  | STRYKER CORP. | PRIME 1105 5TH WHEEL | STRETCHER, TRANSPORT |  |  | Pavilion |  |  | 04/15/2019 |  | 4/15/29 |  |  | NO | YES |  |  |  |  | STRYKER CORP. 50006441 1304040568 |  |  | Active |  | 99:99:99:99:99:99 | [5 empty] | COOPER UNIVERSITY HOSPITAL |  |  | ER | 0012287090 |  | Repair | Closed | Josh Harris | 04/15/2019 | 04/15/2019 | STRETCHER - MISSING BRAKE PEDAL - KELEMEN BASEMENT |  | 4AD812B7-4247-4FE8-B1FD-C663C597C8DF | Labor | 04/15/2019 | 04/15/2019 | Tom Burhart
|  | STRYKER CORP. | PRIME 1105 5TH WHEEL | STRETCHER, TRANSPORT |  |  | Pavilion |  |  | 04/11/2019 |  | 4/11/29 |  |  | NO | YES |  |  |  |  | STRYKER CORP. 50006440 11258-242 |  |  | Active |  | 99:99:99:99:99:99 | [5 empty] | COOPER UNIVERSITY HOSPITAL |  |  | ER | [5 empty] | 04/11/2019 | 04/11/2019 |  |  |  |  | 04/11/2019 | 04/11/2019
|  | STRYKER CORP. | PRIME 1105 5TH WHEEL | STRETCHER, TRANSPORT |  | PATIENT TRANSPORT | Kelemen |  |  | 04/03/2019 |  | 4/3/29 |  |  | NO | YES |  |  |  |  | STRYKER CORP. 50006429 1405032262 |  |  | Active |  | 99:99:99:99:99:99 |  | Equipment | 1Y:00-MFG | 04/03/2019 | 04/03/2019 | COOPER UNIVERSITY HOSPITAL |  |  |  |  | Bonnie Aichroch |  |  |  | 04/03/2019 | 04/03/2019 |  |  |  |  | 04/03/2019 | 04/03/2019
|  | STRYKER CORP. | PRIME 1105 5TH WHEEL | STRETCHER, TRANSPORT |  | PATIENT TRANSPORT | Pavilion |  |  | 04/15/2019 |  | 4/15/29 |  |  | NO | YES |  |  |  |  | STRYKER CORP. 50006417 1304040563 |  |  | Active |  | 99:99:99:99:99:99 |  | Equipment | 1Y:00-MFG | 04/15/2019 | 04/15/2019 | COOPER UNIVERSITY HOSPITAL |  |  | PACU HALLWAY | 0011241164 | Bonnie Aichroch | Repair | Closed | Josh Harris | 04/15/2019 | 04/15/2019 | STRETCHER - STEERING PEDAL LOOSE - TMX | 2/24/2017 11:03:13 AM JXHARRIS (JXHARRIS 2/24/2017 12:00 AM) REPLACED ROLL PIN THAT HOLDS PEDAL IN PLACE. VPO. RTS. | 50574E95-8C09-4546-AC74-D14171CBB212 | Labor | 04/15/2019 | 04/15/2019 | Josh Harris
|  | STRYKER CORP. | PRIME 1105 5TH WHEEL | STRETCHER, TRANSPORT |  |  | Kelemen |  |  | 04/03/2019 |  | 4/3/29 |  |  | NO | YES |  |  |  |  | STRYKER CORP. 50006414 13040405654 |  |  | Active |  | 99:99:99:99:99:99 | [5 empty] | COOPER UNIVERSITY HOSPITAL |  |  | HALLWAY | WOT00000000488177 |  | Preventative Maintenance | Closed | Tom Burhart | 04/03/2019 | 04/03/2019 | PM: Procedure: 00-MFG Frequency: 1Y |  |  |  | 04/03/2019 | 04/03/2019
|  | STRYKER CORP. | PRIME 1105 5TH WHEEL | STRETCHER, TRANSPORT |  |  | Pavilion | 7 |  | 04/01/2019 |  | 4/1/29 |  |  | NO | YES |  |  |  |  | STRYKER CORP. 50006413 1304040581 |  |  | Active |  | 99:99:99:99:99:99 | [5 empty] | COOPER UNIVERSITY HOSPITAL |  |  | BASEMENT | 0012267808 |  | Repair | Closed | Josh Harris | 04/01/2019 | 04/01/2019 | STRETCHER - BROKEN BRAKE - BSMT |  | D4E0362E-2E89-44D9-A2E0-FD8C667EBC40 | Labor | 04/01/2019 | 04/01/2019 | Tom Burhart
|  | STRYKER CORP. | PRIME 1105 5TH WHEEL | STRETCHER, TRANSPORT |  | PATIENT TRANSPORT | Kelemen |  |  | 04/11/2019 |  | 4/11/29 |  |  | NO | YES |  |  |  |  | STRYKER CORP. 50006410 1304040576 |  |  | Active |  | 99:99:99:99:99:99 |  | Equipment | 1Y:00-MFG | 04/11/2019 | 04/11/2019 | COOPER UNIVERSITY HOSPITAL |  |  | MOVES | 0012564843 | Bonnie Aichroch | Preventative Maintenance | Closed | Tom Burhart | 04/11/2019 | 04/11/2019 | Performance Assurance: 00-MFG | 1/23/2018 2:08:22 PM KETRINKLE Work order updated 1/23/2018 2:13:35 PM KETRINKLE AFTER REVIEW, THE REGULATORY DEPARTMENT HAS DETERMINED THAT THIS PM WORK ORDER IS TRULY NOT NEEDED IN ORDER TO REMAIN COMPLIANT. WORK ORDER CLOSED AS NOT NEEDED. CMPLREQ0003763 | D17AAFB3-2E67-4C8E-A397-AC67EBAB6036 | Labor | 04/11/2019 | 04/11/2019 | Kate Trinkle
|  | STRYKER CORP. | PRIME 1105 5TH WHEEL | STRETCHER, TRANSPORT | 1304 040561 | PATIENT TRANSPORT | Pavilion | Basement |  | 04/10/2019 |  | 4/10/29 |  |  | NO | YES |  |  |  |  | STRYKER CORP. 50006395 1304 040561 |  |  | Active |  | 99:99:99:99:99:99 |  | Equipment | 1Y:00-MFG | 04/10/2019 | 04/10/2019 | COOPER UNIVERSITY HOSPITAL |  |  | p2 storage | WOT00000000488168 | Bonnie Aichroch | Preventative Maintenance | Closed | Tom Burhart | 04/10/2019 | 04/10/2019 | PM: Procedure: 00-MFG Frequency: 1Y | Regulatory Approved As Not Needed - CMPLRSQM0005798 |  |  | 04/10/2019 | 04/10/2019
|  | STRYKER CORP. | PRIME 1105 5TH WHEEL | STRETCHER, TRANSPORT |  | PATIENT TRANSPORT | Kelemen |  |  | 12/01/2010 |  | 12/1/20 |  |  | NO | YES |  |  |  |  | STRYKER CORP. 10369263 1012033493 |  |  | Active |  | 99:99:99:99:99:99 |  | Equipment | 1Y:00-MFG | 04/11/2019 | 04/01/2020 | COOPER UNIVERSITY HOSPITAL |  |  | PATIENT TRANSPORT |  | Bonnie Aichroch
|  | STRYKER CORP. | PRIME 1105 5TH WHEEL | STRETCHER, TRANSPORT |  | PATIENT TRANSPORT | Kelemen |  |  | 12/01/2010 |  | 12/1/20 |  |  | NO | YES |  |  |  |  | STRYKER CORP. 10369250 1012033491 |  |  | Active |  | 99:99:99:99:99:99 |  | Equipment | 1Y:00-MFG | 04/11/2019 | 04/01/2020 | COOPER UNIVERSITY HOSPITAL |  |  | PATIENT TRANSPORT | 0012564831 | Bonnie Aichroch | Preventative Maintenance | Closed | Tom Burhart | 01/01/2018 | 01/23/2018 | Performance Assurance: 00-MFG | 1/23/2018 2:07:52 PM KETRINKLE Work order updated 1/23/2018 2:13:03 PM KETRINKLE AFTER REVIEW, THE REGULATORY DEPARTMENT HAS DETERMINED THAT THIS PM WORK ORDER IS TRULY NOT NEEDED IN ORDER TO REMAIN COMPLIANT. WORK ORDER CLOSED AS NOT NEEDED. CMPLREQ0003763 | 4A7655E2-C680-4DDD-8C93-FFD6B5104F7E | Labor | 01/22/2018 | 01/22/2018 | Kate Trinkle
|  | STRYKER CORP. | PRIME 1105 5TH WHEEL | STRETCHER, TRANSPORT |  | PATIENT TRANSPORT | Kelemen |  |  | 03/22/2013 |  | 3/22/23 |  |  | NO | YES |  |  |  |  | STRYKER CORP. 10369098 1304040577 |  |  | Active |  | 99:99:99:99:99:99 |  | Equipment | 1Y:00-MFG | 04/10/2019 | 04/01/2020 | COOPER UNIVERSITY HOSPITAL |  |  | PD ER | WOT00000000467893 | Bonnie Aichroch | Preventative Maintenance | Closed | Tom Burhart | 02/01/2018 | 05/11/2018 | PM: Procedure: 00-MFG Frequency: 1Y | Regulatory Approved As Not Needed - CMPLRSQM0005805
|  | STRYKER CORP. | PRIME 1105 5TH WHEEL | STRETCHER, TRANSPORT |  | PATIENT TRANSPORT | Kelemen | BASEMENT |  | 12/01/2010 |  | 12/1/20 |  |  | NO | YES |  |  |  |  | STRYKER CORP. 10368482 1012033498 |  |  | Active |  | 99:99:99:99:99:99 |  | Equipment | 1Y:00-MFG | 04/03/2019 | 04/01/2020 | COOPER UNIVERSITY HOSPITAL |  |  | HALLWAY | 0012564835 | Bonnie Aichroch | Preventative Maintenance | Closed | Tom Burhart | 01/01/2018 | 01/23/2018 | Performance Assurance: 00-MFG | 1/23/2018 2:08:02 PM KETRINKLE Work order updated 1/23/2018 2:13:13 PM KETRINKLE AFTER REVIEW, THE REGULATORY DEPARTMENT HAS DETERMINED THAT THIS PM WORK ORDER IS TRULY NOT NEEDED IN ORDER TO REMAIN COMPLIANT. WORK ORDER CLOSED AS NOT NEEDED. CMPLREQ0003763 | 059F727A-09C9-44CE-A36F-BE08D28060E1 | Labor | 01/22/2018 | 01/22/2018 | Kate Trinkle
|  | STRYKER CORP. | PRIME 1105 5TH WHEEL | STRETCHER, TRANSPORT |  |  | Kelemen | Basement |  | 03/22/2013 |  | 3/22/23 |  |  | NO | YES |  |  |  |  | STRYKER CORP. 10365482 1304040583 |  |  | Active |  | 99:99:99:99:99:99 | [5 empty] | COOPER UNIVERSITY HOSPITAL |  |  | BASEMENT
|  | STRYKER CORP. | PRIME 1105 5TH WHEEL | STRETCHER, TRANSPORT |  |  | Pavilion | [7 empty] | NO | YES
|  | STRYKER CORP. | PRIME 1105 5TH WHEEL | STRETCHER, TRANSPORT |  |  | 201 S Broadway | [7 empty] | YES | YES
|  | STRYKER CORP. | PRIME 1115 BIG WHEEL | STRETCHER, TRANSPORT |  | PATIENT TRANSPORT | Kelemen |  |  | 04/11/2019 |  | 4/11/29 |  |  | NO | YES |  |  |  |  | STRYKER CORP. 30126034 1405032281 |  |  | Active |  | 99:99:99:99:99:99 |  | Equipment | 1Y:00-MFG | 04/11/2019 | 04/11/2019 | COOPER UNIVERSITY HOSPITAL |  |  |  |  | Bonnie Aichroch |  |  |  | 04/11/2019 | 04/11/2019 |  |  |  |  | 04/11/2019 | 04/11/2019
|  | STRYKER CORP. | PRIME 1115 BIG WHEEL | STRETCHER, TRANSPORT |  |  | Kelemen | [7 empty] | YES | YES
|  | STRYKER CORP. | PRIME 1115 BIG WHEEL | STRETCHER, TRANSPORT |  |  | Kelemen | [7 empty] | YES | YES
|  | STRYKER CORP. | PRIME 1115 BIG WHEEL | STRETCHER, TRANSPORT |  |  | Kelemen | [7 empty] | NO | YES
|  | STRYKER CORP. | PRIME 1115 BIG WHEEL | STRETCHER, TRANSPORT |  | PATIENT TRANSPORT | Kelemen | BASEMENT |  | 04/03/2019 |  | 4/3/29 |  |  | NO | YES |  |  |  |  | STRYKER CORP. 50036190 1405032275 |  |  | Active |  | 99:99:99:99:99:99 |  | Equipment | 1Y:00-MFG | 04/03/2019 | 04/03/2019 | COOPER UNIVERSITY HOSPITAL |  |  | ER |  | Bonnie Aichroch |  |  |  | 04/03/2019 | 04/03/2019 |  |  |  |  | 04/03/2019 | 04/03/2019
|  | STRYKER CORP. | PRIME 1115 BIG WHEEL | STRETCHER, TRANSPORT |  | PATIENT TRANSPORT | Kelemen |  |  | 04/09/2019 |  | 4/9/29 |  |  | NO | YES |  |  |  |  | STRYKER CORP. 50036069 1405032276 |  |  | Active |  | 99:99:99:99:99:99 |  | Equipment | 1Y:00-MFG | 04/09/2019 | 04/09/2019 | COOPER UNIVERSITY HOSPITAL |  |  | p2 storage |  | Bonnie Aichroch |  |  |  | 04/09/2019 | 04/09/2019 |  |  |  |  | 04/09/2019 | 04/09/2019
|  | STRYKER CORP. | PRIME 1115 BIG WHEEL | STRETCHER, TRANSPORT |  |  | Pavilion | [7 empty] | NO | YES
|  | STRYKER CORP. | PRIME 1115 BIG WHEEL | STRETCHER, TRANSPORT |  | PATIENT TRANSPORT | Pavilion |  |  | 04/01/2019 |  | 4/1/29 |  |  | NO | YES |  |  |  |  | STRYKER CORP. 50036104 1607039134 |  |  | Active |  | 99:99:99:99:99:99 |  | Equipment | 1Y:00-MFG | 04/01/2019 | 04/01/2019 | COOPER UNIVERSITY HOSPITAL |  |  | PACU |  | Bonnie Aichroch |  |  |  | 04/01/2019 | 04/01/2019 |  |  |  |  | 04/01/2019 | 04/01/2019
|  | STRYKER CORP. | PRIME 1115 BIG WHEEL | STRETCHER, TRANSPORT |  | PATIENT TRANSPORT | Kelemen |  |  | 04/01/2019 |  | 4/1/29 |  |  | NO | YES |  |  |  |  | STRYKER CORP. 50036105 1607039136 |  |  | Active |  | 99:99:99:99:99:99 |  | Equipment | 1Y:00-MFG | 04/01/2019 | 04/01/2019 | COOPER UNIVERSITY HOSPITAL |  |  | PACU |  | Bonnie Aichroch |  |  |  | 04/01/2019 | 04/01/2019 |  |  |  |  | 04/01/2019 | 04/01/2019
|  | STRYKER CORP. | PRIME 1115 BIG WHEEL | STRETCHER, TRANSPORT |  | PATIENT TRANSPORT | Pavilion |  |  | 04/15/2019 |  | 4/15/29 |  |  | NO | YES |  |  |  |  | STRYKER CORP. 50036103 1607039132 |  |  | Active |  | 99:99:99:99:99:99 |  | Equipment | 1Y:00-MFG | 04/15/2019 | 04/15/2019 | COOPER UNIVERSITY HOSPITAL |  |  | PACU |  | Bonnie Aichroch |  |  |  | 04/15/2019 | 04/15/2019 |  |  |  |  | 04/15/2019 | 04/15/2019
|  | STRYKER CORP. | PRIME 1115 BIG WHEEL | STRETCHER, TRANSPORT |  | PATIENT TRANSPORT | Pavilion |  |  | 04/03/2019 |  | 4/3/29 |  |  | NO | YES |  |  |  |  | STRYKER CORP. 50036099 1607039133 |  |  | Active |  | 99:99:99:99:99:99 |  | Equipment | 1Y:00-MFG | 04/03/2019 | 04/03/2019 | COOPER UNIVERSITY HOSPITAL |  |  | PACU |  | Bonnie Aichroch |  |  |  | 04/03/2019 | 04/03/2019 |  |  |  |  | 04/03/2019 | 04/03/2019
|  | STRYKER CORP. | PRIME 1115 BIG WHEEL | STRETCHER, TRANSPORT |  | PATIENT TRANSPORT | Kelemen |  |  | 04/11/2019 |  | 4/11/29 |  |  | NO | YES |  |  |  |  | STRYKER CORP. 50036100 1607039131 |  |  | Active |  | 99:99:99:99:99:99 |  | Equipment | 1Y:00-MFG | 04/11/2019 | 04/11/2019 | COOPER UNIVERSITY HOSPITAL |  |  | PACU |  | Bonnie Aichroch |  |  |  | 04/11/2019 | 04/11/2019 |  |  |  |  | 04/11/2019 | 04/11/2019
|  | STRYKER CORP. | PRIME 1115 BIG WHEEL | STRETCHER, TRANSPORT |  | PATIENT TRANSPORT | Kelemen |  |  | 04/11/2019 |  | 4/11/29 |  |  | NO | YES |  |  |  |  | STRYKER CORP. 50036101 1607039135 |  |  | Active |  | 99:99:99:99:99:99 |  | Equipment | 1Y:00-MFG | 04/11/2019 | 04/11/2019 | COOPER UNIVERSITY HOSPITAL |  |  | PACU |  | Bonnie Aichroch |  |  |  | 04/11/2019 | 04/11/2019 |  |  |  |  | 04/11/2019 | 04/11/2019
|  | STRYKER CORP. | PRIME 1115 BIG WHEEL | STRETCHER, TRANSPORT |  | PATIENT TRANSPORT | Kelemen |  |  | 04/15/2019 |  | 4/15/29 |  |  | NO | YES |  |  |  |  | STRYKER CORP. 50036102 1607039137 |  |  | Active |  | 99:99:99:99:99:99 |  | Equipment | 1Y:00-MFG | 04/15/2019 | 04/15/2019 | COOPER UNIVERSITY HOSPITAL |  |  | PACU |  | Bonnie Aichroch |  |  |  | 04/15/2019 | 04/15/2019 |  |  |  |  | 04/15/2019 | 04/15/2019
|  | STRYKER CORP. | PRIME 1115 BIG WHEEL | STRETCHER, TRANSPORT |  |  | Kelemen | [7 empty] | YES | YES
|  | STRYKER CORP. | PRIME 1115 BIG WHEEL | STRETCHER, TRANSPORT |  | PATIENT TRANSPORT | Kelemen |  |  | 10/31/2019 |  | 10/31/29 |  |  | NO | YES |  |  |  |  | STRYKER CORP. 50035935 2017006703074 |  |  | Active |  | 99:99:99:99:99:99 |  | Equipment | PAAR:00-PVAR | 10/31/2019 | 10/31/2019 | COOPER UNIVERSITY HOSPITAL |  |  | P2 OR | WOT00000000564412 | Bonnie Aichroch | Performance Verification | Closed | Tom Burhart | 10/31/2019 | 10/31/2019 | Performance Verification for STRYKER CORP. 50035935 2017006703074 | Initial Install of Performance Verification. Device is ready for patient use. |  |  | 10/31/2019 | 10/31/2019
|  | STRYKER CORP. | PRIME 1115 BIG WHEEL | STRETCHER, TRANSPORT |  | PATIENT TRANSPORT | Kelemen |  |  | 10/31/2019 |  | 10/31/29 |  |  | NO | YES |  |  |  |  | STRYKER CORP. 50035936 2017006703090 |  |  | Active |  | 99:99:99:99:99:99 |  | Equipment | PAAR:00-PVAR | 10/31/2019 | 10/31/2019 | COOPER UNIVERSITY HOSPITAL |  |  | P2 OR | WOT00000000564423 | Bonnie Aichroch | Performance Verification | Closed | Tom Burhart | 10/31/2019 | 10/31/2019 | Performance Verification for STRYKER CORP. 50035936 2017006703090 | Initial Install of Performance Verification. Device is ready for patient use. |  |  | 10/31/2019 | 10/31/2019
|  | STRYKER CORP. | PRIME 1115 BIG WHEEL | STRETCHER, TRANSPORT |  | PATIENT TRANSPORT | Kelemen |  |  | 10/31/2019 |  | 10/31/29 |  |  | NO | YES |  |  |  |  | STRYKER CORP. 50035934 2017006703094 |  |  | Active |  | 99:99:99:99:99:99 |  | Equipment | PAAR:00-PVAR | 10/31/2019 | 10/31/2019 | COOPER UNIVERSITY HOSPITAL |  |  | p2 or | WOT00000000564401 | Bonnie Aichroch | Performance Verification | Closed | Tom Burhart | 10/31/2019 | 10/31/2019 | Performance Verification for STRYKER CORP. 50035934 2017006703094 | Initial Install of Performance Verification. Device is ready for patient use. |  |  | 10/31/2019 | 10/31/2019
|  | STRYKER CORP. | PRIME 1115 BIG WHEEL | STRETCHER, TRANSPORT |  | PATIENT TRANSPORT | Pavilion |  |  | 10/31/2019 |  | 10/31/29 |  |  | NO | YES |  |  |  |  | STRYKER CORP. 50035930 2017006703083 |  |  | Active |  | 99:99:99:99:99:99 |  | Equipment | PAAR:00-PVAR | 10/31/2019 | 10/31/2019 | COOPER UNIVERSITY HOSPITAL |  |  | P2 OR | WOT00000000564345 | Bonnie Aichroch | Performance Verification | Closed | Tom Burhart | 10/31/2019 | 10/31/2019 | Performance Verification for STRYKER CORP. 50035930 2017006703083 | Initial Install of Performance Verification. Device is ready for patient use. |  |  | 10/31/2019 | 10/31/2019
|  | STRYKER CORP. | PRIME 1115 BIG WHEEL | STRETCHER, TRANSPORT |  | PATIENT TRANSPORT | Pavilion |  |  | 10/31/2019 |  | 10/31/29 |  |  | NO | YES |  |  |  |  | STRYKER CORP. 50035932 2017006703073 |  |  | Active |  | 99:99:99:99:99:99 |  | Equipment | PAAR:00-PVAR | 10/31/2019 | 10/31/2019 | COOPER UNIVERSITY HOSPITAL |  |  | P2 OR | WOT00000000564371 | Bonnie Aichroch | Performance Verification | Closed | Tom Burhart | 10/31/2019 | 10/31/2019 | Performance Verification for STRYKER CORP. 50035932 2017006703073 | Initial Install of Performance Verification. Device is ready for patient use. |  |  | 10/31/2019 | 10/31/2019
|  | STRYKER CORP. | PRIME 1115 BIG WHEEL | STRETCHER, TRANSPORT |  | PATIENT TRANSPORT | Pavilion |  |  | 10/31/2019 |  | 10/31/29 |  |  | NO | YES |  |  |  |  | STRYKER CORP. 50035933 2017006703093 |  |  | Active |  | 99:99:99:99:99:99 |  | Equipment | PAAR:00-PVAR | 10/31/2019 | 10/31/2019 | COOPER UNIVERSITY HOSPITAL |  |  | P2 OR | WOT00000000564393 | Bonnie Aichroch | Performance Verification | Closed | Tom Burhart | 10/31/2019 | 10/31/2019 | Performance Verification for STRYKER CORP. 50035933 2017006703093 | Initial Install of Performance Verification. Device is ready for patient use. |  |  | 10/31/2019 | 10/31/2019
|  | STRYKER CORP. | PRIME 1115 BIG WHEEL | STRETCHER, TRANSPORT |  | PATIENT TRANSPORT | Pavilion |  |  | 10/31/2019 |  | 10/31/29 |  |  | NO | YES |  |  |  |  | STRYKER CORP. 50035931 2017006703084 |  |  | Active |  | 99:99:99:99:99:99 |  | Equipment | PAAR:00-PVAR | 10/31/2019 | 10/31/2019 | COOPER UNIVERSITY HOSPITAL |  |  | P2 OR | WOT00000000564353 | Bonnie Aichroch | Performance Verification | Closed | Tom Burhart | 10/31/2019 | 10/31/2019 | Performance Verification for STRYKER CORP. 50035931 2017006703084 | Initial Install of Performance Verification. Device is ready for patient use. |  |  | 10/31/2019 | 10/31/2019
|  | STRYKER CORP. | PRIME 1115 BIG WHEEL | STRETCHER, TRANSPORT |  | PATIENT TRANSPORT | Pavilion |  |  | 10/31/2019 |  | 10/31/29 |  |  | NO | YES |  |  |  |  | STRYKER CORP. 50035929 2017006703075 |  |  | Active |  | 99:99:99:99:99:99 |  | Equipment | PAAR:00-PVAR | 10/31/2019 | 10/31/2019 | COOPER UNIVERSITY HOSPITAL |  |  | P2 OR | WOT00000000564332 | Bonnie Aichroch | Performance Verification | Closed | Tom Burhart | 10/31/2019 | 10/31/2019 | Performance Verification for STRYKER CORP. 50035929 2017006703075 | Initial Install of Performance Verification. Device is ready for patient use. |  |  | 10/31/2019 | 10/31/2019
|  | STRYKER CORP. | PRIME 1115 BIG WHEEL | STRETCHER, TRANSPORT |  | PATIENT TRANSPORT | Pavilion |  |  | 10/31/2019 |  | 10/31/29 |  |  | NO | YES |  |  |  |  | STRYKER CORP. 50035928 2017006703079 |  |  | Active |  | 99:99:99:99:99:99 |  | Equipment | PAAR:00-PVAR | 10/31/2019 | 10/31/2019 | COOPER UNIVERSITY HOSPITAL |  |  | P2 OR | WOT00000000564327 | Bonnie Aichroch | Performance Verification | Closed | Tom Burhart | 10/31/2019 | 10/31/2019 | Performance Verification for STRYKER CORP. 50035928 2017006703079 | Initial Install of Performance Verification. Device is ready for patient use. |  |  | 10/31/2019 | 10/31/2019
|  | STRYKER CORP. | PRIME 1115 BIG WHEEL | STRETCHER, TRANSPORT |  | PATIENT TRANSPORT | Pavilion |  |  | 10/31/2019 |  | 10/31/29 |  |  | NO | YES |  |  |  |  | STRYKER CORP. 50035927 20170067081 |  |  | Active |  | 99:99:99:99:99:99 |  | Equipment | PAAR:00-PVAR | 10/31/2019 | 10/31/2019 | COOPER UNIVERSITY HOSPITAL |  |  | P2 OR | WOT00000000564321 | Bonnie Aichroch | Performance Verification | Closed | Tom Burhart | 10/31/2019 | 10/31/2019 | Performance Verification for STRYKER CORP. 50035927 20170067081 | Initial Install of Performance Verification. Device is ready for patient use. |  |  | 10/31/2019 | 10/31/2019
|  | STRYKER CORP. | PRIME 1115 BIG WHEEL | STRETCHER, TRANSPORT |  | PATIENT TRANSPORT | Kelemen |  |  | 10/31/2019 |  | 10/31/29 |  |  | NO | YES |  |  |  |  | STRYKER CORP. 50035924 2017006703089 |  |  | Active |  | 99:99:99:99:99:99 |  | Equipment | PAAR:00-PVAR | 10/31/2019 | 10/31/2019 | COOPER UNIVERSITY HOSPITAL |  |  | P2 OR | WOT00000000564286 | Bonnie Aichroch | Performance Verification | Closed | Tom Burhart | 10/31/2019 | 10/31/2019 | Performance Verification for STRYKER CORP. 50035924 2017006703089 | Initial Install of Performance Verification. Device is ready for patient use. |  |  | 10/31/2019 | 10/31/2019
|  | STRYKER CORP. | PRIME 1115 BIG WHEEL | STRETCHER, TRANSPORT |  | PATIENT TRANSPORT | Kelemen |  |  | 10/31/2019 |  | 10/31/29 |  |  | NO | YES |  |  |  |  | STRYKER CORP. 50035926 2017006703087 |  |  | Active |  | 99:99:99:99:99:99 |  | Equipment | PAAR:00-PVAR | 10/31/2019 | 10/31/2019 | COOPER UNIVERSITY HOSPITAL |  |  | P2 OR | WOT00000000564310 | Bonnie Aichroch | Performance Verification | Closed | Tom Burhart | 10/31/2019 | 10/31/2019 | Performance Verification for STRYKER CORP. 50035926 2017006703087 | Initial Install of Performance Verification. Device is ready for patient use. |  |  | 10/31/2019 | 10/31/2019
|  | STRYKER CORP. | PRIME 1115 BIG WHEEL | STRETCHER, TRANSPORT |  | PATIENT TRANSPORT | Kelemen |  |  | 10/31/2019 |  | 10/31/29 |  |  | NO | YES |  |  |  |  | STRYKER CORP. 50035925 2017006703076 |  |  | Active |  | 99:99:99:99:99:99 |  | Equipment | PAAR:00-PVAR | 10/31/2019 | 10/31/2019 | COOPER UNIVERSITY HOSPITAL |  |  | P2 OR | WOT00000000564296 | Bonnie Aichroch | Performance Verification | Closed | Tom Burhart | 10/31/2019 | 10/31/2019 | Performance Verification for STRYKER CORP. 50035925 2017006703076 | Initial Install of Performance Verification. Device is ready for patient use. |  |  | 10/31/2019 | 10/31/2019
|  | STRYKER CORP. | PRIME 1115 BIG WHEEL | STRETCHER, TRANSPORT |  | PATIENT TRANSPORT | Pavilion |  |  | 10/31/2019 |  | 10/31/29 |  |  | NO | YES |  |  |  |  | STRYKER CORP. 50035922 2017006703092 |  |  | Active |  | 99:99:99:99:99:99 |  | Equipment | PAAR:00-PVAR | 10/31/2019 | 10/31/2019 | COOPER UNIVERSITY HOSPITAL |  |  | P2 OR | WOT00000000564268 | Bonnie Aichroch | Performance Verification | Closed | Tom Burhart | 10/31/2019 | 10/31/2019 | Performance Verification for STRYKER CORP. 50035922 2017006703092 | Initial Install of Performance Verification. Device is ready for patient use. |  |  | 10/31/2019 | 10/31/2019
|  | STRYKER CORP. | PRIME 1115 BIG WHEEL | STRETCHER, TRANSPORT |  | PATIENT TRANSPORT | Kelemen |  |  | 10/31/2019 |  | 10/31/29 |  |  | NO | YES |  |  |  |  | STRYKER CORP. 50035923 2017006703085 |  |  | Active |  | 99:99:99:99:99:99 |  | Equipment | PAAR:00-PVAR | 10/31/2019 | 10/31/2019 | COOPER UNIVERSITY HOSPITAL |  |  | P2 OR | WOT00000000564276 | Bonnie Aichroch | Performance Verification | Closed | Tom Burhart | 10/31/2019 | 10/31/2019 | Performance Verification for STRYKER CORP. 50035923 2017006703085 | Initial Install of Performance Verification. Device is ready for patient use. |  |  | 10/31/2019 | 10/31/2019
|  | STRYKER CORP. | PRIME 1115 BIG WHEEL | STRETCHER, TRANSPORT |  | PATIENT TRANSPORT | Kelemen |  |  | 10/31/2019 |  | 10/31/29 |  |  | NO | YES |  |  |  |  | STRYKER CORP. 50035920 2017006703080 |  |  | Active |  | 99:99:99:99:99:99 |  | Equipment | PAAR:00-PVAR | 10/31/2019 | 10/31/2019 | COOPER UNIVERSITY HOSPITAL |  |  | P2 OR | WOT00000000564252 | Bonnie Aichroch | Performance Verification | Closed | Tom Burhart | 10/31/2019 | 10/31/2019 | Performance Verification for STRYKER CORP. 50035920 2017006703080 | Initial Install of Performance Verification. Device is ready for patient use. |  |  | 10/31/2019 | 10/31/2019
|  | STRYKER CORP. | PRIME 1115 BIG WHEEL | STRETCHER, TRANSPORT |  | PATIENT TRANSPORT | Kelemen |  |  | 10/31/2019 |  | 10/31/29 |  |  | NO | YES |  |  |  |  | STRYKER CORP. 50035921 2017006703072 |  |  | Active |  | 99:99:99:99:99:99 |  | Equipment | PAAR:00-PVAR | 10/31/2019 | 10/31/2019 | COOPER UNIVERSITY HOSPITAL |  |  | P2 OR | WOT00000000564262 | Bonnie Aichroch | Performance Verification | Closed | Tom Burhart | 10/31/2019 | 10/31/2019 | Performance Verification for STRYKER CORP. 50035921 2017006703072 | Initial Install of Performance Verification. Device is ready for patient use. |  |  | 10/31/2019 | 10/31/2019
|  | STRYKER CORP. | PRIME 1115 BIG WHEEL | STRETCHER, TRANSPORT |  | PATIENT TRANSPORT | Pavilion | 2 |  | 10/31/2019 |  | 10/31/29 |  |  | NO | YES |  |  |  |  | STRYKER CORP. 50035919 2017006703078 |  |  | Active |  | 99:99:99:99:99:99 |  | Equipment | PAAR:00-PVAR | 10/31/2019 | 10/31/2019 | COOPER UNIVERSITY HOSPITAL |  |  | P2 OR | WOT00000000564244 | Bonnie Aichroch | Performance Verification | Closed | Tom Burhart | 10/31/2019 | 10/31/2019 | Performance Verification for STRYKER CORP. 50035919 2017006703078 | Initial Install of Performance Verification. Device is ready for patient use. |  |  | 10/31/2019 | 10/31/2019
|  | STRYKER CORP. | PRIME 1115 BIG WHEEL | STRETCHER, TRANSPORT |  | PATIENT TRANSPORT | Pavilion |  |  | 10/31/2019 |  | 10/31/29 |  |  | NO | YES |  |  |  |  | STRYKER CORP. 50035918 2017006703077 |  |  | Active |  | 99:99:99:99:99:99 |  | Equipment | PAAR:00-PVAR | 10/31/2019 | 10/31/2019 | COOPER UNIVERSITY HOSPITAL |  |  | P2 OR | WOT00000000564231 | Bonnie Aichroch | Performance Verification | Closed | Tom Burhart | 10/31/2019 | 10/31/2019 | Performance Verification for STRYKER CORP. 50035918 2017006703077 | Initial Install of Performance Verification. Device is ready for patient use. |  |  | 10/31/2019 | 10/31/2019
|  | STRYKER CORP. | PRIME 1115 BIG WHEEL | STRETCHER, TRANSPORT |  | PATIENT TRANSPORT | Kelemen |  |  | 10/31/2019 |  | 10/31/29 |  |  | NO | YES |  |  |  |  | STRYKER CORP. 50035917 2017006703086 |  |  | Active |  | 99:99:99:99:99:99 |  | Equipment | PAAR:00-PVAR | 10/31/2019 | 10/31/2019 | COOPER UNIVERSITY HOSPITAL |  |  | P2 OR | WOT00000000564223 | Bonnie Aichroch | Performance Verification | Closed | Tom Burhart | 10/31/2019 | 10/31/2019 | Performance Verification for STRYKER CORP. 50035917 2017006703086 | Initial Install of Performance Verification. Device is ready for patient use. |  |  | 10/31/2019 | 10/31/2019
|  | STRYKER CORP. | PRIME 1115 BIG WHEEL | STRETCHER, TRANSPORT |  | PATIENT TRANSPORT | Pavilion | 2 |  | 10/31/2019 |  | 10/31/29 |  |  | NO | YES |  |  |  |  | STRYKER CORP. 50035916 2017006703091 |  |  | Active |  | 99:99:99:99:99:99 |  | Equipment | PAAR:00-PVAR | 10/31/2019 | 10/31/2019 | COOPER UNIVERSITY HOSPITAL |  |  | P2 OR | WOT00000000564212 | Bonnie Aichroch | Performance Verification | Closed | Tom Burhart | 10/31/2019 | 10/31/2019 | Performance Verification for STRYKER CORP. 50035916 2017006703091 | Initial Install of Performance Verification. Device is ready for patient use. |  |  | 10/31/2019 | 10/31/2019
|  | STRYKER CORP. | PRIME 1115 BIG WHEEL | STRETCHER, TRANSPORT |  | PATIENT TRANSPORT | Kelemen |  |  | 10/31/2019 |  | 10/31/29 |  |  | NO | YES |  |  |  |  | STRYKER CORP. 50035915 2017006703088 |  |  | Active |  | 99:99:99:99:99:99 |  | Equipment | PAAR:00-PVAR | 10/31/2019 | 10/31/2019 | COOPER UNIVERSITY HOSPITAL |  |  | P2 OR | WOT00000000564200 | Bonnie Aichroch | Performance Verification | Closed | Tom Burhart | 10/31/2019 | 10/31/2019 | Performance Verification for STRYKER CORP. 50035915 2017006703088 | Initial Install of Performance Verification. Device is ready for patient use. |  |  | 10/31/2019 | 10/31/2019
|  | STRYKER CORP. | PRIME 1115 BIG WHEEL | STRETCHER, TRANSPORT |  | PATIENT TRANSPORT | Kelemen |  |  | 10/31/2019 |  | 10/31/29 |  |  | NO | YES |  |  |  |  | STRYKER CORP. 50035914 2017006703071 |  |  | Active |  | 99:99:99:99:99:99 |  | Equipment | PAAR:00-PVAR | 10/31/2019 | 10/31/2019 | COOPER UNIVERSITY HOSPITAL |  |  |  | WOT00000000564194 | Bonnie Aichroch | Performance Verification | Closed | Tom Burhart | 10/31/2019 | 10/31/2019 | Performance Verification for STRYKER CORP. 50035914 2017006703071 | Initial Install of Performance Verification. Device is ready for patient use. |  |  | 10/31/2019 | 10/31/2019
|  | STRYKER CORP. | PRIME 1115 BIG WHEEL | STRETCHER, TRANSPORT |  | PATIENT TRANSPORT | Kelemen |  |  | 10/31/2019 |  | 10/31/29 |  |  | NO | YES |  |  |  |  | STRYKER CORP. 50035913 20170006703082 |  |  | Active |  | 99:99:99:99:99:99 |  | Equipment | PAAR:00-PVAR | 10/31/2019 | 10/31/2019 | COOPER UNIVERSITY HOSPITAL |  |  | P2 OR | WOT00000000564167 | Bonnie Aichroch | Performance Verification | Closed | Tom Burhart | 10/31/2019 | 10/31/2019 | Performance Verification for STRYKER CORP. 50035913 20170006703082 | Initial Install of Performance Verification. Device is ready for patient use. |  |  | 10/31/2019 | 10/31/2019
|  | STRYKER CORP. | PRIME 1115 BIG WHEEL | STRETCHER, TRANSPORT |  | PATIENT TRANSPORT | Kelemen |  |  | 10/31/2019 |  | 10/31/29 |  |  | NO | YES |  |  |  |  | STRYKER CORP. 50035893 1405032283 |  |  | Active |  | 99:99:99:99:99:99 |  | Equipment | PAAR:00-PVAR | 10/31/2019 | 10/31/2019 | COOPER UNIVERSITY HOSPITAL |  |  |  | 0012501127 | Bonnie Aichroch | Preventative Maintenance | Closed | Josh Harris | 10/31/2019 | 10/31/2019 | PERFORMANCE ASSURANCE AT INVENTORY | INVENTORIED DEVICE AND ENSURED DEVICE WAS FUNCTIONING PROPERLY. | 4CAC6441-27FB-4322-96BB-B8E55532967F | Labor | 10/31/2019 | 10/31/2019 | Tom Burhart
|  | STRYKER CORP. | PRIME 1115 BIG WHEEL | STRETCHER, TRANSPORT |  | VOORHEES SURGERY CENTER-OPERATING ROOM | 900 Centennial Blvd | Suite E |  | 10/31/2019 |  | 10/31/29 |  |  | NO | YES |  |  |  |  | STRYKER CORP. 50035890 2017006701468 |  |  | Active |  | 99:99:99:99:99:99 |  | Equipment | PAAR:00-PVAR | 10/31/2019 | 10/31/2019 | COOPER AMBULATORY OFF-SITES |  |  | Suite E - Moves | WOT00000000764191 | JENNIFER BOMBARO | Performance Verification | Closed | Stephen Zubrzycki | 10/31/2019 | 10/31/2019 | Performance Verification for STRYKER CORP. 50035890 2017006701468 | Initial Install of Performance Verification. Device is ready for patient use. |  |  | 10/31/2019 | 10/31/2019
|  | STRYKER CORP. | PRIME 1115 BIG WHEEL | STRETCHER, TRANSPORT |  | VOORHEES SURGERY CENTER-OPERATING ROOM | 900 Centennial Blvd | Suite E |  | 10/31/2019 |  | 10/31/29 |  |  | NO | YES |  |  |  |  | STRYKER CORP. 50035889 2017006701469 |  |  | Active |  | 99:99:99:99:99:99 |  | Equipment | PAAR:00-PVAR | 10/31/2019 | 10/31/2019 | COOPER AMBULATORY OFF-SITES |  |  | Suite E - Moves | 0012501203 | JENNIFER BOMBARO | Performance Verification | Closed | Josh Harris | 10/31/2019 | 10/31/2019 | INCOMING INVENTORY | DEVICE INVENTORIED | 87362492-7C23-455A-92CA-BB936E2CF155 | Labor | 10/31/2019 | 10/31/2019 | Josh Harris
|  | STRYKER CORP. | PRIME 1115 BIG WHEEL | STRETCHER, TRANSPORT |  |  | Kelemen | [7 empty] | YES | YES
|  | STRYKER CORP. | PRIME 1115 BIG WHEEL | STRETCHER, TRANSPORT |  |  | Kelemen | [7 empty] | NO | YES
|  | STRYKER CORP. | PRIME 1115 BIG WHEEL | STRETCHER, TRANSPORT |  |  | Kelemen |  |  | 04/02/2019 |  | 4/2/29 |  |  | NO | YES |  |  |  |  | STRYKER CORP. 50035767 1702034591 |  |  | Active |  | 99:99:99:99:99:99 | [5 empty] | COOPER UNIVERSITY HOSPITAL |  |  |  | 0011740303 |  | Preventative Maintenance | Closed | Bonnie Aichroth | 04/02/2019 | 04/02/2019 | PERFORMANCE ASSURANCE AT INVENTORY |  | E5CA1F72-16E3-402D-A353-150E755AB27F | Labor | 04/02/2019 | 04/02/2019 | Josh Harris
|  | STRYKER CORP. | PRIME 1115 BIG WHEEL | STRETCHER, TRANSPORT |  |  | Pavilion | 7 |  | 04/01/2019 |  | 4/1/29 |  |  | NO | YES |  |  |  |  | STRYKER CORP. 50035765 1702034595 |  |  | Active |  | 99:99:99:99:99:99 | [5 empty] | COOPER UNIVERSITY HOSPITAL |  |  |  | 0011740290 |  | Performance Verification | Closed | Bonnie Aichroth | 04/01/2019 | 04/01/2019 | INCOMING INVENTORY |  | D54243F3-31E2-4923-96BB-7755F1BF5672 | Labor | 04/01/2019 | 04/01/2019 | Bonnie Aichroth
|  | STRYKER CORP. | PRIME 1115 BIG WHEEL | STRETCHER, TRANSPORT |  | OPERATING ROOM - PAVILION | Kelemen |  |  | 04/10/2019 |  | 4/10/29 |  |  | NO | YES |  |  |  |  | STRYKER CORP. 50035764 1702034593 |  |  | Active |  | 99:99:99:99:99:99 |  | Equipment | 1Y:00-MFG | 04/10/2019 | 04/10/2019 | COOPER UNIVERSITY HOSPITAL |  |  |  | 0011740287 | DOMINIC VENDETTA | Performance Verification | Closed | Bonnie Aichroth | 04/10/2019 | 04/10/2019 | INCOMING INVENTORY | DEVICE INVENTORIED | 41A7741F-162B-49A8-82B7-3AA2F8468882 | Labor | 04/10/2019 | 04/10/2019 | Bonnie Aichroth
|  | STRYKER CORP. | PRIME 1115 BIG WHEEL | STRETCHER, TRANSPORT |  |  | Kelemen |  |  | 04/03/2019 |  | 4/3/29 |  |  | NO | YES |  |  |  |  | STRYKER CORP. 50035763 1702034594 |  |  | Active |  | 99:99:99:99:99:99 | [5 empty] | COOPER UNIVERSITY HOSPITAL |  |  |  | 0011740281 |  | Performance Verification | Closed | Bonnie Aichroth | 04/03/2019 | 04/03/2019 | INCOMING INVENTORY |  | A74C02C7-D8DF-4E10-9C2F-3EAFD11A037E | Labor | 04/03/2019 | 04/03/2019 | Bonnie Aichroth
|  | STRYKER CORP. | PRIME 1115 BIG WHEEL | STRETCHER, TRANSPORT |  | OPERATING ROOM - PAVILION | Kelemen |  |  | 04/15/2019 |  | 4/15/29 |  |  | NO | YES |  |  |  |  | STRYKER CORP. 50035762 1702034596 |  |  | Active |  | 99:99:99:99:99:99 |  | Equipment | 1Y:00-MFG | 04/15/2019 | 04/15/2019 | COOPER UNIVERSITY HOSPITAL |  |  |  | 0011740277 | DOMINIC VENDETTA | Performance Verification | Closed | Bonnie Aichroth | 04/15/2019 | 04/15/2019 | INCOMING INVENTORY | DEVICE INVENTORIED | 3B005F59-3F75-4FC7-AD0D-92A38552FE8C | Labor | 04/15/2019 | 04/15/2019 | Bonnie Aichroth
|  | STRYKER CORP. | PRIME 1115 BIG WHEEL | STRETCHER, TRANSPORT |  | PATIENT TRANSPORT | Kelemen | Basement |  | 04/03/2019 |  | 4/3/29 |  |  | NO | YES |  |  |  |  | STRYKER CORP. 50035751 1405032254 |  |  | Active |  | 99:99:99:99:99:99 |  | Equipment | 1Y:00-MFG | 04/03/2019 | 04/03/2019 | COOPER UNIVERSITY HOSPITAL |  |  |  |  | Bonnie Aichroch |  |  |  | 04/03/2019 | 04/03/2019 |  |  |  |  | 04/03/2019 | 04/03/2019
|  | STRYKER CORP. | PRIME 1115 BIG WHEEL | STRETCHER, TRANSPORT |  |  | Kelemen |  |  | 06/10/2015 |  | 6/10/25 |  |  | NO | YES |  |  |  |  | STRYKER CORP. 10732450 1405-032267 |  |  | Active |  | 99:99:99:99:99:99 | [5 empty] | COOPER UNIVERSITY HOSPITAL |  |  |  | 0012493520 |  | Performance Verification | Closed | Josh Harris | 12/08/2017 | 12/08/2017 | INCOMING INVENTORY |  | 6BC7A4BE-C8FA-4687-8DA2-36EA57B41440 | Labor | 12/08/2017 | 12/08/2017 | Josh Harris
|  | STRYKER CORP. | PRIME 1115 BIG WHEEL | STRETCHER, TRANSPORT |  |  | Kelemen | [7 empty] | YES | YES
|  | STRYKER CORP. | PRIME 1115 BIG WHEEL | STRETCHER, TRANSPORT |  |  | Kelemen |  |  | 04/03/2019 |  | 4/3/29 |  |  | NO | YES |  |  |  |  | STRYKER CORP. 50010846 1405032282 |  |  | Active |  | 99:99:99:99:99:99 | [5 empty] | COOPER UNIVERSITY HOSPITAL |  |  | HALLWAY | 0011241166 |  | Repair | Closed | Josh Harris | 04/03/2019 | 04/03/2019 | STRETCHER - HANDLE ON HEAD BROKEN - TMX |  | 055F61E7-267B-4714-9DEA-26E958FF5C94 | Labor | 04/03/2019 | 04/03/2019 | Josh Harris
|  | STRYKER CORP. | PRIME 1115 BIG WHEEL | STRETCHER, TRANSPORT |  | PATIENT TRANSPORT | Kelemen |  |  | 04/03/2019 |  | 4/3/29 |  |  | NO | YES |  |  |  |  | STRYKER CORP. 50010804 1405032305 |  |  | Active |  | 99:99:99:99:99:99 |  | Equipment | 1Y:00-MFG | 04/03/2019 | 04/03/2019 | COOPER UNIVERSITY HOSPITAL |  |  | SPU/5N | 0012564871 | Bonnie Aichroch | Preventative Maintenance | Closed | Tom Burhart | 04/03/2019 | 04/03/2019 | Performance Assurance: 00-MFG | 1/23/2018 1:54:57 PM KETRINKLE Work order updated 1/23/2018 2:01:44 PM KETRINKLE AFTER REVIEW, THE REGULATORY DEPARTMENT HAS DETERMINED THAT THIS PM WORK ORDER IS TRULY NOT NEEDED IN ORDER TO REMAIN COMPLIANT. WORK ORDER CLOSED AS NOT NEEDED. CMPLREQ0003763 | CE3B2A43-7BA7-447F-B73A-2EC441190020 | Labor | 04/03/2019 | 04/03/2019 | Kate Trinkle
|  | STRYKER CORP. | PRIME 1115 BIG WHEEL | STRETCHER, TRANSPORT |  | PATIENT TRANSPORT | Pavilion |  |  | 04/10/2019 |  | 4/10/29 |  |  | NO | YES |  |  |  |  | STRYKER CORP. 50010803 1405032280 |  |  | Active |  | 99:99:99:99:99:99 |  | Equipment | 1Y:00-MFG | 04/10/2019 | 04/10/2019 | COOPER UNIVERSITY HOSPITAL |  |  | OR-KELLEMEN | 0012564862 | Bonnie Aichroch | Preventative Maintenance | Closed | Tom Burhart | 04/10/2019 | 04/10/2019 | Performance Assurance: 00-MFG | 1/23/2018 1:54:26 PM KETRINKLE Work order updated 1/23/2018 2:01:16 PM KETRINKLE AFTER REVIEW, THE REGULATORY DEPARTMENT HAS DETERMINED THAT THIS PM WORK ORDER IS TRULY NOT NEEDED IN ORDER TO REMAIN COMPLIANT. WORK ORDER CLOSED AS NOT NEEDED. CMPLREQ0003763 | 5B458BFC-7501-40A7-A475-1DF61301CD43 | Labor | 04/10/2019 | 04/10/2019 | Kate Trinkle
|  | STRYKER CORP. | PRIME 1115 BIG WHEEL | STRETCHER, TRANSPORT |  | PATIENT TRANSPORT | Kelemen |  |  | 04/03/2019 |  | 4/3/29 |  |  | NO | YES |  |  |  |  | STRYKER CORP. 50010800 1405032258 |  |  | Active |  | 99:99:99:99:99:99 |  | Equipment | 1Y:00-MFG | 04/03/2019 | 04/03/2019 | COOPER UNIVERSITY HOSPITAL |  |  | SDS - 3 KELEMEN |  | Bonnie Aichroch |  |  |  | 04/03/2019 | 04/03/2019 |  |  |  |  | 04/03/2019 | 04/03/2019
|  | STRYKER CORP. | PRIME 1115 BIG WHEEL | STRETCHER, TRANSPORT |  | PATIENT TRANSPORT | Kelemen |  |  | 04/09/2019 |  | 4/9/29 |  |  | NO | YES |  |  |  |  | STRYKER CORP. 50010797 1405031473 |  |  | Active |  | 99:99:99:99:99:99 |  | Equipment | 1Y:00-MFG | 04/09/2019 | 04/09/2019 | COOPER UNIVERSITY HOSPITAL |  |  | TRAUMA ADMIT |  | Bonnie Aichroch |  |  |  | 04/09/2019 | 04/09/2019 |  |  |  |  | 04/09/2019 | 04/09/2019
|  | STRYKER CORP. | PRIME 1115 BIG WHEEL | STRETCHER, TRANSPORT |  | PATIENT TRANSPORT | Kelemen |  |  | 04/09/2019 |  | 4/9/29 |  |  | NO | YES |  |  |  |  | STRYKER CORP. 50010796 1405031476 |  |  | Active |  | 99:99:99:99:99:99 |  | Equipment | 1Y:00-MFG | 04/09/2019 | 04/09/2019 | COOPER UNIVERSITY HOSPITAL |  |  | TRAUMA ADMIT |  | Bonnie Aichroch |  |  |  | 04/09/2019 | 04/09/2019 |  |  |  |  | 04/09/2019 | 04/09/2019
|  | STRYKER CORP. | PRIME 1115 BIG WHEEL | STRETCHER, TRANSPORT |  |  | Pavilion |  |  | 04/18/2019 |  | 4/18/29 |  |  | NO | YES |  |  |  |  | STRYKER CORP. 50010792 1405032260 |  |  | Active |  | 99:99:99:99:99:99 | [5 empty] | COOPER UNIVERSITY HOSPITAL |  |  | kelemen 8 | 0012323034 |  | Repair | Closed | Stephen Zubrzycki | 04/18/2019 | 04/18/2019 | STRETCHER - BROKEN SIDE RAIL - 1ST FLR BACK ELEVATORS |  | 0A11B4C4-D259-4ADF-B1D3-E466EBB7F56A | Labor | 04/18/2019 | 04/18/2019 | Stephen Zubrzycki
|  | STRYKER CORP. | PRIME 1115 BIG WHEEL | STRETCHER, TRANSPORT |  | PATIENT TRANSPORT | Kelemen |  |  | 04/18/2019 |  | 4/18/29 |  |  | NO | YES |  |  |  |  | STRYKER CORP. 50010781 1405032252 |  |  | Active |  | 99:99:99:99:99:99 |  | Equipment | 1Y:00-MFG | 04/18/2019 | 04/18/2019 | COOPER UNIVERSITY HOSPITAL |  |  | KELEMEN 9th floor | 0012564852 | Bonnie Aichroch | Preventative Maintenance | Closed | Tom Burhart | 04/18/2019 | 04/18/2019 | Performance Assurance: 00-MFG | 1/23/2018 2:08:43 PM KETRINKLE Work order updated 1/23/2018 2:13:59 PM KETRINKLE AFTER REVIEW, THE REGULATORY DEPARTMENT HAS DETERMINED THAT THIS PM WORK ORDER IS TRULY NOT NEEDED IN ORDER TO REMAIN COMPLIANT. WORK ORDER CLOSED AS NOT NEEDED. CMPLREQ0003763 | C7206861-1161-42FD-8F55-9ABD74E6EE23 | Labor | 04/18/2019 | 04/18/2019 | Kate Trinkle
|  | STRYKER CORP. | PRIME 1115 BIG WHEEL | STRETCHER, TRANSPORT |  | PATIENT TRANSPORT | Kelemen | BASEMENT |  | 04/09/2019 |  | 4/9/29 |  |  | NO | YES |  |  |  |  | STRYKER CORP. 50006497 1405032304 |  |  | Active |  | 99:99:99:99:99:99 |  | Equipment | 1Y:00-MFG | 04/09/2019 | 04/09/2019 | COOPER UNIVERSITY HOSPITAL |  |  | ER | WOT00000000488210 | Bonnie Aichroch | Preventative Maintenance | Closed | Tom Burhart | 04/09/2019 | 04/09/2019 | PM: Procedure: 00-MFG Frequency: 1Y | Regulatory Approved As Not Needed - CMPLRSQM0005784 |  |  | 04/09/2019 | 04/09/2019
|  | STRYKER CORP. | PRIME 1115 BIG WHEEL | STRETCHER, TRANSPORT |  | PATIENT TRANSPORT | Kelemen |  |  | 11/02/2019 |  | 11/2/29 |  |  | NO | YES |  |  |  |  | STRYKER CORP. 50006496 1405032289 |  |  | Active |  | 99:99:99:99:99:99 |  | Equipment | PAAR:00-PVAR | 11/02/2019 | 11/02/2019 | COOPER UNIVERSITY HOSPITAL |  |  | ER | WOT00000000488209 | Bonnie Aichroch | Preventative Maintenance | Closed | Tom Burhart | 11/02/2019 | 11/02/2019 | PM: Procedure: 00-MFG Frequency: 1Y | Regulatory Approved As Not Needed - CMPLRSQM0005783 |  |  | 11/02/2019 | 11/02/2019
|  | STRYKER CORP. | PRIME 1115 BIG WHEEL | STRETCHER, TRANSPORT |  | PATIENT TRANSPORT | Kelemen |  |  | 04/11/2019 |  | 4/11/29 |  |  | NO | YES |  |  |  |  | STRYKER CORP. 50006492 1405032277 |  |  | Active |  | 99:99:99:99:99:99 |  | Equipment | 1Y:00-MFG | 04/11/2019 | 04/11/2019 | COOPER UNIVERSITY HOSPITAL |  |  | ER | WOT00000000488206 | Bonnie Aichroch | Preventative Maintenance | Closed | Tom Burhart | 04/11/2019 | 04/11/2019 | PM: Procedure: 00-MFG Frequency: 1Y | Regulatory Approved As Not Needed - CMPLRSQM0005788 |  |  | 04/11/2019 | 04/11/2019
|  | STRYKER CORP. | PRIME 1115 BIG WHEEL | STRETCHER, TRANSPORT |  | COOPER CANCER CENTER | MD Anderson Cancer Center |  |  | 04/15/2019 |  | 4/15/29 |  |  | NO | YES |  |  |  |  | STRYKER CORP. 50006475 1307041639 |  |  | Active |  | 99:99:99:99:99:99 |  | Equipment | 1Y:00-MFG | 04/15/2019 | 04/15/2019 | COOPER AMBULATORY OFF-SITES |  |  | Rad/Onc - Holding | WOT00000000705851 | COLLEEN TEGELER | Preventative Maintenance | Closed | Stephen Zubrzycki | 04/15/2019 | 04/15/2019 | PM: Procedure: 00-MFG Frequency: 1Y | VPO of head section, side rails, hydraulic jacks, brakes, steering, mattress. All passed | EXP0338320 | Labor | 04/15/2019 | 04/15/2019 | Stephen Zubrzycki
|  | STRYKER CORP. | PRIME 1115 BIG WHEEL | STRETCHER, TRANSPORT |  |  | MD Anderson Cancer Center | [7 empty] | NO | YES
|  | STRYKER CORP. | PRIME 1115 BIG WHEEL | STRETCHER, TRANSPORT |  |  | Kelemen |  |  | 04/03/2019 |  | 4/3/29 |  |  | NO | YES |  |  |  |  | STRYKER CORP. 50006465 1405032307 |  |  | Active |  | 99:99:99:99:99:99 | [5 empty] | COOPER UNIVERSITY HOSPITAL |  |  | Transport - Moves | 0012564872 |  | Preventative Maintenance | Closed | Tom Burhart | 04/03/2019 | 04/03/2019 | Performance Assurance: 00-MFG |  | AC9931EF-AC8B-4FE8-87BC-941ADE9C3950 | Labor | 04/03/2019 | 04/03/2019 | Kate Trinkle
|  | STRYKER CORP. | PRIME 1115 BIG WHEEL | STRETCHER, TRANSPORT |  |  | Pavilion |  |  | 04/03/2019 |  | 4/3/29 |  |  | NO | YES |  |  |  |  | STRYKER CORP. 50006456 1405032270 |  |  | Active |  | 99:99:99:99:99:99 | [5 empty] | COOPER UNIVERSITY HOSPITAL |  |  | HOLDING AREA INTER RAD | 0012564861 |  | Preventative Maintenance | Closed | Tom Burhart | 04/03/2019 | 04/03/2019 | Performance Assurance: 00-MFG |  | 2894B85D-2272-444D-9008-07E48AD262E8 | Labor | 04/03/2019 | 04/03/2019 | Kate Trinkle
|  | STRYKER CORP. | PRIME 1115 BIG WHEEL | STRETCHER, TRANSPORT |  | PATIENT TRANSPORT | Kelemen |  |  | 04/11/2019 |  | 4/11/29 |  |  | NO | YES |  |  |  |  | STRYKER CORP. 50006455 1405032272 |  |  | Active |  | 99:99:99:99:99:99 |  | Equipment | 1Y:00-MFG | 04/11/2019 | 04/11/2019 | COOPER UNIVERSITY HOSPITAL |  |  | ER |  | Bonnie Aichroch |  |  |  | 04/11/2019 | 04/11/2019 |  |  |  |  | 04/11/2019 | 04/11/2019
|  | STRYKER CORP. | PRIME 1115 BIG WHEEL | STRETCHER, TRANSPORT |  | PATIENT TRANSPORT | Kelemen |  |  | 04/11/2019 |  | 4/11/29 |  |  | NO | YES |  |  |  |  | STRYKER CORP. 50006454 1405032279 |  |  | Active |  | 99:99:99:99:99:99 |  | Equipment | 1Y:00-MFG | 04/11/2019 | 04/11/2019 | COOPER UNIVERSITY HOSPITAL |  |  | ER | WOT00000000488198 | Bonnie Aichroch | Preventative Maintenance | Closed | Tom Burhart | 04/11/2019 | 04/11/2019 | PM: Procedure: 00-MFG Frequency: 1Y | Regulatory Approved As Not Needed - CMPLRSQM0005737 |  |  | 04/11/2019 | 04/11/2019
|  | STRYKER CORP. | PRIME 1115 BIG WHEEL | STRETCHER, TRANSPORT |  | PATIENT TRANSPORT | Kelemen |  |  | 04/02/2019 |  | 4/2/29 |  |  | NO | YES |  |  |  |  | STRYKER CORP. 50006452 1405032294 |  |  | Active |  | 99:99:99:99:99:99 |  | Equipment | 1Y:00-MFG | 04/02/2019 | 04/02/2019 | COOPER UNIVERSITY HOSPITAL |  |  | ER | WOT00000000488196 | Bonnie Aichroch | Preventative Maintenance | Closed | Tom Burhart | 04/02/2019 | 04/02/2019 | PM: Procedure: 00-MFG Frequency: 1Y | Regulatory Approved As Not Needed - CMPLRSQM0005735 |  |  | 04/02/2019 | 04/02/2019
|  | STRYKER CORP. | PRIME 1115 BIG WHEEL | STRETCHER, TRANSPORT |  | PATIENT TRANSPORT | Kelemen |  |  | 04/02/2019 |  | 4/2/29 |  |  | NO | YES |  |  |  |  | STRYKER CORP. 50006450 1405032301 |  |  | Active |  | 99:99:99:99:99:99 |  | Equipment | 1Y:00-MFG | 04/02/2019 | 04/02/2019 | COOPER UNIVERSITY HOSPITAL |  |  | Peds Rescutation | WOT00000000488194 | Bonnie Aichroch | Preventative Maintenance | Closed | Tom Burhart | 04/02/2019 | 04/02/2019 | PM: Procedure: 00-MFG Frequency: 1Y | Regulatory Approved As Not Needed - CMPLRSQM0005733 |  |  | 04/02/2019 | 04/02/2019
|  | STRYKER CORP. | PRIME 1115 BIG WHEEL | STRETCHER, TRANSPORT |  | PATIENT TRANSPORT | Kelemen |  |  | 04/01/2019 |  | 4/1/29 |  |  | NO | YES |  |  |  |  | STRYKER CORP. 50006448 1406031598 |  |  | Active |  | 99:99:99:99:99:99 |  | Equipment | 1Y:00-MFG | 04/01/2019 | 04/01/2019 | COOPER UNIVERSITY HOSPITAL |  |  | TRANSPORT | WOT00000000488192 | Bonnie Aichroch | Preventative Maintenance | Closed | Tom Burhart | 04/01/2019 | 04/01/2019 | PM: Procedure: 00-MFG Frequency: 1Y | Regulatory Approved As Not Needed - CMPLRSQM0005731 |  |  | 04/01/2019 | 04/01/2019
|  | STRYKER CORP. | PRIME 1115 BIG WHEEL | STRETCHER, TRANSPORT |  | PATIENT TRANSPORT | Pavilion |  |  | 04/01/2019 |  | 4/1/29 |  |  | NO | YES |  |  |  |  | STRYKER CORP. 50006449 1405032302 |  |  | Active |  | 99:99:99:99:99:99 |  | Equipment | 1Y:00-MFG | 04/01/2019 | 04/01/2019 | COOPER UNIVERSITY HOSPITAL |  |  | PED ER | 0012564869 | Bonnie Aichroch | Preventative Maintenance | Closed | Tom Burhart | 04/01/2019 | 04/01/2019 | Performance Assurance: 00-MFG | 1/23/2018 1:54:50 PM KETRINKLE Work order updated 1/23/2018 2:01:39 PM KETRINKLE AFTER REVIEW, THE REGULATORY DEPARTMENT HAS DETERMINED THAT THIS PM WORK ORDER IS TRULY NOT NEEDED IN ORDER TO REMAIN COMPLIANT. WORK ORDER CLOSED AS NOT NEEDED. CMPLREQ0003763 | A4E894FA-4819-4BA8-B0D4-059C0DCE7684 | Labor | 04/01/2019 | 04/01/2019 | Kate Trinkle
|  | STRYKER CORP. | PRIME 1115 BIG WHEEL | STRETCHER, TRANSPORT |  | PATIENT TRANSPORT | Kelemen | BASEMENT |  | 04/09/2019 |  | 4/9/29 |  |  | NO | YES |  |  |  |  | STRYKER CORP. 50006439 1405032296 |  |  | Active |  | 99:99:99:99:99:99 |  | Equipment | 1Y:00-MFG | 04/09/2019 | 04/09/2019 | COOPER UNIVERSITY HOSPITAL |  |  | ER | WOT00000000488184 | Bonnie Aichroch | Preventative Maintenance | Closed | Tom Burhart | 04/09/2019 | 04/09/2019 | PM: Procedure: 00-MFG Frequency: 1Y | Regulatory Approved As Not Needed - CMPLRSQM0005716 |  |  | 04/09/2019 | 04/09/2019
|  | STRYKER CORP. | PRIME 1115 BIG WHEEL | STRETCHER, TRANSPORT |  | PATIENT TRANSPORT | Kelemen |  |  | 04/10/2019 |  | 4/10/29 |  |  | NO | YES |  |  |  |  | STRYKER CORP. 50006437 1405032287- |  |  | Active |  | 99:99:99:99:99:99 |  | Equipment | 1Y:00-MFG | 04/10/2019 | 04/10/2019 | COOPER UNIVERSITY HOSPITAL |  |  | ER |  | Bonnie Aichroch |  |  |  | 04/10/2019 | 04/10/2019 |  |  |  |  | 04/10/2019 | 04/10/2019
|  | STRYKER CORP. | PRIME 1115 BIG WHEEL | STRETCHER, TRANSPORT |  | PATIENT TRANSPORT | Kelemen |  |  | 04/09/2019 |  | 4/9/29 |  |  | NO | YES |  |  |  |  | STRYKER CORP. 50006433 1405031474 |  |  | Active |  | 99:99:99:99:99:99 |  | Equipment | 1Y:00-MFG | 04/09/2019 | 04/09/2019 | COOPER UNIVERSITY HOSPITAL |  |  | TRAUMA ADMIT |  | Bonnie Aichroch |  |  |  | 04/09/2019 | 04/09/2019 |  |  |  |  | 04/09/2019 | 04/09/2019
|  | STRYKER CORP. | PRIME 1115 BIG WHEEL | STRETCHER, TRANSPORT |  | PATIENT TRANSPORT | Kelemen |  |  | 04/11/2019 |  | 4/11/29 |  |  | NO | YES |  |  |  |  | STRYKER CORP. 50006406 1405032251 |  |  | Active |  | 99:99:99:99:99:99 |  | Equipment | 1Y:00-MFG | 04/11/2019 | 04/11/2019 | COOPER UNIVERSITY HOSPITAL |  |  | HALLWAY 7S |  | Bonnie Aichroch |  |  |  | 04/11/2019 | 04/11/2019 |  |  |  |  | 04/11/2019 | 04/11/2019
|  | STRYKER CORP. | PRIME 1115 BIG WHEEL | STRETCHER, TRANSPORT |  |  | Kelemen |  |  | 04/17/2019 |  | 4/17/29 |  |  | NO | YES |  |  |  |  | STRYKER CORP. 50006396 1406032273 |  |  | Active |  | 99:99:99:99:99:99 | [5 empty] | COOPER UNIVERSITY HOSPITAL |  |  | p2 storage | [5 empty] | 04/17/2019 | 04/17/2019 |  |  |  |  | 04/17/2019 | 04/17/2019
|  | STRYKER CORP. | PRIME 1115 BIG WHEEL | STRETCHER, TRANSPORT |  |  | Kelemen | [7 empty] | YES | YES
|  | STRYKER CORP. | PRIME 1115 BIG WHEEL | STRETCHER, TRANSPORT |  | COOPER CANCER CENTER | MD Anderson Cancer Center |  |  | 04/15/2019 |  | 4/15/29 |  |  | NO | YES |  |  |  |  | STRYKER CORP. 50006389 1307041640 |  |  | Active |  | 99:99:99:99:99:99 |  | Equipment | 1Y:00-MFG | 04/15/2019 | 04/15/2019 | COOPER AMBULATORY OFF-SITES |  |  | Rad/Onc - Holding | WOT00000000705799 | COLLEEN TEGELER | Preventative Maintenance | Closed | Stephen Zubrzycki | 04/15/2019 | 04/15/2019 | PM: Procedure: 00-MFG Frequency: 1Y | VPO of head section, side rails, hydraulic jacks, brakes, steering, mattress. All passed | EXP0338346 | Labor | 04/15/2019 | 04/15/2019 | Stephen Zubrzycki
|  | STRYKER CORP. | PRIME 1115 BIG WHEEL | STRETCHER, TRANSPORT |  | PATIENT TRANSPORT | Kelemen |  |  | 04/03/2019 |  | 4/3/29 |  |  | NO | YES |  |  |  |  | STRYKER CORP. 50006257 1405032298 |  |  | Active |  | 99:99:99:99:99:99 |  | Equipment | 1Y:00-MFG | 04/03/2019 | 04/03/2019 | COOPER UNIVERSITY HOSPITAL |  |  | P5 STORAGE RM | 0012564868 | Bonnie Aichroch | Preventative Maintenance | Closed | Tom Burhart | 04/03/2019 | 04/03/2019 | Performance Assurance: 00-MFG | 1/23/2018 1:54:47 PM KETRINKLE Work order updated 1/23/2018 2:01:36 PM KETRINKLE AFTER REVIEW, THE REGULATORY DEPARTMENT HAS DETERMINED THAT THIS PM WORK ORDER IS TRULY NOT NEEDED IN ORDER TO REMAIN COMPLIANT. WORK ORDER CLOSED AS NOT NEEDED. CMPLREQ0003763 | 18FA47B1-EEE2-4A8E-8864-A197319DE7E3 | Labor | 04/03/2019 | 04/03/2019 | Kate Trinkle
|  | STRYKER CORP. | PRIME 1115 BIG WHEEL | STRETCHER, TRANSPORT |  | PATIENT TRANSPORT | Kelemen |  |  | 04/11/2019 |  | 4/11/29 |  |  | NO | YES |  |  |  |  | STRYKER CORP. 50006351 1405032285 |  |  | Active |  | 99:99:99:99:99:99 |  | Equipment | 1Y:00-MFG | 04/11/2019 | 04/11/2019 | COOPER UNIVERSITY HOSPITAL |  |  | P5 STORAGE RM |  | Bonnie Aichroch |  |  |  | 04/11/2019 | 04/11/2019 |  |  |  |  | 04/11/2019 | 04/11/2019
|  | STRYKER CORP. | PRIME 1115 BIG WHEEL | STRETCHER, TRANSPORT |  | PATIENT TRANSPORT | Kelemen |  |  | 04/09/2019 |  | 4/9/29 |  |  | NO | YES |  |  |  |  | STRYKER CORP. 50006258 1405032253 |  |  | Active |  | 99:99:99:99:99:99 |  | Equipment | 1Y:00-MFG | 04/09/2019 | 04/09/2019 | COOPER UNIVERSITY HOSPITAL |  |  | basement- Stress Test | 0012564853 | Bonnie Aichroch | Preventative Maintenance | Closed | Tom Burhart | 04/09/2019 | 04/09/2019 | Performance Assurance: 00-MFG | 1/23/2018 2:08:46 PM KETRINKLE Work order updated 1/23/2018 2:14:02 PM KETRINKLE AFTER REVIEW, THE REGULATORY DEPARTMENT HAS DETERMINED THAT THIS PM WORK ORDER IS TRULY NOT NEEDED IN ORDER TO REMAIN COMPLIANT. WORK ORDER CLOSED AS NOT NEEDED. CMPLREQ0003763 | 027C83F1-DBCB-4DC3-921E-734EBF4E8F34 | Labor | 04/09/2019 | 04/09/2019 | Kate Trinkle
|  | STRYKER CORP. | PRIME 1115 BIG WHEEL | STRETCHER, TRANSPORT |  | PATIENT TRANSPORT | Kelemen |  |  | 04/10/2019 |  | 4/10/29 |  |  | NO | YES |  |  |  |  | STRYKER CORP. 50005234 1405031599 |  |  | Active |  | 99:99:99:99:99:99 |  | Equipment | 1Y:00-MFG | 04/10/2019 | 04/10/2019 | COOPER UNIVERSITY HOSPITAL |  |  | pavilion 8 | WOT00000000488140 | Bonnie Aichroch | Preventative Maintenance | Closed | Tom Burhart | 04/10/2019 | 04/10/2019 | PM: Procedure: 00-MFG Frequency: 1Y | Regulatory Approved As Not Needed - CMPLRSQM0005726 |  |  | 04/10/2019 | 04/10/2019
|  | STRYKER CORP. | PRIME 1115 BIG WHEEL | STRETCHER, TRANSPORT |  | PATIENT TRANSPORT | Kelemen |  |  | 04/01/2019 |  | 4/1/29 |  |  | NO | YES |  |  |  |  | STRYKER CORP. 50005235 1405031600 |  |  | Active |  | 99:99:99:99:99:99 |  | Equipment | 1Y:00-MFG | 04/01/2019 | 04/01/2019 | COOPER UNIVERSITY HOSPITAL |  |  | 8 PAVILION | WOT00000000488141 | Bonnie Aichroch | Preventative Maintenance | Closed | Tom Burhart | 04/01/2019 | 04/01/2019 | PM: Procedure: 00-MFG Frequency: 1Y | Regulatory Approved As Not Needed - CMPLRSQM0005727 |  |  | 04/01/2019 | 04/01/2019
|  | STRYKER CORP. | PRIME 1115 BIG WHEEL | STRETCHER, TRANSPORT |  | COOPER DIGESTIVE HEALTH-ENDOSCOPY | 501 Fellowship Rd |  |  | 04/16/2014 |  | 4/16/24 |  |  | NO | YES |  |  |  |  | STRYKER CORP. 10368933 1405032271 |  |  | Active |  | 99:99:99:99:99:99 |  | Equipment | 1Y:00-MFG | 04/19/2019 | 02/01/2020 | COOPER AMBULATORY OFF-SITES |  |  | GCI Center Holding Area |  | JEANNE GREER
|  | STRYKER CORP. | PRIME 1115 BIG WHEEL | STRETCHER, TRANSPORT |  | PATIENT TRANSPORT | Kelemen |  |  | 04/16/2014 |  | 4/16/24 |  |  | NO | YES |  |  |  |  | STRYKER CORP. 10368346 1405032290 |  |  | Active |  | 99:99:99:99:99:99 |  | Equipment | 1Y:00-MFG | 04/11/2019 | 04/01/2020 | COOPER UNIVERSITY HOSPITAL |  |  | OR HALL |  | Bonnie Aichroch
|  | STRYKER CORP. | PRIME 1115 BIG WHEEL | STRETCHER, TRANSPORT |  |  | Kelemen | Basement | [6 empty] | YES | YES
|  | STRYKER CORP. | PRIME 1115 BIG WHEEL | STRETCHER, TRANSPORT |  |  | Kelemen | [7 empty] | YES | YES
|  | STRYKER CORP. | PRIME 1115 BIG WHEEL | STRETCHER, TRANSPORT |  |  | Kelemen | [7 empty] | YES | YES
|  | STRYKER CORP. | PRIME 1115 BIG WHEEL | STRETCHER, TRANSPORT |  | COOPER CANCER CENTER | MD Anderson Cancer Center |  |  | 07/17/2013 |  | 7/17/23 |  |  | NO | YES |  |  |  |  | STRYKER CORP. 10365548 1307041636 |  |  | Active |  | 99:99:99:99:99:99 |  | Equipment | 1Y:00-MFG | 04/15/2019 | 04/01/2020 | COOPER AMBULATORY OFF-SITES |  |  | Rad/Onc - Near C1062 | WOT00000000691709 | COLLEEN TEGELER | Preventative Maintenance | Closed | Stephen Zubrzycki | 04/01/2018 | 05/21/2018 | PM: Procedure: 00-MFG Frequency: 1Y | VPO of head section, side rails, hydraulic jacks, brakes, steering, mattress. All passed | EXP0338531 | Labor | 04/06/2018 | 04/06/2018 | Stephen Zubrzycki
|  | STRYKER CORP. | PRIME 1115 BIG WHEEL | STRETCHER, TRANSPORT |  | COOPER CANCER CENTER | MD Anderson Cancer Center |  |  | 07/17/2013 |  | 7/17/23 |  |  | NO | YES |  |  |  |  | STRYKER CORP. 10365545 1307041637 |  |  | Active |  | 99:99:99:99:99:99 |  | Equipment | 1Y:00-MFG | 04/15/2019 | 04/01/2020 | COOPER AMBULATORY OFF-SITES |  |  | Rad/Onc - Holding | WOT00000000691708 | COLLEEN TEGELER | Preventative Maintenance | Closed | Stephen Zubrzycki | 04/01/2018 | 05/21/2018 | PM: Procedure: 00-MFG Frequency: 1Y | VPO of head section, side rails, hydraulic jacks, brakes, steering, mattress. All passed | EXP0338492 | Labor | 04/06/2018 | 04/06/2018 | Stephen Zubrzycki
|  | STRYKER CORP. | PRIME 1115 BIG WHEEL | STRETCHER, TRANSPORT |  | PATIENT TRANSPORT | Kelemen |  |  | 04/16/2014 |  | 4/16/24 |  |  | NO | YES |  |  |  |  | STRYKER CORP. 10365442 1405031477 |  |  | Active |  | 99:99:99:99:99:99 |  | Equipment | 1Y:00-MFG | 04/09/2019 | 04/01/2020 | COOPER UNIVERSITY HOSPITAL |  |  | ED TRUMA ROOMS |  | Bonnie Aichroch
|  | STRYKER CORP. | PRIME 1115 BIG WHEEL | STRETCHER, TRANSPORT |  | PATIENT TRANSPORT | Kelemen |  |  | 04/16/2014 |  | 4/16/24 |  |  | NO | YES |  |  |  |  | STRYKER CORP. 10365429 1405031475 |  |  | Active |  | 99:99:99:99:99:99 |  | Equipment | 1Y:00-MFG | 04/09/2019 | 04/01/2020 | COOPER UNIVERSITY HOSPITAL |  |  | TRAUMA ADMIT | 0011600000 | Bonnie Aichroch | Repair | Closed | Josh Harris | 05/01/2017 | 05/03/2017 | STRETCHER - BRAKES AREN'T WORKING - TRAUMA ADMITTING, IN FRONT OF NURSE'S STATION | 5/3/2017 8:17:33 AM JXHARRIS (JXHARRIS 5/3/2017 12:00 AM) REPLACED BRAKE PEDAL PIN. VPO. RTS. | 5F692AD8-CED6-4F6D-A9D3-63662FFB4FF1 | Parts | 01/01/1900 | 01/01/1900 | Josh Harris
|  | STRYKER CORP. | PRIME 1115 BIG WHEEL | STRETCHER, TRANSPORT |  |  | 218 Sunset Rd | [7 empty] | YES | YES
|  | STRYKER CORP. | PRIME 1115 BIG WHEEL | STRETCHER, TRANSPORT |  | PATIENT TRANSPORT | Kelemen |  |  | 06/26/2015 |  | 6/26/25 |  |  | NO | YES |  |  |  |  | STRYKER CORP. 10355968 1405032292 |  |  | Active |  | 99:99:99:99:99:99 |  | Equipment | 1Y:00-MFG | 04/01/2019 | 04/01/2020 | COOPER UNIVERSITY HOSPITAL |  |  | ER |  | Bonnie Aichroch
|  | STRYKER CORP. | PRIME 1115 BIG WHEEL | STRETCHER, TRANSPORT |  |  | Pavilion | [7 empty] | NO | YES
|  | STRYKER CORP. | PRIME 1115 BIG WHEEL | STRETCHER, TRANSPORT |  |  | Kelemen | [7 empty] | YES | YES
|  | STRYKER CORP. | PRIME 1115 BIG WHEEL | STRETCHER, TRANSPORT |  |  | Kelemen | [7 empty] | YES | YES
|  | STRYKER CORP. | PRIME 1125 ZOOM | STRETCHER, TRANSPORT |  |  | Dorrance | [7 empty] | YES | YES
|  | STRYKER CORP. | PRIME 1125 ZOOM | STRETCHER, TRANSPORT |  | PATIENT TRANSPORT | Dorrance | BASEMENT |  | 04/15/2019 |  | 4/15/29 |  |  | NO | YES |  |  |  |  | STRYKER CORP. 50035802 1703053584 |  |  | Active |  | 99:99:99:99:99:99 |  | Equipment | 1Y:00-MFG | 04/15/2019 | 04/15/2019 | COOPER UNIVERSITY HOSPITAL |  |  |  | 0011448686 | Bonnie Aichroch | Performance Verification | Closed | Bonnie Aichroth | 04/15/2019 | 04/15/2019 | INCOMING INVENTORY | DEVICE INVENTORIED | 27CF9E1E-DE71-431B-BDD1-6225ADE0EAAF | Labor | 04/15/2019 | 04/15/2019 | Bonnie Aichroth
|  | STRYKER CORP. | PRIME 1125 ZOOM | STRETCHER, TRANSPORT | 1507-036549 | MATERNAL FETAL CARE UNIT | Dorrance |  |  | 08/18/2015 |  | 8/18/25 |  |  | NO | YES |  |  |  |  | STRYKER CORP. 10349235 1507-036549 |  |  | Active |  | 99:99:99:99:99:99 |  | Equipment | 1Y:00-MFG | 04/09/2019 | 04/01/2020 | COOPER UNIVERSITY HOSPITAL |  |  | 6 DORRANCER OB TRIAGE |  | JOANNA HORST
|  | TRANSMOTION MEDICAL INC | TMM3B | STRETCHER, TRANSPORT | TMM3-SB0315167876 | RADIOLOGY DIAGNOSTICS | Kelemen | Basement |  | 04/04/2016 |  |  |  |  | NO | YES |  |  |  |  | TRANSMOTION MEDICAL INC 10480299 TMM3-SB0315167876 |  |  | Active |  | 99:99:99:99:99:99 |  | Equipment | PAAR:00-PVAR | 10/31/2019 |  | COOPER UNIVERSITY HOSPITAL |  |  | BASEMENT |  | PAULETTE DUCKREY
|  | SIZEWISE | B SERIES ADVANCED | STRETCHER, TRANSPORT, CHAIR |  | PATIENT TRANSPORT | Pavilion |  |  | 07/01/2012 |  |  |  |  | NO | YES |  |  |  |  | SIZEWISE RENTALS 10355410 224438 |  |  | Active |  | 99:99:99:99:99:99 |  | Equipment | 1Y:00-MFG | 01/11/2019 | 01/01/2020 | COOPER UNIVERSITY HOSPITAL |  |  | 6 Pavilion |  | Bonnie Aichroch
|  | SIZEWISE | B SERIES ADVANCED | STRETCHER, TRANSPORT, CHAIR |  | PATIENT TRANSPORT | Kelemen |  |  | 07/01/2012 |  |  |  |  | NO | YES |  |  |  |  | SIZEWISE RENTALS 10348508 224440 |  |  | Active |  | 99:99:99:99:99:99 |  | Equipment | 1Y:00-MFG | 01/11/2019 | 01/01/2020 | COOPER UNIVERSITY HOSPITAL |  |  | 6 PAVILION |  | Bonnie Aichroch
|  | STRYKER CORP. |  | STRETCHER, TRANSPORT, CHAIR |  | PATIENT TRANSPORT | Kelemen |  |  | 04/11/2019 |  | 4/11/29 |  |  | NO | YES |  |  |  |  | STRYKER CORP. 50010986 0901031081 |  |  | Active |  | 99:99:99:99:99:99 |  | Equipment | 1Y:00-MFG | 04/11/2019 | 04/11/2019 | COOPER UNIVERSITY HOSPITAL |  |  | P5 STORAGE RM | 0012564819 | Bonnie Aichroch | Preventative Maintenance | Closed | Tom Burhart | 04/11/2019 | 04/11/2019 | Performance Assurance: 00-MFG | 1/23/2018 1:53:43 PM KETRINKLE Work order updated 1/23/2018 2:00:26 PM KETRINKLE AFTER REVIEW, THE REGULATORY DEPARTMENT HAS DETERMINED THAT THIS PM WORK ORDER IS TRULY NOT NEEDED IN ORDER TO REMAIN COMPLIANT. WORK ORDER CLOSED AS NOT NEEDED. CMPLREQ0003763 | 4F0468F4-5E59-4D7B-9135-10F78757BAE2 | Labor | 04/11/2019 | 04/11/2019 | Kate Trinkle
|  | STRYKER CORP. |  | STRETCHER, TRANSPORT, CHAIR |  |  | Kelemen | [7 empty] | NO | YES
|  | STRYKER CORP. |  | STRETCHER, TRANSPORT, CHAIR |  |  | Kelemen | [7 empty] | NO | YES
|  | STRYKER CORP. |  | STRETCHER, TRANSPORT, CHAIR |  | PATIENT TRANSPORT | Pavilion |  |  | 04/03/2019 |  | 4/3/29 |  |  | NO | YES |  |  |  |  | STRYKER CORP. 50010764 1303037991 |  |  | Active |  | 99:99:99:99:99:99 |  | Equipment | 1Y:00-MFG | 04/03/2019 | 04/03/2019 | COOPER UNIVERSITY HOSPITAL |  |  | EXAM RM/5N | WOT00000000488307 | Bonnie Aichroch | Preventative Maintenance | Closed | Tom Burhart | 04/03/2019 | 04/03/2019 | PM: Procedure: 00-MFG Frequency: 1Y | Regulatory Approved As Not Needed - CMPLRSQM0005768 |  |  | 04/03/2019 | 04/03/2019
|  | STRYKER CORP. |  | STRETCHER, TRANSPORT, CHAIR | 1310-042621 | PATIENT TRANSPORT | Pavilion |  |  | 04/09/2019 |  | 4/9/29 |  |  | NO | YES |  |  |  |  | STRYKER CORP. 50006356 1310-042621 |  |  | Active |  | 99:99:99:99:99:99 |  | Equipment | 1Y:00-MFG | 04/09/2019 | 04/09/2019 | COOPER UNIVERSITY HOSPITAL |  |  | L | WOT00000000488161 | Bonnie Aichroch | Preventative Maintenance | Closed | Tom Burhart | 04/09/2019 | 04/09/2019 | PM: Procedure: 00-MFG Frequency: 1Y | Regulatory Approved As Not Needed - CMPLRSQM0005802 |  |  | 04/09/2019 | 04/09/2019
|  | STRYKER CORP. |  | STRETCHER, TRANSPORT, CHAIR |  | PATIENT TRANSPORT | Kelemen |  |  | 04/11/2019 |  | 4/11/29 |  |  | NO | YES |  |  |  |  | STRYKER CORP. 50006250 0901031130 |  |  | Active |  | 99:99:99:99:99:99 |  | Equipment | 1Y:00-MFG | 04/11/2019 | 04/11/2019 | COOPER UNIVERSITY HOSPITAL |  |  | P7 | 0012564823 | Bonnie Aichroch | Preventative Maintenance | Closed | Tom Burhart | 04/11/2019 | 04/11/2019 | Performance Assurance: 00-MFG | 1/23/2018 1:53:57 PM KETRINKLE Work order updated 1/23/2018 2:00:42 PM KETRINKLE AFTER REVIEW, THE REGULATORY DEPARTMENT HAS DETERMINED THAT THIS PM WORK ORDER IS TRULY NOT NEEDED IN ORDER TO REMAIN COMPLIANT. WORK ORDER CLOSED AS NOT NEEDED. CMPLREQ0003763 | 37C0B828-8280-40EC-B3C0-FFDAEF20CE8A | Labor | 04/11/2019 | 04/11/2019 | Kate Trinkle
|  | STRYKER CORP. |  | STRETCHER, TRANSPORT, CHAIR |  | PATIENT TRANSPORT | Pavilion | 7 |  | 03/08/2013 |  | 3/8/23 |  |  | NO | YES |  |  |  |  | STRYKER CORP. 10356677 1303037993 |  |  | Active |  | 99:99:99:99:99:99 |  | Equipment | 1Y:00-MFG | 04/10/2019 | 04/01/2020 | COOPER UNIVERSITY HOSPITAL |  |  | MOVES | WOT00000000467246 | Bonnie Aichroch | Preventative Maintenance | Closed | Tom Burhart | 02/01/2018 | 05/11/2018 | PM: Procedure: 00-MFG Frequency: 1Y | Regulatory Approved As Not Needed - CMPLRSQM0005710
|  | STRYKER CORP. |  | STRETCHER, TRANSPORT, CHAIR |  | PATIENT TRANSPORT | Pavilion |  |  | 03/08/2013 |  | 3/8/23 |  |  | NO | YES |  |  |  |  | STRYKER CORP. 10355408 1303037992 |  |  | Disposition |  | 99:99:99:99:99:99 |  | Equipment | 1Y:00-MFG | 03/29/2019 | 04/01/2020 | COOPER UNIVERSITY HOSPITAL |  |  | 9th floor kelemen | 0012564837 | Bonnie Aichroch | Preventative Maintenance | Closed | Tom Burhart | 01/01/2018 | 01/23/2018 | Performance Assurance: 00-MFG | 1/23/2018 2:08:08 PM KETRINKLE Work order updated 1/23/2018 2:13:19 PM KETRINKLE AFTER REVIEW, THE REGULATORY DEPARTMENT HAS DETERMINED THAT THIS PM WORK ORDER IS TRULY NOT NEEDED IN ORDER TO REMAIN COMPLIANT. WORK ORDER CLOSED AS NOT NEEDED. CMPLREQ0003763 | C8DDFDDB-B1C5-45C6-9E09-8AB3B00A35C2 | Labor | 01/22/2018 | 01/22/2018 | Kate Trinkle
|  | STRYKER CORP. |  | STRETCHER, TRANSPORT, CHAIR |  |  | 201 S Broadway | [7 empty] | YES | YES
|  | TRANSMOTION MEDICAL INC | TMM4 | STRETCHER, TRANSPORT, CHAIR | XWTRB1230168537 | COOPER DIGESTIVE HEALTH-ENDOSCOPY | 501 Fellowship Rd |  |  | 01/25/2017 |  | 1/25/27 |  |  | NO | YES |  |  |  |  | TRANSMOTION MEDICAL INC 10649949 XWTRB1230168537 |  |  | Active |  | 99:99:99:99:99:99 |  | Equipment | PAAR:00-PVAR | 10/31/2019 |  | COOPER AMBULATORY OFF-SITES |  |  | PROCEDURE SIDE | 0011306572 | JEANNE GREER | Performance Verification | Closed | Bonnie Aichroth | 03/01/2017 | 03/01/2017 | INCOMING INVENTORY | DEVICE INVENTORIED | 9EC59F00-A917-430E-8C40-EDFCEB96B35E | Labor | 03/01/2017 | 03/01/2017 | Bonnie Aichroth
|  | TRANSMOTION MEDICAL INC | TMM4 | STRETCHER, TRANSPORT, CHAIR | XWTRB1230168535 | COOPER DIGESTIVE HEALTH-ENDOSCOPY | 501 Fellowship Rd |  |  | 01/25/2017 |  | 1/25/27 |  |  | NO | YES |  |  |  |  | TRANSMOTION MEDICAL INC 10649947 XWTRB1230168535 |  |  | Active |  | 99:99:99:99:99:99 |  | Equipment | PAAR:00-PVAR | 10/31/2019 |  | COOPER AMBULATORY OFF-SITES |  |  | PROCEDURE SIDE | 0011306592 | JEANNE GREER | Preventative Maintenance | Closed | Bonnie Aichroth | 03/01/2017 | 03/01/2017 | PERFORMANCE ASSURANCE AT INVENTORY | INVENTORIED DEVICE AND ENSURED DEVICE WAS FUNCTIONING PROPERLY. | 97E60465-BEB9-40A4-BBAD-BCCC235E0585 | Labor | 01/25/2017 | 01/25/2017 | Kirk Lis
|  | TRANSMOTION MEDICAL INC | TMM4 | STRETCHER, TRANSPORT, CHAIR | XWTRB1230168536 | COOPER DIGESTIVE HEALTH-ENDOSCOPY | 501 Fellowship Rd |  |  | 01/25/2017 |  | 1/25/27 |  |  | NO | YES |  |  |  |  | TRANSMOTION MEDICAL INC 10649948 XWTRB1230168536 |  |  | Active |  | 99:99:99:99:99:99 |  | Equipment | PAAR:00-PVAR | 10/31/2019 |  | COOPER AMBULATORY OFF-SITES |  |  | PROCEDURE SIDE | 0011306588 | JEANNE GREER | Performance Verification | Closed | Bonnie Aichroth | 03/01/2017 | 03/01/2017 | INCOMING INVENTORY | DEVICE INVENTORIED | 39BFE52B-E899-4D59-913B-61CDA23C8947 | Labor | 03/01/2017 | 03/01/2017 | Bonnie Aichroth
|  | TRANSMOTION MEDICAL INC | TMM4 | STRETCHER, TRANSPORT, CHAIR | TMM4-XWTRB1230168534 | COOPER DIGESTIVE HEALTH-ENDOSCOPY | 501 Fellowship Rd |  |  | 01/25/2017 |  | 1/25/27 |  |  | NO | YES |  |  |  |  | TRANSMOTION MEDICAL INC 10649946 TMM4-XWTRB1230168534 |  |  | Active |  | 99:99:99:99:99:99 |  | Equipment | PAAR:00-PVAR | 10/31/2019 |  | COOPER AMBULATORY OFF-SITES |  |  | PROCEDURE SIDE | 0011306604 | JEANNE GREER | Preventative Maintenance | Closed | Bonnie Aichroth | 03/01/2017 | 03/01/2017 | PERFORMANCE ASSURANCE AT INVENTORY | INVENTORIED DEVICE AND ENSURED DEVICE WAS FUNCTIONING PROPERLY. | 14D65842-D69F-49FF-A038-ED6C610B5857 | Labor | 01/25/2017 | 01/25/2017 | Kirk Lis
|  | TRANSMOTION MEDICAL INC | TMM4-XWTB SPECIAL | STRETCHER, TRANSPORT, CHAIR | TMM4-XWTRB 011708 1822 |  | Warehouse (7815 Airport Hwy) | [7 empty] | YES | YES | [18 empty] | Warehouse (7825 Airport Hwy)
|  | TRANSMOTION MEDICAL INC | TMM4-XWTB SPECIAL | STRETCHER, TRANSPORT, CHAIR | TMM4-XWTRB04141178689 | COOPER DIGESTIVE HEALTH-ENDOSCOPY | 501 fellowship road |  |  | 04/25/2017 |  | 4/25/27 |  |  | NO | YES |  |  |  |  | TRANSMOTION MEDICAL INC 10769420 TMM4-XWTRB04141178689 |  |  | Active |  | 99:99:99:99:99:99 |  | Equipment | PAAR:00-PVAR | 10/31/2019 |  | COOPER AMBULATORY OFF-SITES |  |  |  | 0011660004 | JEANNE GREER | Preventative Maintenance | Closed | Bonnie Aichroth | 05/24/2017 | 05/24/2017 | PERFORMANCE ASSURANCE AT INVENTORY | INVENTORIED DEVICE AND ENSURED DEVICE WAS FUNCTIONING PROPERLY. | B0C832F3-3081-4FF4-A6C8-91F00990FCE4 | Labor | 04/25/2017 | 04/25/2017 | Kirk Lis
|  | TRANSMOTION MEDICAL INC | TMM4B | STRETCHER, TRANSPORT, CHAIR | TMM4-XWTRB04141178683 | COOPER DIGESTIVE HEALTH-ENDOSCOPY | 501 Fellowship Rd |  |  | 04/25/2017 |  | 4/25/27 |  |  | NO | YES |  |  |  |  | TRANSMOTION MEDICAL INC 10769428 TMM4-XWTRB04141178683 |  |  | Active |  | 99:99:99:99:99:99 |  | Equipment | PAAR:00-PVAR | 10/31/2019 |  | COOPER AMBULATORY OFF-SITES |  |  |  | 0011660068 | JEANNE GREER | Preventative Maintenance | Closed | Bonnie Aichroth | 05/24/2017 | 05/24/2017 | PERFORMANCE ASSURANCE AT INVENTORY | INVENTORIED DEVICE AND ENSURED DEVICE WAS FUNCTIONING PROPERLY. | 7AE06BB3-5EEC-455C-8148-454925DD21C8 | Labor | 04/25/2017 | 04/25/2017 | Kirk Lis
|  | TRANSMOTION MEDICAL INC | TMM4B | STRETCHER, TRANSPORT, CHAIR | TMM4-XWTRB04141178690 | COOPER DIGESTIVE HEALTH-ENDOSCOPY | 501 Fellowship Rd |  |  | 04/25/2017 |  | 4/25/27 |  |  | NO | YES |  |  |  |  | TRANSMOTION MEDICAL INC 10769426 TMM4-XWTRB04141178690 |  |  | Active |  | 99:99:99:99:99:99 |  | Equipment | PAAR:00-PVAR | 10/31/2019 |  | COOPER AMBULATORY OFF-SITES |  |  |  | 0011660046 | JEANNE GREER | Performance Verification | Closed | Bonnie Aichroth | 05/24/2017 | 05/24/2017 | INCOMING INVENTORY | DEVICE INVENTORIED | 1EE565D8-5B81-491E-B089-70E8AC8F02AA | Labor | 05/24/2017 | 05/24/2017 | Bonnie Aichroth
|  | TRANSMOTION MEDICAL INC | TMM4B | STRETCHER, TRANSPORT, CHAIR | TMM4-XWTRB04141178688 | COOPER DIGESTIVE HEALTH-ENDOSCOPY | 501 Fellowship Rd |  |  | 04/25/2017 |  | 4/25/27 |  |  | NO | YES |  |  |  |  | TRANSMOTION MEDICAL INC 10769429 TMM4-XWTRB04141178688 |  |  | Active |  | 99:99:99:99:99:99 |  | Equipment | PAAR:00-PVAR | 10/31/2019 |  | COOPER AMBULATORY OFF-SITES |  |  |  | 0011660072 | JEANNE GREER | Preventative Maintenance | Closed | Bonnie Aichroth | 05/24/2017 | 05/24/2017 | PERFORMANCE ASSURANCE AT INVENTORY | INVENTORIED DEVICE AND ENSURED DEVICE WAS FUNCTIONING PROPERLY. | 90E1CBA1-931F-41B7-BB83-7A72DC259E24 | Labor | 04/25/2017 | 04/25/2017 | Kirk Lis
|  | TRANSMOTION MEDICAL INC | TMM4B | STRETCHER, TRANSPORT, CHAIR | TMM4-XWTRB04141178692 | COOPER DIGESTIVE HEALTH-ENDOSCOPY | 501 Fellowship Rd |  |  | 04/25/2017 |  | 4/25/27 |  |  | NO | YES |  |  |  |  | TRANSMOTION MEDICAL INC 10769427 TMM4-XWTRB04141178692 |  |  | Active |  | 99:99:99:99:99:99 |  | Equipment | PAAR:00-PVAR | 10/31/2019 |  | COOPER AMBULATORY OFF-SITES |  |  |  | 0011660064 | JEANNE GREER | Preventative Maintenance | Closed | Bonnie Aichroth | 05/24/2017 | 05/24/2017 | PERFORMANCE ASSURANCE AT INVENTORY | INVENTORIED DEVICE AND ENSURED DEVICE WAS FUNCTIONING PROPERLY. | 2E2ED486-A79A-48EE-80F6-899A04141CA3 | Labor | 04/25/2017 | 04/25/2017 | Kirk Lis
|  | TRANSMOTION MEDICAL INC | TMM4B | STRETCHER, TRANSPORT, CHAIR | TMM4-XWTRB04141178681 | COOPER DIGESTIVE HEALTH-ENDOSCOPY | 501 Fellowship Rd |  |  | 04/25/2017 |  | 4/25/27 |  |  | NO | YES |  |  |  |  | TRANSMOTION MEDICAL INC 10769425 TMM4-XWTRB04141178681 |  |  | Active |  | 99:99:99:99:99:99 |  | Equipment | PAAR:00-PVAR | 10/31/2019 |  | COOPER AMBULATORY OFF-SITES |  |  |  | 0011660026 | JEANNE GREER | Performance Verification | Closed | Bonnie Aichroth | 05/24/2017 | 05/24/2017 | INCOMING INVENTORY | DEVICE INVENTORIED | 497FFDB3-0AEB-4EF9-B1DD-2EFC600F6C68 | Labor | 05/24/2017 | 05/24/2017 | Bonnie Aichroth
|  | TRANSMOTION MEDICAL INC | TMM4B | STRETCHER, TRANSPORT, CHAIR | TMM4-XWTRB04141178684 | COOPER DIGESTIVE HEALTH-ENDOSCOPY | 501 Fellowship Rd |  |  | 04/25/2017 |  | 4/25/27 |  |  | NO | YES |  |  |  |  | TRANSMOTION MEDICAL INC 10769424 TMM4-XWTRB04141178684 |  |  | Active |  | 99:99:99:99:99:99 |  | Equipment | PAAR:00-PVAR | 10/31/2019 |  | COOPER AMBULATORY OFF-SITES |  |  |  | 0011660019 | JEANNE GREER | Performance Verification | Closed | Bonnie Aichroth | 05/24/2017 | 05/24/2017 | INCOMING INVENTORY | DEVICE INVENTORIED | F1AD34E6-6F89-4D9A-B670-D42712800E21 | Labor | 05/24/2017 | 05/24/2017 | Bonnie Aichroth
|  | TRANSMOTION MEDICAL INC | TMM4B | STRETCHER, TRANSPORT, CHAIR | TMM4-XWTRB04141178682 | COOPER DIGESTIVE HEALTH-ENDOSCOPY | 501 Fellowship Rd |  |  | 04/25/2017 |  | 4/25/27 |  |  | NO | YES |  |  |  |  | TRANSMOTION MEDICAL INC 10769423 TMM4-XWTRB04141178682 |  |  | Active |  | 99:99:99:99:99:99 |  | Equipment | PAAR:00-PVAR | 10/31/2019 |  | COOPER AMBULATORY OFF-SITES |  |  |  | 0011660015 | JEANNE GREER | Performance Verification | Closed | Bonnie Aichroth | 05/24/2017 | 05/24/2017 | INCOMING INVENTORY | DEVICE INVENTORIED | 5C75DCF3-486C-4625-A96B-5C800F37505A | Labor | 05/24/2017 | 05/24/2017 | Bonnie Aichroth
|  | TRANSMOTION MEDICAL INC | TMM4B | STRETCHER, TRANSPORT, CHAIR | TMM4-XWTRB04141178687 | COOPER DIGESTIVE HEALTH-ENDOSCOPY | 501 Fellowship Rd |  |  | 04/25/2017 |  | 4/25/27 |  |  | NO | YES |  |  |  |  | TRANSMOTION MEDICAL INC 10769422 TMM4-XWTRB04141178687 |  |  | Active |  | 99:99:99:99:99:99 |  | Equipment | PAAR:00-PVAR | 10/31/2019 |  | COOPER AMBULATORY OFF-SITES |  |  |  | 0011660012 | JEANNE GREER | Performance Verification | Closed | Bonnie Aichroth | 05/24/2017 | 05/24/2017 | INCOMING INVENTORY | DEVICE INVENTORIED | 088BEB55-24F8-47CF-B148-19302ADAF5D8 | Labor | 05/24/2017 | 05/24/2017 | Bonnie Aichroth
|  | TRANSMOTION MEDICAL INC | TMM4B | STRETCHER, TRANSPORT, CHAIR | TMM4-XWTRB04141178680 | COOPER DIGESTIVE HEALTH-ENDOSCOPY | 501 Fellowship Rd |  |  | 04/25/2017 |  | 4/25/27 |  |  | NO | YES |  |  |  |  | TRANSMOTION MEDICAL INC 10769421 TMM4-XWTRB04141178680 |  |  | Active |  | 99:99:99:99:99:99 |  | Equipment | PAAR:00-PVAR | 10/31/2019 |  | COOPER AMBULATORY OFF-SITES |  |  |  | 0011660008 | JEANNE GREER | Performance Verification | Closed | Bonnie Aichroth | 05/24/2017 | 05/24/2017 | INCOMING INVENTORY | DEVICE INVENTORIED | 25BCA32E-8F6D-45F9-A03E-6906BDF4F735 | Labor | 05/24/2017 | 05/24/2017 | Bonnie Aichroth
|  | TRANSMOTION MEDICAL INC | TMM4B | STRETCHER, TRANSPORT, CHAIR | TMM4-XWTRB04141178685 | COOPER DIGESTIVE HEALTH-ENDOSCOPY | 501 Fellowship Rd |  |  | 04/25/2017 |  | 4/25/27 |  |  | NO | YES |  |  |  |  | TRANSMOTION MEDICAL INC 10732004 TMM4-XWTRB04141178685 |  |  | Active |  | 99:99:99:99:99:99 |  | Equipment | PAAR:00-PVAR | 10/31/2019 |  | COOPER AMBULATORY OFF-SITES |  |  |  | 0011660078 | JEANNE GREER | Performance Verification | Closed | Bonnie Aichroth | 05/24/2017 | 05/24/2017 | INCOMING INVENTORY | DEVICE INVENTORIED | B8F37B39-859C-477D-9CD7-DCD89E3869D7 | Labor | 05/24/2017 | 05/24/2017 | Bonnie Aichroth
|  | TRANSMOTION MEDICAL INC | TMM4B | STRETCHER, TRANSPORT, CHAIR | TMM4-XWTRB04141178691 | COOPER DIGESTIVE HEALTH-ENDOSCOPY | 501 Fellowship Rd |  |  | 04/25/2017 |  | 4/25/27 |  |  | NO | YES |  |  |  |  | TRANSMOTION MEDICAL INC 10732005 TMM4-XWTRB04141178691 |  |  | Active |  | 99:99:99:99:99:99 |  | Equipment | PAAR:00-PVAR | 10/31/2019 |  | COOPER AMBULATORY OFF-SITES |  |  |  | 0011660080 | JEANNE GREER | Performance Verification | Closed | Bonnie Aichroth | 05/24/2017 | 05/24/2017 | INCOMING INVENTORY | DEVICE INVENTORIED | BDBC1F7F-6474-49F5-A2C4-21808B28DBDE | Labor | 05/24/2017 | 05/24/2017 | Bonnie Aichroth
|  | TRANSMOTION MEDICAL INC | TMM4B | STRETCHER, TRANSPORT, CHAIR | TMM4-XWTRB0414178677 | BRACHFIELD MEDICAL ASSOCIATES-MEDICINE | 218 Sunset Rd |  |  | 04/25/2017 |  | 4/25/27 |  |  | NO | YES |  |  |  |  | TRANSMOTION MEDICAL INC 10732009 TMM4-XWTRB0414178677 |  |  | Active |  | 99:99:99:99:99:99 |  | Equipment | PAAR:00-PVAR | 10/31/2019 |  | COOPER AMBULATORY OFF-SITES |  |  |  | 0011660096 | CATHY CRAWFORD | Preventative Maintenance | Closed | Bonnie Aichroth | 05/24/2017 | 05/24/2017 | PERFORMANCE ASSURANCE AT INVENTORY | INVENTORIED DEVICE AND ENSURED DEVICE WAS FUNCTIONING PROPERLY. | F2D02C5E-B369-4CE9-97D7-C74C89D4EDA4 | Labor | 04/27/2017 | 04/27/2017 | Kirk Lis
|  | TRANSMOTION MEDICAL INC | TMM4B | STRETCHER, TRANSPORT, CHAIR | TMM4-XWTRB0414178676 | BRACHFIELD MEDICAL ASSOCIATES-MEDICINE | 501 Fellowship Rd |  |  | 04/25/2017 |  | 4/25/27 |  |  | NO | YES |  |  |  |  | TRANSMOTION MEDICAL INC 10732008 TMM4-XWTRB0414178676 |  |  | Active |  | 99:99:99:99:99:99 |  | Equipment | PAAR:00-PVAR | 10/31/2019 |  | COOPER AMBULATORY OFF-SITES |  |  |  | 0011660087 | CATHY CRAWFORD | Performance Verification | Closed | Bonnie Aichroth | 05/24/2017 | 05/24/2017 | INCOMING INVENTORY | DEVICE INVENTORIED | A5D7918F-F43A-48E3-B632-7528D56E260B | Labor | 05/24/2017 | 05/24/2017 | Bonnie Aichroth
|  | TRANSMOTION MEDICAL INC | TMM4B | STRETCHER, TRANSPORT, CHAIR | TMM4-XWTRB0414178679 | BRACHFIELD MEDICAL ASSOCIATES-MEDICINE | 218 Sunset Rd |  |  | 04/25/2017 |  | 4/25/27 |  |  | NO | YES |  |  |  |  | TRANSMOTION MEDICAL INC 10732007 TMM4-XWTRB0414178679 |  |  | Active |  | 99:99:99:99:99:99 |  | Equipment | PAAR:00-PVAR | 10/31/2019 |  | COOPER AMBULATORY OFF-SITES |  |  |  | 0011660085 | CATHY CRAWFORD | Performance Verification | Closed | Bonnie Aichroth | 05/24/2017 | 05/24/2017 | INCOMING INVENTORY | DEVICE INVENTORIED | 33BCF835-31A7-4629-AD6A-2F7AC9B556C0 | Labor | 05/24/2017 | 05/24/2017 | Bonnie Aichroth
|  | TRANSMOTION MEDICAL INC | TMM4B | STRETCHER, TRANSPORT, CHAIR |  |  | 218 Sunset Rd | [7 empty] | NO | YES
|  | MAGMEDIX | TR-103 | STRETCHER, TRANSPORT, MR COMPATIBLE, BARIATRIC | M00571 | PATIENT TRANSPORT | Kelemen | Basement |  | 04/12/2019 |  |  |  |  | NO | YES |  |  |  |  | MAGMEDIX 50035806 M00571 |  |  | Active |  | 99:99:99:99:99:99 |  | Equipment | 1Y:00-MFG | 04/12/2019 | 04/12/2019 | COOPER UNIVERSITY HOSPITAL |  |  |  | 0011608921 | Bonnie Aichroch | Preventative Maintenance | Closed | Bonnie Aichroth | 04/12/2019 | 04/12/2019 | PERFORMANCE ASSURANCE AT INVENTORY | INVENTORIED DEVICE AND ENSURED DEVICE WAS FUNCTIONING PROPERLY. | 9778106C-DB2A-4DE2-959F-36A53DD1CAE5 | Labor | 04/12/2019 | 04/12/2019 | Josh Harris
|  | STERIS CORPORATION | 4160DOST | STRETCHER, TRANSPORT, PEDIATRIC |  | PATIENT TRANSPORT | Dorrance |  |  | 04/09/2019 |  |  |  |  | NO | YES |  |  |  |  | STERIS CORPORATION 50006370 0401509114 |  |  | Active |  | 99:99:99:99:99:99 |  | Equipment | 1Y:00-MFG | 04/09/2019 | 04/09/2019 | COOPER UNIVERSITY HOSPITAL |  |  | 7th Floor Storage Nicu |  | Bonnie Aichroch |  |  |  | 04/09/2019 | 04/09/2019 |  |  |  |  | 04/09/2019 | 04/09/2019
|  | STRYKER CORP. |  | STRETCHER, TRAUMA |  | PATIENT TRANSPORT | Kelemen | HP |  | 01/01/1900 |  |  |  |  | NO | YES |  |  |  |  | STRYKER CORP. 10368937 0405059234 |  |  | Active |  | 99:99:99:99:99:99 |  | Equipment | 1Y:00-MFG | 04/09/2019 | 04/01/2020 | COOPER UNIVERSITY HOSPITAL |  |  | TRAUMA | WOT00000000467886 | Bonnie Aichroch | Preventative Maintenance | Closed | Tom Burhart | 02/01/2018 | 05/11/2018 | PM: Procedure: 00-MFG Frequency: 1Y | Regulatory Approved As Not Needed - CMPLRSQM0005746
|  | COLE-PALMER INSTRUMENTS | POCKET-STROBE PK2X-N | STROBOSCOPE | 0812-049 |  |  | Biomed vehicle | [6 empty] | NO | YES
|  | ELECTROMATIC EQUIPMENT CO | DS-2000LED-OT | STROBOSCOPE |  | BIOMEDICAL | Kelemen |  |  | 01/29/2019 |  |  |  |  | NO | YES |  |  |  |  | ELECTROMATIC EQUIPMENT CO 30244982 50102 |  |  | Active |  | 99:99:99:99:99:99 |  | Test Equipment | 1Y:00-MFG | 01/29/2019 | 01/29/2019 | COOPER UNIVERSITY HOSPITAL |  |  | Biomed van | 0011038871 | Bonnie Aichroch | Preventative Maintenance | Closed | Bonnie Aichroth | 01/29/2019 | 01/29/2019 | PERFORMANCE ASSURANCE AT INVENTORY | INVENTORIED DEVICE AND ENSURED DEVICE WAS FUNCTIONING PROPERLY. | 4B5DF174-BC09-4883-82F7-AB9CBFD19B70 | Labor | 01/29/2019 | 01/29/2019 | Gene Amodei
|  | VISION SCIENCES | STR-5000 | STROBOSCOPE |  | 6017 MAIN ST-PLASTICS | 6200 Main St |  |  | 06/20/2014 |  |  |  |  | NO | YES |  |  |  |  | VISION SCIENCES 10345805 050231 |  |  | Active |  | 99:99:99:99:99:99 |  | Equipment | PAAR:00-PVAR | 11/02/2019 |  | COOPER AMBULATORY OFF-SITES |  |  | PROCEDURE ROOM C |  | ANNE MAIER
|  | COCHLEAR | OSSCORA | SURGICAL SET |  | OR - KELEMEN 3 | Kelemen |  |  | 10/31/2019 |  |  |  |  | NO | YES |  |  |  |  | COCHLEAR 11239407 80931 |  |  | Active |  | 99:99:99:99:99:99 |  | Equipment | PAAR:00-PVAR | 10/31/2019 | 10/31/2019 | COOPER UNIVERSITY HOSPITAL |  |  | Kel OR | WOT00000001717059 | DOMINIC VENDETTA | Performance Verification | Closed | Salvatore Bombara | 10/31/2019 | 10/31/2019 | Performance Verification for COCHLEAR 11239407 80931 | Initial Install of Performance Verification. Device is ready for patient use. |  |  | 10/31/2019 | 10/31/2019
|  | COCHLEAR | OSSCORA SI-915 | SURGICAL SET |  | VOORHEES SURGERY CENTER-OPERATING ROOM | 900 Centennial Blvd | Suite E |  | 03/06/2017 |  |  |  |  | NO | YES |  |  |  |  | COCHLEAR 10769373 80684 |  |  | Disposition |  | 99:99:99:99:99:99 |  | Equipment | 1Y:00-MFG | 04/26/2019 | 04/01/2020 | COOPER AMBULATORY OFF-SITES |  |  |  | 0011912184 | JENNIFER BOMBARO | Performance Verification | Closed | Bonnie Aichroth | 07/19/2017 | 07/19/2017 | INCOMING INVENTORY | DEVICE INVENTORIED | F5AADC39-2D10-4A3B-B8D1-E2A158E62878 | Labor | 07/19/2017 | 07/19/2017 | Bonnie Aichroth
|  | IKA-WORKS INC | MS 450 | SWIRLER |  | BRACHFIELD MEDICAL ASSOCIATES-MEDICINE | 218 Sunset Rd |  |  | 01/17/2007 |  | 1/17/17 |  |  | NO | YES |  |  |  |  | IKA-WORKS INC 10367033 03198993 |  |  | Active |  | 99:99:99:99:99:99 |  | Equipment | 1Y:00-MFG | 06/13/2019 | 06/01/2020 | COOPER AMBULATORY OFF-SITES |  |  | A109 NURSE OFFICE |  | CATHY CRAWFORD
|  | IKA-WORKS INC | MS 450 | SWIRLER |  | VOORHEES SURGERY CENTER-SLEEP LAB | 900 Centennial Blvd | Suite K |  | 08/21/2008 |  | 8/21/18 |  |  | NO | YES |  |  |  |  | IKA-WORKS INC 10356795 03234107 |  |  | Active |  | 99:99:99:99:99:99 |  | Equipment | 1Y:00-MFG | 04/17/2019 | 04/01/2020 | COOPER AMBULATORY OFF-SITES |  |  | EQUIPMENT STORAGE |  | TARA BELFIORE
|  | IKA-WORKS INC | MS 450 | SWIRLER | 03-18789 | VOORHEES SURGERY CENTER-SLEEP LAB | 900 Centennial Blvd | Suite K |  | 01/01/2001 |  | 1/1/11 |  |  | NO | YES |  |  |  |  | IKA-WORKS INC 10356794 03-18789 |  |  | Active |  | 99:99:99:99:99:99 |  | Equipment | 1Y:00-MFG | 04/19/2019 | 04/01/2020 | COOPER AMBULATORY OFF-SITES |  |  | EQUIPMENT STORAGE |  | TARA BELFIORE
|  | IKA-WORKS INC | MS 450 | SWIRLER |  | VOORHEES PEDIATRICS | 6400 Main St |  |  | 09/02/2010 |  | 9/2/20 |  |  | NO | YES |  |  |  |  | IKA-WORKS INC 10348077 03210692 |  |  | Active |  | 99:99:99:99:99:99 |  | Equipment | 1Y:00-MFG | 04/03/2019 | 04/01/2020 | COOPER AMBULATORY OFF-SITES |  |  | ALLERGY STAFF'S ROOM |  | MAUREEN OBRIEN
|  | IKA-WORKS INC | MS 450 | SWIRLER |  | 3 COOPER - MEDICINE DEPARTMENT | 3 Cooper |  |  | 11/10/2006 |  | 11/10/16 |  |  | NO | YES |  |  |  |  | IKA-WORKS INC 10346935 03198979 |  |  | Active |  | 99:99:99:99:99:99 |  | Equipment | 1Y:00-MFG | 11/01/2019 | 11/01/2020 | COOPER AMBULATORY OFF-SITES |  |  | Suite 215 - Exam 1 |  | NANCY LOUIS
|  | ATRICURE INC. | ASB3 | SWITCH MATRIX | 071112-008 | OR - KELEMEN 3 | Pavilion |  |  | 01/08/2015 |  |  |  |  | NO | YES |  |  |  |  | ATRICURE INC. 10355493 071112-008 |  |  | Active |  | 99:99:99:99:99:99 |  | Equipment | PAAR:00-PVAR | 11/02/2019 |  | COOPER UNIVERSITY HOSPITAL |  |  | OR 6 AND 7 PUMP ROOM | WOT00000002202087 | DOMINIC VENDETTA | Disposition | Closed | Salvatore Bombara | 02/14/2019 | 05/17/2019 | Bulk Disposition CNL
|  | CAREFUSION | 3L | SYRINGE, CALIBRATION |  |  | 900 Centennial Blvd | Suite K | [6 empty] | YES | YES
|  | CAREFUSION | 3L | SYRINGE, CALIBRATION |  | PULMONARY LAB | Kelemen |  |  | 11/01/2019 |  |  |  |  | NO | YES |  |  |  |  | CAREFUSION 30244767 95291875 |  |  | Active |  | 99:99:99:99:99:99 |  | Test Equipment | 1Y:00-VEN | 11/01/2019 | 11/01/2019 | COOPER UNIVERSITY HOSPITAL |  |  | ROOM 644 KELEMEN |  | KATHY LOFLAND |  |  |  | 11/01/2019 | 11/01/2019 |  |  |  |  | 11/01/2019 | 11/01/2019
|  | CAREFUSION | 3L | SYRINGE, CALIBRATION |  | VOORHEES SURGERY CENTER-PULMONARY | 900 Centennial Blvd | Suite K |  | 01/01/1900 |  |  |  |  | NO | YES |  |  |  |  | CAREFUSION 10348047 95800514 |  |  | Active |  | 99:99:99:99:99:99 |  | Test Equipment | 1Y:00-VEN | 04/16/2019 | 04/01/2020 | COOPER AMBULATORY OFF-SITES |  |  | PFT ROOM 2 |  | SUSAN PINE
|  | CAREFUSION | 3L | SYRINGE, CALIBRATION |  | VOORHEES SURGERY CENTER-PULMONARY | 900 Centennial Blvd | Suite K |  | 01/01/1900 |  |  |  |  | NO | YES |  |  |  |  | CAREFUSION 10348046 95291917 |  |  | Active |  | 99:99:99:99:99:99 |  | Test Equipment | 1Y:00-VEN | 04/16/2019 | 04/01/2020 | COOPER AMBULATORY OFF-SITES |  |  | PFT ROOM 1 |  | SUSAN PINE
|  | BAXTER BIOSCIENCE | DUPLOSPRAY | SYRINGE, PISTON | 133982-013 | OPERATING ROOM - PAVILION | Kelemen |  |  | 11/24/2015 |  |  |  |  | NO | YES |  |  |  |  | BAXTER BIOSCIENCE 10480282 133982-013 |  |  | Active |  | 99:99:99:99:99:99 |  | Equipment | PAAR:00-PVAR | 11/02/2019 |  | COOPER UNIVERSITY HOSPITAL |  |  | OR |  | DOMINIC VENDETTA
|  | BAXTER BIOSCIENCE | DUPLOSPRAY | SYRINGE, PISTON | 133982-034 | OPERATING ROOM - PAVILION | Pavilion |  |  | 11/24/2015 |  |  |  |  | NO | YES |  |  |  |  | BAXTER BIOSCIENCE 10480281 133982-034 |  |  | Active |  | 99:99:99:99:99:99 |  | Equipment | PAAR:00-PVAR | 10/31/2019 |  | COOPER UNIVERSITY HOSPITAL |  |  | P OR STORAGE |  | DOMINIC VENDETTA
|  | BERKELEY | SYNEVAC SYSTEM 10 | SYSTEM, ABORTION, VACUUM |  | VOORHEES SURGERY CENTER-OPERATING ROOM | 900 Centennial Blvd | Suite E |  | 01/01/1900 |  |  |  |  | NO | YES |  |  |  |  | BERKELEY 10347211 5238 |  |  | Active |  | 99:99:99:99:99:99 |  | Equipment | 1Y:00-MFG | 04/18/2019 | 04/01/2020 | COOPER AMBULATORY OFF-SITES |  |  | VOORHEES-OR |  | JENNIFER BOMBARO
|  | BERKELEY | VC-10 | SYSTEM, ABORTION, VACUUM |  | LABOR & DELIVERY | Dorrance |  |  | 01/08/2018 |  | 1/8/28 |  |  | NO | YES |  |  |  |  | BERKELEY 10732442 814 |  |  | Active |  | 99:99:99:99:99:99 |  | Equipment | 1Y:00-MFG | 11/01/2019 | 11/01/2020 | COOPER UNIVERSITY HOSPITAL |  |  |  | 0012677952 | JOANNA HORST | Preventative Maintenance | Closed | Josh Harris | 01/26/2018 | 01/26/2018 | PERFORMANCE ASSURANCE AT INVENTORY | INVENTORIED DEVICE AND ENSURED DEVICE WAS FUNCTIONING PROPERLY. | 5E225ADC-8DA9-42B2-8ABA-32A7AAADF926 | Labor | 01/08/2018 | 01/08/2018 | Gene Amodei
|  | BERKELEY | VC-10 | SYSTEM, ABORTION, VACUUM | V05G1913 |  | Pavilion |  |  | 02/26/2013 |  | 2/26/23 |  |  | NO | YES |  |  |  |  | HUNTLEIGH HEALTHCARE, INC. 10346370 1300015116 |  |  | Disposition | [7 empty] | COOPER UNIVERSITY HOSPITAL |  |  | PAVILION-3RD CLEAN HOLDING RM
|  | HAEMONETICS CORP. | ORTHOPAT | SYSTEM, AUTOTRANSFUSION | 11L059 | OPERATING ROOM - PAVILION | Kelemen |  |  | 02/03/2012 |  | 2/3/18 |  |  | NO | YES |  |  |  |  | HAEMONETICS CORP. 10367419 11L059 |  |  | Active |  | 99:99:99:99:99:99 |  | High Risk | 6M:00-MFG | 08/29/2019 | 02/01/2020 | COOPER UNIVERSITY HOSPITAL |  |  | Kel OR STORE Rm |  | DOMINIC VENDETTA
|  | HAEMONETICS CORP. | ORTHOPAT | SYSTEM, AUTOTRANSFUSION | 11J052 | OR - KELEMEN 3 | Kelemen |  |  | 08/22/2013 |  | 8/22/19 |  |  | NO | YES |  |  |  |  | HAEMONETICS CORP. 10356168 11J052 |  |  | Active |  | 99:99:99:99:99:99 |  | High Risk | 6M:00-MFG | 08/29/2019 | 02/01/2020 | COOPER UNIVERSITY HOSPITAL |  |  | Kel OR Store Rm |  | DOMINIC VENDETTA
|  | HAEMONETICS CORP. | ORTHOPAT | SYSTEM, AUTOTRANSFUSION | 11F258 | OR - KELEMEN 3 | Kelemen |  |  | 10/17/2012 |  | 10/17/18 |  |  | NO | YES |  |  |  |  | HAEMONETICS CORP. 10356165 11F258 |  |  | Active |  | 99:99:99:99:99:99 |  | High Risk | 6M:00-MFG | 08/29/2019 | 02/01/2020 | COOPER UNIVERSITY HOSPITAL |  |  | Kel OR Store Rm |  | DOMINIC VENDETTA
|  | SORIN GROUP USA, INC. | XTRA | SYSTEM, AUTOTRANSFUSION | BO25124M14 | PERFUSION | Kelemen |  |  | 05/22/2014 |  | 5/22/20 |  |  | NO | YES |  |  |  |  | SORIN GROUP USA, INC. 10368313 BO25124M14 |  |  | Active |  | 99:99:99:99:99:99 |  | High Risk | 1Y:00-MFG | 11/01/2019 | 11/01/2020 | COOPER UNIVERSITY HOSPITAL |  |  | OPERATING ROOM |  | Bonnie Aichroch
|  | SORIN GROUP USA, INC. | XTRA | SYSTEM, AUTOTRANSFUSION | B025115 M14 | PERFUSION | Pavilion |  |  | 05/22/2014 |  |  |  |  | NO | YES |  |  |  |  | SORIN GROUP USA, INC. 10368312 B025115 M14 |  |  | Active |  | 99:99:99:99:99:99 |  | High Risk | 1Y:00-MFG | 11/01/2019 | 11/01/2020 | COOPER UNIVERSITY HOSPITAL |  |  | OPERATING ROOM |  | Bonnie Aichroch
|  | SORIN GROUP USA, INC. | XTRA | SYSTEM, AUTOTRANSFUSION | BO24992L14 | PERFUSION | Pavilion |  |  | 05/22/2014 |  |  |  |  | NO | YES |  |  |  |  | SORIN GROUP USA, INC. 10368311 BO24992L14 |  |  | Active |  | 99:99:99:99:99:99 |  | High Risk | 1Y:00-MFG | 11/01/2019 | 11/01/2020 | COOPER UNIVERSITY HOSPITAL |  |  | OPERATING ROOM |  | Bonnie Aichroch
|  | SORIN GROUP USA, INC. | XTRA | SYSTEM, AUTOTRANSFUSION | B025125M14 | PERFUSION | Kelemen |  |  | 05/22/2014 |  |  |  |  | NO | YES |  |  |  |  | SORIN GROUP USA, INC. 10355451 B025125M14 |  |  | Active |  | 99:99:99:99:99:99 |  | High Risk | 1Y:00-MFG | 11/01/2019 | 11/01/2020 | COOPER UNIVERSITY HOSPITAL |  |  | OR 6 |  | Bonnie Aichroch
|  | SORIN GROUP USA, INC. | XTRA | SYSTEM, AUTOTRANSFUSION | BO24986L14 | PERFUSION | Pavilion |  |  | 05/22/2014 |  |  |  |  | NO | YES |  |  |  |  | SORIN GROUP USA, INC. 10346613 BO24986L14 |  |  | Active |  | 99:99:99:99:99:99 |  | High Risk | 1Y:00-MFG | 11/01/2019 | 11/01/2020 | COOPER UNIVERSITY HOSPITAL |  |  | OR HALLWAY |  | Bonnie Aichroch
|  | INVIVO CORPORATION | URONAV FUSION | SYSTEM, BIOPSY |  | VOORHEES SURGERY CENTER-SURGERY DEPT | 6015 Main Street |  |  | 10/13/2016 |  |  |  |  | NO | YES |  |  |  |  | INVIVO CORPORATION 10505127 000173 |  |  | Active |  | CD:10:10:CE:D0:00 |  | Equipment | 1Y:00-MFG | 04/17/2019 | 04/01/2020 | COOPER AMBULATORY OFF-SITES |  |  | SUITE G | 0011148149 | Theresa Megali | Preventative Maintenance | Closed | Bonnie Aichroth | 01/30/2017 | 01/30/2017 | PERFORMANCE ASSURANCE AT INVENTORY | INVENTORIED DEVICE AND ENSURED DEVICE WAS FUNCTIONING PROPERLY. | E7DCA65F-8E9D-4751-BF14-73B5D72EC379 | Labor | 10/13/2016 | 10/13/2016 | Kirk Lis
|  | HOLOGIC, INC. | ATEC PEARL | SYSTEM, BIOPSY, BREAST, STEREOTACTIC |  | VOORHEES SURGERY CENTER-RADIOLOGY | 900 Centennial Blvd | Suite B |  | 06/08/2011 |  |  |  |  | NO | YES |  |  |  |  | HOLOGIC, INC. 10356897 101447 |  |  | Active |  | 99:99:99:99:99:99 |  | Equipment | 1Y:00-MFG | 04/23/2019 | 04/01/2020 | COOPER AMBULATORY OFF-SITES |  |  | STE B STEREO MAMMO |  | PAT STIENES
|  | HOLOGIC, INC. | ATEC SAPPHIRE | SYSTEM, BIOPSY, BREAST, STEREOTACTIC |  | COOPER CANCER CENTER | MD Anderson Cancer Center |  |  | 09/30/2019 |  |  |  |  | NO | YES |  |  |  |  | HOLOGIC, INC. 11222065 000668 |  |  | Active |  |  |  | Equipment | 1Y:00-ESI 18M:00-MFG | 09/30/2019 | 09/30/2019 | COOPER AMBULATORY OFF-SITES |  |  | 1st floor, Mammo/Ultrasound Rooms | WOT00000002344167 | COLLEEN TEGELER | Performance Verification | Closed | Charles Santomero | 09/30/2019 | 09/30/2019 | Performance Verification for HOLOGIC, INC. 11222065 000668 | Initial Install of Performance Verification. Device is ready for patient use. |  |  | 09/30/2019 | 09/30/2019
|  | HOLOGIC, INC. | ATEC SAPPHIRE | SYSTEM, BIOPSY, BREAST, STEREOTACTIC |  | 3 COOPER-RADIOLOGY | 3 Cooper |  |  | 05/17/2017 |  |  |  |  | NO | YES |  |  |  |  | HOLOGIC, INC. 10505057 202601 |  |  | Active |  | 99:99:99:99:99:99 |  | Equipment | 1Y:00-MFG | 05/23/2019 | 05/01/2020 | COOPER AMBULATORY OFF-SITES |  |  |  | 0011866315 | JUDY ADIRZONE | Performance Verification | Closed | Bonnie Aichroth | 06/30/2017 | 06/30/2017 | INCOMING INVENTORY | DEVICE INVENTORIED | 7DF706D5-4C0E-43E3-9EDF-690F1CF53AE1 | Labor | 06/30/2017 | 06/30/2017 | Bonnie Aichroth
|  | HOLOGIC, INC. | ATEC SAPPHIRE | SYSTEM, BIOPSY, BREAST, STEREOTACTIC |  | VOORHEES SURGERY CENTER-RADIOLOGY | 900 Centennial Blvd | Suite B |  | 06/08/2011 |  |  |  |  | NO | YES |  |  |  |  | HOLOGIC, INC. 10356894 200757 |  |  | Active |  | 99:99:99:99:99:99 |  | Equipment | 1Y:00-MFG | 04/23/2019 | 04/01/2020 | COOPER AMBULATORY OFF-SITES |  |  | Ultrasound Room B |  | PAT STIENES
|  | HOLOGIC, INC. | ATEC SAPPHIRE | SYSTEM, BIOPSY, BREAST, STEREOTACTIC |  | VOORHEES SURGERY CENTER-RADIOLOGY | 900 Centennial Blvd | Suite B |  | 06/10/2015 |  |  |  |  | NO | YES |  |  |  |  | SUROS SURGICAL 10356888 200524 |  |  | Active |  | 99:99:99:99:99:99 |  | Equipment | 1Y:00-MFG | 04/23/2019 | 04/01/2020 | COOPER AMBULATORY OFF-SITES |  |  | MRI Hallway |  | PAT STIENES
|  | HOLOGIC, INC. | ATEC SAPPHIRE | SYSTEM, BIOPSY, BREAST, STEREOTACTIC |  | 3 COOPER-RADIOLOGY | 3 Cooper |  |  | 07/01/2011 |  |  |  |  | NO | YES |  |  |  |  | HOLOGIC, INC. 10345972 201539 |  |  | Active |  | 99:99:99:99:99:99 |  | Equipment | 1Y:00-MFG | 03/29/2019 | 03/01/2020 | COOPER AMBULATORY OFF-SITES |  |  | ULTRASOUND ROOM |  | JUDY ADIRZONE
|  | HOLOGIC, INC. | ATEC SAPPHIRE | SYSTEM, BIOPSY, BREAST, STEREOTACTIC |  | VOORHEES SURGERY CENTER-RADIOLOGY | 900 Centennial Blvd | Suite B |  | 01/08/2007 |  |  |  |  | NO | YES |  |  |  |  | SUROS SURGICAL 10344956 200114 |  |  | Active |  | 99:99:99:99:99:99 |  | Equipment | 1Y:00-MFG | 04/23/2019 | 04/01/2020 | COOPER AMBULATORY OFF-SITES |  |  | STE B HALLWAY BY PET/CT |  | PAT STIENES
|  | BIO-RAD LABORATORIES | GEL DOC 1000 | SYSTEM, BLOT IMAGING | 391br1517 |  | Kelemen | [7 empty] | YES | YES
|  | BARD, INC., C.R. | FINESSE ULTRA | SYSTEM, BREAST BIOPSY | 900D6061 | VOORHEES SURGERY CENTER-SURGERY DEPT | 6015 Main St |  |  | 11/02/2019 |  |  |  |  | NO | YES |  |  |  |  | BARD, INC., C.R. 30144749 900D6061 |  |  | Active |  | 99:99:99:99:99:99 |  | Equipment | PAAR:00-PVAR | 11/02/2019 | 11/02/2019 | COOPER AMBULATORY OFF-SITES |  |  | CORNER OFFICE NXT TO NURSE 2 |  | Theresa Megali |  |  |  | 11/02/2019 | 11/02/2019 |  |  |  |  | 11/02/2019 | 11/02/2019
|  | BARD, INC., C.R. | FINESSE ULTRA | SYSTEM, BREAST BIOPSY |  | VOORHEES SURGERY CENTER-SURGERY DEPT | 6015 Main St |  |  | 11/02/2019 |  |  |  |  | NO | YES |  |  |  |  | BARD, INC., C.R. 30144748 80002465 |  |  | Active |  | 99:99:99:99:99:99 |  | Equipment | PAAR:00-PVAR | 11/02/2019 | 11/02/2019 | COOPER AMBULATORY OFF-SITES |  |  | CORNER OFFICE NXT TO NURSE 2 |  | Theresa Megali |  |  |  | 11/02/2019 | 11/02/2019 |  |  |  |  | 11/02/2019 | 11/02/2019
|  | BARD, INC., C.R. | FINESSE ULTRA | SYSTEM, BREAST BIOPSY | 900D6072 | VOORHEES SURGERY CENTER-SURGERY DEPT | 6015 Main St |  |  | 11/02/2019 |  |  |  |  | NO | YES |  |  |  |  | BARD, INC., C.R. 30144747 900D6072 |  |  | Active |  | 99:99:99:99:99:99 |  | Equipment | PAAR:00-PVAR | 11/02/2019 | 11/02/2019 | COOPER AMBULATORY OFF-SITES |  |  | CORNER OFFICE NXT TO NURSE 2 |  | Theresa Megali |  |  |  | 11/02/2019 | 11/02/2019 |  |  |  |  | 11/02/2019 | 11/02/2019
|  | STRYKER CORP. | NAVIGATION II 7700-500-000 | SYSTEM, CAMERA |  | OR - KELEMEN 3 | Kelemen |  |  | 09/07/2005 |  |  |  |  | NO | YES |  |  |  |  | STRYKER CORP. 10369518 10068 |  |  | Disposition |  |  |  | Equipment | 1Y:00-MFG | 02/12/2016 | 02/01/2020 | COOPER UNIVERSITY HOSPITAL |  |  | Room 1 |  | DOMINIC VENDETTA
|  | GE HEALTHCARE | CASE | SYSTEM, CARDIAC STRESS | SN215401799SA | BRACHFIELD MEDICAL ASSOCIATES-MEDICINE | 218 Sunset Rd |  |  | 12/03/2015 |  | 12/3/20 |  |  | NO | YES |  |  |  |  | GE MEDICAL SYSTEMS 10480215 SN215401799SA |  |  | Active |  | 00:E0:F4:2F:35:D2 |  | Alarm | 1Y:00-MFG | 06/07/2019 | 06/01/2020 | COOPER AMBULATORY OFF-SITES |  |  | ECHO LAB |  | CATHY CRAWFORD
|  | GE HEALTHCARE | CASE | SYSTEM, CARDIAC STRESS | C3061826S | BRACE ROAD-CARDIOLOGY | 1210 Brace Rd | Heart Institute |  | 05/08/2003 |  | 5/8/08 |  |  | NO | YES |  |  |  |  | GE MEDICAL SYSTEMS 10366004 C3061826S |  |  | Active |  | 151:186:180:75 |  | Alarm | 1Y:00-MFG | 05/06/2019 | 05/01/2020 | COOPER AMBULATORY OFF-SITES |  |  | Testing 3 |  | Beth Mook
|  | GE HEALTHCARE | CASE | SYSTEM, CARDIAC STRESS | SN815404096SA | HEART INSTITUTE | 400 Medical Center Dr |  |  | 12/20/2018 |  | 12/20/23 |  |  | NO | YES |  |  |  |  | GE MEDICAL SYSTEMS 30142990 SN815404096SA |  |  | Active |  | 00:E0:F4:2F:35:4B |  | Alarm | 1Y:00-MFG | 12/20/2018 | 12/20/2018 | COOPER AMBULATORY OFF-SITES |  |  | ECHO ROOM | 0011080799 | KATHRYN COMO | Performance Verification | Closed | Bonnie Aichroth | 12/20/2018 | 12/20/2018 | INCOMING INVENTORY | DEVICE INVENTORIED | 2939FEE9-47D0-422A-AAF3-016899D6B260 | Labor | 12/20/2018 | 12/20/2018 | Bonnie Aichroth
|  | GE HEALTHCARE | CASE 6.73 | SYSTEM, CARDIAC STRESS | STE19410011SA | 3 COOPER-CARDIAC DIAGNOSTIC CENTER | 3 Cooper |  |  | 11/11/2019 |  |  |  |  | NO | YES |  |  |  |  | GE MEDICAL SYSTEMS 11222207 STE19410011SA |  |  | Active |  |  |  | Alarm | 1Y:00-MFG | 11/11/2019 | 11/11/2019 | COOPER AMBULATORY OFF-SITES |  |  | Suite 318 - Stress Test Room | WOT00000004298262 | CARLA TRUELL | Performance Verification | Completed | Stephen Zubrzycki | 11/11/2019 | 11/11/2019 | Performance Verification for GE MEDICAL SYSTEMS 11222207 STE19410011SA | Initial Install of Performance Verification. Device is ready for patient use. |  |  | 11/11/2019 | 11/11/2019
|  | GE HEALTHCARE | CASE 8000 | SYSTEM, CARDIAC STRESS | SNP16260744SA | BRACHFIELD MEDICAL ASSOCIATES-MEDICINE | 218 Sunset Rd |  |  | 07/11/2016 |  |  |  |  | NO | YES |  |  |  |  | GE MEDICAL SYSTEMS 10505087 SNP16260744SA |  |  | Active |  | 00:0B:AB:AF:B4:58 |  | Alarm | 1Y:00-MFG | 06/07/2019 | 06/01/2020 | COOPER AMBULATORY OFF-SITES |  |  | 218 SUNSET BLVD |  | CATHY CRAWFORD
|  | GE HEALTHCARE | CASE SERIES | SYSTEM, CARDIAC STRESS | SN215351644SA | HEART STATION | Kelemen |  |  | 01/29/2016 |  | 1/29/21 |  |  | NO | YES |  |  |  |  | GE MEDICAL SYSTEMS 10369498 SN215351644SA |  |  | Active |  | 00:E0:F4:2F:33:95 |  | Alarm | 1Y:00-MFG | 07/18/2019 | 07/01/2020 | COOPER UNIVERSITY HOSPITAL |  |  |  |  | MARCEL JOHNSON
|  | GE HEALTHCARE | CASE SERIES | SYSTEM, CARDIAC STRESS | SN215351645SA | HEART STATION | Kelemen | BASEMENT |  | 01/29/2016 |  | 1/29/21 |  |  | NO | YES |  |  |  |  | GE MEDICAL SYSTEMS 10369496 SN215351645SA |  |  | Active |  | 00:E0:F4:2F:38:3C |  | Alarm | 1Y:00-MFG | 07/18/2019 | 07/01/2020 | COOPER UNIVERSITY HOSPITAL |  |  | B79 |  | MARCEL JOHNSON
|  | GE HEALTHCARE | CASE SERIES | SYSTEM, CARDIAC STRESS | SKY14160170SA | VOORHEES CARDIOLOGY | 901 Centennial Blvd | Building 2 |  | 03/27/2014 |  | 3/27/19 |  |  | NO | YES |  |  |  |  | GE MEDICAL SYSTEMS 10345274 SKY14160170SA |  |  | Active |  | 00:E0:F4:29:33:B7 |  | Alarm | 1Y:00-MFG | 02/14/2019 | 02/01/2020 | COOPER AMBULATORY OFF-SITES |  |  | STRESS ECHO LAB |  | KATHY COMO
|  | GE HEALTHCARE | CASE V6.7 | SYSTEM, CARDIAC STRESS | SPZ18460002SA | VOORHEES CARDIOLOGY | 901 Centennial Blvd | Building 2 |  | 02/13/2019 |  |  |  |  | NO | YES |  |  |  |  | GE MEDICAL SYSTEMS 11239301 SPZ18460002SA |  |  | Active |  | C4:00:AD:18:E2:DB |  | Alarm | 1Y:00-MFG | 02/13/2019 | 02/13/2019 | COOPER AMBULATORY OFF-SITES |  |  | Performance Verification | WOT00000001811173 | KATHY COMO | Performance Verification | Closed | Kirk Lis | 02/13/2019 | 02/13/2019 | Performance Verification for GE MEDICAL SYSTEMS 11239301 SPZ18460002SA | Initial Install of Performance Verification. Device is ready for patient use. |  |  | 02/13/2019 | 02/13/2019
|  | GE HEALTHCARE | CASE V6.7 | SYSTEM, CARDIAC STRESS | SPZ19150013SA | COOPER BONE & JOINT- GLASSBORO | 221 Victoria Street |  |  | 08/21/2019 |  |  |  |  | NO | YES |  |  |  |  | GE MEDICAL SYSTEMS 11221874 SPZ19150013SA |  |  | Active |  |  |  | Alarm | 1Y:00-MFG | 08/21/2019 | 08/21/2019 | COOPER AMBULATORY OFF-SITES |  |  | GLASSBORO | WOT00000002673942 | COURTNEY BUDD | Performance Verification | Closed | Josh Harris | 08/21/2019 | 08/21/2019 | Performance Verification for GE MEDICAL SYSTEMS 11221874 SPZ19150013SA | Initial Install of Performance Verification. Device is ready for patient use. |  |  | 08/21/2019 | 08/21/2019
|  | GE HEALTHCARE | CASE V6.7 | SYSTEM, CARDIAC STRESS | SPZ1744000SA | BRACE ROAD-CARDIOLOGY | 1210 Brace Rd | Heart Institute |  | 11/10/2017 |  | 11/10/22 |  |  | NO | YES |  |  |  |  | GE MEDICAL SYSTEMS 10732190 SPZ1744000SA |  |  | Active |  | 00:0B:AB:DE:C5:41 |  | Alarm | 1Y:00-MFG | 05/07/2019 | 05/01/2020 | COOPER AMBULATORY OFF-SITES |  |  | STRESS LAB | 0012508755 | Beth Mook | Preventative Maintenance | Closed | Josh Harris | 12/15/2017 | 12/15/2017 | PERFORMANCE ASSURANCE AT INVENTORY | INVENTORIED DEVICE AND ENSURED DEVICE WAS FUNCTIONING PROPERLY. | DC0DC98D-A0A5-428B-B28B-B2C9B9235498 | Labor | 11/10/2017 | 11/10/2017 | Kirk Lis
|  | GE HEALTHCARE | CASE V6.7 | SYSTEM, CARDIAC STRESS | SNP16460006SA | WOODSTOWN - CARDIOLOGY | 66 East Ave |  |  | 12/06/2016 |  | 12/6/21 |  |  | NO | YES |  |  |  |  | GE MEDICAL SYSTEMS 10505015 SNP16460006SA |  |  | Active |  | 00:0B:AB:B9:79:66 |  | Alarm | 1Y:00-MFG | 07/26/2019 | 07/01/2020 | COOPER AMBULATORY OFF-SITES |  |  |  | 0011478040 | SUSAN WHITZELL | Performance Verification | Closed | Bonnie Aichroth | 04/12/2017 | 04/12/2017 | INCOMING INVENTORY | DEVICE INVENTORIED | 1F228997-E624-4CDD-B13B-99DF8A9F659A | Labor | 04/12/2017 | 04/12/2017 | Bonnie Aichroth
|  | PHYSIO-CONTROL CORPORATION | LUCAS 2 | SYSTEM, CHEST COMPRESSION | 3015 F235 |  | 1000 S 10th | Ambulance Garage |  | 10/01/2019 |  |  |  |  | NO | YES |  |  |  |  | PHYSIO-CONTROL CORPORATION 11187554 3015 F235 |  |  | Active |  |  |  | Alarm | 1Y:00-MFG | 10/01/2019 | 10/01/2019 | COOPER UNIVERSITY HOSPITAL |  |  | EMS | WOT00000002003961 | STEVEN HARE | Repair | Closed | Richard Jolly | 10/01/2019 | 10/01/2019 | Lucas Device CPR Compression - Arm is broken, not staying in place, please call with an ETA | this device was sent out to vendor and return repair this device had a broken arm and had to go back to vendor for repair | EXP2335697 | Vendor Labor | 10/01/2019 | 10/01/2019
|  | PHYSIO-CONTROL CORPORATION | LUCAS 2 | SYSTEM, CHEST COMPRESSION |  | EMERGENCY ROOM | Kelemen |  |  | 12/24/2013 |  |  |  |  | NO | YES |  |  |  |  | PHYSIO-CONTROL CORPORATION 10349386 30137761 |  |  | Active |  | 99:99:99:99:99:99 |  | Alarm | 1Y:00-MFG | 02/14/2019 | 02/01/2020 | COOPER UNIVERSITY HOSPITAL |  |  | EMERGENCY DEPARTMENT |  | KAREN GRUBER
|  | REDFIELD CORPORATION | IRC2100 | SYSTEM, COAGULATION, INFRARED |  | VOORHEES SURGERY CENTER-SURGERY DEPT | 6015 Main St |  |  | 01/29/2013 |  |  |  |  | NO | YES |  |  |  |  | REDFIELD CORPORATION 10348057 0102008 |  |  | Active |  | 99:99:99:99:99:99 |  | High Risk | 6M:00-MFG | 10/18/2019 | 04/01/2020 | COOPER AMBULATORY OFF-SITES |  |  | 6015 Main St. - Clean Rm 127 |  | Theresa Megali
|  | ATRICURE INC. | CRYOICE BOX | SYSTEM, CRYOSURGICAL | 37006-05 | OPERATING ROOM - PAVILION | Pavilion |  |  | 08/03/2015 |  | 8/3/25 |  |  | NO | YES |  |  |  |  | ATRICURE INC. 10349327 37006-05 |  |  | Active |  | 99:99:99:99:99:99 |  | Equipment | 1Y:00-MFG | 02/14/2019 | 02/01/2020 | COOPER UNIVERSITY HOSPITAL |  |  | Pav OR Store Rm |  | DOMINIC VENDETTA
|  | COOPERSURGICAL, INC. | FRIGITRONICS CYRO-PLUS 2402 | SYSTEM, CRYOSURGICAL |  | 3 COOPER-WOMENS CARE CENTER | 3 Cooper |  |  | 07/15/2016 |  |  |  |  | NO | YES |  |  |  |  | COOPERSURGICAL, INC. 10480106 101505 |  |  | Active |  | 99:99:99:99:99:99 |  | Equipment | 1Y:00-MFG | 11/01/2019 | 11/01/2020 | COOPER AMBULATORY OFF-SITES |  |  | Suite 300 - Exam 1A |  | BONNIE MANNINO
|  | ERBE USA INC | ERBOKRYO CA | SYSTEM, CRYOSURGICAL | C-1081 | SPECIAL TEST | Kelemen |  |  | 01/25/2019 |  | 1/25/26 |  |  | NO | YES |  |  |  |  | ERBE USA INC 30144923 C-1081 |  |  | Active |  | 99:99:99:99:99:99 |  | Equipment | 1Y:00-MFG | 01/25/2019 | 01/25/2019 | COOPER UNIVERSITY HOSPITAL |  |  | 6 SOUTH |  | AMY HANNAN |  |  |  | 01/25/2019 | 01/25/2019 |  |  |  |  | 01/25/2019 | 01/25/2019
|  | LEISEGANG MEDICAL, INC. | LM-900 | SYSTEM, CRYOSURGICAL |  | BURLINGTON OB/GYN | 1900 Mount Holly Rd |  |  | 08/09/2019 |  |  |  |  | NO | YES |  |  |  |  | LEISEGANG MEDICAL, INC. 30149674 010709 |  |  | Active |  | 99:99:99:99:99:99 |  | Equipment | 1Y:00-MFG | 08/09/2019 | 08/09/2019 | COOPER AMBULATORY OFF-SITES |  |  |  |  | Carey Myers |  |  |  | 08/09/2019 | 08/09/2019 |  |  |  |  | 08/09/2019 | 08/09/2019
|  | MEDTRONIC INC. | CRYOCATH 10000 | SYSTEM, CRYOSURGICAL | N6809 | CARDIAC CATH LAB | Kelemen |  |  | 04/08/2013 |  |  |  |  | NO | YES |  |  |  |  | MEDTRONIC INC. 10369210 N6809 |  |  | Active |  | 99:99:99:99:99:99 |  | Equipment | 1Y:00-MFG | 05/30/2019 | 05/01/2020 | COOPER UNIVERSITY HOSPITAL |  |  | CCL - K432 Storage |  | LINDA BEAN
|  | MEDTRONIC XOMED, INC. | XOMED HYDRODEBRIDER 19-13001 | SYSTEM, DEBRIDER | HC-4447 | VOORHEES SURGERY CENTER-OPERATING ROOM | 900 Centennial Blvd | Suite E |  | 06/01/2014 |  |  |  |  | NO | YES |  |  |  |  | MEDTRONIC XOMED, INC. 10347194 HC-4447 |  |  | Disposition |  |  |  | Equipment | 1Y:00-MFG | 04/14/2017 | 04/01/2020 | COOPER AMBULATORY OFF-SITES |  |  | SUITE E |  | JENNIFER BOMBARO
|  | A-DEC | 2561 DUO | SYSTEM, DENTAL DELIVERY | 13B61657 | 6017 MAIN ST-PLASTICS | 6200 Main st |  |  | 04/19/2013 |  |  |  |  | NO | YES |  |  |  |  | A-DEC 10345777 13B61657 |  |  | Active |  | 99:99:99:99:99:99 |  | Equipment | PAAR:00-PVAR | 11/01/2019 |  | COOPER AMBULATORY OFF-SITES |  |  | ORAL SIDE EXAM 1 | WOT00000001192501 | ANNE MAIER | Repair | Closed | Salvatore Bombara | 07/25/2018 | 11/06/2018 | has no power | Arrived on-site. confirmed error. Worked with tech support. determined unit has no air psi. check compressor. determined unit has power. reset breaking. unit is now working. Lisa Carassai confirmed functional check. Returned unit to service. | EXP0992247 | Labor | 07/25/2018 | 07/25/2018 | Salvatore Bombara
|  | BIO-RAD LABORATORIES | 3000XI | SYSTEM, ELECTROPHORESIS |  |  | Kelemen | [7 empty] | NO | YES | Serial Number 13421
|  | BIO-RAD LABORATORIES | CHEF DR II | SYSTEM, ELECTROPHORESIS |  |  | Kelemen | [7 empty] | YES | YES
|  | BIO-RAD LABORATORIES | CHEF DR II | SYSTEM, ELECTROPHORESIS |  |  | Kelemen | [7 empty] | YES | YES
|  | BIO-RAD LABORATORIES | POWER PAC 200 | SYSTEM, ELECTROPHORESIS | 284BR05884 |  | 401 Haddon Ave | [7 empty] | YES | YES
|  | BIO-RAD LABORATORIES | POWER PAC 200 | SYSTEM, ELECTROPHORESIS | 284br00695 |  | 401 Haddon Ave | [7 empty] | YES | YES
|  | BIO-RAD LABORATORIES | POWER PAC BASIC | SYSTEM, ELECTROPHORESIS | 041br106726 |  | 401 Haddon Ave | [7 empty] | YES | YES
|  | GE HEALTHCARE | CLAB II PLUS 128 CHANNEL | SYSTEM, ELECTROPHYSIOLOGY RECORDING | RXJ17380289TA | SAME DAY OR-2ND FL PAVILION | Kelemen |  |  | 05/30/2019 |  | 5/30/26 |  |  | NO | YES |  |  |  |  | GE MEDICAL SYSTEMS 11221515 RXJ17380289TA |  |  | Active |  | 99:99:99:99:99:99 |  | Equipment | 1Y:00-MFG | 05/30/2019 | 05/30/2019 | COOPER UNIVERSITY HOSPITAL |  |  | SD8 - Top Shelf | WOT00000000624541 | JOE DRUCTOR | Performance Verification | Closed | Salvatore Bombara | 05/30/2019 | 05/30/2019 | Performance Verification for GE MEDICAL SYSTEMS 11239107 2088700-004 | Initial Install of Performance Verification. Device is ready for patient use. |  |  | 05/30/2019 | 05/30/2019
|  | GE HEALTHCARE | CLAB II PLUS 128 CHANNEL | SYSTEM, ELECTROPHYSIOLOGY RECORDING | RXJ18094007TA | SAME DAY OR-2ND FL PAVILION | Kelemen |  |  | 05/30/2019 |  | 5/30/26 |  |  | NO | YES |  |  |  |  | GE MEDICAL SYSTEMS 11187542 RXJ18094007TA |  |  | Active |  | 99:99:99:99:99:99 |  | Equipment | 1Y:00-MFG | 05/30/2019 | 05/30/2019 | COOPER UNIVERSITY HOSPITAL |  |  | P2 - SD8 | WOT00000001750138 | JOE DRUCTOR | Performance Verification | Closed | Stephen Zubrzycki | 05/30/2019 | 05/30/2019 | Performance Verification for GE MEDICAL SYSTEMS 11187542 RXJ18094007TA | Initial Install of Performance Verification. Device is ready for patient use. |  |  | 05/30/2019 | 05/30/2019
|  | GE HEALTHCARE | CLAB II PLUS 128 CHANNEL | SYSTEM, ELECTROPHYSIOLOGY RECORDING | RXJ17390301TA | CARDIAC CATH LAB | Kelemen |  |  | 03/01/2018 |  | 3/1/25 |  |  | NO | YES |  |  |  |  | GE MEDICAL SYSTEMS 10725232 RXJ17390301TA |  |  | Active |  | 99:99:99:99:99:99 |  | Equipment | 1Y:00-MFG | 05/30/2019 | 05/01/2020 | COOPER UNIVERSITY HOSPITAL |  |  | CCL - Lab 4 | WOT00000000558692 | LINDA BEAN | Repair | Closed | Stephen Zubrzycki | 02/23/2018 | 05/25/2018 | Computer - something isnt configured right | Consultation. Their 3 Input Modules for the Cardiolab machine doesn't work in slots 1-8 for A, B and C. This unit is under warranty. Called GE and got Ticket #: 1-229492527986. Talked to GE tech support. Needs the User to call Apps to verify the configuration. Left note for Colleen...she was currently scrubbed in GE Apps technician came out to repair unit under warranty | EXP0212693 | Labor | 03/09/2018 | 03/09/2018 | Stephen Zubrzycki
|  | GE HEALTHCARE | CLAB II PLUS 64 CHANNEL | SYSTEM, ELECTROPHYSIOLOGY RECORDING | D5X52215F | CARDIAC CATH LAB | Kelemen |  |  | 09/05/2006 |  | 9/5/13 |  |  | NO | YES |  |  |  |  | GE MEDICAL SYSTEMS 10368388 D5X52215F |  |  | Active |  | 99:99:99:99:99:99 |  | Equipment | 1Y:00-MFG | 05/30/2019 | 05/01/2020 | COOPER UNIVERSITY HOSPITAL |  |  | CCL - EP2 |  | LINDA BEAN
|  | AARON MEDICAL INDUSTRIES, INC. | AARON 1250-U | SYSTEM, ELECTROSURGICAL | AA4615072 | 6200 MAIN ST-SURGERY | 6200 Main St |  |  | 12/23/2015 |  | 12/23/20 |  |  | NO | YES |  |  |  |  | AARON MEDICAL INDUSTRIES, INC. 10480226 AA4615072 |  |  | Active |  | 99:99:99:99:99:99 |  | High Risk | 6M:00-MFG | 10/18/2019 | 04/01/2020 | COOPER AMBULATORY OFF-SITES |  |  | 6200 Main St. - ENT - Proc C |  | BOBBIE MICKLE
|  | AARON MEDICAL INDUSTRIES, INC. | AARON 1250-U | SYSTEM, ELECTROSURGICAL | AA181013 | VOORHEES SURGERY CENTER-SURGERY DEPT | 6015 Main St |  |  | 05/23/2011 |  | 5/23/16 |  |  | NO | YES |  |  |  |  | AARON MEDICAL INDUSTRIES, INC. 10344824 AA181013 |  |  | Active |  | 99:99:99:99:99:99 |  | High Risk | 6M:00-MFG | 10/18/2019 | 04/01/2020 | COOPER AMBULATORY OFF-SITES |  |  | 6015 Main St. - Proc B Bathroom |  | Theresa Megali
|  | ARTHROCARE CORPORATION | COBLATOR II | SYSTEM, ELECTROSURGICAL | CA0Q000C41 | OR - KELEMEN 3 | Pavilion |  |  | 08/27/2019 |  | 8/27/26 |  |  | NO | YES |  |  |  |  | ARTHROCARE CORPORATION 11239377 CA0Q000C41 |  |  | Active |  | 99:99:99:99:99:99 |  | High Risk | 6M:00-MFG | 08/27/2019 | 08/27/2019 | COOPER UNIVERSITY HOSPITAL |  |  | SD OR Store Rm | WOT00000001326573 | DOMINIC VENDETTA | Performance Verification | Closed | Salvatore Bombara | 08/27/2019 | 08/27/2019 | CEID Record Completion for ARTHROCARE CORPORATION 11239377 CA0Q000C41 | PV Completed | EXP2049090 | Labor | 08/27/2019 | 08/27/2019 | Salvatore Bombara
|  | ARTHROCARE CORPORATION | COBLATOR II | SYSTEM, ELECTROSURGICAL | CA0Q000827 | VOORHEES SURGERY CENTER-OPERATING ROOM | 900 Centennial Blvd | Suite E |  | 02/12/2018 |  | 2/12/25 |  |  | NO | YES |  |  |  |  | ARTHROCARE CORPORATION 10725168 CA0Q000827 |  |  | Active |  | 99:99:99:99:99:99 |  | High Risk | 6M:00-MFG | 10/30/2019 | 04/01/2020 | COOPER AMBULATORY OFF-SITES |  |  | SUITE E | WOT00000000554542 | JENNIFER BOMBARO | Performance Verification | Closed | Kirk Lis | 02/20/2018 | 05/30/2019 | Performance Verification for ARTHROCARE CORPORATION 10725168 CA0Q000827 | Initial Install of Performance Verification. Device is ready for patient use.
|  | ARTHROCARE CORPORATION | COBLATOR II | SYSTEM, ELECTROSURGICAL | C4652 | OR - KELEMEN 3 | Kelemen |  |  | 03/03/2016 |  | 3/3/23 |  |  | NO | YES |  |  |  |  | ARTHROCARE CORPORATION 10480354 C4652 |  |  | Active |  | 99:99:99:99:99:99 |  | High Risk | 6M:00-MFG | 08/27/2019 | 02/01/2020 | COOPER UNIVERSITY HOSPITAL |  |  | SERVICE CONTRACT. Kel OR Store Rm |  | DOMINIC VENDETTA
|  | ARTHROCARE CORPORATION | COBLATOR II | SYSTEM, ELECTROSURGICAL | C6333 | VOORHEES SURGERY CENTER-OPERATING ROOM | 900 Centennial Blvd | Suite E |  | 02/20/2008 |  | 2/20/15 |  |  | NO | YES |  |  |  |  | ARTHROCARE CORPORATION 10347189 C6333 |  |  | Active |  | 99:99:99:99:99:99 |  | High Risk | 6M:00-MFG | 10/30/2019 | 04/01/2020 | COOPER AMBULATORY OFF-SITES |  |  | SUITE E store rm |  | JENNIFER BOMBARO
|  | ARTHROCARE CORPORATION | QUANTUM RF12000 | SYSTEM, ELECTROSURGICAL | B07955 | OR - KELEMEN 3 | Kelemen |  |  | 01/02/2013 |  | 1/2/20 |  |  | NO | YES |  |  |  |  | ARTHROCARE CORPORATION 10368432 B07955 |  |  | Active |  | 99:99:99:99:99:99 |  | High Risk | 6M:00-MFG | 08/29/2019 | 02/01/2020 | COOPER UNIVERSITY HOSPITAL |  |  | K4 |  | DOMINIC VENDETTA
|  | ARTHROCARE CORPORATION | QUANTUM RF12000 | SYSTEM, ELECTROSURGICAL | QR0Q0009T8 |  | Kelemen | [7 empty] | NO | YES | Asset Tag 10732059
|  | ATRICURE INC. | ASU2-115 | SYSTEM, ELECTROSURGICAL | 062512-023 | OR - KELEMEN 3 | Pavilion |  |  | 01/15/2015 |  | 1/15/22 |  |  | NO | YES |  |  |  |  | ATRICURE INC. 10355494 062512-023 |  |  | Active |  | 99:99:99:99:99:99 |  | High Risk | 6M:00-MFG | 08/27/2019 | 02/01/2020 | COOPER UNIVERSITY HOSPITAL |  |  | Pav OR Store Rm |  | DOMINIC VENDETTA
|  | CONMED CORP. | BICAP III | SYSTEM, ELECTROSURGICAL |  |  | 501 Fellowship Rd | [7 empty] | NO | YES
|  | CONMED CORP. | SABRE 180 | SYSTEM, ELECTROSURGICAL | 96CDG008 | MARLTON-DERMATOLOGY | 10000 Sagemore Dr - Marlton |  |  | 05/10/2019 |  | 5/10/24 |  |  | NO | YES |  |  |  |  | CONMED CORP. 30142537 96CDG008 |  |  | Active |  | 99:99:99:99:99:99 |  | High Risk | 6M:00-MFG | 05/10/2019 | 05/10/2019 | COOPER AMBULATORY OFF-SITES |  |  | ELECTRICAL CLOSET |  | MICHELE CANALE |  |  |  | 05/10/2019 | 05/10/2019 |  |  |  |  | 05/10/2019 | 05/10/2019
|  | CONMED CORP. | SYSTEM 7550 | SYSTEM, ELECTROSURGICAL | 09AGV006 | OR - KELEMEN 3 | Pavilion |  |  | 04/10/2009 |  | 4/10/16 |  |  | NO | YES |  |  |  |  | CONMED CORP. 10346338 09AGV006 |  |  | Active |  | 99:99:99:99:99:99 |  | High Risk | 6M:00-MFG | 08/29/2019 | 02/01/2020 | COOPER UNIVERSITY HOSPITAL |  |  | Pav OR Store Rm |  | DOMINIC VENDETTA
|  | CONMED CORP. | SYSTEM 7550 60-7500-120 | SYSTEM, ELECTROSURGICAL | 09AGV005 | OPERATING ROOM - PAVILION | Pavilion |  |  | 04/10/2009 |  | 4/10/16 |  |  | NO | YES |  |  |  |  | CONMED CORP. 10368357 09AGV005 |  |  | Active |  | 99:99:99:99:99:99 |  | High Risk | 6M:00-MFG | 08/22/2019 | 02/01/2020 | COOPER UNIVERSITY HOSPITAL |  |  | OR K Storage |  | DOMINIC VENDETTA
|  | COVIDIEN | VALLEYLAB FT10 | SYSTEM, ELECTROSURGICAL | T9K37987DX | [9 empty] | YES | YES
|  | COVIDIEN | VALLEYLAB FT10 | SYSTEM, ELECTROSURGICAL | T9K37980DX | [9 empty] | YES | YES
|  | COVIDIEN | VALLEYLAB FT10 | SYSTEM, ELECTROSURGICAL | T9K3799DX | [9 empty] | YES | YES
|  | COVIDIEN | VALLEYLAB FT10 | SYSTEM, ELECTROSURGICAL | T9K37988DX | [9 empty] | YES | YES
|  | COVIDIEN | VALLEYLAB FT10 | SYSTEM, ELECTROSURGICAL | T9K37983DX | [9 empty] | YES | YES
|  | COVIDIEN | VALLEYLAB FT10 | SYSTEM, ELECTROSURGICAL | T9K37981DK | [9 empty] | YES | YES
|  | COVIDIEN | VALLEYLAB FT10 | SYSTEM, ELECTROSURGICAL | T9K37990DX | [9 empty] | YES | YES
|  | COVIDIEN | VALLEYLAB FT10 | SYSTEM, ELECTROSURGICAL | T9K37991DX | [9 empty] | YES | YES
|  | COVIDIEN | VALLEYLAB FT10 | SYSTEM, ELECTROSURGICAL | T9K37994DX | [9 empty] | YES | YES
|  | COVIDIEN | VALLEYLAB FT10 | SYSTEM, ELECTROSURGICAL | T9K37993DX | [9 empty] | YES | YES
|  | COVIDIEN | VALLEYLAB FT10 | SYSTEM, ELECTROSURGICAL | T9K37982DX | [9 empty] | YES | YES
|  | COVIDIEN | VALLEYLAB FT10 | SYSTEM, ELECTROSURGICAL | T9K37986DX | [9 empty] | YES | YES
|  | COVIDIEN | VALLEYLAB FT10 | SYSTEM, ELECTROSURGICAL | T9K37995DX | [9 empty] | YES | YES
|  | COVIDIEN | VALLEYLAB FT10 | SYSTEM, ELECTROSURGICAL | T9K37979DX | [9 empty] | YES | YES
|  | COVIDIEN | VALLEYLAB FT10 | SYSTEM, ELECTROSURGICAL | T9K37978DX | [9 empty] | YES | YES
|  | COVIDIEN | VALLEYLAB FT10 | SYSTEM, ELECTROSURGICAL | T9K37984DX | [9 empty] | YES | YES
|  | COVIDIEN | VALLEYLAB FT10 | SYSTEM, ELECTROSURGICAL | T9K37989DX | [9 empty] | YES | YES
|  | COVIDIEN | VALLEYLAB FT10 | SYSTEM, ELECTROSURGICAL | T9K37985DX | [9 empty] | YES | YES
|  | COVIDIEN | VALLEYLAB FT10 | SYSTEM, ELECTROSURGICAL | T9K37996DX | [9 empty] | YES | YES
|  | COVIDIEN | VALLEYLAB FT10 | SYSTEM, ELECTROSURGICAL | T9K37958DX | [9 empty] | YES | YES
|  | COVIDIEN | VALLEYLAB FT10 | SYSTEM, ELECTROSURGICAL | T9K37973DX | [9 empty] | YES | YES
|  | COVIDIEN | VALLEYLAB FT10 | SYSTEM, ELECTROSURGICAL | T9K37960DX | [9 empty] | YES | YES
|  | COVIDIEN | VALLEYLAB FT10 | SYSTEM, ELECTROSURGICAL | T9K37967DX | [9 empty] | YES | YES
|  | COVIDIEN | VALLEYLAB FT10 | SYSTEM, ELECTROSURGICAL | T9K37976DX | [9 empty] | YES | YES
|  | COVIDIEN | VALLEYLAB FT10 | SYSTEM, ELECTROSURGICAL | T9K37972DX | [9 empty] | YES | YES
|  | COVIDIEN | VALLEYLAB FT10 | SYSTEM, ELECTROSURGICAL | T9K37971DX | [9 empty] | YES | YES
|  | COVIDIEN | VALLEYLAB FT10 | SYSTEM, ELECTROSURGICAL | T9K37974DX | [9 empty] | YES | YES
|  | COVIDIEN | VALLEYLAB FT10 | SYSTEM, ELECTROSURGICAL | T9K37963DX | [9 empty] | YES | YES
|  | COVIDIEN | VALLEYLAB FT10 | SYSTEM, ELECTROSURGICAL | T9K37970DX | [9 empty] | YES | YES
|  | COVIDIEN | VALLEYLAB FT10 | SYSTEM, ELECTROSURGICAL | T9K37975DX | [9 empty] | YES | YES
|  | COVIDIEN | VALLEYLAB FT10 | SYSTEM, ELECTROSURGICAL | T9K37962DX | [9 empty] | YES | YES
|  | COVIDIEN | VALLEYLAB FT10 | SYSTEM, ELECTROSURGICAL | T9K37954DX | [9 empty] | YES | YES
|  | COVIDIEN | VALLEYLAB FT10 | SYSTEM, ELECTROSURGICAL | T9K37968DX | [9 empty] | YES | YES
|  | COVIDIEN | VALLEYLAB FT10 | SYSTEM, ELECTROSURGICAL | T9K37964DX | [9 empty] | YES | YES
|  | COVIDIEN | VALLEYLAB FT10 | SYSTEM, ELECTROSURGICAL | T9K37969DX | [9 empty] | YES | YES
|  | COVIDIEN | VALLEYLAB FT10 | SYSTEM, ELECTROSURGICAL | T9K37966DX | [9 empty] | YES | YES
|  | COVIDIEN | VALLEYLAB FT10 | SYSTEM, ELECTROSURGICAL | T9K37961DX | [9 empty] | YES | YES
|  | COVIDIEN | VALLEYLAB FT10 | SYSTEM, ELECTROSURGICAL | T9K37959DX | [9 empty] | YES | YES
|  | COVIDIEN | VALLEYLAB FT10 | SYSTEM, ELECTROSURGICAL | T9K38057DX | [9 empty] | YES | YES
|  | COVIDIEN | VALLEYLAB FT10 | SYSTEM, ELECTROSURGICAL | T9K38063DX | [9 empty] | YES | YES
|  | COVIDIEN | VALLEYLAB FT10 | SYSTEM, ELECTROSURGICAL | T9K38065DX | [9 empty] | YES | YES
|  | COVIDIEN | VALLEYLAB FT10 | SYSTEM, ELECTROSURGICAL | T9K38034DX | [9 empty] | YES | YES
|  | COVIDIEN | VALLEYLAB FT10 | SYSTEM, ELECTROSURGICAL | T9K38066DX | [9 empty] | YES | YES
|  | COVIDIEN | VALLEYLAB FT10 | SYSTEM, ELECTROSURGICAL | T9K38067DX | [9 empty] | YES | YES
|  | ERBE USA INC | APC 2 | SYSTEM, ELECTROSURGICAL |  | BRACHFIELD MEDICAL ASSOCIATES-MEDICINE | 218 Sunset Rd |  |  | 01/08/2015 |  | 1/8/22 |  |  | NO | YES |  |  |  |  | ERBE USA INC 10367157 11390970 |  |  | Active |  | 99:99:99:99:99:99 |  | High Risk | 6M:00-MFG | 06/07/2019 | 12/01/2019 | COOPER AMBULATORY OFF-SITES |  |  | ENDOSCOPY PROCEDURE RM |  | CATHY CRAWFORD
|  | ERBE USA INC | ICC 200E | SYSTEM, ELECTROSURGICAL | D1254 |  | 900 Centennial Blvd | Suite E | [6 empty] | NO | YES
|  | ERBE USA INC | ICC 200E | SYSTEM, ELECTROSURGICAL | D-2200 | SPECIAL TEST | Kelemen |  |  | 01/01/1900 |  |  |  |  | NO | YES |  |  |  |  | ERBE USA INC 10356123 D-2200 |  |  | Active |  | 99:99:99:99:99:99 |  | High Risk | 6M:00-MFG | 07/15/2019 | 01/01/2020 | COOPER UNIVERSITY HOSPITAL |  |  | FLUROSCOPY |  | AMY HANNAN
|  | ERBE USA INC | ICC 200E | SYSTEM, ELECTROSURGICAL |  | PULMONARY LAB | Kelemen |  |  | 11/01/2019 |  | 11/1/26 |  |  | NO | YES |  |  |  |  | ERBE USA INC 30144924 11260727 |  |  | Active |  | 99:99:99:99:99:99 |  | High Risk | 6M:00-MFG | 11/01/2019 | 11/01/2019 | COOPER UNIVERSITY HOSPITAL |  |  | SPECIAL TEST |  | KATHY LOFLAND |  |  |  | 11/01/2019 | 11/01/2019 |  |  |  |  | 11/01/2019 | 11/01/2019
|  | ERBE USA INC | VIO 200S | SYSTEM, ELECTROSURGICAL |  | COOPER DIGESTIVE HEALTH-ENDOSCOPY | 501 Fellowship Rd |  |  | 05/02/2018 |  | 5/2/25 |  |  | NO | YES |  |  |  |  | ERBE USA INC 10725198 11445597 |  |  | Active |  | 99:99:99:99:99:99 |  | High Risk | 6M:00-MFG | 08/12/2019 | 02/01/2020 | COOPER AMBULATORY OFF-SITES |  |  | Procedure Area | WOT00000000896351 | JEANNE GREER | Performance Verification | Closed | Kirk Lis | 05/02/2018 | 07/22/2019 | Performance Verification for ERBE USA INC 10725198 11445597 | Initial Install of Performance Verification. Device is ready for patient use.
|  | ERBE USA INC | VIO 200S | SYSTEM, ELECTROSURGICAL |  | COOPER DIGESTIVE HEALTH-ENDOSCOPY | 501 Fellowship Rd |  |  | 05/02/2018 |  | 5/2/25 |  |  | NO | YES |  |  |  |  | ERBE USA INC 10725199 11445183 |  |  | Active |  | 99:99:99:99:99:99 |  | High Risk | 6M:00-MFG | 08/09/2019 | 02/01/2020 | COOPER AMBULATORY OFF-SITES |  |  | Procedure Area | WOT00000000896382 | JEANNE GREER | Performance Verification | Closed | Kirk Lis | 05/02/2018 | 07/22/2019 | Performance Verification for ERBE USA INC 10725199 11445183 | Initial Install of Performance Verification. Device is ready for patient use.
|  | ERBE USA INC | VIO 200S | SYSTEM, ELECTROSURGICAL |  | COOPER DIGESTIVE HEALTH-ENDOSCOPY | 501 Fellowship Rd |  |  | 05/02/2018 |  | 5/2/25 |  |  | NO | YES |  |  |  |  | ERBE USA INC 10725197 11445197 |  |  | Active |  | 99:99:99:99:99:99 |  | High Risk | 6M:00-MFG | 08/12/2019 | 02/01/2020 | COOPER AMBULATORY OFF-SITES |  |  | PROCEDURE RM | WOT00000000896325 | JEANNE GREER | Performance Verification | Closed | Kirk Lis | 05/02/2018 | 07/22/2019 | Performance Verification for ERBE USA INC 10725197 11445197 | Initial Install of Performance Verification. Device is ready for patient use.
|  | ERBE USA INC | VIO 200S | SYSTEM, ELECTROSURGICAL |  | SPECIAL TEST | Kelemen |  |  | 07/15/2019 |  | 7/15/26 |  |  | NO | YES |  |  |  |  | ERBE USA INC 30438048 11445589 |  |  | Active |  |  |  | High Risk | 6M:00-MFG | 07/15/2019 | 07/15/2019 | COOPER UNIVERSITY HOSPITAL |  |  | Special Test, Fluoro Rm | WOT00000001969914 | AMY HANNAN | Performance Verification | Closed | Gene Amodei | 07/15/2019 | 07/15/2019 | Performance Verification for ERBE USA INC 30438048 11445589 | Initial Install of Performance Verification. Device is ready for patient use. |  |  | 07/15/2019 | 07/15/2019
|  | ERBE USA INC | VIO 200S | SYSTEM, ELECTROSURGICAL |  | SPECIAL TEST | Kelemen |  |  | 07/15/2019 |  | 7/15/26 |  |  | NO | YES |  |  |  |  | ERBE USA INC 30438049 11445199 |  |  | Active | 30438049a |  |  | High Risk | 6M:00-MFG | 07/15/2019 | 07/15/2019 | COOPER UNIVERSITY HOSPITAL |  |  | 6th FLOOR KELEMEN | WOT00000001969963 | AMY HANNAN | Performance Verification | Closed | Gene Amodei | 07/15/2019 | 07/15/2019 | Performance Verification for ERBE USA INC 30438049a 11445199 | Initial Install of Performance Verification. Device is ready for patient use. |  |  | 07/15/2019 | 07/15/2019
|  | ERBE USA INC | VIO 300D | SYSTEM, ELECTROSURGICAL |  | COOPER DIGESTIVE HEALTH-ENDOSCOPY | 501 fellowship road |  |  | 05/02/2018 |  | 5/2/25 |  |  | NO | YES |  |  |  |  | ERBE USA INC 10725196 11444832 |  |  | Active |  | 99:99:99:99:99:99 |  | High Risk | 6M:00-MFG | 08/12/2019 | 02/01/2020 | COOPER AMBULATORY OFF-SITES |  |  | PROCEDURE AREA | WOT00000000896282 | JEANNE GREER | Performance Verification | Closed | Kirk Lis | 05/02/2018 | 06/29/2019 | Performance Verification for ERBE USA INC 10725196 1144832 | Initial Install of Performance Verification. Device is ready for patient use.
|  | ERBE USA INC | VIO 300D | SYSTEM, ELECTROSURGICAL |  | BRACHFIELD MEDICAL ASSOCIATES-MEDICINE | 218 Sunset Rd |  |  | 06/04/2015 |  | 6/4/22 |  |  | NO | YES |  |  |  |  | ERBE USA INC 10367154 11391492 |  |  | Active |  | 99:99:99:99:99:99 |  | High Risk | 6M:00-MFG | 06/07/2019 | 12/01/2019 | COOPER AMBULATORY OFF-SITES |  |  | ENDOSCOPY PROCEDURE RM |  | CATHY CRAWFORD
|  | ERBE USA INC | VIO 300D | SYSTEM, ELECTROSURGICAL |  | SPECIAL TEST | Kelemen |  |  | 07/28/2010 |  | 7/28/17 |  |  | NO | YES |  |  |  |  | ERBE USA INC 10356478 11318401 |  |  | Active |  | 99:99:99:99:99:99 |  | High Risk | 6M:00-MFG | 07/15/2019 | 01/01/2020 | COOPER UNIVERSITY HOSPITAL |  |  | ENDOSCOPY 2 |  | AMY HANNAN
|  | ERBE USA INC | VIO 300D | SYSTEM, ELECTROSURGICAL |  | SPECIAL TEST | Kelemen |  |  | 11/28/2014 |  | 11/28/21 |  |  | NO | YES |  |  |  |  | ERBE USA INC 10356480 11387146 |  |  | Active |  | 99:99:99:99:99:99 |  | High Risk | 6M:00-MFG | 07/15/2019 | 01/01/2020 | COOPER UNIVERSITY HOSPITAL |  |  | ENDOSCOPY 4 |  | AMY HANNAN
|  | ERBE USA INC | VIO 300D | SYSTEM, ELECTROSURGICAL |  | SPECIAL TEST | Kelemen |  |  | 07/15/2019 |  | 7/15/26 |  |  | NO | YES |  |  |  |  | ERBE USA INC 30143413 11314102 |  |  | Active |  | 99:99:99:99:99:99 |  | High Risk | 6M:00-MFG | 07/15/2019 | 07/15/2019 | COOPER UNIVERSITY HOSPITAL |  |  | SPECIAL TEST |  | AMY HANNAN |  |  |  | 07/15/2019 | 07/15/2019 |  |  |  |  | 07/15/2019 | 07/15/2019
|  | ETHICON ENDO-SURGERY, INC | GEN11 | SYSTEM, ELECTROSURGICAL |  | SAME DAY OR-2ND FL PAVILION | Pavilion |  |  | 01/08/2019 |  | 1/8/26 |  |  | NO | YES |  |  |  |  | ETHICON ENDO-SURGERY, INC 11239112 1111749010 |  |  | Active |  | 99:99:99:99:99:99 |  | High Risk | 1Y:00-ESI | 01/08/2019 | 01/08/2019 | COOPER UNIVERSITY HOSPITAL |  |  | Pav OR 2 | WOT00000000562847 | JOE DRUCTOR | Performance Verification | Closed | Salvatore Bombara | 01/08/2019 | 01/08/2019 | Performance Verification for ETHICON ENDO-SURGERY, INC 11239112 111749010 | Initial Install of Performance Verification. Device is ready for patient use. |  |  | 01/08/2019 | 01/08/2019
|  | ETHICON ENDO-SURGERY, INC | GEN11 | SYSTEM, ELECTROSURGICAL |  | OR - KELEMEN 3 | Kelemen |  |  | 08/29/2019 |  | 8/29/26 |  |  | NO | YES |  |  |  |  | ETHICON ENDO-SURGERY, INC 11239423 1111323234 |  |  | Active |  | 99:99:99:99:99:99 |  | High Risk | 6M:00-MFG | 08/29/2019 | 08/29/2019 | COOPER UNIVERSITY HOSPITAL |  |  | K9 |  | DOMINIC VENDETTA |  |  |  | 08/29/2019 | 08/29/2019 |  |  |  |  | 08/29/2019 | 08/29/2019
|  | ETHICON ENDO-SURGERY, INC | GEN11 | SYSTEM, ELECTROSURGICAL |  | SAME DAY OR-2ND FL PAVILION | Kelemen |  |  | 01/08/2019 |  | 1/8/26 |  |  | NO | YES |  |  |  |  | ETHICON ENDO-SURGERY, INC 11239160 1111750002 |  |  | Active |  | 99:99:99:99:99:99 |  | High Risk | 1Y:00-ESI | 01/08/2019 | 01/08/2019 | COOPER UNIVERSITY HOSPITAL |  |  | SD OR 5 | WOT00000000616797 | JOE DRUCTOR | Performance Verification | Closed | Salvatore Bombara | 01/08/2019 | 01/08/2019 | Performance Verification for ETHICON ENDO-SURGERY, INC 11239160 1111570002 | Initial Install of Performance Verification. Device is ready for patient use. |  |  | 01/08/2019 | 01/08/2019
|  | ETHICON ENDO-SURGERY, INC | GEN11 | SYSTEM, ELECTROSURGICAL |  | SAME DAY OR-2ND FL PAVILION | Pavilion |  |  | 01/08/2019 |  | 1/8/26 |  |  | NO | YES |  |  |  |  | ETHICON ENDO-SURGERY, INC 11239121 1111749013 |  |  | Active |  | 99:99:99:99:99:99 |  | High Risk | 1Y:00-ESI | 01/08/2019 | 01/08/2019 | COOPER UNIVERSITY HOSPITAL |  |  | SD OR 6 | WOT00000000564138 | JOE DRUCTOR | Performance Verification | Closed | Salvatore Bombara | 01/08/2019 | 01/08/2019 | Performance Verification for ETHICON ENDO-SURGERY, INC 11239121 1111749013 | Initial Install of Performance Verification. Device is ready for patient use. |  |  | 01/08/2019 | 01/08/2019
|  | ETHICON ENDO-SURGERY, INC | GEN11 | SYSTEM, ELECTROSURGICAL |  |  | Pavilion |  |  | 01/08/2019 |  | 1/8/26 |  |  | NO | YES |  |  |  |  | ETHICON ENDO-SURGERY, INC 11239087 1111748033 |  |  | Active |  | 99:99:99:99:99:99 |  | High Risk | 1Y:00-ESI | 01/08/2019 | 01/08/2019 | COOPER UNIVERSITY HOSPITAL |  |  | SD OR 1 | WOT00000000558740 | JOE DRUCTOR | Performance Verification | Closed | Salvatore Bombara | 01/08/2019 | 01/08/2019 | Performance Verification for ETHICON ENDO-SURGERY, INC 11239087 1111748033 | Initial Install of Performance Verification. Device is ready for patient use. |  |  | 01/08/2019 | 01/08/2019
|  | ETHICON ENDO-SURGERY, INC | GEN11 | SYSTEM, ELECTROSURGICAL |  | SAME DAY OR-2ND FL PAVILION | Kelemen |  |  | 01/08/2019 |  | 1/8/26 |  |  | NO | YES |  |  |  |  | ETHICON ENDO-SURGERY, INC 11239071 1111749012 |  |  | Active |  | 99:99:99:99:99:99 |  | High Risk | 1Y:00-ESI | 01/08/2019 | 01/08/2019 | COOPER UNIVERSITY HOSPITAL |  |  | SD OR 4 | WOT00000000556356 | JOE DRUCTOR | Performance Verification | Closed | Salvatore Bombara | 01/08/2019 | 01/08/2019 | Performance Verification for ETHICON ENDO-SURGERY, INC 11239071 1111749012 | Initial Install of Performance Verification. Device is ready for patient use. |  |  | 01/08/2019 | 01/08/2019
|  | ETHICON ENDO-SURGERY, INC | GEN11 | SYSTEM, ELECTROSURGICAL |  |  | Pavilion | [7 empty] | NO | YES
|  | ETHICON ENDO-SURGERY, INC | GEN11 | SYSTEM, ELECTROSURGICAL |  | OR - KELEMEN 3 | Pavilion |  |  | 09/12/2016 |  | 9/12/23 |  |  | NO | YES |  |  |  |  | ETHICON ENDO-SURGERY, INC 10505390 1111530090 |  |  | Active |  | 99:99:99:99:99:99 |  | High Risk | 6M:00-MFG | 08/28/2019 | 02/01/2020 | COOPER UNIVERSITY HOSPITAL |  |  | P5 |  | DOMINIC VENDETTA
|  | ETHICON ENDO-SURGERY, INC | GEN11 | SYSTEM, ELECTROSURGICAL |  | OR - KELEMEN 3 | Pavilion |  |  | 09/12/2016 |  | 9/12/23 |  |  | NO | YES |  |  |  |  | ETHICON ENDO-SURGERY, INC 10505377 1111532050 |  |  | Active |  | 99:99:99:99:99:99 |  | High Risk | 6M:00-MFG | 08/28/2019 | 02/01/2020 | COOPER UNIVERSITY HOSPITAL |  |  | P6 |  | DOMINIC VENDETTA
|  | ETHICON ENDO-SURGERY, INC | GEN11 | SYSTEM, ELECTROSURGICAL |  | OR - KELEMEN 3 | Kelemen |  |  | 12/03/2014 |  | 12/3/21 |  |  | NO | YES |  |  |  |  | ETHICON ENDO-SURGERY, INC 10369264 1111447264 |  |  | Active |  | 99:99:99:99:99:99 |  | High Risk | 6M:00-MFG | 08/29/2019 | 02/01/2020 | COOPER UNIVERSITY HOSPITAL |  |  | K1 |  | DOMINIC VENDETTA
|  | ETHICON ENDO-SURGERY, INC | GEN11 | SYSTEM, ELECTROSURGICAL |  | OR - KELEMEN 3 | Kelemen |  |  | 10/06/2011 |  | 10/6/18 |  |  | NO | YES |  |  |  |  | ETHICON ENDO-SURGERY, INC 10368429 111118877 |  |  | Active |  | 99:99:99:99:99:99 |  | High Risk | 6M:00-MFG | 08/29/2019 | 02/01/2020 | COOPER UNIVERSITY HOSPITAL |  |  | K3 |  | DOMINIC VENDETTA
|  | ETHICON ENDO-SURGERY, INC | GEN11 | SYSTEM, ELECTROSURGICAL |  | OR - KELEMEN 3 | Pavilion |  |  | 10/06/2011 |  | 10/6/18 |  |  | NO | YES |  |  |  |  | ETHICON ENDO-SURGERY, INC 10368438 1111138866 |  |  | Active |  | 99:99:99:99:99:99 |  | High Risk | 6M:00-MFG | 08/29/2019 | 02/01/2020 | COOPER UNIVERSITY HOSPITAL |  |  | K OR 11 |  | DOMINIC VENDETTA
|  | ETHICON ENDO-SURGERY, INC | GEN11 | SYSTEM, ELECTROSURGICAL |  | OR - KELEMEN 3 | Dorrance |  |  | 12/03/2014 |  | 12/3/21 |  |  | NO | YES |  |  |  |  | ETHICON ENDO-SURGERY, INC 10368403 1111447265 |  |  | Active |  | 99:99:99:99:99:99 |  | High Risk | 6M:00-MFG | 08/28/2019 | 02/01/2020 | COOPER UNIVERSITY HOSPITAL |  |  | SD OR2 |  | DOMINIC VENDETTA
|  | ETHICON ENDO-SURGERY, INC | GEN11 | SYSTEM, ELECTROSURGICAL |  | OPERATING ROOM - PAVILION | Pavilion |  |  | 12/03/2014 |  | 12/3/21 |  |  | NO | YES |  |  |  |  | ETHICON ENDO-SURGERY, INC 10368359 1111448004 |  |  | Active |  | 99:99:99:99:99:99 |  | High Risk | 6M:00-MFG | 08/26/2019 | 02/01/2020 | COOPER UNIVERSITY HOSPITAL |  |  | P OR 11 |  | DOMINIC VENDETTA
|  | ETHICON ENDO-SURGERY, INC | GEN11 | SYSTEM, ELECTROSURGICAL |  | OR - KELEMEN 3 | Pavilion |  |  | 10/06/2011 |  | 10/6/18 |  |  | NO | YES |  |  |  |  | ETHICON ENDO-SURGERY, INC 10368342 1111138889 |  |  | Active |  | 99:99:99:99:99:99 |  | High Risk | 6M:00-MFG | 08/29/2019 | 02/01/2020 | COOPER UNIVERSITY HOSPITAL |  |  | P OR 6 |  | DOMINIC VENDETTA
|  | ETHICON ENDO-SURGERY, INC | GEN11 | SYSTEM, ELECTROSURGICAL |  | OPERATING ROOM - PAVILION | Pavilion |  |  | 12/03/2014 |  | 12/3/21 |  |  | NO | YES |  |  |  |  | ETHICON ENDO-SURGERY, INC 10368298 1111447314 |  |  | Active |  | 99:99:99:99:99:99 |  | High Risk | 6M:00-MFG | 08/22/2019 | 02/01/2020 | COOPER UNIVERSITY HOSPITAL |  |  | P9 |  | DOMINIC VENDETTA
|  | ETHICON ENDO-SURGERY, INC | GEN11 | SYSTEM, ELECTROSURGICAL |  | OPERATING ROOM - PAVILION | Pavilion |  |  | 12/03/2014 |  | 12/3/21 |  |  | NO | YES |  |  |  |  | ETHICON ENDO-SURGERY, INC 10368278 1111447304 |  |  | Active |  | 99:99:99:99:99:99 |  | High Risk | 6M:00-MFG | 08/22/2019 | 02/01/2020 | COOPER UNIVERSITY HOSPITAL |  |  | P2 |  | DOMINIC VENDETTA
|  | ETHICON ENDO-SURGERY, INC | GEN11 | SYSTEM, ELECTROSURGICAL |  | OR - KELEMEN 3 | Pavilion |  |  | 10/06/2011 |  | 10/6/18 |  |  | NO | YES |  |  |  |  | ETHICON ENDO-SURGERY, INC 10368255 1111138996 |  |  | Active |  | 99:99:99:99:99:99 |  | High Risk | 6M:00-MFG | 08/29/2019 | 02/01/2020 | COOPER UNIVERSITY HOSPITAL |  |  | P3 |  | DOMINIC VENDETTA
|  | ETHICON ENDO-SURGERY, INC | GEN11 | SYSTEM, ELECTROSURGICAL |  | OPERATING ROOM - PAVILION | Kelemen |  |  | 01/01/1900 |  |  |  |  | NO | YES |  |  |  |  | ETHICON ENDO-SURGERY, INC 10367384 1111138981 |  |  | Active |  | 99:99:99:99:99:99 |  | High Risk | 6M:00-MFG | 08/29/2019 | 02/01/2020 | COOPER UNIVERSITY HOSPITAL |  |  | K4 |  | DOMINIC VENDETTA
|  | ETHICON ENDO-SURGERY, INC | GEN11 | SYSTEM, ELECTROSURGICAL |  | OPERATING ROOM - PAVILION | Kelemen |  |  | 12/03/2014 |  | 12/3/21 |  |  | NO | YES |  |  |  |  | ETHICON ENDO-SURGERY, INC 10367363 1111447024 |  |  | Active |  | 99:99:99:99:99:99 |  | High Risk | 6M:00-MFG | 08/22/2019 | 02/01/2020 | COOPER UNIVERSITY HOSPITAL |  |  | P 08 |  | DOMINIC VENDETTA
|  | ETHICON ENDO-SURGERY, INC | GEN11 | SYSTEM, ELECTROSURGICAL |  | OR - KELEMEN 3 | Dorrance |  |  | 12/03/2014 |  | 12/3/21 |  |  | NO | YES |  |  |  |  | ETHICON ENDO-SURGERY, INC 10366661 1111447284 |  |  | Active |  | 99:99:99:99:99:99 |  | High Risk | 6M:00-MFG | 08/29/2019 | 02/01/2020 | COOPER UNIVERSITY HOSPITAL |  |  | L&D 2 |  | DOMINIC VENDETTA
|  | ETHICON ENDO-SURGERY, INC | GEN11 | SYSTEM, ELECTROSURGICAL |  | VOORHEES SURGERY CENTER-OPERATING ROOM | 900 Centennial Blvd | Suite E |  | 11/01/2011 |  | 11/1/18 |  |  | NO | YES |  |  |  |  | ETHICON ENDO-SURGERY, INC 10347203 1111144349 |  |  | Active |  | 99:99:99:99:99:99 |  | High Risk | 6M:00-MFG | 10/30/2019 | 04/01/2020 | COOPER AMBULATORY OFF-SITES |  |  | STORAGE ROOM |  | JENNIFER BOMBARO
|  | ETHICON ENDO-SURGERY, INC | GEN11 | SYSTEM, ELECTROSURGICAL |  | OPERATING ROOM - PAVILION | Pavilion |  |  | 10/06/2011 |  | 10/6/18 |  |  | NO | YES |  |  |  |  | ETHICON ENDO-SURGERY, INC 10346595 1111138961 |  |  | Active |  | 99:99:99:99:99:99 |  | High Risk | 6M:00-MFG | 08/29/2019 | 02/01/2020 | COOPER UNIVERSITY HOSPITAL |  |  | OR K6 |  | DOMINIC VENDETTA
|  | ETHICON ENDO-SURGERY, INC | GEN11 | SYSTEM, ELECTROSURGICAL |  | OPERATING ROOM - PAVILION | Pavilion |  |  | 06/21/2013 |  | 6/21/20 |  |  | NO | YES |  |  |  |  | ETHICON ENDO-SURGERY, INC 10346505 1111323244 |  |  | Active |  | 99:99:99:99:99:99 |  | High Risk | 6M:00-MFG | 08/22/2019 | 02/01/2020 | COOPER UNIVERSITY HOSPITAL |  |  | p8 |  | DOMINIC VENDETTA
|  | ETHICON ENDO-SURGERY, INC | GEN11 | SYSTEM, ELECTROSURGICAL |  | OR - KELEMEN 3 | Pavilion |  |  | 12/03/2014 |  | 12/3/21 |  |  | NO | YES |  |  |  |  | ETHICON ENDO-SURGERY, INC 10346335 1111447324 |  |  | Active |  | 99:99:99:99:99:99 |  | High Risk | 6M:00-MFG | 08/29/2019 | 02/01/2020 | COOPER UNIVERSITY HOSPITAL |  |  | OR K5 |  | DOMINIC VENDETTA
|  | GYRUS MEDICAL | PK SUPERPULSE | SYSTEM, ELECTROSURGICAL |  | OPERATING ROOM - PAVILION | Pavilion |  |  | 08/29/2019 |  | 8/29/26 |  |  | NO | YES |  |  |  |  | GYRUS MEDICAL 11239355 1621023 |  |  | Active |  | 99:99:99:99:99:99 |  | High Risk | 6M:00-MFG | 08/29/2019 | 08/29/2019 | COOPER UNIVERSITY HOSPITAL |  |  | SD OR Store Room/ Back Hallway | WOT00000001162142 | DOMINIC VENDETTA | Performance Verification | Closed | Salvatore Bombara | 08/29/2019 | 08/29/2019 | Performance Verification for GYRUS MEDICAL 11239355 1621023 | Initial Install of Performance Verification. Device is ready for patient use. |  |  | 08/29/2019 | 08/29/2019
|  | GYRUS MEDICAL | PK SUPERPULSE | SYSTEM, ELECTROSURGICAL |  | OPERATING ROOM - PAVILION | Pavilion |  |  | 07/15/2010 |  | 7/15/17 |  |  | NO | YES |  |  |  |  | GYRUS-ACMI 10368275 0922151 |  |  | Active |  | 99:99:99:99:99:99 |  | High Risk | 6M:00-MFG | 08/22/2019 | 02/01/2020 | COOPER UNIVERSITY HOSPITAL |  |  | SD OR store Rm |  | DOMINIC VENDETTA
|  | GYRUS-ACMI | G400 | SYSTEM, ELECTROSURGICAL |  | OPERATING ROOM - PAVILION | Kelemen |  |  | 12/19/2013 |  | 12/19/20 |  |  | NO | YES |  |  |  |  | GYRUS-ACMI 10368361 1322197 |  |  | Active |  | 99:99:99:99:99:99 |  | High Risk | 6M:00-MFG | 08/22/2019 | 02/01/2020 | COOPER UNIVERSITY HOSPITAL |  |  | K9 |  | DOMINIC VENDETTA
|  | GYRUS-ACMI | G400 | SYSTEM, ELECTROSURGICAL |  | OPERATING ROOM - PAVILION | Pavilion |  |  | 02/15/2010 |  | 2/15/17 |  |  | NO | YES |  |  |  |  | GYRUS-ACMI 10367356 0922393 |  |  | Active |  | 99:99:99:99:99:99 |  | High Risk | 1Y:00-MFG | 08/22/2019 | 02/01/2020 | COOPER UNIVERSITY HOSPITAL |  |  | SD OR Store Rm |  | DOMINIC VENDETTA
|  | MEDTRONIC INC. | VALLEYLAB FT10 | SYSTEM, ELECTROSURGICAL | T6E04827DX | OR - KELEMEN 3 | Kelemen |  |  | 08/30/2019 |  | 8/30/26 |  |  | NO | YES |  |  |  |  | COVIDIEN 10769724 T6E04827DX |  |  | Active |  | 99:99:99:99:99:99 |  | High Risk | 6M:00-MFG | 08/30/2019 | 08/30/2019 | COOPER UNIVERSITY HOSPITAL |  |  | K12 | 0012153285 | DOMINIC VENDETTA | Preventative Maintenance | Closed | Salvatore Bombara | 08/30/2019 | 08/30/2019 | PERFORMANCE ASSURANCE AT INVENTORY | INVENTORIED DEVICE AND ENSURED DEVICE WAS FUNCTIONING PROPERLY. | F62148BB-6366-4257-A925-D86C71B082CD | Labor | 08/30/2019 | 08/30/2019 | Salvatore Bombara
|  | MEDTRONIC INC. | VALLEYLAB FT10 | SYSTEM, ELECTROSURGICAL | T6E04823DX | OR - KELEMEN 3 | Pavilion |  |  | 11/24/2017 |  | 11/24/24 |  |  | NO | YES |  |  |  |  | MEDTRONIC INC. 10649992 T6E04823DX |  |  | Active |  | 00:00:00:00:00:00 |  | High Risk | 6M:00-MFG | 08/30/2019 | 02/01/2020 | COOPER UNIVERSITY HOSPITAL |  |  | P3 | 0012422160 | DOMINIC VENDETTA | Performance Verification | Closed | Salvatore Bombara | 11/24/2017 | 11/24/2017 | INCOMING INVENTORY | DEVICE INVENTORIED | 97204659-C23A-4580-9083-B7D0EB2FE22B | Labor | 11/24/2017 | 11/24/2017 | Salvatore Bombara
|  | MEDTRONIC INC. | VALLEYLAB FT10 | SYSTEM, ELECTROSURGICAL | T6E04875DX | OR - KELEMEN 3 | Pavilion |  |  | 09/12/2016 |  | 9/12/23 |  |  | NO | YES |  |  |  |  | MEDTRONIC INC. 10505438 T6E04875DX |  |  | Active |  | 00:00:00:00:00:00 |  | High Risk | 6M:00-MFG | 08/30/2019 | 02/01/2020 | COOPER UNIVERSITY HOSPITAL |  |  | SD OR 2 |  | DOMINIC VENDETTA
|  | MEDTRONIC INC. | VALLEYLAB FT10 | SYSTEM, ELECTROSURGICAL | T6E04826DX | OR - KELEMEN 3 | Kelemen |  |  | 09/12/2016 |  | 9/12/23 |  |  | NO | YES |  |  |  |  | MEDTRONIC INC. 10505389 T6E04826DX |  |  | Active |  | 00:00:00:00:00:00 |  | High Risk | 6M:00-MFG | 08/30/2019 | 02/01/2020 | COOPER UNIVERSITY HOSPITAL |  |  | KELEMEN OR RM 10 |  | DOMINIC VENDETTA
|  | MEDTRONIC INC. | VALLEYLAB FT10 | SYSTEM, ELECTROSURGICAL | T6E04824DX | OR - KELEMEN 3 | Pavilion |  |  | 09/12/2016 |  | 9/12/23 |  |  | NO | YES |  |  |  |  | MEDTRONIC INC. 10505376 T6E04824DX |  |  | Active |  | 00:00:00:00:00:00 |  | High Risk | 6M:00-MFG | 08/30/2019 | 02/01/2020 | COOPER UNIVERSITY HOSPITAL |  |  | Pav OR RM 5 |  | DOMINIC VENDETTA
|  | MEGADYNE | MEGA POWER | SYSTEM, ELECTROSURGICAL |  | SAME DAY OR-2ND FL PAVILION | Pavilion |  |  | 01/11/2019 |  | 1/11/26 |  |  | NO | YES |  |  |  |  | MEGADYNE 11239239 181238001 |  |  | Active |  | 99:99:99:99:99:99 |  | High Risk | 1Y:00-MFG | 01/11/2019 | 01/11/2019 | COOPER UNIVERSITY HOSPITAL |  |  | SD OR Store Room | WOT00000000658907 | JOE DRUCTOR | Performance Verification | Closed | Salvatore Bombara | 01/11/2019 | 01/11/2019 | Performance Verification for MEGADYNE 11239239 181238001 | Initial Install of Performance Verification. Device is ready for patient use. |  |  | 01/11/2019 | 01/11/2019
|  | MEGADYNE | MEGA POWER | SYSTEM, ELECTROSURGICAL |  | SAME DAY OR-2ND FL PAVILION | Pavilion |  |  | 01/11/2019 |  | 1/11/26 |  |  | NO | YES |  |  |  |  | MEGADYNE 11239240 181190001 |  |  | Active |  | 99:99:99:99:99:99 |  | High Risk | 1Y:00-MFG | 01/11/2019 | 01/11/2019 | COOPER UNIVERSITY HOSPITAL |  |  | SD Store Rm across from SD OR 8 | WOT00000000658919 | JOE DRUCTOR | Performance Verification | Closed | Salvatore Bombara | 01/11/2019 | 01/11/2019 | Performance Verification for MEGADYNE 11239240 181190001 | Initial Install of Performance Verification. Device is ready for patient use. |  |  | 01/11/2019 | 01/11/2019
|  | MEGADYNE | MEGA POWER | SYSTEM, ELECTROSURGICAL |  | SAME DAY OR-2ND FL PAVILION | Kelemen |  |  | 02/19/2019 |  | 2/19/26 |  |  | NO | YES |  |  |  |  | MEGADYNE 11239238 181215001 |  |  | Active |  | 99:99:99:99:99:99 |  | High Risk | 1Y:00-MFG | 02/19/2019 | 02/19/2019 | COOPER UNIVERSITY HOSPITAL |  |  | SD OR 7 | WOT00000000658894 | JOE DRUCTOR | Performance Verification | Closed | Salvatore Bombara | 02/19/2019 | 02/19/2019 | Performance Verification for MEGADYNE 11239238 181215001 | Initial Install of Performance Verification. Device is ready for patient use. |  |  | 02/19/2019 | 02/19/2019
|  | MEGADYNE | MEGA POWER | SYSTEM, ELECTROSURGICAL |  | SAME DAY OR-2ND FL PAVILION | Pavilion |  |  | 02/19/2019 |  | 2/19/26 |  |  | NO | YES |  |  |  |  | MEGADYNE 11239159 175263001 |  |  | Active |  | 99:99:99:99:99:99 |  | High Risk | 1Y:00-MFG | 02/19/2019 | 02/19/2019 | COOPER UNIVERSITY HOSPITAL |  |  | SD OR 1 | WOT00000000616779 | JOE DRUCTOR | Performance Verification | Closed | Salvatore Bombara | 02/19/2019 | 02/19/2019 | Performance Verification for MEGADYNE 11239159 175263001 | Initial Install of Performance Verification. Device is ready for patient use. |  |  | 02/19/2019 | 02/19/2019
|  | MEGADYNE | MEGA POWER | SYSTEM, ELECTROSURGICAL |  | SAME DAY OR-2ND FL PAVILION | Pavilion |  |  | 02/23/2019 |  | 2/23/26 |  |  | NO | YES |  |  |  |  | MEGADYNE 11239120 175351001 |  |  | Active |  | 99:99:99:99:99:99 |  | High Risk | 1Y:00-MFG | 02/23/2019 | 02/23/2019 | COOPER UNIVERSITY HOSPITAL |  |  | SD OR 4 | WOT00000000564129 | JOE DRUCTOR | Performance Verification | Closed | Salvatore Bombara | 02/23/2019 | 02/23/2019 | Performance Verification for MEGADYNE 11239120 175351001 | Initial Install of Performance Verification. Device is ready for patient use. |  |  | 02/23/2019 | 02/23/2019
|  | MEGADYNE | MEGA POWER | SYSTEM, ELECTROSURGICAL |  | SAME DAY OR-2ND FL PAVILION | Pavilion |  |  | 02/23/2019 |  | 2/23/26 |  |  | NO | YES |  |  |  |  | MEGADYNE 11239111 175262001 |  |  | Active |  | 99:99:99:99:99:99 |  | High Risk | 1Y:00-MFG | 02/23/2019 | 02/23/2019 | COOPER UNIVERSITY HOSPITAL |  |  | SD 0R 03 | WOT00000000562831 | JOE DRUCTOR | Performance Verification | Closed | Salvatore Bombara | 02/23/2019 | 02/23/2019 | Performance Verification for MEGADYNE 11239111 175262001 | Initial Install of Performance Verification. Device is ready for patient use. |  |  | 02/23/2019 | 02/23/2019
|  | MEGADYNE | MEGA POWER | SYSTEM, ELECTROSURGICAL |  | SAME DAY OR-2ND FL PAVILION | Kelemen |  |  | 02/23/2019 |  | 2/23/26 |  |  | NO | YES |  |  |  |  | MEGADYNE 11239086 175245001 |  |  | Active |  | 99:99:99:99:99:99 |  | High Risk | 1Y:00-MFG | 02/23/2019 | 02/23/2019 | COOPER UNIVERSITY HOSPITAL |  |  | SD OR 6 | WOT00000000558732 | JOE DRUCTOR | Performance Verification | Closed | Salvatore Bombara | 02/23/2019 | 02/23/2019 | Performance Verification for MEGADYNE 11239086 175245001 | Initial Install of Performance Verification. Device is ready for patient use. |  |  | 02/23/2019 | 02/23/2019
|  | MEGADYNE | MEGA POWER | SYSTEM, ELECTROSURGICAL |  | SAME DAY OR-2ND FL PAVILION | Pavilion |  |  | 01/08/2019 |  | 1/8/26 |  |  | NO | YES |  |  |  |  | MEGADYNE 11239070 175284001 |  |  | Active |  | 99:99:99:99:99:99 |  | High Risk | 1Y:00-MFG | 01/08/2019 | 01/08/2019 | COOPER UNIVERSITY HOSPITAL |  |  | SD OR 3 | WOT00000000556344 | JOE DRUCTOR | Performance Verification | Closed | Salvatore Bombara | 01/08/2019 | 01/08/2019 | Performance Verification for MEGADYNE 11239070 175284001 | Initial Install of Performance Verification. Device is ready for patient use. |  |  | 01/08/2019 | 01/08/2019
|  | MEGADYNE | MEGA POWER | SYSTEM, ELECTROSURGICAL |  | TRAUMA ICU | Kelemen |  |  | 08/29/2019 |  | 8/29/26 |  |  | NO | YES |  |  |  |  | MEGADYNE 11222147 184944001 |  |  | Active |  | 99:99:99:99:99:99 |  | High Risk | 6M:00-MFG | 08/29/2019 | 08/29/2019 | COOPER UNIVERSITY HOSPITAL |  |  | new equipment install | WOT00000001456447 | Diane Floyd | Performance Verification | Closed | Richard Jolly | 08/29/2019 | 08/29/2019 | Performance Verification for MEGADYNE 11222147 184944001 | Initial Install of Performance Verification. Device is ready for patient use. |  |  | 08/29/2019 | 08/29/2019
|  | SMITH &amp; NEPHEW | VULCAN | SYSTEM, ELECTROSURGICAL | 2L2706 | VOORHEES SURGERY CENTER-OPERATING ROOM | 900 Centennial Blvd | Suite E |  | 01/01/1900 |  |  |  |  | NO | YES |  |  |  |  | SMITH & NEPHEW 10345462 2L2706 |  |  | Disposition |  |  |  | High Risk | 6M:00-MFG | 04/24/2018 | 04/01/2020 | COOPER AMBULATORY OFF-SITES |  |  | EQUIPMENT STORAGE AREA |  | JENNIFER BOMBARO
|  | UTAH MEDICAL PRODUCTS | FINESSE II PLUS | SYSTEM, ELECTROSURGICAL | 1182379-001 | RIPPA CENTER-OB/GYN | 6100 Main St |  |  | 05/30/2019 |  | 5/30/24 |  |  | NO | YES |  |  |  |  | UTAH MEDICAL PRODUCTS 11208090 1182379-001 |  |  | Active |  | 99:99:99:99:99:99 |  | High Risk | 6M:00-MFG | 05/30/2019 | 05/30/2019 | COOPER AMBULATORY OFF-SITES |  |  | RIPPA CENTER | WOT00000001947803 | PATRICIA HUFF | Performance Verification | Closed | Zhan Kiselev | 05/30/2019 | 05/30/2019 | Performance Verification for UNMATCHED 11208090 1182379-001 | Initial Install of Performance Verification. Device is ready for patient use. |  |  | 05/30/2019 | 05/30/2019
|  | VALLEYLAB INC. | FORCE 1C | SYSTEM, ELECTROSURGICAL | Z4L7861B | MARLTON-DERMATOLOGY | 10000 Sagemore Dr - Marlton |  |  | 01/01/1900 |  |  |  |  | NO | YES |  |  |  |  | VALLEYLAB INC. 10366124 Z4L7861B |  |  | Active |  | 99:99:99:99:99:99 |  | High Risk | 6M:00-MFG | 05/10/2019 | 05/01/2020 | COOPER AMBULATORY OFF-SITES |  |  | Room 6 |  | MICHELE CANALE
|  | VALLEYLAB INC. | FORCE 1C | SYSTEM, ELECTROSURGICAL | Z4I7768B | MARLTON-DERMATOLOGY | 10000 Sagemore Dr - Marlton |  |  | 01/31/2005 |  | 1/31/10 |  |  | NO | YES |  |  |  |  | VALLEYLAB INC. 10366117 Z4I7768B |  |  | Active |  | 99:99:99:99:99:99 |  | High Risk | 6M:00-MFG | 05/14/2019 | 05/01/2020 | COOPER AMBULATORY OFF-SITES |  |  | ROOM 5 |  | MICHELE CANALE
|  | VALLEYLAB INC. | FORCE 1C | SYSTEM, ELECTROSURGICAL | 2427857B | MARLTON-DERMATOLOGY | 10000 Sagemore Dr - Marlton |  |  | 01/01/1900 |  |  |  |  | NO | YES |  |  |  |  | VALLEYLAB INC. 10366114 2427857B |  |  | Active |  | 99:99:99:99:99:99 |  | High Risk | 6M:00-MFG | 05/14/2019 | 05/01/2020 | COOPER AMBULATORY OFF-SITES |  |  | ROOM 4 |  | MICHELE CANALE
|  | VALLEYLAB INC. | FORCE 1C | SYSTEM, ELECTROSURGICAL | Z4A3343C | MARLTON-DERMATOLOGY | 10000 Sagemore Dr - Marlton |  |  | 01/01/1900 |  |  |  |  | NO | YES |  |  |  |  | VALLEYLAB INC. 10366109 Z4A3343C |  |  | Active |  | 99:99:99:99:99:99 |  | High Risk | 6M:00-MFG | 05/10/2019 | 05/01/2020 | COOPER AMBULATORY OFF-SITES |  |  | ROOM 3 |  | MICHELE CANALE
|  | VALLEYLAB INC. | FORCE FX | SYSTEM, ELECTROSURGICAL | SF9C04131A |  | Pavilion |  | retired per sal | [5 empty] | NO | YES
|  | VALLEYLAB INC. | FORCE FX | SYSTEM, ELECTROSURGICAL | F4L35345A | LABOR & DELIVERY | Dorrance |  |  | 11/01/2019 |  | 11/1/26 |  |  | NO | YES |  |  |  |  | COVIDIEN 30438006 F4L35345A |  |  | Active |  | 99:99:99:99:99:99 |  | High Risk | 6M:00-MFG | 11/01/2019 | 11/01/2019 | COOPER UNIVERSITY HOSPITAL |  |  | L & D OR 1 |  | JOANNA HORST |  |  |  | 11/01/2019 | 11/01/2019 |  |  |  |  | 11/01/2019 | 11/01/2019
|  | VALLEYLAB INC. | FORCE FX | SYSTEM, ELECTROSURGICAL | S4J15270AX | VOORHEES SURGERY CENTER-OPERATING ROOM | 900 Centennial Blvd | Suite E |  | 12/18/2014 |  | 12/18/21 |  |  | NO | YES |  |  |  |  | VALLEYLAB INC. 10347219 S4J15270AX |  |  | Active |  | 99:99:99:99:99:99 |  | High Risk | 6M:00-MFG | 10/30/2019 | 04/01/2020 | COOPER AMBULATORY OFF-SITES |  |  | SUITE E |  | JENNIFER BOMBARO
|  | VALLEYLAB INC. | FORCE FX | SYSTEM, ELECTROSURGICAL | S4J15269AX | VOORHEES SURGERY CENTER-OPERATING ROOM | 900 Centennial Blvd | Suite E |  | 12/18/2014 |  | 12/18/21 |  |  | NO | YES |  |  |  |  | COVIDIEN 10346020 S4J15269AX |  |  | Active |  | 99:99:99:99:99:99 |  | High Risk | 6M:00-MFG | 10/30/2019 | 04/01/2020 | COOPER AMBULATORY OFF-SITES |  |  | OR 1 |  | JENNIFER BOMBARO
|  | VALLEYLAB INC. | FORCE FX | SYSTEM, ELECTROSURGICAL | S4J15277AX | VOORHEES SURGERY CENTER-OPERATING ROOM | 900 Centennial Blvd | Suite E |  | 12/18/2014 |  | 12/18/21 |  |  | NO | YES |  |  |  |  | COVIDIEN 10345418 S4J15277AX |  |  | Active |  | 99:99:99:99:99:99 |  | High Risk | 6M:00-MFG | 10/30/2019 | 04/01/2020 | COOPER AMBULATORY OFF-SITES |  |  | Store Rm |  | JENNIFER BOMBARO
|  | VALLEYLAB INC. | FORCE FX-C | SYSTEM, ELECTROSURGICAL | FOB12203A | OR - KELEMEN 3 | Dorrance |  |  | 08/27/2019 |  | 8/27/26 |  |  | NO | YES |  |  |  |  | VALLEYLAB INC. 11239425 FOB12203A |  |  | Active |  |  |  | High Risk | 6M:00-MFG | 08/27/2019 | 08/27/2019 | COOPER UNIVERSITY HOSPITAL |  |  | L&D 2 |  | DOMINIC VENDETTA |  |  |  | 08/27/2019 | 08/27/2019 |  |  |  |  | 08/27/2019 | 08/27/2019
|  | VALLEYLAB INC. | FORCE FX-C | SYSTEM, ELECTROSURGICAL | F8A58622A |  | Pavilion | [7 empty] | NO | YES
|  | VALLEYLAB INC. | FORCE FX-C | SYSTEM, ELECTROSURGICAL | 21F8K7917A |  | Kelemen | [7 empty] | YES | YES
|  | VALLEYLAB INC. | FORCE FX-C | SYSTEM, ELECTROSURGICAL | FOB12207A | OR - KELEMEN 3 | Pavilion |  |  | 03/06/2000 |  | 3/6/07 |  |  | NO | YES |  |  |  |  | VALLEYLAB INC. 10369266 FOB12207A |  |  | Active |  | 99:99:99:99:99:99 |  | High Risk | 6M:00-MFG | 08/27/2019 | 02/01/2020 | COOPER UNIVERSITY HOSPITAL |  |  | P OR 4 |  | DOMINIC VENDETTA
|  | VALLEYLAB INC. | FORCE FX-C | SYSTEM, ELECTROSURGICAL | FOB12206A | OR - KELEMEN 3 | Kelemen |  |  | 03/06/2000 |  | 3/6/07 |  |  | NO | YES |  |  |  |  | VALLEYLAB INC. 10369267 FOB12206A |  |  | Active |  | 99:99:99:99:99:99 |  | High Risk | 6M:00-MFG | 08/27/2019 | 02/01/2020 | COOPER UNIVERSITY HOSPITAL |  |  | Pav OR 1 |  | DOMINIC VENDETTA
|  | VALLEYLAB INC. | FORCE FX-C | SYSTEM, ELECTROSURGICAL | FOB12204A | OR - KELEMEN 3 | Pavilion |  |  | 03/06/2000 |  | 3/6/07 |  |  | NO | YES |  |  |  |  | VALLEYLAB INC. 10369198 FOB12204A |  |  | Active |  | 99:99:99:99:99:99 |  | High Risk | 6M:00-MFG | 08/27/2019 | 02/01/2020 | COOPER UNIVERSITY HOSPITAL |  |  | P6 |  | DOMINIC VENDETTA
|  | VALLEYLAB INC. | FORCE FX-C | SYSTEM, ELECTROSURGICAL | FOB12208A | CARDIAC CATH LAB | Kelemen |  | Removed from service 1/31/20 | 03/06/2000 |  | 3/6/07 |  |  | NO | YES |  |  |  |  | VALLEYLAB INC. 10368390 FOB12208A |  |  | Active |  | 99:99:99:99:99:99 |  | High Risk | 6M:00-MFG | 05/30/2019 | 05/01/2020 | COOPER UNIVERSITY HOSPITAL |  |  | CCL - EP2 |  | LINDA BEAN
|  | VALLEYLAB INC. | FORCE FX-C | SYSTEM, ELECTROSURGICAL | F5E38685A | OPERATING ROOM - PAVILION | Pavilion |  | retired per sal | 07/06/2005 |  | 7/6/12 |  |  | NO | YES |  |  |  |  | VALLEYLAB INC. 10368356 F5E38685A |  |  | Active |  | 99:99:99:99:99:99 |  | High Risk | 6M:00-MFG | 08/22/2019 | 02/01/2020 | COOPER UNIVERSITY HOSPITAL |  |  | OR P3 |  | DOMINIC VENDETTA
|  | VALLEYLAB INC. | FORCE FX-C | SYSTEM, ELECTROSURGICAL | F8A58626A | OPERATING ROOM - PAVILION | Pavilion |  | retired per sal | 01/31/2008 |  | 1/31/15 |  |  | NO | YES |  |  |  |  | VALLEYLAB INC. 10368299 F8A58626A |  |  | Active |  | 99:99:99:99:99:99 |  | High Risk | 6M:00-MFG | 08/20/2019 | 02/01/2020 | COOPER UNIVERSITY HOSPITAL |  |  | K2 |  | DOMINIC VENDETTA
|  | VALLEYLAB INC. | FORCE FX-C | SYSTEM, ELECTROSURGICAL | FOB12201A | OPERATING ROOM - PAVILION | Pavilion |  |  | 03/06/2000 |  | 3/6/07 |  |  | NO | YES |  |  |  |  | VALLEYLAB INC. 10368293 FOB12201A |  |  | Active |  | 99:99:99:99:99:99 |  | High Risk | 6M:00-MFG | 08/22/2019 | 02/01/2020 | COOPER UNIVERSITY HOSPITAL |  |  | P5 |  | DOMINIC VENDETTA
|  | VALLEYLAB INC. | FORCE FX-C | SYSTEM, ELECTROSURGICAL | F5C36804A | CARDIAC CATH LAB | Kelemen |  | Removed from service 1/31/20 | 04/04/2006 |  | 4/4/13 |  |  | NO | YES |  |  |  |  | VALLEYLAB INC. 10367842 F5C36804A |  |  | Active |  | 99:99:99:99:99:99 |  | High Risk | 6M:00-MFG | 05/30/2019 | 05/01/2020 | COOPER UNIVERSITY HOSPITAL |  |  | CCL - EP1 |  | LINDA BEAN
|  | VALLEYLAB INC. | FORCE FX-C | SYSTEM, ELECTROSURGICAL | FOB12200A | OPERATING ROOM - PAVILION | Kelemen |  | retired per sal | 03/06/2000 |  | 3/6/07 |  |  | NO | YES |  |  |  |  | VALLEYLAB INC. 10367394 FOB12200A |  |  | Active |  | 99:99:99:99:99:99 |  | High Risk | 6M:00-MFG | 08/27/2019 | 02/01/2020 | COOPER UNIVERSITY HOSPITAL |  |  | P3 |  | DOMINIC VENDETTA
|  | VALLEYLAB INC. | FORCE FX-C | SYSTEM, ELECTROSURGICAL | FOB12196A | OPERATING ROOM - PAVILION | Pavilion |  |  | 03/06/2000 |  | 3/6/07 |  |  | NO | YES |  |  |  |  | VALLEYLAB INC. 10367392 FOB12196A |  |  | Active |  | 99:99:99:99:99:99 |  | High Risk | 6M:00-MFG | 08/22/2019 | 02/01/2020 | COOPER UNIVERSITY HOSPITAL |  |  | P2 |  | DOMINIC VENDETTA
|  | VALLEYLAB INC. | FORCE FX-C | SYSTEM, ELECTROSURGICAL | F8A58625A | OPERATING ROOM - PAVILION | Kelemen |  | retired per sal | 01/31/2008 |  | 1/31/15 |  |  | NO | YES |  |  |  |  | VALLEYLAB INC. 10367370 F8A58625A |  |  | Active |  | 99:99:99:99:99:99 |  | High Risk | 6M:00-MFG | 08/22/2019 | 02/01/2020 | COOPER UNIVERSITY HOSPITAL |  |  | K 6 |  | DOMINIC VENDETTA
|  | VALLEYLAB INC. | FORCE FX-C | SYSTEM, ELECTROSURGICAL | FOB12199A | OR - KELEMEN 3 | Pavilion |  | retired per sal | 03/06/2000 |  | 3/6/07 |  |  | NO | YES |  |  |  |  | VALLEYLAB INC. 10366517 FOB12199A |  |  | Active |  | 99:99:99:99:99:99 |  | High Risk | 6M:00-MFG | 08/27/2019 | 02/01/2020 | COOPER UNIVERSITY HOSPITAL |  |  | P8 |  | DOMINIC VENDETTA
|  | VALLEYLAB INC. | FORCE FX-C | SYSTEM, ELECTROSURGICAL | F4L35392A | LABOR & DELIVERY | Pavilion |  |  | 03/03/2005 |  | 3/3/12 |  |  | NO | YES |  |  |  |  | VALLEYLAB INC. 10365418 F4L35392A |  |  | Active |  | 99:99:99:99:99:99 |  | High Risk | 6M:00-MFG | 11/01/2019 | 05/01/2020 | COOPER UNIVERSITY HOSPITAL |  |  | 6TH FLOOR |  | JOANNA HORST
|  | VALLEYLAB INC. | FORCE FX-C | SYSTEM, ELECTROSURGICAL | F8A58616A | OR - KELEMEN 3 | Kelemen |  |  | 01/31/2008 |  | 1/31/15 |  |  | NO | YES |  |  |  |  | VALLEYLAB INC. 10357243 F8A58616A |  |  | Active |  | 99:99:99:99:99:99 |  | High Risk | 6M:00-MFG | 08/16/2019 | 02/01/2020 | COOPER UNIVERSITY HOSPITAL |  |  | P11 |  | DOMINIC VENDETTA
|  | VALLEYLAB INC. | FORCE FX-C | SYSTEM, ELECTROSURGICAL | FOB12197A | OR - KELEMEN 3 | Pavilion |  | retired per sal | 03/06/2000 |  | 3/6/07 |  |  | NO | YES |  |  |  |  | VALLEYLAB INC. 10355467 FOB12197A |  |  | Active |  | 99:99:99:99:99:99 |  | High Risk | 6M:00-MFG | 08/27/2019 | 02/01/2020 | COOPER UNIVERSITY HOSPITAL |  |  | P OR 1 |  | DOMINIC VENDETTA
|  | VALLEYLAB INC. | FORCE FX-C | SYSTEM, ELECTROSURGICAL | S4J15275AX | VOORHEES SURGERY CENTER-OPERATING ROOM | 900 Centennial Blvd | Suite E |  | 12/18/2014 |  | 12/18/21 |  |  | NO | YES |  |  |  |  | VALLEYLAB INC. 10347231 S4J15275AX |  |  | Active |  | 99:99:99:99:99:99 |  | High Risk | 6M:00-MFG | 10/30/2019 | 04/01/2020 | COOPER AMBULATORY OFF-SITES |  |  | OR 3 |  | JENNIFER BOMBARO
|  | VALLEYLAB INC. | FORCE FX-C | SYSTEM, ELECTROSURGICAL | F8A58614A | VOORHEES SURGERY CENTER-OPERATING ROOM | 900 Centennial Blvd | Suite E |  | 01/31/2008 |  | 1/31/15 |  |  | NO | YES |  |  |  |  | VALLEYLAB INC. 10347204 F8A58614A |  |  | Active |  | 99:99:99:99:99:99 |  | High Risk | 6M:00-MFG | 10/30/2019 | 04/01/2020 | COOPER AMBULATORY OFF-SITES |  |  | SUITE E OR 4 |  | JENNIFER BOMBARO
|  | VALLEYLAB INC. | FORCE FX-C | SYSTEM, ELECTROSURGICAL | F5C36904A | OPERATING ROOM - PAVILION | Pavilion |  | retired per sal | 05/06/2005 |  | 5/6/12 |  |  | NO | YES |  |  |  |  | VALLEYLAB INC. 10346594 F5C36904A |  |  | Active |  | 99:99:99:99:99:99 |  | High Risk | 6M:00-MFG | 08/26/2019 | 02/01/2020 | COOPER UNIVERSITY HOSPITAL |  |  | OR P08 |  | DOMINIC VENDETTA
|  | VALLEYLAB INC. | FORCE FX-CS | SYSTEM, ELECTROSURGICAL | F7A77087AX | MARLTON-DERMATOLOGY | 10000 Sagamore Dr |  |  | 11/09/2017 |  | 11/9/24 |  |  | NO | YES |  |  |  |  | COVIDIEN 10732189 F7A77087AX |  |  | Active |  | 99:99:99:99:99:99 |  | High Risk | 6M:00-MFG | 05/14/2019 | 05/01/2020 | COOPER AMBULATORY OFF-SITES |  |  | LOWER CABINET LASER RM 1 | 0012508730 | MICHELE CANALE | Performance Verification | Closed | Josh Harris | 12/15/2017 | 12/15/2017 | INCOMING INVENTORY | DEVICE INVENTORIED | E3BB8AF6-8D0E-4BF8-8810-D9EA08CC84D2 | Labor | 12/15/2017 | 12/15/2017 | Josh Harris
|  | VALLEYLAB INC. | FORCE FX-CS | SYSTEM, ELECTROSURGICAL | F2G22913A | MARLTON-DERMATOLOGY | 10000 Sagemore Dr - Marlton |  |  | 11/09/2017 |  | 11/9/24 |  |  | NO | YES |  |  |  |  | COVIDIEN 10732187 F2G22913A |  |  | Active |  | 99:99:99:99:99:99 |  | High Risk | 6M:00-MFG | 05/14/2019 | 05/01/2020 | COOPER AMBULATORY OFF-SITES |  |  |  | 0012508738 | MICHELE CANALE | Performance Verification | Closed | Josh Harris | 12/15/2017 | 12/15/2017 | INCOMING INVENTORY | DEVICE INVENTORIED | 12A5AB41-32A1-4665-980B-93AB1FC3A0A1 | Labor | 12/15/2017 | 12/15/2017 | Josh Harris
|  | VALLEYLAB INC. | FORCE FX-CS | SYSTEM, ELECTROSURGICAL | F2D22008A | MARLTON-DERMATOLOGY | 10000 Sagemore Dr - Marlton |  |  | 11/09/2017 |  | 11/9/24 |  |  | NO | YES |  |  |  |  | COVIDIEN 10732188 F2D22008A |  |  | Active |  | 99:99:99:99:99:99 |  | High Risk | 6M:00-MFG | 05/14/2019 | 05/01/2020 | COOPER AMBULATORY OFF-SITES |  |  |  | 0012508734 | MICHELE CANALE | Performance Verification | Closed | Josh Harris | 12/15/2017 | 12/15/2017 | INCOMING INVENTORY | DEVICE INVENTORIED | 6E404277-B56B-4148-B078-B4CB7F04BACA | Labor | 12/15/2017 | 12/15/2017 | Josh Harris
|  | VALLEYLAB INC. | FORCE FX-CS | SYSTEM, ELECTROSURGICAL | F7A77096AX | MARLTON-DERMATOLOGY | 10000 Sagemore Dr - Marlton |  |  | 11/09/2017 |  | 11/9/24 |  |  | NO | YES |  |  |  |  | COVIDIEN 10732186 F7A77096AX |  |  | Active |  | 99:99:99:99:99:99 |  | High Risk | 6M:00-MFG | 05/14/2019 | 05/01/2020 | COOPER AMBULATORY OFF-SITES |  |  | SAGEMORE | 0012508740 | MICHELE CANALE | Performance Verification | Closed | Josh Harris | 12/15/2017 | 12/15/2017 | INCOMING INVENTORY | DEVICE INVENTORIED | 1DE4252E-84DE-47F0-A7D1-69912A66B360 | Labor | 12/15/2017 | 12/15/2017 | Josh Harris
|  | VALLEYLAB INC. | FORCE FX-CS | SYSTEM, ELECTROSURGICAL | SF8D01909A | OPERATING ROOM - PAVILION | Pavilion |  | retired per sal | 01/29/2009 |  | 1/29/16 |  |  | NO | YES |  |  |  |  | VALLEYLAB INC. 10369292 SF8D01909A |  |  | Active |  | 99:99:99:99:99:99 |  | High Risk | 6M:00-MFG | 08/26/2019 | 02/01/2020 | COOPER UNIVERSITY HOSPITAL |  |  | Pav OR 1 |  | DOMINIC VENDETTA
|  | VALLEYLAB INC. | FORCE FX-CS | SYSTEM, ELECTROSURGICAL | SF8103050A | OR - KELEMEN 3 | Pavilion |  | retired per sal | 04/09/2009 |  | 4/9/16 |  |  | NO | YES |  |  |  |  | VALLEYLAB INC. 10368135 SF8103050A |  |  | Active |  | 99:99:99:99:99:99 |  | High Risk | 6M:00-MFG | 08/27/2019 | 02/01/2020 | COOPER UNIVERSITY HOSPITAL |  |  | SD OR 1 |  | DOMINIC VENDETTA
|  | VALLEYLAB INC. | FORCE FX-CS | SYSTEM, ELECTROSURGICAL | SF8D01910A | OPERATING ROOM - PAVILION | Pavilion |  |  | 01/29/2009 |  | 1/29/16 |  |  | NO | YES |  |  |  |  | VALLEYLAB INC. 10366664 SF8D01910A |  |  | Active |  | 99:99:99:99:99:99 |  | High Risk | 6M:00-MFG | 08/22/2019 | 02/01/2020 | COOPER UNIVERSITY HOSPITAL |  |  | P4 |  | DOMINIC VENDETTA
|  | VALLEYLAB INC. | FORCE FX-CS | SYSTEM, ELECTROSURGICAL | SF8103049A | OPERATING ROOM - PAVILION | Kelemen |  |  | 04/09/2009 |  | 4/9/16 |  |  | NO | YES |  |  |  |  | VALLEYLAB INC. 10346593 SF8103049A |  |  | Active |  | 99:99:99:99:99:99 |  | High Risk | 6M:00-MFG | 08/22/2019 | 02/01/2020 | COOPER UNIVERSITY HOSPITAL |  |  | Pav OR Store Rm |  | DOMINIC VENDETTA
|  | VALLEYLAB INC. | FORCE FX-CS | SYSTEM, ELECTROSURGICAL | SF90C04088A | OPERATING ROOM - PAVILION | Pavilion |  | retired per sal | 11/11/2000 |  | 11/11/07 |  |  | NO | YES |  |  |  |  | VALLEYLAB INC. 10346557 SF90C04088A |  |  | Active |  | 99:99:99:99:99:99 |  | High Risk | 6M:00-MFG | 08/22/2019 | 02/01/2020 | COOPER UNIVERSITY HOSPITAL |  |  | OR K5 |  | DOMINIC VENDETTA
|  | VALLEYLAB INC. | FORCE TRIAD | SYSTEM, ELECTROSURGICAL | T8H7809E | OPERATING ROOM - PAVILION | Kelemen |  | Removed from service 1/31/20 | 08/22/2019 |  | 8/22/26 |  |  | NO | YES |  |  |  |  | VALLEYLAB INC. 11208350 T8H7809E |  |  | Active |  | 99:99:99:99:99:99 |  | High Risk | 6M:00-MFG | 08/22/2019 | 08/22/2019 | COOPER UNIVERSITY HOSPITAL |  |  | K8 |  | DOMINIC VENDETTA |  |  |  | 08/22/2019 | 08/22/2019 |  |  |  |  | 08/22/2019 | 08/22/2019
|  | VALLEYLAB INC. | FORCE TRIAD | SYSTEM, ELECTROSURGICAL | T4K43756EX | OPERATING ROOM - PAVILION | Pavilion |  | retired per sal | 12/18/2014 |  | 12/18/21 |  |  | NO | YES |  |  |  |  | VALLEYLAB INC. 10369320 T4K43756EX |  |  | Active |  | 99:99:99:99:99:99 |  | High Risk | 6M:00-MFG | 08/22/2019 | 02/01/2020 | COOPER UNIVERSITY HOSPITAL |  |  | K OR 9 |  | DOMINIC VENDETTA
|  | VALLEYLAB INC. | FORCE TRIAD | SYSTEM, ELECTROSURGICAL | T8H7829E | OPERATING ROOM - PAVILION | Pavilion |  |  | 10/16/2008 |  | 10/16/15 |  |  | NO | YES |  |  |  |  | VALLEYLAB INC. 10368428 T8H7829E |  |  | Active |  | 99:99:99:99:99:99 |  | High Risk | 6M:00-MFG | 08/27/2019 | 02/01/2020 | COOPER UNIVERSITY HOSPITAL |  |  | K1 |  | DOMINIC VENDETTA
|  | VALLEYLAB INC. | FORCE TRIAD | SYSTEM, ELECTROSURGICAL | T8H7825E | OPERATING ROOM - PAVILION | Pavilion |  | retired per sal | 10/16/2008 |  | 10/16/15 |  |  | NO | YES |  |  |  |  | VALLEYLAB INC. 10368404 T8H7825E |  |  | Active |  | 99:99:99:99:99:99 |  | High Risk | 6M:00-MFG | 08/27/2019 | 02/01/2020 | COOPER UNIVERSITY HOSPITAL |  |  | P6 |  | DOMINIC VENDETTA
|  | VALLEYLAB INC. | FORCE TRIAD | SYSTEM, ELECTROSURGICAL | T7D2612E | OPERATING ROOM - PAVILION | Pavilion |  | retired per sal | 08/19/2010 |  | 8/19/17 |  |  | NO | YES |  |  |  |  | VALLEYLAB INC. 10368360 T7D2612E |  |  | Active |  | 99:99:99:99:99:99 |  | High Risk | 6M:00-MFG | 08/27/2019 | 02/01/2020 | COOPER UNIVERSITY HOSPITAL |  |  | P OR 8 |  | DOMINIC VENDETTA
|  | VALLEYLAB INC. | FORCE TRIAD | SYSTEM, ELECTROSURGICAL | T7A1669E | OPERATING ROOM - PAVILION | Kelemen |  | Removed from service 1/31/20 | 08/18/2010 |  | 8/18/17 |  |  | NO | YES |  |  |  |  | VALLEYLAB INC. 10368277 T7A1669E |  |  | Active |  | 99:99:99:99:99:99 |  | High Risk | 6M:00-MFG | 08/20/2019 | 02/01/2020 | COOPER UNIVERSITY HOSPITAL |  |  | K5 |  | DOMINIC VENDETTA
|  | VALLEYLAB INC. | FORCE TRIAD | SYSTEM, ELECTROSURGICAL | T4K43743EX | OR - KELEMEN 3 | Kelemen |  | retired per sal | 12/18/2014 |  | 12/18/21 |  |  | NO | YES |  |  |  |  | COVIDIEN 10368254 T4K43743EX |  |  | Active |  | 99:99:99:99:99:99 |  | High Risk | 6M:00-MFG | 08/27/2019 | 02/01/2020 | COOPER UNIVERSITY HOSPITAL |  |  | K12 |  | DOMINIC VENDETTA
|  | VALLEYLAB INC. | FORCE TRIAD | SYSTEM, ELECTROSURGICAL | T4K43750EX | OR - KELEMEN 3 | Kelemen |  | retired per sal | 12/18/2014 |  | 12/18/21 |  |  | NO | YES |  |  |  |  | VALLEYLAB INC. 10368215 T4K43750EX |  |  | Active |  | 99:99:99:99:99:99 |  | High Risk | 6M:00-MFG | 08/27/2019 | 02/01/2020 | COOPER UNIVERSITY HOSPITAL |  |  | K6 |  | DOMINIC VENDETTA
|  | VALLEYLAB INC. | FORCE TRIAD | SYSTEM, ELECTROSURGICAL | T4K43742EX | OPERATING ROOM - PAVILION | Kelemen |  | retired per sal | 12/18/2014 |  | 12/18/21 |  |  | NO | YES |  |  |  |  | VALLEYLAB INC. 10367385 T4K43742EX |  |  | Active |  | 99:99:99:99:99:99 |  | High Risk | 6M:00-MFG | 08/26/2019 | 02/01/2020 | COOPER UNIVERSITY HOSPITAL |  |  | P5 |  | DOMINIC VENDETTA
|  | VALLEYLAB INC. | FORCE TRIAD | SYSTEM, ELECTROSURGICAL | T4K43744EX | OPERATING ROOM - PAVILION | Kelemen |  | Removed from service 1/31/20 | 12/18/2014 |  | 12/18/21 |  |  | NO | YES |  |  |  |  | COVIDIEN 10367357 T4K43744EX |  |  | Active |  | 99:99:99:99:99:99 |  | High Risk | 6M:00-MFG | 08/27/2019 | 02/01/2020 | COOPER UNIVERSITY HOSPITAL |  |  | K3 |  | DOMINIC VENDETTA
|  | VALLEYLAB INC. | FORCE TRIAD | SYSTEM, ELECTROSURGICAL | T4K43749EX | OR - KELEMEN 3 | Kelemen |  | retired per sal | 12/18/2014 |  | 12/18/21 |  |  | NO | YES |  |  |  |  | VALLEYLAB INC. 10366673 T4K43749EX |  |  | Active |  | 99:99:99:99:99:99 |  | High Risk | 6M:00-MFG | 08/27/2019 | 02/01/2020 | COOPER UNIVERSITY HOSPITAL |  |  | K8 |  | DOMINIC VENDETTA
|  | VALLEYLAB INC. | FORCE TRIAD | SYSTEM, ELECTROSURGICAL | T8H7824E | OPERATING ROOM - PAVILION | Pavilion |  | retired per sal | 12/16/2008 |  | 12/16/15 |  |  | NO | YES |  |  |  |  | VALLEYLAB INC. 10366529 T8H7824E |  |  | Active |  | 99:99:99:99:99:99 |  | High Risk | 6M:00-MFG | 08/22/2019 | 02/01/2020 | COOPER UNIVERSITY HOSPITAL |  |  | K4 |  | DOMINIC VENDETTA
|  | VALLEYLAB INC. | SURGISTAT | SYSTEM, ELECTROSURGICAL | A3L11691 B-20 | MARLTON-DERMATOLOGY | 10000 Sagemore Dr - Marlton |  |  | 05/14/2019 |  | 5/14/24 |  |  | NO | YES |  |  |  |  | VALLEYLAB INC. 30142555 A3L11691 B-20 |  |  | Active |  | 99:99:99:99:99:99 |  | High Risk | 6M:00-MFG | 05/14/2019 | 05/14/2019 | COOPER AMBULATORY OFF-SITES |  |  | Laser Room 2 |  | MICHELE CANALE |  |  |  | 05/14/2019 | 05/14/2019 |  |  |  |  | 05/14/2019 | 05/14/2019
|  | VALLEYLAB INC. | SURGISTAT 2 | SYSTEM, ELECTROSURGICAL | VL5205005 | COOPER CANCER CENTER-MULTIDISCIPLINARY CLINIC | MD Anderson Cancer Center |  |  | 01/25/2006 |  | 1/25/11 |  |  | NO | YES |  |  |  |  | VALLEYLAB INC. 10480355 VL5205005 |  |  | Active |  | 99:99:99:99:99:99 |  | High Risk | 6M:00-MFG | 09/01/2019 | 03/01/2020 | COOPER AMBULATORY OFF-SITES |  |  | RM 2049 PROCEDURE ROOM |  | ROXANNE BERGER
|  | VALLEYLAB INC. | SURGISTAT 2 | SYSTEM, ELECTROSURGICAL | VL2603009 |  | 401 Haddon Ave | [7 empty] | YES | YES
|  | MACAN ENGINEERING COMPANY | MC-6A | SYSTEM, ELECTROSURGICAL, DENTAL | Not Known | BUNKER HILL-ORAL SURGERY | 6200 Main St |  |  | 01/01/1900 |  |  |  |  | NO | YES |  |  |  |  | MACAN ENGINEERING COMPANY 10366947 Not Known |  |  | Active |  | 99:99:99:99:99:99 |  | High Risk | 6M:00-MFG | 09/01/2019 | 03/01/2020 | COOPER AMBULATORY OFF-SITES |  |  | exam 4 |  | BARBARA DIPINTO
|  | EKOS CORPORATION | EKOSONIC PT-3B | SYSTEM, ENDOVASCULAR | PT3B-6185 | CARDIAC CATH LAB | Kelemen |  |  | 01/11/2017 |  | 1/11/25 |  |  | NO | YES |  |  |  |  | EKOS CORPORATION 10769466 PT3B-6185 |  |  | Active |  | 99:99:99:99:99:99 |  | High Risk | 1Y:00-FIL | 05/30/2019 | 05/01/2020 | COOPER UNIVERSITY HOSPITAL |  |  | CCL - Lab 3 | 0012149954 | LINDA BEAN | Performance Verification | Closed | Stephen Zubrzycki | 09/11/2017 | 09/11/2017 | INCOMING INVENTORY | DEVICE INVENTORIED | F160AFBA-07AC-4E5F-A66B-A15A0DEFEFE8 | Labor | 09/11/2017 | 09/11/2017 | Bonnie Aichroth
|  | EKOS CORPORATION | EKOSONIC PT-3B | SYSTEM, ENDOVASCULAR | PT3B-6051 | CARDIAC CATH LAB | Kelemen |  |  | 07/26/2016 |  | 7/26/24 |  |  | NO | YES |  |  |  |  | EKOS CORPORATION 10505351 PT3B-6051 |  |  | Active |  | 99:99:99:99:99:99 |  | High Risk | 1Y:00-FIL | 05/30/2019 | 05/01/2020 | COOPER UNIVERSITY HOSPITAL |  |  | CCL - Lab 3 |  | LINDA BEAN
|  | COOPERSURGICAL, INC. | LEEP PRECISION | SYSTEM, EVACUATION, SMOKE |  | COOPER CANCER-- EGG HARBOR | 303 Central Ave |  |  | 07/23/2019 |  |  |  |  | NO | YES |  |  |  |  | COOPERSURGICAL, INC. 11221810 2018030025 |  |  | Active |  |  |  | Equipment | 1Y:00-MFG | 07/23/2019 | 07/23/2019 | COOPER AMBULATORY OFF-SITES |  |  | Performance Verification | WOT00000003242692 | VIOLET YACOVELLI | Performance Verification | Closed | Josh Harris | 07/23/2019 | 07/23/2019 | Performance Verification for COOPERSURGICAL, INC. 11221810 2018030025 | Initial Install of Performance Verification. Device is ready for patient use. | EXP4330355 | Parts | 07/23/2019 | 07/23/2019 | Kirk Lis
|  | VALLEYLAB INC. | RAPIDVAC | SYSTEM, EVACUATION, SMOKE | VL001130 | OPERATING ROOM - PAVILION | Pavilion |  |  | 11/10/2009 |  | 11/10/19 |  |  | NO | YES |  |  |  |  | VALLEYLAB INC. 10367422 VL001130 |  |  | Active |  | 99:99:99:99:99:99 |  | Equipment | 1Y:00-MFG | 02/23/2019 | 02/01/2020 | COOPER UNIVERSITY HOSPITAL |  |  | Pav OR STORAGE |  | DOMINIC VENDETTA
|  | VALLEYLAB INC. | RAPIDVAC | SYSTEM, EVACUATION, SMOKE | VL000712 |  | Pavilion | [7 empty] | NO | YES
|  | VALLEYLAB INC. | RAPIDVAC | SYSTEM, EVACUATION, SMOKE | VL012034X |  | MD Anderson Cancer Center | [7 empty] | YES | YES
|  | CARDINAL HEALTH EMS/ALLEGIANCE | PULSE WAVE | SYSTEM, FLUID MANAGEMENT |  |  | Pavilion |  |  | 02/01/2013 |  |  |  |  | NO | YES |  |  |  |  | CARDINAL HEALTH EMS/ALLEGIANCE 10367360 120332 |  |  | Active |  | 99:99:99:99:99:99 |  | Equipment | PAAR:00-PVAR | 11/01/2019 |  | COOPER UNIVERSITY HOSPITAL |  |  | Pav OR Storage | WOT00000002200021 | DOMINIC VENDETTA | Disposition | Closed | Salvatore Bombara | 02/14/2019 | 05/16/2019 | Bulk Disposition CNL
|  | NOVADAQ TECHNOLOGIES | SPY ELITE LC3000 | SYSTEM, FLUORESCENCE | SP12100257 | OR - KELEMEN 3 | Kelemen |  |  | 01/01/2013 |  |  |  |  | NO | YES |  |  |  |  | NOVADAQ TECHNOLOGIES 10356164 SP12100257 |  |  | Active |  | 99:99:99:99:99:99 |  | Equipment | 1Y:00-MFG | 02/14/2019 | 02/01/2020 | COOPER UNIVERSITY HOSPITAL |  |  | Pav OR Store Rm |  | DOMINIC VENDETTA
|  | NEOPROBE | NEO2000 (2100) | SYSTEM, GAMMA DETECTION |  | VOORHEES SURGERY CENTER-OPERATING ROOM | 900 Centennial Blvd | Suite E |  | 10/31/2019 |  |  |  |  | NO | YES |  |  |  |  | NEOPROBE 11200057 193165133 |  |  | Active |  |  |  | Equipment | PAAR:00-PVAR | 10/31/2019 | 10/31/2019 | COOPER AMBULATORY OFF-SITES |  |  | SUITE E | WOT00000003431293 | JENNIFER BOMBARO | Performance Verification | Closed | Kirk Lis | 10/31/2019 | 10/31/2019 | Performance Verification for NEOPROBE 11200057 193165133 | Initial Install of Performance Verification. Device is ready for patient use. |  |  | 10/31/2019 | 10/31/2019
|  | NEOPROBE | NEO2000 (2200) | SYSTEM, GAMMA DETECTION |  | VOORHEES SURGERY CENTER-OPERATING ROOM | 900 Centennial Blvd | Suite E |  | 09/08/2002 |  |  |  |  | NO | YES |  |  |  |  | NEOPROBE 10347229 013751836 |  |  | Active |  | 99:99:99:99:99:99 |  | Equipment | 6M:00-ESI | 10/30/2019 | 04/01/2020 | COOPER AMBULATORY OFF-SITES |  |  | Store Room |  | JENNIFER BOMBARO
|  | NX STAGE MEDICAL, INC | SYSTEM ONE | SYSTEM, HEMODIALYSIS |  | DIALYSIS PROCEDURE CENTER | Pavilion |  |  | 08/06/2019 |  | 8/6/24 |  |  | NO | YES |  |  |  |  | NX STAGE MEDICAL, INC 11187678 37578 |  |  | Active |  | E0:9D:31:BD:EE:9C |  | Life Support | 6M:00-MFG | 08/06/2019 | 08/06/2019 | COOPER UNIVERSITY HOSPITAL |  |  | ICU #2 - 3,430 hrs 11/19 | WOT00000003416475 | GERRY DNUNZIO | Performance Verification | Closed | Stephen Zubrzycki | 08/06/2019 | 08/06/2019 | Performance Verification for NX STAGE MEDICAL, INC 11187678 37578 | Initial Install of Performance Verification. Device is ready for patient use. |  |  | 08/06/2019 | 08/06/2019
|  | NX STAGE MEDICAL, INC | SYSTEM ONE | SYSTEM, HEMODIALYSIS |  | DIALYSIS PROCEDURE CENTER | Pavilion |  |  | 05/24/2019 |  | 5/24/24 |  |  | NO | YES |  |  |  |  | NX STAGE MEDICAL, INC 11187566 33985 |  |  | Active |  | E0:9D:31:B9:10:94 |  | Life Support | 6M:00-MFG | 05/24/2019 | 05/24/2019 | COOPER UNIVERSITY HOSPITAL |  |  | Spare #2 - 250 hrs 11/19 | 0012494373 | GERRY DNUNZIO | Performance Verification | Closed | Josh Harris | 05/24/2019 | 05/24/2019 | INCOMING INVENTORY | DEVICE INVENTORIED | 17F7D301-A0C9-41C3-BDE8-5A9BBF57F87A | Labor | 05/24/2019 | 05/24/2019 | Josh Harris
|  | NX STAGE MEDICAL, INC | SYSTEM ONE | SYSTEM, HEMODIALYSIS |  | DIALYSIS PROCEDURE CENTER | Kelemen |  |  | 12/08/2017 |  | 12/8/22 |  |  | NO | YES |  |  |  |  | NX STAGE MEDICAL, INC 10752512 33636 |  |  | Active |  | E0:9D:31:B9:10:18 |  | Life Support | 6M:00-MFG | 05/30/2019 | 05/01/2020 | COOPER UNIVERSITY HOSPITAL |  |  | TICU #1 - 0 hrs 11/19 | 0012494350 | GERRY DNUNZIO | Performance Verification | Closed | Josh Harris | 12/08/2017 | 12/08/2017 | INCOMING INVENTORY | DEVICE INVENTORIED | 0391AD39-2473-4D1C-A256-DEAE70D44B5F | Labor | 12/08/2017 | 12/08/2017 | Josh Harris
|  | NX STAGE MEDICAL, INC | SYSTEM ONE | SYSTEM, HEMODIALYSIS |  | DIALYSIS PROCEDURE CENTER | Kelemen |  |  | 12/08/2017 |  | 12/8/22 |  |  | NO | YES |  |  |  |  | NX STAGE MEDICAL, INC 10752510 33638 |  |  | Active |  | E0:9D:31:B9:10:A4 |  | Life Support | 6M:00-MFG | 05/30/2019 | 05/01/2020 | COOPER UNIVERSITY HOSPITAL |  |  | Spare #1 - 0 hrs 11/19 | 0012494364 | GERRY DNUNZIO | Performance Verification | Closed | Josh Harris | 12/08/2017 | 12/08/2017 | INCOMING INVENTORY | DEVICE INVENTORIED | ECB6128F-84AC-4E47-9ABE-3F0A3C6B55AF | Labor | 12/08/2017 | 12/08/2017 | Josh Harris
|  | NX STAGE MEDICAL, INC | SYSTEM ONE | SYSTEM, HEMODIALYSIS |  | DIALYSIS PROCEDURE CENTER | Kelemen |  |  | 12/08/2017 |  | 12/8/22 |  |  | NO | YES |  |  |  |  | NX STAGE MEDICAL, INC 10752508 33637 |  |  | Active |  | E0:9D:31:B9:10:78 |  | Life Support | 6M:00-MFG | 05/31/2019 | 05/01/2020 | COOPER UNIVERSITY HOSPITAL |  |  | ICU #1 - 2552 hrs 11/19 | 0012494360 | GERRY DNUNZIO | Preventative Maintenance | Closed | Josh Harris | 12/08/2017 | 12/08/2017 | PERFORMANCE ASSURANCE AT INVENTORY | INVENTORIED DEVICE AND ENSURED DEVICE WAS FUNCTIONING PROPERLY. | 11930CCD-1091-4D11-9C74-13DB922AAE61 | Labor | 12/08/2017 | 12/08/2017 | Richard Jolly
|  | NX STAGE MEDICAL, INC | SYSTEM ONE | SYSTEM, HEMODIALYSIS |  | DIALYSIS PROCEDURE CENTER | Kelemen |  |  | 12/08/2017 |  | 12/8/22 |  |  | NO | YES |  |  |  |  | NX STAGE MEDICAL, INC 10752509 33635 |  |  | Active |  | E0:9D:31:B9:10:80 |  | Life Support | 6M:00-MFG | 05/30/2019 | 05/01/2020 | COOPER UNIVERSITY HOSPITAL |  |  | ICU #2 - 4000 hrs 11/19 | 0012494346 | GERRY DNUNZIO | Preventative Maintenance | Closed | Josh Harris | 12/08/2017 | 12/08/2017 | PERFORMANCE ASSURANCE AT INVENTORY | INVENTORIED DEVICE AND ENSURED DEVICE WAS FUNCTIONING PROPERLY. | 2D05E429-7653-4824-A6AB-2CE9D9947A9B | Labor | 12/08/2017 | 12/08/2017 | Richard Jolly
|  | NX STAGE MEDICAL, INC | SYSTEM ONE | SYSTEM, HEMODIALYSIS |  | DIALYSIS PROCEDURE CENTER | Pavilion |  |  | 12/08/2017 |  | 12/8/22 |  |  | NO | YES |  |  |  |  | NX STAGE MEDICAL, INC 10752507 33984 |  |  | Active |  | E0:9D:31:B9:10:3C |  | Life Support | 6M:00-MFG | 05/28/2019 | 05/01/2020 | COOPER UNIVERSITY HOSPITAL |  |  | ICU #3 - 3486 hrs 11/19 | 0012494367 | GERRY DNUNZIO | Performance Verification | Closed | Josh Harris | 12/08/2017 | 12/08/2017 | INCOMING INVENTORY | DEVICE INVENTORIED | 0EE71871-C649-4936-9433-12457D40418A | Labor | 12/08/2017 | 12/08/2017 | Josh Harris
|  | NX STAGE MEDICAL, INC | SYSTEM ONE | SYSTEM, HEMODIALYSIS |  | INTENSIVE CARE UNIT | Pavilion |  |  | 04/16/2018 |  | 4/16/23 |  |  | NO | YES |  |  |  |  | NX STAGE MEDICAL, INC 10732499 34980 |  |  | Active |  | E0:9D:31:B5:A9:94 |  | Life Support | 6M:00-MFG | 06/06/2019 | 12/01/2019 | COOPER UNIVERSITY HOSPITAL |  |  | CCU #1 - 1231 hrs 11/19 | WOT00000000797679 | CAROLYN RUMELL | Performance Verification | Closed | Josh Harris | 04/16/2018 | 07/30/2018 | Performance Verification for NX STAGE MEDICAL, INC 10732499 34980 | Initial Install of Performance Verification. Device is ready for patient use.
|  | SMITH &amp; NEPHEW | VERSAJET II | SYSTEM, HYDROSURGERY | Kwhk170032 | OR - KELEMEN 3 | Kelemen |  |  | 02/15/2019 |  | 2/15/24 |  |  | NO | YES |  |  |  |  | SMITH & NEPHEW 11239326 Kwhk170032 |  |  | Active |  | 99:99:99:99:99:99 |  | Equipment | 1Y:00-MFG | 02/15/2019 | 02/15/2019 | COOPER UNIVERSITY HOSPITAL |  |  | Service Agreement. Kel OR Store Rm | WOT00000000916783 | DOMINIC VENDETTA | Performance Verification | Closed | Salvatore Bombara | 02/15/2019 | 02/15/2019 | Performance Verification for SMITH & NEPHEW 11239326 Kwhk170032 | Initial Install of Performance Verification. Device is ready for patient use. |  |  | 02/15/2019 | 02/15/2019
|  | SMITH &amp; NEPHEW | VERSAJET II | SYSTEM, HYDROSURGERY | KVID180035 | OR - KELEMEN 3 | Kelemen |  |  | 02/15/2019 |  | 2/15/24 |  |  | NO | YES |  |  |  |  | SMITH & NEPHEW 11239276 KVID180035 |  |  | Active |  | 99:99:99:99:99:99 |  | Equipment | 1Y:00-MFG | 02/15/2019 | 02/15/2019 | COOPER UNIVERSITY HOSPITAL |  |  | Service Agreement Kel OR Store Rm | WOT00000000901902 | DOMINIC VENDETTA | Performance Verification | Closed | Salvatore Bombara | 02/15/2019 | 02/15/2019 | Performance Verification for SMITH & NEPHEW 11239276 KVID180035 | Initial Install of Performance Verification. Device is ready for patient use. |  |  | 02/15/2019 | 02/15/2019
|  | ARTHREX INC. | SYNERGY UHD4 | SYSTEM, IMAGE MANAGEMENT | Dbl150020 |  | 900 Centennial Blvd | Suite E | [6 empty] | NO | YES
|  | ARTHREX INC. | SYNERGY UHD4 | SYSTEM, IMAGE MANAGEMENT | DBC160030 | OR - KELEMEN 3 | Kelemen |  |  | 05/23/2016 |  | 5/23/21 |  |  | NO | YES |  |  |  |  | ARTHREX INC. 10480466 DBC160030 |  |  | Active |  | 68:C9:0B:17:57:FC |  | Accessory | PAAR:00-PVAR | 10/31/2019 |  | COOPER UNIVERSITY HOSPITAL |  |  |  |  | DOMINIC VENDETTA
|  | ARTHREX INC. | SYNERGY UHD4 | SYSTEM, IMAGE MANAGEMENT | DBL150017 | OR - KELEMEN 3 | Kelemen |  |  | 05/23/2016 |  | 5/23/21 |  |  | NO | YES |  |  |  |  | ARTHREX INC. 10480454 DBL150017 |  |  | Active |  | D0:39:72:59:B3:CE |  | Accessory | PAAR:00-PVAR | 10/31/2019 |  | COOPER UNIVERSITY HOSPITAL |  |  | k or storge |  | DOMINIC VENDETTA
|  | SMITH &amp; NEPHEW | 660HD | SYSTEM, IMAGE MANAGEMENT | 660HD0073 | OR - KELEMEN 3 | 401 Haddon Ave |  |  | 07/07/2006 |  | 7/7/11 |  |  | NO | YES |  |  |  |  | SMITH & NEPHEW 10355422 660HD0073 |  |  | Disposition |  | 00:80:66:02:94:4D |  | Equipment | PAAR:00-PVAR | 11/02/2019 |  | COOPER UNIVERSITY HOSPITAL |  |  | P5 STORAGE RM |  | DOMINIC VENDETTA
|  | SMITH &amp; NEPHEW | 660HD | SYSTEM, IMAGE MANAGEMENT | 660HD0216 |  | 401 Haddon Ave | [7 empty] | NO | YES
|  | CHANGE HEALTHCARE | HCR100DW10 | SYSTEM, IMAGE PROCESSING, RADIOLOGY |  |  | Dorrance | [6 empty] | SYSTEM COMPONENT | YES | YES
|  | CHANGE HEALTHCARE | HCR100DW10 | SYSTEM, IMAGE PROCESSING, RADIOLOGY |  |  | 901 Centennial Blvd | Building 1 | [5 empty] | SYSTEM COMPONENT | YES | YES
|  | CHANGE HEALTHCARE | HCR100DW10 | SYSTEM, IMAGE PROCESSING, RADIOLOGY |  | CARDIAC CATH LAB | Kelemen |  |  | 10/31/2019 |  |  |  | SYSTEM COMPONENT | NO | YES |  |  |  |  | CHANGE HEALTHCARE 30225176 202000125149 |  |  | Active |  |  |  | Equipment | PAAR:00-PVAR | 10/31/2019 | 10/31/2019 | COOPER UNIVERSITY HOSPITAL |  |  | CCL - Lab 2 Control Room | WOT00000002859790 | LINDA BEAN | Performance Verification | Closed | Stephen Zubrzycki | 10/31/2019 | 10/31/2019 | Performance Verification for UNMATCHED 30225176 202000125149 | Initial Install of Performance Verification. Device is ready for patient use. |  |  | 10/31/2019 | 10/31/2019
|  | CHANGE HEALTHCARE | HCR100DW10 | SYSTEM, IMAGE PROCESSING, RADIOLOGY |  |  | 1210 Brace Rd | Heart Institute | [5 empty] | SYSTEM COMPONENT | YES | YES
|  | STRYKER CORP. | SDC ULTRA | SYSTEM, INFORMATION MANAGEMENT | 10G059104 |  | 900 Centennial Blvd | Suite E | [6 empty] | NO | YES
|  | STRYKER CORP. | SDC ULTRA | SYSTEM, INFORMATION MANAGEMENT | 10G059144 | VOORHEES SURGERY CENTER-OPERATING ROOM | 900 Centennial Blvd | Suite E |  | 07/27/2010 |  |  |  |  | NO | YES |  |  |  |  | STRYKER CORP. 10345446 10G059144 |  |  | Active |  | 00:07:32:13:22:67 |  | Equipment | PAAR:00-PVAR | 11/02/2019 |  | COOPER AMBULATORY OFF-SITES |  |  | EQUIPMENT STORAGE AREA |  | JENNIFER BOMBARO
|  | ANDREW TECHNOLOGIES | HYDRASOLVE | SYSTEM, LIPPOPLASTY | 04-B-0012 |  | Pavilion | [7 empty] | NO | YES
|  | MEDTRONIC SURGICAL NAVIGATION TECHNOLOGI | AXIOM 9660651 | SYSTEM, NAVIGATION, ELECTROMAGNETIC |  |  | Pavilion | [6 empty] | SYSTEM COMPONENT | YES | YES
|  | BAXTER HEALTHCARE | AMIA | SYSTEM, PERITONEAL |  | KELEMEN N10 | Kelemen |  |  | 10/11/2019 |  | 10/11/24 |  |  | NO | YES |  |  |  |  | BAXTER HEALTHCARE 11208450 223049 |  |  | Active |  |  |  | Equipment | 1Y:00-MFG | 10/11/2019 | 10/11/2019 | COOPER UNIVERSITY HOSPITAL |  |  | Performance Verification | WOT00000004029778 | Lisa Brooks | Performance Verification | Closed | Zhan Kiselev | 10/11/2019 | 10/11/2019 | Performance Verification for BAXTER HEALTHCARE 11208450 223049 | Initial Install of Performance Verification. Device is ready for patient use. |  |  | 10/11/2019 | 10/11/2019
|  | VARIAN | RPM | SYSTEM, RESPIRATORY GATING |  | COOPER CANCER CENTER | MD Anderson Cancer Center |  |  | 10/01/2013 |  |  |  |  | NO | YES |  |  |  |  | VARIAN 10480297 6043 |  |  | Active |  |  |  | Equipment | PAAR:00-PVAR | 10/31/2019 |  | COOPER AMBULATORY OFF-SITES |  |  | C1100 | WOT00000003271203 | COLLEEN TEGELER | Repair | Completed | Charles Santomero | 07/29/2019 | 09/03/2019 | Infrared Camera (to monitor patient breathing) - see notes, broken, snapped off from device, need PO # | Mount is broken and needs replaced and then a re-alignment to monitor breathing properly. OEM (Varian) came in and completed repairs. Awaiting service report. Original PO given to Varian was mistakenly made payable to Philips. Varian completed the repairs, but now they need a good PO. Advised by Procurement to canceled the original PO (TMXC0280948) and request a new one in Varian's name. | EXP3868796 | Labor | 07/29/2019 | 07/29/2019 | Charles Santomero
|  | INTUITIVE SURGICAL | INTUITIVE SURGICAL DA VINCI XI | SYSTEM, ROBOTIC, COMPUTER ASSISTED |  |  | Kelemen | [7 empty] | YES | YES
|  | CRYOMEDICS | MT 700 | SYSTEM, SRYOSURGICAL | 7A4584 |  | 1900 Mount Holly Rd | [7 empty] | YES | YES
|  | MEDTRONIC SURGICAL NAVIGATION TECHNOLOGI | FUSION | SYSTEM, SURGICAL NAVIGATION | N04020078 | OR - KELEMEN 3 | Kelemen |  |  | 04/08/2013 |  |  |  |  | NO | YES |  |  |  |  | MEDTRONIC SURGICAL NAVIGATION TECHNOLOGI 10368221 N04020078 |  |  | Active |  | 00:19:0F:10:20:6B |  | Equipment | 1Y:00-MFG | 02/15/2019 | 02/01/2020 | COOPER UNIVERSITY HOSPITAL |  |  | Kel OR Store Rm |  | DOMINIC VENDETTA
|  | MEDTRONIC SURGICAL NAVIGATION TECHNOLOGI | FUSION | SYSTEM, SURGICAL NAVIGATION | N05918387 | VOORHEES SURGERY CENTER-OPERATING ROOM | 900 Centennial Blvd | Suite E |  | 12/19/2014 |  |  |  |  | NO | YES |  |  |  |  | MEDTRONIC SURGICAL NAVIGATION TECHNOLOGI 10347200 N05918387 |  |  | Active |  | CD:10:10:CE:D0:00 |  | Equipment | 1Y:00-MFG | 04/18/2019 | 04/01/2020 | COOPER AMBULATORY OFF-SITES |  |  | STORAGE ROOM - SUITE E |  | JENNIFER BOMBARO
|  | MEDTRONIC SURGICAL NAVIGATION TECHNOLOGI | STEALTHSTATION I7 | SYSTEM, SURGICAL NAVIGATION, INTERFACE | 01.0001.0037 | OPERATING ROOM - PAVILION | Pavilion |  |  | 02/26/2013 |  | 2/26/20 |  | SYSTEM COMPONENT | NO | YES |  |  |  |  | MEDTRONIC SURGICAL NAVIGATION TECHNOLOGI 10368294 01.0001.0037 |  |  | Active |  | 00:19:0F:0B:75:6A |  | High Risk | 6M:00-MFG | 08/22/2019 | 02/01/2020 | COOPER UNIVERSITY HOSPITAL |  |  |  |  | DOMINIC VENDETTA
|  | MEDTRONIC SURGICAL NAVIGATION TECHNOLOGI | STEALTHSTATION I7 | SYSTEM, SURGICAL NAVIGATION, INTERFACE |  | OPERATING ROOM - PAVILION | Pavilion |  |  | 02/26/2013 |  | 2/26/20 |  | SYSTEM COMPONENT | NO | YES |  |  |  |  | MEDTRONIC SURGICAL NAVIGATION TECHNOLOGI 10346559 0100010059 |  |  | Active |  | 00:19:0F:0C:24:5E |  | High Risk | 6M:00-MFG | 08/29/2019 | 02/01/2020 | COOPER UNIVERSITY HOSPITAL |  |  | OR P04 |  | DOMINIC VENDETTA
|  | INTUITIVE SURGICAL | DA VINCI SI | SYSTEM, SURGICAL, COMPUTER CONTROLLED |  |  | Kelemen | [7 empty] | NO | YES
|  | INTUITIVE SURGICAL | DA VINCI SI SS3300 | SYSTEM, SURGICAL, COMPUTER CONTROLLED, WORKSTATION |  |  | Kelemen | [6 empty] | SYSTEM COMPONENT | YES | YES
|  | INTUITIVE SURGICAL | DA VINCI SI SS3300 | SYSTEM, SURGICAL, COMPUTER CONTROLLED, WORKSTATION |  |  | Kelemen | [6 empty] | SYSTEM COMPONENT | YES | YES
|  | INTUITIVE SURGICAL | DA VINCI SI SS3300 | SYSTEM, SURGICAL, COMPUTER CONTROLLED, WORKSTATION | SH0177 | OR - KELEMEN 3 | Kelemen |  |  | 11/24/2009 |  | 11/24/16 |  | SYSTEM COMPONENT | NO | YES | Asset Tag 10367367 |  |  |  | INTUITIVE SURGICAL 10367367 SH0177 |  |  | Active |  | 00:17:C5:B0:E8:B1 |  | Equipment | 1Y:00-MFG | 11/01/2019 | 11/01/2020 | COOPER UNIVERSITY HOSPITAL |  |  | K9 |  | DOMINIC VENDETTA
|  | INTUITIVE SURGICAL | DA VINCI XI | SYSTEM, SURGICAL, COMPUTER CONTROLLED, WORKSTATION |  |  | Kelemen | [6 empty] | SYSTEM COMPONENT | YES | YES
|  | INTUITIVE SURGICAL | DA VINCI XI SM4000 | SYSTEM, SURGICAL, COMPUTER CONTROLLED, WORKSTATION | SK0445 | OR - KELEMEN 3 | Kelemen |  |  | 07/06/2015 |  | 7/6/22 |  | SYSTEM COMPONENT | NO | YES | Asset Tag 10480262 |  |  |  | INTUITIVE SURGICAL 10480262 SK0445 |  |  | Active |  | C0:EA:E4:A9:9A:4D |  | Equipment | 1Y:00-MFG | 04/30/2019 | 02/01/2020 | COOPER UNIVERSITY HOSPITAL |  |  | K10 |  | DOMINIC VENDETTA
|  | PLASMA SURGICAL, INC. | PLASMAJET | SYSTEM, SURGICAL, CUTTING | 213020-1403-399 | OPERATING ROOM - PAVILION | Pavilion |  |  | 09/30/2015 |  |  |  |  | NO | YES |  |  |  |  | PLASMA SURGICAL, INC. 10349329 213020-1403-399 |  |  | Active |  | 99:99:99:99:99:99 |  | High Risk | 6M:00-MFG | 08/29/2019 | 02/01/2020 | COOPER UNIVERSITY HOSPITAL |  |  | Pav OR STORE ROOM |  | DOMINIC VENDETTA
|  | BOSTON SCIENTIFIC | ANGIOJET ULTRA 5000A | SYSTEM, THROMBECTOMY | U3263 | ANGIOGRAPHY | Kelemen | Basement |  | 12/07/2011 |  | 12/7/19 |  |  | NO | YES |  |  |  |  | BOSTON SCIENTIFIC 10368748 U3263 |  |  | Active |  | 99:99:99:99:99:99 |  | High Risk | 6M:00-MFG | 05/28/2019 | 05/01/2020 | COOPER UNIVERSITY HOSPITAL |  |  | ANGIO - BASEMENT |  | PAULETTE DUCKREY
|  | ROTEM INDUSTRIES | DELTA | SYSTEM, THROMBOELASTOMETRY |  | LAB CHEMISTRY | Pavilion | Basement |  | 06/29/2016 |  |  |  |  | NO | YES |  |  |  |  | ROTEM INDUSTRIES 10505312 4298 |  |  | Active |  | BC:5F:F4:E8:D9:53 |  | Equipment | 1Y:00-MFG | 03/27/2019 | 03/01/2020 | COOPER UNIVERSITY HOSPITAL |  |  | P058 |  | Barbara Snyder
|  | ROTEM INDUSTRIES | DELTA | SYSTEM, THROMBOELASTOMETRY |  | LAB CHEMISTRY | Pavilion | Basement |  | 06/29/2016 |  |  |  |  | NO | YES |  |  |  |  | ROTEM INDUSTRIES 10505311 4297 |  |  | Active |  | BC:5F:F4:E9:13:4C |  | Equipment | 1Y:00-MFG | 03/27/2019 | 03/01/2020 | COOPER UNIVERSITY HOSPITAL |  |  | P058 |  | Barbara Snyder
|  | BOSTON SCIENTIFIC | SYMPHION | SYSTEM, TISSUE REMOVAL | Mc-0095 |  | Pavilion | [7 empty] | YES | YES
|  | BOSTON SCIENTIFIC | SYMPHION | SYSTEM, TISSUE REMOVAL | MC-0141 |  | Pavilion | [7 empty] | YES | YES
|  | BOSTON SCIENTIFIC | SYMPHION | SYSTEM, TISSUE REMOVAL | MC-0054 | VOORHEES SURGERY CENTER-OPERATING ROOM | 900 Centennial Blvd | Suite E |  | 04/27/2018 |  |  |  |  | NO | YES |  |  |  |  | BOSTON SCIENTIFIC 10725195 MC-0054 |  |  | Active |  | 99:99:99:99:99:99 |  | High Risk | 6M:00-MFG | 10/30/2019 | 04/01/2020 | COOPER AMBULATORY OFF-SITES |  |  | Store Room | WOT00000000827975 | JENNIFER BOMBARO | Performance Verification | Closed | Kirk Lis | 04/27/2018 | 06/29/2019 | Performance Verification for BOSTON SCIENTIFIC 10725195 MC-0054 | Initial Install of Performance Verification. Device is ready for patient use.
|  | SMITH &amp; NEPHEW | TRUCLEAR 7209808 | SYSTEM, TISSUE REMOVAL | YF5004 | VOORHEES SURGERY CENTER-OPERATING ROOM | 900 Centennial Blvd | Suite E |  | 02/17/2013 |  |  |  |  | NO | YES |  |  |  |  | SMITH & NEPHEW 10347191 YF5004 |  |  | Active |  | 99:99:99:99:99:99 |  | High Risk | 6M:00-MFG | 10/30/2019 | 04/01/2020 | COOPER AMBULATORY OFF-SITES |  |  | SUITE E store Rm |  | JENNIFER BOMBARO
|  | SMITH &amp; NEPHEW | TRUCLEAR 7209808 | SYSTEM, TISSUE REMOVAL | YF5317 | OPERATING ROOM - PAVILION | Pavilion |  |  | 02/24/2014 |  |  |  |  | NO | YES |  |  |  |  | SMITH & NEPHEW 10346667 YF5317 |  |  | Active |  | 99:99:99:99:99:99 |  | High Risk | 6M:00-MFG | 08/20/2019 | 02/01/2020 | COOPER UNIVERSITY HOSPITAL |  |  | SD OR Store Rm |  | DOMINIC VENDETTA
|  | NEURONETICS | NEUROSTAR TMS | SYSTEM, TRANSCRANIAL STIMULATION |  | 3 COOPER-PSYCHIATRY | 1011 Main St |  |  | 07/17/2015 |  |  |  |  | NO | YES |  |  |  |  | NEURONETICS 23895 0198 |  |  | Disposition |  |  |  | High Risk | 1Y:00-MFG | 07/17/2015 | 07/17/2015 | COOPER AMBULATORY OFF-SITES |  |  | STE 307 DR. PRADHAN'S OFFICE |  | Andrea Junaid |  |  |  | 07/17/2015 | 07/17/2015 |  |  |  |  | 07/17/2015 | 07/17/2015
|  | NICO | MYRIAD NN-7000 | SYSTEM, TUMOR REMOVAL |  | OPERATING ROOM - PAVILION | Pavilion |  |  | 06/09/2011 |  |  |  |  | NO | YES |  |  |  |  | NICO 10367415 00153 |  |  | Active |  | 99:99:99:99:99:99 |  | High Risk | 6M:00-MFG | 08/26/2019 | 02/01/2020 | COOPER UNIVERSITY HOSPITAL |  |  | Pav OR STORE Rm |  | DOMINIC VENDETTA
|  | LABORIE MEDICAL TECHNOLOGIES | AQUARIUS CT | SYSTEM, URODYNAMIC | NACT-5-15061131 | VOORHEES UROGYNECOLOGY | 6012 Main St |  |  | 02/12/2019 |  |  |  |  | NO | YES |  |  |  |  | LABORIE MEDICAL TECHNOLOGIES 30149605 NACT-5-15061131 |  |  | Active |  | 99:99:99:99:99:99 |  | Equipment | 1Y:00-MFG | 02/12/2019 | 02/12/2019 | COOPER AMBULATORY OFF-SITES |  |  | 6012 MAIN STREET |  | Sheronda Coppage-Belt |  |  |  | 02/12/2019 | 02/12/2019 |  |  |  |  | 02/12/2019 | 02/12/2019
|  | MEDICAL MEASUREMENT SYSTEMS, INC |  | SYSTEM, URODYNAMIC | Cn31b3rjsm |  | Kelemen | [7 empty] | YES | YES
|  | MEDICAL MEASUREMENT SYSTEMS, INC | SOLAR BLUE | SYSTEM, URODYNAMIC | PE13-7SBL0920 | COOPER CANCER CENTER-MULTIDISCIPLINARY CLINIC | MD Anderson Cancer Center |  |  | 08/27/2019 |  |  |  | SYSTEM COMPONENT | NO | YES |  |  |  |  | MEDICAL MEASUREMENT SYSTEMS, INC 30225034 PE13-7SBL0920 |  |  | Active |  | F0:1F:AF:0E:81:CF |  | Equipment | 1Y:00-MFG | 08/27/2019 | 08/27/2019 | COOPER AMBULATORY OFF-SITES |  |  | Multi Disc - C2220 |  | ROXANNE BERGER |  |  |  | 08/27/2019 | 08/27/2019 |  |  |  |  | 08/27/2019 | 08/27/2019
|  | MEDICAL MEASUREMENT SYSTEMS, INC | SOLAR BLUE | SYSTEM, URODYNAMIC | PE12-7SBL0837 | BUNKER HILL-SURGERY | 2 Plaza Dr |  |  | 10/08/2013 |  |  |  |  | NO | YES |  |  |  |  | MEDICAL MEASUREMENT SYSTEMS, INC 10345630 PE12-7SBL0837 |  |  | Active |  | 11:11:11:11:11:11 |  | Equipment | 1Y:00-MFG | 11/01/2019 | 11/01/2020 | COOPER AMBULATORY OFF-SITES |  |  | B.H SURG BATHROOM |  | ANNE MAIER
|  | MEDIWATCH USA INC. | DUET SENSIC G3 | SYSTEM, URODYNAMIC |  | 3 COOPER-WOMENS CARE CENTER | 3 Cooper |  |  | 07/11/2007 |  |  |  |  | NO | YES |  |  |  |  | MEDIWATCH USA INC. 10345826 10097 |  |  | Active |  | AC:22:0B:27:97:50 |  | Equipment | 1Y:00-MFG | 11/01/2019 | 11/01/2020 | COOPER AMBULATORY OFF-SITES |  |  | Suite 300 - Room 6 |  | BONNIE MANNINO
|  | STORZ | OR1 | SYSTEM, VIDEO |  | OPERATING ROOM - PAVILION | Pavilion |  |  | 10/31/2019 |  |  |  |  | NO | YES |  |  |  |  | STORZ 50010940 1002059 |  |  | Active |  | 99:99:99:99:99:99 |  | Equipment | PAAR:00-PVAR | 10/31/2019 | 10/31/2019 | COOPER UNIVERSITY HOSPITAL |  |  |  |  | DOMINIC VENDETTA |  |  |  | 10/31/2019 | 10/31/2019 |  |  |  |  | 10/31/2019 | 10/31/2019
|  | STORZ | OR1 | SYSTEM, VIDEO |  | OPERATING ROOM - PAVILION | Pavilion |  |  | 10/31/2019 |  |  |  |  | NO | YES |  |  |  |  | STORZ 50010941 1002060 |  |  | Active |  | 99:99:99:99:99:99 |  | Equipment | PAAR:00-PVAR | 10/31/2019 | 10/31/2019 | COOPER UNIVERSITY HOSPITAL |  |  |  |  | DOMINIC VENDETTA |  |  |  | 10/31/2019 | 10/31/2019 |  |  |  |  | 10/31/2019 | 10/31/2019
|  | STRYKER CORP. | SWITCHPOINT INFINITY | SYSTEM, VIDEO | 06B00358 | OR - KELEMEN 3 | Pavilion |  |  | 01/20/2016 |  |  |  |  | NO | YES |  |  |  |  | STRYKER CORP. 10480340 06B00358 |  |  | Active |  | 11:11:11:11:11:11 |  | Non-medical | PAAR:00-PVAR | 10/31/2019 |  | COOPER UNIVERSITY HOSPITAL |  |  | K OR 3 |  | DOMINIC VENDETTA
|  | STRYKER CORP. | SWITCHPOINT INFINITY | SYSTEM, VIDEO |  |  | Kelemen | [7 empty] | YES | YES
|  | STRYKER CORP. | SWITCHPOINT INFINITY | SYSTEM, VIDEO |  |  | Kelemen | [7 empty] | YES | YES
|  | OLYMPUS AMERICA, INC. | ENDOALPHA VMC-3 | SYSTEM, VIDEO MANAGEMENT |  | SAME DAY OR-2ND FL PAVILION | Pavilion |  |  | 10/31/2019 |  | 10/31/26 |  |  | NO | YES |  |  |  |  | OLYMPUS AMERICA, INC. 11239170 01040427610819931117080421170030800073 |  |  | Active |  | 99:99:99:99:99:99 |  | Equipment | PAAR:00-PVAR | 10/31/2019 | 10/31/2019 | COOPER UNIVERSITY HOSPITAL |  |  | Outside SD or5 | WOT00000000616893 | JOE DRUCTOR | Performance Verification | Closed | Tom Burhart | 10/31/2019 | 10/31/2019 | Performance Verification for OLYMPUS AMERICA, INC. 11239170 01040427610819931117080421170030800073 | Initial Install of Performance Verification. Device is ready for patient use. |  |  | 10/31/2019 | 10/31/2019
|  | OLYMPUS AMERICA, INC. | ENDOALPHA VMC-3 | SYSTEM, VIDEO MANAGEMENT |  | SAME DAY OR-2ND FL PAVILION | Pavilion |  |  | 10/31/2019 |  | 10/31/26 |  |  | NO | YES |  |  |  |  | OLYMPUS AMERICA, INC. 11239118 170030800075 |  |  | Active |  | 99:99:99:99:99:99 |  | Equipment | PAAR:00-PVAR | 10/31/2019 | 10/31/2019 | COOPER UNIVERSITY HOSPITAL |  |  | Out side SD OR 3 | WOT00000000564114 | JOE DRUCTOR | Performance Verification | Closed | Salvatore Bombara | 10/31/2019 | 10/31/2019 | Performance Verification for OLYMPUS AMERICA, INC. 11239118 170030800075 | Initial Install of Performance Verification. Device is ready for patient use. |  |  | 10/31/2019 | 10/31/2019
|  | OLYMPUS AMERICA, INC. | ENDOALPHA VMC-3 | SYSTEM, VIDEO MANAGEMENT |  | SAME DAY OR-2ND FL PAVILION | Kelemen |  |  | 10/31/2019 |  | 10/31/26 |  |  | NO | YES |  |  |  |  | OLYMPUS AMERICA, INC. 11239095 17003080048 |  |  | Active |  |  |  | Equipment | PAAR:00-PVAR | 10/31/2019 | 10/31/2019 | COOPER UNIVERSITY HOSPITAL |  |  | Outside SD OR 2 | WOT00000003292636 | JOE DRUCTOR | Performance Verification | Completed | Salvatore Bombara | 10/31/2019 | 10/31/2019 | Performance Verification for OLYMPUS AMERICA, INC. 11239095 17003080048 | Initial Install of Performance Verification. Device is ready for patient use. |  |  | 10/31/2019 | 10/31/2019
|  | OLYMPUS AMERICA, INC. | ENDOALPHA VMC-3 | SYSTEM, VIDEO MANAGEMENT |  | SAME DAY OR-2ND FL PAVILION | Kelemen |  |  | 10/31/2019 |  | 10/31/26 |  |  | NO | YES |  |  |  |  | OLYMPUS AMERICA, INC. 11239076 170030800051 |  |  | Active |  | 99:99:99:99:99:99 |  | Equipment | PAAR:00-PVAR | 10/31/2019 | 10/31/2019 | COOPER UNIVERSITY HOSPITAL |  |  | Outside SD OR 1 | WOT00000000556410 | JOE DRUCTOR | Performance Verification | Closed | Salvatore Bombara | 10/31/2019 | 10/31/2019 | Performance Verification for OLYMPUS AMERICA, INC. 11239076 170030800051 | Initial Install of Performance Verification. Device is ready for patient use. |  |  | 10/31/2019 | 10/31/2019
|  | OLYMPUS AMERICA, INC. | ENDOALPHA VMC-3 | SYSTEM, VIDEO MANAGEMENT |  | SAME DAY OR-2ND FL PAVILION | Pavilion |  |  | 10/31/2019 |  | 10/31/26 |  |  | NO | YES |  |  |  |  | OLYMPUS AMERICA, INC. 11239024 170030800012 |  |  | Active |  | 99:99:99:99:99:99 |  | Equipment | PAAR:00-PVAR | 10/31/2019 | 10/31/2019 | COOPER UNIVERSITY HOSPITAL |  |  | Out side SD6 | WOT00000000552171 | JOE DRUCTOR | Performance Verification | Closed | Salvatore Bombara | 10/31/2019 | 10/31/2019 | Performance Verification for OLYMPUS AMERICA, INC. 11239024 1700308000012 | Initial Install of Performance Verification. Device is ready for patient use. |  |  | 10/31/2019 | 10/31/2019
|  | OLYMPUS AMERICA, INC. | ENDOALPHA VMC-3 | SYSTEM, VIDEO MANAGEMENT |  |  | Pavilion | [7 empty] | YES | YES
|  | OLYMPUS AMERICA, INC. | ENDOALPHA VMC-3 | SYSTEM, VIDEO MANAGEMENT |  | OPERATING ROOM - PAVILION | Pavilion |  |  | 03/16/2017 |  | 3/16/24 |  |  | NO | YES |  |  |  |  | OLYMPUS AMERICA, INC. 10769435 160030400057 |  |  | Active |  | 99:99:99:99:99:99 |  | Equipment | PAAR:00-PVAR | 10/31/2019 |  | COOPER UNIVERSITY HOSPITAL |  |  | Pav OR 6 | 0011352784 | DOMINIC VENDETTA | Performance Verification | Closed | Salvatore Bombara | 03/16/2017 | 03/16/2017 | INCOMING INVENTORY | DEVICE INVENTORIED | EF0C8F79-CA82-43D5-B974-39A7B3C16FC4 | Labor | 03/16/2017 | 03/16/2017 | Salvatore Bombara
|  | OLYMPUS AMERICA, INC. | ENDOALPHA VMC-3 | SYSTEM, VIDEO MANAGEMENT |  | OPERATING ROOM - PAVILION | Pavilion |  |  | 11/08/2017 |  | 11/8/24 |  |  | NO | YES |  |  |  |  | OLYMPUS AMERICA, INC. 10732477 160030600119 |  |  | Active |  | 99:99:99:99:99:99 |  | Equipment | PAAR:00-PVAR | 10/31/2019 |  | COOPER UNIVERSITY HOSPITAL |  |  | Pav OR 1 Control Room | 0012508816 | DOMINIC VENDETTA | Preventative Maintenance | Closed | Josh Harris | 12/15/2017 | 12/15/2017 | PERFORMANCE ASSURANCE AT INVENTORY | INVENTORIED DEVICE AND ENSURED DEVICE WAS FUNCTIONING PROPERLY. | 8D14A597-CD6B-49C1-B854-2C8665CA1B81 | Labor | 11/08/2017 | 11/08/2017 | Salvatore Bombara
|  | OLYMPUS AMERICA, INC. | ENDOALPHA VMC-3 | SYSTEM, VIDEO MANAGEMENT |  | OPERATING ROOM - PAVILION | Kelemen |  |  | 09/08/2017 |  | 9/8/24 |  |  | NO | YES |  |  |  |  | OLYMPUS AMERICA, INC. 10732271 150030200062 |  |  | Active |  | 99:99:99:99:99:99 |  | Equipment | PAAR:00-PVAR | 10/31/2019 |  | COOPER UNIVERSITY HOSPITAL |  |  | pav or 7 | 0012145548 | DOMINIC VENDETTA | Repair | Closed | Salvatore Bombara | 09/08/2017 | 10/05/2017 | CONTROL SYSTEM - SVIDEO PORT DOES NOT WORK - TMX | 9/8/2017 12:03:00 PM SXBOMBARA (SXBOMBARA 9/8/2017 12:00 AM) CONFIRMED GUEST S-VIDEO PORT DOES NOT WORK. SET UP SERVICE WITH OLYMPUS. TICKET# 170248989 9/8/2017 12:19:00 PM SXBOMBARA PROVIDED TEMP. PO TMB662090817 9/11/2017 1:32:41 PM SXBOMBARA (SXBOMBARA 9/11/2017 12:00 AM) SET UP SERVICE FOR 9-19-17 9/20/2017 3:19:57 PM SXBOMBARA (SXBOMBARA 9/19/2017 12:00 AM) WORKED WITH SERVICE TECH. SERVICE IS COMPLETE. PROBLEM IS RESOLVED. (SXBOMBARA 9/20/2017 12:00 AM) RECEIVED SERVICE REPORT. SEE ATTACHMENT. | E195A9D0-BD6C-4675-BE77-518CDD4E6067 | VS | 01/01/1900 | 01/01/1900 | Salvatore Bombara
|  | OLYMPUS AMERICA, INC. | ENDOALPHA VMC-3 | SYSTEM, VIDEO MANAGEMENT |  | OR - KELEMEN 3 | Kelemen |  |  | 09/11/2017 |  | 9/11/24 |  |  | NO | YES |  |  |  |  | OLYMPUS AMERICA, INC. 10732264 160030600129 |  |  | Active |  | 99:99:99:99:99:99 |  | Equipment | PAAR:00-PVAR | 10/31/2019 |  | COOPER UNIVERSITY HOSPITAL |  |  |  | 0012380011 | DOMINIC VENDETTA | Performance Verification | Closed | Josh Harris | 11/02/2017 | 11/02/2017 | INCOMING INVENTORY | DEVICE INVENTORIED | 094700E9-EDD6-4054-847C-D0963D7E78EE | Labor | 11/02/2017 | 11/02/2017 | Josh Harris
|  | OLYMPUS AMERICA, INC. | ENDOALPHA VMC-3 | SYSTEM, VIDEO MANAGEMENT |  | OR - KELEMEN 3 | Kelemen |  |  | 09/12/2016 |  | 9/12/23 |  |  | NO | YES |  |  |  |  | OLYMPUS AMERICA, INC. 10505439 160030400053 |  |  | Active |  | 99:99:99:99:99:99 |  | Equipment | PAAR:00-PVAR | 10/31/2019 |  | COOPER UNIVERSITY HOSPITAL |  |  | KELEMEN OR RM 11 |  | DOMINIC VENDETTA
|  | OLYMPUS AMERICA, INC. | ENDOALPHA VMC-3 | SYSTEM, VIDEO MANAGEMENT |  | OR - KELEMEN 3 | Kelemen |  |  | 09/12/2016 |  | 9/12/23 |  |  | NO | YES |  |  |  |  | OLYMPUS AMERICA, INC. 10505391 160030400043 |  |  | Active |  | 99:99:99:99:99:99 |  | Equipment | PAAR:00-PVAR | 10/31/2019 |  | COOPER UNIVERSITY HOSPITAL |  |  | KELEMEN OR HALLWAY |  | DOMINIC VENDETTA
|  | OLYMPUS AMERICA, INC. | ENDOALPHA VMC-3 | SYSTEM, VIDEO MANAGEMENT |  | OR - KELEMEN 3 | Kelemen |  |  | 08/15/2016 |  | 8/15/23 |  |  | NO | YES |  |  |  |  | OLYMPUS AMERICA, INC. 10505378 1600304000562 |  |  | Active |  | 99:99:99:99:99:99 |  | Equipment | PAAR:00-PVAR | 10/31/2019 |  | COOPER UNIVERSITY HOSPITAL |  |  | KELEMAN OR 9 - CLOSET |  | DOMINIC VENDETTA
|  | OLYMPUS AMERICA, INC. | ENDOALPHA VMC-3 | SYSTEM, VIDEO MANAGEMENT |  | OR - KELEMEN 3 | Kelemen |  |  | 05/06/2016 |  | 5/6/23 |  |  | NO | YES |  |  |  |  | OLYMPUS AMERICA, INC. 10480429 160030400032 |  |  | Active |  | 99:99:99:99:99:99 |  | Equipment | PAAR:00-PVAR | 10/31/2019 |  | COOPER UNIVERSITY HOSPITAL |  |  | ROOM K8 |  | DOMINIC VENDETTA
|  | STRYKER CORP. | NEPTUNE 2 ULTRA | SYSTEM, WASTE MANAGEMENT |  | OR - KELEMEN 3 | Pavilion |  | Removed from service 1/31/20 | 01/15/2019 |  | 1/15/29 |  |  | NO | YES |  |  |  |  | STRYKER CORP. 11239364 1616904933 |  |  | Active |  | 99:99:99:99:99:99 |  | Equipment | 1Y:00-MFG | 01/15/2019 | 01/15/2019 | COOPER UNIVERSITY HOSPITAL |  |  |  | 0011477513 | DOMINIC VENDETTA | Preventative Maintenance | Closed | Bonnie Aichroth | 01/15/2019 | 01/15/2019 | PERFORMANCE ASSURANCE AT INVENTORY | INVENTORIED DEVICE AND ENSURED DEVICE WAS FUNCTIONING PROPERLY. | 0F044511-7C77-4017-BA0E-C8BCA4929BF0 | Labor | 01/15/2019 | 01/15/2019 | Salvatore Bombara
|  | STRYKER CORP. | NEPTUNE 2 ULTRA | SYSTEM, WASTE MANAGEMENT |  | SAME DAY OR-2ND FL PAVILION | Kelemen |  | Removed from service 1/31/20 | 02/26/2019 |  | 2/26/29 |  |  | NO | YES |  |  |  |  | STRYKER CORP. 11239187 1414806043 |  |  | Active |  | 99:99:99:99:99:99 |  | Equipment | 1Y:00-MFG | 02/26/2019 | 02/26/2019 | COOPER UNIVERSITY HOSPITAL |  |  | SD OR 5 | WOT00000000626016 | JOE DRUCTOR | Performance Verification | Closed | Tom Burhart | 02/26/2019 | 02/26/2019 | Performance Verification for STRYKER CORP. 11239187 25PLHH8190702001000+S1414806043 | Initial Install of Performance Verification. Device is ready for patient use. |  |  | 02/26/2019 | 02/26/2019
|  | STRYKER CORP. | NEPTUNE 2 ULTRA | SYSTEM, WASTE MANAGEMENT |  | SAME DAY OR-2ND FL PAVILION | Pavilion |  | Removed from service 1/31/20 | 02/26/2019 |  | 2/26/29 |  |  | NO | YES |  |  |  |  | STRYKER CORP. 11239174 1423401833 |  |  | Active |  | 99:99:99:99:99:99 |  | Equipment | 1Y:00-MFG | 02/26/2019 | 02/26/2019 | COOPER UNIVERSITY HOSPITAL |  |  | Performance Verification | WOT00000000625832 | JOE DRUCTOR | Performance Verification | Closed | Salvatore Bombara | 02/26/2019 | 02/26/2019 | Performance Verification for STRYKER CORP. 11239174 1423401833 | Initial Install of Performance Verification. Device is ready for patient use. |  |  | 02/26/2019 | 02/26/2019
|  | STRYKER CORP. | NEPTUNE 2 ULTRA | SYSTEM, WASTE MANAGEMENT |  | SAME DAY OR-2ND FL PAVILION | Warehouse (7815 Airport Hwy) |  |  | 02/26/2019 |  | 2/26/29 |  |  | NO | YES |  |  |  |  | STRYKER CORP. 11239136 1535300913 |  |  | Active |  | 99:99:99:99:99:99 |  | Equipment | 1Y:00-MFG | 02/26/2019 | 02/26/2019 | COOPER UNIVERSITY HOSPITAL |  |  |  | WOT00000000564419 | JOE DRUCTOR | Performance Verification | Closed | Salvatore Bombara | 02/26/2019 | 02/26/2019 | Performance Verification for STRYKER CORP. 11239136 1535300913 | Initial Install of Performance Verification. Device is ready for patient use. |  |  | 02/26/2019 | 02/26/2019
|  | STRYKER CORP. | NEPTUNE 2 ULTRA | SYSTEM, WASTE MANAGEMENT |  | SAME DAY OR-2ND FL PAVILION | Kelemen |  | Removed from service 1/31/20 | 02/26/2019 |  | 2/26/29 |  |  | NO | YES |  |  |  |  | STRYKER CORP. 11239097 1408404113 |  |  | Active |  | 99:99:99:99:99:99 |  | Equipment | 1Y:00-MFG | 02/26/2019 | 02/26/2019 | COOPER UNIVERSITY HOSPITAL |  |  | Performance Verification | WOT00000000559015 | JOE DRUCTOR | Performance Verification | Closed | Salvatore Bombara | 02/26/2019 | 02/26/2019 | Performance Verification for STRYKER CORP. 11239097 1408404113 | Initial Install of Performance Verification. Device is ready for patient use. |  |  | 02/26/2019 | 02/26/2019
|  | STRYKER CORP. | NEPTUNE 2 ULTRA | SYSTEM, WASTE MANAGEMENT |  | SAME DAY OR-2ND FL PAVILION | Pavilion |  | retired per Sal | 02/26/2019 |  | 2/26/29 |  |  | NO | YES |  |  |  |  | STRYKER CORP. 11239081 1426707333 |  |  | Active |  | 99:99:99:99:99:99 |  | Equipment | 1Y:00-MFG | 02/26/2019 | 02/26/2019 | COOPER UNIVERSITY HOSPITAL |  |  | Performance Verification | WOT00000000558695 | JOE DRUCTOR | Performance Verification | Closed | Salvatore Bombara | 02/26/2019 | 02/26/2019 | Performance Verification for STRYKER CORP. 11239081 1426707333 | Initial Install of Performance Verification. Device is ready for patient use. |  |  | 02/26/2019 | 02/26/2019
|  | STRYKER CORP. | NEPTUNE 2 ULTRA | SYSTEM, WASTE MANAGEMENT |  | SAME DAY OR-2ND FL PAVILION | Pavilion |  |  | 02/26/2019 |  | 2/26/29 |  |  | NO | YES |  |  |  |  | STRYKER CORP. 11239066 1428611923 |  |  | Active |  | 99:99:99:99:99:99 |  | Equipment | 1Y:00-MFG | 02/26/2019 | 02/26/2019 | COOPER UNIVERSITY HOSPITAL |  |  | Performance Verification | WOT00000000556273 | JOE DRUCTOR | Performance Verification | Closed | Salvatore Bombara | 02/26/2019 | 02/26/2019 | Performance Verification for STRYKER CORP. 11239065 1428611923 | Initial Install of Performance Verification. Device is ready for patient use. |  |  | 02/26/2019 | 02/26/2019
|  | STRYKER CORP. | NEPTUNE 2 ULTRA | SYSTEM, WASTE MANAGEMENT |  | SAME DAY OR-2ND FL PAVILION | Kelemen |  | Removed from service 1/31/20 | 02/26/2019 |  | 2/26/29 |  |  | NO | YES |  |  |  |  | STRYKER CORP. 11239022 1413304603 |  |  | Active |  | 99:99:99:99:99:99 |  | Equipment | 1Y:00-MFG | 02/26/2019 | 02/26/2019 | COOPER UNIVERSITY HOSPITAL |  |  | Performance Verification | WOT00000000552142 | JOE DRUCTOR | Performance Verification | Closed | Salvatore Bombara | 02/26/2019 | 02/26/2019 | Performance Verification for STRYKER CORP. 11239022 1413304603 | Initial Install of Performance Verification. Device is ready for patient use. |  |  | 02/26/2019 | 02/26/2019
|  | STRYKER CORP. | NEPTUNE 2 ULTRA | SYSTEM, WASTE MANAGEMENT |  | SAME DAY OR-2ND FL PAVILION | Kelemen |  |  | 02/26/2019 |  | 2/26/29 |  |  | NO | YES |  |  |  |  | STRYKER CORP. 11239004 1102703103 |  |  | Active |  | 99:99:99:99:99:99 |  | Equipment | 1Y:00-MFG | 02/26/2019 | 02/26/2019 | COOPER UNIVERSITY HOSPITAL |  |  | Performance Verification | WOT00000000551841 | JOE DRUCTOR | Performance Verification | Closed | Salvatore Bombara | 02/26/2019 | 02/26/2019 | Performance Verification for STRYKER CORP. 11239004 1102703103 | Initial Install of Performance Verification. Device is ready for patient use. |  |  | 02/26/2019 | 02/26/2019
|  | STRYKER CORP. | NEPTUNE 2 ULTRA | SYSTEM, WASTE MANAGEMENT |  | OPERATING ROOM - PAVILION | Pavilion |  | retired per Sal | 10/02/2017 |  | 10/2/27 |  |  | NO | YES |  |  |  |  | STRYKER CORP. 10732275 1136313313 |  |  | Active |  | 99:99:99:99:99:99 |  | Equipment | 1Y:00-MFG | 10/30/2019 | 10/01/2020 | COOPER UNIVERSITY HOSPITAL |  |  |  | 0012374479 | DOMINIC VENDETTA | Preventative Maintenance | Closed | Salvatore Bombara | 10/31/2017 | 10/31/2017 | PERFORMANCE ASSURANCE AT INVENTORY | INVENTORIED DEVICE AND ENSURED DEVICE WAS FUNCTIONING PROPERLY. | 0EC9845D-5B84-4DFC-88D1-F8ED93823C08 | Labor | 10/02/2017 | 10/02/2017 | Salvatore Bombara
|  | STRYKER CORP. | NEPTUNE 2 ULTRA | SYSTEM, WASTE MANAGEMENT |  | COOPER DIGESTIVE HEALTH-ENDOSCOPY | 501 Fellowship Rd |  |  | 11/01/2017 |  | 11/1/27 |  |  | NO | YES |  |  |  |  | STRYKER CORP. 10732182 1112400483 |  |  | Active |  | 99:99:99:99:99:99 |  | Equipment | 1Y:00-MFG | 11/01/2019 | 11/01/2020 | COOPER AMBULATORY OFF-SITES |  |  |  | 0012508747 | JEANNE GREER | Preventative Maintenance | Closed | Josh Harris | 12/15/2017 | 12/15/2017 | PERFORMANCE ASSURANCE AT INVENTORY | INVENTORIED DEVICE AND ENSURED DEVICE WAS FUNCTIONING PROPERLY. | 9492EB6C-0B40-4DAB-B83B-23969CFDF2D2 | Labor | 11/01/2017 | 11/01/2017 | Kirk Lis
|  | STRYKER CORP. | NEPTUNE 2 ULTRA | SYSTEM, WASTE MANAGEMENT |  | OPERATING ROOM - PAVILION | Kelemen |  |  | 09/19/2016 |  | 9/19/26 |  |  | NO | YES |  |  |  |  | STRYKER CORP. 10649835 1616706633 |  |  | Active |  | 99:99:99:99:99:99 |  | Equipment | 1Y:00-MFG | 12/31/2018 | 12/01/2019 | COOPER UNIVERSITY HOSPITAL |  |  |  |  | DOMINIC VENDETTA
|  | STRYKER CORP. | NEPTUNE 2 ULTRA | SYSTEM, WASTE MANAGEMENT |  | OR - KELEMEN 3 | Kelemen |  | Removed from service 1/31/20 | 08/08/2016 |  | 8/8/26 |  |  | NO | YES |  |  |  |  | STRYKER CORP. 10505094 1601108013 |  |  | Active |  | 99:99:99:99:99:99 |  | Equipment | 1Y:00-MFG | 01/15/2019 | 01/01/2020 | COOPER UNIVERSITY HOSPITAL |  |  |  |  | DOMINIC VENDETTA
|  | STRYKER CORP. | NEPTUNE 2 ULTRA | SYSTEM, WASTE MANAGEMENT |  | OR - KELEMEN 3 | Pavilion |  |  | 08/31/2016 |  | 8/31/26 |  |  | NO | YES |  |  |  |  | STRYKER CORP. 10505093 1605603883 |  |  | Active |  | 99:99:99:99:99:99 |  | Equipment | 1Y:00-MFG | 12/31/2018 | 12/01/2019 | COOPER UNIVERSITY HOSPITAL |  |  | ROOM K9 |  | DOMINIC VENDETTA
|  | STRYKER CORP. | NEPTUNE 2 ULTRA | SYSTEM, WASTE MANAGEMENT |  | OR - KELEMEN 3 | Kelemen |  | Removed from service 1/31/20 | 08/31/2016 |  | 8/31/26 |  |  | NO | YES |  |  |  |  | STRYKER CORP. 10505092 1603310193 |  |  | Active |  | 99:99:99:99:99:99 |  | Equipment | 1Y:00-MFG | 01/14/2019 | 01/01/2020 | COOPER UNIVERSITY HOSPITAL |  |  | ROOM K10 |  | DOMINIC VENDETTA
|  | STRYKER CORP. | NEPTUNE 2 ULTRA | SYSTEM, WASTE MANAGEMENT |  | OR - KELEMEN 3 | Pavilion |  |  | 10/10/2014 |  | 10/10/24 |  |  | NO | YES |  |  |  |  | STRYKER CORP. 10480469 1424506563 |  |  | Active |  | 99:99:99:99:99:99 |  | Equipment | 1Y:00-MFG | 01/15/2019 | 01/01/2020 | COOPER UNIVERSITY HOSPITAL |  |  | K7 |  | DOMINIC VENDETTA
|  | STRYKER CORP. | NEPTUNE 2 ULTRA | SYSTEM, WASTE MANAGEMENT |  | OR - KELEMEN 3 | Kelemen |  | Removed from service 1/31/20 | 10/10/2014 |  | 10/10/24 |  |  | NO | YES |  |  |  |  | STRYKER CORP. 10369270 1424506683 |  |  | Active |  | 99:99:99:99:99:99 |  | Equipment | 1Y:00-MFG | 12/31/2018 | 12/01/2019 | COOPER UNIVERSITY HOSPITAL |  |  | KELEMEN OR |  | DOMINIC VENDETTA
|  | STRYKER CORP. | NEPTUNE 2 ULTRA | SYSTEM, WASTE MANAGEMENT |  | OR - KELEMEN 3 | Kelemen |  | retired per Sal | 10/10/2014 |  | 10/10/24 |  |  | NO | YES |  |  |  |  | STRYKER CORP. 10369257 1424506583 |  |  | Active |  | 99:99:99:99:99:99 |  | Equipment | 1Y:00-MFG | 12/31/2018 | 12/01/2019 | COOPER UNIVERSITY HOSPITAL |  |  | K5 |  | DOMINIC VENDETTA
|  | STRYKER CORP. | NEPTUNE 2 ULTRA | SYSTEM, WASTE MANAGEMENT |  | OR - KELEMEN 3 | Pavilion |  | retired per Sal | 10/10/2014 |  | 10/10/24 |  |  | NO | YES |  |  |  |  | STRYKER CORP. 10368964 1424506553 |  |  | Active |  | 99:99:99:99:99:99 |  | Equipment | 1Y:00-MFG | 01/15/2019 | 01/01/2020 | COOPER UNIVERSITY HOSPITAL |  |  |  |  | DOMINIC VENDETTA
|  | STRYKER CORP. | NEPTUNE 2 ULTRA | SYSTEM, WASTE MANAGEMENT |  | OPERATING ROOM - PAVILION | Kelemen |  | Removed from service 1/31/20 | 10/10/2014 |  | 10/10/24 |  |  | NO | YES |  |  |  |  | STRYKER CORP. 10368290 1424506623 |  |  | Active |  | 99:99:99:99:99:99 |  | Equipment | 1Y:00-MFG | 12/31/2018 | 12/01/2019 | COOPER UNIVERSITY HOSPITAL |  |  | OR 5 |  | DOMINIC VENDETTA
|  | STRYKER CORP. | NEPTUNE 2 ULTRA | SYSTEM, WASTE MANAGEMENT |  | OPERATING ROOM - PAVILION | Kelemen |  |  | 10/10/2014 |  | 10/10/24 |  |  | NO | YES |  |  |  |  | STRYKER CORP. 10368263 1424506643 |  |  | Active |  | 99:99:99:99:99:99 |  | Equipment | 1Y:00-MFG | 12/31/2018 | 12/01/2019 | COOPER UNIVERSITY HOSPITAL |  |  | OR 3 |  | DOMINIC VENDETTA
|  | STRYKER CORP. | NEPTUNE 2 ULTRA | SYSTEM, WASTE MANAGEMENT |  | OR - KELEMEN 3 | Pavilion |  |  | 10/10/2014 |  | 10/10/24 |  |  | NO | YES |  |  |  |  | STRYKER CORP. 10368253 1424506693 |  |  | Active |  | 99:99:99:99:99:99 |  | Equipment | 1Y:00-MFG | 12/31/2018 | 12/01/2019 | COOPER UNIVERSITY HOSPITAL |  |  | OR 2 |  | DOMINIC VENDETTA
|  | STRYKER CORP. | NEPTUNE 2 ULTRA | SYSTEM, WASTE MANAGEMENT |  | OR - KELEMEN 3 | Pavilion |  | retired per Sal | 10/10/2014 |  | 10/10/24 |  |  | NO | YES |  |  |  |  | STRYKER CORP. 10368225 1424506573 |  |  | Active |  | 99:99:99:99:99:99 |  | Equipment | 1Y:00-MFG | 01/14/2019 | 01/01/2020 | COOPER UNIVERSITY HOSPITAL |  |  | KELEMEN-3 |  | DOMINIC VENDETTA
|  | STRYKER CORP. | NEPTUNE 2 ULTRA | SYSTEM, WASTE MANAGEMENT |  | OR - KELEMEN 3 | Kelemen |  | Removed from service 1/31/20 | 10/10/2014 |  | 10/10/24 |  |  | NO | YES |  |  |  |  | STRYKER CORP. 10367487 1424506743 |  |  | Active |  | 99:99:99:99:99:99 |  | Equipment | 1Y:00-MFG | 01/14/2019 | 01/01/2020 | COOPER UNIVERSITY HOSPITAL |  |  | K5 |  | DOMINIC VENDETTA
|  | STRYKER CORP. | NEPTUNE 2 ULTRA | SYSTEM, WASTE MANAGEMENT |  | OPERATING ROOM - PAVILION | Pavilion |  | retired per Sal | 10/10/2014 |  | 10/10/24 |  |  | NO | YES |  |  |  |  | STRYKER CORP. 10367388 1424506763 |  |  | Active |  | 99:99:99:99:99:99 |  | Equipment | 1Y:00-MFG | 01/14/2019 | 01/01/2020 | COOPER UNIVERSITY HOSPITAL |  |  | P3-OR 1 |  | DOMINIC VENDETTA
|  | STRYKER CORP. | NEPTUNE 2 ULTRA | SYSTEM, WASTE MANAGEMENT |  |  | Pavilion |  | retired per Sal | [5 empty] | NO | YES
|  | STRYKER CORP. | NEPTUNE 2 ULTRA | SYSTEM, WASTE MANAGEMENT |  | OPERATING ROOM - PAVILION | Kelemen |  |  | 10/10/2014 |  | 10/10/24 |  |  | NO | YES |  |  |  |  | STRYKER CORP. 10367354 1424506493 |  |  | Active |  | 99:99:99:99:99:99 |  | Equipment | 1Y:00-MFG | 01/14/2019 | 01/01/2020 | COOPER UNIVERSITY HOSPITAL |  |  | PO 8 |  | DOMINIC VENDETTA
|  | STRYKER CORP. | NEPTUNE 2 ULTRA | SYSTEM, WASTE MANAGEMENT |  |  | Pavilion |  | retired per Sal | [5 empty] | NO | YES
|  | STRYKER CORP. | NEPTUNE 2 ULTRA | SYSTEM, WASTE MANAGEMENT |  | BRACHFIELD MEDICAL ASSOCIATES-MEDICINE | 218 Sunset Rd |  |  | 12/11/2014 |  | 12/11/24 |  |  | NO | YES |  |  |  |  | STRYKER CORP. 10367164 1426200833 |  |  | Active |  | 99:99:99:99:99:99 |  | Equipment | 1Y:00-MFG | 04/09/2019 | 03/01/2020 | COOPER AMBULATORY OFF-SITES |  |  | ENDOSCOPY PROCEDURE RM |  | CATHY CRAWFORD
|  | STRYKER CORP. | NEPTUNE 2 ULTRA | SYSTEM, WASTE MANAGEMENT |  | OR - KELEMEN 3 | Kelemen |  |  | 10/10/2014 |  | 10/10/24 |  |  | NO | YES |  |  |  |  | STRYKER CORP. 10366666 1424506663 |  |  | Active |  | 99:99:99:99:99:99 |  | Equipment | 1Y:00-MFG | 12/31/2018 | 12/01/2019 | COOPER UNIVERSITY HOSPITAL |  |  | OPERATING ROOM K3 |  | DOMINIC VENDETTA
|  | STRYKER CORP. | NEPTUNE 2 ULTRA | SYSTEM, WASTE MANAGEMENT |  | OR - KELEMEN 3 | Pavilion |  |  | 10/10/2014 |  | 10/10/24 |  |  | NO | YES |  |  |  |  | STRYKER CORP. 10355981 1424506243 |  |  | Active |  | 99:99:99:99:99:99 |  | Equipment | 1Y:00-MFG | 12/31/2018 | 12/01/2019 | COOPER UNIVERSITY HOSPITAL |  |  |  |  | DOMINIC VENDETTA
|  | STRYKER CORP. | NEPTUNE 2 ULTRA | SYSTEM, WASTE MANAGEMENT |  | OR - KELEMEN 3 | Pavilion |  | retired per Sal | 10/10/2014 |  | 10/10/24 |  |  | NO | YES |  |  |  |  | STRYKER CORP. 10355462 1424506633 |  |  | Active |  | 99:99:99:99:99:99 |  | Equipment | 1Y:00-MFG | 01/15/2019 | 01/01/2020 | COOPER UNIVERSITY HOSPITAL |  |  | OR 6 |  | DOMINIC VENDETTA
|  | STRYKER CORP. | NEPTUNE 2 ULTRA | SYSTEM, WASTE MANAGEMENT |  | OR - KELEMEN 3 | Pavilion |  | retired per Sal | 10/10/2014 |  | 10/10/24 |  |  | NO | YES |  |  |  |  | STRYKER CORP. 10348513 1424506673 |  |  | Active |  | 99:99:99:99:99:99 |  | Equipment | 1Y:00-MFG | 12/31/2018 | 12/01/2019 | COOPER UNIVERSITY HOSPITAL |  |  | OR |  | DOMINIC VENDETTA
|  | STRYKER CORP. | NEPTUNE 2 ULTRA | SYSTEM, WASTE MANAGEMENT |  | VOORHEES SURGERY CENTER-OPERATING ROOM | 900 Centennial Blvd | Suite E |  | 10/10/2014 |  | 10/10/24 |  |  | NO | YES |  |  |  |  | STRYKER CORP. 10348018 1424506723 |  |  | Active |  | 99:99:99:99:99:99 |  | Equipment | 1Y:00-MFG | 03/26/2019 | 03/01/2020 | COOPER AMBULATORY OFF-SITES |  |  | STORAGE |  | JENNIFER BOMBARO
|  | STRYKER CORP. | NEPTUNE 2 ULTRA | SYSTEM, WASTE MANAGEMENT |  | COOPER DIGESTIVE HEALTH-ENDOSCOPY | 501 fellowship road |  |  | 12/11/2014 |  | 12/11/24 |  |  | NO | YES |  |  |  |  | STRYKER CORP. 10347154 1424506653 |  |  | Active |  | 99:99:99:99:99:99 |  | Equipment | 1Y:00-MFG | 02/28/2019 | 02/01/2020 | COOPER AMBULATORY OFF-SITES |  |  | Suite 102 - Procedure Side |  | JEANNE GREER
|  | STRYKER CORP. | NEPTUNE 2 ULTRA | SYSTEM, WASTE MANAGEMENT |  | COOPER DIGESTIVE HEALTH-ENDOSCOPY | 501 Fellowship Rd |  |  | 12/11/2014 |  | 12/11/24 |  |  | NO | YES |  |  |  |  | STRYKER CORP. 10347145 1424506473 |  |  | Active |  | 99:99:99:99:99:99 |  | Equipment | 1Y:00-MFG | 02/28/2019 | 02/01/2020 | COOPER AMBULATORY OFF-SITES |  |  | FELLOWSHIP ROAD |  | JEANNE GREER
|  | STRYKER CORP. | NEPTUNE 2 ULTRA | SYSTEM, WASTE MANAGEMENT |  | COOPER DIGESTIVE HEALTH-ENDOSCOPY | 501 Fellowship Rd |  |  | 12/11/2014 |  | 12/11/24 |  |  | NO | YES |  |  |  |  | STRYKER CORP. 10347116 1424506233 |  |  | Active |  | 99:99:99:99:99:99 |  | Equipment | 1Y:00-MFG | 02/28/2019 | 02/01/2020 | COOPER AMBULATORY OFF-SITES |  |  | FELLOWSHIP ROAD |  | JEANNE GREER
|  | STRYKER CORP. | NEPTUNE 2 ULTRA | SYSTEM, WASTE MANAGEMENT |  | OPERATING ROOM - PAVILION | Pavilion |  | retired per Sal | 10/10/2014 |  | 10/10/24 |  |  | NO | YES |  |  |  |  | STRYKER CORP. 10346606 1424506533 |  |  | Active |  | 99:99:99:99:99:99 |  | Equipment | 1Y:00-MFG | 01/15/2019 | 01/01/2020 | COOPER UNIVERSITY HOSPITAL |  |  | OR P07 |  | DOMINIC VENDETTA
|  | STRYKER CORP. | NEPTUNE 2 ULTRA | SYSTEM, WASTE MANAGEMENT |  | OPERATING ROOM - PAVILION | Pavilion |  |  | 10/10/2014 |  | 10/10/24 |  |  | NO | YES |  |  |  |  | STRYKER CORP. 10346538 1424506503 |  |  | Active |  | 99:99:99:99:99:99 |  | Equipment | 1Y:00-MFG | 12/31/2018 | 12/01/2019 | COOPER UNIVERSITY HOSPITAL |  |  | OR P04 |  | DOMINIC VENDETTA
|  | STRYKER CORP. | NEPTUNE 2 ULTRA | SYSTEM, WASTE MANAGEMENT |  | OR - KELEMEN 3 | Pavilion |  | retired per Sal | 10/10/2014 |  | 10/10/24 |  |  | NO | YES |  |  |  |  | STRYKER CORP. 10346355 1424506513 |  |  | Active |  | 99:99:99:99:99:99 |  | Equipment | 1Y:00-MFG | 12/31/2018 | 12/01/2019 | COOPER UNIVERSITY HOSPITAL |  |  | OR-KELEMEN |  | DOMINIC VENDETTA
|  | STRYKER CORP. | NEPTUNE 2 ULTRA | SYSTEM, WASTE MANAGEMENT |  | OR - KELEMEN 3 | Kelemen |  | Removed from service 1/31/20 | 10/10/2014 |  | 10/10/24 |  |  | NO | YES |  |  |  |  | STRYKER CORP. 10346276 1424506703 |  |  | Active |  | 99:99:99:99:99:99 |  | Equipment | 1Y:00-MFG | 01/14/2019 | 01/01/2020 | COOPER UNIVERSITY HOSPITAL |  |  | OR 9 |  | DOMINIC VENDETTA
|  | STRYKER CORP. | NEPTUNE 3 | SYSTEM, WASTE MANAGEMENT |  |  | Kelemen | [7 empty] | YES | YES
|  | STRYKER CORP. | NEPTUNE 3 | SYSTEM, WASTE MANAGEMENT |  |  | Kelemen | [7 empty] | YES | YES
|  | STRYKER CORP. | NEPTUNE 3 | SYSTEM, WASTE MANAGEMENT | [10 empty] | YES | YES
|  | STRYKER CORP. | NEPTUNE 3 | SYSTEM, WASTE MANAGEMENT | [10 empty] | YES | YES
|  | STRYKER CORP. | NEPTUNE 3 | SYSTEM, WASTE MANAGEMENT | [10 empty] | YES | YES
|  | STRYKER CORP. | NEPTUNE 3 | SYSTEM, WASTE MANAGEMENT | [10 empty] | YES | YES
|  | STRYKER CORP. | NEPTUNE 3 | SYSTEM, WASTE MANAGEMENT | [10 empty] | YES | YES
|  | STRYKER CORP. | NEPTUNE 3 | SYSTEM, WASTE MANAGEMENT | [10 empty] | YES | YES
|  | STRYKER CORP. | NEPTUNE 3 | SYSTEM, WASTE MANAGEMENT | [10 empty] | YES | YES
|  | STRYKER CORP. | NEPTUNE 3 | SYSTEM, WASTE MANAGEMENT | [10 empty] | YES | YES
|  | STRYKER CORP. | NEPTUNE 3 | SYSTEM, WASTE MANAGEMENT | [10 empty] | YES | YES
|  | STRYKER CORP. | NEPTUNE 3 | SYSTEM, WASTE MANAGEMENT | [10 empty] | YES | YES
|  | STRYKER CORP. | NEPTUNE 3 | SYSTEM, WASTE MANAGEMENT | [10 empty] | YES | YES
|  | STRYKER CORP. | NEPTUNE 3 | SYSTEM, WASTE MANAGEMENT | [10 empty] | YES | YES
|  | STRYKER CORP. | NEPTUNE 3 | SYSTEM, WASTE MANAGEMENT | [10 empty] | YES | YES
|  | STRYKER CORP. | NEPTUNE 3 | SYSTEM, WASTE MANAGEMENT | [10 empty] | YES | YES
|  | STRYKER CORP. | NEPTUNE 3 | SYSTEM, WASTE MANAGEMENT | [10 empty] | YES | YES
|  | STRYKER CORP. | NEPTUNE 3 | SYSTEM, WASTE MANAGEMENT | [10 empty] | YES | YES
|  | STRYKER CORP. | NEPTUNE 3 | SYSTEM, WASTE MANAGEMENT | [10 empty] | YES | YES
|  | STRYKER CORP. | NEPTUNE 3 | SYSTEM, WASTE MANAGEMENT | [10 empty] | YES | YES
|  | STRYKER CORP. | NEPTUNE 3 | SYSTEM, WASTE MANAGEMENT | [10 empty] | YES | YES
|  | STRYKER CORP. | NEPTUNE 3 | SYSTEM, WASTE MANAGEMENT | [10 empty] | YES | YES
|  | STRYKER CORP. | NEPTUNE 3 | SYSTEM, WASTE MANAGEMENT | [10 empty] | YES | YES
|  | STRYKER CORP. | NEPTUNE 3 | SYSTEM, WASTE MANAGEMENT | [10 empty] | YES | YES
|  | STRYKER CORP. | NEPTUNE 3 | SYSTEM, WASTE MANAGEMENT | [10 empty] | YES | YES
|  | STRYKER CORP. | NEPTUNE 3 | SYSTEM, WASTE MANAGEMENT | [10 empty] | YES | YES
|  | STRYKER CORP. | NEPTUNE 3 | SYSTEM, WASTE MANAGEMENT | [10 empty] | YES | YES
|  | STRYKER CORP. | NEPTUNE 3 | SYSTEM, WASTE MANAGEMENT | [10 empty] | YES | YES
|  | STRYKER CORP. | NEPTUNE 3 | SYSTEM, WASTE MANAGEMENT | [10 empty] | YES | YES
|  | MAR COR PURIFICATION | WRO 300H | SYSTEM, WATER PURIFICATION |  |  | Kelemen | [7 empty] | YES | YES
|  | MAR COR PURIFICATION | WRO 300H | SYSTEM, WATER PURIFICATION |  |  | Kelemen | [7 empty] | YES | YES
|  | MAR COR PURIFICATION | WRO 300H | SYSTEM, WATER PURIFICATION |  | DIALYSIS PROCEDURE CENTER | Kelemen |  |  | 10/31/2019 |  | 10/31/29 |  |  | NO | YES |  |  |  |  | MAR COR PURIFICATION 11208125 1365945 |  |  | Active |  | 99:99:99:99:99:99 |  | Equipment | PAAR:00-PVAR | 10/31/2019 | 10/31/2019 | COOPER UNIVERSITY HOSPITAL |  |  |  | WOT00000001607306 | GERRY DNUNZIO | Performance Verification | Closed | Michael Youch | 10/31/2019 | 10/31/2019 | Performance Verification for MAR COR PURIFICATION 11208125 1365945 | Initial Install of Performance Verification. Device is ready for patient use. |  |  | 10/31/2019 | 10/31/2019
|  | MAR COR PURIFICATION | WRO 300H | SYSTEM, WATER PURIFICATION |  | DIALYSIS PROCEDURE CENTER | Kelemen |  |  | 10/31/2019 |  | 10/31/29 |  |  | NO | YES |  |  |  |  | MAR COR PURIFICATION 11208127 1365906 |  |  | Active |  | 99:99:99:99:99:99 |  | Equipment | PAAR:00-PVAR | 10/31/2019 | 10/31/2019 | COOPER UNIVERSITY HOSPITAL |  |  |  | WOT00000001607398 | GERRY DNUNZIO | Performance Verification | Closed | Michael Youch | 10/31/2019 | 10/31/2019 | Performance Verification for MAR COR PURIFICATION 11208127 1365906 | Initial Install of Performance Verification. Device is ready for patient use. |  |  | 10/31/2019 | 10/31/2019
|  | MAR COR PURIFICATION | WRO 300H | SYSTEM, WATER PURIFICATION |  | DIALYSIS PROCEDURE CENTER | Pavilion |  |  | 10/31/2019 |  | 10/31/29 |  |  | NO | YES |  |  |  |  | MAR COR PURIFICATION 11208126 1365014 |  |  | Active |  | 99:99:99:99:99:99 |  | Equipment | PAAR:00-PVAR | 10/31/2019 | 10/31/2019 | COOPER UNIVERSITY HOSPITAL |  |  |  | WOT00000001607330 | GERRY DNUNZIO | Performance Verification | Closed | Michael Youch | 10/31/2019 | 10/31/2019 | Performance Verification for MAR COR PURIFICATION 11208126 1365014 | Initial Install of Performance Verification. Device is ready for patient use. |  |  | 10/31/2019 | 10/31/2019
|  | MAR COR PURIFICATION | WRO 300H | SYSTEM, WATER PURIFICATION |  |  | Kelemen | [7 empty] | YES | YES
|  | MAR COR PURIFICATION | WRO 300H | SYSTEM, WATER PURIFICATION |  | DIALYSIS PROCEDURE CENTER | Kelemen |  |  | 10/31/2019 |  | 10/31/29 |  |  | NO | YES |  |  |  |  | MAR COR PURIFICATION 11208124 1365013 |  |  | Active |  | 99:99:99:99:99:99 |  | Equipment | PAAR:00-PVAR | 10/31/2019 | 10/31/2019 | COOPER UNIVERSITY HOSPITAL |  |  |  | WOT00000001607292 | GERRY DNUNZIO | Performance Verification | Closed | Michael Youch | 10/31/2019 | 10/31/2019 | Performance Verification for MAR COR PURIFICATION 11208124 1365013 | Initial Install of Performance Verification. Device is ready for patient use. |  |  | 10/31/2019 | 10/31/2019
|  | MAR COR PURIFICATION | WRO 300H | SYSTEM, WATER PURIFICATION |  | DIALYSIS PROCEDURE CENTER | Kelemen |  |  | 10/31/2019 |  | 10/31/29 |  |  | NO | YES |  |  |  |  | MAR COR PURIFICATION 11208123 1365944 |  |  | Active |  | 99:99:99:99:99:99 |  | Equipment | PAAR:00-PVAR | 10/31/2019 | 10/31/2019 | COOPER UNIVERSITY HOSPITAL |  |  |  | WOT00000001607092 | GERRY DNUNZIO | Performance Verification | Closed | Michael Youch | 10/31/2019 | 10/31/2019 | Performance Verification for MAR COR PURIFICATION 11208123 1365944 | Initial Install of Performance Verification. Device is ready for patient use. |  |  | 10/31/2019 | 10/31/2019
|  | MAR COR PURIFICATION | WRO 300H | SYSTEM, WATER PURIFICATION |  |  | Kelemen | [7 empty] | YES | YES
|  | MAR COR PURIFICATION | WRO 300H | SYSTEM, WATER PURIFICATION |  |  | Kelemen | [7 empty] | YES | YES
|  | BIODEX MEDICAL SYSTEMS | PULMONEX II 132-503 | SYSTEM, XENON |  | NUCLEAR MEDICINE | Kelemen | Basement |  | 01/01/1900 |  |  |  |  | NO | YES |  |  |  |  | BIODEX MEDICAL SYSTEMS 10368733 9702136 |  |  | Active |  | 99:99:99:99:99:99 |  | Equipment | 1Y:00-MFG | 05/20/2019 | 05/01/2020 | COOPER UNIVERSITY HOSPITAL |  |  | B83 |  | Donna Handy
|  | HILL LABORATORIES COMPANY |  | TABLE, ANATOMOTOR |  | PENNSVILLE-MEDICINE | 390 N Broadway |  |  | 01/01/1900 |  |  |  |  | NO | YES |  |  |  |  | HILL LABORATORIES COMPANY 10345927 11015 |  |  | Active |  | 99:99:99:99:99:99 |  | Equipment | PAAR:00-PVAR | 11/02/2019 |  | COOPER AMBULATORY OFF-SITES |  |  | Exam 16 |  | Heather Rhodes
|  | HERITAGE MEDICAL PRODUCTS |  | TABLE, ECHO |  |  | MD Anderson Cancer Center | [7 empty] | YES | YES
|  | MEDICAL POSITIONING INC |  | TABLE, ECHO |  | VOORHEES CARDIOLOGY | 901 Centennial Blvd | Building 2 |  | 12/17/2009 |  | 12/17/24 |  |  | NO | YES |  |  |  |  | MEDICAL POSITIONING INC 10356989 600871 |  |  | Active |  | 99:99:99:99:99:99 |  | Equipment | PAAR:00-PVAR | 11/02/2019 |  | COOPER AMBULATORY OFF-SITES |  |  | ECHO LAB | 0011770011 | KATHY COMO | Repair | Closed | Kirk Lis | 06/16/2017 | 06/22/2017 | ULTRASOUND TABLE - WILL NOT GO DOWN - TMX | 6/16/2017 3:56:58 PM KALIS (KALIS 6/16/2017 12:00 AM) CONFERRED WITH TECH ON ISSUE. OBSERVED PROBLEM HAND PENDANT NEEDS TO BE REPLACED 6/22/2017 4:32:49 PM KALIS (KALIS 6/22/2017 12:00 AM) TRAVEL TIME (KALIS 6/22/2017 12:00 AM) REMOVED BROKEN PENDANT. INSTALLED NEW PENDANT AND TESTED. UNIT OK | 4AE4CDD2-43F7-4274-BD44-D114B74873BF | Parts | 01/01/1900 | 01/01/1900 | Kirk Lis
|  | MEDICAL POSITIONING INC |  | TABLE, ECHO |  | VOORHEES CARDIOLOGY | 901 Centennial Blvd | Building 2 |  | 10/30/2009 |  | 10/30/24 |  |  | NO | YES |  |  |  |  | MEDICAL POSITIONING INC 10356981 801390 |  |  | Active |  | 99:99:99:99:99:99 |  | Equipment | PAAR:00-PVAR | 11/02/2019 |  | COOPER AMBULATORY OFF-SITES |  |  | Perephial/Vascular Lab |  | KATHY COMO
|  | MEDICAL POSITIONING INC |  | TABLE, ECHO |  | VOORHEES CARDIOLOGY | 901 Centennial Blvd | Building 2 |  | 12/17/2009 |  | 12/17/24 |  |  | NO | YES |  |  |  |  | MEDICAL POSITIONING INC 10345271 600869 |  |  | Active |  | 99:99:99:99:99:99 |  | Equipment | PAAR:00-PVAR | 11/02/2019 |  | COOPER AMBULATORY OFF-SITES |  |  | Casting Room |  | KATHY COMO
|  | MEDICAL POSITIONING INC |  | TABLE, ECHO |  | BRACHFIELD MEDICAL ASSOCIATES-MEDICINE | 218 Sunset Rd |  |  | 10/01/2007 |  | 10/1/22 |  |  | NO | YES |  |  |  |  | MEDICAL POSITIONING INC 10367043 99862 |  |  | Active |  | 99:99:99:99:99:99 |  | Equipment | PAAR:00-PVAR | 11/02/2019 |  | COOPER AMBULATORY OFF-SITES |  |  | Cario - Echo Lab |  | CATHY CRAWFORD
|  | MEDICAL POSITIONING INC |  | TABLE, ECHO |  | HEART INSTITUTE | 400 Medical Center Dr |  |  | 07/17/2007 |  | 7/17/22 |  |  | NO | YES |  |  |  |  | MEDICAL POSITIONING INC 10366756 799861 |  |  | Active |  | 99:99:99:99:99:99 |  | Equipment | PAAR:00-PVAR | 10/31/2019 |  | COOPER AMBULATORY OFF-SITES |  |  | ECHO ROOM |  | KATHRYN COMO
|  | MEDICAL POSITIONING INC |  | TABLE, ECHO |  | 3 COOPER-CARDIAC DIAGNOSTIC CENTER | 3 Cooper |  |  | 09/09/2004 |  | 9/9/19 |  |  | NO | YES |  |  |  |  | MEDICAL POSITIONING INC 10346873 597118 |  |  | Active |  | 99:99:99:99:99:99 |  | Equipment | PAAR:00-PVAR | 11/02/2019 |  | COOPER AMBULATORY OFF-SITES |  |  | SUITE 318 - STRESS ROOM | 0012670586 | CARLA TRUELL | Repair | Closed | Tom Burhart | 01/23/2018 | 02/09/2018 | STRESS TABLE - IF SITTING UP TABLE SLIDES BACK DOWN, *PLEASE CALL FIRST WITH ETA* - HEART INSTITUTE SUITE 318 STRESS RM | 1/23/2018 3:37:11 PM TJBURHART (TJBURHART 1/23/2018 12:00 AM) WENT TO LOCATION, TALKED TO THE STAFF. NOTICED THE HAND REMOTE'S WIRES WERE FRAYED. WHEN TESTING THE REMOTE, THE BED WAS MOVING WITHOUT TOUCHING THE BUTTON. TOLD THE STAFF AND CONTACTED COMPANY FOR PART NUMBER. 1/29/2018 9:31:12 AM TJBURHART (TJBURHART 1/29/2018 12:00 AM) INSTALLED NEW REMOTE. WAS NOT WORKING. CALL THE COMPANY TO TALK TO TECH SUPPORT. WAS TOLD I ORDER THE WRONG REMOTE FOR IT. THEY GAVE ME THE RIGHT PART NUMBER. DID THE PART RETURN ON SNAP AND ORDER NEW REMOTE. 2/9/2018 2:04:45 PM TJBURHART (TJBURHART 2/9/2018 12:00 AM) WAITED FEW MINUTES AND GOT ACCESS TO THE ROOM. INSTALLED NEW REMOTE. TESTED AND WORKING PROPERLY. OVP-RTS | 7932402C-ED8F-4173-9A60-8004FC7B83C7 | Labor | 02/09/2018 | 02/09/2018 | Tom Burhart
|  |  |  | TABLE, EXAM, ECHO |  |  | 1210 Brace Rd | Heart Institute | [6 empty] | YES | YES
|  | HERITAGE MEDICAL PRODUCTS |  | TABLE, EXAM, ECHO |  |  | 66 East Ave | [7 empty] | YES | YES
|  | HERITAGE MEDICAL PRODUCTS |  | TABLE, EXAM, ECHO | L03643622 | ECHOCARDIOLOGY | Kelemen |  |  | 11/02/2019 |  | 11/2/34 |  |  | NO | YES |  |  |  |  | HERITAGE MEDICAL PRODUCTS 50006400 L03643622 |  |  | Active |  | 99:99:99:99:99:99 |  | Equipment | PAAR:00-PVAR | 11/02/2019 | 11/02/2019 | COOPER UNIVERSITY HOSPITAL |  |  | STRESS LAB ECHO | WOT00000000527324 | LINDA VALENTI | Disposition | Closed | Zhan Kiselev | 11/02/2019 | 11/02/2019 | Bulk Disposition CNL |  |  |  | 11/02/2019 | 11/02/2019
|  | HERITAGE MEDICAL PRODUCTS |  | TABLE, EXAM, ECHO | L03643626 | ECHOCARDIOLOGY | Kelemen |  |  | 11/02/2019 |  | 11/2/34 |  |  | NO | YES |  |  |  |  | HERITAGE MEDICAL PRODUCTS 50006399 L03643626 |  |  | Active |  | 99:99:99:99:99:99 |  | Equipment | PAAR:00-PVAR | 11/02/2019 | 11/02/2019 | COOPER UNIVERSITY HOSPITAL |  |  | ECHO TESTING | WOT00000000527325 | LINDA VALENTI | Disposition | Closed | Zhan Kiselev | 11/02/2019 | 11/02/2019 | Bulk Disposition CNL |  |  |  | 11/02/2019 | 11/02/2019
|  | HERITAGE MEDICAL PRODUCTS |  | TABLE, EXAM, ECHO | L03643629 | ECHOCARDIOLOGY | Kelemen |  |  | 01/01/1900 |  |  |  |  | NO | YES |  |  |  |  | HERITAGE MEDICAL PRODUCTS 10368637 L03643629 |  |  | Active |  | 99:99:99:99:99:99 |  | Equipment | PAAR:00-PVAR | 11/02/2019 |  | COOPER UNIVERSITY HOSPITAL |  |  | ECHO | WOT00000000527326 | LINDA VALENTI | Disposition | Closed | Zhan Kiselev | 02/08/2018 | 05/14/2019 | Bulk Disposition CNL
|  | MEDICAL POSITIONING INC | DBI | TABLE, EXAM, ECHO |  | 3 COOPER-RADIOLOGY | Warehouse (7815 Airport Hwy) |  |  | 06/18/2007 |  | 6/18/22 |  |  | NO | YES |  |  |  |  | MEDICAL POSITIONING INC 10345988 799673 |  |  | Active |  | 99:99:99:99:99:99 |  | Equipment | PAAR:00-PVAR | 11/02/2019 |  | COOPER AMBULATORY OFF-SITES |  |  | Suite 100 - Outside 148 |  | JUDY ADIRZONE
|  | STILLE | IMAGIQ | TABLE, IMAGING |  | COOPER DIGESTIVE HEALTH-ENDOSCOPY | 501 fellowship road |  |  | 02/26/2008 |  |  |  |  | NO | YES |  |  |  |  | STILLE 10349255 00448 |  |  | Active |  | 99:99:99:99:99:99 |  | Equipment | PAAR:00-PVAR | 11/02/2019 |  | COOPER AMBULATORY OFF-SITES |  |  | Suite 102 - Procedure Room |  | JEANNE GREER
|  | BIODEX MEDICAL SYSTEMS | 056-880 | TABLE, PROCEDURE, POWER |  | COOPER CANCER CENTER | MD Anderson Cancer Center |  |  | 05/25/2005 |  |  |  |  | NO | YES |  |  |  |  | BIODEX MEDICAL SYSTEMS 10365547 0305026 |  |  | Active |  | 99:99:99:99:99:99 |  | Equipment | PAAR:00-PVAR | 11/02/2019 |  | COOPER AMBULATORY OFF-SITES |  |  | Rad/Onc - C1102 |  | COLLEEN TEGELER
|  | MAQUET CORP | ALPHASTAR 1132.21F2 | TABLE, SURGICAL, ELECTRIC |  |  | Dorrance | [7 empty] | NO | YES
|  | MAQUET CORP | ALPHASTAR 1132.21F2 | TABLE, SURGICAL, ELECTRIC |  |  | Pavilion |  |  | 08/03/2015 |  | 8/3/30 |  |  | NO | YES |  |  |  |  | MAQUET CORP 10349338 00239 |  |  | Active |  | 99:99:99:99:99:99 |  | Equipment | PAAR:00-PVAR | 10/31/2019 |  | COOPER UNIVERSITY HOSPITAL |  |  |  |  | DOMINIC VENDETTA
|  | MAQUET CORP | ALPHASTAR 1132.21F2 | TABLE, SURGICAL, ELECTRIC |  | OPERATING ROOM - PAVILION | Kelemen |  |  | 08/03/2015 |  | 8/3/30 |  |  | NO | YES |  |  |  |  | MAQUET CORP 10349339 00240 |  |  | Active |  | 99:99:99:99:99:99 |  | Equipment | PAAR:00-PVAR | 10/31/2019 |  | COOPER UNIVERSITY HOSPITAL |  |  | PAV OR |  | DOMINIC VENDETTA
|  | MAQUET CORP | ALPHASTAR 1132.21F2 | TABLE, SURGICAL, ELECTRIC |  | OPERATING ROOM - PAVILION | Pavilion |  |  | 08/03/2015 |  | 8/3/30 |  |  | NO | YES |  |  |  |  | MAQUET CORP 10349337 00238 |  |  | Active |  | 99:99:99:99:99:99 |  | Equipment | PAAR:00-PVAR | 10/31/2019 |  | COOPER UNIVERSITY HOSPITAL |  |  | OR |  | DOMINIC VENDETTA
|  | MAQUET CORP | ALPHASTAR 1132.21F2 | TABLE, SURGICAL, ELECTRIC |  | LABOR & DELIVERY | Dorrance |  |  | 07/06/2015 |  | 7/6/30 |  |  | NO | YES |  |  |  |  | MAQUET CORP 10349254 00237 |  |  | Active |  | 99:99:99:99:99:99 |  | Equipment | PAAR:00-PVAR | 10/31/2019 |  | COOPER UNIVERSITY HOSPITAL |  |  | L&D OR |  | JOANNA HORST
|  | MAQUET CORP | MAGNUS | TABLE, SURGICAL, ELECTRIC |  | CARDIAC CATH LAB | Kelemen |  |  | 10/31/2019 |  | 10/31/34 |  |  | NO | YES |  |  |  |  | MAQUET CORP 11221517 01025 |  |  | Active |  | 99:99:99:99:99:99 |  | Equipment | PAAR:00-PVAR | 10/31/2019 | 10/31/2019 | COOPER UNIVERSITY HOSPITAL |  |  | CCL - EP2 | 0012152554 | LINDA BEAN | Preventative Maintenance | Closed | Stephen Zubrzycki | 10/31/2019 | 10/31/2019 | PERFORMANCE ASSURANCE AT INVENTORY | INVENTORIED DEVICE AND ENSURED DEVICE WAS FUNCTIONING PROPERLY. | 0738B55D-03DA-462E-A419-533E4DC0A4B8 | Labor | 10/31/2019 | 10/31/2019 | Stephen Zubrzycki
|  | SCHAERER MAYFIELD USA INC. |  | TABLE, SURGICAL, ELECTRIC | TFX-1657 | OPERATING ROOM - PAVILION | Pavilion |  |  | 04/11/2017 |  | 4/11/32 |  |  | NO | YES |  |  |  |  | SCHAERER MAYFIELD USA INC. 10769415 TFX-1657 |  |  | Active |  | 99:99:99:99:99:99 |  | Equipment | PAAR:00-PVAR | 10/31/2019 |  | COOPER UNIVERSITY HOSPITAL |  |  |  | 0012038646 | DOMINIC VENDETTA | Performance Verification | Closed | Kirk Lis | 08/15/2017 | 08/15/2017 | INCOMING INVENTORY | DEVICE INVENTORIED | BCC40176-49C4-423E-B6E7-09F08AF3958E | Labor | 08/15/2017 | 08/15/2017 | Bonnie Aichroth
|  | SCHAERER MAYFIELD USA INC. |  | TABLE, SURGICAL, ELECTRIC | TFX-1662 | OPERATING ROOM - PAVILION | Pavilion |  |  | 10/18/2017 |  | 10/18/32 |  |  | NO | YES |  |  |  |  | SCHAERER MAYFIELD USA INC. 10732376 TFX-1662 |  |  | Active |  | 99:99:99:99:99:99 |  | Equipment | PAAR:00-PVAR | 10/31/2019 |  | COOPER UNIVERSITY HOSPITAL |  |  |  | 0012488618 | DOMINIC VENDETTA | Preventative Maintenance | Closed | Josh Harris | 12/06/2017 | 12/06/2017 | PERFORMANCE ASSURANCE AT INVENTORY | INVENTORIED DEVICE AND ENSURED DEVICE WAS FUNCTIONING PROPERLY. | 63A1E4A1-EBD0-42D0-ACA2-91885747745D | Labor | 10/18/2017 | 10/18/2017 | Salvatore Bombara
|  | SCHAERER MAYFIELD USA INC. |  | TABLE, SURGICAL, ELECTRIC | TFX-1661 | OPERATING ROOM - PAVILION | Pavilion |  |  | 10/18/2017 |  | 10/18/32 |  |  | NO | YES |  |  |  |  | SCHAERER MAYFIELD USA INC. 10732367 TFX-1661 |  |  | Active |  | 99:99:99:99:99:99 |  | Equipment | PAAR:00-PVAR | 10/31/2019 |  | COOPER UNIVERSITY HOSPITAL |  |  |  | 0012488614 | DOMINIC VENDETTA | Preventative Maintenance | Closed | Josh Harris | 12/06/2017 | 12/06/2017 | PERFORMANCE ASSURANCE AT INVENTORY | INVENTORIED DEVICE AND ENSURED DEVICE WAS FUNCTIONING PROPERLY. | E60B630F-6C90-40E4-8120-6D29D51BF7EF | Labor | 10/18/2017 | 10/18/2017 | Salvatore Bombara
|  | SCHAERER MAYFIELD USA INC. |  | TABLE, SURGICAL, ELECTRIC | TFX1589 | VOORHEES SURGERY CENTER-OPERATING ROOM | 900 Centennial Blvd | Suite E |  | 02/03/2012 |  | 2/3/27 |  |  | NO | YES |  |  |  |  | SCHAERER MAYFIELD USA INC. 10346297 TFX1589 |  |  | Active |  | 99:99:99:99:99:99 |  | Equipment | PAAR:00-PVAR | 11/02/2019 |  | COOPER AMBULATORY OFF-SITES |  |  | SUITE E |  | JENNIFER BOMBARO
|  | SKYTRON | 3600B | TABLE, SURGICAL, ELECTRIC | 3600B-10C-1331 | OPERATING ROOM - PAVILION | Pavilion |  |  | 11/02/2019 |  | 11/2/34 |  |  | NO | YES |  |  |  |  | SKYTRON 11239405 3600B-10C-1331 |  |  | Active |  | 99:99:99:99:99:99 |  | Equipment | PAAR:00-PVAR | 11/02/2019 | 11/02/2019 | COOPER UNIVERSITY HOSPITAL |  |  | OR P07 |  | DOMINIC VENDETTA |  |  |  | 11/02/2019 | 11/02/2019 |  |  |  |  | 11/02/2019 | 11/02/2019
|  | SKYTRON | 3600B | TABLE, SURGICAL, ELECTRIC | 3600B-10C-1336 | OR - KELEMEN 3 | Kelemen |  |  | 04/01/2010 |  | 4/1/25 |  |  | NO | YES |  |  |  |  | SKYTRON 10368408 3600B-10C-1336 |  |  | Active |  | 99:99:99:99:99:99 |  | Equipment | PAAR:00-PVAR | 11/02/2019 |  | COOPER UNIVERSITY HOSPITAL |  |  | K5 |  | DOMINIC VENDETTA
|  | SKYTRON | 3603 ULTRASLIDE | TABLE, SURGICAL, ELECTRIC | SUC-20175-0134 | SAME DAY OR-2ND FL PAVILION | Kelemen |  |  | 10/31/2019 |  | 10/31/34 |  |  | NO | YES |  |  |  |  | SKYTRON 11239108 SUC-20175-0134 |  |  | Active |  | 99:99:99:99:99:99 |  | Equipment | PAAR:00-PVAR | 10/31/2019 | 10/31/2019 | COOPER UNIVERSITY HOSPITAL |  |  | 2nd Floor Pav OR | WOT00000000562626 | JOE DRUCTOR | Performance Verification | Closed | Salvatore Bombara | 10/31/2019 | 10/31/2019 | Performance Verification for SKYTRON 11239108 SUC-20175-0134 | Initial Install of Performance Verification. Device is ready for patient use. |  |  | 10/31/2019 | 10/31/2019
|  | SKYTRON | 3603 ULTRASLIDE | TABLE, SURGICAL, ELECTRIC | SUC-20175-0136 | SAME DAY OR-2ND FL PAVILION | Pavilion |  |  | 10/31/2019 |  | 10/31/34 |  |  | NO | YES |  |  |  |  | SKYTRON 11239106 SUC-20175-0136 |  |  | Active | W39106 | 99:99:99:99:99:99 |  | Equipment | PAAR:00-PVAR | 10/31/2019 | 10/31/2019 | COOPER UNIVERSITY HOSPITAL |  |  | Pav 2nd Floor OR | WOT00000000562269 | JOE DRUCTOR | Performance Verification | Closed | Salvatore Bombara | 10/31/2019 | 10/31/2019 | Performance Verification for SKYTRON W39106 SUC-20175-0136 | Initial Install of Performance Verification. Device is ready for patient use. |  |  | 10/31/2019 | 10/31/2019
|  | SKYTRON |  | TABLE, SURGICAL, ELECTRIC |  | OR - KELEMEN 3 | Pavilion |  |  | 11/15/1995 |  | 11/15/10 |  |  | NO | YES |  |  |  |  | SKYTRON 10368426 11741 |  |  | Active |  | 99:99:99:99:99:99 |  | Equipment | PAAR:00-PVAR | 11/02/2019 |  | COOPER UNIVERSITY HOSPITAL |  |  | P OR 6 | 0011722504 | DOMINIC VENDETTA | Repair | Closed | Salvatore Bombara | 05/30/2017 | 06/08/2017 | OR TABLE - PENDANT NOT WORKING - TMX | 5/30/2017 2:46:42 PM SXBOMBARA (SXBOMBARA 5/30/2017 12:00 AM) CONFIRMED ERROR. DETERMINED THAT THE PENDANT IS UN REPAIRABLE. ORDERED REPLACEMENT. 6/8/2017 10:48:22 AM SXBOMBARA (SXBOMBARA 6/8/2017 12:00 AM) RECEIVED PART. INSTALLED TESTED AND PASSED FULL FUNCTIONAL CHECK. RETURNED TO SERVICE. | E4AAB79E-451F-4AB4-9E8A-8DEE6E41259D | Labor | 05/30/2017 | 05/30/2017 | Salvatore Bombara
|  | SKYTRON |  | TABLE, SURGICAL, ELECTRIC | 6500NB-1995-11-742 | OR - KELEMEN 3 | Kelemen |  |  | 11/15/1995 |  | 11/15/10 |  |  | NO | YES |  |  |  |  | SKYTRON 10368415 6500NB-1995-11-742 |  |  | Active |  | 99:99:99:99:99:99 |  | Equipment | PAAR:00-PVAR | 11/02/2019 |  | COOPER UNIVERSITY HOSPITAL |  |  |  |  | DOMINIC VENDETTA
|  | SKYTRON | 6700B | TABLE, SURGICAL, ELECTRIC | 6700B-56194 | OR - KELEMEN 3 | Pavilion |  |  | 11/02/2019 |  | 11/2/34 |  |  | NO | YES |  |  |  |  | SKYTRON 11239398 6700B-56194 |  |  | Active |  | 99:99:99:99:99:99 |  | Equipment | PAAR:00-PVAR | 11/02/2019 | 11/02/2019 | COOPER UNIVERSITY HOSPITAL |  |  | OR STORAGE HALLWAY |  | DOMINIC VENDETTA |  |  |  | 11/02/2019 | 11/02/2019 |  |  |  |  | 11/02/2019 | 11/02/2019
|  | SKYTRON | 6700B | TABLE, SURGICAL, ELECTRIC | SUC-20163-0769 | OR - KELEMEN 3 | Pavilion |  |  | 09/11/2017 |  | 9/11/32 |  |  | NO | YES |  |  |  |  | SKYTRON 10732253 SUC-20163-0769 |  |  | Active |  | 99:99:99:99:99:99 |  | Equipment | PAAR:00-PVAR | 10/31/2019 |  | COOPER UNIVERSITY HOSPITAL |  |  |  | 0012379890 | DOMINIC VENDETTA | Preventative Maintenance | Closed | Josh Harris | 11/02/2017 | 11/02/2017 | PERFORMANCE ASSURANCE AT INVENTORY | INVENTORIED DEVICE AND ENSURED DEVICE WAS FUNCTIONING PROPERLY. | 4E4778A8-4AE0-4A50-8223-73AD426AD997 | Labor | 09/11/2017 | 09/11/2017 | Josh Harris
|  | SKYTRON | 6700B | TABLE, SURGICAL, ELECTRIC | 6700-8K-1026 | OPERATING ROOM - PAVILION | Pavilion |  |  | 11/02/2019 |  | 11/2/34 |  |  | NO | YES |  |  |  |  | SKYTRON 50010770 6700-8K-1026 |  |  | Active |  | 99:99:99:99:99:99 |  | Equipment | PAAR:00-PVAR | 11/02/2019 | 11/02/2019 | COOPER UNIVERSITY HOSPITAL |  |  |  |  | DOMINIC VENDETTA |  |  |  | 11/02/2019 | 11/02/2019 |  |  |  |  | 11/02/2019 | 11/02/2019
|  | SKYTRON | 6700B | TABLE, SURGICAL, ELECTRIC | 6700B-6G-610 | SPECIAL TEST | Kelemen |  |  | 10/01/2006 |  | 10/1/21 |  |  | NO | YES |  |  |  |  | SKYTRON 10356130 6700B-6G-610 |  |  | Active |  | 99:99:99:99:99:99 |  | Equipment | PAAR:00-PVAR | 11/02/2019 |  | COOPER UNIVERSITY HOSPITAL |  |  | FLUROSCOPY |  | AMY HANNAN
|  | SKYTRON | 6700B | TABLE, SURGICAL, ELECTRIC | 6700B-5G-193 | OR - KELEMEN 3 | Kelemen |  |  | 09/08/2005 |  | 9/8/20 |  |  | NO | YES |  |  |  |  | SKYTRON 10355097 6700B-5G-193 |  |  | Active |  | 99:99:99:99:99:99 |  | Equipment | PAAR:00-PVAR | 11/01/2019 |  | COOPER UNIVERSITY HOSPITAL |  |  | OR 1 L&D |  | DOMINIC VENDETTA
|  | SKYTRON | ELITE 3000 | TABLE, SURGICAL, ELECTRIC |  |  | Kelemen | [7 empty] | YES | YES
|  | SKYTRON | ELITE 3000 | TABLE, SURGICAL, ELECTRIC | 3000-8L-109 | OPERATING ROOM - PAVILION | Kelemen |  |  | 02/12/2009 |  | 2/12/24 |  |  | NO | YES |  |  |  |  | SKYTRON 10366671 3000-8L-109 |  |  | Active |  | 99:99:99:99:99:99 |  | Equipment | PAAR:00-PVAR | 11/02/2019 |  | COOPER UNIVERSITY HOSPITAL |  |  | OPERATING ROOM K2 |  | DOMINIC VENDETTA
|  | SKYTRON | ELITE 3000 | TABLE, SURGICAL, ELECTRIC | 3000-8L-108 | OPERATING ROOM - PAVILION | Kelemen |  |  | 02/12/2009 |  | 2/12/24 |  |  | NO | YES |  |  |  |  | SKYTRON 10349378 3000-8L-108 |  |  | Active |  | 99:99:99:99:99:99 |  | Equipment | PAAR:00-PVAR | 10/31/2019 |  | COOPER UNIVERSITY HOSPITAL |  |  | P4 |  | DOMINIC VENDETTA
|  | SKYTRON | ELITE 6002 | TABLE, SURGICAL, ELECTRIC | 6002-9B-410 |  | 900 Centennial Blvd | Suite E | [6 empty] | NO | YES
|  | SKYTRON | ELITE 6002 | TABLE, SURGICAL, ELECTRIC | 6002-9B-414 | VOORHEES SURGERY CENTER-OPERATING ROOM | 900 Centennial Blvd | Suite E |  | 12/16/2009 |  | 12/16/24 |  |  | NO | YES |  |  |  |  | SKYTRON 10345475 6002-9B-414 |  |  | Active |  | 99:99:99:99:99:99 |  | Equipment | PAAR:00-PVAR | 11/02/2019 |  | COOPER AMBULATORY OFF-SITES |  |  | HALLWAY |  | JENNIFER BOMBARO
|  | SKYTRON | ELITE 6300 | TABLE, SURGICAL, ELECTRIC |  | VOORHEES SURGERY CENTER-OPERATING ROOM | 900 Centennial Blvd | Suite E |  | 11/02/2019 |  | 11/2/34 |  |  | NO | YES |  |  |  |  | SKYTRON 11200037 008747 |  |  | Active |  | 99:99:99:99:99:99 |  | Equipment | PAAR:00-PVAR | 11/02/2019 | 11/02/2019 | COOPER AMBULATORY OFF-SITES |  |  | MODEL# ELITE 6300 | 0012140814 | JENNIFER BOMBARO | Repair | Closed | Kirk Lis | 11/02/2019 | 11/02/2019 | OR BED - HANDPIECE CONTROLLER NOT WORKING APPROPRIATLEY - SURGERY CENTER OR BY SUPPLY RM | 9/8/2017 9:30:04 AM KALIS (KALIS 9/7/2017 12:00 AM) ANALIZED UNIT. HAND PENDANT NEEDS TO BE TAKEN BACK TO DEPT. TO DISASSEMBLE. SOMETHING IS RATTLING INSIDE HOUSING. 9/18/2017 11:49:25 AM SXBOMBARA (SXBOMBARA 9/15/2017 12:00 AM) RECEIVED. REBUILT. TESTED. DETERMINED UNIT ALSO HAS A MALFUNCTIONING CORD. REPLACED CORD. (SXBOMBARA 9/17/2017 12:00 AM) INSTALLED. TESTED AND PASSED FULL FUNCTIONAL CHECK. RETURNED TO SERVICE. | 25694FD8-A19F-4AA6-A5BE-3E7A0B1BA426 | Parts | 11/02/2019 | 11/02/2019 | Salvatore Bombara
|  | SKYTRON | ELITE 6300 | TABLE, SURGICAL, ELECTRIC | 6300-11G-042 |  | 900 Centennial Blvd | Suite E | [6 empty] | NO | YES
|  | SKYTRON | EZ SLIDE 3502 | TABLE, SURGICAL, ELECTRIC | SUT20134-0021 | OPERATING ROOM - PAVILION | Pavilion |  |  | 10/21/2013 |  | 10/21/28 |  |  | NO | YES |  |  |  |  | SKYTRON 10367338 SUT20134-0021 |  |  | Active |  | 99:99:99:99:99:99 |  | Equipment | PAAR:00-PVAR | 11/02/2019 |  | COOPER UNIVERSITY HOSPITAL |  |  |  |  | DOMINIC VENDETTA
|  | SKYTRON | HERCULES SERIES 6701 | TABLE, SURGICAL, ELECTRIC | 6701-8G-338 | OPERATING ROOM - PAVILION | Pavilion |  |  | 11/01/2019 |  | 11/1/34 |  |  | NO | YES |  |  |  |  | SKYTRON 50010767 6701-8G-338 |  |  | Active |  | 99:99:99:99:99:99 |  | Equipment | PAAR:00-PVAR | 11/01/2019 | 11/01/2019 | COOPER UNIVERSITY HOSPITAL |  |  | OR 2 |  | DOMINIC VENDETTA |  |  |  | 11/01/2019 | 11/01/2019 |  |  |  |  | 11/01/2019 | 11/01/2019
|  | SKYTRON | HERCULES SERIES 6701 | TABLE, SURGICAL, ELECTRIC | 6701-8G311 | OR - KELEMEN 3 | Kelemen |  |  | 11/26/2008 |  | 11/26/23 |  |  | NO | YES |  |  |  |  | SKYTRON 10369284 6701-8G311 |  |  | Active |  | 99:99:99:99:99:99 |  | Equipment | PAAR:00-PVAR | 11/02/2019 |  | COOPER UNIVERSITY HOSPITAL |  |  | KELEMEN OR |  | DOMINIC VENDETTA
|  | SKYTRON | HERCULES SERIES 6701 | TABLE, SURGICAL, ELECTRIC | 6701-10C-781 | SHORT PROCEDURE UNIT | Kelemen |  |  | 04/01/2010 |  | 4/1/25 |  |  | NO | YES |  |  |  |  | SKYTRON 10367441 6701-10C-781 |  |  | Active |  | 99:99:99:99:99:99 |  | Equipment | PAAR:00-PVAR | 11/02/2019 |  | COOPER UNIVERSITY HOSPITAL |  |  | PROCEDURE ROOM |  | Lisa Geoghegan
|  | SKYTRON | HERCULES SERIES 6701 | TABLE, SURGICAL, ELECTRIC | 6701-8G-518 | OR - KELEMEN 3 | Pavilion |  |  | 11/26/2008 |  | 11/26/23 |  |  | NO | YES |  |  |  |  | SKYTRON 10367207 6701-8G-518 |  |  | Active |  | 99:99:99:99:99:99 |  | Equipment | PAAR:00-PVAR | 11/02/2019 |  | COOPER UNIVERSITY HOSPITAL |  |  | OR K7 |  | DOMINIC VENDETTA
|  | SKYTRON | HERCULES SERIES 6702 | TABLE, SURGICAL, ELECTRIC | SUC-20161-0764 | OR - KELEMEN 3 | Kelemen |  |  | 10/31/2019 |  | 10/31/34 |  |  | NO | YES |  |  |  |  | SKYTRON 11239264 SUC-20161-0764 |  |  | Active |  | 99:99:99:99:99:99 |  | Equipment | PAAR:00-PVAR | 10/31/2019 | 10/31/2019 | COOPER UNIVERSITY HOSPITAL |  |  |  | 0011475277 | DOMINIC VENDETTA | Preventative Maintenance | Closed | Bonnie Aichroth | 10/31/2019 | 10/31/2019 | PERFORMANCE ASSURANCE AT INVENTORY | INVENTORIED DEVICE AND ENSURED DEVICE WAS FUNCTIONING PROPERLY. | 323E64AB-0947-41AE-A679-59D8370D2CC0 | Labor | 10/31/2019 | 10/31/2019 | Salvatore Bombara
|  | SKYTRON | HERCULES SERIES 6702 | TABLE, SURGICAL, ELECTRIC | SUC-20178-1154 | SAME DAY OR-2ND FL PAVILION | Pavilion |  |  | 10/31/2019 |  | 10/31/34 |  |  | NO | YES |  |  |  |  | SKYTRON 11239168 SUC-20178-1154 |  |  | Active |  | 99:99:99:99:99:99 |  | Equipment | PAAR:00-PVAR | 10/31/2019 | 10/31/2019 | COOPER UNIVERSITY HOSPITAL |  |  | SD OR 5 | WOT00000000616872 | JOE DRUCTOR | Performance Verification | Closed | Salvatore Bombara | 10/31/2019 | 10/31/2019 | Performance Verification for SKYTRON 11239168 SUC-20178-1154 | Initial Install of Performance Verification. Device is ready for patient use. |  |  | 10/31/2019 | 10/31/2019
|  | SKYTRON | HERCULES SERIES 6702 | TABLE, SURGICAL, ELECTRIC | SUC-20177-1143 |  | Pavilion | [7 empty] | YES | YES
|  | SKYTRON | IMPULSE 3003 | TABLE, SURGICAL, ELECTRIC | SUC-20164-0292 | OR - KELEMEN 3 | Kelemen |  |  | 10/13/2016 |  | 10/13/31 |  |  | NO | YES |  |  |  |  | SKYTRON 10649896 SUC-20164-0292 |  |  | Active |  | 99:99:99:99:99:99 |  | Equipment | 1Y:00-MFG 5Y:00-MIN 7Y:00-MIN 10Y:00-MIN | 01/31/2019 | 02/01/2020 | COOPER UNIVERSITY HOSPITAL |  |  |  | 0011743755 | DOMINIC VENDETTA | Performance Verification | Closed | Bonnie Aichroth | 06/07/2017 | 06/07/2017 | INCOMING INVENTORY | DEVICE INVENTORIED | 4599ED04-B8C1-495F-B477-FD3260071681 | Labor | 06/07/2017 | 06/07/2017 | Bonnie Aichroth
|  | SKYTRON | ULTRASLIDE 3602 | TABLE, SURGICAL, ELECTRIC | SUC-20168-1197 | OR - KELEMEN 3 | Pavilion |  |  | 10/14/2016 |  | 10/14/31 |  |  | NO | YES |  |  |  |  | SKYTRON 10649872 SUC-20168-1197 |  |  | Active |  | 99:99:99:99:99:99 |  | Equipment | PAAR:00-PVAR | 10/31/2019 |  | COOPER UNIVERSITY HOSPITAL |  |  |  |  | DOMINIC VENDETTA
|  | SKYTRON | ULTRASLIDE 3602 | TABLE, SURGICAL, ELECTRIC | SUC-20168-1196 |  | Kelemen | [7 empty] | NO | YES
|  | STERIS CORPORATION | SURGIGRAPHICS 6000 | TABLE, SURGICAL, ELECTRIC |  |  | 401 Haddon Ave | [7 empty] | YES | YES
|  | TRUMPF MEDICAL SYSTEMS, INC. | JUPITER | TABLE, SURGICAL, ELECTRIC |  | OPERATING ROOM - PAVILION | Pavilion |  |  | 01/01/2015 |  | 1/1/30 |  |  | NO | YES |  |  |  |  | TRUMPF MEDICAL SYSTEMS, INC. 10367417 100240129 |  |  | Active |  | 99:99:99:99:99:99 |  | Equipment | PAAR:00-PVAR | 11/02/2019 |  | COOPER UNIVERSITY HOSPITAL |  |  | OR STORAGE |  | DOMINIC VENDETTA
|  | TRUMPF MEDICAL SYSTEMS, INC. | JUPITER | TABLE, SURGICAL, ELECTRIC |  |  | Pavilion | [7 empty] | NO | YES
|  | TRUMPF MEDICAL SYSTEMS, INC. | TITAN | TABLE, SURGICAL, ELECTRIC |  | OPERATING ROOM - PAVILION | Pavilion |  |  | 09/28/2012 |  | 9/28/27 |  |  | NO | YES |  |  |  |  | TRUMPF MEDICAL SYSTEMS, INC. 10368345 101701899 |  |  | Active |  | 99:99:99:99:99:99 |  | Equipment | PAAR:00-PVAR | 11/02/2019 |  | COOPER UNIVERSITY HOSPITAL |  |  | OR HALL |  | DOMINIC VENDETTA
|  | TRUMPF MEDICAL SYSTEMS, INC. | TITAN | TABLE, SURGICAL, ELECTRIC |  | OPERATING ROOM - PAVILION | Pavilion |  |  | 09/28/2012 |  | 9/28/27 |  |  | NO | YES |  |  |  |  | TRUMPF MEDICAL SYSTEMS, INC. 10367406 101701893 |  |  | Active |  | 99:99:99:99:99:99 |  | Equipment | PAAR:00-PVAR | 11/02/2019 |  | COOPER UNIVERSITY HOSPITAL |  |  | OR STORAGE |  | DOMINIC VENDETTA
|  | TRUMPF MEDICAL SYSTEMS, INC. | TITAN | TABLE, SURGICAL, ELECTRIC |  | OPERATING ROOM - PAVILION | Pavilion |  |  | 10/14/2011 |  | 10/14/26 |  |  | NO | YES |  |  |  |  | TRUMPF MEDICAL SYSTEMS, INC. 10367404 101275123 |  |  | Active |  | 99:99:99:99:99:99 |  | Equipment | PAAR:00-PVAR | 11/02/2019 |  | COOPER UNIVERSITY HOSPITAL |  |  | OPERATING ROOM |  | DOMINIC VENDETTA
|  | TRUMPF MEDICAL SYSTEMS, INC. | TRUSYSTEM 7000 | TABLE, SURGICAL, ELECTRIC |  |  | Kelemen | [7 empty] | NO | YES
|  | TRUMPF MEDICAL SYSTEMS, INC. | TRUSYSTEM 7000 | TABLE, SURGICAL, ELECTRIC |  | OR - KELEMEN 3 | Pavilion |  |  | 06/01/2016 |  | 6/1/31 |  |  | NO | YES |  |  |  |  | TRUMPF MEDICAL SYSTEMS, INC. 10505455 102748769 |  |  | Active |  | 99:99:99:99:99:99 |  | Equipment | PAAR:00-PVAR | 10/31/2019 |  | COOPER UNIVERSITY HOSPITAL |  |  | KELEMEN OR RM 10 |  | DOMINIC VENDETTA
|  | MIZUHO OSI |  | TABLE, SURGICAL, JACKSON |  | OR - KELEMEN 3 | Kelemen |  |  | 11/02/2019 |  | 11/2/34 |  |  | NO | YES |  |  |  |  | MIZUHO OSI 11239432 9398 |  |  | Active |  | 99:99:99:99:99:99 |  | Equipment | PAAR:00-PVAR | 11/02/2019 | 11/02/2019 | COOPER UNIVERSITY HOSPITAL |  |  | OR STORAGE HALLWAY 5803 |  | DOMINIC VENDETTA |  |  |  | 11/02/2019 | 11/02/2019 |  |  |  |  | 11/02/2019 | 11/02/2019
|  | MIZUHO OSI |  | TABLE, SURGICAL, JACKSON |  | OR - KELEMEN 3 | Kelemen |  |  | 10/31/2019 |  | 10/31/34 |  |  | NO | YES |  |  |  |  | MIZUHO OSI 11239469 10253 |  |  | Active |  |  |  | Equipment | PAAR:00-PVAR | 10/31/2019 | 10/31/2019 | COOPER UNIVERSITY HOSPITAL |  |  | Ortho | WOT00000002890913 | DOMINIC VENDETTA | Performance Verification | Closed | Salvatore Bombara | 10/31/2019 | 10/31/2019 | Performance Verification for MIZUHO OSI 11239469 10253 | Initial Install of Performance Verification. Device is ready for patient use. |  |  | 10/31/2019 | 10/31/2019
|  | MIZUHO OSI |  | TABLE, SURGICAL, JACKSON |  | OPERATING ROOM - PAVILION | Pavilion |  |  | 10/31/2019 |  | 10/31/34 |  |  | NO | YES |  |  |  |  | MIZUHO OSI 11239464 10247 |  |  | Active |  |  |  | Equipment | PAAR:00-PVAR | 10/31/2019 | 10/31/2019 | COOPER UNIVERSITY HOSPITAL |  |  | Neuro OR | WOT00000002860804 | DOMINIC VENDETTA | Performance Verification | Closed | Salvatore Bombara | 10/31/2019 | 10/31/2019 | Performance Verification for MIZUHO OSI 11239464 10247 | Initial Install of Performance Verification. Device is ready for patient use. |  |  | 10/31/2019 | 10/31/2019
|  | MIZUHO OSI |  | TABLE, SURGICAL, JACKSON |  | OR - KELEMEN 3 | Kelemen |  |  | 06/25/2018 |  | 6/25/33 |  |  | NO | YES |  |  |  |  | MIZUHO OSI 10752518 10034 |  |  | Active |  | 99:99:99:99:99:99 |  | Equipment | PAAR:00-PVAR | 10/31/2019 |  | COOPER UNIVERSITY HOSPITAL |  |  | OR | WOT00000001318599 | DOMINIC VENDETTA | Repair | Closed | Salvatore Bombara | 08/23/2018 | 11/06/2018 | Jackson table (10752518 did not pull) - won't go up or down | Worked with Scott Unable to confirm or duplicate error. Determined that the power entry is worn. Replaced part from stock. Ordered replacement. Warranty service is complete. see attachments. tested and passed full functional check. returned unit to service. | EXP1311856 | Labor | 09/06/2018 | 09/06/2018 | Salvatore Bombara
|  | MIZUHO OSI |  | TABLE, SURGICAL, JACKSON |  | OR - KELEMEN 3 | Kelemen |  |  | 01/21/2015 |  | 1/21/30 |  |  | NO | YES |  |  |  |  | MIZUHO OSI 10368416 9399 |  |  | Active |  | 99:99:99:99:99:99 |  | Equipment | PAAR:00-PVAR | 11/02/2019 |  | COOPER UNIVERSITY HOSPITAL |  |  | KELEMAN HALLWAY |  | DOMINIC VENDETTA
|  | MIZUHO OSI |  | TABLE, SURGICAL, JACKSON |  | OR - KELEMEN 3 | Kelemen |  |  | 02/07/2015 |  | 2/7/30 |  |  | NO | YES |  |  |  |  | MIZUHO OSI 10366377 9281 |  |  | Active |  | 99:99:99:99:99:99 |  | Equipment | PAAR:00-PVAR | 11/02/2019 |  | COOPER UNIVERSITY HOSPITAL |  |  | KELEMEN-OR |  | DOMINIC VENDETTA
|  |  |  | TABLE, SURGICAL, VETERINARY | 0415p0075 |  | 401 Haddon Ave | [7 empty] | YES | YES
|  | HILL LABORATORIES COMPANY |  | TABLE, THERAPY | HA950198 | CHERRY HILL PHYSICAL THERAPY | 1101 N Kings Hwy |  |  | 01/01/1900 |  |  |  |  | NO | YES |  |  |  |  | HILL LABORATORIES COMPANY 10366088 HA950198 |  |  | Active |  | 99:99:99:99:99:99 |  | Equipment | PAAR:00-PVAR | 11/02/2019 |  | COOPER AMBULATORY OFF-SITES |  |  | EXERCISE ROOM |  | COURTNEY BUDD
|  | CLINTON INDUSTRIES | 253-47 | TABLE, TREATMENT | Ci-11883 |  | Pavilion | [7 empty] | YES | YES
|  | PATTERSON MEDICAL | ELITE ASTER | TABLE, TREATMENT | MT2016080353 | PHYSICAL THERAPY | Kelemen |  |  | 10/31/2019 |  |  |  |  | NO | YES |  |  |  |  | PATTERSON MEDICAL 50035797 MT2016080353 |  |  | Active |  | 99:99:99:99:99:99 |  | Equipment | PAAR:00-PVAR | 10/31/2019 | 10/31/2019 | COOPER UNIVERSITY HOSPITAL |  |  |  | 0011364543 | JOSEPHINE HONG | Performance Verification | Closed | Michael Youch | 10/31/2019 | 10/31/2019 | NEW EXAM TABLE - CHECK AND TAG - PHYSICAL THERAPY | 3/23/2017 8:41:56 AM MDYOUCH (MDYOUCH 3/22/2017 8:00 AM) NEW EXAM TABLE: 50035797 CHECKED IN FOR PT KELEMEN 5. 2-WIRE 29 V DC POWER SUPPLY . | F0349E18-FFCF-40DB-8218-E655482965DE | Labor | 10/31/2019 | 10/31/2019 | Michael Youch
|  | CARDON REHABILITATION PRODUCTS | HI-LO (27110) | TABLE, TREATMENT, POWER |  | VOORHEES ORTHOPEDICS | 901 Centennial Blvd | Building 2 |  | 12/08/2009 |  |  |  |  | NO | YES |  |  |  |  | CARDON REHABILITATION PRODUCTS 10356906 787891 |  |  | Active |  | 99:99:99:99:99:99 |  | Equipment | PAAR:00-PVAR | 11/02/2019 |  | COOPER AMBULATORY OFF-SITES |  |  | ORTHOPEDICS TREAT RM |  | CAROL STRANTON
|  | DURABUILT MEDICAL | PMT 8000 HLT | TABLE, X-RAY |  | VOORHEES SURGERY CENTER-OPERATING ROOM | 900 Centennial Blvd | Suite E |  | 04/01/2013 |  | 4/1/28 |  |  | NO | YES |  |  |  |  | DURABUILT MEDICAL 10346009 1058 |  |  | Active |  | 99:99:99:99:99:99 |  | Equipment | PAAR:00-PVAR | 11/02/2019 |  | COOPER AMBULATORY OFF-SITES |  |  | PROCEDURE ROOM |  | JENNIFER BOMBARO
|  | DURABUILT MEDICAL | PMT 8000 HLTES | TABLE, X-RAY | AMF8818 300-002 | SHORT PROCEDURE UNIT | Kelemen |  |  | 10/31/2019 |  | 10/31/34 |  |  | NO | YES |  |  |  |  | DURABUILT MEDICAL 50036198 AMF8818 300-002 |  |  | Active |  |  |  | Equipment | PAAR:00-PVAR | 10/31/2019 | 10/31/2019 | COOPER UNIVERSITY HOSPITAL |  |  | Short Procedure 5th Flr Kelman | WOT00000003223623 | Lisa Geoghegan | Performance Verification | Closed | Salvatore Bombara | 10/31/2019 | 10/31/2019 | Performance Verification for DURABUILT MEDICAL 50036198 AMF8818 300-002 | Initial Install of Performance Verification. Device is ready for patient use. |  |  | 10/31/2019 | 10/31/2019
|  | BC GROUP INTERNATIONAL, INC. | TC-1726C | TACHOMETER |  | BIOMEDICAL | Kelemen |  |  | 01/29/2019 |  |  |  |  | NO | YES |  |  |  |  | BC GROUP INTERNATIONAL, INC. 647844 17261201 |  |  | Active |  | 99:99:99:99:99:99 |  | Test Equipment | 1Y:00-MFG | 01/29/2019 | 01/29/2019 | COOPER UNIVERSITY HOSPITAL |  |  |  |  | Bonnie Aichroch |  |  |  | 01/29/2019 | 01/29/2019 |  |  |  |  | 01/29/2019 | 01/29/2019
|  | BC GROUP INTERNATIONAL, INC. | TC-1726C | TACHOMETER |  | BIOMEDICAL | Kelemen |  |  | 02/04/2019 |  |  |  |  | NO | YES |  |  |  |  | BC GROUP INTERNATIONAL, INC. 647843 17261200 |  |  | Active |  |  |  | Test Equipment | 1Y:00-MFG | 02/04/2019 | 02/04/2019 | COOPER UNIVERSITY HOSPITAL |  |  |  |  | Bonnie Aichroch |  |  |  | 02/04/2019 | 02/04/2019 |  |  |  |  | 02/04/2019 | 02/04/2019
|  | EXTECH INSTRUMENTS CORP. |  | TACHOMETER, LASER |  | BIOMEDICAL | Kelemen |  |  | 01/29/2019 |  | 1/29/24 |  |  | NO | YES |  |  |  |  | EXTECH INSTRUMENTS CORP. 30142155 140911166 |  |  | Active |  | 99:99:99:99:99:99 |  | Test Equipment | 1Y:00-VEN | 01/29/2019 | 01/29/2019 | COOPER UNIVERSITY HOSPITAL |  |  |  |  | Bonnie Aichroch |  |  |  | 01/29/2019 | 01/29/2019 |  |  |  |  | 01/29/2019 | 01/29/2019
|  | Raulsand | Responder | Telephone |  |  | Pavilion | [7 empty] | YES | YES
|  | FLUKE BIOMEDICAL |  | TESTER |  |  |  | Biomed vehicle | [6 empty] | NO | YES
|  | SONORA MEDICAL SYSTEMS, INC. | FIRST CALL | TESTER, TRANSDUCER, ULTRASOUND | Not Known | BIOMEDICAL | Kelemen |  |  | 01/01/1900 |  |  |  |  | NO | YES |  |  |  |  | SONORA MEDICAL SYSTEMS, INC. 10366460 Not Known |  |  | Disposition |  |  |  | Test Equipment | 1Y:00-VEN | 12/16/2016 | 12/01/2020 | COOPER UNIVERSITY HOSPITAL |  |  |  |  | Bonnie Aichroch
|  | BC GROUP INTERNATIONAL, INC. | ULT-2020 | TESTER, ULTRASOUND LEAKAGE |  | ECHOCARDIOLOGY | Kelemen |  |  | 09/30/2016 |  | 9/30/23 |  |  | NO | YES |  |  |  |  | BC GROUP INTERNATIONAL, INC. 10649810 733122041 |  |  | Active |  | 99:99:99:99:99:99 |  | Test Equipment | 1Y:00-VEN | 02/22/2019 | 01/01/2020 | COOPER UNIVERSITY HOSPITAL |  |  |  | 0011073585 | LINDA VALENTI | Preventative Maintenance | Closed | Bonnie Aichroth | 01/20/2017 | 01/20/2017 | PERFORMANCE ASSURANCE AT INVENTORY | INVENTORIED DEVICE AND ENSURED DEVICE WAS FUNCTIONING PROPERLY. | FE3F72EE-AD97-44DF-AAB5-3D3D9A2923AF | Labor | 09/30/2016 | 09/30/2016 | Zhan Kiselev
|  | RAYSAFE | XI | TESTER, X-RAY |  | BIOMEDICAL | Kelemen |  |  | 07/18/2019 |  |  |  |  | NO | YES |  |  |  |  | RAYSAFE 30212614 221175 |  |  | Active |  | 99:99:99:99:99:99 |  | Test Equipment | 1Y:00-VEN | 07/18/2019 | 07/18/2019 | COOPER UNIVERSITY HOSPITAL |  |  | vendor for PO is FLUKE ELECTRONICS | 0012366783 | Bonnie Aichroch | Performance Verification | Closed | Michael Youch | 07/18/2019 | 07/18/2019 | INCOMING INVENTORY | DEVICE INVENTORIED | 71F34E50-0050-4607-B707-B1DBEA69E5E6 | Labor | 07/18/2019 | 07/18/2019 | Bonnie Aichroth
|  | BIO-RAD LABORATORIES | MJ MINI | THERMAL CYCLER | Mm005700 |  | 401 Haddon Ave | [7 empty] | YES | YES
|  | MJ RESEARCH | PTC-100 | THERMAL CYCLER | Hba-1960 |  | Kelemen | [7 empty] | YES | YES
|  | HEMOSTATIX MEDICAL DEVICES | PRECISION 8400 | THERMAL SCALPEL | P8400-1113-279 | OR - KELEMEN 3 | Kelemen |  |  | 10/31/2019 |  |  |  |  | NO | YES |  |  |  |  | HEMOSTATIX MEDICAL DEVICES 11239335 P8400-1113-279 |  |  | Active |  | 99:99:99:99:99:99 |  | Equipment | PAAR:00-PVAR | 10/31/2019 | 10/31/2019 | COOPER UNIVERSITY HOSPITAL |  |  | Kel Or 7 | WOT00000000961496 | DOMINIC VENDETTA | Performance Verification | Closed | Salvatore Bombara | 10/31/2019 | 10/31/2019 | Performance Verification for HEMOSTATIX MEDICAL DEVICES 11239335 P8400-1113-279 | Initial Install of Performance Verification. Device is ready for patient use. |  |  | 10/31/2019 | 10/31/2019
|  | 3M HEALTHCARE |  | THERMIA UNIT, HYPO-HYPER |  | PERFUSION | Pavilion |  |  | 09/25/2019 |  | 9/25/29 |  |  | NO | YES |  |  |  |  | 3M HEALTHCARE 11239261 1814 |  |  | Active |  | 99:99:99:99:99:99 |  | Life Support | 6M:00-MFG | 09/25/2019 | 09/25/2019 | COOPER UNIVERSITY HOSPITAL |  |  | Perfusion | WOT00000000764680 | Bonnie Aichroch | Performance Verification | Closed | Salvatore Bombara | 09/25/2019 | 09/25/2019 | Performance Verification for 3M HEALTHCARE 11239261 1814 | Initial Install of Performance Verification. Device is ready for patient use. |  |  | 09/25/2019 | 09/25/2019
|  | 3M HEALTHCARE |  | THERMIA UNIT, HYPO-HYPER |  | PERFUSION | Pavilion |  |  | 09/25/2019 |  | 9/25/29 |  |  | NO | YES | Serial Number 3014 |  |  |  | 3M HEALTHCARE 11239260 3014 |  |  | Active |  | 99:99:99:99:99:99 |  | Life Support | 6M:00-MFG | 09/25/2019 | 09/25/2019 | COOPER UNIVERSITY HOSPITAL |  |  | Perfusion | WOT00000000764660 | Bonnie Aichroch | Performance Verification | Closed | Salvatore Bombara | 09/25/2019 | 09/25/2019 | Performance Verification for 3M HEALTHCARE 11239260 3014 | Initial Install of Performance Verification. Device is ready for patient use. |  |  | 09/25/2019 | 09/25/2019
|  | 3M HEALTHCARE |  | THERMIA UNIT, HYPO-HYPER |  | PERFUSION | Pavilion |  |  | 02/11/2016 |  | 2/11/26 |  |  | NO | YES |  |  |  |  | TERUMO MEDICAL CORP. 10480349 3257 |  |  | Active |  | 99:99:99:99:99:99 |  | Life Support | 6M:00-MFG | 09/25/2019 | 03/01/2020 | COOPER UNIVERSITY HOSPITAL |  |  |  |  | Bonnie Aichroch
|  | 3M HEALTHCARE |  | THERMIA UNIT, HYPO-HYPER |  | PERFUSION | Kelemen |  |  | 01/13/2016 |  | 1/13/26 |  |  | NO | YES |  |  |  |  | TERUMO MEDICAL CORP. 10480272 3258 |  |  | Active |  | 99:99:99:99:99:99 |  | Life Support | 6M:00-MFG | 09/25/2019 | 03/01/2020 | COOPER UNIVERSITY HOSPITAL |  |  |  |  | Bonnie Aichroch
|  | ZOLL MEDICAL CORPORATION | THERMOGARD XP | THERMIA UNIT, HYPO-HYPER | TGXP00690 | INTENSIVE CARE UNIT | Pavilion |  |  | 02/03/2011 |  | 2/3/21 |  |  | NO | YES |  |  |  |  | ZOLL MEDICAL CORPORATION 10365264 TGXP00690 |  |  | Active |  | 99:99:99:99:99:99 |  | High Risk | 1Y:00-MFG | 06/26/2019 | 06/01/2020 | COOPER UNIVERSITY HOSPITAL |  |  | STORAGE ROOM P470 |  | CAROLYN RUMELL
|  | APPLIED BIOSYSTEMS |  | THERMO CYCLER | NSNCOOPERAMB0002 | COOPER CENTER FOR SPECIAL DIAGNOSTICS | 401 Haddon Ave |  |  | 07/26/2009 |  |  |  |  | NO | YES |  |  |  |  | APPLIED BIOSYSTEMS 10365642 NSNCOOPERAMB0002 |  |  | Active |  | 99:99:99:99:99:99 |  | Equipment | 1Y:00-MFG | 06/14/2019 | 06/01/2020 | COOPER AMBULATORY OFF-SITES |  |  | BACK LAB |  | DR. BARNOWSKY
|  | APPLIED BIOSYSTEMS | VERITI 96 WELL | THERMO CYCLER |  | COOPER CENTER FOR SPECIAL DIAGNOSTICS | 401 Haddon Ave |  |  | 06/19/2019 |  |  |  |  | NO | YES |  |  |  |  | APPLIED BIOSYSTEMS 30438024 2990236184 |  |  | Active |  |  |  | Equipment | 1Y:00-MFG | 06/19/2019 | 06/19/2019 | COOPER AMBULATORY OFF-SITES |  |  | E&R BUILDING | WOT00000002952618 | DR. BARNOWSKY | Performance Verification | Closed | Josh Harris | 06/19/2019 | 06/19/2019 | Performance Verification for APPLIED BIOSYSTEMS 30438024 2990236184 | Initial Install of Performance Verification. Device is ready for patient use. |  |  | 06/19/2019 | 06/19/2019
|  | APPLIED BIOSYSTEMS | VERITI 96 WELL | THERMO CYCLER |  | COOPER CENTER FOR SPECIAL DIAGNOSTICS | 401 Haddon Ave |  |  | 06/03/2009 |  |  |  |  | NO | YES |  |  |  |  | APPLIED BIOSYSTEMS 10365643 299026831 |  |  | Active |  | 99:99:99:99:99:99 |  | Equipment | 1Y:00-MFG | 09/26/2019 | 09/01/2020 | COOPER AMBULATORY OFF-SITES |  |  | SPECIAL DIAGNOSTICS |  | DR. BARNOWSKY
|  | FLUKE BIOMEDICAL CORPORATION | 80-TK | THERMOCOUPLE MODULE |  | BIOMEDICAL | Kelemen |  |  | 12/21/2018 |  | 12/21/23 |  |  | NO | YES |  |  |  |  | FLUKE CORPORATION 30244996 41910029 |  |  | Active |  | 99:99:99:99:99:99 |  | Test Equipment | 1Y:00-VEN | 12/21/2018 | 12/21/2018 | COOPER UNIVERSITY HOSPITAL |  |  | Performance Verification | WOT00000001334839 | Bonnie Aichroch | Performance Verification | Closed | Gene Amodei | 12/21/2018 | 12/21/2018 | Performance Verification for FLUKE CORPORATION 30244996 41910029 | Initial Install of Performance Verification. Device is ready for patient use. |  |  | 12/21/2018 | 12/21/2018
|  | FLUKE BIOMEDICAL CORPORATION | 80-TK | THERMOCOUPLE MODULE |  | BIOMEDICAL | Kelemen |  |  | 01/29/2019 |  | 1/29/24 |  |  | NO | YES |  |  |  |  | FLUKE BIOMEDICAL CORPORATION 30143189 88170589 |  |  | Active |  | 99:99:99:99:99:99 |  | Test Equipment | 1Y:00-VEN | 01/29/2019 | 01/29/2019 | COOPER UNIVERSITY HOSPITAL |  |  | BIOMED |  | Bonnie Aichroch |  |  |  | 01/29/2019 | 01/29/2019 |  |  |  |  | 01/29/2019 | 01/29/2019
|  | STORZ |  | THERMOFLATOR | VY13189-B | OR - KELEMEN 3 | Kelemen |  |  | 10/19/2011 |  | 10/19/16 |  |  | NO | YES |  |  |  |  | STORZ 10369503 VY13189-B |  |  | Active |  | 99:99:99:99:99:99 |  | Alarm | 1Y:00-MFG | 02/23/2019 | 02/01/2020 | COOPER UNIVERSITY HOSPITAL |  |  | Bed Room |  | DOMINIC VENDETTA
|  | STORZ |  | THERMOFLATOR | VY13134-B | OR - KELEMEN 3 | Pavilion |  |  | 10/19/2011 |  | 10/19/16 |  |  | NO | YES |  |  |  |  | STORZ 10368896 VY13134-B |  |  | Active |  | 99:99:99:99:99:99 |  | Alarm | 1Y:00-MFG | 02/15/2019 | 02/01/2020 | COOPER UNIVERSITY HOSPITAL |  |  | Kel OR Store Rm |  | DOMINIC VENDETTA
|  | STORZ |  | THERMOFLATOR | PY12375-B | OR - KELEMEN 3 | Kelemen |  |  | 05/01/2011 |  | 5/1/16 |  |  | NO | YES |  |  |  |  | STORZ 10368425 PY12375-B |  |  | Active |  | 99:99:99:99:99:99 |  | Alarm | 1Y:00-MFG | 02/14/2019 | 02/01/2020 | COOPER UNIVERSITY HOSPITAL |  |  | SD OR Store Rm |  | DOMINIC VENDETTA
|  | STORZ |  | THERMOFLATOR | TX14435B | VOORHEES SURGERY CENTER-OPERATING ROOM | 900 Centennial Blvd | Suite E |  | 09/07/2012 |  | 9/7/17 |  |  | NO | YES |  |  |  |  | STORZ 10347164 TX14435B |  |  | Active |  | 99:99:99:99:99:99 |  | Alarm | 1Y:00-MFG | 04/18/2019 | 04/01/2020 | COOPER AMBULATORY OFF-SITES |  |  | SUITE E |  | JENNIFER BOMBARO
|  | STORZ |  | THERMOFLATOR | SY12836-B | OPERATING ROOM - PAVILION | Pavilion |  |  | 09/06/2011 |  | 9/6/16 |  |  | NO | YES |  |  |  |  | STORZ 10346512 SY12836-B |  |  | Active |  | 99:99:99:99:99:99 |  | Alarm | 1Y:00-MFG | 02/07/2019 | 02/01/2020 | COOPER UNIVERSITY HOSPITAL |  |  | Kel OR Store rm |  | DOMINIC VENDETTA
|  | STORZ |  | THERMOFLATOR | SY12830-B | OPERATING ROOM - PAVILION | Pavilion |  |  | 09/06/2011 |  | 9/6/16 |  |  | NO | YES |  |  |  |  | STORZ 10346513 SY12830-B |  |  | Active |  | 99:99:99:99:99:99 |  | Alarm | 1Y:00-MFG | 02/07/2019 | 02/01/2020 | COOPER UNIVERSITY HOSPITAL |  |  | Kel OR Store Rm |  | DOMINIC VENDETTA
|  | STORZ |  | THERMOFLATOR | UX14582-B | VOORHEES SURGERY CENTER-OPERATING ROOM | 900 Centennial Blvd | Suite E |  | 09/07/2012 |  | 9/7/17 |  |  | NO | YES |  |  |  |  | STORZ 10345451 UX14582-B |  |  | Active |  | 99:99:99:99:99:99 |  | Alarm | 1Y:00-MFG | 04/15/2019 | 04/01/2020 | COOPER AMBULATORY OFF-SITES |  |  | EQUIPMENT STORAGE AREA |  | JENNIFER BOMBARO
|  | COLE-PARMER INSTRUMENTS | THERMISTOR 8402-20 | THERMOMETER | JC10051 | BIOMEDICAL | Kelemen |  |  | 01/29/2019 |  |  |  |  | NO | YES |  |  |  |  | COLE-PARMER INSTRUMENTS 30142147 JC10051 |  |  | Active |  | 99:99:99:99:99:99 |  | Test Equipment | 1Y:00-VEN | 01/29/2019 | 01/29/2019 | COOPER UNIVERSITY HOSPITAL |  |  |  |  | Bonnie Aichroch |  |  |  | 01/29/2019 | 01/29/2019 |  |  |  |  | 01/29/2019 | 01/29/2019
|  | FLUKE CORPORATION | 52-II | THERMOMETER, DIGITAL, DUAL INPUT |  | BIOMEDICAL | Kelemen |  |  | 06/10/2015 |  | 6/10/20 |  |  | NO | YES |  |  |  |  | FLUKE CORPORATION 10732446 88890071 |  |  | Active |  | 99:99:99:99:99:99 |  | Test Equipment | 1Y:00-VEN | 01/30/2019 | 01/01/2020 | COOPER UNIVERSITY HOSPITAL |  |  |  | 0012668084 | Bonnie Aichroch | Preventative Maintenance | Closed | Michael Youch | 01/22/2018 | 01/24/2018 | Performance Assurance: 00-VEN | 1/24/2018 8:24:31 AM TJBURHART (TJBURHART 1/24/2018 12:00 AM) BC GROUP (VENDOR) COMPLETED THE PA TESTING AND PA HAS PASSED. PAPERWORK IS INCLUDED. 1/24/2018 8:24 AM TJBURHART | C66BE8EA-0354-4866-8BA6-359437EEB6F1 | Labor | 01/24/2018 | 01/24/2018 | Tom Burhart
|  | MEDTRONIC BLOOD MANAGEMENT | ACT PLUS | TIMER, COAGULATION | ACT1004024 | LAB BLOOD BANK | Pavilion |  |  | 01/17/2019 |  |  |  |  | NO | YES |  |  |  |  | MEDTRONIC BLOOD MANAGEMENT 11239180 ACT1004024 |  |  | Active |  | 99:99:99:99:99:99 |  | Equipment | 1Y:00-MFG | 01/17/2019 | 01/17/2019 | COOPER UNIVERSITY HOSPITAL |  |  | SD8 | WOT00000000625923 | Barbara Bayne | Performance Verification | Closed | Salvatore Bombara | 01/17/2019 | 01/17/2019 | Performance Verification for MEDTRONIC BLOOD MANAGEMENT 11239180 ACT1004024 | Initial Install of Performance Verification. Device is ready for patient use. |  |  | 01/17/2019 | 01/17/2019
|  | MEDTRONIC BLOOD MANAGEMENT | ACT PLUS | TIMER, COAGULATION | ACT1004025 | LAB BLOOD BANK | Pavilion |  |  | 01/24/2019 |  |  |  |  | NO | YES |  |  |  |  | MEDTRONIC BLOOD MANAGEMENT 11239178 ACT1004025 |  |  | Active |  | 99:99:99:99:99:99 |  | Equipment | 1Y:00-MFG | 01/24/2019 | 01/24/2019 | COOPER UNIVERSITY HOSPITAL |  |  | SD OR | WOT00000000625901 | Barbara Bayne | Performance Verification | Closed | Salvatore Bombara | 01/24/2019 | 01/24/2019 | Performance Verification for MEDTRONIC BLOOD MANAGEMENT 11239178 ACT1004025 | Initial Install of Performance Verification. Device is ready for patient use. |  |  | 01/24/2019 | 01/24/2019
|  | CWE, INC | PVT-192 | TIMER, REACTION |  | LAB CHEMISTRY | 401 Haddon Ave |  |  | 01/01/1900 |  |  |  |  | NO | YES |  |  |  |  | CWE, INC 10369410 284659 |  |  | Disposition |  |  |  | Equipment | 1Y:00-MFG | 04/01/2016 | 03/01/2020 | COOPER UNIVERSITY HOSPITAL |  |  | basmt |  | Barbara Snyder
|  | REICHERT OPHTHALMIC INSTRUMENTS | TONO-PEN XL | TONOMETER | 27394-0514 |  | 318 S White Horse Pike | [7 empty] | YES | YES
|  | ACI MEDICAL | VENAPULSE VP-25 | TOURNIQUET | PD2-00246 | 3 COOPER - SURGERY DEPARTMENT | Pavilion |  |  | 07/05/2019 |  | 7/5/26 |  |  | NO | YES |  |  |  |  | ACI MEDICAL 11208405 PD2-00246 |  |  | Active |  |  |  | Equipment | 1Y:00-MFG | 07/05/2019 | 07/05/2019 | COOPER UNIVERSITY HOSPITAL |  |  | Performance Verification | WOT00000003160968 | Tracy Saldutti | Performance Verification | Closed | Zhan Kiselev | 07/05/2019 | 07/05/2019 | Performance Verification for ACI MEDICAL 11208405 PD2-00246 | Initial Install of Performance Verification. Device is ready for patient use. |  |  | 07/05/2019 | 07/05/2019
|  | ACI MEDICAL | VENAPULSE VP-25 | TOURNIQUET | PD2-00612 | 3 COOPER - SURGERY DEPARTMENT | Pavilion |  |  | 07/05/2019 |  | 7/5/26 |  |  | NO | YES |  |  |  |  | ACI MEDICAL 11208406 PD2-00612 |  |  | Active |  |  |  | Equipment | 1Y:00-MFG | 07/05/2019 | 07/05/2019 | COOPER AMBULATORY OFF-SITES |  |  | RADIOLOGY | WOT00000003157974 | JUDY ADIRZONE | Service Request | Closed | Charles Santomero | 07/05/2019 | 07/05/2019 | VenaPulse Machine- Needs checked and tagged | Approver: Mandi Gaffer reply from: Mandi.Gaffer@trimedx.com[code]<a href='/sysapproval_approver.do?sys_id=573becafdb6773c09a499ee5db96194a'>Link to Approval</a>[/code] Inventoried new device | EXP3869068 | Labor | 07/05/2019 | 07/05/2019 | Josh Harris
|  | ACI MEDICAL | VENAPULSE VP-25 | TOURNIQUET | Pd2-00613 |  | 1103 N Kings Hwy | [7 empty] | YES | YES
|  | ZIMMER INC. | ATS 2000 | TOURNIQUET, AIR PRESSURE | BQ049820 |  | 900 Centennial Blvd | Suite E | [6 empty] | NO | YES
|  | ZIMMER INC. | ATS 2000 | TOURNIQUET, AIR PRESSURE | EV110420 | OR - KELEMEN 3 | Kelemen |  |  | 09/01/2005 |  | 9/1/12 |  |  | NO | YES |  |  |  |  | ZIMMER INC. 10366685 EV110420 |  |  | Active |  | 99:99:99:99:99:99 |  | High Risk | 6M:00-MFG | 08/27/2019 | 02/01/2020 | COOPER UNIVERSITY HOSPITAL |  |  | OPERATING ROOM K11 |  | DOMINIC VENDETTA
|  | ZIMMER INC. | ATS 2000 | TOURNIQUET, AIR PRESSURE | FL110420 | OR - KELEMEN 3 | Pavilion |  |  | 09/09/2005 |  | 9/9/12 |  |  | NO | YES |  |  |  |  | ZIMMER INC. 10349336 FL110420 |  |  | Active |  | 99:99:99:99:99:99 |  | High Risk | 6M:00-MFG | 08/27/2019 | 02/01/2020 | COOPER UNIVERSITY HOSPITAL |  |  | OR K3 |  | DOMINIC VENDETTA
|  | ZIMMER INC. | ATS 2000 | TOURNIQUET, AIR PRESSURE | FL030120 | VOORHEES SURGERY CENTER-OPERATING ROOM | 900 Centennial Blvd | Suite E |  | 04/20/2001 |  | 4/20/08 |  |  | NO | YES |  |  |  |  | ZIMMER INC. 10348033 FL030120 |  |  | Active |  | 99:99:99:99:99:99 |  | High Risk | 6M:00-MFG | 10/30/2019 | 04/01/2020 | COOPER AMBULATORY OFF-SITES |  |  | STORAGE |  | JENNIFER BOMBARO
|  | ZIMMER INC. | ATS 2000 | TOURNIQUET, AIR PRESSURE | BS049820 | VOORHEES SURGERY CENTER-OPERATING ROOM | 900 Centennial Blvd | Suite E |  | 01/01/1900 |  |  |  |  | NO | YES |  |  |  |  | ZIMMER INC. 10345439 B5049820 |  |  | Active |  | 99:99:99:99:99:99 |  | High Risk | 6M:00-MFG | 10/30/2019 | 04/01/2020 | COOPER AMBULATORY OFF-SITES |  |  | EQUIPMENT STORAGE AREA |  | JENNIFER BOMBARO
|  | ZIMMER INC. | ATS 3000 | TOURNIQUET, AIR PRESSURE | 3008FAJQ | OR - KELEMEN 3 | Kelemen |  |  | 11/26/2008 |  | 11/26/15 |  |  | NO | YES |  |  |  |  | ZIMMER INC. 10480284 3008FAJQ |  |  | Active |  | 99:99:99:99:99:99 |  | High Risk | 6M:00-MFG | 08/27/2019 | 02/01/2020 | COOPER UNIVERSITY HOSPITAL |  |  | P3 OR |  | DOMINIC VENDETTA
|  | ZIMMER INC. | ATS 3000 | TOURNIQUET, AIR PRESSURE | 3008FAJP | OR - KELEMEN 3 | Kelemen |  |  | 11/26/2008 |  | 11/26/15 |  |  | NO | YES |  |  |  |  | ZIMMER INC. 10369304 3008FAJP |  |  | Active |  | 99:99:99:99:99:99 |  | High Risk | 6M:00-MFG | 08/27/2019 | 02/01/2020 | COOPER UNIVERSITY HOSPITAL |  |  | KELEMEN OR 4 |  | DOMINIC VENDETTA
|  | ZIMMER INC. | ATS 3000 | TOURNIQUET, AIR PRESSURE | 3013DAJC | OR - KELEMEN 3 | Kelemen |  |  | 06/03/2013 |  | 6/3/20 |  |  | NO | YES |  |  |  |  | ZIMMER INC. 10368400 3013DAJC |  |  | Active |  | 99:99:99:99:99:99 |  | High Risk | 6M:00-MFG | 08/27/2019 | 02/01/2020 | COOPER UNIVERSITY HOSPITAL |  |  | K2 |  | DOMINIC VENDETTA
|  | ZIMMER INC. | ATS 3000 | TOURNIQUET, AIR PRESSURE | 3008FAJM | OPERATING ROOM - PAVILION | Kelemen |  |  | 11/26/2008 |  | 11/26/15 |  |  | NO | YES |  |  |  |  | ZIMMER INC. 10367378 3008FAJM |  |  | Active |  | 99:99:99:99:99:99 |  | High Risk | 6M:00-MFG | 08/26/2019 | 02/01/2020 | COOPER UNIVERSITY HOSPITAL |  |  | K1 |  | DOMINIC VENDETTA
|  | ZIMMER INC. | ATS 3000 | TOURNIQUET, AIR PRESSURE | 3008FAJL | OR - KELEMEN 3 | Kelemen |  |  | 11/26/2008 |  | 11/26/15 |  |  | NO | YES |  |  |  |  | ZIMMER INC. 10357240 3008FAJL |  |  | Active |  | 99:99:99:99:99:99 |  | High Risk | 6M:00-MFG | 08/27/2019 | 02/01/2020 | COOPER UNIVERSITY HOSPITAL |  |  | P2 |  | DOMINIC VENDETTA
|  | ZIMMER INC. | ATS 4000TS | TOURNIQUET, AIR PRESSURE |  | SAME DAY OR-2ND FL PAVILION | Kelemen |  |  | 07/23/2019 |  | 7/23/26 |  |  | NO | YES |  |  |  |  | ZIMMER INC. 11239154 401709110003 |  |  | Active |  | 99:99:99:99:99:99 |  | High Risk | 6M:00-MFG | 07/23/2019 | 07/23/2019 | COOPER UNIVERSITY HOSPITAL |  |  | Kel OR | WOT00000000616708 | JOE DRUCTOR | Performance Verification | Closed | Tom Burhart | 07/23/2019 | 07/23/2019 | Performance Verification for ZIMMER INC. 11239154 401709110003 | Initial Install of Performance Verification. Device is ready for patient use. |  |  | 07/23/2019 | 07/23/2019
|  | ZIMMER INC. | ATS 4000TS | TOURNIQUET, AIR PRESSURE |  | SAME DAY OR-2ND FL PAVILION | Kelemen |  |  | 07/23/2019 |  | 7/23/26 |  |  | NO | YES |  |  |  |  | ZIMMER INC. 11239155 401711010014 |  |  | Active |  | 99:99:99:99:99:99 |  | High Risk | 6M:00-MFG | 07/23/2019 | 07/23/2019 | COOPER UNIVERSITY HOSPITAL |  |  | Kel OR | WOT00000000616723 | JOE DRUCTOR | Performance Verification | Closed | Tom Burhart | 07/23/2019 | 07/23/2019 | Performance Verification for ZIMMER INC. 11239155 401711010014 | Initial Install of Performance Verification. Device is ready for patient use. |  |  | 07/23/2019 | 07/23/2019
|  | ZIMMER INC. | ATS 4000TS | TOURNIQUET, AIR PRESSURE |  | OR - KELEMEN 3 | Kelemen |  |  | 05/08/2017 |  | 5/8/24 |  |  | NO | YES |  |  |  |  | ZIMMER INC. 10769480 401609280024 |  |  | Active |  | 99:99:99:99:99:99 |  | High Risk | 6M:00-MFG | 08/27/2019 | 02/01/2020 | COOPER UNIVERSITY HOSPITAL |  |  | P11 | 0012389107 | DOMINIC VENDETTA | Performance Verification | Closed | Josh Harris | 11/07/2017 | 11/07/2017 | INCOMING INVENTORY | DEVICE INVENTORIED | 4A464B7B-E11D-48D6-B338-2C30190B7BB8 | Labor | 11/07/2017 | 11/07/2017 | Josh Harris
|  | ZIMMER INC. | ATS 4000TS | TOURNIQUET, AIR PRESSURE |  | OR - KELEMEN 3 | Pavilion |  |  | 07/13/2016 |  | 7/13/23 |  |  | NO | YES |  |  |  |  | ZIMMER INC. 10505328 4016030300B |  |  | Active |  | 99:99:99:99:99:99 |  | High Risk | 6M:00-MFG | 08/27/2019 | 02/01/2020 | COOPER UNIVERSITY HOSPITAL |  |  | K12 OR |  | DOMINIC VENDETTA
|  | ZIMMER INC. | ATS 4000TS | TOURNIQUET, AIR PRESSURE |  |  | Pavilion |  |  | 05/06/2016 |  | 5/6/23 |  |  | NO | YES |  |  |  |  | ZIMMER INC. 10480421 401603030010 |  |  | Active |  | 99:99:99:99:99:99 |  | High Risk | 6M:00-MFG | 08/27/2019 | 02/01/2020 | COOPER UNIVERSITY HOSPITAL |  |  | OPERATING ROOM K4 |  | DOMINIC VENDETTA
|  | CHATTANOOGA GROUP, INC. | TXE-7 | TRACTION UNIT |  | VOORHEES ORTHOPEDICS | 901 Centennial Blvd | Building 2 |  | 02/15/2019 |  |  |  |  | NO | YES |  |  |  |  | CHATTANOOGA GROUP, INC. 210337340 4992 |  |  | Active |  | 99:99:99:99:99:99 |  | Equipment | 1Y:00-MFG | 02/15/2019 | 02/15/2019 | COOPER AMBULATORY OFF-SITES |  |  | ORTHOPEDICS - BLDG 2 |  | CAROL STRANTON |  |  |  | 02/15/2019 | 02/15/2019 |  |  |  |  | 02/15/2019 | 02/15/2019
|  | CHATTANOOGA GROUP, INC. | TXE-7 | TRACTION UNIT |  | CHERRY HILL PHYSICAL THERAPY | 1935 NJ-70 |  |  | 03/15/2005 |  |  |  |  | NO | YES |  |  |  |  | CHATTANOOGA GROUP, INC. 10346128 5035 |  |  | Active |  | 99:99:99:99:99:99 |  | Equipment | 1Y:00-MFG | 10/14/2019 | 10/01/2020 | COOPER AMBULATORY OFF-SITES |  |  | 1935 Rt 70E - PT (2nd Floor) |  | COURTNEY BUDD
|  | ACUSON, INC. | 4C1 | TRANSDUCER, ULTRASOUND |  |  | 10 Forrestal Rd S | [7 empty] | YES | YES
|  | ACUSON, INC. | 4V1C | TRANSDUCER, ULTRASOUND |  |  | Kelemen | [7 empty] | YES | YES
|  | ACUSON, INC. | 4V1C | TRANSDUCER, ULTRASOUND |  | CARDIAC CATH LAB | Kelemen |  |  | 09/30/2013 |  |  |  |  | NO | YES |  |  |  |  | ACUSON, INC. 10369202 S31321903 |  |  | Active |  | 99:99:99:99:99:99 |  | Accessory | PAAR:00-PVAR | 11/01/2019 |  | COOPER UNIVERSITY HOSPITAL |  |  | CCL - EP1 | WOT00000001167221 | LINDA BEAN | Repair | Closed | Stephen Zubrzycki | 07/13/2018 | 11/06/2018 | Accuson 2 Cardo - Needs a new 30 feet DVI 2VG cable since it has a broken prong | Analyzed unit. Replaced 30ft VGA cable and VGA to DVI-I adapter. Ordering DVi-I adapter | EXP0914749 | Labor | 07/13/2018 | 07/13/2018 | Stephen Zubrzycki
|  | ACUSON, INC. | 4V1C | TRANSDUCER, ULTRASOUND |  | CARDIAC CATH LAB | Kelemen |  |  | 09/30/2013 |  |  |  |  | NO | YES |  |  |  |  | ACUSON, INC. 10369201 32640511 |  |  | Active |  | 99:99:99:99:99:99 |  | Accessory | PAAR:00-PVAR | 11/02/2019 |  | COOPER UNIVERSITY HOSPITAL |  |  | CCL - EP1 |  | LINDA BEAN
|  | ACUSON, INC. | 6C2 | TRANSDUCER, ULTRASOUND |  | PRINCETON-OB/GYN | 10 Forrestal Rd S |  |  | 10/31/2019 |  |  |  |  | NO | YES |  |  |  |  | ACUSON, INC. 11208437 34639056 |  |  | Active |  |  |  | Accessory | PAAR:00-PVAR | 10/31/2019 | 10/31/2019 | COOPER AMBULATORY OFF-SITES |  |  | Performance Verification | WOT00000003797303 | LINDA CARON | Performance Verification | Closed | Zhan Kiselev | 10/31/2019 | 10/31/2019 | Performance Verification for ACUSON, INC. 11208437 34639056 | Initial Install of Performance Verification. Device is ready for patient use. |  |  | 10/31/2019 | 10/31/2019
|  | ACUSON, INC. | EV-8C4 | TRANSDUCER, ULTRASOUND |  |  | 10 Forrestal Rd S | [7 empty] | YES | YES
|  | ACUSON, INC. | TE-V5MS | TRANSDUCER, ULTRASOUND |  | OPERATING ROOM PAVILION 2ND FLOOR | Kelemen |  |  | 10/31/2019 |  |  |  |  | NO | YES |  |  |  |  | ACUSON, INC. 30212644 (21)80510050 |  |  | Active |  | 99:99:99:99:99:99 |  | Accessory | PAAR:00-PVAR | 10/31/2019 | 10/31/2019 | COOPER UNIVERSITY HOSPITAL |  |  | or | WOT00000000765980 | JOE DRUCTOR | Performance Verification | Closed | Gene Amodei | 10/31/2019 | 10/31/2019 | Performance Verification for UNMATCHED 30212644 (21)80510050 | Initial Install of Performance Verification. Device is ready for patient use. |  |  | 10/31/2019 | 10/31/2019
|  | BARD ACCESS SYSTEMS |  | TRANSDUCER, ULTRASOUND | Dyczah515 |  | Kelemen | [7 empty] | YES | YES
|  | BARD ACCESS SYSTEMS |  | TRANSDUCER, ULTRASOUND | DYCUAH530 |  | Kelemen | [7 empty] | YES | YES
|  | BARD ACCESS SYSTEMS | L-VA PROBE SITE RITE 6 (9770001) | TRANSDUCER, ULTRASOUND |  | OR - KELEMEN 3 | Pavilion |  |  | 01/01/1900 |  |  |  |  | NO | YES |  |  |  |  | BARD ACCESS SYSTEMS 10355491 10145403 |  |  | Active |  | 99:99:99:99:99:99 |  | Accessory | PAAR:00-PVAR | 11/02/2019 |  | COOPER UNIVERSITY HOSPITAL |  |  | OR 6 AND 7 PUMP ROOM | WOT00000002202078 | DOMINIC VENDETTA | Disposition | Closed | Salvatore Bombara | 02/14/2019 | 05/17/2019 | Bulk Disposition CNL
|  | BARD ACCESS SYSTEMS | L-VA PROBE SITE RITE 6 (9770001) | TRANSDUCER, ULTRASOUND |  | ULTRASOUND | Kelemen |  |  | 10/16/2019 |  |  |  |  | NO | YES |  |  |  |  | BARD ACCESS SYSTEMS 30149688 08155243 |  |  | Disposition |  |  |  | Accessory | PAAR:00-PVAR | 10/16/2019 | 10/16/2019 | COOPER UNIVERSITY HOSPITAL |  |  |  |  | Tracy Saldutti |  |  |  | 10/16/2019 | 10/16/2019 |  |  |  |  | 10/16/2019 | 10/16/2019
|  | BIOSOUND ESAOTE | CA431 | TRANSDUCER, ULTRASOUND |  | BUNKER HILL-SURGERY | 2 Plaza Dr |  |  | 01/01/1900 |  |  |  |  | NO | YES |  |  |  |  | BIOSOUND ESAOTE 10366889 01053 |  |  | Active |  | 99:99:99:99:99:99 |  | Accessory | PAAR:00-PVAR | 11/01/2019 |  | COOPER AMBULATORY OFF-SITES |  |  | ULTRASOUND ROOM |  | ANNE MAIER
|  | BIOSOUND ESAOTE | CA431 | TRANSDUCER, ULTRASOUND |  | 3 COOPER-MULTISPECIALTY CENTER | 3 Cooper |  |  | 01/01/1900 |  |  |  |  | NO | YES |  |  |  |  | BIOSOUND ESAOTE 10345586 6877 |  |  | Active |  | 99:99:99:99:99:99 |  | Accessory | PAAR:00-PVAR | 11/02/2019 |  | COOPER AMBULATORY OFF-SITES |  |  | SUITE 104 - EXAM 169 |  | MARGIE OUTLER
|  | BIOSOUND ESAOTE | CA631 | TRANSDUCER, ULTRASOUND |  | VOORHEES RHEUMATOLOGY | 901 Centennial Blvd | Building 2 |  | 01/01/1900 |  |  |  |  | NO | YES |  |  |  |  | BIOSOUND ESAOTE 10344977 01276 |  |  | Active |  | 99:99:99:99:99:99 |  | Accessory | PAAR:00-PVAR | 11/02/2019 |  | COOPER AMBULATORY OFF-SITES |  |  | bdlg 2 suite 203 ROOM 14 |  | GILA DAVIS
|  | BIOSOUND ESAOTE | IOE323 | TRANSDUCER, ULTRASOUND |  | VOORHEES RHEUMATOLOGY | 901 Centennial Blvd | Building 2 |  | 01/01/1900 |  |  |  |  | NO | YES |  |  |  |  | BIOSOUND ESAOTE 10344974 0173 |  |  | Active |  | 99:99:99:99:99:99 |  | Accessory | PAAR:00-PVAR | 11/02/2019 |  | COOPER AMBULATORY OFF-SITES |  |  | bdlg 2 suite 203 ROOM 14 | WOT00000001721637 | GILA DAVIS | Repair | Closed | Zhan Kiselev | 11/16/2018 | 05/22/2019 | Doctor can not record anything, and it is not working properly. Dr. Feinstein would prefer to be here when a tech comes out. He will be here today until 4pm | Analyzed unit. Found no problem with ultrasound machine. Checked hard drive space: 73GB available. However, I wasn't able to find any previous studies on the machine. Doctor wasn't in the office and none of the nurses knew anything about it. Verified Proper Operation. | EXP1758795 | Labor | 11/19/2018 | 11/19/2018 | Zhan Kiselev
|  | BIOSOUND ESAOTE | LA435 | TRANSDUCER, ULTRASOUND |  | BUNKER HILL-SURGERY | 2 Plaza Dr |  |  | 01/01/1900 |  |  |  |  | NO | YES |  |  |  |  | BIOSOUND ESAOTE 10366887 00356 |  |  | Active |  | 99:99:99:99:99:99 |  | Accessory | PAAR:00-PVAR | 11/02/2019 |  | COOPER AMBULATORY OFF-SITES |  |  | ULTRASOUND ROOM |  | ANNE MAIER
|  | BIOSOUND ESAOTE | LA435 | TRANSDUCER, ULTRASOUND |  | 3 COOPER-MULTISPECIALTY CENTER | 3 Cooper |  |  | 01/01/1900 |  |  |  |  | NO | YES |  |  |  |  | BIOSOUND ESAOTE 10345583 0352 |  |  | Active |  | 99:99:99:99:99:99 |  | Accessory | PAAR:00-PVAR | 11/02/2019 |  | COOPER AMBULATORY OFF-SITES |  |  | SUITE 104 - EXAM 169 |  | MARGIE OUTLER
|  | BIOSOUND ESAOTE | LA435 | TRANSDUCER, ULTRASOUND |  | VOORHEES RHEUMATOLOGY | 901 Centennial Blvd | Building 2 |  | 01/01/1900 |  |  |  |  | NO | YES |  |  |  |  | BIOSOUND ESAOTE 10344975 00770 |  |  | Active |  | 99:99:99:99:99:99 |  | Accessory | PAAR:00-PVAR | 11/02/2019 |  | COOPER AMBULATORY OFF-SITES |  |  | bdlg 2 suite 203 ROOM 14 |  | GILA DAVIS
|  | BIOSOUND ESAOTE | LA522E | TRANSDUCER, ULTRASOUND |  | 3 COOPER-MULTISPECIALTY CENTER | 3 Cooper |  |  | 01/01/1900 |  |  |  |  | NO | YES |  |  |  |  | BIOSOUND ESAOTE 10345584 04599 |  |  | Active |  | 99:99:99:99:99:99 |  | Accessory | PAAR:00-PVAR | 11/02/2019 |  | COOPER AMBULATORY OFF-SITES |  |  | SUITE 104 - EXAM 169 |  | MARGIE OUTLER
|  | BIOSOUND ESAOTE | LA522E | TRANSDUCER, ULTRASOUND |  | VOORHEES RHEUMATOLOGY | 901 Centennial Blvd | Building 2 |  | 01/23/2008 |  |  |  |  | NO | YES |  |  |  |  | BIOSOUND ESAOTE 10344976 02770 |  |  | Active |  | 99:99:99:99:99:99 |  | Accessory | PAAR:00-PVAR | 11/02/2019 |  | COOPER AMBULATORY OFF-SITES |  |  | bdlg 2 suite 203 ROOM 14 |  | GILA DAVIS
|  | BIOSOUND ESAOTE | PA230E | TRANSDUCER, ULTRASOUND |  | 3 COOPER-MULTISPECIALTY CENTER | 3 Cooper |  |  | 06/10/2015 |  |  |  |  | NO | YES |  |  |  |  | BIOSOUND ESAOTE 10505294 3115 |  |  | Active |  | 99:99:99:99:99:99 |  | Accessory | PAAR:00-PVAR | 10/31/2019 |  | COOPER AMBULATORY OFF-SITES |  |  |  | 0012526934 | MARGIE OUTLER | Preventative Maintenance | Closed | Josh Harris | 12/26/2017 | 12/26/2017 | PERFORMANCE ASSURANCE AT INVENTORY | INVENTORIED DEVICE AND ENSURED DEVICE WAS FUNCTIONING PROPERLY. | A49DD640-7461-4F44-8032-EEA59D62CDD9 | Labor | 11/14/2017 | 11/14/2017 | Zhan Kiselev
|  | BIOSOUND ESAOTE | PA230E | TRANSDUCER, ULTRASOUND |  | BUNKER HILL-SURGERY | 2 Plaza Dr |  |  | 01/01/1900 |  |  |  |  | NO | YES |  |  |  |  | BIOSOUND ESAOTE 10366890 05065 |  |  | Active |  | 99:99:99:99:99:99 |  | Accessory | PAAR:00-PVAR | 11/02/2019 |  | COOPER AMBULATORY OFF-SITES |  |  | ULTRASOUND ROOM |  | ANNE MAIER
|  | BK ULTRASOUND |  | TRANSDUCER, ULTRASOUND |  | COOPER CANCER CENTER | 900 Centennial Blvd | Suite D |  | 10/31/2019 |  |  |  |  | NO | YES |  |  |  |  | B & K MEDICAL SYSTEMS, INC. 11208073 3895563 |  |  | Active |  | 99:99:99:99:99:99 |  | Accessory | PAAR:00-PVAR | 10/31/2019 | 10/31/2019 | COOPER AMBULATORY OFF-SITES |  |  |  | WOT00000001267075 | COLLEEN TEGELER | Performance Verification | Closed | Zhan Kiselev | 10/31/2019 | 10/31/2019 | Performance Verification for B & K MEDICAL SYSTEMS, INC. 11208073 3895563 | Initial Install of Performance Verification. Device is ready for patient use. |  |  | 10/31/2019 | 10/31/2019
|  | BK ULTRASOUND |  | TRANSDUCER, ULTRASOUND |  |  | Kelemen |  |  | 01/01/1900 |  |  |  |  | NO | YES |  |  |  |  | B & K MEDICAL SYSTEMS, INC. 10367122 Not Known |  |  | Disposition | [7 empty] | COOPER AMBULATORY OFF-SITES |  |  | DISPOSITION
|  | BK ULTRASOUND | 18L5 | TRANSDUCER, ULTRASOUND |  | ANESTHESIOLOGY | Kelemen |  |  | 10/31/2019 |  |  |  |  | NO | YES |  |  |  |  | BK ULTRASOUND 11208413 3121206 |  |  | Active |  |  |  | Accessory | PAAR:00-PVAR | 10/31/2019 | 10/31/2019 | COOPER UNIVERSITY HOSPITAL |  |  | ANESTHESIOLOGY | WOT00000003183357 | GIACINTA ROUPAS | Performance Verification | Closed | Zhan Kiselev | 10/31/2019 | 10/31/2019 | Performance Verification for BK ULTRASOUND 11208413 3121206 | Initial Install of Performance Verification. Device is ready for patient use. |  |  | 10/31/2019 | 10/31/2019
|  | BK ULTRASOUND | 18L5 | TRANSDUCER, ULTRASOUND |  | SAME DAY OR-2ND FL PAVILION | Pavilion |  |  | 02/20/2018 |  |  |  |  | NO | YES |  |  |  |  | BK ULTRASOUND 10752787 3119516 |  |  | Active |  | 99:99:99:99:99:99 |  | Accessory | PAAR:00-PVAR | 10/31/2019 |  | COOPER UNIVERSITY HOSPITAL |  |  |  | WOT00000000642485 | JOE DRUCTOR | Performance Verification | Closed | Zhan Kiselev | 03/06/2018 | 07/30/2018 | Performance Verification for BK ULTRASOUND 10752787 3119516 | Initial Install of Performance Verification. Device is ready for patient use.
|  | BK ULTRASOUND | 18L5 | TRANSDUCER, ULTRASOUND |  | VOORHEES SURGERY CENTER-OPERATING ROOM | 900 Centennial Blvd | Suite E |  | 02/03/2017 |  |  |  |  | NO | YES |  |  |  |  | BK ULTRASOUND 10649957 3117465 |  |  | Active |  | 99:99:99:99:99:99 |  | Accessory | 1Y:00-MFG | 04/25/2019 | 04/01/2020 | COOPER AMBULATORY OFF-SITES |  |  |  | 0011478416 | JENNIFER BOMBARO | Preventative Maintenance | Closed | Bonnie Aichroth | 04/12/2017 | 04/12/2017 | PERFORMANCE ASSURANCE AT INVENTORY | INVENTORIED DEVICE AND ENSURED DEVICE WAS FUNCTIONING PROPERLY. | 85531190-6C0D-4513-9F65-E66388FF25C4 | Labor | 02/03/2017 | 02/03/2017 | Kirk Lis
|  | BK ULTRASOUND | 8808E | TRANSDUCER, ULTRASOUND |  | VOORHEES SURGERY CENTER-SURGERY DEPT | 6015 Main St |  |  | 10/31/2019 |  |  |  |  | NO | YES |  |  |  |  | BK ULTRASOUND 11208340 3042241 |  |  | Active |  |  |  | Accessory | PAAR:00-PVAR | 10/31/2019 | 10/31/2019 | COOPER AMBULATORY OFF-SITES |  |  | Performance Verification | WOT00000002556232 | Theresa Megali | Performance Verification | Closed | Zhan Kiselev | 10/31/2019 | 10/31/2019 | Performance Verification for BK ULTRASOUND 11208340 3042241 | Initial Install of Performance Verification. Device is ready for patient use. |  |  | 10/31/2019 | 10/31/2019
|  | BK ULTRASOUND | 8808E | TRANSDUCER, ULTRASOUND |  | BUNKER HILL-SURGERY | 2 Plaza Dr |  |  | 12/14/2017 |  |  |  |  | NO | YES |  |  |  |  | BK ULTRASOUND 10752754 3030405 |  |  | Active |  | 99:99:99:99:99:99 |  | Accessory | PAAR:00-PVAR | 10/31/2019 |  | COOPER AMBULATORY OFF-SITES |  |  |  | 0012589598 | ANNE MAIER | Preventative Maintenance | Closed | Josh Harris | 12/28/2017 | 12/28/2017 | PERFORMANCE ASSURANCE AT INVENTORY | INVENTORIED DEVICE AND ENSURED DEVICE WAS FUNCTIONING PROPERLY. | 5C3BBFA7-A03C-4228-93FA-DD7EEDE53DC7 | Labor | 12/14/2017 | 12/14/2017 | Zhan Kiselev
|  | BK ULTRASOUND | 8808e | TRANSDUCER, ULTRASOUND |  |  | MD Anderson Cancer Center | [7 empty] | YES | YES
|  | BK ULTRASOUND | 8808E | TRANSDUCER, ULTRASOUND |  |  | MD Anderson Cancer Center | [7 empty] | YES | YES
|  | BK ULTRASOUND |  | TRANSDUCER, ULTRASOUND |  | BUNKER HILL-SURGERY | 2 Plaza Dr |  |  | 01/01/1900 |  |  |  |  | NO | YES |  |  |  |  | B & K MEDICAL SYSTEMS, INC. 10366871 1885256 |  |  | Active |  | 99:99:99:99:99:99 |  | Accessory | PAAR:00-PVAR | 11/01/2019 |  | COOPER AMBULATORY OFF-SITES |  |  | PROCEDURE ROOM |  | ANNE MAIER
|  | BK ULTRASOUND |  | TRANSDUCER, ULTRASOUND |  | COOPER CANCER CENTER-MULTIDISCIPLINARY CLINIC | MD Anderson Cancer Center |  |  | 06/26/2015 |  |  |  |  | NO | YES |  |  |  |  | B & K MEDICAL SYSTEMS, INC. 10348786 3003171 |  |  | Active |  | 99:99:99:99:99:99 |  | Accessory | PAAR:00-PVAR | 11/02/2019 |  | COOPER AMBULATORY OFF-SITES |  |  | Multi Disc - C2049 |  | ROXANNE BERGER
|  | BK ULTRASOUND |  | TRANSDUCER, ULTRASOUND |  | OR - KELEMEN 3 | Kelemen |  |  | 10/16/2019 |  |  |  |  | NO | YES |  |  |  |  | B & K MEDICAL SYSTEMS, INC. 11208119 3892077 |  |  | Disposition |  |  |  | Accessory | PAAR:00-PVAR | 10/16/2019 | 10/16/2019 | COOPER UNIVERSITY HOSPITAL |  |  |  | WOT00000001021664 | DOMINIC VENDETTA | Repair | Closed | Zhan Kiselev | 10/16/2019 | 10/16/2019 | BK Prostate Ultrasound Probe - Shorting out | Probe was picked up. Analyzed probe. Probe is not working. Needs to be replaced. Called BK to see if we can repair it. They will send us RMA 6/12/18 Called BK Probe Repair again they promised me to send an RMA. RMA is attached. Need approval for $5500. If they can't fix it we have to provide new PO for $15000.00 for replacement probe. Unit is not repairable. Needs to be replaced. Unit does not want to replace the probe. They have other probes to use. We will not be fixing this probe. Dispositioned from Work Order Task WOT00000001085089 CEID: 11208119 Dispositioned from Work Order Task WOT00000001085089 CEID: 11208119 Dispositioned from Work Order Task WOT00000001085089 CEID: 11208119 Dispositioned from Work Order Task WOT00000001085089 CEID: 11208119 | EXP3536846 | Vendor Labor | 10/16/2019 | 10/16/2019 | Integration web_service
|  | BK ULTRASOUND |  | TRANSDUCER, ULTRASOUND |  | COOPER CANCER CENTER | MD Anderson Cancer Center |  |  | 10/31/2019 |  |  |  |  | NO | YES |  |  |  |  | B & K MEDICAL SYSTEMS, INC. 11208076 3895561 |  |  | Active |  | 99:99:99:99:99:99 |  | Accessory | PAAR:00-PVAR | 10/31/2019 | 10/31/2019 | COOPER AMBULATORY OFF-SITES |  |  |  | WOT00000001267367 | COLLEEN TEGELER | Performance Verification | Closed | Zhan Kiselev | 10/31/2019 | 10/31/2019 | Performance Verification for B & K MEDICAL SYSTEMS, INC. 11208076 3895561 | Initial Install of Performance Verification. Device is ready for patient use. |  |  | 10/31/2019 | 10/31/2019
|  | BK ULTRASOUND |  | TRANSDUCER, ULTRASOUND | 8818-3891542 |  | MD Anderson Cancer Center | [7 empty] | YES | YES
|  | BK ULTRASOUND |  | TRANSDUCER, ULTRASOUND |  | COOPER CANCER CENTER | MD Anderson Cancer Center |  |  | 10/31/2019 |  |  |  |  | NO | YES |  |  |  |  | B & K MEDICAL SYSTEMS, INC. 30143153 3891537 |  |  | Active |  | 99:99:99:99:99:99 |  | Accessory | PAAR:00-PVAR | 10/31/2019 | 10/31/2019 | COOPER AMBULATORY OFF-SITES |  |  | Rad/Onc - C1102 |  | COLLEEN TEGELER |  |  |  | 10/31/2019 | 10/31/2019 |  |  |  |  | 10/31/2019 | 10/31/2019
|  | BK ULTRASOUND | 8820E | TRANSDUCER, ULTRASOUND |  | BUNKER HILL-SURGERY | 2 Plaza Dr |  |  | 12/14/2017 |  |  |  |  | NO | YES |  |  |  |  | BK ULTRASOUND 10752753 3037701 |  |  | Active |  | 99:99:99:99:99:99 |  | Accessory | PAAR:00-PVAR | 10/31/2019 |  | COOPER AMBULATORY OFF-SITES |  |  |  | 0012589593 | ANNE MAIER | Performance Verification | Closed | Josh Harris | 12/28/2017 | 12/28/2017 | INCOMING INVENTORY | DEVICE INVENTORIED | BBB9A48D-CD4F-4BA5-8C6B-CE6FE780D215 | Labor | 12/28/2017 | 12/28/2017 | Josh Harris
|  | BK ULTRASOUND |  | TRANSDUCER, ULTRASOUND |  | COOPER CANCER CENTER-MULTIDISCIPLINARY CLINIC | MD Anderson Cancer Center |  |  | 06/26/2015 |  |  |  |  | NO | YES |  |  |  |  | B & K MEDICAL SYSTEMS, INC. 10348787 3015891 |  |  | Active |  | 99:99:99:99:99:99 |  | Accessory | PAAR:00-PVAR | 11/01/2019 |  | COOPER AMBULATORY OFF-SITES |  |  | Multi Disc - C2049 |  | ROXANNE BERGER
|  | BK ULTRASOUND |  | TRANSDUCER, ULTRASOUND |  | COOPER CANCER CENTER | MD Anderson Cancer Center |  |  | 10/31/2019 |  |  |  |  | NO | YES |  |  |  |  | BK ULTRASOUND 11208075 3905297 |  |  | Active |  | 99:99:99:99:99:99 |  | Accessory | PAAR:00-PVAR | 10/31/2019 | 10/31/2019 | COOPER AMBULATORY OFF-SITES |  |  |  | WOT00000001267347 | COLLEEN TEGELER | Performance Verification | Closed | Zhan Kiselev | 10/31/2019 | 10/31/2019 | Performance Verification for BK ULTRASOUND 11208075 3905297 | Initial Install of Performance Verification. Device is ready for patient use. |  |  | 10/31/2019 | 10/31/2019
|  | BK ULTRASOUND |  | TRANSDUCER, ULTRASOUND |  | COOPER CANCER CENTER | MD Anderson Cancer Center |  |  | 10/31/2019 |  |  |  |  | NO | YES |  |  |  |  | B & K MEDICAL SYSTEMS, INC. 30143155 3901253 |  |  | Active |  | 99:99:99:99:99:99 |  | Accessory | PAAR:00-PVAR | 10/31/2019 | 10/31/2019 | COOPER AMBULATORY OFF-SITES |  |  | Rad/Onc - C1102 |  | COLLEEN TEGELER |  |  |  | 10/31/2019 | 10/31/2019 |  |  |  |  | 10/31/2019 | 10/31/2019
|  | BK ULTRASOUND |  | TRANSDUCER, ULTRASOUND |  | ANESTHESIOLOGY | Pavilion |  |  | 05/18/2015 |  |  |  |  | NO | YES |  |  |  |  | B & K MEDICAL SYSTEMS, INC. 10369430 3032008 |  |  | Active |  | 99:99:99:99:99:99 |  | Accessory | PAAR:00-PVAR | 10/31/2019 |  | COOPER UNIVERSITY HOSPITAL |  |  |  |  | GIACINTA ROUPAS
|  | BK ULTRASOUND |  | TRANSDUCER, ULTRASOUND |  | OR - KELEMEN 3 | Pavilion |  |  | 06/05/2015 |  |  |  |  | NO | YES |  |  |  |  | B & K MEDICAL SYSTEMS, INC. 10346300 3032071 |  |  | Active |  | 99:99:99:99:99:99 |  | Accessory | PAAR:00-PVAR | 11/02/2019 |  | COOPER UNIVERSITY HOSPITAL |  |  | OR STORAGE RM |  | DOMINIC VENDETTA
|  | BK ULTRASOUND | 8L2 | TRANSDUCER, ULTRASOUND |  | VOORHEES SURGERY CENTER-OPERATING ROOM | 900 Centennial Blvd | Suite E |  | 02/03/2017 |  |  |  |  | NO | YES |  |  |  |  | BK ULTRASOUND 10649956 3115735 |  |  | Active |  | 99:99:99:99:99:99 |  | Accessory | 1Y:00-MFG | 04/25/2019 | 04/01/2020 | COOPER AMBULATORY OFF-SITES |  |  |  | 0011478402 | JENNIFER BOMBARO | Performance Verification | Closed | Bonnie Aichroth | 04/12/2017 | 04/12/2017 | INCOMING INVENTORY | DEVICE INVENTORIED | 7151367A-FED8-403A-B5F8-A81CE9B968D8 | Labor | 04/12/2017 | 04/12/2017 | Bonnie Aichroth
|  | BK ULTRASOUND | 9C2 | TRANSDUCER, ULTRASOUND |  | ANESTHESIOLOGY | Pavilion |  |  | 10/25/2019 |  |  |  |  | NO | YES |  |  |  |  | BK ULTRASOUND 11208414 3124132 |  |  | Active |  |  |  | Accessory | 1Y:00-MFG | 10/25/2019 | 10/25/2019 | COOPER UNIVERSITY HOSPITAL |  |  | ANESTHESIOLOGY | WOT00000003183394 | GIACINTA ROUPAS | Performance Verification | Closed | Zhan Kiselev | 10/25/2019 | 10/25/2019 | CEID Record Completion for BK ULTRASOUND 11208414 3124132 | inventoried unit. | EXP3421177 | Labor | 10/25/2019 | 10/25/2019 | Josh Harris
|  | BK ULTRASOUND | 9C2 | TRANSDUCER, ULTRASOUND |  | SAME DAY OR-2ND FL PAVILION | Kelemen |  |  | 02/20/2018 |  |  |  |  | NO | YES |  |  |  |  | BK ULTRASOUND 10752786 3119116 |  |  | Active |  | 99:99:99:99:99:99 |  | Accessory | 1Y:00-MFG | 01/10/2019 | 01/01/2020 | COOPER UNIVERSITY HOSPITAL |  |  | SAME DAY OR-2ND FL PAVILION | WOT00000000642379 | JOE DRUCTOR | Performance Verification | Closed | Zhan Kiselev | 03/06/2018 | 07/30/2018 | Performance Verification for BK ULTRASOUND 10752786 3119116 | Initial Install of Performance Verification. Device is ready for patient use.
|  | BK ULTRASOUND | TYPE 8808 | TRANSDUCER, ULTRASOUND |  |  | Kelemen | [7 empty] | YES | YES
|  | BK ULTRASOUND | TYPE 8808 | TRANSDUCER, ULTRASOUND |  |  | Kelemen |  |  | 01/01/1900 |  |  |  |  | NO | YES |  |  |  |  | B & K MEDICAL SYSTEMS, INC. 10365952 8808-1855883 |  |  | Disposition |  | 99:99:99:99:99:99 | [5 empty] | COOPER AMBULATORY OFF-SITES |  |  | EXAM 2 | WOT00000000827023 |  | Repair | Closed | Kirk Lis | 04/27/2018 | 10/22/2018 | Keeps coming apart. |  | EXP0490556 | Labor | 04/27/2018 | 04/27/2018 | Kirk Lis
|  | BK ULTRASOUND | UA1295 | TRANSDUCER, ULTRASOUND |  |  | MD Anderson Cancer Center | [7 empty] | YES | YES
|  | ESAOTE | AC2541 | TRANSDUCER, ULTRASOUND | AC2541 | COOPER BONE & JOINT- GLASSBORO | 221 Victoria Street |  |  | 11/01/2019 |  |  |  |  | NO | YES |  |  |  |  | ESAOTE 30212584 AC2541 |  |  | Active |  | 99:99:99:99:99:99 |  | Accessory | 1Y:00-MFG | 11/01/2019 | 11/01/2019 | COOPER AMBULATORY OFF-SITES |  |  |  | 0012017137 | COURTNEY BUDD | Performance Verification | Closed | Bonnie Aichroth | 11/01/2019 | 11/01/2019 | INCOMING INVENTORY | DEVICE INVENTORIED | 30692108-8EF7-4218-B908-5120B78BF96E | Labor | 11/01/2019 | 11/01/2019 | Bonnie Aichroth
|  | ESAOTE | ESAOTE SL1543 | TRANSDUCER, ULTRASOUND | SL1543 | COOPER BONE & JOINT- GLASSBORO | 221 Victoria Street |  |  | 11/01/2019 |  |  |  |  | NO | YES |  |  |  |  | ESAOTE 30212585 SL1543 |  |  | Active |  | 99:99:99:99:99:99 |  | Accessory | 1Y:00-MFG | 11/01/2019 | 11/01/2019 | COOPER AMBULATORY OFF-SITES |  |  |  | 0012017136 | COURTNEY BUDD | Preventative Maintenance | Closed | Bonnie Aichroth | 11/01/2019 | 11/01/2019 | PERFORMANCE ASSURANCE AT INVENTORY | INVENTORIED DEVICE AND ENSURED DEVICE WAS FUNCTIONING PROPERLY. | AE8A1B89-51DD-47C2-90FA-F30BEBE0FBBA | Labor | 11/01/2019 | 11/01/2019 | Josh Harris
|  | ESAOTE | LA522 | TRANSDUCER, ULTRASOUND | 163/03735 | BUNKER HILL-SURGERY | 2 Plaza Dr |  |  | 01/01/1900 |  |  |  |  | NO | YES |  |  |  |  | ESAOTE 10366888 163/03735 |  |  | Active |  | 99:99:99:99:99:99 |  | Accessory | PAAR:00-PVAR | 11/02/2019 |  | COOPER AMBULATORY OFF-SITES |  |  | ULTRASOUND ROOM |  | ANNE MAIER
|  | GE HEALTHCARE | 11L | TRANSDUCER, ULTRASOUND | 162361WP0 | ANGIOGRAPHY | Kelemen | BASEMENT |  | 01/01/1900 |  |  |  |  | NO | YES |  |  |  |  | GE MEDICAL SYSTEMS 10347532 162361WP0 |  |  | Active |  | 99:99:99:99:99:99 |  | Accessory | PAAR:00-PVAR | 10/31/2019 |  | COOPER UNIVERSITY HOSPITAL |  |  | B36 - HOLDING | 0011830575 | PAULETTE DUCKREY | Preventative Maintenance | Closed | Zhan Kiselev | 07/01/2017 | 07/14/2017 | Performance Assurance: 00-MFG | 7/14/2017 11:21:21 AM ZXKISELEV (ZXKISELEV 7/14/2017 12:00 AM) PM WILL BE DONE ON THE NEXT ULTRASOUND PM CYCLE 7/14/2017 11:21 AM ZXKISELEV | AC09D3D4-AFE5-446C-8B5D-8600E19ADB3D | Labor | 07/14/2017 | 07/14/2017 | Zhan Kiselev
|  | GE HEALTHCARE | 12L | TRANSDUCER, ULTRASOUND | 82338WP5 | OPERATING ROOM - PAVILION | Pavilion |  |  | 10/27/2008 |  |  |  |  | NO | YES |  |  |  |  | GE MEDICAL SYSTEMS 10368352 82338WP5 |  |  | Active |  | 99:99:99:99:99:99 |  | Accessory | PAAR:00-PVAR | 10/31/2019 |  | COOPER UNIVERSITY HOSPITAL |  |  | OR STORAGE | 0011830736 | DOMINIC VENDETTA | Preventative Maintenance | Closed | Zhan Kiselev | 07/01/2017 | 07/14/2017 | Performance Assurance: 00-MFG | 7/14/2017 11:38:39 AM ZXKISELEV (ZXKISELEV 7/14/2017 12:00 AM) PM WILL BE DONE ON THE NEXT ULTRASOUND PM CYCLE 7/14/2017 11:38 AM ZXKISELEV | DBF25541-277E-4617-A18E-E8A3E9704AE9 | Labor | 07/14/2017 | 07/14/2017 | Zhan Kiselev
|  | GE HEALTHCARE | 12L | TRANSDUCER, ULTRASOUND | 3410YP8 | VOORHEES SURGERY CENTER-SURGERY DEPT | 6015 Main Street |  |  | 04/12/2019 |  |  |  |  | NO | YES |  |  |  |  | GE MEDICAL SYSTEMS 30144063 3410YP8 |  |  | Active |  | 99:99:99:99:99:99 |  | Accessory | 1Y:00-MFG | 04/12/2019 | 04/12/2019 | COOPER AMBULATORY OFF-SITES |  |  | SUITE G |  | Theresa Megali |  |  |  | 04/12/2019 | 04/12/2019 |  |  |  |  | 04/12/2019 | 04/12/2019
|  | GE HEALTHCARE | 3CB | TRANSDUCER, ULTRASOUND | 1021362YM7 | LABOR & DELIVERY | Dorrance |  |  | 10/31/2019 |  |  |  |  | NO | YES |  |  |  |  | GE MEDICAL SYSTEMS 11208362 1021362YM7 |  |  | Active |  | 99:99:99:99:99:99 |  | Accessory | PAAR:00-PVAR | 10/31/2019 | 10/31/2019 | COOPER UNIVERSITY HOSPITAL |  |  | Performance Verification | WOT00000001947862 | JOANNA HORST | Performance Verification | Closed | Zhan Kiselev | 10/31/2019 | 10/31/2019 | CEID Record Completion for GE MEDICAL SYSTEMS 11208362 1021362YM7 | New Equipment Inspection | EXP2001299 | Labor | 10/31/2019 | 10/31/2019 | Zhan Kiselev
|  | GE HEALTHCARE | 4C | TRANSDUCER, ULTRASOUND | 76432PD4 | LABOR & DELIVERY | Dorrance |  |  | 11/01/2019 |  |  |  |  | NO | YES |  |  |  |  | GE MEDICAL SYSTEMS 11207636 76432PD4 |  |  | Active |  |  |  | Accessory | 1Y:00-MFG | 11/01/2019 | 11/01/2019 | COOPER UNIVERSITY HOSPITAL |  |  | Performance Verification | WOT00000002490931 | JOANNA HORST | Performance Verification | Closed | Gene Amodei | 11/01/2019 | 11/01/2019 | Performance Verification for GE MEDICAL SYSTEMS 11207636 76432PD4 | Initial Install of Performance Verification. Device is ready for patient use. |  |  | 11/01/2019 | 11/01/2019
|  | GE HEALTHCARE | 4C | TRANSDUCER, ULTRASOUND | 48331WX3 | ANTERPARTUM-INVITRO FERT | Dorrance |  |  | 11/13/2017 |  |  |  |  | NO | YES |  |  |  |  | GE MEDICAL SYSTEMS 10649800 48331WX3 |  |  | Active |  | 99:99:99:99:99:99 |  | Accessory | 1Y:00-MFG | 01/25/2019 | 01/01/2020 | COOPER UNIVERSITY HOSPITAL |  |  |  | 0012526945 | GRACE SVEINBZORNSSON | Performance Verification | Closed | Josh Harris | 12/26/2017 | 12/26/2017 | INCOMING INVENTORY | DEVICE INVENTORIED | 717968CD-6E7C-48CA-9AE5-E9CF7BB08E85 | Labor | 12/26/2017 | 12/26/2017 | Josh Harris
|  | GE HEALTHCARE | 4C | TRANSDUCER, ULTRASOUND | 154670WX4 | BUNKER HILL-OB/GYN | 4 Plaza Dr |  |  | 07/22/2010 |  |  |  |  | NO | YES |  |  |  |  | GE MEDICAL SYSTEMS 10366988 154670WX4 |  |  | Disposition |  |  |  | Accessory | 1Y:00-MFG | 11/13/2017 |  | COOPER AMBULATORY OFF-SITES |  |  | HALLWAY | 0011830486 | LISA POTTS | Preventative Maintenance | Closed | Zhan Kiselev | 07/01/2017 | 07/14/2017 | Performance Assurance: 00-MFG | 7/14/2017 2:41:51 PM ZXKISELEV (ZXKISELEV 7/14/2017 12:00 AM) PM WILL BE DONE ON THE NEXT ULTRASOUND PM CYCLE 7/14/2017 2:41 PM ZXKISELEV | 70B3AB76-2A4B-412C-A574-7DE39D8B2ADD | Labor | 07/14/2017 | 07/14/2017 | Zhan Kiselev
|  | GE HEALTHCARE | 4C-D | TRANSDUCER, ULTRASOUND | 4235050WX2 | PRINCETON-OB/GYN | 10 Forrestal Rd S |  |  | 10/23/2015 |  |  |  |  | NO | YES |  |  |  |  | GE MEDICAL SYSTEMS 10480009 4235050WX2 |  |  | Active |  | 99:99:99:99:99:99 |  | Accessory | PAAR:00-PVAR | 10/31/2019 |  | COOPER AMBULATORY OFF-SITES |  |  | Room 1 |  | LINDA CARON
|  | GE Healthcare | 6T | TRANSDUCER, ULTRASOUND |  | ANESTHESIOLOGY | Kelemen |  |  | 10/14/2009 |  |  |  |  | NO | YES |  |  |  |  | GE MEDICAL SYSTEMS 10369344 81570 |  |  | Disposition |  |  |  | Accessory | 1Y:00-MFG | 10/05/2017 | 10/01/2020 | COOPER UNIVERSITY HOSPITAL |  |  | ANESTHESIA | 0011700896 | GIACINTA ROUPAS | Preventative Maintenance | Closed | Zhan Kiselev | 06/01/2017 | 06/15/2017 | Performance Assurance: 00-MFG | 6/15/2017 12:30:23 PM ZXKISELEV (ZXKISELEV 6/15/2017 12:00 AM) WE NO LONGER HAVE THE ULTRASOUND MACHINE TO USE THE PROBE WITH. 6/15/2017 12:30:25 PM ZXKISELEV This device has been removed from an active status with the RSQ Database, and physically removed from the facility. Device retired on 6/15/2017; Authorized By: YES; Nature of Retirement: NO LONGER NEEDED; Days In Service: 741 | 6A06AEFB-D82B-4AE0-A23A-B0909F29FF75 | Labor | 06/15/2017 | 06/15/2017 | Zhan Kiselev
|  | GE HEALTHCARE | 8L-RS | TRANSDUCER, ULTRASOUND | 62904PD8 |  | 127 Church Rd | [7 empty] | YES | YES
|  | GE HEALTHCARE | 9L | TRANSDUCER, ULTRASOUND | SA316370112SA |  | Pavilion | [7 empty] | NO | YES
|  | GE HEALTHCARE | 9L | TRANSDUCER, ULTRASOUND | 106728MP9 |  | Kelemen | BASEMENT | [6 empty] | YES | YES
|  | GE HEALTHCARE | 9L | TRANSDUCER, ULTRASOUND | 21888YP3 | OPERATING ROOM - PAVILION | Pavilion |  |  | 10/27/2008 |  |  |  |  | NO | YES |  |  |  |  | GE MEDICAL SYSTEMS 10368350 21888YP3 |  |  | Active |  | 99:99:99:99:99:99 |  | Accessory | PAAR:00-PVAR | 10/31/2019 |  | COOPER UNIVERSITY HOSPITAL |  |  | OPERATING ROOM | 0011830735 | DOMINIC VENDETTA | Preventative Maintenance | Closed | Zhan Kiselev | 07/01/2017 | 07/14/2017 | Performance Assurance: 00-MFG | 7/14/2017 11:38:20 AM ZXKISELEV (ZXKISELEV 7/14/2017 12:00 AM) PM WILL BE DONE ON THE NEXT ULTRASOUND PM CYCLE 7/14/2017 11:38 AM ZXKISELEV | 667D6825-053C-4B16-9C2D-EB36157E918B | Labor | 07/14/2017 | 07/14/2017 | Zhan Kiselev
|  | GE HEALTHCARE | 9L-D | TRANSDUCER, ULTRASOUND | 91860WP7 | ULTRASOUND | Kelemen | BASEMENT |  | 04/22/2019 |  |  |  |  | NO | YES |  |  |  |  | GE MEDICAL SYSTEMS 11208182 91860WP7 |  |  | Active | TL11208182 | 99:99:99:99:99:99 |  | Accessory | 1Y:00-MFG | 04/22/2019 | 04/22/2019 | COOPER UNIVERSITY HOSPITAL |  |  |  | WOT00000001414409 | Tracy Saldutti | Performance Verification | Closed | Zhan Kiselev | 04/22/2019 | 04/22/2019 | Performance Verification for GE MEDICAL SYSTEMS TL11208182 91860WP7 | Initial Install of Performance Verification. Device is ready for patient use. |  |  | 04/22/2019 | 04/22/2019
|  | GE HEALTHCARE | 9L-D | TRANSDUCER, ULTRASOUND | 001300WP6 |  | Kelemen | BASEMENT | [6 empty] | YES | YES
|  | GE HEALTHCARE | 9L-D | TRANSDUCER, ULTRASOUND | 197378WP3 | ULTRASOUND | Kelemen | BASEMENT |  | 12/29/2017 |  |  |  |  | NO | YES |  |  |  |  | GE MEDICAL SYSTEMS 10752757 197378WP3 |  |  | Active |  | 99:99:99:99:99:99 |  | Accessory | 1Y:00-MFG | 04/22/2019 | 04/01/2020 | COOPER UNIVERSITY HOSPITAL |  |  |  | 0012678551 | Tracy Saldutti | Performance Verification | Closed | Josh Harris | 01/26/2018 | 01/26/2018 | INCOMING INVENTORY | DEVICE INVENTORIED | 67006F24-76AB-41F6-82FC-A80B68F787F5 | Labor | 01/26/2018 | 01/26/2018 | Josh Harris
|  | GE HEALTHCARE | 9L-D | TRANSDUCER, ULTRASOUND | 171508WP5 | 3 COOPER-RADIOLOGY | 3 Cooper |  |  | 08/05/2015 |  |  |  |  | NO | YES |  |  |  |  | GE MEDICAL SYSTEMS 10369439 171508WP5 |  |  | Active |  | 99:99:99:99:99:99 |  | Accessory | 1Y:00-MFG | 05/21/2019 | 05/01/2020 | COOPER AMBULATORY OFF-SITES |  |  | ULTRASOUND ROOM B |  | JUDY ADIRZONE
|  | GE HEALTHCARE | 9L-D | TRANSDUCER, ULTRASOUND | 169075WP9 |  | 6100 Main St | [7 empty] | YES | YES
|  | GE HEALTHCARE | 9L-D | TRANSDUCER, ULTRASOUND | 38500YP5 |  | 1103 N Kings Hwy | [7 empty] | YES | YES
|  | GE HEALTHCARE | 9L-D | TRANSDUCER, ULTRASOUND | 168357WP2 | ANGIOGRAPHY | Kelemen | BASEMENT |  | 01/01/1900 |  |  |  |  | NO | YES |  |  |  |  | GE MEDICAL SYSTEMS 10347534 168357WP2 |  |  | Active |  | 99:99:99:99:99:99 |  | Accessory | PAAR:00-PVAR | 10/31/2019 |  | COOPER UNIVERSITY HOSPITAL |  |  | B36 - HOLDING | 0011830577 | PAULETTE DUCKREY | Preventative Maintenance | Closed | Zhan Kiselev | 07/01/2017 | 07/14/2017 | Performance Assurance: 00-MFG | 7/14/2017 11:21:53 AM ZXKISELEV (ZXKISELEV 7/14/2017 12:00 AM) PM WILL BE DONE ON THE NEXT ULTRASOUND PM CYCLE 7/14/2017 11:21 AM ZXKISELEV | F9BEE535-F6B4-4E4B-B936-513919A08DCE | Labor | 07/14/2017 | 07/14/2017 | Zhan Kiselev
|  | GE HEALTHCARE | AB2-7 | TRANSDUCER, ULTRASOUND | 33622WP2 | RIPPA CENTER-OB/GYN | 6100 Main St |  |  | 06/10/2015 |  |  |  |  | NO | YES |  |  |  |  | GE MEDICAL SYSTEMS 10480005 33622WP2 |  |  | Active |  | 99:99:99:99:99:99 |  | Accessory | 1Y:00-MFG | 05/30/2019 | 05/01/2020 | COOPER AMBULATORY OFF-SITES |  |  |  | 0012527501 | PATRICIA HUFF | Performance Verification | Closed | Josh Harris | 12/26/2017 | 12/26/2017 | INCOMING INVENTORY | DEVICE INVENTORIED | 50241177-3DA8-4648-90A0-37EA237BAD88 | Labor | 12/26/2017 | 12/26/2017 | Josh Harris
|  | GE HEALTHCARE | AB2-7 | TRANSDUCER, ULTRASOUND | 177790KR3 | ANTERPARTUM-INVITRO FERT | Dorrance |  |  | 09/18/2015 |  |  |  |  | NO | YES |  |  |  |  | GE MEDICAL SYSTEMS 10369431 177790KR3 |  |  | Active | T10369431 | 99:99:99:99:99:99 |  | Accessory | PAAR:00-PVAR | 10/31/2019 |  | COOPER UNIVERSITY HOSPITAL |  |  | 6TH FLOOR DORRANCE |  | GRACE SVEINBZORNSSON
|  | GE HEALTHCARE | AB2-7 | TRANSDUCER, ULTRASOUND | 173225KR4 | BURLINGTON OB/GYN | 651 John F Kennedy Way |  |  | 05/02/2014 |  |  |  |  | NO | YES |  |  |  |  | GE MEDICAL SYSTEMS 10366244 173225KR4 |  |  | Active |  | 99:99:99:99:99:99 |  | Accessory | 1Y:00-MFG | 11/01/2019 | 11/01/2020 | COOPER AMBULATORY OFF-SITES |  |  | EXAM 6 | 0011830487 | Carey Myers | Preventative Maintenance | Closed | Zhan Kiselev | 07/01/2017 | 07/14/2017 | Performance Assurance: 00-MFG | 7/14/2017 2:59:27 PM ZXKISELEV (ZXKISELEV 7/14/2017 12:00 AM) PM WILL BE DONE IN THE NEXT ULTRASOUND PM CYCLE 7/14/2017 2:59 PM ZXKISELEV | 675F1F98-F97A-4227-A852-2BA37B640076 | Labor | 07/14/2017 | 07/14/2017 | Zhan Kiselev
|  | GE HEALTHCARE | AB2-7 | TRANSDUCER, ULTRASOUND | 78648KR3 | PRINCETON-OB/GYN | 10 Forrestal Rd S |  |  | 10/27/2008 |  |  |  |  | NO | YES |  |  |  |  | GE MEDICAL SYSTEMS 10366215 78648KR3 |  |  | Active |  | 99:99:99:99:99:99 |  | Accessory | 1Y:00-MFG | 09/19/2019 | 09/01/2020 | COOPER AMBULATORY OFF-SITES |  |  | ROOM 2 | 0011830512 | LINDA CARON | Preventative Maintenance | Closed | Zhan Kiselev | 07/01/2017 | 07/14/2017 | Performance Assurance: 00-MFG | 7/14/2017 3:03:53 PM ZXKISELEV (ZXKISELEV 7/14/2017 12:00 AM) PM WILL BE DONE ON THE NEXT ULTRASOUND PM CYCLE | 8B4D8C50-8D31-490A-8F59-EDCD478D6099 | Labor | 07/14/2017 | 07/14/2017 | Zhan Kiselev
|  | GE HEALTHCARE | AB2-7 | TRANSDUCER, ULTRASOUND | 177784KR6 | BUNKER HILL-OB/GYN | 4 Plaza Dr |  |  | 06/25/2015 |  |  |  |  | NO | YES |  |  |  |  | GE MEDICAL SYSTEMS 10355070 177784KR6 |  |  | Active |  | 99:99:99:99:99:99 |  | Accessory | 1Y:00-MFG | 11/01/2019 | 11/01/2020 | COOPER AMBULATORY OFF-SITES |  |  | Washington Township |  | LISA POTTS
|  | GE HEALTHCARE | AB2-7 | TRANSDUCER, ULTRASOUND | 180489KR7 | BURLINGTON OB/GYN | 651 John F Kennedy Way |  |  | 10/13/2015 |  |  |  |  | NO | YES |  |  |  |  | GE MEDICAL SYSTEMS 10349477 180489KR7 |  |  | Active |  | 99:99:99:99:99:99 |  | Accessory | 1Y:00-MFG | 08/15/2019 | 08/01/2020 | COOPER AMBULATORY OFF-SITES |  |  | JFK - OB/GYN RM 2 |  | Carey Myers
|  | GE HEALTHCARE | C1-5-D | TRANSDUCER, ULTRASOUND | 701212WX3 | BUNKER HILL-OB/GYN | 4 Plaza Dr |  |  | 11/01/2019 |  |  |  |  | NO | YES |  |  |  |  | GE MEDICAL SYSTEMS 11208329 701212WX3 |  |  | Active |  | 99:99:99:99:99:99 |  | Accessory | 1Y:00-MFG | 11/01/2019 | 11/01/2019 | COOPER AMBULATORY OFF-SITES |  |  |  | WOT00000001595417 | LISA POTTS | Performance Verification | Closed | Zhan Kiselev | 11/01/2019 | 11/01/2019 | Performance Verification for GE MEDICAL SYSTEMS 11208329 701212WX3 | Initial Install of Performance Verification. Device is ready for patient use. |  |  | 11/01/2019 | 11/01/2019
|  | GE HEALTHCARE | C1-5-D | TRANSDUCER, ULTRASOUND | 210832YP2 |  | Dorrance | [7 empty] | YES | YES
|  | GE HEALTHCARE | C1-5-D | TRANSDUCER, ULTRASOUND | 214426YP9 | BURLINGTON OB/GYN | 651 John F Kennedy Way |  |  | 08/17/2016 |  |  |  |  | NO | YES |  |  |  |  | GE MEDICAL SYSTEMS 10505105 214426YP9 |  |  | Active |  | 99:99:99:99:99:99 |  | Accessory | 1Y:00-MFG | 08/15/2019 | 08/01/2020 | COOPER AMBULATORY OFF-SITES |  |  | JFK- PROCEDURE RM 3 |  | Carey Myers
|  | GE HEALTHCARE | C1-5-D | TRANSDUCER, ULTRASOUND |  |  | 6100 Main St | [7 empty] | YES | YES
|  | GE HEALTHCARE | C1-5-D | TRANSDUCER, ULTRASOUND | 166143YP8 | ANGIOGRAPHY | Kelemen | BASEMENT |  | 01/01/1900 |  |  |  |  | NO | YES |  |  |  |  | GE MEDICAL SYSTEMS 10347526 166143YP8 |  |  | Active |  | 99:99:99:99:99:99 |  | Accessory | PAAR:00-PVAR | 10/31/2019 |  | COOPER UNIVERSITY HOSPITAL |  |  | B36 - HOLDING | 0011830576 | PAULETTE DUCKREY | Preventative Maintenance | Closed | Zhan Kiselev | 07/01/2017 | 07/14/2017 | Performance Assurance: 00-MFG | 7/14/2017 11:21:36 AM ZXKISELEV (ZXKISELEV 7/14/2017 12:00 AM) PM WILL BE DONE ON THE NEXT ULTRASOUND PM CYCLE 7/14/2017 11:21 AM ZXKISELEV | B7BC8143-BB21-47BE-A854-0033E95C6C45 | Labor | 07/14/2017 | 07/14/2017 | Zhan Kiselev
|  | GE HEALTHCARE | C1-5-D | TRANSDUCER, ULTRASOUND | 80486YP4 | ULTRASOUND | Kelemen | BASEMENT |  | 10/31/2019 |  |  |  |  | NO | YES |  |  |  |  | GE MEDICAL SYSTEMS 30144349 80486YP4 |  |  | Active |  | 99:99:99:99:99:99 |  | Accessory | PAAR:00-PVAR | 10/31/2019 | 10/31/2019 | COOPER UNIVERSITY HOSPITAL |  |  | B20 | 0011830980 | Tracy Saldutti | Preventative Maintenance | Closed | Zhan Kiselev | 10/31/2019 | 10/31/2019 | Performance Assurance: 00-MFG | 7/14/2017 12:09:48 PM ZXKISELEV (ZXKISELEV 7/14/2017 12:00 AM) PM WILL BE DONE ON THE NEXT ULTRASOUND PM CYCLE 7/14/2017 12:09 PM ZXKISELEV | D0315040-52AD-40BE-A4B8-CA058B0152D9 | Labor | 10/31/2019 | 10/31/2019 | Zhan Kiselev
|  | GE HEALTHCARE | C1-5-D | TRANSDUCER, ULTRASOUND | 146B02YP4 | ULTRASOUND | Kelemen | BASEMENT |  | 10/31/2019 |  |  |  |  | NO | YES |  |  |  |  | GE MEDICAL SYSTEMS 30144343 146B02YP4 |  |  | Active |  | 99:99:99:99:99:99 |  | Accessory | PAAR:00-PVAR | 10/31/2019 | 10/31/2019 | COOPER UNIVERSITY HOSPITAL |  |  | B18 | 0011830973 | Tracy Saldutti | Preventative Maintenance | Closed | Zhan Kiselev | 10/31/2019 | 10/31/2019 | Performance Assurance: 00-MFG | 7/14/2017 12:06:54 PM ZXKISELEV (ZXKISELEV 7/14/2017 12:00 AM) PM WILL BE DONE ON THE NEXT ULTRASOUND PM CYCLE 7/14/2017 12:06 PM ZXKISELEV | 64F51D08-FBC6-43A5-95BB-11B5E8EBEAB1 | Labor | 10/31/2019 | 10/31/2019 | Zhan Kiselev
|  | GE HEALTHCARE | C1-5-D | TRANSDUCER, ULTRASOUND | 174912YP6 |  | 3 Cooper | [7 empty] | NO | YES
|  | GE HEALTHCARE | C1-5-D | TRANSDUCER, ULTRASOUND | 80460yp9 | ULTRASOUND | 1103 N Kings Hwy |  |  | 10/31/2019 |  |  |  |  | NO | YES |  |  |  |  | GE MEDICAL SYSTEMS 30142521 80460yp9 |  |  | Active |  | 99:99:99:99:99:99 |  | Accessory | PAAR:00-PVAR | 10/31/2019 | 10/31/2019 | COOPER UNIVERSITY HOSPITAL |  |  | B20 | 0011830979 | Tracy Saldutti | Preventative Maintenance | Closed | Zhan Kiselev | 10/31/2019 | 10/31/2019 | Performance Assurance: 00-MFG | 7/14/2017 12:09:33 PM ZXKISELEV (ZXKISELEV 7/14/2017 12:00 AM) PM WILL BE DONE ON THE NEXT ULTRASOUND PM CYCLE 7/14/2017 12:09 PM ZXKISELEV | 7DF9D23F-462B-4B1D-AB14-C48FFF5B1E1D | Labor | 10/31/2019 | 10/31/2019 | Zhan Kiselev
|  | GE HEALTHCARE | C1-5-D | TRANSDUCER, ULTRASOUND | 190419YP2 | ULTRASOUND | Kelemen | BASEMENT |  | 10/31/2019 |  |  |  |  | NO | YES |  |  |  |  | GE MEDICAL SYSTEMS 30142176 190419YP2 |  |  | Active |  | 99:99:99:99:99:99 |  | Accessory | PAAR:00-PVAR | 10/31/2019 | 10/31/2019 | COOPER UNIVERSITY HOSPITAL |  |  | B20 |  | Tracy Saldutti |  |  |  | 10/31/2019 | 10/31/2019 |  |  |  |  | 10/31/2019 | 10/31/2019
|  | GE HEALTHCARE | C1-6 | TRANSDUCER, ULTRASOUND | 317610YP4 |  | 303 Central Ave | [7 empty] | YES | YES
|  | GE HEALTHCARE | C1-6-D | TRANSDUCER, ULTRASOUND | 297669YP4 | RADIOLOGY DIAGNOSTICS | Kelemen | BASEMENT |  | 10/25/2019 |  |  |  |  | NO | YES |  |  |  |  | GE MEDICAL SYSTEMS 11208445 297669YP4 |  |  | Active |  |  |  | Accessory | 1Y:00-MFG | 10/25/2019 | 10/25/2019 | COOPER UNIVERSITY HOSPITAL |  |  | Performance Verification | WOT00000004100036 | PAULETTE DUCKREY | Performance Verification | Completed | Zhan Kiselev | 10/25/2019 | 10/25/2019 | Performance Verification for GE MEDICAL SYSTEMS 11208445 297669YP4 | Initial Install of Performance Verification. Device is ready for patient use. |  |  | 10/25/2019 | 10/25/2019
|  | GE HEALTHCARE | C1-6-D | TRANSDUCER, ULTRASOUND | 328325YP6 | ANTERPARTUM-INVITRO FERT | Dorrance |  |  | 09/03/2019 |  |  |  |  | NO | YES |  |  |  |  | GE MEDICAL SYSTEMS 11208428 328325YP6 |  |  | Active |  |  |  | Accessory | 1Y:00-MFG | 09/03/2019 | 09/03/2019 | COOPER UNIVERSITY HOSPITAL |  |  | Performance Verification | WOT00000003664244 | GRACE SVEINBZORNSSON | Performance Verification | Completed | Zhan Kiselev | 09/03/2019 | 09/03/2019 | Performance Verification for GE MEDICAL SYSTEMS 11208428 328325YP6 | Initial Install of Performance Verification. Device is ready for patient use. |  |  | 09/03/2019 | 09/03/2019
|  | GE HEALTHCARE | C1-6-D | TRANSDUCER, ULTRASOUND | 261886YP6 | ULTRASOUND | Kelemen | BASEMENT |  | 12/29/2017 |  |  |  |  | NO | YES |  |  |  |  | GE MEDICAL SYSTEMS 10752760 261886YP6 |  |  | Active |  | 99:99:99:99:99:99 |  | Accessory | 1Y:00-MFG | 04/25/2019 | 04/01/2020 | COOPER UNIVERSITY HOSPITAL |  |  |  | 0012678566 | Tracy Saldutti | Preventative Maintenance | Closed | Josh Harris | 01/26/2018 | 01/26/2018 | PERFORMANCE ASSURANCE AT INVENTORY | INVENTORIED DEVICE AND ENSURED DEVICE WAS FUNCTIONING PROPERLY. | 5ACA09D1-4BF7-4EDB-BCEC-C4C6BDF2A825 | Labor | 12/29/2017 | 12/29/2017 | Zhan Kiselev
|  | GE HEALTHCARE | C1-6-D | TRANSDUCER, ULTRASOUND | 344077YP3 |  | 651 John F Kennedy Way | [7 empty] | YES | YES
|  | GE HEALTHCARE | C2-7-D | TRANSDUCER, ULTRASOUND | BG-180070 | RADIOLOGY DIAGNOSTICS | Kelemen | BASEMENT |  | 10/31/2019 |  |  |  |  | NO | YES |  |  |  |  | GE MEDICAL SYSTEMS 11208081 BG-180070 |  |  | Active |  | 99:99:99:99:99:99 |  | Accessory | PAAR:00-PVAR | 10/31/2019 | 10/31/2019 | COOPER UNIVERSITY HOSPITAL |  |  | Interventional Radiology Department | WOT00000001312259 | PAULETTE DUCKREY | Performance Verification | Closed | Zhan Kiselev | 10/31/2019 | 10/31/2019 | Performance Verification for GE MEDICAL SYSTEMS 11208081 BG-180070 | Initial Install of Performance Verification. Device is ready for patient use. |  |  | 10/31/2019 | 10/31/2019
|  | GE HEALTHCARE | C2-9 | TRANSDUCER, ULTRASOUND | 317574YP2 |  | 303 Central Ave | [7 empty] | YES | YES
|  | GE HEALTHCARE | C2-9-D | TRANSDUCER, ULTRASOUND | 324969YP5 | ANTERPARTUM-INVITRO FERT | Dorrance |  |  | 09/03/2019 |  |  |  |  | NO | YES |  |  |  |  | GE MEDICAL SYSTEMS 11208429 324969YP5 |  |  | Active |  |  |  | Accessory | 1Y:00-MFG | 09/03/2019 | 09/03/2019 | COOPER UNIVERSITY HOSPITAL |  |  | Performance Verification | WOT00000003664355 | GRACE SVEINBZORNSSON | Performance Verification | Completed | Zhan Kiselev | 09/03/2019 | 09/03/2019 | Performance Verification for GE MEDICAL SYSTEMS 11208429 324969YP5 | Initial Install of Performance Verification. Device is ready for patient use. |  |  | 09/03/2019 | 09/03/2019
|  | GE HEALTHCARE | C2-9-D | TRANSDUCER, ULTRASOUND | 298779YP0 | BUNKER HILL-OB/GYN | 4 Plaza Dr |  |  | 11/01/2019 |  |  |  |  | NO | YES |  |  |  |  | GE MEDICAL SYSTEMS 11208330 298779YP0 |  |  | Active |  | 99:99:99:99:99:99 |  | Accessory | 1Y:00-MFG | 11/01/2019 | 11/01/2019 | COOPER AMBULATORY OFF-SITES |  |  |  | WOT00000001595450 | LISA POTTS | Performance Verification | Closed | Zhan Kiselev | 11/01/2019 | 11/01/2019 | Performance Verification for GE MEDICAL SYSTEMS 11208330 298779YP0 | Initial Install of Performance Verification. Device is ready for patient use. |  |  | 11/01/2019 | 11/01/2019
|  | GE HEALTHCARE | C2-9-D | TRANSDUCER, ULTRASOUND | 33474YP3 |  | 651 John F Kennedy Way | [7 empty] | YES | YES
|  | GE HEALTHCARE | C3-10-D | TRANSDUCER, ULTRASOUND | 260101YP1 | ULTRASOUND | Kelemen | BASEMENT |  | 12/29/2017 |  |  |  |  | NO | YES |  |  |  |  | GE MEDICAL SYSTEMS 10752759 260101YP1 |  |  | Active |  | 99:99:99:99:99:99 |  | Accessory | PAAR:00-PVAR | 10/31/2019 |  | COOPER UNIVERSITY HOSPITAL |  |  |  | 0012678561 | Tracy Saldutti | Performance Verification | Closed | Josh Harris | 01/26/2018 | 01/26/2018 | INCOMING INVENTORY | DEVICE INVENTORIED | 8E88BA74-99C7-4A4A-A7EC-C02E614AAA83 | Labor | 01/26/2018 | 01/26/2018 | Josh Harris
|  | GE HEALTHCARE | C4-8-D | TRANSDUCER, ULTRASOUND | 16324PD7 | BURLINGTON OB/GYN | 651 John F Kennedy Way |  |  | 08/17/2016 |  |  |  |  | NO | YES |  |  |  |  | GE MEDICAL SYSTEMS 10505098 16324PD7 |  |  | Active |  | 99:99:99:99:99:99 |  | Accessory | PAAR:00-PVAR | 10/31/2019 |  | COOPER AMBULATORY OFF-SITES |  |  | JFK- PROCEDURE RM 3 |  | Carey Myers
|  | GE HEALTHCARE | C4-8-D | TRANSDUCER, ULTRASOUND | 156483PDO | PRINCETON-OB/GYN | 10 Forrestal Rd S |  |  | 10/23/2015 |  |  |  |  | NO | YES |  |  |  |  | GE MEDICAL SYSTEMS 10480007 156483PDO |  |  | Active |  | 99:99:99:99:99:99 |  | Accessory | PAAR:00-PVAR | 10/31/2019 |  | COOPER AMBULATORY OFF-SITES |  |  | Room 1 |  | LINDA CARON
|  | GE HEALTHCARE | C4-8-D | TRANSDUCER, ULTRASOUND | 161589PD7 | ANTERPARTUM-INVITRO FERT | Dorrance |  |  | 10/31/2019 |  |  |  |  | NO | YES |  |  |  |  | GE MEDICAL SYSTEMS 30244779 161589PD7 |  |  | Active |  | 99:99:99:99:99:99 |  | Accessory | PAAR:00-PVAR | 10/31/2019 | 10/31/2019 | COOPER UNIVERSITY HOSPITAL |  |  | 6 DORRANCE |  | GRACE SVEINBZORNSSON |  |  |  | 10/31/2019 | 10/31/2019 |  |  |  |  | 10/31/2019 | 10/31/2019
|  | GE HEALTHCARE | L3-12-D | TRANSDUCER, ULTRASOUND | 678871WX5 | RADIOLOGY DIAGNOSTICS | Kelemen | BASEMENT |  | 10/31/2019 |  |  |  |  | NO | YES |  |  |  |  | GE MEDICAL SYSTEMS 11208082 678871WX5 |  |  | Active |  | 99:99:99:99:99:99 |  | Accessory | PAAR:00-PVAR | 10/31/2019 | 10/31/2019 | COOPER UNIVERSITY HOSPITAL |  |  | Interventional Radiology Department | WOT00000001312272 | PAULETTE DUCKREY | Performance Verification | Closed | Zhan Kiselev | 10/31/2019 | 10/31/2019 | Performance Verification for GE MEDICAL SYSTEMS 11208082 678871WX5 | Initial Install of Performance Verification. Device is ready for patient use. |  |  | 10/31/2019 | 10/31/2019
|  | GE HEALTHCARE | L4-12T-RS | TRANSDUCER, ULTRASOUND | 798201WX0 | BRACE ROAD-MEDICINE | 1210 Brace Rd | Endocrinology |  | 10/22/2019 |  |  |  |  | NO | YES |  |  |  |  | GE MEDICAL SYSTEMS 11208456 798201WX0 |  |  | Active |  |  |  | Accessory | 1Y:00-MFG | 10/22/2019 | 10/22/2019 | COOPER AMBULATORY OFF-SITES |  |  | Performance Verification | WOT00000004079348 | Cheryl Peck | Performance Verification | Completed | Zhan Kiselev | 10/22/2019 | 10/22/2019 | Performance Verification for GE MEDICAL SYSTEMS 11208456 798201WX0 | Initial Install of Performance Verification. Device is ready for patient use. |  |  | 10/22/2019 | 10/22/2019
|  | GE HEALTHCARE | L8-18I-D | TRANSDUCER, ULTRASOUND | 800665YP3 | ULTRASOUND | Kelemen | BASEMENT |  | 10/31/2019 |  |  |  |  | NO | YES |  |  |  |  | GE MEDICAL SYSTEMS 30144345 800665YP3 |  |  | Active |  | 99:99:99:99:99:99 |  | Accessory | PAAR:00-PVAR | 10/31/2019 | 10/31/2019 | COOPER UNIVERSITY HOSPITAL |  |  | B18 | 0011830978 | Tracy Saldutti | Preventative Maintenance | Closed | Zhan Kiselev | 10/31/2019 | 10/31/2019 | Performance Assurance: 00-MFG | 7/14/2017 12:09:17 PM ZXKISELEV (ZXKISELEV 7/14/2017 12:00 AM) PM WILL BE DONE ON THE NEXT ULTRASOUND PM CYCLE 7/14/2017 12:09 PM ZXKISELEV | 60620E07-3725-4C6E-B247-AC01FDF338A9 | Labor | 10/31/2019 | 10/31/2019 | Zhan Kiselev
|  | GE HEALTHCARE | M6C | TRANSDUCER, ULTRASOUND | 81477yp2 | ULTRASOUND | Kelemen | BASEMENT |  | 01/01/1900 |  |  |  |  | NO | YES |  |  |  |  | GE MEDICAL SYSTEMS 10366449 81477yp2 |  |  | Active |  | 99:99:99:99:99:99 |  | Accessory | PAAR:00-PVAR | 11/01/2019 |  | COOPER UNIVERSITY HOSPITAL |  |  | B16 | WOT00000000519458 | Tracy Saldutti | Disposition | Closed | Zhan Kiselev | 02/08/2018 | 05/16/2019 | Bulk Disposition CNL
|  | GE HEALTHCARE | ML6-15 | TRANSDUCER, ULTRASOUND | 266612YP1 | ULTRASOUND | Kelemen | BASEMENT |  | 12/29/2017 |  |  |  |  | NO | YES |  |  |  |  | GE MEDICAL SYSTEMS 10752761 266612YP1 |  |  | Active |  | 99:99:99:99:99:99 |  | Accessory | 1Y:00-MFG | 04/22/2019 | 04/01/2020 | COOPER UNIVERSITY HOSPITAL |  |  |  | 0012678571 | Tracy Saldutti | Preventative Maintenance | Closed | Josh Harris | 01/26/2018 | 01/26/2018 | PERFORMANCE ASSURANCE AT INVENTORY | INVENTORIED DEVICE AND ENSURED DEVICE WAS FUNCTIONING PROPERLY. | 1C6E9027-7EC0-42B0-B113-547402A1CDAF | Labor | 12/29/2017 | 12/29/2017 | Zhan Kiselev
|  | GE HEALTHCARE | ML6-15 | TRANSDUCER, ULTRASOUND | 175376YP3 | 3 COOPER-RADIOLOGY | 3 Cooper |  |  | 08/05/2015 |  |  |  |  | NO | YES |  |  |  |  | GE MEDICAL SYSTEMS 10369437 175376YP3 |  |  | Active |  | 99:99:99:99:99:99 |  | Accessory | 1Y:00-MFG | 05/21/2019 | 05/01/2020 | COOPER AMBULATORY OFF-SITES |  |  | ULTRASOUND ROOM B |  | JUDY ADIRZONE
|  | GE HEALTHCARE | ML6-15-D | TRANSDUCER, ULTRASOUND | 76707YP9 | ULTRASOUND | 1103 N Kings Hwy |  |  | 09/30/2011 |  |  |  |  | NO | YES |  |  |  |  | GE MEDICAL SYSTEMS 10732409 76707YP9 |  |  | Active |  | 99:99:99:99:99:99 |  | Accessory | PAAR:00-PVAR | 10/31/2019 |  | COOPER UNIVERSITY HOSPITAL |  |  | B16 | 0011830976 | Tracy Saldutti | Preventative Maintenance | Closed | Zhan Kiselev | 07/01/2017 | 07/14/2017 | Performance Assurance: 00-MFG | 7/14/2017 12:08:32 PM ZXKISELEV (ZXKISELEV 7/14/2017 12:00 AM) PM WILL BE DONE ON THE NEXT ULTRASOUND PM CYCLE 7/14/2017 12:08 PM ZXKISELEV | 44AB8146-F7B3-4475-8D51-4ABD06E71D12 | Labor | 07/14/2017 | 07/14/2017 | Zhan Kiselev
|  | GE HEALTHCARE | ML6-15-D | TRANSDUCER, ULTRASOUND | 257766YP6 | ULTRASOUND | Kelemen | BASEMENT |  | 12/08/2017 |  |  |  |  | NO | YES |  |  |  |  | GE MEDICAL SYSTEMS 10732410 257766YP6 |  |  | Active |  | 99:99:99:99:99:99 |  | Accessory | 1Y:00-MFG | 04/22/2019 | 04/01/2020 | COOPER UNIVERSITY HOSPITAL |  |  |  | 0012586388 | Tracy Saldutti | Preventative Maintenance | Closed | Josh Harris | 12/27/2017 | 12/27/2017 | PERFORMANCE ASSURANCE AT INVENTORY | INVENTORIED DEVICE AND ENSURED DEVICE WAS FUNCTIONING PROPERLY. | 89E9A753-31E4-4DEA-87F8-CC7DF23951B0 | Labor | 12/08/2017 | 12/08/2017 | Zhan Kiselev
|  | GE HEALTHCARE | ML6-15-D | TRANSDUCER, ULTRASOUND | 161380YP1 | ULTRASOUND | Kelemen | BASEMENT |  | 12/27/2016 |  |  |  |  | NO | YES |  |  |  |  | GE MEDICAL SYSTEMS 10649806 161380YP1 |  |  | Active |  | 99:99:99:99:99:99 |  | Accessory | PAAR:00-PVAR | 10/31/2019 |  | COOPER UNIVERSITY HOSPITAL |  |  |  | 0011491226 | Tracy Saldutti | Performance Verification | Closed | Bonnie Aichroth | 04/18/2017 | 04/18/2017 | INCOMING INVENTORY | DEVICE INVENTORIED | 4B223705-B5ED-41FC-ACBC-27E7D4B761BE | Labor | 04/18/2017 | 04/18/2017 | Bonnie Aichroth
|  | GE HEALTHCARE | ML615D | TRANSDUCER, ULTRASOUND |  |  | 6100 Main St | [7 empty] | YES | YES
|  | GE HEALTHCARE | RAB4-8L | TRANSDUCER, ULTRASOUND | 35377KR7 |  | 10 Forrestal Rd S | [7 empty] | YES | YES
|  | GE HEALTHCARE | RAB4-8L | TRANSDUCER, ULTRASOUND | 16884KR9 | BURLINGTON OB/GYN | 651 John F Kennedy Way |  |  | 01/01/1900 |  |  |  |  | NO | YES |  |  |  |  | GE MEDICAL SYSTEMS 10366245 16884KR9 |  |  | Active |  | 99:99:99:99:99:99 |  | Accessory | 1Y:00-MFG | 11/01/2019 | 11/01/2020 | COOPER AMBULATORY OFF-SITES |  |  | EXAM 6 | 0011830490 | Carey Myers | Preventative Maintenance | Closed | Zhan Kiselev | 07/01/2017 | 07/14/2017 | Performance Assurance: 00-MFG | 7/14/2017 2:55:59 PM ZXKISELEV (ZXKISELEV 7/14/2017 12:00 AM) PM WILL BE DONE IN THE NEXT ULTRASOUND PM CYCLE 7/14/2017 2:55 PM ZXKISELEV | BB81E6D2-DAD8-470B-8AAA-FCCB9AE57946 | Labor | 07/14/2017 | 07/14/2017 | Zhan Kiselev
|  | GE HEALTHCARE | RAB4-8L | TRANSDUCER, ULTRASOUND | 33407KR8 | BURLINGTON OB/GYN | 651 John F Kennedy Way |  |  | 11/04/2005 |  |  |  |  | NO | YES |  |  |  |  | GE MEDICAL SYSTEMS 10365974 33407KR8 |  |  | Active |  | 99:99:99:99:99:99 |  | Accessory | 1Y:00-MFG | 11/01/2019 | 11/01/2020 | COOPER AMBULATORY OFF-SITES |  |  | ROOM 2 | 0011830489 | Carey Myers | Preventative Maintenance | Closed | Zhan Kiselev | 07/01/2017 | 07/14/2017 | Performance Assurance: 00-MFG | 7/14/2017 2:53:10 PM ZXKISELEV (ZXKISELEV 7/14/2017 12:00 AM) PM WILL BE DONE IN THE NEXT ULTRASOUND PM CYCLE | 30D8628C-86D4-46AB-B50C-6455E3841546 | Labor | 07/14/2017 | 07/14/2017 | Zhan Kiselev
|  | GE HEALTHCARE | RAB4-8L | TRANSDUCER, ULTRASOUND | 65517KR5 | ANTERPARTUM-INVITRO FERT | Dorrance |  |  | 06/25/2015 |  |  |  |  | NO | YES |  |  |  |  | GE MEDICAL SYSTEMS 10355066 65517KR5 |  |  | Active |  | 99:99:99:99:99:99 |  | Accessory | PAAR:00-PVAR | 10/31/2019 |  | COOPER UNIVERSITY HOSPITAL |  |  | D621 |  | GRACE SVEINBZORNSSON
|  | GE HEALTHCARE | RAB4-8L | TRANSDUCER, ULTRASOUND | 154493KR1 | BUNKER HILL-OB/GYN | 4 Plaza Dr |  |  | 08/07/2013 |  |  |  |  | NO | YES |  |  |  |  | GE MEDICAL SYSTEMS 10355058 154493KR1 |  |  | Active |  | 99:99:99:99:99:99 |  | Accessory | 1Y:00-MFG | 11/01/2019 | 11/01/2020 | COOPER AMBULATORY OFF-SITES |  |  | Washington Township | 0011830578 | LISA POTTS | Preventative Maintenance | Closed | Zhan Kiselev | 07/01/2017 | 07/27/2017 | Performance Assurance: 00-MFG | 7/27/2017 11:09:41 AM ZXKISELEV (ZXKISELEV 7/25/2017 12:00 AM) PASS 7/27/2017 11:09 AM ZXKISELEV | 9FE351B8-7064-4A23-81D0-11A8651D57C7 | Labor | 07/25/2017 | 07/25/2017 | Zhan Kiselev
|  | GE HEALTHCARE | RAB6-D | TRANSDUCER, ULTRASOUND | 77965wx6 | ANTERPARTUM-INVITRO FERT | Dorrance |  |  | 09/03/2019 |  |  |  |  | NO | YES |  |  |  |  | GE MEDICAL SYSTEMS 11208430 77965wx6 |  |  | Active |  |  |  | Accessory | 1Y:00-MFG | 09/03/2019 | 09/03/2019 | COOPER UNIVERSITY HOSPITAL |  |  | Performance Verification | WOT00000003664597 | GRACE SVEINBZORNSSON | Performance Verification | Completed | Zhan Kiselev | 09/03/2019 | 09/03/2019 | Performance Verification for GE MEDICAL SYSTEMS 11208430 77965wx6 | Initial Install of Performance Verification. Device is ready for patient use. |  |  | 09/03/2019 | 09/03/2019
|  | GE HEALTHCARE | RAB6-D | TRANSDUCER, ULTRASOUND | 697462WX0 | BUNKER HILL-OB/GYN | 4 Plaza Dr |  |  | 11/01/2019 |  |  |  |  | NO | YES |  |  |  |  | GE MEDICAL SYSTEMS 11208327 697462WX0 |  |  | Active |  | 99:99:99:99:99:99 |  | Accessory | 1Y:00-MFG | 11/01/2019 | 11/01/2019 | COOPER AMBULATORY OFF-SITES |  |  |  | WOT00000001594864 | LISA POTTS | Performance Verification | Closed | Zhan Kiselev | 11/01/2019 | 11/01/2019 | Performance Verification for GE MEDICAL SYSTEMS 11208327 697462WX0 | Initial Install of Performance Verification. Device is ready for patient use. |  |  | 11/01/2019 | 11/01/2019
|  | GE HEALTHCARE | RAB6-D | TRANSDUCER, ULTRASOUND | 435802WX4 |  | 10 Forrestal Rd S | [7 empty] | NO | YES
|  | GE HEALTHCARE | RAB6-D | TRANSDUCER, ULTRASOUND | 738481WX1 |  | 303 Central Ave | [7 empty] | YES | YES
|  | GE HEALTHCARE | RAB6-D | TRANSDUCER, ULTRASOUND | 514535WX4 | BURLINGTON OB/GYN | 651 John F Kennedy Way |  |  | 08/17/2016 |  |  |  |  | NO | YES |  |  |  |  | GE MEDICAL SYSTEMS 10505096 514535WX4 |  |  | Active |  | 99:99:99:99:99:99 |  | Accessory | 1Y:00-MFG | 08/15/2019 | 08/01/2020 | COOPER AMBULATORY OFF-SITES |  |  | JFK- PROCEDURE RM 3 |  | Carey Myers
|  | GE HEALTHCARE | RAB6-D | TRANSDUCER, ULTRASOUND | 483087WX3 | ANTERPARTUM-INVITRO FERT | Dorrance |  |  | 10/31/2019 |  |  |  |  | NO | YES |  |  |  |  | GE MEDICAL SYSTEMS 30244780 483087WX3 |  |  | Active |  | 99:99:99:99:99:99 |  | Accessory | PAAR:00-PVAR | 10/31/2019 | 10/31/2019 | COOPER UNIVERSITY HOSPITAL |  |  | 6 DORRANCE |  | GRACE SVEINBZORNSSON |  |  |  | 10/31/2019 | 10/31/2019 |  |  |  |  | 10/31/2019 | 10/31/2019
|  | GE HEALTHCARE | RAB6-D | TRANSDUCER, ULTRASOUND | 832256WXZ |  | 651 John F Kennedy Way | [7 empty] | YES | YES
|  | GE HEALTHCARE | RIC5-9 | TRANSDUCER, ULTRASOUND | 33729KR5 | BUNKER HILL-OB/GYN | 4 Plaza Dr |  |  | 11/01/2019 |  |  |  |  | NO | YES |  |  |  |  | GE MEDICAL SYSTEMS 30244765 33729KR5 |  |  | Active |  | 99:99:99:99:99:99 |  | Accessory | 1Y:00-MFG | 11/01/2019 | 11/01/2019 | COOPER AMBULATORY OFF-SITES |  |  | Washington Township |  | LISA POTTS |  |  |  | 11/01/2019 | 11/01/2019 |  |  |  |  | 11/01/2019 | 11/01/2019
|  | GE HEALTHCARE | RIC5-9 | TRANSDUCER, ULTRASOUND | 5409KR8 | BURLINGTON OB/GYN | 651 John F Kennedy Way |  |  | 04/22/2014 |  |  |  |  | NO | YES |  |  |  |  | GE MEDICAL SYSTEMS 10366246 5409KR8 |  |  | Active |  | 99:99:99:99:99:99 |  | Accessory | 1Y:00-MFG | 11/01/2019 | 11/01/2020 | COOPER AMBULATORY OFF-SITES |  |  | EXAM 6 | 0011830491 | Carey Myers | Preventative Maintenance | Closed | Zhan Kiselev | 07/01/2017 | 07/14/2017 | Performance Assurance: 00-MFG | 7/14/2017 2:57:03 PM ZXKISELEV (ZXKISELEV 7/14/2017 12:00 AM) PM WILL BE DONE IN THE NEXT ULTRASOUND PM CYCLE 7/14/2017 2:57 PM ZXKISELEV | 1281BB16-10F9-4446-BEC0-68550190C08D | Labor | 07/14/2017 | 07/14/2017 | Zhan Kiselev
|  | GE HEALTHCARE | RIC5-9 | TRANSDUCER, ULTRASOUND | 165974KR7 | ULTRASOUND | 1103 N Kings Hwy |  |  | 10/31/2019 |  |  |  |  | NO | YES |  |  |  |  | GE MEDICAL SYSTEMS 30144346 165974KR7 |  |  | Active |  | 99:99:99:99:99:99 |  | Accessory | PAAR:00-PVAR | 10/31/2019 | 10/31/2019 | COOPER UNIVERSITY HOSPITAL |  |  | B20 | 0011830974 | Tracy Saldutti | Preventative Maintenance | Closed | Zhan Kiselev | 10/31/2019 | 10/31/2019 | Performance Assurance: 00-MFG | 7/14/2017 12:07:32 PM ZXKISELEV (ZXKISELEV 7/14/2017 12:00 AM) PM WILL BE DONE ON THE NEXT ULTRASOUND PM CYCLE 7/14/2017 12:07 PM ZXKISELEV | 4B9C3FE4-605B-4B20-8524-EED501185995 | Labor | 10/31/2019 | 10/31/2019 | Zhan Kiselev
|  | GE HEALTHCARE | RIC5-9 | TRANSDUCER, ULTRASOUND | 13624KR2 |  | Dorrance | [7 empty] | YES | YES
|  | GE HEALTHCARE | RIC5-9 | TRANSDUCER, ULTRASOUND | 33056KR3 | RIPPA CENTER-OB/GYN | 6100 Main St |  |  | 12/21/2005 |  |  |  |  | NO | YES |  |  |  |  | GE MEDICAL SYSTEMS 10315923 33056KR3 |  |  | Active |  | 99:99:99:99:99:99 |  | Accessory | 1Y:00-MFG | 05/30/2019 | 05/01/2020 | COOPER AMBULATORY OFF-SITES |  |  | ROOM 151 | 0011830515 | PATRICIA HUFF | Preventative Maintenance | Closed | Zhan Kiselev | 07/01/2017 | 07/14/2017 | Performance Assurance: 00-MFG | 7/14/2017 3:06:38 PM ZXKISELEV (ZXKISELEV 7/14/2017 12:00 AM) PM WILL BE DONE ON THE NEXT ULTRASOUND PM CYCLE | 820E8893-64EA-4CD8-99D6-476A3D373D16 | Labor | 07/14/2017 | 07/14/2017 | Zhan Kiselev
|  | GE HEALTHCARE | RIC5-9-D | TRANSDUCER, ULTRASOUND | 245049KR2 | ANTERPARTUM-INVITRO FERT | Dorrance |  |  | 09/03/2019 |  |  |  |  | NO | YES |  |  |  |  | GE MEDICAL SYSTEMS 11208427 245049KR2 |  |  | Active |  |  |  | Accessory | 1Y:00-MFG | 09/03/2019 | 09/03/2019 | COOPER UNIVERSITY HOSPITAL |  |  | Performance Verification | WOT00000003664197 | GRACE SVEINBZORNSSON | Performance Verification | Closed | Zhan Kiselev | 09/03/2019 | 09/03/2019 | Performance Verification for GE MEDICAL SYSTEMS 11208427 245049KR2 | Initial Install of Performance Verification. Device is ready for patient use. |  |  | 09/03/2019 | 09/03/2019
|  | GE HEALTHCARE | RIC5-9-D | TRANSDUCER, ULTRASOUND |  |  | Kelemen | BASEMENT | [6 empty] | YES | YES
|  | GE HEALTHCARE | RIC5-9-D | TRANSDUCER, ULTRASOUND | 233713KR7 | BUNKER HILL-OB/GYN | 4 Plaza Dr |  |  | 11/01/2019 |  |  |  |  | NO | YES |  |  |  |  | GE MEDICAL SYSTEMS 11208328 233713KR7 |  |  | Active |  | 99:99:99:99:99:99 |  | Accessory | 1Y:00-MFG | 11/01/2019 | 11/01/2019 | COOPER AMBULATORY OFF-SITES |  |  |  | WOT00000001595343 | LISA POTTS | Performance Verification | Closed | Zhan Kiselev | 11/01/2019 | 11/01/2019 | Performance Verification for GE MEDICAL SYSTEMS 11208328 233713KR7 | Initial Install of Performance Verification. Device is ready for patient use. |  |  | 11/01/2019 | 11/01/2019
|  | GE HEALTHCARE | RIC5-9-D | TRANSDUCER, ULTRASOUND | 196561KR5 |  | 10 Forrestal Rd S | [7 empty] | YES | YES
|  | GE HEALTHCARE | RIC5-9-D | TRANSDUCER, ULTRASOUND | NSN288 | WILLINGBORO COOPER UNIVERSITY PHYSICIANS | 651 John F Kennedy Way |  |  | 03/26/2019 |  |  |  |  | NO | YES |  |  |  |  | GE MEDICAL SYSTEMS 11208070 NSN288 |  |  | Disposition | TL11208070 | 99:99:99:99:99:99 |  | Accessory | 1Y:00-MFG | 03/26/2019 | 03/26/2019 | COOPER AMBULATORY OFF-SITES |  |  | 651 John F Kennedy Way, Willingboro, NJ | WOT00000001141088 | PATTY LEWIS | Performance Verification | Closed | Zhan Kiselev | 03/26/2019 | 03/26/2019 | Performance Verification for GE MEDICAL SYSTEMS TL11208070 NSN288 | Initial Install of Performance Verification. Device is ready for patient use. |  |  | 03/26/2019 | 03/26/2019
|  | GE HEALTHCARE | RIC5-9-D | TRANSDUCER, ULTRASOUND | 242571KR8 |  | 303 Central Ave | [7 empty] | YES | YES
|  | GE HEALTHCARE | RIC5-9-D | TRANSDUCER, ULTRASOUND | 222887KR2 | ANTERPARTUM-INVITRO FERT | Dorrance |  |  | 01/02/2018 |  |  |  |  | NO | YES |  |  |  |  | GE MEDICAL SYSTEMS 10752763 222887KR2 |  |  | Active |  | 99:99:99:99:99:99 |  | Accessory | 1Y:00-MFG | 01/25/2019 | 01/01/2020 | COOPER UNIVERSITY HOSPITAL |  |  |  | 0012675295 | GRACE SVEINBZORNSSON | Performance Verification | Closed | Josh Harris | 01/25/2018 | 01/25/2018 | INCOMING INVENTORY | DEVICE INVENTORIED | 84BE2BAC-0BEF-4B8C-A1D1-F65BA3D1AFC1 | Labor | 01/25/2018 | 01/25/2018 | Josh Harris
|  | GE HEALTHCARE | RIC5-9-D | TRANSDUCER, ULTRASOUND | 223767KR5 | ULTRASOUND | Kelemen | BASEMENT |  | 12/29/2017 |  |  |  |  | NO | YES |  |  |  |  | GE MEDICAL SYSTEMS 10752756 223767KR5 |  |  | Active |  | 99:99:99:99:99:99 |  | Accessory | 1Y:00-MFG | 04/25/2019 | 04/01/2020 | COOPER UNIVERSITY HOSPITAL |  |  |  | 0012678540 | Tracy Saldutti | Performance Verification | Closed | Josh Harris | 01/26/2018 | 01/26/2018 | INCOMING INVENTORY | DEVICE INVENTORIED | 75698376-A6B5-45FF-A377-03FA58D0C07B | Labor | 01/26/2018 | 01/26/2018 | Josh Harris
|  | GE HEALTHCARE | RIC5-9-D | TRANSDUCER, ULTRASOUND | 395973WX1 | 3 COOPER-RADIOLOGY | 3 Cooper |  |  | 05/02/2017 |  |  |  |  | NO | YES |  |  |  |  | GE MEDICAL SYSTEMS 10480108 395973WX1 |  |  | Active |  | 99:99:99:99:99:99 |  | Accessory | 1Y:00-MFG | 05/21/2019 | 05/01/2020 | COOPER AMBULATORY OFF-SITES |  |  |  | 0012389060 | JUDY ADIRZONE | Performance Verification | Closed | Josh Harris | 11/07/2017 | 11/07/2017 | INCOMING INVENTORY | DEVICE INVENTORIED | 0280CD4E-92DD-49AF-88D8-ADF39DF16035 | Labor | 11/07/2017 | 11/07/2017 | Josh Harris
|  | GE HEALTHCARE | RIC5-9-D | TRANSDUCER, ULTRASOUND | 191746KR7 | 3 COOPER-RADIOLOGY | 3 Cooper |  |  | 08/05/2015 |  |  |  |  | NO | YES |  |  |  |  | GE MEDICAL SYSTEMS 10369438 191746KR7 |  |  | Active |  | 99:99:99:99:99:99 |  | Accessory | 1Y:00-MFG | 05/21/2019 | 05/01/2020 | COOPER AMBULATORY OFF-SITES |  |  | ULTRASOUND ROOM B |  | JUDY ADIRZONE
|  | GE HEALTHCARE | RIC5-9-D | TRANSDUCER, ULTRASOUND | 395967WX3 |  | 6100 Main St | [7 empty] | YES | YES
|  | GE HEALTHCARE | RIC5-9-D | TRANSDUCER, ULTRASOUND | 188620KR9 |  | 6100 Main St | [7 empty] | YES | YES
|  | GE HEALTHCARE | RIC5-9-D | TRANSDUCER, ULTRASOUND | H48651MS |  | 651 John F Kennedy Way | [7 empty] | YES | YES
|  | GE HEALTHCARE | RIC5-9H | TRANSDUCER, ULTRASOUND | 33758KR4 | WILLINGBORO COOPER UNIVERSITY PHYSICIANS | 651 John F Kennedy Way |  |  | 11/28/2016 |  |  |  |  | NO | YES |  |  |  |  | GE MEDICAL SYSTEMS 10649774 33758KR4 |  |  | Active |  | 99:99:99:99:99:99 |  | Accessory | 1Y:00-MFG | 03/22/2019 | 03/01/2020 | COOPER AMBULATORY OFF-SITES |  |  | JFK BLVDF-ROOM 2 OB/GYN |  | PATTY LEWIS
|  | GE HEALTHCARE | RIC5-9H | TRANSDUCER, ULTRASOUND | 74905KR1 | ANTERPARTUM-INVITRO FERT | Kelemen |  |  | 09/24/2013 |  |  |  |  | NO | YES |  |  |  |  | GE MEDICAL SYSTEMS 10355015 74905KR1 |  |  | Disposition |  |  |  | Accessory | 1Y:00-MFG | 07/25/2017 | 01/01/2020 | COOPER UNIVERSITY HOSPITAL |  |  | D6 |  | GRACE SVEINBZORNSSON
|  | GE HEALTHCARE | RIC5-9W | TRANSDUCER, ULTRASOUND | 126778KR0 | PRINCETON-OB/GYN | 10 Forrestal Rd S |  |  | 02/12/2018 |  |  |  |  | NO | YES |  |  |  |  | GE MEDICAL SYSTEMS 10752800 126778KR0 |  |  | Active | TL10752800 | 99:99:99:99:99:99 |  | Accessory | 1Y:00-MFG | 09/19/2019 | 09/01/2020 | COOPER AMBULATORY OFF-SITES |  |  |  | WOT00000000544410 | LINDA CARON | Performance Verification | Closed | Zhan Kiselev | 02/12/2018 | 05/01/2019 | Performance Verification for GE MEDICAL SYSTEMS TL10752800 126778KR0 | Initial Install of Performance Verification. Device is ready for patient use.
|  | GE HEALTHCARE | S1-5 | TRANSDUCER, ULTRASOUND |  | ULTRASOUND | Kelemen | Basement |  | 10/31/2019 |  |  |  |  | NO | YES |  |  |  |  | GE MEDICAL SYSTEMS 30144347 04201080 |  |  | Active |  | 99:99:99:99:99:99 |  | Accessory | PAAR:00-PVAR | 10/31/2019 | 10/31/2019 | COOPER UNIVERSITY HOSPITAL |  |  | B20 | 0011830967 | Tracy Saldutti | Preventative Maintenance | Closed | Zhan Kiselev | 10/31/2019 | 10/31/2019 | Performance Assurance: 00-MFG | 7/14/2017 11:56:34 AM ZXKISELEV (ZXKISELEV 7/14/2017 12:00 AM) PM WILL BE DONE ON THE NEXT ULTRASOUND PM CYCLE 7/14/2017 11:56 AM ZXKISELEV | BB072F98-9FBD-4727-BF22-7E2F350D2C3A | Labor | 10/31/2019 | 10/31/2019 | Zhan Kiselev
|  | GE HEALTHCARE | S1-5 | TRANSDUCER, ULTRASOUND |  | ULTRASOUND | 1103 N Kings Hwy |  |  | 10/31/2019 |  |  |  |  | NO | YES |  |  |  |  | GE MEDICAL SYSTEMS 30144339 04301111 |  |  | Active |  | 99:99:99:99:99:99 |  | Accessory | PAAR:00-PVAR | 10/31/2019 | 10/31/2019 | COOPER UNIVERSITY HOSPITAL |  |  | B 16 | 0011830968 | Tracy Saldutti | Preventative Maintenance | Closed | Zhan Kiselev | 10/31/2019 | 10/31/2019 | Performance Assurance: 00-MFG | 7/14/2017 11:56:50 AM ZXKISELEV (ZXKISELEV 7/14/2017 12:00 AM) PM WILL BE DONE ON THE NEXT ULTRASOUND PM CYCLE 7/14/2017 11:56 AM ZXKISELEV | D247C666-DC43-45BD-B686-A84983356485 | Labor | 10/31/2019 | 10/31/2019 | Zhan Kiselev
|  | GE HEALTHCARE | S4-10 | TRANSDUCER, ULTRASOUND |  | ULTRASOUND | Kelemen | BASEMENT |  | 10/31/2019 |  |  |  |  | NO | YES |  |  |  |  | GE MEDICAL SYSTEMS 30144342 12900767 |  |  | Active |  | 99:99:99:99:99:99 |  | Accessory | PAAR:00-PVAR | 10/31/2019 | 10/31/2019 | COOPER UNIVERSITY HOSPITAL |  |  | B20 | 0011830969 | Tracy Saldutti | Preventative Maintenance | Closed | Zhan Kiselev | 10/31/2019 | 10/31/2019 | Performance Assurance: 00-MFG | 7/14/2017 11:57:06 AM ZXKISELEV (ZXKISELEV 7/14/2017 12:00 AM) PM WILL BE DONE ON THE NEXT ULTRASOUND PM CYCLE | C50D12CB-EFEF-4C09-AD32-765DDD4BAEFD | Labor | 10/31/2019 | 10/31/2019 | Zhan Kiselev
|  | GE HEALTHCARE | T739 | TRANSDUCER, ULTRASOUND | 989808YM1 | OPERATING ROOM - PAVILION | Pavilion |  |  | 10/27/2008 |  |  |  |  | NO | YES |  |  |  |  | GE MEDICAL SYSTEMS 10368351 989808YM1 |  |  | Active |  | 99:99:99:99:99:99 |  | Accessory | PAAR:00-PVAR | 10/31/2019 |  | COOPER UNIVERSITY HOSPITAL |  |  | OR STORAGE | 0011830737 | DOMINIC VENDETTA | Preventative Maintenance | Closed | Zhan Kiselev | 07/01/2017 | 07/14/2017 | Performance Assurance: 00-MFG | 7/14/2017 11:39:43 AM ZXKISELEV (ZXKISELEV 7/14/2017 12:00 AM) PM WILL BE DONE ON THE NEXT ULTRASOUND PM CYCLE 7/14/2017 11:39 AM ZXKISELEV | B79380C9-B46F-4B58-B3ED-99E9F32BC702 | Labor | 07/14/2017 | 07/14/2017 | Zhan Kiselev
|  | MINDRAY | C5-1S | TRANSDUCER, ULTRASOUND | CB3D95016997 | EMERGENCY ROOM | Kelemen |  |  | 10/31/2019 |  |  |  |  | NO | YES |  |  |  |  | MINDRAY 11208422 CB3D95016997 |  |  | Active |  |  |  | Accessory | PAAR:00-PVAR | 10/31/2019 | 10/31/2019 | COOPER UNIVERSITY HOSPITAL |  |  | Performance Verification | WOT00000003432889 | KAREN GRUBER | Performance Verification | Completed | Zhan Kiselev | 10/31/2019 | 10/31/2019 | Performance Verification for MINDRAY 11208422 CB3D95016997 | Initial Install of Performance Verification. Device is ready for patient use. |  |  | 10/31/2019 | 10/31/2019
|  | MINDRAY | C5-1S | TRANSDUCER, ULTRASOUND | 9SD77005676 | EMERGENCY ROOM | Kelemen |  |  | 11/07/2017 |  |  |  |  | NO | YES |  |  |  |  | MINDRAY 10732414 9SD77005676 |  |  | Active |  | 99:99:99:99:99:99 |  | Accessory | PAAR:00-PVAR | 10/31/2019 |  | COOPER UNIVERSITY HOSPITAL |  |  |  | 0012586260 | KAREN GRUBER | Preventative Maintenance | Closed | Josh Harris | 12/27/2017 | 12/27/2017 | PERFORMANCE ASSURANCE AT INVENTORY | INVENTORIED DEVICE AND ENSURED DEVICE WAS FUNCTIONING PROPERLY. | 29535215-51C3-40EC-A174-A6A2D9BA88DB | Labor | 11/07/2017 | 11/07/2017 | Zhan Kiselev
|  | MINDRAY | C5-1S | TRANSDUCER, ULTRASOUND | PXD6A003588 | EMERGENCY ROOM | Kelemen |  |  | 12/22/2016 |  |  |  |  | NO | YES |  |  |  |  | MINDRAY 10649778 PXD6A003588 |  |  | Active |  | 99:99:99:99:99:99 |  | Accessory | PAAR:00-PVAR | 10/31/2019 |  | COOPER UNIVERSITY HOSPITAL |  |  |  | 0011491218 | KAREN GRUBER | Performance Verification | Closed | Bonnie Aichroth | 04/18/2017 | 04/18/2017 | INCOMING INVENTORY | DEVICE INVENTORIED | 489720FD-D843-499B-9AEB-79015C36A236 | Labor | 04/18/2017 | 04/18/2017 | Bonnie Aichroth
|  | MINDRAY | C5-2S | TRANSDUCER, ULTRASOUND | 9KD94067658 |  | 201 S Broadway | [7 empty] | YES | YES
|  | MINDRAY | L12-4S | TRANSDUCER, ULTRASOUND | CAYE91059856 | INTENSIVE CARE UNIT | Kelemen |  |  | 10/31/2019 |  |  |  |  | NO | YES |  |  |  |  | MINDRAY 11208380 CAYE91059856 |  |  | Active |  |  |  | Accessory | PAAR:00-PVAR | 10/31/2019 | 10/31/2019 | COOPER UNIVERSITY HOSPITAL |  |  | Performance Verification | WOT00000002549657 | CAROLYN RUMELL | Performance Verification | Closed | Zhan Kiselev | 10/31/2019 | 10/31/2019 | Performance Verification for MINDRAY 11208380 CAYE91059856 | Initial Install of Performance Verification. Device is ready for patient use. |  |  | 10/31/2019 | 10/31/2019
|  | MINDRAY | L12-4S | TRANSDUCER, ULTRASOUND | CAYE76032948 | EMERGENCY ROOM | Kelemen |  |  | 11/07/2017 |  |  |  |  | NO | YES |  |  |  |  | MINDRAY 10732415 CAYE76032948 |  |  | Disposition |  | 99:99:99:99:99:99 |  | Accessory | PAAR:00-PVAR | 10/16/2019 |  | COOPER UNIVERSITY HOSPITAL |  |  |  | 0012586263 | KAREN GRUBER | Preventative Maintenance | Closed | Josh Harris | 12/27/2017 | 12/27/2017 | PERFORMANCE ASSURANCE AT INVENTORY | INVENTORIED DEVICE AND ENSURED DEVICE WAS FUNCTIONING PROPERLY. | 40D86C19-9102-40BD-9801-159DDFF0A0E3 | Labor | 11/07/2017 | 11/07/2017 | Zhan Kiselev
|  | MINDRAY | L12-4S | TRANSDUCER, ULTRASOUND | VSK73028832 | INTENSIVE CARE UNIT | Pavilion |  |  | 05/18/2017 |  |  |  |  | NO | YES |  |  |  |  | MINDRAY 10649793 VSK73028832 |  |  | Active |  | 99:99:99:99:99:99 |  | Accessory | PAAR:00-PVAR | 10/31/2019 |  | COOPER UNIVERSITY HOSPITAL |  |  |  | 0012411365 | CAROLYN RUMELL | Preventative Maintenance | Closed | Josh Harris | 11/17/2017 | 11/17/2017 | PERFORMANCE ASSURANCE AT INVENTORY | INVENTORIED DEVICE AND ENSURED DEVICE WAS FUNCTIONING PROPERLY. | EABEB8EB-65CA-45D4-8151-81D9AA358C7B | Labor | 05/18/2017 | 05/18/2017 | Zhan Kiselev
|  | MINDRAY | L14-6S | TRANSDUCER, ULTRASOUND | CB2P99013733 | EMERGENCY ROOM | Kelemen |  |  | 11/07/2017 |  |  |  |  | NO | YES |  |  |  |  | MINDRAY 10732412 CB2P99013733 |  |  | Active |  | 99:99:99:99:99:99 |  | Accessory | PAAR:00-PVAR | 10/31/2019 |  | COOPER UNIVERSITY HOSPITAL |  |  |  | 0012508823 | KAREN GRUBER | Performance Verification | Closed | Josh Harris | 12/15/2017 | 12/15/2017 | INCOMING INVENTORY | DEVICE INVENTORIED | 0B122414-358E-462D-910C-398B4855404A | Labor | 12/15/2017 | 12/15/2017 | Josh Harris
|  | MINDRAY | L20-5S | TRANSDUCER, ULTRASOUND | VQD83000463 | EMERGENCY ROOM | Kelemen |  |  | 10/31/2019 |  |  |  |  | NO | YES |  |  |  |  | MINDRAY 11208351 VQD83000463 |  |  | Active |  | 99:99:99:99:99:99 |  | Accessory | PAAR:00-PVAR | 10/31/2019 | 10/31/2019 | COOPER UNIVERSITY HOSPITAL |  |  |  | WOT00000001809100 | KAREN GRUBER | Performance Verification | Closed | Zhan Kiselev | 10/31/2019 | 10/31/2019 | CEID Record Completion for MINDRAY 11208351 VQD83000463 | New Equipment Inspection | EXP1876180 | Labor | 10/31/2019 | 10/31/2019 | Zhan Kiselev
|  | MINDRAY | L20-5S | TRANSDUCER, ULTRASOUND | VQD6B000079 |  | Kelemen | [7 empty] | YES | YES
|  | MINDRAY | L7-3S | TRANSDUCER, ULTRASOUND | CB3n87114060 |  | 201 S Broadway | [7 empty] | YES | YES
|  | MINDRAY | L7-3S | TRANSDUCER, ULTRASOUND | CB3M79111718 |  | 201 S Broadway | [7 empty] | YES | YES
|  | MINDRAY | P4-2S | TRANSDUCER, ULTRASOUND | Vsm87028350 |  | 201 S Broadway | [7 empty] | YES | YES
|  | MINDRAY | P4-2S | TRANSDUCER, ULTRASOUND | VSM87028327 |  | 201 S Broadway | [7 empty] | YES | YES
|  | MINDRAY | P7-3T | TRANSDUCER, ULTRASOUND | NYJSC000184 | INTENSIVE CARE UNIT | Kelemen |  |  | 07/07/2016 |  |  |  |  | NO | YES |  |  |  |  | MINDRAY 10505318 NYJSC000184 |  |  | Active |  | 99:99:99:99:99:99 |  | Accessory | 1Y:00-MFG | 06/11/2019 | 06/01/2020 | COOPER UNIVERSITY HOSPITAL |  |  |  |  | CAROLYN RUMELL
|  | MINDRAY | SP5-1S | TRANSDUCER, ULTRASOUND | 9SC9201810 | INTENSIVE CARE UNIT | Pavilion |  |  | 10/31/2019 |  |  |  |  | NO | YES |  |  |  |  | MINDRAY 11208381 9SC9201810 |  |  | Active |  |  |  | Accessory | PAAR:00-PVAR | 10/31/2019 | 10/31/2019 | COOPER UNIVERSITY HOSPITAL |  |  | Performance Verification | WOT00000002549692 | CAROLYN RUMELL | Performance Verification | Closed | Zhan Kiselev | 10/31/2019 | 10/31/2019 | Performance Verification for MINDRAY 11208381 9SC9201810 | Initial Install of Performance Verification. Device is ready for patient use. |  |  | 10/31/2019 | 10/31/2019
|  | MINDRAY | SP5-1S | TRANSDUCER, ULTRASOUND | NYX45000179 | EMERGENCY ROOM | Kelemen |  |  | 11/07/2017 |  |  |  |  | NO | YES |  |  |  |  | MINDRAY 10732413 NYX45000179 |  |  | Active |  | 99:99:99:99:99:99 |  | Accessory | PAAR:00-PVAR | 10/31/2019 |  | COOPER UNIVERSITY HOSPITAL |  |  |  | 0012586255 | KAREN GRUBER | Performance Verification | Closed | Josh Harris | 12/27/2017 | 12/27/2017 | INCOMING INVENTORY | DEVICE INVENTORIED | F3123CBE-2B37-465A-B766-38D68F0DCFAF | Labor | 12/27/2017 | 12/27/2017 | Josh Harris
|  | MINDRAY | SP5-1S | TRANSDUCER, ULTRASOUND | NYX72005379 | INTENSIVE CARE UNIT | Kelemen |  |  | 05/18/2017 |  |  |  |  | NO | YES |  |  |  |  | MINDRAY 10649794 NYX72005379 |  |  | Active |  | 99:99:99:99:99:99 |  | Accessory | PAAR:00-PVAR | 10/31/2019 |  | COOPER UNIVERSITY HOSPITAL |  |  |  | 0012411369 | CAROLYN RUMELL | Preventative Maintenance | Closed | Josh Harris | 11/17/2017 | 11/17/2017 | PERFORMANCE ASSURANCE AT INVENTORY | INVENTORIED DEVICE AND ENSURED DEVICE WAS FUNCTIONING PROPERLY. | 318535F4-35B9-49A4-B7D1-64280A08F3C4 | Labor | 05/18/2017 | 05/18/2017 | Zhan Kiselev
|  | MINDRAY | SP5-1S | TRANSDUCER, ULTRASOUND | NYX6100226 | INTENSIVE CARE UNIT | Kelemen |  |  | 07/07/2016 |  |  |  |  | NO | YES |  |  |  |  | MINDRAY 10505316 NYX6100226 |  |  | Active |  | 99:99:99:99:99:99 |  | Accessory | PAAR:00-PVAR | 10/31/2019 |  | COOPER UNIVERSITY HOSPITAL |  |  |  |  | CAROLYN RUMELL
|  | MINDRAY | SP5-1S | TRANSDUCER, ULTRASOUND | NYD65038474 | INTENSIVE CARE UNIT | Kelemen |  |  | 07/07/2016 |  |  |  |  | NO | YES |  |  |  |  | MINDRAY 10505317 NYD65038474 |  |  | Active |  | 99:99:99:99:99:99 |  | Accessory | PAAR:00-PVAR | 10/31/2019 |  | COOPER UNIVERSITY HOSPITAL |  |  |  |  | CAROLYN RUMELL
|  | MINDRAY | SP5-1S | TRANSDUCER, ULTRASOUND | pxd47000581 | EMERGENCY ROOM | Kelemen |  |  | 01/01/1900 |  |  |  |  | NO | YES |  |  |  |  | MINDRAY 10366555 pxd47000581 |  |  | Active |  | 99:99:99:99:99:99 |  | Accessory | PAAR:00-PVAR | 11/01/2019 |  | COOPER UNIVERSITY HOSPITAL |  |  | BIOMED | WOT00000002205770 | KAREN GRUBER | Disposition | Closed | Richard Jolly | 02/14/2019 | 07/08/2019 | Bulk Disposition CNL
|  | MINDRAY | V11-3WS | TRANSDUCER, ULTRASOUND | LDL84007004 | EMERGENCY ROOM | Kelemen |  |  | 10/31/2019 |  |  |  |  | NO | YES |  |  |  |  | MINDRAY 11208372 LDL84007004 |  |  | Active |  |  |  | Equipment | PAAR:00-PVAR | 10/31/2019 | 10/31/2019 | COOPER UNIVERSITY HOSPITAL |  |  | Performance Verification | WOT00000002383336 | KAREN GRUBER | Performance Verification | Closed | Zhan Kiselev | 10/31/2019 | 10/31/2019 | Performance Verification for MINDRAY 11208372 LDL84007004 | Initial Install of Performance Verification. Device is ready for patient use. |  |  | 10/31/2019 | 10/31/2019
|  | MINDRAY | V11-3WS | TRANSDUCER, ULTRASOUND | LDL88008062 | EMERGENCY ROOM | Kelemen |  |  | 10/31/2019 |  |  |  |  | NO | YES |  |  |  |  | MINDRAY 11208355 LDL88008062 |  |  | Active |  | 99:99:99:99:99:99 |  | Equipment | PAAR:00-PVAR | 10/31/2019 | 10/31/2019 | COOPER UNIVERSITY HOSPITAL |  |  |  | WOT00000001814945 | KAREN GRUBER | Performance Verification | Closed | Zhan Kiselev | 10/31/2019 | 10/31/2019 | Performance Verification for MINDRAY 11208355 LDL88008062 | Initial Install of Performance Verification. Device is ready for patient use. |  |  | 10/31/2019 | 10/31/2019
|  | PHILIPS MEDICAL SYSTEMS | C10-3V | TRANSDUCER, ULTRASOUND | B2BZK1 | COOPER CANCER CENTER | MD Anderson Cancer Center |  |  | 10/31/2019 |  |  |  |  | NO | YES |  |  |  |  | PHILIPS MEDICAL SYSTEMS 11208086 B2BZK1 |  |  | Active |  | 99:99:99:99:99:99 |  | Accessory | PAAR:00-PVAR | 10/31/2019 | 10/31/2019 | COOPER AMBULATORY OFF-SITES |  |  |  | WOT00000001465764 | COLLEEN TEGELER | Performance Verification | Closed | Zhan Kiselev | 10/31/2019 | 10/31/2019 | Performance Verification for PHILIPS MEDICAL SYSTEMS 11208086 B2BZK1 | Initial Install of Performance Verification. Device is ready for patient use. |  |  | 10/31/2019 | 10/31/2019
|  | PHILIPS MEDICAL SYSTEMS | C10-3V | TRANSDUCER, ULTRASOUND | B3HHP1 | VOORHEES SURGERY CENTER-RADIOLOGY | 900 Centennial Blvd | Suite B |  | 10/31/2019 |  |  |  |  | NO | YES |  |  |  |  | PHILIPS MEDICAL SYSTEMS 11208057 B3HHP1 |  |  | Active |  | 99:99:99:99:99:99 |  | Accessory | PAAR:00-PVAR | 10/31/2019 | 10/31/2019 | COOPER AMBULATORY OFF-SITES |  |  | US2 | WOT00000001018772 | PAT STIENES | Performance Verification | Closed | Zhan Kiselev | 10/31/2019 | 10/31/2019 | Performance Verification for PHILIPS MEDICAL SYSTEMS 11208057 B3HHP1 | Initial Install of Performance Verification. Device is ready for patient use. |  |  | 10/31/2019 | 10/31/2019
|  | PHILIPS MEDICAL SYSTEMS | C10-3V | TRANSDUCER, ULTRASOUND | B0Q1V5 | VOORHEES SURGERY CENTER-RADIOLOGY | 900 Centennial Blvd | Suite B |  | 11/02/2019 |  |  |  |  | NO | YES |  |  |  |  | PHILIPS MEDICAL SYSTEMS 30142504 B0Q1V5 |  |  | Active |  | 99:99:99:99:99:99 |  | Accessory | PAAR:00-PVAR | 11/02/2019 | 11/02/2019 | COOPER AMBULATORY OFF-SITES |  |  | ULTRASOUND C |  | PAT STIENES |  |  |  | 11/02/2019 | 11/02/2019 |  |  |  |  | 11/02/2019 | 11/02/2019
|  | PHILIPS MEDICAL SYSTEMS | C5-1 | TRANSDUCER, ULTRASOUND | B078CX | VOORHEES SURGERY CENTER-RADIOLOGY | Kelemen | BASEMENT |  | 10/31/2019 |  |  |  |  | NO | YES |  |  |  |  | PHILIPS MEDICAL SYSTEMS 11222061 B078CX |  |  | Active | TL11222061 | 99:99:99:99:99:99 |  | Accessory | PAAR:00-PVAR | 10/31/2019 | 10/31/2019 | COOPER AMBULATORY OFF-SITES |  |  | Suite B | WOT00000001266849 | PAT STIENES | Performance Verification | Closed | Zhan Kiselev | 10/31/2019 | 10/31/2019 | Performance Verification for PHILIPS MEDICAL SYSTEMS TL11222061 B078CX | Initial Install of Performance Verification. Device is ready for patient use. |  |  | 10/31/2019 | 10/31/2019
|  | PHILIPS MEDICAL SYSTEMS | C5-1 | TRANSDUCER, ULTRASOUND | B0FWJ7 |  | 400 Medical Center Dr | [7 empty] | YES | YES
|  | PHILIPS MEDICAL SYSTEMS | C5-1 | TRANSDUCER, ULTRASOUND | B12Y6Y |  | 400 Medical Center Dr | [7 empty] | YES | YES
|  | PHILIPS MEDICAL SYSTEMS | C5-1 | TRANSDUCER, ULTRASOUND | B05C5W | VOORHEES SURGERY CENTER-RADIOLOGY | 900 Centennial Blvd | Suite B |  | 10/31/2019 |  |  |  |  | NO | YES |  |  |  |  | PHILIPS MEDICAL SYSTEMS 11208099 B05C5W |  |  | Active | TL11208099 | 99:99:99:99:99:99 |  | Accessory | PAAR:00-PVAR | 10/31/2019 | 10/31/2019 | COOPER AMBULATORY OFF-SITES |  |  |  | WOT00000001727878 | PAT STIENES | Performance Verification | Closed | Zhan Kiselev | 10/31/2019 | 10/31/2019 | Performance Verification for PHILIPS MEDICAL SYSTEMS TL11208099 B05C5W | Initial Install of Performance Verification. Device is ready for patient use. |  |  | 10/31/2019 | 10/31/2019
|  | PHILIPS MEDICAL SYSTEMS | C5-1 | TRANSDUCER, ULTRASOUND | B2G2PC | VOORHEES SURGERY CENTER-RADIOLOGY | 900 Centennial Blvd | Suite B |  | 10/31/2019 |  |  |  |  | NO | YES |  |  |  |  | PHILIPS MEDICAL SYSTEMS 11208059 B2G2PC |  |  | Active |  | 99:99:99:99:99:99 |  | Accessory | PAAR:00-PVAR | 10/31/2019 | 10/31/2019 | COOPER AMBULATORY OFF-SITES |  |  | US2 | WOT00000001018729 | PAT STIENES | Performance Verification | Closed | Zhan Kiselev | 10/31/2019 | 10/31/2019 | Performance Verification for PHILIPS MEDICAL SYSTEMS 11208059 B2G2PC | Initial Install of Performance Verification. Device is ready for patient use. |  |  | 10/31/2019 | 10/31/2019
|  | PHILIPS MEDICAL SYSTEMS | C5-1 | TRANSDUCER, ULTRASOUND | B24XN6 | COOPER CANCER CENTER | MD Anderson Cancer Center |  |  | 05/04/2018 |  |  |  |  | NO | YES |  |  |  |  | PHILIPS MEDICAL SYSTEMS 10752793 B24XN6 |  |  | Active |  | 99:99:99:99:99:99 |  | Accessory | PAAR:00-PVAR | 10/31/2019 |  | COOPER AMBULATORY OFF-SITES |  |  | C1104F | WOT00000001018351 | COLLEEN TEGELER | Performance Verification | Closed | Zhan Kiselev | 06/01/2018 | 06/10/2019 | Performance Verification for PHILIPS MEDICAL SYSTEMS 10752793 B24XN6 | Initial Install of Performance Verification. Device is ready for patient use.
|  | PHILIPS MEDICAL SYSTEMS | C5-1 | TRANSDUCER, ULTRASOUND | 03F0MM |  | 6015 Main St | [7 empty] | NO | YES
|  | PHILIPS MEDICAL SYSTEMS | C5-1 | TRANSDUCER, ULTRASOUND | B0NG30 | VOORHEES CARDIOLOGY | 901 Centennial Blvd | Building 1 |  | 05/02/2013 |  |  |  |  | NO | YES |  |  |  |  | PHILIPS MEDICAL SYSTEMS 10367054 B0NG30 |  |  | Active |  | 99:99:99:99:99:99 |  | Accessory | PAAR:00-PVAR | 10/31/2019 |  | COOPER AMBULATORY OFF-SITES |  |  | VOORHEES CARDIOLOGY - PVR LAB | 0011830483 | KATHY COMO | Preventative Maintenance | Closed | Zhan Kiselev | 07/01/2017 | 07/14/2017 | Performance Assurance: 00-MFG | 7/14/2017 3:12:24 PM ZXKISELEV (ZXKISELEV 7/14/2017 12:00 AM) PM WILL BE DONE ON THE NEXT ULTRASOUND PM CYCLE | B4E956F0-C82B-41C8-9F96-61F3E0239248 | Labor | 07/14/2017 | 07/14/2017 | Zhan Kiselev
|  | PHILIPS MEDICAL SYSTEMS | C5-1 | TRANSDUCER, ULTRASOUND | B1CR2B | ANESTHESIOLOGY | Pavilion |  |  | 08/03/2015 |  |  |  |  | NO | YES |  |  |  |  | PHILIPS MEDICAL SYSTEMS 10349305 B1CR2B |  |  | Active |  | 99:99:99:99:99:99 |  | Accessory | PAAR:00-PVAR | 10/31/2019 |  | COOPER UNIVERSITY HOSPITAL |  |  | OR HOLDING |  | GIACINTA ROUPAS
|  | PHILIPS MEDICAL SYSTEMS | C5-1 | TRANSDUCER, ULTRASOUND | BOGQ94 | 3 COOPER-CARDIAC DIAGNOSTIC CENTER | 3 Cooper |  |  | 10/31/2019 |  |  |  |  | NO | YES |  |  |  |  | PHILIPS MEDICAL SYSTEMS 30149575 BOGQ94 |  |  | Active |  | 99:99:99:99:99:99 |  | Accessory | PAAR:00-PVAR | 10/31/2019 | 10/31/2019 | COOPER AMBULATORY OFF-SITES |  |  | SUITE 318 - ULTRASOUND ROOM | 0011830465 | CARLA TRUELL | Preventative Maintenance | Closed | Zhan Kiselev | 10/31/2019 | 10/31/2019 | Performance Assurance: 00-MFG | 7/18/2017 5:46:46 PM ZXKISELEV (ZXKISELEV 7/18/2017 12:00 AM) PASS 7/18/2017 5:46 PM ZXKISELEV | 914532B9-58DB-4584-8165-D49737C90E35 | Labor | 10/31/2019 | 10/31/2019 | Zhan Kiselev
|  | PHILIPS MEDICAL SYSTEMS | C5-1 | TRANSDUCER, ULTRASOUND | BOKGX9 | 3 COOPER-RADIOLOGY | 3 Cooper |  |  | 05/02/2013 |  |  |  |  | NO | YES |  |  |  |  | PHILIPS MEDICAL SYSTEMS 10345983 BOKGX9 |  |  | Active |  | 99:99:99:99:99:99 |  | Accessory | PAAR:00-PVAR | 10/31/2019 |  | COOPER AMBULATORY OFF-SITES |  |  | ULTRASOUND ROOM A | 0011830473 | JUDY ADIRZONE | Preventative Maintenance | Closed | Zhan Kiselev | 07/01/2017 | 07/14/2017 | Performance Assurance: 00-MFG | 7/14/2017 2:16:53 PM ZXKISELEV (ZXKISELEV 7/14/2017 12:00 AM) PM WILL BE DONE ON THE NEXT ULTRASOUND PM CYCLE 7/14/2017 2:16 PM ZXKISELEV | B94A2A18-B31B-472C-8061-08EC6CF1AF3F | Labor | 07/14/2017 | 07/14/2017 | Zhan Kiselev
|  | PHILIPS MEDICAL SYSTEMS | C5-1 | TRANSDUCER, ULTRASOUND | BONFMH | VOORHEES CARDIOLOGY | 901 Centennial Blvd | Building 2 |  | 10/31/2019 |  |  |  |  | NO | YES |  |  |  |  | PHILIPS MEDICAL SYSTEMS 30142518 BONFMH |  |  | Active |  | 99:99:99:99:99:99 |  | Accessory | PAAR:00-PVAR | 10/31/2019 | 10/31/2019 | COOPER AMBULATORY OFF-SITES |  |  | VOORHEES Perephial/Vascular Lab | 0011830528 | KATHY COMO | Preventative Maintenance | Closed | Zhan Kiselev | 10/31/2019 | 10/31/2019 | Performance Assurance: 00-MFG | 7/14/2017 3:10:40 PM ZXKISELEV (ZXKISELEV 7/14/2017 12:00 AM) PM WILL BE DONE ON THE NEXT ULTRASOUND PM CYCLE | 88BE2378-CA62-4586-8984-97E38A299E93 | Labor | 10/31/2019 | 10/31/2019 | Zhan Kiselev
|  | PHILIPS MEDICAL SYSTEMS | C5-2 | TRANSDUCER, ULTRASOUND | 02W5Q7 | VOORHEES SURGERY CENTER-RADIOLOGY | 900 Centennial Blvd | Suite B |  | 06/27/2015 |  |  |  |  | NO | YES |  |  |  |  | PHILIPS MEDICAL SYSTEMS 10356870 02W5Q7 |  |  | Active |  | 99:99:99:99:99:99 |  | Accessory | PAAR:00-PVAR | 10/31/2019 |  | COOPER AMBULATORY OFF-SITES |  |  | ULATRA SOUND A |  | PAT STIENES
|  | PHILIPS MEDICAL SYSTEMS | C8-4V | TRANSDUCER, ULTRASOUND | 02C7KR | VOORHEES SURGERY CENTER-RADIOLOGY | 900 Centennial Blvd | Suite B |  | 10/31/2019 |  |  |  |  | NO | YES |  |  |  |  | PHILIPS MEDICAL SYSTEMS 11208368 02C7KR |  |  | Active | TL11208368 |  |  | Accessory | PAAR:00-PVAR | 10/31/2019 | 10/31/2019 | COOPER AMBULATORY OFF-SITES |  |  | SUITE B | WOT00000002123563 | PAT STIENES | Performance Verification | Closed | Zhan Kiselev | 10/31/2019 | 10/31/2019 | Performance Verification for PHILIPS MEDICAL SYSTEMS TL11208368 02C7KR | Initial Install of Performance Verification. Device is ready for patient use. |  |  | 10/31/2019 | 10/31/2019
|  | PHILIPS MEDICAL SYSTEMS | C8-4V | TRANSDUCER, ULTRASOUND | 029TFX | 3 COOPER-RADIOLOGY | 3 Cooper |  |  | 10/31/2019 |  |  |  |  | NO | YES |  |  |  |  | PHILIPS MEDICAL SYSTEMS 30142181 029TFX |  |  | Active |  | 99:99:99:99:99:99 |  | Accessory | PAAR:00-PVAR | 10/31/2019 | 10/31/2019 | COOPER AMBULATORY OFF-SITES |  |  | ULTRASOUND ROOM A |  | JUDY ADIRZONE |  |  |  | 10/31/2019 | 10/31/2019 |  |  |  |  | 10/31/2019 | 10/31/2019
|  | PHILIPS MEDICAL SYSTEMS | EL18-4 PUREWAVE | TRANSDUCER, ULTRASOUND | B2C5L2 | VOORHEES SURGERY CENTER-RADIOLOGY | 900 Centennial Blvd | Suite B |  | 10/31/2019 |  |  |  |  | NO | YES |  |  |  |  | PHILIPS MEDICAL SYSTEMS 11208060 B2C5L2 |  |  | Active |  | 99:99:99:99:99:99 |  | Accessory | PAAR:00-PVAR | 10/31/2019 | 10/31/2019 | COOPER AMBULATORY OFF-SITES |  |  | US2 | WOT00000001018740 | PAT STIENES | Performance Verification | Closed | Zhan Kiselev | 10/31/2019 | 10/31/2019 | Performance Verification for PHILIPS MEDICAL SYSTEMS 11208060 B2C5L2 | Initial Install of Performance Verification. Device is ready for patient use. |  |  | 10/31/2019 | 10/31/2019
|  | PHILIPS MEDICAL SYSTEMS | L12-3 | TRANSDUCER, ULTRASOUND | B1KBJM |  | 400 Medical Center Dr | [7 empty] | YES | YES
|  | PHILIPS MEDICAL SYSTEMS | L12-3 | TRANSDUCER, ULTRASOUND | B326T5 | COOPER BONE & JOINT- GLASSBORO | 221 Victoria Street |  |  | 10/31/2019 |  |  |  |  | NO | YES |  |  |  |  | PHILIPS MEDICAL SYSTEMS 11221872 B326T5 |  |  | Active |  |  |  | Accessory | PAAR:00-PVAR | 10/31/2019 | 10/31/2019 | COOPER AMBULATORY OFF-SITES |  |  | cardiac partners - glassboro | WOT00000002673890 | COURTNEY BUDD | Performance Verification | Closed | Josh Harris | 10/31/2019 | 10/31/2019 | Performance Verification for PHILIPS MEDICAL SYSTEMS 11221872 B326T5 | Initial Install of Performance Verification. Device is ready for patient use. |  |  | 10/31/2019 | 10/31/2019
|  | PHILIPS MEDICAL SYSTEMS | L12-3 | TRANSDUCER, ULTRASOUND | B0NKH9 |  | 400 Medical Center Dr | [7 empty] | NO | YES
|  | PHILIPS MEDICAL SYSTEMS | L12-3 | TRANSDUCER, ULTRASOUND | B2HTX6 | VOORHEES SURGERY CENTER-RADIOLOGY | 900 Centennial Blvd | Suite B |  | 10/31/2019 |  |  |  |  | NO | YES |  |  |  |  | PHILIPS MEDICAL SYSTEMS 11208058 B2HTX6 |  |  | Active |  | 99:99:99:99:99:99 |  | Accessory | PAAR:00-PVAR | 10/31/2019 | 10/31/2019 | COOPER AMBULATORY OFF-SITES |  |  | US2 | WOT00000001018785 | PAT STIENES | Performance Verification | Closed | Zhan Kiselev | 10/31/2019 | 10/31/2019 | Performance Verification for PHILIPS MEDICAL SYSTEMS 11208058 B2HTX6 | Initial Install of Performance Verification. Device is ready for patient use. |  |  | 10/31/2019 | 10/31/2019
|  | PHILIPS MEDICAL SYSTEMS | L12-3 | TRANSDUCER, ULTRASOUND | B29KV7 | COOPER CANCER CENTER | MD Anderson Cancer Center |  |  | 05/04/2018 |  |  |  |  | NO | YES |  |  |  |  | PHILIPS MEDICAL SYSTEMS 10752794 B29KV7 |  |  | Active |  | 99:99:99:99:99:99 |  | Accessory | PAAR:00-PVAR | 10/31/2019 |  | COOPER AMBULATORY OFF-SITES |  |  | C1104F | WOT00000001018299 | COLLEEN TEGELER | Performance Verification | Closed | Zhan Kiselev | 06/01/2018 | 06/10/2019 | Performance Verification for PHILIPS MEDICAL SYSTEMS 10752794 B29KV7 | Initial Install of Performance Verification. Device is ready for patient use.
|  | PHILIPS MEDICAL SYSTEMS | L12-3 | TRANSDUCER, ULTRASOUND | B0Q3KR | OR - KELEMEN 3 | Pavilion |  |  | 08/11/2014 |  |  |  |  | NO | YES |  |  |  |  | PHILIPS MEDICAL SYSTEMS 10368533 B0Q3KR |  |  | Active |  | 99:99:99:99:99:99 |  | Accessory | PAAR:00-PVAR | 11/02/2019 |  | COOPER UNIVERSITY HOSPITAL |  |  | HOLDING BED 27 | WOT00000000521947 | DOMINIC VENDETTA | Disposition | Closed | Salvatore Bombara | 02/08/2018 | 05/15/2019 | Bulk Disposition CNL
|  | PHILIPS MEDICAL SYSTEMS | L12-3 | TRANSDUCER, ULTRASOUND | B1WHBY | HEART INSTITUTE | 400 Medical Center Dr |  |  | 10/31/2019 |  |  |  |  | NO | YES |  |  |  |  | PHILIPS MEDICAL SYSTEMS 30244819 B1WHBY |  |  | Active |  | 99:99:99:99:99:99 |  | Accessory | PAAR:00-PVAR | 10/31/2019 | 10/31/2019 | COOPER AMBULATORY OFF-SITES |  |  |  | 0011506180 | KATHRYN COMO | Preventative Maintenance | Closed | Bonnie Aichroth | 10/31/2019 | 10/31/2019 | PERFORMANCE ASSURANCE AT INVENTORY | INVENTORIED DEVICE AND ENSURED DEVICE WAS FUNCTIONING PROPERLY. | 8FB559AD-76DD-4191-A7D1-27F2AAD29EEC | Labor | 10/31/2019 | 10/31/2019 | Michael Youch
|  | PHILIPS MEDICAL SYSTEMS | L12-3 | TRANSDUCER, ULTRASOUND | B1CCHQ | ANESTHESIOLOGY | Pavilion |  |  | 08/03/2015 |  |  |  |  | NO | YES |  |  |  |  | PHILIPS MEDICAL SYSTEMS 10349304 B1CCHQ |  |  | Active |  | 99:99:99:99:99:99 |  | Accessory | PAAR:00-PVAR | 10/31/2019 |  | COOPER UNIVERSITY HOSPITAL |  |  | OR HOLDING |  | GIACINTA ROUPAS
|  | PHILIPS MEDICAL SYSTEMS | L12-5 | TRANSDUCER, ULTRASOUND | 02VFJ6 | VOORHEES SURGERY CENTER-RADIOLOGY | 900 Centennial Blvd | Suite B |  | 10/31/2019 |  |  |  |  | NO | YES |  |  |  |  | PHILIPS MEDICAL SYSTEMS 11222085 02BFJ6 |  |  | Active | TL11222085 | 99:99:99:99:99:99 |  | Accessory | PAAR:00-PVAR | 10/31/2019 | 10/31/2019 | COOPER AMBULATORY OFF-SITES |  |  | Suite B | WOT00000001266880 | PAT STIENES | Performance Verification | Closed | Zhan Kiselev | 10/31/2019 | 10/31/2019 | Performance Verification for PHILIPS MEDICAL SYSTEMS TL11222085 02BFJ6 | Initial Install of Performance Verification. Device is ready for patient use. |  |  | 10/31/2019 | 10/31/2019
|  | PHILIPS MEDICAL SYSTEMS | L12-5 | TRANSDUCER, ULTRASOUND | B03GHN | VOORHEES SURGERY CENTER-RADIOLOGY | 900 Centennial Blvd | Suite B |  | 03/20/2018 |  |  |  |  | NO | YES |  |  |  |  | PHILIPS MEDICAL SYSTEMS 10752791 B03GHN |  |  | Active | TL10752791 | 99:99:99:99:99:99 |  | Accessory | PAAR:00-PVAR | 10/31/2019 |  | COOPER AMBULATORY OFF-SITES |  |  | Suite B | WOT00000000669966 | PAT STIENES | Performance Verification | Closed | Zhan Kiselev | 03/22/2018 | 06/05/2019 | Performance Verification for PHILIPS MEDICAL SYSTEMS TL10752791 B03GHN | Initial Install of Performance Verification. Device is ready for patient use.
|  | PHILIPS MEDICAL SYSTEMS | L12-5 | TRANSDUCER, ULTRASOUND | B08C4T | KINGS HIGHWAY-RADIOLOGY | Kelemen | BASEMENT |  | 04/06/2017 |  |  |  |  | NO | YES |  |  |  |  | PHILIPS MEDICAL SYSTEMS 10649785 B08C4T |  |  | Active |  | 99:99:99:99:99:99 |  | Accessory | PAAR:00-PVAR | 10/31/2019 |  | COOPER AMBULATORY OFF-SITES |  |  | 1103 N. KINGS | 0011459690 | SUZEN SCHAFFER | Preventative Maintenance | Closed | Bonnie Aichroth | 04/06/2017 | 04/06/2017 | PERFORMANCE ASSURANCE AT INVENTORY | INVENTORIED DEVICE AND ENSURED DEVICE WAS FUNCTIONING PROPERLY. | 39C03309-ECC9-4FBB-B288-5FFB1216F75B | Labor | 04/06/2017 | 04/06/2017 | Bonnie Aichroth
|  | PHILIPS MEDICAL SYSTEMS | L12-5 | TRANSDUCER, ULTRASOUND | B09XTK |  | 900 Centennial Blvd | Suite B | [6 empty] | YES | YES
|  | PHILIPS MEDICAL SYSTEMS | L12-5 | TRANSDUCER, ULTRASOUND |  |  | 3 Cooper | [7 empty] | YES | YES
|  | PHILIPS MEDICAL SYSTEMS | L12-5 50 MM | TRANSDUCER, ULTRASOUND | B0KJPN | VOORHEES SURGERY CENTER-RADIOLOGY | 900 Centennial Blvd | Suite B |  | 10/31/2019 |  |  |  |  | NO | YES |  |  |  |  | PHILIPS MEDICAL SYSTEMS 11208341 B0KJPN |  |  | Active |  |  |  | Accessory | PAAR:00-PVAR | 10/31/2019 | 10/31/2019 | COOPER AMBULATORY OFF-SITES |  |  | Performance Verification | WOT00000002556028 | PAT STIENES | Performance Verification | Closed | Zhan Kiselev | 10/31/2019 | 10/31/2019 | Performance Verification for PHILIPS MEDICAL SYSTEMS 11208341 B0KJPN | Initial Install of Performance Verification. Device is ready for patient use. |  |  | 10/31/2019 | 10/31/2019
|  | PHILIPS MEDICAL SYSTEMS | L12-5 50 MM | TRANSDUCER, ULTRASOUND | B2D6GX | COOPER CANCER CENTER | MD Anderson Cancer Center |  |  | 05/04/2018 |  |  |  |  | NO | YES |  |  |  |  | PHILIPS MEDICAL SYSTEMS 10752795 B2D6GX |  |  | Active |  | 99:99:99:99:99:99 |  | Accessory | PAAR:00-PVAR | 10/31/2019 |  | COOPER AMBULATORY OFF-SITES |  |  | C1104F | WOT00000001018243 | COLLEEN TEGELER | Performance Verification | Closed | Zhan Kiselev | 06/01/2018 | 06/10/2019 | Performance Verification for PHILIPS MEDICAL SYSTEMS 10752795 B2D6GX | Initial Install of Performance Verification. Device is ready for patient use.
|  | PHILIPS MEDICAL SYSTEMS | L15-7IO | TRANSDUCER, ULTRASOUND | B2DWF1 | ANESTHESIOLOGY | Pavilion |  |  | 03/12/2018 |  |  |  |  | NO | YES |  |  |  |  | PHILIPS MEDICAL SYSTEMS 10752790 B2DWF1 |  |  | Active |  | 99:99:99:99:99:99 |  | Accessory | PAAR:00-PVAR | 10/31/2019 |  | COOPER UNIVERSITY HOSPITAL |  |  | PAV OR | WOT00000000669460 | GIACINTA ROUPAS | Performance Verification | Closed | Zhan Kiselev | 03/22/2018 | 07/30/2018 | Performance Verification for PHILIPS MEDICAL SYSTEMS 10752790 B2DWF1 | Initial Install of Performance Verification. Device is ready for patient use.
|  | PHILIPS MEDICAL SYSTEMS | L15-7IO | TRANSDUCER, ULTRASOUND | 036WMJ | ANESTHESIOLOGY | Pavilion |  |  | 06/24/2009 |  |  |  |  | NO | YES |  |  |  |  | PHILIPS MEDICAL SYSTEMS 10355383 036WMJ |  |  | Active |  | 99:99:99:99:99:99 |  | Accessory | PAAR:00-PVAR | 10/31/2019 |  | COOPER UNIVERSITY HOSPITAL |  |  | OR 6 |  | GIACINTA ROUPAS
|  | PHILIPS MEDICAL SYSTEMS | L15-7IO | TRANSDUCER, ULTRASOUND | O3BMJT | OPERATING ROOM - PAVILION | Pavilion |  |  | 12/28/2009 |  |  |  |  | NO | YES |  |  |  |  | PHILIPS MEDICAL SYSTEMS 10346575 O3BMJT |  |  | Active |  | 99:99:99:99:99:99 |  | Accessory | PAAR:00-PVAR | 10/31/2019 |  | COOPER UNIVERSITY HOSPITAL |  |  | OR P07 |  | DOMINIC VENDETTA
|  | PHILIPS MEDICAL SYSTEMS | L17-5 | TRANSDUCER, ULTRASOUND | 036Y5C | VOORHEES SURGERY CENTER-RADIOLOGY | 900 Centennial Blvd | Suite B |  | 07/18/2016 |  |  |  |  | NO | YES |  |  |  |  | PHILIPS MEDICAL SYSTEMS 10505331 036Y5C |  |  | Disposition |  |  |  | Accessory | PAAR:00-PVAR | 10/16/2019 |  | COOPER AMBULATORY OFF-SITES |  |  | Ultrasound Suite B |  | PAT STIENES
|  | PHILIPS MEDICAL SYSTEMS | L17-5 | TRANSDUCER, ULTRASOUND | BOFTLZ | VOORHEES SURGERY CENTER-RADIOLOGY | 900 Centennial Blvd | Suite B |  | 10/31/2019 |  |  |  |  | NO | YES |  |  |  |  | PHILIPS MEDICAL SYSTEMS 30143161 BOFTLZ |  |  | Active | TL30143161, TL175/BOFTLZ | 99:99:99:99:99:99 |  | Accessory | PAAR:00-PVAR | 10/31/2019 | 10/31/2019 | COOPER AMBULATORY OFF-SITES |  |  | suite B |  | PAT STIENES |  |  |  | 10/31/2019 | 10/31/2019 |  |  |  |  | 10/31/2019 | 10/31/2019
|  | PHILIPS MEDICAL SYSTEMS | L17-5 | TRANSDUCER, ULTRASOUND | BOKOZ7 | 3 COOPER-RADIOLOGY | 3 Cooper |  |  | 05/02/2013 |  |  |  |  | NO | YES |  |  |  |  | PHILIPS MEDICAL SYSTEMS 10345986 BOKOZ7 |  |  | Active |  | 99:99:99:99:99:99 |  | Accessory | PAAR:00-PVAR | 10/31/2019 |  | COOPER AMBULATORY OFF-SITES |  |  | ULTRASOUND ROOM A | 0011830472 | JUDY ADIRZONE | Preventative Maintenance | Closed | Zhan Kiselev | 07/01/2017 | 07/14/2017 | Performance Assurance: 00-MFG | 7/14/2017 2:16:28 PM ZXKISELEV (ZXKISELEV 7/14/2017 12:00 AM) PM WILL BE DONE ON THE NEXT ULTRASOUND PM CYCLE 7/14/2017 2:16 PM ZXKISELEV | C95659BC-3EAF-4D64-8516-75DA1A46D4F8 | Labor | 07/14/2017 | 07/14/2017 | Zhan Kiselev
|  | PHILIPS MEDICAL SYSTEMS | L18-5 | TRANSDUCER, ULTRASOUND | B2BHM0 | COOPER CANCER CENTER | MD Anderson Cancer Center |  |  | 05/04/2018 |  |  |  |  | NO | YES |  |  |  |  | PHILIPS MEDICAL SYSTEMS 10752796 B2BHM0 |  |  | Active |  | 99:99:99:99:99:99 |  | Accessory | PAAR:00-PVAR | 10/31/2019 |  | COOPER AMBULATORY OFF-SITES |  |  | C1104F | WOT00000001018204 | COLLEEN TEGELER | Performance Verification | Closed | Zhan Kiselev | 06/01/2018 | 06/10/2019 | Performance Verification for PHILIPS MEDICAL SYSTEMS 10752796 B2BHM0 | Initial Install of Performance Verification. Device is ready for patient use.
|  | PHILIPS MEDICAL SYSTEMS | L9-3 | TRANSDUCER, ULTRASOUND | 0325HK | VOORHEES SURGERY CENTER-RADIOLOGY | 900 Centennial Blvd | Suite B |  | 12/21/2017 |  |  |  |  | NO | YES |  |  |  |  | PHILIPS MEDICAL SYSTEMS 10732408 0325HK |  |  | Active | TL10732408 | 99:99:99:99:99:99 |  | Accessory | PAAR:00-PVAR | 10/31/2019 |  | COOPER AMBULATORY OFF-SITES |  |  |  | 0012740507 | PAT STIENES | Preventative Maintenance | Closed | Josh Harris | 01/30/2018 | 01/30/2018 | PERFORMANCE ASSURANCE AT INVENTORY | INVENTORIED DEVICE AND ENSURED DEVICE WAS FUNCTIONING PROPERLY. | 0084C215-0EF4-4DB5-A02C-72179237F46F | Labor | 12/21/2017 | 12/21/2017 | Zhan Kiselev
|  | PHILIPS MEDICAL SYSTEMS | L9-3 | TRANSDUCER, ULTRASOUND | 02W457 |  | 900 Centennial Blvd | Suite B | [6 empty] | YES | YES
|  | PHILIPS MEDICAL SYSTEMS | L9-3 | TRANSDUCER, ULTRASOUND | B01VFC |  | 6015 Main St | [7 empty] | YES | YES
|  | PHILIPS MEDICAL SYSTEMS | L9-3 | TRANSDUCER, ULTRASOUND | B0NBBR | VOORHEES CARDIOLOGY | 901 Centennial Blvd | Building 1 |  | 05/02/2013 |  |  |  |  | NO | YES |  |  |  |  | PHILIPS MEDICAL SYSTEMS 10367055 B0NBBR |  |  | Active |  | 99:99:99:99:99:99 |  | Accessory | PAAR:00-PVAR | 10/31/2019 |  | COOPER AMBULATORY OFF-SITES |  |  | VOORHEES CARDIOLOGY - PVR LAB | 0011830484 | KATHY COMO | Preventative Maintenance | Closed | Zhan Kiselev | 07/01/2017 | 07/14/2017 | Performance Assurance: 00-MFG | 7/14/2017 3:12:40 PM ZXKISELEV (ZXKISELEV 7/14/2017 12:00 AM) PM WILL BE DONE ON THE NEXT ULTRASOUND PM CYCLE | 99C215A4-7439-476F-8695-F765D2D5AFC2 | Labor | 07/14/2017 | 07/14/2017 | Zhan Kiselev
|  | PHILIPS MEDICAL SYSTEMS | L9-3 | TRANSDUCER, ULTRASOUND | BOFT7P | 3 COOPER-CARDIAC DIAGNOSTIC CENTER | 3 Cooper |  |  | 10/31/2019 |  |  |  |  | NO | YES |  |  |  |  | PHILIPS MEDICAL SYSTEMS 30149577 BOFT7P |  |  | Active |  | 99:99:99:99:99:99 |  | Accessory | PAAR:00-PVAR | 10/31/2019 | 10/31/2019 | COOPER AMBULATORY OFF-SITES |  |  | SUITE 318 - ULTRASOUND ROOM | 0011830467 | CARLA TRUELL | Preventative Maintenance | Closed | Zhan Kiselev | 10/31/2019 | 10/31/2019 | Performance Assurance: 00-MFG | 7/18/2017 5:47:17 PM ZXKISELEV (ZXKISELEV 7/18/2017 12:00 AM) PASS | 6A2E62FB-624B-43B4-B5E3-239E1634DF93 | Labor | 10/31/2019 | 10/31/2019 | Zhan Kiselev
|  | PHILIPS MEDICAL SYSTEMS | L9-3 | TRANSDUCER, ULTRASOUND | 037X35 | KINGS HIGHWAY-RADIOLOGY | Kelemen | BASEMENT |  | 08/14/2009 |  |  |  |  | NO | YES |  |  |  |  | PHILIPS MEDICAL SYSTEMS 10345976 037X35 |  |  | Active |  | 99:99:99:99:99:99 |  | Accessory | PAAR:00-PVAR | 10/31/2019 |  | COOPER AMBULATORY OFF-SITES |  |  | SUITE 103 | 0011830477 | SUZEN SCHAFFER | Preventative Maintenance | Closed | Zhan Kiselev | 07/01/2017 | 07/14/2017 | Performance Assurance: 00-MFG | 7/14/2017 12:13:46 PM ZXKISELEV (ZXKISELEV 7/14/2017 12:00 AM) PM WILL BE DONE ON THE NEXT ULTRASOUND PM CYCLE 7/14/2017 12:13 PM ZXKISELEV | CD62DDE6-677F-4711-825E-40D8B2359C9D | Labor | 07/14/2017 | 07/14/2017 | Zhan Kiselev
|  | PHILIPS MEDICAL SYSTEMS | L9-3 | TRANSDUCER, ULTRASOUND | BOKGW1 | 3 COOPER-RADIOLOGY | 3 Cooper |  |  | 05/02/2013 |  |  |  |  | NO | YES |  |  |  |  | PHILIPS MEDICAL SYSTEMS 10345985 BOKGW1 |  |  | Active |  | 99:99:99:99:99:99 |  | Accessory | PAAR:00-PVAR | 10/31/2019 |  | COOPER AMBULATORY OFF-SITES |  |  | ULTRASOUND ROOM A | 0011830474 | JUDY ADIRZONE | Preventative Maintenance | Closed | Zhan Kiselev | 07/01/2017 | 07/14/2017 | Performance Assurance: 00-MFG | 7/14/2017 2:19:53 PM ZXKISELEV (ZXKISELEV 7/14/2017 12:00 AM) PM WILL BE DONE ON THE NEXT ULTRASOUND PM CYCLE 7/14/2017 2:19 PM ZXKISELEV | 66442411-F880-4A14-8353-9B485E50C301 | Labor | 07/14/2017 | 07/14/2017 | Zhan Kiselev
|  | PHILIPS MEDICAL SYSTEMS | L9-3 | TRANSDUCER, ULTRASOUND | BOKH6P | VOORHEES CARDIOLOGY | 901 Centennial Blvd | Building 2 |  | 10/31/2019 |  |  |  |  | NO | YES |  |  |  |  | PHILIPS MEDICAL SYSTEMS 30142525 BOKH6P |  |  | Active |  | 99:99:99:99:99:99 |  | Accessory | PAAR:00-PVAR | 10/31/2019 | 10/31/2019 | COOPER AMBULATORY OFF-SITES |  |  | VOORHEES Perephial/Vascular Lab |  | KATHY COMO |  |  |  | 10/31/2019 | 10/31/2019 |  |  |  |  | 10/31/2019 | 10/31/2019
|  | PHILIPS MEDICAL SYSTEMS | S12-4 | TRANSDUCER, ULTRASOUND | B0FSLV | INTENSIVE CARE NURSERY | Dorrance |  |  | 07/06/2012 |  |  |  |  | NO | YES |  |  |  |  | PHILIPS MEDICAL SYSTEMS 10355219 B0FSLV |  |  | Active |  | 99:99:99:99:99:99 |  | Accessory | PAAR:00-PVAR | 10/31/2019 |  | COOPER UNIVERSITY HOSPITAL |  |  | NICU | 0011830669 | JOANNE FOX | Preventative Maintenance | Closed | Zhan Kiselev | 07/01/2017 | 07/14/2017 | Performance Assurance: 00-MFG | 7/14/2017 11:34:21 AM ZXKISELEV (ZXKISELEV 7/14/2017 12:00 AM) PM WILL BE DONE ON THE NEXT ULTRASOUND PM CYCLE 7/14/2017 11:34 AM ZXKISELEV | 4FEF3CF8-BE5E-4BB3-80BF-C55136EE7EF0 | Labor | 07/14/2017 | 07/14/2017 | Zhan Kiselev
|  | PHILIPS MEDICAL SYSTEMS | S12-4 | TRANSDUCER, ULTRASOUND | B0F57P | 3 COOPER-PEDIATRICS | 3 Cooper |  |  | 07/06/2012 |  |  |  |  | NO | YES |  |  |  |  | PHILIPS MEDICAL SYSTEMS 10345649 B0F57P |  |  | Active |  | 99:99:99:99:99:99 |  | Accessory | PAAR:00-PVAR | 10/31/2019 |  | COOPER AMBULATORY OFF-SITES |  |  | Suite 200 - Exam 202 | 0011830470 | MAUREEN OBRIEN | Preventative Maintenance | Closed | Zhan Kiselev | 07/01/2017 | 07/14/2017 | Performance Assurance: 00-MFG | 7/14/2017 2:11:11 PM ZXKISELEV (ZXKISELEV 7/14/2017 12:00 AM) PM WILL BE DONE ON THE NEXT ULTRASOUND PM CYCLE 7/14/2017 2:11 PM ZXKISELEV | 347B2A06-84F7-4202-8705-7A8C34050098 | Labor | 07/14/2017 | 07/14/2017 | Zhan Kiselev
|  | PHILIPS MEDICAL SYSTEMS | S3 | TRANSDUCER, ULTRASOUND | 02VN9K |  | Kelemen | [7 empty] | YES | YES
|  | PHILIPS MEDICAL SYSTEMS | S3 | TRANSDUCER, ULTRASOUND | US99N06786 | OPERATING ROOM - PAVILION | Pavilion |  |  | 01/01/2001 |  |  |  |  | NO | YES |  |  |  |  | PHILIPS MEDICAL SYSTEMS 10346523 US99N06786 |  |  | Disposition |  |  |  | Accessory | 6M:00-MFG | 07/27/2017 | 02/01/2020 | COOPER UNIVERSITY HOSPITAL |  |  | EQUIPMENT STORAGE P316 | 0011830741 | DOMINIC VENDETTA | Preventative Maintenance | Closed | Zhan Kiselev | 07/01/2017 | 07/25/2017 | Performance Assurance: 00-MFG | 7/25/2017 11:31:23 AM ZXKISELEV (ZXKISELEV 7/25/2017 12:00 AM) UNIT NOT BEING USED. DEPARTMENT DOES NOT WANT IT. UNIT IS IN STORAGE. (ZXKISELEV 7/25/2017 12:00 AM) ACCORDING TO JOHN FLOWERS MACHINE ALONG WITH THE PROBE WILL BE TRADED IN FOR A NEW UNIT 7/25/2017 11:31 AM ZXKISELEV This device has been removed from an active status with the RSQ Database, and physically removed from the facility. Device retired on 7/25/2017; Authorized By: YES; Nature of Retirement: OTHER - UNIT NOT LOGER BEING USED.; Days In Service: 781 | 1F307C09-63F2-40FD-B71B-99AB0FCCADD6 | Labor | 07/25/2017 | 07/25/2017 | Zhan Kiselev
|  | PHILIPS MEDICAL SYSTEMS | S5-1 | TRANSDUCER, ULTRASOUND | B34J8M | COOPER BONE & JOINT- GLASSBORO | 221 Victoria Street |  |  | 10/31/2019 |  |  |  |  | NO | YES |  |  |  |  | PHILIPS MEDICAL SYSTEMS 11221873 B34J8M |  |  | Active |  |  |  | Accessory | PAAR:00-PVAR | 10/31/2019 | 10/31/2019 | COOPER AMBULATORY OFF-SITES |  |  | cardiac partners - glassboro | WOT00000002673908 | COURTNEY BUDD | Performance Verification | Closed | Josh Harris | 10/31/2019 | 10/31/2019 | Performance Verification for PHILIPS MEDICAL SYSTEMS 11221873 B34J8M | Initial Install of Performance Verification. Device is ready for patient use. |  |  | 10/31/2019 | 10/31/2019
|  | PHILIPS MEDICAL SYSTEMS | S5-1 | TRANSDUCER, ULTRASOUND | B1RTY8 |  | 400 Medical Center Dr | [7 empty] | YES | YES
|  | PHILIPS MEDICAL SYSTEMS | S5-1 | TRANSDUCER, ULTRASOUND | B2NWB9 | ECHOCARDIOLOGY | Kelemen |  |  | 10/31/2019 |  |  |  |  | NO | YES |  |  |  |  | PHILIPS MEDICAL SYSTEMS 11208085 B2NWB9 |  |  | Active |  | 99:99:99:99:99:99 |  | Accessory | PAAR:00-PVAR | 10/31/2019 | 10/31/2019 | COOPER UNIVERSITY HOSPITAL |  |  |  | WOT00000001465887 | LINDA VALENTI | Performance Verification | Closed | Zhan Kiselev | 10/31/2019 | 10/31/2019 | CEID Record Completion for PHILIPS MEDICAL SYSTEMS 11208085 B2NWB9 | New Equipment Inspection | EXP1451409 | Labor | 10/31/2019 | 10/31/2019 | Zhan Kiselev
|  | PHILIPS MEDICAL SYSTEMS | S5-1 | TRANSDUCER, ULTRASOUND | B2LP0M | VOORHEES CARDIOLOGY | 901 Centennial Blvd | Building 2 |  | 10/31/2019 |  |  |  |  | NO | YES |  |  |  |  | PHILIPS MEDICAL SYSTEMS 11208078 B2LP0M |  |  | Active |  | 99:99:99:99:99:99 |  | Accessory | PAAR:00-PVAR | 10/31/2019 | 10/31/2019 | COOPER AMBULATORY OFF-SITES |  |  | Voorhees Echo Lab | WOT00000001197508 | KATHY COMO | Performance Verification | Closed | Zhan Kiselev | 10/31/2019 | 10/31/2019 | Performance Verification for PHILIPS MEDICAL SYSTEMS 11208078 B2LP0M | Initial Install of Performance Verification. Device is ready for patient use. |  |  | 10/31/2019 | 10/31/2019
|  | PHILIPS MEDICAL SYSTEMS | S5-1 | TRANSDUCER, ULTRASOUND | B2HV4Q | ECHOCARDIOLOGY | Kelemen |  |  | 10/31/2019 |  |  |  |  | NO | YES |  |  |  |  | PHILIPS MEDICAL SYSTEMS 11208065 B2HV4Q |  |  | Active |  | 99:99:99:99:99:99 |  | Accessory | PAAR:00-PVAR | 10/31/2019 | 10/31/2019 | COOPER UNIVERSITY HOSPITAL |  |  |  | WOT00000001019047 | LINDA VALENTI | Performance Verification | Closed | Zhan Kiselev | 10/31/2019 | 10/31/2019 | Performance Verification for PHILIPS MEDICAL SYSTEMS 11208065 B2HV4Q | Initial Install of Performance Verification. Device is ready for patient use. |  |  | 10/31/2019 | 10/31/2019
|  | PHILIPS MEDICAL SYSTEMS | S5-1 | TRANSDUCER, ULTRASOUND | B22JXV | ECHOCARDIOLOGY | Kelemen |  |  | 01/11/2018 |  |  |  |  | NO | YES |  |  |  |  | PHILIPS MEDICAL SYSTEMS 10769600 B22JXV |  |  | Active |  | 99:99:99:99:99:99 |  | Accessory | PAAR:00-PVAR | 11/02/2019 |  | COOPER UNIVERSITY HOSPITAL |  |  |  | 0012663478 | LINDA VALENTI | Performance Verification | Closed | Josh Harris | 01/19/2018 | 01/19/2018 | INCOMING INVENTORY | DEVICE INVENTORIED | 82944A6E-176E-4593-9970-64528FF97491 | Labor | 01/19/2018 | 01/19/2018 | Josh Harris
|  | PHILIPS MEDICAL SYSTEMS | S5-1 | TRANSDUCER, ULTRASOUND | B1KXZN | ECHOCARDIOLOGY | Kelemen |  |  | 01/11/2018 |  |  |  |  | NO | YES |  |  |  |  | PHILIPS MEDICAL SYSTEMS 10752764 B1KXZN |  |  | Active |  | 99:99:99:99:99:99 |  | Accessory | PAAR:00-PVAR | 11/02/2019 |  | COOPER UNIVERSITY HOSPITAL |  |  |  | 0012663490 | LINDA VALENTI | Performance Verification | Closed | Josh Harris | 01/19/2018 | 01/19/2018 | INCOMING INVENTORY | DEVICE INVENTORIED | D4CBF167-2FBE-4243-AC14-583FECCEFC2B | Labor | 01/19/2018 | 01/19/2018 | Josh Harris
|  | PHILIPS MEDICAL SYSTEMS | S5-1 | TRANSDUCER, ULTRASOUND | 03FWXM |  | 6015 Main St | [7 empty] | NO | YES
|  | PHILIPS MEDICAL SYSTEMS | S5-1 | TRANSDUCER, ULTRASOUND | B0FQ9M | ECHOCARDIOLOGY | Kelemen |  |  | 08/29/2012 |  |  |  |  | NO | YES |  |  |  |  | PHILIPS MEDICAL SYSTEMS 10369337 B0FQ9M |  |  | Active |  | 99:99:99:99:99:99 |  | Accessory | PAAR:00-PVAR | 10/31/2019 |  | COOPER UNIVERSITY HOSPITAL |  |  | ECHO | 0011830660 | LINDA VALENTI | Preventative Maintenance | Closed | Zhan Kiselev | 07/01/2017 | 07/14/2017 | Performance Assurance: 00-MFG | 7/14/2017 11:33:00 AM ZXKISELEV (ZXKISELEV 7/14/2017 12:00 AM) PM WILL BE DONE ON THE NEXT ULTRASOUND PM CYCLE 7/14/2017 11:33 AM ZXKISELEV | 1F8894CC-0890-4D7B-B671-E465FA180F93 | Labor | 07/14/2017 | 07/14/2017 | Zhan Kiselev
|  | PHILIPS MEDICAL SYSTEMS | S5-1 | TRANSDUCER, ULTRASOUND |  | BRACE ROAD-CARDIOLOGY | 900 Centennial Blvd | Suite M |  | 01/01/1900 |  |  |  |  | NO | YES |  |  |  |  | PHILIPS MEDICAL SYSTEMS 10366010 453561265582 |  |  | Active |  | 99:99:99:99:99:99 |  | Accessory | PAAR:00-PVAR | 11/02/2019 |  | COOPER AMBULATORY OFF-SITES |  |  | voorhees camden. |  | Beth Mook
|  | PHILIPS MEDICAL SYSTEMS | S5-1 | TRANSDUCER, ULTRASOUND | 02GR6D | VOORHEES SURGERY CENTER-RADIOLOGY | 900 Centennial Blvd | Suite B |  | 06/28/2015 |  |  |  |  | NO | YES |  |  |  |  | PHILIPS MEDICAL SYSTEMS 10356884 02GR6D |  |  | Active |  | 99:99:99:99:99:99 |  | Accessory | PAAR:00-PVAR | 10/31/2019 |  | COOPER AMBULATORY OFF-SITES |  |  | ULTRASOUND B |  | PAT STIENES
|  | PHILIPS MEDICAL SYSTEMS | S5-1 | TRANSDUCER, ULTRASOUND | BOFPRH | 3 COOPER-CARDIAC DIAGNOSTIC CENTER | 3 Cooper |  |  | 10/31/2019 |  |  |  |  | NO | YES |  |  |  |  | PHILIPS MEDICAL SYSTEMS 30149582 BOFPRH |  |  | Active |  | 99:99:99:99:99:99 |  | Accessory | PAAR:00-PVAR | 10/31/2019 | 10/31/2019 | COOPER AMBULATORY OFF-SITES |  |  | SUITE 318 - ULTRASOUND ROOM | 0011830468 | CARLA TRUELL | Preventative Maintenance | Closed | Zhan Kiselev | 10/31/2019 | 10/31/2019 | Performance Assurance: 00-MFG | 7/18/2017 5:47:32 PM ZXKISELEV (ZXKISELEV 7/18/2017 12:00 AM) PASS | 7EBD6257-DAEE-4A4B-A3C9-06B67A1E878F | Labor | 10/31/2019 | 10/31/2019 | Zhan Kiselev
|  | PHILIPS MEDICAL SYSTEMS | S5-1 | TRANSDUCER, ULTRASOUND | B0D2CZ | INTENSIVE CARE NURSERY | Dorrance |  |  | 10/31/2019 |  |  |  |  | NO | YES |  |  |  |  | PHILIPS MEDICAL SYSTEMS 30143520 B0D2CZ |  |  | Active |  | 99:99:99:99:99:99 |  | Accessory | PAAR:00-PVAR | 10/31/2019 | 10/31/2019 | COOPER UNIVERSITY HOSPITAL |  |  | NICN | 0011830667 | JOANNE FOX | Preventative Maintenance | Closed | Zhan Kiselev | 10/31/2019 | 10/31/2019 | Performance Assurance: 00-MFG | 7/14/2017 11:33:47 AM ZXKISELEV (ZXKISELEV 7/14/2017 12:00 AM) PM WILL BE DONE ON THE NEXT ULTRASOUND PM CYCLE 7/14/2017 11:33 AM ZXKISELEV | 1C725800-23BF-4C0E-B658-C569F8E7B0BA | Labor | 10/31/2019 | 10/31/2019 | Zhan Kiselev
|  | PHILIPS MEDICAL SYSTEMS | S5-1 | TRANSDUCER, ULTRASOUND | B0C4W1 | WOODSTOWN - CARDIOLOGY | 66 East Ave |  |  | 01/01/1900 |  |  |  |  | NO | YES |  |  |  |  | PHILIPS MEDICAL SYSTEMS 10345891 B0C4W1 |  |  | Active |  | 99:99:99:99:99:99 |  | Accessory | PAAR:00-PVAR | 10/31/2019 |  | COOPER AMBULATORY OFF-SITES |  |  | ULTRASOUND ROOM | 0011830521 | SUSAN WHITZELL | Preventative Maintenance | Closed | Zhan Kiselev | 07/01/2017 | 07/14/2017 | Performance Assurance: 00-MFG | 7/14/2017 11:13:02 AM ZXKISELEV (ZXKISELEV 7/14/2017 12:00 AM) PM WILL BE DONE ON THE NEXT ULTRASOUND PM CYCLE 7/14/2017 11:13 AM ZXKISELEV | CD1069ED-928B-4CF0-9F59-826E967DA9D4 | Labor | 07/14/2017 | 07/14/2017 | Zhan Kiselev
|  | PHILIPS MEDICAL SYSTEMS | S5-1 | TRANSDUCER, ULTRASOUND | B0C4TF | 3 COOPER-PEDIATRICS | 3 Cooper |  |  | 07/06/2012 |  |  |  |  | NO | YES |  |  |  |  | PHILIPS MEDICAL SYSTEMS 10345650 B0C4TF |  |  | Active |  | 99:99:99:99:99:99 |  | Accessory | PAAR:00-PVAR | 10/31/2019 |  | COOPER AMBULATORY OFF-SITES |  |  | Suite 200 - Exam 202 |  | MAUREEN OBRIEN
|  | PHILIPS MEDICAL SYSTEMS | S5-1 | TRANSDUCER, ULTRASOUND |  | VOORHEES CARDIOLOGY | MD Anderson Cancer Center |  |  | 11/02/2019 |  |  |  |  | NO | YES |  |  |  |  | PHILIPS MEDICAL SYSTEMS 30142519 453561176743 |  |  | Active |  | 99:99:99:99:99:99 |  | Accessory | PAAR:00-PVAR | 11/02/2019 | 11/02/2019 | COOPER AMBULATORY OFF-SITES |  |  | VOORHEES Echo Lab | 0011830527 | KATHY COMO | Preventative Maintenance | Closed | Zhan Kiselev | 11/02/2019 | 11/02/2019 | Performance Assurance: 00-MFG | 7/14/2017 3:07:10 PM ZXKISELEV (ZXKISELEV 7/14/2017 12:00 AM) PM WILL BE DONE ON THE NEXT ULTRASOUND PM CYCLE | 05D22E88-EBB4-4B2F-A084-3460A3A0F901 | Labor | 11/02/2019 | 11/02/2019 | Zhan Kiselev
|  | PHILIPS MEDICAL SYSTEMS | S5-1 | TRANSDUCER, ULTRASOUND | 03c7wv |  | Kelemen | [7 empty] | NO | YES
|  | PHILIPS MEDICAL SYSTEMS | S8-3 | TRANSDUCER, ULTRASOUND | B0F7HK | INTENSIVE CARE NURSERY | Dorrance |  |  | 07/06/2012 |  |  |  |  | NO | YES |  |  |  |  | PHILIPS MEDICAL SYSTEMS 10355223 B0F7HK |  |  | Active |  | 99:99:99:99:99:99 |  | Accessory | PAAR:00-PVAR | 10/31/2019 |  | COOPER UNIVERSITY HOSPITAL |  |  | NICN | 0011830668 | JOANNE FOX | Preventative Maintenance | Closed | Zhan Kiselev | 07/01/2017 | 07/14/2017 | Performance Assurance: 00-MFG | 7/14/2017 11:34:04 AM ZXKISELEV (ZXKISELEV 7/14/2017 12:00 AM) PM WILL BE DONE ON THE NEXT ULTRASOUND PM CYCLE 7/14/2017 11:34 AM ZXKISELEV | BC788095-1BA5-473F-BD0D-1E9595769C63 | Labor | 07/14/2017 | 07/14/2017 | Zhan Kiselev
|  | PHILIPS MEDICAL SYSTEMS | S8-3 | TRANSDUCER, ULTRASOUND | B0F5MN | 3 COOPER-PEDIATRICS | 3 Cooper |  |  | 07/06/2012 |  |  |  |  | NO | YES |  |  |  |  | PHILIPS MEDICAL SYSTEMS 10345651 B0F5MN |  |  | Active |  | 99:99:99:99:99:99 |  | Accessory | PAAR:00-PVAR | 10/31/2019 |  | COOPER AMBULATORY OFF-SITES |  |  | Suite 200 - Exam 202 | 0011830469 | MAUREEN OBRIEN | Preventative Maintenance | Closed | Zhan Kiselev | 07/01/2017 | 07/14/2017 | Performance Assurance: 00-MFG | 7/14/2017 2:10:52 PM ZXKISELEV (ZXKISELEV 7/14/2017 12:00 AM) PM WILL BE DONE ON THE NEXT ULTRASOUND PM CYCLE 7/14/2017 2:10 PM ZXKISELEV | E2DC9E30-EBE7-416F-9788-03C9062B6C44 | Labor | 07/14/2017 | 07/14/2017 | Zhan Kiselev
|  | PHILIPS MEDICAL SYSTEMS | X5-1 | TRANSDUCER, ULTRASOUND | B2NT4N | ECHOCARDIOLOGY | Kelemen |  |  | 10/31/2019 |  |  |  |  | NO | YES |  |  |  |  | PHILIPS MEDICAL SYSTEMS 11208084 B2NT4N |  |  | Active |  | 99:99:99:99:99:99 |  | Accessory | PAAR:00-PVAR | 10/31/2019 | 10/31/2019 | COOPER UNIVERSITY HOSPITAL |  |  |  | WOT00000001465950 | LINDA VALENTI | Performance Verification | Closed | Zhan Kiselev | 10/31/2019 | 10/31/2019 | Performance Verification for PHILIPS MEDICAL SYSTEMS 11208084 B2NT4N | Initial Install of Performance Verification. Device is ready for patient use. |  |  | 10/31/2019 | 10/31/2019
|  | PHILIPS MEDICAL SYSTEMS | X5-1 | TRANSDUCER, ULTRASOUND | B22BTT | VOORHEES CARDIOLOGY SUITE 102 | 901 Centennial Blvd | Building 2 |  | 04/12/2017 |  |  |  |  | NO | YES |  |  |  |  | PHILIPS MEDICAL SYSTEMS 10649786 B22BTT |  |  | Active |  | 99:99:99:99:99:99 |  | Accessory | PAAR:00-PVAR | 10/31/2019 |  | COOPER AMBULATORY OFF-SITES |  |  |  | 0011615192 | MICHELE MOLINARI | Performance Verification | Closed | Bonnie Aichroth | 05/05/2017 | 05/05/2017 | INCOMING INVENTORY | DEVICE INVENTORIED | 6EA3FF3C-1042-495E-96E8-95A5C37A16C2 | Labor | 05/05/2017 | 05/05/2017 | Bonnie Aichroth
|  | PHILIPS MEDICAL SYSTEMS | X5-1 | TRANSDUCER, ULTRASOUND | B368C2 |  | Kelemen | [7 empty] | YES | YES
|  | SHENZHEN MINDRAY BIO-MEDICAL ELECTRONICS | P7-3TS | TRANSDUCER, ULTRASOUND | NYJ94000465 | INTENSIVE CARE UNIT | Kelemen |  |  | 10/31/2019 |  |  |  |  | NO | YES |  |  |  |  | SHENZHEN MINDRAY BIO-MEDICAL ELECTRONICS 11208415 NYJ94000465 |  |  | Active |  |  |  | Accessory | PAAR:00-PVAR | 10/31/2019 | 10/31/2019 | COOPER UNIVERSITY HOSPITAL |  |  | Performance Verification | WOT00000003223574 | CAROLYN RUMELL | Performance Verification | Closed | Zhan Kiselev | 10/31/2019 | 10/31/2019 | Performance Verification for UNMATCHED 11208415 NYJ94000465 | Initial Install of Performance Verification. Device is ready for patient use. |  |  | 10/31/2019 | 10/31/2019
|  | SIEMENS MEDICAL | 9L4 MULTI-D | TRANSDUCER, ULTRASOUND |  | CARDIAC CATH LAB | Kelemen |  |  | 02/12/2018 |  |  |  |  | NO | YES |  |  |  |  | SIEMENS MEDICAL 10752775 75148025 |  |  | Active |  | 99:99:99:99:99:99 |  | Accessory | PAAR:00-PVAR | 10/31/2019 |  | COOPER UNIVERSITY HOSPITAL |  |  | Cath Lab 4 | WOT00000000545837 | LINDA BEAN | Performance Verification | Closed | Zhan Kiselev | 02/13/2018 | 07/30/2018 | CEID Record Completion for SIEMENS MEDICAL 10752775 75148025 | New Inventory of a Ultrasound Probe | EXP0129756 | Labor | 02/13/2018 | 02/13/2018 | Zhan Kiselev
|  | SIEMENS MEDICAL | CH5-2 | TRANSDUCER, ULTRASOUND |  | AUDUBON URGENT CARE | 201 S Broadway |  |  | 07/01/2008 |  |  |  |  | NO | YES |  |  |  |  | SIEMENS MEDICAL 10366263 82435327 |  |  | Disposition |  |  |  | Accessory | PAAR:00-PVAR | 11/02/2019 |  | COOPER AMBULATORY OFF-SITES |  |  | Audubon Urgant Care | WOT00000000650288 | MELISSA PORTOBANCO | Disposition | Closed | Zhan Kiselev | 03/12/2018 | 03/23/2018 | Equipment Disposition | Disposition being closed per CMPLRSQM0010780
|  | SIEMENS MEDICAL | CH5-2 | TRANSDUCER, ULTRASOUND |  | VOORHEES SURGERY CENTER-SURGERY DEPT | 6015 Main Street |  |  | 01/01/1900 |  |  |  |  | NO | YES |  |  |  |  | SIEMENS MEDICAL 10348054 82435318 |  |  | Active |  | 99:99:99:99:99:99 |  | Accessory | PAAR:00-PVAR | 11/02/2019 |  | COOPER AMBULATORY OFF-SITES |  |  | PROCEDURE RM C |  | Theresa Megali
|  | SIEMENS MEDICAL | CH5-2 | TRANSDUCER, ULTRASOUND | S31915088 | 3 COOPER-MULTISPECIALTY CENTER | 3 Cooper |  |  | 01/01/1900 |  |  |  |  | NO | YES |  |  |  |  | SIEMENS MEDICAL 10345577 S31915088 |  |  | Active |  | 99:99:99:99:99:99 |  | Accessory | PAAR:00-PVAR | 11/02/2019 |  | COOPER AMBULATORY OFF-SITES |  |  | SUITE 104 - EXAM 169 |  | MARGIE OUTLER
|  | SIEMENS MEDICAL | EC9-4 | TRANSDUCER, ULTRASOUND |  | 3 COOPER-MULTISPECIALTY CENTER | 3 Cooper |  |  | 04/03/2013 |  |  |  |  | NO | YES |  |  |  |  | SIEMENS MEDICAL 10345576 31204031 |  |  | Active |  | 99:99:99:99:99:99 |  | Accessory | PAAR:00-PVAR | 11/02/2019 |  | COOPER AMBULATORY OFF-SITES |  |  | SUITE 104 - EXAM 169 |  | MARGIE OUTLER
|  | SIEMENS MEDICAL | SWIFTLINK | TRANSDUCER, ULTRASOUND | S60210994 |  | Kelemen | [7 empty] | YES | YES
|  | SIEMENS MEDICAL | SWIFTLINK | TRANSDUCER, ULTRASOUND |  | SAME DAY OR-2ND FL PAVILION | Kelemen |  |  | 10/31/2019 |  |  |  |  | NO | YES |  |  |  |  | SIEMENS MEDICAL 30212645 73711019 |  |  | Active |  | 99:99:99:99:99:99 |  | Accessory | PAAR:00-PVAR | 10/31/2019 | 10/31/2019 | COOPER UNIVERSITY HOSPITAL |  |  |  | WOT00000000805948 | JOE DRUCTOR | Repair | Closed | Stephen Zubrzycki | 10/31/2019 | 10/31/2019 | SwiftLink - cable needs replaced | Analyzed unit. Swapped out unit. Zhan looked at unit and used a test catheter. Problem was with catheter. VPO of unit. | EXP0409260 | Labor | 10/31/2019 | 10/31/2019 | Stephen Zubrzycki
|  | SIEMENS MEDICAL | SWIFTLINK ACUNAV | TRANSDUCER, ULTRASOUND |  | CARDIAC CATH LAB | Kelemen |  |  | 10/31/2019 |  |  |  |  | NO | YES |  |  |  |  | SIEMENS MEDICAL 11208091 81511183 |  |  | Active |  | 99:99:99:99:99:99 |  | Accessory | PAAR:00-PVAR | 10/31/2019 | 10/31/2019 | COOPER UNIVERSITY HOSPITAL |  |  | Performance Verification | WOT00000001818013 | LINDA BEAN | Repair | Closed | Zhan Kiselev | 10/31/2019 | 10/31/2019 | not recognizing swiftlink | Analyzed unit. Customer complained that swiftlink probe does not recognize catheter. I brought my test catheter, connected and it worked without any problem. Told nurse she might had a problem with a catheter they are using. | EXP1888031 | Labor | 10/31/2019 | 10/31/2019 | Zhan Kiselev
|  | SIEMENS MEDICAL | SWIFTLINK ACUNAV | TRANSDUCER, ULTRASOUND |  |  | Kelemen | [7 empty] | YES | YES
|  | SIEMENS MEDICAL | VF13-5 | TRANSDUCER, ULTRASOUND |  | AUDUBON URGENT CARE | 201 S Broadway |  |  | 07/01/2008 |  |  |  |  | NO | YES |  |  |  |  | SIEMENS MEDICAL 10366265 82435022 |  |  | Disposition |  |  |  | Accessory | PAAR:00-PVAR | 11/02/2019 |  | COOPER AMBULATORY OFF-SITES |  |  | Audubon Urgant Care | WOT00000000650286 | MELISSA PORTOBANCO | Disposition | Closed | Zhan Kiselev | 03/12/2018 | 03/23/2018 | Equipment Disposition | Disposition being closed per CMPLRSQM0010780
|  | SIEMENS MEDICAL | VF13-5 | TRANSDUCER, ULTRASOUND | s82439008 | VOORHEES SURGERY CENTER-SURGERY DEPT | 6015 Main St |  |  | 01/01/1900 |  |  |  |  | NO | YES |  |  |  |  | SIEMENS MEDICAL 10348053 s82439008 |  |  | Active |  | 99:99:99:99:99:99 |  | Accessory | PAAR:00-PVAR | 11/02/2019 |  | COOPER AMBULATORY OFF-SITES |  |  | PROCEDURE RM C |  | Theresa Megali
|  | SIEMENS MEDICAL | VF13-5 | TRANSDUCER, ULTRASOUND |  | 3 COOPER-MULTISPECIALTY CENTER | 3 Cooper |  |  | 04/03/2013 |  |  |  |  | NO | YES |  |  |  |  | SIEMENS MEDICAL 10345575 3210001 |  |  | Active |  | 99:99:99:99:99:99 |  | Accessory | PAAR:00-PVAR | 11/02/2019 |  | COOPER AMBULATORY OFF-SITES |  |  | SUITE 104 - EXAM 169 |  | MARGIE OUTLER
|  | SIEMENS MEDICAL | VF8-3 | TRANSDUCER, ULTRASOUND | BE70190 | AUDUBON URGENT CARE | 201 S Broadway |  |  | 07/01/2008 |  |  |  |  | NO | YES |  |  |  |  | SIEMENS MEDICAL 10366264 BE70190 |  |  | Disposition |  |  |  | Accessory | PAAR:00-PVAR | 11/02/2019 |  | COOPER AMBULATORY OFF-SITES |  |  | Audubon Urgant Care | WOT00000000650285 | MELISSA PORTOBANCO | Disposition | Closed | Zhan Kiselev | 03/12/2018 | 03/23/2018 | Equipment Disposition | Disposition being closed per CMPLRSQM0010780
|  | SIEMENS MEDICAL | VF8-3 | TRANSDUCER, ULTRASOUND | be70187 | VOORHEES SURGERY CENTER-SURGERY DEPT | 6015 Main Street |  |  | 01/01/1900 |  |  |  |  | NO | YES |  |  |  |  | SIEMENS MEDICAL 10348052 be70187 |  |  | Active |  | 99:99:99:99:99:99 |  | Accessory | PAAR:00-PVAR | 11/02/2019 |  | COOPER AMBULATORY OFF-SITES |  |  | PROCEDURE RM C |  | Theresa Megali
|  | SIEMENS MEDICAL | VF8-3 | TRANSDUCER, ULTRASOUND | SBE31450 | 3 COOPER-MULTISPECIALTY CENTER | 3 Cooper |  |  | 01/01/1900 |  |  |  |  | NO | YES |  |  |  |  | SIEMENS MEDICAL 10345578 SBE31450 |  |  | Active |  | 99:99:99:99:99:99 |  | Accessory | PAAR:00-PVAR | 11/01/2019 |  | COOPER AMBULATORY OFF-SITES |  |  | SUITE 104 - EXAM 169 |  | MARGIE OUTLER
|  | SIEMENS MEDICAL | Z6MS | TRANSDUCER, ULTRASOUND |  | CARDIAC CATH LAB | Kelemen |  |  | 02/12/2018 |  |  |  |  | NO | YES |  |  |  |  | SIEMENS MEDICAL 10752779 75049002 |  |  | Active |  | 99:99:99:99:99:99 |  | Accessory | PAAR:00-PVAR | 10/31/2019 |  | COOPER UNIVERSITY HOSPITAL |  |  | Cath Lab 4 | WOT00000000545859 | LINDA BEAN | Performance Verification | Closed | Zhan Kiselev | 02/13/2018 | 07/30/2018 | Performance Verification for SIEMENS MEDICAL 10752779 75049002 | Initial Install of Performance Verification. Device is ready for patient use.
|  | SONOSCAPE | L752 | TRANSDUCER, ULTRASOUND |  |  | 3 Cooper | [7 empty] | YES | YES
|  | SONOSITE | C344 | TRANSDUCER, ULTRASOUND | B712717255 |  | 3 Cooper | [7 empty] | YES | YES
|  | SONOSITE | C60X/5-2 MHZ | TRANSDUCER, ULTRASOUND | 03wxtc |  | Kelemen | Basement | [6 empty] | YES | YES
|  | SONOSITE | C60X/5-2 MHZ | TRANSDUCER, ULTRASOUND | 03TXGZ |  | 901 Centennial Blvd | Building 2 | [6 empty] | YES | YES
|  | SONOSITE | C60X/5-2 MHZ | TRANSDUCER, ULTRASOUND | 041J6V | 1101 KINGS HIGHWAY | 1101 N Kings Hwy |  |  | 10/31/2019 |  |  |  |  | NO | YES |  |  |  |  | SONOSITE 30149636 041J6V |  |  | Active |  | 99:99:99:99:99:99 |  | Accessory | PAAR:00-PVAR | 10/31/2019 | 10/31/2019 | COOPER AMBULATORY OFF-SITES |  |  | 1101 KINGS HIGHWAY |  | STEVE LOWE |  |  |  | 10/31/2019 | 10/31/2019 |  |  |  |  | 10/31/2019 | 10/31/2019
|  | SONOSITE | C60XP/5-2MHZ | TRANSDUCER, ULTRASOUND | 04D7L7 | CCU - CORONARY CARE UNIT | Pavilion |  |  | 10/31/2019 |  |  |  |  | NO | YES |  |  |  |  | FUJI MEDICAL 11208048 04D7L7 |  |  | Active |  | 99:99:99:99:99:99 |  | Accessory | PAAR:00-PVAR | 10/31/2019 | 10/31/2019 | COOPER UNIVERSITY HOSPITAL |  |  | Kel 4th Floor CCU | WOT00000000810166 | CAROLYN RUMELL | Performance Verification | Closed | Zhan Kiselev | 10/31/2019 | 10/31/2019 | Performance Verification for FUJI MEDICAL 11208048 04D7L7 | Initial Install of Performance Verification. Device is ready for patient use. |  |  | 10/31/2019 | 10/31/2019
|  | SONOSITE | C60XP/5-2MHZ | TRANSDUCER, ULTRASOUND | 04D66N | INTENSIVE CARE UNIT | Pavilion |  |  | 10/31/2019 |  |  |  |  | NO | YES |  |  |  |  | FUJI MEDICAL 11208050 04D66N |  |  | Active |  | 99:99:99:99:99:99 |  | Accessory | PAAR:00-PVAR | 10/31/2019 | 10/31/2019 | COOPER UNIVERSITY HOSPITAL |  |  | Pav 4th Floor ICU | WOT00000000810202 | CAROLYN RUMELL | Performance Verification | Closed | Zhan Kiselev | 10/31/2019 | 10/31/2019 | Performance Verification for FUJI MEDICAL 11208050 04D66N | Initial Install of Performance Verification. Device is ready for patient use. |  |  | 10/31/2019 | 10/31/2019
|  | SONOSITE | C60XP/5-2MHZ | TRANSDUCER, ULTRASOUND | 048N3H | TRAUMA ICU | Kelemen |  |  | 06/08/2017 |  |  |  |  | NO | YES |  |  |  |  | SONOSITE 10769588 048N3H |  |  | Active |  | 99:99:99:99:99:99 |  | Accessory | PAAR:00-PVAR | 10/31/2019 |  | COOPER UNIVERSITY HOSPITAL |  |  |  | 0011746652 | Diane Floyd | Preventative Maintenance | Closed | Bonnie Aichroth | 06/08/2017 | 06/08/2017 | PERFORMANCE ASSURANCE AT INVENTORY | INVENTORIED DEVICE AND ENSURED DEVICE WAS FUNCTIONING PROPERLY. | 1E1F45A7-F779-4685-A7D0-755D07D440B9 | Labor | 06/08/2017 | 06/08/2017 | Zhan Kiselev
|  | SONOSITE | C60XP/5-2MHZ | TRANSDUCER, ULTRASOUND | 044cz4 |  | Kelemen | [7 empty] | NO | YES
|  | SONOSITE | HFL38/13-6MHX | TRANSDUCER, ULTRASOUND | 03776z |  | Kelemen | [7 empty] | YES | YES
|  | SONOSITE | HFL38X/13-6 MHZ | TRANSDUCER, ULTRASOUND | 03ZJC7 | OR - KELEMEN 3 | Pavilion |  |  | 11/06/2014 |  |  |  |  | NO | YES |  |  |  |  | SONOSITE 10355484 03ZJC7 |  |  | Active |  | 99:99:99:99:99:99 |  | Accessory | PAAR:00-PVAR | 10/31/2019 |  | COOPER UNIVERSITY HOSPITAL |  |  | OR 6 |  | DOMINIC VENDETTA
|  | SONOSITE | HFL38XP/13-6 MHZ | TRANSDUCER, ULTRASOUND | 04DLX1 | INTENSIVE CARE UNIT | Pavilion |  |  | 10/31/2019 |  |  |  |  | NO | YES |  |  |  |  | SONOSITE 11208051 04DLX1 |  |  | Active |  | 99:99:99:99:99:99 |  | Accessory | PAAR:00-PVAR | 10/31/2019 | 10/31/2019 | COOPER UNIVERSITY HOSPITAL |  |  | Pav 4th Floor ICU | WOT00000000810232 | CAROLYN RUMELL | Performance Verification | Closed | Zhan Kiselev | 10/31/2019 | 10/31/2019 | Performance Verification for SONOSITE 11208051 04DLX1 | Initial Install of Performance Verification. Device is ready for patient use. |  |  | 10/31/2019 | 10/31/2019
|  | SONOSITE | HFL38XP/13-6 MHZ | TRANSDUCER, ULTRASOUND | 04DLX5 | CCU - CORONARY CARE UNIT | Pavilion |  |  | 10/31/2019 |  |  |  |  | NO | YES |  |  |  |  | SONOSITE 11208047 04DLX5 |  |  | Active |  | 99:99:99:99:99:99 |  | Accessory | PAAR:00-PVAR | 10/31/2019 | 10/31/2019 | COOPER UNIVERSITY HOSPITAL |  |  | 4th Floor CCU | WOT00000000810138 | CAROLYN RUMELL | Performance Verification | Closed | Zhan Kiselev | 10/31/2019 | 10/31/2019 | Performance Verification for SONOSITE 11208047 04DLX5 | Initial Install of Performance Verification. Device is ready for patient use. |  |  | 10/31/2019 | 10/31/2019
|  | SONOSITE | HFL50X/15-6 MHZ | TRANSDUCER, ULTRASOUND | 03Twbb |  | Kelemen | [7 empty] | YES | YES
|  | SONOSITE | HFL50X/15-6 MHZ | TRANSDUCER, ULTRASOUND | 041JCT | 1101 KINGS HIGHWAY | 1101 N Kings Hwy |  |  | 10/31/2019 |  |  |  |  | NO | YES |  |  |  |  | SONOSITE 30149637 041JCT |  |  | Active |  | 99:99:99:99:99:99 |  | Accessory | PAAR:00-PVAR | 10/31/2019 | 10/31/2019 | COOPER AMBULATORY OFF-SITES |  |  |  |  | STEVE LOWE |  |  |  | 10/31/2019 | 10/31/2019 |  |  |  |  | 10/31/2019 | 10/31/2019
|  | SONOSITE | L25X 13-6MHZ | TRANSDUCER, ULTRASOUND | 03CP3N | PEDIATRIC INTENSIVE CARE UNIT | Kelemen |  |  | 09/18/2008 |  |  |  |  | NO | YES |  |  |  |  | SONOSITE 10360449 03CP3N |  |  | Active |  | 99:99:99:99:99:99 |  | Accessory | PAAR:00-PVAR | 10/31/2019 |  | COOPER UNIVERSITY HOSPITAL |  |  | PICU |  | Susan Cannon
|  | SONOSITE | L25X 13-6MHZ | TRANSDUCER, ULTRASOUND | 03TJ9J | CCU - CORONARY CARE UNIT | Kelemen |  |  | 12/30/2012 |  |  |  |  | NO | YES |  |  |  |  | SONOSITE 10355710 03TJ9J |  |  | Disposition |  |  |  | Accessory | PAAR:00-PVAR | 10/16/2019 |  | COOPER UNIVERSITY HOSPITAL |  |  | CCU |  | CAROLYN RUMELL
|  | SONOSITE | L25X/13-6MHZ | TRANSDUCER, ULTRASOUND | 04LPB7 | ANESTHESIOLOGY | Pavilion |  |  | 10/31/2019 |  |  |  |  | NO | YES |  |  |  |  | SONOSITE 11208390 04LPB7 |  |  | Active |  |  |  | Accessory | PAAR:00-PVAR | 10/31/2019 | 10/31/2019 | COOPER UNIVERSITY HOSPITAL |  |  | Performance Verification | WOT00000002743478 | GIACINTA ROUPAS | Performance Verification | Closed | Zhan Kiselev | 10/31/2019 | 10/31/2019 | Performance Verification for SONOSITE 11208390 04LPB7 | Initial Install of Performance Verification. Device is ready for patient use. |  |  | 10/31/2019 | 10/31/2019
|  | SONOSITE | L25X/13-6MHZ | TRANSDUCER, ULTRASOUND | 04CRX9 | PAVILION 8 | Pavilion |  |  | 10/31/2019 |  |  |  |  | NO | YES |  |  |  |  | SONOSITE 11208107 04CRX9 |  |  | Active |  | 99:99:99:99:99:99 |  | Accessory | PAAR:00-PVAR | 10/31/2019 | 10/31/2019 | COOPER UNIVERSITY HOSPITAL |  |  |  | WOT00000001018647 | BRIAN OSHAUGHNESSY | Performance Verification | Closed | Zhan Kiselev | 10/31/2019 | 10/31/2019 | Performance Verification for SONOSITE 11208107 04CRX9 | Initial Install of Performance Verification. Device is ready for patient use. |  |  | 10/31/2019 | 10/31/2019
|  | SONOSITE | L25X/13-6MHZ | TRANSDUCER, ULTRASOUND | 04CRX5 | INCU - KELEMEN S10 | Kelemen |  |  | 10/31/2019 |  |  |  |  | NO | YES |  |  |  |  | SONOSITE 11208105 04CRX5 |  |  | Active |  | 99:99:99:99:99:99 |  | Accessory | PAAR:00-PVAR | 10/31/2019 | 10/31/2019 | COOPER UNIVERSITY HOSPITAL |  |  |  | WOT00000001018608 | Lisa Brooks | Performance Verification | Closed | Zhan Kiselev | 10/31/2019 | 10/31/2019 | Performance Verification for SONOSITE 11208105 04CRX5 | Initial Install of Performance Verification. Device is ready for patient use. |  |  | 10/31/2019 | 10/31/2019
|  | SONOSITE | L25X/13-6MHZ | TRANSDUCER, ULTRASOUND | 03t9c9 |  | Kelemen | Basement | [6 empty] | YES | YES
|  | SONOSITE | L25X/13-6MHZ | TRANSDUCER, ULTRASOUND | 0497XZ | SAME DAY PACU-2ND FL PAVILION | Pavilion |  |  | 02/16/2018 |  |  |  |  | NO | YES |  |  |  |  | SONOSITE 10752782 0497XZ |  |  | Active |  | 99:99:99:99:99:99 |  | Accessory | PAAR:00-PVAR | 10/31/2019 |  | COOPER UNIVERSITY HOSPITAL |  |  | SAME DAY OR-2ND FL PAVILION | WOT00000000642323 | Lisa Geoghegan | Performance Verification | Closed | Zhan Kiselev | 03/06/2018 | 07/30/2018 | Performance Verification for SONOSITE 10752782 0497XZ | Initial Install of Performance Verification. Device is ready for patient use.
|  | SONOSITE | L25XP/13-6MHZ | TRANSDUCER, ULTRASOUND | 048NJH | TRAUMA ICU | Kelemen |  |  | 06/08/2017 |  |  |  |  | NO | YES |  |  |  |  | SONOSITE 10769589 048NJH |  |  | Active |  | 99:99:99:99:99:99 |  | Accessory | PAAR:00-PVAR | 10/31/2019 |  | COOPER UNIVERSITY HOSPITAL |  |  |  | 0011746646 | Diane Floyd | Preventative Maintenance | Closed | Bonnie Aichroth | 06/08/2017 | 06/08/2017 | PERFORMANCE ASSURANCE AT INVENTORY | INVENTORIED DEVICE AND ENSURED DEVICE WAS FUNCTIONING PROPERLY. | 759D585C-B322-4A86-A4CB-5C3D3D9108B1 | Labor | 06/08/2017 | 06/08/2017 | Zhan Kiselev
|  | SONOSITE | L25XP/13-6MHZ | TRANSDUCER, ULTRASOUND | 048NBF | TRAUMA ICU | Kelemen |  |  | 06/08/2017 |  |  |  |  | NO | YES |  |  |  |  | SONOSITE 10769592 048NBF |  |  | Active |  | 99:99:99:99:99:99 |  | Accessory | PAAR:00-PVAR | 10/31/2019 |  | COOPER UNIVERSITY HOSPITAL |  |  |  | 0011746642 | Diane Floyd | Preventative Maintenance | Closed | Bonnie Aichroth | 06/08/2017 | 06/08/2017 | PERFORMANCE ASSURANCE AT INVENTORY | INVENTORIED DEVICE AND ENSURED DEVICE WAS FUNCTIONING PROPERLY. | 57B527C0-ACCB-4C43-97B6-A2F2C0381BE1 | Labor | 06/08/2017 | 06/08/2017 | Zhan Kiselev
|  | SONOSITE | L38/10-5MHZ | TRANSDUCER, ULTRASOUND | 03Z3F7 | CARDIAC CATH LAB | Kelemen |  |  | 10/28/2014 |  |  |  |  | NO | YES |  |  |  |  | SONOSITE 10366697 03Z3F7 |  |  | Active |  | 99:99:99:99:99:99 |  | Accessory | PAAR:00-PVAR | 10/31/2019 |  | COOPER UNIVERSITY HOSPITAL |  |  | CCL - Lab 1 |  | LINDA BEAN
|  | SONOSITE | MICROMAXX L25E | TRANSDUCER, ULTRASOUND | 037MGT |  | Kelemen | [7 empty] | YES | YES
|  | SONOSITE | P10X | TRANSDUCER, ULTRASOUND | 03CYL3 | PEDIATRIC INTENSIVE CARE UNIT | Kelemen |  |  | 09/18/2008 |  |  |  |  | NO | YES |  |  |  |  | SONOSITE 10360448 03CYL3 |  |  | Active |  | 99:99:99:99:99:99 |  | Accessory | PAAR:00-PVAR | 10/31/2019 |  | COOPER UNIVERSITY HOSPITAL |  |  | PICU |  | Susan Cannon
|  | SONOSITE | P21XP/5-1MHZ | TRANSDUCER, ULTRASOUND | 044d3L |  | Kelemen | [7 empty] | NO | YES
|  | SONOSITE | RP19X/ 5-1MHZ | TRANSDUCER, ULTRASOUND | 04CFYR | PAVILION 8 | Pavilion |  |  | 10/31/2019 |  |  |  |  | NO | YES |  |  |  |  | SONOSITE 11208108 04CFYR |  |  | Active |  | 99:99:99:99:99:99 |  | Accessory | PAAR:00-PVAR | 10/31/2019 | 10/31/2019 | COOPER UNIVERSITY HOSPITAL |  |  |  | WOT00000001018656 | BRIAN OSHAUGHNESSY | Performance Verification | Closed | Zhan Kiselev | 10/31/2019 | 10/31/2019 | Performance Verification for SONOSITE 11208108 04CFYR | Initial Install of Performance Verification. Device is ready for patient use. |  |  | 10/31/2019 | 10/31/2019
|  | SONOSITE | RP19X/ 5-1MHZ | TRANSDUCER, ULTRASOUND | 04CH53 | INCU - KELEMEN S10 | Kelemen |  |  | 10/31/2019 |  |  |  |  | NO | YES |  |  |  |  | SONOSITE 11208104 04CH53 |  |  | Active |  | 99:99:99:99:99:99 |  | Accessory | PAAR:00-PVAR | 10/31/2019 | 10/31/2019 | COOPER UNIVERSITY HOSPITAL |  |  |  | WOT00000001018578 | Lisa Brooks | Performance Verification | Closed | Zhan Kiselev | 10/31/2019 | 10/31/2019 | Performance Verification for SONOSITE 11208104 04CH53 | Initial Install of Performance Verification. Device is ready for patient use. |  |  | 10/31/2019 | 10/31/2019
|  | SONOSITE | RP19X/ 5-1MHZ | TRANSDUCER, ULTRASOUND | 04DLXF | INTENSIVE CARE UNIT | Pavilion |  |  | 10/31/2019 |  |  |  |  | NO | YES |  |  |  |  | SONOSITE 11208052 04DLXF |  |  | Active |  | 99:99:99:99:99:99 |  | Accessory | PAAR:00-PVAR | 10/31/2019 | 10/31/2019 | COOPER UNIVERSITY HOSPITAL |  |  | Pav 4th Floor ICU | WOT00000000810242 | CAROLYN RUMELL | Performance Verification | Closed | Zhan Kiselev | 10/31/2019 | 10/31/2019 | Performance Verification for SONOSITE 11208052 04DLXF | Initial Install of Performance Verification. Device is ready for patient use. |  |  | 10/31/2019 | 10/31/2019
|  | SONOSITE | RP19X/ 5-1MHZ | TRANSDUCER, ULTRASOUND | 04DLXD | CCU - CORONARY CARE UNIT | Pavilion |  |  | 10/31/2019 |  |  |  |  | NO | YES |  |  |  |  | SONOSITE 11208046 04DLXD |  |  | Active |  | 99:99:99:99:99:99 |  | Accessory | PAAR:00-PVAR | 10/31/2019 | 10/31/2019 | COOPER UNIVERSITY HOSPITAL |  |  | CCU - CORONARY CARE UNIT | WOT00000000810065 | CAROLYN RUMELL | Performance Verification | Closed | Zhan Kiselev | 10/31/2019 | 10/31/2019 | Performance Verification for SONOSITE 11208046 04DLXD | Initial Install of Performance Verification. Device is ready for patient use. |  |  | 10/31/2019 | 10/31/2019
|  | SONOSITE | RP19X/ 5-1MHZ | TRANSDUCER, ULTRASOUND | 048Q70 | TRAUMA ICU | Kelemen |  |  | 06/08/2017 |  |  |  |  | NO | YES |  |  |  |  | SONOSITE 10769590 048Q70 |  |  | Active |  | 99:99:99:99:99:99 |  | Accessory | PAAR:00-PVAR | 10/31/2019 |  | COOPER UNIVERSITY HOSPITAL |  |  |  | 0011746638 | Diane Floyd | Performance Verification | Closed | Bonnie Aichroth | 06/08/2017 | 06/08/2017 | INCOMING INVENTORY | DEVICE INVENTORIED | 3E7A5C8E-AC47-4BDC-AC8C-CC420B6A3127 | Labor | 06/08/2017 | 06/08/2017 | Bonnie Aichroth
|  | SONOSITE | RP19X/ 5-1MHZ | TRANSDUCER, ULTRASOUND | 048MNQ | TRAUMA ICU | Kelemen |  |  | 06/08/2017 |  |  |  |  | NO | YES |  |  |  |  | SONOSITE 10769594 048MNQ |  |  | Active |  | 99:99:99:99:99:99 |  | Accessory | PAAR:00-PVAR | 10/31/2019 |  | COOPER UNIVERSITY HOSPITAL |  |  |  | 0011746636 | Diane Floyd | Preventative Maintenance | Closed | Bonnie Aichroth | 06/08/2017 | 06/08/2017 | PERFORMANCE ASSURANCE AT INVENTORY | INVENTORIED DEVICE AND ENSURED DEVICE WAS FUNCTIONING PROPERLY. | 5DA1E226-CF61-4AAA-9DEB-E759F0426DF5 | Labor | 06/08/2017 | 06/08/2017 | Zhan Kiselev
|  | ZONARE | C4-1 | TRANSDUCER, ULTRASOUND | 12023c4x115a | TRAUMA ICU | Kelemen |  |  | 01/01/1900 |  |  |  |  | NO | YES |  |  |  |  | ZONARE 10357231 12023c4x115a |  |  | Disposition |  |  |  | Accessory | PAAR:00-PVAR | 11/02/2019 |  | COOPER UNIVERSITY HOSPITAL |  |  | ED TRUMA ROOMS | 0011616715 | Diane Floyd | Repair | Closed | Zhan Kiselev | 05/05/2017 | 06/19/2017 | TRANSDUCER - NOT PICKING UP PROPERLY - ED TRAUMA ADMITTING | 5/8/2017 1:39:33 PM ZXKISELEV (ZXKISELEV 5/8/2017 12:00 AM) ANALYZED UNIT, PROBE HAS DEAD ELEMENTS. NEEDS TO BE REPLACED. CALLED ZONARE: 12 WEEKS TO REPLACE $2800 NO LOANER PROBE WILL BE PRIVIDED. EXCHANGE $6375. REACHED OUT TO BAYER THEY WILL PROVIDE ME WITH A QUOTE IF THEY'LL FIND ANY. 6/19/2017 4:10:36 PM ZXKISELEV (ZXKISELEV 6/19/2017 12:00 AM) DEPARTMENT DOES NOT WANT TO FIX IT. 6/19/2017 4:10:38 PM ZXKISELEV This device has been removed from an active status with the RSQ Database, and physically removed from the facility. Device retired on 6/19/2017; Authorized By: YES; Nature of Retirement: BEYOND ECONOMICAL REPAIR; Days In Service: 745 | C4E37793-11B1-49DE-A9CD-2494CF2B6074 | Labor | 05/08/2017 | 05/08/2017 | Zhan Kiselev
|  | ZONARE | C4-1 | TRANSDUCER, ULTRASOUND | 02425C4X113D | TRAUMA ADMIT | Kelemen | HP |  | 11/02/2019 |  |  |  |  | NO | YES |  |  |  |  | ZONARE 30144323 02425C4X113D |  |  | Active |  | 99:99:99:99:99:99 |  | Accessory | PAAR:00-PVAR | 11/02/2019 | 11/02/2019 | COOPER UNIVERSITY HOSPITAL |  |  | TRAUMA Helipat | WOT00000000504394 | Diane Floyd | Disposition | Closed | Richard Jolly | 11/02/2019 | 11/02/2019 | Bulk Disposition CNL | Found probe. Probe needs to be replaced. Work Order Task will be closed. Refer to WOT00000002203954. | EXP2336995 | Labor | 11/02/2019 | 11/02/2019 | Zhan Kiselev
|  | ZONARE | L8-3 | TRANSDUCER, ULTRASOUND | 02726L5X111H | TRAUMA ADMIT | Kelemen | HP |  | 02/21/2019 |  |  |  |  | NO | YES |  |  |  |  | ZONARE 30144322 02726L5X111H |  |  | Active |  | 99:99:99:99:99:99 |  | Accessory | 1Y:00-MFG | 02/21/2019 | 02/21/2019 | COOPER UNIVERSITY HOSPITAL |  |  | TRAUMA ADMIT |  | Diane Floyd |  |  |  | 02/21/2019 | 02/21/2019 |  |  |  |  | 02/21/2019 | 02/21/2019
|  | ZONARE | P4-1C | TRANSDUCER, ULTRASOUND | 05860P4X113K | TRAUMA ICU | Kelemen | HP |  | 02/28/2019 |  |  |  |  | NO | YES |  |  |  |  | ZONARE 30144321 05860P4X113K |  |  | Disposition |  | 99:99:99:99:99:99 |  | Accessory | 1Y:00-MFG | 02/28/2019 | 02/28/2019 | COOPER UNIVERSITY HOSPITAL |  |  | TRAUMA ICU | 0011701251 | Diane Floyd | Preventative Maintenance | Closed | Zhan Kiselev | 02/28/2019 | 02/28/2019 | Performance Assurance: 00-MFG | 6/27/2017 7:36:36 AM ZXKISELEV (ZXKISELEV 6/27/2017 12:00 AM) PM WAS COMPLETED BACK IN 2/13/17 W.O.#0011622692 PROBE GET PM DURING ULTRASOUND PM | 65CD9238-BE92-445E-9CFD-8856BCA18B1D | Labor | 02/28/2019 | 02/28/2019 | Zhan Kiselev
|  | PHILIPS MEDICAL SYSTEMS | T6210 OMNIPLANE II | TRANSDUCER, ULTRASOUND, TEE | US97402681 | ECHOCARDIOLOGY | Kelemen |  |  | 08/03/2017 |  |  |  |  | NO | YES |  |  |  |  | PHILIPS MEDICAL SYSTEMS 30142869 US97402681 |  |  | Disposition |  |  |  | Accessory | 6M:00-MFG | 08/03/2017 | 08/03/2017 | COOPER UNIVERSITY HOSPITAL |  |  | OR | 0011830661 | LINDA VALENTI | Preventative Maintenance | Closed | Zhan Kiselev | 08/03/2017 | 08/03/2017 | Performance Assurance: 00-MFG | 7/14/2017 11:33:23 AM ZXKISELEV (ZXKISELEV 7/14/2017 12:00 AM) PM WILL BE DONE ON THE NEXT ULTRASOUND PM CYCLE 7/14/2017 11:33 AM ZXKISELEV 7/14/2017 3:16:56 PM ZXKISELEV (ZXKISELEV 7/14/2017 12:00 AM) PROBE REMOVED FROM SERVICE. DEPARTMENT DOES NOT USE IT ANYMORE. 7/14/2017 3:16 PM ZXKISELEV This device has been removed from an active status with the RSQ Database, and physically removed from the facility. Device retired on 7/14/2017; Authorized By: YES; Nature of Retirement: OTHER - DEPARTMENT DOES NOT NEED THE PROBE ANYMORE; Days In Service: 770 | 09E6E7EF-335D-4796-8D9E-0175869EBC7E | Labor | 08/03/2017 | 08/03/2017 | Zhan Kiselev
|  | PHILIPS MEDICAL SYSTEMS | X7-2T | TRANSDUCER, ULTRASOUND, TEE | B1ZGY3 | ANESTHESIOLOGY | Pavilion |  |  | 10/31/2019 |  |  |  |  | NO | YES |  |  |  |  | PHILIPS MEDICAL SYSTEMS 11208130 B1ZGY3 |  |  | Active |  | 99:99:99:99:99:99 |  | Accessory | PAAR:00-PVAR | 10/31/2019 | 10/31/2019 | COOPER UNIVERSITY HOSPITAL |  |  | OR | WOT00000001197542 | GIACINTA ROUPAS | Performance Verification | Closed | Zhan Kiselev | 10/31/2019 | 10/31/2019 | Performance Verification for PHILIPS MEDICAL SYSTEMS 11208130 B1ZGY3 | Initial Install of Performance Verification. Device is ready for patient use. |  |  | 10/31/2019 | 10/31/2019
|  | PHILIPS MEDICAL SYSTEMS | X7-2T | TRANSDUCER, ULTRASOUND, TEE | B241KB | OPERATING ROOM - PAVILION | Pavilion |  |  | 09/06/2017 |  |  |  |  | NO | YES |  |  |  |  | PHILIPS MEDICAL SYSTEMS 10769606 B241KB |  |  | Active |  | 99:99:99:99:99:99 |  | Accessory | PAAR:00-PVAR | 10/31/2019 |  | COOPER UNIVERSITY HOSPITAL |  |  |  | 0012151352 | DOMINIC VENDETTA | Preventative Maintenance | Closed | Zhan Kiselev | 09/12/2017 | 09/12/2017 | PERFORMANCE ASSURANCE AT INVENTORY | INVENTORIED DEVICE AND ENSURED DEVICE WAS FUNCTIONING PROPERLY. | 166C4005-5A05-4E35-9D14-2094E16D49A3 | Labor | 09/06/2017 | 09/06/2017 | Zhan Kiselev
|  | PHILIPS MEDICAL SYSTEMS | X7-2T | TRANSDUCER, ULTRASOUND, TEE | B1H47D | ANESTHESIOLOGY | Pavilion |  |  | 05/16/2016 |  |  |  |  | NO | YES |  |  |  |  | PHILIPS MEDICAL SYSTEMS 10769603 B1H47D |  |  | Active |  | 99:99:99:99:99:99 |  | Accessory | PAAR:00-PVAR | 10/31/2019 |  | COOPER UNIVERSITY HOSPITAL |  |  |  |  | GIACINTA ROUPAS
|  | PHILIPS MEDICAL SYSTEMS | X7-2T | TRANSDUCER, ULTRASOUND, TEE | BOKWD2 |  | Pavilion |  |  | 05/08/2017 |  |  |  |  | NO | YES |  |  |  |  | PHILIPS MEDICAL SYSTEMS 10649791 BOKWD2 |  |  | Active |  | 99:99:99:99:99:99 |  | Accessory | PAAR:00-PVAR | 10/31/2019 |  | COOPER UNIVERSITY HOSPITAL |  |  |  | 0012389164 | GIACINTA ROUPAS | Preventative Maintenance | Closed | Josh Harris | 11/07/2017 | 11/07/2017 | PERFORMANCE ASSURANCE AT INVENTORY | INVENTORIED DEVICE AND ENSURED DEVICE WAS FUNCTIONING PROPERLY. | 7C95F30B-2DF7-4440-8CA7-EF92F4776847 | Labor | 05/08/2017 | 05/08/2017 | Zhan Kiselev
|  | PHILIPS MEDICAL SYSTEMS | X7-2T | TRANSDUCER, ULTRASOUND, TEE | B1YFTH | ECHOCARDIOLOGY | Kelemen |  |  | 07/05/2017 |  |  |  |  | NO | YES |  |  |  |  | PHILIPS MEDICAL SYSTEMS 10480103 B1YFTH |  |  | Active |  | 99:99:99:99:99:99 |  | Accessory | PAAR:00-PVAR | 10/31/2019 |  | COOPER UNIVERSITY HOSPITAL |  |  |  | 0012143260 | LINDA VALENTI | Performance Verification | Closed | Zhan Kiselev | 09/07/2017 | 09/07/2017 | INCOMING INVENTORY | DEVICE INVENTORIED | D5E1DE1B-A97E-47C5-9249-82C52B9ECACD | Labor | 09/07/2017 | 09/07/2017 | Bonnie Aichroth
|  | PHILIPS MEDICAL SYSTEMS | X7-2T | TRANSDUCER, ULTRASOUND, TEE | B1CJ12 | ECHOCARDIOLOGY | Kelemen |  |  | 08/05/2015 |  |  |  |  | NO | YES |  |  |  |  | PHILIPS MEDICAL SYSTEMS 10369443 B1CJ12 |  |  | Active |  | 99:99:99:99:99:99 |  | Accessory | PAAR:00-PVAR | 10/31/2019 |  | COOPER UNIVERSITY HOSPITAL |  |  | ECHO |  | LINDA VALENTI
|  | PHILIPS MEDICAL SYSTEMS | X7-2T | TRANSDUCER, ULTRASOUND, TEE | b15v1f | ECHOCARDIOLOGY | Kelemen |  |  | 08/10/2015 |  |  |  |  | NO | YES |  |  |  |  | PHILIPS MEDICAL SYSTEMS 10357238 b15v1f |  |  | Active |  | 99:99:99:99:99:99 |  | Accessory | PAAR:00-PVAR | 11/02/2019 |  | COOPER UNIVERSITY HOSPITAL |  |  | eco lab | WOT00000002203909 | LINDA VALENTI | Disposition | Closed | Zhan Kiselev | 02/14/2019 | 05/20/2019 | Bulk Disposition CNL
|  | ULTRAVIOLET PRODUCTS | CHROMATO-VUE TM-36 | TRANSILLUMINATOR |  |  | Kelemen | [7 empty] | YES | YES
|  | GE HEALTHCARE | APEXPRO | TRANSMITTER, TELEMETRY | rt909471683ga |  | Kelemen | [7 empty] | YES | YES
|  | GE HEALTHCARE | APEXPRO | TRANSMITTER, TELEMETRY | J0TT0407GP |  | Kelemen | [7 empty] | YES | YES
|  | GE HEALTHCARE | APEXPRO | TRANSMITTER, TELEMETRY | RT914307660GA |  | Kelemen | [7 empty] | YES | YES
|  | GE HEALTHCARE | APEXPRO | TRANSMITTER, TELEMETRY | RT910254193GA |  | Kelemen | [7 empty] | YES | YES
|  | GE HEALTHCARE | APEXPRO | TRANSMITTER, TELEMETRY | b4tt6700g |  | Kelemen | [7 empty] | NO | YES
|  | GE HEALTHCARE | APEXPRO | TRANSMITTER, TELEMETRY | RT910254188GA |  | Kelemen | [7 empty] | YES | YES
|  | GE HEALTHCARE | APEXPRO | TRANSMITTER, TELEMETRY | RT911175900GA | NEURO/ORTHO/MEDSURG/7 PAV | Pavilion |  |  | 11/01/2019 |  | 11/1/24 |  |  | NO | YES |  |  |  |  | GE MEDICAL SYSTEMS 30143094 RT911175900GA |  |  | Active |  | 99:99:99:99:99:99 |  | Accessory | PAAR:00-PVAR | 11/01/2019 | 11/01/2019 | COOPER UNIVERSITY HOSPITAL |  |  | k1. er | 0011298268 | Pam Young | Repair | Closed | Richard Jolly | 11/01/2019 | 11/01/2019 | TRANSMITTER - NEEDS REPROGRAMMED - PAV 7 NURSE STATION | 2/28/2017 3:05:19 PM RCJOLLY (RCJOLLY 2/28/2017 10:00 AM) THEY CAN NOT USE THE CDU TELE PAC BECAUSE ITS A DIFFERENT SYSTEM | B0ED44A3-0A5F-4604-A81F-A08760B803FF | Labor | 11/01/2019 | 11/01/2019 | Richard Jolly
|  | GE HEALTHCARE | APEXPRO CH | TRANSMITTER, TELEMETRY | RT919250136SA | CDU - CLINICAL DECISION UNIT-9 KELEMEN | Kelemen |  |  | 10/31/2019 |  | 10/31/24 |  |  | NO | YES |  |  |  |  | GE MEDICAL SYSTEMS 11208411 RT919250136SA |  |  | Active |  |  |  | Accessory | PAAR:00-PVAR | 10/31/2019 | 10/31/2019 | COOPER UNIVERSITY HOSPITAL |  |  | CDU ER | WOT00000003175530 | KAREN GRUBER | Performance Verification | Closed | Michael Youch | 10/31/2019 | 10/31/2019 | Performance Verification for GE MEDICAL SYSTEMS 11208411 RT919250136SA | Initial Install of Performance Verification. Device is ready for patient use. |  |  | 10/31/2019 | 10/31/2019
|  | GE HEALTHCARE | APEXPRO CH | TRANSMITTER, TELEMETRY | RT919240353SA | CDU - CLINICAL DECISION UNIT-9 KELEMEN | Kelemen |  |  | 10/31/2019 |  | 10/31/24 |  |  | NO | YES |  |  |  |  | GE MEDICAL SYSTEMS 11208410 RT919240353SA |  |  | Active |  |  |  | Accessory | PAAR:00-PVAR | 10/31/2019 | 10/31/2019 | COOPER UNIVERSITY HOSPITAL |  |  | CDU ER | WOT00000003175424 | KAREN GRUBER | Performance Verification | Closed | Michael Youch | 10/31/2019 | 10/31/2019 | Performance Verification for GE MEDICAL SYSTEMS 11208410 RT919240353SA | Initial Install of Performance Verification. Device is ready for patient use. |  |  | 10/31/2019 | 10/31/2019
|  | GE HEALTHCARE | APEXPRO CH | TRANSMITTER, TELEMETRY | RT918280009SA | KELEMEN 8 PCU | Kelemen |  |  | 10/31/2019 |  | 10/31/24 |  |  | NO | YES |  |  |  |  | GE MEDICAL SYSTEMS 11208209 RT918280009SA |  |  | Active |  | 99:99:99:99:99:99 |  | Accessory | PAAR:00-PVAR | 10/31/2019 | 10/31/2019 | COOPER UNIVERSITY HOSPITAL |  |  | TTX 8669 | WOT00000001544776 | BYRON WELLS | Performance Verification | Closed | Michael Youch | 10/31/2019 | 10/31/2019 | Performance Verification for GE MEDICAL SYSTEMS 11208209 RT918280009SA | Initial Install of Performance Verification. Device is ready for patient use. |  |  | 10/31/2019 | 10/31/2019
|  | GE HEALTHCARE | APEXPRO CH | TRANSMITTER, TELEMETRY | RT918300035SA | CDU - CLINICAL DECISION UNIT-9 KELEMEN | Kelemen |  |  | 10/31/2019 |  | 10/31/24 |  |  | NO | YES |  |  |  |  | GE MEDICAL SYSTEMS 11208267 RT918300035SA |  |  | Active |  | 99:99:99:99:99:99 |  | Accessory | PAAR:00-PVAR | 10/31/2019 | 10/31/2019 | COOPER UNIVERSITY HOSPITAL |  |  | TTX 8598 | WOT00000001564187 | KAREN GRUBER | Performance Verification | Closed | Michael Youch | 10/31/2019 | 10/31/2019 | Performance Verification for GE MEDICAL SYSTEMS 11208267 RT918300035SA | Initial Install of Performance Verification. Device is ready for patient use. |  |  | 10/31/2019 | 10/31/2019
|  | GE HEALTHCARE | APEXPRO CH | TRANSMITTER, TELEMETRY | RT918300024SA | BIOMEDICAL | Kelemen |  |  | 10/31/2019 |  | 10/31/24 |  |  | NO | YES |  |  |  |  | GE MEDICAL SYSTEMS 11208266 RT918300024SA |  |  | Active |  | 99:99:99:99:99:99 |  | Accessory | PAAR:00-PVAR | 10/31/2019 | 10/31/2019 | COOPER UNIVERSITY HOSPITAL |  |  |  | WOT00000001564179 | Bonnie Aichroch | Performance Verification | Closed | Michael Youch | 10/31/2019 | 10/31/2019 | Performance Verification for GE MEDICAL SYSTEMS 11208266 RT918300024SA | Initial Install of Performance Verification. Device is ready for patient use. |  |  | 10/31/2019 | 10/31/2019
|  | GE HEALTHCARE | APEXPRO CH | TRANSMITTER, TELEMETRY | RT918300003SA | MED/SURG 6 PAVILION | Pavilion |  |  | 10/31/2019 |  | 10/31/24 |  |  | NO | YES |  |  |  |  | GE MEDICAL SYSTEMS 11208261 RT918300003SA |  |  | Active |  | 99:99:99:99:99:99 |  | Accessory | PAAR:00-PVAR | 10/31/2019 | 10/31/2019 | COOPER UNIVERSITY HOSPITAL |  |  | TTX 8553 | WOT00000001564119 | BRIAN OSHAUGHNESSY | Performance Verification | Closed | Michael Youch | 10/31/2019 | 10/31/2019 | Performance Verification for GE MEDICAL SYSTEMS 11208261 RT918300003SA | Initial Install of Performance Verification. Device is ready for patient use. |  |  | 10/31/2019 | 10/31/2019
|  | GE HEALTHCARE | APEXPRO CH | TRANSMITTER, TELEMETRY | RT918290029SA | INCU - KELEMEN S10 | Kelemen |  |  | 10/31/2019 |  | 10/31/24 |  |  | NO | YES |  |  |  |  | GE MEDICAL SYSTEMS 11208251 RT918290029SA |  |  | Active |  | 99:99:99:99:99:99 |  | Accessory | PAAR:00-PVAR | 10/31/2019 | 10/31/2019 | COOPER UNIVERSITY HOSPITAL |  |  | TTX 8551 | WOT00000001563367 | Lisa Brooks | Performance Verification | Closed | Michael Youch | 10/31/2019 | 10/31/2019 | Performance Verification for GE MEDICAL SYSTEMS 11208251 RT918290029SA | Initial Install of Performance Verification. Device is ready for patient use. |  |  | 10/31/2019 | 10/31/2019
|  | GE HEALTHCARE | APEXPRO CH | TRANSMITTER, TELEMETRY | RT918290025SA | KELEMEN 8 PCU | Kelemen |  |  | 10/31/2019 |  | 10/31/24 |  |  | NO | YES |  |  |  |  | GE MEDICAL SYSTEMS 11208248 RT918290025SA |  |  | Active |  | 99:99:99:99:99:99 |  | Accessory | PAAR:00-PVAR | 10/31/2019 | 10/31/2019 | COOPER UNIVERSITY HOSPITAL |  |  | TTX 8618 | WOT00000001563348 | BYRON WELLS | Performance Verification | Closed | Michael Youch | 10/31/2019 | 10/31/2019 | CEID Record Completion for GE MEDICAL SYSTEMS 11208248 RT918290025SA | Inventoried, documented, programmed channel, verified. | EXP1596328 | Labor | 10/31/2019 | 10/31/2019 | Michael Youch
|  | GE HEALTHCARE | APEXPRO CH | TRANSMITTER, TELEMETRY | RT918290015SA | CARDIAC CATH LAB | Kelemen |  |  | 10/31/2019 |  | 10/31/24 |  |  | NO | YES |  |  |  |  | GE MEDICAL SYSTEMS 11208247 RT918290015SA |  |  | Active |  | 99:99:99:99:99:99 |  | Accessory | PAAR:00-PVAR | 10/31/2019 | 10/31/2019 | COOPER UNIVERSITY HOSPITAL |  |  | CCL - Med Room (TTX 8673) | WOT00000001563326 | LINDA BEAN | Performance Verification | Closed | Michael Youch | 10/31/2019 | 10/31/2019 | Performance Verification for GE MEDICAL SYSTEMS 11208247 RT918290015SA | Initial Install of Performance Verification. Device is ready for patient use. |  |  | 10/31/2019 | 10/31/2019
|  | GE HEALTHCARE | APEXPRO CH | TRANSMITTER, TELEMETRY | RT918280091SA | NEURO/ORTHO/MEDSURG/7 PAV | Pavilion |  |  | 10/31/2019 |  | 10/31/24 |  |  | NO | YES |  |  |  |  | GE MEDICAL SYSTEMS 11208242 RT918280091SA |  |  | Active |  | 99:99:99:99:99:99 |  | Accessory | PAAR:00-PVAR | 10/31/2019 | 10/31/2019 | COOPER UNIVERSITY HOSPITAL |  |  | TTX 8606 | WOT00000001558153 | Pam Young | Performance Verification | Closed | Michael Youch | 10/31/2019 | 10/31/2019 | CEID Record Completion for GE MEDICAL SYSTEMS 11208242 RT918280091SA | Inventoried, documented, programmed channel, verified. | EXP1595933 | Labor | 10/31/2019 | 10/31/2019 | Michael Youch
|  | GE HEALTHCARE | APEXPRO CH | TRANSMITTER, TELEMETRY | RT918290003SA | CARDIAC CATH LAB | Kelemen |  |  | 10/31/2019 |  | 10/31/24 |  |  | NO | YES |  |  |  |  | GE MEDICAL SYSTEMS 11208246 RT918290003SA |  |  | Active |  | 99:99:99:99:99:99 |  | Accessory | PAAR:00-PVAR | 10/31/2019 | 10/31/2019 | COOPER UNIVERSITY HOSPITAL |  |  | CCL - Med Room (TTX 8672) | WOT00000001563315 | LINDA BEAN | Performance Verification | Closed | Michael Youch | 10/31/2019 | 10/31/2019 | Performance Verification for GE MEDICAL SYSTEMS 11208246 RT918290003SA | Initial Install of Performance Verification. Device is ready for patient use. |  |  | 10/31/2019 | 10/31/2019
|  | GE HEALTHCARE | APEXPRO CH | TRANSMITTER, TELEMETRY | RT918290002SA | CARDIAC CATH LAB | Kelemen |  |  | 10/31/2019 |  | 10/31/24 |  |  | NO | YES |  |  |  |  | GE MEDICAL SYSTEMS 11208245 RT918290002SA |  |  | Active |  | 99:99:99:99:99:99 |  | Accessory | PAAR:00-PVAR | 10/31/2019 | 10/31/2019 | COOPER UNIVERSITY HOSPITAL |  |  | CCL - Med Room (TTX 8671) | WOT00000001563291 | LINDA BEAN | Performance Verification | Closed | Michael Youch | 10/31/2019 | 10/31/2019 | Performance Verification for GE MEDICAL SYSTEMS 11208245 RT918290002SA | Initial Install of Performance Verification. Device is ready for patient use. |  |  | 10/31/2019 | 10/31/2019
|  | GE HEALTHCARE | APEXPRO CH | TRANSMITTER, TELEMETRY | RT918290001SA | NEURO/ORTHO/MEDSURG/7 PAV | Kelemen |  |  | 10/31/2019 |  | 10/31/24 |  |  | NO | YES |  |  |  |  | GE MEDICAL SYSTEMS 11208244 RT918290001SA |  |  | Active |  | 99:99:99:99:99:99 |  | Accessory | PAAR:00-PVAR | 10/31/2019 | 10/31/2019 | COOPER UNIVERSITY HOSPITAL |  |  | TTX 8608 | WOT00000001558196 | Pam Young | Performance Verification | Closed | Michael Youch | 10/31/2019 | 10/31/2019 | Performance Verification for GE MEDICAL SYSTEMS 11208244 RT918290001SA | Initial Install of Performance Verification. Device is ready for patient use. |  |  | 10/31/2019 | 10/31/2019
|  | GE HEALTHCARE | APEXPRO CH | TRANSMITTER, TELEMETRY | RT918280094SA | NEURO/ORTHO/MEDSURG/7 PAV | Kelemen |  |  | 10/31/2019 |  | 10/31/24 |  |  | NO | YES |  |  |  |  | GE MEDICAL SYSTEMS 11208243 RT918280094SA |  |  | Active |  | 99:99:99:99:99:99 |  | Accessory | PAAR:00-PVAR | 10/31/2019 | 10/31/2019 | COOPER UNIVERSITY HOSPITAL |  |  | TTX 8607 | WOT00000001558179 | Pam Young | Performance Verification | Closed | Michael Youch | 10/31/2019 | 10/31/2019 | CEID Record Completion for GE MEDICAL SYSTEMS 11208243 RT918280094SA | Inventoried, documented, programmed channel, verified. | EXP1595943 | Labor | 10/31/2019 | 10/31/2019 | Michael Youch
|  | GE HEALTHCARE | APEXPRO CH | TRANSMITTER, TELEMETRY | RT918260118SA | INCU - KELEMEN S10 | Kelemen |  |  | 10/31/2019 |  | 10/31/24 |  |  | NO | YES |  |  |  |  | GE MEDICAL SYSTEMS 11208231 RT918260118SA |  |  | Active |  | 99:99:99:99:99:99 |  | Accessory | PAAR:00-PVAR | 10/31/2019 | 10/31/2019 | COOPER UNIVERSITY HOSPITAL |  |  | TTX 8541 | WOT00000001557893 | Lisa Brooks | Performance Verification | Closed | Michael Youch | 10/31/2019 | 10/31/2019 | CEID Record Completion for GE MEDICAL SYSTEMS 11208231 RT918260118SA | Inventoried, documented, programmed channel, verified. | EXP1595691 | Labor | 10/31/2019 | 10/31/2019 | Michael Youch
|  | GE HEALTHCARE | APEXPRO CH | TRANSMITTER, TELEMETRY | RT918290042SA | CARDIAC CATH LAB | Kelemen |  |  | 10/31/2019 |  | 10/31/24 |  |  | NO | YES |  |  |  |  | GE MEDICAL SYSTEMS 11208224 RT918290042SA |  |  | Active |  | 99:99:99:99:99:99 |  | Accessory | PAAR:00-PVAR | 10/31/2019 | 10/31/2019 | COOPER UNIVERSITY HOSPITAL |  |  | CCL - Med Room (TTX 8658) | WOT00000001547847 | LINDA BEAN | Performance Verification | Closed | Michael Youch | 10/31/2019 | 10/31/2019 | Performance Verification for GE MEDICAL SYSTEMS 11208224 RT918290042SA | Initial Install of Performance Verification. Device is ready for patient use. |  |  | 10/31/2019 | 10/31/2019
|  | GE HEALTHCARE | APEXPRO CH | TRANSMITTER, TELEMETRY | RT918290045SA | CARDIAC CATH LAB | Kelemen |  |  | 10/31/2019 |  | 10/31/24 |  |  | NO | YES |  |  |  |  | GE MEDICAL SYSTEMS 11208226 RT918290045SA |  |  | Active |  | 99:99:99:99:99:99 |  | Accessory | PAAR:00-PVAR | 10/31/2019 | 10/31/2019 | COOPER UNIVERSITY HOSPITAL |  |  | CCL - Med Room (TTX 8660) | WOT00000001547898 | LINDA BEAN | Performance Verification | Closed | Michael Youch | 10/31/2019 | 10/31/2019 | Performance Verification for GE MEDICAL SYSTEMS 11208226 RT918290045SA | Initial Install of Performance Verification. Device is ready for patient use. |  |  | 10/31/2019 | 10/31/2019
|  | GE HEALTHCARE | APEXPRO CH | TRANSMITTER, TELEMETRY | RT918290043SA | CARDIAC CATH LAB | Kelemen |  |  | 10/31/2019 |  | 10/31/24 |  |  | NO | YES |  |  |  |  | GE MEDICAL SYSTEMS 11208225 RT918290043SA |  |  | Active |  | 99:99:99:99:99:99 |  | Accessory | PAAR:00-PVAR | 10/31/2019 | 10/31/2019 | COOPER UNIVERSITY HOSPITAL |  |  | CCL - Med Room (TTX 8659) | WOT00000001547876 | LINDA BEAN | Performance Verification | Closed | Michael Youch | 10/31/2019 | 10/31/2019 | Performance Verification for GE MEDICAL SYSTEMS 11208225 RT918290059SA | Initial Install of Performance Verification. Device is ready for patient use. |  |  | 10/31/2019 | 10/31/2019
|  | GE HEALTHCARE | APEXPRO CH | TRANSMITTER, TELEMETRY | RT918290026SA | CARDIAC CATH LAB | Kelemen |  |  | 10/31/2019 |  | 10/31/24 |  |  | NO | YES |  |  |  |  | GE MEDICAL SYSTEMS 11208219 RT918290026SA |  |  | Active |  | 99:99:99:99:99:99 |  | Accessory | PAAR:00-PVAR | 10/31/2019 | 10/31/2019 | COOPER UNIVERSITY HOSPITAL |  |  | CCL - Med Room (TTX 8637) | WOT00000001547664 | LINDA BEAN | Performance Verification | Closed | Michael Youch | 10/31/2019 | 10/31/2019 | Performance Verification for GE MEDICAL SYSTEMS 11208219 RT918290026SA | Initial Install of Performance Verification. Device is ready for patient use. |  |  | 10/31/2019 | 10/31/2019
|  | GE HEALTHCARE | APEXPRO CH | TRANSMITTER, TELEMETRY | RT918290038SA | CARDIAC CATH LAB | Kelemen |  |  | 10/31/2019 |  | 10/31/24 |  |  | NO | YES |  |  |  |  | GE MEDICAL SYSTEMS 11208223 RT918290038SA |  |  | Active |  | 99:99:99:99:99:99 |  | Accessory | PAAR:00-PVAR | 10/31/2019 | 10/31/2019 | COOPER UNIVERSITY HOSPITAL |  |  | CCL - Med Room (TTX 8657) | WOT00000001547829 | LINDA BEAN | Performance Verification | Closed | Michael Youch | 10/31/2019 | 10/31/2019 | Performance Verification for GE MEDICAL SYSTEMS 11208223 RT918290038SA | Initial Install of Performance Verification. Device is ready for patient use. |  |  | 10/31/2019 | 10/31/2019
|  | GE HEALTHCARE | APEXPRO CH | TRANSMITTER, TELEMETRY | RT918290035SA | MED/SURG 6 PAVILION | Kelemen |  |  | 10/31/2019 |  | 10/31/24 |  |  | NO | YES |  |  |  |  | GE MEDICAL SYSTEMS 11208221 RT918290035SA |  |  | Active |  | 99:99:99:99:99:99 |  | Accessory | PAAR:00-PVAR | 10/31/2019 | 10/31/2019 | COOPER UNIVERSITY HOSPITAL |  |  | TTX 8639 | WOT00000001547798 | BRIAN OSHAUGHNESSY | Performance Verification | Closed | Michael Youch | 10/31/2019 | 10/31/2019 | Performance Verification for GE MEDICAL SYSTEMS 11208221 RT918290035SA | Initial Install of Performance Verification. Device is ready for patient use. |  |  | 10/31/2019 | 10/31/2019
|  | GE HEALTHCARE | APEXPRO CH | TRANSMITTER, TELEMETRY | RT918290030SA | CARDIAC CATH LAB | Kelemen |  |  | 10/31/2019 |  | 10/31/24 |  |  | NO | YES |  |  |  |  | GE MEDICAL SYSTEMS 11208220 RT918290030SA |  |  | Active |  | 99:99:99:99:99:99 |  | Accessory | PAAR:00-PVAR | 10/31/2019 | 10/31/2019 | COOPER UNIVERSITY HOSPITAL |  |  | CCL - Med Room (TTX 8638) | WOT00000001547779 | LINDA BEAN | Performance Verification | Closed | Michael Youch | 10/31/2019 | 10/31/2019 | CEID Record Completion for GE MEDICAL SYSTEMS 11208220 RT918290030SA | Inventoried, safety, and documentation . | EXP1494587 | Labor | 10/31/2019 | 10/31/2019 | Michael Youch
|  | GE HEALTHCARE | APEXPRO CH | TRANSMITTER, TELEMETRY | RT918300016SA | KELEMEN 8 PCU | Kelemen |  |  | 10/31/2019 |  | 10/31/24 |  |  | NO | YES |  |  |  |  | GE MEDICAL SYSTEMS 11208217 RT918300016SA |  |  | Active |  | 99:99:99:99:99:99 |  | Accessory | PAAR:00-PVAR | 10/31/2019 | 10/31/2019 | COOPER UNIVERSITY HOSPITAL |  |  | TTX 8731 | WOT00000001545281 | BYRON WELLS | Performance Verification | Closed | Michael Youch | 10/31/2019 | 10/31/2019 | Performance Verification for GE MEDICAL SYSTEMS 11208217 RT918300016SA | Initial Install of Performance Verification. Device is ready for patient use. |  |  | 10/31/2019 | 10/31/2019
|  | GE HEALTHCARE | APEXPRO CH | TRANSMITTER, TELEMETRY | RT918300015SA | KELEMEN 8 PCU | Kelemen |  |  | 10/31/2019 |  | 10/31/24 |  |  | NO | YES |  |  |  |  | GE MEDICAL SYSTEMS 11208216 RT918300015SA |  |  | Active |  | 99:99:99:99:99:99 |  | Accessory | PAAR:00-PVAR | 10/31/2019 | 10/31/2019 | COOPER UNIVERSITY HOSPITAL |  |  | TTX 8730 | WOT00000001545264 | BYRON WELLS | Performance Verification | Closed | Michael Youch | 10/31/2019 | 10/31/2019 | Performance Verification for GE MEDICAL SYSTEMS 11208216 RT918300015SA | Initial Install of Performance Verification. Device is ready for patient use. |  |  | 10/31/2019 | 10/31/2019
|  | GE HEALTHCARE | APEXPRO CH | TRANSMITTER, TELEMETRY | Rt910254190ga |  | Kelemen | [7 empty] | YES | YES
|  | GE HEALTHCARE | APEXPRO CH | TRANSMITTER, TELEMETRY | RT918250012SA | KELEMEN 8 PCU | Kelemen |  |  | 10/31/2019 |  | 10/31/24 |  |  | NO | YES |  |  |  |  | GE MEDICAL SYSTEMS 11208215 RT918250012SA |  |  | Active |  | 99:99:99:99:99:99 |  | Accessory | PAAR:00-PVAR | 10/31/2019 | 10/31/2019 | COOPER UNIVERSITY HOSPITAL |  |  | TTX 8728 | WOT00000001545230 | BYRON WELLS | Performance Verification | Closed | Michael Youch | 10/31/2019 | 10/31/2019 | Performance Verification for GE MEDICAL SYSTEMS 11208215 RT918250012SA | Initial Install of Performance Verification. Device is ready for patient use. |  |  | 10/31/2019 | 10/31/2019
|  | GE HEALTHCARE | APEXPRO CH | TRANSMITTER, TELEMETRY | RT918260011SA | KELEMEN 8 PCU | Kelemen |  |  | 10/31/2019 |  | 10/31/24 |  |  | NO | YES |  |  |  |  | GE MEDICAL SYSTEMS 11208214 RT918260011SA |  |  | Active |  | 99:99:99:99:99:99 |  | Accessory | PAAR:00-PVAR | 10/31/2019 | 10/31/2019 | COOPER UNIVERSITY HOSPITAL |  |  | TTX 8726 | WOT00000001545224 | BYRON WELLS | Performance Verification | Closed | Michael Youch | 10/31/2019 | 10/31/2019 | Performance Verification for GE MEDICAL SYSTEMS 11208214 RT918260011SA | Initial Install of Performance Verification. Device is ready for patient use. |  |  | 10/31/2019 | 10/31/2019
|  | GE HEALTHCARE | APEXPRO CH | TRANSMITTER, TELEMETRY | RT918300002SA | KELEMEN 8 PCU | Kelemen |  |  | 10/31/2019 |  | 10/31/24 |  |  | NO | YES |  |  |  |  | GE MEDICAL SYSTEMS 11208213 RT918300002SA |  |  | Active |  | 99:99:99:99:99:99 |  | Accessory | PAAR:00-PVAR | 10/31/2019 | 10/31/2019 | COOPER UNIVERSITY HOSPITAL |  |  | TTX 8723 | WOT00000001545202 | BYRON WELLS | Performance Verification | Closed | Michael Youch | 10/31/2019 | 10/31/2019 | Performance Verification for GE MEDICAL SYSTEMS 11208213 RT918300002SA | Initial Install of Performance Verification. Device is ready for patient use. |  |  | 10/31/2019 | 10/31/2019
|  | GE HEALTHCARE | APEXPRO CH | TRANSMITTER, TELEMETRY | RT918230328SA | KELEMEN 8 PCU | Kelemen |  |  | 10/31/2019 |  | 10/31/24 |  |  | NO | YES |  |  |  |  | GE MEDICAL SYSTEMS 11208211 RT918230328SA |  |  | Active |  | 99:99:99:99:99:99 |  | Accessory | PAAR:00-PVAR | 10/31/2019 | 10/31/2019 | COOPER UNIVERSITY HOSPITAL |  |  | TTX 8721 | WOT00000001545135 | BYRON WELLS | Performance Verification | Closed | Michael Youch | 10/31/2019 | 10/31/2019 | CEID Record Completion for GE MEDICAL SYSTEMS 11208211 RT918230328SA | Inventoried, safety, and documentation . | EXP1494325 | Labor | 10/31/2019 | 10/31/2019 | Michael Youch
|  | GE HEALTHCARE | APEXPRO CH | TRANSMITTER, TELEMETRY | RT918280047SA | CARDIAC CATH LAB | Kelemen |  |  | 10/31/2019 |  | 10/31/24 |  |  | NO | YES |  |  |  |  | GE MEDICAL SYSTEMS 11208210 RT918280047SA |  |  | Active |  | 99:99:99:99:99:99 |  | Accessory | PAAR:00-PVAR | 10/31/2019 | 10/31/2019 | COOPER UNIVERSITY HOSPITAL |  |  | CCL - Med Room (TTX 8670) | WOT00000001544795 | LINDA BEAN | Performance Verification | Closed | Michael Youch | 10/31/2019 | 10/31/2019 | Performance Verification for GE MEDICAL SYSTEMS 11208210 RT9182800047SA | Initial Install of Performance Verification. Device is ready for patient use. |  |  | 10/31/2019 | 10/31/2019
|  | GE HEALTHCARE | APEXPRO CH | TRANSMITTER, TELEMETRY | RT918270109SA | KELEMEN 8 PCU | Kelemen |  |  | 10/31/2019 |  | 10/31/24 |  |  | NO | YES |  |  |  |  | GE MEDICAL SYSTEMS 11208206 RT918270109SA |  |  | Active |  | 99:99:99:99:99:99 |  | Accessory | PAAR:00-PVAR | 10/31/2019 | 10/31/2019 | COOPER UNIVERSITY HOSPITAL |  |  | TTX 8666 | WOT00000001544698 | BYRON WELLS | Performance Verification | Closed | Michael Youch | 10/31/2019 | 10/31/2019 | Performance Verification for GE MEDICAL SYSTEMS 11208206 RT918270109SA | Initial Install of Performance Verification. Device is ready for patient use. |  |  | 10/31/2019 | 10/31/2019
|  | GE HEALTHCARE | APEXPRO CH | TRANSMITTER, TELEMETRY | RT918300012SA | KELEMEN 8 PCU | Kelemen |  |  | 10/31/2019 |  | 10/31/24 |  |  | NO | YES |  |  |  |  | GE MEDICAL SYSTEMS 11208201 RT918300012SA |  |  | Active |  | 99:99:99:99:99:99 |  | Accessory | PAAR:00-PVAR | 10/31/2019 | 10/31/2019 | COOPER UNIVERSITY HOSPITAL |  |  | TTX 8745 | WOT00000001543318 | BYRON WELLS | Performance Verification | Closed | Michael Youch | 10/31/2019 | 10/31/2019 | Performance Verification for GE MEDICAL SYSTEMS 11208201 RT918300012xSA | Initial Install of Performance Verification. Device is ready for patient use. |  |  | 10/31/2019 | 10/31/2019
|  | GE HEALTHCARE | APEXPRO CH | TRANSMITTER, TELEMETRY | RT918270022SA | CDU - CLINICAL DECISION UNIT-9 KELEMEN | Kelemen |  |  | 10/31/2019 |  | 10/31/24 |  |  | NO | YES |  |  |  |  | GE MEDICAL SYSTEMS 11208169 RT918270022SA |  |  | Active |  | 99:99:99:99:99:99 |  | Accessory | PAAR:00-PVAR | 10/31/2019 | 10/31/2019 | COOPER UNIVERSITY HOSPITAL |  |  | TTX 8646 | WOT00000001170428 | KAREN GRUBER | Performance Verification | Closed | Michael Youch | 10/31/2019 | 10/31/2019 | Performance Verification for GE MEDICAL SYSTEMS 11208169 RT918270022SA | Initial Install of Performance Verification. Device is ready for patient use. |  |  | 10/31/2019 | 10/31/2019
|  | GE HEALTHCARE | APEXPRO CH | TRANSMITTER, TELEMETRY | RT910254187GA | KELEMEN 8 PCU | Kelemen |  |  | 10/31/2019 |  | 10/31/24 |  |  | NO | YES |  |  |  |  | GE MEDICAL SYSTEMS 11208172 RT910254187GA |  |  | Active |  | 99:99:99:99:99:99 |  | Accessory | PAAR:00-PVAR | 10/31/2019 | 10/31/2019 | COOPER UNIVERSITY HOSPITAL |  |  | TTX 8531 | WOT00000001176113 | BYRON WELLS | Performance Verification | Closed | Michael Youch | 10/31/2019 | 10/31/2019 | Performance Verification for GE MEDICAL SYSTEMS 11208172 RT910254187GA | Initial Install of Performance Verification. Device is ready for patient use. |  |  | 10/31/2019 | 10/31/2019
|  | GE HEALTHCARE | APEXPRO CH | TRANSMITTER, TELEMETRY | RT918270074SA | CDU - CLINICAL DECISION UNIT-9 KELEMEN | Kelemen |  |  | 10/31/2019 |  | 10/31/24 |  |  | NO | YES |  |  |  |  | GE MEDICAL SYSTEMS 11208167 RT918270074SA |  |  | Active |  | 99:99:99:99:99:99 |  | Accessory | PAAR:00-PVAR | 10/31/2019 | 10/31/2019 | COOPER UNIVERSITY HOSPITAL |  |  | TTX 8644 | WOT00000001170381 | KAREN GRUBER | Performance Verification | Closed | Michael Youch | 10/31/2019 | 10/31/2019 | Performance Verification for GE MEDICAL SYSTEMS 11208167 RT918270074SA | Initial Install of Performance Verification. Device is ready for patient use. |  |  | 10/31/2019 | 10/31/2019
|  | GE HEALTHCARE | APEXPRO CH | TRANSMITTER, TELEMETRY | RT918270039SA | CDU - CLINICAL DECISION UNIT-9 KELEMEN | Kelemen |  |  | 10/31/2019 |  | 10/31/24 |  |  | NO | YES |  |  |  |  | GE MEDICAL SYSTEMS 11208165 RT918270039SA |  |  | Active |  | 99:99:99:99:99:99 |  | Accessory | PAAR:00-PVAR | 10/31/2019 | 10/31/2019 | COOPER UNIVERSITY HOSPITAL |  |  | TTX 8642 | WOT00000001170340 | KAREN GRUBER | Performance Verification | Closed | Michael Youch | 10/31/2019 | 10/31/2019 | Performance Verification for GE MEDICAL SYSTEMS 11208165 RT918270039SA | Initial Install of Performance Verification. Device is ready for patient use. |  |  | 10/31/2019 | 10/31/2019
|  | GE HEALTHCARE | APEXPRO CH | TRANSMITTER, TELEMETRY | RT918270008SA | CDU - CLINICAL DECISION UNIT-9 KELEMEN | Kelemen |  |  | 10/31/2019 |  | 10/31/24 |  |  | NO | YES |  |  |  |  | GE MEDICAL SYSTEMS 11208164 RT918270008SA |  |  | Active |  | 99:99:99:99:99:99 |  | Accessory | PAAR:00-PVAR | 10/31/2019 | 10/31/2019 | COOPER UNIVERSITY HOSPITAL |  |  | TTX 8641 | WOT00000001170311 | KAREN GRUBER | Performance Verification | Closed | Michael Youch | 10/31/2019 | 10/31/2019 | Performance Verification for GE MEDICAL SYSTEMS 11208164 RT918270008SA | Initial Install of Performance Verification. Device is ready for patient use. |  |  | 10/31/2019 | 10/31/2019
|  | GE HEALTHCARE | APEXPRO CH | TRANSMITTER, TELEMETRY | RT918270048SA | CDU - CLINICAL DECISION UNIT-9 KELEMEN | Kelemen |  |  | 10/31/2019 |  | 10/31/24 |  |  | NO | YES |  |  |  |  | GE MEDICAL SYSTEMS 11208163 RT918270048SA |  |  | Active |  | 99:99:99:99:99:99 |  | Accessory | PAAR:00-PVAR | 10/31/2019 | 10/31/2019 | COOPER UNIVERSITY HOSPITAL |  |  | TTX 8647 | WOT00000001170277 | KAREN GRUBER | Performance Verification | Closed | Michael Youch | 10/31/2019 | 10/31/2019 | Performance Verification for GE MEDICAL SYSTEMS 11208163 RT918270048SA | Initial Install of Performance Verification. Device is ready for patient use. |  |  | 10/31/2019 | 10/31/2019
|  | GE HEALTHCARE | APEXPRO CH | TRANSMITTER, TELEMETRY | RT918260098SA | CDU - CLINICAL DECISION UNIT-9 KELEMEN | Kelemen |  |  | 10/31/2019 |  | 10/31/24 |  |  | NO | YES |  |  |  |  | GE MEDICAL SYSTEMS 11208158 RT918260098SA |  |  | Active |  | 99:99:99:99:99:99 |  | Accessory | PAAR:00-PVAR | 10/31/2019 | 10/31/2019 | COOPER UNIVERSITY HOSPITAL |  |  | TTX 8595 | WOT00000001169953 | KAREN GRUBER | Performance Verification | Closed | Richard Jolly | 10/31/2019 | 10/31/2019 | Performance Verification for GE MEDICAL SYSTEMS 11208158 Rt918260098sa | Initial Install of Performance Verification. Device is ready for patient use. |  |  | 10/31/2019 | 10/31/2019
|  | GE HEALTHCARE | APEXPRO CH | TRANSMITTER, TELEMETRY | RT907152237GA |  | Kelemen | [7 empty] | NO | YES
|  | GE HEALTHCARE | APEXPRO CH | TRANSMITTER, TELEMETRY | Rt907039725ga |  | Kelemen | [7 empty] | NO | YES
|  | GE HEALTHCARE | APEXPRO CH | TRANSMITTER, TELEMETRY | RT912364419GA | KELEMEN 8 PCU | Kelemen |  |  | 09/01/2012 |  | 9/1/17 |  |  | NO | YES |  |  |  |  | GE MEDICAL SYSTEMS 10725739 RT912364419GA |  |  | Active |  | 99:99:99:99:99:99 |  | Accessory | PAAR:00-PVAR | 11/02/2019 |  | COOPER UNIVERSITY HOSPITAL |  |  | TTX 8562 | WOT00000001322558 | BYRON WELLS | Repair | Closed | Michael Youch | 08/26/2018 | 11/06/2018 | not powering up | cleaned battery contacts, verified, RTS. | EXP1187285 | Labor | 08/27/2018 | 08/27/2018 | Michael Youch
|  | GE HEALTHCARE | APEXPRO CH | TRANSMITTER, TELEMETRY | RT913494226GA |  | Kelemen | [7 empty] | NO | YES
|  | GE HEALTHCARE | APEXPRO CH | TRANSMITTER, TELEMETRY | RT910254200GA |  | Kelemen | [7 empty] | YES | YES
|  | GE HEALTHCARE | APEXPRO CH | TRANSMITTER, TELEMETRY | RT917120228SA | KELEMEN 8 PCU | Kelemen |  |  | 06/07/2017 |  | 6/7/22 |  |  | NO | YES |  |  |  |  | GE MEDICAL SYSTEMS 10725628 RT917120228SA |  |  | Active |  | 99:99:99:99:99:99 |  | Accessory | PAAR:00-PVAR | 10/31/2019 |  | COOPER UNIVERSITY HOSPITAL |  |  |  | 0011913534 | BYRON WELLS | Preventative Maintenance | Closed | Michael Youch | 07/20/2017 | 07/20/2017 | PERFORMANCE ASSURANCE AT INVENTORY | INVENTORIED DEVICE AND ENSURED DEVICE WAS FUNCTIONING PROPERLY. | 113C76BC-51E3-49CD-BB99-90ECCED282B0 | Labor | 07/20/2017 | 07/20/2017 | Michael Youch
|  | GE HEALTHCARE | APEXPRO CH | TRANSMITTER, TELEMETRY | RT906529400GA | KELEMEN 8 PCU | Kelemen |  |  | 06/29/2017 |  | 6/29/22 |  |  | NO | YES |  |  |  |  | GE MEDICAL SYSTEMS 10725629 RT906529400GA |  |  | Active |  | 99:99:99:99:99:99 |  | Accessory | PAAR:00-PVAR | 10/31/2019 |  | COOPER UNIVERSITY HOSPITAL |  |  |  | 0011863080 | BYRON WELLS | Performance Verification | Closed | Michael Youch | 06/29/2017 | 06/29/2017 | INCOMING INVENTORY | DEVICE INVENTORIED | 4F5CCCC2-605E-47EF-89A5-EEF76DADB94A | Labor | 06/29/2017 | 06/29/2017 | Michael Youch
|  | GE HEALTHCARE | APEXPRO CH | TRANSMITTER, TELEMETRY | RT917120219SA | NEURO/ORTHO/MEDSURG/7 PAV | Pavilion |  |  | 06/07/2017 |  | 6/7/22 |  |  | NO | YES |  |  |  |  | GE MEDICAL SYSTEMS 10725626 RT917120219SA |  |  | Active |  | 99:99:99:99:99:99 |  | Accessory | PAAR:00-PVAR | 10/31/2019 |  | COOPER UNIVERSITY HOSPITAL |  |  |  | 0011913453 | Pam Young | Performance Verification | Closed | Michael Youch | 07/20/2017 | 07/20/2017 | INCOMING INVENTORY | DEVICE INVENTORIED | B6E3D6D1-93D7-4CB3-963B-6D9DD87C4C15 | Labor | 07/20/2017 | 07/20/2017 | Michael Youch
|  | GE HEALTHCARE | APEXPRO CH | TRANSMITTER, TELEMETRY | RT917120213SA | NEURO/ORTHO/MEDSURG/7 PAV | Pavilion |  |  | 03/20/2017 |  | 3/20/22 |  |  | NO | YES |  |  |  |  | GE MEDICAL SYSTEMS 10725624 RT917120213SA |  |  | Active |  | 99:99:99:99:99:99 |  | Accessory | PAAR:00-PVAR | 10/31/2019 |  | COOPER UNIVERSITY HOSPITAL |  |  |  | 0012141511 | Pam Young | Performance Verification | Closed | Michael Youch | 09/07/2017 | 09/07/2017 | INCOMING INVENTORY | DEVICE INVENTORIED | F5259BA0-3E8F-45F1-A8DA-B323FEFE36EE | Labor | 09/07/2017 | 09/07/2017 | Bonnie Aichroth
|  | GE HEALTHCARE | APEXPRO CH | TRANSMITTER, TELEMETRY | RT917120208SA | NEURO/ORTHO/MEDSURG/7 PAV | Pavilion |  |  | 03/20/2017 |  | 3/20/22 |  |  | NO | YES |  |  |  |  | GE MEDICAL SYSTEMS 10725622 RT917120208SA |  |  | Active |  | 99:99:99:99:99:99 |  | Accessory | PAAR:00-PVAR | 10/31/2019 |  | COOPER UNIVERSITY HOSPITAL |  |  |  | 0012141496 | Pam Young | Performance Verification | Closed | Michael Youch | 09/07/2017 | 09/07/2017 | INCOMING INVENTORY | DEVICE INVENTORIED | D28BF8E9-C84D-4410-954C-4093A19D2033 | Labor | 09/07/2017 | 09/07/2017 | Bonnie Aichroth
|  | GE HEALTHCARE | APEXPRO CH | TRANSMITTER, TELEMETRY | RT917120206SA | KELEMEN 8 PCU | Kelemen |  |  | 06/07/2017 |  | 6/7/22 |  |  | NO | YES |  |  |  |  | GE MEDICAL SYSTEMS 10725609 RT917120206SA |  |  | Active |  | 99:99:99:99:99:99 |  | Accessory | PAAR:00-PVAR | 10/31/2019 |  | COOPER UNIVERSITY HOSPITAL |  |  |  | 0012158898 | BYRON WELLS | Preventative Maintenance | Closed | Richard Jolly | 09/14/2017 | 09/14/2017 | PERFORMANCE ASSURANCE AT INVENTORY | INVENTORIED DEVICE AND ENSURED DEVICE WAS FUNCTIONING PROPERLY. | 55FF2BBF-93E2-4815-8C71-D83DAE9876C0 | Labor | 06/07/2017 | 06/07/2017 | Richard Jolly
|  | GE HEALTHCARE | APEXPRO CH | TRANSMITTER, TELEMETRY | RT917120188SA | KELEMEN 8 PCU | Kelemen |  |  | 06/07/2017 |  | 6/7/22 |  |  | NO | YES |  |  |  |  | GE MEDICAL SYSTEMS 10725606 RT917120188SA |  |  | Active |  | 99:99:99:99:99:99 |  | Accessory | PAAR:00-PVAR | 10/31/2019 |  | COOPER UNIVERSITY HOSPITAL |  |  |  | 0012158880 | BYRON WELLS | Preventative Maintenance | Closed | Richard Jolly | 09/14/2017 | 09/14/2017 | PERFORMANCE ASSURANCE AT INVENTORY | INVENTORIED DEVICE AND ENSURED DEVICE WAS FUNCTIONING PROPERLY. | 7AE5FD18-9853-47BB-8688-0C41DA898B92 | Labor | 06/07/2017 | 06/07/2017 | Richard Jolly
|  | GE HEALTHCARE | APEXPRO CH | TRANSMITTER, TELEMETRY | RT917120183SA | KELEMEN 8 PCU | Kelemen |  |  | 06/07/2017 |  | 6/7/22 |  |  | NO | YES |  |  |  |  | GE MEDICAL SYSTEMS 10725604 RT917120183SA |  |  | Active |  | 99:99:99:99:99:99 |  | Accessory | PAAR:00-PVAR | 10/31/2019 |  | COOPER UNIVERSITY HOSPITAL |  |  |  | 0012158867 | BYRON WELLS | Preventative Maintenance | Closed | Richard Jolly | 09/14/2017 | 09/14/2017 | PERFORMANCE ASSURANCE AT INVENTORY | INVENTORIED DEVICE AND ENSURED DEVICE WAS FUNCTIONING PROPERLY. | D8BE7E53-69D2-4BA7-A08E-4FBC0F295D33 | Labor | 06/07/2017 | 06/07/2017 | Richard Jolly
|  | GE HEALTHCARE | APEXPRO CH | TRANSMITTER, TELEMETRY | RT917120198SA | INCU - KELEMEN S10 | Kelemen |  |  | 06/07/2017 |  | 6/7/22 |  |  | NO | YES |  |  |  |  | GE MEDICAL SYSTEMS 10725591 RT917120198SA |  |  | Active |  | 99:99:99:99:99:99 |  | Accessory | PAAR:00-PVAR | 10/31/2019 |  | COOPER UNIVERSITY HOSPITAL |  |  | S 10 | 0012157783 | Lisa Brooks | Performance Verification | Closed | Richard Jolly | 09/13/2017 | 09/13/2017 | INCOMING INVENTORY | DEVICE INVENTORIED | 1C2DA2D1-48B2-4899-9EA4-D052BF18996B | Labor | 09/13/2017 | 09/13/2017 | Bonnie Aichroth
|  | GE HEALTHCARE | APEXPRO CH | TRANSMITTER, TELEMETRY | RT913240877GA | KELEMEN 8 PCU | Kelemen |  |  | 07/25/2013 |  | 7/25/18 |  |  | NO | YES |  |  |  |  | GE MEDICAL SYSTEMS 10725579 RT913240877GA |  |  | Disposition |  | 99:99:99:99:99:99 |  | Equipment | PAAR:00-PVAR | 11/02/2019 |  | COOPER UNIVERSITY HOSPITAL |  |  | stopped working, replaced w/11208248 | WOT00000001080279 | BYRON WELLS | Repair | Closed | Michael Youch | 06/27/2018 | 07/18/2018 | broken | repaired battery connection, verified, RTS | EXP0932960 | Labor | 06/28/2018 | 06/28/2018 | Michael Youch
|  | GE HEALTHCARE | APEXPRO CH | TRANSMITTER, TELEMETRY | RT917120151SA | MED/SURG 6 PAVILION | Kelemen |  |  | 06/07/2017 |  | 6/7/22 |  |  | NO | YES |  |  |  |  | GE MEDICAL SYSTEMS 10725571 RT917120151SA |  |  | Active |  | 99:99:99:99:99:99 |  | Accessory | PAAR:00-PVAR | 10/31/2019 |  | COOPER UNIVERSITY HOSPITAL |  |  |  | 0011746296 | BRIAN OSHAUGHNESSY | Performance Verification | Closed | Bonnie Aichroth | 06/08/2017 | 06/08/2017 | INCOMING INVENTORY | DEVICE INVENTORIED | 3787C014-8682-43B1-A4A9-25B75F2DE4F0 | Labor | 06/08/2017 | 06/08/2017 | Bonnie Aichroth
|  | GE HEALTHCARE | APEXPRO CH | TRANSMITTER, TELEMETRY | RT917120164SA | MED/SURG 6 PAVILION | Pavilion |  |  | 06/07/2017 |  | 6/7/22 |  |  | NO | YES |  |  |  |  | GE MEDICAL SYSTEMS 10725569 RT917120164SA |  |  | Disposition |  | 99:99:99:99:99:99 |  | Accessory | PAAR:00-PVAR | 10/16/2019 |  | COOPER UNIVERSITY HOSPITAL |  |  |  | 0011746291 | BRIAN OSHAUGHNESSY | Performance Verification | Closed | Bonnie Aichroth | 06/08/2017 | 06/08/2017 | INCOMING INVENTORY | DEVICE INVENTORIED | B3144146-B30E-4EEC-9024-2D04BB141B66 | Labor | 06/08/2017 | 06/08/2017 | Bonnie Aichroth
|  | GE HEALTHCARE | APEXPRO CH | TRANSMITTER, TELEMETRY | RT918280046SA |  | Pavilion | [7 empty] | NO | YES
|  | GE HEALTHCARE | APEXPRO CH | TRANSMITTER, TELEMETRY | RT911175916GA | CARDIAC CATH LAB | Kelemen |  |  | 01/01/1900 |  |  |  |  | NO | YES |  |  |  |  | GE MEDICAL SYSTEMS 10369228 RT911175916GA |  |  | Active |  | 99:99:99:99:99:99 |  | Accessory | PAAR:00-PVAR | 11/02/2019 |  | COOPER UNIVERSITY HOSPITAL |  |  | CCL - Med Room (TTX 8697) | WOT00000001565342 | LINDA BEAN | Cyber Remediation | Closed | Stephen Zubrzycki | 10/11/2018 | 10/12/2018 | SFT000240 GE Apex Pro Wannacry Patch | This activity was created in error. Only the CIC devices should have received WOs. A new Activity will be issued for ONLY the Apex Pro CIC devices Updated by: Annette Richard This activity was created in error. Only the CIC devices should have received WOs. A new Activity will be issued for ONLY the Apex Pro CIC devices Updated by: Annette Richard
|  | GE HEALTHCARE | APEXPRO CH | TRANSMITTER, TELEMETRY | RT911175923GA | CARDIAC CATH LAB | Kelemen |  |  | 01/01/1900 |  |  |  |  | NO | YES |  |  |  |  | GE MEDICAL SYSTEMS 10369229 RT911175923GA |  |  | Active |  | 99:99:99:99:99:99 |  | Accessory | PAAR:00-PVAR | 11/02/2019 |  | COOPER UNIVERSITY HOSPITAL |  |  | CCL - Med Room (TTX 8705) | WOT00000001183152 | LINDA BEAN | Repair | Closed | Stephen Zubrzycki | 07/20/2018 | 07/30/2018 | not turning on or lighting up, changed the batteries | Analyzed unit. Covering was loose and was shorting out board. Reconnected and resoldered. VPO of unit. | EXP0969936 | Labor | 07/23/2018 | 07/23/2018 | Stephen Zubrzycki
|  | GE HEALTHCARE | APEXPRO CH | TRANSMITTER, TELEMETRY | RT911175925GA | CARDIAC CATH LAB | Kelemen |  |  | 05/06/2015 |  | 5/6/20 |  |  | NO | YES |  |  |  |  | GE MEDICAL SYSTEMS 10369227 RT911175925GA |  |  | Active |  | 99:99:99:99:99:99 |  | Accessory | PAAR:00-PVAR | 10/31/2019 |  | COOPER UNIVERSITY HOSPITAL |  |  | CCL - Med Room (TTX 8711) | WOT00000000945411 | LINDA BEAN | Disposition | Closed | Stephen Zubrzycki | 05/22/2018 | 06/25/2018 | Equipment Disposition | CNL unit. Dept said they only have 5 transmitters and I found all of them. | EXP0609714 | Labor | 05/22/2018 | 05/22/2018 | Stephen Zubrzycki
|  | GE HEALTHCARE | APEXPRO CH | TRANSMITTER, TELEMETRY | RT910254189GA |  | Kelemen | [7 empty] | YES | YES
|  | GE HEALTHCARE | APEXPRO CH | TRANSMITTER, TELEMETRY | RT910254202GA |  | Kelemen | [7 empty] | YES | YES
|  | GE HEALTHCARE | APEXPRO CH | TRANSMITTER, TELEMETRY |  |  | Kelemen | [7 empty] | NO | YES
|  | GE HEALTHCARE | APEXPRO CH | TRANSMITTER, TELEMETRY | Rt917120214SA |  | Pavilion | [7 empty] | NO | YES
|  | GE HEALTHCARE | APEXPRO CH | TRANSMITTER, TELEMETRY |  |  | Kelemen | [7 empty] | NO | YES
|  | GE HEALTHCARE | APEXPRO CH | TRANSMITTER, TELEMETRY | Rt909471687ga |  | Kelemen | [7 empty] | NO | YES
|  | GE HEALTHCARE | APEXPRO CH | TRANSMITTER, TELEMETRY | RT915499132GA | KELEMEN 8 PCU | Kelemen |  |  | 11/02/2019 |  | 11/2/24 |  |  | NO | YES |  |  |  |  | GE MEDICAL SYSTEMS 30142798 RT915499132GA |  |  | Active |  | 99:99:99:99:99:99 |  | Accessory | PAAR:00-PVAR | 11/02/2019 | 11/02/2019 | COOPER UNIVERSITY HOSPITAL |  |  | PCU/8N MONITOR RM |  | BYRON WELLS |  |  |  | 11/02/2019 | 11/02/2019 |  |  |  |  | 11/02/2019 | 11/02/2019
|  | GE HEALTHCARE | APEXPRO CH | TRANSMITTER, TELEMETRY | RT910254191GA | INCU - KELEMEN S10 | Pavilion |  |  | 11/02/2019 |  | 11/2/24 |  |  | NO | YES |  |  |  |  | GE MEDICAL SYSTEMS 30142788 RT910254191GA |  |  | Active |  | 99:99:99:99:99:99 |  | Accessory | PAAR:00-PVAR | 11/02/2019 | 11/02/2019 | COOPER UNIVERSITY HOSPITAL |  |  | Pav 6 |  | Lisa Brooks |  |  |  | 11/02/2019 | 11/02/2019 |  |  |  |  | 11/02/2019 | 11/02/2019
|  | GE HEALTHCARE | APEXPRO CH | TRANSMITTER, TELEMETRY | RT910254102GA | MED/SURG 6 PAVILION | Pavilion |  |  | 11/02/2019 |  | 11/2/24 |  |  | NO | YES |  |  |  |  | GE MEDICAL SYSTEMS 30142776 RT910254102GA |  |  | Active |  | 99:99:99:99:99:99 |  | Accessory | PAAR:00-PVAR | 11/02/2019 | 11/02/2019 | COOPER UNIVERSITY HOSPITAL |  |  | PCU/8N MONITOR RM |  | BRIAN OSHAUGHNESSY |  |  |  | 11/02/2019 | 11/02/2019 |  |  |  |  | 11/02/2019 | 11/02/2019
|  | GE HEALTHCARE | APEXPRO CH | TRANSMITTER, TELEMETRY | RT912344227GA |  | Pavilion | [7 empty] | NO | YES
|  | GE HEALTHCARE | CARESCAPE T14 | TRANSMITTER, TELEMETRY | SE318370090SA | PAVILION 8 | Pavilion |  |  | 10/31/2019 |  | 10/31/24 |  |  | NO | YES |  |  |  |  | GE MEDICAL SYSTEMS 11208312 SE318370090SA |  |  | Active |  | 99:99:99:99:99:99 |  | Equipment | PAAR:00-PVAR | 10/31/2019 | 10/31/2019 | COOPER UNIVERSITY HOSPITAL |  |  | TTX 10028 | WOT00000001591840 | BRIAN OSHAUGHNESSY | Performance Verification | Closed | Michael Youch | 10/31/2019 | 10/31/2019 | Performance Verification for GE MEDICAL SYSTEMS 11208312 SE318370090SA | Initial Install of Performance Verification. Device is ready for patient use. |  |  | 10/31/2019 | 10/31/2019
|  | GE HEALTHCARE | CARESCAPE T14 | TRANSMITTER, TELEMETRY | SE318370068SA | CHIP - 9 PAVILION | Pavilion |  |  | 10/31/2019 |  | 10/31/24 |  |  | NO | YES |  |  |  |  | GE MEDICAL SYSTEMS 11208305 SE318370068SA |  |  | Active |  | 99:99:99:99:99:99 |  | Equipment | PAAR:00-PVAR | 10/31/2019 | 10/31/2019 | COOPER UNIVERSITY HOSPITAL |  |  |  | WOT00000001591814 | KIM HUMMEL | Performance Verification | Closed | Michael Youch | 10/31/2019 | 10/31/2019 | Performance Verification for GE MEDICAL SYSTEMS 11208305 SE318370068SA | Initial Install of Performance Verification. Device is ready for patient use. |  |  | 10/31/2019 | 10/31/2019
|  | GE HEALTHCARE | CARESCAPE T14 | TRANSMITTER, TELEMETRY | SE318370071SA | MD ANDERSON INPATIENT ONCOLOGY | Pavilion |  |  | 10/31/2019 |  | 10/31/24 |  |  | NO | YES |  |  |  |  | GE MEDICAL SYSTEMS 11208308 SE318370071SA |  |  | Active |  | 99:99:99:99:99:99 |  | Equipment | PAAR:00-PVAR | 10/31/2019 | 10/31/2019 | COOPER UNIVERSITY HOSPITAL |  |  | P5 - TTX 10089 | WOT00000001591827 | MIRIAM ZIEGLER | Performance Verification | Closed | Michael Youch | 10/31/2019 | 10/31/2019 | Performance Verification for GE MEDICAL SYSTEMS 11208308 SE318370071SA | Initial Install of Performance Verification. Device is ready for patient use. |  |  | 10/31/2019 | 10/31/2019
|  | GE HEALTHCARE | CARESCAPE T14 | TRANSMITTER, TELEMETRY | SE318370074SA | CHIP - 9 PAVILION | Kelemen |  |  | 10/31/2019 |  | 10/31/24 |  |  | NO | YES |  |  |  |  | GE MEDICAL SYSTEMS 11208310 SE318370074SA |  |  | Active |  | 99:99:99:99:99:99 |  | Equipment | PAAR:00-PVAR | 10/31/2019 | 10/31/2019 | COOPER UNIVERSITY HOSPITAL |  |  |  | WOT00000001591833 | KIM HUMMEL | Performance Verification | Closed | Michael Youch | 10/31/2019 | 10/31/2019 | Performance Verification for GE MEDICAL SYSTEMS 11208310 SE318370074SA | Initial Install of Performance Verification. Device is ready for patient use. |  |  | 10/31/2019 | 10/31/2019
|  | GE HEALTHCARE | CARESCAPE T14 | TRANSMITTER, TELEMETRY | SE318370073SA | CHIP - 9 PAVILION | Kelemen |  |  | 10/31/2019 |  | 10/31/24 |  |  | NO | YES |  |  |  |  | GE MEDICAL SYSTEMS 11208309 SE318370073SA |  |  | Active |  | 99:99:99:99:99:99 |  | Equipment | PAAR:00-PVAR | 10/31/2019 | 10/31/2019 | COOPER UNIVERSITY HOSPITAL |  |  |  | WOT00000001591829 | KIM HUMMEL | Performance Verification | Closed | Michael Youch | 10/31/2019 | 10/31/2019 | Performance Verification for GE MEDICAL SYSTEMS 11208309 SE318370073SA | Initial Install of Performance Verification. Device is ready for patient use. |  |  | 10/31/2019 | 10/31/2019
|  | GE HEALTHCARE | CARESCAPE T14 | TRANSMITTER, TELEMETRY | SE318370070SA | KELEMEN 9 | Kelemen |  |  | 10/31/2019 |  | 10/31/24 |  |  | NO | YES |  |  |  |  | GE MEDICAL SYSTEMS 11208307 SE318370070SA |  |  | Active |  | 99:99:99:99:99:99 |  | Equipment | PAAR:00-PVAR | 10/31/2019 | 10/31/2019 | COOPER UNIVERSITY HOSPITAL |  |  | TTX 10106 | WOT00000001591824 | LAURA ZIMMERMAN | Performance Verification | Closed | Michael Youch | 10/31/2019 | 10/31/2019 | CEID Record Completion for GE MEDICAL SYSTEMS 11208307 SE318370070SA | Inventoried, documented, programmed channel, verified. | EXP1597179 | Labor | 10/31/2019 | 10/31/2019 | Michael Youch
|  | GE HEALTHCARE | CARESCAPE T14 | TRANSMITTER, TELEMETRY | SE318370069SA | MD ANDERSON INPATIENT ONCOLOGY | Pavilion |  |  | 10/31/2019 |  | 10/31/24 |  |  | NO | YES |  |  |  |  | GE MEDICAL SYSTEMS 11208306 SE318370069SA |  |  | Active |  | 99:99:99:99:99:99 |  | Equipment | PAAR:00-PVAR | 10/31/2019 | 10/31/2019 | COOPER UNIVERSITY HOSPITAL |  |  | P5 - (Biomed) TTX 10051 | WOT00000001591817 | MIRIAM ZIEGLER | Performance Verification | Closed | Michael Youch | 10/31/2019 | 10/31/2019 | Performance Verification for GE MEDICAL SYSTEMS 11208306 SE318370069SA | Initial Install of Performance Verification. Device is ready for patient use. |  |  | 10/31/2019 | 10/31/2019
|  | GE HEALTHCARE | CARESCAPE T14 | TRANSMITTER, TELEMETRY | SE318370064SA | CHIP - 9 PAVILION | Pavilion |  |  | 10/31/2019 |  | 10/31/24 |  |  | NO | YES |  |  |  |  | GE MEDICAL SYSTEMS 11208302 SE318370064SA |  |  | Active |  | 99:99:99:99:99:99 |  | Equipment | PAAR:00-PVAR | 10/31/2019 | 10/31/2019 | COOPER UNIVERSITY HOSPITAL |  |  |  | WOT00000001591792 | KIM HUMMEL | Performance Verification | Closed | Michael Youch | 10/31/2019 | 10/31/2019 | Performance Verification for GE MEDICAL SYSTEMS 11208302 SE318370064SA | Initial Install of Performance Verification. Device is ready for patient use. |  |  | 10/31/2019 | 10/31/2019
|  | GE HEALTHCARE | CARESCAPE T14 | TRANSMITTER, TELEMETRY | SE318370062SA | CHIP - 9 PAVILION | Pavilion |  |  | 10/31/2019 |  | 10/31/24 |  |  | NO | YES |  |  |  |  | GE MEDICAL SYSTEMS 11208301 SE318370062SA |  |  | Active |  | 99:99:99:99:99:99 |  | Equipment | PAAR:00-PVAR | 10/31/2019 | 10/31/2019 | COOPER UNIVERSITY HOSPITAL |  |  |  | WOT00000001591787 | KIM HUMMEL | Performance Verification | Closed | Michael Youch | 10/31/2019 | 10/31/2019 | Performance Verification for GE MEDICAL SYSTEMS 11208301 SE318370062SA | Initial Install of Performance Verification. Device is ready for patient use. |  |  | 10/31/2019 | 10/31/2019
|  | GE HEALTHCARE | CARESCAPE T14 | TRANSMITTER, TELEMETRY | SE318370020SA | PAVILION 8 | Pavilion |  |  | 10/31/2019 |  | 10/31/24 |  |  | NO | YES |  |  |  |  | GE MEDICAL SYSTEMS 11208284 SE318370020SA |  |  | Active |  | 99:99:99:99:99:99 |  | Equipment | PAAR:00-PVAR | 10/31/2019 | 10/31/2019 | COOPER UNIVERSITY HOSPITAL |  |  |  | WOT00000001592044 | BRIAN OSHAUGHNESSY | Performance Verification | Closed | Michael Youch | 10/31/2019 | 10/31/2019 | Performance Verification for GE MEDICAL SYSTEMS 11208284 SE318370020SA | Initial Install of Performance Verification. Device is ready for patient use. |  |  | 10/31/2019 | 10/31/2019
|  | GE HEALTHCARE | CARESCAPE T14 | TRANSMITTER, TELEMETRY | SE318370057SA | CHIP - 9 PAVILION | Pavilion |  |  | 10/31/2019 |  | 10/31/24 |  |  | NO | YES |  |  |  |  | GE MEDICAL SYSTEMS 11208298 SE318370057SA |  |  | Active |  | 99:99:99:99:99:99 |  | Equipment | PAAR:00-PVAR | 10/31/2019 | 10/31/2019 | COOPER UNIVERSITY HOSPITAL |  |  |  | WOT00000001591767 | KIM HUMMEL | Performance Verification | Closed | Michael Youch | 10/31/2019 | 10/31/2019 | Performance Verification for GE MEDICAL SYSTEMS 11208298 SE318370057SA | Initial Install of Performance Verification. Device is ready for patient use. |  |  | 10/31/2019 | 10/31/2019
|  | GE HEALTHCARE | CARESCAPE T14 | TRANSMITTER, TELEMETRY | SE318370052SA | CHIP - 9 PAVILION | Pavilion |  |  | 10/31/2019 |  | 10/31/24 |  |  | NO | YES |  |  |  |  | GE MEDICAL SYSTEMS 11208296 SE318370052SA |  |  | Active |  | 99:99:99:99:99:99 |  | Equipment | PAAR:00-PVAR | 10/31/2019 | 10/31/2019 | COOPER UNIVERSITY HOSPITAL |  |  |  | WOT00000001591750 | KIM HUMMEL | Performance Verification | Closed | Michael Youch | 10/31/2019 | 10/31/2019 | CEID Record Completion for GE MEDICAL SYSTEMS 11208296 SE318370052SA | Inventoried, documented, programmed channel, verified. | EXP1596975 | Labor | 10/31/2019 | 10/31/2019 | Michael Youch
|  | GE HEALTHCARE | CARESCAPE T14 | TRANSMITTER, TELEMETRY | SE318370050SA | CHIP - 9 PAVILION | Pavilion |  |  | 10/31/2019 |  | 10/31/24 |  |  | NO | YES |  |  |  |  | GE MEDICAL SYSTEMS 11208295 SE318370050SA |  |  | Active |  | 99:99:99:99:99:99 |  | Equipment | PAAR:00-PVAR | 10/31/2019 | 10/31/2019 | COOPER UNIVERSITY HOSPITAL |  |  |  | WOT00000001591744 | KIM HUMMEL | Performance Verification | Closed | Michael Youch | 10/31/2019 | 10/31/2019 | Performance Verification for GE MEDICAL SYSTEMS 11208295 SE318370050SA | Initial Install of Performance Verification. Device is ready for patient use. |  |  | 10/31/2019 | 10/31/2019
|  | GE HEALTHCARE | CARESCAPE T14 | TRANSMITTER, TELEMETRY | SE318370049SA | CHIP - 9 PAVILION | Pavilion |  |  | 10/31/2019 |  | 10/31/24 |  |  | NO | YES |  |  |  |  | GE MEDICAL SYSTEMS 11208294 SE318370049SA |  |  | Active |  | 99:99:99:99:99:99 |  | Equipment | PAAR:00-PVAR | 10/31/2019 | 10/31/2019 | COOPER UNIVERSITY HOSPITAL |  |  |  | WOT00000001591728 | KIM HUMMEL | Performance Verification | Closed | Michael Youch | 10/31/2019 | 10/31/2019 | Performance Verification for GE MEDICAL SYSTEMS 11208294 SE318370049SA | Initial Install of Performance Verification. Device is ready for patient use. |  |  | 10/31/2019 | 10/31/2019
|  | GE HEALTHCARE | CARESCAPE T14 | TRANSMITTER, TELEMETRY | SE318370046SA | CHIP - 9 PAVILION | Pavilion |  |  | 10/31/2019 |  | 10/31/24 |  |  | NO | YES |  |  |  |  | GE MEDICAL SYSTEMS 11208292 SE318370046SA |  |  | Active |  | 99:99:99:99:99:99 |  | Equipment | PAAR:00-PVAR | 10/31/2019 | 10/31/2019 | COOPER UNIVERSITY HOSPITAL |  |  |  | WOT00000001591711 | KIM HUMMEL | Performance Verification | Closed | Michael Youch | 10/31/2019 | 10/31/2019 | Performance Verification for GE MEDICAL SYSTEMS 11208292 SE318370046SA | Initial Install of Performance Verification. Device is ready for patient use. |  |  | 10/31/2019 | 10/31/2019
|  | GE HEALTHCARE | CARESCAPE T14 | TRANSMITTER, TELEMETRY | SE318370040SA | CHIP - 9 PAVILION | Pavilion |  |  | 10/31/2019 |  | 10/31/24 |  |  | NO | YES |  |  |  |  | GE MEDICAL SYSTEMS 11208291 SE318370040SA |  |  | Active |  | 99:99:99:99:99:99 |  | Equipment | PAAR:00-PVAR | 10/31/2019 | 10/31/2019 | COOPER UNIVERSITY HOSPITAL |  |  |  | WOT00000001591699 | KIM HUMMEL | Performance Verification | Closed | Michael Youch | 10/31/2019 | 10/31/2019 | Performance Verification for GE MEDICAL SYSTEMS 11208291 SE318370040SA | Initial Install of Performance Verification. Device is ready for patient use. |  |  | 10/31/2019 | 10/31/2019
|  | GE HEALTHCARE | CARESCAPE T14 | TRANSMITTER, TELEMETRY | SE318370014SA | PAVILION 8 | Pavilion |  |  | 10/31/2019 |  | 10/31/24 |  |  | NO | YES |  |  |  |  | GE MEDICAL SYSTEMS 11208282 SE318370014SA |  |  | Active |  | 99:99:99:99:99:99 |  | Equipment | PAAR:00-PVAR | 10/31/2019 | 10/31/2019 | COOPER UNIVERSITY HOSPITAL |  |  |  | WOT00000001592039 | BRIAN OSHAUGHNESSY | Performance Verification | Closed | Michael Youch | 10/31/2019 | 10/31/2019 | Performance Verification for GE MEDICAL SYSTEMS 11208282 SE318370014SA | Initial Install of Performance Verification. Device is ready for patient use. |  |  | 10/31/2019 | 10/31/2019
|  | GE HEALTHCARE | CARESCAPE T14 | TRANSMITTER, TELEMETRY | SE318370011SA | PAVILION 8 | Pavilion |  |  | 10/31/2019 |  | 10/31/24 |  |  | NO | YES |  |  |  |  | GE MEDICAL SYSTEMS 11208281 SE318370011SA |  |  | Active |  | 99:99:99:99:99:99 |  | Equipment | PAAR:00-PVAR | 10/31/2019 | 10/31/2019 | COOPER UNIVERSITY HOSPITAL |  |  |  | WOT00000001592037 | BRIAN OSHAUGHNESSY | Performance Verification | Closed | Michael Youch | 10/31/2019 | 10/31/2019 | Performance Verification for GE MEDICAL SYSTEMS 11208281 SE318370011SA | Initial Install of Performance Verification. Device is ready for patient use. |  |  | 10/31/2019 | 10/31/2019
|  | GE HEALTHCARE | CARESCAPE T14 | TRANSMITTER, TELEMETRY | SE318370001SA | PAVILION 8 | Pavilion |  |  | 10/31/2019 |  | 10/31/24 |  |  | NO | YES |  |  |  |  | GE MEDICAL SYSTEMS 11208280 SE318370001SA |  |  | Active |  | 99:99:99:99:99:99 |  | Equipment | PAAR:00-PVAR | 10/31/2019 | 10/31/2019 | COOPER UNIVERSITY HOSPITAL |  |  |  | WOT00000001592034 | BRIAN OSHAUGHNESSY | Performance Verification | Closed | Michael Youch | 10/31/2019 | 10/31/2019 | Performance Verification for GE MEDICAL SYSTEMS 11208280 SE318370001SA | Initial Install of Performance Verification. Device is ready for patient use. |  |  | 10/31/2019 | 10/31/2019
|  | GE HEALTHCARE | CARESCAPE T14 | TRANSMITTER, TELEMETRY | SE318360026SA | PAVILION 8 | Pavilion |  |  | 10/31/2019 |  | 10/31/24 |  |  | NO | YES |  |  |  |  | GE MEDICAL SYSTEMS 11208279 SE318360026SA |  |  | Active |  | 99:99:99:99:99:99 |  | Equipment | PAAR:00-PVAR | 10/31/2019 | 10/31/2019 | COOPER UNIVERSITY HOSPITAL |  |  |  | WOT00000001592031 | BRIAN OSHAUGHNESSY | Performance Verification | Closed | Michael Youch | 10/31/2019 | 10/31/2019 | Performance Verification for GE MEDICAL SYSTEMS 11208279 SE318360026SA | Initial Install of Performance Verification. Device is ready for patient use. |  |  | 10/31/2019 | 10/31/2019
|  | GE HEALTHCARE | CARESCAPE T14 | TRANSMITTER, TELEMETRY | SE318360024SA | PAVILION 8 | Pavilion |  |  | 10/31/2019 |  | 10/31/24 |  |  | NO | YES |  |  |  |  | GE MEDICAL SYSTEMS 11208278 SE318360024SA |  |  | Active |  | 99:99:99:99:99:99 |  | Equipment | PAAR:00-PVAR | 10/31/2019 | 10/31/2019 | COOPER UNIVERSITY HOSPITAL |  |  |  | WOT00000001592027 | BRIAN OSHAUGHNESSY | Performance Verification | Closed | Michael Youch | 10/31/2019 | 10/31/2019 | Performance Verification for GE MEDICAL SYSTEMS 11208278 SE318360024SA | Initial Install of Performance Verification. Device is ready for patient use. |  |  | 10/31/2019 | 10/31/2019
|  | GE HEALTHCARE | CARESCAPE T14 | TRANSMITTER, TELEMETRY | SE318360017SA | PAVILION 8 | Pavilion |  |  | 10/31/2019 |  | 10/31/24 |  |  | NO | YES |  |  |  |  | GE MEDICAL SYSTEMS 11208276 SE318360017SA |  |  | Active |  | 99:99:99:99:99:99 |  | Equipment | PAAR:00-PVAR | 10/31/2019 | 10/31/2019 | COOPER UNIVERSITY HOSPITAL |  |  |  | WOT00000001592021 | BRIAN OSHAUGHNESSY | Performance Verification | Closed | Michael Youch | 10/31/2019 | 10/31/2019 | Performance Verification for GE MEDICAL SYSTEMS 11208276 SE318360017SA | Initial Install of Performance Verification. Device is ready for patient use. |  |  | 10/31/2019 | 10/31/2019
|  | GE HEALTHCARE | CARESCAPE T14 | TRANSMITTER, TELEMETRY | SE318360014SA | PAVILION 8 | Pavilion |  |  | 10/31/2019 |  | 10/31/24 |  |  | NO | YES |  |  |  |  | GE MEDICAL SYSTEMS 11208275 SE318360014SA |  |  | Active |  | 99:99:99:99:99:99 |  | Equipment | PAAR:00-PVAR | 10/31/2019 | 10/31/2019 | COOPER UNIVERSITY HOSPITAL |  |  |  | WOT00000001592019 | BRIAN OSHAUGHNESSY | Performance Verification | Closed | Michael Youch | 10/31/2019 | 10/31/2019 | Performance Verification for GE MEDICAL SYSTEMS 11208275 SE318360014SA | Initial Install of Performance Verification. Device is ready for patient use. |  |  | 10/31/2019 | 10/31/2019
|  | GE HEALTHCARE | CARESCAPE T14 | TRANSMITTER, TELEMETRY | SE318360007SA | PAVILION 8 | Pavilion |  |  | 10/31/2019 |  | 10/31/24 |  |  | NO | YES |  |  |  |  | GE MEDICAL SYSTEMS 11208272 SE318360007SA |  |  | Active |  | 99:99:99:99:99:99 |  | Equipment | PAAR:00-PVAR | 10/31/2019 | 10/31/2019 | COOPER UNIVERSITY HOSPITAL |  |  |  | WOT00000001592012 | BRIAN OSHAUGHNESSY | Performance Verification | Closed | Michael Youch | 10/31/2019 | 10/31/2019 | Performance Verification for GE MEDICAL SYSTEMS 11208272 SE318360007SA | Initial Install of Performance Verification. Device is ready for patient use. |  |  | 10/31/2019 | 10/31/2019
|  | GE HEALTHCARE | CARESCAPE T14 | TRANSMITTER, TELEMETRY | SE318360006SA | PAVILION 8 | Pavilion |  |  | 10/31/2019 |  | 10/31/24 |  |  | NO | YES |  |  |  |  | GE MEDICAL SYSTEMS 11208271 SE318360006SA |  |  | Active |  | 99:99:99:99:99:99 |  | Equipment | PAAR:00-PVAR | 10/31/2019 | 10/31/2019 | COOPER UNIVERSITY HOSPITAL |  |  |  | WOT00000001592009 | BRIAN OSHAUGHNESSY | Performance Verification | Closed | Michael Youch | 10/31/2019 | 10/31/2019 | CEID Record Completion for GE MEDICAL SYSTEMS 11208271 SE318360006SA | Inventoried, documented, programmed channel, verified. | EXP1597345 | Labor | 10/31/2019 | 10/31/2019 | Michael Youch
|  | GE HEALTHCARE | CARESCAPE T14 | TRANSMITTER, TELEMETRY | SE318360005SA | PAVILION 8 | Pavilion |  |  | 10/31/2019 |  | 10/31/24 |  |  | NO | YES |  |  |  |  | GE MEDICAL SYSTEMS 11208270 SE318360005SA |  |  | Active |  | 99:99:99:99:99:99 |  | Equipment | PAAR:00-PVAR | 10/31/2019 | 10/31/2019 | COOPER UNIVERSITY HOSPITAL |  |  |  | WOT00000001592002 | BRIAN OSHAUGHNESSY | Performance Verification | Closed | Michael Youch | 10/31/2019 | 10/31/2019 | CEID Record Completion for GE MEDICAL SYSTEMS 11208270 SE318360005SA | Inventoried, documented, programmed channel, verified. | EXP1597338 | Labor | 10/31/2019 | 10/31/2019 | Michael Youch
|  | GE HEALTHCARE | CARESCAPE T14 | TRANSMITTER, TELEMETRY | SE318360003SA | PAVILION 8 | Pavilion |  |  | 10/31/2019 |  | 10/31/24 |  |  | NO | YES |  |  |  |  | GE MEDICAL SYSTEMS 11208269 SE318360003SA |  |  | Active |  | 99:99:99:99:99:99 |  | Equipment | PAAR:00-PVAR | 10/31/2019 | 10/31/2019 | COOPER UNIVERSITY HOSPITAL |  |  |  | WOT00000001591999 | BRIAN OSHAUGHNESSY | Performance Verification | Closed | Michael Youch | 10/31/2019 | 10/31/2019 | Performance Verification for GE MEDICAL SYSTEMS 11208269 SE318360003SA | Initial Install of Performance Verification. Device is ready for patient use. |  |  | 10/31/2019 | 10/31/2019
|  | GE HEALTHCARE | CARESCAPE T14 | TRANSMITTER, TELEMETRY | SE318360002SA | PAVILION 8 | Pavilion |  |  | 10/31/2019 |  | 10/31/24 |  |  | NO | YES |  |  |  |  | GE MEDICAL SYSTEMS 11208268 SE318360002SA |  |  | Active |  | 99:99:99:99:99:99 |  | Equipment | PAAR:00-PVAR | 10/31/2019 | 10/31/2019 | COOPER UNIVERSITY HOSPITAL |  |  |  | WOT00000001591989 | BRIAN OSHAUGHNESSY | Performance Verification | Closed | Michael Youch | 10/31/2019 | 10/31/2019 | Performance Verification for GE MEDICAL SYSTEMS 11208268 SE318360002SA | Initial Install of Performance Verification. Device is ready for patient use. |  |  | 10/31/2019 | 10/31/2019
|  | GE HEALTHCARE | CARESCAPE T14 | TRANSMITTER, TELEMETRY | SE318380006SA | CHIP - 9 PAVILION | Pavilion |  |  | 10/31/2019 |  | 10/31/24 |  |  | NO | YES |  |  |  |  | GE MEDICAL SYSTEMS 11208194 SE318380006SA |  |  | Active |  | 99:99:99:99:99:99 |  | Equipment | PAAR:00-PVAR | 10/31/2019 | 10/31/2019 | COOPER UNIVERSITY HOSPITAL |  |  | TTX 10036 | WOT00000001561901 | KIM HUMMEL | Performance Verification | Closed | Michael Youch | 10/31/2019 | 10/31/2019 | Performance Verification for GE MEDICAL SYSTEMS 11208194 SE318380006SA | Initial Install of Performance Verification. Device is ready for patient use. |  |  | 10/31/2019 | 10/31/2019
|  | GE HEALTHCARE | CARESCAPE T14 | TRANSMITTER, TELEMETRY | SE316294965SA | CDU - CLINICAL DECISION UNIT-9 KELEMEN | Kelemen |  |  | 10/10/2016 |  | 10/10/21 |  |  | NO | YES |  |  |  |  | GE MEDICAL SYSTEMS 10769320 SE316294965SA |  |  | Active |  | 99:99:99:99:99:99 |  | Equipment | PAAR:00-PVAR | 10/31/2019 |  | COOPER UNIVERSITY HOSPITAL |  |  | TTX 10100AP | 0011174898 | KAREN GRUBER | Preventative Maintenance | Closed | Bonnie Aichroth | 02/03/2017 | 02/03/2017 | PERFORMANCE ASSURANCE AT INVENTORY | INVENTORIED DEVICE AND ENSURED DEVICE WAS FUNCTIONING PROPERLY. | 382B2BE5-27E9-423B-8DAA-8FD1266E6274 | Labor | 10/10/2016 | 10/10/2016 | Richard Jolly
|  | GE HEALTHCARE | CARESCAPE T14 | TRANSMITTER, TELEMETRY | SE316315331SA | CDU - CLINICAL DECISION UNIT-9 KELEMEN | Kelemen |  |  | 10/10/2016 |  | 10/10/21 |  |  | NO | YES |  |  |  |  | GE MEDICAL SYSTEMS 10769321 SE316315331SA |  |  | Active |  | 99:99:99:99:99:99 |  | Equipment | PAAR:00-PVAR | 10/31/2019 |  | COOPER UNIVERSITY HOSPITAL |  |  | TTX 10099AP | 0011174904 | KAREN GRUBER | Preventative Maintenance | Closed | Bonnie Aichroth | 02/03/2017 | 02/03/2017 | PERFORMANCE ASSURANCE AT INVENTORY | INVENTORIED DEVICE AND ENSURED DEVICE WAS FUNCTIONING PROPERLY. | D51943E9-9555-4320-BAAC-24953EAE8929 | Labor | 10/10/2016 | 10/10/2016 | Richard Jolly
|  | GE HEALTHCARE | CARESCAPE T14 | TRANSMITTER, TELEMETRY | SE316294945SA | CDU - CLINICAL DECISION UNIT-9 KELEMEN | Kelemen |  |  | 10/10/2016 |  | 10/10/21 |  |  | NO | YES |  |  |  |  | GE MEDICAL SYSTEMS 10769312 SE316294945SA |  |  | Active |  | 99:99:99:99:99:99 |  | Equipment | PAAR:00-PVAR | 10/31/2019 |  | COOPER UNIVERSITY HOSPITAL |  |  | TTX 10107AP | 0011174852 | KAREN GRUBER | Performance Verification | Closed | Bonnie Aichroth | 02/03/2017 | 02/03/2017 | INCOMING INVENTORY | DEVICE INVENTORIED | 3B36EBEB-4D40-4CA2-8CC7-3BC34B33195D | Labor | 02/03/2017 | 02/03/2017 | Bonnie Aichroth
|  | GE HEALTHCARE | CARESCAPE T14 | TRANSMITTER, TELEMETRY | SE317250102SA | CHIP - 9 PAVILION | Pavilion |  |  | 06/28/2017 |  | 6/28/22 |  |  | NO | YES |  |  |  |  | GE MEDICAL SYSTEMS 10725630 SE317250102SA |  |  | Active |  | 99:99:99:99:99:99 |  | Equipment | PAAR:00-PVAR | 10/31/2019 |  | COOPER UNIVERSITY HOSPITAL |  |  | PAV 9 | 0012114114 | KIM HUMMEL | Repair | Closed | Michael Youch | 08/27/2017 | 08/31/2017 | TELE MONITOR - NOT WORKING - PAVILION 9 UNIT SECRETARY'S DESK | 8/28/2017 2:30:30 PM MDYOUCH (MDYOUCH 8/28/2017 1:30 PM) CHECKED UNIT WITH MAINTENANCE SW WHICH SHOWED NO ERRORS. TESTED WITH SIMULATOR IN PAV9, INCLUDING WARMING IT, WITH NO PROBLEMS RTS. | 0528C322-71D9-411D-8DFF-4B99E920F92F | Labor | 08/28/2017 | 08/28/2017 | Michael Youch
|  | GE HEALTHCARE | CARESCAPE T14 | TRANSMITTER, TELEMETRY | SE317210042SA | CHIP - 9 PAVILION | Pavilion |  |  | 03/20/2017 |  | 3/20/22 |  |  | NO | YES |  |  |  |  | GE MEDICAL SYSTEMS 10725619 SE317210042SA |  |  | Active |  | 99:99:99:99:99:99 |  | Equipment | PAAR:00-PVAR | 10/31/2019 |  | COOPER UNIVERSITY HOSPITAL |  |  |  | 0012127188 | KIM HUMMEL | Preventative Maintenance | Closed | Michael Youch | 08/31/2017 | 08/31/2017 | PERFORMANCE ASSURANCE AT INVENTORY | INVENTORIED DEVICE AND ENSURED DEVICE WAS FUNCTIONING PROPERLY. | FD53BE43-CD1E-4DD8-AC52-43A935165F52 | Labor | 03/20/2017 | 03/20/2017 | Michael Youch
|  | GE HEALTHCARE | CARESCAPE T14 | TRANSMITTER, TELEMETRY | SE317210031SA | CHIP - 9 PAVILION | Pavilion |  |  | 03/20/2017 |  | 3/20/22 |  |  | NO | YES |  |  |  |  | GE MEDICAL SYSTEMS 10725617 SE317210031SA |  |  | Active |  | 99:99:99:99:99:99 |  | Equipment | PAAR:00-PVAR | 10/31/2019 |  | COOPER UNIVERSITY HOSPITAL |  |  | TTX10050 | 0012127150 | KIM HUMMEL | Preventative Maintenance | Closed | Michael Youch | 08/31/2017 | 08/31/2017 | PERFORMANCE ASSURANCE AT INVENTORY | INVENTORIED DEVICE AND ENSURED DEVICE WAS FUNCTIONING PROPERLY. | 22B21814-64F5-4932-935E-36A90DA2023E | Labor | 03/20/2017 | 03/20/2017 | Michael Youch
|  | GE HEALTHCARE | CARESCAPE T14 | TRANSMITTER, TELEMETRY | SE317210229SA | PAVILION 8 | Pavilion |  |  | 03/20/2017 |  | 3/20/22 |  |  | NO | YES |  |  |  |  | GE MEDICAL SYSTEMS 10725615 SE317210229SA |  |  | Active |  | 99:99:99:99:99:99 |  | Equipment | PAAR:00-PVAR | 10/31/2019 |  | COOPER UNIVERSITY HOSPITAL |  |  | BME | 0012126843 | BRIAN OSHAUGHNESSY | Performance Verification | Closed | Michael Youch | 08/31/2017 | 08/31/2017 | INCOMING INVENTORY | DEVICE INVENTORIED | 7E5ED644-A461-42D1-9A03-C9FB588C36E6 | Labor | 08/31/2017 | 08/31/2017 | Bonnie Aichroth
|  | GE HEALTHCARE | CARESCAPE T14 | TRANSMITTER, TELEMETRY | SE317210059SA | CHIP - 9 PAVILION | Kelemen |  |  | 03/20/2017 |  | 3/20/22 |  |  | NO | YES |  |  |  |  | GE MEDICAL SYSTEMS 10725613 SE317210059SA |  |  | Active |  | 99:99:99:99:99:99 |  | Equipment | PAAR:00-PVAR | 10/31/2019 |  | COOPER UNIVERSITY HOSPITAL |  |  |  | 0012126949 | KIM HUMMEL | Performance Verification | Closed | Michael Youch | 08/31/2017 | 08/31/2017 | INCOMING INVENTORY | DEVICE INVENTORIED | 66B64586-BA62-4C5B-868A-F8947DB16F98 | Labor | 08/31/2017 | 08/31/2017 | Bonnie Aichroth
|  | GE HEALTHCARE | CARESCAPE T14 | TRANSMITTER, TELEMETRY | SE317210007SA | PAVILION 8 | Kelemen |  |  | 03/20/2017 |  | 3/20/22 |  |  | NO | YES |  |  |  |  | GE MEDICAL SYSTEMS 10725614 SE317210007SA |  |  | Active |  | 99:99:99:99:99:99 |  | Equipment | PAAR:00-PVAR | 10/31/2019 |  | COOPER UNIVERSITY HOSPITAL |  |  |  | 0012126926 | BRIAN OSHAUGHNESSY | Performance Verification | Closed | Michael Youch | 08/31/2017 | 08/31/2017 | INCOMING INVENTORY | DEVICE INVENTORIED | EF3EA196-BFAE-48F6-BE8C-30491D171F06 | Labor | 08/31/2017 | 08/31/2017 | Bonnie Aichroth
|  | GE HEALTHCARE | CARESCAPE T14 | TRANSMITTER, TELEMETRY | SE317170075SA | PAVILION 8 | Pavilion |  |  | 03/20/2017 |  | 3/20/22 |  |  | NO | YES |  |  |  |  | GE MEDICAL SYSTEMS 10725558 SE317170075SA |  |  | Active |  | 99:99:99:99:99:99 |  | Equipment | PAAR:00-PVAR | 10/31/2019 |  | COOPER UNIVERSITY HOSPITAL |  |  |  | 0012126920 | BRIAN OSHAUGHNESSY | Preventative Maintenance | Closed | Michael Youch | 08/31/2017 | 08/31/2017 | PERFORMANCE ASSURANCE AT INVENTORY | INVENTORIED DEVICE AND ENSURED DEVICE WAS FUNCTIONING PROPERLY. | 486F996A-C1CB-4487-A232-CE5A1C96F1BE | Labor | 03/20/2017 | 03/20/2017 | Michael Youch
|  | GE HEALTHCARE | CARESCAPE T14 | TRANSMITTER, TELEMETRY | SE3183700325A |  | Kelemen | [7 empty] | YES | YES
|  | GE HEALTHCARE | CARESCAPE T14 | TRANSMITTER, TELEMETRY | SE316172440SA | MD ANDERSON INPATIENT ONCOLOGY | Pavilion |  |  | 10/31/2019 |  | 10/31/24 |  |  | NO | YES |  |  |  |  | GE MEDICAL SYSTEMS 30280036 SE316172440SA |  |  | Active | 30146394, 30225248 | 99:99:99:99:99:99 |  | Equipment | PAAR:00-PVAR | 10/31/2019 | 10/31/2019 | COOPER UNIVERSITY HOSPITAL |  |  | TTX 10077 P5 |  | MIRIAM ZIEGLER |  |  |  | 10/31/2019 | 10/31/2019 |  |  |  |  | 10/31/2019 | 10/31/2019
|  | GE HEALTHCARE | CARESCAPE T14 | TRANSMITTER, TELEMETRY | SE3183700235A |  | Kelemen | [7 empty] | YES | YES
|  | GE HEALTHCARE | CARESCAPE T14 | TRANSMITTER, TELEMETRY | SE317170065SA | CHIP - 9 PAVILION | Kelemen |  |  | 10/31/2019 |  | 10/31/24 |  |  | NO | YES |  |  |  |  | GE MEDICAL SYSTEMS 30236294 SE317170065SA |  |  | Active |  | 99:99:99:99:99:99 |  | Equipment | PAAR:00-PVAR | 10/31/2019 | 10/31/2019 | COOPER UNIVERSITY HOSPITAL |  |  |  | 0012126993 | KIM HUMMEL | Preventative Maintenance | Closed | Michael Youch | 10/31/2019 | 10/31/2019 | PERFORMANCE ASSURANCE AT INVENTORY | INVENTORIED DEVICE AND ENSURED DEVICE WAS FUNCTIONING PROPERLY. | 63FBFAD5-2AC5-4922-BA35-80D474952706 | Labor | 10/31/2019 | 10/31/2019 | Michael Youch
|  | GE HEALTHCARE | CARESCAPE T14 | TRANSMITTER, TELEMETRY | SE318370029SA |  | Kelemen | [7 empty] | YES | YES
|  | GE HEALTHCARE | CARESCAPE T14 | TRANSMITTER, TELEMETRY | SE316172454SA | MD ANDERSON INPATIENT ONCOLOGY | Pavilion |  |  | 10/31/2019 |  | 10/31/24 |  |  | NO | YES |  |  |  |  | GE MEDICAL SYSTEMS 30225150 SE316172454SA |  |  | Active |  | 99:99:99:99:99:99 |  | Equipment | PAAR:00-PVAR | 10/31/2019 | 10/31/2019 | COOPER UNIVERSITY HOSPITAL |  |  | P5 - TTX 10061 |  | MIRIAM ZIEGLER |  |  |  | 10/31/2019 | 10/31/2019 |  |  |  |  | 10/31/2019 | 10/31/2019
|  | GE HEALTHCARE | CARESCAPE T14 | TRANSMITTER, TELEMETRY | SE316172363SA | MD ANDERSON INPATIENT ONCOLOGY | Pavilion |  |  | 10/31/2019 |  | 10/31/24 |  |  | NO | YES |  |  |  |  | GE MEDICAL SYSTEMS 30146412 SE316172363SA |  |  | Active |  | 99:99:99:99:99:99 |  | Equipment | PAAR:00-PVAR | 10/31/2019 | 10/31/2019 | COOPER UNIVERSITY HOSPITAL |  |  | P5 - TTX 10081 |  | MIRIAM ZIEGLER |  |  |  | 10/31/2019 | 10/31/2019 |  |  |  |  | 10/31/2019 | 10/31/2019
|  | GE HEALTHCARE | CARESCAPE T14 | TRANSMITTER, TELEMETRY | SE316172431SA | CHIP - 9 PAVILION | Pavilion |  |  | 10/31/2019 |  | 10/31/24 |  |  | NO | YES |  |  |  |  | GE MEDICAL SYSTEMS 30146391 SE316172431SA |  |  | Active |  | 99:99:99:99:99:99 |  | Equipment | PAAR:00-PVAR | 10/31/2019 | 10/31/2019 | COOPER UNIVERSITY HOSPITAL |  |  | TTX 10040 |  | KIM HUMMEL |  |  |  | 10/31/2019 | 10/31/2019 |  |  |  |  | 10/31/2019 | 10/31/2019
|  | GE HEALTHCARE | CARESCAPE T14 | TRANSMITTER, TELEMETRY | SE318370024SA |  | Kelemen | [7 empty] | YES | YES
|  | GE MEDICAL SYSTEMS | CARESCAPE T14 | TRANSMITTER, TELEMETRY | SE318370048SA | CHIP - 9 PAVILION |  |  |  | 10/31/2019 |  |  |  |  | NO | YES |  |  |  |  | GE MEDICAL SYSTEMS 11208293 SE318370048SA |  |  | Active |  | 99:99:99:99:99:99 |  | Equipment | PAAR:00-PVAR | 10/31/2019 | 10/31/2019 | COOPER UNIVERSITY HOSPITAL |  |  |  | WOT00000001591717 | KIM HUMMEL | Performance Verification | Closed | Michael Youch | 10/31/2019 | 10/31/2019 | CEID Record Completion for GE MEDICAL SYSTEMS 11208293 SE318370048SA | Inventoried, documented, programmed channel, verified. | EXP1596942 | Labor | 10/31/2019 | 10/31/2019 | Michael Youch
|  | GE MEDICAL SYSTEMS | CARESCAPE T14 | TRANSMITTER, TELEMETRY | SE318370017SA | PAVILION 8 |  |  |  | 10/31/2019 |  |  |  |  | NO | YES |  |  |  |  | GE MEDICAL SYSTEMS 11208283 SE318370017SA |  |  | Active |  | 99:99:99:99:99:99 |  | Equipment | PAAR:00-PVAR | 10/31/2019 | 10/31/2019 | COOPER UNIVERSITY HOSPITAL |  |  |  | WOT00000001592042 | BRIAN OSHAUGHNESSY | Performance Verification | Closed | Michael Youch | 10/31/2019 | 10/31/2019 | Performance Verification for GE MEDICAL SYSTEMS 11208283 SE318370017SA | Initial Install of Performance Verification. Device is ready for patient use. |  |  | 10/31/2019 | 10/31/2019
|  | GE MEDICAL SYSTEMS | CARESCAPE T14 | TRANSMITTER, TELEMETRY | SE318360022SA | PAVILION 8 |  |  |  | 10/31/2019 |  |  |  |  | NO | YES |  |  |  |  | GE MEDICAL SYSTEMS 11208277 SE318360022SA |  |  | Active |  | 99:99:99:99:99:99 |  | Equipment | PAAR:00-PVAR | 10/31/2019 | 10/31/2019 | COOPER UNIVERSITY HOSPITAL |  |  |  | WOT00000001592026 | BRIAN OSHAUGHNESSY | Performance Verification | Closed | Michael Youch | 10/31/2019 | 10/31/2019 | CEID Record Completion for GE MEDICAL SYSTEMS 11208277 SE318360022SA | Inventoried, documented, programmed channel, verified. | EXP1597402 | Labor | 10/31/2019 | 10/31/2019 | Michael Youch
|  | GE MEDICAL SYSTEMS | CARESCAPE T14 | TRANSMITTER, TELEMETRY | SE316294998SA | CDU - CLINICAL DECISION UNIT-9 KELEMEN |  |  |  | 10/10/2016 |  |  |  |  | NO | YES |  |  |  |  | GE MEDICAL SYSTEMS 10769324 SE316294998SA |  |  | Active |  | 99:99:99:99:99:99 |  | Equipment | PAAR:00-PVAR | 10/31/2019 |  | COOPER UNIVERSITY HOSPITAL |  |  | TTX 10098AP | 0011174918 | KAREN GRUBER | Performance Verification | Closed | Bonnie Aichroth | 02/03/2017 | 02/03/2017 | INCOMING INVENTORY | DEVICE INVENTORIED | 6DD0CE9A-0496-4360-92CD-E3FBDF7E0D1C | Labor | 02/03/2017 | 02/03/2017 | Bonnie Aichroth
|  | GE MEDICAL SYSTEMS | CARESCAPE T14 | TRANSMITTER, TELEMETRY | SE316294911SA | CDU - CLINICAL DECISION UNIT-9 KELEMEN |  |  |  | 10/10/2016 |  |  |  |  | NO | YES |  |  |  |  | GE MEDICAL SYSTEMS 10769309 SE316294911SA |  |  | Active |  | 99:99:99:99:99:99 |  | Equipment | PAAR:00-PVAR | 10/31/2019 |  | COOPER UNIVERSITY HOSPITAL |  |  | TTX 10108AP | 0011174448 | KAREN GRUBER | Preventative Maintenance | Closed | Bonnie Aichroth | 02/03/2017 | 02/03/2017 | PERFORMANCE ASSURANCE AT INVENTORY | INVENTORIED DEVICE AND ENSURED DEVICE WAS FUNCTIONING PROPERLY. | D54B21FB-309D-4B12-9E89-0CB482DF3898 | Labor | 10/10/2016 | 10/10/2016 | Richard Jolly
|  | GE MEDICAL SYSTEMS | CARESCAPE T14 | TRANSMITTER, TELEMETRY | SE317260021SA | CHIP - 9 PAVILION |  |  |  | 03/20/2017 |  |  |  |  | NO | YES |  |  |  |  | GE MEDICAL SYSTEMS 10725632 SE317260021SA |  |  | Active |  | 99:99:99:99:99:99 |  | Equipment | PAAR:00-PVAR | 10/31/2019 |  | COOPER UNIVERSITY HOSPITAL |  |  |  | 0012127020 | KIM HUMMEL | Preventative Maintenance | Closed | Michael Youch | 08/31/2017 | 08/31/2017 | PERFORMANCE ASSURANCE AT INVENTORY | INVENTORIED DEVICE AND ENSURED DEVICE WAS FUNCTIONING PROPERLY. | AE3B1723-2BE5-40A0-825B-601F8C21E8C5 | Labor | 03/20/2017 | 03/20/2017 | Michael Youch
|  | GE MEDICAL SYSTEMS | CARESCAPE T14 | TRANSMITTER, TELEMETRY | SE317210044SA | PAVILION 8 |  |  |  | 03/20/2017 |  |  |  |  | NO | YES |  |  |  |  | GE MEDICAL SYSTEMS 10725621 SE317210044SA |  |  | Active |  | 99:99:99:99:99:99 |  | Equipment | PAAR:00-PVAR | 10/31/2019 |  | COOPER UNIVERSITY HOSPITAL |  |  | P8 | 0012126760 | BRIAN OSHAUGHNESSY | Preventative Maintenance | Closed | Michael Youch | 08/31/2017 | 08/31/2017 | PERFORMANCE ASSURANCE AT INVENTORY | INVENTORIED DEVICE AND ENSURED DEVICE WAS FUNCTIONING PROPERLY. | 13378B09-5B23-4A00-8924-7D33318F2DA5 | Labor | 03/20/2017 | 03/20/2017 | Michael Youch
|  | GE MEDICAL SYSTEMS | CARESCAPE T14 | TRANSMITTER, TELEMETRY | SE317210034SA | PAVILION 8 |  |  |  | 03/20/2017 |  |  |  |  | NO | YES |  |  |  |  | GE MEDICAL SYSTEMS 10725620 SE317210034SA |  |  | Active |  | 99:99:99:99:99:99 |  | Equipment | PAAR:00-PVAR | 10/31/2019 |  | COOPER UNIVERSITY HOSPITAL |  |  | BME | 0012126914 | BRIAN OSHAUGHNESSY | Performance Verification | Closed | Michael Youch | 08/31/2017 | 08/31/2017 | INCOMING INVENTORY | DEVICE INVENTORIED | 8AA46121-325A-49A6-A6C3-CBBB7683C5A8 | Labor | 08/31/2017 | 08/31/2017 | Bonnie Aichroth
|  | GE MEDICAL SYSTEMS | CARESCAPE T14 | TRANSMITTER, TELEMETRY | SE317170084SA | PAVILION 8 |  |  |  | 03/20/2017 |  |  |  |  | NO | YES |  |  |  |  | GE MEDICAL SYSTEMS 10725562 SE317170084SA |  |  | Active |  | 99:99:99:99:99:99 |  | Equipment | PAAR:00-PVAR | 10/31/2019 |  | COOPER UNIVERSITY HOSPITAL |  |  | P8 | 0012126936 | BRIAN OSHAUGHNESSY | Preventative Maintenance | Closed | Michael Youch | 08/31/2017 | 08/31/2017 | PERFORMANCE ASSURANCE AT INVENTORY | INVENTORIED DEVICE AND ENSURED DEVICE WAS FUNCTIONING PROPERLY. | F2DD0A78-CCE3-4D63-8D51-15A446BD97A7 | Labor | 03/20/2017 | 03/20/2017 | Michael Youch
|  | GE MEDICAL SYSTEMS | CARESCAPE T14 | TRANSMITTER, TELEMETRY | SE316172445SA | MD ANDERSON INPATIENT ONCOLOGY |  |  |  | 10/31/2019 |  |  |  |  | NO | YES |  |  |  |  | GE MEDICAL SYSTEMS 30280012 SE316172445SA |  |  | Active |  | 99:99:99:99:99:99 |  | Equipment | PAAR:00-PVAR | 10/31/2019 | 10/31/2019 | COOPER UNIVERSITY HOSPITAL |  |  | P5 - TTX 10085 |  | MIRIAM ZIEGLER |  |  |  | 10/31/2019 | 10/31/2019 |  |  |  |  | 10/31/2019 | 10/31/2019
|  | GE MEDICAL SYSTEMS | CARESCAPE T14 | TRANSMITTER, TELEMETRY | SE316172427SA | MD ANDERSON INPATIENT ONCOLOGY |  |  |  | 10/31/2019 |  |  |  |  | NO | YES |  |  |  |  | GE MEDICAL SYSTEMS 30146408 SE316172427SA |  |  | Active |  | 99:99:99:99:99:99 |  | Equipment | PAAR:00-PVAR | 10/31/2019 | 10/31/2019 | COOPER UNIVERSITY HOSPITAL |  |  | P5 - (Biomed?) TTX 10082 |  | MIRIAM ZIEGLER |  |  |  | 10/31/2019 | 10/31/2019 |  |  |  |  | 10/31/2019 | 10/31/2019
|  | GE MEDICAL SYSTEMS | CARESCAPE T14 | TRANSMITTER, TELEMETRY | SE316172448SA | MD ANDERSON INPATIENT ONCOLOGY |  |  |  | 10/31/2019 |  |  |  |  | NO | YES |  |  |  |  | GE MEDICAL SYSTEMS 30146407 SE316172448SA |  |  | Active |  | 99:99:99:99:99:99 |  | Equipment | PAAR:00-PVAR | 10/31/2019 | 10/31/2019 | COOPER UNIVERSITY HOSPITAL |  |  | P5 - TTX 10093 |  | MIRIAM ZIEGLER |  |  |  | 10/31/2019 | 10/31/2019 |  |  |  |  | 10/31/2019 | 10/31/2019
|  | GE MEDICAL SYSTEMS | CARESCAPE T14 | TRANSMITTER, TELEMETRY | SE316172430SA | MD ANDERSON INPATIENT ONCOLOGY |  |  |  | 10/31/2019 |  |  |  |  | NO | YES |  |  |  |  | GE MEDICAL SYSTEMS 30146400 SE316172430SA |  |  | Active |  | 99:99:99:99:99:99 |  | Equipment | PAAR:00-PVAR | 10/31/2019 | 10/31/2019 | COOPER UNIVERSITY HOSPITAL |  |  | P5 - (Biomed?) TTX 10079 |  | MIRIAM ZIEGLER |  |  |  | 10/31/2019 | 10/31/2019 |  |  |  |  | 10/31/2019 | 10/31/2019
|  | GE MEDICAL SYSTEMS | CARESCAPE T14 | TRANSMITTER, TELEMETRY | SE316172446SA | MD ANDERSON INPATIENT ONCOLOGY |  |  |  | 10/31/2019 |  |  |  |  | NO | YES |  |  |  |  | GE MEDICAL SYSTEMS 30146401 SE316172446SA |  |  | Active |  | 99:99:99:99:99:99 |  | Equipment | PAAR:00-PVAR | 10/31/2019 | 10/31/2019 | COOPER UNIVERSITY HOSPITAL |  |  | P5 - (Biomed?) TTX 10074 |  | MIRIAM ZIEGLER |  |  |  | 10/31/2019 | 10/31/2019 |  |  |  |  | 10/31/2019 | 10/31/2019
|  | GE MEDICAL SYSTEMS | CARESCAPE T14 | TRANSMITTER, TELEMETRY | SE316172379SA | MD ANDERSON INPATIENT ONCOLOGY |  |  |  | 10/31/2019 |  |  |  |  | NO | YES |  |  |  |  | GE MEDICAL SYSTEMS 30146393 SE316172379SA |  |  | Active |  | 99:99:99:99:99:99 |  | Equipment | PAAR:00-PVAR | 10/31/2019 | 10/31/2019 | COOPER UNIVERSITY HOSPITAL |  |  | P5 - (Biomed?) TTX 10072 |  | MIRIAM ZIEGLER |  |  |  | 10/31/2019 | 10/31/2019 |  |  |  |  | 10/31/2019 | 10/31/2019
|  | GE MEDICAL SYSTEMS | CARESCAPE T14 | TRANSMITTER, TELEMETRY | SE316724505SA | MD ANDERSON INPATIENT ONCOLOGY |  |  |  | 10/31/2019 |  |  |  |  | NO | YES |  |  |  |  | GE MEDICAL SYSTEMS 30146390 SE316724505SA |  |  | Active |  | 99:99:99:99:99:99 |  | Equipment | PAAR:00-PVAR | 10/31/2019 | 10/31/2019 | COOPER UNIVERSITY HOSPITAL |  |  | P5 - (Biomed?) TTX 10078 |  | MIRIAM ZIEGLER |  |  |  | 10/31/2019 | 10/31/2019 |  |  |  |  | 10/31/2019 | 10/31/2019
|  | GE MEDICAL SYSTEMS | CARESCAPE T14 | TRANSMITTER, TELEMETRY | SE316172439SA | MD ANDERSON INPATIENT ONCOLOGY |  |  |  | 10/31/2019 |  |  |  |  | NO | YES |  |  |  |  | GE MEDICAL SYSTEMS 30146386 SE316172439SA |  |  | Active |  | 99:99:99:99:99:99 |  | Equipment | PAAR:00-PVAR | 10/31/2019 | 10/31/2019 | COOPER UNIVERSITY HOSPITAL |  |  | P5 - (Biomed?) TTX 10075 |  | MIRIAM ZIEGLER |  |  |  | 10/31/2019 | 10/31/2019 |  |  |  |  | 10/31/2019 | 10/31/2019
|  | GE MEDICAL SYSTEMS | CARESCAPE T14 | TRANSMITTER, TELEMETRY | SE316172438SA | MD ANDERSON INPATIENT ONCOLOGY |  |  |  | 10/31/2019 |  |  |  |  | NO | YES |  |  |  |  | GE MEDICAL SYSTEMS 30146385 SE316172438SA |  |  | Active |  | 99:99:99:99:99:99 |  | Equipment | PAAR:00-PVAR | 10/31/2019 | 10/31/2019 | COOPER UNIVERSITY HOSPITAL |  |  | P5 - (Biomed?) TTX 10070 |  | MIRIAM ZIEGLER |  |  |  | 10/31/2019 | 10/31/2019 |  |  |  |  | 10/31/2019 | 10/31/2019
|  | GE MEDICAL SYSTEMS | CARESCAPE T14 | TRANSMITTER, TELEMETRY | SE316172426SA | MD ANDERSON INPATIENT ONCOLOGY |  |  |  | 10/31/2019 |  |  |  |  | NO | YES |  |  |  |  | GE MEDICAL SYSTEMS 30146384 SE316172426SA |  |  | Active |  | 99:99:99:99:99:99 |  | Equipment | PAAR:00-PVAR | 10/31/2019 | 10/31/2019 | COOPER UNIVERSITY HOSPITAL |  |  | P5 - (Biomed?) TTX 10069 |  | MIRIAM ZIEGLER |  |  |  | 10/31/2019 | 10/31/2019 |  |  |  |  | 10/31/2019 | 10/31/2019
|  | GE MEDICAL SYSTEMS | CARESCAPE T14 | TRANSMITTER, TELEMETRY | SE316172458SA | MD ANDERSON INPATIENT ONCOLOGY |  |  |  | 10/31/2019 |  |  |  |  | NO | YES |  |  |  |  | GE MEDICAL SYSTEMS 30146382 SE316172458SA |  |  | Active |  | 99:99:99:99:99:99 |  | Equipment | PAAR:00-PVAR | 10/31/2019 | 10/31/2019 | COOPER UNIVERSITY HOSPITAL |  |  | P5 - TTX 10073 |  | MIRIAM ZIEGLER |  |  |  | 10/31/2019 | 10/31/2019 |  |  |  |  | 10/31/2019 | 10/31/2019
|  | GE MEDICAL SYSTEMS | CARESCAPE T14 | TRANSMITTER, TELEMETRY | SE316172449SA | MD ANDERSON INPATIENT ONCOLOGY |  |  |  | 10/31/2019 |  |  |  |  | NO | YES |  |  |  |  | GE MEDICAL SYSTEMS 30146381 SE316172449SA |  |  | Active |  | 99:99:99:99:99:99 |  | Equipment | PAAR:00-PVAR | 10/31/2019 | 10/31/2019 | COOPER UNIVERSITY HOSPITAL |  |  | P5 - (Biomed?) TTX 10062 |  | MIRIAM ZIEGLER |  |  |  | 10/31/2019 | 10/31/2019 |  |  |  |  | 10/31/2019 | 10/31/2019
|  | GE MEDICAL SYSTEMS | GE MEDICAL SYSTEMS APEXPRO CH TRANSMITTER | TRANSMITTER, TELEMETRY | RT911175894GA | [9 empty] | NO | YES
|  | INVIVO CORPORATION | EXPRESSION 989803163121 | TRANSMITTER, TELEMETRY | Us40876607 |  | Kelemen | Basement | [6 empty] | YES | YES
|  | INVIVO CORPORATION | EXPRESSION 989803163121 | TRANSMITTER, TELEMETRY | Us40876629 |  | Kelemen | Basement | [6 empty] | YES | YES
|  | INVIVO CORPORATION | EXPRESSION 989803163121 | TRANSMITTER, TELEMETRY | 0000a64344 |  | Kelemen | Basement | [6 empty] | YES | YES
|  | INVIVO CORPORATION | EXPRESSION 989803163121 | TRANSMITTER, TELEMETRY | 0000a64876 |  | Kelemen | Basement | [6 empty] | YES | YES
|  | BIODEX MEDICAL SYSTEMS | 945-285 | TREADMILL |  | CHERRY HILL PHYSICAL THERAPY | 1935 NJ-70 |  |  | 08/27/2002 |  | 8/27/17 |  |  | NO | YES |  |  |  |  | BIODEX MEDICAL SYSTEMS 10346124 02061700 |  |  | Active |  | 99:99:99:99:99:99 |  | Equipment | PAAR:00-PVAR | 11/02/2019 |  | COOPER AMBULATORY OFF-SITES |  |  | PT - Cherry Hill | WOT00000000778740 | COURTNEY BUDD | Repair | Closed | Kirk Lis | 04/10/2018 | 07/30/2018 | power cord has a split and wires exposed | repaired equipment's power cord. performed ovp | EXP0357339 | Labor | 04/10/2018 | 04/10/2018 | Kirk Lis
|  | FULL VISION | TMX425 | TREADMILL | FV10589 | VOORHEES SURGERY CENTER-PULMONARY | 900 Centennial Blvd | Suite K |  | 01/11/2012 |  | 1/11/27 |  |  | NO | YES |  |  |  |  | FULL VISION 10356785 FV10589 |  |  | Active |  | 99:99:99:99:99:99 |  | Equipment | PAAR:00-PVAR | 11/02/2019 |  | COOPER AMBULATORY OFF-SITES |  |  | Exercise Physiology Lab |  | SUSAN PINE
|  | GE HEALTHCARE | T2000 | TREADMILL | C3459812S | BRACE ROAD-CARDIOLOGY | 1210 Brace Rd | Heart Institute |  | 01/01/1900 |  |  |  |  | NO | YES |  |  |  |  | GE MEDICAL SYSTEMS 10366008 C3459812S |  |  | Active |  | 99:99:99:99:99:99 |  | Equipment | PAAR:00-PVAR | 11/02/2019 |  | COOPER AMBULATORY OFF-SITES |  |  | Testing 3 |  | Beth Mook
|  | GE HEALTHCARE | T2100 | TREADMILL | GEDC-1877 | VOORHEES CARDIOLOGY | 901 Centennial Blvd | Building 2 |  | 10/31/2019 |  | 10/31/34 |  |  | NO | YES |  |  |  |  | GE MEDICAL SYSTEMS 11239302 GEDC-1877 |  |  | Active |  | 99:99:99:99:99:99 |  | Equipment | PAAR:00-PVAR | 10/31/2019 | 10/31/2019 | COOPER AMBULATORY OFF-SITES |  |  | CARD BUILDING #2 | WOT00000001752960 | KATHY COMO | Service Request | Closed | Kirk Lis | 10/31/2019 | 10/31/2019 | New treamill/case machine needs checked and tagged. | INVENTORIED NEW EQUIPMENT | EXP1855485 | Labor | 10/31/2019 | 10/31/2019 | Kirk Lis
|  | GE HEALTHCARE | T2100 | TREADMILL | GEDC-3181 | 3 COOPER-CARDIAC DIAGNOSTIC CENTER | 3 Cooper |  |  | 11/11/2019 |  | 11/11/34 |  |  | NO | YES |  |  |  |  | FULL VISION 11222206 GEDC-3181 |  |  | Active |  |  |  | Equipment | PAAR:00-PVAR | 11/11/2019 | 11/11/2019 | COOPER AMBULATORY OFF-SITES |  |  | Suite 318 - Stress Test Room | WOT00000004298152 | CARLA TRUELL | Performance Verification | Closed | Stephen Zubrzycki | 11/11/2019 | 11/11/2019 | Performance Verification for FULL VISION 11222206 GEDC-3181 | Initial Install of Performance Verification. Device is ready for patient use. |  |  | 11/11/2019 | 11/11/2019
|  | GE HEALTHCARE | T2100 | TREADMILL | GEDC-2455 | COOPER BONE & JOINT- GLASSBORO | 221 Victoria Street |  |  | 10/31/2019 |  | 10/31/34 |  |  | NO | YES |  |  |  |  | FULL VISION 11221871 GEDC-2455 |  |  | Active |  |  |  | Equipment | PAAR:00-PVAR | 10/31/2019 | 10/31/2019 | COOPER AMBULATORY OFF-SITES |  |  | GLASSBORO | WOT00000002673922 | COURTNEY BUDD | Performance Verification | Closed | Josh Harris | 10/31/2019 | 10/31/2019 | Performance Verification for FULL VISION 11221871 GEDC-2455 | Initial Install of Performance Verification. Device is ready for patient use. |  |  | 10/31/2019 | 10/31/2019
|  | GE HEALTHCARE | T2100 | TREADMILL | GEDC-0312 | BRACE ROAD-CARDIOLOGY | 1210 Brace Rd | Heart Institute |  | 11/10/2017 |  | 11/10/32 |  |  | NO | YES |  |  |  |  | GE MEDICAL SYSTEMS 10732191 GEDC-0312 |  |  | Active |  | 99:99:99:99:99:99 |  | Equipment | PAAR:00-PVAR | 10/31/2019 |  | COOPER AMBULATORY OFF-SITES |  |  | ROOM 4 | 0012508752 | Beth Mook | Performance Verification | Closed | Josh Harris | 12/15/2017 | 12/15/2017 | INCOMING INVENTORY | DEVICE INVENTORIED | 985447CD-D0CF-48CB-B124-F74E4D7A33DF | Labor | 12/15/2017 | 12/15/2017 | Josh Harris
|  | GE HEALTHCARE | T2100 | TREADMILL | SN816250671SA | BRACHFIELD MEDICAL ASSOCIATES-MEDICINE | 218 Sunset Rd |  |  | 07/11/2016 |  | 7/11/31 |  |  | NO | YES |  |  |  |  | GE MEDICAL SYSTEMS 10505088 SN816250671SA |  |  | Active |  | 99:99:99:99:99:99 |  | Equipment | PAAR:00-PVAR | 10/31/2019 |  | COOPER AMBULATORY OFF-SITES |  |  | 218 SUNSET BLVD |  | CATHY CRAWFORD
|  | GE HEALTHCARE | T2100 | TREADMILL | SN816480311SA | WOODSTOWN - CARDIOLOGY | 66 East Ave |  |  | 12/06/2016 |  | 12/6/31 |  |  | NO | YES |  |  |  |  | GE MEDICAL SYSTEMS 10505016 SN816480311SA |  |  | Active |  | 99:99:99:99:99:99 |  | Equipment | PAAR:00-PVAR | 10/31/2019 |  | COOPER AMBULATORY OFF-SITES |  |  |  | 0011478047 | SUSAN WHITZELL | Performance Verification | Closed | Bonnie Aichroth | 04/12/2017 | 04/12/2017 | INCOMING INVENTORY | DEVICE INVENTORIED | 17B293DF-B4B2-4970-BC66-C59EBCF7B8F8 | Labor | 04/12/2017 | 04/12/2017 | Bonnie Aichroth
|  | GE HEALTHCARE | T2100 | TREADMILL | SN815353980SA | HEART STATION | Kelemen |  |  | 01/29/2016 |  | 1/29/31 |  |  | NO | YES |  |  |  |  | GE MEDICAL SYSTEMS 10369499 SN815353980SA |  |  | Active |  | 99:99:99:99:99:99 |  | Equipment | PAAR:00-PVAR | 10/31/2019 |  | COOPER UNIVERSITY HOSPITAL |  |  | Stress Room 290 |  | MARCEL JOHNSON
|  | GE HEALTHCARE | T2100 | TREADMILL | SN815353984SA | HEART STATION | Kelemen | BASEMENT |  | 01/29/2016 |  | 1/29/31 |  |  | NO | YES |  |  |  |  | GE MEDICAL SYSTEMS 10369497 SN815353984SA |  |  | Active |  | 99:99:99:99:99:99 |  | Equipment | PAAR:00-PVAR | 10/31/2019 |  | COOPER UNIVERSITY HOSPITAL |  |  | B79 |  | MARCEL JOHNSON
|  | GE HEALTHCARE | T2100 | TREADMILL |  |  | 218 Sunset Rd | [7 empty] | YES | YES
|  | GE HEALTHCARE | T2100 | TREADMILL | SN215401797SA | HEART INSTITUTE | 400 Medical Center Dr |  |  | 10/31/2019 |  | 10/31/34 |  |  | NO | YES |  |  |  |  | GE MEDICAL SYSTEMS 30142989 SN215401797SA |  |  | Active |  | 99:99:99:99:99:99 |  | Equipment | PAAR:00-PVAR | 10/31/2019 | 10/31/2019 | COOPER AMBULATORY OFF-SITES |  |  | ECHO ROOM | 0011080805 | KATHRYN COMO | Performance Verification | Closed | Bonnie Aichroth | 10/31/2019 | 10/31/2019 | INCOMING INVENTORY | DEVICE INVENTORIED | DE106CA2-7524-439D-90E1-9F7665F1E9F5 | Labor | 10/31/2019 | 10/31/2019 | Bonnie Aichroth
|  | GE HEALTHCARE | T2100 | TREADMILL | SJV14152345SA | VOORHEES CARDIOLOGY | 901 Centennial Blvd | Building 2 |  | 03/27/2014 |  | 3/27/29 |  |  | NO | YES |  |  |  |  | GE MEDICAL SYSTEMS 10345273 SJV14152345SA |  |  | Active |  | 99:99:99:99:99:99 |  | Equipment | PAAR:00-PVAR | 11/02/2019 |  | COOPER AMBULATORY OFF-SITES |  |  | STRESS ECHO LAB | WOT00000000937478 | KATHY COMO | Alert | Closed | Kirk Lis | 05/18/2018 | 05/13/2019 | ALT001119 - GE Healthcare - Spare Parts For T2100 Treadmill Microflex Drive - A Performance Issue With Customer Owned Spare Parts Was Not Addressed With A Previ | INVESTEGATED ALERT Board is original part which is not affected as per GE service tech. Keith | EXP1791949 | Labor | 11/27/2018 | 11/27/2018 | Kirk Lis
|  | LANDICE, INC. |  | TREADMILL | 7-14382 | CHERRY HILL PHYSICAL THERAPY | 1101 N Kings Hwy |  |  | 01/01/1900 |  |  |  |  | NO | YES |  |  |  |  | LANDICE, INC. 10366073 7-14382 |  |  | Active |  | 99:99:99:99:99:99 |  | Equipment | PAAR:00-PVAR | 11/02/2019 |  | COOPER AMBULATORY OFF-SITES |  |  | EXERCISE ROOM |  | COURTNEY BUDD
|  | LANDICE, INC. | L7 | TREADMILL | L7-107882 | PHYSICAL THERAPY DEPARTMENT | 221 Victoria Street |  |  | 10/31/2019 |  | 10/31/34 |  |  | NO | YES |  |  |  |  | LANDICE, INC. 11221927 L7-107882 |  |  | Active |  |  |  | Equipment | PAAR:00-PVAR | 10/31/2019 | 10/31/2019 | COOPER AMBULATORY OFF-SITES |  |  | Glassboro | WOT00000002753603 | COURTNEY BUDD | Performance Verification | Closed | Josh Harris | 10/31/2019 | 10/31/2019 | Performance Verification for LANDICE, INC. 11221927 L7-107882 | Initial Install of Performance Verification. Device is ready for patient use. |  |  | 10/31/2019 | 10/31/2019
|  | LANDICE, INC. | L7 | TREADMILL | L7-14259 | CHERRY HILL PHYSICAL THERAPY | 1101 N Kings Hwy |  |  | 01/01/1900 |  |  |  |  | NO | YES |  |  |  |  | LANDICE, INC. 10366072 L7-14259 |  |  | Active |  | 99:99:99:99:99:99 |  | Equipment | PAAR:00-PVAR | 11/02/2019 |  | COOPER AMBULATORY OFF-SITES |  |  | EXERCISE ROOM |  | COURTNEY BUDD
|  | SPORTS ART |  | TREADMILL |  | VOORHEES ORTHOPEDICS | 901 Centennial Blvd | Building 1 |  | 11/02/2019 |  | 11/2/34 |  |  | NO | YES |  |  |  |  | SPORTS ART 210337329 0082305 |  |  | Active |  | 99:99:99:99:99:99 |  | Equipment | PAAR:00-PVAR | 11/02/2019 | 11/02/2019 | COOPER AMBULATORY OFF-SITES |  |  | ORTHO PHYSICAL THERAPY |  | CAROL STRANTON |  |  |  | 11/02/2019 | 11/02/2019 |  |  |  |  | 11/02/2019 | 11/02/2019
|  | SPORTS ART |  | TREADMILL |  | VOORHEES ORTHOPEDICS | 901 Centennial Blvd | Building 1 |  | 07/07/2005 |  | 7/7/20 |  |  | NO | YES |  |  |  |  | SPORTS ART 10345000 0078130 |  |  | Active |  | 99:99:99:99:99:99 |  | Equipment | PAAR:00-PVAR | 11/02/2019 |  | COOPER AMBULATORY OFF-SITES |  |  | ORTHO PHYSICAL THERAPY |  | CAROL STRANTON
|  | GENESIS | SE450RS | TUBE SEALER |  | LAB BLOOD BANK | Pavilion | BASEMENT |  | 10/31/2019 |  |  |  |  | NO | YES |  |  |  |  | GENESIS 11207537 343620 |  |  | Active |  | 99:99:99:99:99:99 |  | Equipment | PAAR:00-PVAR | 10/31/2019 | 10/31/2019 | COOPER UNIVERSITY HOSPITAL |  |  | p041 | WOT00000001619174 | Barbara Bayne | Performance Verification | Closed | Gene Amodei | 10/31/2019 | 10/31/2019 | Performance Verification for GENESIS 11207537 343620 | Initial Install of Performance Verification. Device is ready for patient use. |  |  | 10/31/2019 | 10/31/2019
|  | GENESIS | TCD B40 | TUBE WELDER | G100693 | LAB BLOOD BANK | Pavilion | Basement |  | 10/31/2019 |  |  |  |  | NO | YES |  |  |  |  | GENESIS 30438041 G100693 |  |  | Active |  | 99:99:99:99:99:99 |  | Equipment | PAAR:00-PVAR | 10/31/2019 | 10/31/2019 | COOPER UNIVERSITY HOSPITAL |  |  | Performance Verification | WOT00000001461767 | Barbara Bayne | Performance Verification | Closed | Gene Amodei | 10/31/2019 | 10/31/2019 | CEID Record Completion for GENESIS 30438041 G100693 | vpo device device is low voltage Pm should not be required | EXP2325139 | Labor | 10/31/2019 | 10/31/2019 | Gene Amodei
|  | GRASON-STADLER, INC. | GSI TYMPSTAR | TYMPANOMETER | AL051470 | 6200 MAIN ST-SURGERY | 6200 Main St |  |  | 11/21/2005 |  |  |  |  | NO | YES |  |  |  |  | GRASON-STADLER, INC. 10345786 AL051470 |  |  | Active |  | 99:99:99:99:99:99 |  | Equipment | 1Y:00-MFG | 03/18/2019 | 02/01/2020 | COOPER AMBULATORY OFF-SITES |  |  | AUDIO RM |  | BOBBIE MICKLE
|  | INTERACOUSTICS | AT235H | TYMPANOMETER |  | BUNKER HILL-SURGERY | 2 Plaza Dr |  |  | 05/01/2013 |  |  |  |  | NO | YES |  |  |  |  | INTERACOUSTICS 10366925 529673 |  |  | Active |  | 99:99:99:99:99:99 |  | Equipment | 1Y:00-MFG | 03/18/2019 | 02/01/2020 | COOPER AMBULATORY OFF-SITES |  |  | Podiatry PROCEDURE RM |  | ANNE MAIER
|  | WELCH ALLYN, INC. | TM262 AUTO TYMP | TYMPANOMETER |  | VOORHEES PEDIATRICS | 6400 Main St |  |  | 03/16/2001 |  | 3/16/06 |  |  | NO | YES |  |  |  |  | WELCH ALLYN, INC. 10348082 02110 |  |  | Active |  | 99:99:99:99:99:99 |  | Equipment | 1Y:00-MFG | 04/19/2019 | 04/01/2020 | COOPER AMBULATORY OFF-SITES |  |  | HEARING TEST AREA |  | MAUREEN OBRIEN
|  | WELCH ALLYN, INC. | TM262 AUTO TYMP | TYMPANOMETER |  | 3 COOPER-PEDIATRICS | 3 Cooper |  |  | 12/11/2000 |  | 12/11/05 |  |  | NO | YES |  |  |  |  | WELCH ALLYN, INC. 10345643 988275 |  |  | Active |  | 99:99:99:99:99:99 |  | Equipment | 1Y:00-MFG | 11/01/2019 | 11/01/2020 | COOPER AMBULATORY OFF-SITES |  |  | Suite 200 - Exam 1 |  | MAUREEN OBRIEN
|  | WELCH ALLYN, INC. | TM286 AUTO TYMP | TYMPANOMETER | GS0067358 | BUNKER HILL-PEDIATRICS | 4 Plaza Dr |  |  | 11/01/2019 |  | 11/1/24 |  |  | NO | YES |  |  |  |  | WELCH ALLYN, INC. 11208348 GS0067358 |  |  | Active |  | 99:99:99:99:99:99 |  | Equipment | 1Y:00-MFG | 11/01/2019 | 11/01/2019 | COOPER AMBULATORY OFF-SITES |  |  |  | WOT00000001610008 | MAUREEN OBRIEN | Performance Verification | Closed | Michael Youch | 11/01/2019 | 11/01/2019 | CEID Record Completion for WELCH ALLYN, INC. 11208348 GS0067358 | Visual Inspection: double insulated, no exposed conductors, no frayed wires. | EXP1629626 | Labor | 11/01/2019 | 11/01/2019 | Michael Youch
|  | WELCH ALLYN, INC. | TM286 AUTO TYMP | TYMPANOMETER | GS0074713 | BURLINGTON OUTPATIENT PEDIATRICS | 1900 Mount Holly Rd |  |  | 08/09/2019 |  | 8/9/24 |  |  | NO | YES |  |  |  |  | WELCH ALLYN, INC. 11200036 GS0074713 |  |  | Active |  |  |  | Equipment | 1Y:00-MFG | 08/09/2019 | 08/09/2019 | COOPER AMBULATORY OFF-SITES |  |  | BURLINGTON | WOT00000002754604 | CHARMAINE RHETT | Service Request | Closed | Kirk Lis | 08/09/2019 | 08/09/2019 | Ear Machine- Needs to be checked, tagged, and set up | INVENTORIED UNIT INVENTORIED UNIT | EXP3102453 | Labor | 08/09/2019 | 08/09/2019 | Kirk Lis
|  | OLYMPUS AMERICA, INC. | EU-C60 | ULTRASOUND CENTER |  | VOORHEES SURGERY CENTER-PULMONARY | Kelemen |  |  | 12/01/2005 |  |  |  |  | NO | YES |  |  |  |  | OLYMPUS AMERICA, INC. 10347125 1500233 |  |  | Disposition |  |  |  | Equipment | 1Y:00-MFG | 12/15/2015 | 04/01/2020 | COOPER AMBULATORY OFF-SITES |  |  | SUITE E |  | SUSAN PINE
|  | OLYMPUS AMERICA, INC. | EU-ME1 | ULTRASOUND CENTER |  | SPECIAL TEST | Kelemen |  |  | 11/02/2019 |  |  |  |  | NO | YES |  |  |  |  | OLYMPUS AMERICA, INC. 30143426 1121853 |  |  | Active |  | 99:99:99:99:99:99 |  | Equipment | PAAR:00-PVAR | 11/02/2019 | 11/02/2019 | COOPER UNIVERSITY HOSPITAL |  |  | BRONCH SUITE |  | AMY HANNAN |  |  |  | 11/02/2019 | 11/02/2019 |  |  |  |  | 11/02/2019 | 11/02/2019
|  | OLYMPUS AMERICA, INC. | EU-ME1 | ULTRASOUND CENTER |  | SPECIAL TEST | Kelemen |  |  | 11/02/2019 |  |  |  |  | NO | YES |  |  |  |  | OLYMPUS AMERICA, INC. 30143410 7340021 |  |  | Active |  | 99:99:99:99:99:99 |  | Equipment | PAAR:00-PVAR | 11/02/2019 | 11/02/2019 | COOPER UNIVERSITY HOSPITAL |  |  | GI CENTER MT LAUREL |  | AMY HANNAN |  |  |  | 11/02/2019 | 11/02/2019 |  |  |  |  | 11/02/2019 | 11/02/2019
|  | LABORIE MEDICAL TECHNOLOGIES | PORTASCAN 3D | ULTRASOUND, BLADDER VOLUME | MD6000F0645 | VOORHEES UROGYNECOLOGY | 6012 Main St |  |  | 04/16/2019 |  |  |  |  | NO | YES |  |  |  |  | LABORIE MEDICAL TECHNOLOGIES 30149604 MD6000F0645 |  |  | Active |  | 99:99:99:99:99:99 |  | Accessory | 1Y:00-MFG | 04/16/2019 | 04/16/2019 | COOPER AMBULATORY OFF-SITES |  |  | 6012 MAIN STREET |  | Sheronda Coppage-Belt |  |  |  | 04/16/2019 | 04/16/2019 |  |  |  |  | 04/16/2019 | 04/16/2019
|  | MCUBE TECHNOLOGY | CUBESCAN BIOCON-500 | ULTRASOUND, BLADDER VOLUME | BC500-DA161205 | PACU KELEMEN | Pavilion |  |  | 12/01/2011 |  | 12/1/16 |  |  | NO | YES |  |  |  |  | MCUBE TECHNOLOGY 10368489 BC500-DA161205 |  |  | Active |  | 99:99:99:99:99:99 |  | Equipment | 1Y:00-CAL | 06/18/2019 | 06/01/2020 | COOPER UNIVERSITY HOSPITAL |  |  | pacu storage |  | FRANK OBRIEN
|  | MCUBE TECHNOLOGY | CUBESCAN BIOCON-500 | ULTRASOUND, BLADDER VOLUME | Bc500-cb096004 |  | 3 Cooper | [7 empty] | NO | YES
|  | MCUBE TECHNOLOGY | CUBESCAN BIOCON-700 | ULTRASOUND, BLADDER VOLUME | G5011302 |  | Pavilion | [7 empty] | YES | YES
|  | MCUBE TECHNOLOGY | CUBESCAN BIOCON-700 | ULTRASOUND, BLADDER VOLUME |  | VOORHEES UROGYNECOLOGY | 6015 Main St |  |  | 10/04/2016 |  | 10/4/21 |  |  | NO | YES |  |  |  |  | MCUBE TECHNOLOGY 10649844 2210570017 |  |  | Active |  | 99:99:99:99:99:99 |  | Equipment | 1Y:00-CAL | 04/16/2019 | 04/01/2020 | COOPER AMBULATORY OFF-SITES |  |  | SUITE G | 0011461720 | Sheronda Coppage-Belt | Preventative Maintenance | Closed | Bonnie Aichroth | 04/06/2017 | 04/06/2017 | PERFORMANCE ASSURANCE AT INVENTORY | INVENTORIED DEVICE AND ENSURED DEVICE WAS FUNCTIONING PROPERLY. | E2721148-A8F9-4C7B-BFBF-759811CA6779 | Labor | 10/04/2016 | 10/04/2016 | Stephen Zubrzycki
|  | MCUBE TECHNOLOGY | CUBESCAN BIOCON-700 | ULTRASOUND, BLADDER VOLUME | BC700-HB450310 | EMERGENCY ROOM | Kelemen |  |  | 03/21/2016 |  | 3/21/21 |  |  | NO | YES |  |  |  |  | MCUBE TECHNOLOGY 10480368 BC700-HB450310 |  |  | Active |  | 99:99:99:99:99:99 |  | Equipment | 1Y:00-CAL | 02/20/2019 | 02/01/2020 | COOPER UNIVERSITY HOSPITAL |  |  | 1st floor |  | KAREN GRUBER
|  | MCUBE TECHNOLOGY | CUBESCAN BIOCON-700 | ULTRASOUND, BLADDER VOLUME | BC700-HB452210 | CCU - CORONARY CARE UNIT | Kelemen |  |  | 03/21/2016 |  | 3/21/21 |  |  | NO | YES |  |  |  |  | MCUBE TECHNOLOGY 10480367 BC700-HB452210 |  |  | Active |  | 99:99:99:99:99:99 |  | Equipment | 1Y:00-CAL | 06/20/2019 | 06/01/2020 | COOPER UNIVERSITY HOSPITAL |  |  | 4TH FLOOR |  | CAROLYN RUMELL
|  | MCUBE TECHNOLOGY | CUBESCAN BIOCON-700 | ULTRASOUND, BLADDER VOLUME | BC700-HB030102 | TSDU - KELEMEN S7 | Kelemen |  |  | 03/21/2016 |  | 3/21/21 |  |  | NO | YES |  |  |  |  | MCUBE TECHNOLOGY 10480365 BC700-HB457710 |  |  | Active |  | 99:99:99:99:99:99 |  | Equipment | 1Y:00-CAL | 02/25/2019 | 02/01/2020 | COOPER UNIVERSITY HOSPITAL |  |  | 7TH FLOOR |  | JEN VANDER HORN
|  | MCUBE TECHNOLOGY | CUBESCAN BIOCON-700 | ULTRASOUND, BLADDER VOLUME | BC700-HB455210 | TRAUMA ICU | Kelemen |  |  | 03/21/2016 |  | 3/21/21 |  |  | NO | YES |  |  |  |  | MCUBE TECHNOLOGY 10480363 BC700-HB455210 |  |  | Active |  | 99:99:99:99:99:99 |  | Equipment | 1Y:00-CAL | 02/21/2019 | 02/01/2020 | COOPER UNIVERSITY HOSPITAL |  |  | 3RD FLOOR |  | Diane Floyd
|  | MCUBE TECHNOLOGY | CUBESCAN BIOCON-700 | ULTRASOUND, BLADDER VOLUME | BC700-HB456610 | CDU - CLINICAL DECISION UNIT-9 KELEMEN | Kelemen |  |  | 03/21/2016 |  | 3/21/21 |  |  | NO | YES |  |  |  |  | MCUBE TECHNOLOGY 10480362 BC700-HB456610 |  |  | Active |  | 99:99:99:99:99:99 |  | Equipment | 1Y:00-CAL | 05/21/2019 | 05/01/2020 | COOPER UNIVERSITY HOSPITAL |  |  | 1st floor |  | KAREN GRUBER
|  | MCUBE TECHNOLOGY | CUBESCAN BIOCON-700 | ULTRASOUND, BLADDER VOLUME | BC700-HB449910 | MOTHER INFANT UNIT | Dorrance |  |  | 03/21/2016 |  | 3/21/21 |  |  | NO | YES |  |  |  |  | MCUBE TECHNOLOGY 10480361 BC700-HB449910 |  |  | Active |  | 99:99:99:99:99:99 |  | Equipment | 1Y:00-CAL | 05/31/2019 | 05/01/2020 | COOPER UNIVERSITY HOSPITAL |  |  | D3 5 AND 6 |  | Christina Smith
|  | MCUBE TECHNOLOGY | CUBESCAN BIOCON-700 | ULTRASOUND, BLADDER VOLUME | BC700-G6242909 | BUNKER HILL-SURGERY | 2 Plaza Dr |  |  | 01/01/1900 |  |  |  |  | NO | YES |  |  |  |  | MCUBE TECHNOLOGY 10366906 BC700-G6242909 |  |  | Active |  | 99:99:99:99:99:99 |  | Equipment | 1Y:00-CAL | 12/24/2018 | 12/01/2019 | COOPER AMBULATORY OFF-SITES |  |  | Surgery lab |  | ANNE MAIER
|  | MCUBE TECHNOLOGY | CUBESCAN BIOCON-700 | ULTRASOUND, BLADDER VOLUME | G7247109 | NEURO/ORTHO/MEDSURG/7 PAV | Pavilion |  |  | 08/27/2014 |  | 8/27/19 |  |  | NO | YES |  |  |  |  | MCUBE TECHNOLOGY 10356698 G7247109 |  |  | Active |  | 99:99:99:99:99:99 |  | Equipment | 1Y:00-CAL | 02/21/2019 | 02/01/2020 | COOPER UNIVERSITY HOSPITAL |  |  | PAVILION 7 |  | Pam Young
|  | MCUBE TECHNOLOGY | CUBESCAN BIOCON-700 | ULTRASOUND, BLADDER VOLUME | BC700-HC479710 | MD ANDERSON INPATIENT ONCOLOGY | Pavilion |  |  | 05/23/2019 |  | 5/23/24 |  |  | NO | YES |  |  |  |  | MCUBE TECHNOLOGY 30146413 BC700-HC479710 |  |  | Active |  | 99:99:99:99:99:99 |  | Equipment | 1Y:00-CAL | 05/23/2019 | 05/23/2019 | COOPER UNIVERSITY HOSPITAL |  |  | P5 - Storage Room |  | MIRIAM ZIEGLER |  |  |  | 05/23/2019 | 05/23/2019 |  |  |  |  | 05/23/2019 | 05/23/2019
|  | MCUBE TECHNOLOGY | CUBESCAN BIOCON-700 | ULTRASOUND, BLADDER VOLUME | BC700-F2110408 | 3 COOPER-MULTISPECIALTY CENTER | 3 Cooper |  |  | 04/18/2013 |  | 4/18/18 |  |  | NO | YES |  |  |  |  | MCUBE TECHNOLOGY 10345633 BC700-F2110408 |  |  | Active |  | 99:99:99:99:99:99 |  | Equipment | 1Y:00-CAL | 11/01/2019 | 11/01/2020 | COOPER AMBULATORY OFF-SITES |  |  | Suite 215 - Moves |  | MARGIE OUTLER
|  | MCUBE TECHNOLOGY | CUBESCAN BIOCON-750 | ULTRASOUND, BLADDER VOLUME | 2220KA0083 | SAME DAY PACU-2ND FL PAVILION | Kelemen |  |  | 02/16/2018 |  | 2/16/23 |  |  | NO | YES |  |  |  |  | MEDLINE INDUSTRIES, INC. 10752783 2220KA0083 |  |  | Active |  | 99:99:99:99:99:99 |  | Equipment | 1Y:00-MFG | 01/29/2019 | 01/01/2020 | COOPER UNIVERSITY HOSPITAL |  |  | SAME DAY PACU-2ND FL PAVILION | WOT00000000642281 | Lisa Geoghegan | Performance Verification | Closed | Zhan Kiselev | 03/06/2018 | 07/30/2018 | Performance Verification for MCUBE TECHNOLOGY CO., LTD. 10752783 2220KA0083 | Initial Install of Performance Verification. Device is ready for patient use.
|  | MCUBE TECHNOLOGY | CUBESCAN BIOCON-750 | ULTRASOUND, BLADDER VOLUME | 2220K60073 | 127 CHURCH - SURGERY | 127 Church Rd |  |  | 08/30/2017 |  | 8/30/22 |  |  | NO | YES |  |  |  |  | MEDLINE INDUSTRIES, INC. 10732141 2220K60073 |  |  | Active |  | 99:99:99:99:99:99 |  | Equipment | 1Y:00-MFG | 10/18/2019 | 10/01/2020 | COOPER AMBULATORY OFF-SITES |  |  | 127 Church Rd. - Hallway | 0012501277 | Carmen Rivera | Preventative Maintenance | Closed | Josh Harris | 12/12/2017 | 12/12/2017 | PERFORMANCE ASSURANCE AT INVENTORY | INVENTORIED DEVICE AND ENSURED DEVICE WAS FUNCTIONING PROPERLY. | B64A3CAF-CB6D-4F3F-8A9F-932B787FBFA4 | Labor | 08/30/2017 | 08/30/2017 | Kirk Lis
|  | VERATHON MEDICAL | BLADDERSCAN BVI 3000 | ULTRASOUND, BLADDER VOLUME | B3105664 | COOPER CANCER CENTER-MULTIDISCIPLINARY CLINIC | MD Anderson Cancer Center |  |  | 08/28/2013 |  | 8/28/18 |  |  | NO | YES |  |  |  |  | VERATHON MEDICAL 10367506 B3105664 |  |  | Active |  | 99:99:99:99:99:99 |  | Equipment | 1Y:00-MFG | 08/27/2019 | 09/01/2020 | COOPER AMBULATORY OFF-SITES |  |  | ROOM C2017 consulting room |  | ROXANNE BERGER
|  | VERATHON MEDICAL | BLADDERSCAN BVI 3000 | ULTRASOUND, BLADDER VOLUME |  | WOODSTOWN - CARDIOLOGY | 66 East Ave |  |  | 01/01/1900 |  |  |  |  | NO | YES |  |  |  |  | DIAGNOSTIC ULTRASOUND CORP. 10366963 03024181 |  |  | Active |  | 99:99:99:99:99:99 |  | Equipment | 1Y:00-MFG | 07/26/2019 | 07/01/2020 | COOPER AMBULATORY OFF-SITES |  |  | MOVES |  | SUSAN WHITZELL
|  | VERATHON MEDICAL | BLADDERSCAN BVI 3000 | ULTRASOUND, BLADDER VOLUME |  | TSDU - KELEMEN S7 | Kelemen |  |  | 08/05/2006 |  | 8/5/11 |  |  | NO | YES |  |  |  |  | DIAGNOSTIC ULTRASOUND CORP. 10349438 05300760 |  |  | Active |  | 99:99:99:99:99:99 |  | Equipment | 1Y:00-MFG | 02/21/2019 | 02/01/2020 | COOPER UNIVERSITY HOSPITAL |  |  | TSDU STOREROOM |  | JEN VANDER HORN
|  | VERATHON MEDICAL | BLADDERSCAN PRIME | ULTRASOUND, BLADDER VOLUME | C1503700 | KELEMEN 8 PCU | Kelemen |  |  | 01/22/2019 |  | 1/22/24 |  |  | NO | YES |  |  |  |  | VERATHON MEDICAL 11208145 C1503700 |  |  | Active |  | 99:99:99:99:99:99 |  | Equipment | 1Y:00-MFG | 01/22/2019 | 01/22/2019 | COOPER UNIVERSITY HOSPITAL |  |  | Biomed | WOT00000001619832 | BYRON WELLS | Performance Verification | Closed | Michael Youch | 01/22/2019 | 01/22/2019 | Performance Verification for VERATHON MEDICAL 11208145 C1503700 | Initial Install of Performance Verification. Device is ready for patient use. |  |  | 01/22/2019 | 01/22/2019
|  | VERATHON MEDICAL | BLADDERSCAN PRIME | ULTRASOUND, BLADDER VOLUME | C1503699 | KELEMEN 8 PCU | Kelemen |  |  | 01/22/2019 |  | 1/22/24 |  |  | NO | YES |  |  |  |  | VERATHON MEDICAL 11208144 C1503699 |  |  | Active |  | 99:99:99:99:99:99 |  | Equipment | 1Y:00-MFG | 01/22/2019 | 01/22/2019 | COOPER UNIVERSITY HOSPITAL |  |  |  | WOT00000001619785 | BYRON WELLS | Performance Verification | Closed | Michael Youch | 01/22/2019 | 01/22/2019 | Performance Verification for VERATHON MEDICAL 11208144 C1503699 | Initial Install of Performance Verification. Device is ready for patient use. |  |  | 01/22/2019 | 01/22/2019
|  | VERATHON MEDICAL | BLADDERSCAN PRIME PLUS | ULTRASOUND, BLADDER VOLUME | C1509084 | KELEMEN 9 | Kelemen |  |  | 09/16/2019 |  | 9/16/24 |  |  | NO | YES |  |  |  |  | VERATHON MEDICAL 11208434 C1509084 |  |  | Active |  |  |  | Equipment | 1Y:00-MFG | 09/16/2019 | 09/16/2019 | COOPER UNIVERSITY HOSPITAL |  |  | Kelemen 9 equipment room | WOT00000003734692 | LAURA ZIMMERMAN | Performance Verification | Completed | Michael Youch | 09/16/2019 | 09/16/2019 | Performance Verification for VERATHON MEDICAL 11208434 C1509084 | Initial Install of Performance Verification. Device is ready for patient use. |  |  | 09/16/2019 | 09/16/2019
|  | VERATHON MEDICAL | BVI 9400 | ULTRASOUND, BLADDER VOLUME | B4500902 | COOPER CANCER CENTER | MD Anderson Cancer Center |  |  | 09/30/2019 |  | 9/30/24 |  |  | NO | YES |  |  |  |  | VERATHON MEDICAL 11222059 B4500902 |  |  | Active |  | 99:99:99:99:99:99 |  | Equipment | 1Y:00-MFG | 09/30/2019 | 09/30/2019 | COOPER AMBULATORY OFF-SITES |  |  | 1st floor CCC | WOT00000001404012 | COLLEEN TEGELER | Performance Verification | Closed | Charles Santomero | 09/30/2019 | 09/30/2019 | Performance Verification for VERATHON MEDICAL 11222059 BA4500902 | Initial Install of Performance Verification. Device is ready for patient use. |  |  | 09/30/2019 | 09/30/2019
|  | VERATHON MEDICAL | BVI 9400 | ULTRASOUND, BLADDER VOLUME | B4020595 | INCU - KELEMEN S10 | Kelemen |  |  | 11/01/2019 |  | 11/1/24 |  |  | NO | YES |  |  |  |  | VERATHON MEDICAL 11208227 B4020595 |  |  | Active |  | 99:99:99:99:99:99 |  | Equipment | 1Y:00-MFG | 11/01/2019 | 11/01/2019 | COOPER UNIVERSITY HOSPITAL |  |  | 10TH FLOOR |  | Lisa Brooks |  |  |  | 11/01/2019 | 11/01/2019 |  |  |  |  | 11/01/2019 | 11/01/2019
|  | VERATHON MEDICAL | BVI 9400 | ULTRASOUND, BLADDER VOLUME | B4303345 | KELEMEN 8 PCU | Kelemen |  |  | 01/29/2016 |  | 1/29/21 |  |  | NO | YES |  |  |  |  | VERATHON MEDICAL 10369488 B4303345 |  |  | Active |  | 99:99:99:99:99:99 |  | Equipment | 1Y:00-MFG | 01/22/2019 | 01/01/2020 | COOPER UNIVERSITY HOSPITAL |  |  |  | 0011598917 | BYRON WELLS | Repair | Closed | Michael Youch | 04/29/2017 | 09/01/2017 | BLADDER SCANNER - NOTE SAYS BROKEN - KELEMEN 8 BACK HALLWAY BY PATIENT ELEVATORS | 5/2/2017 3:59:00 PM MDYOUCH (MDYOUCH 5/2/2017 10:00 AM) UNIT DOES NOT SCAN PROPERLY, DOES NOT PICK UP THE BLADDER. 8/30/2017 3:40:54 PM MDYOUCH connector pins also repaired. | 95863747-ED78-468C-AAAE-EB1655A3AF00 | Labor | 05/02/2017 | 05/02/2017 | Michael Youch
|  | VERATHON MEDICAL | BVI 9400 | ULTRASOUND, BLADDER VOLUME | B4004871 | CCU - CORONARY CARE UNIT | Pavilion |  |  | 09/09/2009 |  | 9/9/14 |  |  | NO | YES |  |  |  |  | VERATHON MEDICAL 10367277 B4004871 |  |  | Active |  | 99:99:99:99:99:99 |  | Equipment | 1Y:00-MFG | 06/25/2019 | 06/01/2020 | COOPER UNIVERSITY HOSPITAL |  |  | CCU |  | CAROLYN RUMELL
|  | VERATHON MEDICAL | BVI 9400 | ULTRASOUND, BLADDER VOLUME | B4022089 | VOORHEES SURGERY CENTER-RADIATION/ONC | 900 Centennial Blvd | Suite D |  | 10/24/2014 |  | 10/24/19 |  |  | NO | YES |  |  |  |  | VERATHON MEDICAL 10356840 B4022089 |  |  | Active |  | 99:99:99:99:99:99 |  | Equipment | 1Y:00-MFG | 04/30/2019 | 04/01/2020 | COOPER AMBULATORY OFF-SITES |  |  | Linear Accelerator Room |  | COLLEEN TEGELER
|  | VERATHON MEDICAL | BVI 9400 | ULTRASOUND, BLADDER VOLUME | B4020051 | PAVILION 8 | Kelemen |  |  | 03/25/2014 |  | 3/25/19 |  |  | NO | YES |  |  |  |  | VERATHON MEDICAL 10356669 B4020051 |  |  | Active |  | 99:99:99:99:99:99 |  | Equipment | 1Y:00-MFG | 07/24/2019 | 07/01/2020 | COOPER UNIVERSITY HOSPITAL |  |  | EQUIPMENT ROOM |  | BRIAN OSHAUGHNESSY
|  | VERATHON MEDICAL | BVI 9400 | ULTRASOUND, BLADDER VOLUME | B4020053 | PAVILION 8 | Pavilion |  |  | 03/25/2014 |  | 3/25/19 |  |  | NO | YES |  |  |  |  | VERATHON MEDICAL 10356670 B4020053 |  |  | Active |  | 99:99:99:99:99:99 |  | Equipment | 1Y:00-MFG | 07/24/2019 | 07/01/2020 | COOPER UNIVERSITY HOSPITAL |  |  | P8 equip room |  | BRIAN OSHAUGHNESSY
|  | VERATHON MEDICAL | BVI 9400 | ULTRASOUND, BLADDER VOLUME | B4020052 | CHIP - 9 PAVILION | Pavilion |  |  | 03/25/2014 |  | 3/25/19 |  |  | NO | YES |  |  |  |  | VERATHON MEDICAL 10356529 B4020052 |  |  | Active |  | 99:99:99:99:99:99 |  | Equipment | 1Y:00-MFG | 07/25/2019 | 07/01/2020 | COOPER UNIVERSITY HOSPITAL |  |  | 9 PAVILION |  | KIM HUMMEL
|  | VERATHON MEDICAL | BVI 9400 | ULTRASOUND, BLADDER VOLUME | B4302162 | COOPER CANCER CENTER | MD Anderson Cancer Center |  |  | 09/30/2019 |  | 9/30/24 |  |  | NO | YES |  |  |  |  | VERATHON MEDICAL 30143144 B4302162 |  |  | Active |  | 99:99:99:99:99:99 |  | Equipment | 1Y:00-MFG | 09/30/2019 | 09/30/2019 | COOPER AMBULATORY OFF-SITES |  |  | CCC 1st Floor |  | COLLEEN TEGELER |  |  |  | 09/30/2019 | 09/30/2019 |  |  |  |  | 09/30/2019 | 09/30/2019
|  | MCUBE TECHNOLOGY | CUBESCAN BIOCON-500 | ULTRASOUND, BLADDER VOLUME, CALIBRATOR | Ckd8017203 |  |  | Biomed vehicle | [6 empty] | NO | YES
|  | ACUSON, INC. | SEQUOIA 512 | ULTRASOUND, DIAGNOSTIC |  | PRINCETON-OB/GYN | 10 Forrestal Rd S |  |  | 09/21/2005 |  | 9/21/10 |  |  | NO | YES |  |  |  |  | ACUSON, INC. 10366224 53380 |  |  | Active |  | CD:10:10:CE:D0:00 |  | Equipment | 1Y:00-MFG | 09/19/2019 | 09/01/2020 | COOPER AMBULATORY OFF-SITES |  |  | ROOM 3 |  | LINDA CARON
|  | ALOKA | APLIO 300 | ULTRASOUND, DIAGNOSTIC | G3042377 |  | Kelemen | [7 empty] | NO | YES | Serial Number G3042377
|  | ALOKA | PROSOUND F75 | ULTRASOUND, DIAGNOSTIC | 204J6441 | SPECIAL TEST | 501 fellowship road |  |  | 04/19/2016 |  | 4/19/21 |  |  | NO | YES |  |  |  |  | ALOKA 10769449 204J6441 |  |  | Active |  | 00:18:7D:9D:42:F6 |  | Equipment | 1Y:00-MFG | 01/07/2019 | 01/01/2020 | COOPER UNIVERSITY HOSPITAL |  |  |  | 0011448105 | AMY HANNAN | Repair | Closed | Salvatore Bombara | 04/03/2017 | 04/04/2017 | ENDOSCOPIC ULTRASOUND - PATIENT ON TABLE, ASKED FOR GENE, NOT WORKING - SPECIAL TEST DEPARTMENT RM 651 |  | 9407C453-398E-4256-8CA5-0C298B3BE788 | Labor | 04/03/2017 | 04/03/2017 | Salvatore Bombara
|  | ALOKA | SSD-1400 | ULTRASOUND, DIAGNOSTIC | M01696 | SHORT PROCEDURE UNIT | Kelemen |  |  | 01/07/2000 |  | 1/7/05 |  |  | NO | YES |  |  |  |  | ALOKA 10480098 M01696 |  |  | Disposition |  |  |  | Equipment | 1Y:00-MFG | 06/15/2017 | 06/01/2020 | COOPER UNIVERSITY HOSPITAL |  |  | 5TH FL SPU/STORAGE |  | Lisa Geoghegan
|  | ALOKA | SSD-2000 | ULTRASOUND, DIAGNOSTIC |  | OR - KELEMEN 3 | Kelemen | BASEMENT |  | 03/08/2001 |  | 3/8/06 |  |  | NO | YES |  |  |  |  | ALOKA 10346301 2380037 |  |  | Disposition |  | 00:00:00:00:00:00 |  | Equipment | 1Y:00-MFG | 02/15/2019 | 02/01/2020 | COOPER UNIVERSITY HOSPITAL |  |  | OR STORAGE RM |  | DOMINIC VENDETTA
|  | ANALOGIC CORPORATION | FLEX FOCUS 200 | ULTRASOUND, DIAGNOSTIC |  | VOORHEES SURGERY CENTER-SURGERY DEPT | 6015 Main St |  |  | 04/12/2010 |  | 4/12/15 |  |  | NO | YES |  |  |  |  | ANALOGIC CORPORATION 10344814 1899902 |  |  | Active |  | 99:99:99:99:99:99 |  | Equipment | 1Y:00-MFG | 04/12/2019 | 04/01/2020 | COOPER AMBULATORY OFF-SITES |  |  | SURGERY - SUITE G |  | Theresa Megali
|  | BARD ACCESS SYSTEMS | SITE RITE 6 | ULTRASOUND, DIAGNOSTIC | DYYJ7020 | OR - KELEMEN 3 | Pavilion |  |  | 06/05/2015 |  | 6/5/20 |  |  | NO | YES |  |  |  |  | BARD ACCESS SYSTEMS 10355492 DYYJ7020 |  |  | Active |  | 99:99:99:99:99:99 |  | Equipment | 1Y:00-MFG | 02/19/2019 | 02/01/2020 | COOPER UNIVERSITY HOSPITAL |  |  | OR 6 AND 7 PUMP ROOM |  | DOMINIC VENDETTA
|  | BARD ACCESS SYSTEMS | SITE RITE 8 | ULTRASOUND, DIAGNOSTIC | DYCTAC553 | SURGICAL CARE UNIT | Kelemen |  |  | 06/04/2019 |  | 6/4/24 |  |  | NO | YES |  |  |  |  | BARD ACCESS SYSTEMS 11208180 DYCTAC553 |  |  | Active |  | 74:FE:48:34:5C:15 |  | Equipment | 1Y:00-MFG | 06/04/2019 | 06/04/2019 | COOPER UNIVERSITY HOSPITAL |  |  | IV TEAM | WOT00000001434245 | Lisa Geoghegan | Performance Verification | Closed | Zhan Kiselev | 06/04/2019 | 06/04/2019 | Performance Verification for BARD ACCESS SYSTEMS 11208180 DYCTAC553 | Initial Install of Performance Verification. Device is ready for patient use. |  |  | 06/04/2019 | 06/04/2019
|  | BARD ACCESS SYSTEMS | SITE RITE 8 | ULTRASOUND, DIAGNOSTIC | DYCTAC550 | SURGICAL CARE UNIT | Kelemen |  |  | 06/04/2019 |  | 6/4/24 |  |  | NO | YES |  |  |  |  | BARD ACCESS SYSTEMS 11208178 DYCTAC550 |  |  | Active |  | 74:FE:48:34:5C:28 |  | Equipment | 1Y:00-MFG | 06/04/2019 | 06/04/2019 | COOPER UNIVERSITY HOSPITAL |  |  | IV TEAM | WOT00000001434381 | Lisa Geoghegan | Performance Verification | Closed | Zhan Kiselev | 06/04/2019 | 06/04/2019 | CEID Record Completion for BARD ACCESS SYSTEMS 11208178 DYCTAC550 | New Equipment Inspection | EXP1376605 | Labor | 06/04/2019 | 06/04/2019 | Zhan Kiselev
|  | BIOSOUND ESAOTE | MYLAB 50 XVISION | ULTRASOUND, DIAGNOSTIC |  | VOORHEES RHEUMATOLOGY | 901 Centennial Blvd | Building 2 |  | 01/23/2008 |  |  |  |  | NO | YES |  |  |  |  | BIOSOUND ESAOTE 10344969 00943 |  |  | Active |  | 99:99:99:99:99:99 |  | Equipment | 1Y:00-MFG | 02/26/2019 | 02/01/2020 | COOPER AMBULATORY OFF-SITES |  |  | bdlg 2 suite 203 ROOM 14 |  | GILA DAVIS
|  | BIOSOUND ESAOTE | MYLAB 70 XVISION | ULTRASOUND, DIAGNOSTIC |  | BUNKER HILL-SURGERY | 2 Plaza Dr |  |  | 01/01/2015 |  |  |  |  | NO | YES |  |  |  |  | BIOSOUND ESAOTE 10366886 3559 |  |  | Active |  | 99:99:99:99:99:99 |  | Equipment | 1Y:00-MFG | 12/24/2018 | 12/01/2019 | COOPER AMBULATORY OFF-SITES |  |  | Podiatry EXAM 3 |  | ANNE MAIER
|  | BIOSOUND ESAOTE | MYLAB 70 XVISION | ULTRASOUND, DIAGNOSTIC |  | 3 COOPER-MULTISPECIALTY CENTER | 3 Cooper |  |  | 01/18/2015 |  |  |  |  | NO | YES |  |  |  |  | BIOSOUND ESAOTE 10345582 3238 |  |  | Active |  | 99:99:99:99:99:99 |  | Equipment | 1Y:00-MFG | 11/01/2019 | 11/01/2020 | COOPER AMBULATORY OFF-SITES |  |  | EXAM 169 |  | MARGIE OUTLER
|  | BK ULTRASOND | FLEX FOCUS 400 | ULTRASOUND, DIAGNOSTIC |  | OPERATING ROOM - PAVILION | Pavilion |  |  | 05/18/2015 |  |  |  |  | NO | YES |  |  |  |  | B & K MEDICAL SYSTEMS, INC. 10369420 5013095 |  |  | Active |  | 00:30:64:30:A4:6B |  | Equipment | 1Y:00-MFG | 10/25/2019 | 10/01/2020 | COOPER UNIVERSITY HOSPITAL |  |  | 2nd floor - general surgery |  | DOMINIC VENDETTA
|  | BK ULTRASOUND | BK3500 | ULTRASOUND, DIAGNOSTIC |  | SAME DAY OR-2ND FL PAVILION | Pavilion |  |  | 02/20/2018 |  | 2/20/23 |  |  | NO | YES |  |  |  |  | BK ULTRASOUND 10752785 5009723 |  |  | Active |  | 99:99:99:99:99:99 |  | Equipment | 1Y:00-MFG | 01/10/2019 | 01/01/2020 | COOPER UNIVERSITY HOSPITAL |  |  | SAME DAY OR-2ND FL PAVILION | WOT00000000642409 | JOE DRUCTOR | Performance Verification | Closed | Zhan Kiselev | 03/06/2018 | 07/30/2018 | Performance Verification for BK ULTRASOUND 10752785 5009723 | Initial Install of Performance Verification. Device is ready for patient use.
|  | BK ULTRASOUND | BK3500 | ULTRASOUND, DIAGNOSTIC |  | ANESTHESIOLOGY | Kelemen |  |  | 05/02/2017 |  | 5/2/22 |  |  | NO | YES |  |  |  |  | BK ULTRASOUND 10649788 5009019 |  |  | Active |  | 99:99:99:99:99:99 |  | Equipment | 1Y:00-MFG | 10/25/2019 | 10/01/2020 | COOPER UNIVERSITY HOSPITAL |  |  |  | 0011785825 | GIACINTA ROUPAS | Preventative Maintenance | Closed | Bonnie Aichroth | 06/22/2017 | 06/22/2017 | PERFORMANCE ASSURANCE AT INVENTORY | INVENTORIED DEVICE AND ENSURED DEVICE WAS FUNCTIONING PROPERLY. | DEA63CD9-8A58-4487-8116-FFE657A2226B | Labor | 05/02/2017 | 05/02/2017 | Zhan Kiselev
|  | BK ULTRASOUND | FLEX FOCUS 300 | ULTRASOUND, DIAGNOSTIC |  | VOORHEES SURGERY CENTER-OPERATING ROOM | 900 Centennial Blvd | Suite E |  | 02/03/2017 |  | 2/3/22 |  |  | NO | YES |  |  |  |  | BK ULTRASOUND 10649955 5009003 |  |  | Active |  | 00:0E:8E:72:61:92 |  | Equipment | 1Y:00-MFG | 04/25/2019 | 04/01/2020 | COOPER AMBULATORY OFF-SITES |  |  |  | 0011088588 | JENNIFER BOMBARO | Performance Verification | Closed | Kirk Lis | 01/26/2017 | 05/30/2017 | NEW LEAP MACHINE - NEEDS SAFETY CHECKED & TAGGED - MEM/ONC, MD ANDERSON, VOORHEES, STE F | 1/26/2017 2:07:39 PM KALIS (KALIS 1/26/2017 12:00 AM) FIRST CONTACT. LEFT MESSAGE ON ANSWER MACHINE 5/30/2017 2:03:27 PM KALIS (KALIS 5/30/2017 12:00 AM) REACH OUT TO MARIE ON UNIT'S STATUS 5/30/2017 2:12:38 PM KALIS (KALIS 5/30/2017 12:00 AM) FOUND UNIT'S WORK ON DIFFERENT WORK ORDER #11478388 | D15489D4-4065-4607-BE08-C85F11DDB20D | Labor | 05/30/2017 | 05/30/2017 | Kirk Lis
|  | BK ULTRASOUND | FLEX FOCUS 500 | ULTRASOUND, DIAGNOSTIC |  | COOPER CANCER CENTER | 900 Centennial Blvd | Suite D |  | 09/01/2019 |  | 9/1/24 |  |  | NO | YES |  |  |  |  | ANALOGIC CORPORATION 11208074 5011370 |  |  | Active |  | CD:10:10:CE:D0:00 |  | Equipment | 1Y:00-MFG | 09/01/2019 | 09/01/2019 | COOPER AMBULATORY OFF-SITES |  |  | 1st Floor | WOT00000001266995 | COLLEEN TEGELER | Performance Verification | Closed | Zhan Kiselev | 09/01/2019 | 09/01/2019 | Performance Verification for ANALOGIC CORPORATION 11208074 5011370 | Initial Install of Performance Verification. Device is ready for patient use. |  |  | 09/01/2019 | 09/01/2019
|  | BK ULTRASOUND | FLEX FOCUS 500 | ULTRASOUND, DIAGNOSTIC |  | COOPER CANCER CENTER | MD Anderson Cancer Center |  |  | 09/30/2019 |  | 9/30/24 |  |  | NO | YES |  |  |  |  | ANALOGIC CORPORATION 11208071 5011371 |  |  | Active |  | 00:30:64:1B:90:D5 |  | Equipment | 1Y:00-MFG | 09/30/2019 | 09/30/2019 | COOPER AMBULATORY OFF-SITES |  |  | C2049 Precedure Room | WOT00000001267175 | COLLEEN TEGELER | Performance Verification | Closed | Zhan Kiselev | 09/30/2019 | 09/30/2019 | Performance Verification for ANALOGIC CORPORATION 11208071 5011371 | Initial Install of Performance Verification. Device is ready for patient use. |  |  | 09/30/2019 | 09/30/2019
|  | BK ULTRASOUND | FLEX FOCUS 500 | ULTRASOUND, DIAGNOSTIC |  | OR - KELEMEN 3 | Pavilion |  |  | 08/31/2017 |  | 8/31/22 |  |  | NO | YES |  |  |  |  | ANALOGIC CORPORATION 10769608 5009705 |  |  | Active |  | 00:00:05:00:97:05 |  | Equipment | 1Y:00-MFG | 02/26/2019 | 02/01/2020 | COOPER UNIVERSITY HOSPITAL |  |  |  | 0012391906 | DOMINIC VENDETTA | Preventative Maintenance | Closed | Josh Harris | 11/08/2017 | 11/08/2017 | PERFORMANCE ASSURANCE AT INVENTORY | INVENTORIED DEVICE AND ENSURED DEVICE WAS FUNCTIONING PROPERLY. | BFB034E2-AD1B-410D-AB3E-428201DB34FD | Labor | 07/31/2017 | 07/31/2017 | Zhan Kiselev
|  | BK ULTRASOUND | FLEX FOCUS 500 | ULTRASOUND, DIAGNOSTIC |  | BUNKER HILL-SURGERY | 2 Plaza Dr |  |  | 02/14/2017 |  | 2/14/22 |  |  | NO | YES |  |  |  |  | B & K MEDICAL SYSTEMS, INC. 10480173 5009118 |  |  | Active |  | 00:0E:8E:6A:60:E1 |  | Equipment | 1Y:00-MFG | 12/24/2018 | 12/01/2019 | COOPER AMBULATORY OFF-SITES |  |  |  | 0011480433 | ANNE MAIER | Performance Verification | Closed | Bonnie Aichroth | 04/13/2017 | 04/13/2017 | INCOMING INVENTORY | DEVICE INVENTORIED | 52A713FB-75B5-4949-BDB8-27EACD0C3672 | Labor | 04/13/2017 | 04/13/2017 | Bonnie Aichroth
|  | BK ULTRASOUND | FLEX FOCUS 500 | ULTRASOUND, DIAGNOSTIC |  | COOPER CANCER CENTER | MD Anderson Cancer Center |  |  | 09/26/2019 |  | 9/26/24 |  |  | NO | YES |  |  |  |  | ANALOGIC CORPORATION 30149630 5006358 |  |  | Active |  | 00:30:64:2B:11:09 |  | Equipment | 1Y:00-MFG | 09/26/2019 | 09/26/2019 | COOPER AMBULATORY OFF-SITES |  |  | RAD/ONCOLOGY - 1ST FLOOR C1102 |  | COLLEEN TEGELER |  |  |  | 09/26/2019 | 09/26/2019 |  |  |  |  | 09/26/2019 | 09/26/2019
|  | BK ULTRASOUND | FLEX FOCUS 800 | ULTRASOUND, DIAGNOSTIC |  | OR - KELEMEN 3 | Kelemen |  |  | 06/01/2014 |  | 6/1/19 |  |  | NO | YES |  |  |  |  | BK ULTRASOUND 10346299 5005849 |  |  | Active |  | 00:02:72:C5:47:65 |  | Equipment | 1Y:00-MFG | 03/15/2019 | 02/01/2020 | COOPER UNIVERSITY HOSPITAL |  |  | OR Robot Room K10, K9 |  | DOMINIC VENDETTA
|  | BK ULTRASOUND | PRO FOCUS 2202 | ULTRASOUND, DIAGNOSTIC | 2005-1858586 | 127 CHURCH - SURGERY | 127 Church Rd |  |  | 03/20/2007 |  |  |  |  | NO | YES |  |  |  |  | B & K MEDICAL SYSTEMS, INC. 10365951 2005-1858586 |  |  | Active |  | 00:30:64:05:98:4E |  | Equipment | 1Y:00-MFG | 06/17/2019 | 06/01/2020 | COOPER AMBULATORY OFF-SITES |  |  | EXAM 2 |  | Carmen Rivera
|  | BK ULTRASOUND | PRO FOCUS 2202 | ULTRASOUND, DIAGNOSTIC |  | COOPER CANCER CENTER | MD Anderson Cancer Center |  |  | 08/28/2013 |  |  |  |  | NO | YES |  |  |  |  | B & K MEDICAL SYSTEMS, INC. 10348789 5001627 |  |  | Disposition |  | 00:00:00:00:00:00 |  | Equipment | 1Y:00-MFG | 03/26/2019 | 03/01/2020 | COOPER AMBULATORY OFF-SITES |  |  | 2ND FLOOR CLOSET |  | COLLEEN TEGELER
|  | ESAOTE | MYLAB SEVEN | ULTRASOUND, DIAGNOSTIC |  | COOPER BONE & JOINT- GLASSBORO | 221 Victoria Street |  |  | 11/01/2019 |  |  |  |  | NO | YES |  |  |  |  | ESAOTE 10769728 00189 |  |  | Active |  | 99:99:99:99:99:99 |  | Equipment | 1Y:00-MFG | 11/01/2019 | 11/01/2019 | COOPER AMBULATORY OFF-SITES |  |  |  | 0012017151 | COURTNEY BUDD | Preventative Maintenance | Closed | Bonnie Aichroth | 11/01/2019 | 11/01/2019 | PERFORMANCE ASSURANCE AT INVENTORY | INVENTORIED DEVICE AND ENSURED DEVICE WAS FUNCTIONING PROPERLY. | F70B2890-AB49-43BE-9099-3DEEB98E378E | Labor | 11/01/2019 | 11/01/2019 | Josh Harris
|  | GE HEALTHCARE | LOGIQ 200 | ULTRASOUND, DIAGNOSTIC | 262718M8 | LABOR & DELIVERY | Dorrance |  |  | 12/08/2000 |  | 12/8/05 |  |  | NO | YES |  |  |  |  | GE MEDICAL SYSTEMS 10354993 262718M8 |  |  | Active |  | CD:10:10:CE:D0:00 |  | Equipment | 1Y:00-MFG | 11/01/2019 | 11/01/2020 | COOPER UNIVERSITY HOSPITAL |  |  | 6TH |  | JOANNA HORST
|  | GE HEALTHCARE | LOGIQ BOOK XP | ULTRASOUND, DIAGNOSTIC | 43372WX2 | 127 CHURCH - SURGERY | 127 Church Rd |  |  | 03/30/2007 |  |  |  |  | NO | YES |  |  |  |  | GE MEDICAL SYSTEMS 10369432 43372WX2 |  |  | Active |  | CD:10:10:CE:D0:00 |  | Equipment | 1Y:00-MFG | 06/17/2019 | 06/01/2020 | COOPER AMBULATORY OFF-SITES |  |  |  |  | Carmen Rivera
|  | GE HEALTHCARE | LOGIQ E | ULTRASOUND, DIAGNOSTIC | 54283WX7 | VOORHEES SURGERY CENTER-SURGERY DEPT | 6015 Main St |  |  | 05/15/2007 |  | 5/15/12 |  |  | NO | YES |  |  |  |  | GE MEDICAL SYSTEMS 10344820 54283WX7 |  |  | Active |  | CD:10:10:CE:D0:00 |  | Equipment | 6M:00-MFG 3Y:00-BAT | 10/01/2019 | 04/01/2020 | COOPER AMBULATORY OFF-SITES |  |  | 6015 Main St. |  | Theresa Megali
|  | GE HEALTHCARE | LOGIQ E9 | ULTRASOUND, DIAGNOSTIC | LE9104865 | ULTRASOUND | Kelemen | BASEMENT |  | 04/22/2019 |  | 4/22/24 |  |  | NO | YES |  |  |  |  | GE MEDICAL SYSTEMS 11208382 LE9104865 |  |  | Active | 10368691, 11208342 | 00:D0:C9:C1:DE:ED |  | Equipment | 1Y:00-MFG 3Y:00-BAT | 04/22/2019 | 04/22/2019 | COOPER UNIVERSITY HOSPITAL |  |  | B20 |  | Tracy Saldutti |  |  |  | 04/22/2019 | 04/22/2019 |  |  |  |  | 04/22/2019 | 04/22/2019
|  | GE HEALTHCARE | LOGIQ E9 | ULTRASOUND, DIAGNOSTIC | LE9104874 | ULTRASOUND | Kelemen | BASEMENT |  | 10/01/2011 |  | 10/1/16 |  |  | NO | YES |  |  |  |  | GE MEDICAL SYSTEMS 10368688 LE9104874 |  |  | Active |  | 00:D0:C9:C1:D5:65 |  | Equipment | 1Y:00-MFG 3Y:00-BAT | 04/22/2019 | 04/01/2020 | COOPER UNIVERSITY HOSPITAL |  |  | B18 |  | Tracy Saldutti
|  | GE HEALTHCARE | LOGIQ E9 | ULTRASOUND, DIAGNOSTIC | LE9104156 | KINGS HIGHWAY-RADIOLOGY | 1103 N Kings Hwy |  |  | 09/30/2011 |  | 9/30/16 |  |  | NO | YES |  |  |  |  | GE MEDICAL SYSTEMS 10368690 LE9104156 |  |  | Active |  | C0:3F:0E:80:EA:BF |  | Equipment | 1Y:00-MFG 3Y:00-BAT | 04/25/2019 | 04/01/2020 | COOPER AMBULATORY OFF-SITES |  |  | Ultrasound |  | SUZEN SCHAFFER
|  | GE HEALTHCARE | LOGIQ E9 | ULTRASOUND, DIAGNOSTIC | LE9104928 | ULTRASOUND | Kelemen | BASEMENT |  | 10/01/2011 |  | 10/1/16 |  |  | NO | YES |  |  |  |  | GE MEDICAL SYSTEMS 10368686 LE9104928 |  |  | Active |  | 00:24:B2:51:16:D8 |  | Equipment | 1Y:00-MFG | 04/22/2019 | 04/01/2020 | COOPER UNIVERSITY HOSPITAL |  |  | ULTRASOUND |  | Tracy Saldutti
|  | GE HEALTHCARE | LOGIQ P5 | ULTRASOUND, DIAGNOSTIC | 94831SU5 | OPERATING ROOM - PAVILION | Pavilion |  |  | 10/27/2008 |  | 10/27/13 |  |  | NO | YES |  |  |  |  | GE MEDICAL SYSTEMS 10368349 94831SU5 |  |  | Active |  | 00:13:95:02:15:BC |  | Equipment | 1Y:00-MFG | 02/19/2019 | 02/01/2020 | COOPER UNIVERSITY HOSPITAL |  |  | OR STORAGE |  | DOMINIC VENDETTA
|  | GE HEALTHCARE | LOGIQ P5 | ULTRASOUND, DIAGNOSTIC | 1302032SU2 | BUNKER HILL-OB/GYN | 4 Plaza Dr |  |  | 07/22/2010 |  | 7/22/15 |  |  | NO | YES |  |  |  |  | GE MEDICAL SYSTEMS 10366987 1302032SU2 |  |  | Active |  | 00:13:95:05:39:49 |  | Equipment | 1Y:00-MFG | 11/01/2019 | 11/01/2020 | COOPER AMBULATORY OFF-SITES |  |  | EXAM 9 |  | LISA POTTS
|  | GE HEALTHCARE | LOGIQ P5 | ULTRASOUND, DIAGNOSTIC | 223578SU6 | LABOR & DELIVERY | Dorrance |  |  | 07/26/2013 |  | 7/26/18 |  |  | NO | YES |  |  |  |  | GE MEDICAL SYSTEMS 10355031 223578SU6 |  |  | Active |  | 00:13:95:03:8A:91 |  | Equipment | 1Y:00-MFG | 11/01/2019 | 11/01/2020 | COOPER UNIVERSITY HOSPITAL |  |  | D6 |  | JOANNA HORST
|  | GE HEALTHCARE | LOGIQ P5 | ULTRASOUND, DIAGNOSTIC | 74780SU8 | ANTERPARTUM-INVITRO FERT | Dorrance |  |  | 01/10/2008 |  | 1/10/13 |  |  | NO | YES |  |  |  |  | GE MEDICAL SYSTEMS 10355018 74780SU8 |  |  | Active |  | 00:13:95:01:17:08 |  | Equipment | 1Y:00-MFG | 02/22/2019 | 01/01/2020 | COOPER UNIVERSITY HOSPITAL |  |  |  |  | GRACE SVEINBZORNSSON
|  | GE HEALTHCARE | LOGIQ P9 | ULTRASOUND, DIAGNOSTIC | Lp9370034 | BRACE ROAD-MEDICINE | 1210 Brace Rd | Endocrinology |  | 10/22/2019 |  | 10/22/24 |  |  | NO | YES |  |  |  |  | GE MEDICAL SYSTEMS 11208460 Lp9370034 |  |  | Active |  | 00:13:95:33:B5:EA |  | Equipment | 6M:00-MFG | 10/22/2019 | 10/22/2019 | COOPER AMBULATORY OFF-SITES |  |  | Performance Verification | WOT00000004079289 | Cheryl Peck | Performance Verification | Completed | Zhan Kiselev | 10/22/2019 | 10/22/2019 | Performance Verification for GE MEDICAL SYSTEMS 11208460 Lp9370034 | Initial Install of Performance Verification. Device is ready for patient use. |  |  | 10/22/2019 | 10/22/2019
|  | GE HEALTHCARE | LOGIQ S8 | ULTRASOUND, DIAGNOSTIC | 505155SU2 | RADIOLOGY DIAGNOSTICS | Kelemen | BASEMENT |  | 05/31/2019 |  | 5/31/24 |  |  | NO | YES |  |  |  |  | GE MEDICAL SYSTEMS 11208079 505155SU2 |  |  | Active |  | 00:13:95:2A:92:FB |  | Equipment | 1Y:00-MFG | 05/31/2019 | 05/31/2019 | COOPER UNIVERSITY HOSPITAL |  |  | Interventional Radiology Department | WOT00000001302597 | PAULETTE DUCKREY | Service Request | Closed | Zhan Kiselev | 05/31/2019 | 05/31/2019 | Need ultrasound equipment checked and tagged | New Equipment Inspection | EXP1156441 | Labor | 05/31/2019 | 05/31/2019 | Zhan Kiselev
|  | GE HEALTHCARE | LOGIQ S8 | ULTRASOUND, DIAGNOSTIC | 503801US2 | ULTRASOUND | Kelemen | BASEMENT |  | 01/30/2018 |  | 1/30/23 |  |  | NO | YES |  |  |  |  | GE MEDICAL SYSTEMS 10752769 503801US2 |  |  | Active |  | 00:13:95:25:D5:1D |  | Equipment | 1Y:00-MFG | 04/25/2019 | 04/01/2020 | COOPER UNIVERSITY HOSPITAL |  |  |  | WOT00000000544503 | Tracy Saldutti | Performance Verification | Closed | Zhan Kiselev | 02/12/2018 | 07/30/2018 | Performance Verification for GE MEDICAL SYSTEMS 10752769 503801US2 | Initial Install of Performance Verification. Device is ready for patient use.
|  | GE HEALTHCARE | LOGIQ S8 | ULTRASOUND, DIAGNOSTIC | 295152SU3 | 3 COOPER-RADIOLOGY | 3 Cooper |  |  | 08/05/2015 |  | 8/5/20 |  |  | NO | YES |  |  |  |  | GE MEDICAL SYSTEMS 10369436 295152SU3 |  |  | Active |  | 00:80:17:73:C5:90 |  | Equipment | 1Y:00-MFG | 05/21/2019 | 05/01/2020 | COOPER AMBULATORY OFF-SITES |  |  |  |  | JUDY ADIRZONE
|  | GE HEALTHCARE | LOGIQ S8 | ULTRASOUND, DIAGNOSTIC | 285427SU1 | ANGIOGRAPHY | Kelemen | BASEMENT |  | 06/01/2014 |  | 6/1/19 |  |  | NO | YES |  |  |  |  | GE MEDICAL SYSTEMS 10347530 285427SU1 |  |  | Active |  | 00:80:17:73:C3:13 |  | Equipment | 1Y:00-MFG | 05/31/2019 | 05/01/2020 | COOPER UNIVERSITY HOSPITAL |  |  | holding |  | PAULETTE DUCKREY
|  | GE HEALTHCARE | LOGIQ S8 | ULTRASOUND, DIAGNOSTIC | LS8285433 | RIPPA CENTER-OB/GYN | 6100 Main St |  |  | 02/01/2015 |  | 2/1/20 |  |  | NO | YES |  |  |  |  | GE MEDICAL SYSTEMS 10315925 LS8285433 |  |  | Active |  | 00:80:17:73:C2:B5 |  | Equipment | 1Y:00-MFG | 05/30/2019 | 05/01/2020 | COOPER AMBULATORY OFF-SITES |  |  | RIPPA ULTRA1 |  | PATRICIA HUFF
|  | GE HEALTHCARE | VOLUSON 730 PRO | ULTRASOUND, DIAGNOSTIC | A31039 | WILLINGBORO COOPER UNIVERSITY PHYSICIANS | 651 John F Kennedy Way |  |  | 12/03/2004 |  | 12/3/09 |  |  | NO | YES |  |  |  |  | GE MEDICAL SYSTEMS 10366251 A31039 |  |  | Active |  | 00:00:60:DC:9F:49 |  | Equipment | 6M:00-MIN 1Y:00-MFG | 11/01/2019 | 05/01/2020 | COOPER AMBULATORY OFF-SITES |  |  | EXAM 6 |  | PATTY LEWIS
|  | GE HEALTHCARE | VOLUSON 730 PRO | ULTRASOUND, DIAGNOSTIC | A41698 | PRINCETON-OB/GYN | 10 Forrestal Rd S |  |  | 10/27/2008 |  | 10/27/13 |  |  | NO | YES |  |  |  |  | GE MEDICAL SYSTEMS 10366219 A41698 |  |  | Active |  | 00:0B:AB:93:3B:C9 |  | Equipment | 6M:00-MIN 1Y:00-MFG | 09/19/2019 | 03/01/2020 | COOPER AMBULATORY OFF-SITES |  |  | ROOM 5 |  | LINDA CARON
|  | GE HEALTHCARE | VOLUSON 730 PRO | ULTRASOUND, DIAGNOSTIC | A33653 | WILLINGBORO COOPER UNIVERSITY PHYSICIANS | 651 John F Kennedy Way |  |  | 11/04/2005 |  | 11/4/10 |  |  | NO | YES |  |  |  |  | GE MEDICAL SYSTEMS 10365972 A33653 |  |  | Active |  | 00:00:60:DB:3C:68 |  | Equipment | 6M:00-MIN 1Y:00-MFG | 11/01/2019 | 05/01/2020 | COOPER AMBULATORY OFF-SITES |  |  | EXAM ROOM 2 |  | PATTY LEWIS
|  | GE HEALTHCARE | VOLUSON 730 PRO | ULTRASOUND, DIAGNOSTIC | A39846 | ANTERPARTUM-INVITRO FERT | Dorrance |  |  | 01/10/2008 |  | 1/10/13 |  |  | NO | YES |  |  |  |  | GE MEDICAL SYSTEMS 10355072 A39846 |  |  | Active |  | 00:E0:81:4B:06:C8 |  | Equipment | 6M:00-MIN 1Y:00-MFG | 07/30/2019 | 01/01/2020 | COOPER UNIVERSITY HOSPITAL |  |  | D621 |  | GRACE SVEINBZORNSSON
|  | GE HEALTHCARE | VOLUSON 730 PRO | ULTRASOUND, DIAGNOSTIC | A39943 | BUNKER HILL-OB/GYN | 4 Plaza Dr |  |  | 01/10/2008 |  | 1/10/13 |  |  | NO | YES |  |  |  |  | GE MEDICAL SYSTEMS 10355068 A39943 |  |  | Active |  | 00:E0:81:4B:07:B5 |  | Equipment | 6M:00-MIN 1Y:00-MFG | 11/01/2019 | 05/01/2020 | COOPER AMBULATORY OFF-SITES |  |  | Washington Township |  | LISA POTTS
|  | GE HEALTHCARE | VOLUSON 730 PRO | ULTRASOUND, DIAGNOSTIC | K7P33559 | RIPPA CENTER-OB/GYN | 6100 Main St |  |  | 12/21/2005 |  | 12/21/10 |  |  | NO | YES |  |  |  |  | GE MEDICAL SYSTEMS 10315921 K7P33559 |  |  | Active |  | CD:10:10:CE:D0:00 |  | Equipment | 6M:00-MIN 1Y:00-MFG | 05/30/2019 | 05/01/2020 | COOPER AMBULATORY OFF-SITES |  |  | PROCESSING ROOM 151 |  | PATRICIA HUFF
|  | GE HEALTHCARE | VOLUSON E6 | ULTRASOUND, DIAGNOSTIC | E12262 | COOPER CANCER-- EGG HARBOR | 303 Central Ave |  |  | 08/21/2019 |  | 8/21/24 |  |  | NO | YES |  |  |  |  | GE MEDICAL SYSTEMS 11221943 E12262 |  |  | Active |  | 00:E0:F4:34:A5:82 |  | Equipment | 1Y:00-MFG | 08/21/2019 | 08/21/2019 | COOPER AMBULATORY OFF-SITES |  |  | EGG HARBOR | WOT00000002753288 | VIOLET YACOVELLI | Performance Verification | Closed | Josh Harris | 08/21/2019 | 08/21/2019 | CEID Record Completion for GE MEDICAL SYSTEMS 11221943 E12262 | Inventoried new unit. | EXP3064852 | Labor | 08/21/2019 | 08/21/2019 | Josh Harris
|  | GE HEALTHCARE | VOLUSON E6 | ULTRASOUND, DIAGNOSTIC | E12356 | ANTERPARTUM-INVITRO FERT | Dorrance |  |  | 09/03/2019 |  | 9/3/24 |  |  | NO | YES |  |  |  |  | GE MEDICAL SYSTEMS 11208426 E12356 |  |  | Active |  | C4:00:AD:25:59:65 |  | Equipment | 1Y:00-MFG | 09/03/2019 | 09/03/2019 | COOPER UNIVERSITY HOSPITAL |  |  | Performance Verification | WOT00000003664127 | GRACE SVEINBZORNSSON | Performance Verification | Closed | Zhan Kiselev | 09/03/2019 | 09/03/2019 | Performance Verification for GE MEDICAL SYSTEMS 11208426 E12356 | Initial Install of Performance Verification. Device is ready for patient use. |  |  | 09/03/2019 | 09/03/2019
|  | GE HEALTHCARE | VOLUSON E6 | ULTRASOUND, DIAGNOSTIC | E09384 | BUNKER HILL-OB/GYN | 4 Plaza Dr |  |  | 11/01/2019 |  | 11/1/24 |  |  | NO | YES |  |  |  |  | GE MEDICAL SYSTEMS 11208326 E09384 |  |  | Active |  | 00:0B:AB:DD:0C:7A |  | Equipment | 1Y:00-MFG | 11/01/2019 | 11/01/2019 | COOPER AMBULATORY OFF-SITES |  |  |  | WOT00000001594784 | LISA POTTS | Performance Verification | Closed | Zhan Kiselev | 11/01/2019 | 11/01/2019 | CEID Record Completion for GE MEDICAL SYSTEMS 11208326 E09384 | New Equipment Inspection | EXP1589238 | Labor | 11/01/2019 | 11/01/2019 | Zhan Kiselev
|  | GE HEALTHCARE | VOLUSON E6 | ULTRASOUND, DIAGNOSTIC | E03326 | ANTERPARTUM-INVITRO FERT | Dorrance |  |  | 05/10/2016 |  | 5/10/21 |  |  | NO | YES |  |  |  |  | GE MEDICAL SYSTEMS 10505280 E03326 |  |  | Active |  | 00:0B:AB:A9:DD:B9 |  | Equipment | 1Y:00-MFG | 01/25/2019 | 01/01/2020 | COOPER UNIVERSITY HOSPITAL |  |  | D6 |  | GRACE SVEINBZORNSSON
|  | GE HEALTHCARE | VOLUSON E6 | ULTRASOUND, DIAGNOSTIC | E03434 | WILLINGBORO COOPER UNIVERSITY PHYSICIANS | 651 John F Kennedy Way |  |  | 08/17/2016 |  | 8/17/21 |  |  | NO | YES |  |  |  |  | GE MEDICAL SYSTEMS 10505095 E03434 |  |  | Active |  | 00:0B:AB:AE:6A:35 |  | Equipment | 1Y:00-MFG | 08/15/2019 | 08/01/2020 | COOPER AMBULATORY OFF-SITES |  |  | JFK- PROCEDURE RM 3 |  | PATTY LEWIS
|  | GE HEALTHCARE | VOLUSON E6 | ULTRASOUND, DIAGNOSTIC |  | PRINCETON-OB/GYN | 10 Forrestal Rd S |  |  | 10/23/2015 |  | 10/23/20 |  |  | NO | YES |  |  |  |  | GE MEDICAL SYSTEMS 10480006 064081 |  |  | Active |  | 00:0B:AB:93:3B:C9 |  | Equipment | 1Y:00-MFG | 09/19/2019 | 09/01/2020 | COOPER AMBULATORY OFF-SITES |  |  | Room 1 |  | LINDA CARON
|  | GE HEALTHCARE | VOLUSON E6 | ULTRASOUND, DIAGNOSTIC | E15222 |  | 651 John F Kennedy Way | [7 empty] | YES | YES
|  | MINDRAY | M9 | ULTRASOUND, DIAGNOSTIC | 7B-64000863 | INTENSIVE CARE UNIT | Kelemen |  |  | 06/10/2019 |  | 6/10/24 |  |  | NO | YES |  |  |  |  | MINDRAY 11208447 7B-64000863 |  |  | Active |  | 80:00:0B:D9:41:67 |  | Equipment | 6M:00-MFG | 06/10/2019 | 06/10/2019 | COOPER UNIVERSITY HOSPITAL |  |  | DR. PURI |  | CAROLYN RUMELL |  |  |  | 06/10/2019 | 06/10/2019 |  |  |  |  | 06/10/2019 | 06/10/2019
|  | MINDRAY | M9 | ULTRASOUND, DIAGNOSTIC | CC1-91000886 | INTENSIVE CARE UNIT | Pavilion |  |  | 06/11/2019 |  | 6/11/24 |  |  | NO | YES |  |  |  |  | MINDRAY 11208379 CC1-91000886 |  |  | Active |  | 74:FE:48:3B:13:45 |  | Equipment | 6M:00-MFG | 06/11/2019 | 06/11/2019 | COOPER UNIVERSITY HOSPITAL |  |  | Performance Verification | WOT00000002549490 | CAROLYN RUMELL | Performance Verification | Closed | Zhan Kiselev | 06/11/2019 | 06/11/2019 | Performance Verification for MINDRAY 11208379 CC1-91000886 | Initial Install of Performance Verification. Device is ready for patient use. |  |  | 06/11/2019 | 06/11/2019
|  | MINDRAY | M9 | ULTRASOUND, DIAGNOSTIC | CC1-8C000789 |  | Kelemen | [7 empty] | YES | YES
|  | MINDRAY | M9 | ULTRASOUND, DIAGNOSTIC | 7B-5C000710 | EMERGENCY ROOM | Kelemen |  |  | 11/07/2017 |  | 11/7/22 |  |  | NO | YES |  |  |  |  | MINDRAY 10732416 7B-5C000710 |  |  | Active |  | 80:00:0B:D5:7F:F0 |  | Equipment | 6M:00-MFG | 08/30/2019 | 02/01/2020 | COOPER UNIVERSITY HOSPITAL |  |  | ER | WOT00000000557375 | KAREN GRUBER | Performance Verification | Closed | Zhan Kiselev | 02/22/2018 | 07/30/2018 | Performance Verification for MINDRAY 10732416 7B-5C000710 | Initial Install of Performance Verification. Device is ready for patient use.
|  | MINDRAY | M9 | ULTRASOUND, DIAGNOSTIC | 7B-51000371 | EMERGENCY ROOM | Kelemen |  |  | 06/05/2014 |  | 6/5/19 |  |  | NO | YES |  |  |  |  | MINDRAY 10366558 7B-51000371 |  |  | Active |  | 80:00:0B:31:3A:0D |  | Equipment | 6M:00-MFG | 08/30/2019 | 02/01/2020 | COOPER UNIVERSITY HOSPITAL |  |  | BIOMED |  | KAREN GRUBER
|  | MINDRAY | M9 | ULTRASOUND, DIAGNOSTIC | 7B-51000368 | EMERGENCY ROOM | Kelemen |  |  | 06/05/2014 |  | 6/5/19 |  |  | NO | YES |  |  |  |  | MINDRAY 10366557 7B-51000368 |  |  | Active |  | 80:00:0B:03:08:18 |  | Equipment | 6M:00-MFG | 08/30/2019 | 02/01/2020 | COOPER UNIVERSITY HOSPITAL |  |  | BIOMED |  | KAREN GRUBER
|  | PHILIPS MEDICAL SYSTEMS | CX50 COMPACTXTREME | ULTRASOUND, DIAGNOSTIC | SG21900010 | COOPER BONE & JOINT- GLASSBORO | 221 Victoria Street |  |  | 08/30/2019 |  | 8/30/24 |  |  | NO | YES |  |  |  |  | PHILIPS MEDICAL SYSTEMS 11221870 SG21900010 |  |  | Active |  | 28:B9:D9:E1:01:AE |  | Equipment | 1Y:00-MFG | 08/30/2019 | 08/30/2019 | COOPER AMBULATORY OFF-SITES |  |  | GLASSBORO - cardiac partners | WOT00000002673810 | COURTNEY BUDD | Performance Verification | Closed | Josh Harris | 08/30/2019 | 08/30/2019 | Performance Verification for PHILIPS MEDICAL SYSTEMS 11221870 SG21900010 | Initial Install of Performance Verification. Device is ready for patient use. |  |  | 08/30/2019 | 08/30/2019
|  | PHILIPS MEDICAL SYSTEMS | CX50 COMPACTXTREME | ULTRASOUND, DIAGNOSTIC | SG91800070 | VOORHEES CARDIOLOGY | 400 Medical Center Dr |  |  | 02/28/2019 |  | 2/28/24 |  |  | NO | YES |  |  |  |  | PHILIPS MEDICAL SYSTEMS 11208332 SG91800070 |  |  | Active |  | 28:B9:D9:E0:23:EC |  | Equipment | 1Y:00-MFG | 02/28/2019 | 02/28/2019 | COOPER AMBULATORY OFF-SITES |  |  | Travels | WOT00000001824026 | KATHY COMO | Performance Verification | Closed | Zhan Kiselev | 02/28/2019 | 02/28/2019 | Performance Verification for PHILIPS MEDICAL SYSTEMS 11208332 SG91800070 | Initial Install of Performance Verification. Device is ready for patient use. |  |  | 02/28/2019 | 02/28/2019
|  | PHILIPS MEDICAL SYSTEMS | CX50 COMPACTXTREME | ULTRASOUND, DIAGNOSTIC | SG91600030 |  | 400 Medical Center Dr |  |  | 11/11/2016 |  | 11/11/21 |  |  | NO | YES |  |  |  |  | PHILIPS MEDICAL SYSTEMS 10505013 SG91600030 |  |  | Active |  | 00:00:50:D7:14:2F | [5 empty] | COOPER AMBULATORY OFF-SITES |  |  | Washington Twn. | 0011479606 |  | Repair | Closed | Zhan Kiselev | 04/13/2017 | 04/20/2017 | ECHO MACHINE CX50 - DO DOPPLER THERE IS SO MUCH NOISE CAN'T MAKE OUT SIGNAL, SEE NOTES - IN ECHO LAB OF SWELL FAMILY MED |  | 6E10770A-2405-41D0-B55F-DB44177924BD | Labor | 04/14/2017 | 04/14/2017 | Zhan Kiselev
|  | PHILIPS MEDICAL SYSTEMS | CX50 COMPACTXTREME | ULTRASOUND, DIAGNOSTIC | sg91100036 | OR - KELEMEN 3 | Pavilion |  |  | 09/12/2011 |  | 9/12/16 |  |  | NO | YES |  |  |  |  | PHILIPS MEDICAL SYSTEMS 10368532 sg91100036 |  |  | Active |  | 00:00:50:84:D7:48 |  | Equipment | 1Y:00-MFG | 02/19/2019 | 02/01/2020 | COOPER UNIVERSITY HOSPITAL |  |  | HOLDING BED 27 |  | DOMINIC VENDETTA
|  | PHILIPS MEDICAL SYSTEMS | CX50 COMPACTXTREME | ULTRASOUND, DIAGNOSTIC | SG51304512 | BRACHFIELD MEDICAL ASSOCIATES-MEDICINE | 218 Sunset Rd |  |  | 05/02/2013 |  | 5/2/18 |  |  | NO | YES |  |  |  |  | PHILIPS MEDICAL SYSTEMS 10367040 SG51304512 |  |  | Active |  | 00:00:50:B3:B7:AD |  | Equipment | 1Y:00-MFG | 06/17/2019 | 06/01/2020 | COOPER AMBULATORY OFF-SITES |  |  | CARDIOLOGY - ECH LAB |  | CATHY CRAWFORD
|  | PHILIPS MEDICAL SYSTEMS | CX50 COMPACTXTREME | ULTRASOUND, DIAGNOSTIC | SG81203234 | BRACE ROAD-CARDIOLOGY | 1210 Brace Rd | Heart Institute |  | 08/29/2012 |  | 8/29/17 |  |  | NO | YES |  |  |  |  | PHILIPS MEDICAL SYSTEMS 10366009 SG81203234 |  |  | Active |  | 00:00:50:84:B0:08 |  | Equipment | 1Y:00-MFG | 05/24/2019 | 05/01/2020 | COOPER AMBULATORY OFF-SITES |  |  | Testing 3 |  | Beth Mook
|  | PHILIPS MEDICAL SYSTEMS | CX50 COMPACTXTREME | ULTRASOUND, DIAGNOSTIC | SG81203264 | INTENSIVE CARE NURSERY | Dorrance |  |  | 07/06/2012 |  | 7/6/17 |  |  | NO | YES |  |  |  |  | PHILIPS MEDICAL SYSTEMS 10355228 SG81203264 |  |  | Active |  | 00:00:50:D9:0A:9F |  | Equipment | 1Y:00-MFG | 11/01/2019 | 11/01/2020 | COOPER UNIVERSITY HOSPITAL |  |  | ICN |  | JOANNE FOX
|  | PHILIPS MEDICAL SYSTEMS | CX50 COMPACTXTREME | ULTRASOUND, DIAGNOSTIC | SG81203290 | WOODSTOWN - CARDIOLOGY | 66 East Ave |  |  | 08/29/2012 |  | 8/29/17 |  |  | NO | YES |  |  |  |  | PHILIPS MEDICAL SYSTEMS 10345890 SG81203290 |  |  | Active |  | 00:00:50:A7:64:35 |  | Equipment | 1Y:00-MFG | 04/29/2019 | 04/01/2020 | COOPER AMBULATORY OFF-SITES |  |  | ULTRASOUND ROOM |  | SUSAN WHITZELL
|  | PHILIPS MEDICAL SYSTEMS | CX50 COMPACTXTREME | ULTRASOUND, DIAGNOSTIC | SG41304491 | HEART INSTITUTE | 900 Centennial Blvd | Suite M |  | 05/02/2013 |  | 5/2/18 |  |  | NO | YES |  |  |  |  | PHILIPS MEDICAL SYSTEMS 10345366 SG41304491 |  |  | Active |  | 00:00:50:E3:06:C4 |  | Equipment | 1Y:00-MFG | 11/01/2019 | 11/01/2020 | COOPER AMBULATORY OFF-SITES |  |  | STRESS ROOM/Jack |  | KATHRYN COMO
|  | PHILIPS MEDICAL SYSTEMS | EPIQ | ULTRASOUND, DIAGNOSTIC | US019B0391 | ECHOCARDIOLOGY | Kelemen |  |  | 10/21/2019 |  | 10/21/24 |  |  | NO | YES |  |  |  |  | PHILIPS MEDICAL SYSTEMS 11208454 US019B0391 |  |  | Active |  |  |  | Equipment | 1Y:00-MFG | 10/21/2019 | 10/21/2019 | COOPER UNIVERSITY HOSPITAL |  |  | Performance Verification | WOT00000004074295 | LINDA VALENTI | Performance Verification | Completed | Zhan Kiselev | 10/21/2019 | 10/21/2019 | Performance Verification for UNMATCHED 11208454 US019B0391 | Initial Install of Performance Verification. Device is ready for patient use. |  |  | 10/21/2019 | 10/21/2019
|  | PHILIPS MEDICAL SYSTEMS | EPIQ 5G | ULTRASOUND, DIAGNOSTIC | US318C1869 | VOORHEES SURGERY CENTER-RADIOLOGY | 900 Centennial Blvd | Suite B |  | 04/25/2019 |  | 4/25/24 |  |  | NO | YES |  |  |  |  | PHILIPS MEDICAL SYSTEMS 11208056 US318C1869 |  |  | Active |  | 00:04:5F:9E:7C:36 |  | Equipment | 1Y:00-MFG 5Y:00-BAT | 04/25/2019 | 04/25/2019 | COOPER AMBULATORY OFF-SITES |  |  |  | WOT00000001018688 | PAT STIENES | Performance Verification | Closed | Zhan Kiselev | 04/25/2019 | 04/25/2019 | Performance Verification for PHILIPS MEDICAL SYSTEMS 11208056 US318C1869 | Initial Install of Performance Verification. Device is ready for patient use. |  |  | 04/25/2019 | 04/25/2019
|  | PHILIPS MEDICAL SYSTEMS | EPIQ 5G | ULTRASOUND, DIAGNOSTIC | US218C0004 | COOPER CANCER CENTER | MD Anderson Cancer Center |  |  | 05/04/2018 |  | 5/4/23 |  |  | NO | YES |  |  |  |  | PHILIPS MEDICAL SYSTEMS 10752792 US218C0004 |  |  | Active |  | 00:04:5F:9E:79:65 |  | Equipment | 1Y:00-MFG 5Y:00-BAT | 09/26/2019 | 09/01/2020 | COOPER AMBULATORY OFF-SITES |  |  | MD Anderson 1st Floor | WOT00000000944749 | COLLEEN TEGELER | Performance Verification | Closed | Zhan Kiselev | 05/22/2018 | 06/06/2019 | Performance Verification for PHILIPS MEDICAL SYSTEMS 10752792 US218C0004 | Initial Install of Performance Verification. Device is ready for patient use.
|  | PHILIPS MEDICAL SYSTEMS | EPIQ 7 | ULTRASOUND, DIAGNOSTIC | US817B043 | OPERATING ROOM - PAVILION | Pavilion |  |  | 09/06/2017 |  | 9/6/22 |  |  | NO | YES |  |  |  |  | PHILIPS MEDICAL SYSTEMS 10769607 US817B043 |  |  | Active |  | 00:04:5F:9D:5E:EC |  | Equipment | 1Y:00-MFG 5Y:00-BAT | 02/26/2019 | 02/01/2020 | COOPER UNIVERSITY HOSPITAL |  |  |  | 0012151343 | DOMINIC VENDETTA | Performance Verification | Closed | Zhan Kiselev | 09/12/2017 | 09/12/2017 | INCOMING INVENTORY | DEVICE INVENTORIED | 5FEEB687-0A74-483D-8998-4A789E688459 | Labor | 09/12/2017 | 09/12/2017 | Bonnie Aichroth
|  | PHILIPS MEDICAL SYSTEMS | EPIQ 7 | ULTRASOUND, DIAGNOSTIC | US615B0532 | ECHOCARDIOLOGY | Kelemen |  |  | 08/05/2015 |  | 8/5/20 |  |  | NO | YES |  |  |  |  | PHILIPS MEDICAL SYSTEMS 10369441 US615B0532 |  |  | Active |  | 00:19:0F:21:C0:D2 |  | Equipment | 1Y:00-MFG | 02/14/2019 | 02/01/2020 | COOPER UNIVERSITY HOSPITAL |  |  |  |  | LINDA VALENTI
|  | PHILIPS MEDICAL SYSTEMS | EPIQ 7C | ULTRASOUND, DIAGNOSTIC | US818B0651 | ECHOCARDIOLOGY | Kelemen |  |  | 02/08/2019 |  | 2/8/24 |  |  | NO | YES |  |  |  |  | PHILIPS MEDICAL SYSTEMS 11208083 US818B0651 |  |  | Active |  | 00:04:5F:9E:E6:53 |  | Equipment | 1Y:00-MFG 5Y:00-BAT | 02/08/2019 | 02/08/2019 | COOPER UNIVERSITY HOSPITAL |  |  |  | WOT00000001465980 | LINDA VALENTI | Performance Verification | Closed | Zhan Kiselev | 02/08/2019 | 02/08/2019 | Performance Verification for PHILIPS MEDICAL SYSTEMS 11208083 US818B0651 | Initial Install of Performance Verification. Device is ready for patient use. |  |  | 02/08/2019 | 02/08/2019
|  | PHILIPS MEDICAL SYSTEMS | IE33 | ULTRASOUND, DIAGNOSTIC | B0G8Q3 | ECHOCARDIOLOGY | Kelemen |  |  | 08/29/2012 |  | 8/29/17 |  |  | NO | YES |  |  |  |  | PHILIPS MEDICAL SYSTEMS 10357236 B0G8Q3 |  |  | Active |  | 00:D0:C9:D2:9B:BC |  | Equipment | 6M:00-MFG 1Y:00-MIN | 08/27/2019 | 02/01/2020 | COOPER UNIVERSITY HOSPITAL |  |  | ECHO |  | LINDA VALENTI
|  | PHILIPS MEDICAL SYSTEMS | IE33 | ULTRASOUND, DIAGNOSTIC | BOMHZK | VOORHEES CARDIOLOGY | MD Anderson Cancer Center |  |  | 05/02/2013 |  | 5/2/18 |  |  | NO | YES |  |  |  |  | PHILIPS MEDICAL SYSTEMS 10356988 BOMHZK |  |  | Active |  | 00:D0:C9:E9:CC:8E |  | Equipment | 6M:00-MFG 1Y:00-MIN | 08/27/2019 | 02/01/2020 | COOPER AMBULATORY OFF-SITES |  |  | MD Anderson 2nd Floor |  | KATHY COMO
|  | PHILIPS MEDICAL SYSTEMS | IE33 | ULTRASOUND, DIAGNOSTIC | 03B47G | ANESTHESIOLOGY | Pavilion |  |  | 12/28/2009 |  | 12/28/14 |  |  | NO | YES |  |  |  |  | PHILIPS MEDICAL SYSTEMS 10355320 03B47G |  |  | Active |  | 00:D0:68:19:A7:73 |  | Equipment | 6M:00-MFG 1Y:00-MIN | 10/29/2019 | 04/01/2020 | COOPER UNIVERSITY HOSPITAL |  |  | OR 6 |  | GIACINTA ROUPAS
|  | PHILIPS MEDICAL SYSTEMS | IE33 | ULTRASOUND, DIAGNOSTIC | BOG9BW | 3 COOPER-CARDIAC DIAGNOSTIC CENTER | 3 Cooper |  |  | 08/29/2012 |  | 8/29/17 |  |  | NO | YES |  |  |  |  | PHILIPS MEDICAL SYSTEMS 10346859 BOG9BW |  |  | Active |  | 00:D0:C9:D2:F7:D7 |  | Equipment | 6M:00-MFG 1Y:00-MIN | 07/30/2019 | 01/01/2020 | COOPER AMBULATORY OFF-SITES |  |  | SUITE 318 |  | CARLA TRUELL
|  | PHILIPS MEDICAL SYSTEMS | IE33 | ULTRASOUND, DIAGNOSTIC | 034KV0 | ANESTHESIOLOGY | Pavilion |  |  | 06/24/2009 |  | 6/24/14 |  |  | NO | YES |  |  |  |  | PHILIPS MEDICAL SYSTEMS 10346574 034KV0 |  |  | Active |  | 00:D0:68:19:8D:1B |  | Equipment | 6M:00-MFG 1Y:00-MIN | 10/01/2019 | 04/01/2020 | COOPER UNIVERSITY HOSPITAL |  |  | OR P07 |  | GIACINTA ROUPAS
|  | PHILIPS MEDICAL SYSTEMS | IE33 | ULTRASOUND, DIAGNOSTIC | B0G8NQ | 3 COOPER-PEDIATRICS | 3 Cooper |  |  | 07/06/2012 |  | 7/6/17 |  |  | NO | YES |  |  |  |  | PHILIPS MEDICAL SYSTEMS 10345647 B0G8NQ |  |  | Active |  | 00:D0:C9:D2:72:1E |  | Equipment | 6M:00-MFG 1Y:00-MIN | 08/27/2019 | 02/01/2020 | COOPER AMBULATORY OFF-SITES |  |  | ULTRASOUND ROOM |  | MAUREEN OBRIEN
|  | PHILIPS MEDICAL SYSTEMS | IE33 | ULTRASOUND, DIAGNOSTIC | BOMHZL | VOORHEES CARDIOLOGY | 901 Centennial Blvd | Building 2 |  | 05/02/2013 |  | 5/2/18 |  |  | NO | YES |  |  |  |  | PHILIPS MEDICAL SYSTEMS 10345270 BOMHZL |  |  | Active |  | 00:D0:C9:E0:F7:BD |  | Equipment | 6M:00-MFG 1Y:00-MIN | 08/27/2019 | 02/01/2020 | COOPER AMBULATORY OFF-SITES |  |  | STRESS ECHO LAB |  | KATHY COMO
|  | PHILIPS MEDICAL SYSTEMS | IU22 | ULTRASOUND, DIAGNOSTIC | B00D8X |  | 6015 Main Street | [7 empty] | NO | YES
|  | PHILIPS MEDICAL SYSTEMS | IU22 | ULTRASOUND, DIAGNOSTIC | B0MJ0M | VOORHEES CARDIOLOGY | 901 Centennial Blvd | Building 1 |  | 05/02/2013 |  | 5/2/18 |  |  | NO | YES |  |  |  |  | PHILIPS MEDICAL SYSTEMS 10367053 B0MJ0M |  |  | Active |  | 00:D0:C9:E0:FB:C9 |  | Equipment | 6M:00-MFG 1Y:00-MIN | 08/27/2019 | 02/01/2020 | COOPER AMBULATORY OFF-SITES |  |  | BLDG 2-VASCULAR |  | KATHY COMO
|  | PHILIPS MEDICAL SYSTEMS | IU22 | ULTRASOUND, DIAGNOSTIC | BOMJON | VOORHEES CARDIOLOGY | 901 Centennial Blvd | Building 2 |  | 02/01/2013 |  | 2/1/18 |  |  | NO | YES |  |  |  |  | PHILIPS MEDICAL SYSTEMS 10356979 BOMJON |  |  | Active |  | 00:D0:C9:E0:F8:2F |  | Equipment | 6M:00-MFG 1Y:00-MIN | 08/27/2019 | 02/01/2020 | COOPER AMBULATORY OFF-SITES |  |  | Perephial/Vascular Lab |  | KATHY COMO
|  | PHILIPS MEDICAL SYSTEMS | IU22 | ULTRASOUND, DIAGNOSTIC | BOG2VP | VOORHEES SURGERY CENTER-RADIOLOGY | 900 Centennial Blvd | Suite B |  | 02/01/2013 |  | 2/1/18 |  |  | NO | YES |  |  |  |  | PHILIPS MEDICAL SYSTEMS 10356953 BOG2VP |  |  | Active |  | 00:D0:C9:D3:DB:C0 |  | Equipment | 6M:00-MFG 1Y:00-MIN | 10/01/2019 | 04/01/2020 | COOPER AMBULATORY OFF-SITES |  |  | ULTRASOUND C |  | PAT STIENES
|  | PHILIPS MEDICAL SYSTEMS | IU22 | ULTRASOUND, DIAGNOSTIC | 02L65H | VOORHEES SURGERY CENTER-RADIOLOGY | 900 Centennial Blvd | Suite B |  | 01/24/2007 |  | 1/24/12 |  |  | NO | YES |  |  |  |  | PHILIPS MEDICAL SYSTEMS 10356891 02L65H |  |  | Active |  | 00:D0:68:0B:77:82 |  | Equipment | 6M:00-MFG 1Y:00-MIN | 10/01/2019 | 04/01/2020 | COOPER AMBULATORY OFF-SITES |  |  | SUITE B ULTRASOUND B |  | PAT STIENES
|  | PHILIPS MEDICAL SYSTEMS | IU22 | ULTRASOUND, DIAGNOSTIC | B0G2VQ | 3 COOPER-RADIOLOGY | 3 Cooper |  |  | 05/02/2013 |  | 5/2/18 |  |  | NO | YES |  |  |  |  | PHILIPS MEDICAL SYSTEMS 10345982 B0G2VQ |  |  | Active |  | 00:D0:C9:D3:DB:D1 |  | Equipment | 6M:00-MFG 1Y:00-MIN | 05/21/2019 | 05/01/2020 | COOPER AMBULATORY OFF-SITES |  |  | RADIOLOGY |  | JUDY ADIRZONE
|  | PHILIPS MEDICAL SYSTEMS | IU22 | ULTRASOUND, DIAGNOSTIC | 034K3C | ANGIOGRAPHY | Kelemen | BASEMENT |  | 08/14/2009 |  | 8/14/14 |  |  | NO | YES |  |  |  |  | PHILIPS MEDICAL SYSTEMS 10345973 034K3C |  |  | Active |  | 00:D0:68:19:9B:E1 |  | Equipment | 6M:00-MFG 1Y:00-MIN | 05/31/2019 | 05/01/2020 | COOPER UNIVERSITY HOSPITAL |  |  | IR |  | PAULETTE DUCKREY
|  | PHILIPS MEDICAL SYSTEMS | SONOS 5500 | ULTRASOUND, DIAGNOSTIC | USD0211844 | OPERATING ROOM - PAVILION | Pavilion |  |  | 01/11/2003 |  | 1/11/08 |  |  | NO | YES |  |  |  |  | PHILIPS MEDICAL SYSTEMS 10346522 USD0211844 |  |  | Disposition |  | 00:00:00:00:00:00 |  | Equipment | 3M:00-FIL 6M:00-MFG | 02/28/2019 | 02/01/2020 | COOPER UNIVERSITY HOSPITAL |  |  | EQUIPMENT STORAGE P316 |  | DOMINIC VENDETTA
|  | SIEMENS MEDICAL | ACUSON SC2000 | ULTRASOUND, DIAGNOSTIC |  | CARDIAC CATH LAB | Kelemen |  |  | 02/12/2018 |  | 2/12/23 |  |  | NO | YES |  |  |  |  | SIEMENS MEDICAL 10752774 403957 |  |  | Active |  | 00:1E:67:E8:AE:C0 |  | Equipment | 2Y:00-MFG | 08/27/2019 | 08/01/2021 | COOPER UNIVERSITY HOSPITAL |  |  | Cath Lab 4 | WOT00000000545829 | LINDA BEAN | Performance Verification | Closed | Zhan Kiselev | 02/13/2018 | 07/30/2018 | Performance Verification for SIEMENS MEDICAL 10752774 403957 | Initial Install of Performance Verification. Device is ready for patient use.
|  | SIEMENS MEDICAL | ACUSON SC2000 | ULTRASOUND, DIAGNOSTIC |  | OPERATING ROOM PAVILION 2ND FLOOR | Pavilion |  |  | 04/05/2018 |  | 4/5/23 |  |  | NO | YES |  |  |  |  | SIEMENS MEDICAL 10732435 404080 |  |  | Active |  | 00:1E:67:E9:49:D0 |  | Equipment | 2Y:00-MFG | 08/27/2019 | 08/01/2021 | COOPER UNIVERSITY HOSPITAL |  |  | or | WOT00000000765894 | JOE DRUCTOR | Performance Verification | Closed | Gene Amodei | 04/05/2018 | 06/06/2019 | Performance Verification for UNMATCHED 10732435 404080 | Initial Install of Performance Verification. Device is ready for patient use.
|  | SIEMENS MEDICAL | ACUSON SC2000 | ULTRASOUND, DIAGNOSTIC |  | CARDIAC CATH LAB | Kelemen |  |  | 09/30/2013 |  | 9/30/18 |  |  | NO | YES |  |  |  |  | SIEMENS MEDICAL 10369200 401500 |  |  | Active |  | 00:1E:67:24:FD:5E |  | Equipment | 2Y:00-MFG | 08/07/2018 | 08/01/2020 | COOPER UNIVERSITY HOSPITAL |  |  | EP 1 |  | LINDA BEAN
|  | SIEMENS MEDICAL | ACUSON X300 | ULTRASOUND, DIAGNOSTIC |  |  | 6015 Main St | [7 empty] | YES | YES
|  | SIEMENS MEDICAL | ACUSON X300 | ULTRASOUND, DIAGNOSTIC |  | AUDUBON URGENT CARE | 201 S Broadway |  |  | 07/01/2008 |  | 7/1/13 |  |  | NO | YES |  |  |  |  | SIEMENS MEDICAL 10366262 313312 |  |  | Disposition |  |  |  | Equipment | 1Y:00-MFG | 10/03/2017 | 10/01/2020 | COOPER AMBULATORY OFF-SITES |  |  | URGENT CARE |  | MELISSA PORTOBANCO
|  | SIEMENS MEDICAL | ACUSON X300 | ULTRASOUND, DIAGNOSTIC |  | 3 COOPER-MULTISPECIALTY CENTER | 3 Cooper |  |  | 04/01/2013 |  | 4/1/18 |  |  | NO | YES |  |  |  |  | SIEMENS MEDICAL 10345574 345361 |  |  | Active |  | CD:10:10:CE:D0:00 |  | Equipment | 1Y:00-MFG | 11/01/2019 | 11/01/2020 | COOPER AMBULATORY OFF-SITES |  |  | EXAM 169 |  | MARGIE OUTLER
|  | SONOSCAPE | S8 | ULTRASOUND, DIAGNOSTIC |  |  | 3 Cooper | [7 empty] | YES | YES
|  | SONOSITE | EDGE | ULTRASOUND, DIAGNOSTIC | 03T4SF | ANGIOGRAPHY | Kelemen |  |  | 12/07/2012 |  | 12/7/17 |  |  | NO | YES |  |  |  |  | SONOSITE 10366452 03T4SF |  |  | Active |  | 00:08:FB:11:AB:A9 |  | Equipment | 1Y:00-MFG | 05/31/2019 | 05/01/2020 | COOPER UNIVERSITY HOSPITAL |  |  |  |  | PAULETTE DUCKREY
|  | SONOSITE | EDGE | ULTRASOUND, DIAGNOSTIC | 03R526 |  | Kelemen | [7 empty] | YES | YES
|  | SONOSITE | EDGE | ULTRASOUND, DIAGNOSTIC | 03ZVKK | OR - KELEMEN 3 | Pavilion |  |  | 11/06/2014 |  | 11/6/19 |  |  | NO | YES |  |  |  |  | SONOSITE 10355432 03ZVKK |  |  | Active |  | 00:08:FB:11:EC:C7 |  | Equipment | 1Y:00-MFG | 02/26/2019 | 02/01/2020 | COOPER UNIVERSITY HOSPITAL |  |  | pav or 1 |  | DOMINIC VENDETTA
|  | SONOSITE | M-TURBO | ULTRASOUND, DIAGNOSTIC | 03BMPR | COOPER DIGESTIVE HEALTH-ENDOSCOPY | Kelemen |  |  | 02/14/2019 |  | 2/14/24 |  |  | NO | YES |  |  |  |  | SONOSITE 11208369 03BMPR |  |  | Active |  | 00:08:FB:10:4B:5F |  | Equipment | 1Y:00-MFG | 02/14/2019 | 02/14/2019 | COOPER AMBULATORY OFF-SITES |  |  |  |  | JEANNE GREER |  |  |  | 02/14/2019 | 02/14/2019 |  |  |  |  | 02/14/2019 | 02/14/2019
|  | SONOSITE | M-TURBO | ULTRASOUND, DIAGNOSTIC | 03F53W | CCU - CORONARY CARE UNIT | Kelemen |  |  | 01/06/2009 |  | 1/6/14 |  |  | NO | YES |  |  |  |  | SONOSITE 10769620 03F53W |  |  | Active |  | 00:08:FB:11:2A:4D |  | Equipment | 1Y:00-MFG | 06/10/2019 | 06/01/2020 | COOPER UNIVERSITY HOSPITAL |  |  | Biomed Storage |  | CAROLYN RUMELL
|  | SONOSITE | M-TURBO | ULTRASOUND, DIAGNOSTIC | WK1MZK | VOORHEES ORTHOPEDICS | 901 Centennial Blvd | Building 2 |  | 04/01/2013 |  | 4/1/18 |  |  | NO | YES |  |  |  |  | SONOSITE 10480111 WK1MZK |  |  | Disposition |  | 00:08:FB:11:B4:95 |  | Equipment | 1Y:00-MFG | 02/26/2019 | 02/01/2020 | COOPER AMBULATORY OFF-SITES |  |  | BUILDING 2 |  | CAROL STRANTON
|  | SONOSITE | M-TURBO | ULTRASOUND, DIAGNOSTIC | 03D4ZD | PEDIATRIC INTENSIVE CARE UNIT | Kelemen |  |  | 09/18/2008 |  | 9/18/13 |  |  | NO | YES |  |  |  |  | SONOSITE 10360450 03D4ZD |  |  | Active |  | 00:08:FB:11:04:DF |  | Equipment | 1Y:00-MFG | 03/26/2019 | 03/01/2020 | COOPER UNIVERSITY HOSPITAL |  |  | PICU |  | Susan Cannon
|  | SONOSITE | M-TURBO | ULTRASOUND, DIAGNOSTIC | WK3FOC | 1101 KINGS HIGHWAY | 1101 N Kings Hwy |  |  | 05/24/2019 |  | 5/24/24 |  |  | NO | YES |  |  |  |  | SONOSITE 30149635 WK3FOC |  |  | Active |  | 00:08:FB:12:09:B0 |  | Equipment | 1Y:00-MFG | 05/24/2019 | 05/24/2019 | COOPER AMBULATORY OFF-SITES |  |  | 1101 KINGS HGW - NEUROLOGY |  | STEVE LOWE |  |  |  | 05/24/2019 | 05/24/2019 |  |  |  |  | 05/24/2019 | 05/24/2019
|  | SONOSITE | S-CATH | ULTRASOUND, DIAGNOSTIC | WK2Q9H | CARDIAC CATH LAB | Kelemen |  |  | 02/01/2015 |  | 2/1/20 |  |  | NO | YES |  |  |  |  | SONOSITE 10369196 WK2Q9H |  |  | Active |  | 00:08:FB:11:E9:1D |  | Equipment | 1Y:00-MFG | 08/27/2019 | 08/01/2020 | COOPER UNIVERSITY HOSPITAL |  |  | CCL - Lab 2 Control Room |  | LINDA BEAN
|  | SONOSITE | SII | ULTRASOUND, DIAGNOSTIC | 04CMJY | PAVILION 8 | Pavilion |  |  | 07/25/2019 |  | 7/25/24 |  |  | NO | YES |  |  |  |  | FUJIFILM 11208106 04CMJY |  |  | Active |  | 00:08:FB:32:3F:C8 |  | Equipment | 1Y:00-MFG | 07/25/2019 | 07/25/2019 | COOPER UNIVERSITY HOSPITAL |  |  |  | WOT00000001018630 | BRIAN OSHAUGHNESSY | Performance Verification | Closed | Zhan Kiselev | 07/25/2019 | 07/25/2019 | Performance Verification for FUJIFILM 11208106 04CMJY | Initial Install of Performance Verification. Device is ready for patient use. |  |  | 07/25/2019 | 07/25/2019
|  | SONOSITE | SII | ULTRASOUND, DIAGNOSTIC | 04CMKK | INCU - KELEMEN S10 | Kelemen |  |  | 10/31/2019 |  | 10/31/24 |  |  | NO | YES |  |  |  |  | FUJIFILM 11208103 04CMKK |  |  | Active |  | 00:08:FB:32:3F:C3 |  | Equipment | PAAR:00-PVAR | 10/31/2019 | 10/31/2019 | COOPER UNIVERSITY HOSPITAL |  |  |  | WOT00000001018552 | Lisa Brooks | Performance Verification | Closed | Zhan Kiselev | 10/31/2019 | 10/31/2019 | Performance Verification for FUJIFILM 11208103 04CMKK | Initial Install of Performance Verification. Device is ready for patient use. |  |  | 10/31/2019 | 10/31/2019
|  | SONOSITE | SII | ULTRASOUND, DIAGNOSTIC | 049K4Z | SAME DAY PACU-2ND FL PAVILION | Pavilion |  |  | 02/16/2018 |  | 2/16/23 |  |  | NO | YES |  |  |  |  | FUJIFILM 10752781 049K4Z |  |  | Active |  | 00:08:FB:32:31:2E |  | Equipment | PAAR:00-PVAR | 10/31/2019 |  | COOPER UNIVERSITY HOSPITAL |  |  | SAME DAY OR-2ND FL PAVILION | WOT00000000642354 | Lisa Geoghegan | Performance Verification | Closed | Zhan Kiselev | 03/06/2018 | 07/30/2018 | Performance Verification for SONOSITE 10752781 049K4Z | Initial Install of Performance Verification. Device is ready for patient use.
|  | SONOSITE | SII | ULTRASOUND, DIAGNOSTIC | 04B8ZP | ANESTHESIOLOGY | Pavilion |  |  | 10/30/2017 |  | 10/30/22 |  |  | NO | YES |  |  |  |  | FUJIFILM 10732402 04B8ZP |  |  | Active |  | 00:08:FB:32:35:32 |  | Equipment | PAAR:00-PVAR | 10/31/2019 |  | COOPER UNIVERSITY HOSPITAL |  |  |  | 0012418454 | GIACINTA ROUPAS | Performance Verification | Closed | Josh Harris | 11/21/2017 | 11/21/2017 | INCOMING INVENTORY | DEVICE INVENTORIED | AA120F35-3666-4BDD-889C-4A3D9863D26E | Labor | 11/21/2017 | 11/21/2017 | Josh Harris
|  | SONOSITE | X-PORTE | ULTRASOUND, DIAGNOSTIC | 0419G0 | TRAUMA ICU | Kelemen |  |  | 02/21/2019 |  | 2/21/24 |  |  | NO | YES |  |  |  |  | SONOSITE 11208386 0419G0 |  |  | Active |  | 00:30:64:16:BD:45 |  | Equipment | 1Y:00-MFG | 02/21/2019 | 02/21/2019 | COOPER UNIVERSITY HOSPITAL |  |  | Trama Admit | 0011746498 | Diane Floyd | Performance Verification | Closed | Bonnie Aichroth | 02/21/2019 | 02/21/2019 | INCOMING INVENTORY | DEVICE INVENTORIED | D190260B-4DF3-4820-9E46-FB3AABF31056 | Labor | 02/21/2019 | 02/21/2019 | Bonnie Aichroth
|  | SONOSITE | X-PORTE | ULTRASOUND, DIAGNOSTIC | 04DCNP | INTENSIVE CARE UNIT | Pavilion |  |  | 10/31/2019 |  | 10/31/24 |  |  | NO | YES |  |  |  |  | SONOSITE 11208049 04DCNP |  |  | Active |  | 00:30:64:1C:95:BB |  | Equipment | PAAR:00-PVAR | 10/31/2019 | 10/31/2019 | COOPER UNIVERSITY HOSPITAL |  |  | Pav 4 ICU, CDU | WOT00000000810185 | CAROLYN RUMELL | Performance Verification | Closed | Zhan Kiselev | 10/31/2019 | 10/31/2019 | Performance Verification for SONOSITE 11208049 04DCNP | Initial Install of Performance Verification. Device is ready for patient use. |  |  | 10/31/2019 | 10/31/2019
|  | SONOSITE | X-PORTE | ULTRASOUND, DIAGNOSTIC | 04DCHW | CCU - CORONARY CARE UNIT | Pavilion |  |  | 10/31/2019 |  | 10/31/24 |  |  | NO | YES |  |  |  |  | SONOSITE 11208045 04DCNB |  |  | Active |  | 00:30:64:19:D7:D1 |  | Equipment | PAAR:00-PVAR | 10/31/2019 | 10/31/2019 | COOPER UNIVERSITY HOSPITAL |  |  | 4th Floor CCU | WOT00000000799642 | CAROLYN RUMELL | Performance Verification | Closed | Zhan Kiselev | 10/31/2019 | 10/31/2019 | Performance Verification for SONOSITE 11208045 04DCNB | Initial Install of Performance Verification. Device is ready for patient use. |  |  | 10/31/2019 | 10/31/2019
|  | SONOSITE | X-PORTE | ULTRASOUND, DIAGNOSTIC | 048H8D | TRAUMA ICU | Kelemen |  |  | 06/08/2017 |  | 6/8/22 |  |  | NO | YES |  |  |  |  | SONOSITE 10769587 048H8D |  |  | Active |  | 00:30:64:17:63:D9 |  | Equipment | 1Y:00-MFG | 02/19/2019 | 02/01/2020 | COOPER UNIVERSITY HOSPITAL |  |  |  | 0011746512 | Diane Floyd | Preventative Maintenance | Closed | Bonnie Aichroth | 06/08/2017 | 06/08/2017 | PERFORMANCE ASSURANCE AT INVENTORY | INVENTORIED DEVICE AND ENSURED DEVICE WAS FUNCTIONING PROPERLY. | 3335D4F0-F060-4621-A3E5-7D4009F2E2C6 | Labor | 06/08/2017 | 06/08/2017 | Zhan Kiselev
|  | SONOSITE | X-PORTE | ULTRASOUND, DIAGNOSTIC | 03Z8W3 | SPECIAL TEST | Kelemen |  |  | 11/01/2017 |  | 11/1/22 |  |  | NO | YES |  |  |  |  | SONOSITE 10732459 03Z8W3 |  |  | Active |  | 00:30:64:17:40:B4 |  | Equipment | PAAR:00-PVAR | 10/31/2019 |  | COOPER UNIVERSITY HOSPITAL |  |  |  | 0012378573 | AMY HANNAN | Performance Verification | Closed | Gene Amodei | 11/01/2017 | 11/01/2017 | INCOMING INVENTORY | DEVICE INVENTORIED | 355AA502-2E4E-49EF-B508-D94375652393 | Labor | 11/01/2017 | 11/01/2017 | Bonnie Aichroth
|  | ZONARE | Z.ONE ULTRA | ULTRASOUND, DIAGNOSTIC | 11920S213K | TRAUMA ICU | 408 Chambers Ave |  |  | 12/09/2013 |  | 12/9/18 |  |  | NO | YES |  |  |  |  | ZONARE 10365479 11920S213K |  |  | Disposition |  |  |  | Equipment | 1Y:00-MFG | 02/28/2018 | 02/01/2020 | COOPER UNIVERSITY HOSPITAL |  |  | TRAUMA ICU |  | Diane Floyd
|  | ZONARE | Z.ONE ULTRA SP | ULTRASOUND, DIAGNOSTIC | 10479S212D | TRAUMA ADMIT | Kelemen | HP |  | 05/16/2012 |  | 5/16/17 |  |  | NO | YES |  |  |  |  | ZONARE 10368609 10479S212D |  |  | Active |  | 00:07:A9:00:2B:90 |  | Equipment | 1Y:00-MFG | 02/21/2019 | 02/01/2020 | COOPER UNIVERSITY HOSPITAL |  |  | TRAUMA HELIPAD |  | Diane Floyd
|  | MINDRAY | UMT-400 | ULTRASOUND, DIAGNOSTIC, DOCKING STATION | 7S-93003243 |  | 201 S Broadway | [7 empty] | YES | YES
|  | MINDRAY | UMT-400 | ULTRASOUND, DIAGNOSTIC, DOCKING STATION | 7S-93003245 |  | 201 S Broadway | [7 empty] | YES | YES
|  | ZONARE | Z.ONE SMARTCART | ULTRASOUND, DIAGNOSTIC, DOCKING STATION | 07629C313J | TRAUMA ICU | 408 Chambers Ave |  |  | 12/09/2013 |  | 12/9/18 |  |  | NO | YES |  |  |  |  | ZONARE 10365478 07629C313J |  |  | Disposition |  | 11:11:11:11:11:11 |  | Equipment | PAAR:00-PVAR | 11/02/2019 |  | COOPER UNIVERSITY HOSPITAL |  |  | TRAUMA ICU |  | Diane Floyd
|  | GE HEALTHCARE | VSCAN | ULTRASOUND, DIAGNOSTIC, HANDHELD | VH1212785E | INTENSIVE CARE UNIT | Pavilion |  |  | 07/07/2016 |  | 7/7/21 |  |  | NO | YES |  |  |  |  | GE MEDICAL SYSTEMS 10505323 VH1212785E |  |  | Active |  | 11:11:11:11:11:11 |  | Equipment | 1Y:00-MFG | 06/18/2019 | 06/01/2020 | COOPER UNIVERSITY HOSPITAL |  |  |  |  | CAROLYN RUMELL
|  | GE HEALTHCARE | VSCAN | ULTRASOUND, DIAGNOSTIC, HANDHELD | VH121469FV | INTENSIVE CARE UNIT | Pavilion |  |  | 07/07/2016 |  | 7/7/21 |  |  | NO | YES |  |  |  |  | GE MEDICAL SYSTEMS 10505324 VH121469FV |  |  | Active |  | 11:11:11:11:11:11 |  | Equipment | 1Y:00-MFG | 06/11/2019 | 06/01/2020 | COOPER UNIVERSITY HOSPITAL |  |  |  |  | CAROLYN RUMELL
|  | GE HEALTHCARE | VSCAN | ULTRASOUND, DIAGNOSTIC, HANDHELD | VH1213069Q | INTENSIVE CARE UNIT | Pavilion |  |  | 07/07/2016 |  | 7/7/21 |  |  | NO | YES |  |  |  |  | GE MEDICAL SYSTEMS 10505319 VH1213069Q |  |  | Active |  | 11:11:11:11:11:11 |  | Equipment | 1Y:00-MFG | 06/18/2019 | 06/01/2020 | COOPER UNIVERSITY HOSPITAL |  |  | D427 |  | CAROLYN RUMELL
|  | VOLCANO CORP | S5 | ULTRASOUND, INTRAVASCULAR |  | CARDIAC CATH LAB | Pavilion |  |  | 06/01/2009 |  | 6/1/14 |  |  | NO | YES |  |  |  |  | VOLCANO CORP 10347594 05206987001 |  |  | Active |  | 00:90:FB:23:85:7D |  | Equipment | 1Y:00-MFG | 08/19/2019 | 08/01/2020 | COOPER UNIVERSITY HOSPITAL |  |  | LAB 4/OR/IR Portable Unit |  | LINDA BEAN
|  | VOLCANO CORP | S5I | ULTRASOUND, INTRAVASCULAR |  | SAME DAY OR-2ND FL PAVILION | Kelemen |  |  | 08/30/2019 |  | 8/30/24 |  |  | NO | YES |  |  |  |  | VOLCANO CORP 11208096 103020103234 |  |  | Active |  |  |  | Equipment | 1Y:00-MFG | 08/30/2019 | 08/30/2019 | COOPER UNIVERSITY HOSPITAL |  |  | Performance Verification | WOT00000003149074 | JOE DRUCTOR | Performance Verification | Closed | Zhan Kiselev | 08/30/2019 | 08/30/2019 | Performance Verification for VOLCANO CORP 11208096 103020103234 | Initial Install of Performance Verification. Device is ready for patient use. |  |  | 08/30/2019 | 08/30/2019
|  | VOLCANO CORP | S5I | ULTRASOUND, INTRAVASCULAR | 070-08093-001 | CARDIAC CATH LAB | Kelemen |  |  | 05/18/2017 |  | 5/18/22 |  |  | NO | YES |  |  |  |  | VOLCANO CORP 10649818 070-08093-001 |  |  | Active |  | AC:1F:6B:11:22:04 |  | Equipment | 1Y:00-MFG | 08/19/2019 | 08/01/2020 | COOPER UNIVERSITY HOSPITAL |  |  | CathLab 3 | 0012389750 | LINDA BEAN | Performance Verification | Closed | Josh Harris | 11/07/2017 | 11/07/2017 | INCOMING INVENTORY | DEVICE INVENTORIED | 0F50AA83-3C61-4EC2-B74B-4B8836DA310A | Labor | 11/07/2017 | 11/07/2017 | Josh Harris
|  | VOLCANO CORP | S5I | ULTRASOUND, INTRAVASCULAR |  | CARDIAC CATH LAB | Kelemen |  |  | 01/27/2011 |  | 1/27/16 |  |  | NO | YES |  |  |  |  | VOLCANO CORP 10367871 07005374001 |  |  | Active |  | 00:30:48:F9:4E:E4 |  | Equipment | 1Y:00-MFG | 08/19/2019 | 08/01/2020 | COOPER UNIVERSITY HOSPITAL |  |  | CCL - Lab 2 Control Room |  | LINDA BEAN
|  | VOLCANO CORP | S5I | ULTRASOUND, INTRAVASCULAR |  | CARDIAC CATH LAB | Kelemen |  |  | 08/20/2019 |  | 8/20/24 |  |  | NO | YES |  |  |  |  | VOLCANO CORP 30225145 07003893001 |  |  | Active |  | 00:30:48:61:28:BA |  | Equipment | 1Y:00-MFG | 08/20/2019 | 08/20/2019 | COOPER UNIVERSITY HOSPITAL |  |  | CCL - Lab 1 Control Room |  | LINDA BEAN |  |  |  | 08/20/2019 | 08/20/2019 |  |  |  |  | 08/20/2019 | 08/20/2019
|  | CHATTANOOGA GROUP, INC. | INTELECT LEGEND COMBO | ULTRASOUND, THERAPY | T1527 | CHERRY HILL PHYSICAL THERAPY | 1935 NJ-70 |  |  | 04/06/2011 |  | 4/6/18 |  |  | NO | YES |  |  |  |  | CHATTANOOGA GROUP, INC. 10346133 T1527 |  |  | Active |  | 99:99:99:99:99:99 |  | Equipment | 1Y:00-MFG | 10/22/2019 | 10/01/2020 | COOPER AMBULATORY OFF-SITES |  |  | 1935 Rt 70E - PT (2nd Floor) |  | COURTNEY BUDD
|  | CHATTANOOGA GROUP, INC. | INTELECT LEGEND COMBO | ULTRASOUND, THERAPY |  | CHERRY HILL PHYSICAL THERAPY | 1935 NJ-70 |  |  | 10/21/2009 |  | 10/21/16 |  |  | NO | YES |  |  |  |  | CHATTANOOGA GROUP, INC. 10346131 9969 |  |  | Active |  | 99:99:99:99:99:99 |  | Equipment | 1Y:00-MFG | 10/14/2019 | 10/01/2020 | COOPER AMBULATORY OFF-SITES |  |  | 1935 Rt 70E - PT (2nd Floor) |  | COURTNEY BUDD
|  | CHATTANOOGA GROUP, INC. | INTELECT LEGEND COMBO | ULTRASOUND, THERAPY |  | CHERRY HILL PHYSICAL THERAPY | 1935 NJ-70 |  |  | 08/23/2006 |  | 8/23/13 |  |  | NO | YES |  |  |  |  | CHATTANOOGA GROUP, INC. 10346127 6891 |  |  | Active |  | 99:99:99:99:99:99 |  | Equipment | 1Y:00-MFG | 10/14/2019 | 10/01/2020 | COOPER AMBULATORY OFF-SITES |  |  | 1935 Rt 70E - PT (2nd Floor) |  | COURTNEY BUDD
|  | CHATTANOOGA GROUP, INC. | INTELECT LEGEND COMBO | ULTRASOUND, THERAPY |  | CHERRY HILL PHYSICAL THERAPY | 1935 NJ-70 |  |  | 10/11/2004 |  | 10/11/11 |  |  | NO | YES |  |  |  |  | CHATTANOOGA GROUP, INC. 10346130 3703 |  |  | Active |  | 99:99:99:99:99:99 |  | Equipment | 1Y:00-MFG | 10/14/2019 | 10/01/2020 | COOPER AMBULATORY OFF-SITES |  |  | 1935 Rt 70E - PT (2nd Floor) |  | COURTNEY BUDD
|  | CHATTANOOGA GROUP, INC. | INTELECT LEGEND COMBO 4C | ULTRASOUND, THERAPY |  | VOORHEES ORTHOPEDICS | 901 Centennial Blvd | Building 2 |  | 02/15/2019 |  | 2/15/26 |  |  | NO | YES |  |  |  |  | CHATTANOOGA GROUP, INC. 210337407 10129 |  |  | Active |  | 99:99:99:99:99:99 |  | Equipment | 1Y:00-MFG | 02/15/2019 | 02/15/2019 | COOPER AMBULATORY OFF-SITES |  |  | ORTHO PHYSI THRPY BACK RM |  | CAROL STRANTON |  |  |  | 02/15/2019 | 02/15/2019 |  |  |  |  | 02/15/2019 | 02/15/2019
|  | CHATTANOOGA GROUP, INC. | INTELECT LEGEND COMBO 4C | ULTRASOUND, THERAPY |  | VOORHEES ORTHOPEDICS | 901 Centennial Blvd | Building 1 |  | 02/15/2019 |  | 2/15/26 |  |  | NO | YES |  |  |  |  | CHATTANOOGA GROUP, INC. 210337328 4723 |  |  | Active |  | 99:99:99:99:99:99 |  | Equipment | 1Y:00-MFG | 02/15/2019 | 02/15/2019 | COOPER AMBULATORY OFF-SITES |  |  | ORTHO PHYSICAL THERAPY |  | CAROL STRANTON |  |  |  | 02/15/2019 | 02/15/2019 |  |  |  |  | 02/15/2019 | 02/15/2019
|  | CHATTANOOGA GROUP, INC. | INTELECT LEGEND COMBO 4C | ULTRASOUND, THERAPY |  | VOORHEES ORTHOPEDICS | 901 Centennial Blvd | Building 2 |  | 02/15/2019 |  | 2/15/26 |  |  | NO | YES |  |  |  |  | CHATTANOOGA GROUP, INC. 210337327 4707 |  |  | Active |  | 99:99:99:99:99:99 |  | Equipment | 1Y:00-MFG | 02/15/2019 | 02/15/2019 | COOPER AMBULATORY OFF-SITES |  |  | ORTHO PHYSICAL THERAPY |  | CAROL STRANTON |  |  |  | 02/15/2019 | 02/15/2019 |  |  |  |  | 02/15/2019 | 02/15/2019
|  | CHATTANOOGA GROUP, INC. | INTELECT LEGEND XT | ULTRASOUND, THERAPY | T25794 | PHYSICAL THERAPY DEPARTMENT | 221 Victoria Street |  |  | 06/08/2016 |  | 6/8/23 |  |  | NO | YES |  |  |  |  | CHATTANOOGA GROUP, INC. 10732356 T25794 |  |  | Active |  | 99:99:99:99:99:99 |  | Equipment | 1Y:00-MFG | 01/31/2019 | 01/01/2020 | COOPER AMBULATORY OFF-SITES |  |  | Glassboro | 0012265942 | COURTNEY BUDD | Performance Verification | Closed | Josh Harris | 10/05/2017 | 10/05/2017 | INCOMING INVENTORY | DEVICE INVENTORIED | AD6334F3-DE6E-4A67-89C0-B22659E37DB6 | Labor | 10/05/2017 | 10/05/2017 | Josh Harris
|  | DYNATRONICS CORPORATION | D850 PLUS | ULTRASOUND, THERAPY |  | CHERRY HILL PHYSICAL THERAPY | Kelemen |  |  | 01/01/1900 |  |  |  |  | NO | YES |  |  |  |  | DYNATRONICS CORPORATION 10346134 859699 |  |  | Disposition |  | 99:99:99:99:99:99 |  | Equipment | 1Y:00-MFG | 10/01/2019 | 10/01/2020 | COOPER AMBULATORY OFF-SITES |  |  | 1935 Rt 70E - PT (2nd Floor) |  | COURTNEY BUDD
|  | EXCEL TECHNOLOGY, INC | MULTI III | ULTRASOUND, THERAPY |  | CHERRY HILL PHYSICAL THERAPY | 1101 N Kings Hwy |  |  | 01/01/1900 |  |  |  |  | NO | YES |  |  |  |  | EXCEL TECHNOLOGY, INC 10366082 9020 |  |  | Active |  | 99:99:99:99:99:99 |  | Equipment | 1Y:00-MFG | 05/22/2019 | 05/01/2020 | COOPER AMBULATORY OFF-SITES |  |  | EXERCISE ROOM |  | COURTNEY BUDD
|  | EXCEL TECHNOLOGY, INC | ULTRA II | ULTRASOUND, THERAPY |  | CHERRY HILL PHYSICAL THERAPY | 1101 N Kings Hwy |  |  | 01/01/1900 |  |  |  |  | NO | YES |  |  |  |  | EXCEL TECHNOLOGY, INC 10366078 6003 |  |  | Active |  | 99:99:99:99:99:99 |  | Equipment | 1Y:00-MFG | 05/22/2019 | 05/01/2020 | COOPER AMBULATORY OFF-SITES |  |  | EXERCISE ROOM |  | COURTNEY BUDD
|  | EXCEL TECHNOLOGY, INC | ULTRA III | ULTRASOUND, THERAPY | ULM9410036 | CHERRY HILL PHYSICAL THERAPY | 1101 N Kings Hwy |  |  | 01/01/1900 |  |  |  |  | NO | YES |  |  |  |  | EXCEL TECHNOLOGY, INC 10366079 ULM9410036 |  |  | Active |  | 99:99:99:99:99:99 |  | Equipment | 1Y:00-MFG | 05/22/2019 | 05/01/2020 | COOPER AMBULATORY OFF-SITES |  |  | EXERCISE ROOM |  | COURTNEY BUDD
|  | MEDI-STIM USA, INC | MIRAQ | ULTRASOUND, VASCULAR |  | OPERATING ROOM - PAVILION | Pavilion |  |  | 02/11/2019 |  | 2/11/24 |  |  | NO | YES |  |  |  |  | MEDI-STIM USA, INC 10769718 3135 |  |  | Active |  | 99:99:99:99:99:99 |  | Equipment | 1Y:00-MFG | 02/11/2019 | 02/11/2019 | COOPER UNIVERSITY HOSPITAL |  |  | P5/P6 Hallway |  | DOMINIC VENDETTA |  |  |  | 02/11/2019 | 02/11/2019 |  |  |  |  | 02/11/2019 | 02/11/2019
|  | PHILIPS MEDICAL SYSTEMS | AFFINITI 70 | ULTRASOUND, VASCULAR | US618F1798 | VOORHEES CARDIOLOGY | 901 Centennial Blvd | Building 2 |  | 02/26/2019 |  | 2/26/24 |  |  | NO | YES |  |  |  |  | PHILIPS MEDICAL SYSTEMS 11208077 US618F1798 |  |  | Active |  | 00:04:5F:9F:7D:04 |  | Equipment | 1Y:00-MFG | 02/26/2019 | 02/26/2019 | COOPER AMBULATORY OFF-SITES |  |  | Voorhees Building 2 Echo Lab | WOT00000001159452 | KATHY COMO | Service Request | Closed | Zhan Kiselev | 02/26/2019 | 02/26/2019 | Ultrasound machine, checked and tagged | New Equipment Inventory | EXP1026919 | Labor | 02/26/2019 | 02/26/2019 | Zhan Kiselev
|  | PHILIPS MEDICAL SYSTEMS | AFFINITI 70 | ULTRASOUND, VASCULAR | US418F0942 | ECHOCARDIOLOGY | Kelemen |  |  | 02/08/2019 |  | 2/8/24 |  |  | NO | YES |  |  |  |  | PHILIPS MEDICAL SYSTEMS 11208066 US418F0942 |  |  | Active |  | 00:04:5F:9E:DC:82 |  | Equipment | 1Y:00-MFG | 02/08/2019 | 02/08/2019 | COOPER UNIVERSITY HOSPITAL |  |  | 2 Floor Kel | WOT00000000934646 | LINDA VALENTI | Repair | Closed | Zhan Kiselev | 02/08/2019 | 02/08/2019 | Ultrasound - Wont shut off | Analyzed unit. Ultrasound machine worked when I got to the department. Tried to reboot the system and got unknown error. Called Philips and opened a service call because system is under warranty. Philips Reloaded Software. Verified Proper Operation | EXP0596295 | Labor | 02/08/2019 | 02/08/2019 | Zhan Kiselev
|  | PHILIPS MEDICAL SYSTEMS | AFFINITI 70 | ULTRASOUND, VASCULAR | US418F0941 | ECHOCARDIOLOGY | Kelemen |  |  | 02/08/2019 |  | 2/8/24 |  |  | NO | YES |  |  |  |  | PHILIPS MEDICAL SYSTEMS 11208064 US418F0941 |  |  | Active |  | 00:04:5F:9E:DB:61 |  | Equipment | 1Y:00-MFG | 02/08/2019 | 02/08/2019 | COOPER UNIVERSITY HOSPITAL |  |  |  | WOT00000001018967 | LINDA VALENTI | Performance Verification | Closed | Zhan Kiselev | 02/08/2019 | 02/08/2019 | Performance Verification for PHILIPS MEDICAL SYSTEMS 11208064 US418F0941 | Initial Install of Performance Verification. Device is ready for patient use. |  |  | 02/08/2019 | 02/08/2019
|  | UNETIXS | MULTILAB SERIES 2-CP | ULTRASOUND, VASCULAR | MLS2C1372R | VOORHEES CARDIOLOGY SUITE 102 | 901 Centennial Blvd | Building 1 |  | 01/04/2018 |  | 1/4/23 |  |  | NO | YES |  |  |  |  | UNETIXS 10732235 MLS2C1372R |  |  | Active |  | 99:99:99:99:99:99 |  | Equipment | 1Y:00-MFG | 01/18/2019 | 01/01/2020 | COOPER AMBULATORY OFF-SITES |  |  |  | 0012678036 | MICHELE MOLINARI | Preventative Maintenance | Closed | Josh Harris | 01/26/2018 | 01/26/2018 | PERFORMANCE ASSURANCE AT INVENTORY | INVENTORIED DEVICE AND ENSURED DEVICE WAS FUNCTIONING PROPERLY. | DDE9FC17-AF6A-4A02-8C57-A4963A8A006E | Labor | 01/04/2018 | 01/04/2018 | Kirk Lis
|  | AMERICAN ORTHOPEDIC |  | VACUUM, DUST |  | 3 COOPER-MULTISPECIALTY CENTER | 3 Cooper |  |  | 04/01/2013 |  | 4/1/23 |  |  | NO | YES |  |  |  |  | AMERICAN ORTHOPEDIC 10345614 3290 |  |  | Active |  | 99:99:99:99:99:99 |  | Equipment | PAAR:00-PVAR | 11/02/2019 |  | COOPER AMBULATORY OFF-SITES |  |  | SUITE 104 - STORAGE 168 |  | MARGIE OUTLER
|  | STRYKER CORP. |  | VACUUM, DUST |  | CHERRY HILL BONE AND JOINT | 1878 Marlton Pike East |  |  | 10/31/2019 |  | 10/31/29 |  |  | NO | YES |  |  |  |  | STRYKER CORP. 30149593 2468 |  |  | Active |  | 99:99:99:99:99:99 |  | Equipment | PAAR:00-PVAR | 10/31/2019 | 10/31/2019 | COOPER AMBULATORY OFF-SITES |  |  |  |  | CASSANDRA RIVERA |  |  |  | 10/31/2019 | 10/31/2019 |  |  |  |  | 10/31/2019 | 10/31/2019
|  | STRYKER CORP. |  | VACUUM, DUST |  | 401 KINGS HIGHWAY - ORTHOPEDICS | 401 Kings Hwy South |  |  | 01/01/1900 |  |  |  |  | NO | YES |  |  |  |  | STRYKER CORP. 10346110 070200090874 |  |  | Active |  | 99:99:99:99:99:99 |  | Equipment | PAAR:00-PVAR | 11/02/2019 |  | COOPER AMBULATORY OFF-SITES |  |  | EQUIPMENT STORAGE |  | HELEN BOYLE
|  | STRYKER CORP. |  | VACUUM, DUST |  | 401 KINGS HIGHWAY - ORTHOPEDICS | 401 Kings Hwy South |  |  | 01/01/1900 |  |  |  |  | NO | YES |  |  |  |  | STRYKER CORP. 10346108 91011033 |  |  | Active |  | 99:99:99:99:99:99 |  | Equipment | PAAR:00-PVAR | 11/02/2019 |  | COOPER AMBULATORY OFF-SITES |  |  | EQUIPMENT ROOM | 0011664610 | HELEN BOYLE | Repair | Closed | Kirk Lis | 05/25/2017 | 05/31/2017 | CAST CUTTER VACUUM - NOT WORKING - 401 S KINGS HGWY | 5/26/2017 10:11:17 AM KALIS (KALIS 5/25/2017 12:00 AM) TRAVEL TIME (KALIS 5/25/2017 12:00 AM) PICKEDUP UNIT FROM SITE 5/30/2017 11:51:52 AM KALIS (KALIS 5/30/2017 12:00 AM) TRACED ISSUE TO DISCONNECTED CAST SAW POWER CORD. 5/31/2017 2:04:52 PM KALIS (KALIS 5/31/2017 12:00 AM) TRAVEL TIME (KALIS 5/31/2017 12:00 AM) RETURNED UNIT TO DEPT, CONFERRED WITH MANAGER ON FINDINGS | D553300E-DCE6-4429-BB07-C7DFF6B8A0B4 | Labor | 05/30/2017 | 05/30/2017 | Kirk Lis
|  | STRYKER CORP. |  | VACUUM, DUST |  | CHERRY HILL BONE AND JOINT | 401 Kings Hwy South |  |  | 10/31/2019 |  | 10/31/29 |  |  | NO | YES |  |  |  |  | STRYKER CORP. 11239322 1835100439 |  |  | Active |  |  |  | Equipment | PAAR:00-PVAR | 10/31/2019 | 10/31/2019 | COOPER AMBULATORY OFF-SITES |  |  | EXAM ROOM | WOT00000001994849 | CASSANDRA RIVERA | Service Request | Closed | Kirk Lis | 10/31/2019 | 10/31/2019 | Cast Saw - needs checked and tagged | INVENTORIED NEW EQUIPMENT | EXP2132155 | Labor | 10/31/2019 | 10/31/2019 | Kirk Lis
|  | STRYKER CORP. |  | VACUUM, DUST |  | 3 COOPER - SURGERY DEPARTMENT | Pavilion |  |  | 10/31/2019 |  | 10/31/29 |  |  | NO | YES |  |  |  |  | STRYKER CORP. 11187518 1831600029 |  |  | Active |  |  |  | Equipment | PAAR:00-PVAR | 10/31/2019 | 10/31/2019 | COOPER AMBULATORY OFF-SITES |  |  | Performance Verification | WOT00000001960128 | ANNE MAIER | Performance Verification | Closed | Stephen Zubrzycki | 10/31/2019 | 10/31/2019 | CEID Record Completion for STRYKER CORP. 11187518 1831600029 | Inventoried unit | EXP2018686 | Labor | 10/31/2019 | 10/31/2019 | Stephen Zubrzycki
|  | STRYKER CORP. |  | VACUUM, DUST |  | COOPER HAND CENTER AT CHERRY HILL | 1878 Marlton Pike East |  |  | 05/18/2017 |  | 5/18/27 |  |  | NO | YES |  |  |  |  | STRYKER CORP. 10732052 1527100039 |  |  | Active |  | 99:99:99:99:99:99 |  | Equipment | PAAR:00-PVAR | 10/31/2019 |  | COOPER AMBULATORY OFF-SITES |  |  |  | 0012408728 | ALLISON SHARP | Performance Verification | Closed | Josh Harris | 11/16/2017 | 11/16/2017 | INCOMING INVENTORY | DEVICE INVENTORIED | 204E407C-21C1-4706-9766-C47F07A1F8C0 | Labor | 11/16/2017 | 11/16/2017 | Josh Harris
|  | STRYKER CORP. |  | VACUUM, DUST |  | VOORHEES ORTHOPEDICS | 901 Centennial Blvd | Building 1 |  | 06/10/2015 |  | 6/10/25 |  |  | NO | YES |  |  |  |  | STRYKER CORP. 10505261 1526500089 |  |  | Active |  | 99:99:99:99:99:99 |  | Equipment | PAAR:00-PVAR | 10/31/2019 |  | COOPER AMBULATORY OFF-SITES |  |  | BUILDING 2 |  | CAROL STRANTON
|  | STRYKER CORP. |  | VACUUM, DUST |  | ORTHOPEDICS | 525 NJ-73 |  |  | 05/04/2016 |  | 5/4/26 |  |  | NO | YES |  |  |  |  | STRYKER CORP. 10480393 213702913 |  |  | Active |  | 99:99:99:99:99:99 |  | Equipment | PAAR:00-PVAR | 10/31/2019 |  | COOPER AMBULATORY OFF-SITES |  |  | SUITE 303 - EVESHAM COMMONS |  | JOAN STEAD
|  | STRYKER CORP. |  | VACUUM, DUST |  | CHERRY HILL BONE AND JOINT | 651 John F Kennedy Way |  |  | 05/26/2010 |  | 5/26/20 |  |  | NO | YES |  |  |  |  | STRYKER CORP. 10367115 1013400149 |  |  | Active |  | 99:99:99:99:99:99 |  | Equipment | PAAR:00-PVAR | 11/02/2019 |  | COOPER AMBULATORY OFF-SITES |  |  | SUITE 5 |  | CASSANDRA RIVERA
|  | STRYKER CORP. |  | VACUUM, DUST |  | VOORHEES SURGERY CENTER-OPERATING ROOM | 900 Centennial Blvd | Suite E |  | 09/05/2001 |  | 9/5/11 |  |  | NO | YES |  |  |  |  | STRYKER CORP. 10347179 01080433 |  |  | Active |  | 99:99:99:99:99:99 |  | Equipment | PAAR:00-PVAR | 11/01/2019 |  | COOPER AMBULATORY OFF-SITES |  |  | STORAGE ROOM |  | JENNIFER BOMBARO
|  | AM BICKFORD | VAPOMATIC 2 - ISO | VAPORIZER, ANESTHESIA |  |  | 401 Haddon Ave | [7 empty] | YES | YES
|  | AM BICKFORD | VAPOMATIC 2 - ISO | VAPORIZER, ANESTHESIA | 65-L |  | 401 Haddon Ave | [7 empty] | YES | YES
|  | DATEX OHMEDA | ALADIN 2 - DES | VAPORIZER, ANESTHESIA | Bgcn02207 | ANESTHESIOLOGY | Pavilion |  |  | 10/31/2019 |  | 10/31/24 |  |  | NO | YES |  |  |  |  | DATEX OHMEDA 11239483 Bgcn02207 |  |  | Active |  |  |  | Accessory | PAAR:00-PVAR | 10/31/2019 | 10/31/2019 | COOPER UNIVERSITY HOSPITAL |  |  |  | WOT00000003531781 | GIACINTA ROUPAS | Performance Verification | Completed | Salvatore Bombara | 10/31/2019 | 10/31/2019 | Performance Verification for DATEX OHMEDA 11239483 Bgcn02207 | Initial Install of Performance Verification. Device is ready for patient use. |  |  | 10/31/2019 | 10/31/2019
|  | DATEX OHMEDA | ALADIN 2 - DES | VAPORIZER, ANESTHESIA | bgcu30466 |  | Kelemen | [7 empty] | YES | YES
|  | DATEX OHMEDA | ALADIN 2 - DES | VAPORIZER, ANESTHESIA | BGCN00947 | ANESTHESIOLOGY | Kelemen |  |  | 07/23/2009 |  | 7/23/14 |  |  | NO | YES |  |  |  |  | DATEX OHMEDA 10368234 BGCN00947 |  |  | Active |  | 99:99:99:99:99:99 |  | Accessory | PAAR:00-PVAR | 11/02/2019 |  | COOPER UNIVERSITY HOSPITAL |  |  | kel or 3 | WOT00000002201054 | GIACINTA ROUPAS | Disposition | Closed | Salvatore Bombara | 02/14/2019 | 05/22/2019 | Bulk Disposition CNL
|  | DATEX OHMEDA | ALADIN 2 - DES | VAPORIZER, ANESTHESIA | BGCN01701 |  | Pavilion | [7 empty] | YES | YES
|  | DATEX OHMEDA | ALADIN 2 - DES | VAPORIZER, ANESTHESIA | BGCU30001 | ANESTHESIOLOGY | Pavilion |  |  | 01/01/1900 |  |  |  |  | NO | YES |  |  |  |  | DATEX OHMEDA 10367564 BGCU30001 |  |  | Active |  | 99:99:99:99:99:99 |  | Accessory | PAAR:00-PVAR | 11/02/2019 |  | COOPER UNIVERSITY HOSPITAL |  |  | PAVILION OR 9 | WOT00000002200183 | GIACINTA ROUPAS | Disposition | Closed | Salvatore Bombara | 02/14/2019 | 05/15/2019 | Bulk Disposition CNL
|  | DATEX OHMEDA | ALADIN 2 - DES | VAPORIZER, ANESTHESIA | BGCN00940 | ANESTHESIOLOGY | Kelemen |  |  | 01/01/1900 |  |  |  |  | NO | YES |  |  |  |  | DATEX OHMEDA 10367558 BGCN00940 |  |  | Active |  | 99:99:99:99:99:99 |  | Accessory | PAAR:00-PVAR | 11/02/2019 |  | COOPER UNIVERSITY HOSPITAL |  |  | kel or 3 | WOT00000002200164 | GIACINTA ROUPAS | Disposition | Closed | Salvatore Bombara | 02/14/2019 | 05/15/2019 | Bulk Disposition CNL
|  | DATEX OHMEDA | ALADIN 2 - DES | VAPORIZER, ANESTHESIA | BGCN00945 | ANESTHESIOLOGY | Pavilion |  |  | 07/23/2009 |  | 7/23/14 |  |  | NO | YES |  |  |  |  | DATEX OHMEDA 10367344 BGCN00945 |  |  | Active |  | 99:99:99:99:99:99 |  | Accessory | PAAR:00-PVAR | 11/02/2019 |  | COOPER UNIVERSITY HOSPITAL |  |  | PAV OR 3 | WOT00000002200011 | GIACINTA ROUPAS | Disposition | Closed | Salvatore Bombara | 02/14/2019 | 05/16/2019 | Bulk Disposition CNL
|  | DATEX OHMEDA | ALADIN 2 - DES | VAPORIZER, ANESTHESIA | BGCS00740 | ANESTHESIOLOGY | Pavilion |  |  | 11/01/2019 |  | 11/1/24 |  |  | NO | YES |  |  |  |  | DATEX OHMEDA 30146440 BGCS00740 |  |  | Active |  | 99:99:99:99:99:99 |  | Accessory | PAAR:00-PVAR | 11/01/2019 | 11/01/2019 | COOPER UNIVERSITY HOSPITAL |  |  | SERVICE AGREEMENT WITH BAXTER |  | GIACINTA ROUPAS |  |  |  | 11/01/2019 | 11/01/2019 |  |  |  |  | 11/01/2019 | 11/01/2019
|  | DATEX OHMEDA | ALADIN 2 - DES | VAPORIZER, ANESTHESIA | bgcn00946 | ANESTHESIOLOGY | Pavilion |  |  | 11/02/2019 |  | 11/2/24 |  |  | NO | YES |  |  |  |  | DATEX OHMEDA 30144050 bgcn00946 |  |  | Active |  | 99:99:99:99:99:99 |  | Accessory | PAAR:00-PVAR | 11/02/2019 | 11/02/2019 | COOPER UNIVERSITY HOSPITAL |  |  | pav or 8 | WOT00000000522377 | GIACINTA ROUPAS | Disposition | Closed | Salvatore Bombara | 11/02/2019 | 11/02/2019 | Bulk Disposition CNL |  |  |  | 11/02/2019 | 11/02/2019
|  | DATEX OHMEDA | ALADIN 2 - DES | VAPORIZER, ANESTHESIA | BGCU30005 | ANESTHESIOLOGY | Dorrance |  |  | 11/02/2019 |  | 11/2/24 |  |  | NO | YES |  |  |  |  | DATEX OHMEDA 30144042 BGCU30005 |  |  | Active |  | 99:99:99:99:99:99 |  | Accessory | PAAR:00-PVAR | 11/02/2019 | 11/02/2019 | COOPER UNIVERSITY HOSPITAL |  |  | L&D | WOT00000000522389 | GIACINTA ROUPAS | Disposition | Closed | Salvatore Bombara | 11/02/2019 | 11/02/2019 | Bulk Disposition CNL |  |  |  | 11/02/2019 | 11/02/2019
|  | DATEX OHMEDA | ALADIN 2 - DES | VAPORIZER, ANESTHESIA | BGCM00333 | ANESTHESIOLOGY | Kelemen |  |  | 11/02/2019 |  | 11/2/24 |  |  | NO | YES |  |  |  |  | DATEX OHMEDA 30142932 BGCM00333 |  |  | Active |  | 99:99:99:99:99:99 |  | Accessory | PAAR:00-PVAR | 11/02/2019 | 11/02/2019 | COOPER UNIVERSITY HOSPITAL |  |  | kel or 6 | WOT00000000522372 | GIACINTA ROUPAS | Disposition | Closed | Salvatore Bombara | 11/02/2019 | 11/02/2019 | Bulk Disposition CNL |  |  |  | 11/02/2019 | 11/02/2019
|  | DATEX OHMEDA | ALADIN 2 - DES | VAPORIZER, ANESTHESIA | bgcu30488 |  | Kelemen | [7 empty] | YES | YES
|  | DATEX OHMEDA | ALADIN 2 - ISO | VAPORIZER, ANESTHESIA | BGAU00723 | ANESTHESIOLOGY | Kelemen |  |  | 10/31/2019 |  | 10/31/24 |  |  | NO | YES |  |  |  |  | DATEX OHMEDA 30126210 BGAU00723 |  |  | Active |  | 99:99:99:99:99:99 |  | Accessory | PAAR:00-PVAR | 10/31/2019 | 10/31/2019 | COOPER UNIVERSITY HOSPITAL |  |  | OPERATING ROOM K11 |  | GIACINTA ROUPAS |  |  |  | 10/31/2019 | 10/31/2019 |  |  |  |  | 10/31/2019 | 10/31/2019
|  | DATEX OHMEDA | ALADIN 2 - ISO | VAPORIZER, ANESTHESIA | Bgam00557 |  | Pavilion | [7 empty] | NO | YES
|  | DATEX OHMEDA | ALADIN 2 - ISO | VAPORIZER, ANESTHESIA | BGAQ00582 |  | Kelemen | [7 empty] | YES | YES
|  | DATEX OHMEDA | ALADIN 2 - ISO | VAPORIZER, ANESTHESIA | BGAQ00586 | LABOR & DELIVERY | Dorrance |  |  | 06/24/2015 |  | 6/24/20 |  |  | NO | YES |  |  |  |  | DATEX OHMEDA 10369467 BGAQ00586 |  |  | Active |  | 99:99:99:99:99:99 |  | Accessory | PAAR:00-PVAR | 11/02/2019 |  | COOPER UNIVERSITY HOSPITAL |  |  | L |  | JOANNA HORST
|  | DATEX OHMEDA | ALADIN 2 - ISO | VAPORIZER, ANESTHESIA | BGAR00467 | LABOR & DELIVERY | Dorrance |  |  | 06/24/2015 |  | 6/24/20 |  |  | NO | YES |  |  |  |  | DATEX OHMEDA 10369461 BGAR00467 |  |  | Active |  | 99:99:99:99:99:99 |  | Accessory | PAAR:00-PVAR | 11/02/2019 |  | COOPER UNIVERSITY HOSPITAL |  |  | L&D OR 2 |  | JOANNA HORST
|  | DATEX OHMEDA | ALADIN 2 - ISO | VAPORIZER, ANESTHESIA | BGAL00918 | ANESTHESIOLOGY | Pavilion |  |  | 02/05/2008 |  | 2/5/13 |  |  | NO | YES |  |  |  |  | DATEX OHMEDA 10369194 BGAL00918 |  |  | Active |  | 99:99:99:99:99:99 |  | Accessory | PAAR:00-PVAR | 11/02/2019 |  | COOPER UNIVERSITY HOSPITAL |  |  | ccl 1 | WOT00000000522266 | GIACINTA ROUPAS | Disposition | Closed | Salvatore Bombara | 02/08/2018 | 05/16/2019 | Bulk Disposition CNL
|  | DATEX OHMEDA | ALADIN 2 - ISO | VAPORIZER, ANESTHESIA | Bgaq00119 |  | Kelemen | [7 empty] | YES | YES
|  | DATEX OHMEDA | ALADIN 2 - ISO | VAPORIZER, ANESTHESIA | BGAL00920 | ANESTHESIOLOGY | Pavilion |  |  | 02/05/2008 |  | 2/5/13 |  |  | NO | YES |  |  |  |  | DATEX OHMEDA 10367562 BGAL00920 |  |  | Active |  | 99:99:99:99:99:99 |  | Accessory | PAAR:00-PVAR | 11/02/2019 |  | COOPER UNIVERSITY HOSPITAL |  |  | PAVILION OR PO6 | WOT00000002200175 | GIACINTA ROUPAS | Disposition | Closed | Salvatore Bombara | 02/14/2019 | 05/16/2019 | Bulk Disposition CNL
|  | DATEX OHMEDA | ALADIN 2 - ISO | VAPORIZER, ANESTHESIA | BGAQ00583 | ANESTHESIOLOGY | Pavilion |  |  | 01/01/1900 |  |  |  |  | NO | YES |  |  |  |  | DATEX OHMEDA 10367560 BGAQ00583 |  |  | Active |  | 99:99:99:99:99:99 |  | Accessory | PAAR:00-PVAR | 11/02/2019 |  | COOPER UNIVERSITY HOSPITAL |  |  | PAVILION OR 08 | WOT00000002200172 | GIACINTA ROUPAS | Disposition | Closed | Salvatore Bombara | 02/14/2019 | 05/17/2019 | Bulk Disposition CNL
|  | DATEX OHMEDA | ALADIN 2 - ISO | VAPORIZER, ANESTHESIA | BGAR00249 | ANESTHESIOLOGY | Kelemen |  |  | 01/01/1900 |  |  |  |  | NO | YES |  |  |  |  | DATEX OHMEDA 10367342 BGAR00249 |  |  | Active |  | 99:99:99:99:99:99 |  | Accessory | PAAR:00-PVAR | 11/02/2019 |  | COOPER UNIVERSITY HOSPITAL |  |  | kel or 3 | WOT00000002200004 | GIACINTA ROUPAS | Disposition | Closed | Salvatore Bombara | 02/14/2019 | 05/15/2019 | Bulk Disposition CNL
|  | DATEX OHMEDA | ALADIN 2 - ISO | VAPORIZER, ANESTHESIA | BGAU00732 | ANESTHESIOLOGY | Kelemen |  |  | 10/31/2019 |  | 10/31/24 |  |  | NO | YES |  |  |  |  | DATEX OHMEDA 30146338 BGAU00732 |  |  | Active |  | 99:99:99:99:99:99 |  | Accessory | PAAR:00-PVAR | 10/31/2019 | 10/31/2019 | COOPER UNIVERSITY HOSPITAL |  |  | OPERATING ROOM K10 |  | GIACINTA ROUPAS |  |  |  | 10/31/2019 | 10/31/2019 |  |  |  |  | 10/31/2019 | 10/31/2019
|  | DATEX OHMEDA | ALADIN 2 - ISO | VAPORIZER, ANESTHESIA | BGAU00712 | ANESTHESIOLOGY | Kelemen |  |  | 10/31/2019 |  | 10/31/24 |  |  | NO | YES |  |  |  |  | DATEX OHMEDA 30146327 BGAU00712 |  |  | Active |  | 99:99:99:99:99:99 |  | Accessory | PAAR:00-PVAR | 10/31/2019 | 10/31/2019 | COOPER UNIVERSITY HOSPITAL |  |  | ROOM K9 |  | GIACINTA ROUPAS |  |  |  | 10/31/2019 | 10/31/2019 |  |  |  |  | 10/31/2019 | 10/31/2019
|  | DATEX OHMEDA | ALADIN 2 - ISO | VAPORIZER, ANESTHESIA | BGAM00641 | OR - KELEMEN 3 | Kelemen |  |  | 11/02/2019 |  | 11/2/24 |  |  | NO | YES |  |  |  |  | DATEX OHMEDA 30144712 BGAM00641 |  |  | Active |  | 99:99:99:99:99:99 |  | Accessory | PAAR:00-PVAR | 11/02/2019 | 11/02/2019 | COOPER UNIVERSITY HOSPITAL |  |  | PAV OR 3 | WOT00000000522268 | DOMINIC VENDETTA | Disposition | Closed | Salvatore Bombara | 11/02/2019 | 11/02/2019 | Bulk Disposition CNL |  |  |  | 11/02/2019 | 11/02/2019
|  | DATEX OHMEDA | ALADIN 2 - ISO | VAPORIZER, ANESTHESIA | BGAS00200 | ANESTHESIOLOGY | Pavilion |  |  | 11/02/2019 |  | 11/2/24 |  |  | NO | YES |  |  |  |  | DATEX OHMEDA 30144048 BGAS00200 |  |  | Active |  | 99:99:99:99:99:99 |  | Accessory | PAAR:00-PVAR | 11/02/2019 | 11/02/2019 | COOPER UNIVERSITY HOSPITAL |  |  | pav or 9 | WOT00000000522317 | GIACINTA ROUPAS | Disposition | Closed | Salvatore Bombara | 11/02/2019 | 11/02/2019 | Bulk Disposition CNL |  |  |  | 11/02/2019 | 11/02/2019
|  | DATEX OHMEDA | ALADIN 2 - SEV | VAPORIZER, ANESTHESIA | bgbk01452 |  | Kelemen | [7 empty] | YES | YES
|  | DATEX OHMEDA | ALADIN 2 - SEV | VAPORIZER, ANESTHESIA | BGBP01487 |  | Pavilion | [7 empty] | YES | YES
|  | DATEX OHMEDA | ALADIN 2 - SEV | VAPORIZER, ANESTHESIA | BGBU80001 | ANESTHESIOLOGY | Kelemen |  |  | 01/01/1900 |  |  |  |  | NO | YES |  |  |  |  | DATEX OHMEDA 10368109 BGBU80001 |  |  | Active |  | 99:99:99:99:99:99 |  | Accessory | PAAR:00-PVAR | 11/02/2019 |  | COOPER UNIVERSITY HOSPITAL |  |  | L&D | WOT00000002200728 | GIACINTA ROUPAS | Disposition | Closed | Salvatore Bombara | 02/14/2019 | 05/17/2019 | Bulk Disposition CNL
|  | DATEX OHMEDA | ALADIN 2 - SEV | VAPORIZER, ANESTHESIA | BGBY80001 | ANESTHESIOLOGY | Pavilion |  |  | 10/31/2019 |  | 10/31/24 |  |  | NO | YES |  |  |  |  | DATEX OHMEDA 30294993 BGBY80001 |  |  | Active |  |  |  | Accessory | PAAR:00-PVAR | 10/31/2019 | 10/31/2019 | COOPER UNIVERSITY HOSPITAL |  |  | Performance Verification | WOT00000002519642 | GIACINTA ROUPAS | Performance Verification | Closed | Salvatore Bombara | 10/31/2019 | 10/31/2019 | Performance Verification for DATEX OHMEDA 30294993 BGBY80001 | Initial Install of Performance Verification. Device is ready for patient use. |  |  | 10/31/2019 | 10/31/2019
|  | DATEX OHMEDA | ALADIN 2 - SEV | VAPORIZER, ANESTHESIA | BGBU00450 | ANESTHESIOLOGY | Pavilion |  |  | 10/31/2019 |  | 10/31/24 |  |  | NO | YES |  |  |  |  | DATEX OHMEDA 30294984 BGBU00450 |  |  | Active |  |  |  | Accessory | PAAR:00-PVAR | 10/31/2019 | 10/31/2019 | COOPER UNIVERSITY HOSPITAL |  |  | Performance Verification | WOT00000002119878 | GIACINTA ROUPAS | Performance Verification | Closed | Salvatore Bombara | 10/31/2019 | 10/31/2019 | Performance Verification for DATEX OHMEDA 30294984 BGBU00450 | Initial Install of Performance Verification. Device is ready for patient use. |  |  | 10/31/2019 | 10/31/2019
|  | DATEX OHMEDA | ALADIN 2 - SEV | VAPORIZER, ANESTHESIA | BGBN00536 | ANESTHESIOLOGY | Dorrance |  |  | 07/23/2009 |  | 7/23/14 |  |  | NO | YES |  |  |  |  | DATEX OHMEDA 10367559 BGBN00536 |  |  | Active |  | 99:99:99:99:99:99 |  | Accessory | PAAR:00-PVAR | 11/02/2019 |  | COOPER UNIVERSITY HOSPITAL |  |  | PAVILION OR 6 | WOT00000002200168 | GIACINTA ROUPAS | Disposition | Closed | Salvatore Bombara | 02/14/2019 | 05/20/2019 | Bulk Disposition CNL
|  | DATEX OHMEDA | ALADIN 2 - SEV | VAPORIZER, ANESTHESIA | BGBU80020 | ANESTHESIOLOGY | Kelemen |  |  | 01/01/1900 |  |  |  |  | NO | YES |  |  |  |  | DATEX OHMEDA 10367343 BGBU80020 |  |  | Active |  | 99:99:99:99:99:99 |  | Accessory | PAAR:00-PVAR | 11/02/2019 |  | COOPER UNIVERSITY HOSPITAL |  |  | CCU 2 | WOT00000002200007 | GIACINTA ROUPAS | Disposition | Closed | Salvatore Bombara | 02/14/2019 | 05/20/2019 | Bulk Disposition CNL
|  | DATEX OHMEDA | ALADIN 2 - SEV | VAPORIZER, ANESTHESIA | BGBQ01037 |  | Kelemen | [7 empty] | YES | YES
|  | DATEX OHMEDA | ALADIN 2 - SEV | VAPORIZER, ANESTHESIA | BGBN00543 | ANESTHESIOLOGY | Dorrance |  |  | 11/02/2019 |  | 11/2/24 |  |  | NO | YES |  |  |  |  | DATEX OHMEDA 30144049 BGBN00543 |  |  | Active |  | 99:99:99:99:99:99 |  | Accessory | PAAR:00-PVAR | 11/02/2019 | 11/02/2019 | COOPER UNIVERSITY HOSPITAL |  |  | L | WOT00000000522325 | GIACINTA ROUPAS | Disposition | Closed | Salvatore Bombara | 11/02/2019 | 11/02/2019 | Bulk Disposition CNL |  |  |  | 11/02/2019 | 11/02/2019
|  | DATEX OHMEDA | ALADIN 2 - SEV | VAPORIZER, ANESTHESIA | BGBQ00397 | ANESTHESIOLOGY | Kelemen |  |  | 11/02/2019 |  | 11/2/24 |  |  | NO | YES |  |  |  |  | DATEX OHMEDA 30144043 BGBQ00397 |  |  | Active |  | 99:99:99:99:99:99 |  | Accessory | PAAR:00-PVAR | 11/02/2019 | 11/02/2019 | COOPER UNIVERSITY HOSPITAL |  |  | kel or 7 | WOT00000000522362 | GIACINTA ROUPAS | Disposition | Closed | Salvatore Bombara | 11/02/2019 | 11/02/2019 | Bulk Disposition CNL |  |  |  | 11/02/2019 | 11/02/2019
|  | DATEX OHMEDA | ALADIN 2 - SEV | VAPORIZER, ANESTHESIA | BGBN00537 | ANESTHESIOLOGY | Pavilion |  |  | 11/02/2019 |  | 11/2/24 |  |  | NO | YES |  |  |  |  | DATEX OHMEDA 30142930 BGBN00537 |  |  | Active |  | 99:99:99:99:99:99 |  | Accessory | PAAR:00-PVAR | 11/02/2019 | 11/02/2019 | COOPER UNIVERSITY HOSPITAL |  |  | OR K10 | WOT00000002202676 | GIACINTA ROUPAS | Disposition | Closed | Salvatore Bombara | 11/02/2019 | 11/02/2019 | Bulk Disposition CNL |  |  |  | 11/02/2019 | 11/02/2019
|  | DATEX OHMEDA | ALADIN 2 - SEV | VAPORIZER, ANESTHESIA | BGBK01580 |  | Pavilion | [7 empty] | YES | YES
|  | DATEX OHMEDA | ALADIN 2 - SEV | VAPORIZER, ANESTHESIA | BGBL01580 |  | Kelemen | [7 empty] | YES | YES
|  | DATEX OHMEDA | TEC 6 PLUS - DES | VAPORIZER, ANESTHESIA | AETM13146 | ANESTHESIOLOGY | Pavilion |  |  | 02/12/2018 |  | 2/12/23 |  |  | NO | YES |  |  |  |  | DATEX OHMEDA 10752591 AETM13146 |  |  | Active |  | 99:99:99:99:99:99 |  | High Risk | 1Y:00-MFG | 02/18/2019 | 02/01/2020 | COOPER UNIVERSITY HOSPITAL |  |  | SD3 | WOT00000000545139 | GIACINTA ROUPAS | Performance Verification | Closed | Salvatore Bombara | 02/13/2018 | 07/19/2019 | CEID Record Completion for DATEX OHMEDA 10752591 AETM13146 | PV complete | EXP3004807 | Labor | 05/24/2019 | 05/24/2019 | Salvatore Bombara
|  | DATEX OHMEDA | TEC 6 PLUS - DES | VAPORIZER, ANESTHESIA | AESR40029 | ANESTHESIOLOGY | Pavilion |  |  | 02/12/2018 |  | 2/12/23 |  |  | NO | YES |  |  |  |  | DATEX OHMEDA 10752593 AESR40029 |  |  | Active |  | 99:99:99:99:99:99 |  | High Risk | 1Y:00-MFG | 10/30/2019 | 10/01/2020 | COOPER UNIVERSITY HOSPITAL |  |  | Trav 2 | WOT00000000544403 | GIACINTA ROUPAS | Performance Verification | Closed | Salvatore Bombara | 02/12/2018 | 07/30/2018 | Performance Verification for DATEX OHMEDA 10752593 AESR40029 | Initial Install of Performance Verification. Device is ready for patient use.
|  | DATEX OHMEDA | TEC 6 PLUS - DES | VAPORIZER, ANESTHESIA | AESR43065 | ANESTHESIOLOGY | Pavilion |  |  | 02/12/2018 |  | 2/12/23 |  |  | NO | YES |  |  |  |  | DATEX OHMEDA 10752592 AESR43065 |  |  | Active |  | 99:99:99:99:99:99 |  | High Risk | 1Y:00-MFG | 02/18/2019 | 02/01/2020 | COOPER UNIVERSITY HOSPITAL |  |  | SD4 | WOT00000000544458 | GIACINTA ROUPAS | Performance Verification | Closed | Salvatore Bombara | 02/12/2018 | 07/30/2018 | Performance Verification for DATEX OHMEDA 10752592 AESR43065 | Initial Install of Performance Verification. Device is ready for patient use.
|  | DATEX OHMEDA | TEC 6 PLUS - DES | VAPORIZER, ANESTHESIA | AETN32049 | ANESTHESIOLOGY | Pavilion |  |  | 02/12/2018 |  | 2/12/23 |  |  | NO | YES |  |  |  |  | DATEX OHMEDA 10752590 AETN32049 |  |  | Active |  | 99:99:99:99:99:99 |  | High Risk | 1Y:00-MFG | 02/11/2019 | 02/01/2020 | COOPER UNIVERSITY HOSPITAL |  |  | SD2 | WOT00000000545151 | GIACINTA ROUPAS | Performance Verification | Closed | Salvatore Bombara | 02/13/2018 | 06/29/2019 | CEID Record Completion for DATEX OHMEDA 10752590 AETN32049 | PV Complete | EXP2252437 | Labor | 02/11/2019 | 02/11/2019 | Salvatore Bombara
|  | DATEX OHMEDA | TEC 6 PLUS - DES | VAPORIZER, ANESTHESIA | AESQ42023 | ANESTHESIOLOGY | Pavilion |  |  | 10/26/2017 |  | 10/26/22 |  |  | NO | YES |  |  |  |  | DATEX OHMEDA 10732421 AESQ42023 |  |  | Active |  | 99:99:99:99:99:99 |  | High Risk | 1Y:00-MFG | 10/28/2019 | 10/01/2020 | COOPER UNIVERSITY HOSPITAL |  |  | p9 | 0012324774 | GIACINTA ROUPAS | Performance Verification | Closed | Salvatore Bombara | 10/26/2017 | 10/26/2017 | INCOMING INVENTORY | DEVICE INVENTORIED | F44AEC08-2FE7-4A73-9510-F9FC68F65C32 | Labor | 10/26/2017 | 10/26/2017 | Salvatore Bombara
|  | DATEX OHMEDA | TEC 6 PLUS - DES | VAPORIZER, ANESTHESIA | AETQ29027 | VOORHEES SURGERY CENTER-OPERATING ROOM | 900 Centennial Blvd | Suite E |  | 10/16/2017 |  | 10/16/22 |  |  | NO | YES |  |  |  |  | DATEX OHMEDA 10732365 AETQ29027 |  |  | Active |  | 99:99:99:99:99:99 |  | High Risk | 1Y:00-MFG | 04/18/2019 | 04/01/2020 | COOPER AMBULATORY OFF-SITES |  |  | OR 4 | 0012297662 | JENNIFER BOMBARO | Performance Verification | Closed | Salvatore Bombara | 10/16/2017 | 10/16/2017 | INCOMING INVENTORY | DEVICE INVENTORIED | 259BE3D6-2E74-41A5-BEAF-1550A4BB89E8 | Labor | 10/16/2017 | 10/16/2017 | Salvatore Bombara
|  | DATEX OHMEDA | TEC 6 PLUS - DES | VAPORIZER, ANESTHESIA | AETM97129 |  | Pavilion | [7 empty] | NO | YES
|  | DATEX OHMEDA | TEC 6 PLUS - DES | VAPORIZER, ANESTHESIA | AETQ36139 | ANESTHESIOLOGY | Pavilion |  |  | 02/12/2018 |  | 2/12/23 |  |  | NO | YES |  |  |  |  | DATEX OHMEDA 10725209 AETQ36139 |  |  | Active |  | 99:99:99:99:99:99 |  | High Risk | 1Y:00-MFG | 02/18/2019 | 02/01/2020 | COOPER UNIVERSITY HOSPITAL |  |  | SD5 | WOT00000000545282 | GIACINTA ROUPAS | Performance Verification | Closed | Salvatore Bombara | 02/13/2018 | 07/22/2019 | Performance Verification for DATEX OHMEDA 10725209 AETQ36139 | Initial Install of Performance Verification. Device is ready for patient use.
|  | DATEX OHMEDA | TEC 6 PLUS - DES | VAPORIZER, ANESTHESIA | AETM21156 | ANESTHESIOLOGY | Pavilion |  |  | 02/12/2018 |  | 2/12/23 |  |  | NO | YES |  |  |  |  | DATEX OHMEDA 10725210 AETM21156 |  |  | Active |  | 99:99:99:99:99:99 |  | High Risk | 1Y:00-MFG | 02/18/2019 | 02/01/2020 | COOPER UNIVERSITY HOSPITAL |  |  | SD8 | WOT00000000545294 | GIACINTA ROUPAS | Performance Verification | Closed | Salvatore Bombara | 02/13/2018 | 07/22/2019 | Performance Verification for DATEX OHMEDA 10725210 AETM21156 | Initial Install of Performance Verification. Device is ready for patient use.
|  | DATEX OHMEDA | TEC 6 PLUS - DES | VAPORIZER, ANESTHESIA | AETN38007 | ANESTHESIOLOGY | Pavilion |  |  | 05/24/2019 |  | 5/24/24 |  |  | NO | YES |  |  |  |  | DATEX OHMEDA 10725208 AETN38007 |  |  | Active |  | 99:99:99:99:99:99 |  | High Risk | 1Y:00-MFG | 02/23/2019 | 02/01/2020 | COOPER UNIVERSITY HOSPITAL |  |  | SD OR 6 | WOT00000000545261 | GIACINTA ROUPAS | Performance Verification | Closed | Salvatore Bombara | 02/13/2018 | 07/19/2019 | Performance Verification for DATEX OHMEDA 10725208 AETN38007 | Initial Install of Performance Verification. Device is ready for patient use.
|  | DATEX OHMEDA | TEC 6 PLUS - DES | VAPORIZER, ANESTHESIA | AETN36004 | ANESTHESIOLOGY | Pavilion |  |  | 05/24/2019 |  | 5/24/24 |  |  | NO | YES |  |  |  |  | DATEX OHMEDA 10725206 AETN36004 |  |  | Active |  | 99:99:99:99:99:99 |  | High Risk | 1Y:00-MFG | 02/18/2019 | 02/01/2020 | COOPER UNIVERSITY HOSPITAL |  |  | SD7 | WOT00000000545220 | GIACINTA ROUPAS | Performance Verification | Closed | Salvatore Bombara | 02/13/2018 | 07/19/2019 | Performance Verification for DATEX OHMEDA 10725206 AETN36004 | Initial Install of Performance Verification. Device is ready for patient use.
|  | DATEX OHMEDA | TEC 6 PLUS - DES | VAPORIZER, ANESTHESIA | AESR43005 | ANESTHESIOLOGY | Pavilion |  |  | 10/30/2019 |  | 10/30/24 |  |  | NO | YES |  |  |  |  | DATEX OHMEDA 30294877 AESR43005 |  |  | Active |  | 99:99:99:99:99:99 |  | High Risk | 1Y:00-MFG | 10/30/2019 | 10/30/2019 | COOPER UNIVERSITY HOSPITAL |  |  | BAXTER SERVICE CONTRACT P10 | 0012144920 | GIACINTA ROUPAS | Preventative Maintenance | Closed | Salvatore Bombara | 10/30/2019 | 10/30/2019 | PERFORMANCE ASSURANCE AT INVENTORY | INVENTORIED DEVICE AND ENSURED DEVICE WAS FUNCTIONING PROPERLY. | 5DBA3A5E-614A-4277-9C7D-F5DC124DCFFE | Labor | 10/30/2019 | 10/30/2019 | Salvatore Bombara
|  | DATEX OHMEDA | TEC 6 PLUS - DES | VAPORIZER, ANESTHESIA | AESS18002 | ANESTHESIOLOGY | Kelemen |  |  | 10/30/2019 |  | 10/30/24 |  |  | NO | YES |  |  |  |  | DATEX OHMEDA 30294859 AESS18002 |  |  | Active |  | 99:99:99:99:99:99 |  | High Risk | 1Y:00-MFG | 10/30/2019 | 10/30/2019 | COOPER UNIVERSITY HOSPITAL |  |  | KELEMEN OPERATING ROOM K5 | 0012155496 | GIACINTA ROUPAS | Performance Verification | Closed | Salvatore Bombara | 10/30/2019 | 10/30/2019 | INCOMING INVENTORY | DEVICE INVENTORIED | BF7E5957-09BD-4840-BB0B-A54B4BB34CC0 | Labor | 10/30/2019 | 10/30/2019 | Bonnie Aichroth
|  | DATEX OHMEDA | TEC 6 PLUS - DES | VAPORIZER, ANESTHESIA | AESS09060 | VOORHEES SURGERY CENTER-OPERATING ROOM | 900 Centennial Blvd | Suite E |  | 06/27/2015 |  | 6/27/20 |  |  | NO | YES |  |  |  |  | DATEX OHMEDA 10348801 AESS09060 |  |  | Active |  | 99:99:99:99:99:99 |  | High Risk | 1Y:00-MFG | 03/18/2019 | 03/01/2020 | COOPER AMBULATORY OFF-SITES |  |  | OR 3 |  | JENNIFER BOMBARO
|  | DATEX OHMEDA | TEC 7 - ISO | VAPORIZER, ANESTHESIA | begj02257 | ANESTHESIOLOGY | Kelemen |  |  | 10/29/2019 |  | 10/29/24 |  |  | NO | YES |  |  |  |  | DATEX OHMEDA 11239445 begj02257 |  |  | Active |  | 99:99:99:99:99:99 |  | High Risk | 6M:00-MFG | 10/29/2019 | 10/29/2019 | COOPER UNIVERSITY HOSPITAL |  |  | 6th Floor Spec Test Floro Room |  | GIACINTA ROUPAS |  |  |  | 10/29/2019 | 10/29/2019 |  |  |  |  | 10/29/2019 | 10/29/2019
|  | DATEX OHMEDA | TEC 7 - ISO | VAPORIZER, ANESTHESIA | Begj00232 |  | Kelemen | [7 empty] | NO | YES
|  | DATEX OHMEDA | TEC 7 - ISO | VAPORIZER, ANESTHESIA | begj00983 | ANESTHESIOLOGY | Pavilion |  |  | 01/01/1900 |  |  |  |  | NO | YES |  |  |  |  | DATEX OHMEDA 10369334 begj00983 |  |  | Active |  | 99:99:99:99:99:99 |  | High Risk | 6M:00-MFG | 10/28/2019 | 04/01/2020 | COOPER UNIVERSITY HOSPITAL |  |  | P2 |  | GIACINTA ROUPAS
|  | DATEX OHMEDA | TEC 7 - ISO | VAPORIZER, ANESTHESIA | begp00784 | ANESTHESIOLOGY | Pavilion |  |  | 01/01/1900 |  |  |  |  | NO | YES |  |  |  |  | DATEX OHMEDA 10369287 begp00784 |  |  | Active |  | 99:99:99:99:99:99 |  | High Risk | 6M:00-MFG | 10/28/2019 | 04/01/2020 | COOPER UNIVERSITY HOSPITAL |  |  | SD Store Room |  | GIACINTA ROUPAS
|  | DATEX OHMEDA | TEC 7 - ISO | VAPORIZER, ANESTHESIA | begj02082 | ANESTHESIOLOGY | Pavilion |  |  | 01/01/1900 |  |  |  |  | NO | YES |  |  |  |  | DATEX OHMEDA 10368443 begj02082 |  |  | Disposition |  | 99:99:99:99:99:99 |  | High Risk | 6M:00-MFG | 12/27/2018 | 02/01/2020 | COOPER UNIVERSITY HOSPITAL |  |  | KELEMAN SUPPLY OR |  | GIACINTA ROUPAS
|  | DATEX OHMEDA | TEC 7 - ISO | VAPORIZER, ANESTHESIA | begj02109 | ANESTHESIOLOGY | Pavilion |  |  | 01/01/1900 |  |  |  |  | NO | YES |  |  |  |  | DATEX OHMEDA 10368445 begj02109 |  |  | Disposition |  | 99:99:99:99:99:99 |  | High Risk | 6M:00-MFG | 12/27/2018 | 02/01/2020 | COOPER UNIVERSITY HOSPITAL |  |  | KELEMAN SUPPLY OR |  | GIACINTA ROUPAS
|  | DATEX OHMEDA | TEC 7 - ISO | VAPORIZER, ANESTHESIA | BEG100294 | ANESTHESIOLOGY | Pavilion |  |  | 01/01/1900 |  |  |  |  | NO | YES |  |  |  |  | DATEX OHMEDA 10368442 BEG100294 |  |  | Active |  | 99:99:99:99:99:99 |  | High Risk | 6M:00-MFG | 08/29/2019 | 02/01/2020 | COOPER UNIVERSITY HOSPITAL |  |  | K5 |  | GIACINTA ROUPAS
|  | DATEX OHMEDA | TEC 7 - ISO | VAPORIZER, ANESTHESIA | begj04836 | OR - KELEMEN 3 | Pavilion |  |  | 01/01/1900 |  |  |  |  | NO | YES |  |  |  |  | DATEX OHMEDA 10367499 begj04836 |  |  | Disposition |  | 99:99:99:99:99:99 |  | High Risk | 6M:00-MFG | 05/31/2018 | 02/01/2020 | COOPER UNIVERSITY HOSPITAL |  |  | ANES |  | DOMINIC VENDETTA
|  | DATEX OHMEDA | TEC 7 - ISO | VAPORIZER, ANESTHESIA | begj02102 | ANESTHESIOLOGY | Pavilion |  |  | 01/01/1900 |  |  |  |  | NO | YES |  |  |  |  | DATEX OHMEDA 10356242 begj02102 |  |  | Active |  | 99:99:99:99:99:99 |  | High Risk | 6M:00-MFG | 10/28/2019 | 04/01/2020 | COOPER UNIVERSITY HOSPITAL |  |  | P4 |  | GIACINTA ROUPAS
|  | DATEX OHMEDA | TEC 7 - ISO | VAPORIZER, ANESTHESIA | BEGG01030 | ANESTHESIOLOGY | Pavilion |  |  | 12/27/2018 |  | 12/27/23 |  |  | NO | YES |  |  |  |  | DATEX OHMEDA 30144037 Not Known |  |  | Disposition |  | 99:99:99:99:99:99 |  | High Risk | 6M:00-MFG | 12/27/2018 | 12/27/2018 | COOPER UNIVERSITY HOSPITAL |  |  |  |  | GIACINTA ROUPAS |  |  |  | 12/27/2018 | 12/27/2018 |  |  |  |  | 12/27/2018 | 12/27/2018
|  | DATEX OHMEDA | TEC 7 - SEVO | VAPORIZER, ANESTHESIA | BEJM06777 | ANESTHESIOLOGY | Pavilion |  |  | 10/29/2019 |  | 10/29/24 |  |  | NO | YES |  |  |  |  | DATEX OHMEDA 11239334 BEJM06777 |  |  | Active |  | 99:99:99:99:99:99 |  | High Risk | 1Y:00-MFG | 10/29/2019 | 10/29/2019 | COOPER UNIVERSITY HOSPITAL |  |  | P9 | WOT00000000959352 | GIACINTA ROUPAS | Performance Verification | Closed | Salvatore Bombara | 10/29/2019 | 10/29/2019 | Performance Verification for DATEX OHMEDA 11239334 BEJM06777 | Initial Install of Performance Verification. Device is ready for patient use. |  |  | 10/29/2019 | 10/29/2019
|  | DATEX OHMEDA | TEC 7 - SEVO | VAPORIZER, ANESTHESIA | BEJK09709 | VOORHEES SURGERY CENTER-OPERATING ROOM | 900 Centennial Blvd | Suite E |  | 04/18/2019 |  | 4/18/24 |  |  | NO | YES |  |  |  |  | DATEX OHMEDA 10769716 BEJK09709 |  |  | Active |  | 99:99:99:99:99:99 |  | High Risk | 1Y:00-MFG | 04/18/2019 | 04/18/2019 | COOPER AMBULATORY OFF-SITES |  |  | Spare | 0011857282 | JENNIFER BOMBARO | Performance Verification | Closed | Salvatore Bombara | 04/18/2019 | 04/18/2019 | INCOMING INVENTORY | DEVICE INVENTORIED | D41DAE6A-DC90-4D47-AC79-74EC9FA83F85 | Labor | 04/18/2019 | 04/18/2019 | Salvatore Bombara
|  | DATEX OHMEDA | TEC 7 - SEVO | VAPORIZER, ANESTHESIA | BEJM05280 | ANESTHESIOLOGY | Pavilion |  |  | 05/03/2017 |  | 5/3/22 |  |  | NO | YES |  |  |  |  | DATEX OHMEDA 10769474 BEJM05280 |  |  | Active |  | 99:99:99:99:99:99 |  | High Risk | 1Y:00-MFG | 10/29/2019 | 10/01/2020 | COOPER UNIVERSITY HOSPITAL |  |  | P4 | 0011608622 | GIACINTA ROUPAS | Performance Verification | Closed | Salvatore Bombara | 05/03/2017 | 05/03/2017 | INCOMING INVENTORY | DEVICE INVENTORIED | 2C399C1D-150A-424E-B182-280F2032A7FB | Labor | 05/03/2017 | 05/03/2017 | Salvatore Bombara
|  | DATEX OHMEDA | TEC 7 - SEVO | VAPORIZER, ANESTHESIA | BEJK10380 | ANESTHESIOLOGY | Pavilion |  |  | 04/07/2017 |  | 4/7/22 |  |  | NO | YES |  |  |  |  | DATEX OHMEDA 10769451 BEJK10380 |  |  | Active |  | 99:99:99:99:99:99 |  | High Risk | 1Y:00-MFG | 10/29/2019 | 10/01/2020 | COOPER UNIVERSITY HOSPITAL |  |  | P10 SER CONTRACT BAXTER | 0011464056 | GIACINTA ROUPAS | Preventative Maintenance | Closed | Salvatore Bombara | 04/07/2017 | 04/07/2017 | PERFORMANCE ASSURANCE AT INVENTORY | INVENTORIED DEVICE AND ENSURED DEVICE WAS FUNCTIONING PROPERLY. 4/7/2017 1:59:44 PM SXBOMBARA (SXBOMBARA 4/7/2017 12:00 AM) INCOMING INSPECTION/ INVENTORY 4/7/2017 1:59 PM SXBOMBARA | BC180D70-1DC2-4A00-A76D-C6847237A352 | Labor | 04/07/2017 | 04/07/2017 | Salvatore Bombara
|  | DATEX OHMEDA | TEC 7 - SEVO | VAPORIZER, ANESTHESIA | BEJN02547 | ANESTHESIOLOGY | Pavilion |  |  | 12/20/2017 |  | 12/20/22 |  |  | NO | YES |  |  |  |  | DATEX OHMEDA 10732479 BEJN02547 |  |  | Active |  | 99:99:99:99:99:99 |  | High Risk | 1Y:00-MFG | 10/28/2019 | 10/01/2020 | COOPER UNIVERSITY HOSPITAL |  |  | SD OR 1 | 0012518788 | GIACINTA ROUPAS | Performance Verification | Closed | Salvatore Bombara | 12/20/2017 | 12/20/2017 | INCOMING INVENTORY | DEVICE INVENTORIED | 4D4691D5-B2CD-44A0-BFCD-FD8973CA9547 | Labor | 12/20/2017 | 12/20/2017 | Salvatore Bombara
|  | DATEX OHMEDA | TEC 7 - SEVO | VAPORIZER, ANESTHESIA | BEJN06497 | VOORHEES SURGERY CENTER-OPERATING ROOM | 900 Centennial Blvd | Suite E |  | 11/01/2017 |  | 11/1/22 |  |  | NO | YES |  |  |  |  | DATEX OHMEDA 10732361 BEJN06497 |  |  | Active |  | 99:99:99:99:99:99 |  | High Risk | 1Y:00-MFG | 09/25/2019 | 09/01/2020 | COOPER AMBULATORY OFF-SITES |  |  |  | 0012376012 | JENNIFER BOMBARO | Preventative Maintenance | Closed | Josh Harris | 11/01/2017 | 11/01/2017 | PERFORMANCE ASSURANCE AT INVENTORY | INVENTORIED DEVICE AND ENSURED DEVICE WAS FUNCTIONING PROPERLY. | E7001AC7-7A9B-421C-A4DF-1C883E56E360 | Labor | 11/01/2017 | 11/01/2017 | Salvatore Bombara
|  | DATEX OHMEDA | TEC 7 - SEVO | VAPORIZER, ANESTHESIA | BEJP00176 | ANESTHESIOLOGY | Pavilion |  |  | 02/12/2018 |  | 2/12/23 |  |  | NO | YES |  |  |  |  | DATEX OHMEDA 10725219 BEJP00176 |  |  | Active |  | 99:99:99:99:99:99 |  | High Risk | 1Y:00-MFG | 02/18/2019 | 02/01/2020 | COOPER UNIVERSITY HOSPITAL |  |  | SD8 | WOT00000000545698 | GIACINTA ROUPAS | Performance Verification | Closed | Salvatore Bombara | 02/13/2018 | 07/22/2019 | Performance Verification for DATEX OHMEDA 10725219 BEJP00176 | Initial Install of Performance Verification. Device is ready for patient use.
|  | DATEX OHMEDA | TEC 7 - SEVO | VAPORIZER, ANESTHESIA | BEJG04614 | ANESTHESIOLOGY | Pavilion |  |  | 02/12/2018 |  | 2/12/23 |  |  | NO | YES |  |  |  |  | DATEX OHMEDA 10725217 BEJG04614 |  |  | Active |  | 99:99:99:99:99:99 |  | High Risk | 1Y:00-MFG | 02/18/2019 | 02/01/2020 | COOPER UNIVERSITY HOSPITAL |  |  | SD2 | WOT00000000545674 | GIACINTA ROUPAS | Performance Verification | Closed | Salvatore Bombara | 02/13/2018 | 07/22/2019 | Performance Verification for DATEX OHMEDA 10725217 BEJG04614 | Initial Install of Performance Verification. Device is ready for patient use.
|  | DATEX OHMEDA | TEC 7 - SEVO | VAPORIZER, ANESTHESIA | BEJL02291 | ANESTHESIOLOGY | Pavilion |  |  | 02/12/2018 |  | 2/12/23 |  |  | NO | YES |  |  |  |  | DATEX OHMEDA 10725218 BEJL02291 |  |  | Active |  | 99:99:99:99:99:99 |  | High Risk | 1Y:00-MFG | 02/14/2019 | 02/01/2020 | COOPER UNIVERSITY HOSPITAL |  |  | Pav OR 4 | WOT00000000545691 | GIACINTA ROUPAS | Performance Verification | Closed | Salvatore Bombara | 02/13/2018 | 06/29/2019 | Performance Verification for DATEX OHMEDA 10725218 BEJL02291 | Initial Install of Performance Verification. Device is ready for patient use.
|  | DATEX OHMEDA | TEC 7 - SEVO | VAPORIZER, ANESTHESIA | BEJG04511 | ANESTHESIOLOGY | Pavilion |  |  | 02/12/2018 |  | 2/12/23 |  |  | NO | YES |  |  |  |  | DATEX OHMEDA 10725216 BEJG04511 |  |  | Active |  | 99:99:99:99:99:99 |  | High Risk | 1Y:00-MFG | 02/11/2019 | 02/01/2020 | COOPER UNIVERSITY HOSPITAL |  |  | SD3 | WOT00000000545664 | GIACINTA ROUPAS | Performance Verification | Closed | Salvatore Bombara | 02/13/2018 | 06/24/2019 | Performance Verification for DATEX OHMEDA 10725216 BEJG04511 | Initial Install of Performance Verification. Device is ready for patient use.
|  | DATEX OHMEDA | TEC 7 - SEVO | VAPORIZER, ANESTHESIA | BEJR04885 | ANESTHESIOLOGY | Pavilion |  |  | 02/12/2018 |  | 2/12/23 |  |  | NO | YES |  |  |  |  | DATEX OHMEDA 10725215 BEJR04885 |  |  | Active |  | 99:99:99:99:99:99 |  | High Risk | 1Y:00-MFG | 02/18/2019 | 02/01/2020 | COOPER UNIVERSITY HOSPITAL |  |  | SD4 | WOT00000000545656 | GIACINTA ROUPAS | Performance Verification | Closed | Salvatore Bombara | 02/13/2018 | 07/22/2019 | Performance Verification for DATEX OHMEDA 10725215 BEJR04885 | Initial Install of Performance Verification. Device is ready for patient use.
|  | DATEX OHMEDA | TEC 7 - SEVO | VAPORIZER, ANESTHESIA | BEJK06173 | ANESTHESIOLOGY | Pavilion |  |  | 02/12/2018 |  | 2/12/23 |  |  | NO | YES |  |  |  |  | DATEX OHMEDA 10725213 BEJK06173 |  |  | Active |  | 99:99:99:99:99:99 |  | High Risk | 1Y:00-MFG | 02/18/2019 | 02/01/2020 | COOPER UNIVERSITY HOSPITAL |  |  | SD7 | WOT00000000545633 | GIACINTA ROUPAS | Performance Verification | Closed | Salvatore Bombara | 02/13/2018 | 07/22/2019 | Performance Verification for DATEX OHMEDA 10725213 BEJK06173 | Initial Install of Performance Verification. Device is ready for patient use.
|  | DATEX OHMEDA | TEC 7 - SEVO | VAPORIZER, ANESTHESIA | BEJT99998 | ANESTHESIOLOGY | Pavilion |  |  | 02/12/2018 |  | 2/12/23 |  |  | NO | YES |  |  |  |  | DATEX OHMEDA 10725214 BEJT99998 |  |  | Active |  | 99:99:99:99:99:99 |  | High Risk | 1Y:00-MFG | 02/23/2019 | 02/01/2020 | COOPER UNIVERSITY HOSPITAL |  |  | Trav 3 | WOT00000000545646 | GIACINTA ROUPAS | Performance Verification | Closed | Salvatore Bombara | 02/13/2018 | 07/22/2019 | Performance Verification for DATEX OHMEDA 10725214 BEJT99998 | Initial Install of Performance Verification. Device is ready for patient use.
|  | DATEX OHMEDA | TEC 7 - SEVO | VAPORIZER, ANESTHESIA | BEJL02297 | ANESTHESIOLOGY | Pavilion |  |  | 02/12/2018 |  | 2/12/23 |  |  | NO | YES |  |  |  |  | DATEX OHMEDA 10725212 BEJL02297 |  |  | Active |  | 99:99:99:99:99:99 |  | High Risk | 1Y:00-MFG | 02/18/2019 | 02/01/2020 | COOPER UNIVERSITY HOSPITAL |  |  | SD5 | WOT00000000545358 | GIACINTA ROUPAS | Performance Verification | Closed | Salvatore Bombara | 02/13/2018 | 07/22/2019 | Performance Verification for DATEX OHMEDA 10725212 BEJL02297 | Initial Install of Performance Verification. Device is ready for patient use.
|  | DATEX OHMEDA | TEC 7 - SEVO | VAPORIZER, ANESTHESIA | BEJM06840 | ANESTHESIOLOGY | Pavilion |  |  | 02/12/2018 |  | 2/12/23 |  |  | NO | YES |  |  |  |  | DATEX OHMEDA 10725211 BEJM06840 |  |  | Active |  | 99:99:99:99:99:99 |  | High Risk | 1Y:00-MFG | 02/18/2019 | 02/01/2020 | COOPER UNIVERSITY HOSPITAL |  |  | SD6 | WOT00000000545342 | GIACINTA ROUPAS | Performance Verification | Closed | Salvatore Bombara | 02/13/2018 | 07/22/2019 | Performance Verification for DATEX OHMEDA 10725211 BEJM06840 | Initial Install of Performance Verification. Device is ready for patient use.
|  | DATEX OHMEDA | TEC 7 - SEVO | VAPORIZER, ANESTHESIA | BEJM06757 | ANESTHESIOLOGY | Pavilion |  |  | 10/30/2019 |  | 10/30/24 |  |  | NO | YES |  |  |  |  | DATEX OHMEDA 30294857 BEJM06757 |  |  | Active |  | 99:99:99:99:99:99 |  | High Risk | 1Y:00-MFG | 10/30/2019 | 10/30/2019 | COOPER UNIVERSITY HOSPITAL |  |  | trav 3 | 0012155489 | GIACINTA ROUPAS | Preventative Maintenance | Closed | Salvatore Bombara | 10/30/2019 | 10/30/2019 | PERFORMANCE ASSURANCE AT INVENTORY | INVENTORIED DEVICE AND ENSURED DEVICE WAS FUNCTIONING PROPERLY. | 8241633A-2775-4A07-9289-E8284A707DE6 | Labor | 10/30/2019 | 10/30/2019 | Salvatore Bombara
|  | DATEX OHMEDA | TEC 7 - SEVO | VAPORIZER, ANESTHESIA | bejk04341 | ANESTHESIOLOGY | Kelemen |  |  | 01/01/1900 |  |  |  |  | NO | YES |  |  |  |  | DATEX OHMEDA 10356241 bejk04341 |  |  | Active |  | 99:99:99:99:99:99 |  | High Risk | 1Y:00-MFG | 10/28/2019 | 10/01/2020 | COOPER UNIVERSITY HOSPITAL |  |  | Spec Test |  | GIACINTA ROUPAS
|  | DRAEGER | D-VAPOR - DES | VAPORIZER, ANESTHESIA | Asaa-0504 |  | Pavilion | [7 empty] | NO | YES
|  | DRAEGER | D-VAPOR - DES | VAPORIZER, ANESTHESIA | ASAD-0265 | ANESTHESIOLOGY | Kelemen |  |  | 10/12/2017 |  | 10/12/22 |  |  | NO | YES |  |  |  |  | DRAEGER 10732369 ASAD-0265 |  |  | Active |  | 99:99:99:99:99:99 |  | High Risk | 1Y:00-MFG | 10/30/2019 | 10/01/2020 | COOPER UNIVERSITY HOSPITAL |  |  | DRAGER APOLO UNIT BAXTER CONTRA | 0012292556 | GIACINTA ROUPAS | Performance Verification | Closed | Salvatore Bombara | 10/12/2017 | 10/12/2017 | INCOMING INVENTORY | DEVICE INVENTORIED | 3B7E2C75-B1D4-4776-9A9F-038C2567F04F | Labor | 10/12/2017 | 10/12/2017 | Salvatore Bombara
|  | DRAEGER | D-VAPOR - DES | VAPORIZER, ANESTHESIA | ASAA-0500 |  | Kelemen | [7 empty] | NO | YES
|  | DRAEGER | D-VAPOR - DES | VAPORIZER, ANESTHESIA | ASAA-0506 |  | Pavilion | [7 empty] | YES | YES
|  | DRAEGER | VAPOR 2000 - ISO | VAPORIZER, ANESTHESIA | Arzk0735 |  | Pavilion | [7 empty] | YES | YES
|  | DRAEGER | VAPOR 2000 - ISO | VAPORIZER, ANESTHESIA | ASAL-1071 | ANESTHESIOLOGY | Kelemen |  |  | 01/01/1900 |  |  |  |  | NO | YES |  |  |  |  | DRAEGER 10368331 ASAL-1071 |  |  | Active |  | 99:99:99:99:99:99 |  | High Risk | 1Y:00-MFG | 07/18/2019 | 07/01/2020 | COOPER UNIVERSITY HOSPITAL |  |  | OR P10 |  | GIACINTA ROUPAS
|  | DRAEGER | VAPOR 2000 - ISO | VAPORIZER, ANESTHESIA | ARXB-1109 |  | 401 Haddon Ave | [7 empty] | YES | YES
|  | DRAEGER | VAPOR 2000 - ISO | VAPORIZER, ANESTHESIA | ARZK-0736 | ANESTHESIOLOGY | Kelemen |  |  | 01/01/1900 |  |  |  |  | NO | YES |  |  |  |  | DRAEGER 10346654 ARZK-0736 |  |  | Active |  | 99:99:99:99:99:99 |  | High Risk | 1Y:00-MFG | 07/18/2019 | 07/01/2020 | COOPER UNIVERSITY HOSPITAL |  |  | OR P01 |  | GIACINTA ROUPAS
|  | DRAEGER | VAPOR 2000 - SEVO | VAPORIZER, ANESTHESIA | ARXC-0684 | ANESTHESIOLOGY | Kelemen |  |  | 10/29/2019 |  | 10/29/24 |  |  | NO | YES |  |  |  |  | DRAEGER 11239327 ARXC-0684 |  |  | Active |  | 99:99:99:99:99:99 |  | High Risk | 1Y:00-MFG | 10/29/2019 | 10/29/2019 | COOPER UNIVERSITY HOSPITAL |  |  | P9 Service contract | WOT00000000919669 | GIACINTA ROUPAS | Performance Verification | Closed | Salvatore Bombara | 10/29/2019 | 10/29/2019 | Performance Verification for DRAGER 11239327 ARXC-0684 | Initial Install of Performance Verification. Device is ready for patient use. |  |  | 10/29/2019 | 10/29/2019
|  | DRAEGER | VAPOR 2000 - SEVO | VAPORIZER, ANESTHESIA | ARXD-1000 |  | Kelemen | [7 empty] | YES | YES
|  | DRAEGER | VAPOR 2000 - SEVO | VAPORIZER, ANESTHESIA | Arxd1006 |  | Pavilion | [7 empty] | YES | YES
|  | DRAEGER | VAPOR 2000 - SEVO | VAPORIZER, ANESTHESIA | ARYB-1030 | ANESTHESIOLOGY | Pavilion |  |  | 07/18/2019 |  | 7/18/24 |  |  | NO | YES |  |  |  |  | DRAEGER 30294874 ARYB-1030 |  |  | Active |  | 99:99:99:99:99:99 |  | High Risk | 1Y:00-MFG | 07/18/2019 | 07/18/2019 | COOPER UNIVERSITY HOSPITAL |  |  |  | 0011892934 | GIACINTA ROUPAS | Performance Verification | Closed | Salvatore Bombara | 07/18/2019 | 07/18/2019 | INCOMING INVENTORY | DEVICE INVENTORIED | 73430DBB-6C93-4AD1-9200-440E8F8BAA46 | Labor | 07/18/2019 | 07/18/2019 | Salvatore Bombara
|  | OHMEDA | ISOTEC 5 | VAPORIZER, ANESTHESIA | BCYY00202 | PERFUSION | Pavilion |  |  | 10/30/2019 |  |  |  |  | NO | YES |  |  |  |  | OHMEDA 11239417 BCYY00202 |  |  | Active |  |  |  | High Risk | 1Y:00-MFG | 10/30/2019 | 10/30/2019 | COOPER UNIVERSITY HOSPITAL |  |  | Spare S3 Perfusion | WOT00000001975109 | Bonnie Aichroch | Performance Verification | Closed | Salvatore Bombara | 10/30/2019 | 10/30/2019 | Performance Verification for OHMEDA 11239417 BCYY00202 | Initial Install of Performance Verification. Device is ready for patient use. |  |  | 10/30/2019 | 10/30/2019
|  | VETLAND MEDICAL | ISO | VAPORIZER, ANESTHESIA |  |  | 401 Haddon Ave | [7 empty] | YES | YES
|  | VETLAND MEDICAL | ISO | VAPORIZER, ANESTHESIA |  |  | 401 Haddon Ave | [7 empty] | YES | YES
|  | PARKS MEDICAL | FLO-LAB 2100-SX | VASCULAR SYSTEM |  |  | 901 Centennial Blvd | Building 2 | [6 empty] | NO | YES
|  | PARKS MEDICAL | FLO-LAB 2100-SX | VASCULAR SYSTEM | 2100-000003638 | ULTRASOUND | Kelemen | BASEMENT |  | 12/18/2017 |  | 12/18/22 |  |  | NO | YES |  |  |  |  | PARKS MEDICAL 10505298 2100-000003638 |  |  | Active |  | 60:45:CB:A4:F1:DF |  | Equipment | 1Y:00-MFG | 04/22/2019 | 04/01/2020 | COOPER UNIVERSITY HOSPITAL |  |  |  | 0012740693 | Tracy Saldutti | Preventative Maintenance | Closed | Josh Harris | 01/30/2018 | 01/30/2018 | PERFORMANCE ASSURANCE AT INVENTORY | INVENTORIED DEVICE AND ENSURED DEVICE WAS FUNCTIONING PROPERLY. | 11FE8D44-8854-4C18-A49F-AAEF758B9F67 | Labor | 12/18/2017 | 12/18/2017 | Zhan Kiselev
|  | PARKS MEDICAL | FLO-LAB 2100-SX | VASCULAR SYSTEM |  | BRACHFIELD MEDICAL ASSOCIATES-MEDICINE | 218 Sunset Rd |  |  | 09/01/2005 |  | 9/1/10 |  |  | NO | YES |  |  |  |  | PARKS MEDICAL 10367056 015828 |  |  | Active |  | 00:13:21:F9:26:CA |  | Equipment | 1Y:00-MFG | 06/07/2019 | 06/01/2020 | COOPER AMBULATORY OFF-SITES |  |  | CARDIOLOGY-VASCULAR LAB |  | CATHY CRAWFORD
|  | PARKS MEDICAL | FLO-LAB 2100-SX | VASCULAR SYSTEM |  | BUNKER HILL-SURGERY | 2 Plaza Dr |  |  | 12/20/2018 |  | 12/20/23 |  |  | NO | YES |  |  |  |  | PARKS MEDICAL 30225043 015416 |  |  | Active |  | FE:80:59:B3:DE:5A |  | Equipment | 1Y:00-MFG | 12/20/2018 | 12/20/2018 | COOPER AMBULATORY OFF-SITES |  |  | AUDIOLOGY ROOM |  | ANNE MAIER |  |  |  | 12/20/2018 | 12/20/2018 |  |  |  |  | 12/20/2018 | 12/20/2018
|  | PARKS MEDICAL | FLO-LAB 2100-SX | VASCULAR SYSTEM |  | 3 COOPER-CARDIAC DIAGNOSTIC CENTER | 3 Cooper |  |  | 08/29/2005 |  | 8/29/10 |  |  | NO | YES |  |  |  |  | PARKS MEDICAL 10346862 015826 |  |  | Active |  | 00:16:17:5B:44:D0 |  | Equipment | PAAR:00-PVAR | 11/02/2019 |  | COOPER AMBULATORY OFF-SITES |  |  | Suite 318 - Ultrasound Room |  | CARLA TRUELL
|  | PARKS MEDICAL | FLO-LAB 2100-SX | VASCULAR SYSTEM |  | VOORHEES SURGERY CENTER-SURGERY DEPT | 6015 Main St |  |  | 01/12/2009 |  | 1/12/14 |  |  | NO | YES |  |  |  |  | PARKS MEDICAL 10344871 173253 |  |  | Active |  | 00:1F:29:DD:43:6A |  | Equipment | 1Y:00-MFG | 04/05/2019 | 04/01/2020 | COOPER AMBULATORY OFF-SITES |  |  | SUITE G vasc lab |  | Theresa Megali
|  | Mitsubishi | MD3000 | VCR |  |  | Pavilion | [7 empty] | NO | YES
|  | BIO-MED DEVICES INC | MVP-10 | VENTILATOR | 0394071M | RESPIRATORY | Dorrance |  |  | 03/13/2007 |  | 3/13/17 |  |  | NO | YES |  |  |  |  | BIO-MED DEVICES INC 10366430 0394071M |  |  | Active |  | 99:99:99:99:99:99 |  | Life Support | 6M:00-MFG | 09/24/2019 | 03/01/2020 | COOPER UNIVERSITY HOSPITAL |  |  | MRI |  | KATHY LOFLAND
|  | BIRD PRODUCTS CORP. | V.I.P. | VENTILATOR | KGJ01450 | RESPIRATORY | Dorrance |  |  | 01/01/1900 |  |  |  |  | NO | YES |  |  |  |  | BIRD PRODUCTS CORP. 10369390 KGJ01450 |  |  | Active |  | 99:99:99:99:99:99 |  | Life Support | 6M:00-MFG | 09/24/2019 | 03/01/2020 | COOPER UNIVERSITY HOSPITAL |  |  | NICU |  | KATHY LOFLAND
|  | GE HEALTHCARE | ENGSTROM CARESTATION | VENTILATOR | CBCM00463 |  | Kelemen | [7 empty] | NO | YES
|  | GE HEALTHCARE | ENGSTROM CARESTATION | VENTILATOR | CBCN01904 |  | Pavilion | [7 empty] | NO | YES
|  | GE HEALTHCARE | ENGSTROM CARESTATION | VENTILATOR | CBCM00369 |  | Pavilion | [7 empty] | NO | YES
|  | GE HEALTHCARE | ENGSTROM CARESTATION | VENTILATOR | Cbcn01842 |  | Pavilion | [7 empty] | NO | YES
|  | GE HEALTHCARE | ENGSTROM CARESTATION | VENTILATOR | CBCM00415 |  | Pavilion | [7 empty] | NO | YES
|  | GE HEALTHCARE | ENGSTROM CARESTATION | VENTILATOR | CBCM00448 | RESPIRATORY | Pavilion |  |  | 04/10/2008 |  | 4/10/18 |  |  | NO | YES |  |  |  |  | GE MEDICAL SYSTEMS 10366540 CBCM00448 |  |  | Active |  | 11:11:11:11:11:11 |  | Life Support | 6M:00-MFG | 08/29/2019 | 02/01/2020 | COOPER UNIVERSITY HOSPITAL |  |  | (11) |  | KATHY LOFLAND
|  | GE HEALTHCARE | ENGSTROM CARESTATION | VENTILATOR | CBCN01906 | RESPIRATORY | Pavilion |  |  | 11/20/2009 |  | 11/20/19 |  |  | NO | YES |  |  |  |  | GE MEDICAL SYSTEMS 10366537 CBCN01906 |  |  | Active |  | 11:11:11:11:11:11 |  | Life Support | 6M:00-MFG | 08/29/2019 | 02/01/2020 | COOPER UNIVERSITY HOSPITAL |  |  | #14 |  | KATHY LOFLAND
|  | GE HEALTHCARE | ENGSTROM CARESTATION | VENTILATOR | CBCN01926 | RESPIRATORY | Pavilion |  |  | 11/20/2009 |  | 11/20/19 |  |  | NO | YES |  |  |  |  | GE MEDICAL SYSTEMS 10366347 CBCN01926 |  |  | Active |  | 11:11:11:11:11:11 |  | Life Support | 6M:00-MFG | 08/27/2019 | 02/01/2020 | COOPER UNIVERSITY HOSPITAL |  |  | GE 12 |  | KATHY LOFLAND
|  | GE HEALTHCARE | ENGSTROM CARESTATION | VENTILATOR | CBCM00349 |  | Pavilion | [7 empty] | NO | YES
|  | GE HEALTHCARE | ENGSTROM CARESTATION | VENTILATOR | CBCM00462 | RESPIRATORY | Pavilion |  |  | 04/08/2008 |  | 4/8/18 |  |  | NO | YES |  |  |  |  | GE MEDICAL SYSTEMS 10365257 CBCM00462 |  |  | Active |  | 11:11:11:11:11:11 |  | Life Support | 6M:00-MFG | 08/27/2019 | 02/01/2020 | COOPER UNIVERSITY HOSPITAL |  |  | #8 |  | KATHY LOFLAND
|  | GE HEALTHCARE | ENGSTROM CARESTATION | VENTILATOR | CBCM00334 | RESPIRATORY | Pavilion |  |  | 04/10/2008 |  | 4/10/18 |  |  | NO | YES |  |  |  |  | GE MEDICAL SYSTEMS 10364958 CBCM00334 |  |  | Active |  | 11:11:11:11:11:11 |  | Life Support | 6M:00-MFG | 08/27/2019 | 02/01/2020 | COOPER UNIVERSITY HOSPITAL |  |  | #7 |  | KATHY LOFLAND
|  | GE HEALTHCARE | ENGSTROM CARESTATION | VENTILATOR | CBCM00453 | RESPIRATORY | Pavilion |  |  | 04/10/2008 |  | 4/10/18 |  |  | NO | YES |  |  |  |  | GE MEDICAL SYSTEMS 10357205 CBCM00453 |  |  | Active |  | 11:11:11:11:11:11 |  | Life Support | 6M:00-MFG | 08/27/2019 | 02/01/2020 | COOPER UNIVERSITY HOSPITAL |  |  | #6 |  | KATHY LOFLAND
|  | GE HEALTHCARE | ENGSTROM CARESTATION | VENTILATOR | CBCN01853 | RESPIRATORY | Pavilion |  |  | 11/20/2009 |  | 11/20/19 |  |  | NO | YES |  |  |  |  | GE MEDICAL SYSTEMS 10357118 CBCN01853 |  |  | Active |  | 11:11:11:11:11:11 |  | Life Support | 6M:00-MFG | 08/27/2019 | 02/01/2020 | COOPER UNIVERSITY HOSPITAL |  |  | #10 |  | KATHY LOFLAND
|  | GE HEALTHCARE | ENGSTROM CARESTATION | VENTILATOR | CBCN01908 |  | Pavilion | [7 empty] | NO | YES
|  | HAMILTON MEDICAL, INC. | C1 | VENTILATOR |  |  | Kelemen | [7 empty] | YES | YES
|  | HAMILTON MEDICAL, INC. | C1 | VENTILATOR |  |  | Kelemen | [7 empty] | NO | YES
|  | HAMILTON MEDICAL, INC. | C1 | VENTILATOR |  | RESPIRATORY | Kelemen |  |  | 09/26/2019 |  | 9/26/29 |  |  | NO | YES |  |  |  |  | HAMILTON MEDICAL, INC. 30142912 3592 |  |  | Active |  | 99:99:99:99:99:99 |  | Life Support | 6M:00-MFG | 09/26/2019 | 09/26/2019 | COOPER UNIVERSITY HOSPITAL |  |  | PICU back room |  | KATHY LOFLAND |  |  |  | 09/26/2019 | 09/26/2019 |  |  |  |  | 09/26/2019 | 09/26/2019
|  | LIFE SUPPORT PRODUCTS | AUTOVENT 2000 | VENTILATOR |  | ANESTHESIOLOGY | Dorrance |  |  | 08/06/2015 |  | 8/6/25 |  |  | NO | YES |  |  |  |  | LIFE SUPPORT PRODUCTS 10349373 20140625002 |  |  | Active |  | 99:99:99:99:99:99 |  | Life Support | 6M:00-MFG | 10/30/2019 | 04/01/2020 | COOPER UNIVERSITY HOSPITAL |  |  | L |  | GIACINTA ROUPAS
|  | MAQUET CORP | SERVO I | VENTILATOR |  | RESPIRATORY | Pavilion |  |  | 09/17/2013 |  | 9/17/23 |  |  | NO | YES |  |  |  |  | MAQUET CORP 10369060 74146 |  |  | Active |  | 99:99:99:99:99:99 |  | Life Support | 6M:00-MFG | 10/22/2019 | 03/01/2020 | COOPER UNIVERSITY HOSPITAL |  |  | #33 |  | KATHY LOFLAND
|  | MAQUET CORP | SERVO I | VENTILATOR |  | RESPIRATORY | Kelemen | Basement |  | 12/05/2006 |  | 12/5/16 |  |  | NO | YES |  |  |  |  | MAQUET CORP 10369055 26307 |  |  | Active |  | 99:99:99:99:99:99 |  | Life Support | 1Y:00-MFG 3Y:00-BAT 5Y:00-BAT2 | 08/28/2019 | 08/01/2020 | COOPER UNIVERSITY HOSPITAL |  |  | #11 |  | KATHY LOFLAND
|  | MAQUET CORP | SERVO I | VENTILATOR |  | RESPIRATORY | Kelemen |  |  | 07/01/2015 |  | 7/1/25 |  |  | NO | YES |  |  |  |  | MAQUET CORP 10368972 80763 |  |  | Active |  | 99:99:99:99:99:99 |  | Life Support | 1Y:00-MFG 3Y:00-BAT 5Y:00-BAT2 | 03/26/2019 | 03/01/2020 | COOPER UNIVERSITY HOSPITAL |  |  | #47 |  | KATHY LOFLAND
|  | MAQUET CORP | SERVO I | VENTILATOR | 80764 | RESPIRATORY | Kelemen |  |  | 07/01/2015 |  | 7/1/25 |  |  | NO | YES |  |  |  |  | MAQUET CORP 10368973 80764 |  |  | Active |  | 99:99:99:99:99:99 |  | Life Support | 1Y:00-MFG 3Y:00-BAT 5Y:00-BAT2 | 03/26/2019 | 03/01/2020 | COOPER UNIVERSITY HOSPITAL |  |  | #48 |  | KATHY LOFLAND
|  | MAQUET CORP | SERVO I | VENTILATOR |  | RESPIRATORY | Kelemen |  |  | 07/01/2015 |  | 7/1/25 |  |  | NO | YES |  |  |  |  | MAQUET CORP 10368971 80762 |  |  | Active |  | 99:99:99:99:99:99 |  | Life Support | 1Y:00-MFG 3Y:00-BAT 5Y:00-BAT2 | 03/26/2019 | 03/01/2020 | COOPER UNIVERSITY HOSPITAL |  |  | #46 |  | KATHY LOFLAND
|  | MAQUET CORP | SERVO I | VENTILATOR |  | RESPIRATORY | Kelemen |  |  | 07/01/2015 |  | 7/1/25 |  |  | NO | YES |  |  |  |  | MAQUET CORP 10368970 80761 |  |  | Active |  | 99:99:99:99:99:99 |  | Life Support | 1Y:00-MFG 3Y:00-BAT 5Y:00-BAT2 | 03/26/2019 | 03/01/2020 | COOPER UNIVERSITY HOSPITAL |  |  | #45 |  | KATHY LOFLAND
|  | MAQUET CORP | SERVO I | VENTILATOR |  | RESPIRATORY | Kelemen |  |  | 07/01/2015 |  | 7/1/25 |  |  | NO | YES |  |  |  |  | MAQUET CORP 10368968 80759 |  |  | Active |  | 99:99:99:99:99:99 |  | Life Support | 1Y:00-MFG 3Y:00-BAT 5Y:00-BAT2 | 06/05/2019 | 03/01/2020 | COOPER UNIVERSITY HOSPITAL |  |  | #43 |  | KATHY LOFLAND
|  | MAQUET CORP | SERVO I | VENTILATOR | 26314 | RESPIRATORY | Kelemen | BASEMENT |  | 12/05/2006 |  | 12/5/16 |  |  | NO | YES |  |  |  |  | MAQUET CORP 10368919 26314 |  |  | Active |  | 99:99:99:99:99:99 |  | Life Support | 6M:00-MFG | 08/28/2019 | 02/01/2020 | COOPER UNIVERSITY HOSPITAL |  |  | #19 |  | KATHY LOFLAND
|  | MAQUET CORP | SERVO I | VENTILATOR | 26312 | RESPIRATORY | Pavilion |  |  | 12/05/2006 |  | 12/5/16 |  |  | NO | YES |  |  |  |  | MAQUET CORP 10368918 26312 |  |  | Active |  | 99:99:99:99:99:99 |  | Life Support | 6M:00-MFG | 08/27/2019 | 02/01/2020 | COOPER UNIVERSITY HOSPITAL |  |  | #12 |  | KATHY LOFLAND
|  | MAQUET CORP | SERVO I | VENTILATOR |  | RESPIRATORY | Pavilion |  |  | 02/01/2003 |  | 2/1/13 |  |  | NO | YES |  |  |  |  | MAQUET CORP 10368597 05374 |  |  | Active |  | 99:99:99:99:99:99 |  | Life Support | 1Y:00-MFG 3Y:00-BAT 5Y:00-BAT2 | 08/27/2019 | 08/01/2020 | COOPER UNIVERSITY HOSPITAL |  |  | #07 |  | KATHY LOFLAND
|  | MAQUET CORP | SERVO I | VENTILATOR |  | RESPIRATORY | Kelemen |  |  | 01/01/1900 |  |  |  |  | NO | YES |  |  |  |  | MAQUET CORP 10368596 Not Known |  |  | Active |  | 99:99:99:99:99:99 |  | High Risk | 1Y:00-MFG | 03/26/2019 | 03/01/2020 | COOPER UNIVERSITY HOSPITAL |  |  | Servo I 36 |  | KATHY LOFLAND
|  | MAQUET CORP | SERVO I | VENTILATOR |  | RESPIRATORY | Kelemen |  |  | 09/17/2013 |  | 9/17/23 |  |  | NO | YES |  |  |  |  | MAQUET CORP 10368595 74144 |  |  | Active |  | 99:99:99:99:99:99 |  | Life Support | 1Y:00-MFG 3Y:00-BAT 5Y:00-BAT2 | 03/21/2019 | 03/01/2020 | COOPER UNIVERSITY HOSPITAL |  |  | #36 |  | KATHY LOFLAND
|  | MAQUET CORP | SERVO I | VENTILATOR |  | RESPIRATORY | Kelemen |  |  | 09/17/2013 |  | 9/17/23 |  |  | NO | YES |  |  |  |  | MAQUET CORP 10368592 74147 |  |  | Active |  | 99:99:99:99:99:99 |  | Life Support | 1Y:00-MFG 3Y:00-BAT 5Y:00-BAT2 | 03/11/2019 | 03/01/2020 | COOPER UNIVERSITY HOSPITAL |  |  | PAV 056 |  | KATHY LOFLAND
|  | MAQUET CORP | SERVO I | VENTILATOR |  | RESPIRATORY | Kelemen |  |  | 07/28/2011 |  | 7/28/21 |  |  | NO | YES |  |  |  |  | MAQUET CORP 10368507 54930 |  |  | Active |  | 99:99:99:99:99:99 |  | Life Support | 1Y:00-MFG 3Y:00-BAT 5Y:00-BAT2 | 08/27/2019 | 08/01/2020 | COOPER UNIVERSITY HOSPITAL |  |  | PACU |  | KATHY LOFLAND
|  | MAQUET CORP | SERVO I | VENTILATOR |  | RESPIRATORY | Kelemen | BASEMENT |  | 07/28/2011 |  | 7/28/21 |  |  | NO | YES |  |  |  |  | MAQUET CORP 10368488 54665 |  |  | Active |  | 99:99:99:99:99:99 |  | Life Support | 1Y:00-MFG 3Y:00-BAT 5Y:00-BAT2 | 08/27/2019 | 08/01/2020 | COOPER UNIVERSITY HOSPITAL |  |  | PACU |  | KATHY LOFLAND
|  | MAQUET CORP | SERVO I | VENTILATOR |  | RESPIRATORY | Kelemen |  |  | 02/01/2003 |  | 2/1/13 |  |  | NO | YES |  |  |  |  | MAQUET CORP 10368175 05414 |  |  | Active |  | 99:99:99:99:99:99 |  | Life Support | 6M:00-MFG | 08/27/2019 | 02/01/2020 | COOPER UNIVERSITY HOSPITAL |  |  | #03 |  | KATHY LOFLAND
|  | MAQUET CORP | SERVO I | VENTILATOR |  | RESPIRATORY | Pavilion |  |  | 09/26/2011 |  | 9/26/21 |  |  | NO | YES |  |  |  |  | MAQUET CORP 10366639 56305 |  |  | Active |  | 99:99:99:99:99:99 |  | Life Support | 6M:00-MFG | 08/27/2019 | 02/01/2020 | COOPER UNIVERSITY HOSPITAL |  |  | #27 |  | KATHY LOFLAND
|  | MAQUET CORP | SERVO I | VENTILATOR |  | RESPIRATORY | Kelemen | BASEMENT |  | 09/17/2013 |  | 9/17/23 |  |  | NO | YES |  |  |  |  | MAQUET CORP 10366543 74141 |  |  | Active |  | 99:99:99:99:99:99 |  | Life Support | 6M:00-MFG | 09/30/2019 | 03/01/2020 | COOPER UNIVERSITY HOSPITAL |  |  | #34 |  | KATHY LOFLAND
|  | MAQUET CORP | SERVO I | VENTILATOR |  | RESPIRATORY | Pavilion |  |  | 12/05/2006 |  | 12/5/16 |  |  | NO | YES |  |  |  |  | MAQUET CORP 10366406 26306 |  |  | Active |  | 99:99:99:99:99:99 |  | Life Support | 6M:00-MFG | 08/28/2019 | 02/01/2020 | COOPER UNIVERSITY HOSPITAL |  |  | #13 |  | KATHY LOFLAND
|  | MAQUET CORP | SERVO I | VENTILATOR | 56306 | RESPIRATORY | Kelemen |  |  | 09/26/2011 |  | 9/26/21 |  |  | NO | YES |  |  |  |  | MAQUET CORP 10366405 56306 |  |  | Active |  | 99:99:99:99:99:99 |  | Life Support | 6M:00-MFG | 08/27/2019 | 02/01/2020 | COOPER UNIVERSITY HOSPITAL |  |  | #28 |  | KATHY LOFLAND
|  | MAQUET CORP | SERVO I | VENTILATOR |  | RESPIRATORY | Kelemen | Basement |  | 01/01/1900 |  |  |  |  | NO | YES |  |  |  |  | MAQUET CORP 10366398 004157 |  |  | Active |  | 99:99:99:99:99:99 |  | Alarm | PAAR:00-PVAR | 11/02/2019 |  | COOPER UNIVERSITY HOSPITAL |  |  | IN SERVO I/15 |  | KATHY LOFLAND
|  | MAQUET CORP | SERVO I | VENTILATOR |  | RESPIRATORY | Kelemen | Basement |  | 12/05/2006 |  | 12/5/16 |  |  | NO | YES |  |  |  |  | MAQUET CORP 10366394 26310 |  |  | Active |  | 99:99:99:99:99:99 |  | Life Support | 6M:00-MFG | 08/27/2019 | 02/01/2020 | COOPER UNIVERSITY HOSPITAL |  |  |  |  | KATHY LOFLAND
|  | MAQUET CORP | SERVO I | VENTILATOR |  | RESPIRATORY | Kelemen |  |  | 09/26/2011 |  | 9/26/21 |  |  | NO | YES |  |  |  |  | MAQUET CORP 10366395 7321 |  |  | Active |  | 99:99:99:99:99:99 |  | Alarm | PAAR:00-PVAR | 11/02/2019 |  | COOPER UNIVERSITY HOSPITAL |  |  | IN SERVO I/17 | WOT00000002205544 | KATHY LOFLAND | Disposition | Closed | Michael Youch | 02/14/2019 | 05/17/2019 | Bulk Disposition CNL
|  | MAQUET CORP | SERVO I | VENTILATOR |  | RESPIRATORY | Kelemen |  |  | 09/17/2013 |  | 9/17/23 |  |  | NO | YES |  |  |  |  | MAQUET CORP 10366352 74148 |  |  | Active |  | 99:99:99:99:99:99 |  | Life Support | 6M:00-MFG | 09/24/2019 | 03/01/2020 | COOPER UNIVERSITY HOSPITAL |  |  | #41 |  | KATHY LOFLAND
|  | MAQUET CORP | SERVO I | VENTILATOR |  | RESPIRATORY | Kelemen |  |  | 09/26/2011 |  | 9/26/21 |  |  | NO | YES |  |  |  |  | MAQUET CORP 10366334 56302 |  |  | Active |  | 99:99:99:99:99:99 |  | Life Support | 6M:00-MFG | 08/01/2019 | 02/01/2020 | COOPER UNIVERSITY HOSPITAL |  |  | #24 |  | KATHY LOFLAND
|  | MAQUET CORP | SERVO I | VENTILATOR |  | RESPIRATORY | Kelemen | BASEMENT |  | 09/26/2011 |  | 9/26/21 |  |  | NO | YES |  |  |  |  | MAQUET CORP 10365444 56307 |  |  | Active |  | 99:99:99:99:99:99 |  | Life Support | 6M:00-MFG | 08/27/2019 | 02/01/2020 | COOPER UNIVERSITY HOSPITAL |  |  | #29 |  | KATHY LOFLAND
|  | MAQUET CORP | SERVO I | VENTILATOR |  | RESPIRATORY | Kelemen | Basement |  | 09/17/2013 |  | 9/17/23 |  |  | NO | YES | Asset Tag 10365410 |  |  |  | MAQUET CORP 10365410 74142 |  |  | Active |  | 99:99:99:99:99:99 |  | Life Support | 6M:00-MFG | 09/30/2019 | 03/01/2020 | COOPER UNIVERSITY HOSPITAL |  |  | #37 |  | KATHY LOFLAND
|  | MAQUET CORP | SERVO I | VENTILATOR |  | RESPIRATORY | Kelemen | Basement |  | 12/05/2006 |  | 12/5/16 |  |  | NO | YES |  |  |  |  | MAQUET CORP 10365172 26305 |  |  | Active |  | 99:99:99:99:99:99 |  | Life Support | 1Y:00-MFG 3Y:00-BAT 5Y:00-BAT2 | 08/27/2019 | 08/01/2020 | COOPER UNIVERSITY HOSPITAL |  |  | #15 |  | KATHY LOFLAND
|  | MAQUET CORP | SERVO I | VENTILATOR |  | RESPIRATORY | Kelemen |  |  | 09/17/2013 |  | 9/17/23 |  |  | NO | YES |  |  |  |  | MAQUET CORP 10365060 74145 |  |  | Active |  | 99:99:99:99:99:99 |  | Life Support | 6M:00-MFG | 09/24/2019 | 03/01/2020 | COOPER UNIVERSITY HOSPITAL |  |  | #32 |  | KATHY LOFLAND
|  | MAQUET CORP | SERVO I | VENTILATOR |  | RESPIRATORY | Pavilion |  |  | 12/05/2006 |  | 12/5/16 |  |  | NO | YES |  |  |  |  | MAQUET CORP 10365050 26313 |  |  | Active |  | 99:99:99:99:99:99 |  | Life Support | 6M:00-MFG | 08/27/2019 | 02/01/2020 | COOPER UNIVERSITY HOSPITAL |  |  | #16 |  | KATHY LOFLAND
|  | MAQUET CORP | SERVO I | VENTILATOR |  | RESPIRATORY | Kelemen |  |  | 02/08/2003 |  | 2/8/13 |  |  | NO | YES |  |  |  |  | MAQUET CORP 10360428 05370 |  |  | Active |  | 99:99:99:99:99:99 |  | Life Support | 6M:00-MFG | 08/27/2019 | 02/01/2020 | COOPER UNIVERSITY HOSPITAL |  |  | #06 |  | KATHY LOFLAND
|  | MAQUET CORP | SERVO I | VENTILATOR |  | RESPIRATORY | Kelemen | BASEMENT |  | 09/26/2011 |  | 9/26/21 |  |  | NO | YES |  |  |  |  | MAQUET CORP 10357175 56299 |  |  | Active |  | 99:99:99:99:99:99 |  | Life Support | 1Y:00-MFG 3Y:00-BAT 5Y:00-BAT2 | 08/27/2019 | 08/01/2020 | COOPER UNIVERSITY HOSPITAL |  |  | #21 |  | KATHY LOFLAND
|  | MAQUET CORP | SERVO I | VENTILATOR | 74143 | RESPIRATORY | Kelemen |  |  | 09/17/2013 |  | 9/17/23 |  |  | NO | YES |  |  |  |  | MAQUET CORP 10357151 74143 |  |  | Active |  | 99:99:99:99:99:99 |  | Life Support | 1Y:00-MFG 3Y:00-BAT 5Y:00-BAT2 | 03/21/2019 | 03/01/2020 | COOPER UNIVERSITY HOSPITAL |  |  | #38 |  | KATHY LOFLAND
|  | MAQUET CORP | SERVO I | VENTILATOR |  | RESPIRATORY | Kelemen |  |  | 09/17/2013 |  | 9/17/23 |  |  | NO | YES |  |  |  |  | MAQUET CORP 10357116 74150 |  |  | Active |  | 99:99:99:99:99:99 |  | Life Support | 1Y:00-MFG 3Y:00-BAT 5Y:00-BAT2 | 03/11/2019 | 03/01/2020 | COOPER UNIVERSITY HOSPITAL |  |  | #40 |  | KATHY LOFLAND
|  | MAQUET CORP | SERVO I | VENTILATOR |  | RESPIRATORY | Kelemen |  |  | 02/01/2003 |  | 2/1/13 |  |  | NO | YES |  |  |  |  | MAQUET CORP 10356041 05403 |  |  | Active |  | 99:99:99:99:99:99 |  | Life Support | 6M:00-MFG | 08/27/2019 | 02/01/2020 | COOPER UNIVERSITY HOSPITAL |  |  | #02 |  | KATHY LOFLAND
|  | MAQUET CORP | SERVO I | VENTILATOR |  | RESPIRATORY | Kelemen |  |  | 12/05/2006 |  | 12/5/16 |  |  | NO | YES |  |  |  |  | MAQUET CORP 10355749 26309 |  |  | Active |  | 99:99:99:99:99:99 |  | Life Support | 6M:00-MFG | 08/28/2019 | 02/01/2020 | COOPER UNIVERSITY HOSPITAL |  |  | #18 |  | KATHY LOFLAND
|  | MAQUET CORP | SERVO I | VENTILATOR |  | RESPIRATORY | Kelemen |  |  | 02/01/2003 |  | 2/1/13 |  |  | NO | YES |  |  |  |  | MAQUET CORP 10355732 05366 |  |  | Active |  | 99:99:99:99:99:99 |  | Life Support | 6M:00-MFG | 08/27/2019 | 02/01/2020 | COOPER UNIVERSITY HOSPITAL |  |  | #01 |  | KATHY LOFLAND
|  | MAQUET CORP | SERVO I | VENTILATOR |  | RESPIRATORY | Kelemen |  |  | 09/26/2011 |  | 9/26/21 |  |  | NO | YES |  |  |  |  | MAQUET CORP 10355716 56303 |  |  | Active |  | 99:99:99:99:99:99 |  | Life Support | 6M:00-MFG | 08/27/2019 | 02/01/2020 | COOPER UNIVERSITY HOSPITAL |  |  | #25 |  | KATHY LOFLAND
|  | MAQUET CORP | SERVO I | VENTILATOR |  | RESPIRATORY | Kelemen |  |  | 02/01/2003 |  | 2/1/13 |  |  | NO | YES |  |  |  |  | MAQUET CORP 10355697 05391 |  |  | Active |  | 99:99:99:99:99:99 |  | Life Support | 6M:00-MFG | 08/27/2019 | 02/01/2020 | COOPER UNIVERSITY HOSPITAL |  |  | #08 |  | KATHY LOFLAND
|  | MAQUET CORP | SERVO I | VENTILATOR |  | RESPIRATORY | Kelemen |  |  | 12/05/2006 |  | 12/5/16 |  |  | NO | YES |  |  |  |  | MAQUET CORP 10355642 26311 |  |  | Active |  | 99:99:99:99:99:99 |  | Life Support | 6M:00-MFG | 08/27/2019 | 02/01/2020 | COOPER UNIVERSITY HOSPITAL |  |  | #14 |  | KATHY LOFLAND
|  | MAQUET CORP | SERVO I | VENTILATOR |  | RESPIRATORY | Kelemen |  |  | 02/01/2003 |  | 2/1/13 |  |  | NO | YES |  |  |  |  | MAQUET CORP 10348294 05398 |  |  | Active |  | 99:99:99:99:99:99 |  | Life Support | 6M:00-MFG | 08/29/2019 | 02/01/2020 | COOPER UNIVERSITY HOSPITAL |  |  | #09 |  | KATHY LOFLAND
|  | MAQUET CORP | SERVO I | VENTILATOR |  | RESPIRATORY | Pavilion |  |  | 02/01/2003 |  | 2/1/13 |  |  | NO | YES |  |  |  |  | MAQUET CORP 10347612 05382 |  |  | Active |  | 99:99:99:99:99:99 |  | Life Support | 1Y:00-MFG 3Y:00-BAT 5Y:00-BAT2 | 08/30/2019 | 08/01/2020 | COOPER UNIVERSITY HOSPITAL |  |  | #04 |  | KATHY LOFLAND
|  | MAQUET CORP | SERVO I | VENTILATOR |  | RESPIRATORY | Kelemen |  |  | 09/26/2011 |  | 9/26/21 |  |  | NO | YES |  |  |  |  | MAQUET CORP 10347614 56300 |  |  | Active |  | 99:99:99:99:99:99 |  | Life Support | 6M:00-MFG | 08/27/2019 | 02/01/2020 | COOPER UNIVERSITY HOSPITAL |  |  | #22 |  | KATHY LOFLAND
|  | MAQUET CORP | SERVO I | VENTILATOR |  | RESPIRATORY | Kelemen |  |  | 12/05/2006 |  | 12/5/16 |  |  | NO | YES |  |  |  |  | MAQUET CORP 10346472 26308 |  |  | Active |  | 99:99:99:99:99:99 |  | Life Support | 6M:00-MFG | 08/30/2019 | 02/01/2020 | COOPER UNIVERSITY HOSPITAL |  |  | #10 |  | KATHY LOFLAND
|  | MAQUET CORP | SERVO I | VENTILATOR |  | RESPIRATORY | Kelemen | BASEMENT |  | 09/26/2011 |  | 9/26/21 |  |  | NO | YES |  |  |  |  | MAQUET CORP 10346465 56298 |  |  | Active |  | 99:99:99:99:99:99 |  | Life Support | 6M:00-MFG | 08/30/2019 | 02/01/2020 | COOPER UNIVERSITY HOSPITAL |  |  | #20 |  | KATHY LOFLAND
|  | MAQUET CORP | SERVO I | VENTILATOR |  | RESPIRATORY | Kelemen | BASEMENT |  | 09/17/2013 |  | 9/17/23 |  |  | NO | YES |  |  |  |  | MAQUET CORP 10346454 74149 |  |  | Active |  | 99:99:99:99:99:99 |  | Life Support | 6M:00-MFG | 09/27/2019 | 03/01/2020 | COOPER UNIVERSITY HOSPITAL |  |  | #39 |  | KATHY LOFLAND
|  | MAQUET CORP | SERVO I | VENTILATOR |  | RESPIRATORY | Kelemen |  |  | 02/01/2003 |  | 2/1/13 |  |  | NO | YES |  |  |  |  | MAQUET CORP 10346422 05410 |  |  | Active |  | 99:99:99:99:99:99 |  | Life Support | 6M:00-MFG | 08/27/2019 | 02/01/2020 | COOPER UNIVERSITY HOSPITAL |  |  | #05 |  | KATHY LOFLAND
|  | PERCUSSIONAIRE CORPORATION | IPV-1 | VENTILATOR | IPI20010036 | RESPIRATORY | Kelemen | BASEMENT |  | 01/01/1900 |  |  |  |  | NO | YES |  |  |  |  | PERCUSSIONAIRE CORPORATION 10368600 IPI20010036 |  |  | Active |  | 99:99:99:99:99:99 |  | Equipment | 1Y:00-MFG | 03/15/2019 | 03/01/2020 | COOPER UNIVERSITY HOSPITAL |  |  | STORAGE |  | KATHY LOFLAND
|  | PERCUSSIONAIRE CORPORATION | IPV-1C | VENTILATOR |  |  | Kelemen | BASEMENT | [6 empty] | YES | YES
|  | PERCUSSIONAIRE CORPORATION | IPV-1C | VENTILATOR | 1PVC1157 | RESPIRATORY | Kelemen | BASEMENT |  | 01/14/2009 |  | 1/14/14 |  |  | NO | YES |  |  |  |  | PERCUSSIONAIRE CORPORATION 10369068 1PVC1157 |  |  | Active |  | 99:99:99:99:99:99 |  | Equipment | 1Y:00-MFG | 03/15/2019 | 03/01/2020 | COOPER UNIVERSITY HOSPITAL |  |  | 3RD FLOOR STORAGE |  | KATHY LOFLAND
|  | PERCUSSIONAIRE CORPORATION | IPV-1C | VENTILATOR | 1PV1C2161 | RESPIRATORY | Kelemen |  |  | 01/01/2013 |  | 1/1/18 |  |  | NO | YES |  |  |  |  | PERCUSSIONAIRE CORPORATION 10365262 1PV1C2161 |  |  | Active |  | 99:99:99:99:99:99 |  | Equipment | 1Y:00-MFG | 03/15/2019 | 03/01/2020 | COOPER UNIVERSITY HOSPITAL |  |  | ICU EQUIP |  | KATHY LOFLAND
|  | PHILIPS MEDICAL SYSTEMS | V60 | VENTILATOR |  | RESPIRATORY | Pavilion |  |  | 04/29/2014 |  | 4/29/24 |  |  | NO | YES |  |  |  |  | PHILIPS MEDICAL SYSTEMS 10368591 201008117 |  |  | Active |  | 99:99:99:99:99:99 |  | Life Support | 1Y:00-MFG 5Y:00-BAT | 09/26/2019 | 09/01/2020 | COOPER UNIVERSITY HOSPITAL |  |  | STORAGE RESPIRATOR |  | KATHY LOFLAND
|  | PHILIPS MEDICAL SYSTEMS | V60 | VENTILATOR |  | RESPIRATORY | Kelemen |  |  | 11/18/2009 |  | 11/18/19 |  |  | NO | YES |  |  |  |  | PHILIPS MEDICAL SYSTEMS 10368588 100009328 |  |  | Active |  | 99:99:99:99:99:99 |  | Life Support | 1Y:00-MFG 5Y:00-BAT | 08/29/2019 | 08/01/2020 | COOPER UNIVERSITY HOSPITAL |  |  | #5 |  | KATHY LOFLAND
|  | PHILIPS MEDICAL SYSTEMS | V60 | VENTILATOR |  | RESPIRATORY | Pavilion |  |  | 09/19/2011 |  | 9/19/21 |  |  | NO | YES |  |  |  |  | PHILIPS MEDICAL SYSTEMS 10367628 100039421 |  |  | Active |  | 99:99:99:99:99:99 |  | Life Support | 1Y:00-MFG 5Y:00-BAT | 08/27/2019 | 08/01/2020 | COOPER UNIVERSITY HOSPITAL |  |  | V60 #7 |  | KATHY LOFLAND
|  | PHILIPS MEDICAL SYSTEMS | V60 | VENTILATOR |  | RESPIRATORY | Kelemen |  |  | 09/19/2011 |  | 9/19/21 |  |  | NO | YES |  |  |  |  | PHILIPS MEDICAL SYSTEMS 10367627 100039425 |  |  | Active |  | 99:99:99:99:99:99 |  | Life Support | 1Y:00-MFG 5Y:00-BAT | 08/28/2019 | 08/01/2020 | COOPER UNIVERSITY HOSPITAL |  |  | ICU |  | KATHY LOFLAND
|  | PHILIPS MEDICAL SYSTEMS | V60 | VENTILATOR |  | RESPIRATORY | Pavilion |  |  | 09/19/2011 |  | 9/19/21 |  |  | NO | YES |  |  |  |  | PHILIPS MEDICAL SYSTEMS 10365263 100039422 |  |  | Active |  | 99:99:99:99:99:99 |  | Life Support | 1Y:00-MFG 5Y:00-BAT | 08/27/2019 | 08/01/2020 | COOPER UNIVERSITY HOSPITAL |  |  | #8 |  | KATHY LOFLAND
|  | PHILIPS MEDICAL SYSTEMS | V60 | VENTILATOR |  | RESPIRATORY | Pavilion |  |  | 09/19/2011 |  | 9/19/21 |  |  | NO | YES |  |  |  |  | PHILIPS MEDICAL SYSTEMS 10356386 100040735 |  |  | Active |  | 99:99:99:99:99:99 |  | Life Support | 1Y:00-MFG 5Y:00-BAT | 08/01/2019 | 08/01/2020 | COOPER UNIVERSITY HOSPITAL |  |  | L |  | KATHY LOFLAND
|  | PHILIPS MEDICAL SYSTEMS | V60 | VENTILATOR |  | RESPIRATORY | Kelemen | Basement |  | 11/18/2009 |  | 11/18/19 |  |  | NO | YES |  |  |  |  | PHILIPS MEDICAL SYSTEMS 10356092 100009261 |  |  | Active |  | 99:99:99:99:99:99 |  | Life Support | 1Y:00-MFG 5Y:00-BAT | 08/29/2019 | 08/01/2020 | COOPER UNIVERSITY HOSPITAL |  |  | #6 |  | KATHY LOFLAND
|  | PHILIPS MEDICAL SYSTEMS | V60 | VENTILATOR |  | RESPIRATORY | Kelemen | BASEMENT |  | 11/18/2009 |  | 11/18/19 |  |  | NO | YES |  |  |  |  | PHILIPS MEDICAL SYSTEMS 10356035 100009256 |  |  | Active |  | 99:99:99:99:99:99 |  | Life Support | 1Y:00-MFG 5Y:00-BAT | 08/29/2019 | 08/01/2020 | COOPER UNIVERSITY HOSPITAL |  |  | ICU |  | KATHY LOFLAND
|  | PHILIPS MEDICAL SYSTEMS | V60 | VENTILATOR |  | RESPIRATORY | Kelemen | BASEMENT |  | 02/21/2019 |  | 2/21/29 |  |  | NO | YES |  |  |  |  | PHILIPS MEDICAL SYSTEMS 30144925 100039413 |  |  | Active | 30144925, 21777 | 99:99:99:99:99:99 |  | Life Support | 1Y:00-MFG 5Y:00-BAT | 02/21/2019 | 02/21/2019 | COOPER UNIVERSITY HOSPITAL |  |  | V60 #3 |  | KATHY LOFLAND |  |  |  | 02/21/2019 | 02/21/2019 |  |  |  |  | 02/21/2019 | 02/21/2019
|  | PHILIPS MEDICAL SYSTEMS | V60 | VENTILATOR |  | RESPIRATORY | Kelemen | BASEMENT |  | 09/19/2011 |  | 9/19/21 |  |  | NO | YES |  |  |  |  | PHILIPS MEDICAL SYSTEMS 10346420 100040737 |  |  | Active |  | 99:99:99:99:99:99 |  | Life Support | 1Y:00-MFG 5Y:00-BAT | 08/28/2019 | 08/01/2020 | COOPER UNIVERSITY HOSPITAL |  |  | RESPIRATORY |  | KATHY LOFLAND
|  | PHILIPS MEDICAL SYSTEMS | V60 | VENTILATOR |  | RESPIRATORY | Kelemen |  |  | 04/29/2014 |  | 4/29/24 |  |  | NO | YES |  |  |  |  | PHILIPS MEDICAL SYSTEMS 10346421 100112563 |  |  | Active |  | 99:99:99:99:99:99 |  | Life Support | 1Y:00-MFG 5Y:00-BAT | 09/01/2019 | 09/01/2020 | COOPER UNIVERSITY HOSPITAL |  |  | V60 #9 |  | KATHY LOFLAND
|  | VIASYS HEALTHCARE | VELA | VENTILATOR | AKT05180 | RESPIRATORY | Kelemen |  |  | 01/14/2010 |  | 1/14/20 |  |  | NO | YES |  |  |  |  | VIASYS HEALTHCARE 10725160 AKT05180 |  |  | Disposition |  |  |  | Life Support | 6M:00-MFG | 08/07/2018 | 03/01/2020 | COOPER UNIVERSITY HOSPITAL |  |  | RESPIRATORY |  | KATHY LOFLAND
|  | VIASYS HEALTHCARE | VELA | VENTILATOR | Akt05082 |  | Kelemen | [7 empty] | NO | YES
|  | VIASYS HEALTHCARE | VELA | VENTILATOR | AKT05179 | RESPIRATORY | Kelemen |  |  | 01/14/2010 |  | 1/14/20 |  |  | NO | YES |  |  |  |  | VIASYS HEALTHCARE 10505119 AKT05179 |  |  | Active |  | 99:99:99:99:99:99 |  | Life Support | 6M:00-MFG | 09/27/2019 | 03/01/2020 | COOPER UNIVERSITY HOSPITAL |  |  | NICU |  | KATHY LOFLAND
|  | VIASYS HEALTHCARE | VELA | VENTILATOR | ACT01180 | RESPIRATORY | Kelemen | Basement |  | 09/08/2002 |  | 9/8/12 |  |  | NO | YES |  |  |  |  | VIASYS HEALTHCARE 10369376 ACT01180 |  |  | Active |  | 99:99:99:99:99:99 |  | Life Support | 6M:00-MFG | 09/30/2019 | 03/01/2020 | COOPER UNIVERSITY HOSPITAL |  |  | EP 1 |  | KATHY LOFLAND
|  | VIASYS HEALTHCARE | VELA | VENTILATOR | AKT05177 | RESPIRATORY | Kelemen |  |  | 01/14/2010 |  | 1/14/20 |  |  | NO | YES |  |  |  |  | VIASYS HEALTHCARE 10347553 AKT05177 |  |  | Active |  | 99:99:99:99:99:99 |  | Life Support | 6M:00-MFG | 09/27/2019 | 03/01/2020 | COOPER UNIVERSITY HOSPITAL |  |  | ANGIO LAB 1 |  | KATHY LOFLAND
|  | VIASYS HEALTHCARE | VELA | VENTILATOR | AKT05110 | RESPIRATORY | Kelemen | BASEMENT |  | 01/14/2010 |  | 1/14/20 |  |  | NO | YES |  |  |  |  | VIASYS HEALTHCARE 10347544 AKT05110 |  |  | Active |  | 99:99:99:99:99:99 |  | Life Support | 6M:00-MFG | 09/26/2019 | 03/01/2020 | COOPER UNIVERSITY HOSPITAL |  |  | CATSCAN ROOM B8 |  | KATHY LOFLAND
|  | VIASYS HEALTHCARE | VELA | VENTILATOR | ACT01317 | RESPIRATORY | Kelemen | BASEMENT |  | 09/08/2002 |  | 9/8/12 |  |  | NO | YES |  |  |  |  | VIASYS HEALTHCARE 10346418 ACT01317 |  |  | Active |  | 99:99:99:99:99:99 |  | Life Support | 6M:00-MFG | 09/26/2019 | 03/01/2020 | COOPER UNIVERSITY HOSPITAL |  |  | RESPIRATORY |  | KATHY LOFLAND
|  | VIASYS HEALTHCARE | VELA | VENTILATOR | AKT05168 | RESPIRATORY | Kelemen | Basement |  | 01/14/2010 |  | 1/14/20 |  |  | NO | YES |  |  |  |  | VIASYS HEALTHCARE 10346417 AKT05168 |  |  | Active |  | 99:99:99:99:99:99 |  | Life Support | 6M:00-MFG | 09/01/2019 | 03/01/2020 | COOPER UNIVERSITY HOSPITAL |  |  | RESPIRATORY |  | KATHY LOFLAND
|  | HALLOWELL EMC |  | VENTILATOR, ANESTHESIA, VETERINARY |  |  | 401 Haddon Ave | [7 empty] | YES | YES
|  | DRAEGER | EVITA XL | VENTILATOR, CONTINUOUS | ARYB-0195 | RESPIRATORY | Dorrance |  |  | 03/13/2007 |  | 3/13/17 |  |  | NO | YES |  |  |  |  | DRAEGER 10365365 ARYB-0195 |  |  | Active |  | 99:99:99:99:99:99 |  | Life Support | 6M:00-MFG | 08/29/2019 | 02/01/2020 | COOPER UNIVERSITY HOSPITAL |  |  | 7TH FLOOR NICU STORAGE |  | KATHY LOFLAND
|  | DRAEGER | EVITA XL | VENTILATOR, CONTINUOUS | ARYB-0194 | RESPIRATORY | Dorrance |  |  | 03/13/2007 |  | 3/13/17 |  |  | NO | YES |  |  |  |  | DRAEGER 10365363 ARYB-0194 |  |  | Active |  | 99:99:99:99:99:99 |  | Life Support | 6M:00-MFG | 08/28/2019 | 02/01/2020 | COOPER UNIVERSITY HOSPITAL |  |  | 7TH FLOOR NICU STORAGE |  | KATHY LOFLAND
|  | DRAEGER | EVITA XL | VENTILATOR, CONTINUOUS | ARYB0196 | RESPIRATORY | Dorrance |  |  | 03/08/2007 |  | 3/8/17 |  |  | NO | YES |  |  |  |  | DRAEGER 10355445 ARYB0196 |  |  | Active |  | 99:99:99:99:99:99 |  | Life Support | 6M:00-MFG | 08/29/2019 | 02/01/2020 | COOPER UNIVERSITY HOSPITAL |  |  | P5 STORAGE RM |  | KATHY LOFLAND
|  | DRAEGER | BABYLOG VN500 | VENTILATOR, CONTINUOUS, INFANT | ASDC-0037 |  | Dorrance | [7 empty] | NO | YES
|  | DRAEGER | BABYLOG VN500 | VENTILATOR, CONTINUOUS, INFANT | ASDC-0085 | RESPIRATORY | Kelemen |  |  | 02/07/2012 |  | 2/7/22 |  |  | NO | YES |  |  |  |  | DRAEGER 10366538 ASDC-0085 |  |  | Active |  | 99:99:99:99:99:99 |  | Life Support | 6M:00-MFG | 09/24/2019 | 03/01/2020 | COOPER UNIVERSITY HOSPITAL |  |  | ICN |  | KATHY LOFLAND
|  | DRAEGER | BABYLOG VN500 | VENTILATOR, CONTINUOUS, INFANT | ASDC-0088 | RESPIRATORY | Dorrance |  |  | 02/07/2012 |  | 2/7/22 |  |  | NO | YES |  |  |  |  | DRAEGER 10355224 ASDC-0088 |  |  | Active |  | 99:99:99:99:99:99 |  | Life Support | 6M:00-MFG | 09/24/2019 | 03/01/2020 | COOPER UNIVERSITY HOSPITAL |  |  | ICN |  | KATHY LOFLAND
|  | DRAEGER | BABYLOG VN500 | VENTILATOR, CONTINUOUS, INFANT | ASDC-0083 | RESPIRATORY | Dorrance |  |  | 02/07/2012 |  | 2/7/22 |  |  | NO | YES |  |  |  |  | DRAEGER 10354872 ASDC-0083 |  |  | Active |  | 99:99:99:99:99:99 |  | Life Support | 6M:00-MFG | 09/26/2019 | 03/01/2020 | COOPER UNIVERSITY HOSPITAL |  |  | INC |  | KATHY LOFLAND
|  | DRAEGER | BABYLOG VN500 | VENTILATOR, CONTINUOUS, INFANT | ASDC-0082 | RESPIRATORY | Dorrance |  |  | 02/07/2012 |  | 2/7/22 |  |  | NO | YES |  |  |  |  | DRAEGER 10354857 ASDC-0082 |  |  | Active |  | 99:99:99:99:99:99 |  | Life Support | 6M:00-MFG | 09/24/2019 | 03/01/2020 | COOPER UNIVERSITY HOSPITAL |  |  | NICU |  | KATHY LOFLAND
|  | DRAEGER | BABYLOG VN500 | VENTILATOR, CONTINUOUS, INFANT | ASDC-0087 | RESPIRATORY | Dorrance |  |  | 02/07/2012 |  | 2/7/22 |  |  | NO | YES |  |  |  |  | DRAEGER 10354806 ASDC-0087 |  |  | Active |  | 99:99:99:99:99:99 |  | Life Support | 6M:00-MFG | 09/26/2019 | 03/01/2020 | COOPER UNIVERSITY HOSPITAL |  |  | ICN |  | KATHY LOFLAND
|  | DRAEGER | BABYLOG VN500 | VENTILATOR, CONTINUOUS, INFANT | ASDC-0081 | RESPIRATORY | Dorrance |  |  | 02/07/2012 |  | 2/7/22 |  |  | NO | YES |  |  |  |  | DRAEGER 10354770 ASDC-0081 |  |  | Active |  | 99:99:99:99:99:99 |  | Life Support | 6M:00-MFG | 09/24/2019 | 03/01/2020 | COOPER UNIVERSITY HOSPITAL |  |  | RESPIRATORY - NICU |  | KATHY LOFLAND
|  | DRAEGER | BABYLOG VN500 | VENTILATOR, CONTINUOUS, INFANT | ASDC-0086 | RESPIRATORY | Dorrance |  |  | 02/07/2012 |  | 2/7/22 |  |  | NO | YES |  |  |  |  | DRAEGER 10346416 ASDC-0086 |  |  | Active |  | 99:99:99:99:99:99 |  | Life Support | 6M:00-MFG | 09/24/2019 | 03/01/2020 | COOPER UNIVERSITY HOSPITAL |  |  | RESPIRATORY |  | KATHY LOFLAND
|  | BUNNELL INC. | LIFE PULSE 203A | VENTILATOR, HIGH FREQUENCY |  | RESPIRATORY | Dorrance |  |  | 07/24/2012 |  | 7/24/22 |  |  | NO | YES |  |  |  |  | BUNNELL INC. 10365370 8020 |  |  | Active |  | 99:99:99:99:99:99 |  | Life Support | 6M:00-MFG | 09/24/2019 | 03/01/2020 | COOPER UNIVERSITY HOSPITAL |  |  | NICU/ storage7 |  | KATHY LOFLAND
|  | SENSORMEDICS CORP. | 3100A | VENTILATOR, OSCILLATING | TMA09182 | RESPIRATORY | Dorrance |  |  | 09/24/2019 |  | 9/24/29 |  |  | NO | YES |  |  |  |  | SENSORMEDICS CORP. 11208398 TMA09182 |  |  | Active |  | 99:99:99:99:99:99 |  | Life Support | 6M:00-MFG | 09/24/2019 | 09/24/2019 | COOPER UNIVERSITY HOSPITAL |  |  | NICU - 54879 hrs |  | KATHY LOFLAND |  |  |  | 09/24/2019 | 09/24/2019 |  |  |  |  | 09/24/2019 | 09/24/2019
|  | SENSORMEDICS CORP. | 3100A | VENTILATOR, OSCILLATING | AHW01057 | RESPIRATORY | Dorrance |  |  | 04/27/2007 |  | 4/27/17 |  |  | NO | YES |  |  |  |  | SENSORMEDICS CORP. 10365368 AHW01057 |  |  | Active |  | 99:99:99:99:99:99 |  | Life Support | 6M:00-MFG | 09/24/2019 | 03/01/2020 | COOPER UNIVERSITY HOSPITAL |  |  | #4 |  | KATHY LOFLAND
|  | SENSORMEDICS CORP. | 3100A | VENTILATOR, OSCILLATING | BAW01211 | RESPIRATORY | Dorrance |  |  | 11/02/2009 |  | 11/2/19 |  |  | NO | YES |  |  |  |  | SENSORMEDICS CORP. 10354826 BAW01211 |  |  | Active |  | 99:99:99:99:99:99 |  | Life Support | 6M:00-MFG | 09/24/2019 | 03/01/2020 | COOPER UNIVERSITY HOSPITAL |  |  |  |  | KATHY LOFLAND
|  | SENSORMEDICS CORP. | 3100A | VENTILATOR, OSCILLATING | TMA09184 | RESPIRATORY | Dorrance |  |  | 03/02/2000 |  | 3/2/10 |  |  | NO | YES |  |  |  |  | SENSORMEDICS CORP. 10354793 TMA09184 |  |  | Active |  | 99:99:99:99:99:99 |  | Life Support | 6M:00-MFG | 09/24/2019 | 03/01/2020 | COOPER UNIVERSITY HOSPITAL |  |  | 54879 hrs |  | KATHY LOFLAND
|  | SENSORMEDICS CORP. | 3100A | VENTILATOR, OSCILLATING | AHW01058 | RESPIRATORY | Kelemen | BASEMENT |  | 04/27/2007 |  | 4/27/17 |  |  | NO | YES |  |  |  |  | SENSORMEDICS CORP. 10346413 AHW01058 |  |  | Active |  | 99:99:99:99:99:99 |  | Life Support | 6M:00-MFG | 09/26/2019 | 03/01/2020 | COOPER UNIVERSITY HOSPITAL |  |  | #1 |  | KATHY LOFLAND
|  | SENSORMEDICS CORP. | 3100B | VENTILATOR, OSCILLATING | BAW01003 | RESPIRATORY | Kelemen |  |  | 11/02/2009 |  | 11/2/19 |  |  | NO | YES |  |  |  |  | SENSORMEDICS CORP. 10368589 BAW01003 |  |  | Active |  | 99:99:99:99:99:99 |  | Life Support | 6M:00-MFG | 09/26/2019 | 03/01/2020 | COOPER UNIVERSITY HOSPITAL |  |  | 03/2019 - 4217 hrs |  | KATHY LOFLAND
|  | CAREFUSION | REVEL | VENTILATOR, TRANSPORT |  | MILLVILLE-AIR MED | 60 Fostertown Rd | Cooper 2 |  | 09/30/2019 |  | 9/30/29 |  |  | NO | YES |  |  |  |  | CAREFUSION 30126248 77371 |  |  | Active |  | 99:99:99:99:99:99 |  | Life Support | 6M:00-MFG | 09/30/2019 | 09/30/2019 | COOPER AMBULATORY OFF-SITES |  |  |  |  | RICK ROHRBACH |  |  |  | 09/30/2019 | 09/30/2019 |  |  |  |  | 09/30/2019 | 09/30/2019
|  | CAREFUSION | REVEL | VENTILATOR, TRANSPORT |  |  | 60 Fostertown Rd | Cooper 2 | [6 empty] | YES | YES
|  | CAREFUSION | REVEL | VENTILATOR, TRANSPORT |  |  | 97 Bogden Blvd | Cooper 1 | [6 empty] | NO | YES
|  | LIFE SUPPORT PRODUCTS | AUTOVENT 4000 | VENTILATOR, TRANSPORT |  | RESPIRATORY | Kelemen | Basement |  | 09/26/2019 |  | 9/26/29 |  |  | NO | YES |  |  |  |  | LIFE SUPPORT PRODUCTS 11208193 201606020001 |  |  | Active |  | 99:99:99:99:99:99 |  | Life Support | 6M:00-MFG | 09/26/2019 | 09/26/2019 | COOPER UNIVERSITY HOSPITAL |  |  | IR ? | WOT00000001551540 | KATHY LOFLAND | Performance Verification | Closed | Michael Youch | 09/26/2019 | 09/26/2019 | Performance Verification for LIFE SUPPORT 11208193 201606020001 | Initial Install of Performance Verification. Device is ready for patient use. |  |  | 09/26/2019 | 09/26/2019
|  | LIFE SUPPORT PRODUCTS | AUTOVENT 4000 | VENTILATOR, TRANSPORT |  | RESPIRATORY | Kelemen |  |  | 02/01/2008 |  | 2/1/18 |  |  | NO | YES |  |  |  |  | LIFE SUPPORT PRODUCTS 10365500 20071109010 |  |  | Active |  | 99:99:99:99:99:99 |  | Life Support | 6M:00-MFG | 08/27/2019 | 02/01/2020 | COOPER UNIVERSITY HOSPITAL |  |  | RESPIRATORY |  | KATHY LOFLAND
|  | LIFE SUPPORT PRODUCTS | AUTOVENT 4000 | VENTILATOR, TRANSPORT |  | RESPIRATORY | Kelemen |  |  | 05/16/2016 |  | 5/16/26 |  |  | NO | YES |  |  |  |  | LIFE SUPPORT PRODUCTS 10364951 201664060002 |  |  | Active |  | 99:99:99:99:99:99 |  | Life Support | 6M:00-MFG | 09/05/2019 | 03/01/2020 | COOPER UNIVERSITY HOSPITAL |  |  | ICU Acintobactor vent |  | KATHY LOFLAND
|  | LIFE SUPPORT PRODUCTS | AUTOVENT 4000 | VENTILATOR, TRANSPORT |  | RESPIRATORY | Kelemen |  |  | 09/10/2014 |  | 9/10/24 |  |  | NO | YES |  |  |  |  | LIFE SUPPORT PRODUCTS 10355717 20140911001 |  |  | Active |  | 99:99:99:99:99:99 |  | Life Support | 6M:00-MFG | 08/28/2019 | 02/01/2020 | COOPER UNIVERSITY HOSPITAL |  |  | resp |  | KATHY LOFLAND
|  | LIFE SUPPORT PRODUCTS | AUTOVENT 4000 | VENTILATOR, TRANSPORT |  |  | 501 Fellowship Rd | [7 empty] | NO | YES
|  | LIFE SUPPORT PRODUCTS | AUTOVENT 4000 | VENTILATOR, TRANSPORT |  | VOORHEES SURGERY CENTER-SURGERY DEPT | 900 Centennial Blvd | Suite E |  | 03/04/2010 |  | 3/4/20 |  |  | NO | YES |  |  |  |  | LIFE SUPPORT PRODUCTS 10346721 20080924002 |  |  | Active |  | 99:99:99:99:99:99 |  | Life Support | 6M:00-MFG | 08/19/2019 | 02/01/2020 | COOPER AMBULATORY OFF-SITES |  |  | PROCEDURE SIDE |  | Theresa Megali
|  | PULMONETIC SYSTEMS | LTV 1000 | VENTILATOR, TRANSPORT | A06244 | RESPIRATORY | Kelemen |  |  | 08/07/2003 |  | 8/7/13 |  |  | NO | YES |  |  |  |  | PULMONETIC SYSTEMS 10369536 A06244 |  |  | Active |  | 99:99:99:99:99:99 |  | Life Support | 6M:00-MFG | 09/30/2019 | 03/01/2020 | COOPER UNIVERSITY HOSPITAL |  |  | RESPIRATORY |  | KATHY LOFLAND
|  | PULMONETIC SYSTEMS | LTV 1000 | VENTILATOR, TRANSPORT | A06250 | RESPIRATORY | Kelemen |  |  | 08/07/2003 |  | 8/7/13 |  |  | NO | YES |  |  |  |  | PULMONETIC SYSTEMS 10360426 A06250 |  |  | Active |  | 99:99:99:99:99:99 |  | Life Support | 6M:00-MFG | 09/27/2019 | 03/01/2020 | COOPER UNIVERSITY HOSPITAL |  |  | PICU 624 |  | KATHY LOFLAND
|  | SMITHS MEDICAL INC | PARAPAC PLUS P310 | VENTILATOR, TRANSPORT |  | RESPIRATORY | Kelemen |  |  | 08/28/2019 |  | 8/28/29 |  |  | NO | YES |  |  |  |  | SMITHS MEDICAL INC 11208419 1601275 |  |  | Active |  | 99:99:99:99:99:99 |  | Life Support | 6M:00-MFG | 08/28/2019 | 08/28/2019 | COOPER UNIVERSITY HOSPITAL |  |  | RESP #5 |  | KATHY LOFLAND |  |  |  | 08/28/2019 | 08/28/2019 |  |  |  |  | 08/28/2019 | 08/28/2019
|  | SMITHS MEDICAL INC | PARAPAC PLUS P310 | VENTILATOR, TRANSPORT |  | RESPIRATORY | Kelemen |  |  | 08/29/2019 |  | 8/29/29 |  |  | NO | YES |  |  |  |  | SMITHS MEDICAL INC 30244768 1601129 |  |  | Active |  | 99:99:99:99:99:99 |  | Life Support | 6M:00-MFG | 08/29/2019 | 08/29/2019 | COOPER UNIVERSITY HOSPITAL |  |  |  |  | KATHY LOFLAND |  |  |  | 08/29/2019 | 08/29/2019 |  |  |  |  | 08/29/2019 | 08/29/2019
|  | SMITHS MEDICAL INC | PARAPAC PLUS P310 | VENTILATOR, TRANSPORT |  | RESPIRATORY | Kelemen |  |  | 08/27/2019 |  | 8/27/29 |  |  | NO | YES |  |  |  |  | SMITHS MEDICAL INC 30244773 1601193 |  |  | Active |  | 99:99:99:99:99:99 |  | Life Support | 6M:00-MFG | 08/27/2019 | 08/27/2019 | COOPER UNIVERSITY HOSPITAL |  |  | RESP #3 |  | KATHY LOFLAND |  |  |  | 08/27/2019 | 08/27/2019 |  |  |  |  | 08/27/2019 | 08/27/2019
|  | SMITHS MEDICAL INC | PARAPAC PLUS P310 | VENTILATOR, TRANSPORT |  | RESPIRATORY | Kelemen |  |  | 08/29/2019 |  | 8/29/29 |  |  | NO | YES |  |  |  |  | SMITHS MEDICAL INC 30244770 1601130 |  |  | Active |  | 99:99:99:99:99:99 |  | Life Support | 6M:00-MFG | 08/29/2019 | 08/29/2019 | COOPER UNIVERSITY HOSPITAL |  |  | RESP #2 |  | KATHY LOFLAND |  |  |  | 08/29/2019 | 08/29/2019 |  |  |  |  | 08/29/2019 | 08/29/2019
|  | SMITHS MEDICAL INC | PARAPAC PLUS P310 | VENTILATOR, TRANSPORT |  | RESPIRATORY | Kelemen | Basement |  | 08/29/2019 |  | 8/29/29 |  |  | NO | YES |  |  |  |  | SMITHS MEDICAL INC 30244769 1601312 |  |  | Active |  | 99:99:99:99:99:99 |  | Life Support | 6M:00-MFG | 08/29/2019 | 08/29/2019 | COOPER UNIVERSITY HOSPITAL |  |  | RESP #7 |  | KATHY LOFLAND |  |  |  | 08/29/2019 | 08/29/2019 |  |  |  |  | 08/29/2019 | 08/29/2019
|  | SMITHS MEDICAL INC | PARAPAC PLUS P310 | VENTILATOR, TRANSPORT |  |  | Pavilion | [7 empty] | NO | YES
|  | IMAGE STREAM MEDICAL | NSTREAM G3 | VIDEO CAPTURE | NH-36187 | COOPER CANCER CENTER-MULTIDISCIPLINARY CLINIC | MD Anderson Cancer Center |  |  | 09/10/2013 |  | 9/10/20 |  |  | NO | YES |  |  |  |  | IMAGE STREAM MEDICAL 10367509 NH-36187 |  |  | Active |  | 00:25:90:C4:EC:F9 |  | Equipment | PAAR:00-PVAR | 11/02/2019 |  | COOPER AMBULATORY OFF-SITES |  |  | Multi Disc - C2049 or C2220 | WOT00000000664705 | ROXANNE BERGER | Alert | Closed | Josh Harris | 03/20/2018 | 04/20/2018 | SFT000158 - OLYMPUS - Devices ? Security Patch for WannaCry Ransomware ? MS17-010 virus | Verified with IT that PC with this unit has in fact received latest security update solving this problem. | EXP0273403 | Labor | 03/26/2018 | 03/26/2018 | Josh Harris
|  | IMAGE STREAM MEDICAL | NSTREAM G3 | VIDEO CAPTURE | NH-36181 | COOPER CANCER CENTER-MULTIDISCIPLINARY CLINIC | MD Anderson Cancer Center |  |  | 09/10/2013 |  | 9/10/20 |  |  | NO | YES |  |  |  |  | IMAGE STREAM MEDICAL 10348790 NH-36181 |  |  | Active |  | 00:25:90:C4:EC:E8 |  | Equipment | PAAR:00-PVAR | 10/31/2019 |  | COOPER AMBULATORY OFF-SITES |  |  | Multi Disc - C2049 or C2220 |  | ROXANNE BERGER
|  | ALCON INC | INFINITI 8065750232 | VIDEOVERLAY | 0901692308X | VOORHEES SURGERY CENTER-OPERATING ROOM | 900 Centennial Blvd | Suite E |  | 08/21/2009 |  |  |  |  | NO | YES |  |  |  |  | ALCON INC 10345467 0901692308X |  |  | Active |  | 99:99:99:99:99:99 |  | Accessory | 6M:00-MFG | 10/30/2019 | 04/01/2020 | COOPER AMBULATORY OFF-SITES |  |  | Pain Rm |  | JENNIFER BOMBARO
|  | BECTON DICKINSON BIOSCIENCES |  | VIEWER, AGGLUTINATION |  | LAB BLOOD BANK | Pavilion | Basement |  | 11/01/1994 |  | 11/1/04 |  |  | NO | YES |  |  |  |  | BECTON DICKINSON BIOSCIENCES 10369078 286075 |  |  | Active |  | 99:99:99:99:99:99 |  | Equipment | 1Y:00-MFG | 01/21/2019 | 01/01/2020 | COOPER UNIVERSITY HOSPITAL |  |  | 1ST blood bank |  | Barbara Bayne
|  | CLAY ADAMS |  | VIEWER, AGGLUTINATION |  |  | Pavilion | Basement | [6 empty] | YES | YES
|  | FISHER SCIENTIFIC INTERNATIONAL | E322008 | VIEWER, AGGLUTINATION | 316201609AV | LAB BLOOD BANK | Pavilion | Basement |  | 10/31/2019 |  | 10/31/26 |  |  | NO | YES |  |  |  |  | FISHER SCIENTIFIC INTERNATIONAL 11207512 316201609AV |  |  | Active |  | 99:99:99:99:99:99 |  | Equipment | PAAR:00-PVAR | 10/31/2019 | 10/31/2019 | COOPER UNIVERSITY HOSPITAL |  |  | Performance Verification | WOT00000001314999 | Barbara Bayne | Service Request | Closed | Gene Amodei | 10/31/2019 | 10/31/2019 | new lamp needs to be checked and tagged | inventory UNIT | EXP2364787 | Labor | 10/31/2019 | 10/31/2019 | Gene Amodei
|  | STEREO OPTICAL CORPORATION | OPTEC 5000P | VISION SCREENER |  | BURLINGTON OUTPATIENT PEDIATRICS | 1900 Mount Holly Rd |  |  | 01/31/2008 |  | 1/31/18 |  |  | NO | YES |  |  |  |  | STEREO OPTICAL CORPORATION 10346175 0734700299 |  |  | Active |  | 99:99:99:99:99:99 |  | Equipment | 1Y:00-MFG | 08/07/2019 | 08/01/2020 | COOPER AMBULATORY OFF-SITES |  |  | hearing room |  | CHARMAINE RHETT
|  | PHILIPS MEDICAL SYSTEMS | PHILIPS MEDICAL SYSTEMS SURESIGNS VS2 PLUS | Vital signs monitor | CN42720591 | KELEMEN 8 PCU | Kelemen |  |  | 10/31/2019 |  | 10/31/26 |  |  | NO | YES |  |  |  |  | PHILIPS MEDICAL SYSTEMS 11208409 CN42720591 |  |  | Active |  | 00:09:FB:14:18:83 |  | Alarm | PAAR:00-PVAR | 10/31/2019 | 10/31/2019 | COOPER UNIVERSITY HOSPITAL |  |  |  | WOT00000001581209 | BYRON WELLS | Performance Verification | Closed | Michael Youch | 10/31/2019 | 10/31/2019 | CEID Record Completion for PHILIPS MEDICAL SYSTEMS 11208320 CN42720591 | Inventoried, documented, programmed channel, verified. | EXP1596885 | Labor | 10/31/2019 | 10/31/2019 | Michael Youch
|  | VOLLRATH | CAYENNE 1001 | WARMER |  | VOORHEES ORTHOPEDICS | 901 Centennial Blvd | Building 1 |  | 10/31/2019 |  |  |  |  | NO | YES |  |  |  |  | VOLLRATH 11187548 NOT KNOWN |  |  | Active |  |  |  | Equipment | PAAR:00-PVAR | 10/31/2019 | 10/31/2019 | COOPER AMBULATORY OFF-SITES |  |  | Voor - Ortho | WOT00000002244973 | CAROL STRANTON | Performance Verification | Closed | Stephen Zubrzycki | 10/31/2019 | 10/31/2019 | Performance Verification for NORTH COAST MEDICAL 11187548 NOT KNOWN | Initial Install of Performance Verification. Device is ready for patient use. |  |  | 10/31/2019 | 10/31/2019
|  | 3M HEALTHCARE | RANGER 245 | WARMER, BLOOD/FLUID |  |  | Kelemen | [7 empty] | YES | YES
|  | 3M HEALTHCARE | RANGER 245 | WARMER, BLOOD/FLUID |  |  | Pavilion | [7 empty] | NO | YES
|  | 3M HEALTHCARE | RANGER 245 | WARMER, BLOOD/FLUID |  | LAB BLOOD BANK | Kelemen |  |  | 09/16/2019 |  | 9/16/24 |  |  | NO | YES |  |  |  |  | AUGUSTINE MEDICAL 11239246 52796 |  |  | Active |  | 99:99:99:99:99:99 |  | High Risk | 6M:00-MFG | 09/16/2019 | 09/16/2019 | COOPER UNIVERSITY HOSPITAL |  |  | OR K7 |  | Barbara Bayne |  |  |  | 09/16/2019 | 09/16/2019 |  |  |  |  | 09/16/2019 | 09/16/2019
|  | 3M HEALTHCARE | RANGER 245 | WARMER, BLOOD/FLUID |  | LAB BLOOD BANK | Pavilion |  |  | 11/08/2019 |  | 11/8/24 |  |  | NO | YES |  |  |  |  | 3M HEALTHCARE 11239195 72755 |  |  | Active |  | 99:99:99:99:99:99 |  | High Risk | 6M:00-MFG | 11/08/2019 | 11/08/2019 | COOPER UNIVERSITY HOSPITAL |  |  | SD OR | WOT00000000642788 | Barbara Bayne | Performance Verification | Closed | Salvatore Bombara | 11/08/2019 | 11/08/2019 | Performance Verification for 3M HEALTHCARE 11239195 72755 | Initial Install of Performance Verification. Device is ready for patient use. MFg Acceptable Range +/-1 deg c Operating temp= 41 deg c Display temp = 41 deg c Measured temp = 40.2 deg c ALarm Temp = 43 deg c Pass =x Fail = |  |  | 11/08/2019 | 11/08/2019
|  | 3M HEALTHCARE | RANGER 245 | WARMER, BLOOD/FLUID |  | LAB BLOOD BANK | Pavilion |  |  | 11/08/2019 |  | 11/8/24 |  |  | NO | YES |  |  |  |  | 3M HEALTHCARE 11239194 72750 |  |  | Active |  | 99:99:99:99:99:99 |  | High Risk | 6M:00-MFG | 11/08/2019 | 11/08/2019 | COOPER UNIVERSITY HOSPITAL |  |  | SD OR | WOT00000000642722 | Barbara Bayne | Performance Verification | Closed | Salvatore Bombara | 11/08/2019 | 11/08/2019 | Performance Verification for 3M HEALTHCARE 11239194 72750 | Initial Install of Performance Verification. Device is ready for patient use. |  |  | 11/08/2019 | 11/08/2019
|  | 3M HEALTHCARE | RANGER 245 | WARMER, BLOOD/FLUID |  | LAB BLOOD BANK | Pavilion |  |  | 11/08/2019 |  | 11/8/24 |  |  | NO | YES |  |  |  |  | 3M HEALTHCARE 11239193 72757 |  |  | Active |  | 99:99:99:99:99:99 |  | High Risk | 6M:00-MFG | 11/08/2019 | 11/08/2019 | COOPER UNIVERSITY HOSPITAL |  |  | SD OR | WOT00000000642707 | Barbara Bayne | Performance Verification | Closed | Salvatore Bombara | 11/08/2019 | 11/08/2019 | Performance Verification for 3M HEALTHCARE 11239193 72757 | Initial Install of Performance Verification. Device is ready for patient use. |  |  | 11/08/2019 | 11/08/2019
|  | 3M HEALTHCARE | RANGER 245 | WARMER, BLOOD/FLUID |  | LAB BLOOD BANK | Pavilion |  |  | 11/08/2019 |  | 11/8/24 |  |  | NO | YES |  |  |  |  | 3M HEALTHCARE 11239192 72749 |  |  | Active |  | 99:99:99:99:99:99 |  | High Risk | 6M:00-MFG | 11/08/2019 | 11/08/2019 | COOPER UNIVERSITY HOSPITAL |  |  | SD OR | WOT00000000642691 | Barbara Bayne | Performance Verification | Closed | Salvatore Bombara | 11/08/2019 | 11/08/2019 | Performance Verification for 3M HEALTHCARE 11239192 72749 | Initial Install of Performance Verification. Device is ready for patient use. MFg Acceptable Range +/-1 deg c Operating temp= 41 deg c Display temp = 41 deg c Measured temp = 40.2 ALarm Temp = 43 deg c Pass =x Fail = |  |  | 11/08/2019 | 11/08/2019
|  | 3M HEALTHCARE | RANGER 245 | WARMER, BLOOD/FLUID |  | LAB BLOOD BANK | Pavilion |  |  | 11/08/2019 |  | 11/8/24 |  |  | NO | YES |  |  |  |  | 3M HEALTHCARE 11239191 72754 |  |  | Active |  | 99:99:99:99:99:99 |  | High Risk | 6M:00-MFG | 11/08/2019 | 11/08/2019 | COOPER UNIVERSITY HOSPITAL |  |  | SD OR | WOT00000000642676 | Barbara Bayne | Performance Verification | Closed | Salvatore Bombara | 11/08/2019 | 11/08/2019 | Performance Verification for 3M HEALTHCARE 11239191 73754 | Initial Install of Performance Verification. Device is ready for patient use. |  |  | 11/08/2019 | 11/08/2019
|  | 3M HEALTHCARE | RANGER 245 | WARMER, BLOOD/FLUID |  | LAB BLOOD BANK | Pavilion |  |  | 11/08/2019 |  | 11/8/24 |  |  | NO | YES |  |  |  |  | 3M HEALTHCARE 11239190 72752 |  |  | Active |  | 99:99:99:99:99:99 |  | High Risk | 6M:00-MFG | 11/08/2019 | 11/08/2019 | COOPER UNIVERSITY HOSPITAL |  |  | SD OR | WOT00000000642304 | Barbara Bayne | Performance Verification | Closed | Salvatore Bombara | 11/08/2019 | 11/08/2019 | Performance Verification for 3M HEALTHCARE 11239190 72752 | Initial Install of Performance Verification. Device is ready for patient use. |  |  | 11/08/2019 | 11/08/2019
|  | 3M HEALTHCARE | RANGER 245 | WARMER, BLOOD/FLUID |  | LAB BLOOD BANK | Kelemen |  |  | 11/08/2019 |  | 11/8/24 |  |  | NO | YES |  |  |  |  | 3M HEALTHCARE 11239189 72753 |  |  | Active |  | 99:99:99:99:99:99 |  | High Risk | 6M:00-MFG | 11/08/2019 | 11/08/2019 | COOPER UNIVERSITY HOSPITAL |  |  | ICU | WOT00000000639744 | Barbara Bayne | Performance Verification | Closed | Salvatore Bombara | 11/08/2019 | 11/08/2019 | Performance Verification for 3M HEALTHCARE 11239189 72753 | Initial Install of Performance Verification. Device is ready for patient use. MFg Acceptable Range +/-1 deg c Operating temp= 41 deg c Display temp = 41 deg c Measured temp = 40.5 deg c ALarm Temp = 43 deg c Pass = x Fail = |  |  | 11/08/2019 | 11/08/2019
|  | 3M HEALTHCARE | RANGER 245 | WARMER, BLOOD/FLUID |  | LAB BLOOD BANK | Pavilion |  |  | 11/14/2019 |  | 11/14/24 |  |  | NO | YES |  |  |  |  | 3M HEALTHCARE 11207730 84965 |  |  | Active |  |  |  | High Risk | 6M:00-MFG | 11/14/2019 | 11/14/2019 | COOPER UNIVERSITY HOSPITAL |  |  |  | WOT00000004317237 | Barbara Bayne | Performance Verification | Completed | Gene Amodei | 11/14/2019 | 11/14/2019 | Performance Verification for 3M HEALTHCARE 11207730 84965 | Initial Install of Performance Verification. Device is ready for patient use. |  |  | 11/14/2019 | 11/14/2019
|  | 3M HEALTHCARE | RANGER 245 | WARMER, BLOOD/FLUID |  | LAB BLOOD BANK | Pavilion |  |  | 09/16/2019 |  | 9/16/24 |  |  | NO | YES |  |  |  |  | AUGUSTINE MEDICAL 11207674 40467 |  |  | Active |  | 99:99:99:99:99:99 |  | High Risk | 6M:00-MFG | 09/16/2019 | 09/16/2019 | COOPER UNIVERSITY HOSPITAL |  |  | OR K2 |  | Barbara Bayne |  |  |  | 09/16/2019 | 09/16/2019 |  |  |  |  | 09/16/2019 | 09/16/2019
|  | 3M HEALTHCARE | RANGER 245 | WARMER, BLOOD/FLUID |  | ANESTHESIOLOGY | Kelemen |  |  | 11/08/2019 |  | 11/8/24 |  |  | NO | YES |  |  |  |  | 3M HEALTHCARE 11207596 76004 |  |  | Active |  |  |  | High Risk | 6M:00-MFG | 11/08/2019 | 11/08/2019 | COOPER UNIVERSITY HOSPITAL |  |  | ANESTHES | WOT00000002013394 | GIACINTA ROUPAS | Performance Verification | Closed | Gene Amodei | 11/08/2019 | 11/08/2019 | Performance Verification for 3M HEALTHCARE 11207596 76004 | Initial Install of Performance Verification. Device is ready for patient use. |  |  | 11/08/2019 | 11/08/2019
|  | 3M HEALTHCARE | RANGER 245 | WARMER, BLOOD/FLUID |  | ANESTHESIOLOGY | Pavilion |  |  | 11/08/2019 |  | 11/8/24 |  |  | NO | YES |  |  |  |  | 3M HEALTHCARE 11207558 75686 |  |  | Active |  | 99:99:99:99:99:99 |  | High Risk | 6M:00-MFG | 11/08/2019 | 11/08/2019 | COOPER UNIVERSITY HOSPITAL |  |  | Performance Verification | WOT00000001672426 | GIACINTA ROUPAS | Performance Verification | Closed | Gene Amodei | 11/08/2019 | 11/08/2019 | CEID Record Completion for 3M HEALTHCARE 11207558 75686 | vpo temp displayed 41 deg c Temp read 40.4 deg c Alarm temp 43 deg cesi | EXP2326308 | Labor | 11/08/2019 | 11/08/2019 | Gene Amodei
|  | 3M HEALTHCARE | RANGER 245 | WARMER, BLOOD/FLUID |  |  | Kelemen | [7 empty] | YES | YES
|  | 3M HEALTHCARE | RANGER 245 | WARMER, BLOOD/FLUID |  | COOPER CANCER CENTER | MD Anderson Cancer Center |  |  | 08/29/2019 |  | 8/29/24 |  |  | NO | YES |  |  |  |  | 3M HEALTHCARE 11135801 80864 |  |  | Active |  |  |  | High Risk | 1Y:00-MFG | 08/29/2019 | 08/29/2019 | COOPER AMBULATORY OFF-SITES |  |  | MD ANDERSON | WOT00000003521661 | COLLEEN TEGELER | Performance Verification | Closed | Josh Harris | 08/29/2019 | 08/29/2019 | Performance Verification for 3M HEALTHCARE 11135801 80864 | Initial Install of Performance Verification. Device is ready for patient use. |  |  | 08/29/2019 | 08/29/2019
|  | 3M HEALTHCARE | RANGER 245 | WARMER, BLOOD/FLUID |  |  | Pavilion | [7 empty] | YES | YES | [27 empty] | NO S/N AVAILABLE IN PICS OR MASTER LIST
|  | 3M HEALTHCARE | RANGER 245 | WARMER, BLOOD/FLUID |  |  | Kelemen | [7 empty] | NO | YES
|  | 3M HEALTHCARE | RANGER 245 | WARMER, BLOOD/FLUID |  | LAB BLOOD BANK | Kelemen |  |  | 10/20/2016 |  | 10/20/21 |  |  | NO | YES |  |  |  |  | ARIZANT HEALTHCARE INC. 10649875 51515 |  |  | Active |  | 99:99:99:99:99:99 |  | High Risk | 6M:00-MFG | 09/16/2019 | 03/01/2020 | COOPER UNIVERSITY HOSPITAL |  |  | PAVILION OPERATING ROOM |  | Barbara Bayne
|  | 3M HEALTHCARE | RANGER 245 | WARMER, BLOOD/FLUID |  | LAB BLOOD BANK | Kelemen |  |  | 10/20/2016 |  | 10/20/21 |  |  | NO | YES |  |  |  |  | ARIZANT HEALTHCARE INC. 10649874 15363 |  |  | Active |  | 99:99:99:99:99:99 |  | High Risk | 6M:00-MFG | 09/16/2019 | 03/01/2020 | COOPER UNIVERSITY HOSPITAL |  |  | P4 |  | Barbara Bayne
|  | 3M HEALTHCARE | RANGER 245 | WARMER, BLOOD/FLUID |  | ANESTHESIOLOGY | Kelemen |  |  | 09/12/2016 |  | 9/12/21 |  |  | NO | YES |  |  |  |  | 3M HEALTHCARE 10505444 64999 |  |  | Active |  |  |  | High Risk | 6M:00-MFG | 10/25/2019 | 04/01/2020 | COOPER UNIVERSITY HOSPITAL |  |  | KELEMEN OPERATING RM |  | GIACINTA ROUPAS
|  | 3M HEALTHCARE | RANGER 245 | WARMER, BLOOD/FLUID |  | ANESTHESIOLOGY | Pavilion |  |  | 09/12/2016 |  | 9/12/21 |  |  | NO | YES |  |  |  |  | 3M HEALTHCARE 10505442 65022 |  |  | Active |  | 99:99:99:99:99:99 |  | High Risk | 6M:00-MFG | 09/12/2019 | 03/01/2020 | COOPER UNIVERSITY HOSPITAL |  |  | KELEMEN OPERATING RM |  | GIACINTA ROUPAS
|  | 3M HEALTHCARE | RANGER 245 | WARMER, BLOOD/FLUID |  | ANESTHESIOLOGY | Pavilion |  |  | 09/12/2016 |  | 9/12/21 |  |  | NO | YES |  |  |  |  | 3M HEALTHCARE 10505441 65000 |  |  | Active |  | 99:99:99:99:99:99 |  | High Risk | 6M:00-MFG | 09/16/2019 | 03/01/2020 | COOPER UNIVERSITY HOSPITAL |  |  | KELEMEN OPERATING RM |  | GIACINTA ROUPAS
|  | 3M HEALTHCARE | RANGER 245 | WARMER, BLOOD/FLUID |  | ANESTHESIOLOGY | Pavilion |  |  | 09/12/2016 |  | 9/12/21 |  |  | NO | YES |  |  |  |  | 3M HEALTHCARE 10505440 65019 |  |  | Active |  | 99:99:99:99:99:99 |  | High Risk | 6M:00-MFG | 10/20/2019 | 03/01/2020 | COOPER UNIVERSITY HOSPITAL |  |  | Cath Lab 2 |  | GIACINTA ROUPAS
|  | 3M HEALTHCARE | RANGER 245 | WARMER, BLOOD/FLUID |  | INTENSIVE CARE NURSERY | Dorrance |  |  | 07/27/2016 |  | 7/27/21 |  |  | NO | YES |  |  |  |  | 3M HEALTHCARE 10505358 64961 |  |  | Active |  | 99:99:99:99:99:99 |  | High Risk | 6M:00-MFG | 09/30/2019 | 03/01/2020 | COOPER UNIVERSITY HOSPITAL |  |  | D5 |  | JOANNE FOX
|  | 3M HEALTHCARE | RANGER 245 | WARMER, BLOOD/FLUID |  | LAB BLOOD BANK | Kelemen |  |  | 07/25/2016 |  | 7/25/21 |  |  | NO | YES |  |  |  |  | 3M HEALTHCARE 10505346 19077 |  |  | Active |  | 99:99:99:99:99:99 |  | High Risk | 6M:00-MFG | 09/16/2019 | 03/01/2020 | COOPER UNIVERSITY HOSPITAL |  |  | PAVILION OR |  | Barbara Bayne
|  | 3M HEALTHCARE | RANGER 245 | WARMER, BLOOD/FLUID |  |  | Kelemen | [7 empty] | NO | YES
|  | 3M HEALTHCARE | RANGER 245 | WARMER, BLOOD/FLUID |  |  | Kelemen | [7 empty] | YES | YES
|  | 3M HEALTHCARE | RANGER 245 | WARMER, BLOOD/FLUID |  | LAB BLOOD BANK | Pavilion |  |  | 01/01/1900 |  |  |  |  | NO | YES |  |  |  |  | 3M HEALTHCARE 10368088 21543 |  |  | Active |  | 99:99:99:99:99:99 |  | High Risk | 6M:00-MFG | 11/08/2019 | 03/01/2020 | COOPER UNIVERSITY HOSPITAL |  |  | TICU-EQUIP STORAGE |  | Barbara Bayne
|  | 3M HEALTHCARE | RANGER 245 | WARMER, BLOOD/FLUID |  |  | Kelemen | [7 empty] | NO | YES
|  | 3M HEALTHCARE | RANGER 245 | WARMER, BLOOD/FLUID |  | LAB BLOOD BANK | Pavilion |  |  | 11/19/2013 |  | 11/19/18 |  |  | NO | YES |  |  |  |  | ARIZANT HEALTHCARE INC. 10367658 52806 |  |  | Active |  | 99:99:99:99:99:99 |  | High Risk | 6M:00-MFG | 09/16/2019 | 03/01/2020 | COOPER UNIVERSITY HOSPITAL |  |  | K3 |  | Barbara Bayne
|  | 3M HEALTHCARE | RANGER 245 | WARMER, BLOOD/FLUID |  | LAB BLOOD BANK | Pavilion |  |  | 01/01/1900 |  |  |  |  | NO | YES |  |  |  |  | ARIZANT HEALTHCARE INC. 10367561 50621 |  |  | Disposition |  | 99:99:99:99:99:99 |  | High Risk | 6M:00-MFG | 03/01/2019 | 03/01/2020 | COOPER UNIVERSITY HOSPITAL |  |  | PAVILION OR 3 |  | Barbara Bayne
|  | 3M HEALTHCARE | RANGER 245 | WARMER, BLOOD/FLUID |  | LAB BLOOD BANK | Dorrance |  |  | 04/03/2014 |  | 4/3/19 |  |  | NO | YES |  |  |  |  | AUGUSTINE MEDICAL 10367382 51566 |  |  | Active |  | 99:99:99:99:99:99 |  | High Risk | 6M:00-MFG | 09/16/2019 | 03/01/2020 | COOPER UNIVERSITY HOSPITAL |  |  | L&D or |  | Barbara Bayne
|  | 3M HEALTHCARE | RANGER 245 | WARMER, BLOOD/FLUID |  | LAB BLOOD BANK | Kelemen |  |  | 04/11/2012 |  | 4/11/17 |  |  | NO | YES |  |  |  |  | AUGUSTINE MEDICAL 10355497 47947 |  |  | Active |  | 99:99:99:99:99:99 |  | High Risk | 6M:00-MFG | 09/16/2019 | 03/01/2020 | COOPER UNIVERSITY HOSPITAL |  |  | TRAUMA ADMIT |  | Barbara Bayne
|  | 3M HEALTHCARE | RANGER 245 | WARMER, BLOOD/FLUID |  | LAB BLOOD BANK | Kelemen |  |  | 04/03/2014 |  | 4/3/19 |  |  | NO | YES |  |  |  |  | AUGUSTINE MEDICAL 10355433 43780 |  |  | Active |  | 99:99:99:99:99:99 |  | High Risk | 6M:00-MFG | 09/16/2019 | 03/01/2020 | COOPER UNIVERSITY HOSPITAL |  |  | p11 |  | Barbara Bayne
|  | 3M HEALTHCARE | RANGER 245 | WARMER, BLOOD/FLUID |  | LAB BLOOD BANK | Dorrance |  |  | 06/29/2009 |  | 6/29/14 |  |  | NO | YES |  |  |  |  | AUGUSTINE MEDICAL 10354907 34451 |  |  | Active |  | 99:99:99:99:99:99 |  | High Risk | 6M:00-MFG | 09/16/2019 | 03/01/2020 | COOPER UNIVERSITY HOSPITAL |  |  | L&D OR |  | Barbara Bayne
|  | 3M HEALTHCARE | RANGER 245 | WARMER, BLOOD/FLUID |  | LAB BLOOD BANK | Kelemen |  |  | 10/06/2015 |  | 10/6/20 |  |  | NO | YES |  |  |  |  | ARIZANT HEALTHCARE INC. 10349458 60599 |  |  | Active |  | 99:99:99:99:99:99 |  | High Risk | 6M:00-MFG | 09/16/2019 | 03/01/2020 | COOPER UNIVERSITY HOSPITAL |  |  | K11 |  | Barbara Bayne
|  | 3M HEALTHCARE | RANGER 245 | WARMER, BLOOD/FLUID |  | LAB BLOOD BANK | Pavilion |  |  | 10/06/2015 |  | 10/6/20 |  |  | NO | YES |  |  |  |  | ARIZANT HEALTHCARE INC. 10349457 60603 |  |  | Active |  | 99:99:99:99:99:99 |  | High Risk | 6M:00-MFG | 09/16/2019 | 03/01/2020 | COOPER UNIVERSITY HOSPITAL |  |  | K7 |  | Barbara Bayne
|  | 3M HEALTHCARE | RANGER 245 | WARMER, BLOOD/FLUID |  | LAB BLOOD BANK | Pavilion |  |  | 09/16/2019 |  | 9/16/24 |  |  | NO | YES |  |  |  |  | AUGUSTINE MEDICAL 30143197 60269 |  |  | Active |  | 99:99:99:99:99:99 |  | High Risk | 6M:00-MFG | 09/16/2019 | 09/16/2019 | COOPER UNIVERSITY HOSPITAL |  |  | Kel OR |  | Barbara Bayne |  |  |  | 09/16/2019 | 09/16/2019 |  |  |  |  | 09/16/2019 | 09/16/2019
|  | 3M HEALTHCARE | RANGER 245 | WARMER, BLOOD/FLUID |  | LAB BLOOD BANK | Pavilion |  |  | 06/29/2009 |  | 6/29/14 |  |  | NO | YES |  |  |  |  | ARIZANT HEALTHCARE INC. 10346524 35417 |  |  | Disposition |  |  |  | High Risk | 6M:00-MFG | 09/29/2017 | 03/01/2020 | COOPER UNIVERSITY HOSPITAL |  |  | EQUIPMENT STORAGE P316 |  | Barbara Bayne
|  | OR SOLUTIONS, INC. | ORS-1075HS | WARMER, BLOOD/FLUID |  |  | Pavilion | [7 empty] | NO | YES
|  | OR SOLUTIONS, INC. | ORS-1075HS | WARMER, BLOOD/FLUID |  | OR - KELEMEN 3 | Pavilion |  |  | 02/17/2015 |  | 2/17/20 |  |  | NO | YES |  |  |  |  | OR SOLUTIONS, INC. 10355431 8187 |  |  | Active |  | 99:99:99:99:99:99 |  | Alarm | PAAR:00-PVAR | 11/02/2019 |  | COOPER UNIVERSITY HOSPITAL |  |  | OR 6 | WOT00000000552809 | DOMINIC VENDETTA | Repair | Closed | Salvatore Bombara | 02/19/2018 | 05/25/2018 | power cord is fraying | repaired damaged power cord | EXP0146216 | Labor | 02/20/2018 | 02/20/2018 | Salvatore Bombara
|  | OR SOLUTIONS, INC. | ORS-2038D | WARMER, BLOOD/FLUID |  | OPERATING ROOM - PAVILION | Pavilion |  |  | 10/31/2019 |  | 10/31/24 |  |  | NO | YES |  |  |  |  | ECOLAB 11239410 59472 |  |  | Active |  | 99:99:99:99:99:99 |  | Equipment | PAAR:00-PVAR | 10/31/2019 | 10/31/2019 | COOPER UNIVERSITY HOSPITAL |  |  |  | WOT00000001737845 | DOMINIC VENDETTA | Performance Verification | Closed | Salvatore Bombara | 10/31/2019 | 10/31/2019 | Performance Verification for ECOLAB 11239410 59472 | Initial Install of Performance Verification. Device is ready for patient use. |  |  | 10/31/2019 | 10/31/2019
|  | OR SOLUTIONS, INC. | ORS-2038D | WARMER, BLOOD/FLUID |  | OPERATING ROOM - PAVILION | Pavilion |  |  | 02/17/2015 |  | 2/17/20 |  |  | NO | YES |  |  |  |  | OR SOLUTIONS, INC. 10355430 56183 |  |  | Active |  | 99:99:99:99:99:99 |  | Alarm | PAAR:00-PVAR | 11/02/2019 |  | COOPER UNIVERSITY HOSPITAL |  |  | OR 6 | WOT00000002201989 | DOMINIC VENDETTA | Disposition | Closed | Salvatore Bombara | 02/14/2019 | 05/17/2019 | Bulk Disposition CNL
|  | OR SOLUTIONS, INC. | ORS-2066D | WARMER, BLOOD/FLUID |  | OPERATING ROOM - PAVILION | Pavilion |  |  | 10/13/2017 |  | 10/13/22 |  |  | NO | YES |  |  |  |  | OR SOLUTIONS, INC. 10725652 60415 |  |  | Active |  | 99:99:99:99:99:99 |  | Alarm | PAAR:00-PVAR | 10/31/2019 |  | COOPER UNIVERSITY HOSPITAL |  |  |  | 0012497223 | DOMINIC VENDETTA | Preventative Maintenance | Closed | Josh Harris | 12/11/2017 | 12/11/2017 | PERFORMANCE ASSURANCE AT INVENTORY | INVENTORIED DEVICE AND ENSURED DEVICE WAS FUNCTIONING PROPERLY. | A3BF8E5D-71AB-49C6-80F5-31AFB54238D1 | Labor | 10/13/2017 | 10/13/2017 | Michael Youch
|  | OR SOLUTIONS, INC. | ORS-2066R | WARMER, BLOOD/FLUID |  | OR - KELEMEN 3 | Kelemen |  |  | 10/16/2019 |  | 10/16/24 |  |  | NO | YES |  |  |  |  | OR SOLUTIONS, INC. 17980 49792 |  |  | Disposition |  |  |  | Alarm | PAAR:00-PVAR | 10/16/2019 | 10/16/2019 | COOPER UNIVERSITY HOSPITAL |  |  | OPERATING ROOM |  | DOMINIC VENDETTA |  |  |  | 10/16/2019 | 10/16/2019 |  |  |  |  | 10/16/2019 | 10/16/2019
|  | OR SOLUTIONS, INC. | ORS-2066R | WARMER, BLOOD/FLUID |  | OPERATING ROOM - PAVILION | Pavilion |  |  | 10/31/2019 |  | 10/31/24 |  |  | NO | YES |  |  |  |  | OR SOLUTIONS, INC. 11239418 61955 |  |  | Active |  |  |  | Alarm | PAAR:00-PVAR | 10/31/2019 | 10/31/2019 | COOPER UNIVERSITY HOSPITAL |  |  | Performance Verification | WOT00000001990871 | DOMINIC VENDETTA | Performance Verification | Closed | Salvatore Bombara | 10/31/2019 | 10/31/2019 | Performance Verification for OR SOLUTIONS, INC. 11239418 61955 | Initial Install of Performance Verification. Device is ready for patient use. |  |  | 10/31/2019 | 10/31/2019
|  | OR SOLUTIONS, INC. | ORS-2066R | WARMER, BLOOD/FLUID |  | LABOR & DELIVERY | Dorrance |  |  | 10/31/2019 |  | 10/31/24 |  |  | NO | YES |  |  |  |  | OR SOLUTIONS, INC. 11207506 62462 |  |  | Active |  | 99:99:99:99:99:99 |  | Alarm | PAAR:00-PVAR | 10/31/2019 | 10/31/2019 | COOPER UNIVERSITY HOSPITAL |  |  | L&DOR | WOT00000001261152 | JOANNA HORST | Performance Verification | Closed | Gene Amodei | 10/31/2019 | 10/31/2019 | Performance Verification for OR SOLUTIONS, INC. 11207506 62462 | Initial Install of Performance Verification. Device is ready for patient use. |  |  | 10/31/2019 | 10/31/2019
|  | OR SOLUTIONS, INC. | ORS-2066R | WARMER, BLOOD/FLUID |  | OPERATING ROOM - PAVILION | Kelemen |  |  | 11/02/2017 |  | 11/2/22 |  |  | NO | YES |  |  |  |  | OR SOLUTIONS, INC. 10732460 60601 |  |  | Active |  | 99:99:99:99:99:99 |  | Alarm | PAAR:00-PVAR | 10/31/2019 |  | COOPER UNIVERSITY HOSPITAL |  |  |  | 0012379636 | DOMINIC VENDETTA | Preventative Maintenance | Closed | Salvatore Bombara | 11/02/2017 | 11/02/2017 | PERFORMANCE ASSURANCE AT INVENTORY | INVENTORIED DEVICE AND ENSURED DEVICE WAS FUNCTIONING PROPERLY. | 30135900-B8AE-4F81-AF81-395723F6E850 | Labor | 11/02/2017 | 11/02/2017 | Salvatore Bombara
|  | OR SOLUTIONS, INC. | ORS-2066R | WARMER, BLOOD/FLUID |  | OPERATING ROOM - PAVILION | Pavilion |  |  | 06/01/2017 |  | 6/1/22 |  |  | NO | YES |  |  |  |  | OR SOLUTIONS, INC. 10725565 59955 |  |  | Active |  | 99:99:99:99:99:99 |  | Alarm | PAAR:00-PVAR | 10/31/2019 |  | COOPER UNIVERSITY HOSPITAL |  |  |  | 0011728783 | DOMINIC VENDETTA | Performance Verification | Closed | Salvatore Bombara | 06/01/2017 | 06/01/2017 | INCOMING INVENTORY | DEVICE INVENTORIED | 89A0E08A-08CE-4944-A6C9-DBDB067D5875 | Labor | 06/01/2017 | 06/01/2017 | Salvatore Bombara
|  | OR SOLUTIONS, INC. | ORS-2066R | WARMER, BLOOD/FLUID |  | OPERATING ROOM - PAVILION | Pavilion |  |  | 02/09/2011 |  | 2/9/16 |  |  | NO | YES |  |  |  |  | OR SOLUTIONS, INC. 10369514 48899 |  |  | Active |  | 99:99:99:99:99:99 |  | Alarm | PAAR:00-PVAR | 11/02/2019 |  | COOPER UNIVERSITY HOSPITAL |  |  | OPERATING ROOM - P011 | WOT00000000516367 | DOMINIC VENDETTA | Disposition | Closed | Salvatore Bombara | 02/08/2018 | 05/15/2019 | Bulk Disposition CNL
|  | OR SOLUTIONS, INC. | ORS-2066R | WARMER, BLOOD/FLUID |  | OR - KELEMEN 3 | Kelemen |  |  | 01/01/1900 |  |  |  |  | NO | YES |  |  |  |  | OR SOLUTIONS, INC. 10369282 45092 |  |  | Active |  | 99:99:99:99:99:99 |  | Alarm | PAAR:00-PVAR | 11/02/2019 |  | COOPER UNIVERSITY HOSPITAL |  |  | KELEMEN OR | WOT00000000516082 | DOMINIC VENDETTA | Disposition | Closed | Salvatore Bombara | 02/08/2018 | 05/21/2019 | Bulk Disposition CNL
|  | OR SOLUTIONS, INC. | ORS-2066R | WARMER, BLOOD/FLUID |  | OPERATING ROOM - PAVILION | Pavilion |  |  | 06/09/2011 |  | 6/9/16 |  |  | NO | YES |  |  |  |  | OR SOLUTIONS, INC. 10367366 52544 |  |  | Active |  | 99:99:99:99:99:99 |  | Alarm | PAAR:00-PVAR | 11/02/2019 |  | COOPER UNIVERSITY HOSPITAL |  |  | P 08 | WOT00000002200024 | DOMINIC VENDETTA | Disposition | Closed | Salvatore Bombara | 02/14/2019 | 05/15/2019 | Bulk Disposition CNL
|  | OR SOLUTIONS, INC. | ORS-2066R | WARMER, BLOOD/FLUID |  | LABOR & DELIVERY | Dorrance |  |  | 04/20/2011 |  | 4/20/16 |  |  | NO | YES |  |  |  |  | OR SOLUTIONS, INC. 10355101 50153 |  |  | Active |  | 99:99:99:99:99:99 |  | Alarm | PAAR:00-PVAR | 11/02/2019 |  | COOPER UNIVERSITY HOSPITAL |  |  | OR 1 L&D | WOT00000000516569 | JOANNA HORST | Disposition | Closed | Gene Amodei | 02/08/2018 | 05/14/2019 | Bulk Disposition CNL
|  | OR SOLUTIONS, INC. | ORS-2066R | WARMER, BLOOD/FLUID |  | OPERATING ROOM - PAVILION | Pavilion |  |  | 06/09/2011 |  | 6/9/16 |  |  | NO | YES |  |  |  |  | OR SOLUTIONS, INC. 10346687 52186 |  |  | Active |  | 99:99:99:99:99:99 |  | Alarm | PAAR:00-PVAR | 11/02/2019 |  | COOPER UNIVERSITY HOSPITAL |  |  | OR STORAGE AREA | WOT00000002200303 | DOMINIC VENDETTA | Disposition | Closed | Salvatore Bombara | 02/14/2019 | 05/17/2019 | Bulk Disposition CNL
|  | OR SOLUTIONS, INC. | ORS-2066R | WARMER, BLOOD/FLUID |  | OPERATING ROOM - PAVILION | Kelemen |  |  | 06/09/2011 |  | 6/9/16 |  |  | NO | YES |  |  |  |  | OR SOLUTIONS, INC. 10346562 50080 |  |  | Disposition |  | 99:99:99:99:99:99 |  | Alarm | PAAR:00-PVAR | 11/02/2019 |  | COOPER UNIVERSITY HOSPITAL |  |  | OR P08 | WOT00000002200201 | DOMINIC VENDETTA | Disposition | Closed | Salvatore Bombara | 02/14/2019 | 05/17/2019 | Bulk Disposition CNL
|  | OR SOLUTIONS, INC. | ORS-2094D | WARMER, BLOOD/FLUID |  | OPERATING ROOM - PAVILION | Pavilion |  |  | 10/23/2017 |  | 10/23/22 |  |  | NO | YES |  |  |  |  | OR SOLUTIONS, INC. 10732418 60283 |  |  | Active |  | 99:99:99:99:99:99 |  | Equipment | PAAR:00-PVAR | 10/31/2019 |  | COOPER UNIVERSITY HOSPITAL |  |  |  | 0012314795 | DOMINIC VENDETTA | Preventative Maintenance | Closed | Salvatore Bombara | 10/23/2017 | 10/23/2017 | PERFORMANCE ASSURANCE AT INVENTORY | INVENTORIED DEVICE AND ENSURED DEVICE WAS FUNCTIONING PROPERLY. | 92FBCD59-F246-4E84-85EA-F0B6C1932C8A | Labor | 10/23/2017 | 10/23/2017 | Salvatore Bombara
|  | SMITHS MEDICAL INC | LEVEL 1 H-1200 | WARMER, BLOOD/FLUID | S103B00371 | TRAUMA ADMIT | Kelemen |  |  | 09/30/2019 |  | 9/30/24 |  |  | NO | YES |  |  |  |  | LEVEL 1 11207528 S103B00371 |  |  | Active |  | 99:99:99:99:99:99 |  | High Risk | 6M:00-MFG | 09/30/2019 | 09/30/2019 | COOPER UNIVERSITY HOSPITAL |  |  | TRAUMA ADMIT |  | Diane Floyd |  |  |  | 09/30/2019 | 09/30/2019 |  |  |  |  | 09/30/2019 | 09/30/2019
|  | SMITHS MEDICAL INC | LEVEL 1 H-1200 | WARMER, BLOOD/FLUID | S103B00385 | TRAUMA ADMIT | Kelemen |  |  | 08/30/2012 |  | 8/30/17 |  |  | NO | YES |  |  |  |  | LEVEL 1 10368866 S103B00385 |  |  | Active |  | 99:99:99:99:99:99 |  | High Risk | 6M:00-MFG | 09/20/2019 | 03/01/2020 | COOPER UNIVERSITY HOSPITAL |  |  | TRAUMA ADMIT |  | Diane Floyd
|  | SMITHS MEDICAL INC | LEVEL 1 H-1200 | WARMER, BLOOD/FLUID | S10001568 | TRAUMA ADMIT | Kelemen |  |  | 06/12/2009 |  | 6/12/14 |  |  | NO | YES |  |  |  |  | LEVEL 1 10365435 S10001568 |  |  | Active |  | 99:99:99:99:99:99 |  | High Risk | 6M:00-MFG | 09/13/2019 | 03/01/2020 | COOPER UNIVERSITY HOSPITAL |  |  | ED TRUMA ROOMS |  | Diane Floyd
|  | SMITHS MEDICAL INC | H-1129 NORMOFLO | WARMER, FLUID | S106A00032 | OPERATING ROOM - PAVILION | Pavilion |  |  | 01/01/1900 |  |  |  |  | NO | YES |  |  |  |  | SMITHS MEDICAL INC 10346673 S106A00032 |  |  | Active |  | 99:99:99:99:99:99 |  | Equipment | 1Y:00-MFG | 02/23/2019 | 02/01/2020 | COOPER UNIVERSITY HOSPITAL |  |  | Pav OR STORAGE AREA LEVEL 1 |  | DOMINIC VENDETTA
|  | NOVA ANALYTICS CORP | KOALA M530P | WARMER, INFANT |  | INTENSIVE CARE NURSERY | Dorrance |  |  | 06/30/2010 |  | 6/30/20 |  |  | NO | YES |  |  |  |  | NOVA ANALYTICS CORP 10365017 083861 |  |  | Disposition |  | 99:99:99:99:99:99 |  | Equipment | 1Y:00-MFG | 08/31/2018 | 08/01/2020 | COOPER UNIVERSITY HOSPITAL |  |  | ICN |  | JOANNE FOX
|  | GE HEALTHCARE | PANDA IRES | WARMER, INFANT, RADIANT |  |  | Dorrance | [7 empty] | NO | YES
|  | HILL-ROM AIR SHIELDS |  | WARMER, INFANT, RADIANT | SJ16291 |  | Dorrance | [7 empty] | YES | YES
|  | HILL-ROM AIR SHIELDS | WBR82-1 | WARMER, INFANT, RADIANT | SZ01801 | MATERNAL FETAL CARE UNIT | Dorrance |  |  | 01/01/1900 |  |  |  |  | NO | YES |  |  |  |  | HILL-ROM AIR SHIELDS 10367410 SZ01801 |  |  | Active |  | 99:99:99:99:99:99 |  | High Risk | 6M:00-MFG | 08/27/2019 | 02/01/2020 | COOPER UNIVERSITY HOSPITAL |  |  | dor rm 604 |  | JOANNA HORST
|  | OHMEDA | 4300 IWS | WARMER, INFANT, RADIANT | HCAY00138 |  | 201 S Broadway | [7 empty] | YES | YES
|  | 3M HEALTHCARE | BAIR HUGGER 675 | WARMER, PATIENT |  | ANESTHESIOLOGY | Pavilion |  |  | 10/31/2019 |  | 10/31/24 |  |  | NO | YES |  |  |  |  | 3M HEALTHCARE 11239470 07577 |  |  | Active |  |  |  | Alarm | PAAR:00-PVAR | 10/31/2019 | 10/31/2019 | COOPER UNIVERSITY HOSPITAL |  |  | P2 Same day OR | WOT00000002923936 | GIACINTA ROUPAS | Performance Verification | Closed | Salvatore Bombara | 10/31/2019 | 10/31/2019 | Performance Verification for 3M HEALTHCARE 11239470 07577 | Initial Install of Performance Verification. Device is ready for patient use. |  |  | 10/31/2019 | 10/31/2019
|  | 3M HEALTHCARE | BAIR HUGGER 675 | WARMER, PATIENT |  | VOORHEES SURGERY CENTER-OPERATING ROOM | 900 Centennial Blvd | Suite E |  | 10/31/2019 |  | 10/31/24 |  |  | NO | YES |  |  |  |  | 3M HEALTHCARE 11239268 02286 |  |  | Active |  | 99:99:99:99:99:99 |  | Alarm | PAAR:00-PVAR | 10/31/2019 | 10/31/2019 | COOPER AMBULATORY OFF-SITES |  |  | Performance Verification | WOT00000000807742 | JENNIFER BOMBARO | Performance Verification | Closed | Salvatore Bombara | 10/31/2019 | 10/31/2019 | Performance Verification for 3M HEALTHCARE 11239268 02286 | Initial Install of Performance Verification. Device is ready for patient use. |  |  | 10/31/2019 | 10/31/2019
|  | 3M HEALTHCARE | BAIR HUGGER 675 | WARMER, PATIENT |  | VOORHEES SURGERY CENTER-OPERATING ROOM | 900 Centennial Blvd | Suite E |  | 10/31/2019 |  | 10/31/24 |  |  | NO | YES |  |  |  |  | 3M HEALTHCARE 11239267 02287 |  |  | Active |  | 99:99:99:99:99:99 |  | Alarm | PAAR:00-PVAR | 10/31/2019 | 10/31/2019 | COOPER AMBULATORY OFF-SITES |  |  | Performance Verification | WOT00000000807258 | JENNIFER BOMBARO | Performance Verification | Closed | Salvatore Bombara | 10/31/2019 | 10/31/2019 | Performance Verification for 3M HEALTHCARE 11239267 02287 | Initial Install of Performance Verification. Device is ready for patient use. |  |  | 10/31/2019 | 10/31/2019
|  | 3M HEALTHCARE | BAIR HUGGER 675 | WARMER, PATIENT |  | VOORHEES SURGERY CENTER-OPERATING ROOM | 900 Centennial Blvd | Suite E |  | 10/31/2019 |  | 10/31/24 |  |  | NO | YES |  |  |  |  | 3M HEALTHCARE 11239266 02284 |  |  | Active |  | 99:99:99:99:99:99 |  | Alarm | PAAR:00-PVAR | 10/31/2019 | 10/31/2019 | COOPER AMBULATORY OFF-SITES |  |  | Performance Verification | WOT00000000806986 | JENNIFER BOMBARO | Performance Verification | Closed | Salvatore Bombara | 10/31/2019 | 10/31/2019 | Performance Verification for 3M HEALTHCARE 11239266 02284 | Initial Install of Performance Verification. Device is ready for patient use. |  |  | 10/31/2019 | 10/31/2019
|  | 3M HEALTHCARE | BAIR HUGGER 675 | WARMER, PATIENT |  | ANESTHESIOLOGY | Pavilion |  |  | 10/31/2019 |  | 10/31/24 |  |  | NO | YES |  |  |  |  | 3M HEALTHCARE 11239210 03633 |  |  | Active |  | 99:99:99:99:99:99 |  | Alarm | PAAR:00-PVAR | 10/31/2019 | 10/31/2019 | COOPER UNIVERSITY HOSPITAL |  |  | SD OR | WOT00000000647208 | GIACINTA ROUPAS | Performance Verification | Closed | Salvatore Bombara | 10/31/2019 | 10/31/2019 | Performance Verification for 3M HEALTHCARE 11239210 03633 | Initial Install of Performance Verification. Device is ready for patient use. |  |  | 10/31/2019 | 10/31/2019
|  | 3M HEALTHCARE | BAIR HUGGER 675 | WARMER, PATIENT |  | ANESTHESIOLOGY | Pavilion |  |  | 10/31/2019 |  | 10/31/24 |  |  | NO | YES |  |  |  |  | 3M HEALTHCARE 11239208 03644 |  |  | Active |  | 99:99:99:99:99:99 |  | Alarm | PAAR:00-PVAR | 10/31/2019 | 10/31/2019 | COOPER UNIVERSITY HOSPITAL |  |  | SD OR | WOT00000000647194 | GIACINTA ROUPAS | Performance Verification | Closed | Salvatore Bombara | 10/31/2019 | 10/31/2019 | Performance Verification for 3M HEALTHCARE 11239208 03644 | Initial Install of Performance Verification. Device is ready for patient use. |  |  | 10/31/2019 | 10/31/2019
|  | 3M HEALTHCARE | BAIR HUGGER 675 | WARMER, PATIENT |  | ANESTHESIOLOGY | Pavilion |  |  | 10/31/2019 |  | 10/31/24 |  |  | NO | YES |  |  |  |  | 3M HEALTHCARE 11239206 03647 |  |  | Active |  | 99:99:99:99:99:99 |  | Alarm | PAAR:00-PVAR | 10/31/2019 | 10/31/2019 | COOPER UNIVERSITY HOSPITAL |  |  | SD OR | WOT00000000647171 | GIACINTA ROUPAS | Performance Verification | Closed | Salvatore Bombara | 10/31/2019 | 10/31/2019 | Performance Verification for 3M HEALTHCARE 11239206 03647 | Initial Install of Performance Verification. Device is ready for patient use. |  |  | 10/31/2019 | 10/31/2019
|  | 3M HEALTHCARE | BAIR HUGGER 675 | WARMER, PATIENT |  | ANESTHESIOLOGY | Pavilion |  |  | 10/31/2019 |  | 10/31/24 |  |  | NO | YES |  |  |  |  | 3M HEALTHCARE 11239207 03683 |  |  | Active |  | 99:99:99:99:99:99 |  | Alarm | PAAR:00-PVAR | 10/31/2019 | 10/31/2019 | COOPER UNIVERSITY HOSPITAL |  |  | SD OR | WOT00000000647184 | GIACINTA ROUPAS | Performance Verification | Closed | Salvatore Bombara | 10/31/2019 | 10/31/2019 | Performance Verification for 3M HEALTHCARE 11239207 03683 | Initial Install of Performance Verification. Device is ready for patient use. |  |  | 10/31/2019 | 10/31/2019
|  | 3M HEALTHCARE | BAIR HUGGER 675 | WARMER, PATIENT |  | ANESTHESIOLOGY | Pavilion |  |  | 10/31/2019 |  | 10/31/24 |  |  | NO | YES |  |  |  |  | 3M HEALTHCARE 11239205 03648 |  |  | Active |  | 99:99:99:99:99:99 |  | Alarm | PAAR:00-PVAR | 10/31/2019 | 10/31/2019 | COOPER UNIVERSITY HOSPITAL |  |  | SD OR | WOT00000000647152 | GIACINTA ROUPAS | Performance Verification | Closed | Salvatore Bombara | 10/31/2019 | 10/31/2019 | Performance Verification for 3M HEALTHCARE 11239205 03648 | Initial Install of Performance Verification. Device is ready for patient use. |  |  | 10/31/2019 | 10/31/2019
|  | 3M HEALTHCARE | BAIR HUGGER 675 | WARMER, PATIENT |  | ANESTHESIOLOGY | Pavilion |  |  | 10/31/2019 |  | 10/31/24 |  |  | NO | YES |  |  |  |  | 3M HEALTHCARE 11239204 03667 |  |  | Active |  | 99:99:99:99:99:99 |  | Alarm | PAAR:00-PVAR | 10/31/2019 | 10/31/2019 | COOPER UNIVERSITY HOSPITAL |  |  | SD OR | WOT00000000646860 | GIACINTA ROUPAS | Performance Verification | Closed | Salvatore Bombara | 10/31/2019 | 10/31/2019 | Performance Verification for 3M HEALTHCARE 11239204 03667 | Initial Install of Performance Verification. Device is ready for patient use. |  |  | 10/31/2019 | 10/31/2019
|  | 3M HEALTHCARE | BAIR HUGGER 675 | WARMER, PATIENT |  | INTENSIVE CARE UNIT | Kelemen |  |  | 10/31/2019 |  | 10/31/24 |  |  | NO | YES |  |  |  |  | 3M HEALTHCARE 11222131 02798 |  |  | Active |  | 99:99:99:99:99:99 |  | Alarm | PAAR:00-PVAR | 10/31/2019 | 10/31/2019 | COOPER UNIVERSITY HOSPITAL |  |  | Performance Verification | WOT00000001061979 | CAROLYN RUMELL | Performance Verification | Closed | Richard Jolly | 10/31/2019 | 10/31/2019 | Performance Verification for 3M HEALTHCARE 11222131 02798 | Initial Install of Performance Verification. Device is ready for patient use. |  |  | 10/31/2019 | 10/31/2019
|  | 3M HEALTHCARE | BAIR HUGGER 675 | WARMER, PATIENT |  | INTENSIVE CARE UNIT | Pavilion |  |  | 10/31/2019 |  | 10/31/24 |  |  | NO | YES |  |  |  |  | 3M HEALTHCARE 11222127 02834 |  |  | Active |  | 99:99:99:99:99:99 |  | Alarm | PAAR:00-PVAR | 10/31/2019 | 10/31/2019 | COOPER UNIVERSITY HOSPITAL |  |  | Performance Verification | WOT00000001061888 | CAROLYN RUMELL | Performance Verification | Closed | Richard Jolly | 10/31/2019 | 10/31/2019 | Performance Verification for 3M HEALTHCARE 11222127 02834 | Initial Install of Performance Verification. Device is ready for patient use. |  |  | 10/31/2019 | 10/31/2019
|  | 3M HEALTHCARE | BAIR HUGGER 675 | WARMER, PATIENT |  | INTENSIVE CARE UNIT | Pavilion |  |  | 10/31/2019 |  | 10/31/24 |  |  | NO | YES |  |  |  |  | 3M HEALTHCARE 11222128 02957 |  |  | Active |  | 99:99:99:99:99:99 |  | Alarm | PAAR:00-PVAR | 10/31/2019 | 10/31/2019 | COOPER UNIVERSITY HOSPITAL |  |  | Performance Verification | WOT00000001061824 | CAROLYN RUMELL | Performance Verification | Closed | Richard Jolly | 10/31/2019 | 10/31/2019 | Performance Verification for 3M HEALTHCARE 11222128 02957 | Initial Install of Performance Verification. Device is ready for patient use. |  |  | 10/31/2019 | 10/31/2019
|  | 3M HEALTHCARE | BAIR HUGGER 675 | WARMER, PATIENT |  | INTENSIVE CARE UNIT | Pavilion |  |  | 10/31/2019 |  | 10/31/24 |  |  | NO | YES |  |  |  |  | 3M HEALTHCARE 11222126 02831 |  |  | Active |  | 99:99:99:99:99:99 |  | Alarm | PAAR:00-PVAR | 10/31/2019 | 10/31/2019 | COOPER UNIVERSITY HOSPITAL |  |  | Performance Verification | WOT00000001062024 | CAROLYN RUMELL | Performance Verification | Closed | Richard Jolly | 10/31/2019 | 10/31/2019 | Performance Verification for 3M HEALTHCARE 11222126 02831 | Initial Install of Performance Verification. Device is ready for patient use. |  |  | 10/31/2019 | 10/31/2019
|  | 3M HEALTHCARE | BAIR HUGGER 675 | WARMER, PATIENT |  | INTENSIVE CARE UNIT | Kelemen |  |  | 10/31/2019 |  | 10/31/24 |  |  | NO | YES |  |  |  |  | 3M HEALTHCARE 11222125 02717 |  |  | Active |  | 99:99:99:99:99:99 |  | Alarm | PAAR:00-PVAR | 10/31/2019 | 10/31/2019 | COOPER UNIVERSITY HOSPITAL |  |  | Performance Verification | WOT00000001062005 | CAROLYN RUMELL | Performance Verification | Closed | Richard Jolly | 10/31/2019 | 10/31/2019 | Performance Verification for 3M HEALTHCARE 11222125 02717 | Initial Install of Performance Verification. Device is ready for patient use. |  |  | 10/31/2019 | 10/31/2019
|  | 3M HEALTHCARE | BAIR HUGGER 675 | WARMER, PATIENT |  | INCU - KELEMEN S10 | Kelemen |  |  | 10/31/2019 |  | 10/31/24 |  |  | NO | YES |  |  |  |  | 3M HEALTHCARE 11208455 11958 |  |  | Active |  |  |  | Alarm | PAAR:00-PVAR | 10/31/2019 | 10/31/2019 | COOPER UNIVERSITY HOSPITAL |  |  | Performance Verification | WOT00000004074787 | Lisa Brooks | Performance Verification | Closed | Zhan Kiselev | 10/31/2019 | 10/31/2019 | Performance Verification for 3M HEALTHCARE 11208455 11958 | Initial Install of Performance Verification. Device is ready for patient use. |  |  | 10/31/2019 | 10/31/2019
|  | 3M HEALTHCARE | BAIR HUGGER 750 | WARMER, PATIENT |  | CARDIAC CATH LAB | Kelemen |  |  | 05/30/2019 |  | 5/30/24 |  |  | NO | YES |  |  |  |  | 3M HEALTHCARE 11187572 10656 |  |  | Active |  | 99:99:99:99:99:99 |  | Equipment | 6M:00-MFG | 05/30/2019 | 05/30/2019 | COOPER UNIVERSITY HOSPITAL |  |  | CCL - Lab 2 |  | LINDA BEAN |  |  |  | 05/30/2019 | 05/30/2019 |  |  |  |  | 05/30/2019 | 05/30/2019
|  | 3M HEALTHCARE | BAIR HUGGER 750 | WARMER, PATIENT |  | ANGIOGRAPHY | Kelemen | Basement |  | 12/18/2012 |  | 12/18/17 |  |  | NO | YES |  |  |  |  | ARIZANT HEALTHCARE INC. 10366233 41730 |  |  | Active |  | 99:99:99:99:99:99 |  | Equipment | 6M:00-MFG | 05/24/2019 | 05/01/2020 | COOPER UNIVERSITY HOSPITAL |  |  | IR LAB 2 |  | PAULETTE DUCKREY
|  | 3M HEALTHCARE | BAIR HUGGER 750 | WARMER, PATIENT |  | ANESTHESIOLOGY | Kelemen |  |  | 04/23/2014 |  | 4/23/19 |  |  | NO | YES |  |  |  |  | AUGUSTINE MEDICAL 10354905 03424 |  |  | Active |  | 99:99:99:99:99:99 |  | Equipment | 6M:00-MFG | 10/25/2019 | 04/01/2020 | COOPER UNIVERSITY HOSPITAL |  |  | K8 |  | GIACINTA ROUPAS
|  | 3M HEALTHCARE | BAIR HUGGER 750 | WARMER, PATIENT |  | ANGIOGRAPHY | Kelemen | Basement |  | 12/12/2012 |  | 12/12/17 |  |  | NO | YES |  |  |  |  | 3M HEALTHCARE 10347552 41615 |  |  | Active |  | 99:99:99:99:99:99 |  | Equipment | 6M:00-MFG | 05/24/2019 | 05/01/2020 | COOPER UNIVERSITY HOSPITAL |  |  | IR Lab 1 |  | PAULETTE DUCKREY
|  | 3M HEALTHCARE | BAIR HUGGER 775 | WARMER, PATIENT |  | ANESTHESIOLOGY | Pavilion |  |  | 10/28/2019 |  | 10/28/24 |  |  | NO | YES |  |  |  |  | 3M HEALTHCARE 11239472 78360 |  |  | Active |  | 99:99:99:99:99:99 |  | Equipment | 6M:00-MFG | 10/28/2019 | 10/28/2019 | COOPER UNIVERSITY HOSPITAL |  |  | SD 6 |  | GIACINTA ROUPAS |  |  |  | 10/28/2019 | 10/28/2019 |  |  |  |  | 10/28/2019 | 10/28/2019
|  | 3M HEALTHCARE | BAIR HUGGER 775 | WARMER, PATIENT |  | ANESTHESIOLOGY | Kelemen |  |  | 10/28/2019 |  | 10/28/24 |  |  | NO | YES |  |  |  |  | 3M HEALTHCARE 11239411 142856 |  |  | Active |  | 99:99:99:99:99:99 |  | Equipment | 1Y:00-MFG | 10/28/2019 | 10/28/2019 | COOPER UNIVERSITY HOSPITAL |  |  | K6 | WOT00000001738580 | GIACINTA ROUPAS | Performance Verification | Closed | Salvatore Bombara | 10/28/2019 | 10/28/2019 | Performance Verification for 3M HEALTHCARE 11239411 142856 | Initial Install of Performance Verification. Device is ready for patient use. |  |  | 10/28/2019 | 10/28/2019
|  | 3M HEALTHCARE | BAIR HUGGER 775 | WARMER, PATIENT |  |  | Pavilion | [7 empty] | NO | YES
|  | 3M HEALTHCARE | BAIR HUGGER 775 | WARMER, PATIENT |  | ANESTHESIOLOGY | Kelemen |  |  | 10/28/2019 |  | 10/28/24 |  |  | NO | YES |  |  |  |  | 3M HEALTHCARE 11239396 140222 |  |  | Active |  | 99:99:99:99:99:99 |  | Equipment | 1Y:00-MFG | 10/28/2019 | 10/28/2019 | COOPER UNIVERSITY HOSPITAL |  |  | K5 | WOT00000001561431 | GIACINTA ROUPAS | Performance Verification | Closed | Salvatore Bombara | 10/28/2019 | 10/28/2019 | CEID Record Completion for 3M HEALTHCARE 11239396 140222 | PV Completed | EXP2048823 | Labor | 10/28/2019 | 10/28/2019 | Salvatore Bombara
|  | 3M HEALTHCARE | BAIR HUGGER 775 | WARMER, PATIENT |  | ANESTHESIOLOGY | Pavilion |  |  | 10/28/2019 |  | 10/28/24 |  |  | NO | YES |  |  |  |  | 3M HEALTHCARE 11239395 140404 |  |  | Active |  | 99:99:99:99:99:99 |  | Equipment | 1Y:00-MFG | 10/28/2019 | 10/28/2019 | COOPER UNIVERSITY HOSPITAL |  |  | P1 | WOT00000001561410 | GIACINTA ROUPAS | Performance Verification | Closed | Salvatore Bombara | 10/28/2019 | 10/28/2019 | Performance Verification for 3M HEALTHCARE 11239395 140404 | Initial Install of Performance Verification. Device is ready for patient use. |  |  | 10/28/2019 | 10/28/2019
|  | 3M HEALTHCARE | BAIR HUGGER 775 | WARMER, PATIENT |  | ANESTHESIOLOGY | Kelemen |  |  | 10/28/2019 |  | 10/28/24 |  |  | NO | YES |  |  |  |  | 3M HEALTHCARE 11239392 95986 |  |  | Active |  | 99:99:99:99:99:99 |  | Equipment | 1Y:00-MFG | 10/28/2019 | 10/28/2019 | COOPER UNIVERSITY HOSPITAL |  |  | P7 |  | GIACINTA ROUPAS |  |  |  | 10/28/2019 | 10/28/2019 |  |  |  |  | 10/28/2019 | 10/28/2019
|  | 3M HEALTHCARE | BAIR HUGGER 775 | WARMER, PATIENT |  | ANESTHESIOLOGY | Pavilion |  |  | 10/28/2019 |  | 10/28/24 |  |  | NO | YES |  |  |  |  | 3M HEALTHCARE 11239390 101430 |  |  | Active |  | 99:99:99:99:99:99 |  | Equipment | 1Y:00-MFG | 10/28/2019 | 10/28/2019 | COOPER UNIVERSITY HOSPITAL |  |  | K1 |  | GIACINTA ROUPAS |  |  |  | 10/28/2019 | 10/28/2019 |  |  |  |  | 10/28/2019 | 10/28/2019
|  | 3M HEALTHCARE | BAIR HUGGER 775 | WARMER, PATIENT |  | ANESTHESIOLOGY | Pavilion |  |  | 10/28/2019 |  | 10/28/24 |  |  | NO | YES |  |  |  |  | 3M HEALTHCARE 11239360 135970 |  |  | Active |  | 99:99:99:99:99:99 |  | Equipment | 1Y:00-MFG | 10/28/2019 | 10/28/2019 | COOPER UNIVERSITY HOSPITAL |  |  | P4 | WOT00000001195881 | GIACINTA ROUPAS | Performance Verification | Closed | Salvatore Bombara | 10/28/2019 | 10/28/2019 | Performance Verification for 3M HEALTHCARE 11239360 135970 | Initial Install of Performance Verification. Device is ready for patient use. |  |  | 10/28/2019 | 10/28/2019
|  | 3M HEALTHCARE | BAIR HUGGER 775 | WARMER, PATIENT |  |  | Kelemen |  |  | 06/26/2019 |  | 6/26/24 |  |  | NO | YES |  |  |  |  | 3M HEALTHCARE 11222138 135922 |  |  | Active |  | 99:99:99:99:99:99 |  | Equipment | 1Y:00-MFG | 06/26/2019 | 06/26/2019 | COOPER UNIVERSITY HOSPITAL |  |  |  | WOT00000001206209 | CAROLYN RUMELL | Performance Verification | Closed | Richard Jolly | 06/26/2019 | 06/26/2019 | Performance Verification for 3M HEALTHCARE 11222138 135922 | Initial Install of Performance Verification. Device is ready for patient use. |  |  | 06/26/2019 | 06/26/2019
|  | 3M HEALTHCARE | BAIR HUGGER 775 | WARMER, PATIENT |  | INTENSIVE CARE UNIT | Kelemen |  |  | 06/18/2019 |  | 6/18/24 |  |  | NO | YES |  |  |  |  | 3M HEALTHCARE 10769686 122073 |  |  | Active |  | 99:99:99:99:99:99 |  | Equipment | 1Y:00-MFG | 06/18/2019 | 06/18/2019 | COOPER UNIVERSITY HOSPITAL |  |  |  | 0012288878 | CAROLYN RUMELL | Preventative Maintenance | Closed | Richard Jolly | 06/18/2019 | 06/18/2019 | PERFORMANCE ASSURANCE AT INVENTORY | INVENTORIED DEVICE AND ENSURED DEVICE WAS FUNCTIONING PROPERLY. | 117DCBBD-5629-4F2C-A0FD-15D2B83DA163 | Labor | 06/18/2019 | 06/18/2019 | Richard Jolly
|  | 3M HEALTHCARE | BAIR HUGGER 775 | WARMER, PATIENT |  | EMERGENCY ROOM | Kelemen |  |  | 03/20/2017 |  | 3/20/22 |  |  | NO | YES |  |  |  |  | 3M HEALTHCARE 10769438 108921 |  |  | Active |  | 99:99:99:99:99:99 |  | Equipment | 1Y:00-MFG | 02/14/2019 | 02/01/2020 | COOPER UNIVERSITY HOSPITAL |  |  |  | 0011360074 | KAREN GRUBER | Preventative Maintenance | Closed | Richard Jolly | 03/20/2017 | 03/20/2017 | PERFORMANCE ASSURANCE AT INVENTORY | INVENTORIED DEVICE AND ENSURED DEVICE WAS FUNCTIONING PROPERLY. | 935E8A1C-99D8-47A0-ADF8-2E6E1A0C6B91 | Labor | 03/20/2017 | 03/20/2017 | Richard Jolly
|  | 3M HEALTHCARE | BAIR HUGGER 775 | WARMER, PATIENT |  | ANESTHESIOLOGY | Pavilion |  |  | 03/20/2017 |  | 3/20/22 |  |  | NO | YES |  |  |  |  | 3M HEALTHCARE 10769437 108918 |  |  | Active |  | 99:99:99:99:99:99 |  | Equipment | 1Y:00-MFG | 10/28/2019 | 10/01/2020 | COOPER UNIVERSITY HOSPITAL |  |  | P6 | 0011359934 | GIACINTA ROUPAS | Preventative Maintenance | Closed | Salvatore Bombara | 03/20/2017 | 03/20/2017 | PERFORMANCE ASSURANCE AT INVENTORY | INVENTORIED DEVICE AND ENSURED DEVICE WAS FUNCTIONING PROPERLY. | 473E41F4-10FA-4036-A1C0-2F30CA78468A | Labor | 03/20/2017 | 03/20/2017 | Salvatore Bombara
|  | 3M HEALTHCARE | BAIR HUGGER 775 | WARMER, PATIENT |  | ANESTHESIOLOGY | Kelemen |  |  | 03/10/2017 |  | 3/10/22 |  |  | NO | YES |  |  |  |  | 3M HEALTHCARE 10769431 109090 |  |  | Active |  | 99:99:99:99:99:99 |  | Equipment | 1Y:00-MFG | 10/28/2019 | 10/01/2020 | COOPER UNIVERSITY HOSPITAL |  |  | P7 | 0011331894 | GIACINTA ROUPAS | Preventative Maintenance | Closed | Salvatore Bombara | 03/10/2017 | 03/10/2017 | PERFORMANCE ASSURANCE AT INVENTORY | INVENTORIED DEVICE AND ENSURED DEVICE WAS FUNCTIONING PROPERLY. | EF8F64DD-C98F-4C5E-A9DE-FD7117B70126 | Labor | 03/10/2017 | 03/10/2017 | Salvatore Bombara
|  | 3M HEALTHCARE | BAIR HUGGER 775 | WARMER, PATIENT |  | ANESTHESIOLOGY | Pavilion |  |  | 09/05/2018 |  | 9/5/23 |  |  | NO | YES |  |  |  |  | 3M HEALTHCARE 10752676 127771 |  |  | Active |  | 99:99:99:99:99:99 |  | Equipment | 1Y:00-MFG | 10/28/2019 | 10/01/2020 | COOPER UNIVERSITY HOSPITAL |  |  |  | WOT00000001403997 | GIACINTA ROUPAS | Performance Verification | Closed | Michael Youch | 09/05/2018 | 06/17/2019 | Performance Verification for 3M HEALTHCARE 10752676 127771 | Initial Install of Performance Verification. Device is ready for patient use.
|  | 3M HEALTHCARE | BAIR HUGGER 775 | WARMER, PATIENT |  | ANESTHESIOLOGY | Dorrance |  |  | 02/07/2018 |  | 2/7/23 |  |  | NO | YES |  |  |  |  | 3M HEALTHCARE 10752589 127881 |  |  | Active |  | 99:99:99:99:99:99 |  | Equipment | 1Y:00-MFG | 10/28/2019 | 10/01/2020 | COOPER UNIVERSITY HOSPITAL |  |  | L&D | WOT00000000502441 | GIACINTA ROUPAS | Performance Verification | Closed | Salvatore Bombara | 02/07/2018 | 07/30/2018 | Performance Verification for 3M HEALTHCARE 10752589 127881 | Initial Install of Performance Verification. Device is ready for patient use.
|  | 3M HEALTHCARE | BAIR HUGGER 775 | WARMER, PATIENT |  | VOORHEES SURGERY CENTER-OPERATING ROOM | 900 Centennial Blvd | Suite E |  | 10/30/2017 |  | 10/30/22 |  |  | NO | YES |  |  |  |  | 3M HEALTHCARE 10732180 124283 |  |  | Active |  | 99:99:99:99:99:99 |  | Equipment | 1Y:00-MFG | 04/18/2019 | 04/01/2020 | COOPER AMBULATORY OFF-SITES |  |  |  | 0012482716 | JENNIFER BOMBARO | Preventative Maintenance | Closed | Josh Harris | 12/04/2017 | 12/04/2017 | PERFORMANCE ASSURANCE AT INVENTORY | INVENTORIED DEVICE AND ENSURED DEVICE WAS FUNCTIONING PROPERLY. | BD713AA9-C036-470F-98EB-534C950DA55D | Labor | 10/30/2017 | 10/30/2017 | Kirk Lis
|  | 3M HEALTHCARE | BAIR HUGGER 775 | WARMER, PATIENT |  | ANESTHESIOLOGY | Kelemen |  |  | 01/09/2018 |  | 1/9/23 |  |  | NO | YES |  |  |  |  | 3M HEALTHCARE 10725154 126841 |  |  | Active |  | 99:99:99:99:99:99 |  | Equipment | 1Y:00-MFG | 10/28/2019 | 10/01/2020 | COOPER UNIVERSITY HOSPITAL |  |  |  | 0012677865 | GIACINTA ROUPAS | Performance Verification | Closed | Josh Harris | 01/26/2018 | 01/26/2018 | INCOMING INVENTORY | DEVICE INVENTORIED | B868B76A-6D24-456E-A13F-BB8F20FCD9FE | Labor | 01/26/2018 | 01/26/2018 | Josh Harris
|  | 3M HEALTHCARE | BAIR HUGGER 775 | WARMER, PATIENT |  | ANESTHESIOLOGY | Dorrance |  |  | 01/09/2018 |  | 1/9/23 |  |  | NO | YES |  |  |  |  | 3M HEALTHCARE 10725152 126851 |  |  | Active |  | 99:99:99:99:99:99 |  | Equipment | 1Y:00-MFG | 10/28/2019 | 10/01/2020 | COOPER UNIVERSITY HOSPITAL |  |  | L&D | 0012677873 | GIACINTA ROUPAS | Preventative Maintenance | Closed | Josh Harris | 01/26/2018 | 01/26/2018 | PERFORMANCE ASSURANCE AT INVENTORY | INVENTORIED DEVICE AND ENSURED DEVICE WAS FUNCTIONING PROPERLY. | 11AF79FF-7123-4B66-8A68-7C207917FD14 | Labor | 01/09/2018 | 01/09/2018 | Salvatore Bombara
|  | 3M HEALTHCARE | BAIR HUGGER 775 | WARMER, PATIENT |  | ANESTHESIOLOGY | Kelemen |  |  | 01/09/2018 |  | 1/9/23 |  |  | NO | YES |  |  |  |  | 3M HEALTHCARE 10725151 126848 |  |  | Active |  | 99:99:99:99:99:99 |  | Equipment | 1Y:00-MFG | 10/28/2019 | 10/01/2020 | COOPER UNIVERSITY HOSPITAL |  |  | K9 | 0012677879 | GIACINTA ROUPAS | Performance Verification | Closed | Josh Harris | 01/26/2018 | 01/26/2018 | INCOMING INVENTORY | DEVICE INVENTORIED | 99CCBFDF-1DA3-4C5A-9D46-4DBA4D4204FC | Labor | 01/26/2018 | 01/26/2018 | Josh Harris
|  | 3M HEALTHCARE | BAIR HUGGER 775 | WARMER, PATIENT |  | ANESTHESIOLOGY | Kelemen |  |  | 01/09/2018 |  | 1/9/23 |  |  | NO | YES |  |  |  |  | 3M HEALTHCARE 10725150 126842 |  |  | Active |  | 99:99:99:99:99:99 |  | Equipment | 1Y:00-MFG | 10/28/2019 | 10/01/2020 | COOPER UNIVERSITY HOSPITAL |  |  | EP1 | 0012677883 | GIACINTA ROUPAS | Preventative Maintenance | Closed | Josh Harris | 01/26/2018 | 01/26/2018 | PERFORMANCE ASSURANCE AT INVENTORY | INVENTORIED DEVICE AND ENSURED DEVICE WAS FUNCTIONING PROPERLY. | 946F4728-0BC0-4C21-89CE-0E221218C8AE | Labor | 01/09/2018 | 01/09/2018 | Salvatore Bombara
|  | 3M HEALTHCARE | BAIR HUGGER 775 | WARMER, PATIENT |  | PEDIATRIC INTENSIVE CARE UNIT | Kelemen |  |  | 11/30/2016 |  | 11/30/21 |  |  | NO | YES |  |  |  |  | 3M HEALTHCARE 10649975 101757 |  |  | Active |  | 99:99:99:99:99:99 |  | Equipment | 1Y:00-MFG | 08/09/2019 | 03/01/2020 | COOPER UNIVERSITY HOSPITAL |  |  | PICU storage |  | Susan Cannon
|  | 3M HEALTHCARE | BAIR HUGGER 775 | WARMER, PATIENT |  | EMERGENCY ROOM | Kelemen |  |  | 11/30/2016 |  | 11/30/21 |  |  | NO | YES |  |  |  |  | 3M HEALTHCARE 10649974 101761 |  |  | Active |  | 99:99:99:99:99:99 |  | Equipment | 1Y:00-MFG | 02/19/2019 | 02/01/2020 | COOPER UNIVERSITY HOSPITAL |  |  | TRAUMA ER STORAGE |  | KAREN GRUBER
|  | 3M HEALTHCARE | BAIR HUGGER 775 | WARMER, PATIENT |  | ANESTHESIOLOGY | Kelemen |  |  | 11/16/2016 |  | 11/16/21 |  |  | NO | YES |  |  |  |  | 3M HEALTHCARE 10649921 102551 |  |  | Active |  | 99:99:99:99:99:99 |  | Equipment | 1Y:00-MFG | 10/28/2019 | 10/01/2020 | COOPER UNIVERSITY HOSPITAL |  |  | K3 |  | GIACINTA ROUPAS
|  | 3M HEALTHCARE | BAIR HUGGER 775 | WARMER, PATIENT |  | ANESTHESIOLOGY | Kelemen |  |  | 10/31/2016 |  | 10/31/21 |  |  | NO | YES |  |  |  |  | 3M HEALTHCARE 10649895 71801 |  |  | Active |  | 99:99:99:99:99:99 |  | Equipment | 1Y:00-MFG | 10/28/2019 | 10/01/2020 | COOPER UNIVERSITY HOSPITAL |  |  | SD 6 |  | GIACINTA ROUPAS
|  | 3M HEALTHCARE | BAIR HUGGER 775 | WARMER, PATIENT |  | ANESTHESIOLOGY | Pavilion |  |  | 10/04/2016 |  | 10/4/21 |  |  | NO | YES |  |  |  |  | 3M HEALTHCARE 10649852 32403 |  |  | Active |  | 99:99:99:99:99:99 |  | Equipment | 1Y:00-MFG | 10/28/2019 | 10/01/2020 | COOPER UNIVERSITY HOSPITAL |  |  |  |  | GIACINTA ROUPAS
|  | 3M HEALTHCARE | BAIR HUGGER 775 | WARMER, PATIENT |  | ANESTHESIOLOGY | Kelemen |  |  | 09/12/2016 |  | 9/12/21 |  |  | NO | YES |  |  |  |  | 3M HEALTHCARE 10505449 96153 |  |  | Active |  | 99:99:99:99:99:99 |  | Equipment | 1Y:00-MFG | 10/25/2019 | 10/01/2020 | COOPER UNIVERSITY HOSPITAL |  |  | K12 |  | GIACINTA ROUPAS
|  | 3M HEALTHCARE | BAIR HUGGER 775 | WARMER, PATIENT |  | ANESTHESIOLOGY | Kelemen |  |  | 09/12/2016 |  | 9/12/21 |  |  | NO | YES |  |  |  |  | 3M HEALTHCARE 10505445 96118 |  |  | Active |  | 99:99:99:99:99:99 |  | Equipment | 1Y:00-MFG | 10/25/2019 | 10/01/2020 | COOPER UNIVERSITY HOSPITAL |  |  | P8 |  | GIACINTA ROUPAS
|  | 3M HEALTHCARE | BAIR HUGGER 775 | WARMER, PATIENT |  |  | Pavilion | [7 empty] | NO | YES
|  | 3M HEALTHCARE | BAIR HUGGER 775 | WARMER, PATIENT |  | ANESTHESIOLOGY | Pavilion |  |  | 09/12/2016 |  | 9/12/21 |  |  | NO | YES |  |  |  |  | 3M HEALTHCARE 10505446 96150 |  |  | Active |  | 99:99:99:99:99:99 |  | Equipment | 1Y:00-MFG | 10/25/2019 | 10/01/2020 | COOPER UNIVERSITY HOSPITAL |  |  | Spare Pav |  | GIACINTA ROUPAS
|  | 3M HEALTHCARE | BAIR HUGGER 775 | WARMER, PATIENT |  | ANESTHESIOLOGY | Kelemen |  |  | 09/12/2016 |  | 9/12/21 |  |  | NO | YES |  |  |  |  | 3M HEALTHCARE 10505448 96149 |  |  | Active |  | 99:99:99:99:99:99 |  | Equipment | 1Y:00-MFG | 10/25/2019 | 10/01/2020 | COOPER UNIVERSITY HOSPITAL |  |  | K4 |  | GIACINTA ROUPAS
|  | 3M HEALTHCARE | BAIR HUGGER 775 | WARMER, PATIENT |  | ANESTHESIOLOGY | Kelemen |  |  | 09/12/2016 |  | 9/12/21 |  |  | NO | YES |  |  |  |  | 3M HEALTHCARE 10505447 96152 |  |  | Active |  | 99:99:99:99:99:99 |  | Equipment | 1Y:00-MFG | 10/25/2019 | 10/01/2020 | COOPER UNIVERSITY HOSPITAL |  |  | Spare Kelemen |  | GIACINTA ROUPAS
|  | 3M HEALTHCARE | BAIR HUGGER 775 | WARMER, PATIENT |  | ANESTHESIOLOGY | Kelemen |  |  | 05/06/2016 |  | 5/6/21 |  |  | NO | YES |  |  |  |  | 3M HEALTHCARE 10480430 66514 |  |  | Active |  | 99:99:99:99:99:99 |  | Equipment | 1Y:00-MFG | 10/25/2019 | 10/01/2020 | COOPER UNIVERSITY HOSPITAL |  |  | K1 |  | GIACINTA ROUPAS
|  | 3M HEALTHCARE | BAIR HUGGER 775 | WARMER, PATIENT |  | ANESTHESIOLOGY | Pavilion |  |  | 03/16/2016 |  | 3/16/21 |  |  | NO | YES |  |  |  |  | 3M HEALTHCARE 10480358 87887 |  |  | Active |  | 99:99:99:99:99:99 |  | Equipment | 1Y:00-MFG | 10/25/2019 | 10/01/2020 | COOPER UNIVERSITY HOSPITAL |  |  | P9 |  | GIACINTA ROUPAS
|  | 3M HEALTHCARE | BAIR HUGGER 775 | WARMER, PATIENT |  | ANESTHESIOLOGY | Pavilion |  |  | 02/03/2016 |  | 2/3/21 |  |  | NO | YES |  |  |  |  | 3M HEALTHCARE 10480344 84692 |  |  | Active |  | 99:99:99:99:99:99 |  | Equipment | 6M:00-MFG | 08/30/2019 | 02/01/2020 | COOPER UNIVERSITY HOSPITAL |  |  | P2 |  | GIACINTA ROUPAS
|  | 3M HEALTHCARE | BAIR HUGGER 775 | WARMER, PATIENT |  |  | Kelemen | [7 empty] | NO | YES
|  | 3M HEALTHCARE | BAIR HUGGER 775 | WARMER, PATIENT |  | INTENSIVE CARE UNIT | Pavilion |  |  | 08/21/2015 |  | 8/21/20 |  |  | NO | YES |  |  |  |  | 3M HEALTHCARE 10349377 58020 |  |  | Active |  | 99:99:99:99:99:99 |  | Equipment | 6M:00-MFG | 06/28/2019 | 12/01/2019 | COOPER UNIVERSITY HOSPITAL |  |  | ER storage closet |  | CAROLYN RUMELL
|  | 3M HEALTHCARE | BAIR PAWS 875 | WARMER, PATIENT |  | PEDIATRIC INTENSIVE CARE UNIT | Kelemen |  |  | 10/31/2019 |  | 10/31/24 |  |  | NO | YES |  |  |  |  | ARIZANT HEALTHCARE INC. 11207526 01006082238750012110750 |  |  | Active |  | 99:99:99:99:99:99 |  | Equipment | PAAR:00-PVAR | 10/31/2019 | 10/31/2019 | COOPER UNIVERSITY HOSPITAL |  |  | Performance Verification | WOT00000001297827 | Susan Cannon | Performance Verification | Closed | Gene Amodei | 10/31/2019 | 10/31/2019 | Performance Verification for ARIZANT HEALTHCARE INC. 11207526 01006082238750012110750 | Initial Install of Performance Verification. Device is ready for patient use. |  |  | 10/31/2019 | 10/31/2019
|  | 3M HEALTHCARE | BAIR PAWS 875 | WARMER, PATIENT |  | OPERATING ROOM - PAVILION | Kelemen |  |  | 03/30/2017 |  | 3/30/22 |  |  | NO | YES |  |  |  |  | 3M HEALTHCARE 10769447 62302 |  |  | Active |  | 99:99:99:99:99:99 |  | Equipment | PAAR:00-PVAR | 10/31/2019 |  | COOPER UNIVERSITY HOSPITAL |  |  | OR HOLDING 3RD FLOOR | 0011374064 | DOMINIC VENDETTA | Repair | Closed | Salvatore Bombara | 03/24/2017 | 03/30/2017 | BAIR PAW - MISSING BRACKET - SURGICAL CARE UNIT FRONT DESK | 3/27/2017 12:10:38 PM SXBOMBARA (SXBOMBARA 3/24/2017 12:00 AM) CONFIRMED COMPLAINT. EVALUATION FOR REPAIR 3/30/2017 1:44:17 PM SXBOMBARA (SXBOMBARA 3/30/2017 12:00 AM) BRACKET HAS BEEN INSTALLED | 85D31866-679A-4074-929F-F6729E30F7F8 | Labor | 03/30/2017 | 03/30/2017 | Salvatore Bombara
|  | 3M HEALTHCARE | BAIR PAWS 875 | WARMER, PATIENT |  | OR - KELEMEN 3 | Dorrance |  |  | 09/11/2009 |  | 9/11/14 |  |  | NO | YES |  |  |  |  | 3M HEALTHCARE 10368527 10757 |  |  | Active |  | 99:99:99:99:99:99 |  | Equipment | PAAR:00-PVAR | 11/02/2019 |  | COOPER UNIVERSITY HOSPITAL |  |  |  | WOT00000000507728 | DOMINIC VENDETTA | Disposition | Closed | Salvatore Bombara | 02/08/2018 | 05/14/2019 | Bulk Disposition CNL
|  | 3M HEALTHCARE | BAIR PAWS 875 | WARMER, PATIENT |  | SURGICAL CARE UNIT | Kelemen |  |  | 01/01/1900 |  |  |  |  | NO | YES |  |  |  |  | 3M HEALTHCARE 10365399 010748 |  |  | Active |  | 99:99:99:99:99:99 |  | Equipment | PAAR:00-PVAR | 11/02/2019 |  | COOPER UNIVERSITY HOSPITAL |  |  | BED 20 |  | Lisa Geoghegan
|  | 3M HEALTHCARE | BAIR PAWS 875 | WARMER, PATIENT |  | SURGICAL CARE UNIT | MD Anderson Cancer Center |  |  | 09/11/2009 |  | 9/11/14 |  |  | NO | YES |  |  |  |  | ARIZANT HEALTHCARE INC. 10356211 10758 |  |  | Active |  | 99:99:99:99:99:99 |  | Equipment | PAAR:00-PVAR | 11/02/2019 |  | COOPER UNIVERSITY HOSPITAL |  |  | PAVILION-3RD |  | Lisa Geoghegan
|  | 3M HEALTHCARE | BAIR PAWS 875 | WARMER, PATIENT |  | ANESTHESIOLOGY | Pavilion |  |  | 09/11/2009 |  | 9/11/14 |  |  | NO | YES |  |  |  |  | ARIZANT HEALTHCARE INC. 10356197 10747 |  |  | Active |  | 99:99:99:99:99:99 |  | Equipment | PAAR:00-PVAR | 11/01/2019 |  | COOPER UNIVERSITY HOSPITAL |  |  | HOLDING-BED 22 | WOT00000002202736 | GIACINTA ROUPAS | Disposition | Closed | Salvatore Bombara | 02/14/2019 | 05/17/2019 | Bulk Disposition CNL
|  | 3M HEALTHCARE | BAIR PAWS 875 | WARMER, PATIENT |  | ANESTHESIOLOGY | Kelemen |  |  | 09/11/2009 |  | 9/11/14 |  |  | NO | YES |  |  |  |  | ARIZANT HEALTHCARE INC. 10356186 10752 |  |  | Active |  | 99:99:99:99:99:99 |  | Equipment | PAAR:00-PVAR | 11/02/2019 |  | COOPER UNIVERSITY HOSPITAL |  |  | HOLDING-BED 20 | WOT00000002202707 | GIACINTA ROUPAS | Disposition | Closed | Salvatore Bombara | 02/14/2019 | 05/17/2019 | Bulk Disposition CNL
|  | 3M HEALTHCARE | BAIR PAWS 875 | WARMER, PATIENT |  | SURGICAL CARE UNIT | Kelemen |  |  | 09/11/2009 |  | 9/11/14 |  |  | NO | YES |  |  |  |  | 3M HEALTHCARE 10347518 10732 |  |  | Active |  | 99:99:99:99:99:99 |  | Equipment | PAAR:00-PVAR | 11/02/2019 |  | COOPER UNIVERSITY HOSPITAL |  |  | BED 40 | WOT00000002200408 | Lisa Geoghegan | Disposition | Closed | Salvatore Bombara | 02/14/2019 | 05/17/2019 | Bulk Disposition CNL
|  | 3M HEALTHCARE | BAIR PAWS 875 | WARMER, PATIENT |  | SURGICAL CARE UNIT | Kelemen |  |  | 09/11/2009 |  | 9/11/14 |  |  | NO | YES |  |  |  |  | 3M HEALTHCARE 10347507 10733 |  |  | Active |  | 99:99:99:99:99:99 |  | Equipment | PAAR:00-PVAR | 11/02/2019 |  | COOPER UNIVERSITY HOSPITAL |  |  | scu 41 | WOT00000002200368 | Lisa Geoghegan | Disposition | Closed | Salvatore Bombara | 02/14/2019 | 05/14/2019 | Bulk Disposition CNL
|  | 3M HEALTHCARE | BAIR PAWS 875 | WARMER, PATIENT |  |  | 401 Haddon Ave | [7 empty] | YES | YES
|  | 3M HEALTHCARE | BAIR PAWS 875 | WARMER, PATIENT |  |  | Dorrance | [7 empty] | NO | YES
|  | AUGUSTINE MEDICAL | HOTDOG WC52 | WARMER, PATIENT | A09687 | SAME DAY PREOP -2ND FL PAVILION | Kelemen |  |  | 10/31/2019 |  | 10/31/24 |  |  | NO | YES |  |  |  |  | AUGUSTINE MEDICAL 11239052 A09687 |  |  | Active |  | 99:99:99:99:99:99 |  | Equipment | PAAR:00-PVAR | 10/31/2019 | 10/31/2019 | COOPER UNIVERSITY HOSPITAL |  |  | Sd Preop 11 | WOT00000000554029 | JOE DRUCTOR | Performance Verification | Closed | Salvatore Bombara | 10/31/2019 | 10/31/2019 | CEID Record Completion for AUGUSTINE MEDICAL 11239052 A09687 | Inventoried unit. | EXP3418129 | Labor | 10/31/2019 | 10/31/2019 | Josh Harris
|  | AUGUSTINE MEDICAL | HOTDOG WC52 | WARMER, PATIENT | A09714 | SAME DAY PREOP -2ND FL PAVILION | Kelemen |  |  | 10/31/2019 |  | 10/31/24 |  |  | NO | YES |  |  |  |  | AUGUSTINE MEDICAL 11239054 A09714 |  |  | Active |  | 99:99:99:99:99:99 |  | Equipment | PAAR:00-PVAR | 10/31/2019 | 10/31/2019 | COOPER UNIVERSITY HOSPITAL |  |  | Sd Preop 12 | WOT00000000554073 | JOE DRUCTOR | Performance Verification | Closed | Salvatore Bombara | 10/31/2019 | 10/31/2019 | Performance Verification for AUGUSTINE MEDICAL 11239054 A09714 | Initial Install of Performance Verification. Device is ready for patient use. |  |  | 10/31/2019 | 10/31/2019
|  | AUGUSTINE MEDICAL | HOTDOG WC52 | WARMER, PATIENT | A09686 | SAME DAY PREOP -2ND FL PAVILION | Kelemen |  |  | 10/31/2019 |  | 10/31/24 |  |  | NO | YES |  |  |  |  | AUGUSTINE MEDICAL 11239050 A09686 |  |  | Active |  | 99:99:99:99:99:99 |  | Equipment | PAAR:00-PVAR | 10/31/2019 | 10/31/2019 | COOPER UNIVERSITY HOSPITAL |  |  | Sd Preop 10 | WOT00000000553980 | JOE DRUCTOR | Performance Verification | Closed | Salvatore Bombara | 10/31/2019 | 10/31/2019 | Performance Verification for AUGUSTINE MEDICAL 11239050 A09686 | Initial Install of Performance Verification. Device is ready for patient use. |  |  | 10/31/2019 | 10/31/2019
|  | AUGUSTINE MEDICAL | HOTDOG WC52 | WARMER, PATIENT |  | SAME DAY PREOP -2ND FL PAVILION | Pavilion |  |  | 10/31/2019 |  | 10/31/24 |  |  | NO | YES |  |  |  |  | HOT DOG USA 11239048 09700 |  |  | Active |  | 99:99:99:99:99:99 |  | Equipment | PAAR:00-PVAR | 10/31/2019 | 10/31/2019 | COOPER UNIVERSITY HOSPITAL |  |  | SD PRE OP 9 | WOT00000000552997 | JOE DRUCTOR | Performance Verification | Closed | Kirk Lis | 10/31/2019 | 10/31/2019 | Performance Verification for HOT DOG USA 11239048 A09700 | Initial Install of Performance Verification. Device is ready for patient use. |  |  | 10/31/2019 | 10/31/2019
|  | AUGUSTINE MEDICAL | HOTDOG WC52 | WARMER, PATIENT |  | SAME DAY PREOP -2ND FL PAVILION | Kelemen |  |  | 10/31/2019 |  | 10/31/24 |  |  | NO | YES |  |  |  |  | HOT DOG USA 11239046 09710 |  |  | Active |  | 99:99:99:99:99:99 |  | Equipment | PAAR:00-PVAR | 10/31/2019 | 10/31/2019 | COOPER UNIVERSITY HOSPITAL |  |  | SD PRE OP 8 | WOT00000000552974 | JOE DRUCTOR | Performance Verification | Closed | Kirk Lis | 10/31/2019 | 10/31/2019 | Performance Verification for HOT DOG USA 11239046 A09710 | Initial Install of Performance Verification. Device is ready for patient use. |  |  | 10/31/2019 | 10/31/2019
|  | AUGUSTINE MEDICAL | HOTDOG WC52 | WARMER, PATIENT |  | SAME DAY PREOP -2ND FL PAVILION | Kelemen |  |  | 10/31/2019 |  | 10/31/24 |  |  | NO | YES |  |  |  |  | HOT DOG USA 11239044 09716 |  |  | Active |  | 99:99:99:99:99:99 |  | Equipment | PAAR:00-PVAR | 10/31/2019 | 10/31/2019 | COOPER UNIVERSITY HOSPITAL |  |  | PRE OP 5 | WOT00000000552949 | JOE DRUCTOR | Performance Verification | Closed | Kirk Lis | 10/31/2019 | 10/31/2019 | CEID Record Completion for HOT DOG USA 11239044 A09716 | INVENTORIED NEW EQUIPMENT | EXP0260359 | Labor | 10/31/2019 | 10/31/2019 | Kirk Lis
|  | AUGUSTINE MEDICAL | HOTDOG WC52 | WARMER, PATIENT | A09691 | SAME DAY PREOP -2ND FL PAVILION | Pavilion |  |  | 10/31/2019 |  | 10/31/24 |  |  | NO | YES |  |  |  |  | AUGUSTINE MEDICAL 11239042 A09691 |  |  | Active |  | 99:99:99:99:99:99 |  | Equipment | PAAR:00-PVAR | 10/31/2019 | 10/31/2019 | COOPER UNIVERSITY HOSPITAL |  |  | SD Preop 7 | WOT00000000552924 | JOE DRUCTOR | Performance Verification | Closed | Salvatore Bombara | 10/31/2019 | 10/31/2019 | Performance Verification for AUGUSTINE MEDICAL 11239042 A09691 | Initial Install of Performance Verification. Device is ready for patient use. |  |  | 10/31/2019 | 10/31/2019
|  | AUGUSTINE MEDICAL | HOTDOG WC52 | WARMER, PATIENT | A09699 | SAME DAY PREOP -2ND FL PAVILION | Pavilion |  |  | 10/31/2019 |  | 10/31/24 |  |  | NO | YES |  |  |  |  | AUGUSTINE MEDICAL 11239040 A09699 |  |  | Active |  | 99:99:99:99:99:99 |  | Equipment | PAAR:00-PVAR | 10/31/2019 | 10/31/2019 | COOPER UNIVERSITY HOSPITAL |  |  | SD Preop 6 | WOT00000000552889 | JOE DRUCTOR | Performance Verification | Closed | Salvatore Bombara | 10/31/2019 | 10/31/2019 | Performance Verification for AUGUSTINE MEDICAL 11239040 A09699 | Initial Install of Performance Verification. Device is ready for patient use. |  |  | 10/31/2019 | 10/31/2019
|  | AUGUSTINE MEDICAL | HOTDOG WC52 | WARMER, PATIENT | A09719 | SAME DAY PREOP -2ND FL PAVILION | Pavilion |  |  | 10/31/2019 |  | 10/31/24 |  |  | NO | YES |  |  |  |  | AUGUSTINE MEDICAL 11239037 A09719 |  |  | Active |  | 99:99:99:99:99:99 |  | Equipment | PAAR:00-PVAR | 10/31/2019 | 10/31/2019 | COOPER UNIVERSITY HOSPITAL |  |  | SD Preop 4 | WOT00000000552827 | JOE DRUCTOR | Performance Verification | Closed | Salvatore Bombara | 10/31/2019 | 10/31/2019 | Performance Verification for AUGUSTINE MEDICAL 11239037 A09719 | Initial Install of Performance Verification. Device is ready for patient use. |  |  | 10/31/2019 | 10/31/2019
|  | AUGUSTINE MEDICAL | HOTDOG WC52 | WARMER, PATIENT |  | SAME DAY PREOP -2ND FL PAVILION | Pavilion |  |  | 10/31/2019 |  | 10/31/24 |  |  | NO | YES |  |  |  |  | AUGUSTINE MEDICAL 11239035 09715 |  |  | Active |  | 99:99:99:99:99:99 |  | Equipment | PAAR:00-PVAR | 10/31/2019 | 10/31/2019 | COOPER UNIVERSITY HOSPITAL |  |  | SD Preop 3 | WOT00000000552787 | JOE DRUCTOR | Performance Verification | Closed | Salvatore Bombara | 10/31/2019 | 10/31/2019 | Performance Verification for AUGUSTINE MEDICAL 11239035 A09715 | Initial Install of Performance Verification. Device is ready for patient use. |  |  | 10/31/2019 | 10/31/2019
|  | AUGUSTINE MEDICAL | HOTDOG WC52 | WARMER, PATIENT |  | SAME DAY PREOP -2ND FL PAVILION | Kelemen |  |  | 10/31/2019 |  | 10/31/24 |  |  | NO | YES |  |  |  |  | HOT DOG USA 11239034 09680 |  |  | Active |  | 99:99:99:99:99:99 |  | Equipment | PAAR:00-PVAR | 10/31/2019 | 10/31/2019 | COOPER UNIVERSITY HOSPITAL |  |  |  | WOT00000000552770 | JOE DRUCTOR | Performance Verification | Closed | Kirk Lis | 10/31/2019 | 10/31/2019 | Performance Verification for HOT DOG USA 11239034 A09680 | Initial Install of Performance Verification. Device is ready for patient use. |  |  | 10/31/2019 | 10/31/2019
|  | AUGUSTINE MEDICAL | HOTDOG WC52 | WARMER, PATIENT |  | SAME DAY PREOP -2ND FL PAVILION | Pavilion |  |  | 10/31/2019 |  | 10/31/24 |  |  | NO | YES |  |  |  |  | HOT DOG USA 11239032 09711 |  |  | Active |  | 99:99:99:99:99:99 |  | Equipment | PAAR:00-PVAR | 10/31/2019 | 10/31/2019 | COOPER UNIVERSITY HOSPITAL |  |  |  | WOT00000000552693 | JOE DRUCTOR | Performance Verification | Closed | Kirk Lis | 10/31/2019 | 10/31/2019 | Performance Verification for HOT DOG USA 11239032 A09711 | Initial Install of Performance Verification. Device is ready for patient use. |  |  | 10/31/2019 | 10/31/2019
|  | AUGUSTINE MEDICAL | HOTDOG WC52 | WARMER, PATIENT |  | ANESTHESIOLOGY | Kelemen |  |  | 10/31/2019 |  | 10/31/24 |  |  | NO | YES |  |  |  |  | AUGUSTINE MEDICAL 30294830 09102 |  |  | Active |  | 99:99:99:99:99:99 |  | Equipment | PAAR:00-PVAR | 10/31/2019 | 10/31/2019 | COOPER UNIVERSITY HOSPITAL |  |  |  | WOT00000001167789 | GIACINTA ROUPAS | Performance Verification | Completed | Pat D'Andrea | 10/31/2019 | 10/31/2019 | Performance Verification for AUGUSTINE MEDICAL 30294830 09102 | Initial Install of Performance Verification. Device is ready for patient use. |  |  | 10/31/2019 | 10/31/2019
|  | AUGUSTINE MEDICAL | HOTDOG WC52 | WARMER, PATIENT |  | ANESTHESIOLOGY | Pavilion |  |  | 10/31/2019 |  | 10/31/24 |  |  | NO | YES |  |  |  |  | AUGUSTINE MEDICAL 30294831 09096 |  |  | Active |  | 99:99:99:99:99:99 |  | Equipment | PAAR:00-PVAR | 10/31/2019 | 10/31/2019 | COOPER UNIVERSITY HOSPITAL |  |  |  | WOT00000001167796 | GIACINTA ROUPAS | Performance Verification | Completed | Pat D'Andrea | 10/31/2019 | 10/31/2019 | Performance Verification for AUGUSTINE MEDICAL 30294831 09096 | Initial Install of Performance Verification. Device is ready for patient use. |  |  | 10/31/2019 | 10/31/2019
|  | AUGUSTINE MEDICAL | HOTDOG WC52 | WARMER, PATIENT |  |  | Pavilion |  |  | 10/31/2019 |  | 10/31/24 |  |  | NO | YES |  |  |  |  | AUGUSTINE MEDICAL 30294829 09170 |  |  | Active |  | 99:99:99:99:99:99 |  | Equipment | PAAR:00-PVAR | 10/31/2019 | 10/31/2019 | COOPER UNIVERSITY HOSPITAL |  |  |  | WOT00000001167781 | GIACINTA ROUPAS | Performance Verification | Completed | Pat D'Andrea | 10/31/2019 | 10/31/2019 | Performance Verification for AUGUSTINE MEDICAL 30294829 09170 | Initial Install of Performance Verification. Device is ready for patient use. |  |  | 10/31/2019 | 10/31/2019
|  | AUGUSTINE MEDICAL | HOTDOG WC52 | WARMER, PATIENT |  | ANESTHESIOLOGY | Pavilion |  |  | 10/31/2019 |  | 10/31/24 |  |  | NO | YES |  |  |  |  | AUGUSTINE MEDICAL 30294828 09174 |  |  | Active |  | 99:99:99:99:99:99 |  | Equipment | PAAR:00-PVAR | 10/31/2019 | 10/31/2019 | COOPER UNIVERSITY HOSPITAL |  |  |  | WOT00000001167774 | GIACINTA ROUPAS | Performance Verification | Completed | Pat D'Andrea | 10/31/2019 | 10/31/2019 | Performance Verification for AUGUSTINE MEDICAL 30294828 09174 | Initial Install of Performance Verification. Device is ready for patient use. |  |  | 10/31/2019 | 10/31/2019
|  | AUGUSTINE MEDICAL | HOTDOG WC52 | WARMER, PATIENT |  | ANESTHESIOLOGY | Kelemen |  |  | 10/31/2019 |  | 10/31/24 |  |  | NO | YES |  |  |  |  | AUGUSTINE MEDICAL 30294826 09162 |  |  | Active |  | 99:99:99:99:99:99 |  | Equipment | PAAR:00-PVAR | 10/31/2019 | 10/31/2019 | COOPER UNIVERSITY HOSPITAL |  |  |  | WOT00000001167741 | GIACINTA ROUPAS | Performance Verification | Completed | Pat D'Andrea | 10/31/2019 | 10/31/2019 | Performance Verification for AUGUSTINE MEDICAL 30294826 09162 | Initial Install of Performance Verification. Device is ready for patient use. |  |  | 10/31/2019 | 10/31/2019
|  | AUGUSTINE MEDICAL | HOTDOG WC52 | WARMER, PATIENT |  |  | Pavilion |  |  | 10/31/2019 |  | 10/31/24 |  |  | NO | YES |  |  |  |  | AUGUSTINE MEDICAL 30294823 09163 |  |  | Active |  | 99:99:99:99:99:99 |  | Equipment | PAAR:00-PVAR | 10/31/2019 | 10/31/2019 | COOPER UNIVERSITY HOSPITAL |  |  |  | WOT00000001167680 | GIACINTA ROUPAS | Performance Verification | Completed | Pat D'Andrea | 10/31/2019 | 10/31/2019 | Performance Verification for AUGUSTINE MEDICAL 30294823 09163 | Initial Install of Performance Verification. Device is ready for patient use. |  |  | 10/31/2019 | 10/31/2019
|  | AUGUSTINE MEDICAL | HOTDOG WC52 | WARMER, PATIENT |  |  | Pavilion |  |  | 10/31/2019 |  | 10/31/24 |  |  | NO | YES |  |  |  |  | AUGUSTINE MEDICAL 30294825 09161 |  |  | Active |  | 99:99:99:99:99:99 |  | Equipment | PAAR:00-PVAR | 10/31/2019 | 10/31/2019 | COOPER UNIVERSITY HOSPITAL |  |  |  | WOT00000001167724 | GIACINTA ROUPAS | Performance Verification | Completed | Pat D'Andrea | 10/31/2019 | 10/31/2019 | Performance Verification for AUGUSTINE MEDICAL 30294825 09161 | Initial Install of Performance Verification. Device is ready for patient use. |  |  | 10/31/2019 | 10/31/2019
|  | AUGUSTINE MEDICAL | HOTDOG WC52 | WARMER, PATIENT |  |  | Pavilion |  |  | 10/31/2019 |  | 10/31/24 |  |  | NO | YES |  |  |  |  | AUGUSTINE MEDICAL 30294824 09150 |  |  | Active |  | 99:99:99:99:99:99 |  | Equipment | PAAR:00-PVAR | 10/31/2019 | 10/31/2019 | COOPER UNIVERSITY HOSPITAL |  |  |  | WOT00000001167686 | GIACINTA ROUPAS | Performance Verification | Completed | Pat D'Andrea | 10/31/2019 | 10/31/2019 | Performance Verification for AUGUSTINE MEDICAL 30294824 09150 | Initial Install of Performance Verification. Device is ready for patient use. |  |  | 10/31/2019 | 10/31/2019
|  | AUGUSTINE MEDICAL | HOTDOG WC52 | WARMER, PATIENT |  |  | Pavilion |  |  | 10/31/2019 |  | 10/31/24 |  |  | NO | YES |  |  |  |  | AUGUSTINE MEDICAL 30294822 09133 |  |  | Active |  | 99:99:99:99:99:99 |  | Equipment | PAAR:00-PVAR | 10/31/2019 | 10/31/2019 | COOPER UNIVERSITY HOSPITAL |  |  |  | WOT00000001167674 | GIACINTA ROUPAS | Performance Verification | Completed | Pat D'Andrea | 10/31/2019 | 10/31/2019 | Performance Verification for AUGUSTINE MEDICAL 30294822 09133 | Initial Install of Performance Verification. Device is ready for patient use. |  |  | 10/31/2019 | 10/31/2019
|  | AUGUSTINE MEDICAL | HOTDOG WC52 | WARMER, PATIENT |  |  | Pavilion |  |  | 10/31/2019 |  | 10/31/24 |  |  | NO | YES |  |  |  |  | AUGUSTINE MEDICAL 30294821 09164 |  |  | Active |  | 99:99:99:99:99:99 |  | Equipment | PAAR:00-PVAR | 10/31/2019 | 10/31/2019 | COOPER UNIVERSITY HOSPITAL |  |  |  | WOT00000001167655 | GIACINTA ROUPAS | Performance Verification | Completed | Pat D'Andrea | 10/31/2019 | 10/31/2019 | Performance Verification for AUGUSTINE MEDICAL 30294821 09164 | Initial Install of Performance Verification. Device is ready for patient use. |  |  | 10/31/2019 | 10/31/2019
|  | AUGUSTINE MEDICAL | HOTDOG WC52 | WARMER, PATIENT |  |  | Pavilion |  |  | 10/31/2019 |  | 10/31/24 |  |  | NO | YES |  |  |  |  | AUGUSTINE MEDICAL 30294820 09088 |  |  | Active |  | 99:99:99:99:99:99 |  | Equipment | PAAR:00-PVAR | 10/31/2019 | 10/31/2019 | COOPER UNIVERSITY HOSPITAL |  |  |  | WOT00000001167649 | GIACINTA ROUPAS | Performance Verification | Completed | Pat D'Andrea | 10/31/2019 | 10/31/2019 | Performance Verification for AUGUSTINE MEDICAL 30294820 09088 | Initial Install of Performance Verification. Device is ready for patient use. |  |  | 10/31/2019 | 10/31/2019
|  | AUGUSTINE MEDICAL | HOTDOG WC52 | WARMER, PATIENT |  |  | Pavilion |  |  | 10/31/2019 |  | 10/31/24 |  |  | NO | YES |  |  |  |  | AUGUSTINE MEDICAL 30294819 09044 |  |  | Active |  | 99:99:99:99:99:99 |  | Equipment | PAAR:00-PVAR | 10/31/2019 | 10/31/2019 | COOPER UNIVERSITY HOSPITAL |  |  |  | WOT00000001167643 | GIACINTA ROUPAS | Performance Verification | Completed | Pat D'Andrea | 10/31/2019 | 10/31/2019 | Performance Verification for AUGUSTINE MEDICAL 30294819 09044 | Initial Install of Performance Verification. Device is ready for patient use. |  |  | 10/31/2019 | 10/31/2019
|  | AUGUSTINE MEDICAL | HOTDOG WC52 | WARMER, PATIENT |  |  | Pavilion |  |  | 10/31/2019 |  | 10/31/24 |  |  | NO | YES |  |  |  |  | AUGUSTINE MEDICAL 30294818 09060 |  |  | Active |  | 99:99:99:99:99:99 |  | Equipment | PAAR:00-PVAR | 10/31/2019 | 10/31/2019 | COOPER UNIVERSITY HOSPITAL |  |  |  | WOT00000001167636 | GIACINTA ROUPAS | Performance Verification | Completed | Pat D'Andrea | 10/31/2019 | 10/31/2019 | Performance Verification for AUGUSTINE MEDICAL 30294818 09060 | Initial Install of Performance Verification. Device is ready for patient use. |  |  | 10/31/2019 | 10/31/2019
|  | AUGUSTINE MEDICAL | HOTDOG WC52 | WARMER, PATIENT |  |  | Pavilion |  |  | 10/31/2019 |  | 10/31/24 |  |  | NO | YES |  |  |  |  | AUGUSTINE MEDICAL 30294816 09148 |  |  | Active |  | 99:99:99:99:99:99 |  | Equipment | PAAR:00-PVAR | 10/31/2019 | 10/31/2019 | COOPER UNIVERSITY HOSPITAL |  |  |  | WOT00000001167624 | GIACINTA ROUPAS | Performance Verification | Completed | Pat D'Andrea | 10/31/2019 | 10/31/2019 | Performance Verification for AUGUSTINE MEDICAL 30294816 09148 | Initial Install of Performance Verification. Device is ready for patient use. |  |  | 10/31/2019 | 10/31/2019
|  | AUGUSTINE MEDICAL | HOTDOG WC52 | WARMER, PATIENT |  | ANESTHESIOLOGY | Pavilion |  |  | 10/31/2019 |  | 10/31/24 |  |  | NO | YES |  |  |  |  | AUGUSTINE MEDICAL 30294817 09153 |  |  | Active |  | 99:99:99:99:99:99 |  | Equipment | PAAR:00-PVAR | 10/31/2019 | 10/31/2019 | COOPER UNIVERSITY HOSPITAL |  |  |  | WOT00000001167628 | GIACINTA ROUPAS | Performance Verification | Completed | Pat D'Andrea | 10/31/2019 | 10/31/2019 | Performance Verification for AUGUSTINE MEDICAL 30294817 09153 | Initial Install of Performance Verification. Device is ready for patient use. |  |  | 10/31/2019 | 10/31/2019
|  | AUGUSTINE MEDICAL | HOTDOG WC52 | WARMER, PATIENT |  | ANESTHESIOLOGY | Pavilion |  |  | 10/31/2019 |  | 10/31/24 |  |  | NO | YES |  |  |  |  | AUGUSTINE MEDICAL 30294814 09115 |  |  | Active |  | 99:99:99:99:99:99 |  | Equipment | PAAR:00-PVAR | 10/31/2019 | 10/31/2019 | COOPER UNIVERSITY HOSPITAL |  |  |  | WOT00000001167599 | GIACINTA ROUPAS | Performance Verification | Completed | Pat D'Andrea | 10/31/2019 | 10/31/2019 | Performance Verification for AUGUSTINE MEDICAL 30294814 09115 | Initial Install of Performance Verification. Device is ready for patient use. |  |  | 10/31/2019 | 10/31/2019
|  | AUGUSTINE MEDICAL | HOTDOG WC52 | WARMER, PATIENT |  |  | Pavilion |  |  | 10/31/2019 |  | 10/31/24 |  |  | NO | YES |  |  |  |  | AUGUSTINE MEDICAL 30294810 09158 |  |  | Active |  | 99:99:99:99:99:99 |  | Equipment | PAAR:00-PVAR | 10/31/2019 | 10/31/2019 | COOPER UNIVERSITY HOSPITAL |  |  |  | WOT00000001167288 | GIACINTA ROUPAS | Performance Verification | Completed | Pat D'Andrea | 10/31/2019 | 10/31/2019 | Performance Verification for AUGUSTINE MEDICAL 30294810 09158 | Initial Install of Performance Verification. Device is ready for patient use. |  |  | 10/31/2019 | 10/31/2019
|  | AUGUSTINE MEDICAL | HOTDOG WC52 | WARMER, PATIENT |  | ANESTHESIOLOGY | Pavilion |  |  | 10/31/2019 |  | 10/31/24 |  |  | NO | YES |  |  |  |  | AUGUSTINE MEDICAL 30294811 09157 |  |  | Active |  | 99:99:99:99:99:99 |  | Equipment | PAAR:00-PVAR | 10/31/2019 | 10/31/2019 | COOPER UNIVERSITY HOSPITAL |  |  |  | WOT00000001167300 | GIACINTA ROUPAS | Performance Verification | Completed | Pat D'Andrea | 10/31/2019 | 10/31/2019 | Performance Verification for AUGUSTINE MEDICAL 30294811 09157 | Initial Install of Performance Verification. Device is ready for patient use. |  |  | 10/31/2019 | 10/31/2019
|  | AUGUSTINE MEDICAL | HOTDOG WC52 | WARMER, PATIENT |  | ANESTHESIOLOGY | Pavilion |  |  | 10/31/2019 |  | 10/31/24 |  |  | NO | YES |  |  |  |  | AUGUSTINE MEDICAL 30294812 09120 |  |  | Active |  | 99:99:99:99:99:99 |  | Equipment | PAAR:00-PVAR | 10/31/2019 | 10/31/2019 | COOPER UNIVERSITY HOSPITAL |  |  |  | WOT00000001167326 | GIACINTA ROUPAS | Performance Verification | Completed | Pat D'Andrea | 10/31/2019 | 10/31/2019 | Performance Verification for AUGUSTINE MEDICAL 30294812 09120 | Initial Install of Performance Verification. Device is ready for patient use. |  |  | 10/31/2019 | 10/31/2019
|  | AUGUSTINE MEDICAL | HOTDOG WC52 | WARMER, PATIENT |  |  | Kelemen | [7 empty] | NO | YES
|  | AUGUSTINE MEDICAL | HOTDOG WC52 | WARMER, PATIENT |  |  | Pavilion | [7 empty] | YES | YES
|  | DATEX OHMEDA | 3000 IWS | WARMER, RADIANT, INFANT | HCAX01270 | INTENSIVE CARE NURSERY | Dorrance |  |  | 12/06/1994 |  | 12/6/04 |  |  | NO | YES |  |  |  |  | DATEX OHMEDA 10364827 HCAX01270 |  |  | Active |  | 99:99:99:99:99:99 |  | High Risk | 1Y:00-MFG | 09/19/2019 | 09/01/2020 | COOPER UNIVERSITY HOSPITAL |  |  | ROOM D340 |  | JOANNE FOX
|  | DRAEGER | RESUSCITAIRE | WARMER, RADIANT, INFANT | RX05814 | INTENSIVE CARE NURSERY | Dorrance |  |  | 02/23/2010 |  | 2/23/20 |  |  | NO | YES |  |  |  |  | DRAEGER 10355011 RX05814 |  |  | Active |  | 99:99:99:99:99:99 |  | High Risk | 1Y:00-MFG | 11/01/2019 | 11/01/2020 | COOPER UNIVERSITY HOSPITAL |  |  | d 5 nicu |  | JOANNE FOX
|  | GE HEALTHCARE | PANDA IRES | WARMER, RADIANT, INFANT | PBWY73149 |  | Dorrance | [7 empty] | YES | YES
|  | GE HEALTHCARE | PANDA IRES | WARMER, RADIANT, INFANT | HDJS50153 |  | Dorrance | [7 empty] | NO | YES
|  | GE HEALTHCARE | PANDA IRES | WARMER, RADIANT, INFANT | PBWV60514 | PEDIATRIC INTENSIVE CARE UNIT | Kelemen |  |  | 07/20/2016 |  | 7/20/26 |  |  | NO | YES |  |  |  |  | DATEX OHMEDA 10505335 PBWV60514 |  |  | Active |  | 99:99:99:99:99:99 |  | High Risk | 1Y:00-MFG | 03/06/2019 | 03/01/2020 | COOPER UNIVERSITY HOSPITAL |  |  | D6 |  | Susan Cannon
|  | GE HEALTHCARE | PANDA IRES | WARMER, RADIANT, INFANT | HDJV61298 | LABOR & DELIVERY | Dorrance |  |  | 06/17/2016 |  | 6/17/26 |  |  | NO | YES |  |  |  |  | GE MEDICAL SYSTEMS 10505284 HDJV61298 |  |  | Active |  | 99:99:99:99:99:99 |  | High Risk | 1Y:00-MFG | 11/01/2019 | 11/01/2020 | COOPER UNIVERSITY HOSPITAL |  |  | D6 |  | JOANNA HORST
|  | GE HEALTHCARE | PANDA IRES | WARMER, RADIANT, INFANT | HDJ850239 | EMERGENCY ROOM | Kelemen |  |  | 12/31/2012 |  | 12/31/22 |  |  | NO | YES |  |  |  |  | GE MEDICAL SYSTEMS 10368774 HDJ850239 |  |  | Active |  | 99:99:99:99:99:99 |  | High Risk | 1Y:00-MFG | 02/19/2019 | 02/01/2020 | COOPER UNIVERSITY HOSPITAL |  |  | PEDS TRAUMA |  | KAREN GRUBER
|  | GE HEALTHCARE | PANDA IRES | WARMER, RADIANT, INFANT | HDJS50150 | LABOR & DELIVERY | Dorrance |  |  | 12/31/2012 |  | 12/31/22 |  |  | NO | YES |  |  |  |  | GE MEDICAL SYSTEMS 10355128 HDJS50150 |  |  | Active |  | 99:99:99:99:99:99 |  | High Risk | 1Y:00-MFG | 11/01/2019 | 11/01/2020 | COOPER UNIVERSITY HOSPITAL |  |  | LABOR AND DELIVERY |  | JOANNA HORST
|  | GE HEALTHCARE | PANDA IRES | WARMER, RADIANT, INFANT | HDJS50155 | LABOR & DELIVERY | Dorrance |  |  | 12/31/2012 |  | 12/31/22 |  |  | NO | YES |  |  |  |  | GE MEDICAL SYSTEMS 10355123 HDJS50155 |  |  | Active |  | 99:99:99:99:99:99 |  | High Risk | 1Y:00-MFG | 11/01/2019 | 11/01/2020 | COOPER UNIVERSITY HOSPITAL |  |  | DORRANCE 6 rm 4 |  | JOANNA HORST
|  | GE HEALTHCARE | PANDA IRES | WARMER, RADIANT, INFANT | HDJS50147 | LABOR & DELIVERY | Dorrance |  |  | 12/31/2012 |  | 12/31/22 |  |  | NO | YES |  |  |  |  | GE MEDICAL SYSTEMS 10355102 HDJS50147 |  |  | Active |  | 99:99:99:99:99:99 |  | High Risk | 1Y:00-MFG | 11/01/2019 | 11/01/2020 | COOPER UNIVERSITY HOSPITAL |  |  | OR 1 L&D |  | JOANNA HORST
|  | GE HEALTHCARE | PANDA IRES | WARMER, RADIANT, INFANT | HDJS50146 | LABOR & DELIVERY | Dorrance |  |  | 12/31/2012 |  | 12/31/22 |  |  | NO | YES |  |  |  |  | GE MEDICAL SYSTEMS 10355099 HDJS50146 |  |  | Active |  | 99:99:99:99:99:99 |  | High Risk | 1Y:00-MFG | 11/01/2019 | 11/01/2020 | COOPER UNIVERSITY HOSPITAL |  |  | OR 1 L |  | JOANNA HORST
|  | GE HEALTHCARE | PANDA IRES | WARMER, RADIANT, INFANT | HDJS50152 | LABOR & DELIVERY | Dorrance |  |  | 12/31/2012 |  | 12/31/22 |  |  | NO | YES |  |  |  |  | GE MEDICAL SYSTEMS 10355076 HDJS50152 |  |  | Active |  | 99:99:99:99:99:99 |  | High Risk | 1Y:00-MFG | 11/01/2019 | 11/01/2020 | COOPER UNIVERSITY HOSPITAL |  |  | LABOR AND DELIVERY |  | JOANNA HORST
|  | GE HEALTHCARE | PANDA IRES | WARMER, RADIANT, INFANT | HDJS50148 | MATERNAL FETAL CARE UNIT | Dorrance |  |  | 12/31/2012 |  | 12/31/22 |  |  | NO | YES |  |  |  |  | GE MEDICAL SYSTEMS 10355000 HDJS50148 |  |  | Active |  | 99:99:99:99:99:99 |  | High Risk | 1Y:00-MFG | 05/30/2019 | 05/01/2020 | COOPER UNIVERSITY HOSPITAL |  |  | MATERNAL CARE UNIT FLR 5 |  | JOANNA HORST
|  | GE HEALTHCARE | PANDA IRES | WARMER, RADIANT, INFANT | HDJS50151 | LABOR & DELIVERY | Dorrance |  |  | 12/31/2012 |  | 12/31/22 |  |  | NO | YES |  |  |  |  | GE MEDICAL SYSTEMS 10354973 HDJS50151 |  |  | Active |  | 99:99:99:99:99:99 |  | High Risk | 1Y:00-MFG | 11/01/2019 | 11/01/2020 | COOPER UNIVERSITY HOSPITAL |  |  | LABOR AND DELIVERY |  | JOANNA HORST
|  | GE HEALTHCARE | PANDA IRES | WARMER, RADIANT, INFANT | HDJS50144 | LABOR & DELIVERY | Dorrance |  |  | 12/31/2012 |  | 12/31/22 |  |  | NO | YES |  |  |  |  | GE MEDICAL SYSTEMS 10354966 HDJS50144 |  |  | Active |  | 99:99:99:99:99:99 |  | High Risk | 1Y:00-MFG | 11/01/2019 | 11/01/2020 | COOPER UNIVERSITY HOSPITAL |  |  | LABOR AND DELIVERY |  | JOANNA HORST
|  | GE HEALTHCARE | PANDA IRES | WARMER, RADIANT, INFANT | HDJS50149 | LABOR & DELIVERY | Dorrance |  |  | 12/31/2012 |  | 12/31/22 |  |  | NO | YES |  |  |  |  | GE MEDICAL SYSTEMS 10354910 HDJS50149 |  |  | Active |  | 99:99:99:99:99:99 |  | High Risk | 1Y:00-MFG | 11/01/2019 | 11/01/2020 | COOPER UNIVERSITY HOSPITAL |  |  | LABOR AND DELIVERY |  | JOANNA HORST
|  | GE HEALTHCARE | PANDA IRES | WARMER, RADIANT, INFANT | HDJS50154 |  | Kelemen | [7 empty] | NO | YES
|  | OHMEDA | 3400 IWS | WARMER, RADIANT, INFANT | HCAY00131 | INTENSIVE CARE NURSERY | Dorrance |  |  | 09/19/2019 |  | 9/19/29 |  |  | NO | YES |  |  |  |  | OHMEDA 11207543 HCAY00131 |  |  | Active | 10365007, 30438030 | 99:99:99:99:99:99 |  | High Risk | 6M:00-MFG | 09/19/2019 | 09/19/2019 | COOPER UNIVERSITY HOSPITAL |  |  | d 5 nicu |  | JOANNE FOX |  |  |  | 09/19/2019 | 09/19/2019 |  |  |  |  | 09/19/2019 | 09/19/2019
|  | OHMEDA | 4300 IWS | WARMER, RADIANT, INFANT | HCAY00132 | INTENSIVE CARE NURSERY | Dorrance |  |  | 12/06/1994 |  | 12/6/04 |  |  | NO | YES |  |  |  |  | OHMEDA 10364818 HCAY00132 |  |  | Active |  | 99:99:99:99:99:99 |  | High Risk | 1Y:00-MFG | 09/28/2019 | 09/01/2020 | COOPER UNIVERSITY HOSPITAL |  |  | D343 L&D |  | JOANNE FOX
|  | OHMEDA | 4300 IWS | WARMER, RADIANT, INFANT |  | INTENSIVE CARE NURSERY | Dorrance |  |  | 06/22/1994 |  | 6/22/04 |  |  | NO | YES |  |  |  |  | OHMEDA 10355216 00916 |  |  | Active |  | 99:99:99:99:99:99 |  | High Risk | 1Y:00-MFG | 09/30/2019 | 09/01/2020 | COOPER UNIVERSITY HOSPITAL |  |  | MIU D3 |  | JOANNE FOX
|  | BARNSTEAD INTERNATIONAL |  | WARMER, SLIDE | 1.6730805054e 012 | COOPER CENTER FOR SPECIAL DIAGNOSTICS | 401 Haddon Ave |  |  | 07/01/2008 |  | 7/1/13 |  |  | NO | YES |  |  |  |  | BARNSTEAD INTERNATIONAL 10365680 1.6730805054e+012 |  |  | Active |  | 99:99:99:99:99:99 |  | Equipment | 1Y:00-MFG | 06/14/2019 | 06/01/2020 | COOPER AMBULATORY OFF-SITES |  |  | E+R - Main Lab |  | DR. BARNOWSKY
|  | LAB-LINE INSTRUMENTS |  | WARMER, SLIDE | 1.6740805046e 012 | COOPER CENTER FOR SPECIAL DIAGNOSTICS | 401 Haddon Ave |  |  | 08/07/2008 |  | 8/7/13 |  |  | NO | YES |  |  |  |  | LAB-LINE INSTRUMENTS 10365684 1.6740805046e+012 |  |  | Active |  | 99:99:99:99:99:99 |  | Equipment | 1Y:00-MFG | 06/14/2019 | 06/01/2020 | COOPER AMBULATORY OFF-SITES |  |  | E+R - Main Lab |  | DR. BARNOWSKY
|  | PREMIERE | XH-2001 | WARMER, SLIDE | S136 | LAB MICROBIOLOGY | Pavilion | Basement |  | 08/16/2017 |  | 8/16/22 |  |  | NO | YES |  |  |  |  | PREMIERE 10732279 S136 |  |  | Active |  | 99:99:99:99:99:99 |  | Equipment | PAAR:00-PVAR | 10/31/2019 |  | COOPER UNIVERSITY HOSPITAL |  |  |  | 0012038779 | COURTNEY BARRY | Performance Verification | Closed | Josh Harris | 08/15/2017 | 08/17/2017 | SLIDE WARMER - CHECKED AND TAGGED - MICROBIO | 8/16/2017 11:49:13 AM JXHARRIS (JXHARRIS 8/16/2017 12:00 AM) CEID: 10732279 S/N: S136 MANUFACTURER: PREMIERE MODEL #: XH-2001 ASSET #: 8625 (TJBURHART 8/16/2017 12:00 AM) CEID: 10732279 S/N: S136 MANUFACTURER: PREMIERE MODEL #: XH-2001 ASSET #: 8625 | 38652069-A221-4734-973C-FC179FCB4A4B | Labor | 08/16/2017 | 08/16/2017 | Josh Harris
|  | PREMIERE | XH-2001 | WARMER, SLIDE | Q317 | LAB CYTOLOGY | Kelemen | BASEMENT |  | 09/23/2014 |  | 9/23/19 |  |  | NO | YES |  |  |  |  | PREMIERE 10368037 Q317 |  |  | Active |  | 99:99:99:99:99:99 |  | Equipment | 1Y:00-MFG | 09/20/2019 | 09/01/2020 | COOPER UNIVERSITY HOSPITAL |  |  | CYGOLOGY |  | DALE MORRONE
|  | PREMIERE | XH-2002 | WARMER, SLIDE |  |  | Pavilion | Basement | [6 empty] | YES | YES
|  | PREMIERE | XH-2002 | WARMER, SLIDE | C&amp;AU070033 |  | 10000 Sagamore Dr | [7 empty] | YES | YES
|  | BECTON DICKINSON BIOSCIENCES | FACS 337146 | WASH ASSISTANT | K33714600545 | COOPER CENTER FOR SPECIAL DIAGNOSTICS | 401 Haddon Ave |  |  | 06/27/2019 |  | 6/27/24 |  |  | NO | YES |  |  |  |  | BECTON DICKINSON BIOSCIENCES 11187576 K33714600545 |  |  | Active |  | 99:99:99:99:99:99 |  | Equipment | 1Y:00-MFG | 06/27/2019 | 06/27/2019 | COOPER AMBULATORY OFF-SITES |  |  | E+R - Main Lab |  | DR. BARNOWSKY |  |  |  | 06/27/2019 | 06/27/2019 |  |  |  |  | 06/27/2019 | 06/27/2019
|  | STERIS CORPORATION | VISION 1327 | WASHER, CART |  | CENTRAL STERILE PROCESSING | Pavilion | Basement |  | 08/03/2016 |  | 8/3/31 |  |  | NO | YES |  |  |  |  | STERIS CORPORATION 10505421 3612416001 |  |  | Active |  | 99:99:99:99:99:99 |  | Equipment | 3M:00-MFG | 10/29/2019 | 01/01/2020 | COOPER UNIVERSITY HOSPITAL |  |  | CSP |  | GINA GAROZZO
|  | VERNITRON MEDICAL PRODUCTS |  | WASHER, CART | 6200-85 |  | 401 Haddon Ave | [7 empty] | YES | YES
|  | CS MEDICAL | TD-100 | WASHER, DISINFECTOR |  | ECHOCARDIOLOGY | Kelemen |  |  | 07/29/2016 |  | 7/29/31 |  |  | NO | YES |  |  |  |  | CS MEDICAL 10480096 10401078 |  |  | Active |  | 99:99:99:99:99:99 |  | Equipment | 1Y:00-MFG | 02/18/2019 | 02/01/2020 | COOPER UNIVERSITY HOSPITAL |  |  |  |  | LINDA VALENTI
|  | GETINGE/CASTLE, INC. | 86-SERIES | WASHER, DISINFECTOR | WAA085037 | CENTRAL STERILE PROCESSING | Pavilion | Basement |  | 10/24/2019 |  | 10/24/34 |  |  | NO | YES |  |  |  |  | GETINGE/CASTLE, INC. 11187514 WAA085037 |  |  | Active |  | 99:99:99:99:99:99 |  | Equipment | 3M:00-MFG | 10/24/2019 | 10/24/2019 | COOPER UNIVERSITY HOSPITAL |  |  | CSP - Decontamination (#4) | WOT00000001554848 | GINA GAROZZO | Performance Verification | Closed | Stephen Zubrzycki | 10/24/2019 | 10/24/2019 | Performance Verification for GETINGE/CASTLE, INC. 11187514 WAA085037 | Initial Install of Performance Verification. Device is ready for patient use. |  |  | 10/24/2019 | 10/24/2019
|  | GETINGE/CASTLE, INC. | 86-SERIES | WASHER, DISINFECTOR | WAA085490 | CENTRAL STERILE PROCESSING | Pavilion | Basement |  | 10/24/2019 |  | 10/24/34 |  |  | NO | YES |  |  |  |  | GETINGE/CASTLE, INC. 11187513 WAA085490 |  |  | Active |  | 99:99:99:99:99:99 |  | Equipment | 3M:00-MFG | 10/24/2019 | 10/24/2019 | COOPER UNIVERSITY HOSPITAL |  |  | CSP - Decontamination (#3) | WOT00000001554835 | GINA GAROZZO | Performance Verification | Closed | Stephen Zubrzycki | 10/24/2019 | 10/24/2019 | Performance Verification for GETINGE/CASTLE, INC. 11187513 WAA085490 | Initial Install of Performance Verification. Device is ready for patient use. |  |  | 10/24/2019 | 10/24/2019
|  | GETINGE/CASTLE, INC. | 86-SERIES | WASHER, DISINFECTOR | WAA085038 | CENTRAL STERILE PROCESSING | Pavilion | Basement |  | 10/24/2019 |  | 10/24/34 |  |  | NO | YES |  |  |  |  | GETINGE/CASTLE, INC. 11187511 WAA085038 |  |  | Active |  | 99:99:99:99:99:99 |  | Equipment | 3M:00-MFG | 10/24/2019 | 10/24/2019 | COOPER UNIVERSITY HOSPITAL |  |  | CSP - Decontamination (#1) | WOT00000001554776 | GINA GAROZZO | Performance Verification | Closed | Stephen Zubrzycki | 10/24/2019 | 10/24/2019 | Performance Verification for GETINGE/CASTLE, INC. 11187511 WAA085038 | Initial Install of Performance Verification. Device is ready for patient use. |  |  | 10/24/2019 | 10/24/2019
|  | GETINGE/CASTLE, INC. | 86-SERIES | WASHER, DISINFECTOR | WAA085615 | CENTRAL STERILE PROCESSING | Pavilion | Basement |  | 10/24/2019 |  | 10/24/34 |  |  | NO | YES |  |  |  |  | GETINGE/CASTLE, INC. 11187512 WAA085615 |  |  | Active |  | 99:99:99:99:99:99 |  | Equipment | 3M:00-MFG | 10/24/2019 | 10/24/2019 | COOPER UNIVERSITY HOSPITAL |  |  | CSP - Decontamination (#2) | WOT00000001554825 | GINA GAROZZO | Performance Verification | Closed | Stephen Zubrzycki | 10/24/2019 | 10/24/2019 | Performance Verification for GETINGE/CASTLE, INC. 11187512 WAA085615 | Initial Install of Performance Verification. Device is ready for patient use. |  |  | 10/24/2019 | 10/24/2019
|  | STERIS CORPORATION | AMSCO 2532 | WASHER, DISINFECTOR |  | VOORHEES SURGERY CENTER-OPERATING ROOM | 900 Centennial Blvd | Suite E |  | 10/04/2017 |  | 10/4/32 |  |  | NO | YES |  |  |  |  | STERIS CORPORATION 10732163 3634016012 |  |  | Active |  | 99:99:99:99:99:99 |  | Equipment | 3M:00-MFG | 10/24/2019 | 01/01/2020 | COOPER AMBULATORY OFF-SITES |  |  | Suite E - CSP | 0012418432 | JENNIFER BOMBARO | Performance Verification | Closed | Josh Harris | 11/21/2017 | 11/21/2017 | INCOMING INVENTORY | DEVICE INVENTORIED | 46082D4F-F14F-42FD-BFC4-A19AA4AB8C5D | Labor | 11/21/2017 | 11/21/2017 | Josh Harris
|  | STERIS CORPORATION | AMSCO 3052 | WASHER, DISINFECTOR |  | VOORHEES SURGERY CENTER-OPERATING ROOM | 900 Centennial Blvd | Suite E |  | 10/04/2017 |  | 10/4/32 |  |  | NO | YES |  |  |  |  | STERIS CORPORATION 10732162 3612817009 |  |  | Active |  | 99:99:99:99:99:99 |  | Equipment | 3M:00-MFG | 10/18/2019 | 01/01/2020 | COOPER AMBULATORY OFF-SITES |  |  | Suite E - CSP | 0012418423 | JENNIFER BOMBARO | Performance Verification | Closed | Josh Harris | 11/21/2017 | 11/21/2017 | INCOMING INVENTORY | DEVICE INVENTORIED | 1F545806-12AD-4DAD-A01B-41110B363207 | Labor | 11/21/2017 | 11/21/2017 | Josh Harris
|  | MEDIVATORS | CER-2 | WASHER, ENDOSCOPE | 862934-04 | BRACHFIELD MEDICAL ASSOCIATES-MEDICINE | 218 Sunset Rd |  |  | 11/15/2017 |  | 11/15/32 |  |  | NO | YES |  |  |  |  | MEDIVATORS 10732192 862934-04 |  |  | Active |  | 99:99:99:99:99:99 |  | Equipment | PAAR:00-PVAR | 10/31/2019 |  | COOPER AMBULATORY OFF-SITES |  |  | SCOPE RM | 0012587756 | CATHY CRAWFORD | Performance Verification | Closed | Josh Harris | 12/27/2017 | 12/27/2017 | INCOMING INVENTORY | DEVICE INVENTORIED | 13699FA1-D826-4975-863F-7F75F7C2049D | Labor | 12/27/2017 | 12/27/2017 | Josh Harris
|  | MEDIVATORS | DSD EDGE | WASHER, ENDOSCOPE |  | CENTRAL STERILE PROCESSING | Pavilion | Basement |  | 08/29/2019 |  | 8/29/34 |  |  | NO | YES |  |  |  |  | MEDIVATORS 11187558 91487411 |  |  | Active |  |  |  | Equipment | 3M:00-FIL | 08/29/2019 | 08/29/2019 | COOPER UNIVERSITY HOSPITAL |  |  | CSP - Decontamination | WOT00000002373848 | GINA GAROZZO | Repair | Closed | Stephen Zubrzycki | 08/29/2019 | 08/29/2019 | (CEID 91487411 didn't pull) Scope cleaner, medavac - Leaking behind the machine (req on-call) | Cleaned leak. Removed and secured all filter housings. Showed Michelle how to properly drain and shut off supplies if there is a leak. Ran test cycles in Side A and Side B and VPO of unit. | EXP2480074 | Labor | 08/29/2019 | 08/29/2019 | Stephen Zubrzycki
|  | MEDIVATORS | DSD EDGE | WASHER, ENDOSCOPE |  | VOORHEES SURGERY CENTER-OPERATING ROOM | 900 Centennial Blvd | Suite E |  | 02/28/2018 |  | 2/28/33 |  |  | NO | YES |  |  |  |  | MEDIVATORS 10732246 87859406 |  |  | Active |  | 99:99:99:99:99:99 |  | Equipment | 3M:00-FIL | 08/09/2019 | 02/01/2020 | COOPER AMBULATORY OFF-SITES |  |  | Suite E - OR Scope Room | WOT00000000563745 | JENNIFER BOMBARO | Performance Verification | Closed | Kirk Lis | 02/28/2018 | 06/05/2019 | Performance Verification for MEDIVATORS 10732246 87859406 | Initial Install of Performance Verification. Device is ready for patient use.
|  | MEDIVATORS | DSD EDGE | WASHER, ENDOSCOPE |  | SPECIAL TEST | Kelemen |  |  | 06/14/2011 |  | 6/14/26 |  |  | NO | YES |  |  |  |  | MEDIVATORS 10725226 66772280 |  |  | Active |  | 99:99:99:99:99:99 |  | Equipment | 3M:00-MFG | 08/26/2019 | 02/01/2020 | COOPER UNIVERSITY HOSPITAL |  |  | ST - #3 |  | AMY HANNAN
|  | MEDIVATORS | DSD EDGE | WASHER, ENDOSCOPE |  | VOORHEES SURGERY CENTER-SURGERY DEPT | 6015 Main St |  |  | 04/06/2018 |  | 4/6/33 |  |  | NO | YES |  |  |  |  | MEDIVATORS 10725173 87859304 |  |  | Active |  | 99:99:99:99:99:99 |  | Equipment | 3M:00-FIL | 08/09/2019 | 02/01/2020 | COOPER AMBULATORY OFF-SITES |  |  | 6015 MAIN ST | WOT00000000771006 | Theresa Megali | Performance Verification | Closed | Kirk Lis | 04/06/2018 | 06/05/2019 | Performance Verification for MEDIVATORS 10725173 87859304 | Initial Install of Performance Verification. Device is ready for patient use.
|  | MEDIVATORS | DSD EDGE | WASHER, ENDOSCOPE |  | ANESTHESIOLOGY | Pavilion |  |  | 02/05/2018 |  | 2/5/33 |  |  | NO | YES |  |  |  |  | MEDIVATORS 10725167 87859215 |  |  | Active |  | 99:99:99:99:99:99 |  | Equipment | 3M:00-MFG | 08/26/2019 | 02/01/2020 | COOPER UNIVERSITY HOSPITAL |  |  | P321 | WOT00000000500091 | GIACINTA ROUPAS | Performance Verification | Closed | Stephen Zubrzycki | 02/05/2018 | 07/30/2018 | Performance Verification for MEDIVATORS 10724167 87859215 | Initial Install of Performance Verification. Device is ready for patient use.
|  | MEDIVATORS | DSD EDGE | WASHER, ENDOSCOPE |  | COOPER DIGESTIVE HEALTH-ENDOSCOPY | 501 Fellowship Rd |  |  | 06/22/2015 |  | 6/22/30 |  |  | NO | YES |  |  |  |  | MEDIVATORS 10480374 78270507 |  |  | Active |  | 99:99:99:99:99:99 |  | Equipment | 1Y:00-MFG | 02/18/2019 | 02/01/2020 | COOPER AMBULATORY OFF-SITES |  |  | Suite 102 - Scope Room #2 |  | JEANNE GREER
|  | MEDIVATORS | DSD EDGE | WASHER, ENDOSCOPE |  | COOPER DIGESTIVE HEALTH-ENDOSCOPY | 501 Fellowship Rd |  |  | 06/22/2015 |  | 6/22/30 |  |  | NO | YES |  |  |  |  | MEDIVATORS 10480373 78270505 |  |  | Active |  | 99:99:99:99:99:99 |  | Equipment | 1Y:00-MFG | 02/21/2019 | 02/01/2020 | COOPER AMBULATORY OFF-SITES |  |  | Suite 102 - Scope Room #3 |  | JEANNE GREER
|  | MEDIVATORS | DSD EDGE | WASHER, ENDOSCOPE |  | COOPER DIGESTIVE HEALTH-ENDOSCOPY | 501 Fellowship Rd |  |  | 06/22/2015 |  | 6/22/30 |  |  | NO | YES |  |  |  |  | MEDIVATORS 10480371 78270504 |  |  | Active |  | 99:99:99:99:99:99 |  | Equipment | PAAR:00-PVAR | 10/31/2019 |  | COOPER AMBULATORY OFF-SITES |  |  | Suite 102 - Scope Room #1 |  | JEANNE GREER
|  | MEDIVATORS | DSD EDGE | WASHER, ENDOSCOPE |  | COOPER CANCER CENTER-MULTIDISCIPLINARY CLINIC | MD Anderson Cancer Center |  |  | 11/29/2013 |  | 11/29/28 |  |  | NO | YES |  |  |  |  | MEDIVATORS 10355331 73151702 |  |  | Active |  | 99:99:99:99:99:99 |  | Equipment | 3M:00-MFG | 08/20/2019 | 02/01/2020 | COOPER AMBULATORY OFF-SITES |  |  | C2051 |  | ROXANNE BERGER
|  | MEDIVATORS | DSD-201 | WASHER, ENDOSCOPE |  | SPECIAL TEST | Kelemen |  |  | 10/31/2019 |  | 10/31/34 |  |  | NO | YES |  |  |  |  | MEDIVATORS 11187614 13104652 |  |  | Active |  |  |  | Equipment | 3M:00-FIL 6M:00-MIN 1Y:00-MFG | 10/31/2019 | 10/31/2019 | COOPER UNIVERSITY HOSPITAL |  |  | ST - #2 | WOT00000004018216 | AMY HANNAN | Performance Verification | Completed | Stephen Zubrzycki | 10/31/2019 | 10/31/2019 | Performance Verification for MEDIVATORS 11187614 13104652 | Initial Install of Performance Verification. Device is ready for patient use. |  |  | 10/31/2019 | 10/31/2019
|  | MEDIVATORS | DSD-201 | WASHER, ENDOSCOPE |  | SPECIAL TEST | Kelemen |  |  | 10/31/2019 |  | 10/31/34 |  |  | NO | YES |  |  |  |  | MEDIVATORS 11187613 13104653 |  |  | Active |  |  |  | Equipment | 3M:00-FIL 6M:00-MIN 1Y:00-MFG | 10/31/2019 | 10/31/2019 | COOPER UNIVERSITY HOSPITAL |  |  | ST - #1 | WOT00000004018136 | AMY HANNAN | Performance Verification | Completed | Stephen Zubrzycki | 10/31/2019 | 10/31/2019 | Performance Verification for MEDIVATORS 11187613 13104653 | Initial Install of Performance Verification. Device is ready for patient use. |  |  | 10/31/2019 | 10/31/2019
|  | VERNITRON MEDICAL PRODUCTS |  | WASHER, PASS-THROUGH |  |  | 401 Haddon Ave | [7 empty] | YES | YES
|  | QIAGEN | QIACUBE | WASHER, PLATE |  | COOPER CENTER FOR SPECIAL DIAGNOSTICS | 401 Haddon Ave |  |  | 09/17/2009 |  |  |  |  | NO | YES |  |  |  |  | QIAGEN 10365656 7510 |  |  | Active |  |  |  | Equipment | 1Y:00-MFG | 06/19/2019 | 06/01/2020 | COOPER AMBULATORY OFF-SITES |  |  | E+R - Pre PCR |  | DR. BARNOWSKY
|  | EMD MILLIPORE | DIRECT-Q | WATER PURIFICATION SYSTEM |  |  | 401 Haddon Ave | [7 empty] | YES | YES
|  | UMA INC | UMR-3D | WATTMETER, ULTRASOUND | D0790 | BIOMEDICAL | Kelemen |  |  | 05/17/2019 |  |  |  |  | NO | YES |  |  |  |  | UMA INC 30142059 D0790 |  |  | Active |  | 99:99:99:99:99:99 |  | Test Equipment | 1Y:00-VEN | 05/17/2019 | 05/17/2019 | COOPER UNIVERSITY HOSPITAL |  |  |  |  | Bonnie Aichroch |  |  |  | 05/17/2019 | 05/17/2019 |  |  |  |  | 05/17/2019 | 05/17/2019
|  | TERUMO MEDICAL CORP. | SC-201A | WELDER, TUBE |  |  | Pavilion | BASEMENT | [6 empty] | YES | YES
|  | AKTINA MEDICAL | BEAM SHAPING | WIRE CUTTER | 29794A | COOPER CANCER CENTER | MD Anderson Cancer Center |  |  | 06/10/2015 |  |  |  |  | NO | YES |  |  |  |  | AKTINA MEDICAL 10505022 29794A |  |  | Active |  | 99:99:99:99:99:99 |  | Equipment | PAAR:00-PVAR | 10/31/2019 |  | COOPER AMBULATORY OFF-SITES |  |  | ROOM C 1072 |  | COLLEEN TEGELER
|  | MEDRAD, INC. | CERTO | WIRELESS NETWORK |  | MRI | Kelemen | Basement |  | 01/01/1900 |  |  |  |  | NO | YES |  |  |  |  | MEDRAD, INC. 10366413 10267 |  |  | Active |  | 11:11:11:11:11:11 |  | Non-medical | PAAR:00-PVAR | 11/01/2019 |  | COOPER UNIVERSITY HOSPITAL |  |  | MRI Nurses Station | 0011987947 | ELLIOT VASQUEZ | Repair | Closed | Michael Youch | 07/30/2017 | 08/24/2017 | MEDRAD POWER INJECTOR - POWERING UP BUT ISSUE WITH COMMUNICATION, CANT GET POWER TO INSIDE INJECTOR/SHOWS AN X ON IT - MRI RM 1 | 7/31/2017 3:08:58 PM CTSANTOMERO (CTSANTOMERO 7/31/2017 12:00 AM) TROUBLESHOT SYSTEM FOR COMMUNICATION PROBLEM BUT FOUND NONE. FOUND CHARGER WAS PLUGGED INTO GOOD POWER, BUT BATTERY IN INJECTOR WAS TOO DEPLETED TO WORK. 2 OTHER SPARE BATTERIES WERE ALSO DEPLETED. TOOK THE BATTERY OUT OF THE OTHER ROOM'S INJECTOR AND FOUND IT FULLY CHARGED. PUT IT INTO THE DOWN INJECTOR AND IT STARTED WORKING. PLACED A DEPLETED BATTERY INTO THE OTHER ROOM'S CHARGER AND IT STARTED CHARGING. AS THEY WERE BRING MORE PATIENTS IN, THEY ASKED ME TO GET OUT OF THE ROOM. MIKE WAS JUST GETTING IN FROM ANOTHER SITE AND HE WILL CONTINUE TROUBLESHOOTING. | 8EEBC0B1-30EC-4A4A-9F62-E795B4F68378 | Labor | 07/31/2017 | 07/31/2017 | Charles Santomero
|  | ORTHO-CLINICAL DIAGNOSTICS | ORTHO 6904630 | WORKSTATION |  |  | Pavilion | Basement | [6 empty] | YES | YES
|  | SIEMENS MEDICAL | LEONARDO | WORKSTATION, MR |  | ANGIOGRAPHY | Kelemen | BASEMENT |  | 02/14/2007 |  | 2/14/12 |  |  | NO | YES |  |  |  |  | SIEMENS MEDICAL 10347562 1685 |  |  | Active |  | CD:10:10:CE:D0:00 |  | Equipment | 1Y:00-MFG | 04/24/2019 | 01/01/2020 | COOPER UNIVERSITY HOSPITAL |  |  | LAB 1, 400-187927 |  | PAULETTE DUCKREY
|  | UNFORS | DXR | X-RAY RULER |  | BIOMEDICAL | Kelemen |  |  | 06/27/2019 |  | 6/27/27 |  |  | NO | YES |  |  |  |  | UNFORS 30212607 211847 |  |  | Active |  | 99:99:99:99:99:99 |  | Test Equipment | 1Y:00-VEN | 06/27/2019 | 06/27/2019 | COOPER UNIVERSITY HOSPITAL |  |  | In shop with Charlie | 0012366735 | Bonnie Aichroch | Preventative Maintenance | Closed | Michael Youch | 06/27/2019 | 06/27/2019 | PERFORMANCE ASSURANCE AT INVENTORY | INVENTORIED DEVICE AND ENSURED DEVICE WAS FUNCTIONING PROPERLY. | 7EFB8935-979F-4EAA-B08B-FAA027D0C224 | Labor | 06/27/2019 | 06/27/2019 | Michael Youch
|  | VATECH | PAX-REVE 3D | X-RAY, TOMOGRAPHY, COMPUTER, DENTAL |  | 6017 MAIN ST-PLASTICS | 6200 Main Street |  |  | 12/18/2012 |  |  |  |  | NO | YES |  |  |  |  | VATECH 10345784 021-0123 |  |  | Active |  | 99:99:99:99:99:99 |  | Equipment | 1Y:00-MFG | 10/29/2019 | 10/01/2020 | COOPER AMBULATORY OFF-SITES |  |  | ORAL SIDE CT |  | ANNE MAIER

## Verified
Old Asset Tag | New Asset Tag | Manufacturer | Model | Description | Serial Number | Department | Building | Floor | Audit Notes | Install Date | AHA Suggested Useful Life | Suggested Replacement Year | Current Fair Market Value | Replacement Cost | IsAddNew | Verified | Duplicate Text | Inventory ID | CSV ID | Legacy RSQ Customer ID | Equipment Name | Equipment Number | Legacy Equipment ID | Device Status | Old CEID | MAC Address | Model Number | Model Class | PM Schedule Name | Last PM Date | Next PM Date | Customer Name | EM Score | PM Month | Physical Location | Work Order Number | Primary Contact | Work Order Type | Work Order Status | Work Order Technician | Work Order Created Date | Work Order Closed Date | Verified Problem | Repair Notes | Expense Line Number | Expense Line Type | Expense Line Start Date | Expense Line End Date | Expense Line Technician | Line Quantity
|  | 3M HEALTHCARE | 3M HEALTHCARE ORTHOLUX |  | 939212-009839 | BUNKER HILL-ORAL SURGERY |  |  |  | 11/02/2019 |  |  |  |  | NO | YES |  |  |  |  | 3M HEALTHCARE 30144675 939212-009839 |  |  | Active |  | 99:99:99:99:99:99 |  | Equipment | PAAR:00-PVAR | 11/02/2019 | 11/02/2019 | COOPER AMBULATORY OFF-SITES |  |  | exam 4 |  | BARBARA DIPINTO |  |  |  | 11/02/2019 | 11/02/2019 |  |  |  |  | 11/02/2019 | 11/02/2019
|  | CAREFUSION | CAREFUSION ALARIS PUMP 8100 |  |  | COOPER DIGESTIVE HEALTH-ENDOSCOPY |  |  |  | 06/16/2016 |  |  |  |  | NO | YES |  |  |  |  | CAREFUSION 10505184 14641208 |  |  | Active |  | 99:99:99:99:99:99 |  | High Risk | 1Y:00-MFG | 09/26/2019 | 09/01/2020 | COOPER AMBULATORY OFF-SITES |  |  |  |  | JEANNE GREER
|  | COVIDIEN | COVIDIEN BIS VISTA |  | VT10812 | INTENSIVE CARE UNIT |  |  |  | 05/08/2017 |  |  |  |  | NO | YES |  |  |  |  | COVIDIEN 10769478 VT10812 |  |  | Active |  | 99:99:99:99:99:99 |  | Equipment | 1Y:00-MFG | 06/18/2019 | 06/01/2020 | COOPER UNIVERSITY HOSPITAL |  |  |  | 0012389126 | CAROLYN RUMELL | Performance Verification | Closed | Josh Harris | 11/07/2017 | 11/07/2017 | INCOMING INVENTORY | DEVICE INVENTORIED | 89B46E86-F133-4C23-B6C1-D83076A5ADF6 | Labor | 11/07/2017 | 11/07/2017 | Josh Harris
|  | COVIDIEN | KANGAROO EPUMP |  | C13046607 | SPD | Pavilion |  |  | 09/01/2013 |  | 9/1/23 |  |  | NO | YES |  |  |  |  | COVIDIEN 10357127 C13046607 |  |  | Active |  | 99:99:99:99:99:99 |  | Alarm | PAAR:00-PVAR | 11/02/2019 |  | COOPER UNIVERSITY HOSPITAL |  |  | ICU |  | David Frye
|  | GE MEDICAL SYSTEMS | GE MEDICAL SYSTEMS 9900 ELITE |  | E2-3859 | RADIOLOGY DIAGNOSTICS |  |  | this unit was inventoried, tag #405598 | 10/31/2013 |  |  |  |  | NO | YES |  |  |  |  | GE MEDICAL SYSTEMS 10366376 E2-3859 |  |  | Active |  | 00:90:FB:49:97:76 |  | Equipment | 1Y:00-MFG | 01/24/2019 | 01/01/2020 | COOPER UNIVERSITY HOSPITAL |  |  | OEC #3-Kelemen |  | PAULETTE DUCKREY
|  | GE MEDICAL SYSTEMS | GE MEDICAL SYSTEMS B40 |  | SJF16040704WA | BUNKER HILL-ORAL SURGERY |  |  |  | 09/05/2019 |  |  |  |  | NO | YES |  |  |  |  | GE MEDICAL SYSTEMS 30142967 SJF16040704WA |  |  | Active |  | 11:11:11:11:11:11 |  | Alarm | 1Y:00-MFG | 09/05/2019 | 09/05/2019 | COOPER AMBULATORY OFF-SITES |  |  |  | 0012040853 | BARBARA DIPINTO | Preventative Maintenance | Closed | Michael Youch | 09/05/2019 | 09/05/2019 | PERFORMANCE ASSURANCE AT INVENTORY | INVENTORIED DEVICE AND ENSURED DEVICE WAS FUNCTIONING PROPERLY. | E041C8E5-5F0D-4466-82AD-A5CF318A6A6F | Labor | 09/05/2019 | 09/05/2019 | Michael Youch
|  | GE MEDICAL SYSTEMS | GE MEDICAL SYSTEMS CARESCAPE PATIENT DATA MODULE |  | SA318070523SA | ANESTHESIOLOGY |  |  |  | 03/01/2018 |  |  |  |  | NO | YES |  |  |  |  | GE MEDICAL SYSTEMS 10752688 SA318070523SA |  |  | Active |  | 99:99:99:99:99:99 |  | Alarm | PAAR:00-PVAR | 10/31/2019 |  | COOPER UNIVERSITY HOSPITAL |  |  | SD OR 3 | WOT00000000616438 | GIACINTA ROUPAS | Performance Verification | Closed | Richard Jolly | 03/01/2018 | 07/21/2019 | Performance Verification for GE MEDICAL SYSTEMS 10752688 SA318070523SA | Initial Install of Performance Verification. Device is ready for patient use.
|  | GE MEDICAL SYSTEMS | GE MEDICAL SYSTEMS E-MINIC-00 |  |  | BUNKER HILL-ORAL SURGERY |  |  |  | 10/31/2019 |  |  |  |  | NO | YES |  |  |  |  | GE MEDICAL SYSTEMS 30142968 8507512 |  |  | Active |  | 99:99:99:99:99:99 |  | Alarm | PAAR:00-PVAR | 10/31/2019 | 10/31/2019 | COOPER AMBULATORY OFF-SITES |  |  | ROOM 4 | 0012040864 | BARBARA DIPINTO | Preventative Maintenance | Closed | Michael Youch | 10/31/2019 | 10/31/2019 | PERFORMANCE ASSURANCE AT INVENTORY | INVENTORIED DEVICE AND ENSURED DEVICE WAS FUNCTIONING PROPERLY. | 4A554A1D-876F-41F4-B8C2-74139CF53D73 | Labor | 10/31/2019 | 10/31/2019 | Michael Youch
|  | GE MEDICAL SYSTEMS | GE MEDICAL SYSTEMS PRN 50-M |  | RPV09410635GA | KELEMEN 8 PCU |  |  |  | 05/26/2009 |  |  |  |  | NO | YES |  |  |  |  | GE MEDICAL SYSTEMS 10345229 RPV09410635GA |  |  | Active |  | 99:99:99:99:99:99 |  | Equipment | PAAR:00-PVAR | 11/02/2019 |  | COOPER UNIVERSITY HOSPITAL |  |  | PCU/8N MONITOR RM | WOT00000002199883 | BYRON WELLS | Disposition | Closed | Michael Youch | 02/14/2019 | 05/13/2019 | Bulk Disposition CNL
|  | MAC MEDICAL INC | MAC MEDICAL INC DWC 24 |  | 061614-719 | CHIP - 9 PAVILION | Pavilion |  |  | 05/08/2014 |  |  |  |  | NO | YES |  |  |  |  | MAC MEDICAL INC 10369174 061614-719 |  |  | Active |  | 99:99:99:99:99:99 |  | Equipment | PAAR:00-PVAR | 11/02/2019 |  | COOPER UNIVERSITY HOSPITAL |  |  | ROOM P959 HALLWAY |  | KIM HUMMEL
|  | MEDLINE INDUSTRIES, INC. | MEDLINE INDUSTRIES, INC. HEMO-FORCE DVT |  | c870005341 | SPD |  |  |  | 10/31/2019 |  |  |  |  | NO | YES |  |  |  |  | MEDLINE INDUSTRIES, INC. 30296751 c870005341 |  |  | Active |  | 99:99:99:99:99:99 |  | Alarm | PAAR:00-PVAR | 10/31/2019 | 10/31/2019 | COOPER UNIVERSITY HOSPITAL |  |  |  | 0012627792 | David Frye | Performance Verification | Closed | Pat D'Andrea | 10/31/2019 | 10/31/2019 | devices bulk imported. approved by patrick d'andrea, qualreq0005668. | AMCOFFIN 1/8/2018 devices bulk imported. approved by patrick d'andrea, qualreq0005668. | 339B47C2-8DB6-4A87-93EB-A3614035C943 | Labor | 10/31/2019 | 10/31/2019 | Pat D'Andrea
|  | MEDLINE INDUSTRIES, INC. | MEDLINE INDUSTRIES, INC. HEMO-FORCE DVT |  | c870005112 | SPD |  |  |  | 10/31/2019 |  |  |  |  | NO | YES |  |  |  |  | MEDLINE INDUSTRIES, INC. 30296713 c870005112 |  |  | Active |  | 99:99:99:99:99:99 |  | Alarm | PAAR:00-PVAR | 10/31/2019 | 10/31/2019 | COOPER UNIVERSITY HOSPITAL |  |  |  | 0012627716 | David Frye | Preventative Maintenance | Closed | Josh Harris | 10/31/2019 | 10/31/2019 | devices bulk imported. approved by patrick d'andrea, qualreq0005668. |  | 2FB6DAF0-271E-4FA8-9200-9DBD71D67E56 | Labor | 10/31/2019 | 10/31/2019 | Josh Harris
|  | PELTON CRANE | PELTON CRANE SP18 |  |  | BUNKER HILL-ORAL SURGERY |  |  |  | 02/01/2015 |  |  |  |  | NO | YES |  |  |  |  | PELTON CRANE 10366928 10181 |  |  | Active |  | 99:99:99:99:99:99 |  | Equipment | PAAR:00-PVAR | 11/02/2019 |  | COOPER AMBULATORY OFF-SITES |  |  | exam 3 |  | BARBARA DIPINTO
|  | BIOSENSE WEBSTER, INC. | CARTO 3 | 3D MAPPING SYSTEM |  | SAME DAY OR-2ND FL PAVILION | Pavilion |  |  | 05/30/2019 |  | 5/30/26 |  |  | NO | YES |  |  |  |  | BIOSENSE WEBSTER, INC. 11187541 34506 |  |  | Active |  | 50:9A:4C:4C:15:1C |  | High Risk | 6M:00-MFG | 05/30/2019 | 05/30/2019 | COOPER UNIVERSITY HOSPITAL |  |  | P2 - SD8 | WOT00000001750130 | JOE DRUCTOR | Performance Verification | Closed | Stephen Zubrzycki | 05/30/2019 | 05/30/2019 | Performance Verification for BIOSENSE WEBSTER, INC. 11187541 34506 | Initial Install of Performance Verification. Device is ready for patient use. |  |  | 05/30/2019 | 05/30/2019
|  | BIOSENSE WEBSTER, INC. | CARTO 3 | 3D MAPPING SYSTEM |  | CARDIAC CATH LAB | Kelemen |  |  | 03/02/2018 |  | 3/2/25 |  |  | NO | YES |  |  |  |  | BIOSENSE WEBSTER, INC. 10725229 34424 |  |  | Active |  | 48:4D:7E:EE:FD:AA |  | High Risk | 6M:00-MFG | 05/30/2019 | 05/01/2020 | COOPER UNIVERSITY HOSPITAL |  |  | CCL - Lab 4 | WOT00000000648929 | LINDA BEAN | Performance Verification | Closed | Stephen Zubrzycki | 03/09/2018 | 07/30/2018 | Performance Verification for BIOSENSE WEBSTER, INC. 10725229 34424 | Initial Install of Performance Verification. Device is ready for patient use.
|  | BIOSENSE WEBSTER, INC. | CARTO 3 | 3D MAPPING SYSTEM |  | CARDIAC CATH LAB | Kelemen |  |  | 10/01/2010 |  | 10/1/17 |  |  | NO | YES | Serial Number 11416 |  |  |  | BIOSENSE WEBSTER, INC. 10369207 11416 |  |  | Active |  | 18:66:DA:0E:E6:EB |  | High Risk | 6M:00-MFG | 05/30/2019 | 05/01/2020 | COOPER UNIVERSITY HOSPITAL |  |  | CCL - EP1 |  | LINDA BEAN
|  | ATS MEDICAL INC. | CRYOMAZE | ABLATOR, CRYOSURGICAL | CSC-616 | OR - KELEMEN 3 | Pavilion |  |  | 07/24/2007 |  | 7/24/14 |  |  | NO | YES |  |  |  |  | CRYOCATH TECHNOLOGIES, INC. 10355412 CSC-616 |  |  | Active |  | 99:99:99:99:99:99 |  | High Risk | 1Y:00-MFG | 12/26/2018 | 12/01/2019 | COOPER UNIVERSITY HOSPITAL |  |  | P5 STORAGE RM |  | DOMINIC VENDETTA
|  | BOSTON SCIENTIFIC | GENESYS HTA | ABLATOR, ENDOMETRIAL | GEN1247 | VOORHEES SURGERY CENTER-OPERATING ROOM | 900 Centennial Blvd | Suite E |  | 03/01/2013 |  | 3/1/20 |  |  | NO | YES |  |  |  |  | BOSTON SCIENTIFIC 10347186 GEN1247 |  |  | Active |  | 99:99:99:99:99:99 |  | Equipment | 1Y:00-MFG | 04/18/2019 | 04/01/2020 | COOPER AMBULATORY OFF-SITES |  |  | SUITE E |  | JENNIFER BOMBARO
|  | BOSTON SCIENTIFIC | GENESYS HTA | ABLATOR, ENDOMETRIAL | GEN1244 | OPERATING ROOM - PAVILION | Pavilion |  |  | 03/01/2013 |  | 3/1/20 |  |  | NO | YES |  |  |  |  | BOSTON SCIENTIFIC 10346669 GEN1244 |  |  | Active |  | 99:99:99:99:99:99 |  | Equipment | 1Y:00-MFG | 02/14/2019 | 02/01/2020 | COOPER UNIVERSITY HOSPITAL |  |  | SD OR Store Rm |  | DOMINIC VENDETTA
|  | NEUWAVE MEDICAL | CERTUS 140 | ABLATOR, MICROWAVE | NM16NEA00499 |  | Kelemen | BASEMENT | [6 empty] | NO | YES
|  | OLYMPUS AMERICA, INC. | VEKON56 | AC ADAPTER |  | COOPER CANCER CENTER-MULTIDISCIPLINARY CLINIC | MD Anderson Cancer Center |  |  | 01/01/1900 |  |  |  |  | NO | YES |  |  |  |  | OLYMPUS AMERICA, INC. 10367515 Not Known |  |  | Active |  | 99:99:99:99:99:99 |  | Equipment | PAAR:00-PVAR | 11/02/2019 |  | COOPER AMBULATORY OFF-SITES |  |  | Multi Disc - C2049 or C2220 |  | ROXANNE BERGER
|  | MIZUHO OSI | 5996-7 | ADVANCED CONTROL PAD SYSTEM |  | OPERATING ROOM - PAVILION | Pavilion |  |  | 08/17/2011 |  |  |  |  | NO | YES |  |  |  |  | MIZUHO OSI 10346542 20110428 |  |  | Active |  | 99:99:99:99:99:99 |  | Equipment | PAAR:00-PVAR | 11/01/2019 |  | COOPER UNIVERSITY HOSPITAL |  |  | OR P04 |  | DOMINIC VENDETTA
|  | CHRONOLOG CORP | 480VS | AGGREGOMETER, WHOLE BLOOD |  | LAB CHEMISTRY | Pavilion | Basement |  | 01/01/2015 |  | 1/1/22 |  |  | NO | YES |  |  |  |  | CHRONOLOG CORP 10367706 2040141 |  |  | Active |  | 99:99:99:99:99:99 |  | Equipment | 1Y:00-MFG | 03/11/2019 | 03/01/2020 | COOPER UNIVERSITY HOSPITAL |  |  | CHEMISTRY |  | Barbara Snyder
|  | INTELLIGENT HEARING SYSTEMS CORPORATION | OPTI-AMP | AMPLIFIER | 461-3.1 | 3 COOPER - SPEECH AND HEARING | 3 Cooper |  |  | 08/12/2009 |  |  |  |  | NO | YES |  |  |  |  | INTELLIGENT HEARING SYSTEMS CORPORATION 10346796 461-3.1 |  |  | Active |  | 99:99:99:99:99:99 |  | Equipment | 1Y:00-CAL | 03/06/2019 | 02/01/2020 | COOPER AMBULATORY OFF-SITES |  |  | Suite 511 - Audiologist Office |  | JANET PORCELLIN
|  | INTELLIGENT HEARING SYSTEMS CORPORATION | OPTI-AMP | AMPLIFIER | 388-8.7 | 3 COOPER - SPEECH AND HEARING | 3 Cooper |  |  | 08/12/2009 |  |  |  |  | NO | YES |  |  |  |  | INTELLIGENT HEARING SYSTEMS CORPORATION 10346797 388-8.7 |  |  | Active |  | 99:99:99:99:99:99 |  | Equipment | 1Y:00-CAL | 03/06/2019 | 02/01/2020 | COOPER AMBULATORY OFF-SITES |  |  | Suite 511 - Audiologist Office |  | JANET PORCELLIN
|  | CEPHEID | GENEXPERT XVI | AMPLIFIER, NUCLEIC ACID ASSAY |  | LAB MICROBIOLOGY | Pavilion | BASEMENT |  | 04/18/2013 |  | 4/18/18 |  |  | NO | YES |  |  |  |  | CEPHEID 10367983 802953 |  |  | Disposition |  | 00:00:00:00:00:00 |  | Equipment | 1Y:00-MFG | 09/28/2018 | 01/01/2020 | COOPER UNIVERSITY HOSPITAL |  |  | MICROBIOLOGY |  | COURTNEY BARRY
|  | EDENTEC CORPORATION | A2000 | ANALYZER, BATTERY |  |  | Dorrance | BASEMENT | [6 empty] | NO | YES
|  | RADIOMETER AMERICA, INC., MED | ABL 800 | ANALYZER, BLOOD GAS | 754r2140n004 |  | Pavilion | Basement | [6 empty] | NO | YES
|  | RADIOMETER AMERICA, INC., MED | ABL 800 | ANALYZER, BLOOD GAS | 754R2147N004 | LAB CHEMISTRY | Pavilion | Basement |  | 12/02/2015 |  | 12/2/25 |  |  | NO | YES |  |  |  |  | RADIOMETER AMERICA, INC., MED 10349474 754R2147N004 |  |  | Active |  | 00:04:5F:98:71:B0 |  | Equipment | 1Y:00-MFG | 08/01/2019 | 08/01/2020 | COOPER UNIVERSITY HOSPITAL |  |  | CHEMISTRY AREA |  | Barbara Snyder
|  | RADIOMETER AMERICA, INC., MED | ABL-90 | ANALYZER, BLOOD GAS | 090R0725N008 | LAB CHEMISTRY | Pavilion | Basement |  | 12/07/2015 |  | 12/7/25 |  |  | NO | YES |  |  |  |  | RADIOMETER AMERICA, INC., MED 10349494 090R0725N008 |  |  | Active |  | 00:04:5F:98:8D:5A |  | Equipment | 1Y:00-MFG | 08/01/2019 | 08/01/2020 | COOPER UNIVERSITY HOSPITAL |  |  | Chem Lab |  | Barbara Snyder
|  | RADIOMETER AMERICA, INC., MED | ABL-90 | ANALYZER, BLOOD GAS | 090R0725N007 | LAB BLOOD BANK | Dorrance |  |  | 12/07/2015 |  | 12/7/25 |  |  | NO | YES |  |  |  |  | RADIOMETER AMERICA, INC., MED 10349495 090R0725N007 |  |  | Active |  | 00:09:FB:36:32:52 |  | Equipment | 1Y:00-MFG | 01/21/2019 | 01/01/2020 | COOPER UNIVERSITY HOSPITAL |  |  |  |  | Barbara Bayne
|  | TIMETER INSTRUMENT | RT-200 | ANALYZER, CALIBRATION | U26M | BIOMEDICAL | Kelemen |  |  | 01/01/1900 |  |  |  |  | NO | YES |  |  |  |  | TIMETER INSTRUMENT 10649884 U26M |  |  | Disposition |  |  |  | Test Equipment | 1Y:00-VEN | 02/26/2018 | 01/01/2020 | COOPER UNIVERSITY HOSPITAL |  |  | BIOMED - KIRK |  | Bonnie Aichroch
|  | BIO-RAD LABORATORIES | BIOPLEX 2200 | ANALYZER, CHEMISTRY | 9FLP482 | LAB MICROBIOLOGY | Pavilion | Basement |  | 01/11/2017 |  | 1/11/24 |  |  | NO | YES |  |  |  |  | BIO-RAD LABORATORIES 10649986 9FLP482 |  |  | Active |  | 99:99:99:99:99:99 |  | Equipment | PAAR:00-PVAR | 10/31/2019 |  | COOPER UNIVERSITY HOSPITAL |  |  |  | 0011658458 | COURTNEY BARRY | Performance Verification | Closed | Bonnie Aichroth | 05/23/2017 | 05/23/2017 | INCOMING INVENTORY | DEVICE INVENTORIED | 71E97F94-94F4-43CE-ACCB-A4F014F97617 | Labor | 05/23/2017 | 05/23/2017 | Bonnie Aichroth
|  | ROCHE DIAGNOSTICS | COBAS C501 | ANALYZER, CHEMISTRY | 0842-11 | LAB HEMATOLOGY | Pavilion | Basement |  | 06/05/2014 |  | 6/5/21 |  |  | NO | YES |  |  |  |  | ROCHE DIAGNOSTICS 10367703 0805-27 |  |  | Active |  | 99:99:99:99:99:99 |  | Equipment | 1Y:00-MFG | 01/18/2019 | 01/01/2020 | COOPER UNIVERSITY HOSPITAL |  |  | CHEMIISTRY |  | DALE MORRONE
|  | ROCHE DIAGNOSTICS | COBAS E601 | ANALYZER, CHEMISTRY | 2054-07 | LAB HEMATOLOGY | Pavilion | Basement |  | 06/05/2015 |  | 6/5/22 |  |  | NO | YES |  |  |  |  | ROCHE DIAGNOSTICS 10367705 2054-07 |  |  | Active |  | 99:99:99:99:99:99 |  | Equipment | 1Y:00-MFG | 01/18/2019 | 01/01/2020 | COOPER UNIVERSITY HOSPITAL |  |  | HEMATOLOGY |  | DALE MORRONE
|  | BACHARACH |  | ANALYZER, CO2 | 1N01397 | LAB MICROBIOLOGY | Kelemen |  |  | 06/10/2015 |  | 6/10/23 |  |  | NO | YES |  |  |  |  | BACHARACH 10769340 1N01397 |  |  | Active |  | 99:99:99:99:99:99 |  | Test Equipment | 1Y:00-MFG | 02/26/2019 | 01/01/2020 | COOPER UNIVERSITY HOSPITAL |  |  | P041 | 0011199057 | COURTNEY BARRY | Performance Verification | Closed | Bonnie Aichroth | 02/13/2017 | 02/13/2017 | INCOMING INVENTORY | DEVICE INVENTORIED | 396A2867-4231-4FBB-AC7F-D4D997635A06 | Labor | 02/13/2017 | 02/13/2017 | Bonnie Aichroth
|  | BC GROUP INTERNATIONAL, INC. | DA-2006P | ANALYZER, DEFIBRILLATOR | 73961660h |  |  | Biomed vehicle | [6 empty] | NO | YES
|  | BC GROUP INTERNATIONAL, INC. | DA-2006P | ANALYZER, DEFIBRILLATOR | 73961661HD | BIOMEDICAL | Kelemen |  |  | 01/29/2019 |  | 1/29/26 |  |  | NO | YES |  |  |  |  | BC GROUP INTERNATIONAL, INC. 647423 73961661HD |  |  | Active |  | 99:99:99:99:99:99 |  | Test Equipment | 1Y:00-VEN | 01/29/2019 | 01/29/2019 | COOPER UNIVERSITY HOSPITAL |  |  |  | 0011049926 | Bonnie Aichroch | Preventative Maintenance | Closed | Michael Youch | 01/29/2019 | 01/29/2019 | Performance Assurance: 00-VEN | 1/12/2017 3:10:56 PM BGAICHROTH CALIBRATION COMPLETED BY BC GROUP 1/9/17 | BC470C33-0734-4088-9A96-463428D5C4C1 | Labor | 01/29/2019 | 01/29/2019 | Bonnie Aichroth
|  | DNI NEVADA | IMPULSE 4000 | ANALYZER, DEFIBRILLATOR | IMPULSE4000-0373 | BIOMEDICAL | Kelemen |  |  | 12/15/2015 |  | 12/15/22 |  |  | NO | YES |  |  |  |  | DNI NEVADA 10480314 IMPULSE4000-0373 |  |  | Active |  | 99:99:99:99:99:99 |  | Test Equipment | 1Y:00-VEN | 01/29/2019 | 01/01/2020 | COOPER UNIVERSITY HOSPITAL |  |  |  |  | Bonnie Aichroch
|  | DNI NEVADA | IMPULSE 4000 | ANALYZER, DEFIBRILLATOR |  | BIOMEDICAL | Kelemen |  |  | 06/01/2003 |  | 6/1/10 |  |  | NO | YES |  |  |  |  | DNI NEVADA 10366456 2586 |  |  | Active |  | 99:99:99:99:99:99 |  | Test Equipment | 1Y:00-VEN | 01/29/2019 | 01/01/2020 | COOPER UNIVERSITY HOSPITAL |  |  |  |  | Bonnie Aichroch
|  | FLUKE BIOMEDICAL CORPORATION | QED-6 | ANALYZER, DEFIBRILLATOR |  | BIOMEDICAL | Kelemen |  |  | 11/19/2010 |  | 11/19/17 |  |  | NO | YES |  |  |  |  | FLUKE BIOMEDICAL CORPORATION 10364976 1498034 |  |  | Active |  | 99:99:99:99:99:99 |  | Test Equipment | 1Y:00-VEN | 01/29/2019 | 01/01/2020 | COOPER UNIVERSITY HOSPITAL |  |  | BIOMED |  | Bonnie Aichroch
|  | DALE TECHNOLOGY CORP. | LT544D | ANALYZER, ELECTRICAL SAFETY |  | BIOMEDICAL | Kelemen |  |  | 01/01/2001 |  | 1/1/08 |  |  | NO | YES |  |  |  |  | DALE TECHNOLOGY CORP. 10364977 496384 |  |  | Active |  | 99:99:99:99:99:99 |  | Test Equipment | 1Y:00-VEN | 01/29/2019 | 01/01/2020 | COOPER UNIVERSITY HOSPITAL |  |  | BIOMED |  | Bonnie Aichroch
|  | DALE TECHNOLOGY CORP. | LT544D PLUS | ANALYZER, ELECTRICAL SAFETY | P1818 | BIOMEDICAL | Kelemen |  |  | 01/29/2019 |  | 1/29/26 |  |  | NO | YES |  |  |  |  | DALE TECHNOLOGY CORP. 30142146 P1818 |  |  | Active |  | 99:99:99:99:99:99 |  | Test Equipment | 1Y:00-VEN | 01/29/2019 | 01/29/2019 | COOPER UNIVERSITY HOSPITAL |  |  | Charlie |  | Bonnie Aichroch |  |  |  | 01/29/2019 | 01/29/2019 |  |  |  |  | 01/29/2019 | 01/29/2019
|  | DNI NEVADA | 402A | ANALYZER, ELECTRICAL SAFETY | 402A-0471 | BIOMEDICAL | Kelemen |  |  | 12/15/2015 |  | 12/15/22 |  |  | NO | YES |  |  |  |  | DNI NEVADA 10480313 402A-0471 |  |  | Active |  | 99:99:99:99:99:99 |  | Test Equipment | 1Y:00-VEN | 01/29/2019 | 01/01/2020 | COOPER UNIVERSITY HOSPITAL |  |  |  |  | Bonnie Aichroch
|  | DNI NEVADA | 454A | ANALYZER, ELECTRICAL SAFETY | 454A-2544 | BIOMEDICAL | Kelemen |  |  | 06/29/2004 |  | 6/29/11 |  |  | NO | YES |  |  |  |  | DNI NEVADA 10366457 454A-2544 |  |  | Active |  | 99:99:99:99:99:99 |  | Test Equipment | 1Y:00-VEN | 01/29/2019 | 01/01/2020 | COOPER UNIVERSITY HOSPITAL |  |  |  |  | Bonnie Aichroch
|  | SEBIA | HYDRASYS 2 SCAN | ANALYZER, ELECTROPHORESIS |  | LAB CHEMISTRY | Pavilion | Basement |  | 08/16/2019 |  | 8/16/26 |  |  | NO | YES |  |  |  |  | SEBIA 30438022 2928 |  |  | Active |  | 99:99:99:99:99:99 |  | Equipment | 1Y:00-MFG | 08/16/2019 | 08/16/2019 | COOPER UNIVERSITY HOSPITAL |  |  | Performance Verification | WOT00000001828930 | Barbara Snyder | Performance Verification | Closed | Gene Amodei | 08/16/2019 | 08/16/2019 | Performance Verification for SEBIA 30438022 2928 | Initial Install of Performance Verification. Device is ready for patient use. |  |  | 08/16/2019 | 08/16/2019
|  | FLUKE BIOMEDICAL CORPORATION | QA-ES SERIES II | ANALYZER, ELECTROSURGICAL | 200749QA | BIOMEDICAL | Kelemen |  |  | 01/29/2019 |  | 1/29/26 |  |  | NO | YES |  |  |  |  | FLUKE BIOMEDICAL CORPORATION 647443 200749QA |  |  | Active |  | 99:99:99:99:99:99 |  | Test Equipment | 1Y:00-VEN | 01/29/2019 | 01/29/2019 | COOPER UNIVERSITY HOSPITAL |  |  |  | 0011049890 | Bonnie Aichroch | Preventative Maintenance | Closed | Michael Youch | 01/29/2019 | 01/29/2019 | Performance Assurance: 00-VEN | 1/12/2017 3:08:25 PM BGAICHROTH CALIBRATION COMPLETED BY BC GROUP 1/9/17 | FD99FCBE-595F-4913-8EE7-61BF54ECF0BD | Labor | 01/29/2019 | 01/29/2019 | Bonnie Aichroth
|  | HITACHI MEDICAL CORP OF AMERICA |  | ANALYZER, GENETIC | 21372-026 | COOPER CENTER FOR SPECIAL DIAGNOSTICS | 401 Haddon Ave |  |  | 06/30/2009 |  |  |  |  | NO | YES |  |  |  |  | HITACHI MEDICAL CORP OF AMERICA 10365638 21372-026 |  |  | Active |  | 99:99:99:99:99:99 |  | Non-medical | PAAR:00-PVAR | 11/02/2019 |  | COOPER AMBULATORY OFF-SITES |  |  | SPECIAL DIAGNOSTICS |  | DR. BARNOWSKY
|  | ABBOTT LABORATORIES | I-STAT 1 | ANALYZER, HEMATOLOGY |  | AUDUBON URGENT CARE | 2001 Route 70 East |  |  | 05/12/2016 |  | 5/12/21 |  |  | NO | YES |  |  |  |  | ABBOTT LABORATORIES 21787 356389 |  |  | Disposition |  |  |  | Equipment | 1Y:00-MFG | 05/12/2016 | 05/12/2016 | COOPER AMBULATORY OFF-SITES |  |  | URGENT CARE |  | MELISSA PORTOBANCO |  |  |  | 05/12/2016 | 05/12/2016 |  |  |  |  | 05/12/2016 | 05/12/2016
|  | ABBOTT LABORATORIES | I-STAT 1 | ANALYZER, HEMATOLOGY |  | RUNNEMEDE URGENT CARE | Kelemen | Basement |  | 10/31/2019 |  | 10/31/24 |  |  | NO | YES |  |  |  |  | ABBOTT LABORATORIES 11221605 394843 |  |  | Active |  | 99:99:99:99:99:99 |  | Equipment | PAAR:00-PVAR | 10/31/2019 | 10/31/2019 | COOPER AMBULATORY OFF-SITES |  |  | RUNNEMEDE | WOT00000001069766 | MELISSA PORTOBANCO | Performance Verification | Closed | Tom Burhart | 10/31/2019 | 10/31/2019 | Performance Verification for ABBOTT LABORATORIES 11221605 394843 | Initial Install of Performance Verification. Device is ready for patient use. |  |  | 10/31/2019 | 10/31/2019
|  | ORTHO-CLINICAL DIAGNOSTICS | ORTHO VISION | ANALYZER, HEMATOLOGY |  | LAB BLOOD BANK | Pavilion | Basement |  | 07/18/2018 |  | 7/18/23 |  |  | NO | YES |  |  |  |  | 10732441 50002771 |  |  | Active |  | 99:99:99:99:99:99 |  | Unmatched | PAAR:00-PVAR | 10/31/2019 |  | COOPER UNIVERSITY HOSPITAL |  |  | Performance Verification | WOT00000001197133 | Barbara Bayne | Performance Verification | Closed | Gene Amodei | 07/26/2018 | 06/24/2019 | Performance Verification for 10732441 50002771 | Initial Install of Performance Verification. Device is ready for patient use.
|  | ORTHO-CLINICAL DIAGNOSTICS | ORTHO VISION | ANALYZER, HEMATOLOGY |  | LAB BLOOD BANK | Pavilion | Basement |  | 07/06/2018 |  | 7/6/23 |  |  | NO | YES |  |  |  |  | ORTHO-CLINICAL DIAGNOSTICS 10732349 50002465 |  |  | Active |  | 11:11:11:11:11:11 |  | Equipment | 1Y:00-MFG | 09/30/2019 | 01/01/2020 | COOPER UNIVERSITY HOSPITAL |  |  |  | WOT00000001197108 | Barbara Bayne | Performance Verification | Closed | Gene Amodei | 07/26/2018 | 07/31/2019 | Performance Verification for 10732349 50002465 | Initial Install of Performance Verification. Device is ready for patient use.
|  | POLYMEDCO, INC | OC-AUTO MICRO 80 | ANALYZER, HEMATOLOGY | 08UL0407 | LAB MICROBIOLOGY | Pavilion | Basement |  | 02/20/2015 |  | 2/20/20 |  |  | NO | YES |  |  |  |  | POLYMEDCO, INC 10367949 08UL0407 |  |  | Active |  | 99:99:99:99:99:99 |  | Equipment | 1Y:00-MFG | 01/21/2019 | 01/01/2020 | COOPER UNIVERSITY HOSPITAL |  |  | MICROBIOLOGY |  | COURTNEY BARRY
|  | SYSMEX AMERICA, INC. | XN-9000 | ANALYZER, HEMATOLOGY |  | LAB HEMATOLOGY | Pavilion | BASEMENT |  | 06/05/2015 |  | 6/5/22 |  |  | NO | YES |  |  |  |  | SYSMEX AMERICA, INC. 10367668 14611 |  |  | Active |  | CD:10:10:CE:D0:00 |  | Equipment | 6M:00-MFG | 08/26/2019 | 02/01/2020 | COOPER UNIVERSITY HOSPITAL |  |  | HEMATOLOGY |  | DALE MORRONE
|  | SYSMEX AMERICA, INC. | XS-1000I | ANALYZER, HEMATOLOGY |  | HEMATOLOGY LAB | 900 Centennial Blvd | Suite M |  | 08/05/2015 |  | 8/5/22 |  |  | NO | YES |  |  |  |  | SYSMEX AMERICA, INC. 10480251 74100 |  |  | Active |  | 00:04:5F:F7:D4:4E |  | Equipment | 1Y:00-MFG | 04/19/2019 | 04/01/2020 | COOPER AMBULATORY OFF-SITES |  |  | VORHEES SUITE M LAB |  | DALE MORRONE
|  | SYSMEX AMERICA, INC. | XS-1000I | ANALYZER, HEMATOLOGY | SMX1115F10756 | MD ANDERSON AT JFK - LAB | 651 John F Kennedy Way |  |  | 08/04/2015 |  | 8/4/22 |  |  | NO | YES |  |  |  |  | SYSMEX AMERICA, INC. 10480249 SMX1115F10756 |  |  | Disposition |  |  |  | Equipment | 1Y:00-MFG | 05/01/2017 | 04/01/2020 | COOPER AMBULATORY OFF-SITES |  |  | LAB ROOM 125 |  | DALE MORRONE
|  | SYSMEX AMERICA, INC. | XS-1000I | ANALYZER, HEMATOLOGY |  | MD ANDERSON AT JFK - LAB | 651 John F Kennedy Way |  |  | 08/04/2015 |  | 8/4/22 |  |  | NO | YES |  |  |  |  | SYSMEX AMERICA, INC. 10480248 74078 |  |  | Active |  | 00:04:5F:F7:D4:4E |  | Equipment | 1Y:00-MFG | 04/22/2019 | 04/01/2020 | COOPER AMBULATORY OFF-SITES |  |  | ROOM LAB 125 |  | DALE MORRONE
|  | SYSMEX AMERICA, INC. | XS-1000I | ANALYZER, HEMATOLOGY |  | COOPER CANCER CENTER-COOPER DAY-CHEMO | MD Anderson Cancer Center |  |  | 07/26/2013 |  | 7/26/20 |  |  | NO | YES |  |  |  |  | SYSMEX AMERICA, INC. 10347576 70690 |  |  | Active |  | 00:04:5F:B4:A3:B9 |  | Equipment | 1Y:00-MFG | 09/30/2019 | 09/01/2020 | COOPER AMBULATORY OFF-SITES |  |  | ROOM C3051 LAB |  | Bonnie Aichroch
|  | BIO-RAD LABORATORIES | D-10 | ANALYZER, HEMOGLOBIN | DO4A821722 | LAB CHEMISTRY | Pavilion | Basement |  | 09/24/2014 |  | 9/24/21 |  |  | NO | YES |  |  |  |  | BIO-RAD LABORATORIES 10360282 DO4A821722 |  |  | Active |  | 99:99:99:99:99:99 |  | Equipment | 1Y:00-MFG | 04/24/2019 | 04/01/2020 | COOPER UNIVERSITY HOSPITAL |  |  | CORE LAB |  | Barbara Snyder
|  | DADE BEHRING DIVISION | PFA-100 | ANALYZER, HEMOSTASIS |  | LAB HEMATOLOGY | Pavilion | BASEMENT |  | 08/01/2004 |  | 8/1/11 |  |  | NO | YES |  |  |  |  | DADE BEHRING DIVISION 10366723 2881 |  |  | Disposition |  |  |  | Equipment | 1Y:00-MFG | 03/31/2016 | 03/01/2020 | COOPER UNIVERSITY HOSPITAL |  |  | HEMATOLOGY |  | DALE MORRONE
|  | INSTRUMENTATION LABORATORY CO. | ACL TOP 750 LAS | ANALYZER, HEMOSTASIS |  | LAB HEMATOLOGY | Pavilion | Basement |  | 03/11/2019 |  | 3/11/24 |  |  | NO | YES |  |  |  |  | INSTRUMENTATION LABORATORY CO. 11207516 18030458 |  |  | Active |  |  |  | Equipment | 1Y:00-MFG | 03/11/2019 | 03/11/2019 | COOPER UNIVERSITY HOSPITAL |  |  | Performance Verification | WOT00000002363895 | DALE MORRONE | Performance Verification | Closed | Gene Amodei | 03/11/2019 | 03/11/2019 | Performance Verification for INSTRUMENTATION LABORATORY CO. 11307516 18030458 | Initial Install of Performance Verification. Device is ready for patient use. |  |  | 03/11/2019 | 03/11/2019
|  | INSTRUMENTATION LABORATORY CO. | ACL TOP 750 LAS | ANALYZER, HEMOSTASIS |  | LAB HEMATOLOGY | Pavilion | Basement |  | 03/21/2019 |  | 3/21/24 |  |  | NO | YES |  |  |  |  | INSTRUMENTATION LABORATORY CO. 11207515 18020456 |  |  | Active |  | 99:99:99:99:99:99 |  | Equipment | 1Y:00-MFG | 03/21/2019 | 03/21/2019 | COOPER UNIVERSITY HOSPITAL |  |  | Performance Verification | WOT00000001407072 | DALE MORRONE | Performance Verification | Closed | Gene Amodei | 03/21/2019 | 03/21/2019 | Performance Verification for INSTRUMENTATION LABORATORY CO. 11207515 18020456 | Initial Install of Performance Verification. Device is ready for patient use. |  |  | 03/21/2019 | 03/21/2019
|  | HOLOGIC, INC. | PANTHER | ANALYZER, HIV |  | COOPER CENTER FOR SPECIAL DIAGNOSTICS | 401 Haddon Ave |  |  | 06/09/2017 |  | 6/9/22 |  |  | NO | YES |  |  |  |  | HOLOGIC, INC. 10769629 2090002161 |  |  | Active |  | CD:10:10:CE:D0:00 |  | Equipment | 1Y:00-MFG | 06/07/2019 | 06/01/2020 | COOPER AMBULATORY OFF-SITES |  |  | E&R 1ST FLOOR | 0012155565 | DR. BARNOWSKY | Preventative Maintenance | Closed | Gene Amodei | 09/13/2017 | 09/13/2017 | PERFORMANCE ASSURANCE AT INVENTORY | INVENTORIED DEVICE AND ENSURED DEVICE WAS FUNCTIONING PROPERLY. | 3A0233C2-47DF-40FF-B61B-CF6B009C86F9 | Labor | 06/09/2017 | 06/09/2017 | Gene Amodei
|  | ROCHE DIAGNOSTICS | COBAS E411 | ANALYZER, IMMUNOASSAY | 0856-05 | LAB CHEMISTRY | Pavilion | Basement |  | 02/19/2003 |  | 2/19/10 |  |  | NO | YES |  |  |  |  | ROCHE DIAGNOSTICS 10360271 0856-05 |  |  | Active |  | 99:99:99:99:99:99 |  | Equipment | 1Y:00-MFG | 08/29/2019 | 08/01/2020 | COOPER UNIVERSITY HOSPITAL |  |  |  |  | Barbara Snyder
|  | ORTHO-CLINICAL DIAGNOSTICS | VITROS ECIQ | ANALYZER, IMMUNODIAGNOSTIC |  | LAB MICROBIOLOGY | Pavilion | Basement |  | 09/30/2011 |  | 9/30/18 |  |  | NO | YES |  |  |  |  | ORTHO-CLINICAL DIAGNOSTICS 10367997 30005100 |  |  | Active |  | CD:10:10:CE:D0:00 |  | Equipment | 2M:00-RPLC 3M:00-FIL 1Y:00-MFG | 09/30/2019 | 12/01/2019 | COOPER UNIVERSITY HOSPITAL |  |  | P041 - MICROBIOLOGY |  | COURTNEY BARRY
|  | RIGEL MEDICAL | MULTI-FLO | ANALYZER, INFUSION PUMP | 43K-0337 | BIOMEDICAL | Kelemen |  |  | 01/23/2019 |  |  |  |  | NO | YES |  |  |  |  | RIGEL MEDICAL 11221822 43K-0337 |  |  | Active |  |  |  | Test Equipment | 1Y:00-VEN | 01/23/2019 | 01/23/2019 | COOPER UNIVERSITY HOSPITAL |  |  | Performance Verification | WOT00000002011629 | Bonnie Aichroch | Performance Verification | Closed | Josh Harris | 01/23/2019 | 01/23/2019 | Performance Verification for RIGEL MEDICAL 11221822 43K-0337 | Initial Install of Performance Verification. Device is ready for patient use. |  |  | 01/23/2019 | 01/23/2019
|  | BECTON DICKINSON BIOSCIENCES | BACTEC FX | ANALYZER, MICROBIOLOGY | FT2878 | LAB MICROBIOLOGY | Pavilion | Basement |  | 08/13/2013 |  | 8/13/21 |  |  | NO | YES |  |  |  |  | BECTON DICKINSON BIOSCIENCES 10367951 FT2878 |  |  | Active |  | FE:2D:C5:27:0E:E7 |  | Equipment | 1Y:00-MFG | 09/01/2019 | 09/01/2020 | COOPER UNIVERSITY HOSPITAL |  |  | MICROBIOLOGY |  | COURTNEY BARRY
|  | BECTON DICKINSON BIOSCIENCES | BACTEC FX | ANALYZER, MICROBIOLOGY | FT2877 | LAB MICROBIOLOGY | Pavilion | Basement |  | 08/13/2013 |  | 8/13/21 |  |  | NO | YES |  |  |  |  | BECTON DICKINSON BIOSCIENCES 10367950 FT2877 |  |  | Active |  | FE:2D:C5:27:0E:E7 |  | Equipment | 1Y:00-MFG | 09/01/2019 | 09/01/2020 | COOPER UNIVERSITY HOSPITAL |  |  | MICROBIOLOGY |  | COURTNEY BARRY
|  | BIOMERIEUX VITEK, INC. | VITEK 2 | ANALYZER, MICROBIOLOGY |  | LAB MICROBIOLOGY | Pavilion | Basement |  | 05/18/2005 |  | 5/18/13 |  |  | NO | YES |  |  |  |  | BIOMERIEUX VITEK, INC. 10367955 500896 |  |  | Active |  | 78:E3:B5:CF:C7:9D |  | Equipment | 1Y:00-MFG | 01/21/2019 | 01/01/2020 | COOPER UNIVERSITY HOSPITAL |  |  | MICROBIOLOGY |  | COURTNEY BARRY
|  | BIOMERIEUX VITEK, INC. | VITEK 2 | ANALYZER, MICROBIOLOGY, CONSOLE | SCSA13590 | LAB MICROBIOLOGY | Pavilion | BASEMENT |  | 01/01/2009 |  | 1/1/17 |  | SYSTEM COMPONENT | NO | YES |  |  |  |  | BIOMERIEUX VITEK, INC. 10367987 SCSA13590 |  |  | Active |  | 78:E3:B5:CF:C7:9D |  | Equipment | 1Y:00-MFG | 01/18/2019 | 01/01/2020 | COOPER UNIVERSITY HOSPITAL |  |  | MICROBIOLOGY |  | COURTNEY BARRY
|  | BIOMERIEUX VITEK, INC. | VITEK 2 | ANALYZER, MICROBIOLOGY, CONSOLE | SCSA8217 | LAB MICROBIOLOGY | Pavilion | BASEMENT |  | 01/01/2009 |  | 1/1/17 |  | SYSTEM COMPONENT | NO | YES |  |  |  |  | BIOMERIEUX VITEK, INC. 10367986 SCSA8217 |  |  | Active |  | 78:E3:B5:CF:C7:9D |  | Equipment | 1Y:00-MFG | 01/24/2019 | 01/01/2020 | COOPER UNIVERSITY HOSPITAL |  |  | MICROBIOLOGY P041 |  | COURTNEY BARRY
|  | INTERNATIONAL TECHNIDYNE CORP (ITC) | HEMOCHRON SIGNATURE ELITE | ANALYZER, MICROCOAGULATION | SE5438 |  | Kelemen | [7 empty] | NO | YES
|  | INTERNATIONAL TECHNIDYNE CORP (ITC) | HEMOCHRON SIGNATURE ELITE | ANALYZER, MICROCOAGULATION | SE5356 | LAB BLOOD BANK | Kelemen | BASEMENT |  | 11/05/2009 |  | 11/5/14 |  |  | NO | YES |  |  |  |  | INTERNATIONAL TECHNIDYNE CORP (ITC) 10369528 SE5356 |  |  | Active |  | 00:40:9D:4B:EB:57 |  | Equipment | PAAR:00-PVAR | 10/31/2019 |  | COOPER UNIVERSITY HOSPITAL |  |  | INTERV. RAD |  | Barbara Bayne
|  | INTERNATIONAL TECHNIDYNE CORP (ITC) | HEMOCHRON SIGNATURE ELITE | ANALYZER, MICROCOAGULATION | SE5405 | LAB BLOOD BANK | Pavilion |  |  | 11/05/2009 |  | 11/5/14 |  |  | NO | YES |  |  |  |  | INTERNATIONAL TECHNIDYNE CORP (ITC) 10356572 SE5405 |  |  | Active |  | 00:40:9D:43:90:22 |  | Equipment | PAAR:00-PVAR | 10/31/2019 |  | COOPER UNIVERSITY HOSPITAL |  |  | PAVILION 9 LAST LOCATION |  | Barbara Bayne
|  | INTERNATIONAL TECHNIDYNE CORP (ITC) | HEMOCHRON SIGNATURE ELITE | ANALYZER, MICROCOAGULATION | SE8900 | OR - KELEMEN 3 | Kelemen | BASEMENT |  | 10/31/2019 |  | 10/31/24 |  |  | NO | YES |  |  |  |  | SKYTRON 30144784 047601M |  |  | Active |  | 99:99:99:99:99:99 |  | Equipment | PAAR:00-PVAR | 10/31/2019 | 10/31/2019 | COOPER UNIVERSITY HOSPITAL |  |  | OPERATING RM KELEMEN 8 |  | DOMINIC VENDETTA |  |  |  | 10/31/2019 | 10/31/2019 |  |  |  |  | 10/31/2019 | 10/31/2019
|  | INTERNATIONAL TECHNIDYNE CORP (ITC) | HEMOCHRON SIGNATURE ELITE | ANALYZER, MICROCOAGULATION | SE5423 | LAB BLOOD BANK | Kelemen | BASEMENT |  | 10/16/2019 |  | 10/16/24 |  |  | NO | YES |  |  |  |  | INTERNATIONAL TECHNIDYNE CORP (ITC) 30144420 SE5423 |  |  | Disposition |  | 00:40:9D:2C:B1:3C |  | Equipment | PAAR:00-PVAR | 10/16/2019 | 10/16/2019 | COOPER UNIVERSITY HOSPITAL |  |  | POINT OF CARE |  | Barbara Bayne |  |  |  | 10/16/2019 | 10/16/2019 |  |  |  |  | 10/16/2019 | 10/16/2019
|  | INTERNATIONAL TECHNIDYNE CORP (ITC) | HEMOCHRON SIGNATURE ELITE | ANALYZER, MICROCOAGULATION | SE5292 | LAB BLOOD BANK | Kelemen |  |  | 10/31/2019 |  | 10/31/24 |  |  | NO | YES |  |  |  |  | INTERNATIONAL TECHNIDYNE CORP (ITC) 30144419 SE5292 |  |  | Active |  | 00:40:9D:4B:CA:51 |  | Equipment | PAAR:00-PVAR | 10/31/2019 | 10/31/2019 | COOPER UNIVERSITY HOSPITAL |  |  | POINT OF CARE |  | Barbara Bayne |  |  |  | 10/31/2019 | 10/31/2019 |  |  |  |  | 10/31/2019 | 10/31/2019
|  | INTERNATIONAL TECHNIDYNE CORP (ITC) | HEMOCHRON SIGNATURE ELITE | ANALYZER, MICROCOAGULATION | SE5432 | LAB BLOOD BANK | Kelemen |  |  | 10/31/2019 |  | 10/31/24 |  |  | NO | YES |  |  |  |  | INTERNATIONAL TECHNIDYNE CORP (ITC) 30144414 SE5432 |  |  | Active |  | 00:40:9D:4B:AC:62 |  | Equipment | PAAR:00-PVAR | 10/31/2019 | 10/31/2019 | COOPER UNIVERSITY HOSPITAL |  |  | POINT OF CARE |  | Barbara Bayne |  |  |  | 10/31/2019 | 10/31/2019 |  |  |  |  | 10/31/2019 | 10/31/2019
|  | INTERNATIONAL TECHNIDYNE CORP (ITC) | HEMOCHRON SIGNATURE ELITE | ANALYZER, MICROCOAGULATION | SE5441 | LAB BLOOD BANK | Kelemen |  |  | 10/31/2019 |  | 10/31/24 |  |  | NO | YES |  |  |  |  | INTERNATIONAL TECHNIDYNE CORP (ITC) 30144411 SE5441 |  |  | Active |  | 00:40:9D:43:90:22 |  | Equipment | PAAR:00-PVAR | 10/31/2019 | 10/31/2019 | COOPER UNIVERSITY HOSPITAL |  |  | CCL - EP1 |  | Barbara Bayne |  |  |  | 10/31/2019 | 10/31/2019 |  |  |  |  | 10/31/2019 | 10/31/2019
|  | INTERNATIONAL TECHNIDYNE CORP (ITC) | HEMOCHRON SIGNATURE ELITE | ANALYZER, MICROCOAGULATION | SE5295 |  | Pavilion |  |  | 10/31/2019 |  | 10/31/24 |  |  | NO | YES |  |  |  |  | INTERNATIONAL TECHNIDYNE CORP (ITC) 30142859 SE5295 |  |  | Active |  | 00:40:9D:4B:EB:64 |  | Equipment | PAAR:00-PVAR | 10/31/2019 | 10/31/2019 | COOPER UNIVERSITY HOSPITAL |  |  | PAVILION-3RD RECOVERY |  | Barbara Bayne |  |  |  | 10/31/2019 | 10/31/2019 |  |  |  |  | 10/31/2019 | 10/31/2019
|  | INVENTIS | FLUTE PLUS | ANALYZER, MIDDLE EAR | IM1DB18206484 | 3 COOPER - SPEECH AND HEARING | 3 Cooper |  |  | 06/10/2015 |  |  |  |  | NO | YES |  |  |  |  | INVENTIS 10725220 IM1DB18206484 |  |  | Active |  | 99:99:99:99:99:99 |  | Equipment | 1Y:00-MFG | 03/06/2019 | 02/01/2020 | COOPER AMBULATORY OFF-SITES |  |  | Suite 511 - 2nd Booth | WOT00000000547153 | JANET PORCELLIN | Performance Verification | Closed | Stephen Zubrzycki | 02/14/2018 | 05/22/2019 | Performance Verification for UNMATCHED 10725220 IM1DB18206484 | Initial Install of Performance Verification. Device is ready for patient use. | EXP0152935 | Labor | 02/21/2018 | 02/21/2018 | Stephen Zubrzycki
|  | QUIDEL | SOLANA | ANALYZER, MOLECULAR TESTING |  | LAB MICROBIOLOGY | Pavilion | Basement |  | 01/17/2019 |  | 1/17/26 |  |  | NO | YES |  |  |  |  | QUIDEL 11239250 17020869 |  |  | Active |  | 99:99:99:99:99:99 |  | Equipment | 1Y:00-MFG | 01/17/2019 | 01/17/2019 | COOPER UNIVERSITY HOSPITAL |  |  | p 053 | WOT00000000786672 | COURTNEY BARRY | Performance Verification | Closed | Gene Amodei | 01/17/2019 | 01/17/2019 | Performance Verification for QUIDEL 11239250 17020869 | Initial Install of Performance Verification. Device is ready for patient use. |  |  | 01/17/2019 | 01/17/2019
|  | NANOSPHERE INC | VERIGENE PROCESSOR SP | ANALYZER, NUCLEIC ACID |  | COOPER CENTER FOR SPECIAL DIAGNOSTICS | 401 Haddon Ave |  |  | 06/10/2015 |  | 6/10/22 |  |  | NO | YES |  |  |  |  | NANOSPHERE INC 10365653 08042092 |  |  | Active |  | 99:99:99:99:99:99 |  | Equipment | PAAR:00-PVAR | 10/31/2019 |  | COOPER AMBULATORY OFF-SITES |  |  | BACK LAB / E&R? |  | DR. BARNOWSKY
|  | NANOSPHERE INC | VERIGENE SP | ANALYZER, NUCLEIC ACID |  | COOPER CENTER FOR SPECIAL DIAGNOSTICS | 401 Haddon Ave |  |  | 06/09/2017 |  | 6/9/24 |  |  | NO | YES |  |  |  |  | NANOSPHERE INC 10769628 09277091 |  |  | Active |  | 99:99:99:99:99:99 |  | Equipment | PAAR:00-PVAR | 10/31/2019 |  | COOPER AMBULATORY OFF-SITES |  |  |  | 0012155666 | DR. BARNOWSKY | Preventative Maintenance | Closed | Gene Amodei | 09/13/2017 | 09/13/2017 | PERFORMANCE ASSURANCE AT INVENTORY | INVENTORIED DEVICE AND ENSURED DEVICE WAS FUNCTIONING PROPERLY. | 140E6F7E-8AFC-4990-9C67-2A2FE4D53660 | Labor | 06/09/2017 | 06/09/2017 | Gene Amodei
|  | NANOSPHERE INC | VERIGENE SP | ANALYZER, NUCLEIC ACID |  | COOPER CENTER FOR SPECIAL DIAGNOSTICS | 401 Haddon Ave |  |  | 06/09/2017 |  | 6/9/24 |  |  | NO | YES |  |  |  |  | NANOSPHERE INC 10769627 09277093 |  |  | Active |  | 99:99:99:99:99:99 |  | Equipment | PAAR:00-PVAR | 10/31/2019 |  | COOPER AMBULATORY OFF-SITES |  |  |  | 0012155671 | DR. BARNOWSKY | Preventative Maintenance | Closed | Gene Amodei | 09/13/2017 | 09/13/2017 | PERFORMANCE ASSURANCE AT INVENTORY | INVENTORIED DEVICE AND ENSURED DEVICE WAS FUNCTIONING PROPERLY. | 3A8FF3AD-9BD1-4A2C-8D90-D2CDC45AB17E | Labor | 06/09/2017 | 06/09/2017 | Gene Amodei
|  | NANOSPHERE INC | VERIGENE SP | ANALYZER, NUCLEIC ACID |  | COOPER CENTER FOR SPECIAL DIAGNOSTICS | 401 Haddon Ave |  |  | 06/09/2017 |  | 6/9/24 |  |  | NO | YES |  |  |  |  | NANOSPHERE INC 10769626 09277092 |  |  | Active |  | 99:99:99:99:99:99 |  | Equipment | PAAR:00-PVAR | 10/31/2019 |  | COOPER AMBULATORY OFF-SITES |  |  |  | 0012155597 | DR. BARNOWSKY | Preventative Maintenance | Closed | Gene Amodei | 09/13/2017 | 09/13/2017 | PERFORMANCE ASSURANCE AT INVENTORY | INVENTORIED DEVICE AND ENSURED DEVICE WAS FUNCTIONING PROPERLY. | D5C10D7F-0793-4A85-8EAA-2FD06D1E0E73 | Labor | 06/09/2017 | 06/09/2017 | Gene Amodei
|  | NANOSPHERE INC | VERIGENE SP | ANALYZER, NUCLEIC ACID |  | COOPER CENTER FOR SPECIAL DIAGNOSTICS | 401 Haddon Ave |  |  | 01/01/1900 |  |  |  |  | NO | YES |  |  |  |  | NANOSPHERE INC 10365644 09277094 |  |  | Active |  | 99:99:99:99:99:99 |  | Equipment | PAAR:00-PVAR | 10/31/2019 |  | COOPER AMBULATORY OFF-SITES |  |  | BACL LAB |  | DR. BARNOWSKY
|  | FLUKE BIOMEDICAL CORPORATION | SIGMAPACE 1000 | ANALYZER, PACEMAKER, EXTERNAL |  | BIOMEDICAL | Kelemen |  |  | 03/09/2009 |  | 3/9/16 |  |  | NO | YES |  |  |  |  | FLUKE BIOMEDICAL CORPORATION 10505054 9865017 |  |  | Active |  | 99:99:99:99:99:99 |  | Test Equipment | 1Y:00-VEN | 01/29/2019 | 01/01/2020 | COOPER UNIVERSITY HOSPITAL |  |  | BIOMED SHOP |  | Bonnie Aichroch
|  | NETECH CORP | EXPMT 2000 | ANALYZER, PACEMAKER, EXTERNAL | 27511EXPMT | BIOMEDICAL | Kelemen |  |  | 01/30/2019 |  | 1/30/26 |  |  | NO | YES |  |  |  |  | NETECH CORP 647416 27511EXPMT |  |  | Active |  | 99:99:99:99:99:99 |  | Test Equipment | 1Y:00-VEN | 01/30/2019 | 01/30/2019 | COOPER UNIVERSITY HOSPITAL |  |  |  | 0011049971 | Bonnie Aichroch | Preventative Maintenance | Closed | Michael Youch | 01/30/2019 | 01/30/2019 | Performance Assurance: 00-VEN | 1/12/2017 3:16:05 PM BGAICHROTH CALIBRATION COMPLETED BY BC GROUP 1/9/17 | 97DDC868-661F-4605-A0F2-2DA9EC9C6F28 | Labor | 01/30/2019 | 01/30/2019 | Bonnie Aichroth
|  | HOLOGIC, INC. | TLIIQ | ANALYZER, PERINATAL | 61705F1700 | LAB CHEMISTRY | Pavilion | Basement |  | 07/13/2017 |  | 7/13/24 |  |  | NO | YES |  |  |  |  | HOLOGIC, INC. 10769353 61705F1700 |  |  | Active |  | 99:99:99:99:99:99 |  | Equipment | 1Y:00-MFG | 08/26/2019 | 08/01/2020 | COOPER UNIVERSITY HOSPITAL |  |  | Chem Lab | 0012149986 | Barbara Snyder | Preventative Maintenance | Closed | Gene Amodei | 09/11/2017 | 09/11/2017 | PERFORMANCE ASSURANCE AT INVENTORY | INVENTORIED DEVICE AND ENSURED DEVICE WAS FUNCTIONING PROPERLY. | 48A66E15-54A0-40E1-BDAD-759373546A3F | Labor | 07/13/2017 | 07/13/2017 | Gene Amodei
|  | ACCUMETRICS | VERIFYNOW | ANALYZER, PLATELET |  | LAB HEMATOLOGY | Pavilion | Basement |  | 03/18/2019 |  | 3/18/24 |  |  | NO | YES |  |  |  |  | ACCUMETRICS 30244944 6049 |  |  | Active |  | 99:99:99:99:99:99 |  | Equipment | 1Y:00-MFG | 03/18/2019 | 03/18/2019 | COOPER UNIVERSITY HOSPITAL |  |  |  | 0011610231 | DALE MORRONE | Performance Verification | Closed | Bonnie Aichroth | 03/18/2019 | 03/18/2019 | INCOMING INVENTORY | DEVICE INVENTORIED | A2855E6C-6F8B-4485-A6E5-AC1216BAF401 | Labor | 03/18/2019 | 03/18/2019 | Bonnie Aichroth
|  | ACCUMETRICS | VERIFYNOW | ANALYZER, PLATELET |  | LAB HEMATOLOGY | Pavilion | Basement |  | 03/18/2019 |  | 3/18/24 |  |  | NO | YES |  |  |  |  | ACCUMETRICS 30244943 6040 |  |  | Active |  | 99:99:99:99:99:99 |  | Equipment | 1Y:00-MFG | 03/18/2019 | 03/18/2019 | COOPER UNIVERSITY HOSPITAL |  |  |  | 0011610227 | DALE MORRONE | Performance Verification | Closed | Bonnie Aichroth | 03/18/2019 | 03/18/2019 | INCOMING INVENTORY | DEVICE INVENTORIED | 0499B120-8501-4B60-A207-BA6251C34C51 | Labor | 03/18/2019 | 03/18/2019 | Bonnie Aichroth
|  | CAREFUSION | VMAX 22 | ANALYZER, PULMONARY FUNCTION | JMU000767-A | VOORHEES SURGERY CENTER-PULMONARY | 900 Centennial Blvd | Suite K |  | 01/11/2012 |  | 1/11/20 |  |  | NO | YES | Serial Number JMU000767-A |  |  |  | SENSORMEDICS CORP. 10356791 JMU000767-A |  |  | Active |  | 00:0A:F7:93:90:C8 |  | Equipment | 1Y:00-MFG | 04/30/2019 | 04/01/2020 | COOPER AMBULATORY OFF-SITES |  |  | PFT Testing |  | SUSAN PINE
|  | CAREFUSION | VMAX ENCORE 22 | ANALYZER, PULMONARY FUNCTION | 2016-22106S | VOORHEES SURGERY CENTER-PULMONARY | 900 Centennial Blvd | Suite K |  | 01/10/2017 |  | 1/10/25 |  |  | NO | YES |  |  |  |  | CAREFUSION 10649840 2016-22106S |  |  | Active |  | 00:0A:F7:93:8E:8A |  | Equipment | 1Y:00-MFG | 04/30/2019 | 04/01/2020 | COOPER AMBULATORY OFF-SITES |  |  | SUITE K | 0011900417 | SUSAN PINE | Preventative Maintenance | Closed | Bonnie Aichroth | 07/14/2017 | 07/14/2017 | PERFORMANCE ASSURANCE AT INVENTORY | INVENTORIED DEVICE AND ENSURED DEVICE WAS FUNCTIONING PROPERLY. | E1766A7D-9672-48A9-8935-8E84EAE154B0 | Labor | 07/12/2017 | 07/12/2017 | Kirk Lis
|  | CAREFUSION | VMAX ENCORE 22D | ANALYZER, PULMONARY FUNCTION | BEBC2888 | PULMONARY LAB | Kelemen |  |  | 01/11/2012 |  | 1/11/20 |  |  | NO | YES |  |  |  |  | CAREFUSION 10347598 BEBC2888 |  |  | Active |  | 00:0A:F7:68:0F:22 |  | Equipment | 1Y:00-MFG | 11/01/2019 | 11/01/2020 | COOPER UNIVERSITY HOSPITAL |  |  | PULMONARY ROOM 644 |  | KATHY LOFLAND
|  | CAREFUSION | VMAX ENCORE 22D | ANALYZER, PULMONARY FUNCTION | BEBC2567 | PULMONARY LAB | Kelemen |  |  | 11/01/2019 |  | 11/1/27 |  |  | NO | YES |  |  |  |  | CAREFUSION 30143420 BEBC2567 |  |  | Active |  | 84:2B:2B:BB:70:2B |  | Equipment | 1Y:00-MFG | 11/01/2019 | 11/01/2019 | COOPER UNIVERSITY HOSPITAL |  |  | PULMONARY ROOM 652 |  | KATHY LOFLAND |  |  |  | 11/01/2019 | 11/01/2019 |  |  |  |  | 11/01/2019 | 11/01/2019
|  | CAREFUSION | VMAX ENCORE 29 | ANALYZER, PULMONARY FUNCTION | JMU000766 | VOORHEES SURGERY CENTER-PULMONARY | 900 Centennial Blvd | Suite K |  | 01/11/2012 |  | 1/11/17 |  |  | NO | YES |  |  |  |  | CAREFUSION 10356788 JMU000766 |  |  | Active |  | 00:0A:F7:93:8F:02 |  | Equipment | 1Y:00-MFG | 04/30/2019 | 04/01/2020 | COOPER AMBULATORY OFF-SITES |  |  | Exercise Physiology Lab |  | SUSAN PINE
|  | SENSORMEDICS CORP. | AUTOBOX | ANALYZER, RESPIRATORY | E43347 | PULMONARY LAB | Kelemen |  |  | 11/01/2001 |  |  |  |  | NO | YES |  |  |  |  | SENSORMEDICS CORP. 10369049 E43347 |  |  | Active |  | 11:11:11:11:11:11 |  | Equipment | 1Y:00-MFG | 11/01/2019 | 11/01/2020 | COOPER UNIVERSITY HOSPITAL |  |  | biomed storage |  | KATHY LOFLAND
|  | BC GROUP INTERNATIONAL, INC. | SA-2001 | ANALYZER, SAFETY |  | BIOMEDICAL | Kelemen |  |  | 06/10/2015 |  | 6/10/22 |  |  | NO | YES |  |  |  |  | BC GROUP INTERNATIONAL, INC. 10365501 73352641 |  |  | Active |  | 99:99:99:99:99:99 |  | Test Equipment | 1Y:00-VEN | 01/29/2019 | 01/01/2020 | COOPER UNIVERSITY HOSPITAL |  |  | Mike |  | Bonnie Aichroch
|  | POLYMEDCO, INC | SEDIMAT 15 | ANALYZER, SEDIATION |  | LAB HEMATOLOGY | Pavilion | Basement |  | 07/16/2009 |  | 7/16/16 |  |  | NO | YES |  |  |  |  | POLYMEDCO, INC 10360293 1395 |  |  | Active |  | 99:99:99:99:99:99 |  | Equipment | 1Y:00-MFG | 03/22/2019 | 03/01/2020 | COOPER UNIVERSITY HOSPITAL |  |  |  |  | DALE MORRONE
|  | FLUKE BIOMEDICAL CORPORATION | PROSIM SPOT LIGHT | ANALYZER, SPO2 |  | BIOMEDICAL | Kelemen |  |  | 11/01/2012 |  | 11/1/19 |  |  | NO | YES |  |  |  |  | FLUKE BIOMEDICAL CORPORATION 10366459 2148127 |  |  | Active |  | 99:99:99:99:99:99 |  | Test Equipment | 1Y:00-VEN | 01/29/2019 | 01/01/2020 | COOPER UNIVERSITY HOSPITAL |  |  |  |  | Bonnie Aichroch
|  | ARKRAY | AUTION MAX | ANALYZER, URINE |  |  | Kelemen |  |  | 02/01/2007 |  | 2/1/14 |  |  | NO | YES |  |  |  |  | ARKRAY 10360289 40701013 |  |  | Active |  | 99:99:99:99:99:99 |  | Equipment | 3M:00-FIL | 05/10/2018 | 02/01/2020 | COOPER UNIVERSITY HOSPITAL |  |  | CORE LAB |  | DALE MORRONE
|  | IRIS DIAGNOSTICS | ICHEM 100 | ANALYZER, URINE |  | LAB HEMATOLOGY | Pavilion | Basement |  | 03/12/2018 |  | 3/12/25 |  |  | NO | YES |  |  |  |  | IRIS DIAGNOSTICS 10752530 00012058 |  |  | Active |  | 99:99:99:99:99:99 |  | Equipment | PAAR:00-PVAR | 10/31/2019 |  | COOPER UNIVERSITY HOSPITAL |  |  |  | WOT00000000546396 | DALE MORRONE | Performance Verification | Closed | Gene Amodei | 02/14/2018 | 07/30/2018 | CEID Record Completion for IRIS DIAGNOSTICS 10752530 00012058 | VPO | EXP0321797 | Labor | 02/14/2018 | 02/14/2018 | Gene Amodei
|  | IRIS DIAGNOSTICS | IQ 200 | ANALYZER, URINE |  | LAB HEMATOLOGY | Pavilion | Basement |  | 11/19/2019 |  | 11/19/26 |  |  | NO | YES |  |  |  |  | IRIS DIAGNOSTICS 11207715 11907018 |  |  | Active |  |  |  | Equipment | 6M:00-MFG 1Y:00-MIN | 11/19/2019 | 11/19/2019 | COOPER UNIVERSITY HOSPITAL |  |  |  | WOT00000004343729 | DALE MORRONE | Performance Verification | Completed | Gene Amodei | 11/19/2019 | 11/19/2019 | Performance Verification for IRIS DIAGNOSTICS 11207715 11907018 | Initial Install of Performance Verification. Device is ready for patient use. |  |  | 11/19/2019 | 11/19/2019
|  | IRIS DIAGNOSTICS | IQ 200 | ANALYZER, URINE |  | LAB HEMATOLOGY | Pavilion | Basement |  | 02/01/2007 |  | 2/1/14 |  |  | NO | YES |  |  |  |  | IRIS DIAGNOSTICS 10360290 3660 |  |  | Active |  | 99:99:99:99:99:99 |  | Equipment | 6M:00-MFG 1Y:00-MIN | 10/20/2019 | 03/01/2020 | COOPER UNIVERSITY HOSPITAL |  |  | CORE LAB |  | DALE MORRONE
|  | SIEMENS HEALTHCARE DIAGNOSTICS | CLINITEK 1780 STATUS | ANALYZER, URINE |  | 1030 KINGS HIGHWAY-MEDICINE | 1030 Kings Highway |  |  | 05/22/2019 |  | 5/22/26 |  |  | NO | YES |  |  |  |  | SIEMENS HEALTHCARE DIAGNOSTICS 11239290 297697 |  |  | Active |  | 99:99:99:99:99:99 |  | Equipment | 1Y:00-MFG | 05/22/2019 | 05/22/2019 | COOPER AMBULATORY OFF-SITES |  |  |  | WOT00000001331304 | Bonnie Aichroch | Performance Verification | Closed | Kirk Lis | 05/22/2019 | 05/22/2019 | Performance Verification for SIEMENS HEALTHCARE DIAGNOSTICS 11239290 297697 | Initial Install of Performance Verification. Device is ready for patient use. |  |  | 05/22/2019 | 05/22/2019
|  | SIEMENS HEALTHCARE DIAGNOSTICS | CLINITEK STATUS | ANALYZER, URINE |  | 127 CHURCH - SURGERY | 127 Church Rd |  |  | 01/31/2018 |  | 1/31/25 |  |  | NO | YES |  |  |  |  | SIEMENS HEALTHCARE DIAGNOSTICS 10732232 287201 |  |  | Active |  | 99:99:99:99:99:99 |  | Equipment | PAAR:00-PVAR | 11/01/2019 |  | COOPER AMBULATORY OFF-SITES |  |  |  | 0012744235 | Carmen Rivera | Performance Verification | Closed | Josh Harris | 01/31/2018 | 01/31/2018 | INCOMING INVENTORY | DEVICE INVENTORIED | B1E29273-94FF-4106-87C4-A5AA5596440B | Labor | 01/31/2018 | 01/31/2018 | Josh Harris
|  | SIEMENS HEALTHCARE DIAGNOSTICS | CLINITEK STATUS | ANALYZER, URINE |  | DO NOT USE - ELMER SURGERY | Kelemen | Basement |  | 01/01/1900 |  |  |  |  | NO | YES |  |  |  |  | SIEMENS HEALTHCARE DIAGNOSTICS 10366962 216744 |  |  | Disposition |  |  |  | Equipment | 1Y:00-MFG | 10/27/2015 | 10/01/2020 | COOPER AMBULATORY OFF-SITES |  |  | LAB |  | MARGE VANSANT
|  | SIEMENS HEALTHCARE DIAGNOSTICS | CLINITEK STATUS | ANALYZER, URINE |  | CINNAMINSON URGENT CARE | 195 US-130 |  |  | 01/01/1900 |  |  |  |  | NO | YES |  |  |  |  | SIEMENS HEALTHCARE DIAGNOSTICS 10365773 015079 |  |  | Active |  | 99:99:99:99:99:99 |  | Equipment | PAAR:00-PVAR | 10/31/2019 |  | COOPER AMBULATORY OFF-SITES |  |  | NURSES STATION |  | MELISSA PORTOBANCO
|  | SIEMENS HEALTHCARE DIAGNOSTICS | CLINITEK STATUS | ANALYZER, URINE |  | CHERRY HILL URGENT CARE | Kelemen | BASEMENT |  | 01/01/1900 |  |  |  |  | NO | YES |  |  |  |  | SIEMENS HEALTHCARE DIAGNOSTICS 10346144 009904 |  |  | Active |  | 99:99:99:99:99:99 |  | Equipment | PAAR:00-PVAR | 10/31/2019 |  | COOPER AMBULATORY OFF-SITES |  |  | LAB |  | MELISSA PORTOBANCO
|  | SIEMENS HEALTHCARE DIAGNOSTICS | CLINITEK STATUS | ANALYZER, URINE |  | VOORHEES UROGYNECOLOGY | 6012 Main St |  |  | 04/05/2011 |  | 4/5/18 |  |  | NO | YES |  |  |  |  | SIEMENS HEALTHCARE DIAGNOSTICS 10345832 216052 |  |  | Active |  | 99:99:99:99:99:99 |  | Equipment | PAAR:00-PVAR | 10/31/2019 |  | COOPER AMBULATORY OFF-SITES |  |  | SOILED UTIL |  | Sheronda Coppage-Belt
|  | DATEX OHMEDA | AESPIRE VIEW | ANESTHESIA MACHINE | APHU01129 | ANESTHESIOLOGY | Kelemen |  |  | 10/29/2019 |  | 10/29/26 |  |  | NO | YES |  |  |  |  | DATEX OHMEDA 11239444 APHU01129 |  |  | Active |  | 99:99:99:99:99:99 |  | Life Support | 6M:00-MFG | 10/29/2019 | 10/29/2019 | COOPER UNIVERSITY HOSPITAL |  |  | TRAVEL UNIT 1 Spec Test Floro Rm. |  | GIACINTA ROUPAS |  |  |  | 10/29/2019 | 10/29/2019 |  |  |  |  | 10/29/2019 | 10/29/2019
|  | DATEX OHMEDA | AESPIRE VIEW | ANESTHESIA MACHINE | APHU01130 | ANESTHESIOLOGY | Pavilion |  |  | 10/29/2019 |  | 10/29/26 |  |  | NO | YES |  |  |  |  | DATEX OHMEDA 11239443 APHU01130 |  |  | Active |  | 99:99:99:99:99:99 |  | Life Support | 6M:00-MFG | 10/29/2019 | 10/29/2019 | COOPER UNIVERSITY HOSPITAL |  |  | ANES TRAVEL CART 2 |  | GIACINTA ROUPAS |  |  |  | 10/29/2019 | 10/29/2019 |  |  |  |  | 10/29/2019 | 10/29/2019
|  | DATEX OHMEDA | AESPIRE VIEW | ANESTHESIA MACHINE | APHV00860 | ANESTHESIOLOGY | Pavilion |  |  | 10/29/2019 |  | 10/29/26 |  |  | NO | YES |  |  |  |  | DATEX OHMEDA 11239262 APHV00860 |  |  | Active |  | 99:99:99:99:99:99 |  | Life Support | 6M:00-MFG | 10/29/2019 | 10/29/2019 | COOPER UNIVERSITY HOSPITAL |  |  | Travel Machine 3 | 0011475583 | GIACINTA ROUPAS | Performance Verification | Closed | Bonnie Aichroth | 10/29/2019 | 10/29/2019 | INCOMING INVENTORY | DEVICE INVENTORIED | C7C6CB42-5F34-425F-A04B-312414ACDE39 | Labor | 10/29/2019 | 10/29/2019 | Bonnie Aichroth
|  | DATEX OHMEDA | AESTIVA/5 | ANESTHESIA MACHINE | AMRE01323 | ANESTHESIOLOGY | Kelemen |  |  | 05/28/2019 |  | 5/28/26 |  |  | NO | YES |  |  |  |  | DATEX OHMEDA 11239330 AMRE01323 |  |  | Active |  | 99:99:99:99:99:99 |  | Life Support | 6M:00-MFG | 05/28/2019 | 05/28/2019 | COOPER UNIVERSITY HOSPITAL |  |  | KEL OR-K5 |  | GIACINTA ROUPAS |  |  |  | 05/28/2019 | 05/28/2019 |  |  |  |  | 05/28/2019 | 05/28/2019
|  | DATEX OHMEDA | AESTIVA/5 | ANESTHESIA MACHINE | AMRG00992 | ANESTHESIOLOGY | Pavilion |  |  | 05/28/2019 |  | 5/28/26 |  |  | NO | YES |  |  |  |  | DATEX OHMEDA 11239328 AMRG00992 |  |  | Active |  | 99:99:99:99:99:99 |  | Life Support | 6M:00-MFG | 05/28/2019 | 05/28/2019 | COOPER UNIVERSITY HOSPITAL |  |  | PAV OR 10 |  | GIACINTA ROUPAS |  |  |  | 05/28/2019 | 05/28/2019 |  |  |  |  | 05/28/2019 | 05/28/2019
|  | DATEX OHMEDA | AESTIVA/5 | ANESTHESIA MACHINE | AMRG00991 | ANESTHESIOLOGY | Pavilion |  |  | 05/28/2019 |  | 5/28/26 |  |  | NO | YES |  |  |  |  | DATEX OHMEDA 11239274 AMRG00991 |  |  | Active |  | 99:99:99:99:99:99 |  | Life Support | 6M:00-MFG | 05/28/2019 | 05/28/2019 | COOPER UNIVERSITY HOSPITAL |  |  | PAV OR2 |  | GIACINTA ROUPAS |  |  |  | 05/28/2019 | 05/28/2019 |  |  |  |  | 05/28/2019 | 05/28/2019
|  | DATEX OHMEDA | AESTIVA/5 | ANESTHESIA MACHINE | AMRG00990 | ANESTHESIOLOGY | Kelemen |  |  | 05/28/2019 |  | 5/28/26 |  |  | NO | YES |  |  |  |  | DATEX OHMEDA 11239271 AMRG00990 |  |  | Active |  | 99:99:99:99:99:99 |  | Life Support | 6M:00-MFG | 05/28/2019 | 05/28/2019 | COOPER UNIVERSITY HOSPITAL |  |  | KELEMEN OR-K 1 |  | GIACINTA ROUPAS |  |  |  | 05/28/2019 | 05/28/2019 |  |  |  |  | 05/28/2019 | 05/28/2019
|  | DATEX OHMEDA | AESTIVA/5 | ANESTHESIA MACHINE | AMRJ00403 | ANESTHESIOLOGY | Kelemen |  |  | 05/28/2019 |  | 5/28/26 |  |  | NO | YES |  |  |  |  | DATEX OHMEDA 11239272 AMRJ00403 |  |  | Active |  | 99:99:99:99:99:99 |  | Life Support | 6M:00-MFG | 05/28/2019 | 05/28/2019 | COOPER UNIVERSITY HOSPITAL |  |  | KEL OPERATING ROOM K 2 |  | GIACINTA ROUPAS |  |  |  | 05/28/2019 | 05/28/2019 |  |  |  |  | 05/28/2019 | 05/28/2019
|  | DATEX OHMEDA | AESTIVA/5 | ANESTHESIA MACHINE | AMRJ00402 | ANESTHESIOLOGY | Pavilion |  |  | 05/28/2019 |  | 5/28/26 |  |  | NO | YES |  |  |  |  | DATEX OHMEDA 11239263 AMRJ00402 |  |  | Active |  | 99:99:99:99:99:99 |  | Life Support | 6M:00-MFG | 05/28/2019 | 05/28/2019 | COOPER UNIVERSITY HOSPITAL |  |  | pav or 9 |  | GIACINTA ROUPAS |  |  |  | 05/28/2019 | 05/28/2019 |  |  |  |  | 05/28/2019 | 05/28/2019
|  | DATEX OHMEDA | AESTIVA/5 | ANESTHESIA MACHINE | AMTP00151 | ANESTHESIOLOGY | Kelemen | BASEMENT |  | 04/02/2010 |  | 4/2/17 |  |  | NO | YES |  |  |  |  | DATEX OHMEDA 10366429 AMTP00151 |  |  | Active |  | 99:99:99:99:99:99 |  | Life Support | 6M:00-MFG | 05/29/2019 | 05/01/2020 | COOPER UNIVERSITY HOSPITAL |  |  | MRI /B12 |  | GIACINTA ROUPAS
|  | DATEX OHMEDA | AESTIVA/5 | ANESTHESIA MACHINE | AMRM00268 | VOORHEES SURGERY CENTER-OPERATING ROOM | 900 Centennial Blvd | Suite E |  | 02/20/2008 |  | 2/20/15 |  |  | NO | YES |  |  |  |  | DATEX OHMEDA 10346027 AMRM00268 |  |  | Active |  | 99:99:99:99:99:99 |  | Life Support | 6M:00-MFG | 09/25/2019 | 03/01/2020 | COOPER AMBULATORY OFF-SITES |  |  | SPARE UNIT E117 |  | JENNIFER BOMBARO
|  | DATEX OHMEDA | AISYS CARESTATION | ANESTHESIA MACHINE | ANAS00688 | ANESTHESIOLOGY | Pavilion |  |  | 03/18/2019 |  | 3/18/26 |  |  | NO | YES |  |  |  |  | DATEX OHMEDA 11239433 ANAS00688 |  |  | Active |  | 99:99:99:99:99:99 |  | Life Support | 1Y:00-MFG 2Y:00-MIN 4Y:00-BAT | 03/18/2019 | 03/18/2019 | COOPER UNIVERSITY HOSPITAL |  |  | OR P1 |  | GIACINTA ROUPAS |  |  |  | 03/18/2019 | 03/18/2019 |  |  |  |  | 03/18/2019 | 03/18/2019
|  | DATEX OHMEDA | AISYS CARESTATION | ANESTHESIA MACHINE | ANAM00899 | ANESTHESIOLOGY | Pavilion |  |  | 09/24/2019 |  | 9/24/26 |  |  | NO | YES |  |  |  |  | DATEX OHMEDA 11239490 ANAM00899 |  |  | Active |  | 99:99:99:99:99:99 |  | Life Support | 1Y:00-MFG 2Y:00-MIN 4Y:00-BAT | 09/24/2019 | 09/24/2019 | COOPER UNIVERSITY HOSPITAL |  |  | pav or 8 |  | GIACINTA ROUPAS |  |  |  | 09/24/2019 | 09/24/2019 |  |  |  |  | 09/24/2019 | 09/24/2019
|  | DATEX OHMEDA | AISYS CARESTATION | ANESTHESIA MACHINE | ANAP00775 | ANESTHESIOLOGY | Kelemen |  |  | 03/18/2019 |  | 3/18/26 |  |  | NO | YES |  |  |  |  | DATEX OHMEDA 11239431 ANAP00775 |  |  | Active |  | 99:99:99:99:99:99 |  | Life Support | 1Y:00-MFG 2Y:00-MIN 4Y:00-BAT | 03/18/2019 | 03/18/2019 | COOPER UNIVERSITY HOSPITAL |  |  | kel or 3 |  | GIACINTA ROUPAS |  |  |  | 03/18/2019 | 03/18/2019 |  |  |  |  | 03/18/2019 | 03/18/2019
|  | DATEX OHMEDA | AISYS CARESTATION | ANESTHESIA MACHINE | ANAL01457 | ANESTHESIOLOGY | Pavilion |  |  | 03/18/2019 |  | 3/18/26 |  |  | NO | YES |  |  |  |  | DATEX OHMEDA 11239361 ANAL01457 |  |  | Active |  | 99:99:99:99:99:99 |  | Life Support | 1Y:00-MFG 2Y:00-MIN 4Y:00-BAT | 03/18/2019 | 03/18/2019 | COOPER UNIVERSITY HOSPITAL |  |  | PAV OR 3 |  | GIACINTA ROUPAS |  |  |  | 03/18/2019 | 03/18/2019 |  |  |  |  | 03/18/2019 | 03/18/2019
|  | DATEX OHMEDA | AISYS CARESTATION | ANESTHESIA MACHINE | ANAR05329 | ANESTHESIOLOGY | Dorrance |  |  | 03/18/2019 |  | 3/18/26 |  |  | NO | YES |  |  |  |  | DATEX OHMEDA 11239269 ANAR05329 |  |  | Active |  | 99:99:99:99:99:99 |  | Life Support | 1Y:00-MFG 2Y:00-MIN 4Y:00-BAT | 03/18/2019 | 03/18/2019 | COOPER UNIVERSITY HOSPITAL |  |  | L&D 2 |  | GIACINTA ROUPAS |  |  |  | 03/18/2019 | 03/18/2019 |  |  |  |  | 03/18/2019 | 03/18/2019
|  | DATEX OHMEDA | AISYS CARESTATION | ANESTHESIA MACHINE | ANAQ01174 | ANESTHESIOLOGY | Dorrance |  |  | 03/18/2019 |  | 3/18/26 |  |  | NO | YES |  |  |  |  | DATEX OHMEDA 11239236 ANAQ01174 |  |  | Active |  | 99:99:99:99:99:99 |  | Life Support | 1Y:00-MFG 2Y:00-MIN 4Y:00-BAT | 03/18/2019 | 03/18/2019 | COOPER UNIVERSITY HOSPITAL |  |  | L&D 1 |  | GIACINTA ROUPAS |  |  |  | 03/18/2019 | 03/18/2019 |  |  |  |  | 03/18/2019 | 03/18/2019
|  | DATEX OHMEDA | AISYS CARESTATION | ANESTHESIA MACHINE | ANAQ00688 | ANESTHESIOLOGY | Kelemen |  |  | 01/10/2012 |  | 1/10/19 |  |  | NO | YES |  |  |  |  | DATEX OHMEDA 10368233 ANAQ00688 |  |  | Active |  | 99:99:99:99:99:99 |  | Life Support | 1Y:00-MFG 2Y:00-MIN 4Y:00-BAT | 03/26/2019 | 03/01/2020 | COOPER UNIVERSITY HOSPITAL |  |  | KELEMEN OR K7 |  | GIACINTA ROUPAS
|  | DATEX OHMEDA | AISYS CARESTATION | ANESTHESIA MACHINE | ANAR00818 | ANESTHESIOLOGY | Kelemen |  |  | 01/10/2012 |  | 1/10/19 |  |  | NO | YES |  |  |  |  | DATEX OHMEDA 10367851 ANAR00818 |  |  | Active |  | 99:99:99:99:99:99 |  | Life Support | 1Y:00-MFG 2Y:00-MIN 4Y:00-BAT | 03/18/2019 | 03/01/2020 | COOPER UNIVERSITY HOSPITAL |  |  | CCL 2 |  | GIACINTA ROUPAS
|  | DATEX OHMEDA | AISYS CARESTATION | ANESTHESIA MACHINE | ANAQ01173 | ANESTHESIOLOGY | Pavilion |  |  | 01/10/2012 |  | 1/10/19 |  |  | NO | YES |  |  |  |  | DATEX OHMEDA 10367816 ANAQ01173 |  |  | Active |  | 99:99:99:99:99:99 |  | Life Support | 1Y:00-MFG 2Y:00-MIN 4Y:00-BAT | 03/21/2019 | 03/01/2020 | COOPER UNIVERSITY HOSPITAL |  |  | Pav OR 6 |  | GIACINTA ROUPAS
|  | DATEX OHMEDA | AISYS CARESTATION | ANESTHESIA MACHINE | ANAM00898 | ANESTHESIOLOGY | Pavilion |  |  | 02/04/2009 |  | 2/4/16 |  |  | NO | YES |  |  |  |  | GE MEDICAL SYSTEMS 10367570 ANAM00898 |  |  | Active |  | 11:11:11:11:11:11 |  | Life Support | 1Y:00-MFG 2Y:00-MIN 4Y:00-BAT | 09/24/2019 | 09/01/2020 | COOPER UNIVERSITY HOSPITAL |  |  | P OR 5 |  | GIACINTA ROUPAS
|  | DATEX OHMEDA | AISYS CARESTATION | ANESTHESIA MACHINE | ANAL01458 | ANESTHESIOLOGY | Kelemen |  |  | 01/16/2008 |  | 1/16/15 |  |  | NO | YES |  |  |  |  | DATEX OHMEDA 10367195 ANAL01458 |  |  | Active |  | 99:99:99:99:99:99 |  | Life Support | 1Y:00-MFG 2Y:00-MIN 4Y:00-BAT | 09/24/2019 | 09/01/2020 | COOPER UNIVERSITY HOSPITAL |  |  | CATH LAB 1 |  | GIACINTA ROUPAS
|  | DATEX OHMEDA | AISYS CARESTATION | ANESTHESIA MACHINE | ANAM00900 | ANESTHESIOLOGY | Pavilion |  |  | 02/09/2009 |  | 2/9/16 |  |  | NO | YES |  |  |  |  | GE MEDICAL SYSTEMS 10355450 ANAM00900 |  |  | Active |  | 11:11:11:11:11:11 |  | Life Support | 1Y:00-MFG 2Y:00-MIN 4Y:00-BAT | 09/24/2019 | 09/01/2020 | COOPER UNIVERSITY HOSPITAL |  |  | pav or 7 |  | GIACINTA ROUPAS
|  | DRAEGER | APOLLO | ANESTHESIA MACHINE | ASAN0106 | ANESTHESIOLOGY | Kelemen |  |  | 07/18/2019 |  | 7/18/26 |  |  | NO | YES |  |  |  |  | DRAEGER 11239337 ASAN0106 |  |  | Active |  | 99:99:99:99:99:99 |  | Life Support | 6M:00-MFG | 07/18/2019 | 07/18/2019 | COOPER UNIVERSITY HOSPITAL |  |  | Kel OR 4 |  | GIACINTA ROUPAS |  |  |  | 07/18/2019 | 07/18/2019 |  |  |  |  | 07/18/2019 | 07/18/2019
|  | DRAEGER | APOLLO | ANESTHESIA MACHINE | ARZK0241 | ANESTHESIOLOGY | Pavilion |  |  | 02/09/2009 |  | 2/9/16 |  |  | NO | YES |  |  |  |  | DRAEGER 10725223 ARZK0241 |  |  | Active |  | 99:99:99:99:99:99 |  | Life Support | 6M:00-MFG | 07/18/2019 | 01/01/2020 | COOPER UNIVERSITY HOSPITAL |  |  | Anes Store Room PAV |  | GIACINTA ROUPAS
|  | DRAEGER | APOLLO | ANESTHESIA MACHINE | ARZK0242 | ANESTHESIOLOGY | Kelemen |  |  | 02/09/2009 |  | 2/9/16 |  |  | NO | YES |  |  |  |  | DRAEGER 10348517 ARZK0242 |  |  | Active |  | 99:99:99:99:99:99 |  | Life Support | 6M:00-MFG | 07/18/2019 | 01/01/2020 | COOPER UNIVERSITY HOSPITAL |  |  | Kel OR 6 |  | GIACINTA ROUPAS
|  | DRAEGER | APOLLO | ANESTHESIA MACHINE | ARZK0243 | ANESTHESIOLOGY | Pavilion |  |  | 02/09/2009 |  | 2/9/16 |  |  | NO | YES |  |  |  |  | DRAEGER 10346644 ARZK0243 |  |  | Active |  | 99:99:99:99:99:99 |  | Life Support | 6M:00-MFG | 07/18/2019 | 01/01/2020 | COOPER UNIVERSITY HOSPITAL |  |  | pav or 11 |  | GIACINTA ROUPAS
|  | DRAEGER | NARKOMED GS | ANESTHESIA MACHINE |  |  | 401 Haddon Ave | [7 empty] | NO | YES
|  | GE HEALTHCARE | AESPIRE VIEW | ANESTHESIA MACHINE | APHU00598 | VOORHEES SURGERY CENTER-OPERATING ROOM | 900 Centennial Blvd | Suite E |  | 06/19/2015 |  | 6/19/22 |  |  | NO | YES |  |  |  |  | GE MEDICAL SYSTEMS 10347743 APHU00598 |  |  | Active |  | 99:99:99:99:99:99 |  | Life Support | 6M:00-MFG | 09/25/2019 | 03/01/2020 | COOPER AMBULATORY OFF-SITES |  |  | OR 2 |  | JENNIFER BOMBARO
|  | GE HEALTHCARE | AESPIRE VIEW | ANESTHESIA MACHINE | APHU00597 | VOORHEES SURGERY CENTER-OPERATING ROOM | 900 Centennial Blvd | Suite E |  | 03/26/2016 |  | 3/26/23 |  |  | NO | YES |  |  |  |  | GE MEDICAL SYSTEMS 10347726 APHU00597 |  |  | Active |  | 99:99:99:99:99:99 |  | Life Support | 6M:00-MFG | 09/25/2019 | 03/01/2020 | COOPER AMBULATORY OFF-SITES |  |  | OR 1 |  | JENNIFER BOMBARO
|  | GE HEALTHCARE | AESPIRE VIEW | ANESTHESIA MACHINE | APHQ00965 | VOORHEES SURGERY CENTER-OPERATING ROOM | 900 Centennial Blvd | Suite E |  | 06/24/2011 |  | 6/24/18 |  |  | NO | YES |  |  |  |  | GE MEDICAL SYSTEMS 10345501 APHQ00965 |  |  | Active |  | 99:99:99:99:99:99 |  | Life Support | 6M:00-MFG | 09/25/2019 | 03/01/2020 | COOPER AMBULATORY OFF-SITES |  |  | OR 3 |  | JENNIFER BOMBARO
|  | GE HEALTHCARE | AESPIRE VIEW | ANESTHESIA MACHINE | APHQ00966 | VOORHEES SURGERY CENTER-OPERATING ROOM | 900 Centennial Blvd | Suite E |  | 06/24/2011 |  | 6/24/18 |  |  | NO | YES |  |  |  |  | GE MEDICAL SYSTEMS 10345481 APHQ00966 |  |  | Active |  | 99:99:99:99:99:99 |  | Life Support | 6M:00-MFG | 09/25/2019 | 03/01/2020 | COOPER AMBULATORY OFF-SITES |  |  | PROCEEDURE ROOM E140 |  | JENNIFER BOMBARO
|  | GE HEALTHCARE | AESPIRE VIEW | ANESTHESIA MACHINE | APHS00322 | VOORHEES SURGERY CENTER-OPERATING ROOM | 900 Centennial Blvd | Suite E |  | 02/14/2013 |  | 2/14/20 |  |  | NO | YES |  |  |  |  | GE MEDICAL SYSTEMS 10345424 APHS00322 |  |  | Active |  | 99:99:99:99:99:99 |  | Life Support | 6M:00-MFG | 09/25/2019 | 03/01/2020 | COOPER AMBULATORY OFF-SITES |  |  | OR 4 |  | JENNIFER BOMBARO
|  | GE HEALTHCARE | AISYS CS2 | ANESTHESIA MACHINE | APWV00311 | ANESTHESIOLOGY | Kelemen |  |  | 05/06/2016 |  | 5/6/23 |  |  | NO | YES |  |  |  |  | GE MEDICAL SYSTEMS 10505067 APWV00311 |  |  | Active |  | 99:99:99:99:99:99 |  | Life Support | 1Y:00-MFG 2Y:00-RPLC 4Y:00-BAT | 04/24/2019 | 04/01/2020 | COOPER UNIVERSITY HOSPITAL |  |  | OPERATING ROOM K11 |  | GIACINTA ROUPAS
|  | GE HEALTHCARE | AISYS CS2 | ANESTHESIA MACHINE | APWV00309 | ANESTHESIOLOGY | Kelemen |  |  | 05/06/2016 |  | 5/6/23 |  |  | NO | YES |  |  |  |  | GE MEDICAL SYSTEMS 10480437 APWV00309 |  |  | Active |  | 99:99:99:99:99:99 |  | Life Support | 1Y:00-MFG 2Y:00-RPLC 4Y:00-BAT | 04/24/2019 | 04/01/2020 | COOPER UNIVERSITY HOSPITAL |  |  | OPERATING RM K10 |  | GIACINTA ROUPAS
|  | GE HEALTHCARE | AISYS CS2 | ANESTHESIA MACHINE | APWV00313 | ANESTHESIOLOGY | Kelemen |  |  | 05/06/2016 |  | 5/6/23 |  |  | NO | YES |  |  |  |  | GE MEDICAL SYSTEMS 10480434 APWV00313 |  |  | Active |  | 99:99:99:99:99:99 |  | Life Support | 1Y:00-MFG 2Y:00-RPLC 4Y:00-BAT | 04/24/2019 | 04/01/2020 | COOPER UNIVERSITY HOSPITAL |  |  | OPERATING ROOM K12 |  | GIACINTA ROUPAS
|  | GE HEALTHCARE | AISYS CS2 | ANESTHESIA MACHINE | APWV00312 | ANESTHESIOLOGY | Kelemen |  |  | 05/06/2016 |  | 5/6/23 |  |  | NO | YES |  |  |  |  | GE MEDICAL SYSTEMS 10480431 APWV00312 |  |  | Active |  | 99:99:99:99:99:99 |  | Life Support | 1Y:00-MFG 2Y:00-RPLC 4Y:00-BAT | 04/24/2019 | 04/01/2020 | COOPER UNIVERSITY HOSPITAL |  |  | ROOM K9 |  | GIACINTA ROUPAS
|  | GE HEALTHCARE | AISYS CS2 | ANESTHESIA MACHINE | APWV00310 | ANESTHESIOLOGY | Kelemen |  |  | 05/09/2016 |  | 5/9/23 |  |  | NO | YES |  |  |  |  | GE MEDICAL SYSTEMS 10480417 APWV00310 |  |  | Active |  | 99:99:99:99:99:99 |  | Life Support | 1Y:00-MFG 2Y:00-RPLC 4Y:00-BAT | 04/24/2019 | 04/01/2020 | COOPER UNIVERSITY HOSPITAL |  |  | ROOM 8 OR KELEMEN |  | GIACINTA ROUPAS
|  | GE HEALTHCARE | CARESTATION 650 | ANESTHESIA MACHINE | SM718160035MA | ANESTHESIOLOGY | Pavilion |  |  | 02/23/2019 |  | 2/23/26 |  |  | NO | YES |  |  |  |  | GE MEDICAL SYSTEMS 11239344 SM718160035MA |  |  | Active |  | 99:99:99:99:99:99 |  | Life Support | 1Y:00-MFG | 02/23/2019 | 02/23/2019 | COOPER UNIVERSITY HOSPITAL |  |  | SD OR 4 | WOT00000001058664 | GIACINTA ROUPAS | Performance Verification | Closed | Salvatore Bombara | 02/23/2019 | 02/23/2019 | Performance Verification for GE MEDICAL SYSTEMS 11239344 SM718160035MA | Initial Install of Performance Verification. Device is ready for patient use. |  |  | 02/23/2019 | 02/23/2019
|  | GE HEALTHCARE | CARESTATION 650 | ANESTHESIA MACHINE | SM718160036MA | ANESTHESIOLOGY | Pavilion |  |  | 02/11/2019 |  | 2/11/26 |  |  | NO | YES |  |  |  |  | GE MEDICAL SYSTEMS 11239339 SM718160036MA |  |  | Active |  | 99:99:99:99:99:99 |  | Life Support | 1Y:00-MFG | 02/11/2019 | 02/11/2019 | COOPER UNIVERSITY HOSPITAL |  |  | SD OR 2 | WOT00000001058507 | GIACINTA ROUPAS | Performance Verification | Closed | Salvatore Bombara | 02/11/2019 | 02/11/2019 | Performance Verification for GE MEDICAL SYSTEMS 11239339 SM718160036MA | Initial Install of Performance Verification. Device is ready for patient use. |  |  | 02/11/2019 | 02/11/2019
|  | GE HEALTHCARE | CARESTATION 650 | ANESTHESIA MACHINE | SM717460082MA | ANESTHESIOLOGY | Pavilion |  |  | 02/18/2019 |  | 2/18/26 |  |  | NO | YES |  |  |  |  | GE MEDICAL SYSTEMS 11239152 SM717460082MA |  |  | Active |  | 99:99:99:99:99:99 |  | Life Support | 1Y:00-MFG | 02/18/2019 | 02/18/2019 | COOPER UNIVERSITY HOSPITAL |  |  | SD OR 5 | WOT00000000616700 | GIACINTA ROUPAS | Performance Verification | Closed | Salvatore Bombara | 02/18/2019 | 02/18/2019 | Performance Verification for GE MEDICAL SYSTEMS 11239152 SM717460082MA | Initial Install of Performance Verification. Device is ready for patient use. |  |  | 02/18/2019 | 02/18/2019
|  | GE HEALTHCARE | CARESTATION 650 | ANESTHESIA MACHINE | SM717500029MA | ANESTHESIOLOGY | Pavilion |  |  | 02/18/2019 |  | 2/18/26 |  |  | NO | YES |  |  |  |  | GE MEDICAL SYSTEMS 11239143 SM717500029MA |  |  | Active |  | 99:99:99:99:99:99 |  | Life Support | 1Y:00-MFG | 02/18/2019 | 02/18/2019 | COOPER UNIVERSITY HOSPITAL |  |  | SD OR 8 | WOT00000000616525 | GIACINTA ROUPAS | Performance Verification | Closed | Salvatore Bombara | 02/18/2019 | 02/18/2019 | Performance Verification for GE MEDICAL SYSTEMS 11239143 SM717500029MA | Initial Install of Performance Verification. Device is ready for patient use. |  |  | 02/18/2019 | 02/18/2019
|  | GE HEALTHCARE | CARESTATION 650 | ANESTHESIA MACHINE | SM717500034MA | ANESTHESIOLOGY | Kelemen |  |  | 02/18/2019 |  | 2/18/26 |  |  | NO | YES |  |  |  |  | GE MEDICAL SYSTEMS 11239096 SM717500034MA |  |  | Active |  | 99:99:99:99:99:99 |  | Life Support | 1Y:00-MFG | 02/18/2019 | 02/18/2019 | COOPER UNIVERSITY HOSPITAL |  |  | SD OR 03 | WOT00000000558979 | GIACINTA ROUPAS | Performance Verification | Closed | Salvatore Bombara | 02/18/2019 | 02/18/2019 | Performance Verification for GE MEDICAL SYSTEMS 11239096 SM717500034MA | Initial Install of Performance Verification. Device is ready for patient use. |  |  | 02/18/2019 | 02/18/2019
|  | GE HEALTHCARE | CARESTATION 650 | ANESTHESIA MACHINE | SM717500031MA | ANESTHESIOLOGY | Pavilion |  |  | 02/14/2019 |  | 2/14/26 |  |  | NO | YES |  |  |  |  | GE MEDICAL SYSTEMS 11239078 SM717500031MA |  |  | Active |  | 99:99:99:99:99:99 |  | Life Support | 1Y:00-MFG | 02/14/2019 | 02/14/2019 | COOPER UNIVERSITY HOSPITAL |  |  | Pav OR P4 | WOT00000000558631 | GIACINTA ROUPAS | Performance Verification | Closed | Salvatore Bombara | 02/14/2019 | 02/14/2019 | Performance Verification for GE MEDICAL SYSTEMS 11239078 SM717500031MA | Initial Install of Performance Verification. Device is ready for patient use. |  |  | 02/14/2019 | 02/14/2019
|  | GE HEALTHCARE | CARESTATION 650 | ANESTHESIA MACHINE | SM717500033MA | ANESTHESIOLOGY | Pavilion |  |  | 02/18/2019 |  | 2/18/26 |  |  | NO | YES |  |  |  |  | GE MEDICAL SYSTEMS 11239055 SM717500033MA |  |  | Active |  | 99:99:99:99:99:99 |  | Life Support | 1Y:00-MFG | 02/18/2019 | 02/18/2019 | COOPER UNIVERSITY HOSPITAL |  |  | SD OR 1 | WOT00000000554096 | GIACINTA ROUPAS | Performance Verification | Closed | Salvatore Bombara | 02/18/2019 | 02/18/2019 | Performance Verification for GE MEDICAL SYSTEMS 11239055 SM717500033MA | Initial Install of Performance Verification. Device is ready for patient use. |  |  | 02/18/2019 | 02/18/2019
|  | GE HEALTHCARE | CARESTATION 650 | ANESTHESIA MACHINE | SM717500030MA | ANESTHESIOLOGY | Pavilion |  |  | 02/18/2019 |  | 2/18/26 |  |  | NO | YES |  |  |  |  | GE MEDICAL SYSTEMS 11239005 SM717500030MA |  |  | Active |  | 99:99:99:99:99:99 |  | Life Support | 1Y:00-MFG | 02/18/2019 | 02/18/2019 | COOPER UNIVERSITY HOSPITAL |  |  | SD6 | WOT00000000551854 | GIACINTA ROUPAS | Performance Verification | Closed | Salvatore Bombara | 02/18/2019 | 02/18/2019 | Performance Verification for GE MEDICAL SYSTEMS 11239005 SM717500030MA | Initial Install of Performance Verification. Device is ready for patient use. |  |  | 02/18/2019 | 02/18/2019
|  | GE HEALTHCARE | CARESTATION 650 | ANESTHESIA MACHINE | SM717500028MA | ANESTHESIOLOGY | Pavilion |  |  | 02/12/2018 |  | 2/12/25 |  |  | NO | YES |  |  |  |  | GE MEDICAL SYSTEMS 10752645 SM717500028MA |  |  | Active |  | 99:99:99:99:99:99 |  | Life Support | 1Y:00-MFG | 02/18/2019 | 02/01/2020 | COOPER UNIVERSITY HOSPITAL |  |  | SD 07 | WOT00000000549132 | GIACINTA ROUPAS | Performance Verification | Closed | Salvatore Bombara | 02/15/2018 | 07/22/2019 | Performance Verification for GE MEDICAL SYSTEMS 10752645 SM717500028MA | Initial Install of Performance Verification. Device is ready for patient use.
|  | INTERNATIONAL BIOMEDICAL, INC. | AERONOX 2.0 | ANESTHESIA UNIT, NITRIC OXIDE | X-122 | INTENSIVE CARE NURSERY | Dorrance |  |  | 09/12/2019 |  |  |  |  | NO | YES |  |  |  |  | INTERNATIONAL BIOMEDICAL, INC. 10769723 X-122 |  |  | Active |  | 99:99:99:99:99:99 |  | Life Support | 6M:00-MFG | 09/12/2019 | 09/12/2019 | COOPER UNIVERSITY HOSPITAL |  |  | NICU | 0012153333 | JOANNE FOX | Preventative Maintenance | Closed | Gene Amodei | 09/12/2019 | 09/12/2019 | PERFORMANCE ASSURANCE AT INVENTORY | INVENTORIED DEVICE AND ENSURED DEVICE WAS FUNCTIONING PROPERLY. | EB6B501B-A2CF-427A-A038-4ECF1AA4113A | Labor | 09/12/2019 | 09/12/2019 | Gene Amodei
|  | AMPLIVOX |  | AUDIOMETER |  | MOORESTOWN-CLEFT PALATE | 110 Marter Ave |  |  | 07/05/2019 |  |  |  |  | NO | YES |  |  |  |  | AMPLIVOX 11239310 80144 |  |  | Active |  |  |  | Equipment | 1Y:00-MFG | 07/05/2019 | 07/05/2019 | COOPER AMBULATORY OFF-SITES |  |  | CLEFT PALATE | WOT00000001871978 | MARILYN COHEN | Repair | Closed | Kirk Lis | 07/05/2019 | 07/05/2019 | Impedance Audiometer - needs checked in, please call for time to come out | CHECKED IN NEW EQUIPMENT . NEED TO RESEARCH EQUIPMENT STATUS . LOANER OR NEW ? COMPANY NOT OPEN WILL RESEARCH AT LATER DATE CEID 11239310 UNIT IS COOPER PROPERTY. INVENTORIED NEW EQUIPMENT UNIT IS COOPER PROPERTY | EXP1977637 | Labor | 07/05/2019 | 07/05/2019 | Kirk Lis
|  | AUDIOSCAN | VERIFIT VF-2 | AUDIOMETER | C1121 | 6017 MAIN ST-PLASTICS | 6200 Main St |  |  | 05/29/2014 |  | 5/29/21 |  |  | NO | YES |  |  |  |  | AUDIOSCAN 10345787 C1121 |  |  | Active |  | 90:94:E4:D4:D9:71 |  | Equipment | 1Y:00-MFG | 11/01/2019 | 11/01/2020 | COOPER AMBULATORY OFF-SITES |  |  | ROOM 147 CONSULT |  | ANNE MAIER
|  | BELTONE ELECTRONICS CORP. |  | AUDIOMETER | 11G4379 | 3 COOPER - SPEECH AND HEARING | 3 Cooper |  |  | 06/10/2015 |  |  |  |  | NO | YES |  |  |  |  | BELTONE ELECTRONICS CORP. 10725221 11G4379 |  |  | Active |  | 99:99:99:99:99:99 |  | Equipment | 1Y:00-MFG | 03/06/2019 | 02/01/2020 | COOPER AMBULATORY OFF-SITES |  |  | Suite 511 - Audiologist Office | WOT00000000548975 | JANET PORCELLIN | Performance Verification | Closed | Stephen Zubrzycki | 02/15/2018 | 05/30/2019 | Performance Verification for BELTONE ELECTRONICS CORP. 10725221 11G4379 | Initial Install of Performance Verification. Device is ready for patient use. | EXP0152944 | Labor | 02/21/2018 | 02/21/2018 | Stephen Zubrzycki
|  | GRASON-STADLER, INC. |  | AUDIOMETER | A0313 | 3 COOPER - SPEECH AND HEARING | 3 Cooper |  |  | 06/19/2015 |  |  |  |  | NO | YES |  |  |  |  | GRASON-STADLER, INC. 10355959 A0313 |  |  | Active |  | 99:99:99:99:99:99 |  | Equipment | 1Y:00-MFG | 03/06/2019 | 02/01/2020 | COOPER AMBULATORY OFF-SITES |  |  | Suite 511 - 2nd Room on R |  | JANET PORCELLIN
|  | GRASON-STADLER, INC. | GSI 16 | AUDIOMETER |  | BUNKER HILL-SURGERY | 2 Plaza Dr |  |  | 01/01/1900 |  |  |  |  | NO | YES |  |  |  |  | GRASON-STADLER, INC. 10366914 5588 |  |  | Active |  | 99:99:99:99:99:99 |  | Equipment | 1Y:00-MFG | 03/18/2019 | 02/01/2020 | COOPER AMBULATORY OFF-SITES |  |  | Podiatry PROCEDURE RM |  | ANNE MAIER
|  | GRASON-STADLER, INC. | GSI 61 | AUDIOMETER | AAOJ2056 | 3 COOPER - SPEECH AND HEARING | 3 Cooper |  |  | 11/21/2005 |  | 11/21/15 |  |  | NO | YES |  |  |  |  | GSI LUMONICS 10346795 052056 |  |  | Active |  | 99:99:99:99:99:99 |  | Equipment | 1Y:00-MFG | 03/06/2019 | 02/01/2020 | COOPER AMBULATORY OFF-SITES |  |  | Suite 511 - 1st Booth |  | JANET PORCELLIN
|  | INVENTIS | PIANO BASIC | AUDIOMETER | AU1CD17204304 | MOORESTOWN-CLEFT PALATE | 110 Marter Ave |  |  | 06/05/2019 |  |  |  |  | NO | YES |  |  |  |  | INVENTIS 11200038 AU1CD17204304 |  |  | Active |  |  |  | Equipment | 1Y:00-MFG | 06/05/2019 | 06/05/2019 | COOPER AMBULATORY OFF-SITES |  |  | MARTER AVE | WOT00000002856185 | MARILYN COHEN | Performance Verification | Closed | Kirk Lis | 06/05/2019 | 06/05/2019 | Performance Verification for INVENTIS 11200038 AU1CD17204304 | Initial Install of Performance Verification. Device is ready for patient use. |  |  | 06/05/2019 | 06/05/2019
|  | INVENTIS | PIANO BASIC | AUDIOMETER | AU1CD16200912 | 6200 MAIN ST-SURGERY | 6200 Main St |  |  | 07/06/2016 |  |  |  |  | NO | YES |  |  |  |  | INVENTIS 10505103 AU1CD16200912 |  |  | Active |  | 99:99:99:99:99:99 |  | Equipment | 1Y:00-MFG | 03/14/2019 | 03/01/2020 | COOPER AMBULATORY OFF-SITES |  |  |  |  | BOBBIE MICKLE
|  | MAICO DIAGNOSTICS | ERO-SCAN | AUDIOMETER |  | 6200 MAIN ST-SURGERY | 6200 Main St |  |  | 03/18/2019 |  |  |  |  | NO | YES |  |  |  |  | MAICO DIAGNOSTICS 30146353 8536 |  |  | Active |  | 99:99:99:99:99:99 |  | Equipment | 1Y:00-MFG | 03/18/2019 | 03/18/2019 | COOPER AMBULATORY OFF-SITES |  |  | 6107 Main St. - ENT - Audiology Room | WOT00000001701358 | BOBBIE MICKLE | Repair | Closed | Stephen Zubrzycki | 03/18/2019 | 03/18/2019 | Audiology Machine - will not turn on | Repaired battery contacts and VPO | EXP1720930 | Labor | 03/18/2019 | 03/18/2019 | Stephen Zubrzycki
|  | MAICO DIAGNOSTICS | ERO-SCAN PRO | AUDIOMETER |  | MOORESTOWN-CLEFT PALATE | 110 Marter Ave |  |  | 05/15/2017 |  |  |  |  | NO | YES |  |  |  |  | MAICO DIAGNOSTICS 10732050 1631005 |  |  | Active |  | 99:99:99:99:99:99 |  | Equipment | 1Y:00-MFG | 05/31/2019 | 05/01/2020 | COOPER AMBULATORY OFF-SITES |  |  | LISTENING BOOTH | 0012391997 | MARILYN COHEN | Performance Verification | Closed | Josh Harris | 11/08/2017 | 11/08/2017 | INCOMING INVENTORY | DEVICE INVENTORIED | 72C2924D-7E41-43F4-8D0C-57E7574FC677 | Labor | 11/08/2017 | 11/08/2017 | Josh Harris
|  | WELCH ALLYN, INC. | AM 282 | AUDIOMETER | GS0054891 | MOORESTOWN-PEDIATRICS | 110 Marter Ave |  |  | 01/01/1900 |  |  |  |  | NO | YES |  |  |  |  | WELCH ALLYN, INC. 10366144 GS0054891 |  |  | Active |  | 99:99:99:99:99:99 |  | Equipment | 1Y:00-MFG | 07/02/2019 | 07/01/2020 | COOPER AMBULATORY OFF-SITES |  |  | EXAM 6 |  | MAUREEN OBRIEN
|  | WELCH ALLYN, INC. | AM 282 | AUDIOMETER | GS0050490 | 3 COOPER-PEDIATRICS | 3 Cooper |  |  | 10/21/2013 |  | 10/21/23 |  |  | NO | YES |  |  |  |  | WELCH ALLYN, INC. 10345706 GS0050490 |  |  | Active |  | 99:99:99:99:99:99 |  | Equipment | 1Y:00-MFG | 11/01/2019 | 11/01/2020 | COOPER AMBULATORY OFF-SITES |  |  | Suite 200 - Exam 27 |  | MAUREEN OBRIEN
|  | WELCH ALLYN, INC. | AM 282 | AUDIOMETER | gs0054850 | 3 COOPER-PEDIATRICS | 3 Cooper |  |  | 01/01/1900 |  |  |  |  | NO | YES |  |  |  |  | WELCH ALLYN, INC. 10345658 gs0054850 |  |  | Active |  | 99:99:99:99:99:99 |  | Equipment | 1Y:00-MFG | 11/01/2019 | 11/01/2020 | COOPER AMBULATORY OFF-SITES |  |  | Suite 200 - Exam 209 |  | MAUREEN OBRIEN
|  | NATUS MEDICAL INC. | ALGO 5 | AUDIOMETER, NEWBORN | ROHS/WEEE | SIDS | Dorrance | BASEMENT |  | 07/02/2008 |  | 7/2/18 |  |  | NO | YES |  |  |  |  | NATUS MEDICAL INC. 10364761 ROHS/WEEE |  |  | Active |  | CD:10:10:CE:D0:00 |  | Equipment | 1Y:00-MFG | 01/28/2019 | 01/01/2020 | COOPER UNIVERSITY HOSPITAL |  |  | BUMBLEBEE NURSERY |  | TOM NEARNY
|  | GE HEALTHCARE | CARESCAPE PDM PLUS | BASE STATION | SKR17481352TA | SAME DAY OR-2ND FL PAVILION | Pavilion |  |  | 10/31/2019 |  |  |  |  | NO | YES |  |  |  |  | GE MEDICAL SYSTEMS 11187543 SKR17481352TA |  |  | Active |  | 99:99:99:99:99:99 |  | Alarm | PAAR:00-PVAR | 10/31/2019 | 10/31/2019 | COOPER UNIVERSITY HOSPITAL |  |  | SD8 | WOT00000001750151 | JOE DRUCTOR | Performance Verification | Closed | Stephen Zubrzycki | 10/31/2019 | 10/31/2019 | Performance Verification for GE MEDICAL SYSTEMS 11187543 SKR17481352TA | Initial Install of Performance Verification. Device is ready for patient use. |  |  | 10/31/2019 | 10/31/2019
|  | GE HEALTHCARE | CARESCAPE PDM PLUS | BASE STATION | SKR17481350TA | CARDIAC CATH LAB | Kelemen |  |  | 03/01/2018 |  |  |  |  | NO | YES |  |  |  |  | GE MEDICAL SYSTEMS 10725233 SKR17481350TA |  |  | Active |  | 99:99:99:99:99:99 |  | Alarm | PAAR:00-PVAR | 10/31/2019 |  | COOPER UNIVERSITY HOSPITAL |  |  | CCL - Lab 4 | WOT00000000649537 | LINDA BEAN | Performance Verification | Closed | Stephen Zubrzycki | 03/09/2018 | 07/30/2018 | Performance Verification for GE MEDICAL SYSTEMS 10725233 SKR17481350TA | Initial Install of Performance Verification. Device is ready for patient use.
|  | STRYKER CORP. | NARA | BASSINET |  | MATERNAL FETAL CARE UNIT | Dorrance |  |  | 05/16/2019 |  | 5/16/34 |  |  | NO | YES |  |  |  |  | STRYKER CORP. 10769741 2017000601077 |  |  | Active |  | 99:99:99:99:99:99 |  | Equipment | 1Y:00-MFG | 05/16/2019 | 05/16/2019 | COOPER UNIVERSITY HOSPITAL |  |  | D3 | 0012021616 | JOANNA HORST | Preventative Maintenance | Closed | Kirk Lis | 05/16/2019 | 05/16/2019 | PERFORMANCE ASSURANCE AT INVENTORY | INVENTORIED DEVICE AND ENSURED DEVICE WAS FUNCTIONING PROPERLY. | 93AC9394-396E-4AA8-8DC8-F98D0AB3EB8C | Labor | 05/16/2019 | 05/16/2019 | Kirk Lis
|  | STRYKER CORP. | NARA | BASSINET |  | MATERNAL FETAL CARE UNIT | Dorrance |  |  | 05/16/2019 |  | 5/16/34 |  |  | NO | YES |  |  |  |  | STRYKER CORP. 10769743 2017000601098 |  |  | Active |  | 99:99:99:99:99:99 |  | Equipment | 1Y:00-MFG | 05/16/2019 | 05/16/2019 | COOPER UNIVERSITY HOSPITAL |  |  | D3 | 0012021629 | JOANNA HORST | Preventative Maintenance | Closed | Kirk Lis | 05/16/2019 | 05/16/2019 | PERFORMANCE ASSURANCE AT INVENTORY | INVENTORIED DEVICE AND ENSURED DEVICE WAS FUNCTIONING PROPERLY. | BB04FEF8-A7D7-438A-B57A-3CDE8F12A8E8 | Labor | 05/16/2019 | 05/16/2019 | Kirk Lis
|  | STRYKER CORP. | NARA | BASSINET |  | MATERNAL FETAL CARE UNIT | Dorrance |  |  | 05/16/2019 |  | 5/16/34 |  |  | NO | YES |  |  |  |  | STRYKER CORP. 10769739 2017000601078 |  |  | Active |  | 99:99:99:99:99:99 |  | Equipment | 1Y:00-MFG | 05/16/2019 | 05/16/2019 | COOPER UNIVERSITY HOSPITAL |  |  | Dorrance 3 | 0012021533 | JOANNA HORST | Performance Verification | Closed | Kirk Lis | 05/16/2019 | 05/16/2019 | INCOMING INVENTORY | DEVICE INVENTORIED | 4BE849CA-CF5A-4E11-A818-C7E2648B4E41 | Labor | 05/16/2019 | 05/16/2019 | Bonnie Aichroth
|  | STRYKER CORP. | NARA | BASSINET |  | MATERNAL FETAL CARE UNIT | Dorrance |  |  | 05/16/2019 |  | 5/16/34 |  |  | NO | YES |  |  |  |  | STRYKER CORP. 10769740 2017000601076 |  |  | Active |  | 99:99:99:99:99:99 |  | Equipment | 1Y:00-MFG | 05/16/2019 | 05/16/2019 | COOPER UNIVERSITY HOSPITAL |  |  |  | 0012021603 | JOANNA HORST | Performance Verification | Closed | Kirk Lis | 05/16/2019 | 05/16/2019 | INCOMING INVENTORY | DEVICE INVENTORIED | 676E3B28-DA68-4DB1-95AE-974EDE6E154F | Labor | 05/16/2019 | 05/16/2019 | Bonnie Aichroth
|  | STRYKER CORP. | NARA | BASSINET |  | MOTHER INFANT UNIT | Pavilion |  |  | 05/16/2019 |  | 5/16/34 |  |  | NO | YES |  |  |  |  | STRYKER CORP. 10769738 2017000601075 |  |  | Active |  | 99:99:99:99:99:99 |  | Equipment | 1Y:00-MFG | 05/16/2019 | 05/16/2019 | COOPER UNIVERSITY HOSPITAL |  |  | D3 | 0012021715 | Christina Smith | Preventative Maintenance | Closed | Kirk Lis | 05/16/2019 | 05/16/2019 | PERFORMANCE ASSURANCE AT INVENTORY | INVENTORIED DEVICE AND ENSURED DEVICE WAS FUNCTIONING PROPERLY. | 23A5E8F1-072F-4A17-936B-55D8A75FCE74 | Labor | 05/16/2019 | 05/16/2019 | Kirk Lis
|  | STRYKER CORP. | NARA | BASSINET |  | MATERNAL FETAL CARE UNIT | Dorrance |  |  | 07/31/2017 |  | 7/31/32 |  |  | NO | YES |  |  |  |  | STRYKER CORP. 10752549 2017000601083 |  |  | Active |  | 99:99:99:99:99:99 |  | Equipment | 1Y:00-MFG | 05/16/2019 | 05/01/2020 | COOPER UNIVERSITY HOSPITAL |  |  |  | 0012021623 | JOANNA HORST | Performance Verification | Closed | Kirk Lis | 08/08/2017 | 08/08/2017 | INCOMING INVENTORY | DEVICE INVENTORIED | 3B9EC28F-4795-4692-9656-1E386D2C11CF | Labor | 08/08/2017 | 08/08/2017 | Bonnie Aichroth
|  | STRYKER CORP. | NARA | BASSINET |  | MOTHER INFANT UNIT | Dorrance |  |  | 07/31/2017 |  | 7/31/32 |  |  | NO | YES |  |  |  |  | STRYKER CORP. 10732130 2017000601087 |  |  | Active |  | 99:99:99:99:99:99 |  | Equipment | 1Y:00-MFG | 05/16/2019 | 05/01/2020 | COOPER UNIVERSITY HOSPITAL |  |  | L | 0012021700 | Christina Smith | Performance Verification | Closed | Kirk Lis | 08/08/2017 | 08/08/2017 | INCOMING INVENTORY | DEVICE INVENTORIED | 3BC7289D-E07F-45AD-A40C-597D8E93173B | Labor | 08/08/2017 | 08/08/2017 | Bonnie Aichroth
|  | STRYKER CORP. | NARA | BASSINET |  | MOTHER INFANT UNIT | Dorrance |  |  | 07/31/2017 |  | 7/31/32 |  |  | NO | YES |  |  |  |  | STRYKER CORP. 10732129 2017000601088 |  |  | Active |  | 99:99:99:99:99:99 |  | Equipment | 1Y:00-MFG | 05/16/2019 | 05/01/2020 | COOPER UNIVERSITY HOSPITAL |  |  | Dorrance 3 | 0012021695 | Christina Smith | Performance Verification | Closed | Kirk Lis | 08/08/2017 | 08/08/2017 | INCOMING INVENTORY | DEVICE INVENTORIED | 9CD1B40F-6811-4125-9880-7033BDE2BDB9 | Labor | 08/08/2017 | 08/08/2017 | Bonnie Aichroth
|  | STRYKER CORP. | NARA | BASSINET |  | MOTHER INFANT UNIT | Dorrance |  |  | 07/31/2017 |  | 7/31/32 |  |  | NO | YES |  |  |  |  | STRYKER CORP. 10732127 2017000601092 |  |  | Active |  | 99:99:99:99:99:99 |  | Equipment | 1Y:00-MFG | 05/16/2019 | 05/01/2020 | COOPER UNIVERSITY HOSPITAL |  |  | D3 | 0012021682 | Christina Smith | Performance Verification | Closed | Kirk Lis | 08/08/2017 | 08/08/2017 | INCOMING INVENTORY | DEVICE INVENTORIED | 242E203D-A2E0-47E9-BA9F-689DCF8BB2C7 | Labor | 08/08/2017 | 08/08/2017 | Bonnie Aichroth
|  | STRYKER CORP. | NARA | BASSINET |  | MOTHER INFANT UNIT | Dorrance |  |  | 07/31/2017 |  | 7/31/32 |  |  | NO | YES |  |  |  |  | STRYKER CORP. 10732128 2017000601099 |  |  | Active |  | 99:99:99:99:99:99 |  | Equipment | 1Y:00-MFG | 05/16/2019 | 05/01/2020 | COOPER UNIVERSITY HOSPITAL |  |  | d3 | 0012021691 | Christina Smith | Preventative Maintenance | Closed | Kirk Lis | 08/08/2017 | 08/08/2017 | PERFORMANCE ASSURANCE AT INVENTORY | INVENTORIED DEVICE AND ENSURED DEVICE WAS FUNCTIONING PROPERLY. | 78E1A555-0FB1-4BE1-910F-1EEC6D387975 | Labor | 07/31/2017 | 07/31/2017 | Kirk Lis
|  | STRYKER CORP. | NARA | BASSINET |  | MOTHER INFANT UNIT | Dorrance |  |  | 07/31/2017 |  | 7/31/32 |  |  | NO | YES |  |  |  |  | STRYKER CORP. 10732125 2017000601095 |  |  | Active |  | 99:99:99:99:99:99 |  | Equipment | 1Y:00-MFG | 05/16/2019 | 05/01/2020 | COOPER UNIVERSITY HOSPITAL |  |  |  | 0012021669 | Christina Smith | Preventative Maintenance | Closed | Kirk Lis | 08/08/2017 | 08/08/2017 | PERFORMANCE ASSURANCE AT INVENTORY | INVENTORIED DEVICE AND ENSURED DEVICE WAS FUNCTIONING PROPERLY. | EDBD3912-5DCE-4581-8AB1-5670370C2C48 | Labor | 07/31/2017 | 07/31/2017 | Kirk Lis
|  | STRYKER CORP. | NARA | BASSINET |  | MOTHER INFANT UNIT | Dorrance |  |  | 07/31/2017 |  | 7/31/32 |  |  | NO | YES |  |  |  |  | STRYKER CORP. 10732126 2017000601096 |  |  | Active |  | 99:99:99:99:99:99 |  | Equipment | 1Y:00-MFG | 05/13/2019 | 05/01/2020 | COOPER UNIVERSITY HOSPITAL |  |  | Dor 3 | 0012021672 | Christina Smith | Performance Verification | Closed | Kirk Lis | 08/08/2017 | 08/08/2017 | INCOMING INVENTORY | DEVICE INVENTORIED | 235C384A-87FF-41D1-9C60-F576FE7E33E8 | Labor | 08/08/2017 | 08/08/2017 | Bonnie Aichroth
|  | STRYKER CORP. | NARA | BASSINET |  | MOTHER INFANT UNIT | Dorrance |  |  | 07/31/2017 |  | 7/31/32 |  |  | NO | YES |  |  |  |  | STRYKER CORP. 10732123 2017000601079 |  |  | Active |  | 99:99:99:99:99:99 |  | Equipment | 1Y:00-MFG | 05/16/2019 | 05/01/2020 | COOPER UNIVERSITY HOSPITAL |  |  | D3 | 0012021651 | Christina Smith | Performance Verification | Closed | Kirk Lis | 08/08/2017 | 08/08/2017 | INCOMING INVENTORY | DEVICE INVENTORIED | 44EC5471-9505-42C3-B945-08DD55E8E5E6 | Labor | 08/08/2017 | 08/08/2017 | Bonnie Aichroth
|  | STRYKER CORP. | NARA | BASSINET |  | MOTHER INFANT UNIT | Dorrance |  |  | 07/31/2017 |  | 7/31/32 |  |  | NO | YES |  |  |  |  | STRYKER CORP. 10732122 2017000601090 |  |  | Active |  | 99:99:99:99:99:99 |  | Equipment | 1Y:00-MFG | 05/16/2019 | 05/01/2020 | COOPER UNIVERSITY HOSPITAL |  |  |  | 0012021646 | Christina Smith | Performance Verification | Closed | Kirk Lis | 08/08/2017 | 08/08/2017 | INCOMING INVENTORY | DEVICE INVENTORIED | FA708BE7-12E3-4679-B9E3-D917B164B812 | Labor | 08/08/2017 | 08/08/2017 | Bonnie Aichroth
|  | STRYKER CORP. | NARA | BASSINET |  | MOTHER INFANT UNIT | Dorrance |  |  | 07/31/2017 |  | 7/31/32 |  |  | NO | YES |  |  |  |  | STRYKER CORP. 10732121 2017000601086 |  |  | Active |  | 99:99:99:99:99:99 |  | Equipment | 1Y:00-MFG | 05/16/2019 | 05/01/2020 | COOPER UNIVERSITY HOSPITAL |  |  |  | 0012021639 | Christina Smith | Performance Verification | Closed | Kirk Lis | 08/08/2017 | 08/08/2017 | INCOMING INVENTORY | DEVICE INVENTORIED | A5453E74-F19A-400A-A4CC-2A9CEB4205F8 | Labor | 08/08/2017 | 08/08/2017 | Bonnie Aichroth
|  | STRYKER CORP. | NARA | BASSINET |  |  | Dorrance | [7 empty] | NO | YES
|  | STRYKER CORP. | NARA | BASSINET |  |  | Dorrance | [7 empty] | NO | YES
|  | LABNET |  | BATH, DRY HEAT | BB171AAJS0194 | LAB MICROBIOLOGY | Pavilion | Basement |  | 11/08/2019 |  | 11/8/26 |  |  | NO | YES |  |  |  |  | LABNET 11239249 BB171AAJS0194 |  |  | Active |  | 99:99:99:99:99:99 |  | Non-medical | PAAR:00-PVAR | 11/08/2019 | 11/08/2019 | COOPER UNIVERSITY HOSPITAL |  |  | Micro flu room | WOT00000000791377 | COURTNEY BARRY | Performance Verification | Closed | Gene Amodei | 11/08/2019 | 11/08/2019 | Performance Verification for LABNET 11239249 BB171AAJS0194 | Initial Install of Performance Verification. Device is ready for patient use. |  |  | 11/08/2019 | 11/08/2019
|  | THERMOLYNE |  | BATH, DRY HEAT |  | LAB MICROBIOLOGY | Pavilion | Basement |  | 01/01/1900 |  |  |  |  | NO | YES |  |  |  |  | THERMOLYNE 10367969 34502100 |  |  | Active |  | 99:99:99:99:99:99 |  | Equipment | 1Y:00-MFG | 01/05/2019 | 01/01/2020 | COOPER UNIVERSITY HOSPITAL |  |  | Microbiology - back room |  | COURTNEY BARRY
|  | UNITED PRODUCTS |  | BATH, DRY HEAT |  | LAB MICROBIOLOGY | Pavilion | Basement |  | 09/06/2007 |  | 9/6/14 |  |  | NO | YES |  |  |  |  | UNITED PRODUCTS & INSTRUMENTS, INC. 10367994 0705506 |  |  | Active |  | 99:99:99:99:99:99 |  | Equipment | 1Y:00-MFG | 01/05/2019 | 01/01/2020 | COOPER UNIVERSITY HOSPITAL |  |  | MICROBIOLOGY |  | COURTNEY BARRY
|  | DICKSON CO., THE | PB-107 | BATH, PARAFFIN |  | CHERRY HILL PHYSICAL THERAPY | 1101 N Kings Hwy |  |  | 09/28/2010 |  | 9/28/17 |  |  | NO | YES |  |  |  |  | DICKSON CO., THE 10366095 10290132 |  |  | Active |  | 99:99:99:99:99:99 |  | Equipment | PAAR:00-PVAR | 11/02/2019 |  | COOPER AMBULATORY OFF-SITES |  |  | Exercise Room Closet |  | COURTNEY BUDD
|  | GEN-PROBE, INC. | BANSONIC | BATH, ULTRASONIC | B1200R-2 | LAB MICROBIOLOGY | Pavilion | Basement |  | 01/01/1900 |  |  |  |  | NO | YES |  |  |  |  | GEN-PROBE, INC. 10367963 B1200R-2 |  |  | Disposition |  |  |  | Equipment | 1Y:00-MFG | 01/05/2017 | 01/01/2020 | COOPER UNIVERSITY HOSPITAL |  |  | Microbiology - back room |  | COURTNEY BARRY
|  | ALLEGIANCE HEALTHCARE | M7654-1 | BATH, WATER |  | LAB HISTOLOGY | Pavilion | Basement |  | 10/31/2019 |  | 10/31/26 |  |  | NO | YES |  |  |  |  | ALLEGIANCE HEALTHCARE 11207519 152873904 |  |  | Active |  | 99:99:99:99:99:99 |  | Equipment | PAAR:00-PVAR | 10/31/2019 | 10/31/2019 | COOPER UNIVERSITY HOSPITAL |  |  | BASEMENT | WOT00000001412847 | DALE MORRONE | Performance Verification | Closed | Gene Amodei | 10/31/2019 | 10/31/2019 | Performance Verification for ALLEGIANCE HEALTHCARE 11207519 152873904 | Initial Install of Performance Verification. Device is ready for patient use. |  |  | 10/31/2019 | 10/31/2019
|  | ALLEGIANCE HEALTHCARE | M7654-1 | BATH, WATER |  | LAB HISTOLOGY | Pavilion | Basement |  | 01/22/2018 |  | 1/22/25 |  |  | NO | YES |  |  |  |  | CARDINAL HEALTH EMS/ALLEGIANCE 10769637 1749-10650 |  |  | Active |  | 99:99:99:99:99:99 |  | Equipment | PAAR:00-PVAR | 10/31/2019 |  | COOPER UNIVERSITY HOSPITAL |  |  |  | 0012678153 | DALE MORRONE | Preventative Maintenance | Closed | Josh Harris | 01/26/2018 | 01/26/2018 | PERFORMANCE ASSURANCE AT INVENTORY | INVENTORIED DEVICE AND ENSURED DEVICE WAS FUNCTIONING PROPERLY. | 3AF9BEE3-8F0A-49C4-9709-DD6B97E2DE1A | Labor | 01/22/2018 | 01/22/2018 | Gene Amodei
|  | ALLEGIANCE HEALTHCARE | M7654-1 | BATH, WATER |  | LAB HISTOLOGY | Pavilion | Basement |  | 09/18/2018 |  | 9/18/25 |  |  | NO | YES |  |  |  |  | CARDINAL HEALTH EMS/ALLEGIANCE 10732345 152873886 |  |  | Active |  | 99:99:99:99:99:99 |  | Equipment | PAAR:00-PVAR | 10/31/2019 |  | COOPER UNIVERSITY HOSPITAL |  |  | Performance Verification | WOT00000001412814 | DALE MORRONE | Performance Verification | Closed | Gene Amodei | 09/09/2018 | 06/25/2019 | Performance Verification for CARDINAL HEALTH EMS/ALLEGIANCE 10732345 152873886 | Initial Install of Performance Verification. Device is ready for patient use.
|  | ALLEGIANCE HEALTHCARE | M7654-1 | BATH, WATER |  | LAB HISTOLOGY | Pavilion | Basement |  | 10/31/2019 |  | 10/31/26 |  |  | NO | YES |  |  |  |  | CARDINAL HEALTH EMS/ALLEGIANCE 30144401 152873896 |  |  | Active | dup30144401 | 99:99:99:99:99:99 |  | Equipment | PAAR:00-PVAR | 10/31/2019 | 10/31/2019 | COOPER UNIVERSITY HOSPITAL |  |  | Performance Verification | WOT00000000511246 | DALE MORRONE | Disposition | Closed | Gene Amodei | 10/31/2019 | 10/31/2019 | Bulk Disposition CNL |  |  |  | 10/31/2019 | 10/31/2019
|  | BOEKEL SCIENTIFIC |  | BATH, WATER |  | LAB HISTOLOGY | Pavilion | Basement |  | 01/01/1900 |  |  |  |  | NO | YES |  |  |  |  | BOEKEL SCIENTIFIC 10368029 051201138 |  |  | Active |  | 99:99:99:99:99:99 |  | Equipment | 1Y:00-MFG | 09/20/2019 | 09/01/2020 | COOPER UNIVERSITY HOSPITAL |  |  | HISTOLOGY |  | DALE MORRONE
|  | BOEKEL SCIENTIFIC |  | BATH, WATER |  | LAB HISTOLOGY | Pavilion | Basement |  | 01/01/1900 |  |  |  |  | NO | YES |  |  |  |  | BOEKEL SCIENTIFIC 10368023 051201142 |  |  | Active |  | 99:99:99:99:99:99 |  | Equipment | 1Y:00-MFG | 09/30/2019 | 09/01/2020 | COOPER UNIVERSITY HOSPITAL |  |  | Room 129 |  | DALE MORRONE
|  | BOEKEL SCIENTIFIC |  | BATH, WATER |  | LAB HISTOLOGY | Pavilion | Basement |  | 10/31/2019 |  | 10/31/26 |  |  | NO | YES |  |  |  |  | BOEKEL SCIENTIFIC 30144402 1528783897 |  |  | Active |  | 99:99:99:99:99:99 |  | Equipment | PAAR:00-PVAR | 10/31/2019 | 10/31/2019 | COOPER UNIVERSITY HOSPITAL |  |  |  |  | DALE MORRONE |  |  |  | 10/31/2019 | 10/31/2019 |  |  |  |  | 10/31/2019 | 10/31/2019
|  | CIVCO | MT-RH-1500 | BATH, WATER |  | COOPER CANCER CENTER | 900 Centennial Blvd | Suite D |  | 07/13/2013 |  | 7/13/20 |  |  | NO | YES |  |  |  |  | CIVCO 10505290 6025 |  |  | Active |  | 99:99:99:99:99:99 |  | Equipment | PAAR:00-PVAR | 10/31/2019 |  | COOPER AMBULATORY OFF-SITES |  |  | ROOM C1100 |  | COLLEEN TEGELER
|  | FISHER SCIENTIFIC INTERNATIONAL | ISOTEMP 202 | BATH, WATER | 1.5991003643e 012 | LAB MICROBIOLOGY | Pavilion | BASEMENT |  | 05/04/2010 |  | 5/4/17 |  |  | NO | YES |  |  |  |  | FISHER SCIENTIFIC INTERNATIONAL 10367979 1.5991003643e+012 |  |  | Active |  | 99:99:99:99:99:99 |  | Equipment | 1Y:00-MFG | 01/05/2019 | 01/01/2020 | COOPER UNIVERSITY HOSPITAL |  |  | MICROBIOLOGY |  | COURTNEY BARRY
|  | FISHER SCIENTIFIC INTERNATIONAL | ISOTEMP 205 | BATH, WATER | 807N0500 | LAB MICROBIOLOGY | Pavilion | Basement |  | 01/01/1900 |  |  |  |  | NO | YES |  |  |  |  | FISHER SCIENTIFIC INTERNATIONAL 10367968 807N0500 |  |  | Active |  | 99:99:99:99:99:99 |  | Equipment | 1Y:00-MFG | 01/05/2019 | 01/01/2020 | COOPER UNIVERSITY HOSPITAL |  |  | micro viral load room |  | COURTNEY BARRY
|  | FISHER SCIENTIFIC INTERNATIONAL | ISOTEMP 2331 | BATH, WATER | 215224-34 | LAB MICROBIOLOGY | Pavilion | BASEMENT |  | 09/14/2010 |  | 9/14/17 |  |  | NO | YES |  |  |  |  | FISHER SCIENTIFIC INTERNATIONAL 10367995 215224-34 |  |  | Active |  | 99:99:99:99:99:99 |  | Equipment | 1Y:00-MFG | 01/22/2019 | 01/01/2020 | COOPER UNIVERSITY HOSPITAL |  |  | P041 MICROBIOLOGY |  | COURTNEY BARRY
|  | NORTH COAST MEDICAL |  | BATH, WATER | KN2068 | PHYSICAL THERAPY | Kelemen |  |  | 01/01/1900 |  |  |  |  | NO | YES |  |  |  |  | NORTH COAST MEDICAL 10367462 KN2068 |  |  | Active |  | 99:99:99:99:99:99 |  | Equipment | PAAR:00-PVAR | 11/02/2019 |  | COOPER UNIVERSITY HOSPITAL |  |  | PT/OT RM 546 | WOT00000000527304 | JOSEPHINE HONG | Disposition | Closed | Kirk Lis | 02/08/2018 | 05/17/2019 | Bulk Disposition CNL
|  | PRECISION SCIENTIFIC INC. |  | BATH, WATER | 9603-012 | LAB CHEMISTRY | Pavilion | BASEMENT |  | 01/01/1900 |  |  |  |  | NO | YES |  |  |  |  | PRECISION SCIENTIFIC INC. 10360294 9603-012 |  |  | Active |  | 99:99:99:99:99:99 |  | Equipment | 1Y:00-MFG | 03/22/2019 | 03/01/2020 | COOPER UNIVERSITY HOSPITAL |  |  | Cytology |  | Barbara Snyder
|  | PRECISION SCIENTIFIC INC. |  | BATH, WATER |  | LAB HEMATOLOGY | Pavilion | Basement |  | 11/01/1997 |  | 11/1/04 |  |  | NO | YES |  |  |  |  | PRECISION SCIENTIFIC INC. 10360292 697081011 |  |  | Active |  | 99:99:99:99:99:99 |  | Equipment | 1Y:00-MFG | 03/09/2019 | 03/01/2020 | COOPER UNIVERSITY HOSPITAL |  |  | HEMATOLOGY |  | DALE MORRONE
|  | PREMIERE | XH-1001 | BATH, WATER | MES2652 | MARLTON-DERMATOLOGY | 10000 Sagamore Dr |  |  | 10/31/2019 |  | 10/31/26 |  |  | NO | YES |  |  |  |  | PREMIERE 11239287 MES2652 |  |  | Active |  | 99:99:99:99:99:99 |  | Equipment | PAAR:00-PVAR | 10/31/2019 | 10/31/2019 | COOPER AMBULATORY OFF-SITES |  |  | Performance Verification | WOT00000001302314 | MICHELE CANALE | Performance Verification | Closed | Kirk Lis | 10/31/2019 | 10/31/2019 | Performance Verification for PREMIERE 11239287 MES2652 | Initial Install of Performance Verification. Device is ready for patient use. |  |  | 10/31/2019 | 10/31/2019
|  | THERMO SCIENTIFIC | PRECISION | BATH, WATER | 207623-407 | LAB HEMATOLOGY | Pavilion | Basement |  | 09/18/2009 |  | 9/18/16 |  |  | NO | YES |  |  |  |  | THERMO SCIENTIFIC 10367682 207623-407 |  |  | Active |  | 99:99:99:99:99:99 |  | Equipment | 1Y:00-MFG | 03/09/2019 | 03/01/2020 | COOPER UNIVERSITY HOSPITAL |  |  | HEMATOLOGY |  | DALE MORRONE
|  | THERMO SCIENTIFIC | PRECISION 2833 | BATH, WATER | 205092-1457 | COOPER CENTER FOR SPECIAL DIAGNOSTICS | 401 Haddon Ave |  |  | 08/07/2008 |  | 8/7/15 |  |  | NO | YES |  |  |  |  | THERMO SCIENTIFIC 10365685 205092-1457 |  |  | Active |  | 99:99:99:99:99:99 |  | Equipment | 1Y:00-MFG | 06/14/2019 | 06/01/2020 | COOPER AMBULATORY OFF-SITES |  |  | E+R - Main Lab |  | DR. BARNOWSKY
|  | THERMO SCIENTIFIC | PRECISION 2853 | BATH, WATER | 205242-460 | COOPER CENTER FOR SPECIAL DIAGNOSTICS | 401 Haddon Ave |  |  | 08/07/2008 |  | 8/7/15 |  |  | NO | YES |  |  |  |  | THERMO SCIENTIFIC 10365698 205242-460 |  |  | Active |  | 99:99:99:99:99:99 |  | Equipment | 1Y:00-MFG | 06/14/2019 | 06/01/2020 | COOPER AMBULATORY OFF-SITES |  |  | E+R - Main Lab |  | DR. BARNOWSKY
|  | WHITEHALL MANUFACTURING | SP-1600-D | BATH, WATER |  | COOPER CANCER CENTER | MD Anderson Cancer Center |  |  | 04/23/2018 |  | 4/23/25 |  |  | NO | YES |  |  |  |  | WHITEHALL MANUFACTURING 10732392 17499057 |  |  | Active |  | 99:99:99:99:99:99 |  | Equipment | PAAR:00-PVAR | 10/31/2019 |  | COOPER AMBULATORY OFF-SITES |  |  | CT Room | WOT00000001019709 | COLLEEN TEGELER | Performance Verification | Closed | Charles Santomero | 06/01/2018 | 06/12/2019 | Performance Verification for WHITEHALL MANUFACTURING 10732392 17499057 | Initial Install of Performance Verification. Device is ready for patient use.
|  | CARROLL | SPIRIT SELECT | BED, PATIENT, ELECTRIC |  | EMERGENCY ROOM | Kelemen |  |  | 10/31/2019 |  | 10/31/31 |  |  | NO | YES |  |  |  |  | KINETIC CONCEPTS, INC. (KCI) 50036186 052126 |  |  | Active |  | 99:99:99:99:99:99 |  | Equipment | PAAR:00-PVAR | 10/31/2019 | 10/31/2019 | COOPER UNIVERSITY HOSPITAL |  |  | Performance Verification | WOT00000001417416 | KAREN GRUBER | Performance Verification | Closed | Tom Burhart | 10/31/2019 | 10/31/2019 | Performance Verification for KINETIC CONCEPTS, INC. (KCI) 50036186 052126 | Initial Install of Performance Verification. Device is ready for patient use. |  |  | 10/31/2019 | 10/31/2019
|  | HILL-ROM INC. | ADVANCE 1155 | BED, PATIENT, ELECTRIC | 115533A58-A |  | Kelemen |  |  | 12/26/2018 |  | 12/26/30 |  |  | NO | YES |  |  |  |  | HILL-ROM INC. 50005210 115533A58-A |  |  | Active |  | 99:99:99:99:99:99 | [5 empty] | COOPER UNIVERSITY HOSPITAL |  |  | Pav 7 715 | [5 empty] | 12/26/2018 | 12/26/2018 |  |  |  |  | 12/26/2018 | 12/26/2018
|  | HILL-ROM INC. | ADVANCE 1165 | BED, PATIENT, ELECTRIC | 116539A97-A |  | Kelemen |  |  | 10/14/2019 |  | 10/14/31 |  |  | NO | YES |  |  |  |  | HILL-ROM INC. 50010961 116539A97-A |  |  | Active |  | 99:99:99:99:99:99 | [5 empty] | COOPER UNIVERSITY HOSPITAL |  |  | ROOM 719 DOOR | [5 empty] | 10/14/2019 | 10/14/2019 |  |  |  |  | 10/14/2019 | 10/14/2019
|  | HILL-ROM INC. | ADVANTA P1600 | BED, PATIENT, ELECTRIC | E008AB7600 | CCU - CORONARY CARE UNIT | Kelemen |  |  | 05/08/2019 |  | 5/8/31 |  |  | NO | YES |  |  |  |  | HILL-ROM INC. 50005187 E008AB7600 |  |  | Active |  | 99:99:99:99:99:99 |  | Equipment | 1Y:00-MFG | 05/08/2019 | 05/08/2019 | COOPER UNIVERSITY HOSPITAL |  |  | EEG Room B |  | CAROLYN RUMELL |  |  |  | 05/08/2019 | 05/08/2019 |  |  |  |  | 05/08/2019 | 05/08/2019
|  | HILL-ROM INC. | PROGRESSA P7500 SERIES | BED, PATIENT, ELECTRIC | R355AW6575 | TRAUMA ICU | Kelemen |  |  | 11/01/2019 |  | 11/1/31 |  |  | NO | YES |  |  |  |  | HILL-ROM INC. 50036176 R355AW6575 |  |  | Active |  | 11:11:11:11:11:11 |  | Equipment | 1Y:00-MFG | 11/01/2019 | 11/01/2019 | COOPER UNIVERSITY HOSPITAL |  |  |  | 0011371910 | Diane Floyd | Performance Verification | Closed | Bonnie Aichroth | 11/01/2019 | 11/01/2019 | INCOMING INVENTORY | DEVICE INVENTORIED | 8664F9D2-E5C5-453E-9DFB-173641F1CBE0 | Labor | 11/01/2019 | 11/01/2019 | Bonnie Aichroth
|  | HILL-ROM INC. | PROGRESSA P7500 SERIES | BED, PATIENT, ELECTRIC | R355AW6576 | TRAUMA ICU | Kelemen |  |  | 10/21/2019 |  | 10/21/31 |  |  | NO | YES |  |  |  |  | HILL-ROM INC. 50036174 R355AW6576 |  |  | Active |  | 11:11:11:11:11:11 |  | Equipment | 1Y:00-MFG | 10/21/2019 | 10/21/2019 | COOPER UNIVERSITY HOSPITAL |  |  |  | 0011371904 | Diane Floyd | Preventative Maintenance | Closed | Bonnie Aichroth | 10/21/2019 | 10/21/2019 | PERFORMANCE ASSURANCE AT INVENTORY | INVENTORIED DEVICE AND ENSURED DEVICE WAS FUNCTIONING PROPERLY. | 3C19435C-CA85-462E-B804-0978B4CA6FDD | Labor | 10/21/2019 | 10/21/2019 | Tom Burhart
|  | HILL-ROM INC. | PROGRESSA P7500 SERIES | BED, PATIENT, ELECTRIC | R354AW6563 | TRAUMA ICU | Kelemen |  |  | 10/21/2019 |  | 10/21/31 |  |  | NO | YES |  |  |  |  | HILL-ROM INC. 50036173 R354AW6563 |  |  | Active |  | 11:11:11:11:11:11 |  | Equipment | 1Y:00-MFG | 10/21/2019 | 10/21/2019 | COOPER UNIVERSITY HOSPITAL |  |  |  | 0011371896 | Diane Floyd | Performance Verification | Closed | Bonnie Aichroth | 10/21/2019 | 10/21/2019 | INCOMING INVENTORY | DEVICE INVENTORIED | B27DDC54-CA01-432F-9F43-7B06CC11355C | Labor | 10/21/2019 | 10/21/2019 | Bonnie Aichroth
|  | HILL-ROM INC. | PROGRESSA P7500 SERIES | BED, PATIENT, ELECTRIC | Q287AW9423 | TRAUMA ICU | Kelemen |  |  | 11/01/2019 |  | 11/1/31 |  |  | NO | YES |  |  |  |  | HILL-ROM INC. 50006482 Q287AW9423 |  |  | Active |  | 11:11:11:11:11:11 |  | Equipment | 1Y:00-MFG | 11/01/2019 | 11/01/2019 | COOPER UNIVERSITY HOSPITAL |  |  |  |  | Diane Floyd |  |  |  | 11/01/2019 | 11/01/2019 |  |  |  |  | 11/01/2019 | 11/01/2019
|  | HILL-ROM INC. | PROGRESSA P7500 SERIES | BED, PATIENT, ELECTRIC | Q286AW9409 | TRAUMA ICU | Kelemen |  |  | 10/25/2019 |  | 10/25/31 |  |  | NO | YES |  |  |  |  | HILL-ROM INC. 50006480 Q286AW9409 |  |  | Active |  | 11:11:11:11:11:11 |  | Equipment | 1Y:00-MFG | 10/25/2019 | 10/25/2019 | COOPER UNIVERSITY HOSPITAL |  |  |  |  | Diane Floyd |  |  |  | 10/25/2019 | 10/25/2019 |  |  |  |  | 10/25/2019 | 10/25/2019
|  | HILL-ROM INC. | PROGRESSA P7500 SERIES | BED, PATIENT, ELECTRIC | Q287AW9428 | TRAUMA ICU | Kelemen | BASEMENT |  | 11/01/2019 |  | 11/1/31 |  |  | NO | YES |  |  |  |  | HILL-ROM INC. 50006481 Q287AW9428 |  |  | Active |  | 11:11:11:11:11:11 |  | Equipment | 1Y:00-MFG | 11/01/2019 | 11/01/2019 | COOPER UNIVERSITY HOSPITAL |  |  |  |  | Diane Floyd |  |  |  | 11/01/2019 | 11/01/2019 |  |  |  |  | 11/01/2019 | 11/01/2019
|  | HILL-ROM INC. | PROGRESSA P7500 SERIES | BED, PATIENT, ELECTRIC | Q287AW9421 | TRAUMA ICU | Kelemen |  |  | 11/01/2019 |  | 11/1/31 |  |  | NO | YES |  |  |  |  | HILL-ROM INC. 50006478 Q287AW9421 |  |  | Active |  | 11:11:11:11:11:11 |  | Equipment | 1Y:00-MFG | 11/01/2019 | 11/01/2019 | COOPER UNIVERSITY HOSPITAL |  |  |  |  | Diane Floyd |  |  |  | 11/01/2019 | 11/01/2019 |  |  |  |  | 11/01/2019 | 11/01/2019
|  | HILL-ROM INC. | PROGRESSA P7500 SERIES | BED, PATIENT, ELECTRIC | Q287AW9427 | TRAUMA ICU | Kelemen |  |  | 11/01/2019 |  | 11/1/31 |  |  | NO | YES |  |  |  |  | HILL-ROM INC. 50006384 Q287AW9427 |  |  | Active |  | 11:11:11:11:11:11 |  | Equipment | 1Y:00-MFG | 11/01/2019 | 11/01/2019 | COOPER UNIVERSITY HOSPITAL |  |  |  |  | Diane Floyd |  |  |  | 11/01/2019 | 11/01/2019 |  |  |  |  | 11/01/2019 | 11/01/2019
|  | HILL-ROM INC. | PROGRESSA P7500 SERIES | BED, PATIENT, ELECTRIC | Q287AW9425 | TRAUMA ICU | Kelemen |  |  | 10/21/2019 |  | 10/21/31 |  |  | NO | YES |  |  |  |  | HILL-ROM INC. 50006382 Q287AW9425 |  |  | Active |  | 11:11:11:11:11:11 |  | Equipment | 1Y:00-MFG | 10/21/2019 | 10/21/2019 | COOPER UNIVERSITY HOSPITAL |  |  |  |  | Diane Floyd |  |  |  | 10/21/2019 | 10/21/2019 |  |  |  |  | 10/21/2019 | 10/21/2019
|  | HILL-ROM INC. | PROGRESSA P7500 SERIES | BED, PATIENT, ELECTRIC | Q287AW9426 | TRAUMA ICU | Kelemen |  |  | 10/21/2019 |  | 10/21/31 |  |  | NO | YES |  |  |  |  | HILL-ROM INC. 50006383 Q287AW9426 |  |  | Active |  | 11:11:11:11:11:11 |  | Equipment | 1Y:00-MFG | 10/21/2019 | 10/21/2019 | COOPER UNIVERSITY HOSPITAL |  |  |  |  | Diane Floyd |  |  |  | 10/21/2019 | 10/21/2019 |  |  |  |  | 10/21/2019 | 10/21/2019
|  | HILL-ROM INC. | PROGRESSA P7500 SERIES | BED, PATIENT, ELECTRIC | Q287AW9424 | TRAUMA ICU | Kelemen |  |  | 10/14/2019 |  | 10/14/31 |  |  | NO | YES |  |  |  |  | HILL-ROM INC. 50006381 Q287AW9424 |  |  | Active |  | 11:11:11:11:11:11 |  | Equipment | 1Y:00-MFG | 10/14/2019 | 10/14/2019 | COOPER UNIVERSITY HOSPITAL |  |  |  |  | Diane Floyd |  |  |  | 10/14/2019 | 10/14/2019 |  |  |  |  | 10/14/2019 | 10/14/2019
|  | HILL-ROM INC. | PROGRESSA P7500 SERIES | BED, PATIENT, ELECTRIC | Q286AW9412 | TRAUMA ICU | Kelemen |  |  | 10/21/2019 |  | 10/21/31 |  |  | NO | YES |  |  |  |  | HILL-ROM INC. 50006378 Q286AW9412 |  |  | Active |  | 11:11:11:11:11:11 |  | Equipment | 1Y:00-MFG | 10/21/2019 | 10/21/2019 | COOPER UNIVERSITY HOSPITAL |  |  |  |  | Diane Floyd |  |  |  | 10/21/2019 | 10/21/2019 |  |  |  |  | 10/21/2019 | 10/21/2019
|  | HILL-ROM INC. | PROGRESSA P7500 SERIES | BED, PATIENT, ELECTRIC | Q268AW9442 | TRAUMA ICU | Kelemen |  |  | 11/01/2019 |  | 11/1/31 |  |  | NO | YES |  |  |  |  | HILL-ROM INC. 50006371 Q268AW9442 |  |  | Active |  | 11:11:11:11:11:11 |  | Equipment | 1Y:00-MFG | 11/01/2019 | 11/01/2019 | COOPER UNIVERSITY HOSPITAL |  |  |  |  | Diane Floyd |  |  |  | 11/01/2019 | 11/01/2019 |  |  |  |  | 11/01/2019 | 11/01/2019
|  | HILL-ROM INC. | PROGRESSA P7500 SERIES | BED, PATIENT, ELECTRIC | Q286AW9413 | TRAUMA ICU | Kelemen |  |  | 11/01/2019 |  | 11/1/31 |  |  | NO | YES |  |  |  |  | HILL-ROM INC. 50006372 Q286AW9413 |  |  | Active |  | 11:11:11:11:11:11 |  | Equipment | 1Y:00-MFG | 11/01/2019 | 11/01/2019 | COOPER UNIVERSITY HOSPITAL |  |  | PAVILION 7 room 737 |  | Diane Floyd |  |  |  | 11/01/2019 | 11/01/2019 |  |  |  |  | 11/01/2019 | 11/01/2019
|  | HILL-ROM INC. | TOTALCARE | BED, PATIENT, ELECTRIC | R252AM1005 | BIOMEDICAL | Kelemen |  |  | 01/18/2019 |  | 1/18/31 |  |  | NO | YES |  |  |  |  | HILL-ROM INC. 50036171 R252AM1005 |  |  | Active |  | 99:99:99:99:99:99 |  | Equipment | 1Y:00-MFG | 01/18/2019 | 01/18/2019 | COOPER UNIVERSITY HOSPITAL |  |  |  | 0011371877 | Bonnie Aichroch | Preventative Maintenance | Closed | Bonnie Aichroth | 01/18/2019 | 01/18/2019 | PERFORMANCE ASSURANCE AT INVENTORY | INVENTORIED DEVICE AND ENSURED DEVICE WAS FUNCTIONING PROPERLY. | FF427736-764E-4A7E-AB19-58918F297646 | Labor | 01/18/2019 | 01/18/2019 | Tom Burhart
|  | HILL-ROM INC. | TOTALCARE | BED, PATIENT, ELECTRIC | N073AM9273 | OPERATING ROOM - PAVILION | Kelemen | 4 |  | 02/14/2012 |  | 2/14/24 |  |  | NO | YES |  |  |  |  | HILL-ROM INC. 10347656 N073AM9273 |  |  | Active |  | 99:99:99:99:99:99 |  | Equipment | 1Y:00-MFG | 01/18/2019 | 01/01/2020 | COOPER UNIVERSITY HOSPITAL |  |  | ICU BED 5 |  | DOMINIC VENDETTA
|  | HILL-ROM INC. | TOTALCARE P1900 | BED, PATIENT, ELECTRIC | E105AM0678 |  | Pavilion | [7 empty] | NO | YES
|  | HILL-ROM INC. | TOTALCARE P1900 | BED, PATIENT, ELECTRIC | E106AM0685 | INTENSIVE CARE UNIT | Kelemen |  |  | 05/23/2019 |  | 5/23/31 |  |  | NO | YES |  |  |  |  | HILL-ROM INC. 50036107 E106AM0685 |  |  | Active |  | 99:99:99:99:99:99 |  | Equipment | 1Y:00-MFG | 05/23/2019 | 05/23/2019 | COOPER UNIVERSITY HOSPITAL |  |  | south 10 1053 |  | CAROLYN RUMELL |  |  |  | 05/23/2019 | 05/23/2019 |  |  |  |  | 05/23/2019 | 05/23/2019
|  | HILL-ROM INC. | TOTALCARE P1900 | BED, PATIENT, ELECTRIC | F022AM8234 | TSDU - KELEMEN S7 | Pavilion |  |  | 12/26/2018 |  | 12/26/30 |  |  | NO | YES |  |  |  |  | HILL-ROM INC. 50036009 F022AM8234 |  |  | Active |  | 99:99:99:99:99:99 |  | Equipment | 1Y:00-MFG | 12/26/2018 | 12/26/2018 | COOPER UNIVERSITY HOSPITAL |  |  | BED 9 |  | JEN VANDER HORN |  |  |  | 12/26/2018 | 12/26/2018 |  |  |  |  | 12/26/2018 | 12/26/2018
|  | HILL-ROM INC. | TOTALCARE P1900 | BED, PATIENT, ELECTRIC | F041AM8770 | TRAUMA ICU | Kelemen |  |  | 12/27/2018 |  | 12/27/30 |  |  | NO | YES |  |  |  |  | HILL-ROM INC. 50036003 F041AM8770 |  |  | Active |  | 99:99:99:99:99:99 |  | Equipment | 1Y:00-MFG | 12/27/2018 | 12/27/2018 | COOPER UNIVERSITY HOSPITAL |  |  | ccu bed 3 |  | Diane Floyd |  |  |  | 12/27/2018 | 12/27/2018 |  |  |  |  | 12/27/2018 | 12/27/2018
|  | HILL-ROM INC. | TOTALCARE P1900 | BED, PATIENT, ELECTRIC | K287AM5569 | BIOMEDICAL | Kelemen |  |  | 01/16/2019 |  | 1/16/31 |  |  | NO | YES |  |  |  |  | HILL-ROM INC. 50036000 K287AM5569 |  |  | Active |  | 99:99:99:99:99:99 |  | Equipment | 1Y:00-MFG | 01/16/2019 | 01/16/2019 | COOPER UNIVERSITY HOSPITAL |  |  | ICU BED 9 |  | Bonnie Aichroch |  |  |  | 01/16/2019 | 01/16/2019 |  |  |  |  | 01/16/2019 | 01/16/2019
|  | HILL-ROM INC. | TOTALCARE P1900 | BED, PATIENT, ELECTRIC | G167AM7975 | BEDS | Kelemen |  |  | 06/24/2019 |  | 6/24/31 |  |  | NO | YES |  |  |  |  | HILL-ROM INC. 50036001 G167AM7975 |  |  | Active |  | 99:99:99:99:99:99 |  | Equipment | 1Y:00-MFG | 06/24/2019 | 06/24/2019 | COOPER UNIVERSITY HOSPITAL |  |  | ccu bed 2 |  | Bonnie Aichroch |  |  |  | 06/24/2019 | 06/24/2019 |  |  |  |  | 06/24/2019 | 06/24/2019
|  | HILL-ROM INC. | TOTALCARE P1900 | BED, PATIENT, ELECTRIC | E105AM0684 | INTENSIVE CARE UNIT | Pavilion |  |  | 05/23/2019 |  | 5/23/31 |  |  | NO | YES |  |  |  |  | HILL-ROM INC. 50010997 E105AM0684 |  |  | Active |  | 99:99:99:99:99:99 |  | Equipment | 1Y:00-MFG | 05/23/2019 | 05/23/2019 | COOPER UNIVERSITY HOSPITAL |  |  | tsd bed 2 |  | CAROLYN RUMELL |  |  |  | 05/23/2019 | 05/23/2019 |  |  |  |  | 05/23/2019 | 05/23/2019
|  | HILL-ROM INC. | TOTALCARE P1900 | BED, PATIENT, ELECTRIC | J267AM0186 | INTENSIVE CARE UNIT | Kelemen |  |  | 06/25/2019 |  | 6/25/31 |  |  | NO | YES |  |  |  |  | HILL-ROM INC. 50010998 J267AM0186 |  |  | Active |  | 99:99:99:99:99:99 |  | Equipment | 1Y:00-MFG | 06/25/2019 | 06/25/2019 | COOPER UNIVERSITY HOSPITAL |  |  | South 10 room 1063 |  | CAROLYN RUMELL |  |  |  | 06/25/2019 | 06/25/2019 |  |  |  |  | 06/25/2019 | 06/25/2019
|  | HILL-ROM INC. | TOTALCARE P1900 | BED, PATIENT, ELECTRIC | D030AM6945 | TRAUMA ICU | Kelemen |  |  | 01/21/2019 |  | 1/21/31 |  |  | NO | YES |  |  |  |  | HILL-ROM INC. 50010991 D030AM6945 |  |  | Active |  | 99:99:99:99:99:99 |  | Equipment | 1Y:00-MFG | 01/21/2019 | 01/21/2019 | COOPER UNIVERSITY HOSPITAL |  |  | ccu bed 5 |  | Diane Floyd |  |  |  | 01/21/2019 | 01/21/2019 |  |  |  |  | 01/21/2019 | 01/21/2019
|  | HILL-ROM INC. | TOTALCARE P1900 | BED, PATIENT, ELECTRIC | F042AM8814 | INTENSIVE CARE UNIT | Kelemen |  |  | 12/26/2018 |  | 12/26/30 |  |  | NO | YES |  |  |  |  | HILL-ROM INC. 50010990 F042AM8814 |  |  | Active |  | 99:99:99:99:99:99 |  | Equipment | 1Y:00-MFG | 12/26/2018 | 12/26/2018 | COOPER UNIVERSITY HOSPITAL |  |  | south 10 room 1064 d |  | CAROLYN RUMELL |  |  |  | 12/26/2018 | 12/26/2018 |  |  |  |  | 12/26/2018 | 12/26/2018
|  | HILL-ROM INC. | TOTALCARE P1900 | BED, PATIENT, ELECTRIC | E107AM0731 | BEDS | Pavilion |  |  | 06/25/2019 |  | 6/25/31 |  |  | NO | YES |  |  |  |  | HILL-ROM INC. 50010947 E107AM0731 |  |  | Active |  | 99:99:99:99:99:99 |  | Equipment | 1Y:00-MFG | 06/25/2019 | 06/25/2019 | COOPER UNIVERSITY HOSPITAL |  |  | n7 724w |  | Bonnie Aichroch |  |  |  | 06/25/2019 | 06/25/2019 |  |  |  |  | 06/25/2019 | 06/25/2019
|  | HILL-ROM INC. | TOTALCARE P1900 | BED, PATIENT, ELECTRIC | F022AM8233 | TRAUMA ICU | Pavilion |  |  | 01/15/2019 |  | 1/15/31 |  |  | NO | YES |  |  |  |  | HILL-ROM INC. 50010933 F022AM8233 |  |  | Active |  | 99:99:99:99:99:99 |  | Equipment | 1Y:00-MFG | 01/15/2019 | 01/15/2019 | COOPER UNIVERSITY HOSPITAL |  |  | L |  | Diane Floyd |  |  |  | 01/15/2019 | 01/15/2019 |  |  |  |  | 01/15/2019 | 01/15/2019
|  | HILL-ROM INC. | TOTALCARE P1900 | BED, PATIENT, ELECTRIC | J267AM0201 | TRAUMA ICU | Kelemen |  |  | 03/11/2019 |  | 3/11/31 |  |  | NO | YES |  |  |  |  | HILL-ROM INC. 50010931 J267AM0201 |  |  | Disposition |  | 99:99:99:99:99:99 |  | Equipment | 1Y:00-MFG | 03/11/2019 | 03/11/2019 | COOPER UNIVERSITY HOSPITAL |  |  | TRAUMA ICU |  | Diane Floyd |  |  |  | 03/11/2019 | 03/11/2019 |  |  |  |  | 03/11/2019 | 03/11/2019
|  | HILL-ROM INC. | TOTALCARE P1900 | BED, PATIENT, ELECTRIC | E106AM0691 | TRAUMA ICU | Kelemen |  |  | 04/25/2019 |  | 4/25/31 |  |  | NO | YES |  |  |  |  | HILL-ROM INC. 50010932 E106AM0691 |  |  | Active |  | 99:99:99:99:99:99 |  | Equipment | 1Y:00-MFG | 04/25/2019 | 04/25/2019 | COOPER UNIVERSITY HOSPITAL |  |  | ICU |  | Diane Floyd |  |  |  | 04/25/2019 | 04/25/2019 |  |  |  |  | 04/25/2019 | 04/25/2019
|  | HILL-ROM INC. | TOTALCARE P1900 | BED, PATIENT, ELECTRIC | J247AM9590 | TSDU - KELEMEN S7 | Pavilion |  |  | 04/26/2019 |  | 4/26/31 |  |  | NO | YES |  |  |  |  | HILL-ROM INC. 50010885 J247AM9590 |  |  | Active |  | 99:99:99:99:99:99 |  | Equipment | 1Y:00-MFG | 04/26/2019 | 04/26/2019 | COOPER UNIVERSITY HOSPITAL |  |  | TSDU-BED 1 |  | JEN VANDER HORN |  |  |  | 04/26/2019 | 04/26/2019 |  |  |  |  | 04/26/2019 | 04/26/2019
|  | HILL-ROM INC. | TOTALCARE P1900 | BED, PATIENT, ELECTRIC | E237AM4766 | TRAUMA ICU | Kelemen |  |  | 01/28/2019 |  | 1/28/31 |  |  | NO | YES |  |  |  |  | HILL-ROM INC. 50010872 E237AM4766 |  |  | Active |  | 99:99:99:99:99:99 |  | Equipment | 1Y:00-MFG | 01/28/2019 | 01/28/2019 | COOPER UNIVERSITY HOSPITAL |  |  | pav 7 730 |  | Diane Floyd |  |  |  | 01/28/2019 | 01/28/2019 |  |  |  |  | 01/28/2019 | 01/28/2019
|  | HILL-ROM INC. | TOTALCARE P1900 | BED, PATIENT, ELECTRIC | K287AM5563 | COOPER DIGESTIVE HEALTH-ENDOSCOPY | Kelemen |  |  | 10/31/2019 |  | 10/31/31 |  |  | NO | YES |  |  |  |  | HILL-ROM INC. 50010868 K287AM5563 |  |  | Active |  | 99:99:99:99:99:99 |  | Equipment | PAAR:00-PVAR | 10/31/2019 | 10/31/2019 | COOPER AMBULATORY OFF-SITES |  |  |  |  | JEANNE GREER |  |  |  | 10/31/2019 | 10/31/2019 |  |  |  |  | 10/31/2019 | 10/31/2019
|  | HILL-ROM INC. | TOTALCARE P1900 | BED, PATIENT, ELECTRIC | D029AM6892 | PEDIATRIC INTENSIVE CARE UNIT | Kelemen |  |  | 04/23/2019 |  | 4/23/31 |  |  | NO | YES |  |  |  |  | HILL-ROM INC. 50010867 D029AM6892 |  |  | Active |  | 99:99:99:99:99:99 |  | Equipment | 1Y:00-MFG | 04/23/2019 | 04/23/2019 | COOPER UNIVERSITY HOSPITAL |  |  | ICU |  | Susan Cannon |  |  |  | 04/23/2019 | 04/23/2019 |  |  |  |  | 04/23/2019 | 04/23/2019
|  | HILL-ROM INC. | TOTALCARE P1900 | BED, PATIENT, ELECTRIC | D023AM668 | TRAUMA ICU | Kelemen |  |  | 03/22/2019 |  | 3/22/31 |  |  | NO | YES |  |  |  |  | HILL-ROM INC. 50010788 D023AM668 |  |  | Active |  | 99:99:99:99:99:99 |  | Equipment | 1Y:00-MFG | 03/22/2019 | 03/22/2019 | COOPER UNIVERSITY HOSPITAL |  |  | TICU Bed 5 |  | Diane Floyd |  |  |  | 03/22/2019 | 03/22/2019 |  |  |  |  | 03/22/2019 | 03/22/2019
|  | HILL-ROM INC. | TOTALCARE P1900 | BED, PATIENT, ELECTRIC | D029AM6895 |  | Pavilion |  |  | 04/18/2019 |  | 4/18/31 |  |  | NO | YES |  |  |  |  | HILL-ROM INC. 50010784 D029AM6895 |  |  | Active |  | 99:99:99:99:99:99 | [5 empty] | COOPER UNIVERSITY HOSPITAL |  |  | south 1065 d | [5 empty] | 04/18/2019 | 04/18/2019 |  |  |  |  | 04/18/2019 | 04/18/2019
|  | HILL-ROM INC. | TOTALCARE P1900 | BED, PATIENT, ELECTRIC | K275AM5527 | BIOMEDICAL | Kelemen |  |  | 01/17/2019 |  | 1/17/31 |  |  | NO | YES |  |  |  |  | HILL-ROM INC. 50010786 K275AM5527 |  |  | Active |  | 99:99:99:99:99:99 |  | Equipment | 1Y:00-MFG | 01/17/2019 | 01/17/2019 | COOPER UNIVERSITY HOSPITAL |  |  | TICU BED 1 |  | Bonnie Aichroch |  |  |  | 01/17/2019 | 01/17/2019 |  |  |  |  | 01/17/2019 | 01/17/2019
|  | HILL-ROM INC. | TOTALCARE P1900 | BED, PATIENT, ELECTRIC | J247AM9593 | TRAUMA ICU | Kelemen |  |  | 04/26/2019 |  | 4/26/31 |  |  | NO | YES |  |  |  |  | HILL-ROM INC. 50010787 J247AM9593 |  |  | Active |  | 99:99:99:99:99:99 |  | Equipment | 1Y:00-MFG | 04/26/2019 | 04/26/2019 | COOPER UNIVERSITY HOSPITAL |  |  | n7 727d |  | Diane Floyd |  |  |  | 04/26/2019 | 04/26/2019 |  |  |  |  | 04/26/2019 | 04/26/2019
|  | HILL-ROM INC. | TOTALCARE P1900 | BED, PATIENT, ELECTRIC | G165AM7888 |  | Pavilion |  |  | 04/26/2019 |  | 4/26/31 |  |  | NO | YES |  |  |  |  | HILL-ROM INC. 50010777 G165AM7888 |  |  | Active |  | 99:99:99:99:99:99 | [5 empty] | COOPER UNIVERSITY HOSPITAL |  |  | Tsd bed 6 | [5 empty] | 04/26/2019 | 04/26/2019 |  |  |  |  | 04/26/2019 | 04/26/2019
|  | HILL-ROM INC. | TOTALCARE P1900 | BED, PATIENT, ELECTRIC | E105AM0665 | CCU - CORONARY CARE UNIT | Kelemen |  |  | 05/23/2019 |  | 5/23/31 |  |  | NO | YES |  |  |  |  | HILL-ROM INC. 50010759 E105AM0665 |  |  | Active |  | 99:99:99:99:99:99 |  | Equipment | 1Y:00-MFG | 05/23/2019 | 05/23/2019 | COOPER UNIVERSITY HOSPITAL |  |  | CCU 6 |  | CAROLYN RUMELL |  |  |  | 05/23/2019 | 05/23/2019 |  |  |  |  | 05/23/2019 | 05/23/2019
|  | HILL-ROM INC. | TOTALCARE P1900 | BED, PATIENT, ELECTRIC | 1267AM0194 | CCU - CORONARY CARE UNIT | Kelemen |  |  | 05/24/2019 |  | 5/24/31 |  |  | NO | YES |  |  |  |  | HILL-ROM INC. 50010758 1267AM0194 |  |  | Active |  | 99:99:99:99:99:99 |  | Equipment | 1Y:00-MFG | 05/24/2019 | 05/24/2019 | COOPER UNIVERSITY HOSPITAL |  |  | Kelemen 7th floor |  | CAROLYN RUMELL |  |  |  | 05/24/2019 | 05/24/2019 |  |  |  |  | 05/24/2019 | 05/24/2019
|  | HILL-ROM INC. | TOTALCARE P1900 | BED, PATIENT, ELECTRIC | E105AM0668 | KELEMEN N6 | Kelemen |  |  | 07/17/2019 |  | 7/17/31 |  |  | NO | YES |  |  |  |  | HILL-ROM INC. 50010753 E105AM0668 |  |  | Active |  | 99:99:99:99:99:99 |  | Equipment | 1Y:00-MFG | 07/17/2019 | 07/17/2019 | COOPER UNIVERSITY HOSPITAL |  |  | n8 824d |  | Susan Cannon |  |  |  | 07/17/2019 | 07/17/2019 |  |  |  |  | 07/17/2019 | 07/17/2019
|  | HILL-ROM INC. | TOTALCARE P1900 | BED, PATIENT, ELECTRIC | F023AM8282 | BEDS | Kelemen |  |  | 01/22/2019 |  | 1/22/31 |  |  | NO | YES |  |  |  |  | HILL-ROM INC. 50006432 F023AM8282 |  |  | Active |  | 99:99:99:99:99:99 |  | Equipment | 1Y:00-MFG | 01/22/2019 | 01/22/2019 | COOPER UNIVERSITY HOSPITAL |  |  | tsd 9 |  | Bonnie Aichroch |  |  |  | 01/22/2019 | 01/22/2019 |  |  |  |  | 01/22/2019 | 01/22/2019
|  | HILL-ROM INC. | TOTALCARE P1900 | BED, PATIENT, ELECTRIC | G167AM7973 | BIOMEDICAL | Kelemen |  |  | 06/05/2019 |  | 6/5/31 |  |  | NO | YES |  |  |  |  | HILL-ROM INC. 50006365 G167AM7973 |  |  | Active |  | 99:99:99:99:99:99 |  | Equipment | 1Y:00-MFG | 06/05/2019 | 06/05/2019 | COOPER UNIVERSITY HOSPITAL |  |  | ICU |  | Bonnie Aichroch |  |  |  | 06/05/2019 | 06/05/2019 |  |  |  |  | 06/05/2019 | 06/05/2019
|  | HILL-ROM INC. | TOTALCARE P1900 | BED, PATIENT, ELECTRIC | K287AM5572 | TRAUMA ICU | Kelemen |  |  | 01/25/2019 |  | 1/25/31 |  |  | NO | YES |  |  |  |  | HILL-ROM INC. 50006355 K287AM5572 |  |  | Active |  | 99:99:99:99:99:99 |  | Equipment | 1Y:00-MFG | 01/25/2019 | 01/25/2019 | COOPER UNIVERSITY HOSPITAL |  |  | PAV 8 839 |  | Diane Floyd |  |  |  | 01/25/2019 | 01/25/2019 |  |  |  |  | 01/25/2019 | 01/25/2019
|  | HILL-ROM INC. | TOTALCARE P1900 | BED, PATIENT, ELECTRIC | F042AM8797 | INCU - KELEMEN S10 | Pavilion |  |  | 09/26/2019 |  | 9/26/31 |  |  | NO | YES |  |  |  |  | HILL-ROM INC. 50005099 F042AM8797 |  |  | Active |  | 99:99:99:99:99:99 |  | Equipment | 1Y:00-MFG | 09/26/2019 | 09/26/2019 | COOPER UNIVERSITY HOSPITAL |  |  | s10 1054w |  | Lisa Brooks |  |  |  | 09/26/2019 | 09/26/2019 |  |  |  |  | 09/26/2019 | 09/26/2019
|  | HILL-ROM INC. | TOTALCARE P1900 | BED, PATIENT, ELECTRIC | F042AM8821 | CDU - CLINICAL DECISION UNIT-9 KELEMEN | Kelemen |  |  | 01/16/2019 |  | 1/16/31 |  |  | NO | YES |  |  |  |  | HILL-ROM INC. 50005008 F042AM8821 |  |  | Active |  | 99:99:99:99:99:99 |  | Equipment | 1Y:00-MFG | 01/16/2019 | 01/16/2019 | COOPER UNIVERSITY HOSPITAL |  |  | 7N RM 719 |  | KAREN GRUBER |  |  |  | 01/16/2019 | 01/16/2019 |  |  |  |  | 01/16/2019 | 01/16/2019
|  | HILL-ROM INC. | TOTALCARE P1900 | BED, PATIENT, ELECTRIC | E111AM0792 | BEDS | Kelemen |  |  | 01/21/2019 |  | 1/21/31 |  |  | NO | YES |  |  |  |  | HILL-ROM INC. 50005006 E111AM0792 |  |  | Active |  | 99:99:99:99:99:99 |  | Equipment | 1Y:00-MFG | 01/21/2019 | 01/21/2019 | COOPER UNIVERSITY HOSPITAL |  |  | TSDU-BED05 |  | Bonnie Aichroch |  |  |  | 01/21/2019 | 01/21/2019 |  |  |  |  | 01/21/2019 | 01/21/2019
|  | HILL-ROM INC. | TOTALCARE P1900 | BED, PATIENT, ELECTRIC | F022AM8256 | BEDS | Kelemen |  |  | 01/22/2019 |  | 1/22/31 |  |  | NO | YES |  |  |  |  | HILL-ROM INC. 50005004 F022AM8256 |  |  | Active |  | 99:99:99:99:99:99 |  | Equipment | 1Y:00-MFG | 01/22/2019 | 01/22/2019 | COOPER UNIVERSITY HOSPITAL |  |  | icu bed 25 |  | Bonnie Aichroch |  |  |  | 01/22/2019 | 01/22/2019 |  |  |  |  | 01/22/2019 | 01/22/2019
|  | HILL-ROM INC. | TOTALCARE P1900 | BED, PATIENT, ELECTRIC | E105AM0680 | BEDS | Kelemen |  |  | 04/26/2019 |  | 4/26/31 |  |  | NO | YES |  |  |  |  | HILL-ROM INC. 50005003 E105AM0680 |  |  | Active |  | 99:99:99:99:99:99 |  | Equipment | 1Y:00-MFG | 04/26/2019 | 04/26/2019 | COOPER UNIVERSITY HOSPITAL |  |  | ICU 15 |  | Bonnie Aichroch |  |  |  | 04/26/2019 | 04/26/2019 |  |  |  |  | 04/26/2019 | 04/26/2019
|  | HILL-ROM INC. | TOTALCARE P1900 | BED, PATIENT, ELECTRIC | E106AM0687 | INTENSIVE CARE UNIT | Kelemen |  |  | 05/01/2003 |  | 5/1/15 |  |  | NO | YES |  |  |  |  | HILL-ROM INC. 10365133 E106AM0687 |  |  | Active |  | 99:99:99:99:99:99 |  | Equipment | 1Y:00-MFG | 05/17/2019 | 05/01/2020 | COOPER UNIVERSITY HOSPITAL |  |  | south 10 room 1062 |  | CAROLYN RUMELL
|  | HILL-ROM INC. | TOTALCARE P1900 | BED, PATIENT, ELECTRIC | F041AM8765 | CCU - CORONARY CARE UNIT | Kelemen |  |  | 07/08/2004 |  | 7/8/16 |  |  | NO | YES |  |  |  |  | HILL-ROM INC. 10364965 F041AM8765 |  |  | Active |  | 99:99:99:99:99:99 |  | Equipment | 1Y:00-MFG | 01/16/2019 | 01/01/2020 | COOPER UNIVERSITY HOSPITAL |  |  | PAVILION ICU BED 10 |  | CAROLYN RUMELL
|  | HILL-ROM INC. | TOTALCARE P1900 | BED, PATIENT, ELECTRIC | J24JAM9598 | TRAUMA ICU | Kelemen |  |  | 08/17/2009 |  | 8/17/21 |  |  | NO | YES |  |  |  |  | HILL-ROM INC. 10364872 J24JAM9598 |  |  | Active |  | 99:99:99:99:99:99 |  | Equipment | 1Y:00-MFG | 04/23/2019 | 04/01/2020 | COOPER UNIVERSITY HOSPITAL |  |  | icu bed 18 |  | Diane Floyd
|  | HILL-ROM INC. | TOTALCARE P1900 | BED, PATIENT, ELECTRIC | F042AM8791 | TRAUMA ICU | Kelemen |  |  | 10/08/2004 |  | 10/8/16 |  |  | NO | YES |  |  |  |  | HILL-ROM INC. 10357130 F042AM8791 |  |  | Active |  | 99:99:99:99:99:99 |  | Equipment | 1Y:00-MFG | 01/23/2019 | 01/01/2020 | COOPER UNIVERSITY HOSPITAL |  |  | TICU |  | Diane Floyd
|  | HILL-ROM INC. | TOTALCARE P1900 | BED, PATIENT, ELECTRIC | E105AM0675 | BEDS | Kelemen |  |  | 05/01/2003 |  | 5/1/15 |  |  | NO | YES |  |  |  |  | HILL-ROM INC. 10356709 E105AM0675 |  |  | Active |  | 99:99:99:99:99:99 |  | Equipment | 1Y:00-MFG | 03/22/2019 | 03/01/2020 | COOPER UNIVERSITY HOSPITAL |  |  | RM 722 |  | Bonnie Aichroch
|  | HILL-ROM INC. | TOTALCARE P1900 | BED, PATIENT, ELECTRIC | E105AM0666 | INTENSIVE CARE UNIT | Kelemen |  |  | 05/01/2003 |  | 5/1/15 |  |  | NO | YES |  |  |  |  | HILL-ROM INC. 10349534 E105AM0666 |  |  | Active |  | 99:99:99:99:99:99 |  | Equipment | 1Y:00-MFG | 05/23/2019 | 05/01/2020 | COOPER UNIVERSITY HOSPITAL |  |  | TICU BED 1 |  | CAROLYN RUMELL
|  | HILL-ROM INC. | TOTALCARE P1900 | BED, PATIENT, ELECTRIC | K275AM5520 | BEDS | Dorrance |  |  | 09/11/2015 |  | 9/11/27 |  |  | NO | YES |  |  |  |  | HILL-ROM INC. 10349526 K275AM5520 |  |  | Active |  | 99:99:99:99:99:99 |  | Equipment | 1Y:00-MFG | 01/30/2019 | 01/01/2020 | COOPER UNIVERSITY HOSPITAL |  |  | Pav 2 Bed Storage |  | Bonnie Aichroch
|  | HILL-ROM INC. | VERSACARE P3200 SERIES | BED, PATIENT, ELECTRIC | O058AD5963 |  | Kelemen | [7 empty] | NO | YES
|  | HILL-ROM INC. | VERSACARE P3200 SERIES | BED, PATIENT, ELECTRIC | P188AD3274 |  | Pavilion | [7 empty] | NO | YES
|  | HILL-ROM INC. | VERSACARE P3200 SERIES | BED, PATIENT, ELECTRIC | j318ad2540 |  | Kelemen | [7 empty] | NO | YES
|  | HILL-ROM INC. | VERSACARE P3200 SERIES | BED, PATIENT, ELECTRIC | J312AD1960 |  | Pavilion | [7 empty] | NO | YES
|  | HILL-ROM INC. | VERSACARE P3200 SERIES | BED, PATIENT, ELECTRIC | K285AD6957 |  | Pavilion | [7 empty] | NO | YES
|  | HILL-ROM INC. | VERSACARE P3200 SERIES | BED, PATIENT, ELECTRIC | S033AD9398 |  | Kelemen | [7 empty] | NO | YES
|  | HILL-ROM INC. | VERSACARE P3200 SERIES | BED, PATIENT, ELECTRIC | R147AD8001 |  | Pavilion | [7 empty] | NO | YES
|  | HILL-ROM INC. | VERSACARE P3200 SERIES | BED, PATIENT, ELECTRIC | P129AD1318 |  | Pavilion | [7 empty] | NO | YES
|  | HILL-ROM INC. | VERSACARE P3200 SERIES | BED, PATIENT, ELECTRIC | P094AD0405 |  | Pavilion | [7 empty] | NO | YES
|  | HILL-ROM INC. | VERSACARE P3200 SERIES | BED, PATIENT, ELECTRIC | s137ad3647 |  | Pavilion | [7 empty] | NO | YES
|  | HILL-ROM INC. | VERSACARE P3200 SERIES | BED, PATIENT, ELECTRIC | P094AD0414 |  | Pavilion | [7 empty] | NO | YES
|  | HILL-ROM INC. | VERSACARE P3200 SERIES | BED, PATIENT, ELECTRIC | F090AD0657 | INCU - KELEMEN S10 | Pavilion |  |  | 09/26/2019 |  | 9/26/31 |  |  | NO | YES |  |  |  |  | HILL-ROM INC. 50036193 F090AD0657 |  |  | Active | 10349615, 50036192 | 99:99:99:99:99:99 |  | Alarm | 1Y:00-MFG | 09/26/2019 | 09/26/2019 | COOPER UNIVERSITY HOSPITAL |  |  | pav 6 626 |  | Lisa Brooks |  |  |  | 09/26/2019 | 09/26/2019 |  |  |  |  | 09/26/2019 | 09/26/2019
|  | HILL-ROM INC. | VERSACARE P3200 SERIES | BED, PATIENT, ELECTRIC | SO32AD9370 | BIOMEDICAL | Dorrance |  |  | 12/17/2018 |  | 12/17/30 |  |  | NO | YES |  |  |  |  | HILL-ROM INC. 50036168 SO32AD9370 |  |  | Active |  | 99:99:99:99:99:99 |  | Alarm | 1Y:00-MFG | 12/17/2018 | 12/17/2018 | COOPER UNIVERSITY HOSPITAL |  |  |  | 0011371855 | Bonnie Aichroch | Preventative Maintenance | Closed | Bonnie Aichroth | 12/17/2018 | 12/17/2018 | PERFORMANCE ASSURANCE AT INVENTORY | INVENTORIED DEVICE AND ENSURED DEVICE WAS FUNCTIONING PROPERLY. | 9715102B-E787-42CB-932F-45FC6751338E | Labor | 12/17/2018 | 12/17/2018 | Tom Burhart
|  | HILL-ROM INC. | VERSACARE P3200 SERIES | BED, PATIENT, ELECTRIC | SO32AD9364 | BIOMEDICAL | Pavilion |  |  | 12/17/2018 |  | 12/17/30 |  |  | NO | YES |  |  |  |  | HILL-ROM INC. 50036169 SO32AD9364 |  |  | Active |  | 99:99:99:99:99:99 |  | Alarm | 1Y:00-MFG | 12/17/2018 | 12/17/2018 | COOPER UNIVERSITY HOSPITAL |  |  |  | 0011371860 | Bonnie Aichroch | Preventative Maintenance | Closed | Bonnie Aichroth | 12/17/2018 | 12/17/2018 | PERFORMANCE ASSURANCE AT INVENTORY | INVENTORIED DEVICE AND ENSURED DEVICE WAS FUNCTIONING PROPERLY. | 64235E19-0C61-4478-A976-CC0BCDB4F597 | Labor | 12/17/2018 | 12/17/2018 | Tom Burhart
|  | HILL-ROM INC. | VERSACARE P3200 SERIES | BED, PATIENT, ELECTRIC | SO33AD9413 | BIOMEDICAL | Pavilion |  |  | 11/01/2019 |  | 11/1/31 |  |  | NO | YES |  |  |  |  | HILL-ROM INC. 50036167 SO33AD9413 |  |  | Active |  | 99:99:99:99:99:99 |  | Alarm | 1Y:00-MFG | 11/01/2019 | 11/01/2019 | COOPER UNIVERSITY HOSPITAL |  |  |  | 0011371833 | Bonnie Aichroch | Preventative Maintenance | Closed | Bonnie Aichroth | 11/01/2019 | 11/01/2019 | PERFORMANCE ASSURANCE AT INVENTORY | INVENTORIED DEVICE AND ENSURED DEVICE WAS FUNCTIONING PROPERLY. | 629929E9-7072-4C87-94E7-BB2170751848 | Labor | 11/01/2019 | 11/01/2019 | Tom Burhart
|  | HILL-ROM INC. | VERSACARE P3200 SERIES | BED, PATIENT, ELECTRIC | SO33AD9386 | BIOMEDICAL | Kelemen |  |  | 10/30/2019 |  | 10/30/31 |  |  | NO | YES |  |  |  |  | HILL-ROM INC. 50036165 SO33AD9386 |  |  | Active |  | 99:99:99:99:99:99 |  | Alarm | 1Y:00-MFG | 10/30/2019 | 10/30/2019 | COOPER UNIVERSITY HOSPITAL |  |  | PAV 6 | 0011371620 | Bonnie Aichroch | Performance Verification | Closed | Bonnie Aichroth | 10/30/2019 | 10/30/2019 | INCOMING INVENTORY | DEVICE INVENTORIED | A485D923-5ABF-423B-A1CE-94BD40200E30 | Labor | 10/30/2019 | 10/30/2019 | Bonnie Aichroth
|  | HILL-ROM INC. | VERSACARE P3200 SERIES | BED, PATIENT, ELECTRIC | SO32AD9368 | BIOMEDICAL | Kelemen |  |  | 10/21/2019 |  | 10/21/31 |  |  | NO | YES |  |  |  |  | HILL-ROM INC. 50036164 SO32AD9368 |  |  | Active |  | 99:99:99:99:99:99 |  | Alarm | 1Y:00-MFG | 10/21/2019 | 10/21/2019 | COOPER UNIVERSITY HOSPITAL |  |  | P6 | 0011371615 | Bonnie Aichroch | Performance Verification | Closed | Bonnie Aichroth | 10/21/2019 | 10/21/2019 | INCOMING INVENTORY | DEVICE INVENTORIED | C7815C6E-28C3-4315-B011-DD5403B74329 | Labor | 10/21/2019 | 10/21/2019 | Bonnie Aichroth
|  | HILL-ROM INC. | VERSACARE P3200 SERIES | BED, PATIENT, ELECTRIC | SO31AD9340 | BIOMEDICAL | Dorrance |  |  | 09/26/2019 |  | 9/26/31 |  |  | NO | YES |  |  |  |  | HILL-ROM INC. 50036163 SO31AD9340 |  |  | Active |  | 99:99:99:99:99:99 |  | Alarm | 1Y:00-MFG | 09/26/2019 | 09/26/2019 | COOPER UNIVERSITY HOSPITAL |  |  |  | 0011371611 | Bonnie Aichroch | Performance Verification | Closed | Bonnie Aichroth | 09/26/2019 | 09/26/2019 | INCOMING INVENTORY | DEVICE INVENTORIED | 3F848BEB-E04D-4914-9682-054DE70A3B63 | Labor | 09/26/2019 | 09/26/2019 | Bonnie Aichroth
|  | HILL-ROM INC. | VERSACARE P3200 SERIES | BED, PATIENT, ELECTRIC | SO33AD9388 | BIOMEDICAL | Kelemen |  |  | 09/26/2019 |  | 9/26/31 |  |  | NO | YES |  |  |  |  | HILL-ROM INC. 50036162 SO33AD9388 |  |  | Active |  | 99:99:99:99:99:99 |  | Alarm | 1Y:00-MFG | 09/26/2019 | 09/26/2019 | COOPER UNIVERSITY HOSPITAL |  |  |  | 0011371573 | Bonnie Aichroch | Preventative Maintenance | Closed | Bonnie Aichroth | 09/26/2019 | 09/26/2019 | PERFORMANCE ASSURANCE AT INVENTORY | INVENTORIED DEVICE AND ENSURED DEVICE WAS FUNCTIONING PROPERLY. | 9F28C74E-B8C8-4C43-8E3A-D5904A153BB7 | Labor | 09/26/2019 | 09/26/2019 | Tom Burhart
|  | HILL-ROM INC. | VERSACARE P3200 SERIES | BED, PATIENT, ELECTRIC | SO33AD9392 | BIOMEDICAL | Kelemen |  |  | 08/27/2019 |  | 8/27/31 |  |  | NO | YES |  |  |  |  | HILL-ROM INC. 50036160 SO33AD9392 |  |  | Active |  | 99:99:99:99:99:99 |  | Alarm | 1Y:00-MFG | 08/27/2019 | 08/27/2019 | COOPER UNIVERSITY HOSPITAL |  |  |  | 0011370397 | Bonnie Aichroch | Preventative Maintenance | Closed | Bonnie Aichroth | 08/27/2019 | 08/27/2019 | PERFORMANCE ASSURANCE AT INVENTORY | INVENTORIED DEVICE AND ENSURED DEVICE WAS FUNCTIONING PROPERLY. | 86997DC0-DDE0-4E34-80F1-D4C3EE29329B | Labor | 08/27/2019 | 08/27/2019 | Tom Burhart
|  | HILL-ROM INC. | VERSACARE P3200 SERIES | BED, PATIENT, ELECTRIC | SO32AD9372 | BIOMEDICAL | Kelemen |  |  | 08/05/2019 |  | 8/5/31 |  |  | NO | YES |  |  |  |  | HILL-ROM INC. 50036161 SO32AD9372 |  |  | Active |  | 99:99:99:99:99:99 |  | Alarm | 1Y:00-MFG | 08/05/2019 | 08/05/2019 | COOPER UNIVERSITY HOSPITAL |  |  |  | 0011370401 | Bonnie Aichroch | Performance Verification | Closed | Bonnie Aichroth | 08/05/2019 | 08/05/2019 | INCOMING INVENTORY | DEVICE INVENTORIED | D3A1B369-0CBD-4DC1-A59D-9BC57DE24A29 | Labor | 08/05/2019 | 08/05/2019 | Bonnie Aichroth
|  | HILL-ROM INC. | VERSACARE P3200 SERIES | BED, PATIENT, ELECTRIC | SO33AD9390 | BIOMEDICAL | Pavilion |  |  | 07/19/2019 |  | 7/19/31 |  |  | NO | YES |  |  |  |  | HILL-ROM INC. 50036158 SO33AD9390 |  |  | Active |  | 99:99:99:99:99:99 |  | Alarm | 1Y:00-MFG | 07/19/2019 | 07/19/2019 | COOPER UNIVERSITY HOSPITAL |  |  |  | 0011370392 | Bonnie Aichroch | Preventative Maintenance | Closed | Bonnie Aichroth | 07/19/2019 | 07/19/2019 | PERFORMANCE ASSURANCE AT INVENTORY | INVENTORIED DEVICE AND ENSURED DEVICE WAS FUNCTIONING PROPERLY. | 7AC25358-546E-4847-AD81-BB1012093EA0 | Labor | 07/19/2019 | 07/19/2019 | Tom Burhart
|  | HILL-ROM INC. | VERSACARE P3200 SERIES | BED, PATIENT, ELECTRIC | SO33AD9406 | BIOMEDICAL | Kelemen |  |  | 06/19/2019 |  | 6/19/31 |  |  | NO | YES |  |  |  |  | HILL-ROM INC. 50036156 SO33AD9406 |  |  | Active |  | 99:99:99:99:99:99 |  | Alarm | 1Y:00-MFG | 06/19/2019 | 06/19/2019 | COOPER UNIVERSITY HOSPITAL |  |  |  | 0011370381 | Bonnie Aichroch | Performance Verification | Closed | Bonnie Aichroth | 06/19/2019 | 06/19/2019 | INCOMING INVENTORY | DEVICE INVENTORIED | 30BEBEE6-E60C-48E8-B267-B2FAAD786B54 | Labor | 06/19/2019 | 06/19/2019 | Bonnie Aichroth
|  | HILL-ROM INC. | VERSACARE P3200 SERIES | BED, PATIENT, ELECTRIC | SO33AD9404 | BIOMEDICAL | Pavilion |  |  | 06/24/2019 |  | 6/24/31 |  |  | NO | YES |  |  |  |  | HILL-ROM INC. 50036155 SO33AD9404 |  |  | Active |  | 99:99:99:99:99:99 |  | Alarm | 1Y:00-MFG | 06/24/2019 | 06/24/2019 | COOPER UNIVERSITY HOSPITAL |  |  |  | 0011370374 | Bonnie Aichroch | Performance Verification | Closed | Bonnie Aichroth | 06/24/2019 | 06/24/2019 | INCOMING INVENTORY | DEVICE INVENTORIED | 2C19E131-EC3F-47B9-9C6A-B7F135A582D4 | Labor | 06/24/2019 | 06/24/2019 | Bonnie Aichroth
|  | HILL-ROM INC. | VERSACARE P3200 SERIES | BED, PATIENT, ELECTRIC | SO33AD9400 | BIOMEDICAL | Dorrance |  |  | 05/15/2019 |  | 5/15/31 |  |  | NO | YES |  |  |  |  | HILL-ROM INC. 50036153 SO33AD9400 |  |  | Active |  | 99:99:99:99:99:99 |  | Alarm | 1Y:00-MFG | 05/15/2019 | 05/15/2019 | COOPER UNIVERSITY HOSPITAL |  |  |  | 0011370250 | Bonnie Aichroch | Preventative Maintenance | Closed | Bonnie Aichroth | 05/15/2019 | 05/15/2019 | PERFORMANCE ASSURANCE AT INVENTORY | INVENTORIED DEVICE AND ENSURED DEVICE WAS FUNCTIONING PROPERLY. | 73B14620-93B0-42EF-82D2-AB949B367226 | Labor | 05/15/2019 | 05/15/2019 | Tom Burhart
|  | HILL-ROM INC. | VERSACARE P3200 SERIES | BED, PATIENT, ELECTRIC | SO33AD9382 | BIOMEDICAL | Kelemen |  |  | 05/09/2019 |  | 5/9/31 |  |  | NO | YES |  |  |  |  | HILL-ROM INC. 50036151 SO33AD9382 |  |  | Active |  | 99:99:99:99:99:99 |  | Alarm | 1Y:00-MFG | 05/09/2019 | 05/09/2019 | COOPER UNIVERSITY HOSPITAL |  |  |  | 0011370237 | Bonnie Aichroch | Preventative Maintenance | Closed | Bonnie Aichroth | 05/09/2019 | 05/09/2019 | PERFORMANCE ASSURANCE AT INVENTORY | INVENTORIED DEVICE AND ENSURED DEVICE WAS FUNCTIONING PROPERLY. | 4F66A6E5-F580-41B8-983E-BE8C1FE91C09 | Labor | 05/09/2019 | 05/09/2019 | Tom Burhart
|  | HILL-ROM INC. | VERSACARE P3200 SERIES | BED, PATIENT, ELECTRIC | SO31AD9347 | BIOMEDICAL | Kelemen |  |  | 04/18/2019 |  | 4/18/31 |  |  | NO | YES |  |  |  |  | HILL-ROM INC. 50036150 SO31AD9347 |  |  | Active |  | 99:99:99:99:99:99 |  | Alarm | 1Y:00-MFG | 04/18/2019 | 04/18/2019 | COOPER UNIVERSITY HOSPITAL |  |  |  | 0011370234 | Bonnie Aichroch | Performance Verification | Closed | Bonnie Aichroth | 04/18/2019 | 04/18/2019 | INCOMING INVENTORY | DEVICE INVENTORIED | 62EE28DA-75A8-4E95-9AF0-4257FC169E23 | Labor | 04/18/2019 | 04/18/2019 | Bonnie Aichroth
|  | HILL-ROM INC. | VERSACARE P3200 SERIES | BED, PATIENT, ELECTRIC | SO33AD9384 | BIOMEDICAL | Kelemen |  |  | 04/18/2019 |  | 4/18/31 |  |  | NO | YES |  |  |  |  | HILL-ROM INC. 50036148 SO33AD9384 |  |  | Active |  | 99:99:99:99:99:99 |  | Alarm | 1Y:00-MFG | 04/18/2019 | 04/18/2019 | COOPER UNIVERSITY HOSPITAL |  |  |  | 0011370225 | Bonnie Aichroch | Performance Verification | Closed | Bonnie Aichroth | 04/18/2019 | 04/18/2019 | INCOMING INVENTORY | DEVICE INVENTORIED | 92CF2E83-678D-4D22-B27B-F1987436E888 | Labor | 04/18/2019 | 04/18/2019 | Bonnie Aichroth
|  | HILL-ROM INC. | VERSACARE P3200 SERIES | BED, PATIENT, ELECTRIC | SO31AD9345 | BIOMEDICAL | Pavilion |  |  | 04/15/2019 |  | 4/15/31 |  |  | NO | YES |  |  |  |  | HILL-ROM INC. 50036149 SO31AD9345 |  |  | Active |  | 99:99:99:99:99:99 |  | Alarm | 1Y:00-MFG | 04/15/2019 | 04/15/2019 | COOPER UNIVERSITY HOSPITAL |  |  |  | 0011370231 | Bonnie Aichroch | Performance Verification | Closed | Bonnie Aichroth | 04/15/2019 | 04/15/2019 | INCOMING INVENTORY | DEVICE INVENTORIED | 1244245F-E4E0-473C-AFEC-0F4294F1B981 | Labor | 04/15/2019 | 04/15/2019 | Bonnie Aichroth
|  | HILL-ROM INC. | VERSACARE P3200 SERIES | BED, PATIENT, ELECTRIC | SO33AD9402 | BIOMEDICAL | Kelemen |  |  | 04/18/2019 |  | 4/18/31 |  |  | NO | YES |  |  |  |  | HILL-ROM INC. 50036147 SO33AD9402 |  |  | Active |  | 99:99:99:99:99:99 |  | Alarm | 1Y:00-MFG | 04/18/2019 | 04/18/2019 | COOPER UNIVERSITY HOSPITAL |  |  |  | 0011370219 | Bonnie Aichroch | Performance Verification | Closed | Bonnie Aichroth | 04/18/2019 | 04/18/2019 | INCOMING INVENTORY | DEVICE INVENTORIED | 322F5220-14B5-4F1F-877B-9789421246BD | Labor | 04/18/2019 | 04/18/2019 | Bonnie Aichroth
|  | HILL-ROM INC. | VERSACARE P3200 SERIES | BED, PATIENT, ELECTRIC | SO33AD9415 | BIOMEDICAL | Pavilion |  |  | 03/21/2019 |  | 3/21/31 |  |  | NO | YES |  |  |  |  | HILL-ROM INC. 50036145 SO33AD9415 |  |  | Active |  | 99:99:99:99:99:99 |  | Alarm | 1Y:00-MFG | 03/21/2019 | 03/21/2019 | COOPER UNIVERSITY HOSPITAL |  |  |  | 0011370211 | Bonnie Aichroch | Preventative Maintenance | Closed | Bonnie Aichroth | 03/21/2019 | 03/21/2019 | PERFORMANCE ASSURANCE AT INVENTORY | INVENTORIED DEVICE AND ENSURED DEVICE WAS FUNCTIONING PROPERLY. | CE3657FF-9DA7-4E5E-BFD7-D0CA150B21E6 | Labor | 03/21/2019 | 03/21/2019 | Tom Burhart
|  | HILL-ROM INC. | VERSACARE P3200 SERIES | BED, PATIENT, ELECTRIC | SO32AD9360 | BIOMEDICAL | Pavilion |  |  | 03/21/2019 |  | 3/21/31 |  |  | NO | YES |  |  |  |  | HILL-ROM INC. 50036146 SO32AD9360 |  |  | Active |  | 99:99:99:99:99:99 |  | Alarm | 1Y:00-MFG | 03/21/2019 | 03/21/2019 | COOPER UNIVERSITY HOSPITAL |  |  |  | 0011370215 | Bonnie Aichroch | Preventative Maintenance | Closed | Bonnie Aichroth | 03/21/2019 | 03/21/2019 | PERFORMANCE ASSURANCE AT INVENTORY | INVENTORIED DEVICE AND ENSURED DEVICE WAS FUNCTIONING PROPERLY. | 9109A52E-0020-4E32-8EA9-E97EFB54548C | Labor | 03/21/2019 | 03/21/2019 | Tom Burhart
|  | HILL-ROM INC. | VERSACARE P3200 SERIES | BED, PATIENT, ELECTRIC | SO32AD9366 | BIOMEDICAL | Kelemen |  |  | 02/20/2019 |  | 2/20/31 |  |  | NO | YES |  |  |  |  | HILL-ROM INC. 50036144 SO32AD9366 |  |  | Active |  | 99:99:99:99:99:99 |  | Alarm | 1Y:00-MFG | 02/20/2019 | 02/20/2019 | COOPER UNIVERSITY HOSPITAL |  |  |  | 0011370201 | Bonnie Aichroch | Preventative Maintenance | Closed | Bonnie Aichroth | 02/20/2019 | 02/20/2019 | PERFORMANCE ASSURANCE AT INVENTORY | INVENTORIED DEVICE AND ENSURED DEVICE WAS FUNCTIONING PROPERLY. | C6D1CFE8-0A6A-4210-9EC1-675E972CAEA8 | Labor | 02/20/2019 | 02/20/2019 | Tom Burhart
|  | HILL-ROM INC. | VERSACARE P3200 SERIES | BED, PATIENT, ELECTRIC | SO33AD9411 | BIOMEDICAL | Kelemen |  |  | 02/20/2019 |  | 2/20/31 |  |  | NO | YES |  |  |  |  | HILL-ROM INC. 50036142 SO33AD9411 |  |  | Active |  | 99:99:99:99:99:99 |  | Alarm | 1Y:00-MFG | 02/20/2019 | 02/20/2019 | COOPER UNIVERSITY HOSPITAL |  |  |  | 0011369458 | Bonnie Aichroch | Preventative Maintenance | Closed | Bonnie Aichroth | 02/20/2019 | 02/20/2019 | PERFORMANCE ASSURANCE AT INVENTORY | INVENTORIED DEVICE AND ENSURED DEVICE WAS FUNCTIONING PROPERLY. | 914F6A07-4970-4D3B-8C9C-1A02AD41E045 | Labor | 02/20/2019 | 02/20/2019 | Tom Burhart
|  | HILL-ROM INC. | VERSACARE P3200 SERIES | BED, PATIENT, ELECTRIC | SO31AD9349 | BIOMEDICAL | Pavilion |  |  | 02/20/2019 |  | 2/20/31 |  |  | NO | YES |  |  |  |  | HILL-ROM INC. 50036143 SO31AD9349 |  |  | Active |  | 99:99:99:99:99:99 |  | Alarm | 1Y:00-MFG | 02/20/2019 | 02/20/2019 | COOPER UNIVERSITY HOSPITAL |  |  |  | 0011370191 | Bonnie Aichroch | Preventative Maintenance | Closed | Bonnie Aichroth | 02/20/2019 | 02/20/2019 | PERFORMANCE ASSURANCE AT INVENTORY | INVENTORIED DEVICE AND ENSURED DEVICE WAS FUNCTIONING PROPERLY. | 9F40D1C7-F882-4DB7-9DC2-71E4802F8543 | Labor | 02/20/2019 | 02/20/2019 | Tom Burhart
|  | HILL-ROM INC. | VERSACARE P3200 SERIES | BED, PATIENT, ELECTRIC | SO33AD9408 | BIOMEDICAL | Kelemen |  |  | 01/07/2019 |  | 1/7/31 |  |  | NO | YES |  |  |  |  | HILL-ROM INC. 50036141 SO33AD9408 |  |  | Active |  | 99:99:99:99:99:99 |  | Alarm | 1Y:00-MFG | 01/07/2019 | 01/07/2019 | COOPER UNIVERSITY HOSPITAL |  |  |  | 0011369455 | Bonnie Aichroch | Preventative Maintenance | Closed | Bonnie Aichroth | 01/07/2019 | 01/07/2019 | PERFORMANCE ASSURANCE AT INVENTORY | INVENTORIED DEVICE AND ENSURED DEVICE WAS FUNCTIONING PROPERLY. | DF038324-A073-44EA-A029-D2FAAC3A92ED | Labor | 01/07/2019 | 01/07/2019 | Tom Burhart
|  | HILL-ROM INC. | VERSACARE P3200 SERIES | BED, PATIENT, ELECTRIC | SO32AD9362 | BIOMEDICAL | Kelemen |  |  | 01/07/2019 |  | 1/7/31 |  |  | NO | YES |  |  |  |  | HILL-ROM INC. 50036140 SO32AD9362 |  |  | Active |  | 99:99:99:99:99:99 |  | Alarm | 1Y:00-MFG | 01/07/2019 | 01/07/2019 | COOPER UNIVERSITY HOSPITAL |  |  |  | 0011369451 | Bonnie Aichroch | Performance Verification | Closed | Bonnie Aichroth | 01/07/2019 | 01/07/2019 | INCOMING INVENTORY | DEVICE INVENTORIED | BFA323F2-D3DD-4A19-8A0A-6AE1830E105A | Labor | 01/07/2019 | 01/07/2019 | Bonnie Aichroth
|  | HILL-ROM INC. | VERSACARE P3200 SERIES | BED, PATIENT, ELECTRIC | R147AD8046 | BEDS | Pavilion |  |  | 08/23/2019 |  | 8/23/31 |  |  | NO | YES |  |  |  |  | HILL-ROM INC. 50036068 R147AD8046 |  |  | Active |  | 99:99:99:99:99:99 |  | Alarm | 1Y:00-MFG | 08/23/2019 | 08/23/2019 | COOPER UNIVERSITY HOSPITAL |  |  |  |  | Bonnie Aichroch |  |  |  | 08/23/2019 | 08/23/2019 |  |  |  |  | 08/23/2019 | 08/23/2019
|  | HILL-ROM INC. | VERSACARE P3200 SERIES | BED, PATIENT, ELECTRIC | R147AD8048 | BEDS | Kelemen |  |  | 08/22/2019 |  | 8/22/31 |  |  | NO | YES |  |  |  |  | HILL-ROM INC. 50036067 R147AD8048 |  |  | Active |  | 99:99:99:99:99:99 |  | Alarm | 1Y:00-MFG | 08/22/2019 | 08/22/2019 | COOPER UNIVERSITY HOSPITAL |  |  |  |  | Bonnie Aichroch |  |  |  | 08/22/2019 | 08/22/2019 |  |  |  |  | 08/22/2019 | 08/22/2019
|  | HILL-ROM INC. | VERSACARE P3200 SERIES | BED, PATIENT, ELECTRIC | R144AD7813 | BEDS | Kelemen |  |  | 08/22/2019 |  | 8/22/31 |  |  | NO | YES |  |  |  |  | HILL-ROM INC. 50036065 R144AD7813 |  |  | Active |  | 99:99:99:99:99:99 |  | Alarm | 1Y:00-MFG | 08/22/2019 | 08/22/2019 | COOPER UNIVERSITY HOSPITAL |  |  |  |  | Bonnie Aichroch |  |  |  | 08/22/2019 | 08/22/2019 |  |  |  |  | 08/22/2019 | 08/22/2019
|  | HILL-ROM INC. | VERSACARE P3200 SERIES | BED, PATIENT, ELECTRIC | R147AD8036 | BEDS | Pavilion |  |  | 08/23/2019 |  | 8/23/31 |  |  | NO | YES |  |  |  |  | HILL-ROM INC. 50036066 R147AD8036 |  |  | Active |  | 99:99:99:99:99:99 |  | Alarm | 1Y:00-MFG | 08/23/2019 | 08/23/2019 | COOPER UNIVERSITY HOSPITAL |  |  |  |  | Bonnie Aichroch |  |  |  | 08/23/2019 | 08/23/2019 |  |  |  |  | 08/23/2019 | 08/23/2019
|  | HILL-ROM INC. | VERSACARE P3200 SERIES | BED, PATIENT, ELECTRIC | R147AD8005 | BEDS | Pavilion |  |  | 08/20/2019 |  | 8/20/31 |  |  | NO | YES |  |  |  |  | HILL-ROM INC. 50036064 R147AD8005 |  |  | Active |  | 99:99:99:99:99:99 |  | Alarm | 1Y:00-MFG | 08/20/2019 | 08/20/2019 | COOPER UNIVERSITY HOSPITAL |  |  |  |  | Bonnie Aichroch |  |  |  | 08/20/2019 | 08/20/2019 |  |  |  |  | 08/20/2019 | 08/20/2019
|  | HILL-ROM INC. | VERSACARE P3200 SERIES | BED, PATIENT, ELECTRIC | R144AD7823 | BEDS | Pavilion |  |  | 08/20/2019 |  | 8/20/31 |  |  | NO | YES |  |  |  |  | HILL-ROM INC. 50036063 R144AD7823 |  |  | Active |  | 99:99:99:99:99:99 |  | Alarm | 1Y:00-MFG | 08/20/2019 | 08/20/2019 | COOPER UNIVERSITY HOSPITAL |  |  |  |  | Bonnie Aichroch |  |  |  | 08/20/2019 | 08/20/2019 |  |  |  |  | 08/20/2019 | 08/20/2019
|  | HILL-ROM INC. | VERSACARE P3200 SERIES | BED, PATIENT, ELECTRIC | R144AD7829 | BEDS | Pavilion |  |  | 08/20/2019 |  | 8/20/31 |  |  | NO | YES |  |  |  |  | HILL-ROM INC. 50036061 R144AD7829 |  |  | Active |  | 99:99:99:99:99:99 |  | Alarm | 1Y:00-MFG | 08/20/2019 | 08/20/2019 | COOPER UNIVERSITY HOSPITAL |  |  |  |  | Bonnie Aichroch |  |  |  | 08/20/2019 | 08/20/2019 |  |  |  |  | 08/20/2019 | 08/20/2019
|  | HILL-ROM INC. | VERSACARE P3200 SERIES | BED, PATIENT, ELECTRIC | R144AD7831 | BEDS | Pavilion |  |  | 08/15/2019 |  | 8/15/31 |  |  | NO | YES |  |  |  |  | HILL-ROM INC. 50036062 R144AD7831 |  |  | Active |  | 99:99:99:99:99:99 |  | Alarm | 1Y:00-MFG | 08/15/2019 | 08/15/2019 | COOPER UNIVERSITY HOSPITAL |  |  |  |  | Bonnie Aichroch |  |  |  | 08/15/2019 | 08/15/2019 |  |  |  |  | 08/15/2019 | 08/15/2019
|  | HILL-ROM INC. | VERSACARE P3200 SERIES | BED, PATIENT, ELECTRIC | J312AD1964 |  | Pavilion | [7 empty] | NO | YES
|  | HILL-ROM INC. | VERSACARE P3200 SERIES | BED, PATIENT, ELECTRIC | R147AD8034 | BEDS | Kelemen |  |  | 08/15/2019 |  | 8/15/31 |  |  | NO | YES |  |  |  |  | HILL-ROM INC. 50036060 R147AD8034 |  |  | Active |  | 99:99:99:99:99:99 |  | Alarm | 1Y:00-MFG | 08/15/2019 | 08/15/2019 | COOPER UNIVERSITY HOSPITAL |  |  |  |  | Bonnie Aichroch |  |  |  | 08/15/2019 | 08/15/2019 |  |  |  |  | 08/15/2019 | 08/15/2019
|  | HILL-ROM INC. | VERSACARE P3200 SERIES | BED, PATIENT, ELECTRIC | R147AD8038 | BEDS | Kelemen |  |  | 08/09/2019 |  | 8/9/31 |  |  | NO | YES |  |  |  |  | HILL-ROM INC. 50036059 R147AD8038 |  |  | Active |  | 99:99:99:99:99:99 |  | Alarm | 1Y:00-MFG | 08/09/2019 | 08/09/2019 | COOPER UNIVERSITY HOSPITAL |  |  |  |  | Bonnie Aichroch |  |  |  | 08/09/2019 | 08/09/2019 |  |  |  |  | 08/09/2019 | 08/09/2019
|  | HILL-ROM INC. | VERSACARE P3200 SERIES | BED, PATIENT, ELECTRIC | R147AD8008 | BEDS | Kelemen |  |  | 08/16/2019 |  | 8/16/31 |  |  | NO | YES |  |  |  |  | HILL-ROM INC. 50036058 R147AD8008 |  |  | Active |  | 99:99:99:99:99:99 |  | Alarm | 1Y:00-MFG | 08/16/2019 | 08/16/2019 | COOPER UNIVERSITY HOSPITAL |  |  |  |  | Bonnie Aichroch |  |  |  | 08/16/2019 | 08/16/2019 |  |  |  |  | 08/16/2019 | 08/16/2019
|  | HILL-ROM INC. | VERSACARE P3200 SERIES | BED, PATIENT, ELECTRIC | R144AD7826 | BEDS | Dorrance |  |  | 08/20/2019 |  | 8/20/31 |  |  | NO | YES |  |  |  |  | HILL-ROM INC. 50036056 R144AD7826 |  |  | Active |  | 99:99:99:99:99:99 |  | Alarm | 1Y:00-MFG | 08/20/2019 | 08/20/2019 | COOPER UNIVERSITY HOSPITAL |  |  |  |  | Bonnie Aichroch |  |  |  | 08/20/2019 | 08/20/2019 |  |  |  |  | 08/20/2019 | 08/20/2019
|  | HILL-ROM INC. | VERSACARE P3200 SERIES | BED, PATIENT, ELECTRIC | R147AD8044 | BEDS | Kelemen |  |  | 08/23/2019 |  | 8/23/31 |  |  | NO | YES |  |  |  |  | HILL-ROM INC. 50036057 R147AD8044 |  |  | Active |  | 99:99:99:99:99:99 |  | Alarm | 1Y:00-MFG | 08/23/2019 | 08/23/2019 | COOPER UNIVERSITY HOSPITAL |  |  |  |  | Bonnie Aichroch |  |  |  | 08/23/2019 | 08/23/2019 |  |  |  |  | 08/23/2019 | 08/23/2019
|  | HILL-ROM INC. | VERSACARE P3200 SERIES | BED, PATIENT, ELECTRIC | R144AD7837 | BEDS | Kelemen |  |  | 08/22/2019 |  | 8/22/31 |  |  | NO | YES |  |  |  |  | HILL-ROM INC. 50036055 R144AD7837 |  |  | Active |  | 99:99:99:99:99:99 |  | Alarm | 1Y:00-MFG | 08/22/2019 | 08/22/2019 | COOPER UNIVERSITY HOSPITAL |  |  |  |  | Bonnie Aichroch |  |  |  | 08/22/2019 | 08/22/2019 |  |  |  |  | 08/22/2019 | 08/22/2019
|  | HILL-ROM INC. | VERSACARE P3200 SERIES | BED, PATIENT, ELECTRIC | R144AD7819 | BEDS | Kelemen |  |  | 08/02/2019 |  | 8/2/31 |  |  | NO | YES |  |  |  |  | HILL-ROM INC. 50036052 R144AD7819 |  |  | Active |  | 99:99:99:99:99:99 |  | Alarm | 1Y:00-MFG | 08/02/2019 | 08/02/2019 | COOPER UNIVERSITY HOSPITAL |  |  | cdu 17 |  | Bonnie Aichroch |  |  |  | 08/02/2019 | 08/02/2019 |  |  |  |  | 08/02/2019 | 08/02/2019
|  | HILL-ROM INC. | VERSACARE P3200 SERIES | BED, PATIENT, ELECTRIC | R144AD7839 | BEDS | Kelemen |  |  | 08/09/2019 |  | 8/9/31 |  |  | NO | YES |  |  |  |  | HILL-ROM INC. 50036053 R144AD7839 |  |  | Active |  | 99:99:99:99:99:99 |  | Alarm | 1Y:00-MFG | 08/09/2019 | 08/09/2019 | COOPER UNIVERSITY HOSPITAL |  |  |  |  | Bonnie Aichroch |  |  |  | 08/09/2019 | 08/09/2019 |  |  |  |  | 08/09/2019 | 08/09/2019
|  | HILL-ROM INC. | VERSACARE P3200 SERIES | BED, PATIENT, ELECTRIC | R144AD7821 | BEDS | Pavilion |  |  | 08/12/2019 |  | 8/12/31 |  |  | NO | YES |  |  |  |  | HILL-ROM INC. 50036051 R144AD7821 |  |  | Active |  | 99:99:99:99:99:99 |  | Alarm | 1Y:00-MFG | 08/12/2019 | 08/12/2019 | COOPER UNIVERSITY HOSPITAL |  |  |  |  | Bonnie Aichroch |  |  |  | 08/12/2019 | 08/12/2019 |  |  |  |  | 08/12/2019 | 08/12/2019
|  | HILL-ROM INC. | VERSACARE P3200 SERIES | BED, PATIENT, ELECTRIC | R144AD7815 | BEDS | Kelemen |  |  | 08/16/2019 |  | 8/16/31 |  |  | NO | YES |  |  |  |  | HILL-ROM INC. 50036049 R144AD7815 |  |  | Active |  | 99:99:99:99:99:99 |  | Alarm | 1Y:00-MFG | 08/16/2019 | 08/16/2019 | COOPER UNIVERSITY HOSPITAL |  |  |  |  | Bonnie Aichroch |  |  |  | 08/16/2019 | 08/16/2019 |  |  |  |  | 08/16/2019 | 08/16/2019
|  | HILL-ROM INC. | VERSACARE P3200 SERIES | BED, PATIENT, ELECTRIC | R144AD7817 | BEDS | Kelemen |  |  | 08/12/2019 |  | 8/12/31 |  |  | NO | YES |  |  |  |  | HILL-ROM INC. 50036048 R144AD7817 |  |  | Active |  | 99:99:99:99:99:99 |  | Alarm | 1Y:00-MFG | 08/12/2019 | 08/12/2019 | COOPER UNIVERSITY HOSPITAL |  |  |  |  | Bonnie Aichroch |  |  |  | 08/12/2019 | 08/12/2019 |  |  |  |  | 08/12/2019 | 08/12/2019
|  | HILL-ROM INC. | VERSACARE P3200 SERIES | BED, PATIENT, ELECTRIC | R144AD7809 | BEDS | Pavilion |  |  | 08/16/2019 |  | 8/16/31 |  |  | NO | YES |  |  |  |  | HILL-ROM INC. 50036047 R144AD7809 |  |  | Active |  | 99:99:99:99:99:99 |  | Alarm | 1Y:00-MFG | 08/16/2019 | 08/16/2019 | COOPER UNIVERSITY HOSPITAL |  |  |  |  | Bonnie Aichroch |  |  |  | 08/16/2019 | 08/16/2019 |  |  |  |  | 08/16/2019 | 08/16/2019
|  | HILL-ROM INC. | VERSACARE P3200 SERIES | BED, PATIENT, ELECTRIC | R144AD7807 | BEDS | Kelemen |  |  | 08/20/2019 |  | 8/20/31 |  |  | NO | YES |  |  |  |  | HILL-ROM INC. 50036040 R144AD7807 |  |  | Active |  | 99:99:99:99:99:99 |  | Alarm | 1Y:00-MFG | 08/20/2019 | 08/20/2019 | COOPER UNIVERSITY HOSPITAL |  |  |  |  | Bonnie Aichroch |  |  |  | 08/20/2019 | 08/20/2019 |  |  |  |  | 08/20/2019 | 08/20/2019
|  | HILL-ROM INC. | VERSACARE P3200 SERIES | BED, PATIENT, ELECTRIC | B144AD7798 | BEDS | Kelemen |  |  | 08/08/2019 |  | 8/8/31 |  |  | NO | YES |  |  |  |  | HILL-ROM INC. 50036041 B144AD7798 |  |  | Active |  | 99:99:99:99:99:99 |  | Alarm | 1Y:00-MFG | 08/08/2019 | 08/08/2019 | COOPER UNIVERSITY HOSPITAL |  |  |  |  | Bonnie Aichroch |  |  |  | 08/08/2019 | 08/08/2019 |  |  |  |  | 08/08/2019 | 08/08/2019
|  | HILL-ROM INC. | VERSACARE P3200 SERIES | BED, PATIENT, ELECTRIC | R144AD7811 | BEDS | Dorrance |  |  | 08/05/2019 |  | 8/5/31 |  |  | NO | YES |  |  |  |  | HILL-ROM INC. 50036042 R144AD7811 |  |  | Active |  | 99:99:99:99:99:99 |  | Alarm | 1Y:00-MFG | 08/05/2019 | 08/05/2019 | COOPER UNIVERSITY HOSPITAL |  |  |  |  | Bonnie Aichroch |  |  |  | 08/05/2019 | 08/05/2019 |  |  |  |  | 08/05/2019 | 08/05/2019
|  | HILL-ROM INC. | VERSACARE P3200 SERIES | BED, PATIENT, ELECTRIC | R144AD7835 | BEDS | Kelemen |  |  | 08/23/2019 |  | 8/23/31 |  |  | NO | YES |  |  |  |  | HILL-ROM INC. 50036046 R144AD7835 |  |  | Active |  | 99:99:99:99:99:99 |  | Alarm | 1Y:00-MFG | 08/23/2019 | 08/23/2019 | COOPER UNIVERSITY HOSPITAL |  |  |  |  | Bonnie Aichroch |  |  |  | 08/23/2019 | 08/23/2019 |  |  |  |  | 08/23/2019 | 08/23/2019
|  | HILL-ROM INC. | VERSACARE P3200 SERIES | BED, PATIENT, ELECTRIC | S137AD3682 |  | Kelemen | [7 empty] | NO | YES
|  | HILL-ROM INC. | VERSACARE P3200 SERIES | BED, PATIENT, ELECTRIC | R147AD8042 | BEDS | Pavilion |  |  | 08/05/2019 |  | 8/5/31 |  |  | NO | YES |  |  |  |  | HILL-ROM INC. 50036044 R147AD8042 |  |  | Active |  | 99:99:99:99:99:99 |  | Alarm | 1Y:00-MFG | 08/05/2019 | 08/05/2019 | COOPER UNIVERSITY HOSPITAL |  |  |  |  | Bonnie Aichroch |  |  |  | 08/05/2019 | 08/05/2019 |  |  |  |  | 08/05/2019 | 08/05/2019
|  | HILL-ROM INC. | VERSACARE P3200 SERIES | BED, PATIENT, ELECTRIC | S138AD3700 |  | Pavilion | [7 empty] | NO | YES
|  | HILL-ROM INC. | VERSACARE P3200 SERIES | BED, PATIENT, ELECTRIC | R147AD8040 | BEDS | Pavilion |  |  | 08/02/2019 |  | 8/2/31 |  |  | NO | YES |  |  |  |  | HILL-ROM INC. 50036045 R147AD8040 |  |  | Active |  | 99:99:99:99:99:99 |  | Alarm | 1Y:00-MFG | 08/02/2019 | 08/02/2019 | COOPER UNIVERSITY HOSPITAL |  |  |  |  | Bonnie Aichroch |  |  |  | 08/02/2019 | 08/02/2019 |  |  |  |  | 08/02/2019 | 08/02/2019
|  | HILL-ROM INC. | VERSACARE P3200 SERIES | BED, PATIENT, ELECTRIC | R144AD7805 | BEDS | Kelemen |  |  | 08/15/2019 |  | 8/15/31 |  |  | NO | YES |  |  |  |  | HILL-ROM INC. 50036043 R144AD7805 |  |  | Active |  | 99:99:99:99:99:99 |  | Alarm | 1Y:00-MFG | 08/15/2019 | 08/15/2019 | COOPER UNIVERSITY HOSPITAL |  |  |  |  | Bonnie Aichroch |  |  |  | 08/15/2019 | 08/15/2019 |  |  |  |  | 08/15/2019 | 08/15/2019
|  | HILL-ROM INC. | VERSACARE P3200 SERIES | BED, PATIENT, ELECTRIC | R144AD7803 | BEDS | Kelemen |  |  | 08/02/2019 |  | 8/2/31 |  |  | NO | YES |  |  |  |  | HILL-ROM INC. 50036039 R144AD7803 |  |  | Active |  | 99:99:99:99:99:99 |  | Alarm | 1Y:00-MFG | 08/02/2019 | 08/02/2019 | COOPER UNIVERSITY HOSPITAL |  |  |  |  | Bonnie Aichroch |  |  |  | 08/02/2019 | 08/02/2019 |  |  |  |  | 08/02/2019 | 08/02/2019
|  | HILL-ROM INC. | VERSACARE P3200 SERIES | BED, PATIENT, ELECTRIC | P098AD0471 | TRAUMA ICU | Kelemen |  |  | 02/20/2019 |  | 2/20/31 |  |  | NO | YES |  |  |  |  | HILL-ROM INC. 50036036 P098AD0471 |  |  | Active |  | 99:99:99:99:99:99 |  | Equipment | 1Y:00-MFG | 02/20/2019 | 02/20/2019 | COOPER UNIVERSITY HOSPITAL |  |  | PAV 7 711 | 0012386381 | Diane Floyd | Repair | Closed | Tom Burhart | 02/20/2019 | 02/20/2019 | MATTRESS SYSTEM - HI/LO MOTOR BROKEN - TMX | 11/6/2017 11:18:10 AM TJBURHART (TJBURHART 11/6/2017 12:00 AM) RELOCATED TO BED SHOP. WHEN TESTING, THE HIGH/LOW FOOT END MOTOR WAS NOT WORKING. CHECKED THE CONNECTIONS, WILL NEED TO REPLACE THE MOTOR. 11/9/2017 1:37:24 PM TJBURHART (TJBURHART 11/9/2017 12:00 AM) REMOVAL OF OLD MOTOR, INSTALLED NEW MOTOR. TESTED AND WORKING PROPERLY. OVP-RTS | D72E36A6-6B36-4DBE-9286-5001EE58CED5 | Labor | 02/20/2019 | 02/20/2019 | Tom Burhart
|  | HILL-ROM INC. | VERSACARE P3200 SERIES | BED, PATIENT, ELECTRIC | J304AD1304 | NEURO/ORTHO/MEDSURG/7 PAV | Kelemen |  |  | 02/20/2019 |  | 2/20/31 |  |  | NO | YES |  |  |  |  | HILL-ROM INC. 50036010 J304AD1304 |  |  | Active |  | 99:99:99:99:99:99 |  | Equipment | 1Y:00-MFG | 02/20/2019 | 02/20/2019 | COOPER UNIVERSITY HOSPITAL |  |  | p8 834 |  | Pam Young |  |  |  | 02/20/2019 | 02/20/2019 |  |  |  |  | 02/20/2019 | 02/20/2019
|  | HILL-ROM INC. | VERSACARE P3200 SERIES | BED, PATIENT, ELECTRIC | P098AD0514 | BEDS | Kelemen |  |  | 06/20/2019 |  | 6/20/31 |  |  | NO | YES |  |  |  |  | HILL-ROM INC. 50036011 P098AD0514 |  |  | Active |  | 99:99:99:99:99:99 |  | Alarm | 1Y:00-MFG | 06/20/2019 | 06/20/2019 | COOPER UNIVERSITY HOSPITAL |  |  | peds 6 641 |  | Bonnie Aichroch |  |  |  | 06/20/2019 | 06/20/2019 |  |  |  |  | 06/20/2019 | 06/20/2019
|  | HILL-ROM INC. | VERSACARE P3200 SERIES | BED, PATIENT, ELECTRIC | P098AD0469 | BEDS | Pavilion |  |  | 02/15/2019 |  | 2/15/31 |  |  | NO | YES |  |  |  |  | HILL-ROM INC. 50036008 P098AD0469 |  |  | Active |  | 99:99:99:99:99:99 |  | Alarm | 1Y:00-MFG | 02/15/2019 | 02/15/2019 | COOPER UNIVERSITY HOSPITAL |  |  |  |  | Bonnie Aichroch |  |  |  | 02/15/2019 | 02/15/2019 |  |  |  |  | 02/15/2019 | 02/15/2019
|  | HILL-ROM INC. | VERSACARE P3200 SERIES | BED, PATIENT, ELECTRIC | O052AD5721 | BEDS | Kelemen |  |  | 04/15/2019 |  | 4/15/31 |  |  | NO | YES |  |  |  |  | HILL-ROM INC. 50036005 O052AD5721 |  |  | Active |  | 99:99:99:99:99:99 |  | Alarm | 1Y:00-MFG | 04/15/2019 | 04/15/2019 | COOPER UNIVERSITY HOSPITAL |  |  | DORRANCE 5 555 |  | Bonnie Aichroch |  |  |  | 04/15/2019 | 04/15/2019 |  |  |  |  | 04/15/2019 | 04/15/2019
|  | HILL-ROM INC. | VERSACARE P3200 SERIES | BED, PATIENT, ELECTRIC | S137AD3630 | BEDS | Kelemen |  |  | 06/24/2019 |  | 6/24/31 |  |  | NO | YES |  |  |  |  | HILL-ROM INC. 50035871 S137AD3630 |  |  | Active |  | 99:99:99:99:99:99 |  | Alarm | 1Y:00-MFG | 06/24/2019 | 06/24/2019 | COOPER UNIVERSITY HOSPITAL |  |  |  | 0012148577 | Bonnie Aichroch | Preventative Maintenance | Closed | Tom Burhart | 06/24/2019 | 06/24/2019 | PERFORMANCE ASSURANCE AT INVENTORY | INVENTORIED DEVICE AND ENSURED DEVICE WAS FUNCTIONING PROPERLY. | 16EBA275-FD11-49AD-A979-69341739B5CA | Labor | 06/24/2019 | 06/24/2019 | Tom Burhart
|  | HILL-ROM INC. | VERSACARE P3200 SERIES | BED, PATIENT, ELECTRIC | S137AD3639 | BEDS | Kelemen |  |  | 08/08/2019 |  | 8/8/31 |  |  | NO | YES |  |  |  |  | HILL-ROM INC. 50035872 S137AD3639 |  |  | Active |  | 99:99:99:99:99:99 |  | Alarm | 1Y:00-MFG | 08/08/2019 | 08/08/2019 | COOPER UNIVERSITY HOSPITAL |  |  |  | 0012148583 | Bonnie Aichroch | Performance Verification | Closed | Tom Burhart | 08/08/2019 | 08/08/2019 | INCOMING INVENTORY | DEVICE INVENTORIED | E4F7ECC7-1B81-4024-8615-C3AEEC0A023B | Labor | 08/08/2019 | 08/08/2019 | Bonnie Aichroth
|  | HILL-ROM INC. | VERSACARE P3200 SERIES | BED, PATIENT, ELECTRIC | S137AD3680 | BEDS | Kelemen |  |  | 04/18/2019 |  | 4/18/31 |  |  | NO | YES |  |  |  |  | HILL-ROM INC. 50035874 S137AD3680 |  |  | Active |  | 99:99:99:99:99:99 |  | Alarm | 1Y:00-MFG | 04/18/2019 | 04/18/2019 | COOPER UNIVERSITY HOSPITAL |  |  |  | 0012148608 | Bonnie Aichroch | Preventative Maintenance | Closed | Tom Burhart | 04/18/2019 | 04/18/2019 | PERFORMANCE ASSURANCE AT INVENTORY | INVENTORIED DEVICE AND ENSURED DEVICE WAS FUNCTIONING PROPERLY. | E20E6259-2D79-4A2D-8738-1EDA6CC31AC0 | Labor | 04/18/2019 | 04/18/2019 | Tom Burhart
|  | HILL-ROM INC. | VERSACARE P3200 SERIES | BED, PATIENT, ELECTRIC | S137AD3676 | BEDS | Kelemen |  |  | 03/21/2019 |  | 3/21/31 |  |  | NO | YES |  |  |  |  | HILL-ROM INC. 50035873 S137AD3676 |  |  | Active |  | 99:99:99:99:99:99 |  | Alarm | 1Y:00-MFG | 03/21/2019 | 03/21/2019 | COOPER UNIVERSITY HOSPITAL |  |  |  | 0012148589 | Bonnie Aichroch | Preventative Maintenance | Closed | Tom Burhart | 03/21/2019 | 03/21/2019 | PERFORMANCE ASSURANCE AT INVENTORY | INVENTORIED DEVICE AND ENSURED DEVICE WAS FUNCTIONING PROPERLY. | F5A097D8-CEB1-400A-A00E-AD42F9BE75A3 | Labor | 03/21/2019 | 03/21/2019 | Tom Burhart
|  | HILL-ROM INC. | VERSACARE P3200 SERIES | BED, PATIENT, ELECTRIC | S137AD3663 | BEDS | Kelemen |  |  | 07/11/2019 |  | 7/11/31 |  |  | NO | YES |  |  |  |  | HILL-ROM INC. 50035870 S137AD3663 |  |  | Active |  | 99:99:99:99:99:99 |  | Alarm | 1Y:00-MFG | 07/11/2019 | 07/11/2019 | COOPER UNIVERSITY HOSPITAL |  |  |  | 0012148569 | Bonnie Aichroch | Performance Verification | Closed | Tom Burhart | 07/11/2019 | 07/11/2019 | INCOMING INVENTORY | DEVICE INVENTORIED | C993B986-C249-4F7C-B57F-B9970DEAD83A | Labor | 07/11/2019 | 07/11/2019 | Bonnie Aichroth
|  | HILL-ROM INC. | VERSACARE P3200 SERIES | BED, PATIENT, ELECTRIC | S137AD3668 | BEDS | Kelemen |  |  | 03/18/2019 |  | 3/18/31 |  |  | NO | YES |  |  |  |  | HILL-ROM INC. 50035869 S137AD3668 |  |  | Active |  | 99:99:99:99:99:99 |  | Alarm | 1Y:00-MFG | 03/18/2019 | 03/18/2019 | COOPER UNIVERSITY HOSPITAL |  |  |  | 0012148564 | Bonnie Aichroch | Preventative Maintenance | Closed | Tom Burhart | 03/18/2019 | 03/18/2019 | PERFORMANCE ASSURANCE AT INVENTORY | INVENTORIED DEVICE AND ENSURED DEVICE WAS FUNCTIONING PROPERLY. | 49CB3E5A-7210-4973-9AE7-8FF252353F60 | Labor | 03/18/2019 | 03/18/2019 | Tom Burhart
|  | HILL-ROM INC. | VERSACARE P3200 SERIES | BED, PATIENT, ELECTRIC | S137AD3666 | BEDS | Pavilion |  |  | 12/17/2018 |  | 12/17/30 |  |  | NO | YES |  |  |  |  | HILL-ROM INC. 50035868 S137AD3666 |  |  | Active |  | 99:99:99:99:99:99 |  | Alarm | 1Y:00-MFG | 12/17/2018 | 12/17/2018 | COOPER UNIVERSITY HOSPITAL |  |  |  | 0012148555 | Bonnie Aichroch | Preventative Maintenance | Closed | Tom Burhart | 12/17/2018 | 12/17/2018 | PERFORMANCE ASSURANCE AT INVENTORY | INVENTORIED DEVICE AND ENSURED DEVICE WAS FUNCTIONING PROPERLY. | F35DB863-1499-4F6D-86B1-ED382D87BB8D | Labor | 12/17/2018 | 12/17/2018 | Tom Burhart
|  | HILL-ROM INC. | VERSACARE P3200 SERIES | BED, PATIENT, ELECTRIC | S138AD3677 | BEDS | Kelemen |  |  | 12/17/2018 |  | 12/17/30 |  |  | NO | YES |  |  |  |  | HILL-ROM INC. 50035866 S138AD3677 |  |  | Active |  | 99:99:99:99:99:99 |  | Alarm | 1Y:00-MFG | 12/17/2018 | 12/17/2018 | COOPER UNIVERSITY HOSPITAL |  |  |  | 0012148548 | Bonnie Aichroch | Preventative Maintenance | Closed | Tom Burhart | 12/17/2018 | 12/17/2018 | PERFORMANCE ASSURANCE AT INVENTORY | INVENTORIED DEVICE AND ENSURED DEVICE WAS FUNCTIONING PROPERLY. | FB8D7CF5-92AE-4525-94D9-2EA679132E5E | Labor | 12/17/2018 | 12/17/2018 | Tom Burhart
|  | HILL-ROM INC. | VERSACARE P3200 SERIES | BED, PATIENT, ELECTRIC | S137AD3657 | BEDS | Pavilion |  |  | 12/17/2018 |  | 12/17/30 |  |  | NO | YES |  |  |  |  | HILL-ROM INC. 50035865 S137AD3657 |  |  | Active |  | 99:99:99:99:99:99 |  | Alarm | 1Y:00-MFG | 12/17/2018 | 12/17/2018 | COOPER UNIVERSITY HOSPITAL |  |  |  | 0012148454 | Bonnie Aichroch | Preventative Maintenance | Closed | Tom Burhart | 12/17/2018 | 12/17/2018 | PERFORMANCE ASSURANCE AT INVENTORY | INVENTORIED DEVICE AND ENSURED DEVICE WAS FUNCTIONING PROPERLY. | FBFBF38B-37E0-4692-9020-911694D2D6A5 | Labor | 12/17/2018 | 12/17/2018 | Tom Burhart
|  | HILL-ROM INC. | VERSACARE P3200 SERIES | BED, PATIENT, ELECTRIC | S137AD3626 | BEDS | Kelemen |  |  | 12/18/2018 |  | 12/18/30 |  |  | NO | YES |  |  |  |  | HILL-ROM INC. 50035864 S137AD3626 |  |  | Active |  | 99:99:99:99:99:99 |  | Alarm | 1Y:00-MFG | 12/18/2018 | 12/18/2018 | COOPER UNIVERSITY HOSPITAL |  |  |  | 0012148434 | Bonnie Aichroch | Performance Verification | Closed | Tom Burhart | 12/18/2018 | 12/18/2018 | INCOMING INVENTORY | DEVICE INVENTORIED | 09A81E55-6DAE-4E1F-B3D4-CDF0B565AC79 | Labor | 12/18/2018 | 12/18/2018 | Bonnie Aichroth
|  | HILL-ROM INC. | VERSACARE P3200 SERIES | BED, PATIENT, ELECTRIC | S136AD3620 | BEDS | Dorrance |  |  | 11/01/2019 |  | 11/1/31 |  |  | NO | YES |  |  |  |  | HILL-ROM INC. 50035863 S136AD3620 |  |  | Active |  | 99:99:99:99:99:99 |  | Alarm | 1Y:00-MFG | 11/01/2019 | 11/01/2019 | COOPER UNIVERSITY HOSPITAL |  |  |  | 0012148428 | Bonnie Aichroch | Preventative Maintenance | Closed | Tom Burhart | 11/01/2019 | 11/01/2019 | PERFORMANCE ASSURANCE AT INVENTORY | INVENTORIED DEVICE AND ENSURED DEVICE WAS FUNCTIONING PROPERLY. | 605F7B2A-5ECC-4795-9B11-3E9C964E5865 | Labor | 11/01/2019 | 11/01/2019 | Tom Burhart
|  | HILL-ROM INC. | VERSACARE P3200 SERIES | BED, PATIENT, ELECTRIC | S137AD3655 | BEDS | Dorrance |  |  | 11/01/2019 |  | 11/1/31 |  |  | NO | YES |  |  |  |  | HILL-ROM INC. 50035861 S137AD3655 |  |  | Active |  | 99:99:99:99:99:99 |  | Alarm | 1Y:00-MFG | 11/01/2019 | 11/01/2019 | COOPER UNIVERSITY HOSPITAL |  |  |  | 0012148410 | Bonnie Aichroch | Preventative Maintenance | Closed | Tom Burhart | 11/01/2019 | 11/01/2019 | PERFORMANCE ASSURANCE AT INVENTORY | INVENTORIED DEVICE AND ENSURED DEVICE WAS FUNCTIONING PROPERLY. | FF208759-C466-4D88-B7A5-F29B552B226F | Labor | 11/01/2019 | 11/01/2019 | Tom Burhart
|  | HILL-ROM INC. | VERSACARE P3200 SERIES | BED, PATIENT, ELECTRIC | S137AD3659 | BEDS | Kelemen |  |  | 11/01/2019 |  | 11/1/31 |  |  | NO | YES |  |  |  |  | HILL-ROM INC. 50035862 S137AD3659 |  |  | Active |  | 99:99:99:99:99:99 |  | Alarm | 1Y:00-MFG | 11/01/2019 | 11/01/2019 | COOPER UNIVERSITY HOSPITAL |  |  |  | 0012148417 | Bonnie Aichroch | Performance Verification | Closed | Tom Burhart | 11/01/2019 | 11/01/2019 | INCOMING INVENTORY | DEVICE INVENTORIED | 826646D7-6C46-4A17-AF2F-7C4A37DECD55 | Labor | 11/01/2019 | 11/01/2019 | Bonnie Aichroth
|  | HILL-ROM INC. | VERSACARE P3200 SERIES | BED, PATIENT, ELECTRIC | S137AD3690 | BEDS | Pavilion |  |  | 11/01/2019 |  | 11/1/31 |  |  | NO | YES |  |  |  |  | HILL-ROM INC. 50035859 S137AD3690 |  |  | Active |  | 99:99:99:99:99:99 |  | Alarm | 1Y:00-MFG | 11/01/2019 | 11/01/2019 | COOPER UNIVERSITY HOSPITAL |  |  |  | 0012148401 | Bonnie Aichroch | Performance Verification | Closed | Tom Burhart | 11/01/2019 | 11/01/2019 | INCOMING INVENTORY | DEVICE INVENTORIED | 3436D127-41FC-4859-B3DE-8E554A49B4CD | Labor | 11/01/2019 | 11/01/2019 | Bonnie Aichroth
|  | HILL-ROM INC. | VERSACARE P3200 SERIES | BED, PATIENT, ELECTRIC | S137AD3624 | BEDS | Kelemen |  |  | 11/01/2019 |  | 11/1/31 |  |  | NO | YES |  |  |  |  | HILL-ROM INC. 50035858 S137AD3624 |  |  | Active |  | 99:99:99:99:99:99 |  | Alarm | 1Y:00-MFG | 11/01/2019 | 11/01/2019 | COOPER UNIVERSITY HOSPITAL |  |  | 961D | 0012148360 | Bonnie Aichroch | Preventative Maintenance | Closed | Tom Burhart | 11/01/2019 | 11/01/2019 | PERFORMANCE ASSURANCE AT INVENTORY | INVENTORIED DEVICE AND ENSURED DEVICE WAS FUNCTIONING PROPERLY. | 1C4D92D8-263C-4CFD-A72F-C2E687C6AE4E | Labor | 11/01/2019 | 11/01/2019 | Tom Burhart
|  | HILL-ROM INC. | VERSACARE P3200 SERIES | BED, PATIENT, ELECTRIC | S137AD3686 | BEDS | Pavilion |  |  | 10/01/2019 |  | 10/1/31 |  |  | NO | YES |  |  |  |  | HILL-ROM INC. 50035857 S137AD3686 |  |  | Active |  | 99:99:99:99:99:99 |  | Alarm | 1Y:00-MFG | 10/01/2019 | 10/01/2019 | COOPER UNIVERSITY HOSPITAL |  |  |  | 0012148355 | Bonnie Aichroch | Performance Verification | Closed | Tom Burhart | 10/01/2019 | 10/01/2019 | INCOMING INVENTORY | DEVICE INVENTORIED | CD1551B8-04F9-48AF-B85C-8E5C76A6F63F | Labor | 10/01/2019 | 10/01/2019 | Bonnie Aichroth
|  | HILL-ROM INC. | VERSACARE P3200 SERIES | BED, PATIENT, ELECTRIC | S138AD3095 | BEDS | Kelemen |  |  | 10/01/2019 |  | 10/1/31 |  |  | NO | YES |  |  |  |  | HILL-ROM INC. 50035855 S138AD3095 |  |  | Active |  | 99:99:99:99:99:99 |  | Alarm | 1Y:00-MFG | 10/01/2019 | 10/01/2019 | COOPER UNIVERSITY HOSPITAL |  |  |  | 0012148339 | Bonnie Aichroch | Performance Verification | Closed | Tom Burhart | 10/01/2019 | 10/01/2019 | INCOMING INVENTORY | DEVICE INVENTORIED | F87A1A25-A975-4566-A4DB-F90553583D15 | Labor | 10/01/2019 | 10/01/2019 | Bonnie Aichroth
|  | HILL-ROM INC. | VERSACARE P3200 SERIES | BED, PATIENT, ELECTRIC | S137AD3674 | BEDS | Kelemen |  |  | 09/26/2019 |  | 9/26/31 |  |  | NO | YES |  |  |  |  | HILL-ROM INC. 50035854 S137AD3674 |  |  | Active |  | 99:99:99:99:99:99 |  | Alarm | 1Y:00-MFG | 09/26/2019 | 09/26/2019 | COOPER UNIVERSITY HOSPITAL |  |  |  | 0012148337 | Bonnie Aichroch | Preventative Maintenance | Closed | Tom Burhart | 09/26/2019 | 09/26/2019 | PERFORMANCE ASSURANCE AT INVENTORY | INVENTORIED DEVICE AND ENSURED DEVICE WAS FUNCTIONING PROPERLY. | 1910DB88-70D7-4D4D-A205-90FD8ECFB05A | Labor | 09/26/2019 | 09/26/2019 | Tom Burhart
|  | HILL-ROM INC. | VERSACARE P3200 SERIES | BED, PATIENT, ELECTRIC | S137AD3653 | BEDS | Pavilion |  |  | 09/26/2019 |  | 9/26/31 |  |  | NO | YES |  |  |  |  | HILL-ROM INC. 50035852 S137AD3653 |  |  | Active |  | 99:99:99:99:99:99 |  | Alarm | 1Y:00-MFG | 09/26/2019 | 09/26/2019 | COOPER UNIVERSITY HOSPITAL |  |  |  | 0012148320 | Bonnie Aichroch | Performance Verification | Closed | Tom Burhart | 09/26/2019 | 09/26/2019 | INCOMING INVENTORY | DEVICE INVENTORIED | 9388C81A-BA75-430B-B6BD-B7D62315585B | Labor | 09/26/2019 | 09/26/2019 | Bonnie Aichroth
|  | HILL-ROM INC. | VERSACARE P3200 SERIES | BED, PATIENT, ELECTRIC | S137AD3672 | BEDS | Pavilion |  |  | 09/26/2019 |  | 9/26/31 |  |  | NO | YES |  |  |  |  | HILL-ROM INC. 50035853 S137AD3672 |  |  | Active |  | 99:99:99:99:99:99 |  | Alarm | 1Y:00-MFG | 09/26/2019 | 09/26/2019 | COOPER UNIVERSITY HOSPITAL |  |  |  | 0012148329 | Bonnie Aichroch | Performance Verification | Closed | Tom Burhart | 09/26/2019 | 09/26/2019 | INCOMING INVENTORY | DEVICE INVENTORIED | D7F84571-E56A-4BD1-8BC8-FDBCA82920E0 | Labor | 09/26/2019 | 09/26/2019 | Bonnie Aichroth
|  | HILL-ROM INC. | VERSACARE P3200 SERIES | BED, PATIENT, ELECTRIC | S137AD3665 | BEDS | Dorrance |  |  | 09/26/2019 |  | 9/26/31 |  |  | NO | YES |  |  |  |  | HILL-ROM INC. 50035851 S137AD3665 |  |  | Active |  | 99:99:99:99:99:99 |  | Alarm | 1Y:00-MFG | 09/26/2019 | 09/26/2019 | COOPER UNIVERSITY HOSPITAL |  |  |  | 0012148315 | Bonnie Aichroch | Preventative Maintenance | Closed | Tom Burhart | 09/26/2019 | 09/26/2019 | PERFORMANCE ASSURANCE AT INVENTORY | INVENTORIED DEVICE AND ENSURED DEVICE WAS FUNCTIONING PROPERLY. | 2225AEA9-EE12-47A5-9ED8-9606CE57C0C4 | Labor | 09/26/2019 | 09/26/2019 | Tom Burhart
|  | HILL-ROM INC. | VERSACARE P3200 SERIES | BED, PATIENT, ELECTRIC | S137AD3661 | BEDS | Kelemen |  |  | 09/26/2019 |  | 9/26/31 |  |  | NO | YES |  |  |  |  | HILL-ROM INC. 50035850 S137AD3661 |  |  | Active |  | 99:99:99:99:99:99 |  | Alarm | 1Y:00-MFG | 09/26/2019 | 09/26/2019 | COOPER UNIVERSITY HOSPITAL |  |  |  | 0012148303 | Bonnie Aichroch | Preventative Maintenance | Closed | Tom Burhart | 09/26/2019 | 09/26/2019 | PERFORMANCE ASSURANCE AT INVENTORY | INVENTORIED DEVICE AND ENSURED DEVICE WAS FUNCTIONING PROPERLY. | EC95CD49-56EA-49C7-B774-3A915B417D7F | Labor | 09/26/2019 | 09/26/2019 | Tom Burhart
|  | HILL-ROM INC. | VERSACARE P3200 SERIES | BED, PATIENT, ELECTRIC | S137AD3645 | BEDS | Kelemen |  |  | 08/05/2019 |  | 8/5/31 |  |  | NO | YES |  |  |  |  | HILL-ROM INC. 50035848 S137AD3645 |  |  | Active |  | 99:99:99:99:99:99 |  | Alarm | 1Y:00-MFG | 08/05/2019 | 08/05/2019 | COOPER UNIVERSITY HOSPITAL |  |  |  | 0012148180 | Bonnie Aichroch | Preventative Maintenance | Closed | Tom Burhart | 08/05/2019 | 08/05/2019 | PERFORMANCE ASSURANCE AT INVENTORY | INVENTORIED DEVICE AND ENSURED DEVICE WAS FUNCTIONING PROPERLY. | 818D9A91-C68E-462C-ACBB-11F4D281A138 | Labor | 08/05/2019 | 08/05/2019 | Tom Burhart
|  | HILL-ROM INC. | VERSACARE P3200 SERIES | BED, PATIENT, ELECTRIC | S137AD3641 | BEDS | Kelemen |  |  | 08/02/2019 |  | 8/2/31 |  |  | NO | YES |  |  |  |  | HILL-ROM INC. 50035847 S137AD3641 |  |  | Active |  | 99:99:99:99:99:99 |  | Alarm | 1Y:00-MFG | 08/02/2019 | 08/02/2019 | COOPER UNIVERSITY HOSPITAL |  |  |  | 0012148178 | Bonnie Aichroch | Preventative Maintenance | Closed | Tom Burhart | 08/02/2019 | 08/02/2019 | PERFORMANCE ASSURANCE AT INVENTORY | INVENTORIED DEVICE AND ENSURED DEVICE WAS FUNCTIONING PROPERLY. | 76CC6FE3-8EC0-4F95-A10A-B179D523B86A | Labor | 08/02/2019 | 08/02/2019 | Tom Burhart
|  | HILL-ROM INC. | VERSACARE P3200 SERIES | BED, PATIENT, ELECTRIC | S138AD3691 | BEDS | Kelemen |  |  | 07/25/2019 |  | 7/25/31 |  |  | NO | YES |  |  |  |  | HILL-ROM INC. 50035843 S138AD3691 |  |  | Active |  | 99:99:99:99:99:99 |  | Alarm | 1Y:00-MFG | 07/25/2019 | 07/25/2019 | COOPER UNIVERSITY HOSPITAL |  |  |  | 0012148155 | Bonnie Aichroch | Preventative Maintenance | Closed | Tom Burhart | 07/25/2019 | 07/25/2019 | PERFORMANCE ASSURANCE AT INVENTORY | INVENTORIED DEVICE AND ENSURED DEVICE WAS FUNCTIONING PROPERLY. | 1EA85449-D04E-4458-91A0-191EB2A9F752 | Labor | 07/25/2019 | 07/25/2019 | Tom Burhart
|  | HILL-ROM INC. | VERSACARE P3200 SERIES | BED, PATIENT, ELECTRIC | S137AD3651 | BEDS | Kelemen |  |  | 08/16/2019 |  | 8/16/31 |  |  | NO | YES |  |  |  |  | HILL-ROM INC. 50035846 S137AD3651 |  |  | Active |  | 99:99:99:99:99:99 |  | Alarm | 1Y:00-MFG | 08/16/2019 | 08/16/2019 | COOPER UNIVERSITY HOSPITAL |  |  |  | 0012148168 | Bonnie Aichroch | Performance Verification | Closed | Tom Burhart | 08/16/2019 | 08/16/2019 | INCOMING INVENTORY | DEVICE INVENTORIED | CDE41C5E-E115-44AF-A140-916445A6FA8E | Labor | 08/16/2019 | 08/16/2019 | Bonnie Aichroth
|  | HILL-ROM INC. | VERSACARE P3200 SERIES | BED, PATIENT, ELECTRIC | S138AD3693 | BEDS | Kelemen |  |  | 08/22/2019 |  | 8/22/31 |  |  | NO | YES |  |  |  |  | HILL-ROM INC. 50035845 S138AD3693 |  |  | Active |  | 99:99:99:99:99:99 |  | Alarm | 1Y:00-MFG | 08/22/2019 | 08/22/2019 | COOPER UNIVERSITY HOSPITAL |  |  |  | 0012148161 | Bonnie Aichroch | Performance Verification | Closed | Tom Burhart | 08/22/2019 | 08/22/2019 | INCOMING INVENTORY | DEVICE INVENTORIED | 61986BF8-1AF5-47B7-8723-3EC3914AC3C7 | Labor | 08/22/2019 | 08/22/2019 | Bonnie Aichroth
|  | HILL-ROM INC. | VERSACARE P3200 SERIES | BED, PATIENT, ELECTRIC | S138AD3697 | BEDS | Kelemen |  |  | 07/19/2019 |  | 7/19/31 |  |  | NO | YES |  |  |  |  | HILL-ROM INC. 50035840 S138AD3697 |  |  | Active |  | 99:99:99:99:99:99 |  | Alarm | 1Y:00-MFG | 07/19/2019 | 07/19/2019 | COOPER UNIVERSITY HOSPITAL |  |  |  | 0012148144 | Bonnie Aichroch | Preventative Maintenance | Closed | Tom Burhart | 07/19/2019 | 07/19/2019 | PERFORMANCE ASSURANCE AT INVENTORY | INVENTORIED DEVICE AND ENSURED DEVICE WAS FUNCTIONING PROPERLY. | 62D7AF9C-E607-4CEA-B923-378F65C62B2B | Labor | 07/19/2019 | 07/19/2019 | Tom Burhart
|  | HILL-ROM INC. | VERSACARE P3200 SERIES | BED, PATIENT, ELECTRIC | S137AD3684 | BEDS | Pavilion |  |  | 07/24/2019 |  | 7/24/31 |  |  | NO | YES |  |  |  |  | HILL-ROM INC. 50035842 S137AD3684 |  |  | Active |  | 99:99:99:99:99:99 |  | Alarm | 1Y:00-MFG | 07/24/2019 | 07/24/2019 | COOPER UNIVERSITY HOSPITAL |  |  |  | 0012148152 | Bonnie Aichroch | Preventative Maintenance | Closed | Tom Burhart | 07/24/2019 | 07/24/2019 | PERFORMANCE ASSURANCE AT INVENTORY | INVENTORIED DEVICE AND ENSURED DEVICE WAS FUNCTIONING PROPERLY. | B41F1FA8-F97E-4982-B000-F6BD6F705DA9 | Labor | 07/24/2019 | 07/24/2019 | Tom Burhart
|  | HILL-ROM INC. | VERSACARE P3200 SERIES | BED, PATIENT, ELECTRIC | S137AD3636 | BEDS | Kelemen |  |  | 08/08/2019 |  | 8/8/31 |  |  | NO | YES |  |  |  |  | HILL-ROM INC. 50035844 S137AD3636 |  |  | Active |  | 99:99:99:99:99:99 |  | Alarm | 1Y:00-MFG | 08/08/2019 | 08/08/2019 | COOPER UNIVERSITY HOSPITAL |  |  |  | 0012148158 | Bonnie Aichroch | Preventative Maintenance | Closed | Tom Burhart | 08/08/2019 | 08/08/2019 | PERFORMANCE ASSURANCE AT INVENTORY | INVENTORIED DEVICE AND ENSURED DEVICE WAS FUNCTIONING PROPERLY. | 06692391-96C0-44D7-99D0-E2B33E1F0F3A | Labor | 08/08/2019 | 08/08/2019 | Tom Burhart
|  | HILL-ROM INC. | VERSACARE P3200 SERIES | BED, PATIENT, ELECTRIC | S137AD3628 | BEDS | Pavilion |  |  | 07/11/2019 |  | 7/11/31 |  |  | NO | YES |  |  |  |  | HILL-ROM INC. 50035839 S137AD3628 |  |  | Active |  | 99:99:99:99:99:99 |  | Alarm | 1Y:00-MFG | 07/11/2019 | 07/11/2019 | COOPER UNIVERSITY HOSPITAL |  |  |  | 0012148142 | Bonnie Aichroch | Preventative Maintenance | Closed | Tom Burhart | 07/11/2019 | 07/11/2019 | PERFORMANCE ASSURANCE AT INVENTORY | INVENTORIED DEVICE AND ENSURED DEVICE WAS FUNCTIONING PROPERLY. | E6172D14-F48B-439C-BE08-96E9D2290A26 | Labor | 07/11/2019 | 07/11/2019 | Tom Burhart
|  | HILL-ROM INC. | VERSACARE P3200 SERIES | BED, PATIENT, ELECTRIC | S136AD3588 | BEDS | Kelemen |  |  | 06/05/2019 |  | 6/5/31 |  |  | NO | YES |  |  |  |  | HILL-ROM INC. 50035837 S136AD3588 |  |  | Active |  | 99:99:99:99:99:99 |  | Alarm | 1Y:00-MFG | 06/05/2019 | 06/05/2019 | COOPER UNIVERSITY HOSPITAL |  |  |  | 0012148081 | Bonnie Aichroch | Performance Verification | Closed | Tom Burhart | 06/05/2019 | 06/05/2019 | INCOMING INVENTORY | DEVICE INVENTORIED | 2E6AC2A2-21F2-4374-A854-B29E956FC1B4 | Labor | 06/05/2019 | 06/05/2019 | Bonnie Aichroth
|  | HILL-ROM INC. | VERSACARE P3200 SERIES | BED, PATIENT, ELECTRIC | S137AD3634 | BEDS | Kelemen |  |  | 07/19/2019 |  | 7/19/31 |  |  | NO | YES |  |  |  |  | HILL-ROM INC. 50035838 S137AD3634 |  |  | Active |  | 99:99:99:99:99:99 |  | Alarm | 1Y:00-MFG | 07/19/2019 | 07/19/2019 | COOPER UNIVERSITY HOSPITAL |  |  |  | 0012148135 | Bonnie Aichroch | Performance Verification | Closed | Tom Burhart | 07/19/2019 | 07/19/2019 | INCOMING INVENTORY | DEVICE INVENTORIED | 3595EC92-1425-48E1-AA47-00B23E42C8F0 | Labor | 07/19/2019 | 07/19/2019 | Bonnie Aichroth
|  | HILL-ROM INC. | VERSACARE P3200 SERIES | BED, PATIENT, ELECTRIC | S136AD3580 | BEDS | Pavilion |  |  | 06/24/2019 |  | 6/24/31 |  |  | NO | YES |  |  |  |  | HILL-ROM INC. 50035836 S136AD3580 |  |  | Active |  | 99:99:99:99:99:99 |  | Alarm | 1Y:00-MFG | 06/24/2019 | 06/24/2019 | COOPER UNIVERSITY HOSPITAL |  |  |  | 0012144831 | Bonnie Aichroch | Performance Verification | Closed | Tom Burhart | 06/24/2019 | 06/24/2019 | INCOMING INVENTORY | DEVICE INVENTORIED | 3A8E320E-2765-46C1-AC0D-E4BA7F98A518 | Labor | 06/24/2019 | 06/24/2019 | Bonnie Aichroth
|  | HILL-ROM INC. | VERSACARE P3200 SERIES | BED, PATIENT, ELECTRIC | S136AD3584 | BEDS | Kelemen |  |  | 06/07/2019 |  | 6/7/31 |  |  | NO | YES |  |  |  |  | HILL-ROM INC. 50035835 S136AD3584 |  |  | Active |  | 99:99:99:99:99:99 |  | Alarm | 1Y:00-MFG | 06/07/2019 | 06/07/2019 | COOPER UNIVERSITY HOSPITAL |  |  |  | 0012144829 | Bonnie Aichroch | Preventative Maintenance | Closed | Tom Burhart | 06/07/2019 | 06/07/2019 | PERFORMANCE ASSURANCE AT INVENTORY | INVENTORIED DEVICE AND ENSURED DEVICE WAS FUNCTIONING PROPERLY. | CB676075-2824-4769-9CD8-A8A4061CF447 | Labor | 06/07/2019 | 06/07/2019 | Tom Burhart
|  | HILL-ROM INC. | VERSACARE P3200 SERIES | BED, PATIENT, ELECTRIC | S137AD3622 | BEDS | Kelemen |  |  | 06/21/2019 |  | 6/21/31 |  |  | NO | YES |  |  |  |  | HILL-ROM INC. 50035834 S137AD3622 |  |  | Active |  | 99:99:99:99:99:99 |  | Alarm | 1Y:00-MFG | 06/21/2019 | 06/21/2019 | COOPER UNIVERSITY HOSPITAL |  |  |  | 0012144824 | Bonnie Aichroch | Preventative Maintenance | Closed | Tom Burhart | 06/21/2019 | 06/21/2019 | PERFORMANCE ASSURANCE AT INVENTORY | INVENTORIED DEVICE AND ENSURED DEVICE WAS FUNCTIONING PROPERLY. | 4CD540A0-997D-46DE-B9DD-5D62473E415C | Labor | 06/21/2019 | 06/21/2019 | Tom Burhart
|  | HILL-ROM INC. | VERSACARE P3200 SERIES | BED, PATIENT, ELECTRIC | S138AD3694 | BEDS | Kelemen |  |  | 05/10/2019 |  | 5/10/31 |  |  | NO | YES |  |  |  |  | HILL-ROM INC. 50035833 S138AD3694 |  |  | Active |  | 99:99:99:99:99:99 |  | Alarm | 1Y:00-MFG | 05/10/2019 | 05/10/2019 | COOPER UNIVERSITY HOSPITAL |  |  |  | 0012144819 | Bonnie Aichroch | Preventative Maintenance | Closed | Tom Burhart | 05/10/2019 | 05/10/2019 | PERFORMANCE ASSURANCE AT INVENTORY | INVENTORIED DEVICE AND ENSURED DEVICE WAS FUNCTIONING PROPERLY. | 49078E73-EFDF-4C02-A5FF-486021334DFF | Labor | 05/10/2019 | 05/10/2019 | Tom Burhart
|  | HILL-ROM INC. | VERSACARE P3200 SERIES | BED, PATIENT, ELECTRIC | S136AD3582 | BEDS | Pavilion |  |  | 05/01/2019 |  | 5/1/31 |  |  | NO | YES |  |  |  |  | HILL-ROM INC. 50035831 S136AD3582 |  |  | Active |  | 99:99:99:99:99:99 |  | Alarm | 1Y:00-MFG | 05/01/2019 | 05/01/2019 | COOPER UNIVERSITY HOSPITAL |  |  |  | 0012144806 | Bonnie Aichroch | Performance Verification | Closed | Tom Burhart | 05/01/2019 | 05/01/2019 | INCOMING INVENTORY | DEVICE INVENTORIED | 5C73FF23-1A7F-40A5-AF31-6232E0435373 | Labor | 05/01/2019 | 05/01/2019 | Bonnie Aichroth
|  | HILL-ROM INC. | VERSACARE P3200 SERIES | BED, PATIENT, ELECTRIC | S138AD3703 | BEDS | Kelemen |  |  | 05/17/2019 |  | 5/17/31 |  |  | NO | YES |  |  |  |  | HILL-ROM INC. 50035832 S138AD3703 |  |  | Active |  | 99:99:99:99:99:99 |  | Alarm | 1Y:00-MFG | 05/17/2019 | 05/17/2019 | COOPER UNIVERSITY HOSPITAL |  |  |  | 0012144813 | Bonnie Aichroch | Preventative Maintenance | Closed | Tom Burhart | 05/17/2019 | 05/17/2019 | PERFORMANCE ASSURANCE AT INVENTORY | INVENTORIED DEVICE AND ENSURED DEVICE WAS FUNCTIONING PROPERLY. | 060250A6-A58B-460C-9A7D-C949A256BC1D | Labor | 05/17/2019 | 05/17/2019 | Tom Burhart
|  | HILL-ROM INC. | VERSACARE P3200 SERIES | BED, PATIENT, ELECTRIC | S136AD3600 | BEDS | Kelemen |  |  | 05/15/2019 |  | 5/15/31 |  |  | NO | YES |  |  |  |  | HILL-ROM INC. 50035830 S136AD3600 |  |  | Active |  | 99:99:99:99:99:99 |  | Alarm | 1Y:00-MFG | 05/15/2019 | 05/15/2019 | COOPER UNIVERSITY HOSPITAL |  |  |  | 0012144801 | Bonnie Aichroch | Performance Verification | Closed | Tom Burhart | 05/15/2019 | 05/15/2019 | INCOMING INVENTORY | DEVICE INVENTORIED | CD9535DF-2CCA-4B3F-A8F0-0871FAFE00A3 | Labor | 05/15/2019 | 05/15/2019 | Bonnie Aichroth
|  | HILL-ROM INC. | VERSACARE P3200 SERIES | BED, PATIENT, ELECTRIC | S136AD3597 | BEDS | Kelemen |  |  | 04/15/2019 |  | 4/15/31 |  |  | NO | YES |  |  |  |  | HILL-ROM INC. 50035828 S136AD3597 |  |  | Active |  | 99:99:99:99:99:99 |  | Alarm | 1Y:00-MFG | 04/15/2019 | 04/15/2019 | COOPER UNIVERSITY HOSPITAL |  |  |  | 0012144788 | Bonnie Aichroch | Performance Verification | Closed | Tom Burhart | 04/15/2019 | 04/15/2019 | INCOMING INVENTORY | DEVICE INVENTORIED | F1FA4DE1-7C21-449A-956C-643ED08EE6D6 | Labor | 04/15/2019 | 04/15/2019 | Bonnie Aichroth
|  | HILL-ROM INC. | VERSACARE P3200 SERIES | BED, PATIENT, ELECTRIC | S136AD3610 | BEDS | Kelemen |  |  | 05/13/2019 |  | 5/13/31 |  |  | NO | YES |  |  |  |  | HILL-ROM INC. 50035829 S136AD3610 |  |  | Active |  | 99:99:99:99:99:99 |  | Alarm | 1Y:00-MFG | 05/13/2019 | 05/13/2019 | COOPER UNIVERSITY HOSPITAL |  |  |  | 0012144795 | Bonnie Aichroch | Preventative Maintenance | Closed | Tom Burhart | 05/13/2019 | 05/13/2019 | PERFORMANCE ASSURANCE AT INVENTORY | INVENTORIED DEVICE AND ENSURED DEVICE WAS FUNCTIONING PROPERLY. | 327B948F-CC69-4102-83C8-CA4382127F50 | Labor | 05/13/2019 | 05/13/2019 | Tom Burhart
|  | HILL-ROM INC. | VERSACARE P3200 SERIES | BED, PATIENT, ELECTRIC | S138AD3698 | BEDS | Kelemen |  |  | 04/19/2019 |  | 4/19/31 |  |  | NO | YES |  |  |  |  | HILL-ROM INC. 50035826 S138AD3698 |  |  | Active |  | 99:99:99:99:99:99 |  | Alarm | 1Y:00-MFG | 04/19/2019 | 04/19/2019 | COOPER UNIVERSITY HOSPITAL |  |  |  | 0012144776 | Bonnie Aichroch | Performance Verification | Closed | Tom Burhart | 04/19/2019 | 04/19/2019 | INCOMING INVENTORY | DEVICE INVENTORIED | C32826F4-B4CB-462A-81F2-413542D594DC | Labor | 04/19/2019 | 04/19/2019 | Bonnie Aichroth
|  | HILL-ROM INC. | VERSACARE P3200 SERIES | BED, PATIENT, ELECTRIC | S136AD3618 | BEDS | Kelemen |  |  | 04/18/2019 |  | 4/18/31 |  |  | NO | YES |  |  |  |  | HILL-ROM INC. 50035827 S136AD3618 |  |  | Active |  | 99:99:99:99:99:99 |  | Alarm | 1Y:00-MFG | 04/18/2019 | 04/18/2019 | COOPER UNIVERSITY HOSPITAL |  |  |  | 0012144782 | Bonnie Aichroch | Preventative Maintenance | Closed | Tom Burhart | 04/18/2019 | 04/18/2019 | PERFORMANCE ASSURANCE AT INVENTORY | INVENTORIED DEVICE AND ENSURED DEVICE WAS FUNCTIONING PROPERLY. | C64CC896-05A3-471A-A7EC-D2615BBAC20B | Labor | 04/18/2019 | 04/18/2019 | Tom Burhart
|  | HILL-ROM INC. | VERSACARE P3200 SERIES | BED, PATIENT, ELECTRIC | S138AD3702 | BEDS | Kelemen |  |  | 04/22/2019 |  | 4/22/31 |  |  | NO | YES |  |  |  |  | HILL-ROM INC. 50035824 S138AD3702 |  |  | Active |  | 99:99:99:99:99:99 |  | Alarm | 1Y:00-MFG | 04/22/2019 | 04/22/2019 | COOPER UNIVERSITY HOSPITAL |  |  |  | 0012144753 | Bonnie Aichroch | Preventative Maintenance | Closed | Tom Burhart | 04/22/2019 | 04/22/2019 | PERFORMANCE ASSURANCE AT INVENTORY | INVENTORIED DEVICE AND ENSURED DEVICE WAS FUNCTIONING PROPERLY. | 240C80F4-37B2-4FC5-90C6-7AAD0389ACF6 | Labor | 04/22/2019 | 04/22/2019 | Tom Burhart
|  | HILL-ROM INC. | VERSACARE P3200 SERIES | BED, PATIENT, ELECTRIC | S138AD3701 | BEDS | Kelemen |  |  | 04/19/2019 |  | 4/19/31 |  |  | NO | YES |  |  |  |  | HILL-ROM INC. 50035823 S138AD3701 |  |  | Active |  | 99:99:99:99:99:99 |  | Alarm | 1Y:00-MFG | 04/19/2019 | 04/19/2019 | COOPER UNIVERSITY HOSPITAL |  |  |  | 0012144745 | Bonnie Aichroch | Performance Verification | Closed | Tom Burhart | 04/19/2019 | 04/19/2019 | INCOMING INVENTORY | DEVICE INVENTORIED | 4DE29A54-F190-4FD3-BC8E-5629326A65BD | Labor | 04/19/2019 | 04/19/2019 | Bonnie Aichroth
|  | HILL-ROM INC. | VERSACARE P3200 SERIES | BED, PATIENT, ELECTRIC | S136AD3614 | BEDS | Kelemen |  |  | 03/21/2019 |  | 3/21/31 |  |  | NO | YES |  |  |  |  | HILL-ROM INC. 50035820 S136AD3614 |  |  | Active |  | 99:99:99:99:99:99 |  | Alarm | 1Y:00-MFG | 03/21/2019 | 03/21/2019 | COOPER UNIVERSITY HOSPITAL |  |  |  | 0012144732 | Bonnie Aichroch | Preventative Maintenance | Closed | Tom Burhart | 03/21/2019 | 03/21/2019 | PERFORMANCE ASSURANCE AT INVENTORY | INVENTORIED DEVICE AND ENSURED DEVICE WAS FUNCTIONING PROPERLY. | B9B6BDA1-0091-4B19-85B3-7E13C8BB3A69 | Labor | 03/21/2019 | 03/21/2019 | Tom Burhart
|  | HILL-ROM INC. | VERSACARE P3200 SERIES | BED, PATIENT, ELECTRIC | S136AD3604 | BEDS | Kelemen |  |  | 03/15/2019 |  | 3/15/31 |  |  | NO | YES |  |  |  |  | HILL-ROM INC. 50035821 S136AD3604 |  |  | Active |  | 99:99:99:99:99:99 |  | Alarm | 1Y:00-MFG | 03/15/2019 | 03/15/2019 | COOPER UNIVERSITY HOSPITAL |  |  |  | 0012144736 | Bonnie Aichroch | Preventative Maintenance | Closed | Tom Burhart | 03/15/2019 | 03/15/2019 | PERFORMANCE ASSURANCE AT INVENTORY | INVENTORIED DEVICE AND ENSURED DEVICE WAS FUNCTIONING PROPERLY. | 7DDBE925-AC5B-48F3-8C5A-A3AF4E34AAF5 | Labor | 03/15/2019 | 03/15/2019 | Tom Burhart
|  | HILL-ROM INC. | VERSACARE P3200 SERIES | BED, PATIENT, ELECTRIC | S136AD3602 | BEDS | Kelemen |  |  | 03/19/2019 |  | 3/19/31 |  |  | NO | YES |  |  |  |  | HILL-ROM INC. 50035822 S136AD3602 |  |  | Active |  | 99:99:99:99:99:99 |  | Alarm | 1Y:00-MFG | 03/19/2019 | 03/19/2019 | COOPER UNIVERSITY HOSPITAL |  |  |  | 0012144739 | Bonnie Aichroch | Performance Verification | Closed | Tom Burhart | 03/19/2019 | 03/19/2019 | INCOMING INVENTORY | DEVICE INVENTORIED | 93DE1534-EA99-4FF9-9DCA-83978777D99F | Labor | 03/19/2019 | 03/19/2019 | Bonnie Aichroth
|  | HILL-ROM INC. | VERSACARE P3200 SERIES | BED, PATIENT, ELECTRIC | S138AD3606 | BEDS | Kelemen |  |  | 02/15/2019 |  | 2/15/31 |  |  | NO | YES |  |  |  |  | HILL-ROM INC. 50035819 S138AD3606 |  |  | Active |  | 99:99:99:99:99:99 |  | Alarm | 1Y:00-MFG | 02/15/2019 | 02/15/2019 | COOPER UNIVERSITY HOSPITAL |  |  |  | 0012144727 | Bonnie Aichroch | Performance Verification | Closed | Tom Burhart | 02/15/2019 | 02/15/2019 | INCOMING INVENTORY | DEVICE INVENTORIED | A5801C71-1201-48C6-9838-711432AC2D42 | Labor | 02/15/2019 | 02/15/2019 | Bonnie Aichroth
|  | HILL-ROM INC. | VERSACARE P3200 SERIES | BED, PATIENT, ELECTRIC | S138AD3705 | BEDS | Pavilion |  |  | 02/15/2019 |  | 2/15/31 |  |  | NO | YES |  |  |  |  | HILL-ROM INC. 50035818 S138AD3705 |  |  | Active |  | 99:99:99:99:99:99 |  | Alarm | 1Y:00-MFG | 02/15/2019 | 02/15/2019 | COOPER UNIVERSITY HOSPITAL |  |  |  | 0012144724 | Bonnie Aichroch | Performance Verification | Closed | Tom Burhart | 02/15/2019 | 02/15/2019 | INCOMING INVENTORY | DEVICE INVENTORIED | 7B95C44A-9B0E-4427-9F40-C435E16360FC | Labor | 02/15/2019 | 02/15/2019 | Bonnie Aichroth
|  | HILL-ROM INC. | VERSACARE P3200 SERIES | BED, PATIENT, ELECTRIC | S136AD3574 | BEDS | Kelemen |  |  | 02/18/2019 |  | 2/18/31 |  |  | NO | YES |  |  |  |  | HILL-ROM INC. 50035817 S136AD3574 |  |  | Active |  | 99:99:99:99:99:99 |  | Alarm | 1Y:00-MFG | 02/18/2019 | 02/18/2019 | COOPER UNIVERSITY HOSPITAL |  |  |  | 0012144719 | Bonnie Aichroch | Performance Verification | Closed | Tom Burhart | 02/18/2019 | 02/18/2019 | INCOMING INVENTORY | DEVICE INVENTORIED | FF0F3C9F-6504-4D4F-BC67-1FB7C45A3749 | Labor | 02/18/2019 | 02/18/2019 | Bonnie Aichroth
|  | HILL-ROM INC. | VERSACARE P3200 SERIES | BED, PATIENT, ELECTRIC | S136AD3570 | BEDS | Kelemen |  |  | 02/21/2019 |  | 2/21/31 |  |  | NO | YES |  |  |  |  | HILL-ROM INC. 50035816 S136AD3570 |  |  | Active |  | 99:99:99:99:99:99 |  | Alarm | 1Y:00-MFG | 02/21/2019 | 02/21/2019 | COOPER UNIVERSITY HOSPITAL |  |  |  | 0012144712 | Bonnie Aichroch | Preventative Maintenance | Closed | Tom Burhart | 02/21/2019 | 02/21/2019 | PERFORMANCE ASSURANCE AT INVENTORY | INVENTORIED DEVICE AND ENSURED DEVICE WAS FUNCTIONING PROPERLY. | BB18AD41-F157-4E7A-B6C8-968F93D20443 | Labor | 02/21/2019 | 02/21/2019 | Tom Burhart
|  | HILL-ROM INC. | VERSACARE P3200 SERIES | BED, PATIENT, ELECTRIC | S136AD3612 | BEDS | Pavilion |  |  | 02/18/2019 |  | 2/18/31 |  |  | NO | YES |  |  |  |  | HILL-ROM INC. 50035815 S136AD3612 |  |  | Active |  | 99:99:99:99:99:99 |  | Alarm | 1Y:00-MFG | 02/18/2019 | 02/18/2019 | COOPER UNIVERSITY HOSPITAL |  |  |  | 0012144707 | Bonnie Aichroch | Performance Verification | Closed | Tom Burhart | 02/18/2019 | 02/18/2019 | INCOMING INVENTORY | DEVICE INVENTORIED | ECFA0F5C-2500-484A-9262-9EDBE1D45731 | Labor | 02/18/2019 | 02/18/2019 | Bonnie Aichroth
|  | HILL-ROM INC. | VERSACARE P3200 SERIES | BED, PATIENT, ELECTRIC | S138AD3704 | BEDS | Kelemen |  |  | 02/15/2019 |  | 2/15/31 |  |  | NO | YES |  |  |  |  | HILL-ROM INC. 50035814 S138AD3704 |  |  | Active |  | 99:99:99:99:99:99 |  | Alarm | 1Y:00-MFG | 02/15/2019 | 02/15/2019 | COOPER UNIVERSITY HOSPITAL |  |  |  | 0012144703 | Bonnie Aichroch | Performance Verification | Closed | Tom Burhart | 02/15/2019 | 02/15/2019 | INCOMING INVENTORY | DEVICE INVENTORIED | 688110B0-9639-40F6-B9F6-A90E1D0B7220 | Labor | 02/15/2019 | 02/15/2019 | Bonnie Aichroth
|  | HILL-ROM INC. | VERSACARE P3200 SERIES | BED, PATIENT, ELECTRIC | S136AD3572 | BEDS | Kelemen |  |  | 01/07/2019 |  | 1/7/31 |  |  | NO | YES |  |  |  |  | HILL-ROM INC. 50035813 S136AD3572 |  |  | Active |  | 99:99:99:99:99:99 |  | Alarm | 1Y:00-MFG | 01/07/2019 | 01/07/2019 | COOPER UNIVERSITY HOSPITAL |  |  |  | 0012144700 | Bonnie Aichroch | Preventative Maintenance | Closed | Tom Burhart | 01/07/2019 | 01/07/2019 | PERFORMANCE ASSURANCE AT INVENTORY | INVENTORIED DEVICE AND ENSURED DEVICE WAS FUNCTIONING PROPERLY. | A4E01B98-D897-4993-8978-0E91D7B467DF | Labor | 01/07/2019 | 01/07/2019 | Tom Burhart
|  | HILL-ROM INC. | VERSACARE P3200 SERIES | BED, PATIENT, ELECTRIC | P097AD0453 | BIOMEDICAL | Pavilion |  |  | 03/18/2019 |  | 3/18/31 |  |  | NO | YES |  |  |  |  | HILL-ROM INC. 50035803 P097AD0453 |  |  | Active |  | 99:99:99:99:99:99 |  | Alarm | 1Y:00-MFG | 03/18/2019 | 03/18/2019 | COOPER UNIVERSITY HOSPITAL |  |  | pav 9 936 |  | Bonnie Aichroch |  |  |  | 03/18/2019 | 03/18/2019 |  |  |  |  | 03/18/2019 | 03/18/2019
|  | HILL-ROM INC. | VERSACARE P3200 SERIES | BED, PATIENT, ELECTRIC | S136AD3576 | BEDS | Pavilion |  |  | 01/07/2019 |  | 1/7/31 |  |  | NO | YES |  |  |  |  | HILL-ROM INC. 50035812 S136AD3576 |  |  | Active |  | 99:99:99:99:99:99 |  | Alarm | 1Y:00-MFG | 01/07/2019 | 01/07/2019 | COOPER UNIVERSITY HOSPITAL |  |  |  | 0012144693 | Bonnie Aichroch | Performance Verification | Closed | Tom Burhart | 01/07/2019 | 01/07/2019 | INCOMING INVENTORY | DEVICE INVENTORIED | 7BC87230-D376-4B74-B1AC-E29E4F295F8F | Labor | 01/07/2019 | 01/07/2019 | Bonnie Aichroth
|  | HILL-ROM INC. | VERSACARE P3200 SERIES | BED, PATIENT, ELECTRIC | S136AD3608 | BEDS | Kelemen |  |  | 01/07/2019 |  | 1/7/31 |  |  | NO | YES |  |  |  |  | HILL-ROM INC. 50035811 S136AD3608 |  |  | Active |  | 99:99:99:99:99:99 |  | Alarm | 1Y:00-MFG | 01/07/2019 | 01/07/2019 | COOPER UNIVERSITY HOSPITAL |  |  |  | 0012144691 | Bonnie Aichroch | Preventative Maintenance | Closed | Tom Burhart | 01/07/2019 | 01/07/2019 | PERFORMANCE ASSURANCE AT INVENTORY | INVENTORIED DEVICE AND ENSURED DEVICE WAS FUNCTIONING PROPERLY. | 8D597178-B375-49D9-A850-52401EE58D7A | Labor | 01/07/2019 | 01/07/2019 | Tom Burhart
|  | HILL-ROM INC. | VERSACARE P3200 SERIES | BED, PATIENT, ELECTRIC | S138AD3699 | BEDS | Dorrance |  |  | 01/07/2019 |  | 1/7/31 |  |  | NO | YES |  |  |  |  | HILL-ROM INC. 50035810 S138AD3699 |  |  | Active |  | 99:99:99:99:99:99 |  | Alarm | 1Y:00-MFG | 01/07/2019 | 01/07/2019 | COOPER UNIVERSITY HOSPITAL |  |  |  | 0012144682 | Bonnie Aichroch | Performance Verification | Closed | Tom Burhart | 01/07/2019 | 01/07/2019 | INCOMING INVENTORY | DEVICE INVENTORIED | F9613287-B7D3-4AED-9126-E514A7376513 | Labor | 01/07/2019 | 01/07/2019 | Bonnie Aichroth
|  | HILL-ROM INC. | VERSACARE P3200 SERIES | BED, PATIENT, ELECTRIC | S136AD3586 | BEDS | Kelemen |  |  | 01/11/2019 |  | 1/11/31 |  |  | NO | YES |  |  |  |  | HILL-ROM INC. 50035809 S136AD358 |  |  | Active |  | 99:99:99:99:99:99 |  | Alarm | 1Y:00-MFG | 01/11/2019 | 01/11/2019 | COOPER UNIVERSITY HOSPITAL |  |  |  | 0012144675 | Bonnie Aichroch | Performance Verification | Closed | Tom Burhart | 01/11/2019 | 01/11/2019 | INCOMING INVENTORY | DEVICE INVENTORIED | 0CA4D51D-B17B-46F2-AA1E-A36EE985BF6C | Labor | 01/11/2019 | 01/11/2019 | Bonnie Aichroth
|  | HILL-ROM INC. | VERSACARE P3200 SERIES | BED, PATIENT, ELECTRIC | S136AD3578 | BEDS | Kelemen |  |  | 01/07/2019 |  | 1/7/31 |  |  | NO | YES |  |  |  |  | HILL-ROM INC. 50035808 S136AD3578 |  |  | Active |  | 99:99:99:99:99:99 |  | Alarm | 1Y:00-MFG | 01/07/2019 | 01/07/2019 | COOPER UNIVERSITY HOSPITAL |  |  |  | 0012143310 | Bonnie Aichroch | Preventative Maintenance | Closed | Tom Burhart | 01/07/2019 | 01/07/2019 | PERFORMANCE ASSURANCE AT INVENTORY | INVENTORIED DEVICE AND ENSURED DEVICE WAS FUNCTIONING PROPERLY. | 04F6E19D-B29F-40A6-A4C8-9EA2CB7D6D8A | Labor | 01/07/2019 | 01/07/2019 | Tom Burhart
|  | HILL-ROM INC. | VERSACARE P3200 SERIES | BED, PATIENT, ELECTRIC | P188AD3276 | CHIP - 9 PAVILION | Pavilion |  |  | 06/05/2019 |  | 6/5/31 |  |  | NO | YES |  |  |  |  | HILL-ROM INC. 50010995 P188AD3276 |  |  | Active |  | 99:99:99:99:99:99 |  | Alarm | 1Y:00-MFG | 06/05/2019 | 06/05/2019 | COOPER UNIVERSITY HOSPITAL |  |  | south 10 1068d |  | KIM HUMMEL |  |  |  | 06/05/2019 | 06/05/2019 |  |  |  |  | 06/05/2019 | 06/05/2019
|  | HILL-ROM INC. | VERSACARE P3200 SERIES | BED, PATIENT, ELECTRIC | J312AD1972 | MED/SURG 6 PAVILION | Kelemen |  |  | 09/26/2019 |  | 9/26/31 |  |  | NO | YES |  |  |  |  | HILL-ROM INC. 50010994 J312AD1972 |  |  | Active |  | 99:99:99:99:99:99 |  | Alarm | 1Y:00-MFG | 09/26/2019 | 09/26/2019 | COOPER UNIVERSITY HOSPITAL |  |  | pav 8 830 |  | BRIAN OSHAUGHNESSY |  |  |  | 09/26/2019 | 09/26/2019 |  |  |  |  | 09/26/2019 | 09/26/2019
|  | HILL-ROM INC. | VERSACARE P3200 SERIES | BED, PATIENT, ELECTRIC | O056AD5839 | BIOMEDICAL | Kelemen |  |  | 12/19/2018 |  | 12/19/30 |  |  | NO | YES |  |  |  |  | HILL-ROM INC. 50010987 0056AD5839 |  |  | Active |  | 99:99:99:99:99:99 |  | Equipment | 1Y:00-MFG | 12/19/2018 | 12/19/2018 | COOPER UNIVERSITY HOSPITAL |  |  | south 10 1053w |  | Bonnie Aichroch |  |  |  | 12/19/2018 | 12/19/2018 |  |  |  |  | 12/19/2018 | 12/19/2018
|  | HILL-ROM INC. | VERSACARE P3200 SERIES | BED, PATIENT, ELECTRIC | F090AD0664 | BIOMEDICAL | Kelemen |  |  | 11/01/2019 |  | 11/1/31 |  |  | NO | YES |  |  |  |  | HILL-ROM INC. 50010979 F090AD0664 |  |  | Active |  | 99:99:99:99:99:99 |  | Equipment | 1Y:00-MFG | 11/01/2019 | 11/01/2019 | COOPER UNIVERSITY HOSPITAL |  |  | L and D 6 |  | Bonnie Aichroch |  |  |  | 11/01/2019 | 11/01/2019 |  |  |  |  | 11/01/2019 | 11/01/2019
|  | HILL-ROM INC. | VERSACARE P3200 SERIES | BED, PATIENT, ELECTRIC | M117AD9093 | BIOMEDICAL | Kelemen |  |  | 12/17/2018 |  | 12/17/30 |  |  | NO | YES |  |  |  |  | HILL-ROM INC. 50010966 M117AD9093 |  |  | Active |  | 99:99:99:99:99:99 |  | Equipment | 1Y:00-MFG | 12/17/2018 | 12/17/2018 | COOPER UNIVERSITY HOSPITAL |  |  | PAV 6 621 | 0011500837 | Bonnie Aichroch | Repair | Closed | Tom Burhart | 12/17/2018 | 12/17/2018 | AIR MATTRESS - MATTRESS DEFLATED -TMX | 4/20/2017 3:40:18 PM TJBURHART (TJBURHART 4/20/2017 12:00 AM) OPEN THE MATTRESS TO CHECK THE BLADDERS. TRACE THE THE LEAK TO THE FINGER BLADDERS. CHANGED THE AIR CONNECTION. TESTED THE BED AND RETURN TO SERVICE. | E1F5B217-D77E-4848-A23E-6A9A41A06511 | Labor | 12/17/2018 | 12/17/2018 | Tom Burhart
|  | HILL-ROM INC. | VERSACARE P3200 SERIES | BED, PATIENT, ELECTRIC | P178AD3268 | BIOMEDICAL | Pavilion |  |  | 12/26/2018 |  | 12/26/30 |  |  | NO | YES |  |  |  |  | HILL-ROM INC. 50010958 P178AD3268 |  |  | Active |  | 99:99:99:99:99:99 |  | Equipment | 1Y:00-MFG | 12/26/2018 | 12/26/2018 | COOPER UNIVERSITY HOSPITAL |  |  | NORTH 8 813 |  | Bonnie Aichroch |  |  |  | 12/26/2018 | 12/26/2018 |  |  |  |  | 12/26/2018 | 12/26/2018
|  | HILL-ROM INC. | VERSACARE P3200 SERIES | BED, PATIENT, ELECTRIC | K285AD6949 | BIOMEDICAL | Pavilion |  |  | 01/11/2019 |  | 1/11/31 |  |  | NO | YES |  |  |  |  | HILL-ROM INC. 50010956 K285AD6949 |  |  | Active |  | 99:99:99:99:99:99 |  | Equipment | 1Y:00-MFG | 01/11/2019 | 01/11/2019 | COOPER UNIVERSITY HOSPITAL |  |  | north 9 914w |  | Bonnie Aichroch |  |  |  | 01/11/2019 | 01/11/2019 |  |  |  |  | 01/11/2019 | 01/11/2019
|  | HILL-ROM INC. | VERSACARE P3200 SERIES | BED, PATIENT, ELECTRIC | P099AD0529 | BIOMEDICAL | Kelemen |  |  | 06/18/2019 |  | 6/18/31 |  |  | NO | YES |  |  |  |  | HILL-ROM INC. 50010952 P099AD0529 |  |  | Active |  | 99:99:99:99:99:99 |  | Alarm | 1Y:00-MFG | 06/18/2019 | 06/18/2019 | COOPER UNIVERSITY HOSPITAL |  |  | pav 9 928 |  | Bonnie Aichroch |  |  |  | 06/18/2019 | 06/18/2019 |  |  |  |  | 06/18/2019 | 06/18/2019
|  | HILL-ROM INC. | VERSACARE P3200 SERIES | BED, PATIENT, ELECTRIC | P101AD0692 | BEDS | Dorrance |  |  | 06/07/2019 |  | 6/7/31 |  |  | NO | YES |  |  |  |  | HILL-ROM INC. 50010939 P101AD0692 |  |  | Active |  | 99:99:99:99:99:99 |  | Alarm | 1Y:00-MFG | 06/07/2019 | 06/07/2019 | COOPER UNIVERSITY HOSPITAL |  |  | south 4 450 |  | Bonnie Aichroch |  |  |  | 06/07/2019 | 06/07/2019 |  |  |  |  | 06/07/2019 | 06/07/2019
|  | HILL-ROM INC. | VERSACARE P3200 SERIES | BED, PATIENT, ELECTRIC | M123AD9407 | CDU - CLINICAL DECISION UNIT-9 KELEMEN | Kelemen |  |  | 05/13/2019 |  | 5/13/31 |  |  | NO | YES |  |  |  |  | HILL-ROM INC. 50010898 M123AD9407 |  |  | Active |  | 99:99:99:99:99:99 |  | Alarm | 1Y:00-MFG | 05/13/2019 | 05/13/2019 | COOPER UNIVERSITY HOSPITAL |  |  | pav 7 727 |  | KAREN GRUBER |  |  |  | 05/13/2019 | 05/13/2019 |  |  |  |  | 05/13/2019 | 05/13/2019
|  | HILL-ROM INC. | VERSACARE P3200 SERIES | BED, PATIENT, ELECTRIC | J311AD1946 | KELEMEN 8 PCU | Kelemen |  |  | 09/26/2019 |  | 9/26/31 |  |  | NO | YES |  |  |  |  | HILL-ROM INC. 50010897 J311AD1946 |  |  | Active |  | 99:99:99:99:99:99 |  | Equipment | 1Y:00-MFG | 09/26/2019 | 09/26/2019 | COOPER UNIVERSITY HOSPITAL |  |  | n9 968d |  | BYRON WELLS |  |  |  | 09/26/2019 | 09/26/2019 |  |  |  |  | 09/26/2019 | 09/26/2019
|  | HILL-ROM INC. | VERSACARE P3200 SERIES | BED, PATIENT, ELECTRIC | P097AD0459 | KELEMEN 8 PCU | Pavilion |  |  | 01/08/2019 |  | 1/8/31 |  |  | NO | YES |  |  |  |  | HILL-ROM INC. 50010896 P097AD0459 |  |  | Active |  | 99:99:99:99:99:99 |  | Equipment | 1Y:00-MFG | 01/08/2019 | 01/08/2019 | COOPER UNIVERSITY HOSPITAL |  |  | DORRANCE 3 350 | 0011025706 | BYRON WELLS | Repair | Closed | Tom Burhart | 01/08/2019 | 01/08/2019 | MATTRESS SYSTEM - REPLACE SCALE LOAD CELLS - TMX | 1/4/2017 4:09:07 PM TJBURHART (TJBURHART 1/4/2017 12:00 AM) HAD AN ERROR CODE TO REPLACE SCALE LOAD CELL 2 AND 4 . REMOVAL OF OLD LOAD CELL AND INSTALL OF NEW CELLS. TESTED AND RETURN TO SERVICE. | 2B4D9F47-759A-404E-8518-799927403F5B | Labor | 01/08/2019 | 01/08/2019 | Tom Burhart
|  | HILL-ROM INC. | VERSACARE P3200 SERIES | BED, PATIENT, ELECTRIC | O058AD5975 | KELEMEN 8 PCU | Pavilion |  |  | 01/08/2019 |  | 1/8/31 |  |  | NO | YES |  |  |  |  | HILL-ROM INC. 50010895 0058AD5975 |  |  | Active |  | 99:99:99:99:99:99 |  | Equipment | 1Y:00-MFG | 01/08/2019 | 01/08/2019 | COOPER UNIVERSITY HOSPITAL |  |  | N10 1012D |  | BYRON WELLS |  |  |  | 01/08/2019 | 01/08/2019 |  |  |  |  | 01/08/2019 | 01/08/2019
|  | HILL-ROM INC. | VERSACARE P3200 SERIES | BED, PATIENT, ELECTRIC | P178AD3254 | KELEMEN 8 PCU | Kelemen |  |  | 01/21/2019 |  | 1/21/31 |  |  | NO | YES |  |  |  |  | HILL-ROM INC. 50010891 P178AD3254 |  |  | Active |  | 99:99:99:99:99:99 |  | Equipment | 1Y:00-MFG | 01/21/2019 | 01/21/2019 | COOPER UNIVERSITY HOSPITAL |  |  | dorrance 3 339 | 0012261417 | BYRON WELLS | Repair | Closed | Gene Amodei | 01/21/2019 | 01/21/2019 | BED - ALARMING - PEDS SOUTH 7 KELEMEN RM 764 DOOR | 10/3/2017 3:46:17 PM TJBURHART (TJBURHART 10/3/2017 12:00 AM) WENT TO THE ROOM. THE BED WAS ALARMING. THE PATIENT EXIT ALARAM WAS ON. TURNED IT OFF AND SHOWED THE STAFF. OVP-RTS | BC461C55-006F-4A4F-96B6-D60B66A06C33 | Labor | 01/21/2019 | 01/21/2019 | Tom Burhart
|  | HILL-ROM INC. | VERSACARE P3200 SERIES | BED, PATIENT, ELECTRIC | P098AD0507 | KELEMEN 8 PCU | Kelemen |  |  | 05/07/2019 |  | 5/7/31 |  |  | NO | YES |  |  |  |  | HILL-ROM INC. 50010890 P098AD0507 |  |  | Active |  | 99:99:99:99:99:99 |  | Equipment | 1Y:00-MFG | 05/07/2019 | 05/07/2019 | COOPER UNIVERSITY HOSPITAL |  |  | PEDS 7 759 |  | BYRON WELLS |  |  |  | 05/07/2019 | 05/07/2019 |  |  |  |  | 05/07/2019 | 05/07/2019
|  | HILL-ROM INC. | VERSACARE P3200 SERIES | BED, PATIENT, ELECTRIC | J318AD2509 | BEDS | Kelemen |  |  | 01/08/2019 |  | 1/8/31 |  |  | NO | YES |  |  |  |  | HILL-ROM INC. 50010886 J318AD2509 |  |  | Active |  | 99:99:99:99:99:99 |  | Equipment | 1Y:00-MFG | 01/08/2019 | 01/08/2019 | COOPER UNIVERSITY HOSPITAL |  |  | pav 9 928 |  | Bonnie Aichroch |  |  |  | 01/08/2019 | 01/08/2019 |  |  |  |  | 01/08/2019 | 01/08/2019
|  | HILL-ROM INC. | VERSACARE P3200 SERIES | BED, PATIENT, ELECTRIC | J275AD8711 | TRAUMA ICU | Kelemen |  |  | 09/26/2019 |  | 9/26/31 |  |  | NO | YES |  |  |  |  | HILL-ROM INC. 50010882 J275AD8711 |  |  | Active |  | 99:99:99:99:99:99 |  | Equipment | 1Y:00-MFG | 09/26/2019 | 09/26/2019 | COOPER UNIVERSITY HOSPITAL |  |  | pav 9 937 |  | Diane Floyd |  |  |  | 09/26/2019 | 09/26/2019 |  |  |  |  | 09/26/2019 | 09/26/2019
|  | HILL-ROM INC. | VERSACARE P3200 SERIES | BED, PATIENT, ELECTRIC | P097AD0455 | TRAUMA ICU | Kelemen |  |  | 02/14/2019 |  | 2/14/31 |  |  | NO | YES |  |  |  |  | HILL-ROM INC. 50010880 P097AD0455 |  |  | Active |  | 99:99:99:99:99:99 |  | Equipment | 1Y:00-MFG | 02/14/2019 | 02/14/2019 | COOPER UNIVERSITY HOSPITAL |  |  | north 10 1018w | 0012397286 | Diane Floyd | Repair | Closed | Michael Youch | 02/14/2019 | 02/14/2019 | BED - WONT GO DOWN, PATIENT IN BED - PAV PACU, SLOT 10 | 11/10/2017 1:22:46 PM TJBURHART (TJBURHART 11/10/2017 12:00 AM) WENT TO THE BED, SAW THAT THE CONTROLS WERE LOCKED OUT. UNLOCKED THE CONTROLS, BED IS WORKING. EDUCATED THE STAFF ON THE LOCKOUT OF CONTROLS ON THE BED. OVP-RTS | 2EA99800-F845-47D0-AF23-2D4451009332 | Labor | 02/14/2019 | 02/14/2019 | Tom Burhart
|  | HILL-ROM INC. | VERSACARE P3200 SERIES | BED, PATIENT, ELECTRIC | P098AD0484 | TRAUMA ICU | Kelemen |  |  | 12/19/2018 |  | 12/19/30 |  |  | NO | YES |  |  |  |  | HILL-ROM INC. 50010878 P098AD0484 |  |  | Active |  | 99:99:99:99:99:99 |  | Equipment | 1Y:00-MFG | 12/19/2018 | 12/19/2018 | COOPER UNIVERSITY HOSPITAL |  |  | s9 958d |  | Diane Floyd |  |  |  | 12/19/2018 | 12/19/2018 |  |  |  |  | 12/19/2018 | 12/19/2018
|  | HILL-ROM INC. | VERSACARE P3200 SERIES | BED, PATIENT, ELECTRIC | K275AD6929 | TRAUMA ICU | Kelemen |  |  | 02/19/2019 |  | 2/19/31 |  |  | NO | YES |  |  |  |  | HILL-ROM INC. 50010877 K275AD6929 |  |  | Active |  | 99:99:99:99:99:99 |  | Equipment | 1Y:00-MFG | 02/19/2019 | 02/19/2019 | COOPER UNIVERSITY HOSPITAL |  |  | CDU HALLWAY | 0012626916 | Diane Floyd | Repair | Closed | Tom Burhart | 02/19/2019 | 02/19/2019 | MATTRESS SYSTEM - REPLACED MATTRESS COVER - TMX | 1/8/2018 12:08:35 PM TJBURHART (TJBURHART 1/8/2018 12:00 AM) WHEN ROUNDING, FOUND THE BED WAS DAMAGED MATTRESS COVER. RELOCATED TO THE SHOP. REMOVE OLD COVER AND INSTALLED NEW COVER. BED WAS WORKING PROPERL.Y OVP-RTS | A38BB8CF-3F63-4ADB-B803-01219E889A74 | Labor | 02/19/2019 | 02/19/2019 | Tom Burhart
|  | HILL-ROM INC. | VERSACARE P3200 SERIES | BED, PATIENT, ELECTRIC | P106AD0696 | TRAUMA ICU | Kelemen |  |  | 02/19/2019 |  | 2/19/31 |  |  | NO | YES |  |  |  |  | HILL-ROM INC. 50010876 P106AD0696 |  |  | Active |  | 99:99:99:99:99:99 |  | Equipment | 1Y:00-MFG | 02/19/2019 | 02/19/2019 | COOPER UNIVERSITY HOSPITAL |  |  | NORTH 8 823 W | 0012324611 | Diane Floyd | Repair | Closed | Tom Burhart | 02/19/2019 | 02/19/2019 | BED - WONT RAISE - 10N 1013 WINDOW | 10/26/2017 11:57:43 AM SJZUBRZYCKI (SJZUBRZYCKI 10/26/2017 12:00 AM) ANALYZED UNIT. EITHER BOARD OR MOTOR. CANNOT REPAIR WITH PATIENT ON BED 10/31/2017 11:46:17 AM TJBURHART (TJBURHART 10/31/2017 12:00 AM) RELOCATED TO THE BED SHOP. THE HIGH/LOW FOOT MOTOR WAS NOT WORKING. CHECKED ALL THE CONNECTIONS TO THE MOTOR. WENT AND GOT A CONTROL BOARD TO TEST. AFTER TESTING, THE CONTROL BOARD NEEDS TO BE REPLACED NOT THE MOTOR. WILL NEED TO ORDER BOARD 11/6/2017 11:20:18 AM TJBURHART (TJBURHART 11/6/2017 12:00 AM) REPLACE THE CONTROL BOARD. HAD TO SET THE SCALE SYSTEM UP. REPLACE POWER CORD. TESTED AND WORKING PROPERLY. OVP-RTS | C8FC0D21-B494-4BC9-9E34-E43572567C68 | Parts | 02/19/2019 | 02/19/2019 | Tom Burhart
|  | HILL-ROM INC. | VERSACARE P3200 SERIES | BED, PATIENT, ELECTRIC | O046AD5461 | TRAUMA ICU | Kelemen |  |  | 05/02/2019 |  | 5/2/31 |  |  | NO | YES |  |  |  |  | HILL-ROM INC. 50010874 0046AD5461 |  |  | Active |  | 99:99:99:99:99:99 |  | Equipment | 1Y:00-MFG | 05/02/2019 | 05/02/2019 | COOPER UNIVERSITY HOSPITAL |  |  | NORTH 7 729 D |  | Diane Floyd |  |  |  | 05/02/2019 | 05/02/2019 |  |  |  |  | 05/02/2019 | 05/02/2019
|  | HILL-ROM INC. | VERSACARE P3200 SERIES | BED, PATIENT, ELECTRIC | M117AD9083 | TRAUMA ICU | Pavilion |  |  | 02/20/2019 |  | 2/20/31 |  |  | NO | YES |  |  |  |  | HILL-ROM INC. 50010873 M117AD9083 |  |  | Active |  | 99:99:99:99:99:99 |  | Equipment | 1Y:00-MFG | 02/20/2019 | 02/20/2019 | COOPER UNIVERSITY HOSPITAL |  |  | NORTH 9 926 | 0011228902 | Diane Floyd | Repair | Closed | Tom Burhart | 02/20/2019 | 02/20/2019 | BED - ERROR - TMX | 2/21/2017 4:14:14 PM TJBURHART (TJBURHART 2/21/2017 12:00 AM) FOUND THE BED WITH A BROKEN SIGN ON IT. I TESTED AND THE CONTROLS WERE LOCKED OUT. UNLOCKED THEM AND TESTED THE BED, RETURN TO SERVICE. | 6BC06AB8-49FC-4794-8D08-D76AF3F79020 | Labor | 02/20/2019 | 02/20/2019 | Tom Burhart
|  | HILL-ROM INC. | VERSACARE P3200 SERIES | BED, PATIENT, ELECTRIC | F090AD0656 | TRAUMA ICU | Pavilion |  |  | 11/01/2019 |  | 11/1/31 |  |  | NO | YES |  |  |  |  | HILL-ROM INC. 50010871 F090AD0656 |  |  | Active |  | 99:99:99:99:99:99 |  | Equipment | 1Y:00-MFG | 11/01/2019 | 11/01/2019 | COOPER UNIVERSITY HOSPITAL |  |  | n8 815w |  | Diane Floyd |  |  |  | 11/01/2019 | 11/01/2019 |  |  |  |  | 11/01/2019 | 11/01/2019
|  | HILL-ROM INC. | VERSACARE P3200 SERIES | BED, PATIENT, ELECTRIC | O056AD5830 | PEDIATRIC INTENSIVE CARE UNIT | Kelemen |  |  | 03/22/2019 |  | 3/22/31 |  |  | NO | YES |  |  |  |  | HILL-ROM INC. 50010864 0056AD5830 |  |  | Active |  | 99:99:99:99:99:99 |  | Equipment | 1Y:00-MFG | 03/22/2019 | 03/22/2019 | COOPER UNIVERSITY HOSPITAL |  |  | PAV 6 615 |  | Susan Cannon |  |  |  | 03/22/2019 | 03/22/2019 |  |  |  |  | 03/22/2019 | 03/22/2019
|  | HILL-ROM INC. | VERSACARE P3200 SERIES | BED, PATIENT, ELECTRIC | P099AD0542 | PEDIATRIC INTENSIVE CARE UNIT | Kelemen |  |  | 03/22/2019 |  | 3/22/31 |  |  | NO | YES |  |  |  |  | HILL-ROM INC. 50010866 P099AD0542 |  |  | Active |  | 99:99:99:99:99:99 |  | Equipment | 1Y:00-MFG | 03/22/2019 | 03/22/2019 | COOPER UNIVERSITY HOSPITAL |  |  | CDU 14 | WOT00000000488330 | Susan Cannon | Preventative Maintenance | Closed | Tom Burhart | 03/22/2019 | 03/22/2019 | PM: Procedure: 00-MFG Frequency: 1Y | SEARCHED FOR THE BED, LOCATED THE BED. THE BED HAS PASSED PM TESTING. USED 10480316 FOR TESTING | EXP0138891 | Labor | 03/22/2019 | 03/22/2019 | Tom Burhart
|  | HILL-ROM INC. | VERSACARE P3200 SERIES | BED, PATIENT, ELECTRIC | J304AD1295 | KELEMEN 8 PCU | Kelemen |  |  | 09/26/2019 |  | 9/26/31 |  |  | NO | YES |  |  |  |  | HILL-ROM INC. 50010857 J304AD1295 |  |  | Active |  | 99:99:99:99:99:99 |  | Alarm | 1Y:00-MFG | 09/26/2019 | 09/26/2019 | COOPER UNIVERSITY HOSPITAL |  |  | pav 9 915 |  | BYRON WELLS |  |  |  | 09/26/2019 | 09/26/2019 |  |  |  |  | 09/26/2019 | 09/26/2019
|  | HILL-ROM INC. | VERSACARE P3200 SERIES | BED, PATIENT, ELECTRIC | P126AD1224 | KELEMEN N10 | Kelemen |  |  | 10/30/2019 |  | 10/30/31 |  |  | NO | YES |  |  |  |  | HILL-ROM INC. 50010855 P126AD1224 |  |  | Active |  | 99:99:99:99:99:99 |  | Alarm | 1Y:00-MFG | 10/30/2019 | 10/30/2019 | COOPER UNIVERSITY HOSPITAL |  |  | south 10 1069d |  | Lisa Brooks |  |  |  | 10/30/2019 | 10/30/2019 |  |  |  |  | 10/30/2019 | 10/30/2019
|  | HILL-ROM INC. | VERSACARE P3200 SERIES | BED, PATIENT, ELECTRIC | K287AD7035 | BEDS | Kelemen |  |  | 09/26/2019 |  | 9/26/31 |  |  | NO | YES |  |  |  |  | HILL-ROM INC. 50010853 K287AD7035 |  |  | Active |  | 99:99:99:99:99:99 |  | Alarm | 1Y:00-MFG | 09/26/2019 | 09/26/2019 | COOPER UNIVERSITY HOSPITAL |  |  | s869w |  | Bonnie Aichroch |  |  |  | 09/26/2019 | 09/26/2019 |  |  |  |  | 09/26/2019 | 09/26/2019
|  | HILL-ROM INC. | VERSACARE P3200 SERIES | BED, PATIENT, ELECTRIC | P188AD3272 | BEDS | Pavilion |  |  | 07/10/2019 |  | 7/10/31 |  |  | NO | YES |  |  |  |  | HILL-ROM INC. 50010842 P188AD3272 |  |  | Active |  | 99:99:99:99:99:99 |  | Alarm | 1Y:00-MFG | 07/10/2019 | 07/10/2019 | COOPER UNIVERSITY HOSPITAL |  |  | NORTH 9 918 D |  | Bonnie Aichroch |  |  |  | 07/10/2019 | 07/10/2019 |  |  |  |  | 07/10/2019 | 07/10/2019
|  | HILL-ROM INC. | VERSACARE P3200 SERIES | BED, PATIENT, ELECTRIC | J304AD1290 | MED/SURG 6 PAVILION | Kelemen |  |  | 09/26/2019 |  | 9/26/31 |  |  | NO | YES |  |  |  |  | HILL-ROM INC. 50010843 J304AD1290 |  |  | Active |  | 99:99:99:99:99:99 |  | Alarm | 1Y:00-MFG | 09/26/2019 | 09/26/2019 | COOPER UNIVERSITY HOSPITAL |  |  | s8 855w |  | BRIAN OSHAUGHNESSY |  |  |  | 09/26/2019 | 09/26/2019 |  |  |  |  | 09/26/2019 | 09/26/2019
|  | HILL-ROM INC. | VERSACARE P3200 SERIES | BED, PATIENT, ELECTRIC | P099AD0539 | BEDS | Kelemen |  |  | 07/24/2019 |  | 7/24/31 |  |  | NO | YES |  |  |  |  | HILL-ROM INC. 50010841 P099AD0539 |  |  | Active |  | 99:99:99:99:99:99 |  | Alarm | 1Y:00-MFG | 07/24/2019 | 07/24/2019 | COOPER UNIVERSITY HOSPITAL |  |  | dorrance3 337 |  | Bonnie Aichroch |  |  |  | 07/24/2019 | 07/24/2019 |  |  |  |  | 07/24/2019 | 07/24/2019
|  | HILL-ROM INC. | VERSACARE P3200 SERIES | BED, PATIENT, ELECTRIC | J318AD2523 | NEURO/ORTHO/MEDSURG/7 PAV | Pavilion |  |  | 09/26/2019 |  | 9/26/31 |  |  | NO | YES |  |  |  |  | HILL-ROM INC. 50010840 J318AD2523 |  |  | Active |  | 99:99:99:99:99:99 |  | Alarm | 1Y:00-MFG | 09/26/2019 | 09/26/2019 | COOPER UNIVERSITY HOSPITAL |  |  | pav 8 833 |  | Pam Young |  |  |  | 09/26/2019 | 09/26/2019 |  |  |  |  | 09/26/2019 | 09/26/2019
|  | HILL-ROM INC. | VERSACARE P3200 SERIES | BED, PATIENT, ELECTRIC | P101AD0644 | KELEMEN 8 PCU | Kelemen |  |  | 02/14/2019 |  | 2/14/31 |  |  | NO | YES |  |  |  |  | HILL-ROM INC. 50010836 P101AD0644 |  |  | Active |  | 99:99:99:99:99:99 |  | Alarm | 1Y:00-MFG | 02/14/2019 | 02/14/2019 | COOPER UNIVERSITY HOSPITAL |  |  | RM 867 |  | BYRON WELLS |  |  |  | 02/14/2019 | 02/14/2019 |  |  |  |  | 02/14/2019 | 02/14/2019
|  | HILL-ROM INC. | VERSACARE P3200 SERIES | BED, PATIENT, ELECTRIC | P100AD0610 | PAVILION 8 | Kelemen |  |  | 07/24/2019 |  | 7/24/31 |  |  | NO | YES |  |  |  |  | HILL-ROM INC. 50010834 P100AD0610 |  |  | Active |  | 99:99:99:99:99:99 |  | Alarm | 1Y:00-MFG | 07/24/2019 | 07/24/2019 | COOPER UNIVERSITY HOSPITAL |  |  | south 10 1057w |  | BRIAN OSHAUGHNESSY |  |  |  | 07/24/2019 | 07/24/2019 |  |  |  |  | 07/24/2019 | 07/24/2019
|  | HILL-ROM INC. | VERSACARE P3200 SERIES | BED, PATIENT, ELECTRIC | P126AD1210 | KELEMEN 8 PCU | Pavilion |  |  | 02/18/2019 |  | 2/18/31 |  |  | NO | YES |  |  |  |  | HILL-ROM INC. 50010832 P126AD1210 |  |  | Active |  | 99:99:99:99:99:99 |  | Alarm | 1Y:00-MFG | 02/18/2019 | 02/18/2019 | COOPER UNIVERSITY HOSPITAL |  |  | RM 861 |  | BYRON WELLS |  |  |  | 02/18/2019 | 02/18/2019 |  |  |  |  | 02/18/2019 | 02/18/2019
|  | HILL-ROM INC. | VERSACARE P3200 SERIES | BED, PATIENT, ELECTRIC | P126AD1240 | KELEMEN 8 PCU | Kelemen |  |  | 02/15/2019 |  | 2/15/31 |  |  | NO | YES |  |  |  |  | HILL-ROM INC. 50010826 P126AD1240 |  |  | Active |  | 99:99:99:99:99:99 |  | Alarm | 1Y:00-MFG | 02/15/2019 | 02/15/2019 | COOPER UNIVERSITY HOSPITAL |  |  | RM 855 |  | BYRON WELLS |  |  |  | 02/15/2019 | 02/15/2019 |  |  |  |  | 02/15/2019 | 02/15/2019
|  | HILL-ROM INC. | VERSACARE P3200 SERIES | BED, PATIENT, ELECTRIC | O049AD5533 | KELEMEN 8 PCU | Kelemen |  |  | 03/18/2019 |  | 3/18/31 |  |  | NO | YES |  |  |  |  | HILL-ROM INC. 50010821 0049AD5533 |  |  | Active |  | 99:99:99:99:99:99 |  | Alarm | 1Y:00-MFG | 03/18/2019 | 03/18/2019 | COOPER UNIVERSITY HOSPITAL |  |  | PAV 9 935 |  | BYRON WELLS |  |  |  | 03/18/2019 | 03/18/2019 |  |  |  |  | 03/18/2019 | 03/18/2019
|  | HILL-ROM INC. | VERSACARE P3200 SERIES | BED, PATIENT, ELECTRIC | P098AD0474 | KELEMEN 8 PCU | Kelemen |  |  | 02/15/2019 |  | 2/15/31 |  |  | NO | YES |  |  |  |  | HILL-ROM INC. 50010822 P098AD0474 |  |  | Active |  | 99:99:99:99:99:99 |  | Alarm | 1Y:00-MFG | 02/15/2019 | 02/15/2019 | COOPER UNIVERSITY HOSPITAL |  |  | PAVILION 9 924 |  | BYRON WELLS |  |  |  | 02/15/2019 | 02/15/2019 |  |  |  |  | 02/15/2019 | 02/15/2019
|  | HILL-ROM INC. | VERSACARE P3200 SERIES | BED, PATIENT, ELECTRIC | P097AD0457 | BIOMEDICAL | Kelemen |  |  | 12/18/2018 |  | 12/18/30 |  |  | NO | YES |  |  |  |  | HILL-ROM INC. 50010823 P097AD0457 |  |  | Active |  | 99:99:99:99:99:99 |  | Alarm | 1Y:00-MFG | 12/18/2018 | 12/18/2018 | COOPER UNIVERSITY HOSPITAL |  |  | pav 6 620 |  | Bonnie Aichroch |  |  |  | 12/18/2018 | 12/18/2018 |  |  |  |  | 12/18/2018 | 12/18/2018
|  | HILL-ROM INC. | VERSACARE P3200 SERIES | BED, PATIENT, ELECTRIC | P097AD0463 | PAVILION 8 | Pavilion |  |  | 07/19/2019 |  | 7/19/31 |  |  | NO | YES |  |  |  |  | HILL-ROM INC. 50010824 P097AD0463 |  |  | Active |  | 99:99:99:99:99:99 |  | Alarm | 1Y:00-MFG | 07/19/2019 | 07/19/2019 | COOPER UNIVERSITY HOSPITAL |  |  | n9 919d |  | BRIAN OSHAUGHNESSY |  |  |  | 07/19/2019 | 07/19/2019 |  |  |  |  | 07/19/2019 | 07/19/2019
|  | HILL-ROM INC. | VERSACARE P3200 SERIES | BED, PATIENT, ELECTRIC | P099AD0533 | KELEMEN N6 | Kelemen |  |  | 07/10/2019 |  | 7/10/31 |  |  | NO | YES |  |  |  |  | HILL-ROM INC. 50010819 P099AD0533 |  |  | Active |  | 99:99:99:99:99:99 |  | Alarm | 1Y:00-MFG | 07/10/2019 | 07/10/2019 | COOPER UNIVERSITY HOSPITAL |  |  | north 10 1023w |  | Susan Cannon |  |  |  | 07/10/2019 | 07/10/2019 |  |  |  |  | 07/10/2019 | 07/10/2019
|  | HILL-ROM INC. | VERSACARE P3200 SERIES | BED, PATIENT, ELECTRIC | P128AD1292 | KELEMEN N6 | Kelemen |  |  | 07/19/2019 |  | 7/19/31 |  |  | NO | YES |  |  |  |  | HILL-ROM INC. 50010817 P128AD1292 |  |  | Active |  | 99:99:99:99:99:99 |  | Alarm | 1Y:00-MFG | 07/19/2019 | 07/19/2019 | COOPER UNIVERSITY HOSPITAL |  |  | south 9 950 |  | Susan Cannon |  |  |  | 07/19/2019 | 07/19/2019 |  |  |  |  | 07/19/2019 | 07/19/2019
|  | HILL-ROM INC. | VERSACARE P3200 SERIES | BED, PATIENT, ELECTRIC | P099AD0535 | PEDIATRICS SOUTH 7 | Pavilion |  |  | 12/17/2018 |  | 12/17/30 |  |  | NO | YES |  |  |  |  | HILL-ROM INC. 50010815 P099AD0535 |  |  | Active |  | 99:99:99:99:99:99 |  | Alarm | 1Y:00-MFG | 12/17/2018 | 12/17/2018 | COOPER UNIVERSITY HOSPITAL |  |  | s9 958w |  | JOANNE FOX |  |  |  | 12/17/2018 | 12/17/2018 |  |  |  |  | 12/17/2018 | 12/17/2018
|  | HILL-ROM INC. | VERSACARE P3200 SERIES | BED, PATIENT, ELECTRIC | P092AD0311 | KELEMEN 8 PCU | Kelemen |  |  | 02/18/2019 |  | 2/18/31 |  |  | NO | YES |  |  |  |  | HILL-ROM INC. 50010813 P092AD0311 |  |  | Active |  | 99:99:99:99:99:99 |  | Alarm | 1Y:00-MFG | 02/18/2019 | 02/18/2019 | COOPER UNIVERSITY HOSPITAL |  |  | n9 924d |  | BYRON WELLS |  |  |  | 02/18/2019 | 02/18/2019 |  |  |  |  | 02/18/2019 | 02/18/2019
|  | HILL-ROM INC. | VERSACARE P3200 SERIES | BED, PATIENT, ELECTRIC | J318AD2534 | KELEMEN 8 PCU | Kelemen |  |  | 09/06/2019 |  | 9/6/31 |  |  | NO | YES |  |  |  |  | HILL-ROM INC. 50010812 J318AD2534 |  |  | Active |  | 99:99:99:99:99:99 |  | Alarm | 1Y:00-MFG | 09/06/2019 | 09/06/2019 | COOPER UNIVERSITY HOSPITAL |  |  | s10 1061d |  | BYRON WELLS |  |  |  | 09/06/2019 | 09/06/2019 |  |  |  |  | 09/06/2019 | 09/06/2019
|  | HILL-ROM INC. | VERSACARE P3200 SERIES | BED, PATIENT, ELECTRIC | J318AD2530 | KELEMEN 8 PCU | Kelemen |  |  | 02/25/2019 |  | 2/25/31 |  |  | NO | YES |  |  |  |  | HILL-ROM INC. 50010811 J318AD2530 |  |  | Active |  | 99:99:99:99:99:99 |  | Alarm | 1Y:00-MFG | 02/25/2019 | 02/25/2019 | COOPER UNIVERSITY HOSPITAL |  |  | pav 8 816 |  | BYRON WELLS |  |  |  | 02/25/2019 | 02/25/2019 |  |  |  |  | 02/25/2019 | 02/25/2019
|  | HILL-ROM INC. | VERSACARE P3200 SERIES | BED, PATIENT, ELECTRIC | K285AD6964 | KELEMEN 8 PCU | Kelemen |  |  | 02/14/2019 |  | 2/14/31 |  |  | NO | YES |  |  |  |  | HILL-ROM INC. 50010810 K285AD6964 |  |  | Active |  | 99:99:99:99:99:99 |  | Alarm | 1Y:00-MFG | 02/14/2019 | 02/14/2019 | COOPER UNIVERSITY HOSPITAL |  |  | pav 9 937 |  | BYRON WELLS |  |  |  | 02/14/2019 | 02/14/2019 |  |  |  |  | 02/14/2019 | 02/14/2019
|  | HILL-ROM INC. | VERSACARE P3200 SERIES | BED, PATIENT, ELECTRIC | O052AD5715 | KELEMEN 8 PCU | Kelemen |  |  | 03/19/2019 |  | 3/19/31 |  |  | NO | YES |  |  |  |  | HILL-ROM INC. 50010809 0052AD5715 |  |  | Active |  | 99:99:99:99:99:99 |  | Alarm | 1Y:00-MFG | 03/19/2019 | 03/19/2019 | COOPER UNIVERSITY HOSPITAL |  |  | peds6 641 |  | BYRON WELLS |  |  |  | 03/19/2019 | 03/19/2019 |  |  |  |  | 03/19/2019 | 03/19/2019
|  | HILL-ROM INC. | VERSACARE P3200 SERIES | BED, PATIENT, ELECTRIC | K286AD7015 |  | Kelemen | [7 empty] | NO | YES
|  | HILL-ROM INC. | VERSACARE P3200 SERIES | BED, PATIENT, ELECTRIC | J318AD2511 | OR - KELEMEN 3 | Pavilion |  |  | 11/02/2019 |  | 11/2/31 |  |  | NO | YES |  |  |  |  | HILL-ROM INC. 50010769 J318AD2511 |  |  | Active |  | 99:99:99:99:99:99 |  | Equipment | PAAR:00-PVAR | 11/02/2019 | 11/02/2019 | COOPER UNIVERSITY HOSPITAL |  |  | DORRANCE 3 342 |  | DOMINIC VENDETTA |  |  |  | 11/02/2019 | 11/02/2019 |  |  |  |  | 11/02/2019 | 11/02/2019
|  | HILL-ROM INC. | VERSACARE P3200 SERIES | BED, PATIENT, ELECTRIC | P126AD1236 | KELEMEN N6 | Kelemen |  |  | 08/05/2019 |  | 8/5/31 |  |  | NO | YES |  |  |  |  | HILL-ROM INC. 50010752 P126AD1236 |  |  | Active |  | 99:99:99:99:99:99 |  | Equipment | 1Y:00-MFG | 08/05/2019 | 08/05/2019 | COOPER UNIVERSITY HOSPITAL |  |  | PAV 9 911 |  | Susan Cannon |  |  |  | 08/05/2019 | 08/05/2019 |  |  |  |  | 08/05/2019 | 08/05/2019
|  | HILL-ROM INC. | VERSACARE P3200 SERIES | BED, PATIENT, ELECTRIC | P100AD0598 |  | Kelemen | [7 empty] | NO | YES
|  | HILL-ROM INC. | VERSACARE P3200 SERIES | BED, PATIENT, ELECTRIC | K286AD6983 | MED/SURG 6 PAVILION | Kelemen |  |  | 09/26/2019 |  | 9/26/31 |  |  | NO | YES |  |  |  |  | HILL-ROM INC. 50006489 K286AD6983 |  |  | Active |  | 99:99:99:99:99:99 |  | Equipment | 1Y:00-MFG | 09/26/2019 | 09/26/2019 | COOPER UNIVERSITY HOSPITAL |  |  | n7 724 d |  | BRIAN OSHAUGHNESSY |  |  |  | 09/26/2019 | 09/26/2019 |  |  |  |  | 09/26/2019 | 09/26/2019
|  | HILL-ROM INC. | VERSACARE P3200 SERIES | BED, PATIENT, ELECTRIC | J312AD1976 | NEURO/ORTHO/MEDSURG/7 PAV | Kelemen |  |  | 10/01/2019 |  | 10/1/31 |  |  | NO | YES |  |  |  |  | HILL-ROM INC. 50006487 J312AD1976 |  |  | Active |  | 99:99:99:99:99:99 |  | Equipment | 1Y:00-MFG | 10/01/2019 | 10/01/2019 | COOPER UNIVERSITY HOSPITAL |  |  | PAV 7 717 |  | Pam Young |  |  |  | 10/01/2019 | 10/01/2019 |  |  |  |  | 10/01/2019 | 10/01/2019
|  | HILL-ROM INC. | VERSACARE P3200 SERIES | BED, PATIENT, ELECTRIC | M117AD9086 | CDU - CLINICAL DECISION UNIT-9 KELEMEN | Kelemen |  |  | 04/19/2019 |  | 4/19/31 |  |  | NO | YES |  |  |  |  | HILL-ROM INC. 50006485 M117AD9086 |  |  | Active |  | 99:99:99:99:99:99 |  | Alarm | 1Y:00-MFG | 04/19/2019 | 04/19/2019 | COOPER UNIVERSITY HOSPITAL |  |  | pav 9 917 |  | KAREN GRUBER |  |  |  | 04/19/2019 | 04/19/2019 |  |  |  |  | 04/19/2019 | 04/19/2019
|  | HILL-ROM INC. | VERSACARE P3200 SERIES | BED, PATIENT, ELECTRIC | Q286AD7398 | KELEMEN 8 PCU | Kelemen |  |  | 11/01/2019 |  | 11/1/31 |  |  | NO | YES |  |  |  |  | HILL-ROM INC. 50006483 Q286AD7398 |  |  | Active |  | 99:99:99:99:99:99 |  | Alarm | 1Y:00-MFG | 11/01/2019 | 11/01/2019 | COOPER UNIVERSITY HOSPITAL |  |  | L and D 6 |  | BYRON WELLS |  |  |  | 11/01/2019 | 11/01/2019 |  |  |  |  | 11/01/2019 | 11/01/2019
|  | HILL-ROM INC. | VERSACARE P3200 SERIES | BED, PATIENT, ELECTRIC | P098AD0472 | BIOMEDICAL | Dorrance |  |  | 05/17/2019 |  | 5/17/31 |  |  | NO | YES |  |  |  |  | HILL-ROM INC. 50006473 P098AD0472 |  |  | Active |  | 99:99:99:99:99:99 |  | Alarm | 1Y:00-MFG | 05/17/2019 | 05/17/2019 | COOPER UNIVERSITY HOSPITAL |  |  | pav 8 826 |  | Bonnie Aichroch |  |  |  | 05/17/2019 | 05/17/2019 |  |  |  |  | 05/17/2019 | 05/17/2019
|  | HILL-ROM INC. | VERSACARE P3200 SERIES | BED, PATIENT, ELECTRIC | O049AD5469 | NEURO/ORTHO/MEDSURG/7 PAV | Kelemen |  |  | 03/19/2019 |  | 3/19/31 |  |  | NO | YES |  |  |  |  | HILL-ROM INC. 50006470 0049AD5469 |  |  | Active |  | 99:99:99:99:99:99 |  | Equipment | 1Y:00-MFG | 03/19/2019 | 03/19/2019 | COOPER UNIVERSITY HOSPITAL |  |  | PAVILION 8 ROOM 815 |  | Pam Young |  |  |  | 03/19/2019 | 03/19/2019 |  |  |  |  | 03/19/2019 | 03/19/2019
|  | HILL-ROM INC. | VERSACARE P3200 SERIES | BED, PATIENT, ELECTRIC | P098AD0483 | MED/SURG 6 PAVILION | Kelemen |  |  | 02/12/2019 |  | 2/12/31 |  |  | NO | YES |  |  |  |  | HILL-ROM INC. 50006471 P098AD0483 |  |  | Active |  | 99:99:99:99:99:99 |  | Equipment | 1Y:00-MFG | 02/12/2019 | 02/12/2019 | COOPER UNIVERSITY HOSPITAL |  |  | PAV 8 821 | 0012671816 | BRIAN OSHAUGHNESSY | Repair | Closed | Richard Jolly | 02/12/2019 | 02/12/2019 | BED - NOT WORKING, WON'T GO UP OR DOWN - MICKEL ED RIGHT HAND SIDE OF UNIT | 1/24/2018 10:32:27 AM TJBURHART (TJBURHART 1/24/2018 12:00 AM) ANAZYLED THE BED. WHEN PLUGGED IN, THERE WAS NO POWER. THE PLUG WAS PULLED OUT. INSTALLED AND TESTED THE BED. BED IS WORKING PROPERLY. SHOWED CALLER THE PROBLEM AND HOW TO FIX IT. OVP-RTS | 4188A5F4-001C-456E-B254-09C724659B57 | Labor | 02/12/2019 | 02/12/2019 | Tom Burhart
|  | HILL-ROM INC. | VERSACARE P3200 SERIES | BED, PATIENT, ELECTRIC | P178AD3266 | BEDS | Pavilion |  |  | 07/19/2019 |  | 7/19/31 |  |  | NO | YES |  |  |  |  | HILL-ROM INC. 50006459 P178AD3266 |  |  | Active |  | 99:99:99:99:99:99 |  | Alarm | 1Y:00-MFG | 07/19/2019 | 07/19/2019 | COOPER UNIVERSITY HOSPITAL |  |  | pav 9 910A |  | Bonnie Aichroch |  |  |  | 07/19/2019 | 07/19/2019 |  |  |  |  | 07/19/2019 | 07/19/2019
|  | HILL-ROM INC. | VERSACARE P3200 SERIES | BED, PATIENT, ELECTRIC | J304AD1296 | EMERGENCY ROOM | Pavilion |  |  | 02/22/2019 |  | 2/22/31 |  |  | NO | YES |  |  |  |  | HILL-ROM INC. 50006438 J304AD1296 |  |  | Active |  | 99:99:99:99:99:99 |  | Equipment | 1Y:00-MFG | 02/22/2019 | 02/22/2019 | COOPER UNIVERSITY HOSPITAL |  |  | PAV 8 822 | WOT00000000488183 | KAREN GRUBER | Preventative Maintenance | Closed | Tom Burhart | 02/22/2019 | 02/22/2019 | PM: Procedure: 00-MFG Frequency: 1Y | SEARCHED FOR THE BED, LOCATED THE BED. THE BED HAS PASSED PM TESTING. USED 10480316 FOR TESTING | EXP0152416 | Labor | 02/22/2019 | 02/22/2019 | Tom Burhart
|  | HILL-ROM INC. | VERSACARE P3200 SERIES | BED, PATIENT, ELECTRIC | J304AD1281 | CDU - CLINICAL DECISION UNIT-9 KELEMEN | Kelemen |  |  | 05/08/2019 |  | 5/8/31 |  |  | NO | YES |  |  |  |  | HILL-ROM INC. 50006428 J304AD1281 |  |  | Active |  | 99:99:99:99:99:99 |  | Equipment | 1Y:00-MFG | 05/08/2019 | 05/08/2019 | COOPER UNIVERSITY HOSPITAL |  |  | PEDS 7 766 |  | KAREN GRUBER |  |  |  | 05/08/2019 | 05/08/2019 |  |  |  |  | 05/08/2019 | 05/08/2019
|  | HILL-ROM INC. | VERSACARE P3200 SERIES | BED, PATIENT, ELECTRIC | M117AD9092 | CDU - CLINICAL DECISION UNIT-9 KELEMEN | Kelemen |  |  | 05/08/2019 |  | 5/8/31 |  |  | NO | YES |  |  |  |  | HILL-ROM INC. 50006427 M117AD9092 |  |  | Active |  | 99:99:99:99:99:99 |  | Equipment | 1Y:00-MFG | 05/08/2019 | 05/08/2019 | COOPER UNIVERSITY HOSPITAL |  |  | PAV 6 628 |  | KAREN GRUBER |  |  |  | 05/08/2019 | 05/08/2019 |  |  |  |  | 05/08/2019 | 05/08/2019
|  | HILL-ROM INC. | VERSACARE P3200 SERIES | BED, PATIENT, ELECTRIC | P188AD3270 | CDU - CLINICAL DECISION UNIT-9 KELEMEN | Pavilion |  |  | 05/06/2019 |  | 5/6/31 |  |  | NO | YES |  |  |  |  | HILL-ROM INC. 50006426 P188AD3270 |  |  | Active |  | 99:99:99:99:99:99 |  | Equipment | 1Y:00-MFG | 05/06/2019 | 05/06/2019 | COOPER UNIVERSITY HOSPITAL |  |  | CDU 11 | 0011571692 | KAREN GRUBER | Preventative Maintenance | Closed | Tom Burhart | 05/06/2019 | 05/06/2019 | Performance Assurance: 00-MFG | 5/18/2017 8:28:47 AM TJBURHART (TJBURHART 5/18/2017 12:00 AM) SEARCHED FOR THE BED, LOCATED THE BED. THE BED HAS PASSED PM TESTING. USED 10480316 FOR TESTING 5/18/2017 8:28 AM TJBURHART | 47494665-C4B0-4668-B9D4-BBD808D3C8E6 | Labor | 05/06/2019 | 05/06/2019 | Tom Burhart
|  | HILL-ROM INC. | VERSACARE P3200 SERIES | BED, PATIENT, ELECTRIC | P100AD0619 | CDU - CLINICAL DECISION UNIT-9 KELEMEN | Kelemen |  |  | 05/06/2019 |  | 5/6/31 |  |  | NO | YES |  |  |  |  | HILL-ROM INC. 50006424 P100AD0619 |  |  | Active |  | 99:99:99:99:99:99 |  | Equipment | 1Y:00-MFG | 05/06/2019 | 05/06/2019 | COOPER UNIVERSITY HOSPITAL |  |  | CDU 1 | 0011571689 | KAREN GRUBER | Preventative Maintenance | Closed | Tom Burhart | 05/06/2019 | 05/06/2019 | Performance Assurance: 00-MFG | 5/18/2017 8:28:04 AM TJBURHART (TJBURHART 5/18/2017 12:00 AM) SEARCHED FOR THE BED, LOCATED THE BED. THE BED HAS PASSED PM TESTING. USED 10480316 FOR TESTING 5/18/2017 8:28 AM TJBURHART | 52CBDC8B-AA8F-46C7-A3AC-DE63252D1A7B | Labor | 05/06/2019 | 05/06/2019 | Tom Burhart
|  | HILL-ROM INC. | VERSACARE P3200 SERIES | BED, PATIENT, ELECTRIC | M117AD9094 | CDU - CLINICAL DECISION UNIT-9 KELEMEN | Kelemen |  |  | 05/09/2019 |  | 5/9/31 |  |  | NO | YES |  |  |  |  | HILL-ROM INC. 50006423 M117AD9094 |  |  | Active |  | 99:99:99:99:99:99 |  | Equipment | 1Y:00-MFG | 05/09/2019 | 05/09/2019 | COOPER UNIVERSITY HOSPITAL |  |  | pav 8 828 |  | KAREN GRUBER |  |  |  | 05/09/2019 | 05/09/2019 |  |  |  |  | 05/09/2019 | 05/09/2019
|  | HILL-ROM INC. | VERSACARE P3200 SERIES | BED, PATIENT, ELECTRIC | J318AD2544 | CDU - CLINICAL DECISION UNIT-9 KELEMEN | Kelemen |  |  | 05/08/2019 |  | 5/8/31 |  |  | NO | YES |  |  |  |  | HILL-ROM INC. 50006422 J318AD2544 |  |  | Active |  | 99:99:99:99:99:99 |  | Equipment | 1Y:00-MFG | 05/08/2019 | 05/08/2019 | COOPER UNIVERSITY HOSPITAL |  |  | SOUTH 10 1061W |  | KAREN GRUBER |  |  |  | 05/08/2019 | 05/08/2019 |  |  |  |  | 05/08/2019 | 05/08/2019
|  | HILL-ROM INC. | VERSACARE P3200 SERIES | BED, PATIENT, ELECTRIC | O049AD5472 | CDU - CLINICAL DECISION UNIT-9 KELEMEN | Kelemen |  |  | 05/09/2019 |  | 5/9/31 |  |  | NO | YES |  |  |  |  | HILL-ROM INC. 50006421 0049AD5472 |  |  | Active |  | 99:99:99:99:99:99 |  | Equipment | 1Y:00-MFG | 05/09/2019 | 05/09/2019 | COOPER UNIVERSITY HOSPITAL |  |  | cdu 8 | 0011571673 | KAREN GRUBER | Preventative Maintenance | Closed | Tom Burhart | 05/09/2019 | 05/09/2019 | Performance Assurance: 00-MFG | 5/9/2017 12:03:03 PM TJBURHART (TJBURHART 5/9/2017 12:00 AM) SEARCHED AND FOUND. THE BED HAS PASSED PM TESTING USED 10480316 FOR TESTING 5/9/2017 12:03 PM TJBURHART | 3DEA0F01-D4A4-439D-96AA-32E2004E534D | Labor | 05/09/2019 | 05/09/2019 | Tom Burhart
|  | HILL-ROM INC. | VERSACARE P3200 SERIES | BED, PATIENT, ELECTRIC | M117AD9098 | CDU - CLINICAL DECISION UNIT-9 KELEMEN | Kelemen |  |  | 05/08/2019 |  | 5/8/31 |  |  | NO | YES |  |  |  |  | HILL-ROM INC. 50006420 M117AD9098 |  |  | Active |  | 99:99:99:99:99:99 |  | Equipment | 1Y:00-MFG | 05/08/2019 | 05/08/2019 | COOPER UNIVERSITY HOSPITAL |  |  | CDU 9 |  | KAREN GRUBER |  |  |  | 05/08/2019 | 05/08/2019 |  |  |  |  | 05/08/2019 | 05/08/2019
|  | HILL-ROM INC. | VERSACARE P3200 SERIES | BED, PATIENT, ELECTRIC | M123AD9426 | CDU - CLINICAL DECISION UNIT-9 KELEMEN | Pavilion |  |  | 05/06/2019 |  | 5/6/31 |  |  | NO | YES |  |  |  |  | HILL-ROM INC. 50006419 M123AD9426 |  |  | Active |  | 99:99:99:99:99:99 |  | Equipment | 1Y:00-MFG | 05/06/2019 | 05/06/2019 | COOPER UNIVERSITY HOSPITAL |  |  | SOUTH 4 453 | 0011571685 | KAREN GRUBER | Preventative Maintenance | Closed | Tom Burhart | 05/06/2019 | 05/06/2019 | Performance Assurance: 00-MFG | 5/9/2017 12:07:07 PM TJBURHART (TJBURHART 5/9/2017 12:00 AM) SEARCHED AND FOUND. THE BED HAS PASSED PM TESTING USED 10480316 FOR TESTING 5/9/2017 12:07 PM TJBURHART | E26F87E8-DD1A-4438-B553-DCF9A98D3AD6 | Labor | 05/06/2019 | 05/06/2019 | Tom Burhart
|  | HILL-ROM INC. | VERSACARE P3200 SERIES | BED, PATIENT, ELECTRIC | P098AD0487 | CDU - CLINICAL DECISION UNIT-9 KELEMEN | Kelemen |  |  | 05/06/2019 |  | 5/6/31 |  |  | NO | YES |  |  |  |  | HILL-ROM INC. 50006418 P098AD0487 |  |  | Active |  | 99:99:99:99:99:99 |  | Equipment | 1Y:00-MFG | 05/06/2019 | 05/06/2019 | COOPER UNIVERSITY HOSPITAL |  |  | CDU 4 | 0011571687 | KAREN GRUBER | Preventative Maintenance | Closed | Tom Burhart | 05/06/2019 | 05/06/2019 | Performance Assurance: 00-MFG | 5/19/2017 8:24:34 AM TJBURHART (TJBURHART 5/19/2017 12:00 AM) SEARCHED FOR THE BED, COULD NOT LOCATE 5/22/2017 4:23:22 PM TJBURHART (TJBURHART 5/22/2017 12:00 AM) SEARCHED FOR BED, UNABLE TO LOCATE. 5/23/2017 2:57:23 PM TJBURHART (TJBURHART 5/23/2017 12:00 AM) SEARCHED FOR THE BED, COULD NOT LOCATE 5/26/2017 2:57:03 PM TJBURHART (TJBURHART 5/26/2017 12:00 AM) ITS IN PAV ROOM 517, UNAVILABLE TO CHECK. SICK PATIENT AND FAMILY IS IN THE ROOM EVERY TIME I GO TO CHECK. 5/30/2017 8:20:17 AM TJBURHART (TJBURHART 5/30/2017 12:00 AM) SEARCHED FOR THE BED, LOCATED THE BED. THE BED HAS PASSED PM TESTING. USED 10480316 FOR TESTING 5/30/2017 8:20 AM TJBURHART | A9F04816-D761-4A83-B64C-F0A204740232 | Labor | 05/06/2019 | 05/06/2019 | Tom Burhart
|  | HILL-ROM INC. | VERSACARE P3200 SERIES | BED, PATIENT, ELECTRIC | P099AD0563 | NEURO/ORTHO/MEDSURG/7 PAV | Kelemen |  |  | 04/18/2019 |  | 4/18/31 |  |  | NO | YES |  |  |  |  | HILL-ROM INC. 50006392 P099AD0563 |  |  | Active |  | 99:99:99:99:99:99 |  | Alarm | 1Y:00-MFG | 04/18/2019 | 04/18/2019 | COOPER UNIVERSITY HOSPITAL |  |  | L and D 6 |  | Pam Young |  |  |  | 04/18/2019 | 04/18/2019 |  |  |  |  | 04/18/2019 | 04/18/2019
|  | HILL-ROM INC. | VERSACARE P3200 SERIES | BED, PATIENT, ELECTRIC | M123AD9413 | OPERATING ROOM - PAVILION | Pavilion |  |  | 02/14/2019 |  | 2/14/31 |  |  | NO | YES |  |  |  |  | HILL-ROM INC. 50006394 M123AD9413 |  |  | Active |  | 99:99:99:99:99:99 |  | Equipment | 1Y:00-MFG | 02/14/2019 | 02/14/2019 | COOPER UNIVERSITY HOSPITAL |  |  | CDU 4 | 0012589756 | DOMINIC VENDETTA | Repair | Closed | Zhan Kiselev | 02/14/2019 | 02/14/2019 | BED - WON'T RAISE - CDU HALLWAY NEAR ELEVEATORS | 12/28/2017 1:41:58 PM TJBURHART (TJBURHART 12/28/2017 12:00 AM) CHECKED ON UNIT. PLUGGED BED IN TO TEST. BED HIGHLOW WAS NOT WORKING. CHECKED ALL SENORS AND RAILINGS. FOUND TRASH ON THE RAILING. REMOVED AND BED IS WORKING PROPERLY. OVP-RTS | F261FCEC-50D9-4C86-B4E3-2A3445792934 | Labor | 02/14/2019 | 02/14/2019 | Tom Burhart
|  | HILL-ROM INC. | VERSACARE P3200 SERIES | BED, PATIENT, ELECTRIC | Q286AD7396 | KELEMEN 8 PCU | Kelemen |  |  | 11/01/2019 |  | 11/1/31 |  |  | NO | YES |  |  |  |  | HILL-ROM INC. 50006388 Q286AD7396 |  |  | Active |  | 99:99:99:99:99:99 |  | Alarm | 1Y:00-MFG | 11/01/2019 | 11/01/2019 | COOPER UNIVERSITY HOSPITAL |  |  | cdu 15 |  | BYRON WELLS |  |  |  | 11/01/2019 | 11/01/2019 |  |  |  |  | 11/01/2019 | 11/01/2019
|  | HILL-ROM INC. | VERSACARE P3200 SERIES | BED, PATIENT, ELECTRIC | P167AD2682 | BEDS | Kelemen |  |  | 07/12/2019 |  | 7/12/31 |  |  | NO | YES |  |  |  |  | HILL-ROM INC. 50006386 P167AD2682 |  |  | Active |  | 99:99:99:99:99:99 |  | Alarm | 1Y:00-MFG | 07/12/2019 | 07/12/2019 | COOPER UNIVERSITY HOSPITAL |  |  | PAVILION 6 622 |  | Bonnie Aichroch |  |  |  | 07/12/2019 | 07/12/2019 |  |  |  |  | 07/12/2019 | 07/12/2019
|  | HILL-ROM INC. | VERSACARE P3200 SERIES | BED, PATIENT, ELECTRIC | Q286AD7401 | KELEMEN 8 PCU | Pavilion |  |  | 11/01/2019 |  | 11/1/31 |  |  | NO | YES |  |  |  |  | HILL-ROM INC. 50006385 Q286AD7401 |  |  | Active |  | 99:99:99:99:99:99 |  | Alarm | 1Y:00-MFG | 11/01/2019 | 11/01/2019 | COOPER UNIVERSITY HOSPITAL |  |  | n7 718w |  | BYRON WELLS |  |  |  | 11/01/2019 | 11/01/2019 |  |  |  |  | 11/01/2019 | 11/01/2019
|  | HILL-ROM INC. | VERSACARE P3200 SERIES | BED, PATIENT, ELECTRIC | Q286AD7403 | KELEMEN 8 PCU | Kelemen |  |  | 10/01/2019 |  | 10/1/31 |  |  | NO | YES |  |  |  |  | HILL-ROM INC. 50006377 Q286AD7403 |  |  | Active |  | 99:99:99:99:99:99 |  | Alarm | 1Y:00-MFG | 10/01/2019 | 10/01/2019 | COOPER UNIVERSITY HOSPITAL |  |  | dorrance3 335 |  | BYRON WELLS |  |  |  | 10/01/2019 | 10/01/2019 |  |  |  |  | 10/01/2019 | 10/01/2019
|  | HILL-ROM INC. | VERSACARE P3200 SERIES | BED, PATIENT, ELECTRIC | Q286AD7395 | KELEMEN 8 PCU | Pavilion |  |  | 10/01/2019 |  | 10/1/31 |  |  | NO | YES |  |  |  |  | HILL-ROM INC. 50006380 Q286AD7395 |  |  | Active |  | 99:99:99:99:99:99 |  | Alarm | 1Y:00-MFG | 10/01/2019 | 10/01/2019 | COOPER UNIVERSITY HOSPITAL |  |  | pav 9 919 |  | BYRON WELLS |  |  |  | 10/01/2019 | 10/01/2019 |  |  |  |  | 10/01/2019 | 10/01/2019
|  | HILL-ROM INC. | VERSACARE P3200 SERIES | BED, PATIENT, ELECTRIC | Q286AD7394 | KELEMEN 8 PCU | Pavilion |  |  | 10/30/2019 |  | 10/30/31 |  |  | NO | YES |  |  |  |  | HILL-ROM INC. 50006379 Q286AD7394 |  |  | Active |  | 99:99:99:99:99:99 |  | Alarm | 1Y:00-MFG | 10/30/2019 | 10/30/2019 | COOPER UNIVERSITY HOSPITAL |  |  | N10 1013D |  | BYRON WELLS |  |  |  | 10/30/2019 | 10/30/2019 |  |  |  |  | 10/30/2019 | 10/30/2019
|  | HILL-ROM INC. | VERSACARE P3200 SERIES | BED, PATIENT, ELECTRIC | Q286AD7402 | KELEMEN 8 PCU | Kelemen |  |  | 10/21/2019 |  | 10/21/31 |  |  | NO | YES |  |  |  |  | HILL-ROM INC. 50006376 Q286AD7402 |  |  | Active |  | 99:99:99:99:99:99 |  | Alarm | 1Y:00-MFG | 10/21/2019 | 10/21/2019 | COOPER UNIVERSITY HOSPITAL |  |  | PAV 6 |  | BYRON WELLS |  |  |  | 10/21/2019 | 10/21/2019 |  |  |  |  | 10/21/2019 | 10/21/2019
|  | HILL-ROM INC. | VERSACARE P3200 SERIES | BED, PATIENT, ELECTRIC | Q286AD7399 | TRAUMA ICU | Kelemen |  |  | 10/01/2019 |  | 10/1/31 |  |  | NO | YES |  |  |  |  | HILL-ROM INC. 50006375 Q286AD7399 |  |  | Active |  | 99:99:99:99:99:99 |  | Alarm | 1Y:00-MFG | 10/01/2019 | 10/01/2019 | COOPER UNIVERSITY HOSPITAL |  |  | CDU 6 |  | Diane Floyd |  |  |  | 10/01/2019 | 10/01/2019 |  |  |  |  | 10/01/2019 | 10/01/2019
|  | HILL-ROM INC. | VERSACARE P3200 SERIES | BED, PATIENT, ELECTRIC | Q286AD7400 | TRAUMA ICU |  |  |  | 10/30/2019 |  | 10/30/31 |  |  | NO | YES |  |  |  |  | HILL-ROM INC. 50006374 Q286AD7400 |  |  | Active |  | 99:99:99:99:99:99 |  | Alarm | 1Y:00-MFG | 10/30/2019 | 10/30/2019 | COOPER UNIVERSITY HOSPITAL |  |  | Dorrance 3 341 |  | Diane Floyd |  |  |  | 10/30/2019 | 10/30/2019 |  |  |  |  | 10/30/2019 | 10/30/2019
|  | HILL-ROM INC. | VERSACARE P3200 SERIES | BED, PATIENT, ELECTRIC | Q286AD7397 | TRAUMA ICU | Dorrance |  |  | 10/01/2019 |  | 10/1/31 |  |  | NO | YES |  |  |  |  | HILL-ROM INC. 50006373 Q286AD7397 |  |  | Active |  | 99:99:99:99:99:99 |  | Alarm | 1Y:00-MFG | 10/01/2019 | 10/01/2019 | COOPER UNIVERSITY HOSPITAL |  |  | s8 857w |  | Diane Floyd |  |  |  | 10/01/2019 | 10/01/2019 |  |  |  |  | 10/01/2019 | 10/01/2019
|  | HILL-ROM INC. | VERSACARE P3200 SERIES | BED, PATIENT, ELECTRIC | P128AD1300 | MOTHER INFANT UNIT | Kelemen |  |  | 05/16/2019 |  | 5/16/31 |  |  | NO | YES |  |  |  |  | HILL-ROM INC. 50006369 P128AD1300 |  |  | Active |  | 99:99:99:99:99:99 |  | Alarm | 1Y:00-MFG | 05/16/2019 | 05/16/2019 | COOPER UNIVERSITY HOSPITAL |  |  | north 8 824 window |  | Christina Smith |  |  |  | 05/16/2019 | 05/16/2019 |  |  |  |  | 05/16/2019 | 05/16/2019
|  | HILL-ROM INC. | VERSACARE P3200 SERIES | BED, PATIENT, ELECTRIC | K286AD7025 | BIOMEDICAL | Kelemen |  |  | 09/26/2019 |  | 9/26/31 |  |  | NO | YES |  |  |  |  | HILL-ROM INC. 50006368 K286AD7025 |  |  | Active |  | 99:99:99:99:99:99 |  | Alarm | 1Y:00-MFG | 09/26/2019 | 09/26/2019 | COOPER UNIVERSITY HOSPITAL |  |  | n8 814d |  | Bonnie Aichroch |  |  |  | 09/26/2019 | 09/26/2019 |  |  |  |  | 09/26/2019 | 09/26/2019
|  | HILL-ROM INC. | VERSACARE P3200 SERIES | BED, PATIENT, ELECTRIC | P098AD0505 | MED/SURG 6 PAVILION | Kelemen |  |  | 06/18/2019 |  | 6/18/31 |  |  | NO | YES |  |  |  |  | HILL-ROM INC. 50006364 P098AD0505 |  |  | Active |  | 99:99:99:99:99:99 |  | Alarm | 1Y:00-MFG | 06/18/2019 | 06/18/2019 | COOPER UNIVERSITY HOSPITAL |  |  | PAV 8 821 |  | BRIAN OSHAUGHNESSY |  |  |  | 06/18/2019 | 06/18/2019 |  |  |  |  | 06/18/2019 | 06/18/2019
|  | HILL-ROM INC. | VERSACARE P3200 SERIES | BED, PATIENT, ELECTRIC | P097AD0445 | BIOMEDICAL | Kelemen |  |  | 12/18/2018 |  | 12/18/30 |  |  | NO | YES |  |  |  |  | HILL-ROM INC. 50006363 P097AD0445 |  |  | Active |  | 99:99:99:99:99:99 |  | Alarm | 1Y:00-MFG | 12/18/2018 | 12/18/2018 | COOPER UNIVERSITY HOSPITAL |  |  | north 7 720 w |  | Bonnie Aichroch |  |  |  | 12/18/2018 | 12/18/2018 |  |  |  |  | 12/18/2018 | 12/18/2018
|  | HILL-ROM INC. | VERSACARE P3200 SERIES | BED, PATIENT, ELECTRIC | O058AD5953 | PAVILION PACU | Pavilion |  |  | 03/12/2019 |  | 3/12/31 |  |  | NO | YES |  |  |  |  | HILL-ROM INC. 50006357 0058AD5953 |  |  | Active |  | 99:99:99:99:99:99 |  | Equipment | 1Y:00-MFG | 03/12/2019 | 03/12/2019 | COOPER UNIVERSITY HOSPITAL |  |  | PAVILION 7 room 729 |  | FRANK OBRIEN |  |  |  | 03/12/2019 | 03/12/2019 |  |  |  |  | 03/12/2019 | 03/12/2019
|  | HILL-ROM INC. | VERSACARE P3200 SERIES | BED, PATIENT, ELECTRIC | P098AD0509 | BIOMEDICAL | Pavilion |  |  | 12/18/2018 |  | 12/18/30 |  |  | NO | YES |  |  |  |  | HILL-ROM INC. 50006253 P098AD0509 |  |  | Active |  | 99:99:99:99:99:99 |  | Equipment | 1Y:00-MFG | 12/18/2018 | 12/18/2018 | COOPER UNIVERSITY HOSPITAL |  |  | PAV 8 836 | 0012445333 | Bonnie Aichroch | Preventative Maintenance | Closed | Tom Burhart | 12/18/2018 | 12/18/2018 | Performance Assurance: 00-MFG | 12/7/2017 9:08:05 AM TJBURHART (TJBURHART 12/7/2017 12:00 AM) SEARCHED FOR THE BED, LOCATED THE BED. THE BED HAS PASSED PM TESTING. USED 10480316 FOR TESTING 12/7/2017 9:08 AM TJBURHART | DD531BC9-1634-4200-9B1E-043603F8AB2A | Labor | 12/18/2018 | 12/18/2018 | Tom Burhart
|  | HILL-ROM INC. | VERSACARE P3200 SERIES | BED, PATIENT, ELECTRIC | O056AD5828 | BIOMEDICAL | Pavilion |  |  | 04/12/2019 |  | 4/12/31 |  |  | NO | YES |  |  |  |  | HILL-ROM INC. 50005249 0056AD5828 |  |  | Active |  | 99:99:99:99:99:99 |  | Alarm | 1Y:00-MFG | 04/12/2019 | 04/12/2019 | COOPER UNIVERSITY HOSPITAL |  |  | south 10 1057d |  | Bonnie Aichroch |  |  |  | 04/12/2019 | 04/12/2019 |  |  |  |  | 04/12/2019 | 04/12/2019
|  | HILL-ROM INC. | VERSACARE P3200 SERIES | BED, PATIENT, ELECTRIC | P099AD0576 | PAVILION 8 | Kelemen |  |  | 07/17/2019 |  | 7/17/31 |  |  | NO | YES |  |  |  |  | HILL-ROM INC. 50005248 P099AD0576 |  |  | Active |  | 99:99:99:99:99:99 |  | Alarm | 1Y:00-MFG | 07/17/2019 | 07/17/2019 | COOPER UNIVERSITY HOSPITAL |  |  | north 9 915 w |  | BRIAN OSHAUGHNESSY |  |  |  | 07/17/2019 | 07/17/2019 |  |  |  |  | 07/17/2019 | 07/17/2019
|  | HILL-ROM INC. | VERSACARE P3200 SERIES | BED, PATIENT, ELECTRIC | P101AD0680 | BIOMEDICAL | Kelemen |  |  | 12/26/2018 |  | 12/26/30 |  |  | NO | YES |  |  |  |  | HILL-ROM INC. 50005245 P101AD0680 |  |  | Active |  | 99:99:99:99:99:99 |  | Alarm | 1Y:00-MFG | 12/26/2018 | 12/26/2018 | COOPER UNIVERSITY HOSPITAL |  |  | N10 1028D |  | Bonnie Aichroch |  |  |  | 12/26/2018 | 12/26/2018 |  |  |  |  | 12/26/2018 | 12/26/2018
|  | HILL-ROM INC. | VERSACARE P3200 SERIES | BED, PATIENT, ELECTRIC | O051AD5694 | BIOMEDICAL | Kelemen |  |  | 04/22/2019 |  | 4/22/31 |  |  | NO | YES |  |  |  |  | HILL-ROM INC. 50005246 0051AD5694 |  |  | Active |  | 99:99:99:99:99:99 |  | Alarm | 1Y:00-MFG | 04/22/2019 | 04/22/2019 | COOPER UNIVERSITY HOSPITAL |  |  | peds 754 |  | Bonnie Aichroch |  |  |  | 04/22/2019 | 04/22/2019 |  |  |  |  | 04/22/2019 | 04/22/2019
|  | HILL-ROM INC. | VERSACARE P3200 SERIES | BED, PATIENT, ELECTRIC | O056AD5829 | BIOMEDICAL | Kelemen |  |  | 03/18/2019 |  | 3/18/31 |  |  | NO | YES |  |  |  |  | HILL-ROM INC. 50005244 0056AD5829 |  |  | Active |  | 99:99:99:99:99:99 |  | Alarm | 1Y:00-MFG | 03/18/2019 | 03/18/2019 | COOPER UNIVERSITY HOSPITAL |  |  | n9 910 |  | Bonnie Aichroch |  |  |  | 03/18/2019 | 03/18/2019 |  |  |  |  | 03/18/2019 | 03/18/2019
|  | HILL-ROM INC. | VERSACARE P3200 SERIES | BED, PATIENT, ELECTRIC | M115AD8946 | CDU - CLINICAL DECISION UNIT-9 KELEMEN | Kelemen |  |  | 04/16/2019 |  | 4/16/31 |  |  | NO | YES |  |  |  |  | HILL-ROM INC. 50005242 M115AD8946 |  |  | Active |  | 99:99:99:99:99:99 |  | Alarm | 1Y:00-MFG | 04/16/2019 | 04/16/2019 | COOPER UNIVERSITY HOSPITAL |  |  | pav 9 940 |  | KAREN GRUBER |  |  |  | 04/16/2019 | 04/16/2019 |  |  |  |  | 04/16/2019 | 04/16/2019
|  | HILL-ROM INC. | VERSACARE P3200 SERIES | BED, PATIENT, ELECTRIC | P101AD0689 | BIOMEDICAL | Kelemen |  |  | 03/19/2019 |  | 3/19/31 |  |  | NO | YES |  |  |  |  | HILL-ROM INC. 50005236 P101AD0689 |  |  | Active |  | 99:99:99:99:99:99 |  | Alarm | 1Y:00-MFG | 03/19/2019 | 03/19/2019 | COOPER UNIVERSITY HOSPITAL |  |  | PAVILION 6 641 |  | Bonnie Aichroch |  |  |  | 03/19/2019 | 03/19/2019 |  |  |  |  | 03/19/2019 | 03/19/2019
|  | HILL-ROM INC. | VERSACARE P3200 SERIES | BED, PATIENT, ELECTRIC | J275AD8707 | CDU - CLINICAL DECISION UNIT-9 KELEMEN | Kelemen |  |  | 02/18/2019 |  | 2/18/31 |  |  | NO | YES |  |  |  |  | HILL-ROM INC. 50005237 J275AD8707 |  |  | Active |  | 99:99:99:99:99:99 |  | Equipment | 1Y:00-MFG | 02/18/2019 | 02/18/2019 | COOPER UNIVERSITY HOSPITAL |  |  | CDU |  | KAREN GRUBER |  |  |  | 02/18/2019 | 02/18/2019 |  |  |  |  | 02/18/2019 | 02/18/2019
|  | HILL-ROM INC. | VERSACARE P3200 SERIES | BED, PATIENT, ELECTRIC | P106AD0695 | CDU - CLINICAL DECISION UNIT-9 KELEMEN | Kelemen |  |  | 05/09/2019 |  | 5/9/31 |  |  | NO | YES |  |  |  |  | HILL-ROM INC. 50005238 P106AD0695 |  |  | Active |  | 99:99:99:99:99:99 |  | Equipment | 1Y:00-MFG | 05/09/2019 | 05/09/2019 | COOPER UNIVERSITY HOSPITAL |  |  | CDU 10 | 0011571690 | KAREN GRUBER | Preventative Maintenance | Closed | Tom Burhart | 05/09/2019 | 05/09/2019 | Performance Assurance: 00-MFG | 5/18/2017 8:28:18 AM TJBURHART (TJBURHART 5/18/2017 12:00 AM) SEARCHED FOR THE BED, LOCATED THE BED. THE BED HAS PASSED PM TESTING. USED 10480316 FOR TESTING 5/18/2017 8:28 AM TJBURHART | AE58E0B8-3585-4348-8BC7-E6653EB2AEF5 | Labor | 05/09/2019 | 05/09/2019 | Tom Burhart
|  | HILL-ROM INC. | VERSACARE P3200 SERIES | BED, PATIENT, ELECTRIC | P099AD0527 | CDU - CLINICAL DECISION UNIT-9 KELEMEN | Kelemen |  |  | 05/01/2019 |  | 5/1/31 |  |  | NO | YES |  |  |  |  | HILL-ROM INC. 50005239 P099AD0527 |  |  | Active |  | 99:99:99:99:99:99 |  | Equipment | 1Y:00-MFG | 05/01/2019 | 05/01/2019 | COOPER UNIVERSITY HOSPITAL |  |  | CDU BED 3 | 0011571688 | KAREN GRUBER | Preventative Maintenance | Closed | Tom Burhart | 05/01/2019 | 05/01/2019 | Performance Assurance: 00-MFG | 5/9/2017 12:07:39 PM TJBURHART (TJBURHART 5/9/2017 12:00 AM) SEARCHED AND FOUND. THE BED HAS PASSED PM TESTING USED 10480316 FOR TESTING 5/9/2017 12:07 PM TJBURHART | FC5D587A-7615-4534-BBA5-7975D08E9671 | Labor | 05/01/2019 | 05/01/2019 | Tom Burhart
|  | HILL-ROM INC. | VERSACARE P3200 SERIES | BED, PATIENT, ELECTRIC | P097AD0467 | CDU - CLINICAL DECISION UNIT-9 KELEMEN | Dorrance |  |  | 02/14/2019 |  | 2/14/31 |  |  | NO | YES |  |  |  |  | HILL-ROM INC. 50005240 P097AD0467 |  |  | Active |  | 99:99:99:99:99:99 |  | Equipment | 1Y:00-MFG | 02/14/2019 | 02/14/2019 | COOPER UNIVERSITY HOSPITAL |  |  | Dorrance room 340 |  | KAREN GRUBER |  |  |  | 02/14/2019 | 02/14/2019 |  |  |  |  | 02/14/2019 | 02/14/2019
|  | HILL-ROM INC. | VERSACARE P3200 SERIES | BED, PATIENT, ELECTRIC | O058AD5955 | PAVILION 8 | Kelemen |  |  | 06/05/2019 |  | 6/5/31 |  |  | NO | YES |  |  |  |  | HILL-ROM INC. 50005232 0058AD5955 |  |  | Active |  | 99:99:99:99:99:99 |  | Alarm | 1Y:00-MFG | 06/05/2019 | 06/05/2019 | COOPER UNIVERSITY HOSPITAL |  |  | north 10 1011w |  | BRIAN OSHAUGHNESSY |  |  |  | 06/05/2019 | 06/05/2019 |  |  |  |  | 06/05/2019 | 06/05/2019
|  | HILL-ROM INC. | VERSACARE P3200 SERIES | BED, PATIENT, ELECTRIC | O051AD5703 | PAVILION 8 | Kelemen |  |  | 06/19/2019 |  | 6/19/31 |  |  | NO | YES |  |  |  |  | HILL-ROM INC. 50005230 0051AD5703 |  |  | Active |  | 99:99:99:99:99:99 |  | Alarm | 1Y:00-MFG | 06/19/2019 | 06/19/2019 | COOPER UNIVERSITY HOSPITAL |  |  | north 9 913 |  | BRIAN OSHAUGHNESSY |  |  |  | 06/19/2019 | 06/19/2019 |  |  |  |  | 06/19/2019 | 06/19/2019
|  | HILL-ROM INC. | VERSACARE P3200 SERIES | BED, PATIENT, ELECTRIC | P100AD0612 | PAVILION 8 | Dorrance |  |  | 07/16/2019 |  | 7/16/31 |  |  | NO | YES |  |  |  |  | HILL-ROM INC. 50005227 P100AD0612 |  |  | Active |  | 99:99:99:99:99:99 |  | Alarm | 1Y:00-MFG | 07/16/2019 | 07/16/2019 | COOPER UNIVERSITY HOSPITAL |  |  | PAV 7 718 |  | BRIAN OSHAUGHNESSY |  |  |  | 07/16/2019 | 07/16/2019 |  |  |  |  | 07/16/2019 | 07/16/2019
|  | HILL-ROM INC. | VERSACARE P3200 SERIES | BED, PATIENT, ELECTRIC | P113AD0700 | PAVILION 8 | Pavilion |  |  | 07/12/2019 |  | 7/12/31 |  |  | NO | YES |  |  |  |  | HILL-ROM INC. 50005228 P113AD0700 |  |  | Active |  | 99:99:99:99:99:99 |  | Alarm | 1Y:00-MFG | 07/12/2019 | 07/12/2019 | COOPER UNIVERSITY HOSPITAL |  |  | PAVILION 838 |  | BRIAN OSHAUGHNESSY |  |  |  | 07/12/2019 | 07/12/2019 |  |  |  |  | 07/12/2019 | 07/12/2019
|  | HILL-ROM INC. | VERSACARE P3200 SERIES | BED, PATIENT, ELECTRIC | M117AD9089 |  | Pavilion | [7 empty] | NO | YES
|  | HILL-ROM INC. | VERSACARE P3200 SERIES | BED, PATIENT, ELECTRIC | O056AD5834 | BIOMEDICAL | Kelemen |  |  | 04/18/2019 |  | 4/18/31 |  |  | NO | YES |  |  |  |  | HILL-ROM INC. 50005224 0056AD5834 |  |  | Active |  | 99:99:99:99:99:99 |  | Alarm | 1Y:00-MFG | 04/18/2019 | 04/18/2019 | COOPER UNIVERSITY HOSPITAL |  |  | PAVILION 8 room 840 |  | Bonnie Aichroch |  |  |  | 04/18/2019 | 04/18/2019 |  |  |  |  | 04/18/2019 | 04/18/2019
|  | HILL-ROM INC. | VERSACARE P3200 SERIES | BED, PATIENT, ELECTRIC | O051AD5764 | PAVILION 8 | Pavilion |  |  | 06/18/2019 |  | 6/18/31 |  |  | NO | YES |  |  |  |  | HILL-ROM INC. 50005226 0051AD5764 |  |  | Active |  | 99:99:99:99:99:99 |  | Alarm | 1Y:00-MFG | 06/18/2019 | 06/18/2019 | COOPER UNIVERSITY HOSPITAL |  |  | pav 7 741 |  | BRIAN OSHAUGHNESSY |  |  |  | 06/18/2019 | 06/18/2019 |  |  |  |  | 06/18/2019 | 06/18/2019
|  | HILL-ROM INC. | VERSACARE P3200 SERIES | BED, PATIENT, ELECTRIC | P097AD0421 | PAVILION 8 | Kelemen |  |  | 07/16/2019 |  | 7/16/31 |  |  | NO | YES |  |  |  |  | HILL-ROM INC. 50005225 P097AD0421 |  |  | Active |  | 99:99:99:99:99:99 |  | Alarm | 1Y:00-MFG | 07/16/2019 | 07/16/2019 | COOPER UNIVERSITY HOSPITAL |  |  | north 8 815w |  | BRIAN OSHAUGHNESSY |  |  |  | 07/16/2019 | 07/16/2019 |  |  |  |  | 07/16/2019 | 07/16/2019
|  | HILL-ROM INC. | VERSACARE P3200 SERIES | BED, PATIENT, ELECTRIC | P092AD0307 | PAVILION 8 | Kelemen |  |  | 06/21/2019 |  | 6/21/31 |  |  | NO | YES |  |  |  |  | HILL-ROM INC. 50005223 P092AD0307 |  |  | Active |  | 99:99:99:99:99:99 |  | Alarm | 1Y:00-MFG | 06/21/2019 | 06/21/2019 | COOPER UNIVERSITY HOSPITAL |  |  | south 10 1060w |  | BRIAN OSHAUGHNESSY |  |  |  | 06/21/2019 | 06/21/2019 |  |  |  |  | 06/21/2019 | 06/21/2019
|  | HILL-ROM INC. | VERSACARE P3200 SERIES | BED, PATIENT, ELECTRIC | P098AD0485 | PAVILION 8 | Pavilion |  |  | 07/17/2019 |  | 7/17/31 |  |  | NO | YES |  |  |  |  | HILL-ROM INC. 50005218 P098AD0485 |  |  | Active |  | 99:99:99:99:99:99 |  | Alarm | 1Y:00-MFG | 07/17/2019 | 07/17/2019 | COOPER UNIVERSITY HOSPITAL |  |  | s8 868w |  | BRIAN OSHAUGHNESSY |  |  |  | 07/17/2019 | 07/17/2019 |  |  |  |  | 07/17/2019 | 07/17/2019
|  | HILL-ROM INC. | VERSACARE P3200 SERIES | BED, PATIENT, ELECTRIC | P098AD0480 | BIOMEDICAL | Kelemen |  |  | 05/17/2019 |  | 5/17/31 |  |  | NO | YES |  |  |  |  | HILL-ROM INC. 50005216 P098AD0480 |  |  | Active |  | 99:99:99:99:99:99 |  | Alarm | 1Y:00-MFG | 05/17/2019 | 05/17/2019 | COOPER UNIVERSITY HOSPITAL |  |  | Dorrance 5 room 531 |  | Bonnie Aichroch |  |  |  | 05/17/2019 | 05/17/2019 |  |  |  |  | 05/17/2019 | 05/17/2019
|  | HILL-ROM INC. | VERSACARE P3200 SERIES | BED, PATIENT, ELECTRIC | P100AD0596 | NEURO/ORTHO/MEDSURG/7 PAV | Kelemen |  |  | 03/15/2019 |  | 3/15/31 |  |  | NO | YES |  |  |  |  | HILL-ROM INC. 50005215 P100AD0596 |  |  | Active |  | 99:99:99:99:99:99 |  | Alarm | 1Y:00-MFG | 03/15/2019 | 03/15/2019 | COOPER UNIVERSITY HOSPITAL |  |  | PAV 9 938 |  | Pam Young |  |  |  | 03/15/2019 | 03/15/2019 |  |  |  |  | 03/15/2019 | 03/15/2019
|  | HILL-ROM INC. | VERSACARE P3200 SERIES | BED, PATIENT, ELECTRIC | J318AD2536 | NEURO/ORTHO/MEDSURG/7 PAV | Pavilion |  |  | 09/26/2019 |  | 9/26/31 |  |  | NO | YES |  |  |  |  | HILL-ROM INC. 50005213 J318AD2536 |  |  | Active |  | 99:99:99:99:99:99 |  | Alarm | 1Y:00-MFG | 09/26/2019 | 09/26/2019 | COOPER UNIVERSITY HOSPITAL |  |  | pav 7 724 |  | Pam Young |  |  |  | 09/26/2019 | 09/26/2019 |  |  |  |  | 09/26/2019 | 09/26/2019
|  | HILL-ROM INC. | VERSACARE P3200 SERIES | BED, PATIENT, ELECTRIC | P099AD0544 | BIOMEDICAL | Kelemen |  |  | 06/18/2019 |  | 6/18/31 |  |  | NO | YES |  |  |  |  | HILL-ROM INC. 50005203 P099AD0544 |  |  | Active |  | 99:99:99:99:99:99 |  | Alarm | 1Y:00-MFG | 06/18/2019 | 06/18/2019 | COOPER UNIVERSITY HOSPITAL |  |  | pav 7 739 |  | Bonnie Aichroch |  |  |  | 06/18/2019 | 06/18/2019 |  |  |  |  | 06/18/2019 | 06/18/2019
|  | HILL-ROM INC. | VERSACARE P3200 SERIES | BED, PATIENT, ELECTRIC | P097AD0451 | BIOMEDICAL | Kelemen |  |  | 01/08/2019 |  | 1/8/31 |  |  | NO | YES |  |  |  |  | HILL-ROM INC. 50005206 P097AD0451 |  |  | Active |  | 99:99:99:99:99:99 |  | Alarm | 1Y:00-MFG | 01/08/2019 | 01/08/2019 | COOPER UNIVERSITY HOSPITAL |  |  | Pav 7 721 |  | Bonnie Aichroch |  |  |  | 01/08/2019 | 01/08/2019 |  |  |  |  | 01/08/2019 | 01/08/2019
|  | HILL-ROM INC. | VERSACARE P3200 SERIES | BED, PATIENT, ELECTRIC | P167AD2678 | PAVILION 8 | Pavilion |  |  | 07/17/2019 |  | 7/17/31 |  |  | NO | YES |  |  |  |  | HILL-ROM INC. 50005212 P167AD2678 |  |  | Active |  | 99:99:99:99:99:99 |  | Alarm | 1Y:00-MFG | 07/17/2019 | 07/17/2019 | COOPER UNIVERSITY HOSPITAL |  |  | s9 969d |  | BRIAN OSHAUGHNESSY |  |  |  | 07/17/2019 | 07/17/2019 |  |  |  |  | 07/17/2019 | 07/17/2019
|  | HILL-ROM INC. | VERSACARE P3200 SERIES | BED, PATIENT, ELECTRIC | O049AD5478 | BIOMEDICAL | Pavilion |  |  | 04/16/2019 |  | 4/16/31 |  |  | NO | YES |  |  |  |  | HILL-ROM INC. 50005211 0049AD5478 |  |  | Active |  | 99:99:99:99:99:99 |  | Alarm | 1Y:00-MFG | 04/16/2019 | 04/16/2019 | COOPER UNIVERSITY HOSPITAL |  |  | north 8 811 door |  | Bonnie Aichroch |  |  |  | 04/16/2019 | 04/16/2019 |  |  |  |  | 04/16/2019 | 04/16/2019
|  | HILL-ROM INC. | VERSACARE P3200 SERIES | BED, PATIENT, ELECTRIC | O051A05695 | BIOMEDICAL | Kelemen |  |  | 04/16/2019 |  | 4/16/31 |  |  | NO | YES |  |  |  |  | HILL-ROM INC. 50005208 0051A05695 |  |  | Active |  | 99:99:99:99:99:99 |  | Alarm | 1Y:00-MFG | 04/16/2019 | 04/16/2019 | COOPER UNIVERSITY HOSPITAL |  |  | BIOMED |  | Bonnie Aichroch |  |  |  | 04/16/2019 | 04/16/2019 |  |  |  |  | 04/16/2019 | 04/16/2019
|  | HILL-ROM INC. | VERSACARE P3200 SERIES | BED, PATIENT, ELECTRIC | O049AD5470 | MED/SURG 6 PAVILION | Pavilion |  |  | 03/14/2019 |  | 3/14/31 |  |  | NO | YES |  |  |  |  | HILL-ROM INC. 50005200 0049AD5470 |  |  | Active |  | 99:99:99:99:99:99 |  | Alarm | 1Y:00-MFG | 03/14/2019 | 03/14/2019 | COOPER UNIVERSITY HOSPITAL |  |  | Pav 9 927 |  | BRIAN OSHAUGHNESSY |  |  |  | 03/14/2019 | 03/14/2019 |  |  |  |  | 03/14/2019 | 03/14/2019
|  | HILL-ROM INC. | VERSACARE P3200 SERIES | BED, PATIENT, ELECTRIC | F090AD0661 | INCU - KELEMEN S10 | Pavilion |  |  | 09/26/2019 |  | 9/26/31 |  |  | NO | YES |  |  |  |  | HILL-ROM INC. 50005201 F090AD0661 |  |  | Active |  | 99:99:99:99:99:99 |  | Alarm | 1Y:00-MFG | 09/26/2019 | 09/26/2019 | COOPER UNIVERSITY HOSPITAL |  |  | north 9 912w |  | Lisa Brooks |  |  |  | 09/26/2019 | 09/26/2019 |  |  |  |  | 09/26/2019 | 09/26/2019
|  | HILL-ROM INC. | VERSACARE P3200 SERIES | BED, PATIENT, ELECTRIC | J304AD1286 | NEURO/ORTHO/MEDSURG/7 PAV | Kelemen |  |  | 03/14/2019 |  | 3/14/31 |  |  | NO | YES |  |  |  |  | HILL-ROM INC. 50005195 J304AD1286 |  |  | Active |  | 99:99:99:99:99:99 |  | Alarm | 1Y:00-MFG | 03/14/2019 | 03/14/2019 | COOPER UNIVERSITY HOSPITAL |  |  | pav 8 818 |  | Pam Young |  |  |  | 03/14/2019 | 03/14/2019 |  |  |  |  | 03/14/2019 | 03/14/2019
|  | HILL-ROM INC. | VERSACARE P3200 SERIES | BED, PATIENT, ELECTRIC | O056AD5838 | BIOMEDICAL | Kelemen |  |  | 04/15/2019 |  | 4/15/31 |  |  | NO | YES |  |  |  |  | HILL-ROM INC. 50005194 0056AD5838 |  |  | Active |  | 99:99:99:99:99:99 |  | Alarm | 1Y:00-MFG | 04/15/2019 | 04/15/2019 | COOPER UNIVERSITY HOSPITAL |  |  | dorrance 5 553 |  | Bonnie Aichroch |  |  |  | 04/15/2019 | 04/15/2019 |  |  |  |  | 04/15/2019 | 04/15/2019
|  | HILL-ROM INC. | VERSACARE P3200 SERIES | BED, PATIENT, ELECTRIC | P126AD1218 | BIOMEDICAL | Dorrance |  |  | 05/17/2019 |  | 5/17/31 |  |  | NO | YES |  |  |  |  | HILL-ROM INC. 50005193 P126AD1218 |  |  | Active |  | 99:99:99:99:99:99 |  | Alarm | 1Y:00-MFG | 05/17/2019 | 05/17/2019 | COOPER UNIVERSITY HOSPITAL |  |  | PAVILION 9 room 921 |  | Bonnie Aichroch |  |  |  | 05/17/2019 | 05/17/2019 |  |  |  |  | 05/17/2019 | 05/17/2019
|  | HILL-ROM INC. | VERSACARE P3200 SERIES | BED, PATIENT, ELECTRIC | P167AD2693 | BEDS | Pavilion |  |  | 07/16/2019 |  | 7/16/31 |  |  | NO | YES |  |  |  |  | HILL-ROM INC. 50005185 P167AD2693 |  |  | Active |  | 99:99:99:99:99:99 |  | Alarm | 1Y:00-MFG | 07/16/2019 | 07/16/2019 | COOPER UNIVERSITY HOSPITAL |  |  | n10 1022d |  | Bonnie Aichroch |  |  |  | 07/16/2019 | 07/16/2019 |  |  |  |  | 07/16/2019 | 07/16/2019
|  | HILL-ROM INC. | VERSACARE P3200 SERIES | BED, PATIENT, ELECTRIC | P098AD0523 | BIOMEDICAL | Kelemen |  |  | 05/13/2019 |  | 5/13/31 |  |  | NO | YES |  |  |  |  | HILL-ROM INC. 50005177 P098AD0523 |  |  | Active |  | 99:99:99:99:99:99 |  | Alarm | 1Y:00-MFG | 05/13/2019 | 05/13/2019 | COOPER UNIVERSITY HOSPITAL |  |  | KELEMEN OR |  | Bonnie Aichroch |  |  |  | 05/13/2019 | 05/13/2019 |  |  |  |  | 05/13/2019 | 05/13/2019
|  | HILL-ROM INC. | VERSACARE P3200 SERIES | BED, PATIENT, ELECTRIC | P099AD0579 | BIOMEDICAL | Kelemen |  |  | 05/16/2019 |  | 5/16/31 |  |  | NO | YES |  |  |  |  | HILL-ROM INC. 50005171 P099AD0579 |  |  | Active |  | 99:99:99:99:99:99 |  | Alarm | 1Y:00-MFG | 05/16/2019 | 05/16/2019 | COOPER UNIVERSITY HOSPITAL |  |  | pav 7 727 |  | Bonnie Aichroch |  |  |  | 05/16/2019 | 05/16/2019 |  |  |  |  | 05/16/2019 | 05/16/2019
|  | HILL-ROM INC. | VERSACARE P3200 SERIES | BED, PATIENT, ELECTRIC | M116AD8964 | CDU - CLINICAL DECISION UNIT-9 KELEMEN | Pavilion |  |  | 04/15/2019 |  | 4/15/31 |  |  | NO | YES |  |  |  |  | HILL-ROM INC. 50005169 M116AD8964 |  |  | Active |  | 99:99:99:99:99:99 |  | Alarm | 1Y:00-MFG | 04/15/2019 | 04/15/2019 | COOPER UNIVERSITY HOSPITAL |  |  | PAVILION 7 room 714 |  | KAREN GRUBER |  |  |  | 04/15/2019 | 04/15/2019 |  |  |  |  | 04/15/2019 | 04/15/2019
|  | HILL-ROM INC. | VERSACARE P3200 SERIES | BED, PATIENT, ELECTRIC | J312AD1984 | MED/SURG 6 PAVILION | Kelemen |  |  | 03/19/2019 |  | 3/19/31 |  |  | NO | YES |  |  |  |  | HILL-ROM INC. 50005168 J312AD1984 |  |  | Active |  | 99:99:99:99:99:99 |  | Alarm | 1Y:00-MFG | 03/19/2019 | 03/19/2019 | COOPER UNIVERSITY HOSPITAL |  |  | south 10 1062 w |  | BRIAN OSHAUGHNESSY |  |  |  | 03/19/2019 | 03/19/2019 |  |  |  |  | 03/19/2019 | 03/19/2019
|  | HILL-ROM INC. | VERSACARE P3200 SERIES | BED, PATIENT, ELECTRIC | J311AD1943 | MED/SURG 6 PAVILION | Kelemen |  |  | 09/26/2019 |  | 9/26/31 |  |  | NO | YES |  |  |  |  | HILL-ROM INC. 50005167 J311AD1943 |  |  | Active |  | 99:99:99:99:99:99 |  | Alarm | 1Y:00-MFG | 09/26/2019 | 09/26/2019 | COOPER UNIVERSITY HOSPITAL |  |  | pav 9 926 |  | BRIAN OSHAUGHNESSY |  |  |  | 09/26/2019 | 09/26/2019 |  |  |  |  | 09/26/2019 | 09/26/2019
|  | HILL-ROM INC. | VERSACARE P3200 SERIES | BED, PATIENT, ELECTRIC | K286AD7003 | BIOMEDICAL | Dorrance |  |  | 02/14/2019 |  | 2/14/31 |  |  | NO | YES |  |  |  |  | HILL-ROM INC. 50005166 K286AD7003 |  |  | Active |  | 99:99:99:99:99:99 |  | Alarm | 1Y:00-MFG | 02/14/2019 | 02/14/2019 | COOPER UNIVERSITY HOSPITAL |  |  | pav 8 841 |  | Bonnie Aichroch |  |  |  | 02/14/2019 | 02/14/2019 |  |  |  |  | 02/14/2019 | 02/14/2019
|  | HILL-ROM INC. | VERSACARE P3200 SERIES | BED, PATIENT, ELECTRIC | P098AD0478 | BEDS | Kelemen |  |  | 05/10/2019 |  | 5/10/31 |  |  | NO | YES |  |  |  |  | HILL-ROM INC. 50005164 P098AD0478 |  |  | Active |  | 99:99:99:99:99:99 |  | Alarm | 1Y:00-MFG | 05/10/2019 | 05/10/2019 | COOPER UNIVERSITY HOSPITAL |  |  | dorrance 3 336 |  | Bonnie Aichroch |  |  |  | 05/10/2019 | 05/10/2019 |  |  |  |  | 05/10/2019 | 05/10/2019
|  | HILL-ROM INC. | VERSACARE P3200 SERIES | BED, PATIENT, ELECTRIC | M116AD8976 | BEDS | Kelemen |  |  | 05/15/2019 |  | 5/15/31 |  |  | NO | YES |  |  |  |  | HILL-ROM INC. 50005163 M116AD8976 |  |  | Active |  | 99:99:99:99:99:99 |  | Alarm | 1Y:00-MFG | 05/15/2019 | 05/15/2019 | COOPER UNIVERSITY HOSPITAL |  |  | cdu bed 20 |  | Bonnie Aichroch |  |  |  | 05/15/2019 | 05/15/2019 |  |  |  |  | 05/15/2019 | 05/15/2019
|  | HILL-ROM INC. | VERSACARE P3200 SERIES | BED, PATIENT, ELECTRIC | M123AD9401 | CDU - CLINICAL DECISION UNIT-9 KELEMEN | Pavilion |  |  | 05/13/2019 |  | 5/13/31 |  |  | NO | YES |  |  |  |  | HILL-ROM INC. 50005162 M123AD9401 |  |  | Active |  | 99:99:99:99:99:99 |  | Alarm | 1Y:00-MFG | 05/13/2019 | 05/13/2019 | COOPER UNIVERSITY HOSPITAL |  |  | PAVILION 6 room 636 |  | KAREN GRUBER |  |  |  | 05/13/2019 | 05/13/2019 |  |  |  |  | 05/13/2019 | 05/13/2019
|  | HILL-ROM INC. | VERSACARE P3200 SERIES | BED, PATIENT, ELECTRIC | O056AD5835 | BEDS | Pavilion | 7 |  | 01/08/2019 |  | 1/8/31 |  |  | NO | YES |  |  |  |  | HILL-ROM INC. 50005160 0056AD5835 |  |  | Active |  | 99:99:99:99:99:99 |  | Alarm | 1Y:00-MFG | 01/08/2019 | 01/08/2019 | COOPER UNIVERSITY HOSPITAL |  |  | pav 8 837 |  | Bonnie Aichroch |  |  |  | 01/08/2019 | 01/08/2019 |  |  |  |  | 01/08/2019 | 01/08/2019
|  | HILL-ROM INC. | VERSACARE P3200 SERIES | BED, PATIENT, ELECTRIC | P100AD0605 | BEDS | Kelemen |  |  | 07/02/2019 |  | 7/2/31 |  |  | NO | YES |  |  |  |  | HILL-ROM INC. 50005158 P100AD0605 |  |  | Active |  | 99:99:99:99:99:99 |  | Equipment | 1Y:00-MFG | 07/02/2019 | 07/02/2019 | COOPER UNIVERSITY HOSPITAL |  |  | pav 8 834 |  | Bonnie Aichroch |  |  |  | 07/02/2019 | 07/02/2019 |  |  |  |  | 07/02/2019 | 07/02/2019
|  | HILL-ROM INC. | VERSACARE P3200 SERIES | BED, PATIENT, ELECTRIC | P099AD0546 | BEDS | Dorrance |  |  | 06/04/2019 |  | 6/4/31 |  |  | NO | YES |  |  |  |  | HILL-ROM INC. 50005155 P099AD0546 |  |  | Active |  | 99:99:99:99:99:99 |  | Equipment | 1Y:00-MFG | 06/04/2019 | 06/04/2019 | COOPER UNIVERSITY HOSPITAL |  |  | DORRANCE 3 342 |  | Bonnie Aichroch |  |  |  | 06/04/2019 | 06/04/2019 |  |  |  |  | 06/04/2019 | 06/04/2019
|  | HILL-ROM INC. | VERSACARE P3200 SERIES | BED, PATIENT, ELECTRIC | P167AD2680 | BEDS | Kelemen |  |  | 07/16/2019 |  | 7/16/31 |  |  | NO | YES |  |  |  |  | HILL-ROM INC. 50005157 P167AD2680 |  |  | Active |  | 99:99:99:99:99:99 |  | Equipment | 1Y:00-MFG | 07/16/2019 | 07/16/2019 | COOPER UNIVERSITY HOSPITAL |  |  | n10 1022w |  | Bonnie Aichroch |  |  |  | 07/16/2019 | 07/16/2019 |  |  |  |  | 07/16/2019 | 07/16/2019
|  | HILL-ROM INC. | VERSACARE P3200 SERIES | BED, PATIENT, ELECTRIC | P097AD0442 | BEDS | Pavilion |  |  | 05/02/2019 |  | 5/2/31 |  |  | NO | YES |  |  |  |  | HILL-ROM INC. 50005156 P097AD0442 |  |  | Active |  | 99:99:99:99:99:99 |  | Equipment | 1Y:00-MFG | 05/02/2019 | 05/02/2019 | COOPER UNIVERSITY HOSPITAL |  |  | pav 7 735 |  | Bonnie Aichroch |  |  |  | 05/02/2019 | 05/02/2019 |  |  |  |  | 05/02/2019 | 05/02/2019
|  | HILL-ROM INC. | VERSACARE P3200 SERIES | BED, PATIENT, ELECTRIC | J304AD1289 | MED/SURG 6 PAVILION | Dorrance |  |  | 02/14/2019 |  | 2/14/31 |  |  | NO | YES |  |  |  |  | HILL-ROM INC. 50005154 J304AD1289 |  |  | Active |  | 99:99:99:99:99:99 |  | Alarm | 1Y:00-MFG | 02/14/2019 | 02/14/2019 | COOPER UNIVERSITY HOSPITAL |  |  | ROOM 618 |  | BRIAN OSHAUGHNESSY |  |  |  | 02/14/2019 | 02/14/2019 |  |  |  |  | 02/14/2019 | 02/14/2019
|  | HILL-ROM INC. | VERSACARE P3200 SERIES | BED, PATIENT, ELECTRIC | P098AD0504 | BIOMEDICAL | Kelemen |  |  | 05/17/2019 |  | 5/17/31 |  |  | NO | YES |  |  |  |  | HILL-ROM INC. 50005153 P098AD0504 |  |  | Active |  | 99:99:99:99:99:99 |  | Alarm | 1Y:00-MFG | 05/17/2019 | 05/17/2019 | COOPER UNIVERSITY HOSPITAL |  |  | PAVILION 8 810 |  | Bonnie Aichroch |  |  |  | 05/17/2019 | 05/17/2019 |  |  |  |  | 05/17/2019 | 05/17/2019
|  | HILL-ROM INC. | VERSACARE P3200 SERIES | BED, PATIENT, ELECTRIC | P100AD0626 | BIOMEDICAL | Kelemen |  |  | 06/04/2019 |  | 6/4/31 |  |  | NO | YES |  |  |  |  | HILL-ROM INC. 50005152 P100AD0626 |  |  | Active |  | 99:99:99:99:99:99 |  | Alarm | 1Y:00-MFG | 06/04/2019 | 06/04/2019 | COOPER UNIVERSITY HOSPITAL |  |  | n10 room 1016 w |  | Bonnie Aichroch |  |  |  | 06/04/2019 | 06/04/2019 |  |  |  |  | 06/04/2019 | 06/04/2019
|  | HILL-ROM INC. | VERSACARE P3200 SERIES | BED, PATIENT, ELECTRIC | P126AD1244 | CHIP - 9 PAVILION | Pavilion |  |  | 06/05/2019 |  | 6/5/31 |  |  | NO | YES |  |  |  |  | HILL-ROM INC. 50005151 P126AD1244 |  |  | Active |  | 99:99:99:99:99:99 |  | Alarm | 1Y:00-MFG | 06/05/2019 | 06/05/2019 | COOPER UNIVERSITY HOSPITAL |  |  | cdu 18 |  | KIM HUMMEL |  |  |  | 06/05/2019 | 06/05/2019 |  |  |  |  | 06/05/2019 | 06/05/2019
|  | HILL-ROM INC. | VERSACARE P3200 SERIES | BED, PATIENT, ELECTRIC | P178AD3260 | PAVILION 8 | Pavilion |  |  | 07/02/2019 |  | 7/2/31 |  |  | NO | YES |  |  |  |  | HILL-ROM INC. 50005149 P178AD3260 |  |  | Active |  | 99:99:99:99:99:99 |  | Equipment | 1Y:00-MFG | 07/02/2019 | 07/02/2019 | COOPER UNIVERSITY HOSPITAL |  |  | SOUTH 9 963 | 0011830766 | BRIAN OSHAUGHNESSY | Preventative Maintenance | Closed | Tom Burhart | 07/02/2019 | 07/02/2019 | Performance Assurance: 00-MFG | 7/5/2017 12:05:50 PM TJBURHART (TJBURHART 7/5/2017 12:00 AM) SEARCHED FOR THE BED, LOCATED THE BED. THE BED HAS PASSED PM TESTING. USED 10480316 FOR TESTING 7/5/2017 12:05 PM TJBURHART | AD169512-539D-4C99-90CE-5DA29CDF7E3E | Labor | 07/02/2019 | 07/02/2019 | Tom Burhart
|  | HILL-ROM INC. | VERSACARE P3200 SERIES | BED, PATIENT, ELECTRIC | O056AD5842 | PAVILION 8 | Kelemen |  |  | 07/15/2019 |  | 7/15/31 |  |  | NO | YES |  |  |  |  | HILL-ROM INC. 50005148 0056AD5842 |  |  | Active |  | 99:99:99:99:99:99 |  | Equipment | 1Y:00-MFG | 07/15/2019 | 07/15/2019 | COOPER UNIVERSITY HOSPITAL |  |  | Pav 2 Bed Storage |  | BRIAN OSHAUGHNESSY |  |  |  | 07/15/2019 | 07/15/2019 |  |  |  |  | 07/15/2019 | 07/15/2019
|  | HILL-ROM INC. | VERSACARE P3200 SERIES | BED, PATIENT, ELECTRIC | J318AD2549 | PAVILION 8 | Pavilion |  |  | 09/26/2019 |  | 9/26/31 |  |  | NO | YES |  |  |  |  | HILL-ROM INC. 50005147 J318AD2549 |  |  | Active |  | 99:99:99:99:99:99 |  | Equipment | 1Y:00-MFG | 09/26/2019 | 09/26/2019 | COOPER UNIVERSITY HOSPITAL |  |  | n7 728d |  | BRIAN OSHAUGHNESSY |  |  |  | 09/26/2019 | 09/26/2019 |  |  |  |  | 09/26/2019 | 09/26/2019
|  | HILL-ROM INC. | VERSACARE P3200 SERIES | BED, PATIENT, ELECTRIC | P098AD0526 | BIOMEDICAL | Kelemen |  |  | 12/04/2018 |  | 12/4/30 |  |  | NO | YES |  |  |  |  | HILL-ROM INC. 50005145 P098AD0526 |  |  | Active |  | 99:99:99:99:99:99 |  | Equipment | 1Y:00-MFG | 12/04/2018 | 12/04/2018 | COOPER UNIVERSITY HOSPITAL |  |  | PAV 8 839 |  | Bonnie Aichroch |  |  |  | 12/04/2018 | 12/04/2018 |  |  |  |  | 12/04/2018 | 12/04/2018
|  | HILL-ROM INC. | VERSACARE P3200 SERIES | BED, PATIENT, ELECTRIC | P099AD0540 | PAVILION 8 | Pavilion |  |  | 07/12/2019 |  | 7/12/31 |  |  | NO | YES |  |  |  |  | HILL-ROM INC. 50005144 P099AD0540 |  |  | Active |  | 99:99:99:99:99:99 |  | Equipment | 1Y:00-MFG | 07/12/2019 | 07/12/2019 | COOPER UNIVERSITY HOSPITAL |  |  | S9 962 | 0011830759 | BRIAN OSHAUGHNESSY | Preventative Maintenance | Closed | Tom Burhart | 07/12/2019 | 07/12/2019 | Performance Assurance: 00-MFG | 7/7/2017 11:38:19 AM TJBURHART (TJBURHART 7/7/2017 12:00 AM) SEARCHED FOR THE BED, LOCATED THE BED. THE BED HAS PASSED PM TESTING. USED 10480316 FOR TESTING 7/7/2017 11:38 AM TJBURHART | 22A5D2B5-6984-4D8A-BE7A-C0852C37E8E3 | Labor | 07/12/2019 | 07/12/2019 | Tom Burhart
|  | HILL-ROM INC. | VERSACARE P3200 SERIES | BED, PATIENT, ELECTRIC | P100AD0600 | BEDS | Kelemen |  |  | 07/12/2019 |  | 7/12/31 |  |  | NO | YES |  |  |  |  | HILL-ROM INC. 50005143 P100AD0600 |  |  | Active |  | 99:99:99:99:99:99 |  | Equipment | 1Y:00-MFG | 07/12/2019 | 07/12/2019 | COOPER UNIVERSITY HOSPITAL |  |  | n10 1010d |  | Bonnie Aichroch |  |  |  | 07/12/2019 | 07/12/2019 |  |  |  |  | 07/12/2019 | 07/12/2019
|  | HILL-ROM INC. | VERSACARE P3200 SERIES | BED, PATIENT, ELECTRIC | P128AD1305 | NEURO/ORTHO/MEDSURG/7 PAV | Pavilion |  |  | 02/14/2019 |  | 2/14/31 |  |  | NO | YES |  |  |  |  | HILL-ROM INC. 50005140 P128AD1305 |  |  | Active |  | 99:99:99:99:99:99 |  | Equipment | 1Y:00-MFG | 02/14/2019 | 02/14/2019 | COOPER UNIVERSITY HOSPITAL |  |  | BED STORAGE | WOT00000000488134 | Pam Young | Preventative Maintenance | Closed | Tom Burhart | 02/14/2019 | 02/14/2019 | PM: Procedure: 00-MFG Frequency: 1Y | SEARCHED FOR THE BED, LOCATED THE BED. THE BED HAS PASSED PM TESTING. USED 10480316 FOR TESTING | EXP0136781 | Labor | 02/14/2019 | 02/14/2019 | Tom Burhart
|  | HILL-ROM INC. | VERSACARE P3200 SERIES | BED, PATIENT, ELECTRIC | P126AD1234 | BIOMEDICAL | Pavilion |  |  | 12/04/2018 |  | 12/4/30 |  |  | NO | YES |  |  |  |  | HILL-ROM INC. 50005139 P126AD1234 |  |  | Active |  | 99:99:99:99:99:99 |  | Equipment | 1Y:00-MFG | 12/04/2018 | 12/04/2018 | COOPER UNIVERSITY HOSPITAL |  |  | DORRANCE 5 552 | 0012445338 | Bonnie Aichroch | Preventative Maintenance | Closed | Tom Burhart | 12/04/2018 | 12/04/2018 | Performance Assurance: 00-MFG | 12/7/2017 11:30:04 AM TJBURHART (TJBURHART 12/7/2017 12:00 AM) SEARCHED FOR THE BED, LOCATED THE BED. THE BED HAS PASSED PM TESTING. USED 10480316 FOR TESTING 12/7/2017 11:30 AM TJBURHART | DC2D9727-A99A-49B4-A2C3-3696F7C423C8 | Labor | 12/04/2018 | 12/04/2018 | Tom Burhart
|  | HILL-ROM INC. | VERSACARE P3200 SERIES | BED, PATIENT, ELECTRIC | J318AD2553 | MED/SURG 6 PAVILION | Pavilion |  |  | 09/26/2019 |  | 9/26/31 |  |  | NO | YES |  |  |  |  | HILL-ROM INC. 50005137 J318AD2553 |  |  | Active |  | 99:99:99:99:99:99 |  | Equipment | 1Y:00-MFG | 09/26/2019 | 09/26/2019 | COOPER UNIVERSITY HOSPITAL |  |  | n9 915 |  | BRIAN OSHAUGHNESSY |  |  |  | 09/26/2019 | 09/26/2019 |  |  |  |  | 09/26/2019 | 09/26/2019
|  | HILL-ROM INC. | VERSACARE P3200 SERIES | BED, PATIENT, ELECTRIC | P128AD1306 | BEDS | Dorrance |  |  | 02/13/2019 |  | 2/13/31 |  |  | NO | YES |  |  |  |  | HILL-ROM INC. 50005133 P128AD1306 |  |  | Active |  | 99:99:99:99:99:99 |  | Equipment | 1Y:00-MFG | 02/13/2019 | 02/13/2019 | COOPER UNIVERSITY HOSPITAL |  |  | NORTH 10 1017W |  | Bonnie Aichroch |  |  |  | 02/13/2019 | 02/13/2019 |  |  |  |  | 02/13/2019 | 02/13/2019
|  | HILL-ROM INC. | VERSACARE P3200 SERIES | BED, PATIENT, ELECTRIC | K285AD6935 | MED/SURG 6 PAVILION | Pavilion |  |  | 01/14/2019 |  | 1/14/31 |  |  | NO | YES |  |  |  |  | HILL-ROM INC. 50005134 K285AD6935 |  |  | Active |  | 99:99:99:99:99:99 |  | Equipment | 1Y:00-MFG | 01/14/2019 | 01/14/2019 | COOPER UNIVERSITY HOSPITAL |  |  | pav 8 826 |  | BRIAN OSHAUGHNESSY |  |  |  | 01/14/2019 | 01/14/2019 |  |  |  |  | 01/14/2019 | 01/14/2019
|  | HILL-ROM INC. | VERSACARE P3200 SERIES | BED, PATIENT, ELECTRIC | F089AD0639 | MED/SURG 6 PAVILION | Pavilion |  |  | 11/01/2019 |  | 11/1/31 |  |  | NO | YES |  |  |  |  | HILL-ROM INC. 50005132 F089AD0639 |  |  | Active |  | 99:99:99:99:99:99 |  | Equipment | 1Y:00-MFG | 11/01/2019 | 11/01/2019 | COOPER UNIVERSITY HOSPITAL |  |  | K852 |  | BRIAN OSHAUGHNESSY |  |  |  | 11/01/2019 | 11/01/2019 |  |  |  |  | 11/01/2019 | 11/01/2019
|  | HILL-ROM INC. | VERSACARE P3200 SERIES | BED, PATIENT, ELECTRIC | O052AD5720 | MED/SURG 6 PAVILION | Kelemen |  |  | 02/04/2019 |  | 2/4/31 |  |  | NO | YES |  |  |  |  | HILL-ROM INC. 50005129 0052AD5720 |  |  | Active |  | 99:99:99:99:99:99 |  | Equipment | 1Y:00-MFG | 02/04/2019 | 02/04/2019 | COOPER UNIVERSITY HOSPITAL |  |  | CDU 5 | WOT00000000488129 | BRIAN OSHAUGHNESSY | Preventative Maintenance | Closed | Tom Burhart | 02/04/2019 | 02/04/2019 | PM: Procedure: 00-MFG Frequency: 1Y | SEARCHED FOR THE BED, LOCATED THE BED. THE BED HAS PASSED PM TESTING. USED 10480316 FOR TESTING | EXP0158908 | Labor | 02/04/2019 | 02/04/2019 | Tom Burhart
|  | HILL-ROM INC. | VERSACARE P3200 SERIES | BED, PATIENT, ELECTRIC | J318AD2551 | MED/SURG 6 PAVILION | Kelemen |  |  | 02/04/2019 |  | 2/4/31 |  |  | NO | YES |  |  |  |  | HILL-ROM INC. 50005128 J318AD2551 |  |  | Active |  | 99:99:99:99:99:99 |  | Equipment | 1Y:00-MFG | 02/04/2019 | 02/04/2019 | COOPER UNIVERSITY HOSPITAL |  |  | CDU 7 |  | BRIAN OSHAUGHNESSY |  |  |  | 02/04/2019 | 02/04/2019 |  |  |  |  | 02/04/2019 | 02/04/2019
|  | HILL-ROM INC. | VERSACARE P3200 SERIES | BED, PATIENT, ELECTRIC | J304AD1298 | BIOMEDICAL | Pavilion |  |  | 12/19/2018 |  | 12/19/30 |  |  | NO | YES |  |  |  |  | HILL-ROM INC. 50005110 J304AD1298 |  |  | Active |  | 99:99:99:99:99:99 |  | Equipment | 1Y:00-MFG | 12/19/2018 | 12/19/2018 | COOPER UNIVERSITY HOSPITAL |  |  | N7 725D | 0012445323 | Bonnie Aichroch | Preventative Maintenance | Closed | Tom Burhart | 12/19/2018 | 12/19/2018 | Performance Assurance: 00-MFG | 12/6/2017 10:01:11 AM TJBURHART (TJBURHART 12/6/2017 12:00 AM) SEARCHED FOR THE BED, LOCATED THE BED. THE BED HAS PASSED PM TESTING. USED 10480316 FOR TESTING 12/6/2017 10:01 AM TJBURHART | 243CF3F8-B9E7-447A-B5F3-A221718E4250 | Labor | 12/19/2018 | 12/19/2018 | Tom Burhart
|  | HILL-ROM INC. | VERSACARE P3200 SERIES | BED, PATIENT, ELECTRIC | M117AD9097 | BIOMEDICAL | Kelemen |  |  | 12/18/2018 |  | 12/18/30 |  |  | NO | YES |  |  |  |  | HILL-ROM INC. 50005108 M116AD8976 |  |  | Active |  | 99:99:99:99:99:99 |  | Equipment | 1Y:00-MFG | 12/18/2018 | 12/18/2018 | COOPER UNIVERSITY HOSPITAL |  |  | SOUTH 8 857D | 0012445326 | Bonnie Aichroch | Preventative Maintenance | Closed | Tom Burhart | 12/18/2018 | 12/18/2018 | Performance Assurance: 00-MFG | 12/6/2017 2:17:02 PM TJBURHART (TJBURHART 12/6/2017 12:00 AM) SEARCHED FOR THE BED, LOCATED THE BED. THE BED HAS PASSED PM TESTING. USED 10480316 FOR TESTING 12/6/2017 2:17 PM TJBURHART | 3EF33A35-C395-4A97-8CFC-EEB1DF1CF2D8 | Labor | 12/18/2018 | 12/18/2018 | Tom Burhart
|  | HILL-ROM INC. | VERSACARE P3200 SERIES | BED, PATIENT, ELECTRIC | F090AD0665 | INCU - KELEMEN S10 | Pavilion |  |  | 01/01/1900 |  |  |  |  | NO | YES |  |  |  |  | HILL-ROM INC. 10369560 F090AD0665 |  |  | Active |  | 99:99:99:99:99:99 |  | Equipment | 1Y:00-MFG | 11/01/2019 | 11/01/2020 | COOPER UNIVERSITY HOSPITAL |  |  | pav 9 914 |  | Lisa Brooks
|  | HILL-ROM INC. | VERSACARE P3200 SERIES | BED, PATIENT, ELECTRIC | P098AD0489 | BIOMEDICAL | Kelemen |  |  | 03/25/2014 |  | 3/25/26 |  |  | NO | YES |  |  |  |  | HILL-ROM INC. 10369559 P098AD0489 |  |  | Active |  | 99:99:99:99:99:99 |  | Alarm | 1Y:00-MFG | 05/15/2019 | 05/01/2020 | COOPER UNIVERSITY HOSPITAL |  |  | b |  | Bonnie Aichroch
|  | HILL-ROM INC. | VERSACARE P3200 SERIES | BED, PATIENT, ELECTRIC | M117AD9090 | CDU - CLINICAL DECISION UNIT-9 KELEMEN | Pavilion |  |  | 02/01/2011 |  | 2/1/23 |  |  | NO | YES |  |  |  |  | HILL-ROM INC. 10369242 M117AD9090 |  |  | Active |  | 99:99:99:99:99:99 |  | Equipment | 1Y:00-MFG | 05/08/2019 | 05/01/2020 | COOPER UNIVERSITY HOSPITAL |  |  | DORRANCE 5 545 | 0011571679 | KAREN GRUBER | Preventative Maintenance | Closed | Tom Burhart | 05/01/2017 | 05/02/2017 | Performance Assurance: 00-MFG | 5/2/2017 3:36:19 PM TJBURHART (TJBURHART 5/2/2017 12:00 AM) SEARCHED AND FOUND THE BED. THE BED HAS PASSED PM TESTING USED 10480316 FOR ELECTRIC SAFETY TEST 5/2/2017 3:36 PM TJBURHART | 2CC02770-E722-41D4-9B02-88D9D042A6B4 | Labor | 05/02/2017 | 05/02/2017 | Tom Burhart
|  | HILL-ROM INC. | VERSACARE P3200 SERIES | BED, PATIENT, ELECTRIC | J318AD2515 | MED/SURG 6 PAVILION | Kelemen |  |  | 02/16/2009 |  | 2/16/21 |  |  | NO | YES |  |  |  |  | HILL-ROM INC. 10368944 J318AD2515 |  |  | Active |  | 99:99:99:99:99:99 |  | Equipment | 1Y:00-MFG | 09/26/2019 | 09/01/2020 | COOPER UNIVERSITY HOSPITAL |  |  | peds6 638 |  | BRIAN OSHAUGHNESSY
|  | HILL-ROM INC. | VERSACARE P3200 SERIES | BED, PATIENT, ELECTRIC | J312AD1955 | INCU - KELEMEN S10 | Kelemen |  |  | 09/06/2019 |  | 9/6/31 |  |  | NO | YES |  |  |  |  | HILL-ROM INC. 50005100 J312AD1955 |  |  | Active |  | 99:99:99:99:99:99 |  | Alarm | 1Y:00-MFG | 09/06/2019 | 09/06/2019 | COOPER UNIVERSITY HOSPITAL |  |  | pav 8 23 |  | Lisa Brooks |  |  |  | 09/06/2019 | 09/06/2019 |  |  |  |  | 09/06/2019 | 09/06/2019
|  | HILL-ROM INC. | VERSACARE P3200 SERIES | BED, PATIENT, ELECTRIC | P097AD0461 | INCU - KELEMEN S10 | Kelemen |  |  | 09/05/2019 |  | 9/5/31 |  |  | NO | YES |  |  |  |  | HILL-ROM INC. 50005098 P097AD0461 |  |  | Active |  | 99:99:99:99:99:99 |  | Alarm | 1Y:00-MFG | 09/05/2019 | 09/05/2019 | COOPER UNIVERSITY HOSPITAL |  |  | DORRANCE 5 552 |  | Lisa Brooks |  |  |  | 09/05/2019 | 09/05/2019 |  |  |  |  | 09/05/2019 | 09/05/2019
|  | HILL-ROM INC. | VERSACARE P3200 SERIES | BED, PATIENT, ELECTRIC | P128AD1288 | BEDS | Kelemen |  |  | 07/15/2019 |  | 7/15/31 |  |  | NO | YES |  |  |  |  | HILL-ROM INC. 50005097 P128AD1288 |  |  | Active |  | 99:99:99:99:99:99 |  | Alarm | 1Y:00-MFG | 07/15/2019 | 07/15/2019 | COOPER UNIVERSITY HOSPITAL |  |  | pav 9 941 |  | Bonnie Aichroch |  |  |  | 07/15/2019 | 07/15/2019 |  |  |  |  | 07/15/2019 | 07/15/2019
|  | HILL-ROM INC. | VERSACARE P3200 SERIES | BED, PATIENT, ELECTRIC | P099AD0531 | INCU - KELEMEN S10 | Kelemen |  |  | 09/05/2019 |  | 9/5/31 |  |  | NO | YES |  |  |  |  | HILL-ROM INC. 50005096 P099AD0531 |  |  | Active |  | 99:99:99:99:99:99 |  | Alarm | 1Y:00-MFG | 09/05/2019 | 09/05/2019 | COOPER UNIVERSITY HOSPITAL |  |  | dorrance 3 340 |  | Lisa Brooks |  |  |  | 09/05/2019 | 09/05/2019 |  |  |  |  | 09/05/2019 | 09/05/2019
|  | HILL-ROM INC. | VERSACARE P3200 SERIES | BED, PATIENT, ELECTRIC | J318AD2513 | GYNECOLOGY / DIABETES TREATMENT | Kelemen |  |  | 02/13/2019 |  | 2/13/31 |  |  | NO | YES |  |  |  |  | HILL-ROM INC. 50005095 J318AD2513 |  |  | Active |  | 99:99:99:99:99:99 |  | Alarm | 1Y:00-MFG | 02/13/2019 | 02/13/2019 | COOPER UNIVERSITY HOSPITAL |  |  | north 9 922d |  | LAUSA ZIMMERMAN |  |  |  | 02/13/2019 | 02/13/2019 |  |  |  |  | 02/13/2019 | 02/13/2019
|  | HILL-ROM INC. | VERSACARE P3200 SERIES | BED, PATIENT, ELECTRIC | P128AD1302 | GYNECOLOGY / DIABETES TREATMENT | Kelemen |  |  | 03/20/2019 |  | 3/20/31 |  |  | NO | YES |  |  |  |  | HILL-ROM INC. 50005094 P128AD1302 |  |  | Active |  | 99:99:99:99:99:99 |  | Alarm | 1Y:00-MFG | 03/20/2019 | 03/20/2019 | COOPER UNIVERSITY HOSPITAL |  |  | pav 9 912 |  | LAUSA ZIMMERMAN |  |  |  | 03/20/2019 | 03/20/2019 |  |  |  |  | 03/20/2019 | 03/20/2019
|  | HILL-ROM INC. | VERSACARE P3200 SERIES | BED, PATIENT, ELECTRIC | P100AD0606 | INCU - KELEMEN S10 | Kelemen |  |  | 07/12/2019 |  | 7/12/31 |  |  | NO | YES |  |  |  |  | HILL-ROM INC. 50005093 P100AD0606 |  |  | Active |  | 99:99:99:99:99:99 |  | Alarm | 1Y:00-MFG | 07/12/2019 | 07/12/2019 | COOPER UNIVERSITY HOSPITAL |  |  | north 10 1013w |  | Lisa Brooks |  |  |  | 07/12/2019 | 07/12/2019 |  |  |  |  | 07/12/2019 | 07/12/2019
|  | HILL-ROM INC. | VERSACARE P3200 SERIES | BED, PATIENT, ELECTRIC | O056AD5832 | GYNECOLOGY / DIABETES TREATMENT | Pavilion |  |  | 02/12/2019 |  | 2/12/31 |  |  | NO | YES |  |  |  |  | HILL-ROM INC. 50005090 0056AD5832 |  |  | Active |  | 99:99:99:99:99:99 |  | Alarm | 1Y:00-MFG | 02/12/2019 | 02/12/2019 | COOPER UNIVERSITY HOSPITAL |  |  | RM 953 |  | LAUSA ZIMMERMAN |  |  |  | 02/12/2019 | 02/12/2019 |  |  |  |  | 02/12/2019 | 02/12/2019
|  | HILL-ROM INC. | VERSACARE P3200 SERIES | BED, PATIENT, ELECTRIC | O049AD5479 | GYNECOLOGY / DIABETES TREATMENT | Kelemen |  |  | 02/01/2019 |  | 2/1/31 |  |  | NO | YES |  |  |  |  | HILL-ROM INC. 50005091 0049AD5479 |  |  | Active |  | 99:99:99:99:99:99 |  | Alarm | 1Y:00-MFG | 02/01/2019 | 02/01/2019 | COOPER UNIVERSITY HOSPITAL |  |  | pav 7 742 |  | LAUSA ZIMMERMAN |  |  |  | 02/01/2019 | 02/01/2019 |  |  |  |  | 02/01/2019 | 02/01/2019
|  | HILL-ROM INC. | VERSACARE P3200 SERIES | BED, PATIENT, ELECTRIC | S137AD3688 |  | Pavilion | [7 empty] | NO | YES
|  | HILL-ROM INC. | VERSACARE P3200 SERIES | BED, PATIENT, ELECTRIC | o051ad5691 |  | Pavilion | [7 empty] | NO | YES
|  | HILL-ROM INC. | VERSACARE P3200 SERIES | BED, PATIENT, ELECTRIC | P094AD0410 | BIOMEDICAL | Pavilion |  |  | 02/01/2019 |  | 2/1/31 |  |  | NO | YES |  |  |  |  | HILL-ROM INC. 50005088 P094AD0410 |  |  | Active |  | 99:99:99:99:99:99 |  | Alarm | 1Y:00-MFG | 02/01/2019 | 02/01/2019 | COOPER UNIVERSITY HOSPITAL |  |  | RM 956 |  | Bonnie Aichroch |  |  |  | 02/01/2019 | 02/01/2019 |  |  |  |  | 02/01/2019 | 02/01/2019
|  | HILL-ROM INC. | VERSACARE P3200 SERIES | BED, PATIENT, ELECTRIC | P167AD2695 | GYNECOLOGY / DIABETES TREATMENT | Pavilion |  |  | 03/13/2019 |  | 3/13/31 |  |  | NO | YES |  |  |  |  | HILL-ROM INC. 50005086 P167AD2695 |  |  | Active |  | 99:99:99:99:99:99 |  | Alarm | 1Y:00-MFG | 03/13/2019 | 03/13/2019 | COOPER UNIVERSITY HOSPITAL |  |  | pav 9 916 |  | LAUSA ZIMMERMAN |  |  |  | 03/13/2019 | 03/13/2019 |  |  |  |  | 03/13/2019 | 03/13/2019
|  | HILL-ROM INC. | VERSACARE P3200 SERIES | BED, PATIENT, ELECTRIC | K287AD7030 | GYNECOLOGY / DIABETES TREATMENT | Pavilion |  |  | 11/01/2019 |  | 11/1/31 |  |  | NO | YES |  |  |  |  | HILL-ROM INC. 50005084 K287AD7030 |  |  | Active |  | 99:99:99:99:99:99 |  | Alarm | 1Y:00-MFG | 11/01/2019 | 11/01/2019 | COOPER UNIVERSITY HOSPITAL |  |  | 958W |  | LAUSA ZIMMERMAN |  |  |  | 11/01/2019 | 11/01/2019 |  |  |  |  | 11/01/2019 | 11/01/2019
|  | HILL-ROM INC. | VERSACARE P3200 SERIES | BED, PATIENT, ELECTRIC | O056AD5845 | BIOMEDICAL | Kelemen |  |  | 03/12/2019 |  | 3/12/31 |  |  | NO | YES |  |  |  |  | HILL-ROM INC. 50005078 0056AD5845 |  |  | Active |  | 99:99:99:99:99:99 |  | Alarm | 1Y:00-MFG | 03/12/2019 | 03/12/2019 | COOPER UNIVERSITY HOSPITAL |  |  | PAVILION 9 918 |  | Bonnie Aichroch |  |  |  | 03/12/2019 | 03/12/2019 |  |  |  |  | 03/12/2019 | 03/12/2019
|  | HILL-ROM INC. | VERSACARE P3200 SERIES | BED, PATIENT, ELECTRIC | O051AD5700 | GYNECOLOGY / DIABETES TREATMENT | Pavilion |  |  | 02/01/2019 |  | 2/1/31 |  |  | NO | YES |  |  |  |  | HILL-ROM INC. 50005074 0051AD5700 |  |  | Active |  | 99:99:99:99:99:99 |  | Alarm | 1Y:00-MFG | 02/01/2019 | 02/01/2019 | COOPER UNIVERSITY HOSPITAL |  |  | pav 7 734 |  | LAUSA ZIMMERMAN |  |  |  | 02/01/2019 | 02/01/2019 |  |  |  |  | 02/01/2019 | 02/01/2019
|  | HILL-ROM INC. | VERSACARE P3200 SERIES | BED, PATIENT, ELECTRIC | P129AD1313 | INCU - KELEMEN S10 | Dorrance |  |  | 10/01/2019 |  | 10/1/31 |  |  | NO | YES |  |  |  |  | HILL-ROM INC. 50005073 P129AD1313 |  |  | Active |  | 99:99:99:99:99:99 |  | Alarm | 1Y:00-MFG | 10/01/2019 | 10/01/2019 | COOPER UNIVERSITY HOSPITAL |  |  | s4 450 |  | Lisa Brooks |  |  |  | 10/01/2019 | 10/01/2019 |  |  |  |  | 10/01/2019 | 10/01/2019
|  | HILL-ROM INC. | VERSACARE P3200 SERIES | BED, PATIENT, ELECTRIC | K286AD6994 | INCU - KELEMEN S10 | Kelemen |  |  | 09/05/2019 |  | 9/5/31 |  |  | NO | YES |  |  |  |  | HILL-ROM INC. 50005072 K286AD6994 |  |  | Active |  | 99:99:99:99:99:99 |  | Alarm | 1Y:00-MFG | 09/05/2019 | 09/05/2019 | COOPER UNIVERSITY HOSPITAL |  |  | n10 1023d |  | Lisa Brooks |  |  |  | 09/05/2019 | 09/05/2019 |  |  |  |  | 09/05/2019 | 09/05/2019
|  | HILL-ROM INC. | VERSACARE P3200 SERIES | BED, PATIENT, ELECTRIC | P097AD0433 | INCU - KELEMEN S10 | Kelemen |  |  | 09/26/2019 |  | 9/26/31 |  |  | NO | YES |  |  |  |  | HILL-ROM INC. 50005070 P097AD0433 |  |  | Active |  | 99:99:99:99:99:99 |  | Alarm | 1Y:00-MFG | 09/26/2019 | 09/26/2019 | COOPER UNIVERSITY HOSPITAL |  |  | n7 718d |  | Lisa Brooks |  |  |  | 09/26/2019 | 09/26/2019 |  |  |  |  | 09/26/2019 | 09/26/2019
|  | HILL-ROM INC. | VERSACARE P3200 SERIES | BED, PATIENT, ELECTRIC | P178AD3258 | INCU - KELEMEN S10 | Kelemen |  |  | 10/30/2019 |  | 10/30/31 |  |  | NO | YES |  |  |  |  | HILL-ROM INC. 50005069 P178AD3258 |  |  | Active |  | 99:99:99:99:99:99 |  | Alarm | 1Y:00-MFG | 10/30/2019 | 10/30/2019 | COOPER UNIVERSITY HOSPITAL |  |  | dorrance 3 337 |  | Lisa Brooks |  |  |  | 10/30/2019 | 10/30/2019 |  |  |  |  | 10/30/2019 | 10/30/2019
|  | HILL-ROM INC. | VERSACARE P3200 SERIES | BED, PATIENT, ELECTRIC | P101AD0690 | INCU - KELEMEN S10 | Pavilion |  |  | 02/07/2019 |  | 2/7/31 |  |  | NO | YES |  |  |  |  | HILL-ROM INC. 50005068 P101AD0690 |  |  | Active |  | 99:99:99:99:99:99 |  | Alarm | 1Y:00-MFG | 02/07/2019 | 02/07/2019 | COOPER UNIVERSITY HOSPITAL |  |  | south 9 955w |  | Lisa Brooks |  |  |  | 02/07/2019 | 02/07/2019 |  |  |  |  | 02/07/2019 | 02/07/2019
|  | HILL-ROM INC. | VERSACARE P3200 SERIES | BED, PATIENT, ELECTRIC | J318AD2517 | INCU - KELEMEN S10 | Dorrance |  |  | 02/01/2019 |  | 2/1/31 |  |  | NO | YES |  |  |  |  | HILL-ROM INC. 50005066 J318AD2517 |  |  | Active |  | 99:99:99:99:99:99 |  | Alarm | 1Y:00-MFG | 02/01/2019 | 02/01/2019 | COOPER UNIVERSITY HOSPITAL |  |  | pav 7 741 |  | Lisa Brooks |  |  |  | 02/01/2019 | 02/01/2019 |  |  |  |  | 02/01/2019 | 02/01/2019
|  | HILL-ROM INC. | VERSACARE P3200 SERIES | BED, PATIENT, ELECTRIC | P106AD0698 | INCU - KELEMEN S10 | Kelemen |  |  | 07/15/2019 |  | 7/15/31 |  |  | NO | YES |  |  |  |  | HILL-ROM INC. 50005067 P106AD0698 |  |  | Active |  | 99:99:99:99:99:99 |  | Alarm | 1Y:00-MFG | 07/15/2019 | 07/15/2019 | COOPER UNIVERSITY HOSPITAL |  |  | n8 822w |  | Lisa Brooks |  |  |  | 07/15/2019 | 07/15/2019 |  |  |  |  | 07/15/2019 | 07/15/2019
|  | HILL-ROM INC. | VERSACARE P3200 SERIES | BED, PATIENT, ELECTRIC | P167AD2687 | INCU - KELEMEN S10 | Pavilion |  |  | 07/15/2019 |  | 7/15/31 |  |  | NO | YES |  |  |  |  | HILL-ROM INC. 50005065 P167AD2687 |  |  | Active |  | 99:99:99:99:99:99 |  | Alarm | 1Y:00-MFG | 07/15/2019 | 07/15/2019 | COOPER UNIVERSITY HOSPITAL |  |  | n10 1014d |  | Lisa Brooks |  |  |  | 07/15/2019 | 07/15/2019 |  |  |  |  | 07/15/2019 | 07/15/2019
|  | HILL-ROM INC. | VERSACARE P3200 SERIES | BED, PATIENT, ELECTRIC | P099AD0581 | KELEMEN N10 | Kelemen |  |  | 11/01/2019 |  | 11/1/31 |  |  | NO | YES |  |  |  |  | HILL-ROM INC. 50005054 P099AD0581 |  |  | Active |  | 99:99:99:99:99:99 |  | Equipment | 1Y:00-MFG | 11/01/2019 | 11/01/2019 | COOPER UNIVERSITY HOSPITAL |  |  |  | 0012352584 | Lisa Brooks | Preventative Maintenance | Closed | Tom Burhart | 11/01/2019 | 11/01/2019 | Performance Assurance: 00-MFG | 11/16/2017 10:36:55 AM TJBURHART (TJBURHART 11/16/2017 12:00 AM) SEARCHED FOR THE BED, LOCATED THE BED. THE BED HAS PASSED PM TESTING. USED 10480316 FOR TESTING 11/16/2017 10:36 AM TJBURHART | 3A63920A-8503-4EF1-A61E-8D8C84EA316F | Labor | 11/01/2019 | 11/01/2019 | Tom Burhart
|  | HILL-ROM INC. | VERSACARE P3200 SERIES | BED, PATIENT, ELECTRIC | O049AD5534 | KELEMEN N10 | Dorrance |  |  | 11/01/2019 |  | 11/1/31 |  |  | NO | YES |  |  |  |  | HILL-ROM INC. 50005062 0049AD5534 |  |  | Active |  | 99:99:99:99:99:99 |  | Equipment | 1Y:00-MFG | 11/01/2019 | 11/01/2019 | COOPER UNIVERSITY HOSPITAL |  |  | DORRANCE 5 537 | 0012352573 | Lisa Brooks | Preventative Maintenance | Closed | Tom Burhart | 11/01/2019 | 11/01/2019 | Performance Assurance: 00-MFG | 11/8/2017 10:52:43 AM TJBURHART (TJBURHART 11/8/2017 12:00 AM) SEARCHED FOR THE BED, LOCATED THE BED. THE BED HAS PASSED PM TESTING. USED 10480316 FOR TESTING 11/8/2017 10:52 AM TJBURHART | A8DB92FC-ECA6-4381-9B87-C240D0D00584 | Labor | 11/01/2019 | 11/01/2019 | Tom Burhart
|  | HILL-ROM INC. | VERSACARE P3200 SERIES | BED, PATIENT, ELECTRIC | P098AD0521 | BIOMEDICAL | Kelemen |  |  | 12/19/2018 |  | 12/19/30 |  |  | NO | YES |  |  |  |  | HILL-ROM INC. 50005060 P098AD0521 |  |  | Active |  | 99:99:99:99:99:99 |  | Equipment | 1Y:00-MFG | 12/19/2018 | 12/19/2018 | COOPER UNIVERSITY HOSPITAL |  |  | DORRANCE 3 350 |  | Bonnie Aichroch |  |  |  | 12/19/2018 | 12/19/2018 |  |  |  |  | 12/19/2018 | 12/19/2018
|  | HILL-ROM INC. | VERSACARE P3200 SERIES | BED, PATIENT, ELECTRIC | P128AD1296 | KELEMEN N10 | Kelemen |  |  | 11/01/2019 |  | 11/1/31 |  |  | NO | YES |  |  |  |  | HILL-ROM INC. 50005059 P128AD1296 |  |  | Active |  | 99:99:99:99:99:99 |  | Equipment | 1Y:00-MFG | 11/01/2019 | 11/01/2019 | COOPER UNIVERSITY HOSPITAL |  |  | PAVILION 6 619 |  | Lisa Brooks |  |  |  | 11/01/2019 | 11/01/2019 |  |  |  |  | 11/01/2019 | 11/01/2019
|  | HILL-ROM INC. | VERSACARE P3200 SERIES | BED, PATIENT, ELECTRIC | J304AD1303 | KELEMEN N10 | Kelemen |  |  | 11/01/2019 |  | 11/1/31 |  |  | NO | YES |  |  |  |  | HILL-ROM INC. 50005057 J304AD1303 |  |  | Active |  | 99:99:99:99:99:99 |  | Equipment | 1Y:00-MFG | 11/01/2019 | 11/01/2019 | COOPER UNIVERSITY HOSPITAL |  |  | NORTH 9 921W |  | Lisa Brooks |  |  |  | 11/01/2019 | 11/01/2019 |  |  |  |  | 11/01/2019 | 11/01/2019
|  | HILL-ROM INC. | VERSACARE P3200 SERIES | BED, PATIENT, ELECTRIC | P099ad0557 |  | Kelemen | [7 empty] | NO | YES
|  | HILL-ROM INC. | VERSACARE P3200 SERIES | BED, PATIENT, ELECTRIC | J318AD2521 | BEDS | Dorrance |  |  | 11/01/2019 |  | 11/1/31 |  |  | NO | YES |  |  |  |  | HILL-ROM INC. 50005056 J318AD2521 |  |  | Active |  | 99:99:99:99:99:99 |  | Equipment | 1Y:00-MFG | 11/01/2019 | 11/01/2019 | COOPER UNIVERSITY HOSPITAL |  |  | n10 1014d |  | Bonnie Aichroch |  |  |  | 11/01/2019 | 11/01/2019 |  |  |  |  | 11/01/2019 | 11/01/2019
|  | HILL-ROM INC. | VERSACARE P3200 SERIES | BED, PATIENT, ELECTRIC | P098AD0492 | KELEMEN N10 | Kelemen |  |  | 11/01/2019 |  | 11/1/31 |  |  | NO | YES |  |  |  |  | HILL-ROM INC. 50005049 P098AD0492 |  |  | Active |  | 99:99:99:99:99:99 |  | Equipment | 1Y:00-MFG | 11/01/2019 | 11/01/2019 | COOPER UNIVERSITY HOSPITAL |  |  | P 6 |  | Lisa Brooks |  |  |  | 11/01/2019 | 11/01/2019 |  |  |  |  | 11/01/2019 | 11/01/2019
|  | HILL-ROM INC. | VERSACARE P3200 SERIES | BED, PATIENT, ELECTRIC | O057AD5874 | KELEMEN N10 | Kelemen |  |  | 11/01/2019 |  | 11/1/31 |  |  | NO | YES |  |  |  |  | HILL-ROM INC. 50005047 0057AD5874 |  |  | Active |  | 99:99:99:99:99:99 |  | Equipment | 1Y:00-MFG | 11/01/2019 | 11/01/2019 | COOPER UNIVERSITY HOSPITAL |  |  | PAV 7 718 |  | Lisa Brooks |  |  |  | 11/01/2019 | 11/01/2019 |  |  |  |  | 11/01/2019 | 11/01/2019
|  | HILL-ROM INC. | VERSACARE P3200 SERIES | BED, PATIENT, ELECTRIC | P167AD2691 | KELEMEN N10 | Kelemen |  |  | 11/01/2019 |  | 11/1/31 |  |  | NO | YES |  |  |  |  | HILL-ROM INC. 50005046 P167AD2691 |  |  | Active |  | 99:99:99:99:99:99 |  | Equipment | 1Y:00-MFG | 11/01/2019 | 11/01/2019 | COOPER UNIVERSITY HOSPITAL |  |  | 718W | 0011307402 | Lisa Brooks | Repair | Closed | Tom Burhart | 11/01/2019 | 11/01/2019 | MATTRESS SYSTEM - NO MOTOR FUNCTION - TMX | 3/1/2017 4:23:37 PM TJBURHART (TJBURHART 3/1/2017 12:00 AM) FOUND THE BED AND NO MOTOR FUCTIONS WERE WORKING. RELOCATE TO BED SHOP. CHECKED THE CPR HANDLES AND FUCTIONS LOCKS, ALL WERE WORKING. I CLEANED THE SENORS ON THE BOTTOM RAIL. CALLED HILLROM TECH SUPPORT, WENT THROUGH SOME CHECKS AND NEED TO REPLACE UPPER CONTROL BOARD. ALSO THE COVERS FOR THE SIDERAILS ARE BROKEN AND NEED TO BE REPLACED. CHEAP PLASTIC. 3/6/2017 3:01:09 PM TJBURHART (TJBURHART 3/6/2017 12:00 AM) GOT AN EMAIL SAYING THE BOARD IS ON BACK ORDER, TRIMEDX WILL EMAIL WHEN IT SHIPS 3/7/2017 3:23:52 PM TJBURHART (TJBURHART 3/7/2017 12:00 AM) RECEIVED CONTROL BOARD, REMOVE OLD BOARD AND INSTALLED NEW BOARD. CALIBRATE THE SCALE. BED IS WORKING PROPERLY. CHANGED OUT THE SIDE RAIL COVERS. RETURN TO SERVICE. | 47B0969B-158F-4279-A75D-B367D0EB284B | Parts | 11/01/2019 | 11/01/2019 | Tom Burhart
|  | HILL-ROM INC. | VERSACARE P3200 SERIES | BED, PATIENT, ELECTRIC | P098AD0481 | KELEMEN N10 | Kelemen |  |  | 11/09/2017 |  | 11/9/29 |  |  | NO | YES |  |  |  |  | HILL-ROM INC. 50005044 P098AD0481 |  |  | Active |  | 99:99:99:99:99:99 |  | Equipment | 10Y:00-MFG | 11/09/2017 | 11/09/2017 | COOPER UNIVERSITY HOSPITAL |  |  | K852 | 0012352580 | Lisa Brooks | Preventative Maintenance | Closed | Tom Burhart | 11/09/2017 | 11/09/2017 | Performance Assurance: 00-MFG | 11/9/2017 3:47:13 PM TJBURHART (TJBURHART 11/9/2017 12:00 AM) SEARCHED FOR THE BED, LOCATED THE BED. THE BED HAS PASSED PM TESTING. USED 10480316 FOR TESTING 11/9/2017 3:47 PM TJBURHART | B3258582-EC02-4306-8477-C77124CAE2AC | Labor | 11/09/2017 | 11/09/2017 | Tom Burhart
|  | HILL-ROM INC. | VERSACARE P3200 SERIES | BED, PATIENT, ELECTRIC | P097AD0446 | BIOMEDICAL | Kelemen |  |  | 02/11/2019 |  | 2/11/31 |  |  | NO | YES |  |  |  |  | HILL-ROM INC. 50005045 P097AD0446 |  |  | Active |  | 99:99:99:99:99:99 |  | Alarm | 1Y:00-MFG | 02/11/2019 | 02/11/2019 | COOPER UNIVERSITY HOSPITAL |  |  |  |  | Bonnie Aichroch |  |  |  | 02/11/2019 | 02/11/2019 |  |  |  |  | 02/11/2019 | 02/11/2019
|  | HILL-ROM INC. | VERSACARE P3200 SERIES | BED, PATIENT, ELECTRIC | J304AD1292 | KELEMEN N10 | Kelemen |  |  | 11/01/2019 |  | 11/1/31 |  |  | NO | YES |  |  |  |  | HILL-ROM INC. 50005041 J304AD1292 |  |  | Active |  | 99:99:99:99:99:99 |  | Equipment | 1Y:00-MFG | 11/01/2019 | 11/01/2019 | COOPER UNIVERSITY HOSPITAL |  |  | P816 |  | Lisa Brooks |  |  |  | 11/01/2019 | 11/01/2019 |  |  |  |  | 11/01/2019 | 11/01/2019
|  | HILL-ROM INC. | VERSACARE P3200 SERIES | BED, PATIENT, ELECTRIC | O052AD5718 | KELEMEN N10 | Kelemen |  |  | 05/01/2019 |  | 5/1/31 |  |  | NO | YES |  |  |  |  | HILL-ROM INC. 50005040 0052AD5718 |  |  | Active |  | 99:99:99:99:99:99 |  | Equipment | 1Y:00-MFG | 05/01/2019 | 05/01/2019 | COOPER UNIVERSITY HOSPITAL |  |  | n10 1025d |  | Lisa Brooks |  |  |  | 05/01/2019 | 05/01/2019 |  |  |  |  | 05/01/2019 | 05/01/2019
|  | HILL-ROM INC. | VERSACARE P3200 SERIES | BED, PATIENT, ELECTRIC | P098AD0502 | KELEMEN N10 | Kelemen |  |  | 11/01/2019 |  | 11/1/31 |  |  | NO | YES |  |  |  |  | HILL-ROM INC. 50005038 P098AD0502 |  |  | Active |  | 99:99:99:99:99:99 |  | Equipment | 1Y:00-MFG | 11/01/2019 | 11/01/2019 | COOPER UNIVERSITY HOSPITAL |  |  | 760W | 0012119317 | Lisa Brooks | Repair | Closed | Tom Burhart | 11/01/2019 | 11/01/2019 | BED - ERROR - BIOMED | 8/28/2017 3:36:19 PM TJBURHART (TJBURHART 8/28/2017 12:00 AM) NURSE STAFF ASKED ME TO LOOK AT THE BED, NOT WORKNG. WHEN CHECKING THE BED OUT, THE CONTROLS WERE LOOKED OUT. UNLOCKED THE CONTROLS AND SHOWED THE NURSE. OVP-RTS | DBC9990F-16F8-4A8F-BD1B-5632FC3F8495 | Labor | 11/01/2019 | 11/01/2019 | Tom Burhart
|  | HILL-ROM INC. | VERSACARE P3200 SERIES | BED, PATIENT, ELECTRIC | P098AD0511 | KELEMEN N10 | Kelemen |  |  | 10/28/2019 |  | 10/28/31 |  |  | NO | YES |  |  |  |  | HILL-ROM INC. 50005037 P098AD0511 |  |  | Active |  | 99:99:99:99:99:99 |  | Alarm | 1Y:00-MFG | 10/28/2019 | 10/28/2019 | COOPER UNIVERSITY HOSPITAL |  |  | PAV 6 |  | Lisa Brooks |  |  |  | 10/28/2019 | 10/28/2019 |  |  |  |  | 10/28/2019 | 10/28/2019
|  | HILL-ROM INC. | VERSACARE P3200 SERIES | BED, PATIENT, ELECTRIC | P100AD0630 | KELEMEN N10 | Kelemen |  |  | 11/01/2019 |  | 11/1/31 |  |  | NO | YES |  |  |  |  | HILL-ROM INC. 50005033 P100AD0630 |  |  | Active |  | 99:99:99:99:99:99 |  | Equipment | 1Y:00-MFG | 11/01/2019 | 11/01/2019 | COOPER UNIVERSITY HOSPITAL |  |  | pav 7 723 |  | Lisa Brooks |  |  |  | 11/01/2019 | 11/01/2019 |  |  |  |  | 11/01/2019 | 11/01/2019
|  | HILL-ROM INC. | VERSACARE P3200 SERIES | BED, PATIENT, ELECTRIC | P126AD1220 | KELEMEN N10 | Kelemen |  |  | 11/01/2019 |  | 11/1/31 |  |  | NO | YES |  |  |  |  | HILL-ROM INC. 50005034 P126AD1220 |  |  | Active |  | 99:99:99:99:99:99 |  | Equipment | 1Y:00-MFG | 11/01/2019 | 11/01/2019 | COOPER UNIVERSITY HOSPITAL |  |  | K924 |  | Lisa Brooks |  |  |  | 11/01/2019 | 11/01/2019 |  |  |  |  | 11/01/2019 | 11/01/2019
|  | HILL-ROM INC. | VERSACARE P3200 SERIES | BED, PATIENT, ELECTRIC | P098AD0477 | KELEMEN N10 | Kelemen |  |  | 11/01/2019 |  | 11/1/31 |  |  | NO | YES |  |  |  |  | HILL-ROM INC. 50005031 P098AD0477 |  |  | Active |  | 99:99:99:99:99:99 |  | Equipment | 1Y:00-MFG | 11/01/2019 | 11/01/2019 | COOPER UNIVERSITY HOSPITAL |  |  | P522 |  | Lisa Brooks |  |  |  | 11/01/2019 | 11/01/2019 |  |  |  |  | 11/01/2019 | 11/01/2019
|  | HILL-ROM INC. | VERSACARE P3200 SERIES | BED, PATIENT, ELECTRIC | J304AD1300 | KELEMEN 8 PCU | Pavilion |  |  | 01/15/2019 |  | 1/15/31 |  |  | NO | YES |  |  |  |  | HILL-ROM INC. 50005028 J304AD1300 |  |  | Active |  | 99:99:99:99:99:99 |  | Equipment | 1Y:00-MFG | 01/15/2019 | 01/15/2019 | COOPER UNIVERSITY HOSPITAL |  |  | n10 1021w |  | BYRON WELLS |  |  |  | 01/15/2019 | 01/15/2019 |  |  |  |  | 01/15/2019 | 01/15/2019
|  | HILL-ROM INC. | VERSACARE P3200 SERIES | BED, PATIENT, ELECTRIC | P098A00513 | KELEMEN 8 PCU | Pavilion |  |  | 01/11/2019 |  | 1/11/31 |  |  | NO | YES |  |  |  |  | HILL-ROM INC. 50005026 P098A00513 |  |  | Active |  | 99:99:99:99:99:99 |  | Equipment | 1Y:00-MFG | 01/11/2019 | 01/11/2019 | COOPER UNIVERSITY HOSPITAL |  |  | DORRANCE 5 555 | 0012565030 | BYRON WELLS | Preventative Maintenance | Closed | Tom Burhart | 01/11/2019 | 01/11/2019 | Performance Assurance: 00-MFG | 1/11/2018 3:37:30 PM TJBURHART (TJBURHART 1/11/2018 12:00 AM) SEARCHED FOR THE BED, LOCATED THE BED. THE BED HAS PASSED PM TESTING. USED 10480316 FOR TESTING 1/11/2018 3:37 PM TJBURHART | EFE22B1E-67ED-4434-8D67-79518B83A8E0 | Labor | 01/11/2019 | 01/11/2019 | Tom Burhart
|  | HILL-ROM INC. | VERSACARE P3200 SERIES | BED, PATIENT, ELECTRIC | J304AD1302 | KELEMEN 8 PCU | Pavilion |  |  | 01/04/2019 |  | 1/4/31 |  |  | NO | YES |  |  |  |  | HILL-ROM INC. 50005024 J304AD1302 |  |  | Active |  | 99:99:99:99:99:99 |  | Equipment | 1Y:00-MFG | 01/04/2019 | 01/04/2019 | COOPER UNIVERSITY HOSPITAL |  |  | N8 822D |  | BYRON WELLS |  |  |  | 01/04/2019 | 01/04/2019 |  |  |  |  | 01/04/2019 | 01/04/2019
|  | HILL-ROM INC. | VERSACARE P3200 SERIES | BED, PATIENT, ELECTRIC | P126AD1212 | KELEMEN 8 PCU | Kelemen |  |  | 01/15/2019 |  | 1/15/31 |  |  | NO | YES |  |  |  |  | HILL-ROM INC. 50005023 P126AD1212 |  |  | Active |  | 99:99:99:99:99:99 |  | Equipment | 1Y:00-MFG | 01/15/2019 | 01/15/2019 | COOPER UNIVERSITY HOSPITAL |  |  | PAV 7 729 | 0012565032 | BYRON WELLS | Preventative Maintenance | Closed | Tom Burhart | 01/15/2019 | 01/15/2019 | Performance Assurance: 00-MFG | 1/3/2018 4:16:44 PM TJBURHART (TJBURHART 1/3/2018 12:00 AM) SEARCHED FOR THE BED, LOCATED THE BED. THE BED HAS PASSED PM TESTING. USED 10480316 FOR TESTING 1/3/2018 4:16 PM TJBURHART | F39E72DF-CC50-4F0F-959B-037D651592F0 | Labor | 01/15/2019 | 01/15/2019 | Tom Burhart
|  | HILL-ROM INC. | VERSACARE P3200 SERIES | BED, PATIENT, ELECTRIC | P099AD0541 | KELEMEN 8 PCU | Kelemen |  |  | 01/15/2019 |  | 1/15/31 |  |  | NO | YES |  |  |  |  | HILL-ROM INC. 50005013 P099AD0541 |  |  | Active |  | 99:99:99:99:99:99 |  | Equipment | 1Y:00-MFG | 01/15/2019 | 01/15/2019 | COOPER UNIVERSITY HOSPITAL |  |  | SOUTH 8 865 D | 0010982939 | BYRON WELLS | Preventative Maintenance | Closed | Tom Burhart | 01/15/2019 | 01/15/2019 | Performance Assurance: 00-MFG | 12/28/2016 12:02:26 PM TJBURHART (TJBURHART 12/28/2016 12:00 AM) FOUND THE BED, HAD AN ERROR CODE. CHECKED EVERYTHING. NOTICED THE REMOTE WAS STUCK UNDER THE BED, REMOVED IT AND THE ERROR WAS GONE. THE BED HAS PASSED THE PM TESTING. 12/28/2016 12:02 PM TJBURHART | AF2BFF65-A816-4197-A6BF-CDEBB26573A7 | Labor | 01/15/2019 | 01/15/2019 | Tom Burhart
|  | HILL-ROM INC. | VERSACARE P3200 SERIES | BED, PATIENT, ELECTRIC | M117AD9088 | KELEMEN 8 PCU | Kelemen |  |  | 01/08/2019 |  | 1/8/31 |  |  | NO | YES |  |  |  |  | HILL-ROM INC. 50005015 M117AD9088 |  |  | Active |  | 99:99:99:99:99:99 |  | Equipment | 1Y:00-MFG | 01/08/2019 | 01/08/2019 | COOPER UNIVERSITY HOSPITAL |  |  | N8 828D |  | BYRON WELLS |  |  |  | 01/08/2019 | 01/08/2019 |  |  |  |  | 01/08/2019 | 01/08/2019
|  | HILL-ROM INC. | VERSACARE P3200 SERIES | BED, PATIENT, ELECTRIC | J318AD2557 | KELEMEN 8 PCU | Kelemen |  |  | 02/07/2019 |  | 2/7/31 |  |  | NO | YES |  |  |  |  | HILL-ROM INC. 50005014 J318AD2557 |  |  | Active |  | 99:99:99:99:99:99 |  | Alarm | 1Y:00-MFG | 02/07/2019 | 02/07/2019 | COOPER UNIVERSITY HOSPITAL |  |  | pav 9 922 |  | BYRON WELLS |  |  |  | 02/07/2019 | 02/07/2019 |  |  |  |  | 02/07/2019 | 02/07/2019
|  | HILL-ROM INC. | VERSACARE P3200 SERIES | BED, PATIENT, ELECTRIC | O049AD5464 | KELEMEN 8 PCU | Kelemen |  |  | 01/21/2019 |  | 1/21/31 |  |  | NO | YES |  |  |  |  | HILL-ROM INC. 50005012 0049AD5464 |  |  | Active |  | 99:99:99:99:99:99 |  | Equipment | 1Y:00-MFG | 01/21/2019 | 01/21/2019 | COOPER UNIVERSITY HOSPITAL |  |  | PAV 7 732 | 0012565016 | BYRON WELLS | Preventative Maintenance | Closed | Tom Burhart | 01/21/2019 | 01/21/2019 | Performance Assurance: 00-MFG | 1/11/2018 3:36:05 PM TJBURHART (TJBURHART 1/11/2018 12:00 AM) SEARCHED FOR THE BED, LOCATED THE BED. THE BED HAS PASSED PM TESTING. USED 10480316 FOR TESTING 1/11/2018 3:36 PM TJBURHART | 40D57D4E-D6D2-4D5B-9D76-A44FAC3E0F20 | Labor | 01/21/2019 | 01/21/2019 | Tom Burhart
|  | HILL-ROM INC. | VERSACARE P3200 SERIES | BED, PATIENT, ELECTRIC | P126AD1214 | TRAUMA ICU | Dorrance |  |  | 04/12/2019 |  | 4/12/31 |  |  | NO | YES |  |  |  |  | HILL-ROM INC. 50005000 P126AD1214 |  |  | Active |  | 99:99:99:99:99:99 |  | Equipment | 1Y:00-MFG | 04/12/2019 | 04/12/2019 | COOPER UNIVERSITY HOSPITAL |  |  | PAv8 814 |  | Diane Floyd |  |  |  | 04/12/2019 | 04/12/2019 |  |  |  |  | 04/12/2019 | 04/12/2019
|  | HILL-ROM INC. | VERSACARE P3200 SERIES | BED, PATIENT, ELECTRIC | M313ae7453 | CDU - CLINICAL DECISION UNIT-9 KELEMEN | Pavilion |  |  | 01/01/1900 |  |  |  |  | NO | YES |  |  |  |  | HILL-ROM INC. 10367729 M313ae7453 |  |  | Active |  | 99:99:99:99:99:99 |  | Equipment | 1Y:00-MFG | 05/01/2019 | 05/01/2020 | COOPER UNIVERSITY HOSPITAL |  |  | CDU HALLWAY | 0011571686 | KAREN GRUBER | Preventative Maintenance | Closed | Tom Burhart | 05/01/2017 | 05/11/2017 | Performance Assurance: 00-MFG | 5/11/2017 11:27:15 AM TJBURHART (TJBURHART 5/11/2017 12:00 AM) SEARCHED AND FOUND THE BED. THE BED HAS PASSED PM TESTING. USED 10480316 FOR TESTING. 5/11/2017 11:27 AM TJBURHART | A8A2BD4B-1F54-4FDA-82AF-C6262D484A94 | Labor | 05/11/2017 | 05/11/2017 | Tom Burhart
|  | HILL-ROM INC. | VERSACARE P3200 SERIES | BED, PATIENT, ELECTRIC | P126AD1222 |  | Kelemen | [7 empty] | NO | YES
|  | HILL-ROM INC. | VERSACARE P3200 SERIES | BED, PATIENT, ELECTRIC | R144AD7833 |  | Pavilion | [7 empty] | NO | YES
|  | HILL-ROM INC. | VERSACARE P3200 SERIES | BED, PATIENT, ELECTRIC | P097ad0423 |  | Pavilion | [7 empty] | NO | YES
|  | HILL-ROM INC. | VERSACARE P3200 SERIES | BED, PATIENT, ELECTRIC | P129AD1316 |  | Pavilion | [7 empty] | NO | YES
|  | HILL-ROM INC. | VERSACARE P3200 SERIES | BED, PATIENT, ELECTRIC | P094AD0407 | BIOMEDICAL | Kelemen |  |  | 03/25/2014 |  | 3/25/26 |  |  | NO | YES |  |  |  |  | HILL-ROM INC. 10365493 P094AD0407 |  |  | Active |  | 99:99:99:99:99:99 |  | Alarm | 1Y:00-MFG | 02/13/2019 | 02/01/2020 | COOPER UNIVERSITY HOSPITAL |  |  | PAVILLION 9 932 |  | Bonnie Aichroch
|  | HILL-ROM INC. | VERSACARE P3200 SERIES | BED, PATIENT, ELECTRIC | K285AD6945 | BIOMEDICAL | Pavilion |  |  | 11/11/2009 |  | 11/11/21 |  |  | NO | YES |  |  |  |  | HILL-ROM INC. 10365490 K285AD6945 |  |  | Active |  | 99:99:99:99:99:99 |  | Equipment | 1Y:00-MFG | 12/18/2018 | 12/01/2019 | COOPER UNIVERSITY HOSPITAL |  |  | S10 1058D |  | Bonnie Aichroch
|  | HILL-ROM INC. | VERSACARE P3200 SERIES | BED, PATIENT, ELECTRIC | J304AD1294 | NEURO/ORTHO/MEDSURG/7 PAV | Pavilion |  |  | 03/30/2009 |  | 3/30/21 |  |  | NO | YES |  |  |  |  | HILL-ROM INC. 10364842 J304AD1294 |  |  | Active |  | 99:99:99:99:99:99 |  | Alarm | 1Y:00-MFG | 09/04/2019 | 09/01/2020 | COOPER UNIVERSITY HOSPITAL |  |  | north 8 21 d |  | Pam Young
|  | HILL-ROM INC. | VERSACARE P3200 SERIES | BED, PATIENT, ELECTRIC | J318AD2547 | MED/SURG 6 PAVILION | Kelemen |  |  | 02/16/2009 |  | 2/16/21 |  |  | NO | YES |  |  |  |  | HILL-ROM INC. 10364839 J318AD2547 |  |  | Active |  | 99:99:99:99:99:99 |  | Alarm | 1Y:00-MFG | 11/01/2019 | 11/01/2020 | COOPER UNIVERSITY HOSPITAL |  |  | 852W |  | BRIAN OSHAUGHNESSY
|  | HILL-ROM INC. | VERSACARE P3200 SERIES | BED, PATIENT, ELECTRIC | O051AD5688 | BIOMEDICAL | Pavilion |  |  | 01/31/2013 |  | 1/31/25 |  |  | NO | YES |  |  |  |  | HILL-ROM INC. 10364841 0051AD5688 |  |  | Active |  | 99:99:99:99:99:99 |  | Alarm | 1Y:00-MFG | 03/15/2019 | 03/01/2020 | COOPER UNIVERSITY HOSPITAL |  |  | n9 917d |  | Bonnie Aichroch
|  | HILL-ROM INC. | VERSACARE P3200 SERIES | BED, PATIENT, ELECTRIC | P178AD3256 | CHIP - 9 PAVILION | Dorrance |  |  | 03/27/2014 |  | 3/27/26 |  |  | NO | YES |  |  |  |  | HILL-ROM INC. 10364840 P178AD3256 |  |  | Active |  | 99:99:99:99:99:99 |  | Alarm | 1Y:00-MFG | 06/06/2019 | 06/01/2020 | COOPER UNIVERSITY HOSPITAL |  |  | south 8 860 w |  | KIM HUMMEL
|  | HILL-ROM INC. | VERSACARE P3200 SERIES | BED, PATIENT, ELECTRIC | P128AD1299 | BIOMEDICAL | Pavilion |  |  | 03/25/2014 |  | 3/25/26 |  |  | NO | YES |  |  |  |  | HILL-ROM INC. 10364838 P128AD1299 |  |  | Active |  | 99:99:99:99:99:99 |  | Alarm | 1Y:00-MFG | 03/14/2019 | 03/01/2020 | COOPER UNIVERSITY HOSPITAL |  |  | s8 852d |  | Bonnie Aichroch
|  | HILL-ROM INC. | VERSACARE P3200 SERIES | BED, PATIENT, ELECTRIC | P101AD0682 | BIOMEDICAL | Pavilion |  |  | 03/25/2014 |  | 3/25/26 |  |  | NO | YES |  |  |  |  | HILL-ROM INC. 10364837 P101AD0682 |  |  | Active |  | 99:99:99:99:99:99 |  | Alarm | 1Y:00-MFG | 03/15/2019 | 03/01/2020 | COOPER UNIVERSITY HOSPITAL |  |  | north 7 725d |  | Bonnie Aichroch
|  | HILL-ROM INC. | VERSACARE P3200 SERIES | BED, PATIENT, ELECTRIC | P098AD0475 | BIOMEDICAL | Pavilion |  |  | 03/25/2014 |  | 3/25/26 |  |  | NO | YES |  |  |  |  | HILL-ROM INC. 10364836 P098AD0475 |  |  | Active |  | 99:99:99:99:99:99 |  | Alarm | 1Y:00-MFG | 05/17/2019 | 05/01/2020 | COOPER UNIVERSITY HOSPITAL |  |  | PAVILION 9 ROOM 922 |  | Bonnie Aichroch
|  | HILL-ROM INC. | VERSACARE P3200 SERIES | BED, PATIENT, ELECTRIC | J318AD2525 | MOTHER INFANT UNIT | Kelemen |  |  | 03/30/2009 |  | 3/30/21 |  |  | NO | YES |  |  |  |  | HILL-ROM INC. 10364834 J318AD2525 |  |  | Active |  | 99:99:99:99:99:99 |  | Alarm | 1Y:00-MFG | 05/15/2019 | 05/01/2020 | COOPER UNIVERSITY HOSPITAL |  |  | peds 7 758w |  | Christina Smith
|  | HILL-ROM INC. | VERSACARE P3200 SERIES | BED, PATIENT, ELECTRIC | P097AD0465 | BIOMEDICAL | Pavilion | 7 |  | 03/25/2014 |  | 3/25/26 |  |  | NO | YES |  |  |  |  | HILL-ROM INC. 10364833 P094AD0405 |  |  | Active |  | 99:99:99:99:99:99 |  | Alarm | 1Y:00-MFG | 03/12/2019 | 03/01/2020 | COOPER UNIVERSITY HOSPITAL |  |  | retired |  | Bonnie Aichroch
|  | HILL-ROM INC. | VERSACARE P3200 SERIES | BED, PATIENT, ELECTRIC | O051AD5709 | INTENSIVE CARE NURSERY | Pavilion |  |  | 01/31/2013 |  | 1/31/25 |  |  | NO | YES |  |  |  |  | HILL-ROM INC. 10364784 0051AD5709 |  |  | Active |  | 99:99:99:99:99:99 |  | Alarm | 1Y:00-MFG | 04/12/2019 | 04/01/2020 | COOPER UNIVERSITY HOSPITAL |  |  | peds 7 760 |  | JOANNE FOX
|  | HILL-ROM INC. | VERSACARE P3200 SERIES | BED, PATIENT, ELECTRIC | P097AD0448 | BIOMEDICAL | Pavilion |  |  | 03/25/2014 |  | 3/25/26 |  |  | NO | YES |  |  |  |  | HILL-ROM INC. 10364781 P097AD0448 |  |  | Active |  | 99:99:99:99:99:99 |  | Alarm | 1Y:00-MFG | 12/17/2018 | 12/01/2019 | COOPER UNIVERSITY HOSPITAL |  |  | north 8 cicu 2 |  | Bonnie Aichroch
|  | HILL-ROM INC. | VERSACARE P3200 SERIES | BED, PATIENT, ELECTRIC | P126AD1238 | BIOMEDICAL | Kelemen |  |  | 03/25/2014 |  | 3/25/26 |  |  | NO | YES |  |  |  |  | HILL-ROM INC. 10364767 P126AD1238 |  |  | Active |  | 99:99:99:99:99:99 |  | Alarm | 1Y:00-MFG | 05/01/2019 | 05/01/2020 | COOPER UNIVERSITY HOSPITAL |  |  | north 8 820 d |  | Bonnie Aichroch
|  | HILL-ROM INC. | VERSACARE P3200 SERIES | BED, PATIENT, ELECTRIC | O058AD5971 | BIOMEDICAL | Kelemen |  |  | 01/31/2013 |  | 1/31/25 |  |  | NO | YES |  |  |  |  | HILL-ROM INC. 10364766 0058AD5971 |  |  | Active |  | 99:99:99:99:99:99 |  | Alarm | 1Y:00-MFG | 03/13/2019 | 03/01/2020 | COOPER UNIVERSITY HOSPITAL |  |  | BIOMED |  | Bonnie Aichroch
|  | HILL-ROM INC. | VERSACARE P3200 SERIES | BED, PATIENT, ELECTRIC | J275AD8686 | MED/SURG 6 PAVILION | Kelemen |  |  | 02/17/2009 |  | 2/17/21 |  |  | NO | YES |  |  |  |  | HILL-ROM INC. 10356744 J275AD8686 |  |  | Active |  | 99:99:99:99:99:99 |  | Equipment | 1Y:00-MFG | 02/12/2019 | 02/01/2020 | COOPER UNIVERSITY HOSPITAL |  |  | Pav 7 715 |  | BRIAN OSHAUGHNESSY
|  | HILL-ROM INC. | VERSACARE P3200 SERIES | BED, PATIENT, ELECTRIC | J311AD1953 | MED/SURG 6 PAVILION | Pavilion |  |  | 03/30/2009 |  | 3/30/21 |  |  | NO | YES |  |  |  |  | HILL-ROM INC. 10356732 J311AD1953 |  |  | Active |  | 99:99:99:99:99:99 |  | Equipment | 1Y:00-MFG | 03/13/2019 | 03/01/2020 | COOPER UNIVERSITY HOSPITAL |  |  | 6 PAVILION - 610 |  | BRIAN OSHAUGHNESSY
|  | HILL-ROM INC. | VERSACARE P3200 SERIES | BED, PATIENT, ELECTRIC | K286AD6999 | BIOMEDICAL | Kelemen |  |  | 11/05/2009 |  | 11/5/21 |  |  | NO | YES |  |  |  |  | HILL-ROM INC. 10356729 K286AD6999 |  |  | Active |  | 99:99:99:99:99:99 |  | Equipment | 1Y:00-MFG | 09/04/2019 | 09/01/2020 | COOPER UNIVERSITY HOSPITAL |  |  | dorrance 5 547 |  | Bonnie Aichroch
|  | HILL-ROM INC. | VERSACARE P3200 SERIES | BED, PATIENT, ELECTRIC | O056AD5836 | NEURO/ORTHO/MEDSURG/7 PAV | Pavilion |  |  | 01/31/2013 |  | 1/31/25 |  |  | NO | YES |  |  |  |  | HILL-ROM INC. 10356723 0056AD5836 |  |  | Active |  | 99:99:99:99:99:99 |  | Equipment | 1Y:00-MFG | 01/14/2019 | 01/01/2020 | COOPER UNIVERSITY HOSPITAL |  |  | PAVILON 7 - 727 |  | Pam Young
|  | HILL-ROM INC. | VERSACARE P3200 SERIES | BED, PATIENT, ELECTRIC | P094AD0380 | NEURO/ORTHO/MEDSURG/7 PAV | Dorrance |  |  | 03/27/2014 |  | 3/27/26 |  |  | NO | YES |  |  |  |  | HILL-ROM INC. 10356706 P094AD0380 |  |  | Active |  | 99:99:99:99:99:99 |  | Equipment | 1Y:00-MFG | 02/19/2019 | 02/01/2020 | COOPER UNIVERSITY HOSPITAL |  |  | Dorrance 333 | WOT00000000467256 | Pam Young | Preventative Maintenance | Closed | Tom Burhart | 02/01/2018 | 05/11/2018 | PM: Procedure: 00-MFG Frequency: 1Y | SEARCHED FOR THE BED, LOCATED THE BED. THE BED HAS PASSED PM TESTING. USED 10480316 FOR TESTING | EXP0144168 | Labor | 02/19/2018 | 02/19/2018 | Tom Burhart
|  | HILL-ROM INC. | VERSACARE P3200 SERIES | BED, PATIENT, ELECTRIC | M123AD9410 | NEURO/ORTHO/MEDSURG/7 PAV | Pavilion |  |  | 02/01/2011 |  | 2/1/23 |  |  | NO | YES |  |  |  |  | HILL-ROM INC. 10356705 M123AD9410 |  |  | Active |  | 99:99:99:99:99:99 |  | Equipment | 1Y:00-MFG | 05/07/2019 | 05/01/2020 | COOPER UNIVERSITY HOSPITAL |  |  | PAVILION 6 ROOM 619 |  | Pam Young
|  | HILL-ROM INC. | VERSACARE P3200 SERIES | BED, PATIENT, ELECTRIC | P101AD0684 | NEURO/ORTHO/MEDSURG/7 PAV | Kelemen |  |  | 03/27/2014 |  | 3/27/26 |  |  | NO | YES |  |  |  |  | HILL-ROM INC. 10356699 P101AD0684 |  |  | Active |  | 99:99:99:99:99:99 |  | Equipment | 1Y:00-MFG | 02/01/2019 | 02/01/2020 | COOPER UNIVERSITY HOSPITAL |  |  | SOUTH 1058W |  | Pam Young
|  | HILL-ROM INC. | VERSACARE P3200 SERIES | BED, PATIENT, ELECTRIC | P094AD0399 | NEURO/ORTHO/MEDSURG/7 PAV | Kelemen |  |  | 03/25/2014 |  | 3/25/26 |  |  | NO | YES |  |  |  |  | HILL-ROM INC. 10356692 P094AD0399 |  |  | Active |  | 99:99:99:99:99:99 |  | Equipment | 1Y:00-MFG | 02/11/2019 | 02/01/2020 | COOPER UNIVERSITY HOSPITAL |  |  | PAVILION 8 823 | WOT00000000467252 | Pam Young | Preventative Maintenance | Closed | Tom Burhart | 02/01/2018 | 05/11/2018 | PM: Procedure: 00-MFG Frequency: 1Y | SEARCHED FOR THE BED, LOCATED THE BED. THE BED HAS PASSED PM TESTING. USED 10480316 FOR TESTING | EXP0165024 | Labor | 02/26/2018 | 02/26/2018 | Tom Burhart
|  | HILL-ROM INC. | VERSACARE P3200 SERIES | BED, PATIENT, ELECTRIC | K286AD6988 | NEURO/ORTHO/MEDSURG/7 PAV | Pavilion |  |  | 11/11/2009 |  | 11/11/21 |  |  | NO | YES |  |  |  |  | HILL-ROM INC. 10356689 K286AD6988 |  |  | Active |  | 99:99:99:99:99:99 |  | Equipment | 1Y:00-MFG | 02/08/2019 | 02/01/2020 | COOPER UNIVERSITY HOSPITAL |  |  | PAV 817 | 0012418258 | Pam Young | Repair | Closed | Tom Burhart | 11/21/2017 | 11/21/2017 | MATTRESS SYSTEM - MATTRESS IS DEFLATED - TMX | 11/21/2017 2:04:07 PM TJBURHART (TJBURHART 11/21/2017 12:00 AM) FOUND AND RELOCATED TO THE SHOP. CHECKED ALL THE BLADDERS, NO LEAKS. FOUND A HOSE WAS OUT. REPLACED THE CONNECTOR. CONNECTOR WAS CRACKED. TESTED AND WORKING PROPERLY. OVP-RTS | 4E83DC01-E5D8-451F-8C8B-A26CC597DEF2 | Labor | 11/21/2017 | 11/21/2017 | Tom Burhart
|  | HILL-ROM INC. | VERSACARE P3200 SERIES | BED, PATIENT, ELECTRIC | P098AD0515 | NEURO/ORTHO/MEDSURG/7 PAV | Kelemen |  |  | 03/25/2014 |  | 3/25/26 |  |  | NO | YES |  |  |  |  | HILL-ROM INC. 10356687 P098AD0515 |  |  | Active |  | 99:99:99:99:99:99 |  | Equipment | 1Y:00-MFG | 02/07/2019 | 02/01/2020 | COOPER UNIVERSITY HOSPITAL |  |  | Dorrance 3 341 |  | Pam Young
|  | HILL-ROM INC. | VERSACARE P3200 SERIES | BED, PATIENT, ELECTRIC | P097AD0419 |  | Pavilion | [7 empty] | NO | YES
|  | HILL-ROM INC. | VERSACARE P3200 SERIES | BED, PATIENT, ELECTRIC | P094AD0401 | MED/SURG 6 PAVILION | Kelemen |  |  | 03/25/2014 |  | 3/25/26 |  |  | NO | YES |  |  |  |  | HILL-ROM INC. 10356466 P094AD0401 |  |  | Active |  | 99:99:99:99:99:99 |  | Equipment | 1Y:00-MFG | 02/07/2019 | 02/01/2020 | COOPER UNIVERSITY HOSPITAL |  |  | NORTH 8 825D | WOT00000000467240 | BRIAN OSHAUGHNESSY | Preventative Maintenance | Closed | Tom Burhart | 02/01/2018 | 05/11/2018 | PM: Procedure: 00-MFG Frequency: 1Y | SEARCHED FOR THE BED, LOCATED THE BED. THE BED HAS PASSED PM TESTING. USED 10480316 FOR TESTING | EXP0161063 | Labor | 02/23/2018 | 02/23/2018 | Tom Burhart
|  | HILL-ROM INC. | VERSACARE P3200 SERIES | BED, PATIENT, ELECTRIC | P101AD0642 | CHIP - 9 PAVILION | Pavilion |  |  | 03/27/2014 |  | 3/27/26 |  |  | NO | YES |  |  |  |  | HILL-ROM INC. 10356325 P101AD0642 |  |  | Active |  | 99:99:99:99:99:99 |  | Alarm | 1Y:00-MFG | 06/06/2019 | 06/01/2020 | COOPER UNIVERSITY HOSPITAL |  |  | s10 1058 w |  | KIM HUMMEL
|  | HILL-ROM INC. | VERSACARE P3200 SERIES | BED, PATIENT, ELECTRIC | P129AD1321 | CHIP - 9 PAVILION | Kelemen |  |  | 03/27/2014 |  | 3/27/26 |  |  | NO | YES |  |  |  |  | HILL-ROM INC. 10356323 P129AD1321 |  |  | Active |  | 99:99:99:99:99:99 |  | Alarm | 1Y:00-MFG | 06/06/2019 | 06/01/2020 | COOPER UNIVERSITY HOSPITAL |  |  | south 4 |  | KIM HUMMEL
|  | HILL-ROM INC. | VERSACARE P3200 SERIES | BED, PATIENT, ELECTRIC | P128AD1294 | CHIP - 9 PAVILION | Kelemen |  |  | 03/25/2014 |  | 3/25/26 |  |  | NO | YES |  |  |  |  | HILL-ROM INC. 10356314 P128AD1294 |  |  | Active |  | 99:99:99:99:99:99 |  | Alarm | 1Y:00-MFG | 06/05/2019 | 06/01/2020 | COOPER UNIVERSITY HOSPITAL |  |  | south 4 450 |  | KIM HUMMEL
|  | HILL-ROM INC. | VERSACARE P3200 SERIES | BED, PATIENT, ELECTRIC | P100AD0604 | CHIP - 9 PAVILION | Pavilion |  |  | 03/27/2014 |  | 3/27/26 |  |  | NO | YES |  |  |  |  | HILL-ROM INC. 10356311 P100AD0604 |  |  | Active |  | 99:99:99:99:99:99 |  | Alarm | 1Y:00-MFG | 06/07/2019 | 06/01/2020 | COOPER UNIVERSITY HOSPITAL |  |  | north 8 817 d |  | KIM HUMMEL
|  | HILL-ROM INC. | VERSACARE P3200 SERIES | BED, PATIENT, ELECTRIC | O051AD5689 | CHIP - 9 PAVILION | Pavilion |  |  | 01/31/2013 |  | 1/31/25 |  |  | NO | YES |  |  |  |  | HILL-ROM INC. 10356308 0051AD5689 |  |  | Active |  | 99:99:99:99:99:99 |  | Alarm | 1Y:00-MFG | 06/20/2019 | 06/01/2020 | COOPER UNIVERSITY HOSPITAL |  |  | north 9 918 w |  | KIM HUMMEL
|  | HILL-ROM INC. | VERSACARE P3200 SERIES | BED, PATIENT, ELECTRIC | O058AD5959 |  | Pavilion | [7 empty] | NO | YES
|  | HILL-ROM INC. | VERSACARE P3200 SERIES | BED, PATIENT, ELECTRIC | P178AD3264 | CHIP - 9 PAVILION | Kelemen |  |  | 03/27/2014 |  | 3/27/26 |  |  | NO | YES |  |  |  |  | HILL-ROM INC. 10356292 P178AD3264 |  |  | Active |  | 99:99:99:99:99:99 |  | Alarm | 1Y:00-MFG | 06/07/2019 | 06/01/2020 | COOPER UNIVERSITY HOSPITAL |  |  | peds 7 761d |  | KIM HUMMEL
|  | HILL-ROM INC. | VERSACARE P3200 SERIES | BED, PATIENT, ELECTRIC | P094AD0412 | BIOMEDICAL | Kelemen |  |  | 03/25/2014 |  | 3/25/26 |  |  | NO | YES |  |  |  |  | HILL-ROM INC. 10356286 P094AD0412 |  |  | Active |  | 99:99:99:99:99:99 |  | Equipment | 1Y:00-MFG | 02/07/2019 | 02/01/2020 | COOPER UNIVERSITY HOSPITAL |  |  | pav 9 915 |  | Bonnie Aichroch
|  | HILL-ROM INC. | VERSACARE P3200 SERIES | BED, PATIENT, ELECTRIC | P101AD0686 | CHIP - 9 PAVILION | Pavilion |  |  | 01/01/1900 |  |  |  |  | NO | YES |  |  |  |  | GE MEDICAL SYSTEMS 10356277 coophospnsn014 |  |  | Disposition |  | 99:99:99:99:99:99 |  | Equipment | PAAR:00-PVAR | 11/02/2019 |  | COOPER UNIVERSITY HOSPITAL |  |  | south 8 851d | WOT00000002202947 | KIM HUMMEL | Disposition | Closed | Michael Youch | 02/14/2019 | 05/14/2019 | Bulk Disposition CNL | Equipment was lost by department and was replaced. | EXP2920277 | Labor | 05/14/2019 | 05/14/2019 | Michael Youch
|  | HILL-ROM INC. | VERSACARE P3200 SERIES | BED, PATIENT, ELECTRIC | O058AD5967 | BIOMEDICAL | Kelemen |  |  | 01/31/2013 |  | 1/31/25 |  |  | NO | YES |  |  |  |  | HILL-ROM INC. 10356278 0058AD5967 |  |  | Active |  | 99:99:99:99:99:99 |  | Alarm | 1Y:00-MFG | 03/15/2019 | 03/01/2020 | COOPER UNIVERSITY HOSPITAL |  |  | PAVILION 7 room 721 |  | Bonnie Aichroch
|  | HILL-ROM INC. | VERSACARE P3200 SERIES | BED, PATIENT, ELECTRIC | P100AD0609 | CHIP - 9 PAVILION | Kelemen |  |  | 03/27/2014 |  | 3/27/26 |  |  | NO | YES |  |  |  |  | HILL-ROM INC. 10356275 P100AD0609 |  |  | Active |  | 99:99:99:99:99:99 |  | Equipment | 1Y:00-MFG | 06/06/2019 | 06/01/2020 | COOPER UNIVERSITY HOSPITAL |  |  | pav 8 820 |  | KIM HUMMEL
|  | HILL-ROM INC. | VERSACARE P3200 SERIES | BED, PATIENT, ELECTRIC | S033AD9394 |  | Pavilion | [7 empty] | NO | YES
|  | HILL-ROM INC. | VERSACARE P3200 SERIES | BED, PATIENT, ELECTRIC | P098AD0517 | BIOMEDICAL | Kelemen |  |  | 03/25/2014 |  | 3/25/26 |  |  | NO | YES |  |  |  |  | HILL-ROM INC. 10356267 P098AD0517 |  |  | Active |  | 99:99:99:99:99:99 |  | Equipment | 1Y:00-MFG | 12/04/2018 | 12/01/2019 | COOPER UNIVERSITY HOSPITAL |  |  | ROOM 822 door |  | Bonnie Aichroch
|  | HILL-ROM INC. | VERSACARE P3200 SERIES | BED, PATIENT, ELECTRIC | P129AD1311 | BIOMEDICAL | Kelemen |  |  | 03/25/2014 |  | 3/25/26 |  |  | NO | YES |  |  |  |  | HILL-ROM INC. 10356265 P129AD1311 |  |  | Active |  | 99:99:99:99:99:99 |  | Alarm | 1Y:00-MFG | 03/12/2019 | 03/01/2020 | COOPER UNIVERSITY HOSPITAL |  |  | P939 |  | Bonnie Aichroch
|  | HILL-ROM INC. | VERSACARE P3200 SERIES | BED, PATIENT, ELECTRIC | O051AD5697 | BIOMEDICAL | Pavilion |  |  | 01/31/2013 |  | 1/31/25 |  |  | NO | YES |  |  |  |  | HILL-ROM INC. 10356260 0051AD5697 |  |  | Active |  | 99:99:99:99:99:99 |  | Alarm | 1Y:00-MFG | 03/15/2019 | 03/01/2020 | COOPER UNIVERSITY HOSPITAL |  |  | north 7 728 w |  | Bonnie Aichroch
|  | HILL-ROM INC. | VERSACARE P3200 SERIES | BED, PATIENT, ELECTRIC | O051AD5713 |  | Pavilion | [7 empty] | NO | YES
|  | HILL-ROM INC. | VERSACARE P3200 SERIES | BED, PATIENT, ELECTRIC | P094AD0393 |  | Pavilion | [7 empty] | NO | YES
|  | HILL-ROM INC. | VERSACARE P3200 SERIES | BED, PATIENT, ELECTRIC | J312AD2538 | MED/SURG 6 PAVILION | Kelemen |  |  | 02/17/2009 |  | 2/17/21 |  |  | NO | YES |  |  |  |  | HILL-ROM INC. 10356257 J312AD2538 |  |  | Active |  | 99:99:99:99:99:99 |  | Alarm | 1Y:00-MFG | 09/04/2019 | 09/01/2020 | COOPER UNIVERSITY HOSPITAL |  |  | s9 961w |  | BRIAN OSHAUGHNESSY
|  | HILL-ROM INC. | VERSACARE P3200 SERIES | BED, PATIENT, ELECTRIC | K285AD6938 | MED/SURG 6 PAVILION | Pavilion |  |  | 11/05/2009 |  | 11/5/21 |  |  | NO | YES |  |  |  |  | HILL-ROM INC. 10355318 K285AD6938 |  |  | Active |  | 99:99:99:99:99:99 |  | Equipment | 1Y:00-MFG | 02/06/2019 | 02/01/2020 | COOPER UNIVERSITY HOSPITAL |  |  | 6TH FLOOR ROOM 628 |  | BRIAN OSHAUGHNESSY
|  | HILL-ROM INC. | VERSACARE P3200 SERIES | BED, PATIENT, ELECTRIC | P126AD1216 | LABOR & DELIVERY | Dorrance |  |  | 03/27/2014 |  | 3/27/26 |  |  | NO | YES |  |  |  |  | HILL-ROM INC. 10355043 P126AD1216 |  |  | Active |  | 99:99:99:99:99:99 |  | Equipment | 1Y:00-MFG | 11/01/2019 | 11/01/2020 | COOPER UNIVERSITY HOSPITAL |  |  | DORRANCE 3 352 | 0012352529 | JOANNA HORST | Preventative Maintenance | Closed | Tom Burhart | 11/01/2017 | 11/07/2017 | Performance Assurance: 00-MFG | 11/7/2017 1:09:03 PM TJBURHART (TJBURHART 11/7/2017 12:00 AM) SEARCHED FOR THE BED, LOCATED THE BED. THE BED HAS PASSED PM TESTING. USED 10480316 FOR TESTING 11/7/2017 1:09 PM TJBURHART | 2C975086-9A71-4E35-B13E-D9A7E91B4E78 | Labor | 11/07/2017 | 11/07/2017 | Tom Burhart
|  | HILL-ROM INC. | VERSACARE P3200 SERIES | BED, PATIENT, ELECTRIC | P167AD2689 | BEDS | Kelemen |  |  | 11/13/2015 |  | 11/13/27 |  |  | NO | YES |  |  |  |  | HILL-ROM INC. 10354944 P167AD2689 |  |  | Active |  | 99:99:99:99:99:99 |  | Alarm | 1Y:00-MFG | 07/12/2019 | 07/01/2020 | COOPER UNIVERSITY HOSPITAL |  |  | pav 8 830 |  | Bonnie Aichroch
|  | HILL-ROM INC. | VERSACARE P3200 SERIES | BED, PATIENT, ELECTRIC | J312AD1980 | BEDS | Kelemen |  |  | 12/14/2015 |  | 12/14/27 |  |  | NO | YES |  |  |  |  | HILL-ROM INC. 10349611 J312AD1980 |  |  | Active |  | 99:99:99:99:99:99 |  | Alarm | 1Y:00-MFG | 12/17/2018 | 12/01/2019 | COOPER UNIVERSITY HOSPITAL |  |  | s9 967d |  | Bonnie Aichroch
|  | HILL-ROM INC. | VERSACARE P3200 SERIES | BED, PATIENT, ELECTRIC | O056AD5840 | BEDS | Kelemen |  |  | 12/11/2015 |  | 12/11/27 |  |  | NO | YES |  |  |  |  | HILL-ROM INC. 10349610 0056AD5840 |  |  | Active |  | 99:99:99:99:99:99 |  | Alarm | 1Y:00-MFG | 04/12/2019 | 04/01/2020 | COOPER UNIVERSITY HOSPITAL |  |  | pav 6 630 |  | Bonnie Aichroch
|  | HILL-ROM INC. | VERSACARE P3200 SERIES | BED, PATIENT, ELECTRIC | M117AD9085 | CDU - CLINICAL DECISION UNIT-9 KELEMEN | Kelemen |  |  | 02/01/2011 |  | 2/1/23 |  |  | NO | YES |  |  |  |  | HILL-ROM INC. 10349609 M117AD9085 |  |  | Active |  | 99:99:99:99:99:99 |  | Alarm | 1Y:00-MFG | 05/29/2019 | 05/01/2020 | COOPER UNIVERSITY HOSPITAL |  |  | north 8 818 d |  | KAREN GRUBER
|  | HILL-ROM INC. | VERSACARE P3200 SERIES | BED, PATIENT, ELECTRIC | P098AD0488 | BIOMEDICAL | Pavilion |  |  | 03/25/2014 |  | 3/25/26 |  |  | NO | YES |  |  |  |  | HILL-ROM INC. 10349607 P098AD0488 |  |  | Active |  | 99:99:99:99:99:99 |  | Alarm | 1Y:00-MFG | 12/26/2018 | 12/01/2019 | COOPER UNIVERSITY HOSPITAL |  |  | pav 9 918 |  | Bonnie Aichroch
|  | HILL-ROM INC. | VERSACARE P3200 SERIES | BED, PATIENT, ELECTRIC | O051AD5706 | BEDS | Pavilion |  |  | 10/22/2015 |  | 10/22/27 |  |  | NO | YES |  |  |  |  | HILL-ROM INC. 10349600 0051AD5706 |  |  | Active |  | 99:99:99:99:99:99 |  | Alarm | 1Y:00-MFG | 10/30/2019 | 10/01/2020 | COOPER UNIVERSITY HOSPITAL |  |  | pav 8 834 |  | Bonnie Aichroch
|  | HILL-ROM INC. | VERSACARE P3200 SERIES | BED, PATIENT, ELECTRIC | J275AD8690 | MED/SURG 6 PAVILION | Pavilion |  |  | 02/17/2009 |  | 2/17/21 |  |  | NO | YES |  |  |  |  | HILL-ROM INC. 10349576 J275AD8690 |  |  | Active |  | 99:99:99:99:99:99 |  | Alarm | 1Y:00-MFG | 11/01/2019 | 11/01/2020 | COOPER UNIVERSITY HOSPITAL |  |  | P9 |  | BRIAN OSHAUGHNESSY
|  | HILL-ROM INC. | VERSACARE P3200 SERIES | BED, PATIENT, ELECTRIC | P126AD1242 | BEDS | Kelemen |  |  | 09/30/2015 |  | 9/30/27 |  |  | NO | YES |  |  |  |  | HILL-ROM INC. 10349540 P126AD1242 |  |  | Active |  | 99:99:99:99:99:99 |  | Alarm | 1Y:00-MFG | 07/12/2019 | 07/01/2020 | COOPER UNIVERSITY HOSPITAL |  |  | dorrance 3 351 |  | Bonnie Aichroch
|  | HILL-ROM INC. | VERSACARE P3200 SERIES | BED, PATIENT, ELECTRIC | O051AD5692 | BEDS | Kelemen |  |  | 09/30/2015 |  | 9/30/27 |  |  | NO | YES |  |  |  |  | HILL-ROM INC. 10349536 0051AD5692 |  |  | Active |  | 99:99:99:99:99:99 |  | Alarm | 1Y:00-MFG | 01/04/2019 | 01/01/2020 | COOPER UNIVERSITY HOSPITAL |  |  | K 8 |  | Bonnie Aichroch
|  | HILL-ROM INC. | VERSACARE P3200 SERIES | BED, PATIENT, ELECTRIC | K286AD6973 | KELEMEN N10 | Kelemen |  |  | 11/12/2009 |  | 11/12/21 |  |  | NO | YES |  |  |  |  | HILL-ROM INC. 10349528 K286AD6973 |  |  | Active |  | 99:99:99:99:99:99 |  | Alarm | 1Y:00-MFG | 10/30/2019 | 10/01/2020 | COOPER UNIVERSITY HOSPITAL |  |  | n8 818 w |  | Lisa Brooks
|  | HILL-ROM INC. | VERSACARE P3200 SERIES | BED, PATIENT, ELECTRIC | J304AD1288 | MED/SURG 6 PAVILION | Pavilion |  |  | 09/11/2015 |  | 9/11/27 |  |  | NO | YES |  |  |  |  | HILL-ROM INC. 10349529 J304AD1288 |  |  | Active |  | 99:99:99:99:99:99 |  | Alarm | 1Y:00-MFG | 09/06/2019 | 09/01/2020 | COOPER UNIVERSITY HOSPITAL |  |  | PAV 7 711 |  | BRIAN OSHAUGHNESSY
|  | HILL-ROM INC. | VERSACARE P3200 SERIES | BED, PATIENT, ELECTRIC | J318AD2506 | NEURO/ORTHO/MEDSURG/7 PAV | Pavilion |  |  | 03/30/2009 |  | 3/30/21 |  |  | NO | YES |  |  |  |  | HILL-ROM INC. 10349530 J318AD2506 |  |  | Active |  | 99:99:99:99:99:99 |  | Alarm | 1Y:00-MFG | 03/15/2019 | 03/01/2020 | COOPER UNIVERSITY HOSPITAL |  |  | pav 9 926 |  | Pam Young
|  | HILL-ROM INC. | VERSACARE P3200 SERIES | BED, PATIENT, ELECTRIC | P097AD0435 | BIOMEDICAL | Kelemen |  |  | 03/25/2014 |  | 3/25/26 |  |  | NO | YES |  |  |  |  | HILL-ROM INC. 10349521 P097AD0435 |  |  | Active |  | 99:99:99:99:99:99 |  | Alarm | 1Y:00-MFG | 03/13/2019 | 03/01/2020 | COOPER UNIVERSITY HOSPITAL |  |  |  |  | Bonnie Aichroch
|  | HILL-ROM INC. | VERSACARE P3200 SERIES | BED, PATIENT, ELECTRIC | P094AD0416 | BIOMEDICAL | Kelemen |  |  | 03/25/2014 |  | 3/25/26 |  |  | NO | YES |  |  |  |  | HILL-ROM INC. 10349524 P094AD0416 |  |  | Active |  | 99:99:99:99:99:99 |  | Alarm | 1Y:00-MFG | 02/06/2019 | 02/01/2020 | COOPER UNIVERSITY HOSPITAL |  |  |  |  | Bonnie Aichroch
|  | HILL-ROM INC. | VERSACARE P3200 SERIES | BED, PATIENT, ELECTRIC | K286AD7020 | BIOMEDICAL | Kelemen |  |  | 11/05/2009 |  | 11/5/21 |  |  | NO | YES |  |  |  |  | HILL-ROM INC. 10349520 K286AD7020 |  |  | Active |  | 99:99:99:99:99:99 |  | Alarm | 1Y:00-MFG | 12/17/2018 | 12/01/2019 | COOPER UNIVERSITY HOSPITAL |  |  | n8 810d |  | Bonnie Aichroch
|  | HILL-ROM INC. | VERSACARE P3200 SERIES | BED, PATIENT, ELECTRIC | J318AD2555 | NEURO/ORTHO/MEDSURG/7 PAV | Kelemen |  |  | 03/30/2009 |  | 3/30/21 |  |  | NO | YES |  |  |  |  | HILL-ROM INC. 10349518 J318AD2555 |  |  | Active |  | 99:99:99:99:99:99 |  | Alarm | 1Y:00-MFG | 03/12/2019 | 03/01/2020 | COOPER UNIVERSITY HOSPITAL |  |  |  |  | Pam Young
|  | HILL-ROM INC. | VERSACARE P3200 SERIES | BED, PATIENT, ELECTRIC | P098AD0553 | BEDS | Pavilion |  |  | 09/30/2015 |  | 9/30/27 |  |  | NO | YES |  |  |  |  | HILL-ROM INC. 10349511 P098AD0553 |  |  | Active |  | 99:99:99:99:99:99 |  | Alarm | 1Y:00-MFG | 01/04/2019 | 01/01/2020 | COOPER UNIVERSITY HOSPITAL |  |  | K821 |  | Bonnie Aichroch
|  | HILL-ROM INC. | VERSACARE P3200 SERIES | BED, PATIENT, ELECTRIC | SO33AD9380 |  | Pavilion | [7 empty] | NO | YES
|  | HILL-ROM INC. | VERSACARE P3200 SERIES | BED, PATIENT, ELECTRIC | P188AD3273 | CDU - CLINICAL DECISION UNIT-9 KELEMEN | Kelemen |  |  | 03/27/2014 |  | 3/27/26 |  |  | NO | YES |  |  |  |  | HILL-ROM INC. 10346976 P188AD3273 |  |  | Active |  | 99:99:99:99:99:99 |  | Equipment | 1Y:00-MFG | 05/07/2019 | 05/01/2020 | COOPER UNIVERSITY HOSPITAL |  |  | N8 825 D | 0011571693 | KAREN GRUBER | Preventative Maintenance | Closed | Tom Burhart | 05/01/2017 | 05/03/2017 | Performance Assurance: 00-MFG | 5/3/2017 4:12:47 PM TJBURHART (TJBURHART 5/3/2017 12:00 AM) SEARCHED FOR THE BED. FOUND IT. THE BED HAS PASSED PM TESTING USED 10480316 FOR TESTING 5/3/2017 4:12 PM TJBURHART | A2035473-D109-4529-9056-0844C1CF9579 | Labor | 05/03/2017 | 05/03/2017 | Tom Burhart
|  | HILL-ROM INC. | VERSACARE P3200 SERIES | BED, PATIENT, ELECTRIC | P129AD1317 | CDU - CLINICAL DECISION UNIT-9 KELEMEN | Pavilion |  |  | 03/25/2014 |  | 3/25/26 |  |  | NO | YES |  |  |  |  | HILL-ROM INC. 10346972 P129AD1317 |  |  | Active |  | 99:99:99:99:99:99 |  | Equipment | 1Y:00-MFG | 05/08/2019 | 05/01/2020 | COOPER UNIVERSITY HOSPITAL |  |  | CDU 13 | 0011571691 | KAREN GRUBER | Preventative Maintenance | Closed | Tom Burhart | 05/01/2017 | 05/02/2017 | Performance Assurance: 00-MFG | 5/2/2017 3:36:51 PM TJBURHART (TJBURHART 5/2/2017 12:00 AM) SEARCHED AND FOUND THE BED. THE BED HAS PASSED PM TESTING USED 10480316 FOR ELECTRIC SAFETY TEST 5/2/2017 3:36 PM TJBURHART | 703D38B9-1CD4-4262-A67F-EA87D0CF11D4 | Labor | 05/02/2017 | 05/02/2017 | Tom Burhart
|  | HILL-ROM INC. | VERSACARE P3200 SERIES | BED, PATIENT, ELECTRIC | J312AD2542 | KELEMEN 8 PCU | Kelemen |  |  | 02/17/2009 |  | 2/17/21 |  |  | NO | YES |  |  |  |  | HILL-ROM INC. 10346970 J312AD2542 |  |  | Active |  | 99:99:99:99:99:99 |  | Equipment | 1Y:00-MFG | 09/05/2019 | 09/01/2020 | COOPER UNIVERSITY HOSPITAL |  |  | ROOM 810 |  | BYRON WELLS
|  | HILL-ROM INC. | VERSACARE P3200 SERIES | BED, PATIENT, ELECTRIC | O049AD5467 |  | Pavilion | [7 empty] | NO | YES
|  | HILL-ROM INC. | VERSACARE P3200 SERIES | BED, PATIENT, ELECTRIC | O056AD5837 |  | Pavilion | [7 empty] | NO | YES
|  | HILL-ROM INC. | VERSACARE P3200 SERIES | BED, PATIENT, ELECTRIC | O049AD5481 |  | Pavilion | [7 empty] | NO | YES
|  | HILL-ROM INC. | VERSACARE P3200 SERIES | BED, PATIENT, ELECTRIC | P094AD0395 |  | Kelemen | [7 empty] | NO | YES
|  | HILL-ROM INC. | VERSACARE P3200 SERIES | BED, PATIENT, ELECTRIC | J318AD2519 |  | Pavilion | [7 empty] | NO | YES
|  | KINETIC CONCEPTS, INC. (KCI) | ROTOREST DELTA | BED, PATIENT, ELECTRIC | RRHK0007 | BEDS | Kelemen |  |  | 10/15/2015 |  | 10/15/27 |  |  | NO | YES |  |  |  |  | KINETIC CONCEPTS, INC. (KCI) 10349577 RRHK0007 |  |  | Active |  | 99:99:99:99:99:99 |  | Equipment | 1Y:00-MFG | 01/14/2019 | 01/01/2020 | COOPER UNIVERSITY HOSPITAL |  |  | HELIPAD |  | Bonnie Aichroch
|  | HILL-ROM INC. | TOTALCARE P1840 | BED, PATIENT, ELECTRIC, BARIATRIC | SO40AM1167 |  | Kelemen |  |  | 01/18/2019 |  | 1/18/31 |  |  | NO | YES |  |  |  |  | HILL-ROM INC. 50036180 SO40AM1167 |  |  | Active |  | 99:99:99:99:99:99 | [5 empty] | COOPER UNIVERSITY HOSPITAL |  |  |  | 0011371886 |  | Preventative Maintenance | Closed | Bonnie Aichroth | 01/18/2019 | 01/18/2019 | PERFORMANCE ASSURANCE AT INVENTORY |  | AE47E06E-0162-4100-A451-9AC3F8C777DB | Labor | 01/18/2019 | 01/18/2019 | Tom Burhart
|  | HILL-ROM INC. | TOTALCARE P1840 | BED, PATIENT, ELECTRIC, BARIATRIC | R253AM1006 | BIOMEDICAL | Kelemen |  |  | 01/18/2019 |  | 1/18/31 |  |  | NO | YES |  |  |  |  | HILL-ROM INC. 50036177 R253AM1006 |  |  | Active |  | 99:99:99:99:99:99 |  | Equipment | 1Y:00-MFG | 01/18/2019 | 01/18/2019 | COOPER UNIVERSITY HOSPITAL |  |  |  | 0011371891 | Bonnie Aichroch | Performance Verification | Closed | Bonnie Aichroth | 01/18/2019 | 01/18/2019 | INCOMING INVENTORY | DEVICE INVENTORIED | 0DD89BD9-1571-4F05-AB3F-197DDAA54787 | Labor | 01/18/2019 | 01/18/2019 | Bonnie Aichroth
|  | HILL-ROM INC. | TOTALCARE P1840 | BED, PATIENT, ELECTRIC, BARIATRIC | SO40AM1168 |  | Kelemen |  |  | 01/18/2019 |  | 1/18/31 |  |  | NO | YES |  |  |  |  | HILL-ROM INC. 50036170 SO40AM1168 |  |  | Active |  | 99:99:99:99:99:99 | [5 empty] | COOPER UNIVERSITY HOSPITAL |  |  |  | 0011371873 |  | Performance Verification | Closed | Bonnie Aichroth | 01/18/2019 | 01/18/2019 | INCOMING INVENTORY |  | F55E7721-977F-423A-906B-1469D8092C4A | Labor | 01/18/2019 | 01/18/2019 | Bonnie Aichroth
|  | HILL-ROM INC. | TOTALCARE P1840 | BED, PATIENT, ELECTRIC, BARIATRIC | R253AM1007 | BIOMEDICAL | Pavilion |  |  | 01/18/2019 |  | 1/18/31 |  |  | NO | YES |  |  |  |  | HILL-ROM INC. 50036172 R253AM1007 |  |  | Active |  | 99:99:99:99:99:99 |  | Equipment | 1Y:00-MFG | 01/18/2019 | 01/18/2019 | COOPER UNIVERSITY HOSPITAL |  |  |  | 0011371881 | Bonnie Aichroch | Preventative Maintenance | Closed | Bonnie Aichroth | 01/18/2019 | 01/18/2019 | PERFORMANCE ASSURANCE AT INVENTORY | INVENTORIED DEVICE AND ENSURED DEVICE WAS FUNCTIONING PROPERLY. | 79721465-29CE-4FD5-8CC3-5355FDE357EB | Labor | 01/18/2019 | 01/18/2019 | Tom Burhart
|  | HILL-ROM INC. | TOTALCARE P1840 | BED, PATIENT, ELECTRIC, BARIATRIC | R253AM1008 | BIOMEDICAL | Kelemen |  |  | 01/17/2019 |  | 1/17/31 |  |  | NO | YES |  |  |  |  | HILL-ROM INC. 50036159 R253AM1008 |  |  | Active |  | 99:99:99:99:99:99 |  | Equipment | 1Y:00-MFG | 01/17/2019 | 01/17/2019 | COOPER UNIVERSITY HOSPITAL |  |  |  | 0011371867 | Bonnie Aichroch | Performance Verification | Closed | Bonnie Aichroth | 01/17/2019 | 01/17/2019 | INCOMING INVENTORY | DEVICE INVENTORIED | 7DDA5F05-7CD8-4E3C-A3AE-9E1DE58DD4E7 | Labor | 01/17/2019 | 01/17/2019 | Bonnie Aichroth
|  | HILL-ROM INC. | TOTALCARE P1840 | BED, PATIENT, ELECTRIC, BARIATRIC | N068AM9220 | OPERATING ROOM - PAVILION | Kelemen |  |  | 04/15/2019 |  | 4/15/31 |  |  | NO | YES |  |  |  |  | HILL-ROM INC. 50035910 N068AM9220 |  |  | Active |  | 99:99:99:99:99:99 |  | Equipment | 1Y:00-MFG | 04/15/2019 | 04/15/2019 | COOPER UNIVERSITY HOSPITAL |  |  | s10 1066w |  | DOMINIC VENDETTA |  |  |  | 04/15/2019 | 04/15/2019 |  |  |  |  | 04/15/2019 | 04/15/2019
|  | HILL-ROM INC. | TOTALCARE P1840 | BED, PATIENT, ELECTRIC, BARIATRIC | P098AM8325 | BEDS | Kelemen |  |  | 07/17/2019 |  | 7/17/31 |  |  | NO | YES |  |  |  |  | HILL-ROM INC. 50006458 P098AM8325 |  |  | Active |  | 99:99:99:99:99:99 |  | Equipment | 1Y:00-MFG | 07/17/2019 | 07/17/2019 | COOPER UNIVERSITY HOSPITAL |  |  | NORTH 8 823 W |  | Bonnie Aichroch |  |  |  | 07/17/2019 | 07/17/2019 |  |  |  |  | 07/17/2019 | 07/17/2019
|  | HILL-ROM INC. | TOTALCARE P1840 | BED, PATIENT, ELECTRIC, BARIATRIC | P104AM8349 |  | Pavilion |  |  | 03/27/2014 |  | 3/27/26 |  |  | NO | YES |  |  |  |  | HILL-ROM INC. 10357105 P104AM8349 |  |  | Active |  | 99:99:99:99:99:99 | [5 empty] | COOPER UNIVERSITY HOSPITAL |  |  | ccu 8
|  | HILL-ROM INC. | TOTALCARE P1840 | BED, PATIENT, ELECTRIC, BARIATRIC | N069AM9228 | TSDU - KELEMEN S7 | Kelemen |  |  | 02/14/2012 |  | 2/14/24 |  |  | NO | YES |  |  |  |  | HILL-ROM INC. 10355619 N069AM9228 |  |  | Active |  | 99:99:99:99:99:99 |  | Equipment | 1Y:00-MFG | 01/22/2019 | 01/01/2020 | COOPER UNIVERSITY HOSPITAL |  |  | TSDU/7N |  | JEN VANDER HORN
|  | SIZEWISE | BARI BED | BED, PATIENT, ELECTRIC, BARIATRIC |  | BEDS | Kelemen |  |  | 02/26/2019 |  | 2/26/31 |  |  | NO | YES |  |  |  |  | SIZEWISE RENTALS 50010992 218203 |  |  | Active |  | 99:99:99:99:99:99 |  | Equipment | 1Y:00-MFG | 02/26/2019 | 02/26/2019 | COOPER UNIVERSITY HOSPITAL |  |  |  |  | Bonnie Aichroch |  |  |  | 02/26/2019 | 02/26/2019 |  |  |  |  | 02/26/2019 | 02/26/2019
|  | SIZEWISE | BARI BED | BED, PATIENT, ELECTRIC, BARIATRIC |  | BIOMEDICAL | Pavilion |  |  | 02/26/2019 |  | 2/26/31 |  |  | NO | YES |  |  |  |  | SIZEWISE RENTALS 50005103 218207 |  |  | Active |  | 99:99:99:99:99:99 |  | Equipment | 1Y:00-MFG | 02/26/2019 | 02/26/2019 | COOPER UNIVERSITY HOSPITAL |  |  | P5 STORAGE RM |  | Bonnie Aichroch |  |  |  | 02/26/2019 | 02/26/2019 |  |  |  |  | 02/26/2019 | 02/26/2019
|  | SIZEWISE | BARI-REHAB PLATFORM 2 | BED, PATIENT, ELECTRIC, BARIATRIC |  | BEDS | Pavilion |  |  | 02/27/2019 |  | 2/27/31 |  |  | NO | YES |  |  |  |  | SIZEWISE RENTALS 50036007 39583 |  |  | Active |  | 99:99:99:99:99:99 |  | Equipment | 1Y:00-MFG | 02/27/2019 | 02/27/2019 | COOPER UNIVERSITY HOSPITAL |  |  |  |  | Bonnie Aichroch |  |  |  | 02/27/2019 | 02/27/2019 |  |  |  |  | 02/27/2019 | 02/27/2019
|  | SIZEWISE | BARI-REHAB PLATFORM 2 | BED, PATIENT, ELECTRIC, BARIATRIC |  | BIOMEDICAL | Kelemen |  |  | 02/19/2019 |  | 2/19/31 |  |  | NO | YES |  |  |  |  | SIZEWISE RENTALS 50010949 39600 |  |  | Active |  | 99:99:99:99:99:99 |  | Equipment | 1Y:00-MFG | 02/19/2019 | 02/19/2019 | COOPER UNIVERSITY HOSPITAL |  |  | P5 STORAGE RM |  | Bonnie Aichroch |  |  |  | 02/19/2019 | 02/19/2019 |  |  |  |  | 02/19/2019 | 02/19/2019
|  | HILL-ROM INC. | AFFINITY 4 P3700 | BED, PATIENT, ELECTRIC, BIRTHING | K254AA1597 | LABOR & DELIVERY | Dorrance |  |  | 09/26/2019 |  | 9/26/34 |  |  | NO | YES |  |  |  |  | HILL-ROM INC. 50036194 K254AA1597 |  |  | Active | 50006366, 50035905 | 99:99:99:99:99:99 |  | Equipment | 1Y:00-MFG | 09/26/2019 | 09/26/2019 | COOPER UNIVERSITY HOSPITAL |  |  | LABOR AND DELIVERY |  | JOANNA HORST |  |  |  | 09/26/2019 | 09/26/2019 |  |  |  |  | 09/26/2019 | 09/26/2019
|  | HILL-ROM INC. | AFFINITY 4 P3700 | BED, PATIENT, ELECTRIC, BIRTHING | S010AA9956 | LABOR & DELIVERY | Dorrance |  |  | 10/30/2019 |  | 10/30/34 |  |  | NO | YES |  |  |  |  | HILL-ROM INC. 50036178 S010AA9956 |  |  | Active |  | 99:99:99:99:99:99 |  | Equipment | 1Y:00-MFG | 10/30/2019 | 10/30/2019 | COOPER UNIVERSITY HOSPITAL |  |  |  | 0011462538 | JOANNA HORST | Performance Verification | Closed | Bonnie Aichroth | 10/30/2019 | 10/30/2019 | INCOMING INVENTORY | DEVICE INVENTORIED | EA8C9FE5-6A9E-4307-B547-154926468282 | Labor | 10/30/2019 | 10/30/2019 | Bonnie Aichroth
|  | HILL-ROM INC. | AFFINITY 4 P3700 | BED, PATIENT, ELECTRIC, BIRTHING | SO10AA9955 | LABOR & DELIVERY | Dorrance |  |  | 09/26/2019 |  | 9/26/34 |  |  | NO | YES |  |  |  |  | HILL-ROM INC. 50036179 SO10AA9955 |  |  | Active |  | 99:99:99:99:99:99 |  | Equipment | 1Y:00-MFG | 09/26/2019 | 09/26/2019 | COOPER UNIVERSITY HOSPITAL |  |  |  | 0011371920 | JOANNA HORST | Preventative Maintenance | Closed | Bonnie Aichroth | 09/26/2019 | 09/26/2019 | PERFORMANCE ASSURANCE AT INVENTORY | INVENTORIED DEVICE AND ENSURED DEVICE WAS FUNCTIONING PROPERLY. | 578255F9-CAE2-400C-8D44-B07CA8D60C01 | Labor | 09/26/2019 | 09/26/2019 | Tom Burhart
|  | HILL-ROM INC. | AFFINITY 4 P3700 | BED, PATIENT, ELECTRIC, BIRTHING | Q288AA6471 | LABOR & DELIVERY | Dorrance |  |  | 10/04/2019 |  | 10/4/34 |  |  | NO | YES |  |  |  |  | HILL-ROM INC. 50006477 Q288AA6471 |  |  | Active |  | 99:99:99:99:99:99 |  | Equipment | 1Y:00-MFG | 10/04/2019 | 10/04/2019 | COOPER UNIVERSITY HOSPITAL |  |  | L&D RM 6 |  | JOANNA HORST |  |  |  | 10/04/2019 | 10/04/2019 |  |  |  |  | 10/04/2019 | 10/04/2019
|  | HILL-ROM INC. | AFFINITY 4 P3700 | BED, PATIENT, ELECTRIC, BIRTHING | Q288AA6470 | LABOR & DELIVERY | Dorrance |  |  | 09/26/2019 |  | 9/26/34 |  |  | NO | YES |  |  |  |  | HILL-ROM INC. 50006476 Q288AA6470 |  |  | Active |  | 99:99:99:99:99:99 |  | Equipment | 1Y:00-MFG | 09/26/2019 | 09/26/2019 | COOPER UNIVERSITY HOSPITAL |  |  |  |  | JOANNA HORST |  |  |  | 09/26/2019 | 09/26/2019 |  |  |  |  | 09/26/2019 | 09/26/2019
|  | HILL-ROM INC. | AFFINITY 4 P3700 | BED, PATIENT, ELECTRIC, BIRTHING | K257AA1600 | LABOR & DELIVERY | Kelemen |  |  | 10/30/2019 |  | 10/30/34 |  |  | NO | YES |  |  |  |  | HILL-ROM INC. 50006367 K257AA1600 |  |  | Active |  | 99:99:99:99:99:99 |  | Equipment | 1Y:00-MFG | 10/30/2019 | 10/30/2019 | COOPER UNIVERSITY HOSPITAL |  |  |  |  | JOANNA HORST |  |  |  | 10/30/2019 | 10/30/2019 |  |  |  |  | 10/30/2019 | 10/30/2019
|  | HILL-ROM INC. | AFFINITY 4 P3700 | BED, PATIENT, ELECTRIC, BIRTHING | K257AA1604 | LABOR & DELIVERY | Dorrance |  |  | 09/29/2009 |  | 9/29/24 |  |  | NO | YES |  |  |  |  | HILL-ROM INC. 10355120 K257AA1604 |  |  | Active |  | 99:99:99:99:99:99 |  | Equipment | 1Y:00-MFG | 09/26/2019 | 09/01/2020 | COOPER UNIVERSITY HOSPITAL |  |  | LABOR AND DELIVERY |  | JOANNA HORST
|  | HILL-ROM INC. | AFFINITY 4 P3700 | BED, PATIENT, ELECTRIC, BIRTHING | K257AA1602 | LABOR & DELIVERY | Dorrance |  |  | 09/29/2009 |  | 9/29/24 |  |  | NO | YES |  |  |  |  | HILL-ROM INC. 10355082 K257AA1602 |  |  | Active |  | 99:99:99:99:99:99 |  | Equipment | 1Y:00-MFG | 09/26/2019 | 09/01/2020 | COOPER UNIVERSITY HOSPITAL |  |  | LABOR AND DELIVERY |  | JOANNA HORST
|  | STRYKER CORP. | CUB 190 | BED, PEDIATRIC, CRIB | F55316 | PATIENT TRANSPORT | Kelemen |  |  | 10/31/2019 |  | 10/31/29 |  |  | NO | YES |  |  |  |  | STRYKER CORP. 50035938 F55316 |  |  | Active |  | 99:99:99:99:99:99 |  | Equipment | PAAR:00-PVAR | 10/31/2019 | 10/31/2019 | COOPER UNIVERSITY HOSPITAL |  |  | P2 OR | WOT00000000564536 | Bonnie Aichroch | Performance Verification | Closed | Tom Burhart | 10/31/2019 | 10/31/2019 | Performance Verification for STRYKER CORP. 50035938 F55316 | Initial Install of Performance Verification. Device is ready for patient use. |  |  | 10/31/2019 | 10/31/2019
|  | STRYKER CORP. | CUB 190 | BED, PEDIATRIC, CRIB | F55317 | PATIENT TRANSPORT | Kelemen |  |  | 10/31/2019 |  | 10/31/29 |  |  | NO | YES |  |  |  |  | STRYKER CORP. 50035937 F55317 |  |  | Active |  | 99:99:99:99:99:99 |  | Equipment | PAAR:00-PVAR | 10/31/2019 | 10/31/2019 | COOPER UNIVERSITY HOSPITAL |  |  | P2 OR | WOT00000000564531 | Bonnie Aichroch | Performance Verification | Closed | Tom Burhart | 10/31/2019 | 10/31/2019 | Performance Verification for STRYKER CORP. 50035937 F55317 | Initial Install of Performance Verification. Device is ready for patient use. |  |  | 10/31/2019 | 10/31/2019
|  | STRYKER CORP. | CUB 190 | BED, PEDIATRIC, CRIB | F55137 | PEDIATRICS SOUTH 7 | Dorrance |  |  | 04/03/2019 |  | 4/3/29 |  |  | NO | YES |  |  |  |  | STRYKER CORP. 50035902 F55137 |  |  | Active |  | 99:99:99:99:99:99 |  | Equipment | 1Y:00-MFG | 04/03/2019 | 04/03/2019 | COOPER UNIVERSITY HOSPITAL |  |  |  | 0012306923 | JOANNE FOX | Performance Verification | Closed | Josh Harris | 04/03/2019 | 04/03/2019 | INCOMING INVENTORY | DEVICE INVENTORIED | 95BD90DF-8D0E-4995-8478-3B03D766C87C | Labor | 04/03/2019 | 04/03/2019 | Josh Harris
|  | STRYKER CORP. | CUB 190 | BED, PEDIATRIC, CRIB | F55136 | PEDIATRICS SOUTH 7 | Pavilion |  |  | 04/03/2019 |  | 4/3/29 |  |  | NO | YES |  |  |  |  | STRYKER CORP. 50035901 F55136 |  |  | Active |  | 99:99:99:99:99:99 |  | Equipment | 1Y:00-MFG | 04/03/2019 | 04/03/2019 | COOPER UNIVERSITY HOSPITAL |  |  |  | 0012306920 | JOANNE FOX | Performance Verification | Closed | Josh Harris | 04/03/2019 | 04/03/2019 | INCOMING INVENTORY | DEVICE INVENTORIED | 75094976-90A1-4812-8E61-872A0B8E588B | Labor | 04/03/2019 | 04/03/2019 | Josh Harris
|  | STRYKER CORP. | CUB 190 | BED, PEDIATRIC, CRIB | F55144 | PEDIATRICS SOUTH 7 | Dorrance |  |  | 04/18/2019 |  | 4/18/29 |  |  | NO | YES |  |  |  |  | STRYKER CORP. 50035899 F55144 |  |  | Active |  | 99:99:99:99:99:99 |  | Equipment | 1Y:00-MFG | 04/18/2019 | 04/18/2019 | COOPER UNIVERSITY HOSPITAL |  |  |  | 0012306871 | JOANNE FOX | Preventative Maintenance | Closed | Josh Harris | 04/18/2019 | 04/18/2019 | PERFORMANCE ASSURANCE AT INVENTORY | INVENTORIED DEVICE AND ENSURED DEVICE WAS FUNCTIONING PROPERLY. | DED14B84-9161-4CA7-9479-DFD2E5AB435E | Labor | 04/18/2019 | 04/18/2019 | Josh Harris
|  | STRYKER CORP. | CUB 190 | BED, PEDIATRIC, CRIB | F55140 | PEDIATRICS SOUTH 7 | Kelemen |  |  | 04/11/2019 |  | 4/11/29 |  |  | NO | YES |  |  |  |  | STRYKER CORP. 50035898 F55140 |  |  | Active |  | 99:99:99:99:99:99 |  | Equipment | 1Y:00-MFG | 04/11/2019 | 04/11/2019 | COOPER UNIVERSITY HOSPITAL |  |  |  | 0012306866 | JOANNE FOX | Performance Verification | Closed | Josh Harris | 04/11/2019 | 04/11/2019 | INCOMING INVENTORY | DEVICE INVENTORIED | B2A14275-9C7C-4FE0-969B-017E197913F5 | Labor | 04/11/2019 | 04/11/2019 | Josh Harris
|  | STRYKER CORP. | CUB 190 | BED, PEDIATRIC, CRIB | F55143 | PEDIATRICS SOUTH 7 | Kelemen |  |  | 04/03/2019 |  | 4/3/29 |  |  | NO | YES |  |  |  |  | STRYKER CORP. 50035896 F55143 |  |  | Active |  | 99:99:99:99:99:99 |  | Equipment | 1Y:00-MFG | 04/03/2019 | 04/03/2019 | COOPER UNIVERSITY HOSPITAL |  |  |  | 0012306861 | JOANNE FOX | Preventative Maintenance | Closed | Josh Harris | 04/03/2019 | 04/03/2019 | PERFORMANCE ASSURANCE AT INVENTORY | INVENTORIED DEVICE AND ENSURED DEVICE WAS FUNCTIONING PROPERLY. | DF1C2DBA-186E-40A3-BB61-694108F12F32 | Labor | 04/03/2019 | 04/03/2019 | Josh Harris
|  | STRYKER CORP. | CUB 190 | BED, PEDIATRIC, CRIB | F55142 | PEDIATRICS SOUTH 7 | Kelemen |  |  | 04/03/2019 |  | 4/3/29 |  |  | NO | YES |  |  |  |  | STRYKER CORP. 50035895 F55142 |  |  | Active |  | 99:99:99:99:99:99 |  | Equipment | 1Y:00-MFG | 04/03/2019 | 04/03/2019 | COOPER UNIVERSITY HOSPITAL |  |  |  | 0012306858 | JOANNE FOX | Performance Verification | Closed | Josh Harris | 04/03/2019 | 04/03/2019 | INCOMING INVENTORY | DEVICE INVENTORIED | F31972C5-B5F6-449E-A676-59FC5B9EAE87 | Labor | 04/03/2019 | 04/03/2019 | Josh Harris
|  | STRYKER CORP. | CUB 190 | BED, PEDIATRIC, CRIB | F55139 | PEDIATRICS SOUTH 7 | Kelemen |  |  | 04/10/2019 |  | 4/10/29 |  |  | NO | YES |  |  |  |  | STRYKER CORP. 50035894 F55139 |  |  | Active |  | 99:99:99:99:99:99 |  | Equipment | 1Y:00-MFG | 04/10/2019 | 04/10/2019 | COOPER UNIVERSITY HOSPITAL |  |  |  | 0012306856 | JOANNE FOX | Performance Verification | Closed | Josh Harris | 04/10/2019 | 04/10/2019 | INCOMING INVENTORY | DEVICE INVENTORIED | B11A7F65-7D57-45EC-A10C-71AE43D718B0 | Labor | 04/10/2019 | 04/10/2019 | Josh Harris
|  | STRYKER CORP. | CUB 190 | BED, PEDIATRIC, CRIB | F07557 | KELEMEN N6 | Kelemen |  |  | 10/31/2019 |  | 10/31/29 |  |  | NO | YES |  |  |  |  | STRYKER CORP. 50010946 F07557 |  |  | Active |  | 99:99:99:99:99:99 |  | Equipment | PAAR:00-PVAR | 10/31/2019 | 10/31/2019 | COOPER UNIVERSITY HOSPITAL |  |  | PEDS |  | Susan Cannon |  |  |  | 10/31/2019 | 10/31/2019 |  |  |  |  | 10/31/2019 | 10/31/2019
|  | STRYKER CORP. | CUB 190 | BED, PEDIATRIC, CRIB | F55141 |  | Kelemen | [7 empty] | NO | YES
|  | STRYKER CORP. | CUB 190 | BED, PEDIATRIC, CRIB | F07554 | EMERGENCY ROOM | Kelemen |  |  | 04/11/2019 |  | 4/11/29 |  |  | NO | YES |  |  |  |  | STRYKER CORP. 50006390 FL19-0110 |  |  | Active |  | 99:99:99:99:99:99 |  | Equipment | 1Y:00-MFG | 04/11/2019 | 04/11/2019 | COOPER UNIVERSITY HOSPITAL |  |  | ER-PEDS |  | KAREN GRUBER |  |  |  | 04/11/2019 | 04/11/2019 |  |  |  |  | 04/11/2019 | 04/11/2019
|  | STRYKER CORP. | CUB 190 | BED, PEDIATRIC, CRIB | F07558 | EMERGENCY ROOM | Kelemen |  |  | 04/11/2019 |  | 4/11/29 |  |  | NO | YES |  |  |  |  | STRYKER CORP. 50005130 F07558 |  |  | Active |  | 99:99:99:99:99:99 |  | Equipment | 1Y:00-MFG | 04/11/2019 | 04/11/2019 | COOPER UNIVERSITY HOSPITAL |  |  |  |  | KAREN GRUBER |  |  |  | 04/11/2019 | 04/11/2019 |  |  |  |  | 04/11/2019 | 04/11/2019
|  | STRYKER CORP. | CUB 190 | BED, PEDIATRIC, CRIB | F07562 | KELEMEN N6 | Kelemen |  |  | 01/01/1900 |  |  |  |  | NO | YES |  |  |  |  | STRYKER CORP. 10360481 F07562 |  |  | Active |  | 99:99:99:99:99:99 |  | Equipment | 1Y:00-MFG | 04/11/2019 | 04/01/2020 | COOPER UNIVERSITY HOSPITAL |  |  | PEDS/6N RM 639 |  | Susan Cannon
|  | STRYKER CORP. | CUB 190 | BED, PEDIATRIC, CRIB | F07559 | PEDIATRIC INTENSIVE CARE UNIT | Kelemen |  |  | 01/01/1900 |  |  |  |  | NO | YES |  |  |  |  | STRYKER CORP. 10360414 F07559 |  |  | Active |  | 99:99:99:99:99:99 |  | Equipment | 1Y:00-MFG | 04/03/2019 | 04/01/2020 | COOPER UNIVERSITY HOSPITAL |  |  | PICU/RM5 |  | Susan Cannon
|  | STRYKER CORP. | CUB 190 | BED, PEDIATRIC, CRIB | F07561 | PEDIATRIC INTENSIVE CARE UNIT | Kelemen |  |  | 01/01/1900 |  |  |  |  | NO | YES |  |  |  |  | STRYKER CORP. 10360395 F07561 |  |  | Active |  | 99:99:99:99:99:99 |  | Equipment | 1Y:00-MFG | 04/03/2019 | 04/01/2020 | COOPER UNIVERSITY HOSPITAL |  |  | PICU/ RM 3 |  | Susan Cannon
|  | STRYKER CORP. | CUB 190 | BED, PEDIATRIC, CRIB | F07553 | KELEMEN N6 | Kelemen |  |  | 04/11/2019 |  | 4/11/29 |  |  | NO | YES |  |  |  |  | STRYKER CORP. 30143378 F07553 |  |  | Active |  | 99:99:99:99:99:99 |  | Equipment | 1Y:00-MFG | 04/11/2019 | 04/11/2019 | COOPER UNIVERSITY HOSPITAL |  |  | RM 766 |  | Susan Cannon |  |  |  | 04/11/2019 | 04/11/2019 |  |  |  |  | 04/11/2019 | 04/11/2019
|  | STRYKER CORP. | CUB 190 | BED, PEDIATRIC, CRIB | F07556 | PEDIATRICS SOUTH 7 | Kelemen |  |  | 04/03/2019 |  | 4/3/29 |  |  | NO | YES |  |  |  |  | STRYKER CORP. 30143371 F07556 |  |  | Active |  | 99:99:99:99:99:99 |  | Equipment | 1Y:00-MFG | 04/03/2019 | 04/03/2019 | COOPER UNIVERSITY HOSPITAL |  |  | RM 759 |  | JOANNE FOX |  |  |  | 04/03/2019 | 04/03/2019 |  |  |  |  | 04/03/2019 | 04/03/2019
|  | STRYKER CORP. | CUB 190 | BED, PEDIATRIC, CRIB | F02411 |  | Kelemen |  |  | 04/10/2019 |  | 4/10/29 |  |  | NO | YES |  |  |  |  | STRYKER CORP. 30143370 F02411 |  |  | Active |  | 99:99:99:99:99:99 |  | Equipment | 1Y:00-MFG | 04/10/2019 | 04/10/2019 | COOPER UNIVERSITY HOSPITAL |  |  | RM 755 |  | Susan Cannon |  |  |  | 04/10/2019 | 04/10/2019 |  |  |  |  | 04/10/2019 | 04/10/2019
|  | STRYKER CORP. | CUB 190 | BED, PEDIATRIC, CRIB | E07560 | KELEMEN N6 | Kelemen |  |  | 04/03/2019 |  | 4/3/29 |  |  | NO | YES |  |  |  |  | STRYKER CORP. 30143348 E07560 |  |  | Active |  | 99:99:99:99:99:99 |  | Equipment | 1Y:00-MFG | 04/03/2019 | 04/03/2019 | COOPER UNIVERSITY HOSPITAL |  |  | OR - PEDS |  | Susan Cannon |  |  |  | 04/03/2019 | 04/03/2019 |  |  |  |  | 04/03/2019 | 04/03/2019
|  | SCIFIT | ISO-7000 | BICYCLE | 473-000332 | PHYSICAL THERAPY DEPARTMENT | 221 Victoria Street |  |  | 10/31/2019 |  | 10/31/29 |  |  | NO | YES |  |  |  |  | SCIFIT 11221928 473-000332 |  |  | Active |  |  |  | Equipment | PAAR:00-PVAR | 10/31/2019 | 10/31/2019 | COOPER AMBULATORY OFF-SITES |  |  | Glassboro | WOT00000002753837 | COURTNEY BUDD | Performance Verification | Closed | Josh Harris | 10/31/2019 | 10/31/2019 | Performance Verification for SCIFIT 11221928 473-000332 | Initial Install of Performance Verification. Device is ready for patient use. |  |  | 10/31/2019 | 10/31/2019
|  | SPORTS ART | C5200 | BICYCLE |  | VOORHEES ORTHOPEDICS | 901 Centennial Blvd | Building 1 |  | 11/02/2019 |  | 11/2/29 |  |  | NO | YES |  |  |  |  | SPORTS ART 210337333 0069354 |  |  | Active |  | 99:99:99:99:99:99 |  | Equipment | PAAR:00-PVAR | 11/02/2019 | 11/02/2019 | COOPER AMBULATORY OFF-SITES |  |  | ORTHO PHYSICAL THERAPY |  | CAROL STRANTON |  |  |  | 11/02/2019 | 11/02/2019 |  |  |  |  | 11/02/2019 | 11/02/2019
|  | SPORTS ART | C52U | BICYCLE | NSNCOOPERAMB0005 | VOORHEES ORTHOPEDICS | 901 Centennial Blvd | Building 1 |  | 11/02/2019 |  | 11/2/29 |  |  | NO | YES |  |  |  |  | SPORTS ART 210337334 NSNCOOPERAMB0005 |  |  | Active |  | 99:99:99:99:99:99 |  | Equipment | PAAR:00-PVAR | 11/02/2019 | 11/02/2019 | COOPER AMBULATORY OFF-SITES |  |  | ORTHOPEDICS - BLDG 2 |  | CAROL STRANTON |  |  |  | 11/02/2019 | 11/02/2019 |  |  |  |  | 11/02/2019 | 11/02/2019
|  | LIFE FITNESS | LIFE CYCLE 95R | BICYCLE, RECUMBENT | ARL106162 | VOORHEES ORTHOPEDICS | 901 Centennial Blvd | Building 1 |  | 10/30/2009 |  | 10/30/19 |  |  | NO | YES |  |  |  |  | LIFE FITNESS 10345002 ARL106162 |  |  | Active |  | 99:99:99:99:99:99 |  | Equipment | PAAR:00-PVAR | 11/02/2019 |  | COOPER AMBULATORY OFF-SITES |  |  | ORTHO PHYSICAL THERAPY |  | CAROL STRANTON
|  | PRECOR, INC. | 815E | BICYCLE, RECUMBENT | 20I09D0001 | CHERRY HILL PHYSICAL THERAPY | 1101 N Kings Hwy |  |  | 01/01/1900 |  |  |  |  | NO | YES |  |  |  |  | PRECOR, INC. 10366084 20I09D0001 |  |  | Active |  | 99:99:99:99:99:99 |  | Equipment | PAAR:00-PVAR | 11/02/2019 |  | COOPER AMBULATORY OFF-SITES |  |  | EXERCISE ROOM | WOT00000004050107 | COURTNEY BUDD | Repair | Closed | Kirk Lis | 10/15/2019 | 10/18/2019 | Seat is falling off | .:: Acknowledged ::. Technician: Kirk LisTimestamp: 2019-10-15 16:11:43 RESEATED SEAT ASSEMBLY BOLTS. REINSTALLED ASSEMBLY AND TESTED UNIT. | EXP4397657 | Labor | 10/15/2019 | 10/15/2019 | Kirk Lis
|  | OLYMPIC MEDICAL | BILI-METER 22 | BILIRUBINOMETER |  | KELEMEN N6 | Kelemen |  |  | 05/29/2012 |  | 5/29/22 |  |  | NO | YES |  |  |  |  | OLYMPIC MEDICAL 10354766 7027 |  |  | Disposition |  |  |  | Test Equipment | 1Y:00-MFG | 05/25/2017 | 01/01/2020 | COOPER UNIVERSITY HOSPITAL |  |  |  |  | Susan Cannon
|  | HUESTIS MEDICAL A.R.I. | STRYO-FORMER SF-II | BLOCK CUTTER | SF2699X010270 | COOPER CANCER CENTER | MD Anderson Cancer Center |  |  | 07/25/2013 |  | 7/25/23 |  |  | NO | YES |  |  |  |  | HUESTIS MEDICAL A.R.I. 10505023 SF2699X010270 |  |  | Active |  | 99:99:99:99:99:99 |  | Equipment | PAAR:00-PVAR | 10/31/2019 |  | COOPER AMBULATORY OFF-SITES |  |  | ROOM C1072 |  | COLLEEN TEGELER
|  | STATIC CLEAN | SENTINEL BTI | BLOWER, IONIZING | SBTI-AT-1113-006 | LAB MICROBIOLOGY | Pavilion | BASEMENT |  | 01/01/1900 |  |  |  |  | NO | YES |  |  |  |  | STATIC CLEAN 10367982 SBTI-AT-1113-006 |  |  | Active |  | 99:99:99:99:99:99 |  | Equipment | 1Y:00-MFG | 01/05/2019 | 01/01/2020 | COOPER UNIVERSITY HOSPITAL |  |  | MICROBIOLOGY |  | COURTNEY BARRY
|  | BERCHTOLD CORPORATION | TELETOM TC764-2 | BOOM, ANESTHESIA |  | OPERATING ROOM - PAVILION | Pavilion |  |  | 03/16/2016 |  | 3/16/26 |  |  | NO | YES |  |  |  |  | BERCHTOLD CORPORATION 10480276 10090731 |  |  | Active |  | 99:99:99:99:99:99 |  | Equipment | PAAR:00-PVAR | 10/31/2019 |  | COOPER UNIVERSITY HOSPITAL |  |  | P OR 1 BOOM SYSTEM |  | DOMINIC VENDETTA
|  | MAVIG | GD60-2 | BOOM, EQUIPMENT | 0604/20009 | CDU - CLINICAL DECISION UNIT-9 KELEMEN | Kelemen |  |  | 01/11/2006 |  | 1/11/16 |  |  | NO | YES |  |  |  |  | GE MEDICAL SYSTEMS 10369213 0604/20009 |  |  | Disposition |  | 99:99:99:99:99:99 |  | Accessory | PAAR:00-PVAR | 11/02/2019 |  | COOPER UNIVERSITY HOSPITAL |  |  | CDU | WOT00000000505335 | KAREN GRUBER | Disposition | Closed | Richard Jolly | 02/08/2018 | 12/31/2018 | Bulk Disposition CNL | not sure what this is for | EXP1852994 | Labor | 12/06/2018 | 12/06/2018 | Richard Jolly
|  | SIEMENS MEDICAL |  | BOOM, EQUIPMENT |  | ANGIOGRAPHY | Kelemen | Basement |  | 02/14/2007 |  | 2/14/17 |  |  | NO | YES |  |  |  |  | SIEMENS MEDICAL 10347555 1111 |  |  | Active |  | 99:99:99:99:99:99 |  | Accessory | PAAR:00-PVAR | 11/01/2019 |  | COOPER UNIVERSITY HOSPITAL |  |  | B35 - Lab 1 | WOT00000000508249 | PAULETTE DUCKREY | Disposition | Closed | Charles Santomero | 02/08/2018 | 05/17/2019 | Bulk Disposition CNL
|  | OLYMPUS AMERICA, INC. | BF-H190 | BRONCHOSCOPE, FLEXIBLE |  | PULMONARY LAB | Kelemen |  | Serial Number Report | 10/31/2019 |  | 10/31/22 |  |  | NO | YES |  |  |  |  | OLYMPUS AMERICA, INC. 2613234 2613234 |  |  | Active |  |  |  | Equipment | PAAR:00-PVAR | 10/31/2019 | 10/31/2019 | COOPER UNIVERSITY HOSPITAL |  |  | 6TH FLOOR KELEMEN | WOT00000002900241 | KATHY LOFLAND | Performance Verification | Closed | Kenneth Krips | 10/31/2019 | 10/31/2019 | CEID Record Completion for OLYMPUS AMERICA, INC. 2613234 2613234 | SCOPE INVENTORIED FOR THE PULMONARY DEPT. | EXP3164066 | Labor | 10/31/2019 | 10/31/2019 | Kenneth Krips
|  | OLYMPUS AMERICA, INC. | BF-H190 | BRONCHOSCOPE, FLEXIBLE |  | PULMONARY LAB | Kelemen |  | Serial Number Report | 10/31/2019 |  | 10/31/22 |  |  | NO | YES |  |  |  |  | OLYMPUS AMERICA, INC. 2602998 2602998 |  |  | Active |  | 99:99:99:99:99:99 |  | Equipment | PAAR:00-PVAR | 10/31/2019 | 10/31/2019 | COOPER UNIVERSITY HOSPITAL |  |  |  |  | KATHY LOFLAND |  |  |  | 10/31/2019 | 10/31/2019 |  |  |  |  | 10/31/2019 | 10/31/2019
|  | OLYMPUS AMERICA, INC. | BF-Q180 | BRONCHOSCOPE, FLEXIBLE |  | INTENSIVE CARE UNIT | Kelemen |  | Serial Number Report | 10/31/2019 |  | 10/31/22 |  |  | NO | YES |  |  |  |  | OLYMPUS AMERICA, INC. 2655867 2655867 |  |  | Active |  | 99:99:99:99:99:99 |  | Equipment | PAAR:00-PVAR | 10/31/2019 | 10/31/2019 | COOPER UNIVERSITY HOSPITAL |  |  |  |  | CAROLYN RUMELL |  |  |  | 10/31/2019 | 10/31/2019 |  |  |  |  | 10/31/2019 | 10/31/2019
|  | OLYMPUS AMERICA, INC. | EVIS EXERA III BF-MP190F | BRONCHOSCOPE, FLEXIBLE |  | PULMONARY LAB |  |  | Serial Number Report | 10/31/2019 |  | 10/31/22 |  |  | NO | YES |  |  |  |  | OLYMPUS AMERICA, INC. 2900255 2900255 |  |  | Active |  | 99:99:99:99:99:99 |  | Equipment | PAAR:00-PVAR | 10/31/2019 | 10/31/2019 | COOPER UNIVERSITY HOSPITAL |  |  |  | WOT00000001866047 | KATHY LOFLAND | Performance Verification | Closed | Kenneth Krips | 10/31/2019 | 10/31/2019 | Performance Verification for OLYMPUS AMERICA, INC. 2900255 2900255 | Initial Install of Performance Verification. Device is ready for patient use. |  |  | 10/31/2019 | 10/31/2019
|  | CARESTREAM HEALTH, INC. | DRX-1 | BUCKY |  | KINGS HIGHWAY-RADIOLOGY | 1103 N Kings Hwy |  |  | 11/01/2019 |  |  |  |  | NO | YES |  |  |  |  | CARESTREAM HEALTH, INC. 11222054 30730 |  |  | Active |  | 3C:52:82:74:68:21 |  | Equipment | 1Y:00-MFG | 11/01/2019 | 11/01/2019 | COOPER AMBULATORY OFF-SITES |  |  | Computer for Imaging Plate | WOT00000001872662 | SUZEN SCHAFFER | Performance Verification | Closed | Charles Santomero | 11/01/2019 | 11/01/2019 | Performance Verification for CARESTREAM HEALTH, INC. 11222054 30730 | Initial Install of Performance Verification. Device is ready for patient use. |  |  | 11/01/2019 | 11/01/2019
|  | CARESTREAM HEALTH, INC. | DRX-1 | BUCKY |  | VOORHEES SURGERY CENTER-RADIOLOGY | 900 Centennial Blvd | Suite B |  | 03/05/2019 |  |  |  |  | NO | YES |  |  |  |  | CARESTREAM HEALTH, INC. 11222045 11327 |  |  | Active |  | 18:60:24:7B:DD:82 |  | Equipment | 1Y:00-MFG | 03/05/2019 | 03/05/2019 | COOPER AMBULATORY OFF-SITES |  |  | Suite B - Room 161 | WOT00000002346674 | PAT STIENES | Performance Verification | Closed | Charles Santomero | 03/05/2019 | 03/05/2019 | Performance Verification for CARESTREAM HEALTH, INC. 11222045 11327 | Initial Install of Performance Verification. Device is ready for patient use. |  |  | 03/05/2019 | 03/05/2019
|  | CARESTREAM HEALTH, INC. | DRX-1 | BUCKY |  | VOORHEES ORTHOPEDICS | 901 Centennial Blvd | Building 1 |  | 02/27/2019 |  |  |  |  | NO | YES |  |  |  |  | CARESTREAM HEALTH, INC. 11222041 10689 |  |  | Active |  | DC:4A:3E:7B:0F:07 |  | Equipment | 1Y:00-MFG | 02/27/2019 | 02/27/2019 | COOPER AMBULATORY OFF-SITES |  |  | Computer-Voor. Bldg 2 ste 203, site 8223 | WOT00000001673570 | CAROL STRANTON | Performance Verification | Closed | Charles Santomero | 02/27/2019 | 02/27/2019 | Performance Verification for CARESTREAM HEALTH, INC. 11222041 10689 | Initial Install of Performance Verification. Device is ready for patient use. |  |  | 02/27/2019 | 02/27/2019
|  | CARESTREAM HEALTH, INC. | DRX-1 | BUCKY |  | ORTHOPEDICS | 525 NJ-73 |  |  | 01/16/2019 |  |  |  |  | NO | YES |  |  |  |  | CARESTREAM HEALTH, INC. 11208112 11060 |  |  | Active |  | 40:B0:34:40:EF:25 |  | Equipment | 1Y:00-MFG | 01/16/2019 | 01/16/2019 | COOPER AMBULATORY OFF-SITES |  |  | Marlton, Rt 73 SUITE 303 EVESHAM COMMONS | WOT00000001608276 | JOAN STEAD | Repair | Closed | Charles Santomero | 01/16/2019 | 01/16/2019 | x-ray machine: not working, reading not calibrating correctly | They dropped the plate and it needs to be replaced. They have drop insurance. They will receive a loaner plate until they get a new permanent plate. New permanent plate installed on 12-27-18. Call complete. OVP, RTS | EXP2106850 | Labor | 01/16/2019 | 01/16/2019 | Charles Santomero
|  | CARESTREAM HEALTH, INC. | DRX-1 | BUCKY |  | 401 KINGS HIGHWAY - ORTHOPEDICS | 401 Kings Hwy South |  |  | 08/14/2017 |  |  |  |  | NO | YES |  |  |  |  | CARESTREAM HEALTH, INC. 10732395 10574 |  |  | Active |  | 70:5A:0F:37:31:62 |  | Equipment | 1Y:00-MFG | 11/01/2019 | 11/01/2020 | COOPER AMBULATORY OFF-SITES |  |  | Computer for Plate- 401 Kings Hwy South | 0012494756 | HELEN BOYLE | Performance Verification | Closed | Josh Harris | 12/08/2017 | 12/08/2017 | INCOMING INVENTORY | DEVICE INVENTORIED | 1537DED5-53E2-4E76-8B6E-AC7CA04AE1AF | Labor | 12/08/2017 | 12/08/2017 | Josh Harris
|  | CARESTREAM HEALTH, INC. | DRX-1 | BUCKY |  | CHERRY HILL BONE AND JOINT | 1878 Marlton Pike East |  |  | 08/04/2017 |  |  |  |  | NO | YES |  |  |  |  | CARESTREAM HEALTH, INC. 10732388 010575 |  |  | Active |  | 70:5A:0F:37:31:20 |  | Equipment | 1Y:00-MFG | 01/31/2019 | 01/01/2020 | COOPER AMBULATORY OFF-SITES |  |  | Hand Center 1878 RT 70- SUITE 5 | WOT00000000899720 | CASSANDRA RIVERA | Performance Verification | Closed | Charles Santomero | 05/03/2018 | 06/06/2019 | Performance Verification for CARESTREAM HEALTH, INC. 10732388 010575 | Initial Install of Performance Verification. Device is ready for patient use.
|  | CARESTREAM HEALTH, INC. | DRX-1 | BUCKY |  | RADIOLOGY DIAGNOSTICS | Kelemen |  |  | 12/12/2017 |  |  |  |  | NO | YES |  |  |  |  | CARESTREAM HEALTH, INC. 10732386 174660110220 |  |  | Active |  | 99:99:99:99:99:99 |  | Equipment | 1Y:00-MFG | 01/31/2019 | 01/01/2020 | COOPER UNIVERSITY HOSPITAL |  |  | ED-Plate in Wall Bucky | 0012678234 | PAULETTE DUCKREY | Performance Verification | Closed | Josh Harris | 01/26/2018 | 01/26/2018 | INCOMING INVENTORY | DEVICE INVENTORIED | C43204C2-790F-4566-BCCA-709E70203F56 | Labor | 01/26/2018 | 01/26/2018 | Josh Harris
|  | CARESTREAM HEALTH, INC. | DRX-1 | BUCKY |  | AUDUBON URGENT CARE | 318 S White Horse Pike |  |  | 04/10/2017 |  |  |  |  | NO | YES |  |  |  |  | CARESTREAM HEALTH, INC. 10649907 10369 |  |  | Active |  | 70:5A:0F:33:7B:5B |  | Equipment | 1Y:00-MFG | 11/01/2019 | 11/01/2020 | COOPER AMBULATORY OFF-SITES |  |  | Computer for Detector, Audubon UC | 0012410624 | MELISSA PORTOBANCO | Preventative Maintenance | Closed | Josh Harris | 11/17/2017 | 11/17/2017 | PERFORMANCE ASSURANCE AT INVENTORY | INVENTORIED DEVICE AND ENSURED DEVICE WAS FUNCTIONING PROPERLY. | F2F2CC86-09CA-4422-B0F4-D16B54153ACE | Labor | 04/10/2017 | 04/10/2017 | Charles Santomero
|  | CARESTREAM HEALTH, INC. | DRX-1 | BUCKY |  | CINNAMINSON URGENT CARE | 195 US-130 |  |  | 06/26/2017 |  |  |  |  | NO | YES |  |  |  |  | CARESTREAM HEALTH, INC. 10505051 010372 |  |  | Active |  | 70:5A:0F:40:88:44 |  | Equipment | 1Y:00-MFG | 12/31/2018 | 12/01/2019 | COOPER AMBULATORY OFF-SITES |  |  | Computer for Plate | 0012062731 | MELISSA PORTOBANCO | Preventative Maintenance | Closed | Charles Santomero | 08/24/2017 | 08/24/2017 | PERFORMANCE ASSURANCE AT INVENTORY | INVENTORIED DEVICE AND ENSURED DEVICE WAS FUNCTIONING PROPERLY. | DB923040-313F-43D4-B863-BEEE0957F43F | Labor | 06/26/2017 | 06/26/2017 | Charles Santomero
|  | GE HEALTHCARE | OEC 9800 PLUS | C-ARM, PORTABLE | 82-3827 |  | Warehouse (7815 Airport Hwy) | [7 empty] | NO | YES
|  | GE HEALTHCARE | OEC 9900 ELITE | C-ARM, PORTABLE | E2-3880 |  | Kelemen | [7 empty] | NO | YES
|  | GE HEALTHCARE | OEC 9900 ELITE | C-ARM, PORTABLE | E2XXXX06302 | OPERATING ROOM - PAVILION | Pavilion |  |  | 01/04/2017 |  | 1/4/24 |  |  | NO | YES |  |  |  |  | GE MEDICAL SYSTEMS 10732383 E2XXXX06302 |  |  | Active |  | 00:0E:8E:5B:7C:A1 |  | Equipment | 1Y:00-MFG 3Y:00-RPLC | 02/14/2019 | 02/01/2020 | COOPER UNIVERSITY HOSPITAL |  |  | OEC #8 | 0012678075 | DOMINIC VENDETTA | Preventative Maintenance | Closed | Josh Harris | 01/26/2018 | 01/26/2018 | PERFORMANCE ASSURANCE AT INVENTORY | INVENTORIED DEVICE AND ENSURED DEVICE WAS FUNCTIONING PROPERLY. | 9E627A31-0C00-4DC3-8D9F-21150CB067DD | Labor | 01/04/2017 | 01/04/2017 | Charles Santomero
|  | GE HEALTHCARE | OEC 9900 ELITE | C-ARM, PORTABLE | E2XXXX06067 | RADIOLOGY DIAGNOSTICS | Pavilion |  |  | 05/16/2017 |  | 5/16/24 |  |  | NO | YES |  |  |  |  | GE MEDICAL SYSTEMS 10649905 E2XXXX06067 |  |  | Active |  | CD:10:10:CE:D0:00 |  | Equipment | 1Y:00-MFG 3Y:00-RPLC | 02/21/2019 | 02/01/2020 | COOPER UNIVERSITY HOSPITAL |  |  | #6 Pavilion | 0012389681 | PAULETTE DUCKREY | Performance Verification | Closed | Josh Harris | 11/07/2017 | 11/07/2017 | INCOMING INVENTORY | DEVICE INVENTORIED | 61FCD60D-248D-4C59-B55B-D345B987D2AD | Labor | 11/07/2017 | 11/07/2017 | Josh Harris
|  | GE HEALTHCARE | OEC 9900 ELITE | C-ARM, PORTABLE | ESCMHX07435 | CARDIAC CATH LAB | Kelemen |  |  | 06/06/2017 |  | 6/6/24 |  |  | NO | YES |  |  |  |  | GE MEDICAL SYSTEMS 10505052 ESCMHX07435 |  |  | Active |  | 00:90:FB:5A:FA:43 |  | Equipment | 1Y:00-MFG 3Y:00-RPLC | 08/29/2019 | 08/01/2020 | COOPER UNIVERSITY HOSPITAL |  |  | EP2 OEC C-Arm | 0012380915 | LINDA BEAN | Performance Verification | Closed | Josh Harris | 11/02/2017 | 11/02/2017 | INCOMING INVENTORY | DEVICE INVENTORIED | CD1DE73B-6B2C-499D-8D38-165CD2B9213D | Labor | 11/02/2017 | 11/02/2017 | Josh Harris
|  | GE HEALTHCARE | OEC 9900 ELITE | C-ARM, PORTABLE | ES-7116-CMH | CARDIAC CATH LAB | Kelemen |  |  | 12/12/2009 |  | 12/12/16 |  |  | NO | YES |  |  |  |  | GE MEDICAL SYSTEMS 10369219 NOT KNOWN |  |  | Active |  | 00:03:2D:12:0F:EB |  | Equipment | 1Y:00-MFG | 08/29/2019 | 08/01/2020 | COOPER UNIVERSITY HOSPITAL |  |  | Pav OR Storage Room |  | LINDA BEAN
|  | GE HEALTHCARE | OEC 9900 ELITE | C-ARM, PORTABLE | E9-0997 | SPECIAL TEST | Kelemen |  |  | 08/11/2009 |  | 8/11/16 |  |  | NO | YES |  |  |  |  | GE MEDICAL SYSTEMS 10347240 E9-0997 |  |  | Active |  | 00:03:2D:0E:F4:DF |  | Equipment | 1Y:00-MFG 3Y:00-RPLC | 04/23/2019 | 04/01/2020 | COOPER UNIVERSITY HOSPITAL |  |  | SpTst, Kel 6th Floor |  | AMY HANNAN
|  | GE HEALTHCARE | OEC 9900 ELITE | C-ARM, PORTABLE | E9-0048 | COOPER DIGESTIVE HEALTH-ENDOSCOPY | 501 Fellowship Rd |  |  | 04/22/2014 |  | 4/22/21 |  |  | NO | YES |  |  |  |  | GE MEDICAL SYSTEMS 10347107 E9-0048 |  |  | Active |  | 00:90:FB:4B:9A:31 |  | Equipment | 1Y:00-MFG 3Y:00-RPLC | 02/26/2019 | 02/01/2020 | COOPER AMBULATORY OFF-SITES |  |  | Mt. Laurel GI Center |  | JEANNE GREER
|  | GE HEALTHCARE | OEC 9900 ELITE | C-ARM, PORTABLE | E2-3852 | RADIOLOGY DIAGNOSTICS | Kelemen |  |  | 10/31/2013 |  | 10/31/20 |  |  | NO | YES |  |  |  |  | GE MEDICAL SYSTEMS 10346324 E2-3852 |  |  | Active |  | 00:03:2D:23:B6:95 |  | Equipment | 1Y:00-MFG | 01/31/2019 | 01/01/2020 | COOPER UNIVERSITY HOSPITAL |  |  | OEC 1 |  | PAULETTE DUCKREY
|  | GE HEALTHCARE | OEC 9900 ELITE VAS | C-ARM, PORTABLE | F9XXXX00037 | VOORHEES SURGERY CENTER-RADIOLOGY | 900 Centennial Blvd | Suite E |  | 06/20/2019 |  | 6/20/26 |  |  | NO | YES |  |  |  |  | GE MEDICAL SYSTEMS 11222070 F9XXXX00037 |  |  | Active |  |  |  | Equipment | 1Y:00-MFG 3Y:00-RPLC | 06/20/2019 | 06/20/2019 | COOPER AMBULATORY OFF-SITES |  |  | Voorhees Suite E OR | WOT00000002957581 | PAT STIENES | Performance Verification | Closed | Charles Santomero | 06/20/2019 | 06/20/2019 | Performance Verification for GE MEDICAL SYSTEMS 11222070 F9XXXX00037 | Initial Install of Performance Verification. Device is ready for patient use. |  |  | 06/20/2019 | 06/20/2019
|  | GE HEALTHCARE | OEC 9900 ELITE VAS MTS | C-ARM, PORTABLE | E2XXXX05567 | SHORT PROCEDURE UNIT | Kelemen |  |  | 06/30/2016 |  | 6/30/23 |  |  | NO | YES |  |  |  |  | GE MEDICAL SYSTEMS 10505027 E2XXXX05567 |  |  | Active |  | 00:90:FB:58:35:65 |  | Equipment | 1Y:00-MFG | 06/28/2019 | 06/01/2020 | COOPER UNIVERSITY HOSPITAL |  |  | 5TH FL HALLWAY |  | Lisa Geoghegan
|  | GE HEALTHCARE | OEC 9900 ELITE VAS15 | C-ARM, PORTABLE | E2-3857 | OPERATING ROOM - PAVILION | Kelemen |  |  | 10/31/2013 |  | 10/31/20 |  |  | NO | YES |  |  |  |  | GE MEDICAL SYSTEMS 10368344 E2-3857 |  |  | Active |  | 00:90:FB:45:97:B1 |  | Equipment | 1Y:00-MFG | 02/26/2019 | 02/01/2020 | COOPER UNIVERSITY HOSPITAL |  |  | #5 |  | DOMINIC VENDETTA
|  | GE HEALTHCARE | OEC 9900 ELITE VAS15 | C-ARM, PORTABLE | E2-3856 | RADIOLOGY DIAGNOSTICS | Kelemen |  |  | 10/31/2013 |  | 10/31/20 |  |  | NO | YES |  |  |  |  | GE MEDICAL SYSTEMS 10366515 E2-3856 |  |  | Active |  | 00:03:2D:23:07:83 |  | Equipment | 1Y:00-MFG | 01/24/2019 | 01/01/2020 | COOPER UNIVERSITY HOSPITAL |  |  | OEC #2 PAV OR |  | PAULETTE DUCKREY
|  | GE HEALTHCARE | OEC 9900 ELITE VAS15 | C-ARM, PORTABLE | E2-0834 |  | 401 Haddon Ave | [7 empty] | NO | YES
|  | PHILIPS MEDICAL SYSTEMS | VERADIUS UNITY | C-ARM, PORTABLE |  | VOORHEES SURGERY CENTER-OPERATING ROOM | 900 Centennial Blvd | Suite E |  | 10/29/2019 |  | 10/29/26 |  |  | NO | YES |  |  |  |  | PHILIPS MEDICAL SYSTEMS 11208109 982 |  |  | Active |  | 11:11:11:11:11:11 |  | Equipment | 1Y:00-MFG | 10/29/2019 | 10/29/2019 | COOPER AMBULATORY OFF-SITES |  |  | Voor, Ste E, site 75084319 | WOT00000001695920 | JENNIFER BOMBARO | Performance Verification | Closed | Charles Santomero | 10/29/2019 | 10/29/2019 | Performance Verification for PHILIPS MEDICAL SYSTEMS 11208109 982 | Initial Install of Performance Verification. Device is ready for patient use. |  |  | 10/29/2019 | 10/29/2019
|  | ORTHOSCAN INC. | ORTHOSCAN FD | C-ARM, PORTABLE, MINI | 5J0319 | OR - KELEMEN 3 | Kelemen |  |  | 11/04/2014 |  | 11/4/21 |  |  | NO | YES |  |  |  |  | ORTHOSCAN INC. 10346326 5J0319 |  |  | Active |  | 00:06:A0:A4:A0:59 |  | Equipment | 1Y:00-MFG | 02/28/2019 | 02/01/2020 | COOPER UNIVERSITY HOSPITAL |  |  | OR-KELLEMEN |  | DOMINIC VENDETTA
|  | ORTHOSCAN INC. | ORTHOSCAN HD | C-ARM, PORTABLE, MINI | 5H0423 | SAME DAY OR-2ND FL PAVILION | Kelemen |  |  | 03/14/2018 |  | 3/14/25 |  |  | NO | YES |  |  |  |  | ORTHOSCAN INC. 10732382 5H0423 |  |  | Active |  | 00:06:A9:A7:C1:38 |  | Equipment | 1Y:00-MFG | 01/25/2019 | 01/01/2020 | COOPER UNIVERSITY HOSPITAL |  |  | Mini C-Arm, 2nd Fl Same Day OR | WOT00000000779914 | JOE DRUCTOR | Performance Verification | Closed | Charles Santomero | 04/10/2018 | 07/30/2018 | Performance Verification for ORTHOSCAN INC. 10732382 5H0423 | Initial Install of Performance Verification. Device is ready for patient use.
|  | ORTHOSCAN INC. | ORTHOSCAN HD | C-ARM, PORTABLE, MINI | 5J0917 | VOORHEES SURGERY CENTER-OPERATING ROOM | 900 Centennial Blvd | Suite E |  | 01/04/2017 |  | 1/4/24 |  |  | NO | YES |  |  |  |  | ORTHOSCAN INC. 10649994 5J0917 |  |  | Active |  | CD:10:10:CE:D0:00 |  | Equipment | 1Y:00-MFG | 04/23/2019 | 04/01/2020 | COOPER AMBULATORY OFF-SITES |  |  | SUITE E | 0011032354 | JENNIFER BOMBARO | Preventative Maintenance | Closed | Bonnie Aichroth | 01/06/2017 | 01/06/2017 | PERFORMANCE ASSURANCE AT INVENTORY | INVENTORIED DEVICE AND ENSURED DEVICE WAS FUNCTIONING PROPERLY. | DAA93F7E-52C2-4D50-9235-F7187619A605 | Labor | 01/04/2017 | 01/04/2017 | Salvatore Bombara
|  | ORTHOSCAN INC. | ORTHOSCAN HD | C-ARM, PORTABLE, MINI | 5F0494 | OPERATING ROOM - PAVILION | Kelemen |  |  | 11/28/2012 |  | 11/28/19 |  |  | NO | YES |  |  |  |  | ORTHOSCAN INC. 10346661 5F0494 |  |  | Active |  | 00:06:A0:A2:85:11 |  | Equipment | 1Y:00-MFG | 02/21/2019 | 02/01/2020 | COOPER UNIVERSITY HOSPITAL |  |  | KELEMEN OR STORAGE AREA |  | DOMINIC VENDETTA
|  | OLYMPIC MEDICAL |  | CABINET, DRYING |  | CENTRAL STERILE PROCESSING | Pavilion | BASEMENT |  | 04/01/2008 |  | 4/1/18 |  |  | NO | YES |  |  |  |  | OLYMPIC MEDICAL 10347701 6199 |  |  | Active |  | 99:99:99:99:99:99 |  | Equipment | 3M:00-FIL | 10/16/2019 | 01/01/2020 | COOPER UNIVERSITY HOSPITAL |  |  | CSP - Clean Side |  | GINA GAROZZO
|  | THERMOTRON | CDS-5 | CABINET, DRYING |  | E&R BUILDING | 401 Haddon Ave |  |  | 10/31/2019 |  | 10/31/27 |  |  | NO | YES |  |  |  |  | THERMOTRON 11207706 51063 |  |  | Active |  |  |  | Equipment | PAAR:00-PVAR | 10/31/2019 | 10/31/2019 | COOPER AMBULATORY OFF-SITES |  |  |  | WOT00000003974116 | Bonnie Aichroch | Performance Verification | Completed | Gene Amodei | 10/31/2019 | 10/31/2019 | Performance Verification for THERMOTRON 11207706 51063 | Initial Install of Performance Verification. Device is ready for patient use. |  |  | 10/31/2019 | 10/31/2019
|  | THERMOTRON | CDS-5 | CABINET, DRYING |  | COOPER CENTER FOR SPECIAL DIAGNOSTICS | 401 Haddon Ave |  |  | 02/12/2011 |  | 2/12/19 |  |  | NO | YES |  |  |  |  | THERMOTRON 10365682 41401 |  |  | Disposition |  | 99:99:99:99:99:99 |  | Equipment | 1Y:00-MFG | 09/30/2019 | 09/01/2020 | COOPER AMBULATORY OFF-SITES |  |  | E+R - Main Lab |  | DR. BARNOWSKY
|  | AIRCLEAN SYSTEMS | AC-TE-06 | CABINET, DRYING, ENDOSCOPE | ACTE-06-275 | ECHOCARDIOLOGY | Kelemen |  |  | 06/24/2011 |  | 6/24/26 |  |  | NO | YES |  |  |  |  | AIRCLEAN SYSTEMS 10368676 ACTE-06-275 |  |  | Active |  | 99:99:99:99:99:99 |  | Equipment | PAAR:00-PVAR | 10/31/2019 |  | COOPER UNIVERSITY HOSPITAL |  |  | Stress Room |  | LINDA VALENTI
|  | CUSTOM ULTRASONICS |  | CABINET, DRYING, ENDOSCOPE | E00146 | ANESTHESIOLOGY | Kelemen |  |  | 10/31/2019 |  | 10/31/34 |  |  | NO | YES |  |  |  |  | CUSTOM ULTRASONICS 11239478 E00146 |  |  | Active |  |  |  | Equipment | PAAR:00-PVAR | 10/31/2019 | 10/31/2019 | COOPER UNIVERSITY HOSPITAL |  |  | Anes Clean Room | WOT00000003449961 | GIACINTA ROUPAS | Performance Verification | Completed | Salvatore Bombara | 10/31/2019 | 10/31/2019 | Performance Verification for CUSTOM ULTRASONICS 11239478 E00146 | Initial Install of Performance Verification. Device is ready for patient use. |  |  | 10/31/2019 | 10/31/2019
|  | CUSTOM ULTRASONICS |  | CABINET, DRYING, ENDOSCOPE | E00138 | ANESTHESIOLOGY | Pavilion |  |  | 10/31/2019 |  | 10/31/34 |  |  | NO | YES |  |  |  |  | CUSTOM ULTRASONICS 11239479 E00138 |  |  | Active |  |  |  | Equipment | PAAR:00-PVAR | 10/31/2019 | 10/31/2019 | COOPER UNIVERSITY HOSPITAL |  |  | Anes Clean Room | WOT00000003450051 | GIACINTA ROUPAS | Performance Verification | Completed | Salvatore Bombara | 10/31/2019 | 10/31/2019 | Performance Verification for CUSTOM ULTRASONICS 11239479 E00138 | Initial Install of Performance Verification. Device is ready for patient use. |  |  | 10/31/2019 | 10/31/2019
|  | CUSTOM ULTRASONICS |  | CABINET, DRYING, ENDOSCOPE | E00136 | CENTRAL STERILE PROCESSING | Kelemen | Basement |  | 08/14/2019 |  | 8/14/34 |  |  | NO | YES |  |  |  |  | CUSTOM ULTRASONICS 11187559 E00136 |  |  | Active |  |  |  | Equipment | 1Y:00-MFG | 08/14/2019 | 08/14/2019 | COOPER UNIVERSITY HOSPITAL |  |  | CSP - Clean Side | WOT00000002375722 | GINA GAROZZO | Performance Verification | Closed | Stephen Zubrzycki | 08/14/2019 | 08/14/2019 | Performance Verification for CUSTOM ULTRASONICS 11187559 7P11-MPI-4004 | Initial Install of Performance Verification. Device is ready for patient use. |  |  | 08/14/2019 | 08/14/2019
|  | CUSTOM ULTRASONICS |  | CABINET, DRYING, ENDOSCOPE | E00116 | COOPER DIGESTIVE HEALTH-ENDOSCOPY | 501 Fellowship Rd |  |  | 10/31/2017 |  | 10/31/32 |  |  | NO | YES |  |  |  |  | CUSTOM ULTRASONICS 10732181 E00116 |  |  | Active |  | 99:99:99:99:99:99 |  | Equipment | PAAR:00-PVAR | 10/31/2019 |  | COOPER AMBULATORY OFF-SITES |  |  |  | 0012508749 | JEANNE GREER | Performance Verification | Closed | Josh Harris | 12/15/2017 | 12/15/2017 | INCOMING INVENTORY | DEVICE INVENTORIED | 2F340358-18DC-4D2A-BDE2-94B355800A2D | Labor | 12/15/2017 | 12/15/2017 | Josh Harris
|  | CUSTOM ULTRASONICS |  | CABINET, DRYING, ENDOSCOPE | 020808-C/3275-3EQ | COOPER DIGESTIVE HEALTH-ENDOSCOPY | 501 fellowship road |  |  | 06/10/2015 |  | 6/10/30 |  |  | NO | YES |  |  |  |  | CUSTOM ULTRASONICS 10732161 020808-C/3275-3EQ |  |  | Active |  | 99:99:99:99:99:99 |  | Equipment | PAAR:00-PVAR | 10/31/2019 |  | COOPER AMBULATORY OFF-SITES |  |  |  | 0012248920 | JEANNE GREER | Repair | Closed | Kirk Lis | 09/29/2017 | 10/11/2017 | SCOPE DRYING CABINET - MAKING LOTS OF NOISE IN FILTER AREA - COOPER ENDO STE 102 | 9/29/2017 10:33:53 AM JXHARRIS (JXHARRIS 9/29/2017 12:00 AM) SPOKE WITH SHEILA. OK TO WAIT TIL MONDAY. 10/5/2017 9:06:34 AM KALIS (KALIS 10/3/2017 12:00 AM) TRACED GRINDING NOISE TO COMPRESSOR. 10/6/2017 2:20:37 PM KALIS (KALIS 10/6/2017 12:00 AM) CHECKED IN PART. PUT COMPRESSOR IN COOPER VAN 10/11/2017 9:28:37 AM KALIS (KALIS 10/10/2017 12:00 AM) FOUND COMPRESSOR HAD SEIZED UP. REMOVED OLD UNIT AND INSTALLED NEW COMPRESSOR. PERFORMED OVP (KALIS 10/11/2017 12:00 AM) DOCUMENTAION | B14EBF22-9993-46AB-9702-12C79FF520E4 | Labor | 09/29/2017 | 09/29/2017 | Josh Harris
|  | CUSTOM ULTRASONICS |  | CABINET, DRYING, ENDOSCOPE | 052208-F/3349-5 | SPECIAL TEST | Kelemen |  |  | 06/11/2008 |  | 6/11/23 |  |  | NO | YES |  |  |  |  | CUSTOM ULTRASONICS 10369044 052208-F/3349-5 |  |  | Active |  | 99:99:99:99:99:99 |  | Equipment | PAAR:00-PVAR | 11/02/2019 |  | COOPER UNIVERSITY HOSPITAL |  |  | room 661 |  | AMY HANNAN
|  | CUSTOM ULTRASONICS |  | CABINET, DRYING, ENDOSCOPE | 052208-G/3349-6EQ | SPECIAL TEST | Kelemen |  |  | 06/11/2008 |  | 6/11/23 |  |  | NO | YES |  |  |  |  | CUSTOM ULTRASONICS 10369045 052208-G/3349-6EQ |  |  | Active |  | 99:99:99:99:99:99 |  | Equipment | PAAR:00-PVAR | 11/02/2019 |  | COOPER UNIVERSITY HOSPITAL |  |  | room 661 | WOT00000000505193 | AMY HANNAN | Disposition | Closed | Salvatore Bombara | 02/08/2018 | 05/16/2019 | Bulk Disposition CNL
|  | CUSTOM ULTRASONICS |  | CABINET, DRYING, ENDOSCOPE |  | PULMONARY LAB | Kelemen |  |  | 10/11/2012 |  | 10/11/27 |  |  | NO | YES |  |  |  |  | CUSTOM ULTRASONICS 10369051 UNK |  |  | Active |  | 99:99:99:99:99:99 |  | Equipment | PAAR:00-PVAR | 11/02/2019 |  | COOPER UNIVERSITY HOSPITAL |  |  | ROOM 654 | 0011040522 | KATHY LOFLAND | Repair | Closed | Gene Amodei | 01/10/2017 | 01/17/2017 | CABINET - LOCK IS BROKEN - RM 654 | 1/11/2017 8:50:45 AM GRAMODEI door will not lock,per tech it must be locked 1/11/2017 8:52:00 AM GRAMODEI (GRAMODEI 1/9/2017 9:03 AM) MECHANISM WAS LOOSE, TIGHTENED, BUT UNIT STILL NOT LOCKING, NEW HANDLE ON ORDER 1/17/2017 9:18:38 AM GRAMODEI (GRAMODEI 1/17/2017 8:05 AM) REPLACED LATCH ASSEMBLY, CHECKED FUNCTIONS, UNIT OK RTS | 83D6EA38-2139-4A9F-9E55-46C2A90608C0 | Parts | 01/01/1900 | 01/01/1900 | Gene Amodei
|  | CUSTOM ULTRASONICS |  | CABINET, DRYING, ENDOSCOPE | 051208-A/3349-EQ | SPECIAL TEST | Kelemen |  |  | 06/11/2008 |  | 6/11/23 |  |  | NO | YES |  |  |  |  | CUSTOM ULTRASONICS 10369043 051208-A/3349-EQ |  |  | Active |  | 99:99:99:99:99:99 |  | Equipment | PAAR:00-PVAR | 11/02/2019 |  | COOPER UNIVERSITY HOSPITAL |  |  | room 661 | WOT00000000505151 | AMY HANNAN | Disposition | Closed | Salvatore Bombara | 02/08/2018 | 05/14/2019 | Bulk Disposition CNL
|  | CUSTOM ULTRASONICS |  | CABINET, DRYING, ENDOSCOPE | 51208-D/3349-4EQ | SPECIAL TEST | Kelemen |  |  | 05/28/2008 |  | 5/28/23 |  |  | NO | YES |  |  |  |  | CUSTOM ULTRASONICS 10369042 51208-D/3349-4EQ |  |  | Active |  | 99:99:99:99:99:99 |  | Equipment | PAAR:00-PVAR | 11/02/2019 |  | COOPER UNIVERSITY HOSPITAL |  |  | room 661 | 0011044082 | AMY HANNAN | Repair | Closed | Gene Amodei | 01/11/2017 | 01/26/2017 | 20000 DRYLOCK CABINET - VERY LOUD NOISE - TMX | 1/11/2017 10:25:13 AM GRAMODEI unit motor is very loud, new one on order 1/26/2017 10:12:24 AM GRAMODEI (GRAMODEI 1/16/2017 8:05 AM) REPLACED MOTOR RTS | 257722BE-0344-41A0-9078-8B74346D03A4 | Labor | 01/16/2017 | 01/16/2017 | Gene Amodei
|  | CUSTOM ULTRASONICS |  | CABINET, DRYING, ENDOSCOPE | 51208-C/3349-3EQ | SPECIAL TEST | Kelemen |  |  | 05/28/2008 |  | 5/28/23 |  |  | NO | YES |  |  |  |  | CUSTOM ULTRASONICS 10369041 51208-C/3349-3EQ |  |  | Active |  | 99:99:99:99:99:99 |  | Equipment | PAAR:00-PVAR | 11/01/2019 |  | COOPER UNIVERSITY HOSPITAL |  |  | room 661 | 0011663732 | AMY HANNAN | Repair | Closed | Salvatore Bombara | 05/25/2017 | 05/25/2017 | CABINET - ROD DOWN - SPECIAL TEST RM 661 | 5/25/2017 11:47:18 AM SXBOMBARA (GRAMODEI 5/25/2017 12:00 AM) SECURED LOOSE SCOPE HANGING BAR. RETURNED UNIT TO SERVICE. (SXBOMBARA 5/25/2017 12:00 AM) SECURED LOOSE SCOPE HANGING BAR. RETURNED UNIT TO SERVICE. | 5E9E2ECA-A71A-4D21-A91D-5431189F65BC | Labor | 05/25/2017 | 05/25/2017 | Salvatore Bombara
|  | CUSTOM ULTRASONICS |  | CABINET, DRYING, ENDOSCOPE | 51208-B/3349-2EQ | SPECIAL TEST | Kelemen |  |  | 05/28/2008 |  | 5/28/23 |  |  | NO | YES |  |  |  |  | CUSTOM ULTRASONICS 10369040 51208-B/3349-2EQ |  |  | Active |  | 99:99:99:99:99:99 |  | Equipment | PAAR:00-PVAR | 11/02/2019 |  | COOPER UNIVERSITY HOSPITAL |  |  | room 661 | WOT00000000516855 | AMY HANNAN | Disposition | Closed | Salvatore Bombara | 02/08/2018 | 05/15/2019 | Bulk Disposition CNL
|  | CUSTOM ULTRASONICS |  | CABINET, DRYING, ENDOSCOPE | 102108-C/3395-C | BRACHFIELD MEDICAL ASSOCIATES-MEDICINE | 218 Sunset Rd |  |  | 02/26/2008 |  | 2/26/23 |  |  | NO | YES |  |  |  |  | CUSTOM ULTRASONICS 10367155 102108-C/3395-C |  |  | Active |  | 99:99:99:99:99:99 |  | Equipment | PAAR:00-PVAR | 11/02/2019 |  | COOPER AMBULATORY OFF-SITES |  |  | ENDO - Procedure Room | WOT00000003407755 | CATHY CRAWFORD | Repair | Closed | Kirk Lis | 08/02/2019 | 08/06/2019 | Not sure it's running | VERIFIED PROPER OPERATION. USER ERROR. SHE DIDN'T REALIZE UNIT IS OFF WHEN FIRST TURNED ON UNTIL IT REACHES SET TIME INTERVAL. | EXP3603271 | Labor | 08/05/2019 | 08/05/2019 | Kirk Lis
|  | CUSTOM ULTRASONICS |  | CABINET, DRYING, ENDOSCOPE | 102108-A/EQ3395-1 | COOPER CANCER CENTER-MULTIDISCIPLINARY CLINIC | MD Anderson Cancer Center |  |  | 07/22/2008 |  | 7/22/23 |  |  | NO | YES |  |  |  |  | CUSTOM ULTRASONICS 10348776 102108-A/EQ3395-1 |  |  | Active |  | 99:99:99:99:99:99 |  | Equipment | PAAR:00-PVAR | 10/31/2019 |  | COOPER AMBULATORY OFF-SITES |  |  | Multi Disc - C2050 |  | ROXANNE BERGER
|  | CUSTOM ULTRASONICS |  | CABINET, DRYING, ENDOSCOPE |  | VOORHEES SURGERY CENTER-OPERATING ROOM | 900 Centennial Blvd | Suite E |  | 01/01/2001 |  | 1/1/16 |  |  | NO | YES |  |  |  |  | CUSTOM ULTRASONICS 10348029 0932001 |  |  | Active |  | 99:99:99:99:99:99 |  | Equipment | PAAR:00-PVAR | 11/01/2019 |  | COOPER AMBULATORY OFF-SITES |  |  | SUITE E room 5 | 0011738239 | JENNIFER BOMBARO | Repair | Closed | Kirk Lis | 06/05/2017 | 06/15/2017 | CABINET - LOOSE WIRES, NOT WORKING - VOORHEES SURG CTR SCOPE STORAGE RM | 6/7/2017 10:51:28 AM KALIS (KALIS 6/7/2017 12:00 AM) UNIT OPERATING CORRECTLY 6/15/2017 8:50:19 AM KALIS (KALIS 6/14/2017 12:00 AM) RESEARCHED COMPRESSOR THAT ARRIVED AT LOADING DOCK. CHARLES SAYS PART IS LOST. ORDER NEW PUMP AND CHARGE TO SHIPPING DEPT. 6/15/2017 8:57:14 AM KALIS (KALIS 6/15/2017 12:00 AM) DOCUMENTATION | 964FC754-4696-46CB-A005-0C3B3041C405 | Labor | 06/14/2017 | 06/14/2017 | Kirk Lis
|  | CUSTOM ULTRASONICS |  | CABINET, DRYING, ENDOSCOPE | Not Known | VOORHEES SURGERY CENTER-OPERATING ROOM | 900 Centennial Blvd | Suite E |  | 01/01/1900 |  |  |  |  | NO | YES |  |  |  |  | CUSTOM ULTRASONICS 10348030 Not Known |  |  | Active |  | 99:99:99:99:99:99 |  | Equipment | PAAR:00-PVAR | 11/02/2019 |  | COOPER AMBULATORY OFF-SITES |  |  | SCOPE STORAGE | 0011738224 | JENNIFER BOMBARO | Repair | Closed | Kirk Lis | 06/05/2017 | 06/15/2017 | CABINET - LOOSE WIRES, NOT WORKING - VOORHEES SURG CTR SCOPE STORAGE RM | 6/7/2017 10:30:11 AM KALIS (KALIS 6/6/2017 12:00 AM) PERFORMED TROUBLESHOOTING. AIR COMPRESSOR WAS SEIZED UP. CONFERRED WITH MULTIPLE PARTIES CONCERNING USING COMPRESSOR FROM SUITE G AS REPLACEMENT. REMOVED MOTOR FROM UNIT IN SUITE G.REMOVED BAD MOTOR IN SUITE E AND INSTALLED. MODIFIED EXHAUST HOSE THAT WAS BAD. TESTED UNIT. ADJUSTED DRYING SETTINGS. UNIT OPERATING CORRECTLY. (KALIS 6/7/2017 12:00 AM) RESEARCHED AND ORDERED PARTS 6/12/2017 4:06:44 PM KALIS (KALIS 6/12/2017 12:00 AM) RESEARCHED LOCATION OF ORDERED COMPRESSOR. SEARCHED BIOMED DEPT. AND LOADING DOCK. REMOVED OLD COMPRESSOR FROM VAN REMOVED FITTINGS AND TRASHED. TRACED TRACKING# 1Z2673540171857291. WAS DELIVERED TO LOADING DOCK.? WENT TO LOADING DOCK BUT AREA WAS CLOSED FOR THE DAY. 6/15/2017 9:27:50 AM KALIS (KALIS 6/14/2017 12:00 AM) TRAVEL TIME (KALIS 6/14/2017 12:00 AM) INSTALLED HIGH PRESSURE HOSE AND ELBOW COMPRESSION FITTING ON COMPRESSOR EXHUAST TAKEN FROM SUITE G DRYING CABINET. APPLIED WIRE SECURE CONNECTORS. TESTED UNIT. UNIT TESTED OK 6/15/2017 9:29:25 AM KALIS (KALIS 6/15/2017 12:00 AM) DOCUMENTATION | E59836CF-89E7-4744-8B2D-8E69D7226A19 | Parts | 01/01/1900 | 01/01/1900 | Kirk Lis
|  | CUSTOM ULTRASONICS |  | CABINET, DRYING, ENDOSCOPE | 10216-H | SPECIAL TEST | Kelemen |  |  | 01/01/1900 |  |  |  |  | NO | YES |  |  |  |  | CUSTOM ULTRASONICS 10347601 10216-H |  |  | Active |  | 99:99:99:99:99:99 |  | Equipment | PAAR:00-PVAR | 11/02/2019 |  | COOPER UNIVERSITY HOSPITAL |  |  | BRONCH ROOM | WOT00000002200516 | AMY HANNAN | Disposition | Closed | Salvatore Bombara | 02/14/2019 | 05/19/2019 | Bulk Disposition CNL
|  | CUSTOM ULTRASONICS |  | CABINET, DRYING, ENDOSCOPE |  | COOPER DIGESTIVE HEALTH-ENDOSCOPY | 501 fellowship road |  |  | 01/01/1900 |  |  |  |  | NO | YES |  |  |  |  | CUSTOM ULTRASONICS 10347137 Not Known |  |  | Active |  | 99:99:99:99:99:99 |  | Equipment | PAAR:00-PVAR | 11/02/2019 |  | COOPER AMBULATORY OFF-SITES |  |  | Suite 102 - Procedure Side | WOT00000000552798 | JEANNE GREER | Repair | Closed | Kirk Lis | 02/19/2018 | 10/18/2018 | fan making funny noises; recurring | traced issue to defective compressor cooling fan. put unit out of service until part is replaced replaced cooling fan. performed ovp | EXP0152075 | Labor | 02/21/2018 | 02/21/2018 | Kirk Lis
|  | CUSTOM ULTRASONICS |  | CABINET, DRYING, ENDOSCOPE |  | COOPER DIGESTIVE HEALTH-ENDOSCOPY | 501 Fellowship Rd |  |  | 01/01/1900 |  |  |  |  | NO | YES |  |  |  |  | CUSTOM ULTRASONICS 10347128 Not Known |  |  | Active |  | 99:99:99:99:99:99 |  | Equipment | PAAR:00-PVAR | 11/01/2019 |  | COOPER AMBULATORY OFF-SITES |  |  | HALLWAY | WOT00000003793705 | JEANNE GREER | Repair | Closed | Kirk Lis | 09/26/2019 | 10/01/2019 | Making a loud noise from the fan portion | TRACED PROBLEM TO OVERHEATED COMPRESSOR. NEED TO REPLACE COMPRESSOR REPLACED COMPRESSOR . PERFORMED OVP. UNIT TESTED OK | EXP4138173 | Labor | 09/26/2019 | 09/26/2019 | Kirk Lis
|  | CUSTOM ULTRASONICS |  | CABINET, DRYING, ENDOSCOPE |  | COOPER DIGESTIVE HEALTH-ENDOSCOPY | 218 Sunset Rd |  |  | 01/01/1900 |  |  |  |  | NO | YES |  |  |  |  | CUSTOM ULTRASONICS 10347111 10347111 |  |  | Active |  | 99:99:99:99:99:99 |  | Equipment | PAAR:00-PVAR | 11/02/2019 |  | COOPER AMBULATORY OFF-SITES |  |  | Suite 102 - Procedure Side |  | JEANNE GREER
|  | CUSTOM ULTRASONICS |  | CABINET, DRYING, ENDOSCOPE | 010410-B/EQ 3696 | TRAUMA ICU | Kelemen |  |  | 10/16/2009 |  | 10/16/24 |  |  | NO | YES |  |  |  |  | CUSTOM ULTRASONICS 10346448 010410-B/EQ 3696 |  |  | Active |  | 99:99:99:99:99:99 |  | Equipment | PAAR:00-PVAR | 11/02/2019 |  | COOPER UNIVERSITY HOSPITAL |  |  | TRAUMA ICU | 0011913731 | Diane Floyd | Repair | Closed | Salvatore Bombara | 07/20/2017 | 07/20/2017 | STORAGE CABINET - WARMER WONT TURN ON - TRAUMA ICU BACK OF UNIT | 7/20/2017 12:05:46 PM SXBOMBARA (GRAMODEI 7/20/2017 12:00 AM) WORKED WITH GENE AND TECH SUPPORT ANT DETERMINED UNIT IS WORKING CORRECTLY. (SXBOMBARA 7/20/2017 12:00 AM) WORKED WITH GENE AND TECH SUPPORT ANT DETERMINED UNIT IS WORKING CORRECTLY. | F61D1DB6-8F08-46C3-8246-71E5600B9069 | Labor | 07/20/2017 | 07/20/2017 | Salvatore Bombara
|  | MEDIVATORS | ENDODRY | CABINET, DRYING, ENDOSCOPE |  | VOORHEES SURGERY CENTER-SURGERY DEPT | 6015 Main St |  |  | 04/06/2018 |  | 4/6/33 |  |  | NO | YES |  |  |  |  | MEDIVATORS 10725174 22016 |  |  | Active |  | 99:99:99:99:99:99 |  | Equipment | PAAR:00-PVAR | 10/31/2019 |  | COOPER AMBULATORY OFF-SITES |  |  | 6015 Main St | WOT00000000771087 | Theresa Megali | Performance Verification | Closed | Kirk Lis | 04/06/2018 | 06/06/2019 | Performance Verification for MEDIVATORS 10725174 22016 | Initial Install of Performance Verification. Device is ready for patient use.
|  | GLOBAL SURGICAL CORP | SMR MAXI | CABINET, ENT |  | COOPER CANCER CENTER-MULTIDISCIPLINARY CLINIC | MD Anderson Cancer Center |  |  | 01/01/1900 |  |  |  |  | NO | YES |  |  |  |  | GLOBAL SURGICAL CORP 10355335 900128 |  |  | Disposition |  |  |  | Equipment | 1Y:00-MFG | 12/01/2016 | 09/01/2020 | COOPER AMBULATORY OFF-SITES |  |  | Multi Disc - C2043 |  | ROXANNE BERGER
|  | JEDMED INSTRUMENTS CO. | 03-7000 | CABINET, ENT |  | 6200 MAIN ST-SURGERY | 6200 Main St |  |  | 11/11/2016 |  | 11/11/31 |  |  | NO | YES |  |  |  |  | JEDMED INSTRUMENTS CO. 10505131 2059 |  |  | Active |  | 99:99:99:99:99:99 |  | Equipment | 1Y:00-MFG | 10/18/2019 | 10/01/2020 | COOPER AMBULATORY OFF-SITES |  |  | 6200 Main St. - ENT - Proc C | 0011493418 | BOBBIE MICKLE | Performance Verification | Closed | Bonnie Aichroth | 04/18/2017 | 04/18/2017 | INCOMING INVENTORY | DEVICE INVENTORIED | 87391F20-905B-4F14-92C2-7AE8BEEAF1BD | Labor | 04/18/2017 | 04/18/2017 | Bonnie Aichroth
|  | JEDMED INSTRUMENTS CO. | CLASSIC CSC | CABINET, ENT |  | 6200 MAIN ST-SURGERY | 6200 Main St |  |  | 05/01/2013 |  | 5/1/28 |  |  | NO | YES |  |  |  |  | JEDMED INSTRUMENTS CO. 10345815 0468 |  |  | Active |  | 99:99:99:99:99:99 |  | Equipment | 1Y:00-MFG | 10/18/2019 | 10/01/2020 | COOPER AMBULATORY OFF-SITES |  |  | 6200 Main St. - ENT - Exam 6 |  | BOBBIE MICKLE
|  | JEDMED INSTRUMENTS CO. | CLASSIC CSC | CABINET, ENT |  | 6200 MAIN ST-SURGERY | 6200 Main St |  |  | 05/01/2013 |  | 5/1/28 |  |  | NO | YES |  |  |  |  | JEDMED INSTRUMENTS CO. 10345810 0469 |  |  | Active |  | 99:99:99:99:99:99 |  | Equipment | 1Y:00-MFG | 10/18/2019 | 10/01/2020 | COOPER AMBULATORY OFF-SITES |  |  | 6200 Main St. - ENT - Exam 5 |  | BOBBIE MICKLE
|  | JEDMED INSTRUMENTS CO. | CLASSIC CSC | CABINET, ENT |  | 3 COOPER-MULTISPECIALTY CENTER | 3 Cooper |  |  | 01/01/1900 |  |  |  |  | NO | YES |  |  |  |  | JEDMED INSTRUMENTS CO. 10345610 Not Known |  |  | Active |  | 99:99:99:99:99:99 |  | Equipment | 1Y:00-MFG | 11/01/2019 | 11/01/2020 | COOPER AMBULATORY OFF-SITES |  |  | Suite 104 - Exam 163 |  | MARGIE OUTLER
|  | JEDMED INSTRUMENTS CO. | CLASSIC CSC | CABINET, ENT |  |  | 3 Cooper | [7 empty] | NO | YES
|  | JEDMED INSTRUMENTS CO. | CLASSIC SD | CABINET, ENT | NOT KNOWN | 3 COOPER - SURGERY DEPARTMENT | 3 Cooper |  |  | 11/01/2019 |  | 11/1/34 |  |  | NO | YES |  |  |  |  | JEDMED INSTRUMENTS CO. 30126110 NOT KNOWN |  |  | Active |  | 99:99:99:99:99:99 |  | Equipment | 1Y:00-MFG | 11/01/2019 | 11/01/2019 | COOPER AMBULATORY OFF-SITES |  |  | Suite 403 - Exam 11 |  | ANNE MAIER |  |  |  | 11/01/2019 | 11/01/2019 |  |  |  |  | 11/01/2019 | 11/01/2019
|  | JEDMED INSTRUMENTS CO. | CLASSIC SD | CABINET, ENT |  | BUNKER HILL-SURGERY | 2 Plaza Dr |  |  | 01/01/1900 |  |  |  |  | NO | YES |  |  |  |  | JEDMED INSTRUMENTS CO. 10366859 1140 |  |  | Active |  | 99:99:99:99:99:99 |  | Equipment | 1Y:00-MFG | 12/20/2018 | 12/01/2019 | COOPER AMBULATORY OFF-SITES |  |  | EXAM 1 | 0012148425 | ANNE MAIER | Service Request | Closed | Michael Youch | 09/11/2017 | 02/01/2018 | EAR/NOSE/THROAT TREATMENT UNIT - NEEDS THE STICKER - 2 PLAZA DR SUITE 202 SURGERY | 9/11/2017 11:08:51 AM MDYOUCH UNIT IS PAAR, WILL PUT A NPR STICKER DURING VISIT LATER THIS MONTH. 2/1/2018 1:35:33 PM MDYOUCH Unit was changed to annual and came out in Dec and completed 2/1/2018 1:38:39 PM MDYOUCH (MDYOUCH 11/13/2017 10:30 AM) COMPLETED ON WO 12352198 | DABDFA67-4EF6-4197-B772-63D4E9BF924B | Labor | 11/13/2017 | 11/13/2017 | Michael Youch
|  | JEDMED INSTRUMENTS CO. | CLASSIC SD | CABINET, ENT |  | BUNKER HILL-SURGERY | 2 Plaza Dr |  |  | 01/01/1900 |  |  |  |  | NO | YES |  |  |  |  | JEDMED INSTRUMENTS CO. 10366854 1141 |  |  | Active |  | 99:99:99:99:99:99 |  | Equipment | 1Y:00-MFG | 12/20/2018 | 12/01/2019 | COOPER AMBULATORY OFF-SITES |  |  | EXAM 2 |  | ANNE MAIER
|  | JEDMED INSTRUMENTS CO. | CLASSIC SD | CABINET, ENT |  | 6200 MAIN ST-SURGERY | 6200 Main Street |  |  | 01/01/1900 |  |  |  |  | NO | YES |  |  |  |  | JEDMED INSTRUMENTS CO. 10345320 224 |  |  | Active |  | 99:99:99:99:99:99 |  | Equipment | 1Y:00-MFG | 10/18/2019 | 10/01/2020 | COOPER AMBULATORY OFF-SITES |  |  | 6200 Main St. - ENT - Exam 3 |  | BOBBIE MICKLE
|  | JEDMED INSTRUMENTS CO. | CLASSIC SD | CABINET, ENT |  | 6200 MAIN ST-SURGERY | 6200 Main Street |  |  | 01/01/1900 |  |  |  |  | NO | YES |  |  |  |  | JEDMED INSTRUMENTS CO. 10345304 223 |  |  | Active |  | 99:99:99:99:99:99 |  | Equipment | 1Y:00-MFG | 10/18/2019 | 10/01/2020 | COOPER AMBULATORY OFF-SITES |  |  | 6200 Main St - ENT - Exam 4 |  | BOBBIE MICKLE
|  | JEDMED INSTRUMENTS CO. | CLASSIC SS | CABINET, ENT |  | 3 COOPER - SURGERY DEPARTMENT | 3 Cooper |  |  | 01/01/2011 |  | 1/1/26 |  |  | NO | YES |  |  |  |  | JEDMED INSTRUMENTS CO. 10349199 0453 |  |  | Active |  | 99:99:99:99:99:99 |  | Equipment | 1Y:00-MFG | 11/01/2019 | 11/01/2020 | COOPER AMBULATORY OFF-SITES |  |  | Suite 403 - Exam 12 |  | ANNE MAIER
|  | MTI, INC. | TC100A | CABINET, ENT |  | COOPER CANCER CENTER-MULTIDISCIPLINARY CLINIC | MD Anderson Cancer Center |  |  | 09/10/2013 |  | 9/10/28 |  |  | NO | YES |  |  |  |  | MTI, INC. 10355372 131025004 |  |  | Active |  | 99:99:99:99:99:99 |  | Equipment | 1Y:00-MFG | 08/27/2019 | 09/01/2020 | COOPER AMBULATORY OFF-SITES |  |  | ROOM C2045 |  | ROXANNE BERGER
|  | MTI, INC. | TC100A | CABINET, ENT |  | COOPER CANCER CENTER-MULTIDISCIPLINARY CLINIC | MD Anderson Cancer Center |  |  | 09/10/2013 |  | 9/10/28 |  |  | NO | YES |  |  |  |  | MTI, INC. 10355336 130919004 |  |  | Active |  | 99:99:99:99:99:99 |  | Equipment | 1Y:00-MFG | 08/27/2019 | 09/01/2020 | COOPER AMBULATORY OFF-SITES |  |  | ROOM C2043 |  | ROXANNE BERGER
|  | BLICKMAN HEALTH INDUSTRIES | 7922SS | CABINET, WARMING, COUNTERTOP | 59001-73 |  | Kelemen |  |  | 01/01/1900 |  |  |  |  | NO | YES |  |  |  |  | BLICKMAN HEALTH INDUSTRIES 10356185 59001-73 |  |  | Active |  | 99:99:99:99:99:99 |  | Equipment | PAAR:00-PVAR | 11/02/2019 |  | COOPER UNIVERSITY HOSPITAL |  |  | HOLDING AREA |  | DOMINIC VENDETTA
|  | BLICKMAN HEALTH INDUSTRIES | 7922SSD | CABINET, WARMING, COUNTERTOP | 20319-9 | CARDIAC CATH LAB | Kelemen |  |  | 01/07/2002 |  | 1/7/17 |  |  | NO | YES |  |  |  |  | BLICKMAN HEALTH INDUSTRIES 10368396 20319-9 |  |  | Active |  | 99:99:99:99:99:99 |  | Equipment | PAAR:00-PVAR | 11/01/2019 |  | COOPER UNIVERSITY HOSPITAL |  |  | CCL - Lab Hallway |  | LINDA BEAN
|  | BLICKMAN HEALTH INDUSTRIES | 7922TG | CABINET, WARMING, COUNTERTOP | N180315757 | 3 COOPER-RADIOLOGY | 3 Cooper |  |  | 10/31/2019 |  | 10/31/34 |  |  | NO | YES |  |  |  |  | BLICKMAN HEALTH INDUSTRIES 11222062 N180315757 |  |  | Active |  | 99:99:99:99:99:99 |  | Equipment | PAAR:00-PVAR | 10/31/2019 | 10/31/2019 | COOPER AMBULATORY OFF-SITES |  |  | Hallway Outside CT Scanner | WOT00000001826288 | JUDY ADIRZONE | Performance Verification | Closed | Charles Santomero | 10/31/2019 | 10/31/2019 | CEID Record Completion for BLICKMAN HEALTH INDUSTRIES 11222062 N180315757 | Inventoried. Electrical safety check, and performance verification tests performed. Placed in service. See initial Service Request WOT 1427954 | EXP1883094 | Labor | 10/31/2019 | 10/31/2019 | Charles Santomero
|  | BLICKMAN HEALTH INDUSTRIES | 7922TG | CABINET, WARMING, COUNTERTOP | M130407512 | RADIOLOGY DIAGNOSTICS | Kelemen | BASEMENT |  | 02/26/2013 |  | 2/26/28 |  |  | NO | YES |  |  |  |  | BLICKMAN HEALTH INDUSTRIES 10369016 M130407512 |  |  | Active |  | 99:99:99:99:99:99 |  | Equipment | PAAR:00-PVAR | 11/02/2019 |  | COOPER UNIVERSITY HOSPITAL |  |  | RM M HALLWAY | WOT00000000527498 | PAULETTE DUCKREY | Disposition | Closed | Charles Santomero | 02/08/2018 | 05/17/2019 | Bulk Disposition CNL
|  | BLICKMAN HEALTH INDUSTRIES | 7922TG | CABINET, WARMING, COUNTERTOP | M130207354 | NUCLEAR MEDICINE | Kelemen | Basement |  | 02/24/2013 |  | 2/24/28 |  |  | NO | YES |  |  |  |  | BLICKMAN HEALTH INDUSTRIES 10368732 M130207354 |  |  | Active |  | 99:99:99:99:99:99 |  | Equipment | PAAR:00-PVAR | 11/01/2019 |  | COOPER UNIVERSITY HOSPITAL |  |  | NUC MED HALLWAY | 0012496491 | Donna Handy | Repair | Closed | Zhan Kiselev | 12/11/2017 | 12/19/2017 | WARMING UNIT - TEMP IS TOO HIGH - NUC MED, HALLWAY ACROSS RM B83 | 12/11/2017 4:04:56 PM ZXKISELEV (ZXKISELEV 12/11/2017 12:00 AM) ANALYZED UNIT. CLEANED FAN FROM THE DUST. CALLED TECH SUPPORT, LEFT A VOICE MAIL TO CALL ME BACK. ADJUSTED TEMPERATURE FOR ACTUAL TEMPERATURE TO STAY WITHIN 130 DEGREES 12/19/2017 9:20:37 AM ZXKISELEV (ZXKISELEV 12/18/2017 12:00 AM) CHECKED BLANKET WARMER ONCE AGAIN TO SEE IF IT HOLD TEMPERATURE. VERIFIED PROPER OPERATION. | CE7473B0-8FBC-49B4-A7CD-571E39F987C0 | Labor | 12/18/2017 | 12/18/2017 | Zhan Kiselev
|  | BLICKMAN HEALTH INDUSTRIES | 7922TG | CABINET, WARMING, COUNTERTOP | M121006700 | EMERGENCY ROOM | Kelemen |  |  | 11/01/2012 |  | 11/1/27 |  |  | NO | YES |  |  |  |  | BLICKMAN HEALTH INDUSTRIES 10368155 M121006700 |  |  | Active |  | 99:99:99:99:99:99 |  | Equipment | PAAR:00-PVAR | 11/02/2019 |  | COOPER UNIVERSITY HOSPITAL |  |  | ER/XRAY RM 1 | WOT00000000527494 | KAREN GRUBER | Disposition | Closed | Richard Jolly | 02/08/2018 | 05/17/2019 | Bulk Disposition CNL
|  | BLICKMAN HEALTH INDUSTRIES | 7922TG | CABINET, WARMING, COUNTERTOP | J110303744 | CDU - CLINICAL DECISION UNIT-9 KELEMEN | Kelemen |  |  | 04/05/2011 |  | 4/5/26 |  |  | NO | YES |  |  |  |  | BLICKMAN HEALTH INDUSTRIES 10367724 J110303744 |  |  | Active |  | 99:99:99:99:99:99 |  | Equipment | PAAR:00-PVAR | 11/02/2019 |  | COOPER UNIVERSITY HOSPITAL |  |  | CDO KEL9 | 0012735568 | KAREN GRUBER | Repair | Closed | Richard Jolly | 01/27/2018 | 02/02/2018 | BLANKET WARMER - SHELF TO ONE SIDE, WONT HOLD BLANKETS - CDU 9KELEMEN BACK HALLWAY | 2/2/2018 11:37:40 AM RCJOLLY (RCJOLLY 1/30/2018 10:00 AM) ADJUST SHELF | B44ACB15-0DD3-49AB-9385-283C90B8BDEF | Labor | 01/30/2018 | 01/30/2018 | Richard Jolly
|  | BLICKMAN HEALTH INDUSTRIES | 7922TG | CABINET, WARMING, COUNTERTOP | M130708162 | COOPER CANCER CENTER-COOPER DAY-CHEMO | MD Anderson Cancer Center |  |  | 07/25/2013 |  | 7/25/28 |  |  | NO | YES |  |  |  |  | BLICKMAN HEALTH INDUSTRIES 10365610 M130708162 |  |  | Active |  | 99:99:99:99:99:99 |  | Equipment | PAAR:00-PVAR | 11/02/2019 |  | COOPER AMBULATORY OFF-SITES |  |  | Infusion - Nurses Station |  | Bonnie Aichroch
|  | BLICKMAN HEALTH INDUSTRIES | 7922TG | CABINET, WARMING, COUNTERTOP |  | COOPER CANCER CENTER-COOPER DAY-CHEMO | MD Anderson Cancer Center |  |  | 07/25/2013 |  | 7/25/28 |  |  | NO | YES |  |  |  |  | BLICKMAN HEALTH INDUSTRIES 10365566 17130708164 |  |  | Active |  | 99:99:99:99:99:99 |  | Equipment | PAAR:00-PVAR | 11/02/2019 |  | COOPER AMBULATORY OFF-SITES |  |  | Infusion - Nurses Station |  | Bonnie Aichroch
|  | BLICKMAN HEALTH INDUSTRIES | 7922TG | CABINET, WARMING, COUNTERTOP | M130708163 | COOPER CANCER CENTER | MD Anderson Cancer Center |  |  | 07/25/2013 |  | 7/25/28 |  |  | NO | YES |  |  |  |  | BLICKMAN HEALTH INDUSTRIES 10348794 M130708163 |  |  | Active |  | 99:99:99:99:99:99 |  | Equipment | PAAR:00-PVAR | 10/31/2019 |  | COOPER AMBULATORY OFF-SITES |  |  | Rad/Onc - Nurses Station |  | COLLEEN TEGELER
|  | BLICKMAN HEALTH INDUSTRIES | 7925TG | CABINET, WARMING, COUNTERTOP | M170114186 |  | Kelemen | [7 empty] | NO | YES
|  | BLICKMAN HEALTH INDUSTRIES | 7925TG | CABINET, WARMING, COUNTERTOP | L13207302 | MATERNAL FETAL CARE UNIT | Dorrance |  |  | 01/21/2013 |  | 1/21/28 |  |  | NO | YES |  |  |  |  | BLICKMAN HEALTH INDUSTRIES 10354992 L13207302 |  |  | Active |  | 99:99:99:99:99:99 |  | Equipment | PAAR:00-PVAR | 11/02/2019 |  | COOPER UNIVERSITY HOSPITAL |  |  | D5 | WOT00000000527334 | JOANNA HORST | Disposition | Closed | Gene Amodei | 02/08/2018 | 07/10/2019 | Bulk Disposition CNL
|  | GETINGE/CASTLE, INC. |  | CABINET, WARMING, COUNTERTOP | S25524CAR | VOORHEES SURGERY CENTER-OPERATING ROOM | 900 Centennial Blvd | Suite E |  | 06/01/2004 |  | 6/1/19 |  |  | NO | YES |  |  |  |  | GETINGE/CASTLE, INC. 10346008 S25524CAR |  |  | Active |  | 99:99:99:99:99:99 |  | Equipment | PAAR:00-PVAR | 11/01/2019 |  | COOPER AMBULATORY OFF-SITES |  |  | PROCEDURE ROOM |  | JENNIFER BOMBARO
|  | MAC MEDICAL INC | D SERIES | CABINET, WARMING, COUNTERTOP | 090116-D06 | COOPER CANCER CENTER-MULTIDISCIPLINARY CLINIC | MD Anderson Cancer Center |  |  | 09/16/2016 |  | 9/16/31 |  |  | NO | YES |  |  |  |  | MAC MEDICAL INC 10649821 090116-D06 |  |  | Active |  | 99:99:99:99:99:99 |  | Equipment | PAAR:00-PVAR | 10/31/2019 |  | COOPER AMBULATORY OFF-SITES |  |  | BETWEEN HALL A&B |  | ROXANNE BERGER
|  | MAC MEDICAL INC | SWC 1518 | CABINET, WARMING, COUNTERTOP |  | VOORHEES SURGERY CENTER - GYN/ONCOLOGY | 900 Centennial Blvd | Suite F |  | 10/31/2019 |  | 10/31/34 |  |  | NO | YES |  |  |  |  | MAC MEDICAL INC 30149662 071415 |  |  | Active |  | 99:99:99:99:99:99 |  | Equipment | PAAR:00-PVAR | 10/31/2019 | 10/31/2019 | COOPER AMBULATORY OFF-SITES |  |  | SUITE F |  | SUE MALTMAN |  |  |  | 10/31/2019 | 10/31/2019 |  |  |  |  | 10/31/2019 | 10/31/2019
|  | MAC MEDICAL INC | SWC 1824 SERIES | CABINET, WARMING, COUNTERTOP | 062311-714 | SHORT PROCEDURE UNIT | Kelemen |  |  | 07/12/2011 |  | 7/12/26 |  |  | NO | YES |  |  |  |  | MAC MEDICAL INC 10367434 062311-714 |  |  | Active |  | 99:99:99:99:99:99 |  | Equipment | PAAR:00-PVAR | 11/02/2019 |  | COOPER UNIVERSITY HOSPITAL |  |  | SPU/5N | 0011661602 | Lisa Geoghegan | Repair | Closed | Michael Youch | 05/24/2017 | 05/24/2017 | BLANKET WARMER - NEED UPDATED STICKER - SHORT PROC UNIT | 5/24/2017 3:20:32 PM MDYOUCH (MDYOUCH 5/24/2017 2:00 PM) NOTIFIED LISA THAT THESE ITEMS ARE DUE IN JUNE AND WILL BE ADDRESSED WHEN RSQ GENERATES WO. | 768D663A-6E8E-4174-9C96-C10A8D9D83CD | Labor | 05/24/2017 | 05/24/2017 | Michael Youch
|  | MAC MEDICAL INC | SWC 1824 SERIES | CABINET, WARMING, COUNTERTOP | 90415-DO1 | VOORHEES SURGERY CENTER-OPERATING ROOM | 900 Centennial Blvd | Suite E |  | 10/31/2019 |  | 10/31/34 |  |  | NO | YES |  |  |  |  | MAC MEDICAL INC 30149602 90415-DO1 |  |  | Active |  | 99:99:99:99:99:99 |  | Equipment | PAAR:00-PVAR | 10/31/2019 | 10/31/2019 | COOPER AMBULATORY OFF-SITES |  |  | SUITE E - PRE OP |  | JENNIFER BOMBARO |  |  |  | 10/31/2019 | 10/31/2019 |  |  |  |  | 10/31/2019 | 10/31/2019
|  | MAC MEDICAL INC | SWC 243036 | CABINET, WARMING, COUNTERTOP | 081518-D02 | COOPER CANCER CENTER | MD Anderson Cancer Center |  |  | 10/31/2019 |  | 10/31/34 |  |  | NO | YES |  |  |  |  | MAC MEDICAL INC 11222063 081518-D02 |  |  | Active |  | 99:99:99:99:99:99 |  | Equipment | PAAR:00-PVAR | 10/31/2019 | 10/31/2019 | COOPER AMBULATORY OFF-SITES |  |  | 1st floor-Linear Accelerator #1, C1049 | WOT00000001826696 | COLLEEN TEGELER | Performance Verification | Closed | Charles Santomero | 10/31/2019 | 10/31/2019 | Performance Verification for MAC MEDICAL INC 11222063 081518-D02 | Initial Install of Performance Verification. Device is ready for patient use. |  |  | 10/31/2019 | 10/31/2019
|  | MAC MEDICAL INC | SWC 243036 | CABINET, WARMING, COUNTERTOP | 081518-D01 | COOPER CANCER CENTER | MD Anderson Cancer Center |  |  | 10/31/2019 |  | 10/31/34 |  |  | NO | YES |  |  |  |  | MAC MEDICAL INC 11222064 081518-D01 |  |  | Active |  | 99:99:99:99:99:99 |  | Equipment | PAAR:00-PVAR | 10/31/2019 | 10/31/2019 | COOPER AMBULATORY OFF-SITES |  |  | 1st Floor-Linear Accelerator #2, C1052 | WOT00000001826844 | COLLEEN TEGELER | Performance Verification | Closed | Charles Santomero | 10/31/2019 | 10/31/2019 | Performance Verification for MAC MEDICAL INC 11222064 081518-D01 | Initial Install of Performance Verification. Device is ready for patient use. |  |  | 10/31/2019 | 10/31/2019
|  | PEDIGO PRODUCTS INC | P-2010-S | CABINET, WARMING, COUNTERTOP |  | WILLINGBORO HEMATOLOGY/ONCOLOGY | 1000 Salem Rd |  |  | 01/01/2012 |  | 1/1/27 |  |  | NO | YES |  |  |  |  | PEDIGO PRODUCTS INC 10367239 1009667 |  |  | Active |  | 99:99:99:99:99:99 |  | Equipment | PAAR:00-PVAR | 11/02/2019 |  | COOPER AMBULATORY OFF-SITES |  |  | INFUSION RM | WOT00000002011002 | ANN DENTON | Repair | Closed | Kirk Lis | 01/23/2019 | 05/30/2019 | burnt bottom of blanket, too hot, unplugged and took out of service | ANALYZED UNIT. OBSERVED COMPLAINT OF BURNT BLANKET. WORKED WITH OEM TECH. ASSISTANCE TO DETERMINE PROBLEM CALIBRATED UNIT. SET WARMER TO 120 DEGREES .UNIT OK TO USE. | EXP2131750 | Labor | 01/23/2019 | 01/23/2019 | Kirk Lis
|  | PEDIGO PRODUCTS INC | P-2010-S | CABINET, WARMING, COUNTERTOP | 1009675-000 | VOORHEES SURGERY CENTER-HEM/ONC | 900 Centennial Blvd | Suite M |  | 01/01/2012 |  | 1/1/27 |  |  | NO | YES |  |  |  |  | PEDIGO PRODUCTS INC 10344904 1009675-000 |  |  | Active |  | 99:99:99:99:99:99 |  | Equipment | PAAR:00-PVAR | 11/02/2019 |  | COOPER AMBULATORY OFF-SITES |  |  | SUITE M INFUSION CTR |  | MEGAN MCCAFFERTY
|  | PEDIGO PRODUCTS INC | P-2010-S | CABINET, WARMING, COUNTERTOP |  | VOORHEES SURGERY CENTER - GYN/ONCOLOGY | 900 Centennial Blvd | Suite M |  | 01/01/2012 |  | 1/1/27 |  |  | NO | YES |  |  |  |  | PEDIGO PRODUCTS INC 10344763 1009682 |  |  | Active |  | 99:99:99:99:99:99 |  | Equipment | PAAR:00-PVAR | 11/02/2019 |  | COOPER AMBULATORY OFF-SITES |  |  | SUITE M |  | SUE MALTMAN
|  | BLICKMAN HEALTH INDUSTRIES | 7924-SGD | CABINET, WARMING, DUAL COMPARTMENT | 85878-14 | LABOR & DELIVERY | Dorrance |  |  | 01/01/1900 |  |  |  |  | NO | YES |  |  |  |  | BLICKMAN HEALTH INDUSTRIES 10355105 85878-14 |  |  | Active |  | 99:99:99:99:99:99 |  | Equipment | PAAR:00-PVAR | 11/02/2019 |  | COOPER UNIVERSITY HOSPITAL |  |  | OR 1 L&D |  | JOANNA HORST
|  | GETINGE/CASTLE, INC. |  | CABINET, WARMING, DUAL COMPARTMENT | F0298X | OR - KELEMEN 3 | Kelemen |  |  | 01/01/1992 |  | 1/1/07 |  |  | NO | YES |  |  |  |  | GETINGE/CASTLE, INC. 10369289 F0298X |  |  | Active |  | 99:99:99:99:99:99 |  | Equipment | PAAR:00-PVAR | 11/02/2019 |  | COOPER UNIVERSITY HOSPITAL |  |  | KOR - BETWEEN 3 AND 4 |  | DOMINIC VENDETTA
|  | GETINGE/CASTLE, INC. |  | CABINET, WARMING, DUAL COMPARTMENT | J074542 | EMERGENCY ROOM | Kelemen |  |  | 10/15/2007 |  | 10/15/22 |  |  | NO | YES |  |  |  |  | GETINGE/CASTLE, INC. 10368781 J074542 |  |  | Active |  | 99:99:99:99:99:99 |  | Equipment | PAAR:00-PVAR | 11/02/2019 |  | COOPER UNIVERSITY HOSPITAL |  |  | ER |  | KAREN GRUBER
|  | GETINGE/CASTLE, INC. |  | CABINET, WARMING, DUAL COMPARTMENT |  | SPECIAL TEST | Kelemen |  |  | 10/31/2019 |  | 10/31/34 |  |  | NO | YES |  |  |  |  | GETINGE/CASTLE, INC. 30144922 08E0286 |  |  | Active |  | 99:99:99:99:99:99 |  | Equipment | PAAR:00-PVAR | 10/31/2019 | 10/31/2019 | COOPER UNIVERSITY HOSPITAL |  |  | SPECIAL TESTS |  | AMY HANNAN |  |  |  | 10/31/2019 | 10/31/2019 |  |  |  |  | 10/31/2019 | 10/31/2019
|  | GETINGE/CASTLE, INC. |  | CABINET, WARMING, DUAL COMPARTMENT | URA013041 | VOORHEES SURGERY CENTER-OPERATING ROOM | 900 Centennial Blvd | Suite E |  | 10/24/2012 |  | 10/24/27 |  |  | NO | YES |  |  |  |  | GETINGE/CASTLE, INC. 10345436 URA013041 |  |  | Active |  | 99:99:99:99:99:99 |  | Equipment | PAAR:00-PVAR | 11/02/2019 |  | COOPER AMBULATORY OFF-SITES |  |  | SUITE E | 0012514901 | JENNIFER BOMBARO | Repair | Closed | Kirk Lis | 12/19/2017 | 12/22/2017 | WARMING UNIT - BURNING SMELL - SUITE E VSC OR BY ROOM 4 | 12/22/2017 9:40:49 AM KALIS (KALIS 12/21/2017 12:00 AM) DID NOT SMELL BURNING COMPLAINT. UNIT HAD NEW HEATERS INSTALLED RECENTLY. SMELL WAS PROBABLY FROM NEW HEATERS BEING BROKEN IN (KALIS 12/22/2017 12:00 AM) DOCUMENTATION | EF7DC8C7-FC70-4A32-A463-3384BE16FE32 | Labor | 12/22/2017 | 12/22/2017 | Kirk Lis
|  | MAC MEDICAL INC | D SERIES | CABINET, WARMING, DUAL COMPARTMENT | 052617-DO2 | KELEMEN 9 | Kelemen |  |  | 06/14/2017 |  | 6/14/32 |  |  | NO | YES |  |  |  |  | MAC MEDICAL INC 10725649 052617-DO2 |  |  | Active |  | 99:99:99:99:99:99 |  | Equipment | PAAR:00-PVAR | 10/31/2019 |  | COOPER UNIVERSITY HOSPITAL |  |  |  | 0012265905 | LAURA ZIMMERMAN | Performance Verification | Closed | Josh Harris | 10/05/2017 | 10/05/2017 | INCOMING INVENTORY | DEVICE INVENTORIED | 3DD52FB4-A280-4A1B-AA4E-A2BDBCE877B5 | Labor | 10/05/2017 | 10/05/2017 | Josh Harris
|  | MAC MEDICAL INC | DWC 24 | CABINET, WARMING, DUAL COMPARTMENT | 061614-716 | PAVILION 8 | Pavilion |  |  | 06/23/2015 |  | 6/23/30 |  |  | NO | YES |  |  |  |  | MAC MEDICAL INC 10369448 061614-716 |  |  | Active |  | 99:99:99:99:99:99 |  | Equipment | PAAR:00-PVAR | 11/02/2019 |  | COOPER UNIVERSITY HOSPITAL |  |  | PAV 8 |  | BRIAN OSHAUGHNESSY
|  | MAC MEDICAL INC | DWC 24 | CABINET, WARMING, DUAL COMPARTMENT | 042711-702 |  | Kelemen |  |  | 04/26/2011 |  | 4/26/26 |  |  | NO | YES |  |  |  |  | MAC MEDICAL INC 10368578 042711-702 |  |  | Active |  | 99:99:99:99:99:99 |  | Equipment | PAAR:00-PVAR | 11/01/2019 |  | COOPER UNIVERSITY HOSPITAL |  |  | NURSES STATION |  | Lisa Geoghegan
|  | MAC MEDICAL INC | DWC 24 | CABINET, WARMING, DUAL COMPARTMENT | 042811-706 | PACU KELEMEN | Kelemen |  |  | 04/26/2011 |  | 4/26/26 |  |  | NO | YES |  |  |  |  | MAC MEDICAL INC 10368481 042811-706 |  |  | Active |  | 99:99:99:99:99:99 |  | Equipment | PAAR:00-PVAR | 11/02/2019 |  | COOPER UNIVERSITY HOSPITAL |  |  | PACU KELEMEN |  | FRANK OBRIEN
|  | MAC MEDICAL INC | DWC 24 | CABINET, WARMING, DUAL COMPARTMENT | 061614-717 | CHIP - 9 PAVILION | Pavilion |  |  | 05/08/2014 |  | 5/8/29 |  |  | NO | YES |  |  |  |  | MAC MEDICAL INC 10356531 061614-717 |  |  | Active |  | 99:99:99:99:99:99 |  | Equipment | PAAR:00-PVAR | 11/02/2019 |  | COOPER UNIVERSITY HOSPITAL |  |  | 9 PAVILION | 0011236682 | KIM HUMMEL | Repair | Closed | Michael Youch | 02/23/2017 | 02/23/2017 | BLANKET WARMER - OUT OF DATE SINCE 7/2016 - PAVILLION 9 IN BACK EQUIPMENT ALCOVE P973 | 2/23/2017 12:33:21 PM MDYOUCH (MDYOUCH 2/23/2017 12:15 PM) CHANGED STICKER TO "APPROVED FOR USE" AS THERE IS NO SCHEDULED PA FOR THIS MODEL. | 0473A7CD-04D5-4AD1-845A-7E5A4FE9732B | Labor | 02/23/2017 | 02/23/2017 | Michael Youch
|  | MAC MEDICAL INC | DWC 24 | CABINET, WARMING, DUAL COMPARTMENT |  | PAVILION 8 | Pavilion |  |  | 05/08/2014 |  | 5/8/29 |  |  | NO | YES |  |  |  |  | MAC MEDICAL INC 10356389 061614718 |  |  | Active |  | 99:99:99:99:99:99 |  | Equipment | PAAR:00-PVAR | 11/02/2019 |  | COOPER UNIVERSITY HOSPITAL |  |  | pavilion 8 | WOT00000001306647 | BRIAN OSHAUGHNESSY | Repair | Closed | Gene Amodei | 08/20/2018 | 11/06/2018 | not working, making a noise, stops when opened | evaluate unit, fan on bottom section is very loud ordering new one installed new fan, RTS | EXP1383660 | Labor | 08/31/2018 | 08/31/2018 | Gene Amodei
|  | MAC MEDICAL INC | DWC 36 | CABINET, WARMING, DUAL COMPARTMENT | 022813-704 | KELEMEN N10 | Kelemen |  |  | 01/31/2013 |  | 1/31/28 |  |  | NO | YES |  |  |  |  | MAC MEDICAL INC 10355779 022813-704 |  |  | Active |  | 99:99:99:99:99:99 |  | Equipment | PAAR:00-PVAR | 11/02/2019 |  | COOPER UNIVERSITY HOSPITAL |  |  | North 10 Medicine | 0011636174 | Lisa Brooks | Repair | Closed | Zhan Kiselev | 05/15/2017 | 05/16/2017 | BLANKET WARMER - SHELF IS BROKEN - NORTH 10 KELLEMAN BACK HALLWAY, SHELF IS ON SIDE | 5/15/2017 5:39:47 PM ZXKISELEV (ZXKISELEV 5/15/2017 12:00 AM) ANALYZED UNIT. NEEDS NEW SHELF STOPPERS 5/16/2017 5:25:46 PM ZXKISELEV (ZXKISELEV 5/16/2017 12:00 AM) FOUND SHELF HOLDERS. INSTALLED THEM AND ATTACHED SHELF | D73C0F1B-CEC5-433D-8E89-C265AAC9B713 | Labor | 05/16/2017 | 05/16/2017 | Zhan Kiselev
|  | MAC MEDICAL INC | DWC 60 | CABINET, WARMING, DUAL COMPARTMENT | 030315-704 | CCU - CORONARY CARE UNIT | Kelemen |  |  | 11/02/2019 |  | 11/2/34 |  |  | NO | YES |  |  |  |  | MAC MEDICAL INC 11222185 030315-704 |  |  | Active |  | 99:99:99:99:99:99 |  | Equipment | PAAR:00-PVAR | 11/02/2019 | 11/02/2019 | COOPER UNIVERSITY HOSPITAL |  |  | CCU clean utility | WOT00000000504476 | CAROLYN RUMELL | Disposition | Closed | Richard Jolly | 11/02/2019 | 11/02/2019 | Bulk Disposition CNL |  |  |  | 11/02/2019 | 11/02/2019
|  | MAC MEDICAL INC | DWC 60 | CABINET, WARMING, DUAL COMPARTMENT |  | INCU - KELEMEN S10 | Kelemen |  |  | 01/31/2013 |  | 1/31/28 |  |  | NO | YES |  |  |  |  | MAC MEDICAL INC 10356027 022813703 |  |  | Active |  | 99:99:99:99:99:99 |  | Equipment | PAAR:00-PVAR | 11/02/2019 |  | COOPER UNIVERSITY HOSPITAL |  |  | 10TH FLOOR | 0011168474 | Lisa Brooks | Repair | Closed | Zhan Kiselev | 02/02/2017 | 02/03/2017 | BLANKET WARMER - SOUNDS LIKE ITS GOING TO EXPLODE - KELEMAN SOUTH 10, END OF HALL | 2/3/2017 9:51:42 AM ZXKISELEV (ZXKISELEV 2/2/2017 12:00 AM) REPLACED FAN MOTOR | FF7CB32C-6265-41CB-BE7A-5CD7E67EF93A | Labor | 02/02/2017 | 02/02/2017 | Zhan Kiselev
|  | SKYTRON | SS2207-J2G | CABINET, WARMING, DUAL COMPARTMENT |  | TRAUMA ADMIT | Kelemen |  |  | 10/15/2010 |  | 10/15/25 |  |  | NO | YES |  |  |  |  | SKYTRON 10368857 130020 |  |  | Active |  | 99:99:99:99:99:99 |  | Equipment | PAAR:00-PVAR | 11/02/2019 |  | COOPER UNIVERSITY HOSPITAL |  |  | TRAUMA ADMIT |  | Diane Floyd
|  | SKYTRON | SS2207-J2G | CABINET, WARMING, DUAL COMPARTMENT |  | EMERGENCY ROOM | Kelemen |  |  | 02/19/2008 |  | 2/19/23 |  |  | NO | YES |  |  |  |  | SKYTRON 10368780 066804 |  |  | Active |  | 99:99:99:99:99:99 |  | Equipment | PAAR:00-PVAR | 11/02/2019 |  | COOPER UNIVERSITY HOSPITAL |  |  | ER |  | KAREN GRUBER
|  | SKYTRON | SS2207-J2G | CABINET, WARMING, DUAL COMPARTMENT |  | TRAUMA ICU | Kelemen |  |  | 08/17/2009 |  | 8/17/24 |  |  | NO | YES |  |  |  |  | SKYTRON 10368614 305813 |  |  | Active |  | 99:99:99:99:99:99 |  | Equipment | PAAR:00-PVAR | 11/02/2019 |  | COOPER UNIVERSITY HOSPITAL |  |  | TRAUMA ICU |  | Diane Floyd
|  | SKYTRON | SS2207-J2G | CABINET, WARMING, DUAL COMPARTMENT |  | EMERGENCY ROOM | Kelemen |  |  | 06/22/2009 |  | 6/22/24 |  |  | NO | YES |  |  |  |  | SKYTRON 10368146 305815 |  |  | Active |  | 99:99:99:99:99:99 |  | Equipment | PAAR:00-PVAR | 11/02/2019 |  | COOPER UNIVERSITY HOSPITAL |  |  | ER NURSE STATION |  | KAREN GRUBER
|  | SKYTRON | SS2207-J2G | CABINET, WARMING, DUAL COMPARTMENT |  | CARDIAC CATH LAB | Kelemen |  |  | 02/19/2008 |  | 2/19/23 |  |  | NO | YES |  |  |  |  | SKYTRON 10367821 305814 |  |  | Active |  | 99:99:99:99:99:99 |  | Equipment | PAAR:00-PVAR | 11/02/2019 |  | COOPER UNIVERSITY HOSPITAL |  |  | CCL - Lab Hallway |  | LINDA BEAN
|  | SKYTRON | SS2207-J2G | CABINET, WARMING, DUAL COMPARTMENT |  | PAVILION PACU | Pavilion |  |  | 10/15/2010 |  | 10/15/25 |  |  | NO | YES |  |  |  |  | SKYTRON 10356212 130019 |  |  | Active |  | 99:99:99:99:99:99 |  | Equipment | PAAR:00-PVAR | 11/02/2019 |  | COOPER UNIVERSITY HOSPITAL |  |  | PAVILION-3RD |  | FRANK OBRIEN
|  | SKYTRON | SS2207-J2G | CABINET, WARMING, DUAL COMPARTMENT |  | OPERATING ROOM - PAVILION | Pavilion |  |  | 02/09/2009 |  | 2/9/24 |  |  | NO | YES |  |  |  |  | SKYTRON 10355487 066806 |  |  | Active |  | 99:99:99:99:99:99 |  | Equipment | PAAR:00-PVAR | 11/02/2019 |  | COOPER UNIVERSITY HOSPITAL |  |  | BETWEEN 6 AND 7 PUMP RM |  | DOMINIC VENDETTA
|  | SKYTRON | SS2207-J2G | CABINET, WARMING, DUAL COMPARTMENT |  | EMERGENCY ROOM | Kelemen |  |  | 06/22/2009 |  | 6/22/24 |  |  | NO | YES |  |  |  |  | SKYTRON 10349341 066803 |  |  | Active |  | 99:99:99:99:99:99 |  | Equipment | PAAR:00-PVAR | 10/31/2019 |  | COOPER UNIVERSITY HOSPITAL |  |  | ER-PEDS CLEAN HOLDING |  | KAREN GRUBER
|  | SKYTRON | SS2207-J2G | CABINET, WARMING, DUAL COMPARTMENT |  | VOORHEES SURGERY CENTER-OPERATING ROOM | 900 Centennial Blvd | Suite E |  | 11/15/2011 |  | 11/15/26 |  |  | NO | YES |  |  |  |  | SKYTRON 10346718 305812 |  |  | Active |  | 99:99:99:99:99:99 |  | Equipment | PAAR:00-PVAR | 11/02/2019 |  | COOPER AMBULATORY OFF-SITES |  |  | PACU Crash Carts & Stretchers |  | JENNIFER BOMBARO
|  | SKYTRON | SS2207-J2G | CABINET, WARMING, DUAL COMPARTMENT |  | OPERATING ROOM - PAVILION | Pavilion |  |  | 12/01/2008 |  | 12/1/23 |  |  | NO | YES |  |  |  |  | SKYTRON 10346295 066802 |  |  | Active |  | 99:99:99:99:99:99 |  | Equipment | PAAR:00-PVAR | 11/02/2019 |  | COOPER UNIVERSITY HOSPITAL |  |  | OR CORE RM |  | DOMINIC VENDETTA
|  | SKYTRON | SS2207-J2G | CABINET, WARMING, DUAL COMPARTMENT |  | OPERATING ROOM - PAVILION | Pavilion |  |  | 12/01/2008 |  | 12/1/23 |  |  | NO | YES |  |  |  |  | SKYTRON 10346291 066801 |  |  | Active |  | 99:99:99:99:99:99 |  | Equipment | PAAR:00-PVAR | 11/02/2019 |  | COOPER UNIVERSITY HOSPITAL |  |  | OR CORE |  | DOMINIC VENDETTA
|  | SKYTRON | SS2207J | CABINET, WARMING, DUAL COMPARTMENT | 047601M | OR - KELEMEN 3 | Kelemen |  |  | 10/31/2019 |  | 10/31/34 |  |  | NO | YES |  |  |  |  | SKYTRON 30244784 047601M |  |  | Active |  | 99:99:99:99:99:99 |  | Equipment | PAAR:00-PVAR | 10/31/2019 | 10/31/2019 | COOPER UNIVERSITY HOSPITAL |  |  | Outside OR K8 Pass code 0010 | WOT00000001824664 | DOMINIC VENDETTA | Repair | Closed | Michael Youch | 10/31/2019 | 10/31/2019 | Warmer - Is not warming | evaluated and talked with tech support and ordered parts Replaced fan and other parts, verified, RTS. | EXP2044041 | Parts | 10/31/2019 | 10/31/2019 | Michael Youch
|  | STERIS CORPORATION | DJ050124132 | CABINET, WARMING, DUAL COMPARTMENT |  | VOORHEES SURGERY CENTER-RADIOLOGY | 900 Centennial Blvd | Suite B |  | 10/31/2019 |  | 10/31/34 |  |  | NO | YES |  |  |  |  | STERIS CORPORATION 11200047 0413719015 |  |  | Active |  |  |  | Alarm | PAAR:00-PVAR | 10/31/2019 | 10/31/2019 | COOPER AMBULATORY OFF-SITES |  |  | SUITE B | WOT00000003162085 | PAT STIENES | Service Request | Closed | Kirk Lis | 10/31/2019 | 10/31/2019 | blanket warmer- needs safety checked and tagged | INVENTORIED UNIT. PROGRAMMED SETTINGS | EXP3361702 | Labor | 10/31/2019 | 10/31/2019 | Kirk Lis
|  | STERIS CORPORATION | DJ06012433111 | CABINET, WARMING, DUAL COMPARTMENT |  | SAME DAY OR-2ND FL PAVILION | Pavilion |  |  | 10/31/2019 |  | 10/31/34 |  |  | NO | YES |  |  |  |  | STERIS CORPORATION 11239198 04311917008 |  |  | Active |  | 99:99:99:99:99:99 |  | Equipment | PAAR:00-PVAR | 10/31/2019 | 10/31/2019 | COOPER UNIVERSITY HOSPITAL |  |  | outside sd OR1 | WOT00000000659816 | JOE DRUCTOR | Performance Verification | Closed | Josh Harris | 10/31/2019 | 10/31/2019 | Performance Verification for STERIS CORPORATION 11239198 04311917008 | Initial Install of Performance Verification. Device is ready for patient use. |  |  | 10/31/2019 | 10/31/2019
|  | STERIS CORPORATION | DJ06012433111 | CABINET, WARMING, DUAL COMPARTMENT |  | SAME DAY OR-2ND FL PAVILION | Warehouse (7815 Airport Hwy) |  |  | 10/31/2019 |  | 10/31/34 |  |  | NO | YES |  |  |  |  | STERIS CORPORATION 11239197 0431917009 |  |  | Active |  | 99:99:99:99:99:99 |  | Equipment | PAAR:00-PVAR | 10/31/2019 | 10/31/2019 | COOPER UNIVERSITY HOSPITAL |  |  | SD OR | WOT00000000643367 | JOE DRUCTOR | Performance Verification | Closed | Salvatore Bombara | 10/31/2019 | 10/31/2019 | Performance Verification for STERIS CORPORATION 11239197 0431917009 | Initial Install of Performance Verification. Device is ready for patient use. |  |  | 10/31/2019 | 10/31/2019
|  | STERIS CORPORATION | DJ06012433111 | CABINET, WARMING, DUAL COMPARTMENT |  | SAME DAY PACU-2ND FL PAVILION | Pavilion |  |  | 10/31/2019 |  | 10/31/34 |  |  | NO | YES |  |  |  |  | STERIS CORPORATION 11239196 0431417051 |  |  | Active |  | 99:99:99:99:99:99 |  | Equipment | PAAR:00-PVAR | 10/31/2019 | 10/31/2019 | COOPER UNIVERSITY HOSPITAL |  |  | SD Pre OP/Pacu | WOT00000000643347 | Lisa Geoghegan | Performance Verification | Closed | Salvatore Bombara | 10/31/2019 | 10/31/2019 | Performance Verification for STERIS CORPORATION 11239196 0431417051 | Initial Install of Performance Verification. Device is ready for patient use. |  |  | 10/31/2019 | 10/31/2019
|  | STERIS CORPORATION | DJ06012433111 | CABINET, WARMING, DUAL COMPARTMENT |  | SAME DAY OR-2ND FL PAVILION | Pavilion |  |  | 10/31/2019 |  | 10/31/34 |  |  | NO | YES |  |  |  |  | STERIS CORPORATION 11239188 0431417050 |  |  | Active |  | 99:99:99:99:99:99 |  | Equipment | PAAR:00-PVAR | 10/31/2019 | 10/31/2019 | COOPER UNIVERSITY HOSPITAL |  |  | SD OR 4 Hallway | WOT00000000636645 | JOE DRUCTOR | Performance Verification | Closed | Salvatore Bombara | 10/31/2019 | 10/31/2019 | Performance Verification for STERIS CORPORATION 11239188 0431417050 | Initial Install of Performance Verification. Device is ready for patient use. |  |  | 10/31/2019 | 10/31/2019
|  | BLICKMAN HEALTH INDUSTRIES | 7921-TG | CABINET, WARMING, SINGLE COMPARTMENT | N161013835 | KELEMEN 8 PCU | Kelemen |  |  | 12/15/2016 |  | 12/15/31 |  |  | NO | YES |  |  |  |  | BLICKMAN HEALTH INDUSTRIES 10505014 N161013835 |  |  | Active |  | 99:99:99:99:99:99 |  | Equipment | PAAR:00-PVAR | 10/31/2019 |  | COOPER UNIVERSITY HOSPITAL |  |  |  | 0011491266 | BYRON WELLS | Performance Verification | Closed | Bonnie Aichroth | 04/18/2017 | 04/18/2017 | INCOMING INVENTORY | DEVICE INVENTORIED | A6C2F1E9-30D7-41E2-A472-B39638CE6A21 | Labor | 04/18/2017 | 04/18/2017 | Bonnie Aichroth
|  | GETINGE/CASTLE, INC. |  | CABINET, WARMING, SINGLE COMPARTMENT | WM94829 | OR - KELEMEN 3 | Kelemen |  |  | 01/01/1900 |  |  |  |  | NO | YES |  |  |  |  | GETINGE/CASTLE, INC. 10367211 WM94829 |  |  | Active |  | 99:99:99:99:99:99 |  | Equipment | PAAR:00-PVAR | 11/01/2019 |  | COOPER UNIVERSITY HOSPITAL |  |  | KOR - BETWEEN 1 AND 2 |  | DOMINIC VENDETTA
|  | GETINGE/CASTLE, INC. |  | CABINET, WARMING, SINGLE COMPARTMENT | WK90981 | OR - KELEMEN 3 | Kelemen |  |  | 01/01/1900 |  |  |  |  | NO | YES |  |  |  |  | GETINGE/CASTLE, INC. 10346350 WK90981 |  |  | Active |  | 99:99:99:99:99:99 |  | Equipment | PAAR:00-PVAR | 11/02/2019 |  | COOPER UNIVERSITY HOSPITAL |  |  | BETWEEN K5 AND K6 |  | DOMINIC VENDETTA
|  | MAC MEDICAL INC | SWC 1824 SERIES | CABINET, WARMING, SINGLE COMPARTMENT | 061416-D01 | MD ANDERSON INPATIENT ONCOLOGY | Pavilion |  |  | 05/02/2016 |  | 5/2/31 |  |  | NO | YES |  |  |  |  | MAC MEDICAL INC 10505250 061416-D01 |  |  | Active |  | 99:99:99:99:99:99 |  | Equipment | PAAR:00-PVAR | 10/31/2019 |  | COOPER UNIVERSITY HOSPITAL |  |  | P579 |  | MIRIAM ZIEGLER
|  | MAC MEDICAL INC | SWC 1824 SERIES | CABINET, WARMING, SINGLE COMPARTMENT | 061416-D02 | MD ANDERSON INPATIENT ONCOLOGY | Pavilion |  |  | 05/02/2016 |  | 5/2/31 |  |  | NO | YES |  |  |  |  | MAC MEDICAL INC 10505249 061416-D02 |  |  | Active |  | 99:99:99:99:99:99 |  | Equipment | PAAR:00-PVAR | 10/31/2019 |  | COOPER UNIVERSITY HOSPITAL |  |  | P553 |  | MIRIAM ZIEGLER
|  | MAC MEDICAL INC | SWC 60 | CABINET, WARMING, SINGLE COMPARTMENT | 030315-705 | INTENSIVE CARE UNIT | Pavilion |  |  | 02/03/2016 |  | 2/3/31 |  |  | NO | YES |  |  |  |  | MAC MEDICAL INC 10364850 030315-705 |  |  | Active |  | 99:99:99:99:99:99 |  | Equipment | PAAR:00-PVAR | 10/31/2019 |  | COOPER UNIVERSITY HOSPITAL |  |  |  |  | CAROLYN RUMELL
|  | MAC MEDICAL INC | SWC 72 | CABINET, WARMING, SINGLE COMPARTMENT | 041808-706 | BRACHFIELD MEDICAL ASSOCIATES-MEDICINE | 218 Sunset Rd |  |  | 05/02/2008 |  | 5/2/23 |  |  | NO | YES |  |  |  |  | MAC MEDICAL INC 10367186 041808-706 |  |  | Active |  | 99:99:99:99:99:99 |  | Equipment | PAAR:00-PVAR | 11/02/2019 |  | COOPER AMBULATORY OFF-SITES |  |  | ENDOSCOPY - MAIN AREA |  | CATHY CRAWFORD
|  | MAC MEDICAL INC | SWC 72 | CABINET, WARMING, SINGLE COMPARTMENT | 122707-704 | COOPER DIGESTIVE HEALTH-ENDOSCOPY | 501 Fellowship Rd |  |  | 02/26/2008 |  | 2/26/23 |  |  | NO | YES |  |  |  |  | MAC MEDICAL INC 10347130 122707-704 |  |  | Active |  | 99:99:99:99:99:99 |  | Equipment | PAAR:00-PVAR | 11/02/2019 |  | COOPER AMBULATORY OFF-SITES |  |  | Suite 102 - Procedure Side |  | JEANNE GREER
|  | MAC MEDICAL INC | SWC 72 | CABINET, WARMING, SINGLE COMPARTMENT | 122707-703 | COOPER DIGESTIVE HEALTH-ENDOSCOPY | 501 Fellowship Rd |  |  | 02/26/2008 |  | 2/26/23 |  |  | NO | YES |  |  |  |  | MAC MEDICAL INC 10347129 122707-703 |  |  | Active |  | 99:99:99:99:99:99 |  | Equipment | PAAR:00-PVAR | 11/01/2019 |  | COOPER AMBULATORY OFF-SITES |  |  | hall | WOT00000001160881 | JEANNE GREER | Repair | Closed | Kirk Lis | 07/11/2018 | 11/06/2018 | Motor is about to die | ANALYZED UNIT. TRACED PROBLEM TO DEFECTIVE FAN BEARINGS ordered part 7-11-18 REMOVED OLD FAN ASSEMBLY & INSTALLED NEW FAN. PERFORMED OVP UNIT OPERATING CORRECTLY | EXP0903221 | Labor | 07/11/2018 | 07/11/2018 | Kirk Lis
|  | FAXITRON | BIOVISION | CABINET, X-RAY SYSTEM |  | OPERATING ROOM - PAVILION | Pavilion |  |  | 02/01/2019 |  | 2/1/26 |  |  | NO | YES |  |  |  |  | FAXITRON 11239424 31001 |  |  | Active |  | CD:10:10:CE:D0:00 |  | Equipment | 1Y:00-MFG 2Y:00-MIN | 02/01/2019 | 02/01/2019 | COOPER UNIVERSITY HOSPITAL |  |  | operating room | WOT00000002108672 | DOMINIC VENDETTA | Performance Verification | Closed | Salvatore Bombara | 02/01/2019 | 02/01/2019 | CEID Record Completion for FAXITRON 11239424 31001 | PV Complete | EXP2223195 | Labor | 02/01/2019 | 02/01/2019 | Salvatore Bombara
|  | QUANTUM FITNESS CORP. |  | CABLE COLUMN |  | PHYSICAL THERAPY DEPARTMENT | 221 Victoria Street |  |  | 10/31/2019 |  |  |  |  | NO | YES |  |  |  |  | QUANTUM FITNESS CORP. 11221926 60036 |  |  | Active |  |  |  | Equipment | PAAR:00-PVAR | 10/31/2019 | 10/31/2019 | COOPER AMBULATORY OFF-SITES |  |  | Glassboro | WOT00000002753777 | COURTNEY BUDD | Performance Verification | Closed | Josh Harris | 10/31/2019 | 10/31/2019 | CEID Record Completion for QUANTUM FITNESS CORP. 11221926 60036 | Inventoried new unit. | EXP3064878 | Labor | 10/31/2019 | 10/31/2019 | Josh Harris
|  | MEYLAN | DT-205B | CALIBRATOR |  | BIOMEDICAL | Kelemen |  |  | 01/29/2019 |  |  |  |  | NO | YES |  |  |  |  | MEYLAN 30142152 45109007 |  |  | Active |  | 99:99:99:99:99:99 |  | Test Equipment | 1Y:00-MFG | 01/29/2019 | 01/29/2019 | COOPER UNIVERSITY HOSPITAL |  |  |  |  | Bonnie Aichroch |  |  |  | 01/29/2019 | 01/29/2019 |  |  |  |  | 01/29/2019 | 01/29/2019
|  | ARTEL | PCS-500 | CALIBRATOR, PIPETTE |  | LAB CHEMISTRY | Pavilion | Basement |  | 10/31/2019 |  | 10/31/24 |  |  | NO | YES |  |  |  |  | ARTEL 30244947 20154 |  |  | Active |  | 99:99:99:99:99:99 |  | Equipment | PAAR:00-PVAR | 10/31/2019 | 10/31/2019 | COOPER UNIVERSITY HOSPITAL |  |  | Performance Verification | WOT00000001551866 | Barbara Snyder | Performance Verification | Closed | Gene Amodei | 10/31/2019 | 10/31/2019 | CEID Record Completion for ARTEL 30244947 20154 | vpo, unit low voltage no pm required | EXP2325909 | Labor | 10/31/2019 | 10/31/2019 | Gene Amodei
|  | GIVEN IMAGING INC. | PILLCAM DR3 | CAMERA, MANOMETRY | DR30813950 | COOPER DIGESTIVE HEALTH-ENDOSCOPY | 501 Fellowship Rd |  |  | 11/28/2017 |  | 11/28/24 |  |  | NO | YES |  |  |  |  | GIVEN IMAGING INC. 10732197 DR30813950 |  |  | Active |  | 99:99:99:99:99:99 |  | Accessory | 1Y:00-MFG | 02/13/2019 | 02/01/2020 | COOPER AMBULATORY OFF-SITES |  |  |  | 0012589099 | JEANNE GREER | Performance Verification | Closed | Josh Harris | 12/28/2017 | 12/28/2017 | INCOMING INVENTORY | DEVICE INVENTORIED | 8F309545-6D1B-43B9-9B9A-B60154E2734F | Labor | 12/28/2017 | 12/28/2017 | Josh Harris
|  | GIVEN IMAGING INC. | PILLCAM DR3 | CAMERA, MANOMETRY | DR30811860 | COOPER DIGESTIVE HEALTH-ENDOSCOPY | 501 Fellowship Rd |  |  | 11/28/2017 |  | 11/28/24 |  |  | NO | YES |  |  |  |  | GIVEN IMAGING INC. 10732198 DR30811860 |  |  | Active |  | 99:99:99:99:99:99 |  | Accessory | 1Y:00-MFG | 02/13/2019 | 02/01/2020 | COOPER AMBULATORY OFF-SITES |  |  |  | 0012589106 | JEANNE GREER | Performance Verification | Closed | Josh Harris | 12/28/2017 | 12/28/2017 | INCOMING INVENTORY | DEVICE INVENTORIED | 8E5F533B-DC7B-496B-A68D-03C7E9E6996B | Labor | 12/28/2017 | 12/28/2017 | Josh Harris
|  | GIVEN IMAGING INC. | PILLCAM DR3 | CAMERA, MANOMETRY | DR30806436 |  | 501 Fellowship Rd | [7 empty] | NO | YES
|  | GIVEN IMAGING INC. | PILLCAM SB2 | CAMERA, MANOMETRY | MSMIL2031 | SPECIAL TEST | Kelemen |  |  | 10/16/2017 |  | 10/16/24 |  |  | NO | YES | Asset Tag 10769358 |  |  |  | GIVEN IMAGING INC. 10769358 MCZ1L1203 |  |  | Active |  | 99:99:99:99:99:99 |  | Equipment | 1Y:00-MFG | 01/16/2019 | 01/01/2020 | COOPER UNIVERSITY HOSPITAL |  |  |  | 0012403268 | AMY HANNAN | Performance Verification | Closed | Josh Harris | 11/14/2017 | 11/14/2017 | INCOMING INVENTORY | DEVICE INVENTORIED | 5886F7ED-BAD3-4AF7-B1E3-12E49F50435E | Labor | 11/14/2017 | 11/14/2017 | Josh Harris
|  | GIVEN IMAGING INC. | PILLCAM SB2 | CAMERA, MANOMETRY | P1D1L20022 | SPECIAL TEST | Kelemen |  |  | 10/16/2017 |  | 10/16/24 |  |  | NO | YES |  |  |  |  | GIVEN IMAGING INC. 10769356 P1D1L20022 |  |  | Active |  | 99:99:99:99:99:99 |  | Equipment | 1Y:00-MFG | 01/16/2019 | 01/01/2020 | COOPER UNIVERSITY HOSPITAL |  |  |  | 0012403274 | AMY HANNAN | Performance Verification | Closed | Josh Harris | 11/14/2017 | 11/14/2017 | INCOMING INVENTORY | DEVICE INVENTORIED | DAF09844-2A73-4199-88AE-536EB36A5626 | Labor | 11/14/2017 | 11/14/2017 | Josh Harris
|  | BOSTON SCIENTIFIC | SPYGLASS DS | CAMERA, SURGICAL |  | SPECIAL TEST | Kelemen |  |  | 10/31/2019 |  | 10/31/24 |  |  | NO | YES |  |  |  |  | BOSTON SCIENTIFIC 30144392 1521801039 |  |  | Active |  | 99:99:99:99:99:99 |  | Equipment | PAAR:00-PVAR | 10/31/2019 | 10/31/2019 | COOPER UNIVERSITY HOSPITAL |  |  |  |  | AMY HANNAN |  |  |  | 10/31/2019 | 10/31/2019 |  |  |  |  | 10/31/2019 | 10/31/2019
|  | NONIN MEDICAL,INC | RESPSENSE | CAPNOGRAPH |  | SPECIAL TEST | Pavilion |  |  | 09/17/2009 |  | 9/17/16 |  |  | NO | YES |  |  |  |  | NONIN MEDICAL,INC 10369050 1430 |  |  | Active |  | 99:99:99:99:99:99 |  | Alarm | PAAR:00-PVAR | 11/02/2019 |  | COOPER UNIVERSITY HOSPITAL |  |  | Anes work room | WOT00000000510735 | AMY HANNAN | Disposition | Closed | Gene Amodei | 02/08/2018 | 07/19/2019 | Bulk Disposition CNL
|  | NONIN MEDICAL,INC | RESPSENSE | CAPNOGRAPH |  | ANESTHESIOLOGY | Pavilion |  |  | 11/09/2011 |  | 11/9/18 |  |  | NO | YES |  |  |  |  | NONIN MEDICAL,INC 10368118 590000486 |  |  | Active |  | 99:99:99:99:99:99 |  | Alarm | PAAR:00-PVAR | 11/02/2019 |  | COOPER UNIVERSITY HOSPITAL |  |  | ANESTH WK RM | WOT00000002200751 | GIACINTA ROUPAS | Disposition | Closed | Salvatore Bombara | 02/14/2019 | 05/17/2019 | Bulk Disposition CNL
|  | NONIN MEDICAL,INC | RESPSENSE | CAPNOGRAPH |  | ANESTHESIOLOGY | Pavilion |  |  | 09/17/2009 |  | 9/17/16 |  |  | NO | YES |  |  |  |  | NONIN MEDICAL,INC 10368114 1429 |  |  | Active |  | 99:99:99:99:99:99 |  | Alarm | PAAR:00-PVAR | 11/02/2019 |  | COOPER UNIVERSITY HOSPITAL |  |  | anes storage | WOT00000002200744 | GIACINTA ROUPAS | Disposition | Closed | Salvatore Bombara | 02/14/2019 | 05/19/2019 | Bulk Disposition CNL
|  | NONIN MEDICAL,INC | RESPSENSE | CAPNOGRAPH |  | ANESTHESIOLOGY | Kelemen |  |  | 07/23/2009 |  | 7/23/16 |  |  | NO | YES |  |  |  |  | NONIN MEDICAL,INC 10356240 1350 |  |  | Active |  | 99:99:99:99:99:99 |  | Alarm | PAAR:00-PVAR | 11/02/2019 |  | COOPER UNIVERSITY HOSPITAL |  |  | Anes work room | WOT00000002202895 | GIACINTA ROUPAS | Disposition | Closed | Salvatore Bombara | 02/14/2019 | 05/17/2019 | Bulk Disposition CNL
|  | NONIN MEDICAL,INC | SENSMART | CAPNOGRAPH |  | PERFUSION | Pavilion |  |  | 10/12/2016 |  | 10/12/23 |  |  | NO | YES |  |  |  |  | NONIN MEDICAL,INC 10649861 501865184 |  |  | Active |  | 99:99:99:99:99:99 |  | Alarm | 1Y:00-MFG | 09/25/2019 | 09/01/2020 | COOPER UNIVERSITY HOSPITAL |  |  | SERVICE CONTRACT |  | Bonnie Aichroch
|  | MCKESSON INFORMATION SOLUTIONS | FAS 264-120-01 | CARDIO CONTROL UNIT | FA3154 | CARDIAC CATH LAB | Kelemen |  |  | 10/31/2019 |  |  |  |  | NO | YES |  |  |  |  | MCKESSON INFORMATION SOLUTIONS 11208102 FA3154 |  |  | Active |  | 99:99:99:99:99:99 |  | Equipment | PAAR:00-PVAR | 10/31/2019 | 10/31/2019 | COOPER UNIVERSITY HOSPITAL |  |  | CCL - Lab 2 | WOT00000001019141 | LINDA BEAN | Performance Verification | Closed | Zhan Kiselev | 10/31/2019 | 10/31/2019 | Performance Verification for MCKESSON INFORMATION SOLUTIONS 11208102 FA3154 | Initial Install of Performance Verification. Device is ready for patient use. |  |  | 10/31/2019 | 10/31/2019
|  | MCKESSON INFORMATION SOLUTIONS | FAS 264-120-01 | CARDIO CONTROL UNIT | FA3229 | CARDIAC CATH LAB | Kelemen |  |  | 10/31/2019 |  |  |  |  | NO | YES |  |  |  |  | MCKESSON INFORMATION SOLUTIONS 11187565 FA3229 |  |  | Active |  | 99:99:99:99:99:99 |  | Equipment | PAAR:00-PVAR | 10/31/2019 | 10/31/2019 | COOPER UNIVERSITY HOSPITAL |  |  | CCL - Lab 4 | WOT00000002665278 | LINDA BEAN | Performance Verification | Closed | Stephen Zubrzycki | 10/31/2019 | 10/31/2019 | Performance Verification for MCKESSON INFORMATION SOLUTIONS 11187565 FA3229 | Initial Install of Performance Verification. Device is ready for patient use. |  |  | 10/31/2019 | 10/31/2019
|  | GYNECARE INC. | THERMACHOICE II | CATHETER, BALLOON DILATION | R21811 | OPERATING ROOM - PAVILION | Kelemen |  |  | 09/10/2001 |  | 9/10/08 |  |  | NO | YES |  |  |  |  | GYNECARE INC. 10346675 R21811 |  |  | Active |  | 99:99:99:99:99:99 |  | High Risk | 6M:00-MFG | 08/22/2019 | 02/01/2020 | COOPER UNIVERSITY HOSPITAL |  |  | Kel OR STRORAGE |  | DOMINIC VENDETTA
|  | BOSTON SCIENTIFIC | ROTABLATOR | CATHETER, PERIPHERAL, ATHERECTOMY | RC401300 | CARDIAC CATH LAB | Kelemen |  |  | 04/04/2017 |  | 4/4/22 |  |  | NO | YES |  |  |  |  | BOSTON SCIENTIFIC 10649819 RC401300 |  |  | Active |  | 99:99:99:99:99:99 |  | High Risk | 6M:00-MFG | 05/30/2019 | 05/01/2020 | COOPER UNIVERSITY HOSPITAL |  |  | K432 Storage | 0011495651 | LINDA BEAN | Preventative Maintenance | Closed | Bonnie Aichroth | 04/19/2017 | 04/19/2017 | PERFORMANCE ASSURANCE AT INVENTORY | INVENTORIED DEVICE AND ENSURED DEVICE WAS FUNCTIONING PROPERLY. | ED74BB60-6399-4A4F-AC5B-33A5DB1B1F16 | Labor | 04/04/2017 | 04/04/2017 | Zhan Kiselev
|  | ABBOTT LABORATORIES | MICROFUGE 3531 | CENTRIFUGE |  | LAB CHEMISTRY | Pavilion | Basement |  | 01/01/1900 |  |  |  |  | NO | YES |  |  |  |  | ABBOTT LABORATORIES 10360268 218396 |  |  | Active |  | 99:99:99:99:99:99 |  | Equipment | 6M:00-MFG | 09/20/2019 | 03/01/2020 | COOPER UNIVERSITY HOSPITAL |  |  | CHEM LAB |  | Barbara Snyder
|  | BECTON DICKINSON BIOSCIENCES | SERO-FUGE 2001 | CENTRIFUGE | A542006 | LAB BLOOD BANK | Pavilion | Basement |  | 12/05/2016 |  | 12/5/23 |  |  | NO | YES |  |  |  |  | CLAY ADAMS 10649883 A542006 |  |  | Active |  | 99:99:99:99:99:99 |  | Equipment | 6M:00-MFG | 10/18/2019 | 04/01/2020 | COOPER UNIVERSITY HOSPITAL |  |  |  | 0011032409 | Barbara Bayne | Performance Verification | Closed | Gene Amodei | 01/06/2017 | 04/17/2017 | INCOMING INVENTORY | DEVICE INVENTORIED 1/6/2017 12:04:36 PM GRAMODEI MANUF RPM DISPLAYED RPM RECORDED RPM 3100 TO 3550 3490 3492 TIMER =/_ 1% SET READ 2 MIN 2 MIN 6 MINS 6 MINS 10 MINS 10 MINS AMBIENT Temp 22 DEG C 1/6/2017 1:10:16 PM GRAMODEI Wo to Email | 15498E63-2D79-4E47-8288-494114A49271 | Labor | 01/09/2017 | 01/09/2017 | Gene Amodei
|  | BECTON DICKINSON BIOSCIENCES | SERO-FUGE 2001 | CENTRIFUGE | A542026 | LAB BLOOD BANK | Pavilion | Basement |  | 12/05/2016 |  | 12/5/23 |  |  | NO | YES |  |  |  |  | CLAY ADAMS 10649882 A542026 |  |  | Active |  | 99:99:99:99:99:99 |  | Equipment | 6M:00-MFG | 10/18/2019 | 04/01/2020 | COOPER UNIVERSITY HOSPITAL |  |  |  | 0011032406 | Barbara Bayne | Performance Verification | Closed | Gene Amodei | 01/06/2017 | 04/14/2017 | INCOMING INVENTORY | DEVICE INVENTORIED 1/6/2017 11:40:30 AM GRAMODEI MANUF RPM DISPLAYED RPM RECORDED RPM 3100 TO 3550 3490 3491 TIMER =/_ 1% SET READ 2 MIN 2 MIN 6 MINS 6 MINS 10 MINS 10 MINS AMBIENT TEPM 22 DEG C 1/6/2017 1:06:36 PM BGAICHROTH e-mailed work order to department | 1E21055D-F812-4B7C-8D8B-2BE8D6509B99 | Labor | 01/06/2017 | 01/06/2017 | Bonnie Aichroth
|  | BECTON DICKINSON BIOSCIENCES | SERO-FUGE 2001 | CENTRIFUGE | A542007 | LAB BLOOD BANK | Pavilion | Basement |  | 12/05/2016 |  | 12/5/23 |  |  | NO | YES |  |  |  |  | CLAY ADAMS 10649881 A542007 |  |  | Active |  | 99:99:99:99:99:99 |  | Equipment | 6M:00-MFG | 10/18/2019 | 04/01/2020 | COOPER UNIVERSITY HOSPITAL |  |  | po41 | 0011032398 | Barbara Bayne | Performance Verification | Closed | Gene Amodei | 01/06/2017 | 01/06/2017 | INCOMING INVENTORY | DEVICE INVENTORIED 1/6/2017 11:38:59 AM GRAMODEI Manuf Rpm Displayed Rpm Recorded Rpm 3100 to 3550 3490 3488 Timer =/_ 1% SET Read 2 min 2 min 6 mins 6 mins 10 mins 10 mins Ambient tepm 22 deg c | C0E1B34B-D289-4915-AAEF-F05FE4EBC5C5 | Labor | 01/06/2017 | 01/06/2017 | Bonnie Aichroth
|  | BECTON DICKINSON BIOSCIENCES | SERO-FUGE 2001 | CENTRIFUGE |  | LAB BLOOD BANK | Pavilion | BASEMENT |  | 09/15/2015 |  | 9/15/22 |  |  | NO | YES |  |  |  |  | BECTON DICKINSON BIOSCIENCES 10367929 4050054 |  |  | Active |  | 99:99:99:99:99:99 |  | Equipment | 6M:00-MFG | 10/18/2019 | 04/01/2020 | COOPER UNIVERSITY HOSPITAL |  |  | BLOOD BANK |  | Barbara Bayne
|  | BECTON DICKINSON BIOSCIENCES | SERO-FUGE 2001 | CENTRIFUGE |  |  | Pavilion | Basement | [6 empty] | NO | YES
|  | BECTON DICKINSON BIOSCIENCES | SERO-FUGE 2001 | CENTRIFUGE |  | LAB BLOOD BANK | Pavilion | Basement |  | 09/15/2015 |  | 9/15/22 |  |  | NO | YES |  |  |  |  | BECTON DICKINSON BIOSCIENCES 10367928 4180002 |  |  | Active |  | 99:99:99:99:99:99 |  | Equipment | 6M:00-MFG | 10/18/2019 | 04/01/2020 | COOPER UNIVERSITY HOSPITAL |  |  | BLOOD BANK |  | Barbara Bayne
|  | CLAY ADAMS | SERO-FUGE 2002 | CENTRIFUGE |  | COOPER CENTER FOR SPECIAL DIAGNOSTICS | 401 Haddon Ave |  |  | 01/01/1900 |  |  |  |  | NO | YES |  |  |  |  | CLAY ADAMS 10365665 3130050 |  |  | Active |  | 99:99:99:99:99:99 |  | Equipment | 6M:00-MFG | 06/18/2019 | 12/01/2019 | COOPER AMBULATORY OFF-SITES |  |  | E+R - Main Lab |  | DR. BARNOWSKY
|  | CLAY ADAMS | SEROFUGE II | CENTRIFUGE |  | COOPER CENTER FOR SPECIAL DIAGNOSTICS | 401 Haddon Ave |  |  | 01/01/1900 |  |  |  |  | NO | YES |  |  |  |  | CLAY ADAMS 10365667 188070 |  |  | Active |  | 99:99:99:99:99:99 |  | Equipment | 6M:00-MFG | 06/18/2019 | 12/01/2019 | COOPER AMBULATORY OFF-SITES |  |  | E+R - Main Lab |  | DR. BARNOWSKY
|  | DAMON/IEC DIVISION | CENTRA 4B | CENTRIFUGE |  | LAB HEMATOLOGY | Pavilion | BASEMENT |  | 01/01/1900 |  |  |  |  | NO | YES |  |  |  |  | DAMON/IEC DIVISION 10360303 341113171 |  |  | Active |  | 99:99:99:99:99:99 |  | Equipment | 6M:00-MFG | 09/12/2019 | 03/01/2020 | COOPER UNIVERSITY HOSPITAL |  |  | CHEMISTRY |  | DALE MORRONE
|  | DLAB | D1008 | CENTRIFUGE | HG175AC0000578 | COOPER CENTER FOR SPECIAL DIAGNOSTICS | 401 Haddon Ave |  |  | 06/19/2019 |  |  |  |  | NO | YES |  |  |  |  | DLAB 11187580 HG175AC0000578 |  |  | Active |  |  |  | Equipment | 6M:00-MFG | 06/19/2019 | 06/19/2019 | COOPER AMBULATORY OFF-SITES |  |  | Performance Verification | WOT00000002952748 | DR. BARNOWSKY | Performance Verification | Closed | Josh Harris | 06/19/2019 | 06/19/2019 | Performance Verification for UNMATCHED 11187580 HG175AC0000578 | Initial Install of Performance Verification. Device is ready for patient use. |  |  | 06/19/2019 | 06/19/2019
|  | EMBI | EP-4100 | CENTRIFUGE |  | COOPER CENTER FOR SPECIAL DIAGNOSTICS | 401 Haddon Ave |  |  | 06/19/2019 |  |  |  |  | NO | YES |  |  |  |  | EMBI 30438027 1603080 |  |  | Active |  |  |  | Equipment | 6M:00-MFG | 06/19/2019 | 06/19/2019 | COOPER AMBULATORY OFF-SITES |  |  | Performance Verification | WOT00000002952516 | DR. BARNOWSKY | Performance Verification | Closed | Josh Harris | 06/19/2019 | 06/19/2019 | Performance Verification for UNMATCHED 30438027 1603080 | Initial Install of Performance Verification. Device is ready for patient use. |  |  | 06/19/2019 | 06/19/2019
|  | EPPENDORF |  | CENTRIFUGE | 5418XJ210559 | COOPER CENTER FOR SPECIAL DIAGNOSTICS | 401 Haddon Ave |  |  | 08/07/2008 |  | 8/7/15 |  |  | NO | YES |  |  |  |  | EPPENDORF 10365695 5418XJ210559 |  |  | Active |  | 99:99:99:99:99:99 |  | Equipment | 6M:00-MFG | 06/18/2019 | 12/01/2019 | COOPER AMBULATORY OFF-SITES |  |  | E+R - Main Lab |  | DR. BARNOWSKY
|  | EPPENDORF |  | CENTRIFUGE |  | COOPER CENTER FOR SPECIAL DIAGNOSTICS | 401 Haddon Ave |  |  | 08/18/2009 |  | 8/18/16 |  |  | NO | YES |  |  |  |  | EPPENDORF 10365647 613200897 |  |  | Disposition |  |  |  | Equipment | 6M:00-MFG | 12/14/2015 | 12/01/2019 | COOPER AMBULATORY OFF-SITES |  |  | SPECIAL DIAGNOSTICS |  | DR. BARNOWSKY
|  | EPPENDORF |  | CENTRIFUGE | 5427XQ108022 | COOPER CENTER FOR SPECIAL DIAGNOSTICS | 401 Haddon Ave |  |  | 06/10/2004 |  | 6/10/11 |  |  | NO | YES |  |  |  |  | EPPENDORF 10365635 5427XQ108022 |  |  | Active |  |  |  | Equipment | 6M:00-MFG 3Y:00-RPLC 7Y:00-MIN | 06/19/2019 | 12/01/2019 | COOPER AMBULATORY OFF-SITES |  |  | E+R - Post PCR |  | DR. BARNOWSKY
|  | EPPENDORF |  | CENTRIFUGE | 5452HG700381 | LAB MICROBIOLOGY | Pavilion | Basement |  | 03/28/2019 |  | 3/28/26 |  |  | NO | YES |  |  |  |  | EPPENDORF 11207635 5452HG700381 |  |  | Active |  |  |  | Equipment | 1Y:00-MFG 3Y:00-RPLC 7Y:00-MIN | 03/28/2019 | 03/28/2019 | COOPER UNIVERSITY HOSPITAL |  |  | Performance Verification | WOT00000002415044 | COURTNEY BARRY | Performance Verification | Closed | Josh Harris | 03/28/2019 | 03/28/2019 | CEID Record Completion for EPPENDORF 11207635 5452HG700381 | Inventoried unit. | EXP3389667 | Labor | 03/28/2019 | 03/28/2019 | Josh Harris
|  | EPPENDORF |  | CENTRIFUGE | 5702YN320977 | LAB HEMATOLOGY | Pavilion | Basement |  | 12/10/2009 |  | 12/10/16 |  |  | NO | YES |  |  |  |  | EPPENDORF 10367681 5702YN320977 |  |  | Active |  | 99:99:99:99:99:99 |  | Equipment | 6M:00-MFG | 09/20/2019 | 03/01/2020 | COOPER UNIVERSITY HOSPITAL |  |  | HEMATOLOGY |  | DALE MORRONE
|  | EPPENDORF |  | CENTRIFUGE | 5703DG212832 | 3 COOPER-COOPER RESEARCH INSTITUTE | 3 Cooper |  |  | 05/30/2014 |  | 5/30/21 |  |  | NO | YES |  |  |  |  | EPPENDORF 10346754 5703DG212832 |  |  | Active |  | 99:99:99:99:99:99 |  | Equipment | 6M:00-MFG | 05/31/2019 | 05/01/2020 | COOPER AMBULATORY OFF-SITES |  |  | Suite 410 - Justin Frisby's Office |  | CHRISTINE RICKETTE
|  | EPPENDORF | MINISPIN PLUS | CENTRIFUGE | 5453ZL355730 | LAB BLOOD BANK | Pavilion | Basement |  | 10/21/2009 |  | 10/21/16 |  |  | NO | YES |  |  |  |  | EPPENDORF 10367908 5453ZL355730 |  |  | Active |  | 99:99:99:99:99:99 |  | Equipment | 6M:00-MFG | 10/18/2019 | 04/01/2020 | COOPER UNIVERSITY HOSPITAL |  |  | BLOOD BANK |  | Barbara Bayne
|  | EPPENDORF | MINISPIN PLUS | CENTRIFUGE | 5453ZL255726 | LAB BLOOD BANK | Pavilion | Basement |  | 10/18/2019 |  | 10/18/26 |  |  | NO | YES |  |  |  |  | EPPENDORF 30142093 5453ZL255726 |  |  | Active |  | 99:99:99:99:99:99 |  | Equipment | 6M:00-MFG | 10/18/2019 | 10/18/2019 | COOPER UNIVERSITY HOSPITAL |  |  | BLOOD BANK |  | Barbara Bayne |  |  |  | 10/18/2019 | 10/18/2019 |  |  |  |  | 10/18/2019 | 10/18/2019
|  | HAMILTON BELL COMPANY | VANGUARD V6500 | CENTRIFUGE |  | 3 COOPER-COOPER RESEARCH INSTITUTE | 3 Cooper |  |  | 05/21/2008 |  | 5/21/15 |  |  | NO | YES |  |  |  |  | HAMILTON BELL COMPANY 10769370 170673 |  |  | Active |  | 99:99:99:99:99:99 |  | Equipment | 6M:00-MFG | 05/31/2019 | 05/01/2020 | COOPER AMBULATORY OFF-SITES |  |  | Suite 1102B - Lab [3400] |  | CHRISTINE RICKETTE
|  | HAMILTON BELL COMPANY | VANGUARD V6500 | CENTRIFUGE |  | THOROFARE-INTERNAL MEDICINE | 196 Grove Ave |  |  | 01/01/1900 |  |  |  |  | NO | YES |  |  |  |  | HAMILTON BELL COMPANY 10366821 41864 |  |  | Active |  | 99:99:99:99:99:99 |  | Equipment | 6M:00-MFG | 07/26/2019 | 01/01/2020 | COOPER AMBULATORY OFF-SITES |  |  | exam 4 |  | Cheryl Peck
|  | HAMILTON BELL COMPANY | VANGUARD V6500 | CENTRIFUGE |  | MAPLE SHADE-FAMILY MEDICINE | 111 E Main St |  |  | 01/01/1900 |  |  |  |  | NO | YES |  |  |  |  | HAMILTON BELL COMPANY 10366176 35866 |  |  | Active |  | 99:99:99:99:99:99 |  | Equipment | 6M:00-MFG | 09/05/2019 | 03/01/2020 | COOPER AMBULATORY OFF-SITES |  |  | LAB |  | ANDREA GRAHAM
|  | HAMILTON BELL COMPANY | VANGUARD V6500 | CENTRIFUGE |  | KINGS HIGHWAY-LAB | 1103 N Kings Hwy |  |  | 01/01/1900 |  |  |  |  | NO | YES |  |  |  |  | SMITHKLINE BEECHAM 10366069 6455 |  |  | Active |  | 99:99:99:99:99:99 |  | Equipment | 6M:00-MFG | 10/14/2019 | 04/01/2020 | COOPER AMBULATORY OFF-SITES |  |  | 1103 N Kings Hwy - LAB |  | ANN MAIER
|  | HAMILTON BELL COMPANY | VANGUARD V6500 | CENTRIFUGE |  | COOPER CANCER CENTER-COOPER DAY-CHEMO | MD Anderson Cancer Center |  |  | 07/19/2013 |  | 7/19/20 |  |  | NO | YES |  |  |  |  | HAMILTON BELL COMPANY 10347567 184711 |  |  | Active |  | 99:99:99:99:99:99 |  | Equipment | 6M:00-MFG | 09/25/2019 | 03/01/2020 | COOPER AMBULATORY OFF-SITES |  |  | ROOM C3051 |  | Bonnie Aichroch
|  | HAMILTON BELL COMPANY | VANGUARD V6500 | CENTRIFUGE |  | 3 COOPER-MULTISPECIALTY CENTER | 3 Cooper |  |  | 12/02/2013 |  | 12/2/20 |  |  | NO | YES |  |  |  |  | HAMILTON BELL COMPANY 10345603 184648 |  |  | Active |  | 99:99:99:99:99:99 |  | Equipment | 6M:00-MFG | 11/01/2019 | 05/01/2020 | COOPER AMBULATORY OFF-SITES |  |  | Suite 104 - Soiled 173 [3400] |  | MARGIE OUTLER
|  | HAMILTON BELL COMPANY | VANGUARD V6500 | CENTRIFUGE |  | MARLTON-DERMATOLOGY | 10000 Sagamore Dr |  |  | 05/10/2019 |  | 5/10/26 |  |  | NO | YES |  |  |  |  | HAMILTON BELL COMPANY 30142543 163043 |  |  | Active |  | 99:99:99:99:99:99 |  | Equipment | 6M:00-MFG | 05/10/2019 | 05/10/2019 | COOPER AMBULATORY OFF-SITES |  |  | LAB AREA |  | MICHELE CANALE |  |  |  | 05/10/2019 | 05/10/2019 |  |  |  |  | 05/10/2019 | 05/10/2019
|  | HAMILTON BELL COMPANY | VANGUARD V6500 | CENTRIFUGE |  | VOORHEES SURGERY CENTER-HEM/ONC | 900 Centennial Blvd | Suite M |  | 01/01/1900 |  |  |  |  | NO | YES |  |  |  |  | SMITHKLINE BEECHAM 10344775 49758 |  |  | Active |  | 99:99:99:99:99:99 |  | Equipment | 6M:00-MFG | 10/10/2019 | 04/01/2020 | COOPER AMBULATORY OFF-SITES |  |  | Suite M - Lab |  | MEGAN MCCAFFERTY
|  | HARVEST TECHNOLOGIES | SMARTPREP 2 | CENTRIFUGE | SMP2-5664 | PERFUSION | Kelemen |  |  | 09/26/2019 |  | 9/26/26 |  |  | NO | YES |  |  |  |  | HARVEST TECHNOLOGIES 11239353 SMP2-5664 |  |  | Active |  | 99:99:99:99:99:99 |  | High Risk | 6M:00-MFG | 09/26/2019 | 09/26/2019 | COOPER UNIVERSITY HOSPITAL |  |  | Perfusion Kel OR | WOT00000001156442 | Bonnie Aichroch | Performance Verification | Closed | Salvatore Bombara | 09/26/2019 | 09/26/2019 | Performance Verification for HARVEST TECHNOLOGIES 11239353 SMP2-5664 | Initial Install of Performance Verification. Device is ready for patient use. |  |  | 09/26/2019 | 09/26/2019
|  | HARVEST TECHNOLOGIES | SMARTPREP 2 | CENTRIFUGE | SMP2-6874 | PERFUSION | Kelemen |  |  | 12/23/2015 |  | 12/23/22 |  |  | NO | YES |  |  |  |  | HARVEST TECHNOLOGIES 10480321 SMP2-6874 |  |  | Active |  | 99:99:99:99:99:99 |  | High Risk | 6M:00-MFG | 08/29/2019 | 02/01/2020 | COOPER UNIVERSITY HOSPITAL |  |  | Kel OR Store Rm |  | Bonnie Aichroch
|  | HERMLE | Z300 | CENTRIFUGE |  | KINGS HIGHWAY-LAB | 1103 N Kings Hwy |  |  | 09/27/2007 |  |  |  |  | NO | YES |  |  |  |  | HERMLE 10366070 061164 |  |  | Active |  | 99:99:99:99:99:99 |  | Equipment | 6M:00-MFG | 10/14/2019 | 04/01/2020 | COOPER AMBULATORY OFF-SITES |  |  | 1103 N Kings Hwy - Lab |  | ANN MAIER
|  | HERMLE | Z300 | CENTRIFUGE |  | VOORHEES SURGERY CENTER-RADIATION/ONC | 901 Centennial Blvd | Buliding 1 |  | 10/30/2007 |  |  |  |  | NO | YES |  |  |  |  | HERMLE 10344954 061228 |  |  | Active |  | 99:99:99:99:99:99 |  | Equipment | 6M:00-MFG | 10/29/2019 | 04/01/2020 | COOPER AMBULATORY OFF-SITES |  |  | BUILDING 2 LAB STE 204 |  | COLLEEN TEGELER
|  | HETTICH | EBA 20 C | CENTRIFUGE | 0000428-03-00 |  | Pavilion |  |  | 06/19/2012 |  | 6/19/19 |  |  | NO | YES |  |  |  |  | HETTICH 10769584 0000428-03-00 |  |  | Active |  | 99:99:99:99:99:99 |  | Equipment | 6M:00-MFG | 08/27/2019 | 02/01/2020 | COOPER UNIVERSITY HOSPITAL |  |  | P OR STORAGE |  | DOMINIC VENDETTA
|  | HETTICH | EBA 20 C | CENTRIFUGE | 0000523-03-00 |  | Pavilion |  |  | 06/19/2012 |  | 6/19/19 |  |  | NO | YES |  |  |  |  | HETTICH 10769585 0000523-03-00 |  |  | Active |  | 99:99:99:99:99:99 |  | Equipment | 6M:00-MFG | 08/27/2019 | 02/01/2020 | COOPER UNIVERSITY HOSPITAL |  |  | P OR STORAGE |  | DOMINIC VENDETTA
|  | HETTICH | EBA 20 C | CENTRIFUGE | 0001510-04-00 | OR - KELEMEN 3 | Pavilion |  |  | 01/01/1900 |  |  |  |  | NO | YES |  |  |  |  | HETTICH 10769583 0001510-04-00 |  |  | Active | 10769583, 10769584 | 99:99:99:99:99:99 |  | Equipment | 6M:00-MFG | 08/27/2019 | 02/01/2020 | COOPER UNIVERSITY HOSPITAL |  |  | Pav OR STORAGE RM |  | DOMINIC VENDETTA
|  | HETTICH | EBA 20 C | CENTRIFUGE | 0001628-04-00 | OR - KELEMEN 3 | Pavilion |  |  | 01/01/1900 |  |  |  |  | NO | YES |  |  |  |  | HETTICH 10769582 0001628-04-00 |  |  | Active |  | 99:99:99:99:99:99 |  | Equipment | 6M:00-MFG | 08/27/2019 | 02/01/2020 | COOPER UNIVERSITY HOSPITAL |  |  | P OR STORAGE |  | DOMINIC VENDETTA
|  | HETTICH | EBA 200 | CENTRIFUGE |  | LAB HEMATOLOGY | Pavilion | Basement |  | 06/13/2017 |  | 6/13/24 |  |  | NO | YES |  |  |  |  | HETTICH 10769351 000116602 |  |  | Active |  | 99:99:99:99:99:99 |  | Equipment | 6M:00-MFG | 09/13/2019 | 03/01/2020 | COOPER UNIVERSITY HOSPITAL |  |  |  | 0011758695 | DALE MORRONE | Performance Verification | Closed | Gene Amodei | 06/13/2017 | 11/01/2017 | INCOMING INVENTORY | DEVICE INVENTORIED 10/26/2017 9:04:21 AM GRAMODEI unit shipped with wron rotor and had to be replaced 11/1/2017 9:54:17 AM GRAMODEI unit rotor could not be replaced the centrifuge needed to be replaced, it waas replacwed with CEID10732348 | 0B5591B4-05F5-4833-B93D-AFBE7882B18E | Labor | 11/01/2017 | 11/01/2017 | Gene Amodei
|  | HETTICH | EBA 200 | CENTRIFUGE | 0000926-02 | 1030 KINGS HIGHWAY-MEDICINE | 1030 Kings Highway |  |  | 07/20/2016 |  | 7/20/23 |  |  | NO | YES |  |  |  |  | HETTICH 10505089 0000926-02 |  |  | Active |  | 99:99:99:99:99:99 |  | Equipment | 6M:00-MFG | 05/07/2019 | 05/01/2020 | COOPER AMBULATORY OFF-SITES |  |  | 1030 KINGS HIGHWAY |  | Bonnie Aichroch
|  | HETTICH | EBA 280 | CENTRIFUGE | 000118-03 | LAB HEMATOLOGY | Pavilion | Basement |  | 09/29/2017 |  | 9/29/24 |  |  | NO | YES |  |  |  |  | HETTICH 10732348 000118-03 |  |  | Active |  | 99:99:99:99:99:99 |  | Equipment | 6M:00-MFG | 09/12/2019 | 03/01/2020 | COOPER UNIVERSITY HOSPITAL |  |  |  | 0012190318 | DALE MORRONE | Repair | Closed | Gene Amodei | 09/26/2017 | 10/27/2017 | CENTRIFUGE - NEW, NEEDS CHECKED AND TAGGED - LAB | 9/29/2017 4:12:36 PM GRAMODEI inventoried unit, performed ESI, 10/9/2017 11:16:16 AM GRAMODEI unit delivered with wrong rotor, awaiting correct,one.09/29/17 received correct rotor10/3/17, programmed 2800 @ 5 min, this protocal did not work for study used, and has been changed to 5000@ 5 mins 10/19/2017 8:49:21 AM GRAMODEI unit CEID nt yet in system 10732348 | 24804388-6417-4B6E-9595-2AD76805E1FE | Labor | 10/03/2017 | 10/03/2017 | Gene Amodei
|  | HETTICH | MIKRO 22 | CENTRIFUGE | 0003527-06-00 | LAB MICROBIOLOGY | Kelemen |  |  | 02/02/2009 |  | 2/2/16 |  |  | NO | YES |  |  |  |  | HETTICH 10367978 0003527-06-00 |  |  | Disposition |  | 99:99:99:99:99:99 |  | Equipment | 6M:00-MFG | 10/01/2019 | 04/01/2020 | COOPER UNIVERSITY HOSPITAL |  |  | BASEMENT |  | COURTNEY BARRY
|  | HETTICH | ROTINA 38 | CENTRIFUGE | 0000409-01-00 | LAB CHEMISTRY | Pavilion | BASEMENT |  | 10/07/2008 |  | 10/7/15 |  |  | NO | YES |  |  |  |  | HETTICH 10360304 0000409-01-00 |  |  | Active |  | 99:99:99:99:99:99 |  | Equipment | 6M:00-MFG | 08/22/2019 | 02/01/2020 | COOPER UNIVERSITY HOSPITAL |  |  | BASEMENT |  | Barbara Snyder
|  | HETTICH | ROTINA 420 | CENTRIFUGE |  | LAB CYTOLOGY | Kelemen | BASEMENT |  | 11/24/2008 |  | 11/24/15 |  |  | NO | YES |  |  |  |  | HETTICH 10368036 0000191 |  |  | Active |  | 99:99:99:99:99:99 |  | Equipment | 6M:00-MFG | 09/20/2019 | 03/01/2020 | COOPER UNIVERSITY HOSPITAL |  |  | CYTOLOGY |  | DALE MORRONE
|  | IRIS SAMPLE PROCESSING | STATSPIN EXPRESS 2 | CENTRIFUGE | 11502M50109862 | LAB CHEMISTRY | Pavilion | Basement |  | 08/22/2019 |  | 8/22/26 |  |  | NO | YES |  |  |  |  | IRIS SAMPLE PROCESSING 11239258 11502M50109862 |  |  | Active |  | 99:99:99:99:99:99 |  | Equipment | 3M:00-MFG | 08/22/2019 | 08/22/2019 | COOPER UNIVERSITY HOSPITAL |  |  | CHEM LAB |  | Barbara Snyder |  |  |  | 08/22/2019 | 08/22/2019 |  |  |  |  | 08/22/2019 | 08/22/2019
|  | LAB CORP OF AMERICA | HORIZON MINI E | CENTRIFUGE | 151213AV197 | LAB HEMATOLOGY | Pavilion | BASEMENT |  | 10/01/2019 |  | 10/1/26 |  |  | NO | YES |  |  |  |  | LAB CORP OF AMERICA 11207705 151213AV197 |  |  | Active |  |  |  | Equipment | 3M:00-MFG | 10/01/2019 | 10/01/2019 | COOPER UNIVERSITY HOSPITAL |  |  |  | WOT00000003956141 | DALE MORRONE | Performance Verification | Completed | Gene Amodei | 10/01/2019 | 10/01/2019 | Performance Verification for LAB CORP OF AMERICA 11207705 151213AV197 | Initial Install of Performance Verification. Device is ready for patient use. |  |  | 10/01/2019 | 10/01/2019
|  | LAB CORP OF AMERICA | HORIZON MINI E | CENTRIFUGE | 180213CX523 | 3 COOPER-EARLY INTERVENTION PROGRAM | 3 Cooper |  |  | 11/12/2019 |  | 11/12/26 |  |  | NO | YES |  |  |  |  | LAB CORP OF AMERICA 11187701 180213CX523 |  |  | Active |  |  |  | Equipment | 3M:00-MFG | 11/12/2019 | 11/12/2019 | COOPER AMBULATORY OFF-SITES |  |  | Suite 513 - Lab [3380] | WOT00000004305759 | Sue Cooper | Performance Verification | Completed | Stephen Zubrzycki | 11/12/2019 | 11/12/2019 | Performance Verification for LAB CORP OF AMERICA 11187701 180213CX523 | Initial Install of Performance Verification. Device is ready for patient use. |  |  | 11/12/2019 | 11/12/2019
|  | LAB CORP OF AMERICA | HORIZON MINI E | CENTRIFUGE | 130714-857 | 3 COOPER-PREADMISSION TESTING | 3 Cooper |  |  | 11/20/2019 |  | 11/20/26 |  |  | NO | YES |  |  |  |  | LAB CORP OF AMERICA 11187703 130714-857 |  |  | Active |  |  |  | Equipment | 3M:00-MFG | 11/20/2019 | 11/20/2019 | COOPER AMBULATORY OFF-SITES |  |  | Suite 116 - Outpatient Lab [3380] | WOT00000004352843 | Karen Capone | Performance Verification | Completed | Stephen Zubrzycki | 11/20/2019 | 11/20/2019 | Performance Verification for LAB CORP OF AMERICA 11187703 NOT KNOWN | Initial Install of Performance Verification. Device is ready for patient use. |  |  | 11/20/2019 | 11/20/2019
|  | LAB CORP OF AMERICA | HORIZON MINI E | CENTRIFUGE | 520406-942 | 3 COOPER-EARLY INTERVENTION PROGRAM | 3 Cooper |  |  | 11/01/2019 |  | 11/1/26 |  |  | NO | YES |  |  |  |  | QUEST 11187534 520406-942 |  |  | Active |  | 99:99:99:99:99:99 |  | Equipment | 6M:00-MFG 2Y:00-RPLC | 11/01/2019 | 11/01/2019 | COOPER AMBULATORY OFF-SITES |  |  | SUITE 513 - LAB [3380] |  | Sue Cooper |  |  |  | 11/01/2019 | 11/01/2019 |  |  |  |  | 11/01/2019 | 11/01/2019
|  | LAB CORP OF AMERICA | HORIZON MINI E | CENTRIFUGE | 180613D6221 | 3 COOPER - MEDICINE DEPARTMENT | 3 Cooper |  |  | 11/01/2019 |  | 11/1/26 |  |  | NO | YES |  |  |  |  | LAB CORP OF AMERICA 11187520 180613D6221 |  |  | Active |  |  |  | Equipment | 6M:00-MFG | 11/01/2019 | 11/01/2019 | COOPER AMBULATORY OFF-SITES |  |  | Suite 215 - Nurses Station [3380] | WOT00000002115161 | NANCY LOUIS | Performance Verification | Closed | Stephen Zubrzycki | 11/01/2019 | 11/01/2019 | Performance Verification for LAB CORP OF AMERICA 11187520 180613D6221 | Initial Install of Performance Verification. Device is ready for patient use. |  |  | 11/01/2019 | 11/01/2019
|  | LAB CORP OF AMERICA | HORIZON MINI E | CENTRIFUGE | 180213cx661 | LAB HEMATOLOGY | Pavilion | BASEMENT |  | 12/18/2018 |  | 12/18/25 |  |  | NO | YES |  |  |  |  | LAB CORP OF AMERICA 10752535 180213cx661 |  |  | Active |  | 99:99:99:99:99:99 |  | Equipment | 6M:00-MFG | 09/28/2019 | 03/01/2020 | COOPER UNIVERSITY HOSPITAL |  |  | Performance Verification | WOT00000001844001 | DALE MORRONE | Performance Verification | Closed | Gene Amodei | 12/18/2018 | 06/29/2019 | Performance Verification for LAB CORP OF AMERICA 10752535 180213cx661 | Initial Install of Performance Verification. Device is ready for patient use.
|  | LAB CORP OF AMERICA | HORIZON MINI E | CENTRIFUGE | 131013-2055 | DIALYSIS PROCEDURE CENTER | Kelemen |  |  | 01/01/1900 |  |  |  |  | NO | YES |  |  |  |  | LAB CORP OF AMERICA 10367530 131013-2055 |  |  | Active |  | 99:99:99:99:99:99 |  | Equipment | 6M:00-MFG | 05/30/2019 | 05/01/2020 | COOPER UNIVERSITY HOSPITAL |  |  | DIALYSIS 519 |  | GERRY DNUNZIO
|  | LAB CORP OF AMERICA | HORIZON MINI E | CENTRIFUGE | 520610-1259 | WILLINGBORO COOPER UNIVERSITY PHYSICIANS | 651 John F Kennedy Way |  |  | 08/18/2010 |  | 8/18/17 |  |  | NO | YES |  |  |  |  | QUEST 10367079 520610-1259 |  |  | Active |  | 99:99:99:99:99:99 |  | Equipment | 6M:00-MFG 2Y:00-RPLC | 09/20/2019 | 03/01/2020 | COOPER AMBULATORY OFF-SITES |  |  | SPECIALITIES NURSES STAT |  | PATTY LEWIS
|  | LABNET | C1301LP-ISC | CENTRIFUGE |  | COOPER CENTER FOR SPECIAL DIAGNOSTICS | 401 Haddon Ave |  |  | 06/29/2010 |  |  |  |  | NO | YES |  |  |  |  | LABNET 10365649 09100495 |  |  | Active |  | 99:99:99:99:99:99 |  | Equipment | 6M:00-MFG | 06/18/2019 | 12/01/2019 | COOPER AMBULATORY OFF-SITES |  |  | SPECIAL DIAGNOSTICS |  | DR. BARNOWSKY
|  | LABNET | C1301LP-ISC | CENTRIFUGE |  | COOPER CENTER FOR SPECIAL DIAGNOSTICS | 401 Haddon Ave |  |  | 06/28/2010 |  |  |  |  | NO | YES |  |  |  |  | LABNET 10365641 09100502 |  |  | Active |  | 99:99:99:99:99:99 |  | Equipment | 6M:00-MFG | 06/18/2019 | 12/01/2019 | COOPER AMBULATORY OFF-SITES |  |  | SPECIAL DIAGNOSTICS |  | DR. BARNOWSKY
|  | LABNET | SPECTRAFUGE | CENTRIFUGE |  | COOPER CENTER FOR SPECIAL DIAGNOSTICS | 401 Haddon Ave |  |  | 06/28/2010 |  |  |  |  | NO | YES |  |  |  |  | LABNET 10347748 09030756 |  |  | Active |  | 99:99:99:99:99:99 |  | Equipment | 6M:00-MFG | 06/18/2019 | 12/01/2019 | COOPER AMBULATORY OFF-SITES |  |  | SPECIAL DIAGNOSTICS |  | DR. BARNOWSKY
|  | LABNET | Z100A | CENTRIFUGE |  | VOORHEES INTERNAL MEDICINE | 901 Centennial Blvd | Building 2 |  | 10/31/2019 |  |  |  |  | NO | YES |  |  |  |  | LABNET 11187531 000018192038 |  |  | Active |  | 99:99:99:99:99:99 |  | Equipment | PAAR:00-PVAR | 10/31/2019 | 10/31/2019 | COOPER AMBULATORY OFF-SITES |  |  | Suite 202 - Lab | WOT00000001734424 | JENNY BETLER | Performance Verification | Closed | Stephen Zubrzycki | 10/31/2019 | 10/31/2019 | Performance Verification for LABNET 11187531 000018192038 | Initial Install of Performance Verification. Device is ready for patient use. |  |  | 10/31/2019 | 10/31/2019
|  | LEICA BIOSYSTEMS | STATSPIN THERMOBRITE | CENTRIFUGE | 808S50001460 | COOPER CENTER FOR SPECIAL DIAGNOSTICS | 401 Haddon Ave |  |  | 01/01/1900 |  |  |  |  | NO | YES |  |  |  |  | LEICA BIOSYSTEMS 10365697 808S50001460 |  |  | Active |  | 99:99:99:99:99:99 |  | Equipment | 1Y:00-MFG | 06/14/2019 | 06/01/2020 | COOPER AMBULATORY OFF-SITES |  |  | E+R - Main Lab |  | DR. BARNOWSKY
|  | LEICA BIOSYSTEMS | STATSPIN THERMOBRITE | CENTRIFUGE | 808s50001465 | COOPER CENTER FOR SPECIAL DIAGNOSTICS | 401 Haddon Ave |  |  | 01/01/1900 |  |  |  |  | NO | YES |  |  |  |  | LEICA BIOSYSTEMS 10365696 808s50001465 |  |  | Active |  | 99:99:99:99:99:99 |  | Equipment | 1Y:00-MFG | 06/14/2019 | 06/01/2020 | COOPER AMBULATORY OFF-SITES |  |  | E+R - Main Lab |  | DR. BARNOWSKY
|  | LW SCIENTIFIC | STRAIGHT 8-3K | CENTRIFUGE |  | MARLTON-DERMATOLOGY | 10000 Sagemore Dr - Marlton |  |  | 05/10/2019 |  |  |  |  | NO | YES |  |  |  |  | LW SCIENTIFIC 30142538 703890 |  |  | Active |  | 99:99:99:99:99:99 |  | Equipment | 6M:00-MFG | 05/10/2019 | 05/10/2019 | COOPER AMBULATORY OFF-SITES |  |  | ELECTRICAL CLOSET |  | MICHELE CANALE |  |  |  | 05/10/2019 | 05/10/2019 |  |  |  |  | 05/10/2019 | 05/10/2019
|  | MSE |  | CENTRIFUGE |  | COOPER CENTER FOR SPECIAL DIAGNOSTICS | 401 Haddon Ave |  |  | 01/01/1900 |  |  |  |  | NO | YES |  |  |  |  | MSE 10365666 869310460 |  |  | Active |  | 99:99:99:99:99:99 |  | Equipment | 6M:00-MFG | 06/18/2019 | 12/01/2019 | COOPER AMBULATORY OFF-SITES |  |  | E+R - Main Lab |  | DR. BARNOWSKY
|  | ORTHO-CLINICAL DIAGNOSTICS | MTS 5150-60 | CENTRIFUGE |  | LAB BLOOD BANK | Pavilion | Basement |  | 09/15/2015 |  | 9/15/22 |  |  | NO | YES |  |  |  |  | ORTHO-CLINICAL DIAGNOSTICS 10480275 05075598 |  |  | Active |  | 99:99:99:99:99:99 |  | Equipment | 6M:00-MFG | 10/18/2019 | 04/01/2020 | COOPER UNIVERSITY HOSPITAL |  |  | BLOOD BANK |  | Barbara Bayne
|  | ORTHO-CLINICAL DIAGNOSTICS | MTS 5150-60 | CENTRIFUGE | 09-06-8145 | LAB BLOOD BANK | Pavilion | Basement |  | 09/15/2015 |  | 9/15/22 |  |  | NO | YES |  |  |  |  | ORTHO-CLINICAL DIAGNOSTICS 10367922 09-06-8145 |  |  | Active |  | 99:99:99:99:99:99 |  | Equipment | 6M:00-MFG | 10/18/2019 | 04/01/2020 | COOPER UNIVERSITY HOSPITAL |  |  | BLOOD BANK |  | Barbara Bayne
|  | ORTHO-CLINICAL DIAGNOSTICS | MTS 5150-60 | CENTRIFUGE | 09-006-8173 | LAB BLOOD BANK | Pavilion | Basement |  | 09/15/2015 |  | 9/15/22 |  |  | NO | YES |  |  |  |  | ORTHO-CLINICAL DIAGNOSTICS 10367918 09-006-8173 |  |  | Active |  | 99:99:99:99:99:99 |  | Equipment | 6M:00-MFG | 10/18/2019 | 04/01/2020 | COOPER UNIVERSITY HOSPITAL |  |  | BLOOD BANK |  | Barbara Bayne
|  | SALVIN DENTAL SPECIALTIES | CS5C | CENTRIFUGE |  |  | 2 Plaza Dr | [7 empty] | NO | YES
|  | SHANDON LIPSHAW | CYTOSPIN 2 | CENTRIFUGE | 1511MA971511M | LAB HEMATOLOGY | Pavilion | Basement |  | 01/01/1900 |  |  |  |  | NO | YES |  |  |  |  | SHANDON LIPSHAW 10366630 1511MA971511M |  |  | Active |  | 99:99:99:99:99:99 |  | Equipment | 6M:00-MFG | 09/28/2019 | 03/01/2020 | COOPER UNIVERSITY HOSPITAL |  |  | HEMATOLOGY |  | DALE MORRONE
|  | SORVALL | LEGEND RT | CENTRIFUGE |  | LAB CHEMISTRY | 401 Haddon Ave |  |  | 01/01/1900 |  |  |  |  | NO | YES |  |  |  |  | SORVALL 10368950 40514359 |  |  | Disposition |  |  |  | Equipment | 6M:00-MFG | 10/28/2015 | 03/01/2020 | COOPER UNIVERSITY HOSPITAL |  |  | RM 310 |  | Barbara Snyder
|  | THE DRUCKER COMPANY | 642 VES | CENTRIFUGE | 170523AB954 | MARLTON-DERMATOLOGY | 10000 Sagemore Dr - Marlton |  |  | 07/05/2017 |  | 7/5/24 |  |  | NO | YES |  |  |  |  | THE DRUCKER COMPANY 10732116 170523AB954 |  |  | Active |  | 99:99:99:99:99:99 |  | Equipment | 2Y:00-MFG | 05/10/2019 | 05/01/2021 | COOPER AMBULATORY OFF-SITES |  |  |  | 0012025764 | MICHELE CANALE | Performance Verification | Closed | Kirk Lis | 08/10/2017 | 08/10/2017 | INCOMING INVENTORY | DEVICE INVENTORIED | 07FA28B2-F661-4865-A452-D089ACDF85ED | Labor | 08/10/2017 | 08/10/2017 | Bonnie Aichroth
|  | THE DRUCKER COMPANY | 642VES | CENTRIFUGE | 171223AC802 | COOPER CANCER CENTER-COOPER DAY-CHEMO | MD Anderson Cancer Center |  |  | 04/18/2019 |  | 4/18/26 |  |  | NO | YES |  |  |  |  | THE DRUCKER COMPANY 10732239 171223AC802 |  |  | Active |  |  |  | Equipment | 3M:00-MFG | 10/22/2019 | 01/01/2020 | COOPER AMBULATORY OFF-SITES |  |  | 3RD. FLOOR MD ANDERSON CAMDEN | WOT00000002538984 | Bonnie Aichroch | Performance Verification | Closed | Kirk Lis | 04/18/2019 | 07/08/2019 | Performance Verification for THE DRUCKER COMPANY 10732239 171223AC802 | Initial Install of Performance Verification. Device is ready for patient use.
|  | THE DRUCKER COMPANY | HORIZON 642E | CENTRIFUGE | 170313BZ903 | 6017 MAIN ST-BARIATRIC | 6017 Main St |  |  | 10/18/2019 |  | 10/18/26 |  |  | NO | YES |  |  |  |  | THE DRUCKER COMPANY 11239314 170313BZ903 |  |  | Active |  |  |  | Equipment | 3M:00-MFG | 10/18/2019 | 10/18/2019 | COOPER AMBULATORY OFF-SITES |  |  | Performance Verification | WOT00000001945147 | CHRISTINE CASTAGNA | Service Request | Closed | Kirk Lis | 10/18/2019 | 10/18/2019 | centrifuge 2 of 2 needs safety check and tagged | INVENTORY NEW EQUIPMENT | EXP2064768 | Labor | 10/18/2019 | 10/18/2019 | Kirk Lis
|  | THE DRUCKER COMPANY | HORIZON 642E | CENTRIFUGE | 171013CO287 | 6017 MAIN ST-BARIATRIC | 6017 Main St |  |  | 10/18/2019 |  | 10/18/26 |  |  | NO | YES |  |  |  |  | THE DRUCKER COMPANY 11239315 171013CO287 |  |  | Active |  |  |  | Equipment | 3M:00-MFG | 10/18/2019 | 10/18/2019 | COOPER AMBULATORY OFF-SITES |  |  | Performance Verification | WOT00000001945145 | CHRISTINE CASTAGNA | Service Request | Closed | Kirk Lis | 10/18/2019 | 10/18/2019 | centrifuge 1 of 2 needs safety check and tagged | INVENTORY NEW EQUIPMENT | EXP2064843 | Labor | 10/18/2019 | 10/18/2019 | Kirk Lis
|  | THE DRUCKER COMPANY | HORIZON 642E | CENTRIFUGE | 520410-1636 | WOODLYNNE FAMILY MEDICINE | 20 S Black Horse Pike |  |  | 11/13/2019 |  | 11/13/26 |  |  | NO | YES |  |  |  |  | THE DRUCKER COMPANY 11200030 520410-1636 |  |  | Active |  |  |  | Equipment | 3M:00-MFG | 11/13/2019 | 11/13/2019 | COOPER AMBULATORY OFF-SITES |  |  | BLACK HORSE PIKE | WOT00000004312433 | SHEILA HERNANDEZ | Performance Verification | Completed | Kirk Lis | 11/13/2019 | 11/13/2019 | Performance Verification for THE DRUCKER COMPANY 11200030 520410-1636 | Initial Install of Performance Verification. Device is ready for patient use. |  |  | 11/13/2019 | 11/13/2019
|  | THE DRUCKER COMPANY | HORIZON 642E | CENTRIFUGE | 181013DQ432 | GLOUCESTER-MEDICINE | 430 Broadway |  |  | 09/11/2019 |  | 9/11/26 |  |  | NO | YES |  |  |  |  | DRUCKER CO. 11200018 181013DQ432 |  |  | Active |  |  |  | Equipment | 3M:00-MFG | 09/11/2019 | 09/11/2019 | COOPER AMBULATORY OFF-SITES |  |  | LAB | WOT00000002358741 | KELLIE STOUT | Performance Verification | Closed | Kirk Lis | 09/11/2019 | 09/11/2019 | Performance Verification for DRUCKER CO. 11200018 181013DQ432 | Initial Install of Performance Verification. Device is ready for patient use. |  |  | 09/11/2019 | 09/11/2019
|  | THE DRUCKER COMPANY | HORIZON 642E | CENTRIFUGE | 150813AN095 | CLEMENTON INTERNAL MEDICINE | 222 Gibbsboro Rd |  |  | 03/08/2016 |  | 3/8/23 |  |  | NO | YES |  |  |  |  | THE DRUCKER COMPANY 10480243 150813AN095 |  |  | Active |  | 99:99:99:99:99:99 |  | Equipment | 6M:00-MFG 2Y:00-RPLC | 09/11/2019 | 03/01/2020 | COOPER AMBULATORY OFF-SITES |  |  | 220 GIBBSBORO ROAD |  | GLORIA CRUZ
|  | THE DRUCKER COMPANY | HORIZON 642E | CENTRIFUGE | 150713AL918 | CLEMENTON INTERNAL MEDICINE | 222 Gibbsboro Rd |  |  | 03/08/2016 |  | 3/8/23 |  |  | NO | YES |  |  |  |  | THE DRUCKER COMPANY 10480244 150713AL918 |  |  | Active |  | 99:99:99:99:99:99 |  | Equipment | 6M:00-MFG 2Y:00-RPLC | 09/09/2019 | 03/01/2020 | COOPER AMBULATORY OFF-SITES |  |  | 220 GIBBSBORO ROAD |  | GLORIA CRUZ
|  | THE DRUCKER COMPANY | HORIZON 642VFD PLUS | CENTRIFUGE | 170788AO639 | VOORHEES ORTHOPEDICS | 901 Centennial Blvd | Building 2 |  | 07/26/2017 |  | 7/26/24 |  |  | NO | YES |  |  |  |  | THE DRUCKER COMPANY 10725042 170788AO639 |  |  | Active |  | 99:99:99:99:99:99 |  | Equipment | 2Y:00-MFG | 02/13/2019 | 02/01/2021 | COOPER AMBULATORY OFF-SITES |  |  |  | 0012391989 | CAROL STRANTON | Preventative Maintenance | Closed | Josh Harris | 11/08/2017 | 11/08/2017 | PERFORMANCE ASSURANCE AT INVENTORY | INVENTORIED DEVICE AND ENSURED DEVICE WAS FUNCTIONING PROPERLY. | 9CFB3087-EAB7-42B2-8000-10FBB5F4A678 | Labor | 07/26/2017 | 07/26/2017 | Stephen Zubrzycki
|  | THE DRUCKER COMPANY | HORIZON 642VFD PLUS | CENTRIFUGE | 901013-7 | 6200 MAIN ST-SURGERY | 6200 Main st |  |  | 11/13/2013 |  | 11/13/20 |  |  | NO | YES |  |  |  |  | THE DRUCKER COMPANY 10345769 901013-7 |  |  | Active |  | 99:99:99:99:99:99 |  | Equipment | 6M:00-MFG 2Y:00-RPLC | 10/22/2019 | 04/01/2020 | COOPER AMBULATORY OFF-SITES |  |  | 6200 Main St. - Oral - Proc B |  | BOBBIE MICKLE
|  | THERMO FISHER SCIENTIFIC | CW3 CELL WASHER | CENTRIFUGE |  | LAB BLOOD BANK | Pavilion | Basement |  | 12/19/2017 |  | 12/19/22 |  |  | NO | YES |  |  |  |  | THERMO FISHER SCIENTIFIC 10769354 772650 |  |  | Active |  | 99:99:99:99:99:99 |  | Equipment | 3M:00-MFG | 10/20/2019 | 01/01/2020 | COOPER UNIVERSITY HOSPITAL |  |  |  | 0012516907 | Barbara Bayne | Repair | Closed | Gene Amodei | 12/19/2017 | 03/27/2018 | CELL WASHER - INSTALLATION - TMX | 12/20/2017 4:26:27 PM GRAMODEI assiated Thermo service tech with install, however unit arrived with wrong rotor, awaiting rotor to verify proper operation 1/3/2018 4:20:00 PM GRAMODEI (GRAMODEI 1/3/2018 8:15 AM) REPLACEMENT 12 PORT ROTOR HAS NOT YET ARRIVED 1/16/2018 9:28:43 AM GRAMODEI still have not reseived correct rotor 1/19/2018 8:47:05 AM GRAMODEI to date correct rotor has still not arrived 1/27/2018 1:35:11 PM GRAMODEI still awaiting 12 port rotor | DADFD407-60B6-4D70-9F53-BEF7B1F77776 | Labor | 03/27/2018 | 03/27/2018 | Gene Amodei
|  | THERMO FISHER SCIENTIFIC | LEGEND MICRO 17 | CENTRIFUGE |  | COOPER CENTER FOR SPECIAL DIAGNOSTICS | 401 Haddon Ave |  |  | 07/13/2009 |  | 7/13/16 |  |  | NO | YES |  |  |  |  | THERMO FISHER SCIENTIFIC 10365662 40935375 |  |  | Active |  | 99:99:99:99:99:99 |  | Equipment | 6M:00-MFG | 06/18/2019 | 12/01/2019 | COOPER AMBULATORY OFF-SITES |  |  | SPECIAL DIAGNOSTICS |  | DR. BARNOWSKY
|  | THERMO FISHER SCIENTIFIC | LEGEND MICRO 17 | CENTRIFUGE |  | COOPER CENTER FOR SPECIAL DIAGNOSTICS | 401 Haddon Ave |  |  | 07/09/2009 |  | 7/9/16 |  |  | NO | YES |  |  |  |  | THERMO FISHER SCIENTIFIC 10365651 40932823 |  |  | Active |  | 99:99:99:99:99:99 |  | Equipment | 3M:00-MFG | 09/28/2019 | 12/01/2019 | COOPER AMBULATORY OFF-SITES |  |  | E+R - Pre PCR |  | DR. BARNOWSKY
|  | THERMO FISHER SCIENTIFIC | MEGAFUGE 16 | CENTRIFUGE |  | LAB MICROBIOLOGY | Pavilion | Basement |  | 01/01/1900 |  |  |  |  | NO | YES |  |  |  |  | HERAEUS INSTRUMENTS INC. 10367942 41721477 |  |  | Active |  | 99:99:99:99:99:99 |  | Equipment | 6M:00-MFG | 10/20/2019 | 04/01/2020 | COOPER UNIVERSITY HOSPITAL |  |  | MICROBIOLOGY |  | COURTNEY BARRY
|  | THERMO FISHER SCIENTIFIC | MEGAFUGE 16 | CENTRIFUGE |  | LAB BLOOD BANK | Pavilion | BASEMENT |  | 06/12/2014 |  | 6/12/21 |  |  | NO | YES |  |  |  |  | HERAEUS INSTRUMENTS INC. 10367914 41624988 |  |  | Active |  | 99:99:99:99:99:99 |  | Equipment | 6M:00-MFG | 10/18/2019 | 04/01/2020 | COOPER UNIVERSITY HOSPITAL |  |  | BLOOD BANK |  | Barbara Bayne
|  | THERMO FISHER SCIENTIFIC | MEGAFUGE 16 | CENTRIFUGE |  | LAB MICROBIOLOGY | Pavilion | Basement |  | 10/20/2019 |  | 10/20/26 |  |  | NO | YES |  |  |  |  | HERAEUS INSTRUMENTS INC. 30438033 42261756 |  |  | Active |  | 99:99:99:99:99:99 |  | Equipment | 3M:00-MFG | 10/20/2019 | 10/20/2019 | COOPER UNIVERSITY HOSPITAL |  |  |  | WOT00000001080738 | COURTNEY BARRY | Service Request | Closed | Gene Amodei | 10/20/2019 | 10/20/2019 | New Centrifuge needs checked and tagged | VPO set 5000rpm, read 5001 rpm timer 5 mins=ok | EXP1645051 | Labor | 10/20/2019 | 10/20/2019 | Gene Amodei
|  | THERMO FISHER SCIENTIFIC | MEGAFUGE 16 | CENTRIFUGE |  | LAB HEMATOLOGY | Pavilion | Basement |  | 10/01/2013 |  | 10/1/20 |  |  | NO | YES |  |  |  |  | THERMO SCIENTIFIC 10366622 41569653 |  |  | Active |  | 99:99:99:99:99:99 |  | Equipment | 6M:00-MFG | 09/28/2019 | 03/01/2020 | COOPER UNIVERSITY HOSPITAL |  |  | HEMO LAB |  | DALE MORRONE
|  | THERMO FISHER SCIENTIFIC | MEGAFUGE 16 | CENTRIFUGE |  | LAB CHEMISTRY | Pavilion | BASEMENT |  | 01/14/2011 |  | 1/14/18 |  |  | NO | YES |  |  |  |  | HERAEUS INSTRUMENTS INC. 10360306 41176827 |  |  | Active |  | 99:99:99:99:99:99 |  | Equipment | 6M:00-MFG | 08/22/2019 | 02/01/2020 | COOPER UNIVERSITY HOSPITAL |  |  | CHEMISTRY |  | Barbara Snyder
|  | THERMO IEC | CENTRA CL10 | CENTRIFUGE |  | OR - KELEMEN 3 | Kelemen |  |  | 01/01/2013 |  | 1/1/20 |  |  | NO | YES |  |  |  |  | THERMO IEC 10346366 41429805 |  |  | Active |  | 99:99:99:99:99:99 |  | Equipment | 6M:00-MFG | 08/27/2019 | 02/01/2020 | COOPER UNIVERSITY HOSPITAL |  |  | OR-KELEMEN Store Rm |  | DOMINIC VENDETTA
|  | THERMO SCIENTIFIC | CELL WASHER 2 PLUS | CENTRIFUGE | V18T-422099-VT | LAB BLOOD BANK | Kelemen |  |  | 10/20/2008 |  | 10/20/13 |  |  | NO | YES |  |  |  |  | THERMO SCIENTIFIC 10367931 V18T-422099-VT |  |  | Disposition |  |  |  | Equipment | 3M:00-MFG | 01/09/2018 | 01/01/2020 | COOPER UNIVERSITY HOSPITAL |  |  | BLOOD BANK |  | Barbara Bayne
|  | THERMO SCIENTIFIC | CYTOSPIN 4 | CENTRIFUGE | CY19690405 | LAB CYTOLOGY | Kelemen | BASEMENT |  | 11/01/2004 |  | 11/1/11 |  |  | NO | YES |  |  |  |  | THERMO ELECTRON CORPORATION 10368038 CY19690405 |  |  | Active |  | 99:99:99:99:99:99 |  | Equipment | 6M:00-MFG | 09/20/2019 | 03/01/2020 | COOPER UNIVERSITY HOSPITAL |  |  | CYTOLOGY |  | DALE MORRONE
|  | THERMO SCIENTIFIC | CYTOSPIN 4 | CENTRIFUGE | CY7688-1109 | LAB HEMATOLOGY | Pavilion | BASEMENT |  | 09/22/2011 |  | 9/22/18 |  |  | NO | YES |  |  |  |  | THERMO SCIENTIFIC 10360301 CY7688-1109 |  |  | Active |  | 99:99:99:99:99:99 |  | Equipment | 6M:00-MFG | 09/13/2019 | 03/01/2020 | COOPER UNIVERSITY HOSPITAL |  |  | HEMATOLOGY |  | DALE MORRONE
|  | THERMO SCIENTIFIC | MULTIFUGE 3S | CENTRIFUGE |  | COOPER CENTER FOR SPECIAL DIAGNOSTICS | 401 Haddon Ave |  |  | 08/07/2008 |  | 8/7/13 |  |  | NO | YES |  |  |  |  | THERMO SCIENTIFIC 10365678 40863056 |  |  | Active |  | 99:99:99:99:99:99 |  | Equipment | 6M:00-MFG | 06/18/2019 | 12/01/2019 | COOPER AMBULATORY OFF-SITES |  |  | E+R - Main Lab |  | DR. BARNOWSKY
|  | UNITED PRODUCTS | POWERSPIN XL | CENTRIFUGE | L1004055 | 3 COOPER-COOPER RESEARCH INSTITUTE | Dorrance |  |  | 10/01/2010 |  |  |  |  | NO | YES |  |  |  |  | UNITED PRODUCTS & INSTRUMENTS, INC. 10346753 L1004055 |  |  | Active |  | 99:99:99:99:99:99 |  | Equipment | 6M:00-MFG | 11/01/2019 | 05/01/2020 | COOPER AMBULATORY OFF-SITES |  |  | Suite 1102B (4 Dorrance?) - Lab [3000] |  | CHRISTINE RICKETTE
|  | USA SCIENTIFIC | MICRO IR | CENTRIFUGE |  | COOPER CENTER FOR SPECIAL DIAGNOSTICS | 401 Haddon Ave |  |  | 08/07/2008 |  | 8/7/15 |  |  | NO | YES |  |  |  |  | USA SCIENTIFIC 10365700 051339 |  |  | Active |  | 99:99:99:99:99:99 |  | Equipment | 6M:00-MFG | 06/18/2019 | 12/01/2019 | COOPER AMBULATORY OFF-SITES |  |  | E+R - Main Lab |  | DR. BARNOWSKY
|  | VULCAN TECHNOLOGIES | 6C | CENTRIFUGE | C011695 | EMERGENCY ROOM | Kelemen |  |  | 11/15/2010 |  | 11/15/17 |  |  | NO | YES |  |  |  |  | VULCON TECHNOLOGIES 10368965 C011695 |  |  | Active |  | 99:99:99:99:99:99 |  | Equipment | 6M:00-MFG | 08/21/2019 | 02/01/2020 | COOPER UNIVERSITY HOSPITAL |  |  | ED163 RESEARCH |  | KAREN GRUBER
|  | BECKMAN COULTER, INC. | ALLEGRA X-15R | CENTRIFUGE, REFRIGERATED | ALP13H33 | COOPER CANCER CENTER-COOPER DAY-CHEMO | MD Anderson Cancer Center |  |  | 08/07/2013 |  | 8/7/18 |  |  | NO | YES |  |  |  |  | BECKMAN COULTER, INC. 10347570 ALP13H33 |  |  | Active |  | 99:99:99:99:99:99 |  | Equipment | 3M:00-MFG | 09/30/2019 | 12/01/2019 | COOPER AMBULATORY OFF-SITES |  |  | 3rd Floor Research |  | Bonnie Aichroch
|  | BECKMAN COULTER, INC. | MICROFUGE 22R | CENTRIFUGE, REFRIGERATED | MHB10L015 | LAB CHEMISTRY | 401 Haddon Ave |  |  | 01/01/1900 |  |  |  |  | NO | YES |  |  |  |  | BECKMAN COULTER, INC. 10348504 MHB10L015 |  |  | Disposition |  |  |  | Equipment | 6M:00-MFG | 03/14/2016 | 03/01/2020 | COOPER UNIVERSITY HOSPITAL |  |  | RM 310 |  | Barbara Snyder
|  | HETTICH | ROTANTA 460R | CENTRIFUGE, REFRIGERATED | 0000361-05 | LAB BLOOD BANK | Pavilion | BASEMENT |  | 03/23/2017 |  | 3/23/22 |  |  | NO | YES |  |  |  |  | HETTICH 10769343 0000361-05 |  |  | Active |  | 99:99:99:99:99:99 |  | Equipment | 6M:00-MFG | 10/20/2019 | 04/01/2020 | COOPER UNIVERSITY HOSPITAL |  |  | BLOOD BANK | 0011457261 | Barbara Bayne | Preventative Maintenance | Closed | Gene Amodei | 04/05/2017 | 04/13/2017 | PERFORMANCE ASSURANCE AT INVENTORY | INVENTORIED DEVICE AND ENSURED DEVICE WAS FUNCTIONING PROPERLY. 4/13/2017 2:15:12 PM GRAMODEI SET RPM RECORDED RPM MGF STATES +/- 50 RPM 4200 RPM 4198 RPM 2000 RPM 2001 RPM TEMP SET 4 DEG C TEMP READ 4.3 DEG C TIMER MFG STATES +/- 7 SEC 5 MIN =5 MIN 10 MIN = 10 MIN 4/13/2017 2:15 PM GRAMODEI | E7AC6879-6B60-4E8D-B006-1FF7FEA9EDD7 | Labor | 03/23/2017 | 03/23/2017 | Gene Amodei
|  | A-DEC |  | CHAIR, DENTAL | 13B60803 | 6017 MAIN ST-PLASTICS | 6200 Main st |  |  | 12/18/2012 |  | 12/18/27 |  |  | NO | YES |  |  |  |  | A-DEC 10345770 13B60803 |  |  | Active |  | 99:99:99:99:99:99 |  | Equipment | PAAR:00-PVAR | 11/01/2019 |  | COOPER AMBULATORY OFF-SITES |  |  | oral PROCEDURE ROOM B |  | ANNE MAIER
|  | A-DEC | DECADE 1011/1021 | CHAIR, DENTAL | 13B60836 | 6017 MAIN ST-PLASTICS | 6200 Main Street |  |  | 12/18/2012 |  | 12/18/27 |  |  | NO | YES |  |  |  |  | A-DEC 10345781 13B60836 |  |  | Active |  | 99:99:99:99:99:99 |  | Equipment | PAAR:00-PVAR | 11/02/2019 |  | COOPER AMBULATORY OFF-SITES |  |  | ORAL SIDE EXAM 2 |  | ANNE MAIER
|  | A-DEC | DECADE 1011/1021 | CHAIR, DENTAL | 13B60826 | 6017 MAIN ST-PLASTICS | 6200 Main st |  |  | 12/18/2012 |  | 12/18/27 |  |  | NO | YES |  |  |  |  | A-DEC 10345776 13B60826 |  |  | Active |  | 99:99:99:99:99:99 |  | Equipment | PAAR:00-PVAR | 11/02/2019 |  | COOPER AMBULATORY OFF-SITES |  |  | EXAM ROOM 1 |  | ANNE MAIER
|  | PELTON CRANE | SP18 | CHAIR, DENTAL |  | BUNKER HILL-ORAL SURGERY | 2 Plaza Dr |  |  | 03/01/2015 |  | 3/1/30 |  |  | NO | YES |  |  |  |  | PELTON CRANE 10366950 10179 |  |  | Active |  | 99:99:99:99:99:99 |  | Equipment | PAAR:00-PVAR | 11/02/2019 |  | COOPER AMBULATORY OFF-SITES |  |  | Rm 4 |  | BARBARA DIPINTO
|  | GLOBAL SURGICAL CORP | MAXI S2800 | CHAIR, PROCEDURE, POWER |  | BUNKER HILL-SURGERY | 2 Plaza Dr |  |  | 11/01/2010 |  | 11/1/25 |  |  | NO | YES |  |  |  |  | GLOBAL SURGICAL CORP 10366862 01935 |  |  | Active |  | 99:99:99:99:99:99 |  | Equipment | PAAR:00-PVAR | 11/02/2019 |  | COOPER AMBULATORY OFF-SITES |  |  | EXAM 1 |  | ANNE MAIER
|  | GLOBAL SURGICAL CORP | MAXI S2800 | CHAIR, PROCEDURE, POWER |  | BUNKER HILL-SURGERY | 2 Plaza Dr |  |  | 11/01/2010 |  | 11/1/25 |  |  | NO | YES |  |  |  |  | GLOBAL SURGICAL CORP 10366855 01934 |  |  | Active |  | 99:99:99:99:99:99 |  | Equipment | PAAR:00-PVAR | 11/01/2019 |  | COOPER AMBULATORY OFF-SITES |  |  | EXAM 2 |  | ANNE MAIER
|  | GLOBAL SURGICAL CORP | MAXI S2800 | CHAIR, PROCEDURE, POWER |  | 6017 MAIN ST-PLASTICS | 6200 Main Street |  |  | 03/25/2013 |  | 3/25/28 |  |  | NO | YES |  |  |  |  | GLOBAL SURGICAL CORP 10345817 02677 |  |  | Active |  | 99:99:99:99:99:99 |  | Equipment | PAAR:00-PVAR | 11/02/2019 |  | COOPER AMBULATORY OFF-SITES |  |  | exam 3 |  | ANNE MAIER
|  | GLOBAL SURGICAL CORP | MAXI S2800 | CHAIR, PROCEDURE, POWER |  | 3 COOPER-MULTISPECIALTY CENTER | 3 Cooper |  |  | 05/01/2013 |  | 5/1/28 |  |  | NO | YES |  |  |  |  | GLOBAL SURGICAL CORP 10345612 02721 |  |  | Active |  | 99:99:99:99:99:99 |  | Equipment | PAAR:00-PVAR | 11/01/2019 |  | COOPER AMBULATORY OFF-SITES |  |  | SUITE 104 - EXAM 163 |  | MARGIE OUTLER
|  | GLOBAL SURGICAL CORP | MAXI S2800 | CHAIR, PROCEDURE, POWER |  | 3 COOPER-MULTISPECIALTY CENTER | 3 Cooper |  |  | 05/01/2013 |  | 5/1/28 |  |  | NO | YES |  |  |  |  | GLOBAL SURGICAL CORP 10345608 02720 |  |  | Active |  | 99:99:99:99:99:99 |  | Equipment | PAAR:00-PVAR | 11/02/2019 |  | COOPER AMBULATORY OFF-SITES |  |  | SUITE 104 - EXAM 164 |  | MARGIE OUTLER
|  | GLOBAL SURGICAL CORP | MAXI S2800 | CHAIR, PROCEDURE, POWER | S2800-01937 | 6200 MAIN ST-SURGERY | 6200 Main Street |  |  | 12/29/2010 |  | 12/29/25 |  |  | NO | YES |  |  |  |  | GLOBAL SURGICAL CORP 10345318 S2800-01937 |  |  | Active |  | 99:99:99:99:99:99 |  | Equipment | PAAR:00-PVAR | 10/31/2019 |  | COOPER AMBULATORY OFF-SITES |  |  | 6200 Main St. - ENT - Exam 6 |  | BOBBIE MICKLE
|  | GLOBAL SURGICAL CORP | MAXI S2800 | CHAIR, PROCEDURE, POWER | S2800-01936 | 6200 MAIN ST-SURGERY | 6200 Main Street |  |  | 12/29/2010 |  | 12/29/25 |  |  | NO | YES |  |  |  |  | GLOBAL SURGICAL CORP 10345303 S2800-01936 |  |  | Active |  | 99:99:99:99:99:99 |  | Equipment | PAAR:00-PVAR | 10/31/2019 |  | COOPER AMBULATORY OFF-SITES |  |  | 6200 Main St - ENT - Exam 5 |  | BOBBIE MICKLE
|  | MIDMARK CORP. |  | CHAIR, PROCEDURE, POWER | BX2340 | MARLTON-DERMATOLOGY | 10000 Sagemore Dr - Marlton |  |  | 01/01/1900 |  |  |  |  | NO | YES |  |  |  |  | RITTER 10366112 BX2340 |  |  | Active |  | 99:99:99:99:99:99 |  | Equipment | PAAR:00-PVAR | 11/02/2019 |  | COOPER AMBULATORY OFF-SITES |  |  | ROOM 4 | 0011516674 | MICHELE CANALE | Repair | Closed | Kirk Lis | 04/27/2017 | 05/17/2017 | EXAM TABLE - RETURN BUTTON DOESN'T WORK, WILL NOT GO INTO LOWER POSITION- DR. LAWRENCE, ROOM 2 | 4/28/2017 8:56:54 AM KALIS (KALIS 4/27/2017 12:00 AM) TRACED ISSUE TO BAD RELAY. EQUIPMENT NO LONGER SUPPORTED BY OEM. WILL NEED TO CHECK ALTERNATE PART SUPPLIER (KALIS 4/27/2017 12:00 AM) TRAVEL TIME 4/28/2017 8:57:29 AM KALIS (KALIS 4/28/2017 12:00 AM) DOCUMENTATION 5/17/2017 9:32:45 AM KALIS (KALIS 5/12/2017 12:00 AM) TRAVEL TIME (KALIS 5/12/2017 12:00 AM) INSTALLED NEW SOLENOID. PERFORMED OVP. UNIT OK | D22B8C46-D914-428A-A378-D541120DF3EE | Parts | 01/01/1900 | 01/01/1900 | Kirk Lis
|  | MIDMARK CORP. |  | CHAIR, PROCEDURE, POWER | RXZZ41 | 3 COOPER - MEDICINE DEPARTMENT | 3 Cooper |  |  | 01/01/1900 |  |  |  |  | NO | YES |  |  |  |  | RITTER 10346926 RXZZ41 |  |  | Active |  | 99:99:99:99:99:99 |  | Equipment | PAAR:00-PVAR | 11/01/2019 |  | COOPER AMBULATORY OFF-SITES |  |  | SUITE 215 - EXAM 1 |  | NANCY LOUIS
|  | MIDMARK CORP. |  | CHAIR, PROCEDURE, POWER | DFZ110 | 3 COOPER - SURGERY DEPARTMENT | 3 Cooper |  |  | 01/01/1900 |  |  |  |  | NO | YES |  |  |  |  | RITTER 10346809 DFZ110 |  |  | Active |  | 99:99:99:99:99:99 |  | Equipment | PAAR:00-PVAR | 11/02/2019 |  | COOPER AMBULATORY OFF-SITES |  |  | SUITE 403 - EXAM 15 |  | ANNE MAIER
|  | MIDMARK CORP. | 230-002 | CHAIR, PROCEDURE, POWER | Y5SU1986013612 | 3 COOPER - SURGERY DEPARTMENT | 3 Cooper |  |  | 12/06/2010 |  | 12/6/25 |  |  | NO | YES | Serial Number Y5SU1986013612 |  |  |  | RITTER 10346817 Y5SU1986013612 |  |  | Active |  | 99:99:99:99:99:99 |  | Equipment | PAAR:00-PVAR | 11/01/2019 |  | COOPER AMBULATORY OFF-SITES |  |  | SUITE 403 - EXAM 14 | 0011723040 | ANNE MAIER | Repair | Closed | Stephen Zubrzycki | 05/30/2017 | 06/22/2017 | PROCEDURE CHAIR - POTENTIAL INCIDENT - - URBAN HEALTH INSTITUTE, STE 403 EXAM RM 14 | 5/30/2017 3:47:31 PM SJZUBRZYCKI (SJZUBRZYCKI 5/30/2017 12:00 AM) ANALYZED UNIT. BOTH LIFT GUIDES WERE BROKEN WHEN PATIENT GOT ON CHAIR. NEED TO BE REPLACED ASAP. ROOM CURRENTLY DOWN UNTIL EXAM CHAIR IS FIXED. 5/30/2017 3:47:56 PM SJZUBRZYCKI (SJZUBRZYCKI 5/30/2017 12:00 AM) GUIDE THAT NEEDS TO BE ORDERED IS PART #: 002-0864-00 5/30/2017 3:53:30 PM SJZUBRZYCKI (SJZUBRZYCKI 5/30/2017 12:00 AM) CONTACTED SARAH. WE ARE AWAITING TO HEAR IF IT WILL BE SUBMITTED TO THE EARS INCIDENT REPORTING 5/31/2017 2:06:37 PM SJZUBRZYCKI (SJZUBRZYCKI 5/31/2017 12:00 AM) JOHN FROM RISK MANAGEMENT SAID TO GO AHEAD WITH REPAIR. ORDERING PART OVERNIGHT 6/12/2017 3:13:50 PM SJZUBRZYCKI (SJZUBRZYCKI 6/12/2017 12:00 AM) REPLACED SLEEVE AND VPO 6/22/2017 11:27:47 AM SJZUBRZYCKI (SJZUBRZYCKI 6/22/2017 12:00 AM) REPLACED UPPER AND MIDDLE SLEEVES AND VPO | 2B3F4D6D-1B80-4E85-91EC-6CD07C33F865 | Parts | 01/01/1900 | 01/01/1900 | Stephen Zubrzycki
|  | MIDMARK CORP. | 230-002 | CHAIR, PROCEDURE, POWER | V1365179 | 3 COOPER-MULTISPECIALTY CENTER | 3 Cooper |  |  | 05/01/2013 |  | 5/1/28 |  |  | NO | YES |  |  |  |  | RITTER 10345585 V1365179 |  |  | Active |  | 99:99:99:99:99:99 |  | Equipment | PAAR:00-PVAR | 11/02/2019 |  | COOPER AMBULATORY OFF-SITES |  |  | SUITE 104 - EXAM 169 |  | MARGIE OUTLER
|  | MIDMARK CORP. | 411 75L | CHAIR, PROCEDURE, POWER | V97840 | MARLTON-DERMATOLOGY | 10000 Sagemore Dr - Marlton |  |  | 01/01/2001 |  | 1/1/16 |  |  | NO | YES |  |  |  |  | MIDMARK CORP. 10366119 V97840 |  |  | Active |  | 99:99:99:99:99:99 |  | Equipment | PAAR:00-PVAR | 11/02/2019 |  | COOPER AMBULATORY OFF-SITES |  |  | Room 6 |  | MICHELE CANALE
|  | MIDMARK CORP. | 411 75L | CHAIR, PROCEDURE, POWER | V97842 | MARLTON-DERMATOLOGY | 10000 Sagemore Dr - Marlton |  |  | 01/01/2001 |  | 1/1/16 |  |  | NO | YES |  |  |  |  | MIDMARK CORP. 10366113 V97842 |  |  | Active |  | 99:99:99:99:99:99 |  | Equipment | PAAR:00-PVAR | 11/02/2019 |  | COOPER AMBULATORY OFF-SITES |  |  | ROOM 3 |  | MICHELE CANALE
|  | MIDMARK CORP. | 411 75L | CHAIR, PROCEDURE, POWER | V85064 | MARLTON-DERMATOLOGY | 10000 Sagemore Dr - Marlton |  |  | 01/01/2001 |  | 1/1/16 |  |  | NO | YES |  |  |  |  | MIDMARK CORP. 10366098 V85064 |  |  | Active |  | 99:99:99:99:99:99 |  | Equipment | PAAR:00-PVAR | 11/02/2019 |  | COOPER AMBULATORY OFF-SITES |  |  | ROOM1 | WOT00000003989604 | MICHELE CANALE | Repair | Closed | Kirk Lis | 10/04/2019 | 10/08/2019 | Table - headrest is loose | ANALYZED UNIT. TIGHTENED HEAD POSITIONER SECURE ALLEN BOLT. INFORMED STAFF ON UNIT'S STATUS | EXP4275255 | Labor | 10/08/2019 | 10/08/2019 | Kirk Lis
|  | MIDMARK CORP. | 411-017 | CHAIR, PROCEDURE, POWER | JY002106 | 3 COOPER - SURGERY DEPARTMENT | 3 Cooper |  |  | 10/31/2019 |  | 10/31/34 |  |  | NO | YES |  |  |  |  | MIDMARK CORP. 30126108 JY002106 |  |  | Active |  | 99:99:99:99:99:99 |  | Equipment | PAAR:00-PVAR | 10/31/2019 | 10/31/2019 | COOPER AMBULATORY OFF-SITES |  |  | SUITE 403 - EXAM 8 |  | ANNE MAIER |  |  |  | 10/31/2019 | 10/31/2019 |  |  |  |  | 10/31/2019 | 10/31/2019
|  | MIDMARK CORP. | 630-003 | CHAIR, PROCEDURE, POWER | V1401693 | COOPER CANCER CENTER | MD Anderson Cancer Center |  |  | 07/12/2013 |  | 7/12/28 |  |  | NO | YES |  |  |  |  | MIDMARK CORP. 10365525 V1401693 |  |  | Active |  | 99:99:99:99:99:99 |  | Equipment | PAAR:00-PVAR | 10/31/2019 |  | COOPER AMBULATORY OFF-SITES |  |  | Rad/Onc - C1025 |  | COLLEEN TEGELER
|  | MIDMARK CORP. | 630-003 | CHAIR, PROCEDURE, POWER | V1401703 | COOPER CANCER CENTER | MD Anderson Cancer Center |  |  | 07/12/2013 |  | 7/12/28 |  |  | NO | YES |  |  |  |  | MIDMARK CORP. 10365522 V1401703 |  |  | Active |  | 99:99:99:99:99:99 |  | Equipment | PAAR:00-PVAR | 11/02/2019 |  | COOPER AMBULATORY OFF-SITES |  |  | Rad/Onc - C1024 |  | COLLEEN TEGELER
|  | MIDMARK CORP. | 630-003 | CHAIR, PROCEDURE, POWER | V1439920 | COOPER CANCER CENTER | MD Anderson Cancer Center |  |  | 07/12/2013 |  | 7/12/28 |  |  | NO | YES |  |  |  |  | MIDMARK CORP. 10365512 V1439920 |  |  | Active |  | 99:99:99:99:99:99 |  | Equipment | PAAR:00-PVAR | 11/02/2019 |  | COOPER AMBULATORY OFF-SITES |  |  | Rad/Onc - Room C1021 |  | COLLEEN TEGELER
|  | MIDMARK CORP. | 630-003 | CHAIR, PROCEDURE, POWER | V1401791 | COOPER CANCER CENTER-MULTIDISCIPLINARY CLINIC | MD Anderson Cancer Center |  |  | 11/02/2019 |  | 11/2/34 |  |  | NO | YES |  |  |  |  | MIDMARK CORP. 30225029 V1401791 |  |  | Active |  | 99:99:99:99:99:99 |  | Equipment | PAAR:00-PVAR | 11/02/2019 | 11/02/2019 | COOPER AMBULATORY OFF-SITES |  |  | Multi Disc - C2049 |  | ROXANNE BERGER |  |  |  | 11/02/2019 | 11/02/2019 |  |  |  |  | 11/02/2019 | 11/02/2019
|  | MIDMARK CORP. | 630-010 | CHAIR, PROCEDURE, POWER | V1727725 | MARLTON-DERMATOLOGY | 10000 Sagamore Dr |  |  | 02/18/2016 |  | 2/18/31 |  |  | NO | YES |  |  |  |  | MIDMARK CORP. 10505262 V1727725 |  |  | Active |  | 99:99:99:99:99:99 |  | Equipment | PAAR:00-PVAR | 10/31/2019 |  | COOPER AMBULATORY OFF-SITES |  |  | SAGEMORE |  | MICHELE CANALE
|  | MIDMARK CORP. | 630-012 | CHAIR, PROCEDURE, POWER | v2014898 | COOPER CANCER CENTER-MULTIDISCIPLINARY CLINIC | MD Anderson Cancer Center |  |  | 10/31/2019 |  | 10/31/34 |  |  | NO | YES |  |  |  |  | MIDMARK CORP. 11221749 v2014898 |  |  | Active |  | 99:99:99:99:99:99 |  | Equipment | PAAR:00-PVAR | 10/31/2019 | 10/31/2019 | COOPER AMBULATORY OFF-SITES |  |  |  | WOT00000001616988 | ROXANNE BERGER | Performance Verification | Closed | Josh Harris | 10/31/2019 | 10/31/2019 | CEID Record Completion for MIDMARK CORP. 11221749 v2014898 | Inventoried new item. VPO> RTS. | EXP1643666 | Labor | 10/31/2019 | 10/31/2019 | Josh Harris
|  | MIDMARK CORP. | 630-012 | CHAIR, PROCEDURE, POWER | V1941047 | MARLTON-DERMATOLOGY | 10000 Sagemore Dr - Marlton |  |  | 01/05/2018 |  | 1/5/33 |  |  | NO | YES |  |  |  |  | MIDMARK CORP. 10732236 V1941047 |  |  | Active |  | 99:99:99:99:99:99 |  | Equipment | PAAR:00-PVAR | 10/31/2019 |  | COOPER AMBULATORY OFF-SITES |  |  |  | 0012678044 | MICHELE CANALE | Performance Verification | Closed | Josh Harris | 01/26/2018 | 01/26/2018 | INCOMING INVENTORY | DEVICE INVENTORIED | AB861659-D65D-4BE9-B81D-FB10D0BBD6B4 | Labor | 01/26/2018 | 01/26/2018 | Josh Harris
|  | MIDMARK CORP. | 641-003 | CHAIR, PROCEDURE, POWER | V1620839 | BUNKER HILL-ORAL SURGERY | 2 Plaza Dr |  |  | 01/01/1900 |  |  |  |  | NO | YES |  |  |  |  | MIDMARK CORP. 10366957 V1620839 |  |  | Active |  | 99:99:99:99:99:99 |  | Equipment | PAAR:00-PVAR | 11/01/2019 |  | COOPER AMBULATORY OFF-SITES |  |  | EXAM 1 |  | BARBARA DIPINTO
|  | MIDMARK CORP. | 641-003 | CHAIR, PROCEDURE, POWER | V1620862 | BUNKER HILL-ORAL SURGERY | 2 Plaza Dr |  |  | 02/09/2015 |  | 2/9/30 |  |  | NO | YES |  |  |  |  | MIDMARK CORP. 10366941 V1620862 |  |  | Active |  | 99:99:99:99:99:99 |  | Equipment | PAAR:00-PVAR | 11/02/2019 |  | COOPER AMBULATORY OFF-SITES |  |  | Rm 2 |  | BARBARA DIPINTO
|  | MIDMARK CORP. | 647-002 | CHAIR, PROCEDURE, POWER | V1477476 | 401 KINGS HIGHWAY - ORTHOPEDICS | 401 Kings Hwy South |  |  | 09/04/2014 |  | 9/4/29 |  |  | NO | YES |  |  |  |  | MIDMARK CORP. 10346113 V1477476 |  |  | Active |  | 99:99:99:99:99:99 |  | Equipment | PAAR:00-PVAR | 11/02/2019 |  | COOPER AMBULATORY OFF-SITES |  |  | Exam 8 |  | HELEN BOYLE
|  | MIDMARK CORP. |  | CHAIR, PROCEDURE, POWER | EY009453 | BURLINGTON OB/GYN | 1900 Mount Holly Rd |  |  | 01/01/1900 |  |  |  |  | NO | YES |  |  |  |  | RITTER 10365992 EY009453 |  |  | Disposition |  | 99:99:99:99:99:99 |  | Equipment | PAAR:00-PVAR | 11/02/2019 |  | COOPER AMBULATORY OFF-SITES |  |  | exam 3 | WOT00000002526207 | Carey Myers | Repair | Closed | Stephen Zubrzycki | 04/12/2019 | 06/24/2019 | head piece is broke | .:: Acknowledged ::. Technician: Kirk LisTimestamp: 2019-04-12 14:09:08 HEAD PIECE SUPPORT IS BROKEN. CHAIR NO LONGER SUPPORTED BY OEM. INFORMED STAFF. OEM SENDING END OF LIFE LETTER RESEARCHED ALTERNATE VENDORS FOR HEAD REPLACEMENT Travel Time. Analyzed unit. Researched part Dispositioned from Work Order Task WOT00000002961150 CEID: 10365992 | EXP3204607 | Labor | 06/19/2019 | 06/19/2019 | Stephen Zubrzycki
|  | MIDMARK CORP. |  | CHAIR, PROCEDURE, POWER | EY009403 | 6017 MAIN ST-PLASTICS | 6200 Main St |  |  | 01/01/1900 |  |  |  |  | NO | YES |  |  |  |  | RITTER 10345792 EY009403 |  |  | Active |  | 99:99:99:99:99:99 |  | Equipment | PAAR:00-PVAR | 11/02/2019 |  | COOPER AMBULATORY OFF-SITES |  |  | PROCEDURE ROOM D |  | ANNE MAIER
|  | MIDMARK CORP. | 75-016 | CHAIR, PROCEDURE, POWER | JX010148 | CHERRY HILL SPECIALITY HUB | 1935 NJ-70 |  |  | 03/05/2018 |  | 3/5/33 |  |  | NO | YES |  |  |  |  | MIDMARK CORP. 10732250 JX010148 |  |  | Active |  | 99:99:99:99:99:99 |  | Equipment | PAAR:00-PVAR | 10/31/2019 |  | COOPER AMBULATORY OFF-SITES |  |  |  | WOT00000000625970 | APRIL DIXON | Performance Verification | Closed | Kirk Lis | 03/02/2018 | 06/05/2019 | Performance Verification for MIDMARK CORP. 10732250 JX010148 | Initial Install of Performance Verification. Device is ready for patient use.
|  | COLE-PARMER INSTRUMENTS | EW-08890-06 | CLEANER, ULTRASONIC | QAA020496864D | LAB MICROBIOLOGY | Pavilion | Basement | retired per gene 1/29/20 | 02/03/2010 |  | 2/3/20 |  |  | NO | YES |  |  |  |  | COLE-PARMER INSTRUMENTS 10367948 QAA020496864D |  |  | Active |  | 99:99:99:99:99:99 |  | Equipment | 1Y:00-MFG | 01/05/2019 | 01/01/2020 | COOPER UNIVERSITY HOSPITAL |  |  | MICROBIOLOGY |  | COURTNEY BARRY
|  | CREST ULTRASONICS CORP. | 2800HT | CLEANER, ULTRASONIC | 260HS13A050 | VOORHEES SURGERY CENTER-OPERATING ROOM | 900 Centennial Blvd | Suite E |  | 12/10/2013 |  |  |  |  | NO | YES |  |  |  |  | CREST ULTRASONICS CORP. 10346016 260HS13A050 |  |  | Active |  | 99:99:99:99:99:99 |  | Equipment | PAAR:00-PVAR | 11/02/2019 |  | COOPER AMBULATORY OFF-SITES |  |  | Decomtamination |  | JENNIFER BOMBARO
|  | GETINGE/CASTLE, INC. | 2460-UC | CLEANER, ULTRASONIC | KSE14038 | CENTRAL STERILE PROCESSING | Kelemen |  |  | 07/27/2015 |  | 7/27/25 |  |  | NO | YES |  |  |  |  | GETINGE/CASTLE, INC. 10725005 KSE14038 |  |  | Active |  | 99:99:99:99:99:99 |  | Equipment | PAAR:00-PVAR | 11/08/2019 |  | COOPER UNIVERSITY HOSPITAL |  |  | CSP - Decontamination |  | GINA GAROZZO
|  | GETINGE/CASTLE, INC. | 2460-UC | CLEANER, ULTRASONIC | KSE14040 | CENTRAL STERILE PROCESSING | Pavilion | Basement |  | 07/27/2015 |  | 7/27/25 |  |  | NO | YES |  |  |  |  | GETINGE/CASTLE, INC. 10725006 KSE14040 |  |  | Active |  | 99:99:99:99:99:99 |  | Equipment | PAAR:00-PVAR | 10/31/2019 |  | COOPER UNIVERSITY HOSPITAL |  |  | CSP - Decontamination |  | GINA GAROZZO
|  | ULTRACLEAN SYSTEMS | TRITON 72 | CLEANER, ULTRASONIC | 1805-XL72TR-544-1 | CENTRAL STERILE PROCESSING | Pavilion | Basement |  | 10/31/2019 |  | 10/31/29 |  |  | NO | YES |  |  |  |  | ULTRACLEAN SYSTEMS 11187504 1805-XL72TR-544-1 |  |  | Active |  | 99:99:99:99:99:99 |  | Equipment | PAAR:00-PVAR | 10/31/2019 | 10/31/2019 | COOPER UNIVERSITY HOSPITAL |  |  | CSP - Decontamination | WOT00000001272904 | GINA GAROZZO | Performance Verification | Closed | Stephen Zubrzycki | 10/31/2019 | 10/31/2019 | Performance Verification for ULTRACLEAN SYSTEMS 11187504 1805-XL72TR-544-1 | Initial Install of Performance Verification. Device is ready for patient use. |  |  | 10/31/2019 | 10/31/2019
|  | EDWARDS LIFESCIENCE | EV1000 DATABOX | CLINICAL PLATFORM | EVD88486 | ANESTHESIOLOGY | Pavilion |  |  | 10/08/2019 |  | 10/8/26 |  |  | NO | YES |  |  |  |  | EDWARDS LIFESCIENCE 11239495 EVD88486 |  |  | Active |  |  |  | Equipment | 1Y:00-MFG | 10/08/2019 | 10/08/2019 | COOPER UNIVERSITY HOSPITAL |  |  | Pav OR 6 | WOT00000004002360 | GIACINTA ROUPAS | Performance Verification | Completed | Salvatore Bombara | 10/08/2019 | 10/08/2019 | Performance Verification for EDWARDS LIFESCIENCE 11239495 EVD88486 | Initial Install of Performance Verification. Device is ready for patient use. |  |  | 10/08/2019 | 10/08/2019
|  | EDWARDS LIFESCIENCE | EV1000 DATABOX | CLINICAL PLATFORM | EVD88494 | ANESTHESIOLOGY | Pavilion |  |  | 10/08/2019 |  | 10/8/26 |  |  | NO | YES |  |  |  |  | EDWARDS LIFESCIENCE 11239497 EVD88494 |  |  | Active |  |  |  | Equipment | 1Y:00-MFG | 10/08/2019 | 10/08/2019 | COOPER UNIVERSITY HOSPITAL |  |  |  | WOT00000004002476 | GIACINTA ROUPAS | Performance Verification | Completed | Salvatore Bombara | 10/08/2019 | 10/08/2019 | Performance Verification for EDWARDS LIFESCIENCE 11239497 EVD88494 | Initial Install of Performance Verification. Device is ready for patient use. |  |  | 10/08/2019 | 10/08/2019
|  | EDWARDS LIFESCIENCE | EV1000 DATABOX | CLINICAL PLATFORM | EVD88495 | ANESTHESIOLOGY | Kelemen |  |  | 10/08/2019 |  | 10/8/26 |  |  | NO | YES |  |  |  |  | EDWARDS LIFESCIENCE 11239496 EVD88495 |  |  | Active |  |  |  | Equipment | 1Y:00-MFG | 10/08/2019 | 10/08/2019 | COOPER UNIVERSITY HOSPITAL |  |  | Pav OR 7 | WOT00000004002419 | GIACINTA ROUPAS | Performance Verification | Completed | Salvatore Bombara | 10/08/2019 | 10/08/2019 | Performance Verification for EDWARDS LIFESCIENCE 11239496 EVD88495 | Initial Install of Performance Verification. Device is ready for patient use. |  |  | 10/08/2019 | 10/08/2019
|  | EDWARDS LIFESCIENCE | EV1000 DATABOX | CLINICAL PLATFORM | EVD60352 | ANESTHESIOLOGY | Pavilion |  |  | 06/20/2017 |  | 6/20/24 |  |  | NO | YES |  |  |  |  | EDWARDS LIFESCIENCE 10769575 EVD60352 |  |  | Active |  | 99:99:99:99:99:99 |  | Equipment | 1Y:00-MFG | 10/29/2019 | 10/01/2020 | COOPER UNIVERSITY HOSPITAL |  |  | Pav OR 1 | 0012063317 | GIACINTA ROUPAS | Preventative Maintenance | Closed | Salvatore Bombara | 08/24/2017 | 08/24/2017 | PERFORMANCE ASSURANCE AT INVENTORY | INVENTORIED DEVICE AND ENSURED DEVICE WAS FUNCTIONING PROPERLY. | CA53AF59-1BD4-4E92-B257-A888727F0CBA | Labor | 06/20/2017 | 06/20/2017 | Salvatore Bombara
|  | EDWARDS LIFESCIENCE | EV1000 DATABOX | CLINICAL PLATFORM | EVD83980 | ANESTHESIOLOGY | Kelemen |  |  | 06/20/2017 |  | 6/20/24 |  |  | NO | YES |  |  |  |  | EDWARDS LIFESCIENCE 10769571 EVD83980 |  |  | Active |  | 99:99:99:99:99:99 |  | Equipment | 1Y:00-MFG | 10/29/2019 | 10/01/2020 | COOPER UNIVERSITY HOSPITAL |  |  | K10 | 0012063294 | GIACINTA ROUPAS | Performance Verification | Closed | Salvatore Bombara | 08/24/2017 | 08/24/2017 | INCOMING INVENTORY | DEVICE INVENTORIED | 00C32753-6987-4B4E-8675-B1922EDBA73F | Labor | 08/24/2017 | 08/24/2017 | Bonnie Aichroth
|  | EDWARDS LIFESCIENCE | EV1000 DATABOX | CLINICAL PLATFORM | EVD83986 | INTENSIVE CARE UNIT | Kelemen | BASEMENT |  | 06/20/2017 |  | 6/20/24 |  |  | NO | YES |  |  |  |  | EDWARDS LIFESCIENCE 10769570 EVD83986 |  |  | Active |  | 99:99:99:99:99:99 |  | Equipment | 1Y:00-MFG | 06/25/2019 | 06/01/2020 | COOPER UNIVERSITY HOSPITAL |  |  |  | 0012063286 | CAROLYN RUMELL | Performance Verification | Closed | Salvatore Bombara | 08/24/2017 | 08/24/2017 | INCOMING INVENTORY | DEVICE INVENTORIED | 5D573988-E38B-4BCC-9E73-4720B88305E9 | Labor | 08/24/2017 | 08/24/2017 | Bonnie Aichroth
|  | EDWARDS LIFESCIENCE | EV1000 DATABOX | CLINICAL PLATFORM | EVD83861 | INTENSIVE CARE UNIT | Pavilion |  |  | 06/20/2017 |  | 6/20/24 |  |  | NO | YES |  |  |  |  | EDWARDS LIFESCIENCE 10769569 EVD83861 |  |  | Active |  | 99:99:99:99:99:99 |  | Equipment | 1Y:00-MFG | 06/25/2019 | 06/01/2020 | COOPER UNIVERSITY HOSPITAL |  |  |  | 0012063280 | CAROLYN RUMELL | Performance Verification | Closed | Salvatore Bombara | 08/24/2017 | 08/24/2017 | INCOMING INVENTORY | DEVICE INVENTORIED | 87B80BBC-9D1F-4037-898C-8363983616BD | Labor | 08/24/2017 | 08/24/2017 | Bonnie Aichroth
|  | EDWARDS LIFESCIENCE | EV1000 DATABOX | CLINICAL PLATFORM | EVD83810 | INTENSIVE CARE UNIT | Pavilion |  |  | 06/20/2017 |  | 6/20/24 |  |  | NO | YES |  |  |  |  | EDWARDS LIFESCIENCE 10769568 EVD83810 |  |  | Active |  | 99:99:99:99:99:99 |  | Equipment | 1Y:00-MFG | 06/26/2019 | 06/01/2020 | COOPER UNIVERSITY HOSPITAL |  |  |  | 0012063269 | CAROLYN RUMELL | Performance Verification | Closed | Salvatore Bombara | 08/24/2017 | 08/24/2017 | INCOMING INVENTORY | DEVICE INVENTORIED | 3C6AF390-54AD-4255-803C-7B7A243946A1 | Labor | 08/24/2017 | 08/24/2017 | Bonnie Aichroth
|  | EDWARDS LIFESCIENCE | EV1000 DATABOX | CLINICAL PLATFORM | EVD83981 | INTENSIVE CARE UNIT | Kelemen | BASEMENT |  | 06/20/2017 |  | 6/20/24 |  |  | NO | YES |  |  |  |  | EDWARDS LIFESCIENCE 10769567 EVD83981 |  |  | Active |  | 99:99:99:99:99:99 |  | Alarm | 1Y:00-MFG | 06/25/2019 | 06/01/2020 | COOPER UNIVERSITY HOSPITAL |  |  |  | 0012063259 | CAROLYN RUMELL | Performance Verification | Closed | Salvatore Bombara | 08/24/2017 | 08/24/2017 | INCOMING INVENTORY | DEVICE INVENTORIED | BF5F606D-5D67-446E-B433-E8C3DCD54F1C | Labor | 08/24/2017 | 08/24/2017 | Bonnie Aichroth
|  | EDWARDS LIFESCIENCE | EV1000 DATABOX | CLINICAL PLATFORM | EVD82781 | ANESTHESIOLOGY | Pavilion |  |  | 09/25/2017 |  | 9/25/24 |  |  | NO | YES |  |  |  |  | EDWARDS LIFESCIENCE 10732330 EVD82781 |  |  | Active |  | 99:99:99:99:99:99 |  | Equipment | 1Y:00-MFG | 10/28/2019 | 10/01/2020 | COOPER UNIVERSITY HOSPITAL |  |  | Pav OR store room | 0012501143 | GIACINTA ROUPAS | Performance Verification | Closed | Josh Harris | 12/12/2017 | 12/12/2017 | INCOMING INVENTORY | DEVICE INVENTORIED | 7EBA19D3-A1ED-4B96-B6D0-4FE1790556BC | Labor | 12/12/2017 | 12/12/2017 | Josh Harris
|  | EDWARDS LIFESCIENCE | EV1000 DATABOX | CLINICAL PLATFORM | EVD83193 | ANESTHESIOLOGY | Kelemen |  |  | 09/25/2017 |  | 9/25/24 |  |  | NO | YES |  |  |  |  | EDWARDS LIFESCIENCE 10732329 EVD83193 |  |  | Active |  | 99:99:99:99:99:99 |  | Equipment | 1Y:00-MFG | 10/28/2019 | 10/01/2020 | COOPER UNIVERSITY HOSPITAL |  |  | K 11 | 0012501141 | GIACINTA ROUPAS | Preventative Maintenance | Closed | Josh Harris | 12/12/2017 | 12/12/2017 | PERFORMANCE ASSURANCE AT INVENTORY | INVENTORIED DEVICE AND ENSURED DEVICE WAS FUNCTIONING PROPERLY. | EBB6E787-5D2B-4D0E-8DFA-BEF8E2210C6B | Labor | 09/25/2017 | 09/25/2017 | Richard Jolly
|  | CODMAN &amp; SHURTLEFF, INC. | CMC-III | COAGULATOR, BI-POLAR | HP6244 |  | Kelemen | [7 empty] | NO | YES
|  | CODMAN &amp; SHURTLEFF, INC. | CMC-III | COAGULATOR, BI-POLAR | HP6911 | OPERATING ROOM - PAVILION | Pavilion |  |  | 01/15/2009 |  | 1/15/16 |  |  | NO | YES |  |  |  |  | CODMAN & SHURTLEFF, INC. 10346555 HP6911 |  |  | Active |  | 99:99:99:99:99:99 |  | High Risk | 6M:00-MFG | 08/22/2019 | 02/01/2020 | COOPER UNIVERSITY HOSPITAL |  |  | Pav OR Store Rm |  | DOMINIC VENDETTA
|  | CODMAN &amp; SHURTLEFF, INC. | MALIS CMC-V 80-1788 | COAGULATOR, BI-POLAR | XL13021677 | OR - KELEMEN 3 | Kelemen |  |  | 04/22/2013 |  | 4/22/20 |  |  | NO | YES |  |  |  |  | CODMAN & SHURTLEFF, INC. 10356163 XL13021677 |  |  | Active |  | 99:99:99:99:99:99 |  | High Risk | 6M:00-MFG | 08/29/2019 | 02/01/2020 | COOPER UNIVERSITY HOSPITAL |  |  | OR-KELEMEN Store Rm |  | DOMINIC VENDETTA
|  | ARTHROCARE CORPORATION | QUANTUM 2 | COBLATOR | QCOP004T4 | VOORHEES SURGERY CENTER-OPERATING ROOM | 900 Centennial Blvd | Suite E |  | 06/06/2017 |  |  |  |  | NO | YES | Asset Tag 10732059 |  |  |  | ARTHROCARE CORPORATION 10732059 QCOP004T4 |  |  | Active |  | 99:99:99:99:99:99 |  | High Risk | 6M:00-MFG | 10/30/2019 | 04/01/2020 | COOPER AMBULATORY OFF-SITES |  |  | SUITE E | 0012156755 | JENNIFER BOMBARO | Preventative Maintenance | Closed | Kirk Lis | 09/13/2017 | 09/13/2017 | PERFORMANCE ASSURANCE AT INVENTORY | INVENTORIED DEVICE AND ENSURED DEVICE WAS FUNCTIONING PROPERLY. | FA628C00-A911-48EA-8E7F-1810E88B247D | Labor | 06/06/2017 | 06/06/2017 | Kirk Lis
|  | ARTHROCARE CORPORATION | QUANTUM 2 | COBLATOR | QROQ0004YG | VOORHEES SURGERY CENTER-OPERATING ROOM | 900 Centennial Blvd | Suite E |  | 03/15/2016 |  |  |  |  | NO | YES |  |  |  |  | ARTHROCARE CORPORATION 10480245 QROQ0004YG |  |  | Active |  | 99:99:99:99:99:99 |  | High Risk | 6M:00-MFG | 10/30/2019 | 04/01/2020 | COOPER AMBULATORY OFF-SITES |  |  | SUITE E |  | JENNIFER BOMBARO
|  | SMITH &amp; NEPHEW | WEREWOLF RF20000 | COBLATOR | WNOE0003D4 | OR - KELEMEN 3 | Kelemen |  |  | 05/04/2017 |  |  |  |  | NO | YES |  |  |  |  | SMITH & NEPHEW 10769476 WNOE0003D4 |  |  | Active |  | 99:99:99:99:99:99 |  | High Risk | 6M:00-MFG | 08/30/2019 | 02/01/2020 | COOPER UNIVERSITY HOSPITAL |  |  | Kel OR Store Room | 0012388974 | DOMINIC VENDETTA | Preventative Maintenance | Closed | Josh Harris | 11/07/2017 | 11/07/2017 | PERFORMANCE ASSURANCE AT INVENTORY | INVENTORIED DEVICE AND ENSURED DEVICE WAS FUNCTIONING PROPERLY. | 6B65AC94-0EA5-4B18-886A-D248589EF61E | Labor | 05/04/2017 | 05/04/2017 | Salvatore Bombara
|  | SMITH &amp; NEPHEW | WEREWOLF RF20000 | COBLATOR | YA0B0006A | VOORHEES SURGERY CENTER-OPERATING ROOM | 900 Centennial Blvd | Suite E |  | 12/08/2017 |  |  |  |  | NO | YES |  |  |  |  | SMITH & NEPHEW 10732209 YA0B0006A |  |  | Active |  | 99:99:99:99:99:99 |  | Equipment | PAAR:00-PVAR | 10/31/2019 |  | COOPER AMBULATORY OFF-SITES |  |  |  | 0012586416 | JENNIFER BOMBARO | Performance Verification | Closed | Josh Harris | 12/27/2017 | 12/27/2017 | INCOMING INVENTORY | DEVICE INVENTORIED | 4597911D-97B4-4D40-BBC8-2D38332CD3B0 | Labor | 12/27/2017 | 12/27/2017 | Josh Harris
|  | SMITH &amp; NEPHEW | WEREWOLF RF20000 | COBLATOR | WNOE00049X | VOORHEES SURGERY CENTER-OPERATING ROOM | 900 Centennial Blvd | Suite E |  | 10/11/2017 |  |  |  |  | NO | YES |  |  |  |  | SMITH & NEPHEW 10732168 WNOE00049X |  |  | Active |  | 99:99:99:99:99:99 |  | High Risk | 6M:00-MFG | 10/30/2019 | 04/01/2020 | COOPER AMBULATORY OFF-SITES |  |  | Arthrex Tower | 0012482701 | JENNIFER BOMBARO | Performance Verification | Closed | Josh Harris | 12/04/2017 | 12/04/2017 | INCOMING INVENTORY | DEVICE INVENTORIED | 2F8D7355-C777-46A0-A3F4-DC788E6DB24C | Labor | 12/04/2017 | 12/04/2017 | Josh Harris
|  | OLYMPUS AMERICA, INC. | CF-H180AL | COLONOSCOPE, FLEXIBLE |  |  | 218 Sunset Rd | [7 empty] | NO | YES
|  | OLYMPUS AMERICA, INC. | CF-H180AL | COLONOSCOPE, FLEXIBLE |  |  | 501 Fellowship Rd | [7 empty] | NO | YES
|  | OLYMPUS AMERICA, INC. | CF-H180AL | COLONOSCOPE, FLEXIBLE |  |  | 501 Fellowship Rd | [7 empty] | NO | YES
|  | OLYMPUS AMERICA, INC. | CF-H180AL | COLONOSCOPE, FLEXIBLE |  |  | 501 Fellowship Rd | [7 empty] | NO | YES
|  | OLYMPUS AMERICA, INC. | CF-H180AL | COLONOSCOPE, FLEXIBLE |  |  | 501 Fellowship Rd | [7 empty] | NO | YES
|  | OLYMPUS AMERICA, INC. | CF-H180AL | COLONOSCOPE, FLEXIBLE |  |  | 501 Fellowship Rd | [7 empty] | NO | YES
|  | OLYMPUS AMERICA, INC. | CF-H180AL | COLONOSCOPE, FLEXIBLE |  |  | 501 Fellowship Rd | [7 empty] | NO | YES
|  | OLYMPUS AMERICA, INC. | CF-HQ190L | COLONOSCOPE, FLEXIBLE |  | SPECIAL TEST | Kelemen |  | Serial Number Report | 10/31/2019 |  | 10/31/22 |  |  | NO | YES |  |  |  |  | OLYMPUS AMERICA, INC. 2625414 2625414 |  |  | Active |  | 99:99:99:99:99:99 |  | Equipment | PAAR:00-PVAR | 10/31/2019 | 10/31/2019 | COOPER UNIVERSITY HOSPITAL |  |  |  |  | AMY HANNAN |  |  |  | 10/31/2019 | 10/31/2019 |  |  |  |  | 10/31/2019 | 10/31/2019
|  | OLYMPUS AMERICA, INC. | CF-HQ190L | COLONOSCOPE, FLEXIBLE |  | SPECIAL TEST | Kelemen |  | Serial Number Report | 10/31/2019 |  | 10/31/22 |  |  | NO | YES |  |  |  |  | OLYMPUS AMERICA, INC. 2625417 2625417 |  |  | Active |  | 99:99:99:99:99:99 |  | Equipment | PAAR:00-PVAR | 10/31/2019 | 10/31/2019 | COOPER UNIVERSITY HOSPITAL |  |  |  |  | AMY HANNAN |  |  |  | 10/31/2019 | 10/31/2019 |  |  |  |  | 10/31/2019 | 10/31/2019
|  | OLYMPUS AMERICA, INC. | CF-HQ190L | COLONOSCOPE, FLEXIBLE |  | SPECIAL TEST | Kelemen |  | Serial Number Report | 10/31/2019 |  | 10/31/22 |  |  | NO | YES |  |  |  |  | OLYMPUS AMERICA, INC. 2625416 2625416 |  |  | Active |  | 99:99:99:99:99:99 |  | Equipment | PAAR:00-PVAR | 10/31/2019 | 10/31/2019 | COOPER UNIVERSITY HOSPITAL |  |  |  |  | AMY HANNAN |  |  |  | 10/31/2019 | 10/31/2019 |  |  |  |  | 10/31/2019 | 10/31/2019
|  | OLYMPUS AMERICA, INC. | CF-HQ190L | COLONOSCOPE, FLEXIBLE |  | SPECIAL TEST | Kelemen |  | Serial Number Report | 10/31/2019 |  | 10/31/22 |  |  | NO | YES |  |  |  |  | OLYMPUS AMERICA, INC. 2625401 2625401 |  |  | Active |  | 99:99:99:99:99:99 |  | Equipment | PAAR:00-PVAR | 10/31/2019 | 10/31/2019 | COOPER UNIVERSITY HOSPITAL |  |  |  |  | AMY HANNAN |  |  |  | 10/31/2019 | 10/31/2019 |  |  |  |  | 10/31/2019 | 10/31/2019
|  | OLYMPUS AMERICA, INC. | CF-HQ190L | COLONOSCOPE, FLEXIBLE |  |  | 218 Sunset Rd | [7 empty] | NO | YES
|  | OLYMPUS AMERICA, INC. | CF-HQ190L | COLONOSCOPE, FLEXIBLE |  |  | 218 Sunset Rd | [7 empty] | NO | YES
|  | OLYMPUS AMERICA, INC. | CF-Q160AL | COLONOSCOPE, FLEXIBLE |  |  | 900 Centennial Blvd | Suite E | [6 empty] | NO | YES
|  | OLYMPUS AMERICA, INC. | CF-Q160AL | COLONOSCOPE, FLEXIBLE |  |  | 900 Centennial Blvd | Suite E | [6 empty] | NO | YES
|  | OLYMPUS AMERICA, INC. | CF-Q160AL | COLONOSCOPE, FLEXIBLE |  |  | 900 Centennial Blvd | Suite E | [6 empty] | NO | YES
|  | OLYMPUS AMERICA, INC. | CF-Q160AL | COLONOSCOPE, FLEXIBLE |  |  | 900 Centennial Blvd | Suite E | [6 empty] | NO | YES
|  | OLYMPUS AMERICA, INC. | PCF-H190L | COLONOSCOPE, FLEXIBLE |  |  | 501 Fellowship Rd | [7 empty] | NO | YES
|  | OLYMPUS AMERICA, INC. | PCF-H190L | COLONOSCOPE, FLEXIBLE |  |  | 218 Sunset Rd | [7 empty] | NO | YES
|  | OLYMPUS AMERICA, INC. | PCF-H190L | COLONOSCOPE, FLEXIBLE |  |  | 218 Sunset Rd | [7 empty] | NO | YES
|  | OLYMPUS AMERICA, INC. | PCF-H190L | COLONOSCOPE, FLEXIBLE |  |  | 501 Fellowship Rd | [7 empty] | NO | YES
|  | OLYMPUS AMERICA, INC. | PCF-H190L | COLONOSCOPE, FLEXIBLE |  |  | 501 Fellowship Rd | [7 empty] | NO | YES
|  | OLYMPUS AMERICA, INC. | PCF-H190L | COLONOSCOPE, FLEXIBLE |  |  | 501 Fellowship Rd | [7 empty] | NO | YES
|  | OLYMPUS AMERICA, INC. | EVIS EXERA III PCF-H190DL | COLONOSCOPE, FLEXIBLE, PEDIATRIC |  | SPECIAL TEST |  |  | Serial Number Report | 10/31/2019 |  | 10/31/22 |  |  | NO | YES |  |  |  |  | OLYMPUS AMERICA, INC. 2603220 2603220 |  |  | Active |  | 99:99:99:99:99:99 |  | Equipment | PAAR:00-PVAR | 10/31/2019 | 10/31/2019 | COOPER UNIVERSITY HOSPITAL |  |  |  |  | AMY HANNAN |  |  |  | 10/31/2019 | 10/31/2019 |  |  |  |  | 10/31/2019 | 10/31/2019
|  | OLYMPUS AMERICA, INC. | EVIS EXERA III PCF-H190DL | COLONOSCOPE, FLEXIBLE, PEDIATRIC |  | SPECIAL TEST |  |  | Serial Number Report | 10/31/2019 |  | 10/31/22 |  |  | NO | YES |  |  |  |  | OLYMPUS AMERICA, INC. 2603297 2603297 |  |  | Active |  | 99:99:99:99:99:99 |  | Equipment | PAAR:00-PVAR | 10/31/2019 | 10/31/2019 | COOPER UNIVERSITY HOSPITAL |  |  |  |  | AMY HANNAN |  |  |  | 10/31/2019 | 10/31/2019 |  |  |  |  | 10/31/2019 | 10/31/2019
|  | OLYMPUS AMERICA, INC. | EVIS EXERA III PCF-H190DL | COLONOSCOPE, FLEXIBLE, PEDIATRIC |  | SPECIAL TEST |  |  | Serial Number Report | 10/31/2019 |  | 10/31/22 |  |  | NO | YES |  |  |  |  | OLYMPUS AMERICA, INC. 2603131 2603131 |  |  | Active |  | 99:99:99:99:99:99 |  | Equipment | PAAR:00-PVAR | 10/31/2019 | 10/31/2019 | COOPER UNIVERSITY HOSPITAL |  |  |  |  | AMY HANNAN |  |  |  | 10/31/2019 | 10/31/2019 |  |  |  |  | 10/31/2019 | 10/31/2019
|  | OLYMPUS AMERICA, INC. | EVIS EXERA III PCF-H190DL | COLONOSCOPE, FLEXIBLE, PEDIATRIC |  |  | 501 Fellowship Rd | [7 empty] | NO | YES
|  | OLYMPUS AMERICA, INC. | EVIS EXERA III PCF-H190DL | COLONOSCOPE, FLEXIBLE, PEDIATRIC |  |  | 501 Fellowship Rd | [7 empty] | NO | YES
|  | OLYMPUS AMERICA, INC. | EVIS EXERA III PCF-H190DL | COLONOSCOPE, FLEXIBLE, PEDIATRIC |  |  | 501 Fellowship Rd | [7 empty] | NO | YES
|  | OLYMPUS AMERICA, INC. | EVIS EXERA III PCF-H190DL | COLONOSCOPE, FLEXIBLE, PEDIATRIC |  |  | 501 Fellowship Rd | [7 empty] | NO | YES
|  | OLYMPUS AMERICA, INC. | EVIS EXERA III PCF-H190DL | COLONOSCOPE, FLEXIBLE, PEDIATRIC |  |  | 501 Fellowship Rd | [7 empty] | NO | YES
|  | OLYMPUS AMERICA, INC. | PCF-160AL | COLONOSCOPE, FLEXIBLE, PEDIATRIC |  |  | 900 Centennial Blvd | Suite E | [6 empty] | NO | YES
|  | OLYMPUS AMERICA, INC. | PCF-H180AL | COLONOSCOPE, FLEXIBLE, PEDIATRIC |  | BIOMEDICAL |  |  | Serial Number Report | 10/31/2019 |  | 10/31/22 |  |  | NO | YES |  |  |  |  | OLYMPUS AMERICA, INC. 2801654 2801654 |  |  | Active |  | 99:99:99:99:99:99 |  | Equipment | PAAR:00-PVAR | 10/31/2019 | 10/31/2019 | COOPER UNIVERSITY HOSPITAL |  |  |  |  | Bonnie Aichroch |  |  |  | 10/31/2019 | 10/31/2019 |  |  |  |  | 10/31/2019 | 10/31/2019
|  | OLYMPUS AMERICA, INC. | PCF-H190DL | COLONOSCOPE, FLEXIBLE, PEDIATRIC | [10 empty] | NO | YES | Serial Number 2602698
|  | OLYMPUS AMERICA, INC. | PCF-PH190L | COLONOSCOPE, FLEXIBLE, PEDIATRIC |  | SPECIAL TEST |  |  | Serial Number Report | 10/31/2019 |  | 10/31/22 |  |  | NO | YES | Serial Number 2602698 |  |  |  | OLYMPUS AMERICA, INC. 2602698 2602698 |  |  | Active |  | 99:99:99:99:99:99 |  | Equipment | PAAR:00-PVAR | 10/31/2019 | 10/31/2019 | COOPER UNIVERSITY HOSPITAL |  |  |  |  | AMY HANNAN |  |  |  | 10/31/2019 | 10/31/2019 |  |  |  |  | 10/31/2019 | 10/31/2019
|  | CARL ZEISS | KOLPOSKOP PLUS | COLPOSCOPE |  | OPERATING ROOM - PAVILION | Pavilion |  |  | 11/20/2017 |  | 11/20/25 |  |  | NO | YES |  |  |  |  | CARL ZEISS 10732480 6022103280 |  |  | Active |  | 99:99:99:99:99:99 |  | Equipment | PAAR:00-PVAR | 10/31/2019 |  | COOPER UNIVERSITY HOSPITAL |  |  |  | 0012586558 | DOMINIC VENDETTA | Performance Verification | Closed | Josh Harris | 12/27/2017 | 12/27/2017 | INCOMING INVENTORY | DEVICE INVENTORIED | ADF9B9B6-5C4C-44FD-9D6F-AEDE0016E91D | Labor | 12/27/2017 | 12/27/2017 | Josh Harris
|  | CARL ZEISS | KOLPOSKOP PLUS | COLPOSCOPE |  | LAB CHEMISTRY | 401 Haddon Ave |  |  | 01/01/1900 |  |  |  |  | NO | YES |  |  |  |  | ZEISS-HUMPHREY SYSTEMS 10369582 00032606 |  |  | Disposition |  |  |  | Equipment | 1Y:00-MFG | 03/23/2016 | 03/01/2020 | COOPER UNIVERSITY HOSPITAL |  |  |  |  | Barbara Snyder
|  | CRYOMEDICS |  | COLPOSCOPE | 1726A | BURLINGTON OB/GYN | 1900 Mount Holly Rd |  |  | 01/01/1900 |  |  |  |  | NO | YES |  |  |  |  | CRYOMEDICS 10365991 1726A |  |  | Active |  | 99:99:99:99:99:99 |  | Equipment | PAAR:00-PVAR | 11/02/2019 |  | COOPER AMBULATORY OFF-SITES |  |  | exam 3 | 0011208499 | Carey Myers | Repair | Closed | Kirk Lis | 02/15/2017 | 02/22/2017 | COLPOSCOPY - LIGHT BULB BLEW OUT, NEEDS ROUTINE INSPECTION - OBGYN EXAM 3 OR 5, MAY GET MOVED | 2/17/2017 12:02:34 PM KALIS (KALIS 2/17/2017 12:00 AM) RESEARCHED EQUIPMENT. SEARCHED BIOMED STOCK. FOUND BULB 21V 150 WATT.REACHED OUT TO COURIER OFFICE TO DELVER BULB 2/22/2017 8:53:49 AM KALIS (KALIS 2/21/2017 12:00 AM) REPLACED BULB TESTED UNIT. FOCUS GLIDE IS NON FUNCTIONAL!!! PARTS NO LONGER AVAILABLE. UNIT NO LONGER SUPPORTED! OEM NO LONGER EXISTS! SUGGEST REPLACING UNIT TO MANAGER 2/22/2017 8:55:58 AM KALIS (KALIS 2/22/2017 12:00 AM) DOCUMENTATION | 8CDAA432-1FE6-4576-8A07-C53DB4A98862 | Labor | 02/22/2017 | 02/22/2017 | Kirk Lis
|  | CRYOMEDICS |  | COLPOSCOPE | 51CM113 | 3 COOPER-MULTISPECIALTY CENTER | 3 Cooper |  |  | 01/01/1900 |  |  |  |  | NO | YES |  |  |  |  | CRYOMEDICS 10345619 51CM113 |  |  | Active |  | 99:99:99:99:99:99 |  | Equipment | PAAR:00-PVAR | 11/01/2019 |  | COOPER AMBULATORY OFF-SITES |  |  | SUITE 104 - EXAM 153 (MOVES) |  | MARGIE OUTLER
|  | CRYOMEDICS | MM-6000 | COLPOSCOPE |  | 3 COOPER-MULTISPECIALTY CENTER | 3 Cooper |  |  | 01/01/1900 |  |  |  |  | NO | YES |  |  |  |  | CRYOMEDICS 10345620 177523 |  |  | Active |  | 99:99:99:99:99:99 |  | Equipment | PAAR:00-PVAR | 11/01/2019 |  | COOPER AMBULATORY OFF-SITES |  |  | SUITE 104 - EXAM 153 (MOVES) |  | MARGIE OUTLER
|  | LEICA MICROSYSTEMS, INC. | MIKRO M50 | COLPOSCOPE | 2013-M50-002L | 3 COOPER - SURGERY DEPARTMENT | Pavilion |  |  | 11/01/2019 |  |  |  |  | NO | YES |  |  |  |  | LEICA MICROSYSTEMS, INC. 11187604 2013-M50-002L |  |  | Active |  | 99:99:99:99:99:99 |  | Equipment | PAAR:00-PVAR | 11/01/2019 | 11/01/2019 | COOPER AMBULATORY OFF-SITES |  |  | SUITE 300 - STORAGE BY 1A |  | BONNIE MANNINO |  |  |  | 11/01/2019 | 11/01/2019 |  |  |  |  | 11/01/2019 | 11/01/2019
|  | LEICA MICROSYSTEMS, INC. | MIKRO M50 | COLPOSCOPE | 2013-M50-008L | 3 COOPER-WOMENS CARE CENTER | 3 Cooper |  |  | 11/02/2019 |  |  |  |  | NO | YES |  |  |  |  | LEICA MICROSYSTEMS, INC. 11187519 2013-M50-008L |  |  | Active |  | 99:99:99:99:99:99 |  | Equipment | PAAR:00-PVAR | 11/02/2019 | 11/02/2019 | COOPER AMBULATORY OFF-SITES |  |  | SUITE 300 - STORAGE BY 1A |  | BONNIE MANNINO |  |  |  | 11/02/2019 | 11/02/2019 |  |  |  |  | 11/02/2019 | 11/02/2019
|  | LEISEGANG MEDICAL, INC. | 1DL | COLPOSCOPE | 10-60447 | RIPPA CENTER-OB/GYN | 6100 Main St |  |  | 05/13/2011 |  | 5/13/19 |  |  | NO | YES |  |  |  |  | LEISEGANG MEDICAL, INC. 10315922 10-60447 |  |  | Active |  | 99:99:99:99:99:99 |  | Equipment | PAAR:00-PVAR | 11/02/2019 |  | COOPER AMBULATORY OFF-SITES |  |  | EQUIP RM 153 |  | PATRICIA HUFF
|  | LEISEGANG MEDICAL, INC. | 1DS | COLPOSCOPE |  | VOORHEES SURGERY CENTER-HEM/ONC | 900 Centennial | Suite M |  | 11/01/2019 |  | 11/1/27 |  |  | NO | YES |  |  |  |  | LEISEGANG MEDICAL, INC. 11200051 40130 |  |  | Active |  | 99:99:99:99:99:99 |  | Equipment | PAAR:00-PVAR | 11/01/2019 | 11/01/2019 | COOPER AMBULATORY OFF-SITES |  |  | SUITE M | WOT00000003174331 | MEGAN MCCAFFERTY | Repair | Closed | Kirk Lis | 11/01/2019 | 11/01/2019 | Colposcopy Machine - Broken right eye piece | CONFERRED WITH MA'S ON ISSUE. ANALYZED UNIT . RESEARCHED PARTS . MADE OUT PO. ANALYZED UNIT. RESEACHED PARTS AND ORDERED INSTALLED NEW EYE CAP AND RHEOSTAT CAP. REPAIRED WIRE HARNESS. CLEANED UNIT. PERFORMED OVP . RETURNED UNIT TO SERVICE. | EXP3443827 | Parts | 11/01/2019 | 11/01/2019 | Kirk Lis
|  | LEISEGANG MEDICAL, INC. | 30L3 | COLPOSCOPE |  | KINGS HIGHWAY - OB/GYN | 1103 N Kings Hwy |  |  | 01/01/1900 |  |  |  |  | NO | YES |  |  |  |  | LEISEGANG MEDICAL, INC. 10366317 27528 |  |  | Active |  | 99:99:99:99:99:99 |  | Equipment | PAAR:00-PVAR | 11/02/2019 |  | COOPER AMBULATORY OFF-SITES |  |  | EXAM 6 | WOT00000001297686 | DONNA ONEILL | Repair | Closed | Kirk Lis | 08/16/2018 | 11/06/2018 | eye piece is missing | LOST EYE PIECE. NEED TO RESEARCH PART AVAILABILITY analyzed unit. REMOVED CAMERA ASSEMBLY FOR STORAGE. GAVE ITEM TO NICOLE. WORKED WITH TECH. SUPPORT. ORDERED PART INSTALLED NEW LENS AND EYE PIECE. PERFORMED OVP PUT UNIT BACK IN SERVICE INSTALLED NEW LENS AND EYE PIECE. PERFORMED OVP PUT UNIT BACK IN SERVICE | EXP1189539 | Labor | 08/22/2018 | 08/22/2018 | Kirk Lis
|  | LEISEGANG MEDICAL, INC. | 3MTL-LED1 | COLPOSCOPE | 15-081165 | COOPER CANCER-- EGG HARBOR | 303 Central Ave |  |  | 10/31/2019 |  | 10/31/27 |  |  | NO | YES |  |  |  |  | LEISEGANG MEDICAL, INC. 11221811 15-081165 |  |  | Active |  |  |  | Equipment | PAAR:00-PVAR | 10/31/2019 | 10/31/2019 | COOPER AMBULATORY OFF-SITES |  |  | Performance Verification | WOT00000003242683 | VIOLET YACOVELLI | Performance Verification | Closed | Josh Harris | 10/31/2019 | 10/31/2019 | Performance Verification for LEISEGANG MEDICAL, INC. 11221811 15-081165 | Initial Install of Performance Verification. Device is ready for patient use. |  |  | 10/31/2019 | 10/31/2019
|  | LEISEGANG MEDICAL, INC. | 3MTL-LED1 | COLPOSCOPE | 18-081006 | COOPER CANCER CENTER-MULTIDISCIPLINARY CLINIC | MD Anderson Cancer Center |  |  | 10/31/2019 |  | 10/31/27 |  |  | NO | YES |  |  |  |  | COOPERSURGICAL, INC. 11221743 18-081006 |  |  | Active |  | 99:99:99:99:99:99 |  | Equipment | PAAR:00-PVAR | 10/31/2019 | 10/31/2019 | COOPER AMBULATORY OFF-SITES |  |  |  | WOT00000001612445 | ROXANNE BERGER | Performance Verification | Closed | Josh Harris | 10/31/2019 | 10/31/2019 | Performance Verification for COOPERSURGICAL, INC. 11221743 18-081006 | Initial Install of Performance Verification. Device is ready for patient use. | EXP4322411 | Parts | 10/31/2019 | 10/31/2019 | Kirk Lis
|  | LEISEGANG MEDICAL, INC. | 3MTL-LED1 | COLPOSCOPE | 17-081021 | COOPER CANCER CENTER-MULTIDISCIPLINARY CLINIC | MD Anderson Cancer Center |  |  | 10/31/2019 |  | 10/31/27 |  |  | NO | YES |  |  |  |  | LEISEGANG MEDICAL, INC. 11221577 17-081021 |  |  | Active |  | 99:99:99:99:99:99 |  | Equipment | PAAR:00-PVAR | 10/31/2019 | 10/31/2019 | COOPER AMBULATORY OFF-SITES |  |  |  | WOT00000001072422 | ROXANNE BERGER | Performance Verification | Closed | Josh Harris | 10/31/2019 | 10/31/2019 | Performance Verification for LEISEGANG MEDICAL, INC. 11221577 17-081021 | Initial Install of Performance Verification. Device is ready for patient use. |  |  | 10/31/2019 | 10/31/2019
|  | LEISEGANG MEDICAL, INC. | 3MTL-LED1 | COLPOSCOPE | 13-081030 | COOPER CANCER CENTER-MULTIDISCIPLINARY CLINIC | MD Anderson Cancer Center |  |  | 11/02/2019 |  | 11/2/27 |  |  | NO | YES |  |  |  |  | LEISEGANG MEDICAL, INC. 30225033 13-081030 |  |  | Active |  | 99:99:99:99:99:99 |  | Equipment | PAAR:00-PVAR | 11/02/2019 | 11/02/2019 | COOPER AMBULATORY OFF-SITES |  |  | Multi Disc - Hallway |  | ROXANNE BERGER |  |  |  | 11/02/2019 | 11/02/2019 |  |  |  |  | 11/02/2019 | 11/02/2019
|  | LEISEGANG MEDICAL, INC. | IH3 | COLPOSCOPE |  | BUNKER HILL-OB/GYN | 4 Plaza Dr |  |  | 01/01/1900 |  |  |  |  | NO | YES |  |  |  |  | LEISEGANG MEDICAL, INC. 10366983 34764 |  |  | Active |  | 99:99:99:99:99:99 |  | Equipment | PAAR:00-PVAR | 11/02/2019 |  | COOPER AMBULATORY OFF-SITES |  |  | EXAM 5 |  | LISA POTTS
|  | SEILER-WESTLAB |  | COLPOSCOPE |  | BURLINGTON OB/GYN | 1900 Mount Holly Rd |  |  | 06/10/2015 |  | 6/10/23 |  |  | NO | YES |  |  |  |  | SEILER 10725147 12612 |  |  | Active |  | 99:99:99:99:99:99 |  | Equipment | PAAR:00-PVAR | 10/31/2019 |  | COOPER AMBULATORY OFF-SITES |  |  | BURLINGTON OB/GYN | 0012505969 | Carey Myers | Repair | Closed | Stephen Zubrzycki | 12/14/2017 | 12/20/2017 | COLPO SCOPE - NEEDS TAGGED - TMX | 12/14/2017 11:33:06 AM SJZUBRZYCKI (SJZUBRZYCKI 12/14/2017 12:00 AM) ANALYZED UNIT. NEEDS RHEOSTAT KNOB 12/20/2017 9:19:46 AM SJZUBRZYCKI (SJZUBRZYCKI 12/20/2017 12:00 AM) REPLACED KNOB AND VPO | CEDA972B-5928-4370-8D8E-D749D33FFADA | Labor | 12/20/2017 | 12/20/2017 | Stephen Zubrzycki
|  | SEILER-WESTLAB |  | COLPOSCOPE |  | VOORHEES SURGERY CENTER-OPERATING ROOM | 900 Centennial Blvd | Suite E |  | 03/04/2005 |  | 3/4/13 |  |  | NO | YES |  |  |  |  | SEILER 10347199 0210 |  |  | Active |  | 99:99:99:99:99:99 |  | Equipment | PAAR:00-PVAR | 11/02/2019 |  | COOPER AMBULATORY OFF-SITES |  |  | SUITE E | WOT00000001580058 | JENNIFER BOMBARO | Repair | Closed | Stephen Zubrzycki | 10/16/2018 | 05/16/2019 | Has a loose cable | Analyzed unit. Needs fiberoptic cable replaced. Travel time to Mt L and picking up rental IV Pumps then to Voor Researching part. Cannot order part through Seiler but ordering through Techniquip Corp. Sent picture and they can order it. Awaiting part number / price Replaced halogen lamp and VPO of lamp Received estimate for repair from IMS. See attachment. approved. Requested PO received repair from IMS. Steve installed tested and passed full functional check. | EXP1606455 | Labor | 10/24/2018 | 10/24/2018 | Stephen Zubrzycki
|  | WALLACH SURGICAL DEVICES, INC. | COLPOSTAR 1H | COLPOSCOPE | AWC-X-10-41 | MULTI SPECIALTY CARE AT MARLTON | 701 NJ-73 |  |  | 10/31/2019 |  | 10/31/27 |  |  | NO | YES |  |  |  |  | WALLACH SURGICAL DEVICES, INC. 30149609 AWC-X-10-41 |  |  | Active |  | 99:99:99:99:99:99 |  | Equipment | PAAR:00-PVAR | 10/31/2019 | 10/31/2019 | COOPER AMBULATORY OFF-SITES |  |  | EXAM 1 |  | SUSAN MAKO |  |  |  | 10/31/2019 | 10/31/2019 |  |  |  |  | 10/31/2019 | 10/31/2019
|  | STRYKER CORP. |  | COMMUNICATION UNIT |  | OR - KELEMEN 3 | Kelemen |  |  | 09/07/2005 |  |  |  |  | NO | YES |  |  |  |  | STRYKER CORP. 10346353 05E000808 |  |  | Disposition |  | 99:99:99:99:99:99 |  | Equipment | 1Y:00-MFG | 02/14/2019 | 02/01/2020 | COOPER UNIVERSITY HOSPITAL |  |  |  |  | DOMINIC VENDETTA
|  | CIVCO | VAC-LOK MTVP1 | COMPRESSOR |  | COOPER CANCER CENTER | MD Anderson Cancer Center |  |  | 06/10/2015 |  | 6/10/27 |  |  | NO | YES |  |  |  |  | CIVCO 10505046 132200008 |  |  | Active |  | 99:99:99:99:99:99 |  | Non-medical | PAAR:00-PVAR | 10/31/2019 |  | COOPER AMBULATORY OFF-SITES |  |  |  | 0012409251 | COLLEEN TEGELER | Performance Verification | Closed | Josh Harris | 11/16/2017 | 11/16/2017 | INCOMING INVENTORY | DEVICE INVENTORIED | DDBCBD04-BD4A-42FC-8A0A-FEC921D6DA92 | Labor | 11/16/2017 | 11/16/2017 | Josh Harris
|  | CIVCO | VAC-LOK MTVP1 | COMPRESSOR |  | COOPER CANCER CENTER | MD Anderson Cancer Center |  |  | 06/10/2015 |  | 6/10/27 |  |  | NO | YES |  |  |  |  | CIVCO 10480294 132200007 |  |  | Active |  | 99:99:99:99:99:99 |  | Non-medical | PAAR:00-PVAR | 10/31/2019 |  | COOPER AMBULATORY OFF-SITES |  |  |  | 0012409258 | COLLEEN TEGELER | Preventative Maintenance | Closed | Josh Harris | 11/16/2017 | 11/16/2017 | PERFORMANCE ASSURANCE AT INVENTORY | INVENTORIED DEVICE AND ENSURED DEVICE WAS FUNCTIONING PROPERLY. | 5E7356C4-EDC4-4396-826F-FB3E76495E31 | Labor | 05/30/2017 | 05/30/2017 | Charles Santomero
|  | BADGER AIR-BRUSH CO. | TC910 ASPIRE PRO | COMPRESSOR, AIR | ED10501991 | NEUROLOGY/EEG | Kelemen |  |  | 06/24/2016 |  | 6/24/26 |  |  | NO | YES |  |  |  |  | BADGER AIR-BRUSH CO. 10505084 ED10501991 |  |  | Active |  | 99:99:99:99:99:99 |  | Equipment | 1Y:00-MFG | 06/14/2019 | 06/01/2020 | COOPER UNIVERSITY HOSPITAL |  |  |  |  | Debbie Hughes
|  | TIMETER INSTRUMENT | ARIDYNE-3500 | COMPRESSOR, AIR |  | RESPIRATORY | Kelemen | BASEMENT |  | 01/01/1900 |  |  |  |  | NO | YES |  |  |  |  | TIMETER INSTRUMENT 10368586 20111017001 |  |  | Active |  | 99:99:99:99:99:99 |  | High Risk | 1Y:00-MFG | 03/26/2019 | 03/01/2020 | COOPER UNIVERSITY HOSPITAL |  |  | STORAGE |  | KATHY LOFLAND
|  | TIMETER INSTRUMENT | ARIDYNE-3500 | COMPRESSOR, AIR |  | RESPIRATORY | Kelemen | BASEMENT |  | 01/01/1900 |  |  |  |  | NO | YES |  |  |  |  | TIMETER INSTRUMENT 10368585 20110829004 |  |  | Active |  | 99:99:99:99:99:99 |  | High Risk | 1Y:00-MFG | 03/26/2019 | 03/01/2020 | COOPER UNIVERSITY HOSPITAL |  |  | STORAGE |  | KATHY LOFLAND
|  | TIMETER INSTRUMENT | ARIDYNE-3500 | COMPRESSOR, AIR |  | RESPIRATORY | Kelemen | BASEMENT |  | 11/08/2011 |  | 11/8/23 |  |  | NO | YES |  |  |  |  | TIMETER INSTRUMENT 10368584 20111006002 |  |  | Active |  | 99:99:99:99:99:99 |  | High Risk | 1Y:00-MFG | 03/26/2019 | 03/01/2020 | COOPER UNIVERSITY HOSPITAL |  |  | Respiratory Storage |  | KATHY LOFLAND
|  | TIMETER INSTRUMENT | ARIDYNE-3500 | COMPRESSOR, AIR |  | RESPIRATORY | Kelemen | BASEMENT |  | 11/08/2011 |  | 11/8/23 |  |  | NO | YES |  |  |  |  | TIMETER INSTRUMENT 10368583 20111017002 |  |  | Active |  | 99:99:99:99:99:99 |  | High Risk | 1Y:00-MFG | 03/26/2019 | 03/01/2020 | COOPER UNIVERSITY HOSPITAL |  |  | RESPIRATORY |  | KATHY LOFLAND
|  | TIMETER INSTRUMENT | ARIDYNE-3500 | COMPRESSOR, AIR |  | RESPIRATORY | Kelemen | Basement |  | 11/08/2011 |  | 11/8/23 |  |  | NO | YES |  |  |  |  | TIMETER INSTRUMENT 10366536 20111006001 |  |  | Active |  | 99:99:99:99:99:99 |  | High Risk | 1Y:00-MFG | 03/26/2019 | 03/01/2020 | COOPER UNIVERSITY HOSPITAL |  |  | RESPIRATORY |  | KATHY LOFLAND
|  | LUMENIS | ACCE01000 | COMPRESSOR, AIR, EXTERNAL PURGE |  | MARLTON-DERMATOLOGY | 10000 Sagemore Dr - Marlton |  |  | 11/02/2019 |  |  |  |  | NO | YES |  |  |  |  | LUMENIS 30142559 9943230400049 |  |  | Active |  | 99:99:99:99:99:99 |  | Equipment | PAAR:00-PVAR | 11/02/2019 | 11/02/2019 | COOPER AMBULATORY OFF-SITES |  |  | DERMATOLOGY SAGEMORE |  | MICHELE CANALE |  |  |  | 11/02/2019 | 11/02/2019 |  |  |  |  | 11/02/2019 | 11/02/2019
|  | CAREFUSION | AIRLIFE MINI | COMPRESSOR, PORTABLE |  | VOORHEES SURGERY CENTER-HEM/ONC | 900 Centennial Blvd | Suite M |  | 04/28/2011 |  | 4/28/23 |  |  | NO | YES |  |  |  |  | CAREFUSION 10344948 013613 |  |  | Active |  | 99:99:99:99:99:99 |  | Equipment | PAAR:00-PVAR | 11/02/2019 |  | COOPER AMBULATORY OFF-SITES |  |  | SUITE M INFUSION CTR |  | MEGAN MCCAFFERTY
|  | MAQUET CORP | COMPRESSOR MINI | COMPRESSOR, VENTILATOR |  |  | Kelemen | BASEMENT | [6 empty] | NO | YES | Asset Tag 10365410
|  | MAQUET CORP | COMPRESSOR MINI | COMPRESSOR, VENTILATOR |  |  | Pavilion |  |  | 01/01/1900 |  |  |  |  | NO | YES |  |  |  |  | MAQUET CORP 10369057 011486 |  |  | Active |  | 99:99:99:99:99:99 |  | High Risk | 1Y:00-MFG | 03/26/2019 | 03/01/2020 | COOPER UNIVERSITY HOSPITAL |  |  | SOTRAGE 3RD FLOOR |  | KATHY LOFLAND
|  | MAQUET CORP | COMPRESSOR MINI | COMPRESSOR, VENTILATOR |  | RESPIRATORY | Kelemen |  |  | 01/01/1900 |  |  |  |  | NO | YES |  |  |  |  | MAQUET CORP 10368594 43471 |  |  | Active |  | 99:99:99:99:99:99 |  | High Risk | 1Y:00-MFG | 03/26/2019 | 03/01/2020 | COOPER UNIVERSITY HOSPITAL |  |  | PAV 056 |  | KATHY LOFLAND
|  | MAQUET CORP | COMPRESSOR MINI | COMPRESSOR, VENTILATOR |  | PACU KELEMEN | Kelemen |  |  | 01/01/1900 |  |  |  |  | NO | YES | Serial Number 13421 |  |  |  | MAQUET CORP 10368508 13421 |  |  | Disposition |  |  |  | High Risk | 1Y:00-MFG | 06/22/2016 | 06/01/2020 | COOPER UNIVERSITY HOSPITAL |  |  | pacu storage |  | FRANK OBRIEN
|  | MAQUET CORP | COMPRESSOR MINI | COMPRESSOR, VENTILATOR |  |  | Pavilion |  |  | 01/01/1900 |  |  |  |  | NO | YES |  |  |  |  | MAQUET CORP 10368509 13422 |  |  | Disposition |  |  |  | High Risk | 1Y:00-MFG | 06/22/2016 | 06/01/2020 | COOPER UNIVERSITY HOSPITAL |  |  | pacu storage |  | FRANK OBRIEN
|  | MAQUET CORP | COMPRESSOR MINI | COMPRESSOR, VENTILATOR |  |  | Pavilion | [7 empty] | NO | YES
|  | MCKESSON INFORMATION SOLUTIONS |  | COMPUTER |  | SAME DAY OR-2ND FL PAVILION | Pavilion |  |  | 10/31/2019 |  |  |  | SYSTEM COMPONENT | NO | YES |  |  |  |  | MCKESSON INFORMATION SOLUTIONS 11187536 202000109988 |  |  | Active |  | 99:99:99:99:99:99 |  | Equipment | PAAR:00-PVAR | 10/31/2019 | 10/31/2019 | COOPER UNIVERSITY HOSPITAL |  |  | P2 - SD8 Control Room | WOT00000001750190 | JOE DRUCTOR | Performance Verification | Closed | Stephen Zubrzycki | 10/31/2019 | 10/31/2019 | Performance Verification for MCKESSON INFORMATION SOLUTIONS 11187536 202000109988 | Initial Install of Performance Verification. Device is ready for patient use. |  |  | 10/31/2019 | 10/31/2019
|  | MCKESSON INFORMATION SOLUTIONS | HCH100HW7 | COMPUTER |  | SAME DAY OR-2ND FL PAVILION | Pavilion |  |  | 10/31/2019 |  |  |  | SYSTEM COMPONENT | NO | YES |  |  |  |  | MCKESSON INFORMATION SOLUTIONS 11187537 202000109991 |  |  | Active |  | D8:9E:F3:29:A2:13 |  | Equipment | PAAR:00-PVAR | 10/31/2019 | 10/31/2019 | COOPER UNIVERSITY HOSPITAL |  |  | P2 - SD8 Control Room | WOT00000001750200 | JOE DRUCTOR | Performance Verification | Closed | Stephen Zubrzycki | 10/31/2019 | 10/31/2019 | CEID Record Completion for MCKESSON INFORMATION SOLUTIONS 11187537 202000109991 | Inventoried unit | EXP1812506 | Labor | 10/31/2019 | 10/31/2019 | Stephen Zubrzycki
|  | MCKESSON INFORMATION SOLUTIONS | HCH100HW7 | COMPUTER |  | SAME DAY OR-2ND FL PAVILION | Pavilion |  |  | 10/31/2019 |  |  |  | SYSTEM COMPONENT | NO | YES |  |  |  |  | MCKESSON INFORMATION SOLUTIONS 11187538 202000109992 |  |  | Active |  | 48:4D:7E:DE:F6:EE |  | Equipment | PAAR:00-PVAR | 10/31/2019 | 10/31/2019 | COOPER UNIVERSITY HOSPITAL |  |  | P2 - SD8 Control Room | WOT00000001750205 | JOE DRUCTOR | Performance Verification | Closed | Stephen Zubrzycki | 10/31/2019 | 10/31/2019 | Performance Verification for MCKESSON INFORMATION SOLUTIONS 11187538 202000109992 | Initial Install of Performance Verification. Device is ready for patient use. |  |  | 10/31/2019 | 10/31/2019
|  | GE HEALTHCARE | CARESCAPE C1-CPU | COMPUTER, DATA MANAGEMENT | SPM17480021SA | ANESTHESIOLOGY | Kelemen |  |  | 10/25/2019 |  | 10/25/26 |  |  | NO | YES |  |  |  |  | GE MEDICAL SYSTEMS 11239147 SPM17480021SA |  |  | Active |  | 74:FE:48:11:86:B4 |  | Accessory | 1Y:00-MFG | 10/25/2019 | 10/25/2019 | COOPER UNIVERSITY HOSPITAL |  |  | SD OR 8 | WOT00000000616601 | GIACINTA ROUPAS | Performance Verification | Closed | Salvatore Bombara | 10/25/2019 | 10/25/2019 | Performance Verification for GE MEDICAL SYSTEMS 11239147 SPM17480021SA | Initial Install of Performance Verification. Device is ready for patient use. |  |  | 10/25/2019 | 10/25/2019
|  | GE HEALTHCARE | CARESCAPE C1-CPU | COMPUTER, DATA MANAGEMENT | Sgj16313513sa | KELEMEN 9 | Kelemen |  |  | 02/27/2019 |  | 2/27/26 |  |  | NO | YES |  |  |  |  | GE MEDICAL SYSTEMS 11222166 Sgj16313513sa |  |  | Active |  | 74:FE:48:13:F0:80 |  | Alarm | 1Y:00-MFG | 02/27/2019 | 02/27/2019 | COOPER UNIVERSITY HOSPITAL |  |  |  | WOT00000001694779 | LAURA ZIMMERMAN | Performance Verification | Closed | Richard Jolly | 02/27/2019 | 02/27/2019 | Performance Verification for GE MEDICAL SYSTEMS 11222166 Sgj16313513sa | Initial Install of Performance Verification. Device is ready for patient use. |  |  | 02/27/2019 | 02/27/2019
|  | GE HEALTHCARE | CARESCAPE C1-CPU | COMPUTER, DATA MANAGEMENT | SPM18260005SA | INTENSIVE CARE NURSERY | Dorrance |  |  | 11/01/2019 |  | 11/1/26 |  |  | NO | YES |  |  |  |  | GE MEDICAL SYSTEMS 11222156 SPM18260005SA |  |  | Active |  | 74:FE:48:34:6C:F7 |  | Accessory | 1Y:00-MFG | 11/01/2019 | 11/01/2019 | COOPER UNIVERSITY HOSPITAL |  |  |  | WOT00000001618700 | JOANNE FOX | Performance Verification | Closed | Richard Jolly | 11/01/2019 | 11/01/2019 | Performance Verification for GE MEDICAL SYSTEMS 11222156 SPM18260005SA | Initial Install of Performance Verification. Device is ready for patient use. |  |  | 11/01/2019 | 11/01/2019
|  | GE HEALTHCARE | CARESCAPE C1-CPU | COMPUTER, DATA MANAGEMENT | SED12384432GA | ANESTHESIOLOGY | Pavilion |  |  | 01/25/2017 |  | 1/25/24 |  |  | NO | YES |  |  |  |  | GE MEDICAL SYSTEMS 10769301 SED12384432GA |  |  | Active |  | 00:D0:C9:D8:26:90 |  | Accessory | 1Y:00-MFG | 10/25/2019 | 10/01/2020 | COOPER UNIVERSITY HOSPITAL |  |  | Pav OR P6 | 0011658381 | GIACINTA ROUPAS | Preventative Maintenance | Closed | Bonnie Aichroth | 05/23/2017 | 05/23/2017 | PERFORMANCE ASSURANCE AT INVENTORY | INVENTORIED DEVICE AND ENSURED DEVICE WAS FUNCTIONING PROPERLY. | E4139D8E-F1D2-46EE-A11A-BE261C92FD41 | Labor | 01/25/2017 | 01/25/2017 | Salvatore Bombara
|  | GE HEALTHCARE | CARESCAPE C1-CPU | COMPUTER, DATA MANAGEMENT | SKA16360100SA | ANESTHESIOLOGY | Kelemen |  |  | 02/01/2017 |  | 2/1/24 |  |  | NO | YES |  |  |  |  | GE MEDICAL SYSTEMS 10769283 SKA16360100SA |  |  | Active |  | 74:FE:48:14:B3:78 |  | Accessory | 1Y:00-MFG | 10/25/2019 | 10/01/2020 | COOPER UNIVERSITY HOSPITAL |  |  | Keleman OR K3 | 0011167320 | GIACINTA ROUPAS | Preventative Maintenance | Closed | Bonnie Aichroth | 02/01/2017 | 02/01/2017 | PERFORMANCE ASSURANCE AT INVENTORY | INVENTORIED DEVICE AND ENSURED DEVICE WAS FUNCTIONING PROPERLY. | 9E4A3964-9B05-43F1-A2D2-BD6529128428 | Labor | 02/01/2017 | 02/01/2017 | Richard Jolly
|  | GE HEALTHCARE | CARESCAPE C1-CPU | COMPUTER, DATA MANAGEMENT | SKA16360112SA | ANESTHESIOLOGY | Pavilion |  |  | 02/01/2017 |  | 2/1/24 |  |  | NO | YES |  |  |  |  | GE MEDICAL SYSTEMS 10769282 SKA16360112SA |  |  | Active |  | 74:FE:48:14:9D:37 |  | Accessory | 1Y:00-MFG | 10/25/2019 | 10/01/2020 | COOPER UNIVERSITY HOSPITAL |  |  | Pav OR P3 | 0011167343 | GIACINTA ROUPAS | Performance Verification | Closed | Bonnie Aichroth | 02/01/2017 | 02/01/2017 | INCOMING INVENTORY | DEVICE INVENTORIED | 12F13744-E865-48CC-88C0-17786F1846D0 | Labor | 02/01/2017 | 02/01/2017 | Bonnie Aichroth
|  | GE HEALTHCARE | CARESCAPE C1-CPU | COMPUTER, DATA MANAGEMENT | SKA16360123SA | ANESTHESIOLOGY | Kelemen |  |  | 02/01/2017 |  | 2/1/24 |  |  | NO | YES |  |  |  |  | GE MEDICAL SYSTEMS 10769280 SKA16360123SA |  |  | Active |  | 74:FE:48:14:9D:40 |  | Accessory | 1Y:00-MFG | 10/25/2019 | 10/01/2020 | COOPER UNIVERSITY HOSPITAL |  |  | K7 | 0011167331 | GIACINTA ROUPAS | Preventative Maintenance | Closed | Bonnie Aichroth | 02/01/2017 | 02/01/2017 | PERFORMANCE ASSURANCE AT INVENTORY | INVENTORIED DEVICE AND ENSURED DEVICE WAS FUNCTIONING PROPERLY. | 358272F2-0739-4D44-B5B7-7E245285365D | Labor | 02/01/2017 | 02/01/2017 | Richard Jolly
|  | GE HEALTHCARE | CARESCAPE C1-CPU | COMPUTER, DATA MANAGEMENT | SKA16360121SA | ANESTHESIOLOGY | Dorrance |  |  | 02/01/2017 |  | 2/1/24 |  |  | NO | YES |  |  |  |  | GE MEDICAL SYSTEMS 10769281 SKA16360121SA |  |  | Active |  | 74:FE:48:14:9D:40 |  | Accessory | 1Y:00-MFG | 10/25/2019 | 10/01/2020 | COOPER UNIVERSITY HOSPITAL |  |  | L&D OPERATING 1 ROOM 19 | 0011170367 | GIACINTA ROUPAS | Performance Verification | Closed | Bonnie Aichroth | 02/02/2017 | 02/02/2017 | INCOMING INVENTORY | DEVICE INVENTORIED | C3CB56DC-3508-46AD-8F8B-71C1EE915152 | Labor | 02/02/2017 | 02/02/2017 | Bonnie Aichroth
|  | GE HEALTHCARE | CARESCAPE C1-CPU | COMPUTER, DATA MANAGEMENT | SKA16360118SA | ANESTHESIOLOGY | Pavilion |  |  | 02/01/2017 |  | 2/1/24 |  |  | NO | YES |  |  |  |  | GE MEDICAL SYSTEMS 10769279 SKA16360118SA |  |  | Active |  | 74:FE:48:14:9E:35 |  | Accessory | 1Y:00-MFG | 10/25/2019 | 10/01/2020 | COOPER UNIVERSITY HOSPITAL |  |  | Pav OR P8 | 0011170362 | GIACINTA ROUPAS | Preventative Maintenance | Closed | Bonnie Aichroth | 02/02/2017 | 02/02/2017 | PERFORMANCE ASSURANCE AT INVENTORY | INVENTORIED DEVICE AND ENSURED DEVICE WAS FUNCTIONING PROPERLY. | 890F22D3-C12B-437C-B302-3B16D4A839DC | Labor | 02/01/2017 | 02/01/2017 | Richard Jolly
|  | GE HEALTHCARE | CARESCAPE C1-CPU | COMPUTER, DATA MANAGEMENT | SKA16360101SA | ANESTHESIOLOGY | Dorrance |  |  | 02/01/2017 |  | 2/1/24 |  |  | NO | YES |  |  |  |  | GE MEDICAL SYSTEMS 10769277 SKA16360101SA |  |  | Active |  | 00:40:97:0C:CF:F5 |  | Accessory | 1Y:00-MFG | 10/25/2019 | 10/01/2020 | COOPER UNIVERSITY HOSPITAL |  |  | L&D OPERATING ROOM 2 | 0011170372 | GIACINTA ROUPAS | Preventative Maintenance | Closed | Bonnie Aichroth | 02/02/2017 | 02/02/2017 | PERFORMANCE ASSURANCE AT INVENTORY | INVENTORIED DEVICE AND ENSURED DEVICE WAS FUNCTIONING PROPERLY. | 2D97493E-7CE2-40D8-930F-735E38CD07C6 | Labor | 02/01/2017 | 02/01/2017 | Richard Jolly
|  | GE HEALTHCARE | CARESCAPE C1-CPU | COMPUTER, DATA MANAGEMENT | SKA16360120SA | ANESTHESIOLOGY | Pavilion |  |  | 02/01/2017 |  | 2/1/24 |  |  | NO | YES |  |  |  |  | GE MEDICAL SYSTEMS 10769276 SKA16360120SA |  |  | Active |  | 74:FE:48:14:84:9D |  | Accessory | 1Y:00-MFG | 10/25/2019 | 10/01/2020 | COOPER UNIVERSITY HOSPITAL |  |  | Pav OR P5 | 0011167411 | GIACINTA ROUPAS | Performance Verification | Closed | Bonnie Aichroth | 02/01/2017 | 02/01/2017 | INCOMING INVENTORY | DEVICE INVENTORIED | 254E3444-4E48-4D88-97B1-0B652255D9A9 | Labor | 02/01/2017 | 02/01/2017 | Bonnie Aichroth
|  | GE HEALTHCARE | CARESCAPE C1-CPU | COMPUTER, DATA MANAGEMENT | SKA16360124SA | ANESTHESIOLOGY | Kelemen |  |  | 02/01/2017 |  | 2/1/24 |  |  | NO | YES |  |  |  |  | GE MEDICAL SYSTEMS 10769275 SKA16360124SA |  |  | Active |  | 74:FE:48:14:9Eb:7f |  | Accessory | 1Y:00-MFG | 10/25/2019 | 10/01/2020 | COOPER UNIVERSITY HOSPITAL |  |  | CATH LAB 1 | 0011170378 | GIACINTA ROUPAS | Preventative Maintenance | Closed | Bonnie Aichroth | 02/02/2017 | 02/02/2017 | PERFORMANCE ASSURANCE AT INVENTORY | INVENTORIED DEVICE AND ENSURED DEVICE WAS FUNCTIONING PROPERLY. | 83A8B396-2B63-498F-8D13-C1F2B376C7E3 | Labor | 02/01/2017 | 02/01/2017 | Richard Jolly
|  | GE HEALTHCARE | CARESCAPE C1-CPU | COMPUTER, DATA MANAGEMENT | SKA16360116SA | ANESTHESIOLOGY | Pavilion |  |  | 02/01/2017 |  | 2/1/24 |  |  | NO | YES |  |  |  |  | GE MEDICAL SYSTEMS 10769274 SKA16360116SA |  |  | Active |  | 74:FE:48:14:9E:3E |  | Accessory | 1Y:00-MFG | 10/25/2019 | 10/01/2020 | COOPER UNIVERSITY HOSPITAL |  |  | Pav OR P7 | 0011170359 | GIACINTA ROUPAS | Performance Verification | Closed | Bonnie Aichroth | 02/02/2017 | 02/02/2017 | INCOMING INVENTORY | DEVICE INVENTORIED | 607CFB7F-F5B1-4EDA-A68F-BB0041E69961 | Labor | 02/02/2017 | 02/02/2017 | Bonnie Aichroth
|  | GE HEALTHCARE | CARESCAPE C1-CPU | COMPUTER, DATA MANAGEMENT | SKA16208992SA | PACU KELEMEN | Kelemen |  |  | 04/29/2016 |  | 4/29/23 |  |  | NO | YES |  |  |  |  | GE MEDICAL SYSTEMS 10769253 SKA16208992SA |  |  | Active |  | 74:FE:48:13:BD:F2 |  | Accessory | 1Y:00-MFG | 06/18/2019 | 06/01/2020 | COOPER UNIVERSITY HOSPITAL |  |  | PACU-K16 | 0011044950 | FRANK OBRIEN | Preventative Maintenance | Closed | Bonnie Aichroth | 01/11/2017 | 01/11/2017 | PERFORMANCE ASSURANCE AT INVENTORY | INVENTORIED DEVICE AND ENSURED DEVICE WAS FUNCTIONING PROPERLY. | 17E643A2-899B-4D14-947F-765078F855D6 | Labor | 04/29/2016 | 04/29/2016 | Richard Jolly
|  | GE HEALTHCARE | CARESCAPE C1-CPU | COMPUTER, DATA MANAGEMENT | SPM17310037SA | PEDIATRIC INTENSIVE CARE UNIT | Kelemen |  |  | 09/13/2017 |  | 9/13/24 |  |  | NO | YES |  |  |  |  | GE MEDICAL SYSTEMS 10732288 SPM17310037SA |  |  | Active |  | 74:FE:48:1E:6C:0E |  | Accessory | 1Y:00-MFG | 03/06/2019 | 03/01/2020 | COOPER UNIVERSITY HOSPITAL |  |  | ROOM 618 | 0012159588 | Susan Cannon | Performance Verification | Closed | Richard Jolly | 09/14/2017 | 09/14/2017 | INCOMING INVENTORY | DEVICE INVENTORIED | 9807AD22-DC94-4CD4-B207-882A90EE54F8 | Labor | 09/14/2017 | 09/14/2017 | Bonnie Aichroth
|  | GE HEALTHCARE | CARESCAPE C1-CPU | COMPUTER, DATA MANAGEMENT | SPM17310049SA | PEDIATRIC INTENSIVE CARE UNIT | Kelemen |  |  | 09/13/2017 |  | 9/13/24 |  |  | NO | YES |  |  |  |  | GE MEDICAL SYSTEMS 10732285 SPM17310049SA |  |  | Active |  | 74:FE:48:1E:6C:29 |  | Accessory | 1Y:00-MFG | 03/06/2019 | 03/01/2020 | COOPER UNIVERSITY HOSPITAL |  |  | ROOM 615 | 0012159566 | Susan Cannon | Preventative Maintenance | Closed | Richard Jolly | 09/14/2017 | 09/14/2017 | PERFORMANCE ASSURANCE AT INVENTORY | INVENTORIED DEVICE AND ENSURED DEVICE WAS FUNCTIONING PROPERLY. | B1197106-DC96-422F-BE80-D04D87C8ED2D | Labor | 09/13/2017 | 09/13/2017 | Richard Jolly
|  | GE HEALTHCARE | CARESCAPE C1-CPU | COMPUTER, DATA MANAGEMENT | SPM17310060SA | PEDIATRIC INTENSIVE CARE UNIT | Kelemen |  |  | 09/13/2017 |  | 9/13/24 |  |  | NO | YES |  |  |  |  | GE MEDICAL SYSTEMS 10732286 SPM17310060SA |  |  | Active |  | 74:FE:48:28:30:78 |  | Accessory | 1Y:00-MFG | 03/06/2019 | 03/01/2020 | COOPER UNIVERSITY HOSPITAL |  |  | ROOM 616 | 0012159571 | Susan Cannon | Performance Verification | Closed | Richard Jolly | 09/14/2017 | 09/14/2017 | INCOMING INVENTORY | DEVICE INVENTORIED | 61CF43D7-355D-4034-9494-C03E7C47559B | Labor | 09/14/2017 | 09/14/2017 | Bonnie Aichroth
|  | GE HEALTHCARE | CARESCAPE C1-CPU | COMPUTER, DATA MANAGEMENT | SPM17310040SA | PEDIATRIC INTENSIVE CARE UNIT | Kelemen |  |  | 09/13/2017 |  | 9/13/24 |  |  | NO | YES |  |  |  |  | GE MEDICAL SYSTEMS 10732287 SPM17310040SA |  |  | Active |  | 74:FE:48:34:26:EF |  | Accessory | 1Y:00-MFG | 03/26/2019 | 03/01/2020 | COOPER UNIVERSITY HOSPITAL |  |  | ROOM 617 | 0012159581 | Susan Cannon | Preventative Maintenance | Closed | Richard Jolly | 09/14/2017 | 09/14/2017 | PERFORMANCE ASSURANCE AT INVENTORY | INVENTORIED DEVICE AND ENSURED DEVICE WAS FUNCTIONING PROPERLY. | 36A41CCE-0630-448E-9152-29826EFA9441 | Labor | 09/13/2017 | 09/13/2017 | Richard Jolly
|  | GE HEALTHCARE | CARESCAPE C1-CPU | COMPUTER, DATA MANAGEMENT | SPM17310009SA | PEDIATRIC INTENSIVE CARE UNIT | Kelemen |  |  | 09/13/2017 |  | 9/13/24 |  |  | NO | YES |  |  |  |  | GE MEDICAL SYSTEMS 10732283 SPM17310009SA |  |  | Active |  | 74:FE:48:1E:6C:94 |  | Accessory | 1Y:00-MFG | 03/06/2019 | 03/01/2020 | COOPER UNIVERSITY HOSPITAL |  |  | ROOM 613 | 0012159550 | Susan Cannon | Performance Verification | Closed | Richard Jolly | 09/14/2017 | 09/14/2017 | INCOMING INVENTORY | DEVICE INVENTORIED | 3A04C334-A153-47F6-9B8D-E11DF97D487A | Labor | 09/14/2017 | 09/14/2017 | Bonnie Aichroth
|  | GE HEALTHCARE | CARESCAPE C1-CPU | COMPUTER, DATA MANAGEMENT | SPM17310030SA | PEDIATRIC INTENSIVE CARE UNIT | Kelemen |  |  | 09/13/2017 |  | 9/13/24 |  |  | NO | YES |  |  |  |  | GE MEDICAL SYSTEMS 10732284 SPM17310030SA |  |  | Active |  | 74:FE:48:1E:6B:08 |  | Accessory | 1Y:00-MFG | 03/06/2019 | 03/01/2020 | COOPER UNIVERSITY HOSPITAL |  |  | ROOM 614 | 0012159558 | Susan Cannon | Performance Verification | Closed | Richard Jolly | 09/14/2017 | 09/14/2017 | INCOMING INVENTORY | DEVICE INVENTORIED | 1FA15A85-C343-4131-8ACD-4B0B55BE2491 | Labor | 09/14/2017 | 09/14/2017 | Bonnie Aichroth
|  | GE HEALTHCARE | CARESCAPE C1-CPU | COMPUTER, DATA MANAGEMENT | SED13168941GA | ANESTHESIOLOGY | Pavilion |  |  | 06/10/2015 |  | 6/10/22 |  |  | NO | YES |  |  |  |  | GE MEDICAL SYSTEMS 10732274 SED13168941GA |  |  | Active |  | 00:20:C9:2B:19:EC |  | Accessory | 1Y:00-MFG | 10/25/2019 | 10/01/2020 | COOPER UNIVERSITY HOSPITAL |  |  | Pav OR P1 | 0012266480 | GIACINTA ROUPAS | Performance Verification | Closed | Josh Harris | 10/05/2017 | 10/05/2017 | INCOMING INVENTORY | DEVICE INVENTORIED | C24148EA-8F74-4183-A1F9-46B335221F67 | Labor | 10/05/2017 | 10/05/2017 | Josh Harris
|  | GE HEALTHCARE | CARESCAPE C1-CPU | COMPUTER, DATA MANAGEMENT | SED13088233GA |  | 900 Centennial Blvd | Suite E | [6 empty] | NO | YES
|  | GE HEALTHCARE | CARESCAPE C1-CPU | COMPUTER, DATA MANAGEMENT | SKA16208952SA | PACU KELEMEN | Kelemen |  |  | 04/29/2016 |  | 4/29/23 |  |  | NO | YES |  |  |  |  | GE MEDICAL SYSTEMS 10505413 SKA16208952SA |  |  | Active |  | 74:FE:48:12:D4:93 |  | Accessory | 1Y:00-MFG | 06/18/2019 | 06/01/2020 | COOPER UNIVERSITY HOSPITAL |  |  | PACU-K9 | 0011044945 | FRANK OBRIEN | Performance Verification | Closed | Bonnie Aichroth | 01/11/2017 | 01/11/2017 | INCOMING INVENTORY | DEVICE INVENTORIED | D6431E4B-A92F-4CDC-8C08-6AD21C893204 | Labor | 01/11/2017 | 01/11/2017 | Bonnie Aichroth
|  | GE HEALTHCARE | CARESCAPE C1-CPU | COMPUTER, DATA MANAGEMENT | SKA16208948SA | PACU KELEMEN | Kelemen |  |  | 04/29/2016 |  | 4/29/23 |  |  | NO | YES |  |  |  |  | GE MEDICAL SYSTEMS 10505411 SKA16208948SA |  |  | Active |  | 74:FE:48:12:D4:B1 |  | Accessory | 1Y:00-MFG | 06/18/2019 | 06/01/2020 | COOPER UNIVERSITY HOSPITAL |  |  | PACU-K8 | 0011044941 | FRANK OBRIEN | Preventative Maintenance | Closed | Bonnie Aichroth | 01/11/2017 | 01/11/2017 | PERFORMANCE ASSURANCE AT INVENTORY | INVENTORIED DEVICE AND ENSURED DEVICE WAS FUNCTIONING PROPERLY. | 9CB6D257-086B-4BA5-A415-4A71DA1F7F3E | Labor | 04/29/2016 | 04/29/2016 | Richard Jolly
|  | GE HEALTHCARE | CARESCAPE C1-CPU | COMPUTER, DATA MANAGEMENT | SKA16209022SA | PACU KELEMEN | Kelemen |  |  | 04/29/2016 |  | 4/29/23 |  |  | NO | YES |  |  |  |  | GE MEDICAL SYSTEMS 10505409 SKA16209022SA |  |  | Active |  | 74:FE:48:12:DB:2D |  | Accessory | 1Y:00-MFG | 06/18/2019 | 06/01/2020 | COOPER UNIVERSITY HOSPITAL |  |  | PACU-K7 | 0011044936 | FRANK OBRIEN | Performance Verification | Closed | Bonnie Aichroth | 01/11/2017 | 01/11/2017 | INCOMING INVENTORY | DEVICE INVENTORIED | E5222DCA-AF5D-4B5F-AF02-035A0EAA8F48 | Labor | 01/11/2017 | 01/11/2017 | Bonnie Aichroth
|  | GE HEALTHCARE | CARESCAPE C1-CPU | COMPUTER, DATA MANAGEMENT | SKA16208984SA | PACU KELEMEN | Kelemen |  |  | 04/29/2016 |  | 4/29/23 |  |  | NO | YES |  |  |  |  | GE MEDICAL SYSTEMS 10505407 SKA16208984SA |  |  | Active |  | 74:FE:48:12:D3:32 |  | Accessory | 1Y:00-MFG | 06/18/2019 | 06/01/2020 | COOPER UNIVERSITY HOSPITAL |  |  | PACU-K6 | 0011044931 | FRANK OBRIEN | Performance Verification | Closed | Bonnie Aichroth | 01/11/2017 | 01/11/2017 | INCOMING INVENTORY | DEVICE INVENTORIED | 892C4D2E-CD6C-4B37-A1A8-BF4C28646C81 | Labor | 01/11/2017 | 01/11/2017 | Bonnie Aichroth
|  | GE HEALTHCARE | CARESCAPE C1-CPU | COMPUTER, DATA MANAGEMENT | SKA16208936SA | PACU KELEMEN | Kelemen |  |  | 04/29/2016 |  | 4/29/23 |  |  | NO | YES |  |  |  |  | GE MEDICAL SYSTEMS 10505405 SKA16208936SA |  |  | Active |  | 74:FE:48:12:B9:AD |  | Accessory | 1Y:00-MFG | 06/18/2019 | 06/01/2020 | COOPER UNIVERSITY HOSPITAL |  |  | PACU-K5 | 0011044924 | FRANK OBRIEN | Performance Verification | Closed | Bonnie Aichroth | 01/11/2017 | 01/11/2017 | INCOMING INVENTORY | DEVICE INVENTORIED | BF0B09C4-9BF4-4298-A7A7-B1DD2EEF5B8C | Labor | 01/11/2017 | 01/11/2017 | Bonnie Aichroth
|  | GE HEALTHCARE | CARESCAPE C1-CPU | COMPUTER, DATA MANAGEMENT | SKA16209028SA | PACU KELEMEN | Kelemen |  |  | 04/29/2016 |  | 4/29/23 |  |  | NO | YES |  |  |  |  | GE MEDICAL SYSTEMS 10505403 SKA16209028SA |  |  | Active |  | 74:FE:48:12:D4:05 |  | Accessory | 1Y:00-MFG | 06/18/2019 | 06/01/2020 | COOPER UNIVERSITY HOSPITAL |  |  | PACU-K4 | 0011044921 | FRANK OBRIEN | Preventative Maintenance | Closed | Bonnie Aichroth | 01/11/2017 | 01/11/2017 | PERFORMANCE ASSURANCE AT INVENTORY | INVENTORIED DEVICE AND ENSURED DEVICE WAS FUNCTIONING PROPERLY. | 70EE6985-1937-44D1-8019-EBE7DB7A61B0 | Labor | 04/29/2016 | 04/29/2016 | Richard Jolly
|  | GE HEALTHCARE | CARESCAPE C1-CPU | COMPUTER, DATA MANAGEMENT | SKA16209038SA | PACU KELEMEN | Kelemen |  |  | 04/29/2016 |  | 4/29/23 |  |  | NO | YES |  |  |  |  | GE MEDICAL SYSTEMS 10505393 SKA16209038SA |  |  | Active |  | 74:FE:48:12:D3:E6 |  | Accessory | 1Y:00-MFG | 06/18/2019 | 06/01/2020 | COOPER UNIVERSITY HOSPITAL |  |  | PACU-K3 | 0011044911 | FRANK OBRIEN | Performance Verification | Closed | Bonnie Aichroth | 01/11/2017 | 01/11/2017 | INCOMING INVENTORY | DEVICE INVENTORIED | 93E74706-1819-4E8F-B82A-CDBDA2683341 | Labor | 01/11/2017 | 01/11/2017 | Bonnie Aichroth
|  | GE HEALTHCARE | CARESCAPE C1-CPU | COMPUTER, DATA MANAGEMENT | SKA16064837SA | ANESTHESIOLOGY | Kelemen |  |  | 05/06/2016 |  | 5/6/23 |  |  | NO | YES |  |  |  |  | GE MEDICAL SYSTEMS 10505068 SKA16064837SA |  |  | Active |  | 74:FE:48:11:97:A6 |  | Accessory | 1Y:00-MFG | 10/25/2019 | 10/01/2020 | COOPER UNIVERSITY HOSPITAL |  |  | Kelemen OR K11 |  | GIACINTA ROUPAS
|  | GE HEALTHCARE | CARESCAPE C1-CPU | COMPUTER, DATA MANAGEMENT | SKA16064838SA | ANESTHESIOLOGY | Kelemen |  |  | 05/06/2016 |  | 5/6/23 |  |  | NO | YES |  |  |  |  | GE MEDICAL SYSTEMS 10480439 SKA16064838SA |  |  | Active |  | 74:FE:48:11:97:AA |  | Accessory | 1Y:00-MFG | 10/25/2019 | 10/01/2020 | COOPER UNIVERSITY HOSPITAL |  |  | Kelemen OR K10 |  | GIACINTA ROUPAS
|  | GE HEALTHCARE | CARESCAPE C1-CPU | COMPUTER, DATA MANAGEMENT | SKA16064834SA | ANESTHESIOLOGY | Kelemen |  |  | 05/06/2016 |  | 5/6/23 |  |  | NO | YES |  |  |  |  | GE MEDICAL SYSTEMS 10480435 SKA16064834SA |  |  | Active |  | 74:FE:48:11:97:93 |  | Accessory | 1Y:00-MFG | 10/25/2019 | 10/01/2020 | COOPER UNIVERSITY HOSPITAL |  |  | Kelemen OR K12 |  | GIACINTA ROUPAS
|  | GE HEALTHCARE | CARESCAPE C1-CPU | COMPUTER, DATA MANAGEMENT | SKA1606432SA | ANESTHESIOLOGY | Kelemen |  |  | 05/06/2016 |  | 5/6/23 |  |  | NO | YES |  |  |  |  | GE MEDICAL SYSTEMS 10480432 SKA1606432SA |  |  | Active |  | 74:FE:48:11:97:70 |  | Accessory | 1Y:00-MFG | 10/25/2019 | 10/01/2020 | COOPER UNIVERSITY HOSPITAL |  |  | Kelemen OR 9 |  | GIACINTA ROUPAS
|  | GE HEALTHCARE | CARESCAPE C1-CPU | COMPUTER, DATA MANAGEMENT | SKA16064833SA | ANESTHESIOLOGY | Kelemen |  |  | 05/09/2016 |  | 5/9/23 |  |  | NO | YES |  |  |  |  | GE MEDICAL SYSTEMS 10480418 SKA16064833SA |  |  | Active |  | 74:FE:48:11:97:96 |  | Accessory | 1Y:00-MFG | 10/25/2019 | 10/01/2020 | COOPER UNIVERSITY HOSPITAL |  |  | KELEMEN OR 8 |  | GIACINTA ROUPAS
|  | GE HEALTHCARE | CARESCAPE C1-CPU | COMPUTER, DATA MANAGEMENT | SED11107798GA | PACU KELEMEN | Kelemen |  |  | 04/04/2011 |  | 4/4/18 |  |  | NO | YES |  |  |  |  | GE MEDICAL SYSTEMS 10368519 SED11107798GA |  |  | Active |  | 00:D0:C9:C2:EB:DF |  | Accessory | 1Y:00-MFG | 06/18/2019 | 06/01/2020 | COOPER UNIVERSITY HOSPITAL |  |  | K10 |  | FRANK OBRIEN
|  | GE HEALTHCARE | CARESCAPE C1-CPU | COMPUTER, DATA MANAGEMENT | SED11128123GA | PACU KELEMEN | Kelemen |  |  | 04/04/2011 |  | 4/4/18 |  |  | NO | YES |  |  |  |  | GE MEDICAL SYSTEMS 10368514 SED11128123GA |  |  | Active |  | 00:D0:C9:C2:EC:52 |  | Accessory | 1Y:00-MFG | 06/18/2019 | 06/01/2020 | COOPER UNIVERSITY HOSPITAL |  |  | K12 |  | FRANK OBRIEN
|  | GE HEALTHCARE | CARESCAPE C1-CPU | COMPUTER, DATA MANAGEMENT | SED11128128GA | PACU KELEMEN | Kelemen |  |  | 04/04/2011 |  | 4/4/18 |  |  | NO | YES |  |  |  |  | GE MEDICAL SYSTEMS 10368480 SED11128128GA |  |  | Active |  | 00:D0:C9:C2:EC:56 |  | Accessory | 1Y:00-MFG | 06/18/2019 | 06/01/2020 | COOPER UNIVERSITY HOSPITAL |  |  | K15 |  | FRANK OBRIEN
|  | GE HEALTHCARE | CARESCAPE C1-CPU | COMPUTER, DATA MANAGEMENT | SED11107799GA | PACU KELEMEN | Kelemen |  |  | 04/04/2011 |  | 4/4/18 |  |  | NO | YES |  |  |  |  | GE MEDICAL SYSTEMS 10368476 SED11107799GA |  |  | Active |  | 00:D0:C9:C2:EC:0E |  | Accessory | 1Y:00-MFG | 06/18/2019 | 06/01/2020 | COOPER UNIVERSITY HOSPITAL |  |  | k2 |  | FRANK OBRIEN
|  | GE HEALTHCARE | CARESCAPE C1-CPU | COMPUTER, DATA MANAGEMENT | SED11128141GA | PACU KELEMEN | Kelemen |  |  | 04/04/2011 |  | 4/4/18 |  |  | NO | YES |  |  |  |  | GE MEDICAL SYSTEMS 10368469 SED11128141GA |  |  | Active |  | 00:D0:C9:C2:EC:06 |  | Accessory | 1Y:00-MFG | 06/18/2019 | 06/01/2020 | COOPER UNIVERSITY HOSPITAL |  |  | K4 |  | FRANK OBRIEN
|  | GE HEALTHCARE | CARESCAPE C1-CPU | COMPUTER, DATA MANAGEMENT | SED11107801GA | PACU KELEMEN | Kelemen |  |  | 04/04/2011 |  | 4/4/18 |  |  | NO | YES |  |  |  |  | GE MEDICAL SYSTEMS 10368468 SED11107801GA |  |  | Active |  | 00:D0:C9:C4:F7:39 |  | Accessory | 1Y:00-MFG | 06/18/2019 | 06/01/2020 | COOPER UNIVERSITY HOSPITAL |  |  | K6 |  | FRANK OBRIEN
|  | GE HEALTHCARE | CARESCAPE C1-CPU | COMPUTER, DATA MANAGEMENT | SED11117825GA | PACU KELEMEN | Kelemen |  |  | 04/04/2011 |  | 4/4/18 |  |  | NO | YES |  |  |  |  | GE MEDICAL SYSTEMS 10368464 SED11117825GA |  |  | Active |  | 00:D0:C9:C4:F7:0A |  | Accessory | 1Y:00-MFG | 06/18/2019 | 06/01/2020 | COOPER UNIVERSITY HOSPITAL |  |  | K10 |  | FRANK OBRIEN
|  | GE HEALTHCARE | CARESCAPE C1-CPU | COMPUTER, DATA MANAGEMENT | SED1111783GA | PACU KELEMEN | Kelemen |  |  | 04/04/2011 |  | 4/4/18 |  |  | NO | YES |  |  |  |  | GE MEDICAL SYSTEMS 10368459 SED1111783GA |  |  | Active |  | 00:D0:C9:C2:EC:60 |  | Accessory | 1Y:00-MFG | 06/18/2019 | 06/01/2020 | COOPER UNIVERSITY HOSPITAL |  |  | K9 |  | FRANK OBRIEN
|  | GE HEALTHCARE | CARESCAPE C1-CPU | COMPUTER, DATA MANAGEMENT | SED12102369GA | ANESTHESIOLOGY | Kelemen |  |  | 08/01/2012 |  | 8/1/19 |  |  | NO | YES |  |  |  |  | GE MEDICAL SYSTEMS 10367852 SED12102369GA |  |  | Active |  | 00:D0:C9:C8:37:98 |  | Accessory | 1Y:00-MFG | 10/25/2019 | 10/01/2020 | COOPER UNIVERSITY HOSPITAL |  |  | Cath Lab 2 |  | GIACINTA ROUPAS
|  | GE HEALTHCARE | CARESCAPE C1-CPU | COMPUTER, DATA MANAGEMENT | SED11117844GA | PACU KELEMEN | Kelemen |  |  | 04/04/2011 |  | 4/4/18 |  |  | NO | YES |  |  |  |  | GE MEDICAL SYSTEMS 10366387 SED11117844GA |  |  | Active |  | 00:D0:C9:C2:EC:4D |  | Accessory | 1Y:00-MFG | 06/19/2019 | 06/01/2020 | COOPER UNIVERSITY HOSPITAL |  |  | BED K8 |  | FRANK OBRIEN
|  | GE HEALTHCARE | CARESCAPE C1-CPU | COMPUTER, DATA MANAGEMENT | SDY13286042GA | KELEMEN 8 PCU | Kelemen |  |  | 06/28/2013 |  | 6/28/20 |  |  | NO | YES |  |  |  |  | GE MEDICAL SYSTEMS 10355576 SDY13286042GA |  |  | Active |  | 00:D0:C9:DC:A2:9F |  | Alarm | 1Y:00-MFG | 01/22/2019 | 01/01/2020 | COOPER UNIVERSITY HOSPITAL |  |  | TELE RM S10 CIC 3 |  | BYRON WELLS
|  | GE HEALTHCARE | CARESCAPE C1-CPU | COMPUTER, DATA MANAGEMENT | SKA15191123GA | VOORHEES SURGERY CENTER-OPERATING ROOM | 900 Centennial Blvd | Suite E |  | 06/19/2015 |  | 6/19/22 |  |  | NO | YES |  |  |  |  | GE MEDICAL SYSTEMS 10347744 SKA15191123GA |  |  | Active |  | 00:80:D4:09:20:A1 |  | Accessory | 1Y:00-MFG | 03/21/2019 | 03/01/2020 | COOPER AMBULATORY OFF-SITES |  |  | OR 2 |  | JENNIFER BOMBARO
|  | GE HEALTHCARE | CARESCAPE C1-CPU | COMPUTER, DATA MANAGEMENT | SKA15191153GA | VOORHEES SURGERY CENTER-OPERATING ROOM | 900 Centennial Blvd | Suite E |  | 06/19/2015 |  | 6/19/22 |  |  | NO | YES |  |  |  |  | GE MEDICAL SYSTEMS 10347728 SKA15191153GA |  |  | Active |  | 74:FE:48:0D:41:64 |  | Accessory | 1Y:00-MFG | 03/18/2019 | 03/01/2020 | COOPER AMBULATORY OFF-SITES |  |  | OR 1 |  | JENNIFER BOMBARO
|  | GE HEALTHCARE | CARESCAPE C1-CPU | COMPUTER, DATA MANAGEMENT | SKA15191120GA | VOORHEES SURGERY CENTER-OPERATING ROOM | 900 Centennial Blvd | Suite E |  | 03/18/2019 |  | 3/18/26 |  |  | NO | YES |  |  |  |  | GE MEDICAL SYSTEMS 30149591 SKA15191120GA |  |  | Active |  | 74:FE:48:0D:71:D9 |  | Accessory | 1Y:00-MFG | 03/18/2019 | 03/18/2019 | COOPER AMBULATORY OFF-SITES |  |  | OR 3 |  | JENNIFER BOMBARO |  |  |  | 03/18/2019 | 03/18/2019 |  |  |  |  | 03/18/2019 | 03/18/2019
|  | GE HEALTHCARE | CIC PRO | COMPUTER, DATA MANAGEMENT | SDY08510309GA | EMERGENCY ROOM | Kelemen |  |  | 02/19/2019 |  | 2/19/26 |  |  | NO | YES |  |  |  |  | GE MEDICAL SYSTEMS 11239362 SDY08510309GA |  |  | Active |  | 00:D0:C9:AE:DF:13 |  | Alarm | 1Y:00-MFG | 02/19/2019 | 02/19/2019 | COOPER UNIVERSITY HOSPITAL |  |  | ER - CIC #1 |  | KAREN GRUBER |  |  |  | 02/19/2019 | 02/19/2019 |  |  |  |  | 02/19/2019 | 02/19/2019
|  | GE HEALTHCARE | CIC PRO | COMPUTER, DATA MANAGEMENT | SDY14190509GA |  | Kelemen |  |  | 02/23/2019 |  | 2/23/26 |  |  | NO | YES |  |  |  |  | GE MEDICAL SYSTEMS 11239331 SDY14190509GA |  |  | Active |  | 74:FE:48:01:1E:B5 |  | Alarm | 1Y:00-MFG | 02/23/2019 | 02/23/2019 | COOPER UNIVERSITY HOSPITAL |  |  | HOLDING- CIC 1 |  | DOMINIC VENDETTA |  |  |  | 02/23/2019 | 02/23/2019 |  |  |  |  | 02/23/2019 | 02/23/2019
|  | GE HEALTHCARE | CIC PRO | COMPUTER, DATA MANAGEMENT | SDY13285993GA |  | Pavilion | [7 empty] | NO | YES
|  | GE HEALTHCARE | CIC PRO | COMPUTER, DATA MANAGEMENT | SGJ16191112SA | PACU KELEMEN | Kelemen |  |  | 01/13/2017 |  | 1/13/24 |  |  | NO | YES |  |  |  |  | GE MEDICAL SYSTEMS 10769273 SGJ16191112SA |  |  | Active |  | 74:FE:48:12:51:6C |  | Alarm | 1Y:00-MFG | 06/18/2019 | 06/01/2020 | COOPER UNIVERSITY HOSPITAL |  |  |  | 0011488360 | FRANK OBRIEN | Performance Verification | Closed | Bonnie Aichroth | 04/17/2017 | 04/17/2017 | INCOMING INVENTORY | DEVICE INVENTORIED | 117F2600-0A45-45CD-880E-C5E6735FD455 | Labor | 04/17/2017 | 04/17/2017 | Bonnie Aichroth
|  | GE HEALTHCARE | CIC PRO | COMPUTER, DATA MANAGEMENT | SPM17470180SA | ANESTHESIOLOGY | Pavilion |  |  | 02/12/2018 |  | 2/12/25 |  |  | NO | YES |  |  |  |  | GE MEDICAL SYSTEMS 10752646 SPM17470180SA |  |  | Active |  | 74:FE:48:24:81:82 |  | Alarm | PAAR:00-PVAR | 10/31/2019 |  | COOPER UNIVERSITY HOSPITAL |  |  |  | WOT00000000549114 | GIACINTA ROUPAS | Performance Verification | Closed | Salvatore Bombara | 02/15/2018 | 08/14/2019 | Performance Verification for GE MEDICAL SYSTEMS 10752646 SPM17470180SA | Initial Install of Performance Verification. Device is ready for patient use.
|  | GE HEALTHCARE | CIC PRO | COMPUTER, DATA MANAGEMENT | SGJ16129934SA | KELEMEN 8 PCU | Kelemen |  |  | 06/15/2016 |  | 6/15/23 |  |  | NO | YES |  |  |  |  | GE MEDICAL SYSTEMS 10505241 SGJ16129934SA |  |  | Active |  | 74:FE:48:11:0D:D8 |  | Alarm | 1Y:00-MFG | 01/21/2019 | 01/01/2020 | COOPER UNIVERSITY HOSPITAL |  |  | TELE RM PAV5 CIC3 |  | BYRON WELLS
|  | GE HEALTHCARE | CIC PRO | COMPUTER, DATA MANAGEMENT | SGJ16109515SA | KELEMEN 8 PCU | Kelemen |  |  | 06/15/2016 |  | 6/15/23 |  |  | NO | YES |  |  |  |  | GE MEDICAL SYSTEMS 10505240 SGJ16109515SA |  |  | Active |  | 74:FE:48:11:7A:8D |  | Alarm | 1Y:00-MFG | 01/21/2019 | 01/01/2020 | COOPER UNIVERSITY HOSPITAL |  |  | TELE RM PAV5 CIC4 |  | BYRON WELLS
|  | GE HEALTHCARE | CIC PRO | COMPUTER, DATA MANAGEMENT | SGJ16129954SA | MD ANDERSON INPATIENT ONCOLOGY | Pavilion |  |  | 06/15/2016 |  | 6/15/23 |  |  | NO | YES |  |  |  |  | GE MEDICAL SYSTEMS 10480476 SGJ16129954SA |  |  | Active |  | 74:FE:48:11:6D:61 |  | Alarm | 1Y:00-MFG | 05/23/2019 | 05/01/2020 | COOPER UNIVERSITY HOSPITAL |  |  | P5 - Nurses Station |  | MIRIAM ZIEGLER
|  | GE HEALTHCARE | CIC PRO | COMPUTER, DATA MANAGEMENT | SGJ16099506SA | MD ANDERSON INPATIENT ONCOLOGY | Pavilion |  |  | 06/15/2016 |  | 6/15/23 |  |  | NO | YES |  |  |  |  | GE MEDICAL SYSTEMS 10480477 SGJ16099506SA |  |  | Active |  | 74:FE:48:11:7A:BB |  | Alarm | 1Y:00-MFG | 05/23/2019 | 05/01/2020 | COOPER UNIVERSITY HOSPITAL |  |  | Suite 215 - Moves |  | MIRIAM ZIEGLER
|  | GE HEALTHCARE | CIC PRO | COMPUTER, DATA MANAGEMENT | SDY13366635GA | PEDIATRICS SOUTH 7 | Kelemen |  |  | 06/28/2013 |  | 6/28/20 |  |  | NO | YES |  |  |  |  | GE MEDICAL SYSTEMS 10369660 SDY13366635GA |  |  | Active |  | 00:D0:C9:DD:5A:0E |  | Alarm | 1Y:00-MFG | 12/31/2018 | 12/01/2019 | COOPER UNIVERSITY HOSPITAL |  |  | South 7 nurse station |  | JOANNE FOX
|  | GE HEALTHCARE | CIC PRO | COMPUTER, DATA MANAGEMENT | SDY13366645GA | EMERGENCY ROOM | Kelemen |  |  | 06/28/2013 |  | 6/28/20 |  |  | NO | YES |  |  |  |  | GE MEDICAL SYSTEMS 10368782 SDY13366645GA |  |  | Active |  | 00:D0:C9:DC:6D:E0 |  | Alarm | 1Y:00-MFG | 02/22/2019 | 02/01/2020 | COOPER UNIVERSITY HOSPITAL |  |  | EMERGENCY DEPARTMENT |  | KAREN GRUBER
|  | GE HEALTHCARE | CIC PRO | COMPUTER, DATA MANAGEMENT | SDY10446134GA | CAT SCAN | Kelemen | Basement |  | 09/09/2010 |  | 9/9/17 |  |  | NO | YES |  |  |  |  | GE MEDICAL SYSTEMS 10368706 SDY10446134GA |  |  | Active |  | 00:D0:C9:BA:FE:16 |  | Alarm | 1Y:00-MFG | 07/23/2019 | 07/01/2020 | COOPER UNIVERSITY HOSPITAL |  |  | CT RAD NURSE STATION |  | PAULETTE DUCKREY
|  | GE HEALTHCARE | CIC PRO | COMPUTER, DATA MANAGEMENT | SDY13134974GA | EMERGENCY ROOM | Kelemen |  |  | 06/28/2013 |  | 6/28/20 |  |  | NO | YES |  |  |  |  | GE MEDICAL SYSTEMS 10368137 SDY13134974GA |  |  | Active |  | 00:D0:C9:DA:6B:49 |  | Alarm | 1Y:00-MFG | 02/19/2019 | 02/01/2020 | COOPER UNIVERSITY HOSPITAL |  |  | ER - PEDS |  | KAREN GRUBER
|  | GE HEALTHCARE | CIC PRO | COMPUTER, DATA MANAGEMENT | SDV09382517GA | EMERGENCY ROOM | Kelemen |  |  | 05/26/2009 |  | 5/26/16 |  |  | NO | YES |  |  |  |  | GE MEDICAL SYSTEMS 10367741 SDV09382517GA |  |  | Active |  | 00:D0:C9:B2:D4:57 |  | Alarm | 1Y:00-MFG | 02/19/2019 | 02/01/2020 | COOPER UNIVERSITY HOSPITAL |  |  | EMERGENCY DEPARTMENT |  | KAREN GRUBER
|  | GE HEALTHCARE | CIC PRO | COMPUTER, DATA MANAGEMENT | SDY11158790GA | CDU - CLINICAL DECISION UNIT-9 KELEMEN | Kelemen |  |  | 03/21/2011 |  | 3/21/18 |  |  | NO | YES |  |  |  |  | GE MEDICAL SYSTEMS 10367722 SDY11158790GA |  |  | Active |  | 00:D0:C9:C5:BE:6C |  | Alarm | 1Y:00-MFG | 05/20/2019 | 05/01/2020 | COOPER UNIVERSITY HOSPITAL |  |  | 1st floor |  | KAREN GRUBER
|  | GE HEALTHCARE | CIC PRO | COMPUTER, DATA MANAGEMENT | SDY13286037GA | CCU - CORONARY CARE UNIT | Kelemen |  |  | 06/28/2013 |  | 6/28/20 |  |  | NO | YES |  |  |  |  | GE MEDICAL SYSTEMS 10367272 SDY13286037GA |  |  | Active |  | 74:FE:48:02:F7:A5 |  | Alarm | 1Y:00-MFG | 06/21/2019 | 06/01/2020 | COOPER UNIVERSITY HOSPITAL |  |  | CCU NURSE STATION |  | CAROLYN RUMELL
|  | GE HEALTHCARE | CIC PRO | COMPUTER, DATA MANAGEMENT | SDY13286028GA | INTENSIVE CARE UNIT | Pavilion |  |  | 07/16/2013 |  | 7/16/20 |  |  | NO | YES |  |  |  |  | GE MEDICAL SYSTEMS 10365127 SDY13286028GA |  |  | Active |  | 00:D0:C9:DC:D3:B5 |  | Alarm | PAAR:00-PVAR | 10/31/2019 |  | COOPER UNIVERSITY HOSPITAL |  |  | ICU |  | CAROLYN RUMELL
|  | GE HEALTHCARE | CIC PRO | COMPUTER, DATA MANAGEMENT | SDY13286033GA | PACU KELEMEN | Kelemen |  |  | 06/28/2013 |  | 6/28/20 |  |  | NO | YES |  |  |  |  | GE MEDICAL SYSTEMS 10364983 SDY13286033GA |  |  | Active |  | 00:D0:C9:DC:A0 |  | Alarm | 1Y:00-MFG | 06/19/2019 | 06/01/2020 | COOPER UNIVERSITY HOSPITAL |  |  | BIOMED |  | FRANK OBRIEN
|  | GE HEALTHCARE | CIC PRO | COMPUTER, DATA MANAGEMENT | SDY13366634GA | NEURO/ORTHO/MEDSURG/7 PAV | Pavilion |  |  | 06/28/2013 |  | 6/28/20 |  |  | NO | YES |  |  |  |  | GE MEDICAL SYSTEMS 10356673 SDY13366634GA |  |  | Active |  | 00:D0:C9:DD:5A:08 |  | Alarm | 1Y:00-MFG | 02/19/2019 | 02/01/2020 | COOPER UNIVERSITY HOSPITAL |  |  | PAVILION 7 |  | Pam Young
|  | GE HEALTHCARE | CIC PRO | COMPUTER, DATA MANAGEMENT | SDY11158805GA | CARDIAC CATH LAB | Kelemen |  |  | 05/11/2011 |  | 5/11/18 |  |  | NO | YES |  |  |  |  | GE MEDICAL SYSTEMS 10356486 SDY11158805GA |  |  | Active |  | 00:D0:C9:C5:BE:AE |  | Alarm | 1Y:00-MFG | 05/30/2019 | 05/01/2020 | COOPER UNIVERSITY HOSPITAL |  |  | CCL - Nurses Station |  | LINDA BEAN
|  | GE HEALTHCARE | CIC PRO | COMPUTER, DATA MANAGEMENT | SDY13134959GA |  | Kelemen |  |  | 06/28/2013 |  | 6/28/20 |  |  | NO | YES |  |  |  |  | GE MEDICAL SYSTEMS 10356234 SDY13134959GA |  |  | Active |  | 00:D0:C9:C5:BE:B5 |  | Alarm | 1Y:00-MFG | 06/21/2019 | 06/01/2020 | COOPER UNIVERSITY HOSPITAL |  |  | PACU |  | FRANK OBRIEN
|  | GE HEALTHCARE | CIC PRO | COMPUTER, DATA MANAGEMENT | SDY13366624GA | INTERMEDIATE NURSING CARE UNIT | Kelemen |  |  | 06/28/2013 |  | 6/28/20 |  |  | NO | YES |  |  |  |  | GE MEDICAL SYSTEMS 10356049 SDY13366624GA |  |  | Active |  | 74:FE:48:03:27:C6 |  | Alarm | 1Y:00-MFG | 11/01/2019 | 11/01/2020 | COOPER UNIVERSITY HOSPITAL |  |  | NURSES STATION |  | Lisa Brooks
|  | GE HEALTHCARE | CIC PRO | COMPUTER, DATA MANAGEMENT | SDY13285992GA | INTENSIVE CARE UNIT | Pavilion |  |  | 07/16/2013 |  | 7/16/20 |  |  | NO | YES |  |  |  |  | GE MEDICAL SYSTEMS 10355895 SDY13285992GA |  |  | Active |  | 00:D0:C9:DB:A3:F5 |  | Alarm | 1Y:00-MFG | 06/25/2019 | 06/01/2020 | COOPER UNIVERSITY HOSPITAL |  |  | ICU |  | CAROLYN RUMELL
|  | GE HEALTHCARE | CIC PRO | COMPUTER, DATA MANAGEMENT | SDY13286054GA | INTENSIVE CARE UNIT | Pavilion |  |  | 07/16/2013 |  | 7/16/20 |  |  | NO | YES |  |  |  |  | GE MEDICAL SYSTEMS 10355901 SDY13286054GA |  |  | Active |  | 74:FE:48:03:28:75 |  | Alarm | 1Y:00-MFG | 06/25/2019 | 06/01/2020 | COOPER UNIVERSITY HOSPITAL |  |  | 7 SOUTH PEDS |  | CAROLYN RUMELL
|  | GE HEALTHCARE | CIC PRO | COMPUTER, DATA MANAGEMENT | SDY14101949GR | PAVILION 8 | Pavilion |  |  | 03/06/2014 |  | 3/6/21 |  |  | NO | YES |  |  |  |  | GE MEDICAL SYSTEMS 10355894 SDY14101949GR |  |  | Active |  | 00:D0:C9:ED:A4:5E |  | Alarm | 1Y:00-MFG | 07/15/2019 | 07/01/2020 | COOPER UNIVERSITY HOSPITAL |  |  | 8 PAVILION |  | BRIAN OSHAUGHNESSY
|  | GE HEALTHCARE | CIC PRO | COMPUTER, DATA MANAGEMENT | SDY13366684GA | TSDU - KELEMEN S7 | Kelemen |  |  | 06/28/2013 |  | 6/28/20 |  |  | NO | YES |  |  |  |  | GE MEDICAL SYSTEMS 10355607 SDY13366684GA |  |  | Active |  | 00:D0:C9:EA:FB:C2 |  | Alarm | 1Y:00-MFG | 02/21/2019 | 02/01/2020 | COOPER UNIVERSITY HOSPITAL |  |  | TRAUMA STEP DOWN |  | JEN VANDER HORN
|  | GE HEALTHCARE | CIC PRO | COMPUTER, DATA MANAGEMENT | SDY13286043GA | KELEMEN 8 PCU | Kelemen |  |  | 06/28/2013 |  | 6/28/20 |  |  | NO | YES |  |  |  |  | GE MEDICAL SYSTEMS 10355586 SDY13286043GA |  |  | Active |  | 00:D0:C9:DC:A2:95 |  | Alarm | 1Y:00-MFG | 01/21/2019 | 01/01/2020 | COOPER UNIVERSITY HOSPITAL |  |  | TELE RM S8 PCU CIC 5 |  | BYRON WELLS
|  | GE HEALTHCARE | CIC PRO | COMPUTER, DATA MANAGEMENT | SDY14051280GA | KELEMEN 8 PCU | Kelemen |  |  | 03/06/2014 |  | 3/6/21 |  |  | NO | YES |  |  |  |  | GE MEDICAL SYSTEMS 10355583 SDY14051280GA |  |  | Active |  | 00:D0:C9:ED:56:AF |  | Alarm | 1Y:00-MFG | 01/21/2019 | 01/01/2020 | COOPER UNIVERSITY HOSPITAL |  |  | TELE RM PAV9 CIC 4 |  | BYRON WELLS
|  | GE HEALTHCARE | CIC PRO | COMPUTER, DATA MANAGEMENT | SDY09422709GA | KELEMEN 8 PCU | Kelemen |  |  | 03/31/2009 |  | 3/31/16 |  |  | NO | YES |  |  |  |  | GE MEDICAL SYSTEMS 10355585 SDY09422709GA |  |  | Active |  | 00:D0:C9:B2:D2:AA |  | Alarm | 1Y:00-MFG | 01/21/2019 | 01/01/2020 | COOPER UNIVERSITY HOSPITAL |  |  | TELE RM 6TELE CIC1 |  | BYRON WELLS
|  | GE HEALTHCARE | CIC PRO | COMPUTER, DATA MANAGEMENT | SDY09131228GA | KELEMEN 8 PCU | Kelemen |  |  | 05/26/2009 |  | 5/26/16 |  |  | NO | YES |  |  |  |  | GE MEDICAL SYSTEMS 10355584 SDY09131228GA |  |  | Active |  | 00:D0:C9:B9:84:85 |  | Alarm | 1Y:00-MFG | 01/21/2019 | 01/01/2020 | COOPER UNIVERSITY HOSPITAL |  |  | BIOMED |  | BYRON WELLS
|  | GE HEALTHCARE | CIC PRO | COMPUTER, DATA MANAGEMENT | SDY14101951GR | KELEMEN 8 PCU | Kelemen |  |  | 03/06/2014 |  | 3/6/21 |  |  | NO | YES |  |  |  |  | GE MEDICAL SYSTEMS 10355582 SDY14101951GR |  |  | Active |  | 00:D0:C9:ED:A4:6E |  | Alarm | 1Y:00-MFG | 01/21/2019 | 01/01/2020 | COOPER UNIVERSITY HOSPITAL |  |  | TELE RM PAV9 CIC 3 |  | BYRON WELLS
|  | GE HEALTHCARE | CIC PRO | COMPUTER, DATA MANAGEMENT | SDY10244786GA | KELEMEN 8 PCU | Kelemen |  |  | 05/13/2010 |  | 5/13/17 |  |  | NO | YES |  |  |  |  | GE MEDICAL SYSTEMS 10355581 SDY10244786GA |  |  | Active |  | 00:D0:C9:B8:9B:76 |  | Alarm | 1Y:00-MFG | 01/21/2019 | 01/01/2020 | COOPER UNIVERSITY HOSPITAL |  |  | TELE RM 6TELE CIC3 |  | BYRON WELLS
|  | GE HEALTHCARE | CIC PRO | COMPUTER, DATA MANAGEMENT | SDY13286040GA | KELEMEN 8 PCU | Kelemen |  |  | 06/28/2013 |  | 6/28/20 |  |  | NO | YES |  |  |  |  | GE MEDICAL SYSTEMS 10355579 SDY13286040GA |  |  | Active |  | 00:D0:C9:DC:A1:A3 |  | Alarm | 1Y:00-MFG | 01/21/2019 | 01/01/2020 | COOPER UNIVERSITY HOSPITAL |  |  | TELE RM S8 PCU CIC 6 |  | BYRON WELLS
|  | GE HEALTHCARE | CIC PRO | COMPUTER, DATA MANAGEMENT | SDY09131202GA | BIOMEDICAL | Kelemen |  |  | 05/26/2009 |  | 5/26/16 |  |  | NO | YES |  |  |  |  | GE MEDICAL SYSTEMS 10355580 SDY09131202GA |  |  | Active |  | 00:D0:C9:B1:BA:7A |  | Alarm | 1Y:00-MFG | 01/21/2019 | 01/01/2020 | COOPER UNIVERSITY HOSPITAL |  |  | Biomed |  | Bonnie Aichroch
|  | GE HEALTHCARE | CIC PRO | COMPUTER, DATA MANAGEMENT | SDY09442871GA | KELEMEN 8 PCU | Kelemen |  |  | 03/31/2009 |  | 3/31/16 |  |  | NO | YES |  |  |  |  | GE MEDICAL SYSTEMS 10355578 SDY09442871GA |  |  | Active |  | 00:D0:C9:B8:D5:2B |  | Alarm | 1Y:00-MFG | 01/21/2019 | 01/01/2020 | COOPER UNIVERSITY HOSPITAL |  |  | TELE RM S8 PCU CIC 4 |  | BYRON WELLS
|  | GE HEALTHCARE | CIC PRO | COMPUTER, DATA MANAGEMENT | SDY13286034GA | KELEMEN 8 PCU | Kelemen |  |  | 06/28/2013 |  | 6/28/20 |  |  | NO | YES |  |  |  |  | GE MEDICAL SYSTEMS 10355577 SDY13286034GA |  |  | Active |  | 00:D0:C9:DC:A0:72 |  | Alarm | 1Y:00-MFG | 01/21/2019 | 01/01/2020 | COOPER UNIVERSITY HOSPITAL |  |  | TELE RM S10 CIC 1 |  | BYRON WELLS
|  | GE HEALTHCARE | CIC PRO | COMPUTER, DATA MANAGEMENT | SDY09231511GA | KELEMEN 8 PCU | Kelemen |  |  | 07/29/2009 |  | 7/29/16 |  |  | NO | YES |  |  |  |  | GE MEDICAL SYSTEMS 10355575 SDY09231511GA |  |  | Active |  | 00:D0:C9:AE:3B:90 |  | Alarm | 1Y:00-MFG | 01/21/2019 | 01/01/2020 | COOPER UNIVERSITY HOSPITAL |  |  | TELE RM 7TELE CIC 8 |  | BYRON WELLS
|  | GE HEALTHCARE | CIC PRO | COMPUTER, DATA MANAGEMENT | SDY11158789GA | CARDIAC CATH LAB | Kelemen |  |  | 05/11/2011 |  | 5/11/18 |  |  | NO | YES |  |  |  |  | GE MEDICAL SYSTEMS 10355573 SDY11158789GA |  |  | Active |  | 00:D0:C9:C5:BE:A7 |  | Alarm | 1Y:00-MFG | 05/30/2019 | 05/01/2020 | COOPER UNIVERSITY HOSPITAL |  |  | K845 - Tele Room CIC2 |  | LINDA BEAN
|  | GE HEALTHCARE | CIC PRO | COMPUTER, DATA MANAGEMENT | SDY11158760GA | CDU - CLINICAL DECISION UNIT-9 KELEMEN | Kelemen |  |  | 03/21/2011 |  | 3/21/18 |  |  | NO | YES |  |  |  |  | GE MEDICAL SYSTEMS 10355574 SDY11158760GA |  |  | Active |  | 00:D0:C9:C5:BE:EE |  | Alarm | 1Y:00-MFG | 05/21/2019 | 05/01/2020 | COOPER UNIVERSITY HOSPITAL |  |  | TELE RM CDU CIC 1 |  | KAREN GRUBER
|  | GE HEALTHCARE | CIC PRO | COMPUTER, DATA MANAGEMENT | SDY14051379GR | KELEMEN 8 PCU | Kelemen |  |  | 03/06/2014 |  | 3/6/21 |  |  | NO | YES |  |  |  |  | GE MEDICAL SYSTEMS 10355564 SDY14051379GR |  |  | Active |  | 00:D0:C9:ED:49:D9 |  | Alarm | 1Y:00-MFG | 01/21/2019 | 01/01/2020 | COOPER UNIVERSITY HOSPITAL |  |  | TELE RM PAV 8 CIC 4 |  | BYRON WELLS
|  | GE HEALTHCARE | CIC PRO | COMPUTER, DATA MANAGEMENT | SDY14051287GR | KELEMEN 8 PCU | Kelemen |  |  | 03/06/2014 |  | 3/6/21 |  |  | NO | YES |  |  |  |  | GE MEDICAL SYSTEMS 10355563 SDY14051287GR |  |  | Active |  | 00:D0:C9:ED:3E:C2 |  | Alarm | 1Y:00-MFG | 01/21/2019 | 01/01/2020 | COOPER UNIVERSITY HOSPITAL |  |  | TELE RM PAV 8 CIC 3 |  | BYRON WELLS
|  | GE HEALTHCARE | CIC PRO | COMPUTER, DATA MANAGEMENT | SDY09452888GA | MED/SURG 6 PAVILION | Pavilion |  |  | 03/31/2009 |  | 3/31/16 |  |  | NO | YES |  |  |  |  | GE MEDICAL SYSTEMS 10355297 SDY09452888GA |  |  | Active |  | 00:D0:C9:B5:2F:7C |  | Alarm | 1Y:00-MFG | 02/15/2019 | 02/01/2020 | COOPER UNIVERSITY HOSPITAL |  |  | 6 PAVILION |  | BRIAN OSHAUGHNESSY
|  | GE HEALTHCARE | CIC PRO | COMPUTER, DATA MANAGEMENT | SDY09452905GA | MED/SURG 6 PAVILION | Pavilion |  |  | 03/31/2009 |  | 3/31/16 |  |  | NO | YES |  |  |  |  | GE MEDICAL SYSTEMS 10355294 SDY09452905GA |  |  | Active |  | 00:D0:C9:B5:2E:41 |  | Alarm | 1Y:00-MFG | 02/15/2019 | 02/01/2020 | COOPER UNIVERSITY HOSPITAL |  |  | 6 PAVILION |  | BRIAN OSHAUGHNESSY
|  | GE HEALTHCARE | CIC PRO | COMPUTER, DATA MANAGEMENT | SDY10244792GA | BIOMEDICAL | Kelemen |  |  | 05/13/2010 |  | 5/13/17 |  |  | NO | YES |  |  |  |  | GE MEDICAL SYSTEMS 10349451 SDY10244792GA |  |  | Disposition |  |  |  | Alarm | 1Y:00-MFG | 11/20/2017 |  | COOPER UNIVERSITY HOSPITAL |  |  | Biomed |  | Bonnie Aichroch
|  | GE HEALTHCARE | CIC PRO | COMPUTER, DATA MANAGEMENT | SDY11158748GA | BIOMEDICAL | Kelemen |  |  | 04/04/2011 |  | 4/4/18 |  |  | NO | YES |  |  |  |  | GE MEDICAL SYSTEMS 10349429 SDY11158748GA |  |  | Active |  | 00:D0:C9:C5:BE:B5 |  | Alarm | 1Y:00-MFG | 06/27/2019 | 06/01/2020 | COOPER UNIVERSITY HOSPITAL |  |  | BIOMED loaner shelf |  | Bonnie Aichroch
|  | GE HEALTHCARE | CIC PRO | COMPUTER, DATA MANAGEMENT | SDY13255909GA | TRAUMA ADMIT | Kelemen |  |  | 06/28/2013 |  | 6/28/20 |  |  | NO | YES |  |  |  |  | GE MEDICAL SYSTEMS 10349406 SDY13255909GA |  |  | Active |  | 00:D0:C9:DB:0E:1F |  | Alarm | 1Y:00-MFG | 02/19/2019 | 02/01/2020 | COOPER UNIVERSITY HOSPITAL |  |  | TRAUMA ADMIT |  | Diane Floyd
|  | GE HEALTHCARE | CIC PRO | COMPUTER, DATA MANAGEMENT | SDY13285994GA | EMERGENCY ROOM | Kelemen |  |  | 06/28/2013 |  | 6/28/20 |  |  | NO | YES |  |  |  |  | GE MEDICAL SYSTEMS 10349346 SDY13285994GA |  |  | Active |  | 00:D0:C9:DB:A4:02 |  | Alarm | 1Y:00-MFG | 02/19/2019 | 02/01/2020 | COOPER UNIVERSITY HOSPITAL |  |  | EMERGENCY DEPARTMENT |  | KAREN GRUBER
|  | GE HEALTHCARE | CIC PRO | COMPUTER, DATA MANAGEMENT | SDY13366633GA | TRAUMA ICU | Kelemen | BASEMENT |  | 06/28/2013 |  | 6/28/20 |  |  | NO | YES |  |  |  |  | GE MEDICAL SYSTEMS 10346435 SDY13366633GA |  |  | Active |  | 00:D0:C9:DD:5A:17 |  | Alarm | 1Y:00-MFG | 02/26/2019 | 02/01/2020 | COOPER UNIVERSITY HOSPITAL |  |  | TRAUMA ICU |  | Diane Floyd
|  | GE HEALTHCARE | CIC PRO | COMPUTER, DATA MANAGEMENT | SDY13286050GA | KELEMEN 8 PCU | Kelemen |  |  | 06/28/2013 |  | 6/28/20 |  |  | NO | YES |  |  |  |  | GE MEDICAL SYSTEMS 10345230 SDY13286050GA |  |  | Active |  | 00:D0:C9:DC:9C:08 |  | Alarm | 1Y:00-MFG | 01/21/2019 | 01/01/2020 | COOPER UNIVERSITY HOSPITAL |  |  | TELE RM N8 PCU CIC1 |  | BYRON WELLS
|  | GE HEALTHCARE | CIC PRO | COMPUTER, DATA MANAGEMENT | SDY13286046GA | KELEMEN 8 PCU | Kelemen |  |  | 06/28/2013 |  | 6/28/20 |  |  | NO | YES |  |  |  |  | GE MEDICAL SYSTEMS 10345231 SDY13286046GA |  |  | Active |  | 00:D0:C9:DC:9C:96 |  | Alarm | 1Y:00-MFG | 01/21/2019 | 01/01/2020 | COOPER UNIVERSITY HOSPITAL |  |  | TELE RM N8 PCU CIC3 |  | BYRON WELLS
|  | GE HEALTHCARE | CIC PRO | COMPUTER, DATA MANAGEMENT | SDY13286035GA | EMERGENCY ROOM | Kelemen |  |  | 06/28/2013 |  | 6/28/20 |  |  | NO | YES |  |  |  |  | GE MEDICAL SYSTEMS 10345232 SDY13286035GA |  |  | Active |  | 00:D0:C9:DC:A0:6E |  | Alarm | 1Y:00-MFG | 01/22/2019 | 01/01/2020 | COOPER UNIVERSITY HOSPITAL |  |  | k1 er |  | KAREN GRUBER
|  | GE HEALTHCARE | SOLAR 8000I | COMPUTER, DATA MANAGEMENT | SBL07028003GA | BIOMEDICAL | Kelemen |  |  | 01/01/1900 |  |  |  |  | NO | YES |  |  |  |  | GE MEDICAL SYSTEMS 11653 SBL07028003GA |  |  | Disposition |  |  |  | Alarm | 1Y:00-MFG | 01/01/1900 | 01/01/1900 | COOPER UNIVERSITY HOSPITAL |  |  | BIOMED |  | Bonnie Aichroch |  |  |  | 01/01/1900 | 01/01/1900 |  |  |  |  | 01/01/1900 | 01/01/1900
|  | GE HEALTHCARE | SOLAR 8000I | COMPUTER, DATA MANAGEMENT | SBL07038080GA | INTENSIVE CARE UNIT | Kelemen |  |  | 04/24/2007 |  | 4/24/14 |  |  | NO | YES |  |  |  |  | GE MEDICAL SYSTEMS 10369331 SBL07038080GA |  |  | Active |  | 00:00:A1:05:DB:DF |  | Alarm | 1Y:00-MFG | 06/18/2019 | 06/01/2020 | COOPER UNIVERSITY HOSPITAL |  |  | BED 19 |  | CAROLYN RUMELL
|  | GE HEALTHCARE | SOLAR 8000I | COMPUTER, DATA MANAGEMENT | SE408446720GA | INTENSIVE CARE UNIT | Pavilion |  |  | 01/15/2009 |  | 1/15/16 |  |  | NO | YES |  |  |  |  | GE MEDICAL SYSTEMS 10369232 SE408446720GA |  |  | Active |  | 00:00:A1:07:60:55 |  | Alarm | 1Y:00-MFG | 06/18/2019 | 06/01/2020 | COOPER UNIVERSITY HOSPITAL |  |  | ICU 30 |  | CAROLYN RUMELL
|  | GE HEALTHCARE | SOLAR 8000I | COMPUTER, DATA MANAGEMENT | SE409473220GA | TRAUMA ADMIT | Kelemen |  |  | 10/07/2008 |  | 10/7/15 |  |  | NO | YES |  |  |  |  | GE MEDICAL SYSTEMS 10368862 SE409473220GA |  |  | Active |  | 00:00:A1:07:D6:01 |  | Alarm | 1Y:00-MFG | 02/19/2019 | 02/01/2020 | COOPER UNIVERSITY HOSPITAL |  |  | TAA-TAA4 |  | Diane Floyd
|  | GE HEALTHCARE | SOLAR 8000I | COMPUTER, DATA MANAGEMENT | SBL07028033GA | TRAUMA ICU | Kelemen |  |  | 04/24/2007 |  | 4/24/14 |  |  | NO | YES |  |  |  |  | GE MEDICAL SYSTEMS 10368628 SBL07028033GA |  |  | Active |  | 00:00:A1:05:DA:35 |  | Alarm | 1Y:00-MFG | 02/25/2019 | 02/01/2020 | COOPER UNIVERSITY HOSPITAL |  |  | BED 17 |  | Diane Floyd
|  | GE HEALTHCARE | SOLAR 8000I | COMPUTER, DATA MANAGEMENT | SBL07028032GA | TRAUMA ICU | Kelemen |  |  | 04/24/2007 |  | 4/24/14 |  |  | NO | YES |  |  |  |  | GE MEDICAL SYSTEMS 10368623 SBL07028032GA |  |  | Active |  | 00:00:A1:05:DA:87 |  | Alarm | 1Y:00-MFG | 02/26/2019 | 02/01/2020 | COOPER UNIVERSITY HOSPITAL |  |  | bed 16 |  | Diane Floyd
|  | GE HEALTHCARE | SOLAR 8000I | COMPUTER, DATA MANAGEMENT | SBL07028009GA | TRAUMA ICU | Kelemen |  |  | 04/30/2007 |  | 4/30/14 |  |  | NO | YES |  |  |  |  | GE MEDICAL SYSTEMS 10368619 SBL07028009GA |  |  | Active |  | 00:00:A1:05:DA:27 |  | Alarm | 1Y:00-MFG | 02/26/2019 | 02/01/2020 | COOPER UNIVERSITY HOSPITAL |  |  | Bed 15 |  | Diane Floyd
|  | GE HEALTHCARE | SOLAR 8000I | COMPUTER, DATA MANAGEMENT | SBL0703875GA | INTENSIVE CARE UNIT | Pavilion |  |  | 04/18/2007 |  | 4/18/14 |  |  | NO | YES |  |  |  |  | GE MEDICAL SYSTEMS 10368249 SBL0703875GA |  |  | Active |  | 00:00:A1:05:DB:F7 |  | Alarm | 1Y:00-MFG | 06/19/2019 | 06/01/2020 | COOPER UNIVERSITY HOSPITAL |  |  | BED 21 |  | CAROLYN RUMELL
|  | GE HEALTHCARE | SOLAR 8000I | COMPUTER, DATA MANAGEMENT | SBL07038064GA | INTENSIVE CARE UNIT | Pavilion |  |  | 04/24/2007 |  | 4/24/14 |  |  | NO | YES |  |  |  |  | GE MEDICAL SYSTEMS 10368246 SBL07038064GA |  |  | Active |  | 00:00:A1:05:D7:59 |  | Alarm | 1Y:00-MFG | 06/19/2019 | 06/01/2020 | COOPER UNIVERSITY HOSPITAL |  |  | BED 23 |  | CAROLYN RUMELL
|  | GE HEALTHCARE | SOLAR 8000I | COMPUTER, DATA MANAGEMENT | SBL07028012GA | TRAUMA ADMIT | Kelemen |  |  | 04/24/2007 |  | 4/24/14 |  |  | NO | YES |  |  |  |  | GE MEDICAL SYSTEMS 10368202 SBL07028012GA |  |  | Active |  | 00:00:A1:05:D9:5F |  | Alarm | 1Y:00-MFG | 02/19/2019 | 02/01/2020 | COOPER UNIVERSITY HOSPITAL |  |  | TAA3 |  | Diane Floyd
|  | GE HEALTHCARE | SOLAR 8000I | COMPUTER, DATA MANAGEMENT | SBL07028011GA | TRAUMA ICU | Kelemen |  |  | 04/30/2007 |  | 4/30/14 |  |  | NO | YES |  |  |  |  | GE MEDICAL SYSTEMS 10368218 SBL07028011GA |  |  | Active |  | 00:00:A1:05:DA:3B |  | Alarm | 1Y:00-MFG | 02/26/2019 | 02/01/2020 | COOPER UNIVERSITY HOSPITAL |  |  | TICU BED 1 |  | Diane Floyd
|  | GE HEALTHCARE | SOLAR 8000I | COMPUTER, DATA MANAGEMENT | SBL07028013GA | TRAUMA ADMIT | Kelemen |  |  | 04/24/2007 |  | 4/24/14 |  |  | NO | YES |  |  |  |  | GE MEDICAL SYSTEMS 10368180 SBL07028013GA |  |  | Active |  | 00:00:A1:05:D9:C9 |  | Alarm | 1Y:00-MFG | 02/19/2019 | 02/01/2020 | COOPER UNIVERSITY HOSPITAL |  |  | TAA-TAA5 |  | Diane Floyd
|  | GE HEALTHCARE | SOLAR 8000I | COMPUTER, DATA MANAGEMENT | SE408374535GA |  | Kelemen |  |  | 11/03/2008 |  | 11/3/15 |  |  | NO | YES |  |  |  |  | GE MEDICAL SYSTEMS 10368134 SE408374535GA |  |  | Active |  | 00:00:A1:07:30:6D |  | Alarm | 1Y:00-MFG | 06/19/2019 | 06/01/2020 | COOPER UNIVERSITY HOSPITAL |  |  | PACU-BED36 |  | FRANK OBRIEN
|  | GE HEALTHCARE | SOLAR 8000I | COMPUTER, DATA MANAGEMENT | SE408374537GA |  | Pavilion |  |  | 11/03/2008 |  | 11/3/15 |  |  | NO | YES |  |  |  |  | GE MEDICAL SYSTEMS 10368101 SE408374537GA |  |  | Active |  | 00:00:A1:07:30:6D |  | Alarm | 1Y:00-MFG | 06/19/2019 | 06/01/2020 | COOPER UNIVERSITY HOSPITAL |  |  | PAVILION-3 |  | FRANK OBRIEN
|  | GE HEALTHCARE | SOLAR 8000I | COMPUTER, DATA MANAGEMENT | SE409250450GA | TRAUMA ICU | Kelemen |  |  | 08/18/2009 |  | 8/18/16 |  |  | NO | YES |  |  |  |  | GE MEDICAL SYSTEMS 10368063 SE409250450GA |  |  | Active |  | 00:00:A1:07:5B:5B |  | Alarm | 1Y:00-MFG | 02/26/2019 | 02/01/2020 | COOPER UNIVERSITY HOSPITAL |  |  | TICU-BED05 |  | Diane Floyd
|  | GE HEALTHCARE | SOLAR 8000I | COMPUTER, DATA MANAGEMENT | SE409250436GA | TRAUMA ICU | Kelemen | BASEMENT |  | 08/18/2009 |  | 8/18/16 |  |  | NO | YES |  |  |  |  | GE MEDICAL SYSTEMS 10368056 SE409250436GA |  |  | Active |  | 00:00:A1:07:5B:45 |  | Alarm | 1Y:00-MFG | 02/26/2019 | 02/01/2020 | COOPER UNIVERSITY HOSPITAL |  |  | TICU-BED6 |  | Diane Floyd
|  | GE HEALTHCARE | SOLAR 8000I | COMPUTER, DATA MANAGEMENT | SBL07028000GA | CCU - CORONARY CARE UNIT | Kelemen |  |  | 04/30/2007 |  | 4/30/14 |  |  | NO | YES |  |  |  |  | GE MEDICAL SYSTEMS 10367260 SBL07028000GA |  |  | Active |  | 00:00:A1:05:DA:6B |  | Alarm | 1Y:00-MFG | 06/21/2019 | 06/01/2020 | COOPER UNIVERSITY HOSPITAL |  |  | CCU-12 |  | CAROLYN RUMELL
|  | GE HEALTHCARE | SOLAR 8000I | COMPUTER, DATA MANAGEMENT | SBL07028001GA | CCU - CORONARY CARE UNIT | Pavilion |  |  | 04/30/2007 |  | 4/30/14 |  |  | NO | YES |  |  |  |  | GE MEDICAL SYSTEMS 10367253 SBL07028001GA |  |  | Active |  | 00:00:A1:05:DA:81 |  | Alarm | 1Y:00-MFG | 06/21/2019 | 06/01/2020 | COOPER UNIVERSITY HOSPITAL |  |  | CCU-11 |  | CAROLYN RUMELL
|  | GE HEALTHCARE | SOLAR 8000I | COMPUTER, DATA MANAGEMENT | SBL07038077GA | INTENSIVE CARE UNIT | Pavilion |  |  | 04/24/2007 |  | 4/24/14 |  |  | NO | YES |  |  |  |  | GE MEDICAL SYSTEMS 10366369 SBL07038077GA |  |  | Active |  | 00:00:A1:05:DC:2F |  | Alarm | 1Y:00-MFG | 06/19/2019 | 06/01/2020 | COOPER UNIVERSITY HOSPITAL |  |  | CONF |  | CAROLYN RUMELL
|  | GE HEALTHCARE | SOLAR 8000I | COMPUTER, DATA MANAGEMENT | SBL07028010 | TRAUMA ADMIT | Kelemen |  |  | 04/24/2007 |  | 4/24/14 |  |  | NO | YES |  |  |  |  | GE MEDICAL SYSTEMS 10365441 SBL07028010 |  |  | Active |  | 00:00:A1:05:DA:21 |  | Alarm | 1Y:00-MFG | 02/19/2019 | 02/01/2020 | COOPER UNIVERSITY HOSPITAL |  |  | TAA-TAA2 |  | Diane Floyd
|  | GE HEALTHCARE | SOLAR 8000I | COMPUTER, DATA MANAGEMENT | SBL07078542GA | INTENSIVE CARE UNIT | Pavilion |  |  | 04/18/2007 |  | 4/18/14 |  |  | NO | YES |  |  |  |  | GE MEDICAL SYSTEMS 10365279 SBL07078542GA |  |  | Active |  | 00:00:A1:05:E0:E9 |  | Alarm | 1Y:00-MFG | 06/19/2019 | 06/01/2020 | COOPER UNIVERSITY HOSPITAL |  |  | BED 12 |  | CAROLYN RUMELL
|  | GE HEALTHCARE | SOLAR 8000I | COMPUTER, DATA MANAGEMENT | SBL07038068GA | INTENSIVE CARE UNIT | Pavilion |  |  | 04/24/2007 |  | 4/24/14 |  |  | NO | YES |  |  |  |  | GE MEDICAL SYSTEMS 10365167 SBL07038068GA |  |  | Active |  | 00:00:A1:05:DB:53 |  | Alarm | 1Y:00-MFG | 06/19/2019 | 06/01/2020 | COOPER UNIVERSITY HOSPITAL |  |  | Bed 15 |  | CAROLYN RUMELL
|  | GE HEALTHCARE | SOLAR 8000I | COMPUTER, DATA MANAGEMENT | SBL07078546GA | INTENSIVE CARE UNIT | Pavilion |  |  | 04/24/2007 |  | 4/24/14 |  |  | NO | YES |  |  |  |  | GE MEDICAL SYSTEMS 10365148 SBL07078546GA |  |  | Active |  | 00:00:A1:05:53:E5 |  | Alarm | 1Y:00-MFG | 06/19/2019 | 06/01/2020 | COOPER UNIVERSITY HOSPITAL |  |  | ICU - BED 17 |  | CAROLYN RUMELL
|  | GE HEALTHCARE | SOLAR 8000I | COMPUTER, DATA MANAGEMENT | SE408446728GA | INTENSIVE CARE UNIT | Pavilion |  |  | 01/15/2009 |  | 1/15/16 |  |  | NO | YES |  |  |  |  | GE MEDICAL SYSTEMS 10365082 SE408446728GA |  |  | Active |  | 00:00:A1:07:5F:CE |  | Alarm | 1Y:00-MFG | 06/19/2019 | 06/01/2020 | COOPER UNIVERSITY HOSPITAL |  |  | ICU 26 |  | CAROLYN RUMELL
|  | GE HEALTHCARE | SOLAR 8000I | COMPUTER, DATA MANAGEMENT | SE408446739GA | INTENSIVE CARE UNIT | Kelemen |  |  | 01/15/2009 |  | 1/15/16 |  |  | NO | YES |  |  |  |  | GE MEDICAL SYSTEMS 10365066 SE408446739GA |  |  | Active |  | 00:00:A1:07:5F:C5 |  | Alarm | 1Y:00-MFG | 06/19/2019 | 06/01/2020 | COOPER UNIVERSITY HOSPITAL |  |  | ICU 28 |  | CAROLYN RUMELL
|  | GE HEALTHCARE | SOLAR 8000I | COMPUTER, DATA MANAGEMENT | SE408446723GA | INTENSIVE CARE UNIT | Pavilion |  |  | 01/15/2009 |  | 1/15/16 |  |  | NO | YES |  |  |  |  | GE MEDICAL SYSTEMS 10365071 SE408446723GA |  |  | Active |  | 00:00:A1:07:23:3B |  | Alarm | 1Y:00-MFG | 06/20/2019 | 06/01/2020 | COOPER UNIVERSITY HOSPITAL |  |  | icu 25 |  | CAROLYN RUMELL
|  | GE HEALTHCARE | SOLAR 8000I | COMPUTER, DATA MANAGEMENT | SE408446687GA | INTENSIVE CARE UNIT | Pavilion |  |  | 01/15/2009 |  | 1/15/16 |  |  | NO | YES |  |  |  |  | GE MEDICAL SYSTEMS 10365068 SE408446687GA |  |  | Active |  | 00:00:A1:07:60:4D |  | Alarm | 1Y:00-MFG | 06/20/2019 | 06/01/2020 | COOPER UNIVERSITY HOSPITAL |  |  | ICU 27 |  | CAROLYN RUMELL
|  | GE HEALTHCARE | SOLAR 8000I | COMPUTER, DATA MANAGEMENT | SE408446708GA | INTENSIVE CARE UNIT | Kelemen |  |  | 01/15/2009 |  | 1/15/16 |  |  | NO | YES |  |  |  |  | GE MEDICAL SYSTEMS 10365048 SE408446708GA |  |  | Active |  | 00:00:A1:07:60:03 |  | Alarm | 1Y:00-MFG | 06/19/2019 | 06/01/2020 | COOPER UNIVERSITY HOSPITAL |  |  | ICU 29 |  | CAROLYN RUMELL
|  | GE HEALTHCARE | SOLAR 8000I | COMPUTER, DATA MANAGEMENT | SE408446722GA | INTENSIVE CARE UNIT | Pavilion |  |  | 01/15/2009 |  | 1/15/16 |  |  | NO | YES |  |  |  |  | GE MEDICAL SYSTEMS 10365031 SE408446722GA |  |  | Active |  | 00:00:A1:07:5F:FA |  | Alarm | 1Y:00-MFG | 06/20/2019 | 06/01/2020 | COOPER UNIVERSITY HOSPITAL |  |  | icu 31 |  | CAROLYN RUMELL
|  | GE HEALTHCARE | SOLAR 8000I | COMPUTER, DATA MANAGEMENT | SBL07038078GA | INTENSIVE CARE UNIT | Pavilion |  |  | 04/24/2007 |  | 4/24/14 |  |  | NO | YES |  |  |  |  | GE MEDICAL SYSTEMS 10364962 SBL07038078GA |  |  | Active |  | 00:00:A1:05:DA:15 |  | Alarm | 1Y:00-MFG | 06/19/2019 | 06/01/2020 | COOPER UNIVERSITY HOSPITAL |  |  | PAVILION ICU BED 10 |  | CAROLYN RUMELL
|  | GE HEALTHCARE | SOLAR 8000I | COMPUTER, DATA MANAGEMENT | SBL07038082GA | INTENSIVE CARE UNIT | Pavilion |  |  | 04/24/2007 |  | 4/24/14 |  |  | NO | YES |  |  |  |  | GE MEDICAL SYSTEMS 10364954 SBL07038082GA |  |  | Active |  | 00:00:A1:05:DC:37 |  | Alarm | 1Y:00-MFG | 06/21/2019 | 06/01/2020 | COOPER UNIVERSITY HOSPITAL |  |  | PAVILION icu bed 8 |  | CAROLYN RUMELL
|  | GE HEALTHCARE | SOLAR 8000I | COMPUTER, DATA MANAGEMENT | SBL07038067GA | INTENSIVE CARE UNIT | Pavilion |  |  | 04/24/2007 |  | 4/24/14 |  |  | NO | YES |  |  |  |  | GE MEDICAL SYSTEMS 10364936 SBL07038067GA |  |  | Active |  | 00:00:A1:05:DB:55 |  | Alarm | 1Y:00-MFG | 06/21/2019 | 06/01/2020 | COOPER UNIVERSITY HOSPITAL |  |  | BED 5 |  | CAROLYN RUMELL
|  | GE HEALTHCARE | SOLAR 8000I | COMPUTER, DATA MANAGEMENT | SBL07038084GA | INTENSIVE CARE UNIT | Pavilion |  |  | 04/24/2007 |  | 4/24/14 |  |  | NO | YES |  |  |  |  | GE MEDICAL SYSTEMS 10364911 SBL07038084GA |  |  | Active |  | 00:00:A1:05:DB:8B |  | Alarm | 1Y:00-MFG | 06/21/2019 | 06/01/2020 | COOPER UNIVERSITY HOSPITAL |  |  | bed 3 |  | CAROLYN RUMELL
|  | GE HEALTHCARE | SOLAR 8000I | COMPUTER, DATA MANAGEMENT | SBL07038074GA | INTENSIVE CARE UNIT | Pavilion |  |  | 04/24/2007 |  | 4/24/14 |  |  | NO | YES |  |  |  |  | GE MEDICAL SYSTEMS 10364896 SBL07038074GA |  |  | Active |  | 00:00:A1:05:DC:3F |  | Alarm | 1Y:00-MFG | 06/21/2019 | 06/01/2020 | COOPER UNIVERSITY HOSPITAL |  |  | ICU BED 1 |  | CAROLYN RUMELL
|  | GE HEALTHCARE | SOLAR 8000I | COMPUTER, DATA MANAGEMENT | SBL07038076GA | INTENSIVE CARE UNIT | Pavilion |  |  | 04/24/2007 |  | 4/24/14 |  |  | NO | YES |  |  |  |  | GE MEDICAL SYSTEMS 10364878 SBL07038076GA |  |  | Active |  | 00:00:A1:05:D1:45 |  | Alarm | 1Y:00-MFG | 06/21/2019 | 06/01/2020 | COOPER UNIVERSITY HOSPITAL |  |  | BED 14 |  | CAROLYN RUMELL
|  | GE HEALTHCARE | SOLAR 8000I | COMPUTER, DATA MANAGEMENT | SBL07038079GA | INTENSIVE CARE UNIT | Kelemen |  |  | 04/24/2007 |  | 4/24/14 |  |  | NO | YES |  |  |  |  | GE MEDICAL SYSTEMS 10364871 SBL07038079GA |  |  | Active |  | 00:00:A1:05:DC:05 |  | Alarm | 1Y:00-MFG | 06/21/2019 | 06/01/2020 | COOPER UNIVERSITY HOSPITAL |  |  | bed 16 |  | CAROLYN RUMELL
|  | GE HEALTHCARE | SOLAR 8000I | COMPUTER, DATA MANAGEMENT | SBL07078544GA | INTENSIVE CARE UNIT | Pavilion |  |  | 04/24/2007 |  | 4/24/14 |  |  | NO | YES |  |  |  |  | GE MEDICAL SYSTEMS 10364856 SBL07078544GA |  |  | Active |  | 00:00:A1:05:E0:CF |  | Alarm | 1Y:00-MFG | 06/21/2019 | 06/01/2020 | COOPER UNIVERSITY HOSPITAL |  |  | BED 18 |  | CAROLYN RUMELL
|  | GE HEALTHCARE | SOLAR 8000I | COMPUTER, DATA MANAGEMENT | SE409199933GA | INTENSIVE CARE NURSERY | Dorrance |  |  | 07/31/2009 |  | 7/31/16 |  |  | NO | YES |  |  |  |  | GE MEDICAL SYSTEMS 10364763 SE409199933GA |  |  | Active |  | 00:00:A1:07:5B:CC |  | Alarm | 1Y:00-MFG | 08/21/2019 | 08/01/2020 | COOPER UNIVERSITY HOSPITAL |  |  | NICU-BBEE3 |  | JOANNE FOX
|  | GE HEALTHCARE | SOLAR 8000I | COMPUTER, DATA MANAGEMENT | SE409199914GA | INTENSIVE CARE NURSERY | Dorrance |  |  | 07/31/2009 |  | 7/31/16 |  |  | NO | YES |  |  |  |  | GE MEDICAL SYSTEMS 10364757 SE409199914GA |  |  | Active |  | 00:00:A1:07:5B:B3 |  | Alarm | 1Y:00-MFG | 08/22/2019 | 08/01/2020 | COOPER UNIVERSITY HOSPITAL |  |  | NICU-BBEE4 |  | JOANNE FOX
|  | GE HEALTHCARE | SOLAR 8000I | COMPUTER, DATA MANAGEMENT | SBL07028023GA | TSDU - KELEMEN S7 | Kelemen |  |  | 04/30/2007 |  | 4/30/14 |  |  | NO | YES |  |  |  |  | GE MEDICAL SYSTEMS 10360359 SBL07028023GA |  |  | Active |  | 00:00:A1:05:D9:9D |  | Alarm | 1Y:00-MFG | 02/21/2019 | 02/01/2020 | COOPER UNIVERSITY HOSPITAL |  |  | TSDU-BED01 |  | JEN VANDER HORN
|  | GE HEALTHCARE | SOLAR 8000I | COMPUTER, DATA MANAGEMENT | SBL07028015GA | TSDU - KELEMEN S7 | Kelemen |  |  | 04/30/2007 |  | 4/30/14 |  |  | NO | YES |  |  |  |  | GE MEDICAL SYSTEMS 10360349 SBL07028015GA |  |  | Active |  | 00:00:A1:05:D7:39 |  | Alarm | 1Y:00-MFG | 02/21/2019 | 02/01/2020 | COOPER UNIVERSITY HOSPITAL |  |  | TSDU-BED02 |  | JEN VANDER HORN
|  | GE HEALTHCARE | SOLAR 8000I | COMPUTER, DATA MANAGEMENT | SBL07028018GA | TSDU - KELEMEN S7 | Kelemen |  |  | 04/30/2007 |  | 4/30/14 |  |  | NO | YES |  |  |  |  | GE MEDICAL SYSTEMS 10360338 SBL07028018GA |  |  | Active |  | 00:00:A1:05:D6:ED |  | Alarm | 1Y:00-MFG | 02/21/2019 | 02/01/2020 | COOPER UNIVERSITY HOSPITAL |  |  | TSDU-BED06 |  | JEN VANDER HORN
|  | GE HEALTHCARE | SOLAR 8000I | COMPUTER, DATA MANAGEMENT | SBL07038065GA | INTENSIVE CARE UNIT | Pavilion |  |  | 04/24/2007 |  | 4/24/14 |  |  | NO | YES |  |  |  |  | GE MEDICAL SYSTEMS 10357211 SBL07038065GA |  |  | Active |  | 00:00:A1:05:DB:AF |  | Alarm | 1Y:00-MFG | 06/21/2019 | 06/01/2020 | COOPER UNIVERSITY HOSPITAL |  |  | ICU - BED 11 |  | CAROLYN RUMELL
|  | GE HEALTHCARE | SOLAR 8000I | COMPUTER, DATA MANAGEMENT | SBL07078541GA | INTENSIVE CARE UNIT | Pavilion |  |  | 04/24/2007 |  | 4/24/14 |  |  | NO | YES |  |  |  |  | GE MEDICAL SYSTEMS 10357195 SBL07078541GA |  |  | Active |  | 00:00:A1:05:E0:91 |  | Alarm | 1Y:00-MFG | 06/21/2019 | 06/01/2020 | COOPER UNIVERSITY HOSPITAL |  |  | ICU - BED 9 |  | CAROLYN RUMELL
|  | GE HEALTHCARE | SOLAR 8000I | COMPUTER, DATA MANAGEMENT | SBL07038066GA | INTENSIVE CARE UNIT | Pavilion |  |  | 04/24/2007 |  | 4/24/14 |  |  | NO | YES |  |  |  |  | GE MEDICAL SYSTEMS 10357184 SBL07038066GA |  |  | Active |  | 00:00:A1:05:DB:25 |  | Alarm | 1Y:00-MFG | 06/21/2019 | 06/01/2020 | COOPER UNIVERSITY HOSPITAL |  |  | ICU - BED 7 |  | CAROLYN RUMELL
|  | GE HEALTHCARE | SOLAR 8000I | COMPUTER, DATA MANAGEMENT | SBL07078545GA | INTENSIVE CARE UNIT | Pavilion |  |  | 04/24/2007 |  | 4/24/14 |  |  | NO | YES |  |  |  |  | GE MEDICAL SYSTEMS 10357171 SBL07078545GA |  |  | Active |  | 00:00:A1:05:E1:4D |  | Alarm | 1Y:00-MFG | 06/21/2019 | 06/01/2020 | COOPER UNIVERSITY HOSPITAL |  |  | ICU - BED 4 |  | CAROLYN RUMELL
|  | GE HEALTHCARE | SOLAR 8000I | COMPUTER, DATA MANAGEMENT | SBL07038085GA | INTENSIVE CARE UNIT | Pavilion |  |  | 04/24/2007 |  | 4/24/14 |  |  | NO | YES |  |  |  |  | GE MEDICAL SYSTEMS 10357157 SBL07038085GA |  |  | Active |  | 00:00:A1:05:DC:3F |  | Alarm | 1Y:00-MFG | 06/21/2019 | 06/01/2020 | COOPER UNIVERSITY HOSPITAL |  |  | ICU - BED 2 |  | CAROLYN RUMELL
|  | GE HEALTHCARE | SOLAR 8000I | COMPUTER, DATA MANAGEMENT | SBL07078543GA | INTENSIVE CARE UNIT | Pavilion |  |  | 04/24/2007 |  | 4/24/14 |  |  | NO | YES |  |  |  |  | GE MEDICAL SYSTEMS 10357111 SBL07078543GA |  |  | Active |  | 00:00:A1:05:DF:4D |  | Alarm | 1Y:00-MFG | 06/21/2019 | 06/01/2020 | COOPER UNIVERSITY HOSPITAL |  |  | BED 22 |  | CAROLYN RUMELL
|  | GE HEALTHCARE | SOLAR 8000I | COMPUTER, DATA MANAGEMENT | SBL07038083GA | INTENSIVE CARE UNIT | Kelemen |  |  | 04/24/2007 |  | 4/24/14 |  |  | NO | YES |  |  |  |  | GE MEDICAL SYSTEMS 10357097 SBL07038083GA |  |  | Active |  | 00:00:A1:05:DB:A5 |  | Alarm | 1Y:00-MFG | 06/21/2019 | 06/01/2020 | COOPER UNIVERSITY HOSPITAL |  |  | BED 24 |  | CAROLYN RUMELL
|  | GE HEALTHCARE | SOLAR 8000I | COMPUTER, DATA MANAGEMENT | SE408374518GA | PAVILION PACU | Pavilion |  |  | 11/03/2008 |  | 11/3/15 |  |  | NO | YES |  |  |  |  | GE MEDICAL SYSTEMS 10356229 SE408374518GA |  |  | Active |  | 00:00:A1:07:2D:77 |  | Alarm | 1Y:00-MFG | 06/21/2019 | 06/01/2020 | COOPER UNIVERSITY HOSPITAL |  |  | PAVILION-3RD BED 9 |  | FRANK OBRIEN
|  | GE HEALTHCARE | SOLAR 8000I | COMPUTER, DATA MANAGEMENT | SE408374509GA | PAVILION PACU | Pavilion |  |  | 11/03/2008 |  | 11/3/15 |  |  | NO | YES |  |  |  |  | GE MEDICAL SYSTEMS 10356226 SE408374509GA |  |  | Active |  | 00:00:A1:07:2C:BB |  | Alarm | 1Y:00-MFG | 06/21/2019 | 06/01/2020 | COOPER UNIVERSITY HOSPITAL |  |  | PAVILION-3RD BED 10 |  | FRANK OBRIEN
|  | GE HEALTHCARE | SOLAR 8000I | COMPUTER, DATA MANAGEMENT | SE408374534GA | PAVILION PACU | Pavilion |  |  | 11/03/2008 |  | 11/3/15 |  |  | NO | YES |  |  |  |  | GE MEDICAL SYSTEMS 10356220 SE408374534GA |  |  | Active |  | 00:00:A1:07:31:2D |  | Alarm | 1Y:00-MFG | 06/17/2019 | 06/01/2020 | COOPER UNIVERSITY HOSPITAL |  |  | PAVILION-3RD BED 12 |  | FRANK OBRIEN
|  | GE HEALTHCARE | SOLAR 8000I | COMPUTER, DATA MANAGEMENT | SE408374515GA |  | Kelemen |  |  | 11/03/2008 |  | 11/3/15 |  |  | NO | YES |  |  |  |  | GE MEDICAL SYSTEMS 10356221 SE408374515GA |  |  | Active |  | 00:00:A1:07:2C:BF |  | Alarm | 1Y:00-MFG | 06/21/2019 | 06/01/2020 | COOPER UNIVERSITY HOSPITAL |  |  | PAVILION-3RD BED 11 |  | FRANK OBRIEN
|  | GE HEALTHCARE | SOLAR 8000I | COMPUTER, DATA MANAGEMENT | SE408374526GA |  | Pavilion |  |  | 11/03/2008 |  | 11/3/15 |  |  | NO | YES |  |  |  |  | GE MEDICAL SYSTEMS 10356208 SE408374526GA |  |  | Active |  | 00:00:A1:07:2D:51 |  | Alarm | 1Y:00-MFG | 06/21/2019 | 06/01/2020 | COOPER UNIVERSITY HOSPITAL |  |  | PAVILION-3RD RM 14 |  | FRANK OBRIEN
|  | GE HEALTHCARE | SOLAR 8000I | COMPUTER, DATA MANAGEMENT | SE408374516GA |  | Pavilion |  |  | 11/03/2008 |  | 11/3/15 |  |  | NO | YES |  |  |  |  | GE MEDICAL SYSTEMS 10356206 SE408374516GA |  |  | Active |  | 00:00:A1:07:2C:B5 |  | Alarm | 1Y:00-MFG | 06/21/2019 | 06/01/2020 | COOPER UNIVERSITY HOSPITAL |  |  | PAVILION 3RD FLOOR RM 15 |  | FRANK OBRIEN
|  | GE HEALTHCARE | SOLAR 8000I | COMPUTER, DATA MANAGEMENT | SE409250428GA | CCU - CORONARY CARE UNIT | Pavilion |  |  | 08/18/2009 |  | 8/18/16 |  |  | NO | YES |  |  |  |  | GE MEDICAL SYSTEMS 10355752 SE409250428GA |  |  | Active |  | 00:00:A1:07:5B:79 |  | Alarm | 1Y:00-MFG | 06/21/2019 | 06/01/2020 | COOPER UNIVERSITY HOSPITAL |  |  | CCU-10 |  | CAROLYN RUMELL
|  | GE HEALTHCARE | SOLAR 8000I | COMPUTER, DATA MANAGEMENT | SBL07028016GA | CCU - CORONARY CARE UNIT | Kelemen |  |  | 04/30/2007 |  | 4/30/14 |  |  | NO | YES |  |  |  |  | GE MEDICAL SYSTEMS 10355725 SBL07028016GA |  |  | Active |  | 00:00:A1:05:D7:11 |  | Alarm | 1Y:00-MFG | 06/21/2019 | 06/01/2020 | COOPER UNIVERSITY HOSPITAL |  |  | CCU-9 |  | CAROLYN RUMELL
|  | GE HEALTHCARE | SOLAR 8000I | COMPUTER, DATA MANAGEMENT | SBL07027999GA | CCU - CORONARY CARE UNIT | Pavilion |  |  | 04/30/2007 |  | 4/30/14 |  |  | NO | YES |  |  |  |  | GE MEDICAL SYSTEMS 10355721 SBL07027999GA |  |  | Active |  | 00:00:A1:05:DA:13 |  | Alarm | 1Y:00-MFG | 06/21/2019 | 06/01/2020 | COOPER UNIVERSITY HOSPITAL |  |  | CCU-8 |  | CAROLYN RUMELL
|  | GE HEALTHCARE | SOLAR 8000I | COMPUTER, DATA MANAGEMENT | SBL07028021GA | CCU - CORONARY CARE UNIT | Kelemen |  |  | 04/30/2007 |  | 4/30/14 |  |  | NO | YES |  |  |  |  | GE MEDICAL SYSTEMS 10355715 SBL07028021GA |  |  | Active |  | 00:00:A1:05:DA:05 |  | Alarm | 1Y:00-MFG | 06/21/2019 | 06/01/2020 | COOPER UNIVERSITY HOSPITAL |  |  | CCU-7 |  | CAROLYN RUMELL
|  | GE HEALTHCARE | SOLAR 8000I | COMPUTER, DATA MANAGEMENT | SBL07027996GA | CCU - CORONARY CARE UNIT | Kelemen |  |  | 04/30/2007 |  | 4/30/14 |  |  | NO | YES |  |  |  |  | GE MEDICAL SYSTEMS 10355702 SBL07027996GA |  |  | Active |  | 00:00:A1:05:DA:45 |  | Alarm | 1Y:00-MFG | 06/21/2019 | 06/01/2020 | COOPER UNIVERSITY HOSPITAL |  |  | CCU-6 |  | CAROLYN RUMELL
|  | GE HEALTHCARE | SOLAR 8000I | COMPUTER, DATA MANAGEMENT | SBL07028020GA | CCU - CORONARY CARE UNIT | Kelemen |  |  | 04/30/2007 |  | 4/30/14 |  |  | NO | YES |  |  |  |  | GE MEDICAL SYSTEMS 10355688 SBL07028020GA |  |  | Active |  | 00:00:A1:05:DA:29 |  | Alarm | 1Y:00-MFG | 06/21/2019 | 06/01/2020 | COOPER UNIVERSITY HOSPITAL |  |  | CCU-CCU05 |  | CAROLYN RUMELL
|  | GE HEALTHCARE | SOLAR 8000I | COMPUTER, DATA MANAGEMENT | SBL07027997GA | CCU - CORONARY CARE UNIT | Kelemen |  |  | 04/30/2007 |  | 4/30/14 |  |  | NO | YES |  |  |  |  | GE MEDICAL SYSTEMS 10355684 SBL07027997GA |  |  | Active |  | 00:00:A1:05:DA:17 |  | Alarm | 1Y:00-MFG | 06/21/2019 | 06/01/2020 | COOPER UNIVERSITY HOSPITAL |  |  | CCU-CCU04 |  | CAROLYN RUMELL
|  | GE HEALTHCARE | SOLAR 8000I | COMPUTER, DATA MANAGEMENT | SBL07028002GA | CCU - CORONARY CARE UNIT | Kelemen |  |  | 04/30/2007 |  | 4/30/14 |  |  | NO | YES |  |  |  |  | GE MEDICAL SYSTEMS 10355676 SBL07028002GA |  |  | Active |  | 00:00:A1:05:DA:2F |  | Alarm | 1Y:00-MFG | 06/21/2019 | 06/01/2020 | COOPER UNIVERSITY HOSPITAL |  |  | CCU-3 |  | CAROLYN RUMELL
|  | GE HEALTHCARE | SOLAR 8000I | COMPUTER, DATA MANAGEMENT | SBL07027998GA | CCU - CORONARY CARE UNIT | Kelemen |  |  | 04/30/2007 |  | 4/30/14 |  |  | NO | YES |  |  |  |  | GE MEDICAL SYSTEMS 10355660 SBL07027998GA |  |  | Active |  | 00:00:A1:05:DA:49 |  | Alarm | 1Y:00-MFG | 06/21/2019 | 06/01/2020 | COOPER UNIVERSITY HOSPITAL |  |  | CCU-CCU02 |  | CAROLYN RUMELL
|  | GE HEALTHCARE | SOLAR 8000I | COMPUTER, DATA MANAGEMENT | SBL07028025GA | TSDU - KELEMEN S7 | Kelemen |  |  | 04/30/2007 |  | 4/30/14 |  |  | NO | YES |  |  |  |  | GE MEDICAL SYSTEMS 10355644 SBL07028025GA |  |  | Active |  | 00:00:A1:05:DA:71 |  | Alarm | 1Y:00-MFG | 02/21/2019 | 02/01/2020 | COOPER UNIVERSITY HOSPITAL |  |  | TSDU-BED03 |  | JEN VANDER HORN
|  | GE HEALTHCARE | SOLAR 8000I | COMPUTER, DATA MANAGEMENT | SBL07028022GA | TSDU - KELEMEN S7 | Kelemen |  |  | 04/30/2007 |  | 4/30/14 |  |  | NO | YES |  |  |  |  | GE MEDICAL SYSTEMS 10355633 SBL07028022GA |  |  | Active |  | 00:00:A1:05:DA:33 |  | Alarm | 1Y:00-MFG | 02/21/2019 | 02/01/2020 | COOPER UNIVERSITY HOSPITAL |  |  | TSDU-BED05 |  | JEN VANDER HORN
|  | GE HEALTHCARE | SOLAR 8000I | COMPUTER, DATA MANAGEMENT | SBL07028026GA | TSDU - KELEMEN S7 | Kelemen |  |  | 04/30/2007 |  | 4/30/14 |  |  | NO | YES |  |  |  |  | GE MEDICAL SYSTEMS 10355629 SBL07028026GA |  |  | Active |  | 00:00:A1:05:DA:73 |  | Alarm | 1Y:00-MFG | 02/21/2019 | 02/01/2020 | COOPER UNIVERSITY HOSPITAL |  |  | TSDU-BED04 |  | JEN VANDER HORN
|  | GE HEALTHCARE | SOLAR 8000I | COMPUTER, DATA MANAGEMENT | SBL07028017GA | TSDU - KELEMEN S7 | Kelemen |  |  | 04/30/2007 |  | 4/30/14 |  |  | NO | YES |  |  |  |  | GE MEDICAL SYSTEMS 10355616 SBL07028017GA |  |  | Active |  | 00:00:A1:05:D6:E7 |  | Alarm | 1Y:00-MFG | 02/21/2019 | 02/01/2020 | COOPER UNIVERSITY HOSPITAL |  |  | TSDU-BED07 |  | JEN VANDER HORN
|  | GE HEALTHCARE | SOLAR 8000I | COMPUTER, DATA MANAGEMENT | SBL07028024GA | TSDU - KELEMEN S7 | Kelemen |  |  | 04/30/2007 |  | 4/30/14 |  |  | NO | YES |  |  |  |  | GE MEDICAL SYSTEMS 10355598 SBL07028024GA |  |  | Active |  | 00:00:A1:05:DA:5F |  | Alarm | 1Y:00-MFG | 02/21/2019 | 02/01/2020 | COOPER UNIVERSITY HOSPITAL |  |  | TSDU-BED09 |  | JEN VANDER HORN
|  | GE HEALTHCARE | SOLAR 8000I | COMPUTER, DATA MANAGEMENT | SBL07028028GA | TSDU - KELEMEN S7 | Kelemen |  |  | 04/30/2007 |  | 4/30/14 |  |  | NO | YES |  |  |  |  | GE MEDICAL SYSTEMS 10355600 SBL07028028GA |  |  | Active |  | 00:00:A1:05:DA:7D |  | Alarm | 1Y:00-MFG | 02/21/2019 | 02/01/2020 | COOPER UNIVERSITY HOSPITAL |  |  | TSDU-BED08 |  | JEN VANDER HORN
|  | GE HEALTHCARE | SOLAR 8000I | COMPUTER, DATA MANAGEMENT | SE409199925GA | INTENSIVE CARE NURSERY | Dorrance |  |  | 07/31/2009 |  | 7/31/16 |  |  | NO | YES |  |  |  |  | GE MEDICAL SYSTEMS 10355242 SE409199925GA |  |  | Active |  | 00:00:A1:07:5B:EE |  | Alarm | 1Y:00-MFG | 08/21/2019 | 08/01/2020 | COOPER UNIVERSITY HOSPITAL |  |  | NICU-HUM24 |  | JOANNE FOX
|  | GE HEALTHCARE | SOLAR 8000I | COMPUTER, DATA MANAGEMENT | SE409199915GA | INTENSIVE CARE NURSERY | Dorrance |  |  | 07/31/2009 |  | 7/31/16 |  |  | NO | YES |  |  |  |  | GE MEDICAL SYSTEMS 10355231 SE409199915GA |  |  | Active |  | 00:00:A1:07:5B:FA |  | Alarm | 1Y:00-MFG | 08/14/2019 | 08/01/2020 | COOPER UNIVERSITY HOSPITAL |  |  | NICU-HUM23 |  | JOANNE FOX
|  | GE HEALTHCARE | SOLAR 8000I | COMPUTER, DATA MANAGEMENT | SE409199912GA | INTENSIVE CARE NURSERY | Dorrance |  |  | 07/31/2009 |  | 7/31/16 |  |  | NO | YES |  |  |  |  | GE MEDICAL SYSTEMS 10355221 SE409199912GA |  |  | Active |  | 00:00:A1:07:5C:23 |  | Alarm | 1Y:00-MFG | 08/19/2019 | 08/01/2020 | COOPER UNIVERSITY HOSPITAL |  |  | NICU-OWL |  | JOANNE FOX
|  | GE HEALTHCARE | SOLAR 8000I | COMPUTER, DATA MANAGEMENT | SE409199931GA | INTENSIVE CARE NURSERY | Dorrance |  |  | 07/31/2009 |  | 7/31/16 |  |  | NO | YES |  |  |  |  | GE MEDICAL SYSTEMS 10354927 SE409199931GA |  |  | Active |  | 00:00:A1:07:5B:C5 |  | Alarm | 1Y:00-MFG | 08/14/2019 | 08/01/2020 | COOPER UNIVERSITY HOSPITAL |  |  | CARDINAL BED 7 |  | JOANNE FOX
|  | GE HEALTHCARE | SOLAR 8000I | COMPUTER, DATA MANAGEMENT | SE409199918GA | INTENSIVE CARE NURSERY | Dorrance |  |  | 07/31/2009 |  | 7/31/16 |  |  | NO | YES |  |  |  |  | GE MEDICAL SYSTEMS 10354924 SE409199918GA |  |  | Active |  | 00:00:A1:07:5B:D8 |  | Alarm | 1Y:00-MFG | 08/15/2019 | 08/01/2020 | COOPER UNIVERSITY HOSPITAL |  |  | CARDINAL NURSERY |  | JOANNE FOX
|  | GE HEALTHCARE | SOLAR 8000I | COMPUTER, DATA MANAGEMENT | SE409199922GA | INTENSIVE CARE NURSERY | Dorrance |  |  | 07/31/2009 |  | 7/31/16 |  |  | NO | YES |  |  |  |  | GE MEDICAL SYSTEMS 10354918 SE409199922GA |  |  | Active |  | 00:00:A1:07:5B:BF |  | Alarm | 1Y:00-MFG | 08/21/2019 | 08/01/2020 | COOPER UNIVERSITY HOSPITAL |  |  | NICU-CARD7 |  | JOANNE FOX
|  | GE HEALTHCARE | SOLAR 8000I | COMPUTER, DATA MANAGEMENT | SE409199924GA | INTENSIVE CARE NURSERY | Dorrance |  |  | 07/31/2009 |  | 7/31/16 |  |  | NO | YES |  |  |  |  | GE MEDICAL SYSTEMS 10354895 SE409199924GA |  |  | Active |  | 00:00:A1:07:5B:C7 |  | Alarm | 1Y:00-MFG | 08/14/2019 | 08/01/2020 | COOPER UNIVERSITY HOSPITAL |  |  | NICU-DOV14 |  | JOANNE FOX
|  | GE HEALTHCARE | SOLAR 8000I | COMPUTER, DATA MANAGEMENT | SE409199926GA | INTENSIVE CARE NURSERY | Dorrance |  |  | 07/31/2009 |  | 7/31/16 |  |  | NO | YES |  |  |  |  | GE MEDICAL SYSTEMS 10354880 SE409199926GA |  |  | Active |  | 00:00:A1:07:5B:BB |  | Alarm | 1Y:00-MFG | 08/21/2019 | 08/01/2020 | COOPER UNIVERSITY HOSPITAL |  |  | unit operates within Mfg Spec |  | JOANNE FOX
|  | GE HEALTHCARE | SOLAR 8000I | COMPUTER, DATA MANAGEMENT | SE409199911GA | INTENSIVE CARE NURSERY | Dorrance |  |  | 07/31/2009 |  | 7/31/16 |  |  | NO | YES |  |  |  |  | GE MEDICAL SYSTEMS 10354865 SE409199911GA |  |  | Active |  | 00:00:A1:07:5C:11 |  | Alarm | 1Y:00-MFG | 08/14/2019 | 08/01/2020 | COOPER UNIVERSITY HOSPITAL |  |  | NICU-DOV09 |  | JOANNE FOX
|  | GE HEALTHCARE | SOLAR 8000I | COMPUTER, DATA MANAGEMENT | SE409199932GA | INTENSIVE CARE NURSERY | Dorrance |  |  | 07/31/2009 |  | 7/31/16 |  |  | NO | YES |  |  |  |  | GE MEDICAL SYSTEMS 10354861 SE409199932GA |  |  | Active |  | 00:00:A1:07:5B:AF |  | Alarm | 1Y:00-MFG | 08/21/2019 | 08/01/2020 | COOPER UNIVERSITY HOSPITAL |  |  | NICU-DOV10 |  | JOANNE FOX
|  | GE HEALTHCARE | SOLAR 8000I | COMPUTER, DATA MANAGEMENT | SE409199910GA | INTENSIVE CARE NURSERY | Dorrance |  |  | 07/31/2009 |  | 7/31/16 |  |  | NO | YES |  |  |  |  | GE MEDICAL SYSTEMS 10354852 SE409199910GA |  |  | Active |  | 00:00:A1:07:5B:F8 |  | Alarm | 1Y:00-MFG | 08/21/2019 | 08/01/2020 | COOPER UNIVERSITY HOSPITAL |  |  | NICU-DOV11 |  | JOANNE FOX
|  | GE HEALTHCARE | SOLAR 8000I | COMPUTER, DATA MANAGEMENT | SE409199916GA | INTENSIVE CARE NURSERY | Dorrance |  |  | 07/31/2009 |  | 7/31/16 |  |  | NO | YES |  |  |  |  | GE MEDICAL SYSTEMS 10354822 SE409199916GA |  |  | Active |  | 00:00:A1:07:5B:C3 |  | Alarm | 1Y:00-MFG | 08/21/2019 | 08/01/2020 | COOPER UNIVERSITY HOSPITAL |  |  | NICU-DOV12 |  | JOANNE FOX
|  | GE HEALTHCARE | SOLAR 8000I | COMPUTER, DATA MANAGEMENT | SE409199921GA | INTENSIVE CARE NURSERY | Dorrance |  |  | 07/31/2009 |  | 7/31/16 |  |  | NO | YES |  |  |  |  | GE MEDICAL SYSTEMS 10354819 SE409199921GA |  |  | Active |  | 00:00:A1:07:5B:CC |  | Alarm | 1Y:00-MFG | 08/19/2019 | 08/01/2020 | COOPER UNIVERSITY HOSPITAL |  |  | NICU-DFY16 |  | JOANNE FOX
|  | GE HEALTHCARE | SOLAR 8000I | COMPUTER, DATA MANAGEMENT | SE409199917GA | INTENSIVE CARE NURSERY | Dorrance |  |  | 07/31/2009 |  | 7/31/16 |  |  | NO | YES |  |  |  |  | GE MEDICAL SYSTEMS 10354807 SE409199917GA |  |  | Active |  | 00:00:A1:07:5B:F0 |  | Alarm | 1Y:00-MFG | 08/20/2019 | 08/01/2020 | COOPER UNIVERSITY HOSPITAL |  |  | NICU-DFY17 |  | JOANNE FOX
|  | GE HEALTHCARE | SOLAR 8000I | COMPUTER, DATA MANAGEMENT | SE409199927GA | INTENSIVE CARE NURSERY | Dorrance |  |  | 07/31/2009 |  | 7/31/16 |  |  | NO | YES |  |  |  |  | GE MEDICAL SYSTEMS 10354787 SE409199927GA |  |  | Active |  | 00:00:A1:07:5D:D4 |  | Alarm | 1Y:00-MFG | 08/22/2019 | 08/01/2020 | COOPER UNIVERSITY HOSPITAL |  |  | NICU-FFY21 |  | JOANNE FOX
|  | GE HEALTHCARE | SOLAR 8000I | COMPUTER, DATA MANAGEMENT | SE409199929GA | INTENSIVE CARE NURSERY | Dorrance |  |  | 07/31/2009 |  | 7/31/16 |  |  | NO | YES |  |  |  |  | GE MEDICAL SYSTEMS 10354780 SE409199929GA |  |  | Active |  | 00:00:A1:07:5B:CA |  | Alarm | 1Y:00-MFG | 08/21/2019 | 08/01/2020 | COOPER UNIVERSITY HOSPITAL |  |  | NICU-DFY15 |  | JOANNE FOX
|  | GE HEALTHCARE | SOLAR 8000I | COMPUTER, DATA MANAGEMENT | SBL07028004BA | TRAUMA ADMIT | Kelemen |  |  | 04/24/2007 |  | 4/24/14 |  |  | NO | YES |  |  |  |  | GE MEDICAL SYSTEMS 10349408 SBL07028004BA |  |  | Active |  | 00:00:A1:05:DA:2B |  | Alarm | 1Y:00-MFG | 02/19/2019 | 02/01/2020 | COOPER UNIVERSITY HOSPITAL |  |  | TAA-TAA3 |  | Diane Floyd
|  | GE HEALTHCARE | SOLAR 8000I | COMPUTER, DATA MANAGEMENT | SE409199920GA | INTENSIVE CARE NURSERY | Dorrance |  |  | 08/20/2019 |  | 8/20/26 |  |  | NO | YES |  |  |  |  | GE MEDICAL SYSTEMS 30143541 SE409199920GA |  |  | Active |  | 00:00:A1:07:5B:C1 |  | Alarm | 1Y:00-MFG | 08/20/2019 | 08/20/2019 | COOPER UNIVERSITY HOSPITAL |  |  | NICU-DFY18 |  | JOANNE FOX |  |  |  | 08/20/2019 | 08/20/2019 |  |  |  |  | 08/20/2019 | 08/20/2019
|  | GE HEALTHCARE | SOLAR 8000I | COMPUTER, DATA MANAGEMENT | SE409199930GA | INTENSIVE CARE NURSERY | Dorrance |  |  | 08/22/2019 |  | 8/22/26 |  |  | NO | YES |  |  |  |  | GE MEDICAL SYSTEMS 30143525 SE409199930GA |  |  | Active |  | 00:00:A1:07:5B:D6 |  | Alarm | 1Y:00-MFG | 08/22/2019 | 08/22/2019 | COOPER UNIVERSITY HOSPITAL |  |  | NICU-FFY22 |  | JOANNE FOX |  |  |  | 08/22/2019 | 08/22/2019 |  |  |  |  | 08/22/2019 | 08/22/2019
|  | GE HEALTHCARE | SOLAR 8000I | COMPUTER, DATA MANAGEMENT | SLB07028035GA | TRAUMA ICU | Kelemen |  |  | 04/24/2007 |  | 4/24/14 |  |  | NO | YES |  |  |  |  | GE MEDICAL SYSTEMS 10346498 SLB07028035GA |  |  | Active |  | 00:00:A1:05:DA:95 |  | Alarm | 1Y:00-MFG | 02/26/2019 | 02/01/2020 | COOPER UNIVERSITY HOSPITAL |  |  | TICU-BED14 |  | Diane Floyd
|  | GE HEALTHCARE | SOLAR 8000I | COMPUTER, DATA MANAGEMENT | SBL07028006GA | TRAUMA ICU | Kelemen |  |  | 04/30/2007 |  | 4/30/14 |  |  | NO | YES |  |  |  |  | GE MEDICAL SYSTEMS 10346493 SBL07028006GA |  |  | Active |  | 00:00:A1:05:DA:65 |  | Alarm | 1Y:00-MFG | 02/26/2019 | 02/01/2020 | COOPER UNIVERSITY HOSPITAL |  |  | TICU-BED12 |  | Diane Floyd
|  | GE HEALTHCARE | SOLAR 8000I | COMPUTER, DATA MANAGEMENT | SBL07028007GA | TRAUMA ICU | Kelemen |  |  | 04/30/2007 |  | 4/30/14 |  |  | NO | YES |  |  |  |  | GE MEDICAL SYSTEMS 10346487 SBL07028007GA |  |  | Active |  | 00:00:A1:05:DA:93 |  | Alarm | 1Y:00-MFG | 02/26/2019 | 02/01/2020 | COOPER UNIVERSITY HOSPITAL |  |  | TICU-BED11 |  | Diane Floyd
|  | GE HEALTHCARE | SOLAR 8000I | COMPUTER, DATA MANAGEMENT | SBL07038069GA | TRAUMA ICU | Kelemen |  |  | 04/24/2007 |  | 4/24/14 |  |  | NO | YES |  |  |  |  | GE MEDICAL SYSTEMS 10346476 SBL07038069GA |  |  | Active |  | 00:00:A1:05:DB:A3 |  | Alarm | 1Y:00-MFG | 02/26/2019 | 02/01/2020 | COOPER UNIVERSITY HOSPITAL |  |  | TICU-BED07 |  | Diane Floyd
|  | GE HEALTHCARE | SOLAR 8000I | COMPUTER, DATA MANAGEMENT | SBL07028005GA | TRAUMA ICU | Kelemen |  |  | 04/30/2007 |  | 4/30/14 |  |  | NO | YES |  |  |  |  | GE MEDICAL SYSTEMS 10346469 SBL07028005GA |  |  | Active |  | 00:00:A1:05:DA:75 |  | Alarm | 1Y:00-MFG | 02/26/2019 | 02/01/2020 | COOPER UNIVERSITY HOSPITAL |  |  | TICU-BED08 |  | Diane Floyd
|  | GE HEALTHCARE | SOLAR 8000I | COMPUTER, DATA MANAGEMENT | SBL07028008GA | TRAUMA ICU | Kelemen |  |  | 04/24/2007 |  | 4/24/14 |  |  | NO | YES |  |  |  |  | GE MEDICAL SYSTEMS 10346463 SBL07028008GA |  |  | Active |  | 00:00:A1:05:DA:37 |  | Alarm | 1Y:00-MFG | 02/27/2019 | 02/01/2020 | COOPER UNIVERSITY HOSPITAL |  |  | TICU-BED10 |  | Diane Floyd
|  | GE HEALTHCARE | SOLAR 8000I | COMPUTER, DATA MANAGEMENT | SBL07028034GA | TRAUMA ICU | Kelemen |  |  | 04/24/2007 |  | 4/24/14 |  |  | NO | YES |  |  |  |  | GE MEDICAL SYSTEMS 10346459 SBL07028034GA |  |  | Active |  | 00:00:A1:05:DA:6D |  | Alarm | 1Y:00-MFG | 02/27/2019 | 02/01/2020 | COOPER UNIVERSITY HOSPITAL |  |  | TICU-BED09 |  | Diane Floyd
|  | GE HEALTHCARE | SOLAR 8000I | COMPUTER, DATA MANAGEMENT | SE409250358GA | TRAUMA ICU | Kelemen | BASEMENT |  | 08/18/2009 |  | 8/18/16 |  |  | NO | YES |  |  |  |  | GE MEDICAL SYSTEMS 10346439 SE409250358GA |  |  | Active |  | 00:00:A1:07:CF:7D |  | Alarm | 1Y:00-MFG | 02/26/2019 | 02/01/2020 | COOPER UNIVERSITY HOSPITAL |  |  | TICU-BED04 |  | Diane Floyd
|  | GE HEALTHCARE | SOLAR 8000I | COMPUTER, DATA MANAGEMENT | SE409250449GA | TRAUMA ICU | Kelemen |  |  | 08/18/2009 |  | 8/18/16 |  |  | NO | YES |  |  |  |  | GE MEDICAL SYSTEMS 10346432 SE409250449GA |  |  | Active |  | 00:00:A1:07:5B:41 |  | Alarm | 1Y:00-MFG | 02/26/2019 | 02/01/2020 | COOPER UNIVERSITY HOSPITAL |  |  | TICU-BED03 |  | Diane Floyd
|  | GE HEALTHCARE | SOLAR 8000I | COMPUTER, DATA MANAGEMENT | SE409250437GA | TRAUMA ICU | Kelemen |  |  | 08/18/2009 |  | 8/18/16 |  |  | NO | YES |  |  |  |  | GE MEDICAL SYSTEMS 10346414 SE409250437GA |  |  | Active |  | 00:00:A1:07:5B:43 |  | Alarm | 1Y:00-MFG | 02/26/2019 | 02/01/2020 | COOPER UNIVERSITY HOSPITAL |  |  | BED 2 |  | Diane Floyd
|  | GE HEALTHCARE | SOLAR 8000I | COMPUTER, DATA MANAGEMENT | SE408374546GA |  | Pavilion |  |  | 11/03/2008 |  | 11/3/15 |  |  | NO | YES |  |  |  |  | GE MEDICAL SYSTEMS 10346410 SE408374546GA |  |  | Active |  | 00:00:A1:07:2F:EA |  | Alarm | 1Y:00-MFG | 06/21/2019 | 06/01/2020 | COOPER UNIVERSITY HOSPITAL |  |  | PAVILION-3 BED 2 |  | FRANK OBRIEN
|  | GE HEALTHCARE | SOLAR 8000I | COMPUTER, DATA MANAGEMENT | SE408374527GA |  | Pavilion |  |  | 11/03/2008 |  | 11/3/15 |  |  | NO | YES |  |  |  |  | GE MEDICAL SYSTEMS 10346408 SE408374527GA |  |  | Active |  | 00:00:A1:07:2F:C3 |  | Alarm | 1Y:00-MFG | 06/21/2019 | 06/01/2020 | COOPER UNIVERSITY HOSPITAL |  |  | PAVILION-3 BED 4 |  | FRANK OBRIEN
|  | GE HEALTHCARE | SOLAR 8000I | COMPUTER, DATA MANAGEMENT | SE408374533GA | PAVILION PACU | Pavilion |  |  | 11/03/2008 |  | 11/3/15 |  |  | NO | YES |  |  |  |  | GE MEDICAL SYSTEMS 10346399 SE408374533GA |  |  | Active |  | 00:00:A1:07:30:97 |  | Alarm | 1Y:00-MFG | 06/19/2019 | 06/01/2020 | COOPER UNIVERSITY HOSPITAL |  |  | PAVILION-3 BED 5 |  | FRANK OBRIEN
|  | GE HEALTHCARE | SOLAR 8000I | COMPUTER, DATA MANAGEMENT | SE408374547GA |  | Kelemen |  |  | 11/03/2008 |  | 11/3/15 |  |  | NO | YES |  |  |  |  | GE MEDICAL SYSTEMS 10346392 SE408374547GA |  |  | Active |  | 00:00:A1:07:2F:E2 |  | Alarm | 1Y:00-MFG | 06/19/2019 | 06/01/2020 | COOPER UNIVERSITY HOSPITAL |  |  | PAVILION-3 BED 6 |  | FRANK OBRIEN
|  | GE HEALTHCARE | SOLAR 8000I | COMPUTER, DATA MANAGEMENT | SE408374544GA |  | Pavilion |  |  | 11/03/2008 |  | 11/3/15 |  |  | NO | YES |  |  |  |  | GE MEDICAL SYSTEMS 10346381 SE408374544GA |  |  | Active |  | 00:00:A1:07:2D:19 |  | Alarm | 1Y:00-MFG | 06/20/2019 | 06/01/2020 | COOPER UNIVERSITY HOSPITAL |  |  | PAVILION-3RD BED 3 |  | FRANK OBRIEN
|  | GE HEALTHCARE | SOLAR 8000I | COMPUTER, DATA MANAGEMENT | SE408374542GA | PAVILION PACU | Pavilion |  |  | 11/03/2008 |  | 11/3/15 |  |  | NO | YES |  |  |  |  | GE MEDICAL SYSTEMS 10346372 SE408374542GA |  |  | Active |  | 00:00:A1:07:2D:75 |  | Alarm | 1Y:00-MFG | 06/21/2019 | 06/01/2020 | COOPER UNIVERSITY HOSPITAL |  |  | PAVILION-3RD BED 8 |  | FRANK OBRIEN
|  | GE HEALTHCARE | SOLAR 8000I | COMPUTER, DATA MANAGEMENT | SBL07038081GA |  | Pavilion | [7 empty] | NO | YES
|  | SIEMENS MEDICAL | SYNGO | COMPUTER, DATA MANAGEMENT |  | OPERATING ROOM - PAVILION | Pavilion |  |  | 10/31/2019 |  |  |  | SYSTEM COMPONENT | NO | YES |  |  |  |  | SIEMENS MEDICAL 10769722 7023 |  |  | Active |  | 00:E0:81:B6:7E:0C |  | Equipment | PAAR:00-PVAR | 10/31/2019 | 10/31/2019 | COOPER UNIVERSITY HOSPITAL |  |  | HYBRID ANGIO ROOM | 0011875787 | DOMINIC VENDETTA | Repair | Closed | Salvatore Bombara | 10/31/2019 | 10/31/2019 | WORK STATION - NOT ARCHIVING IMAGES - TMX | 7/6/2017 2:02:15 PM SXBOMBARA (SXBOMBARA 7/6/2017 12:00 AM) REQUESTED PO FOR SERVICE. 7/7/2017 10:24:49 AM SXBOMBARA (SXBOMBARA 7/7/2017 12:00 AM) RECEIVED PO. CALL FOR SERVICE. RA# 400108266542 7/12/2017 9:34:57 AM SXBOMBARA (SXBOMBARA 7/12/2017 12:00 AM) SERVICE CALL IS COMPLETED BY VENDOR. SEE ATTACHMENT. | 31B225EC-783F-47C2-81EE-11229B615FDF | Labor | 10/31/2019 | 10/31/2019 | Salvatore Bombara
|  | Dell | OptiPlex 7050 | COMPUTER, DESKTOP |  |  | Kelemen | [6 empty] | SYSTEM COMPONENT | NO | YES
|  | Dell | OptiPlex 7050 | COMPUTER, DESKTOP |  |  | Kelemen | [6 empty] | SYSTEM COMPONENT | NO | YES
|  | Dell | OptiPlex 7050 | COMPUTER, DESKTOP |  |  | Kelemen | [6 empty] | SYSTEM COMPONENT | NO | YES
|  | Dell | OptiPlex 7050 | COMPUTER, DESKTOP |  |  | Kelemen | [6 empty] | SYSTEM COMPONENT | NO | YES
|  | Dell | OptiPlex 7050 | COMPUTER, DESKTOP |  |  | Kelemen | [6 empty] | SYSTEM COMPONENT | NO | YES
|  | Dell | OptiPlex 7050 | COMPUTER, DESKTOP |  |  | Kelemen | [6 empty] | SYSTEM COMPONENT | NO | YES
|  | Dell | OptiPlex 7050 | COMPUTER, DESKTOP |  |  | Kelemen | [6 empty] | SYSTEM COMPONENT | NO | YES
|  | Dell | OptiPlex 7050 | COMPUTER, DESKTOP |  |  | Kelemen | [6 empty] | SYSTEM COMPONENT | NO | YES
|  | Dell | OptiPlex 7050 | COMPUTER, DESKTOP |  |  | Kelemen | [6 empty] | SYSTEM COMPONENT | NO | YES
|  | Hewlett-Packard (HP) | Elite 8300 SFF | COMPUTER, DESKTOP | MXL3491ZWR |  | Kelemen | [6 empty] | SYSTEM COMPONENT | NO | YES
|  | SORIN GROUP USA, INC. | S5 | CONSOLE |  | PERFUSION | Pavilion |  |  | 07/11/2019 |  |  |  |  | NO | YES |  |  |  |  | SORIN GROUP USA, INC. 11239420 48E02604 |  |  | Active |  | 99:99:99:99:99:99 |  | Life Support | 6M:00-MFG | 07/11/2019 | 07/11/2019 | COOPER UNIVERSITY HOSPITAL |  |  | OPERATING ROOM |  | Bonnie Aichroch |  |  |  | 07/11/2019 | 07/11/2019 |  |  |  |  | 07/11/2019 | 07/11/2019
|  | NUCLETRON | FLEXITRON HDR | CONSOLE, BRACHYTHERAPY | FT00433 | COOPER CANCER CENTER | MD Anderson Cancer Center |  |  | 09/13/2019 |  | 9/13/24 |  |  | NO | YES |  |  |  |  | NUCLETRON 11222074 FT00433 |  |  | Active |  |  |  | High Risk | 6M:00-MFG | 09/13/2019 | 09/13/2019 | COOPER AMBULATORY OFF-SITES |  |  | CCC 1st Fl, Brachytherapy | WOT00000003182176 | COLLEEN TEGELER | Performance Verification | Closed | Charles Santomero | 09/13/2019 | 09/13/2019 | Performance Verification for NUCLETRON 11222074 FT00433 | Initial Install of Performance Verification. Device is ready for patient use. |  |  | 09/13/2019 | 09/13/2019
|  | SAKURA FINETEK USA, INC. | TISSUE-TEK TEC 5 | CONSOLE, EMBEDDING | MES2648 | MARLTON-DERMATOLOGY | 10000 Sagamore Dr |  |  | 10/31/2019 |  | 10/31/27 |  |  | NO | YES |  |  |  |  | SAKURA FINETEK USA, INC. 11239286 MES2648 |  |  | Active |  | 99:99:99:99:99:99 |  | Equipment | PAAR:00-PVAR | 10/31/2019 | 10/31/2019 | COOPER AMBULATORY OFF-SITES |  |  | Lab area | WOT00000001302247 | MICHELE CANALE | Performance Verification | Closed | Kirk Lis | 10/31/2019 | 10/31/2019 | Performance Verification for SAKURA FINETEK USA, INC. 11239286 MES2648 | Initial Install of Performance Verification. Device is ready for patient use. |  |  | 10/31/2019 | 10/31/2019
|  | STRYKER CORP. | CORE POWER 5400-50 | CONSOLE, POWER |  | OR - KELEMEN 3 | Kelemen |  |  | 04/08/2013 |  | 4/8/20 |  |  | NO | YES |  |  |  |  | STRYKER CORP. 10368417 130921473 |  |  | Active |  | 99:99:99:99:99:99 |  | Equipment | 1Y:00-MFG | 02/23/2019 | 02/01/2020 | COOPER UNIVERSITY HOSPITAL |  |  | Kel OR Store Rm |  | DOMINIC VENDETTA
|  | STRYKER CORP. | CORE POWER 5400-50 | CONSOLE, POWER |  | OR - KELEMEN 3 | Kelemen |  |  | 04/08/2013 |  | 4/8/20 |  |  | NO | YES |  |  |  |  | STRYKER CORP. 10367197 1309214343 |  |  | Active |  | 99:99:99:99:99:99 |  | Equipment | 1Y:00-MFG | 02/23/2019 | 02/01/2020 | COOPER UNIVERSITY HOSPITAL |  |  | Kel OR Store Rm |  | DOMINIC VENDETTA
|  | STRYKER CORP. | CORE POWER 5400-50 | CONSOLE, POWER |  | VOORHEES SURGERY CENTER-OPERATING ROOM | 900 Centennial Blvd | Suite E |  | 07/10/2014 |  | 7/10/21 |  |  | NO | YES |  |  |  |  | STRYKER CORP. 10347188 1419502583 |  |  | Active |  | 99:99:99:99:99:99 |  | Equipment | 1Y:00-MFG | 04/18/2019 | 04/01/2020 | COOPER AMBULATORY OFF-SITES |  |  | SUITE E |  | JENNIFER BOMBARO
|  | SYNTHES | 05.001.400 | CONSOLE, POWER |  | OPERATING ROOM - PAVILION | Kelemen |  |  | 01/22/2016 |  | 1/22/21 |  |  | NO | YES |  |  |  |  | SYNTHES 10480343 860599010 |  |  | Active |  | 99:99:99:99:99:99 |  | Equipment | 1Y:00-MFG | 02/15/2019 | 02/01/2020 | COOPER UNIVERSITY HOSPITAL |  |  | Kel OR Sore Rm |  | DOMINIC VENDETTA
|  | STRYKER CORP. | TPS 5110-50 | CONSOLE, SHAVER |  | OR - KELEMEN 3 | Kelemen |  |  | 12/18/2015 |  | 12/18/20 |  |  | NO | YES |  |  |  |  | STRYKER CORP. 10480287 060200023 |  |  | Active |  | 99:99:99:99:99:99 |  | Equipment | 1Y:00-MFG | 02/23/2019 | 02/01/2020 | COOPER UNIVERSITY HOSPITAL |  |  | K7 CABNET |  | DOMINIC VENDETTA
|  | MCKESSON INFORMATION SOLUTIONS | HCH300 | CONTROL |  | CARDIAC CATH LAB | Kelemen |  |  | 10/31/2019 |  |  |  |  | NO | YES |  |  |  |  | MCKESSON INFORMATION SOLUTIONS 11187567 2011050245 |  |  | Active |  | 99:99:99:99:99:99 |  | Equipment | PAAR:00-PVAR | 10/31/2019 | 10/31/2019 | COOPER UNIVERSITY HOSPITAL |  |  | CCL - Lab 1 Control Room | WOT00000002667748 | LINDA BEAN | Performance Verification | Closed | Stephen Zubrzycki | 10/31/2019 | 10/31/2019 | Performance Verification for MCKESSON INFORMATION SOLUTIONS 11187567 2011050245 | Initial Install of Performance Verification. Device is ready for patient use. |  |  | 10/31/2019 | 10/31/2019
|  | MCKESSON INFORMATION SOLUTIONS | HCH320 | CONTROL | HCH320 | CARDIAC CATH LAB | Kelemen |  |  | 09/12/2012 |  |  |  |  | NO | YES |  |  |  |  | MCKESSON INFORMATION SOLUTIONS 10369205 NOT KNOWN |  |  | Active |  | 99:99:99:99:99:99 |  | Equipment | PAAR:00-PVAR | 11/01/2019 |  | COOPER UNIVERSITY HOSPITAL |  |  | CCL - EP1 |  | LINDA BEAN
|  | MCKESSON INFORMATION SOLUTIONS | HCH320 | CONTROL |  | CARDIAC CATH LAB | Kelemen |  |  | 01/12/2011 |  |  |  |  | NO | YES |  |  |  |  | MCKESSON INFORMATION SOLUTIONS 10368382 2012012603 |  |  | Active |  | 99:99:99:99:99:99 |  | Equipment | PAAR:00-PVAR | 11/02/2019 |  | COOPER UNIVERSITY HOSPITAL |  |  | CCL - EP2 | WOT00000003730310 | LINDA BEAN | Cyber Remediation | Open | Stephen Zubrzycki | 09/16/2019 |  | SFT000373 McKesson / Change / Horizon Cardiology Systems Vulnerability Remediation
|  | MCKESSON INFORMATION SOLUTIONS | HCH320 | CONTROL | FA0375 | CARDIAC CATH LAB | Kelemen |  |  | 01/12/2011 |  |  |  |  | NO | YES |  |  |  |  | MCKESSON INFORMATION SOLUTIONS 10367867 FA0375 |  |  | Active |  | 99:99:99:99:99:99 |  | Equipment | PAAR:00-PVAR | 11/01/2019 |  | COOPER UNIVERSITY HOSPITAL |  |  | CCL - Lab 2 Control Room | WOT00000002679832 | LINDA BEAN | Repair | Closed | Charles Santomero | 05/08/2019 | 05/08/2019 | Wont turn on properly - system froze - in a loop loading screen | Found the physiological computer not booting up to the user screen. After telling the system to shut down, it partly shut down, but not completely. Waited a few minutes to see if it would shut off, but it was stuck in some state where it was still powered on but not responsive to any inputs. Eventually had to unplug it. After plugging back in and turning on, it booted normally and was working again. OVP, RTS. | EXP2882033 | Labor | 05/08/2019 | 05/08/2019 | Charles Santomero
|  | ARTHREX INC. | SYNERGY HD3 | CONTROLLER, CAMERA | DBL150024 | VOORHEES SURGERY CENTER-OPERATING ROOM | 900 Centennial Blvd | Suite E |  | 05/10/2016 |  | 5/10/21 |  |  | NO | YES |  |  |  |  | ARTHREX INC. 10480399 DBL150024 |  |  | Active |  | 99:99:99:99:99:99 |  | Equipment | PAAR:00-PVAR | 10/31/2019 |  | COOPER AMBULATORY OFF-SITES |  |  | SUITE 3 |  | JENNIFER BOMBARO
|  | BERCHTOLD CORPORATION | CHROMOVISION HR24 | CONTROLLER, CAMERA | 9222004-P10473 | OPERATING ROOM - PAVILION | Pavilion |  |  | 02/04/2009 |  | 2/4/14 |  |  | NO | YES |  |  |  |  | BERCHTOLD CORPORATION 10346638 9222004-P10473 |  |  | Active |  | 99:99:99:99:99:99 |  | Equipment | PAAR:00-PVAR | 11/02/2019 |  | COOPER UNIVERSITY HOSPITAL |  |  | OR P01 | 0011322756 | DOMINIC VENDETTA | Repair | Closed | Salvatore Bombara | 03/07/2017 | 03/07/2017 | CAMERA - NO IMAGE - TMX | 3/7/2017 3:11:02 PM SXBOMBARA (SXBOMBARA 3/7/2017 12:00 AM) DETERMINED THIS UNITS CAMERA DATA CABLE WAS DISCONNECTED. SECURED CONNECTION. RETURNED UNIT TO SERVICE. | 7A791E12-31E7-4343-B8A1-B5ABE19730F4 | Labor | 03/07/2017 | 03/07/2017 | Salvatore Bombara
|  | BERCHTOLD CORPORATION | CHROMOVISION HR24 | CONTROLLER, CAMERA | 9222004-P-10430 | OPERATING ROOM - PAVILION | Pavilion |  |  | 02/04/2009 |  | 2/4/14 |  |  | NO | YES |  |  |  |  | BERCHTOLD CORPORATION 10346565 9222004-P-10430 |  |  | Active |  | 99:99:99:99:99:99 |  | Equipment | PAAR:00-PVAR | 11/02/2019 |  | COOPER UNIVERSITY HOSPITAL |  |  | OR P04 | WOT00000002200205 | DOMINIC VENDETTA | Disposition | Closed | Salvatore Bombara | 02/14/2019 | 05/14/2019 | Bulk Disposition CNL
|  | CARL ZEISS | MEDILIVE | CONTROLLER, CAMERA |  | VOORHEES SURGERY CENTER-OPERATING ROOM | 900 Centennial Blvd | Suite E |  | 06/16/2009 |  | 6/16/14 |  |  | NO | YES |  |  |  |  | CARL ZEISS 10345465 6907101200 |  |  | Active |  | 99:99:99:99:99:99 |  | Equipment | PAAR:00-PVAR | 11/02/2019 |  | COOPER AMBULATORY OFF-SITES |  |  | HALLWAY |  | JENNIFER BOMBARO
|  | JEDMED INSTRUMENTS CO. | STROBOCAM II | CONTROLLER, CAMERA |  | BUNKER HILL-SURGERY | 2 Plaza Dr |  |  | 01/01/2011 |  | 1/1/16 |  |  | NO | YES |  |  |  |  | JEDMED INSTRUMENTS CO. 10346834 900578 |  |  | Active |  | 99:99:99:99:99:99 |  | Equipment | PAAR:00-PVAR | 10/31/2019 |  | COOPER AMBULATORY OFF-SITES |  |  | Relocated from 6200 Main St. |  | ANNE MAIER
|  | PENTAX MEDICAL | PSV-4000 | CONTROLLER, CAMERA | A013517 | 6017 MAIN ST-PLASTICS | 6200 Main St |  |  | 05/26/2009 |  | 5/26/14 |  |  | NO | YES |  |  |  |  | PENTAX MEDICAL 10345795 A013517 |  |  | Active |  | 99:99:99:99:99:99 |  | Equipment | PAAR:00-PVAR | 11/02/2019 |  | COOPER AMBULATORY OFF-SITES |  |  | PROCEDURE ROOM D |  | ANNE MAIER
|  | SKYTRON | PRECISION HD | CONTROLLER, CAMERA | 21 2017-09-1170 | SAME DAY OR-2ND FL PAVILION | Kelemen |  |  | 10/31/2019 |  | 10/31/24 |  |  | NO | YES |  |  |  |  | STRYKER CORP. 11239175 21 2017-09-1170 |  |  | Active |  | 99:99:99:99:99:99 |  | Equipment | PAAR:00-PVAR | 10/31/2019 | 10/31/2019 | COOPER UNIVERSITY HOSPITAL |  |  | SD Or 7 | WOT00000000625855 | JOE DRUCTOR | Performance Verification | Closed | Tom Burhart | 10/31/2019 | 10/31/2019 | Performance Verification for STRYKER CORP. 11239175 0110841736100193212017-09-1170 | Initial Install of Performance Verification. Device is ready for patient use. |  |  | 10/31/2019 | 10/31/2019
|  | SKYTRON | PRECISION HD | CONTROLLER, CAMERA | (21)2017-09-1187 | SAME DAY OR-2ND FL PAVILION | Pavilion |  |  | 10/31/2019 |  | 10/31/24 |  |  | NO | YES |  |  |  |  | STRYKER CORP. 11239161 (21)2017-09-1187 |  |  | Active |  | 99:99:99:99:99:99 |  | Equipment | PAAR:00-PVAR | 10/31/2019 | 10/31/2019 | COOPER UNIVERSITY HOSPITAL |  |  | SD OR 6 | WOT00000000616799 | JOE DRUCTOR | Performance Verification | Closed | Tom Burhart | 10/31/2019 | 10/31/2019 | Performance Verification for STRYKER CORP. 11239161 (21)2017-09-1187 | Initial Install of Performance Verification. Device is ready for patient use. |  |  | 10/31/2019 | 10/31/2019
|  | SKYTRON | PRECISION HD | CONTROLLER, CAMERA | 212017-09-1165 | SAME DAY OR-2ND FL PAVILION | Pavilion |  |  | 10/31/2019 |  | 10/31/24 |  |  | NO | YES |  |  |  |  | SKYTRON 11239149 212017-09-1165 |  |  | Active |  | 99:99:99:99:99:99 |  | Non-medical | PAAR:00-PVAR | 10/31/2019 | 10/31/2019 | COOPER UNIVERSITY HOSPITAL |  |  | SD OR 8 | WOT00000000616645 | JOE DRUCTOR | Performance Verification | Closed | Salvatore Bombara | 10/31/2019 | 10/31/2019 | Performance Verification for SKYTRON 11239149 B1-170-59 | Initial Install of Performance Verification. Device is ready for patient use. |  |  | 10/31/2019 | 10/31/2019
|  | SKYTRON | PRECISION HD | CONTROLLER, CAMERA | 2017-03-1114 | SAME DAY OR-2ND FL PAVILION | Kelemen |  |  | 10/31/2019 |  | 10/31/24 |  |  | NO | YES |  |  |  |  | SKYTRON 11239128 2017-03-1114 |  |  | Active |  | 99:99:99:99:99:99 |  | Non-medical | PAAR:00-PVAR | 10/31/2019 | 10/31/2019 | COOPER UNIVERSITY HOSPITAL |  |  | SD OR 4 | WOT00000000564259 | JOE DRUCTOR | Performance Verification | Closed | Salvatore Bombara | 10/31/2019 | 10/31/2019 | Performance Verification for SKYTRON 11239128 B1-710-59 | Initial Install of Performance Verification. Device is ready for patient use. |  |  | 10/31/2019 | 10/31/2019
|  | SKYTRON | PRECISION HD | CONTROLLER, CAMERA | 2017-09-1172 | SAME DAY OR-2ND FL PAVILION | Pavilion |  |  | 10/31/2019 |  | 10/31/24 |  |  | NO | YES |  |  |  |  | SKYTRON 11239104 2017-09-1172 |  |  | Active |  | 99:99:99:99:99:99 |  | Non-medical | PAAR:00-PVAR | 10/31/2019 | 10/31/2019 | COOPER UNIVERSITY HOSPITAL |  |  | SD OR 03 | WOT00000000559080 | JOE DRUCTOR | Performance Verification | Closed | Salvatore Bombara | 10/31/2019 | 10/31/2019 | Performance Verification for SKYTRON 11239104 2017-09-1172 | Initial Install of Performance Verification. Device is ready for patient use. |  |  | 10/31/2019 | 10/31/2019
|  | SKYTRON | PRECISION HD | CONTROLLER, CAMERA | 2017-10-1195 | SAME DAY OR-2ND FL PAVILION | Pavilion |  |  | 10/31/2019 |  | 10/31/24 |  |  | NO | YES |  |  |  |  | SKYTRON 11239083 2017-10-1195 |  |  | Active |  | 99:99:99:99:99:99 |  | Non-medical | PAAR:00-PVAR | 10/31/2019 | 10/31/2019 | COOPER UNIVERSITY HOSPITAL |  |  | SD OR 2 | WOT00000000558708 | JOE DRUCTOR | Performance Verification | Closed | Salvatore Bombara | 10/31/2019 | 10/31/2019 | Performance Verification for SKYTRON 11239083 2017-10-1195 | Initial Install of Performance Verification. Device is ready for patient use. |  |  | 10/31/2019 | 10/31/2019
|  | SKYTRON | PRECISION HD | CONTROLLER, CAMERA | 2017-10-1194 | SAME DAY OR-2ND FL PAVILION | Pavilion |  |  | 10/31/2019 |  | 10/31/24 |  |  | NO | YES |  |  |  |  | SKYTRON 11239067 2017-10-1194 |  |  | Active |  | 99:99:99:99:99:99 |  | Non-medical | PAAR:00-PVAR | 10/31/2019 | 10/31/2019 | COOPER UNIVERSITY HOSPITAL |  |  | SD OR 1 | WOT00000000556299 | JOE DRUCTOR | Performance Verification | Closed | Salvatore Bombara | 10/31/2019 | 10/31/2019 | Performance Verification for SKYTRON 11239067 2017-10-1194 | Initial Install of Performance Verification. Device is ready for patient use. |  |  | 10/31/2019 | 10/31/2019
|  | SKYTRON | PRECISION HD | CONTROLLER, CAMERA | 2017-09-1171 | SAME DAY OR-2ND FL PAVILION | Pavilion |  |  | 10/31/2019 |  | 10/31/24 |  |  | NO | YES |  |  |  |  | SKYTRON 11239018 2017-09-1171 |  |  | Active |  | 99:99:99:99:99:99 |  | Non-medical | PAAR:00-PVAR | 10/31/2019 | 10/31/2019 | COOPER UNIVERSITY HOSPITAL |  |  | SD6 | WOT00000000552086 | JOE DRUCTOR | Performance Verification | Closed | Salvatore Bombara | 10/31/2019 | 10/31/2019 | Performance Verification for SKYTRON 11239018 2017-09-1171 | Initial Install of Performance Verification. Device is ready for patient use. |  |  | 10/31/2019 | 10/31/2019
|  | SKYTRON | PRECISION HD | CONTROLLER, CAMERA | 2016-12-1077 | OR - KELEMEN 3 | Kelemen |  |  | 09/11/2017 |  | 9/11/22 |  |  | NO | YES | Serial Number 2016-12-1077 |  |  |  | SKYTRON 10732256 2016-12-1077 |  |  | Active |  | 99:99:99:99:99:99 |  | Non-medical | PAAR:00-PVAR | 10/31/2019 |  | COOPER UNIVERSITY HOSPITAL |  |  |  | 0012379916 | DOMINIC VENDETTA | Preventative Maintenance | Closed | Josh Harris | 11/02/2017 | 11/02/2017 | PERFORMANCE ASSURANCE AT INVENTORY | INVENTORIED DEVICE AND ENSURED DEVICE WAS FUNCTIONING PROPERLY. | 9DB3FF60-5549-4E05-9351-C51B94038D49 | Labor | 09/11/2017 | 09/11/2017 | Josh Harris
|  | SKYTRON | PRECISION HD | CONTROLLER, CAMERA | 2016-03-0947 | OR - KELEMEN 3 | Kelemen |  |  | 09/12/2016 |  | 9/12/21 |  |  | NO | YES |  |  |  |  | SKYTRON 10505437 2016-03-0947 |  |  | Active |  | 99:99:99:99:99:99 |  | Non-medical | PAAR:00-PVAR | 10/31/2019 |  | COOPER UNIVERSITY HOSPITAL |  |  | KELEMEN OR ROOM 11 |  | DOMINIC VENDETTA
|  | SKYTRON | PRECISION HD | CONTROLLER, CAMERA | 2016-03-0949 | OR - KELEMEN 3 | Kelemen |  |  | 09/12/2016 |  | 9/12/21 |  |  | NO | YES |  |  |  |  | SKYTRON 10505388 2016-03-0949 |  |  | Active |  | 99:99:99:99:99:99 |  | Non-medical | PAAR:00-PVAR | 10/31/2019 |  | COOPER UNIVERSITY HOSPITAL |  |  | KELEMEN OR RM 10 |  | DOMINIC VENDETTA
|  | SKYTRON | PRECISION HD | CONTROLLER, CAMERA | 2016-03-0948 | OR - KELEMEN 3 | Kelemen |  |  | 09/12/2016 |  | 9/12/21 |  |  | NO | YES |  |  |  |  | SKYTRON 10505373 2016-03-0948 |  |  | Active |  | 99:99:99:99:99:99 |  | Non-medical | PAAR:00-PVAR | 10/31/2019 |  | COOPER UNIVERSITY HOSPITAL |  |  | KELEMAN OR RM 9 |  | DOMINIC VENDETTA
|  | SKYTRON | PRECISION HD | CONTROLLER, CAMERA | 2016-01-0938 | OR - KELEMEN 3 | Kelemen |  |  | 05/06/2016 |  | 5/6/21 |  |  | NO | YES |  |  |  |  | SKYTRON 10480428 2016-01-0938 |  |  | Active |  | 99:99:99:99:99:99 |  | Non-medical | PAAR:00-PVAR | 10/31/2019 |  | COOPER UNIVERSITY HOSPITAL |  |  | OPERATING ROOM K8 |  | DOMINIC VENDETTA
|  | SKYTRON | TVII | CONTROLLER, CAMERA |  | OR - KELEMEN 3 | Kelemen |  |  | 01/01/2014 |  | 1/1/19 |  |  | NO | YES | Serial Number 7457 |  |  |  | SKYTRON 10369517 7457 |  |  | Active |  | 99:99:99:99:99:99 |  | Equipment | PAAR:00-PVAR | 11/02/2019 |  | COOPER UNIVERSITY HOSPITAL |  |  | OR K01 | WOT00000000518924 | DOMINIC VENDETTA | Disposition | Closed | Salvatore Bombara | 02/08/2018 | 05/15/2019 | Bulk Disposition CNL
|  | SKYTRON | TVII | CONTROLLER, CAMERA | 7L572 | OPERATING ROOM - PAVILION | Pavilion |  |  | 08/18/2009 |  | 8/18/14 |  |  | NO | YES |  |  |  |  | SKYTRON 10367551 7L572 |  |  | Active |  | 99:99:99:99:99:99 |  | Equipment | PAAR:00-PVAR | 11/02/2019 |  | COOPER UNIVERSITY HOSPITAL |  |  | OR P3 | WOT00000002200154 | DOMINIC VENDETTA | Disposition | Closed | Salvatore Bombara | 02/14/2019 | 05/15/2019 | Bulk Disposition CNL
|  | SKYTRON | TVII | CONTROLLER, CAMERA | 7L566 | OPERATING ROOM - PAVILION | Pavilion |  |  | 01/15/2009 |  | 1/15/14 |  |  | NO | YES |  |  |  |  | SKYTRON 10367377 7L566 |  |  | Active |  | 99:99:99:99:99:99 |  | Equipment | PAAR:00-PVAR | 11/02/2019 |  | COOPER UNIVERSITY HOSPITAL |  |  | P-3 ROOM 8 | WOT00000002200036 | DOMINIC VENDETTA | Disposition | Closed | Salvatore Bombara | 02/14/2019 | 05/15/2019 | Bulk Disposition CNL
|  | SKYTRON | TVII | CONTROLLER, CAMERA | 8C-591 | OPERATING ROOM - PAVILION | Pavilion |  |  | 08/18/2009 |  | 8/18/14 |  |  | NO | YES |  |  |  |  | SKYTRON 10367314 8C-591 |  |  | Active |  | 99:99:99:99:99:99 |  | Equipment | PAAR:00-PVAR | 11/02/2019 |  | COOPER UNIVERSITY HOSPITAL |  |  | OR P2 | WOT00000002199984 | DOMINIC VENDETTA | Disposition | Closed | Salvatore Bombara | 02/14/2019 | 05/15/2019 | Bulk Disposition CNL
|  | SKYTRON | TVII | CONTROLLER, CAMERA | 6301-84 | OPERATING ROOM - PAVILION | Pavilion |  |  | 02/13/2009 |  | 2/13/14 |  |  | NO | YES |  |  |  |  | SKYTRON 10355472 6301-84 |  |  | Active |  | 99:99:99:99:99:99 |  | Equipment | PAAR:00-PVAR | 11/02/2019 |  | COOPER UNIVERSITY HOSPITAL |  |  | Room 6 | 0011667700 | DOMINIC VENDETTA | Repair | Closed | Salvatore Bombara | 05/26/2017 | 05/30/2017 | CAMERA MONITOR- FLICKERING, PATIENT ON TABLE -- OR P6 | 5/30/2017 10:40:36 AM SXBOMBARA (SXBOMBARA 5/30/2017 12:00 AM) CONFIRMED ERROR. REBOOTED VCM. ERROR WAS CLEARED. | 91CB3FC0-9F14-483D-9A43-400D45CB74F2 | Labor | 05/30/2017 | 05/30/2017 | Salvatore Bombara
|  | SKYTRON | TVII | CONTROLLER, CAMERA | 8B584 | OPERATING ROOM - PAVILION | Pavilion |  |  | 02/09/2009 |  | 2/9/14 |  |  | NO | YES |  |  |  |  | SKYTRON 10346283 8B584 |  |  | Disposition |  | 99:99:99:99:99:99 |  | Equipment | PAAR:00-PVAR | 11/02/2019 |  | COOPER UNIVERSITY HOSPITAL |  |  | room 9 | WOT00000002199902 | DOMINIC VENDETTA | Disposition | Closed | Salvatore Bombara | 02/14/2019 | 05/13/2019 | Bulk Disposition CNL | Unit has been retired | EXP2913279 | Labor | 05/13/2019 | 05/13/2019 | Salvatore Bombara
|  | SMITH &amp; NEPHEW | 460P 3-CCD | CONTROLLER, CAMERA | AAC0646 |  | 401 Haddon Ave | [7 empty] | NO | YES
|  | SMITH &amp; NEPHEW | 460P 3-CCD | CONTROLLER, CAMERA | AAC0583 | OR - KELEMEN 3 | 401 Haddon Ave |  |  | 06/09/2008 |  | 6/9/13 |  |  | NO | YES |  |  |  |  | SMITH & NEPHEW 10355423 AAC0583 |  |  | Disposition |  |  |  | Equipment | PAAR:00-PVAR | 11/02/2019 |  | COOPER UNIVERSITY HOSPITAL |  |  | P5 STORAGE RM |  | DOMINIC VENDETTA
|  | STORZ | 222000 20 | CONTROLLER, CAMERA | KE624371-P | VOORHEES SURGERY CENTER-SURGERY DEPT | 900 Centennial Blvd | Suite E |  | 01/01/1900 |  |  |  |  | NO | YES |  |  |  |  | STORZ 10347175 KE624371-P |  |  | Active |  | 99:99:99:99:99:99 |  | Equipment | PAAR:00-PVAR | 11/02/2019 |  | COOPER AMBULATORY OFF-SITES |  |  | HALLWAY |  | Theresa Megali
|  | STORZ | IMAGE 1 HD H3 | CONTROLLER, CAMERA | YS775236-P | OPERATING ROOM - PAVILION | Pavilion |  |  | 12/06/2017 |  | 12/6/22 |  |  | NO | YES |  |  |  |  | STORZ 10725720 YS775236-P |  |  | Active |  | 99:99:99:99:99:99 |  | Equipment | PAAR:00-PVAR | 10/31/2019 |  | COOPER UNIVERSITY HOSPITAL |  |  |  | 0012647454 | DOMINIC VENDETTA | Performance Verification | Closed | Josh Harris | 01/11/2018 | 01/11/2018 | INCOMING INVENTORY | DEVICE INVENTORIED | 5BC9891D-BE74-4741-8CB3-A70A7F67757F | Labor | 01/11/2018 | 01/11/2018 | Josh Harris
|  | STORZ | IMAGE 1 HUB 222010 20 | CONTROLLER, CAMERA | KE623983-P | VOORHEES SURGERY CENTER-OPERATING ROOM | 900 Centennial Blvd | Suite E |  | 09/07/2012 |  | 9/7/17 |  |  | NO | YES |  |  |  |  | STORZ 10347167 KE623983-P |  |  | Active |  | 99:99:99:99:99:99 |  | Equipment | PAAR:00-PVAR | 11/02/2019 |  | COOPER AMBULATORY OFF-SITES |  |  | SUITE E |  | JENNIFER BOMBARO
|  | STORZ | IMAGE 1 HUB 222010 20 | CONTROLLER, CAMERA | UY686453-P | OPERATING ROOM - PAVILION | Pavilion |  |  | 09/06/2011 |  | 9/6/16 |  |  | NO | YES |  |  |  |  | STORZ 10346515 UY686453-P |  |  | Active |  | 99:99:99:99:99:99 |  | Equipment | PAAR:00-PVAR | 11/02/2019 |  | COOPER UNIVERSITY HOSPITAL |  |  | EQUIPMENT STORAGE P316 |  | DOMINIC VENDETTA
|  | STORZ | IMAGE 1 HUB 222010 20 | CONTROLLER, CAMERA | PW703289-P | OR - KELEMEN 3 | Pavilion |  |  | 04/08/2013 |  | 4/8/18 |  |  | NO | YES |  |  |  |  | STORZ 10346342 PW703289-P |  |  | Active |  | 99:99:99:99:99:99 |  | Equipment | PAAR:00-PVAR | 11/02/2019 |  | COOPER UNIVERSITY HOSPITAL |  |  | OR-KELEMEN |  | DOMINIC VENDETTA
|  | STORZ | IMAGE 1 HUB 222010 20 | CONTROLLER, CAMERA | RW703881-P | VOORHEES SURGERY CENTER-OPERATING ROOM | 900 Centennial Blvd | Suite E |  | 09/07/2012 |  | 9/7/17 |  |  | NO | YES |  |  |  |  | STORZ 10345457 RW703881-P |  |  | Active |  | 99:99:99:99:99:99 |  | Equipment | PAAR:00-PVAR | 11/02/2019 |  | COOPER AMBULATORY OFF-SITES |  |  | EQUIPMENT STORAGE AREA |  | JENNIFER BOMBARO
|  | STORZ | IMAGE 1 HUB 222010 20 | CONTROLLER, CAMERA | KE623965 | VOORHEES SURGERY CENTER-OPERATING ROOM | 900 Centennial Blvd | Suite E |  | 01/30/2006 |  | 1/30/11 |  |  | NO | YES |  |  |  |  | STORZ 10345453 KE623965 |  |  | Active |  | 99:99:99:99:99:99 |  | Equipment | PAAR:00-PVAR | 11/02/2019 |  | COOPER AMBULATORY OFF-SITES |  |  | EQUIPMENT STORAGE AREA |  | JENNIFER BOMBARO
|  | STORZ | IMAGE 1 HUB 222010 20 | CONTROLLER, CAMERA | ZW710797-P | 6017 MAIN ST-PLASTICS | 6200 Main St |  |  | 06/20/2014 |  | 6/20/19 |  |  | NO | YES |  |  |  |  | STORZ 10345314 2W710797 |  |  | Active |  | 99:99:99:99:99:99 |  | Equipment | PAAR:00-PVAR | 11/02/2019 |  | COOPER AMBULATORY OFF-SITES |  |  | EXAM 6 |  | ANNE MAIER
|  | STORZ | IMAGE 1S TC 200 | CONTROLLER, CAMERA | ZR798789-P | OR - KELEMEN 3 | Kelemen |  |  | 10/31/2019 |  | 10/31/24 |  |  | NO | YES |  |  |  |  | STORZ 11239421 ZR798789-P |  |  | Active |  |  |  | Equipment | PAAR:00-PVAR | 10/31/2019 | 10/31/2019 | COOPER UNIVERSITY HOSPITAL |  |  | OR - KELEMEN 3 | WOT00000002005619 | DOMINIC VENDETTA | Performance Verification | Closed | Salvatore Bombara | 10/31/2019 | 10/31/2019 | Performance Verification for STORZ 11239421 ZR798789-P | Initial Install of Performance Verification. Device is ready for patient use. |  |  | 10/31/2019 | 10/31/2019
|  | STORZ | IMAGE 1S TC 200 | CONTROLLER, CAMERA | XS775606-P | OPERATING ROOM - PAVILION | Pavilion |  |  | 12/06/2017 |  | 12/6/22 |  |  | NO | YES |  |  |  |  | STORZ 10725727 XS775606-P |  |  | Active |  | 99:99:99:99:99:99 |  | Equipment | PAAR:00-PVAR | 10/31/2019 |  | COOPER UNIVERSITY HOSPITAL |  |  |  | 0012586500 | DOMINIC VENDETTA | Performance Verification | Closed | Josh Harris | 12/27/2017 | 12/27/2017 | INCOMING INVENTORY | DEVICE INVENTORIED | EA50E137-71E6-419D-9906-39D61205B5D0 | Labor | 12/27/2017 | 12/27/2017 | Josh Harris
|  | STORZ | IMAGE1 S 4U-LINK TC304 | CONTROLLER, CAMERA | UQ810909-P | OPERATING ROOM - PAVILION | Pavilion |  |  | 09/09/2019 |  | 9/9/24 |  |  | NO | YES |  |  |  |  | STORZ 11239488 UQ810909-P |  |  | Active |  |  |  | Accessory | 1Y:00-MFG | 09/09/2019 | 09/09/2019 | COOPER UNIVERSITY HOSPITAL |  |  |  | WOT00000003689084 | DOMINIC VENDETTA | Performance Verification | Completed | Salvatore Bombara | 09/09/2019 | 09/09/2019 | Performance Verification for UNMATCHED 11239488 UQ810909-P | Initial Install of Performance Verification. Device is ready for patient use. |  |  | 09/09/2019 | 09/09/2019
|  | STORZ | TELECAM DX II | CONTROLLER, CAMERA | yz678970-p | BUNKER HILL-SURGERY | 2 Plaza Dr |  |  | 01/01/1900 |  |  |  |  | NO | YES |  |  |  |  | STORZ 10366873 yz678970-p |  |  | Active |  | 99:99:99:99:99:99 |  | Equipment | PAAR:00-PVAR | 11/02/2019 |  | COOPER AMBULATORY OFF-SITES |  |  | HALLWAY |  | ANNE MAIER
|  | STORZ | TELECAM DX II | CONTROLLER, CAMERA | YZ678972-P | 6017 MAIN ST-PLASTICS | 6200 Main Street |  |  | 11/26/2010 |  | 11/26/15 |  |  | NO | YES |  |  |  |  | STORZ 10345818 YZ678972-P |  |  | Active |  | 99:99:99:99:99:99 |  | Equipment | PAAR:00-PVAR | 11/02/2019 |  | COOPER AMBULATORY OFF-SITES |  |  | exam 3 |  | ANNE MAIER
|  | STRYKER CORP. | 1288 HD 1288-010-001 | CONTROLLER, CAMERA | 10G046104 | VOORHEES SURGERY CENTER-OPERATING ROOM | 900 Centennial Blvd | Suite E |  | 07/27/2010 |  | 7/27/15 |  |  | NO | YES |  |  |  |  | STRYKER CORP. 10345447 10G046104 |  |  | Active |  | 99:99:99:99:99:99 |  | Equipment | PAAR:00-PVAR | 11/01/2019 |  | COOPER AMBULATORY OFF-SITES |  |  | EQUIPMENT STORAGE AREA |  | JENNIFER BOMBARO
|  | STRYKER CORP. | 1288 HD 1288-010-001 | CONTROLLER, CAMERA | 10G018154 | VOORHEES SURGERY CENTER-OPERATING ROOM | 900 Centennial Blvd | Suite E |  | 07/27/2010 |  | 7/27/15 |  |  | NO | YES |  |  |  |  | STRYKER CORP. 10345442 10G018154 |  |  | Active |  | 99:99:99:99:99:99 |  | Equipment | PAAR:00-PVAR | 11/02/2019 |  | COOPER AMBULATORY OFF-SITES |  |  | EQUIPMENT STORAGE AREA |  | JENNIFER BOMBARO
|  | VISIONSENSE | VS3 3DHD | CONTROLLER, CAMERA | 353-0553 | OPERATING ROOM - PAVILION | Pavilion |  |  | 11/04/2019 |  | 11/4/24 |  |  | NO | YES |  |  |  |  | VISIONSENSE 11239502 353-0553 |  |  | Active |  |  |  | Equipment | PAAR:00-PVAR | 11/04/2019 | 11/04/2019 | COOPER UNIVERSITY HOSPITAL |  |  | Placement Agreement | WOT00000004135938 | DOMINIC VENDETTA | Performance Verification | Completed | Salvatore Bombara | 11/04/2019 | 11/04/2019 | Performance Verification for UNMATCHED 11239502 353-0553 | Initial Install of Performance Verification. Device is ready for patient use. |  |  | 11/04/2019 | 11/04/2019
|  | VISIONSENSE | VS3 3DHD | CONTROLLER, CAMERA | 353-0501 | OR - KELEMEN 3 | Kelemen |  |  | 11/04/2019 |  | 11/4/24 |  |  | NO | YES |  |  |  |  | VISIONSENSE 11188005 353-0501 |  |  | Active |  |  |  | Equipment | PAAR:00-PVAR | 11/04/2019 | 11/04/2019 | COOPER UNIVERSITY HOSPITAL |  |  | Placement Agreement | WOT00000004136755 | DOMINIC VENDETTA | Performance Verification | Completed | Salvatore Bombara | 11/04/2019 | 11/04/2019 | Performance Verification for UNMATCHED 11188005 353-0501 | Initial Install of Performance Verification. Device is ready for patient use. |  |  | 11/04/2019 | 11/04/2019
|  | CAREFUSION | ALARIS 8015 5.7 | CONTROLLER, INFUSION PUMP |  | SPD | Pavilion |  |  | 11/01/2019 |  | 11/1/26 |  |  | NO | YES |  |  |  |  | CAREFUSION 11239463 15267112 |  |  | Active |  | 00:17:23:34:F5:AB |  | High Risk | 1Y:00-MFG 2Y:00-BAT | 11/01/2019 | 11/01/2019 | COOPER UNIVERSITY HOSPITAL |  |  | Moves | WOT00000001469400 | David Frye | Performance Verification | Completed |  | 11/01/2019 | 11/01/2019 | Performance Verification for CAREFUSION 11136716 15267112 | Initial Install of Performance Verification. Device is ready for patient use. |  |  | 11/01/2019 | 11/01/2019
|  | CAREFUSION | ALARIS 8015 5.7 | CONTROLLER, INFUSION PUMP |  |  | Pavilion | [7 empty] | NO | YES
|  | CAREFUSION | ALARIS 8015 5.7 | CONTROLLER, INFUSION PUMP |  |  | Kelemen | [7 empty] | NO | YES
|  | CAREFUSION | ALARIS 8015 5.7 | CONTROLLER, INFUSION PUMP |  | SPD | Pavilion |  |  | 11/01/2019 |  | 11/1/26 |  |  | NO | YES |  |  |  |  | CAREFUSION 11221824 15267980 |  |  | Active |  | 00:17:23:34:B7:74 |  | High Risk | 1Y:00-MFG 2Y:00-BAT | 11/01/2019 | 11/01/2019 | COOPER UNIVERSITY HOSPITAL |  |  | Moves | WOT00000001468035 | David Frye | Performance Verification | Completed |  | 11/01/2019 | 11/01/2019 | Performance Verification for CAREFUSION 11136843 15267980 | Initial Install of Performance Verification. Device is ready for patient use. |  |  | 11/01/2019 | 11/01/2019
|  | CAREFUSION | ALARIS 8015 5.7 | CONTROLLER, INFUSION PUMP |  | BRACHFIELD MEDICAL ASSOCIATES-MEDICINE | 218 Sunset Rd |  |  | 09/11/2019 |  | 9/11/26 |  |  | NO | YES |  |  |  |  | CAREFUSION 11221692 15022007 |  |  | Active |  | 00:17:23:25:12:24 |  | High Risk | 1Y:00-MFG 2Y:00-BAT | 09/11/2019 | 09/11/2019 | COOPER AMBULATORY OFF-SITES |  |  |  | 0012478963 | CATHY CRAWFORD | Preventative Maintenance | Closed | Josh Harris | 09/11/2019 | 09/11/2019 | PERFORMANCE ASSURANCE AT INVENTORY | INVENTORIED DEVICE AND ENSURED DEVICE WAS FUNCTIONING PROPERLY. | 77525B53-3E91-4FA7-9F5F-BC636A842EFD | Labor | 09/11/2019 | 09/11/2019 | Josh Harris
|  | CAREFUSION | ALARIS 8015 5.7 | CONTROLLER, INFUSION PUMP |  | WILLINGBORO HEMATOLOGY/ONCOLOGY | 1000 Salem Rd |  |  | 09/17/2019 |  | 9/17/26 |  |  | NO | YES |  |  |  |  | CAREFUSION 11221651 14485399 |  |  | Active |  |  |  | High Risk | 1Y:00-MFG 2Y:00-BAT | 09/17/2019 | 09/17/2019 | COOPER AMBULATORY OFF-SITES |  |  |  | WOT00000003737758 | ANN DENTON | Performance Verification | Completed | Josh Harris | 09/17/2019 | 09/17/2019 | Performance Verification for CAREFUSION 11221651 14485399 | Initial Install of Performance Verification. Device is ready for patient use. |  |  | 09/17/2019 | 09/17/2019
|  | CAREFUSION | ALARIS 8015 5.7 | CONTROLLER, INFUSION PUMP |  | VOORHEES SURGERY CENTER-HEM/ONC | 900 Centennial Blvd | Suite F |  | 08/14/2019 |  | 8/14/26 |  |  | NO | YES |  |  |  |  | CAREFUSION 11221544 15020041 |  |  | Active |  | 00:17:23:24:4E:E4 |  | High Risk | 1Y:00-MFG 2Y:00-BAT | 08/14/2019 | 08/14/2019 | COOPER AMBULATORY OFF-SITES |  |  | SUITE M | 0012478991 | MEGAN MCCAFFERTY | Preventative Maintenance | Closed | Josh Harris | 08/14/2019 | 08/14/2019 | PERFORMANCE ASSURANCE AT INVENTORY | INVENTORIED DEVICE AND ENSURED DEVICE WAS FUNCTIONING PROPERLY. | 17680C14-E01E-4AB1-9F06-939E622B861E | Labor | 08/14/2019 | 08/14/2019 | Josh Harris
|  | CAREFUSION | ALARIS 8015 5.7 | CONTROLLER, INFUSION PUMP |  |  | Pavilion | [7 empty] | NO | YES
|  | CAREFUSION | ALARIS 8015 5.7 | CONTROLLER, INFUSION PUMP |  | VOORHEES SURGERY CENTER-HEM/ONC | 900 Centennial Blvd | 2 New Suite |  | 08/12/2019 |  | 8/12/26 |  |  | NO | YES |  |  |  |  | CAREFUSION 11182597 15590730 |  |  | Active |  | 00:17:23:3D:DB:EE |  | High Risk | 1Y:00-MFG 2Y:00-BAT | 08/12/2019 | 08/12/2019 | COOPER AMBULATORY OFF-SITES |  |  | Performance Verification | WOT00000003443282 | MEGAN MCCAFFERTY | Performance Verification | Closed | Kirk Lis | 08/12/2019 | 08/12/2019 | Performance Verification for CAREFUSION 11182597 15590730 | Initial Install of Performance Verification. Device is ready for patient use. |  |  | 08/12/2019 | 08/12/2019
|  | CAREFUSION | ALARIS 8015 5.7 | CONTROLLER, INFUSION PUMP |  | VOORHEES SURGERY CENTER-HEM/ONC | 900 Centennial Blvd | 2 New Suite |  | 08/12/2019 |  | 8/12/26 |  |  | NO | YES |  |  |  |  | CAREFUSION 11182596 15592979 |  |  | Active |  | 00:17:23:3C:FE:09 |  | High Risk | 1Y:00-MFG 2Y:00-BAT | 08/12/2019 | 08/12/2019 | COOPER AMBULATORY OFF-SITES |  |  | Performance Verification | WOT00000003443279 | MEGAN MCCAFFERTY | Performance Verification | Closed | Kirk Lis | 08/12/2019 | 08/12/2019 | CEID Record Completion for CAREFUSION 11182596 15592979 | Inventoried New Equipment. | EXP3670469 | Labor | 08/12/2019 | 08/12/2019 | Kenneth Krips
|  | CAREFUSION | ALARIS 8015 5.7 | CONTROLLER, INFUSION PUMP |  | VOORHEES SURGERY CENTER-HEM/ONC | 900 Centennial Blvd | 2 New Suite |  | 08/12/2019 |  | 8/12/26 |  |  | NO | YES |  |  |  |  | CAREFUSION 11182588 15592900 |  |  | Active |  | 00:17:23:3D:E0:2C |  | High Risk | 1Y:00-MFG 2Y:00-BAT | 08/12/2019 | 08/12/2019 | COOPER AMBULATORY OFF-SITES |  |  | Performance Verification | WOT00000003443258 | MEGAN MCCAFFERTY | Performance Verification | Closed | Kirk Lis | 08/12/2019 | 08/12/2019 | Performance Verification for CAREFUSION 11182588 15592900 | Initial Install of Performance Verification. Device is ready for patient use. |  |  | 08/12/2019 | 08/12/2019
|  | CAREFUSION | ALARIS 8015 5.7 | CONTROLLER, INFUSION PUMP |  | VOORHEES SURGERY CENTER-HEM/ONC | 900 Centennial Blvd | 2 New Suite |  | 08/12/2019 |  | 8/12/26 |  |  | NO | YES |  |  |  |  | CAREFUSION 11182594 15590610 |  |  | Active |  | 00:17:23:3D:B3:35 |  | High Risk | 1Y:00-MFG 2Y:00-BAT | 08/12/2019 | 08/12/2019 | COOPER AMBULATORY OFF-SITES |  |  | Performance Verification | WOT00000003443273 | MEGAN MCCAFFERTY | Performance Verification | Closed | Kirk Lis | 08/12/2019 | 08/12/2019 | Performance Verification for CAREFUSION 11182594 15590610 | Initial Install of Performance Verification. Device is ready for patient use. |  |  | 08/12/2019 | 08/12/2019
|  | CAREFUSION | ALARIS 8015 5.7 | CONTROLLER, INFUSION PUMP |  | VOORHEES SURGERY CENTER-HEM/ONC | 900 Centennial Blvd | 2 New Suite |  | 08/12/2019 |  | 8/12/26 |  |  | NO | YES |  |  |  |  | CAREFUSION 11182595 15592718 |  |  | Active |  | 00:17:23:3D:DE:CA |  | High Risk | 1Y:00-MFG 2Y:00-BAT | 08/12/2019 | 08/12/2019 | COOPER AMBULATORY OFF-SITES |  |  | Performance Verification | WOT00000003443275 | MEGAN MCCAFFERTY | Performance Verification | Closed | Kirk Lis | 08/12/2019 | 08/12/2019 | Performance Verification for CAREFUSION 11182595 15592718 | Initial Install of Performance Verification. Device is ready for patient use. |  |  | 08/12/2019 | 08/12/2019
|  | CAREFUSION | ALARIS 8015 5.7 | CONTROLLER, INFUSION PUMP |  | VOORHEES SURGERY CENTER-HEM/ONC | 900 Centennial Blvd | 2 New Suite |  | 08/12/2019 |  | 8/12/26 |  |  | NO | YES |  |  |  |  | CAREFUSION 11182593 15592752 |  |  | Active |  | 00:17:23:3D:A2:4C |  | High Risk | 1Y:00-MFG 2Y:00-BAT | 08/12/2019 | 08/12/2019 | COOPER AMBULATORY OFF-SITES |  |  | Performance Verification | WOT00000003443271 | MEGAN MCCAFFERTY | Performance Verification | Closed | Kirk Lis | 08/12/2019 | 08/12/2019 | Performance Verification for CAREFUSION 11182593 15592752 | Initial Install of Performance Verification. Device is ready for patient use. |  |  | 08/12/2019 | 08/12/2019
|  | CAREFUSION | ALARIS 8015 5.7 | CONTROLLER, INFUSION PUMP |  | VOORHEES SURGERY CENTER-HEM/ONC | 900 Centennial Blvd | 2 New Suite |  | 08/12/2019 |  | 8/12/26 |  |  | NO | YES |  |  |  |  | CAREFUSION 11182592 15592797 |  |  | Active |  | 00:17:23:3D:78:FD |  | High Risk | 1Y:00-MFG 2Y:00-BAT | 08/12/2019 | 08/12/2019 | COOPER AMBULATORY OFF-SITES |  |  | Performance Verification | WOT00000003443270 | MEGAN MCCAFFERTY | Performance Verification | Closed | Kirk Lis | 08/12/2019 | 08/12/2019 | CEID Record Completion for CAREFUSION 11182592 15592797 | Inventoried new unit. | EXP3669198 | Labor | 08/12/2019 | 08/12/2019 | Kenneth Krips
|  | CAREFUSION | ALARIS 8015 5.7 | CONTROLLER, INFUSION PUMP |  | VOORHEES SURGERY CENTER-HEM/ONC | 900 Centennial Blvd | 2 New Suite |  | 08/12/2019 |  | 8/12/26 |  |  | NO | YES |  |  |  |  | CAREFUSION 11182591 15590682 |  |  | Active |  | 00:17:23:3D:C4:5D |  | High Risk | 1Y:00-MFG 2Y:00-BAT | 08/12/2019 | 08/12/2019 | COOPER AMBULATORY OFF-SITES |  |  | Performance Verification | WOT00000003443268 | MEGAN MCCAFFERTY | Performance Verification | Closed | Kirk Lis | 08/12/2019 | 08/12/2019 | CEID Record Completion for CAREFUSION 11182591 15590682 | Inventoried new unit. | EXP3669199 | Labor | 08/12/2019 | 08/12/2019 | Kenneth Krips
|  | CAREFUSION | ALARIS 8015 5.7 | CONTROLLER, INFUSION PUMP |  | VOORHEES SURGERY CENTER-HEM/ONC | 900 Centennial Blvd | 2 New Suite |  | 08/12/2019 |  | 8/12/26 |  |  | NO | YES |  |  |  |  | CAREFUSION 11182589 15593069 |  |  | Active |  | 00:17:23:3D:7C:7B |  | High Risk | 1Y:00-MFG 2Y:00-BAT | 08/12/2019 | 08/12/2019 | COOPER AMBULATORY OFF-SITES |  |  | Performance Verification | WOT00000003443263 | MEGAN MCCAFFERTY | Performance Verification | Closed | Kirk Lis | 08/12/2019 | 08/12/2019 | Performance Verification for CAREFUSION 11182589 15593069 | Initial Install of Performance Verification. Device is ready for patient use. |  |  | 08/12/2019 | 08/12/2019
|  | CAREFUSION | ALARIS 8015 5.7 | CONTROLLER, INFUSION PUMP |  | VOORHEES SURGERY CENTER-HEM/ONC | 900 Centennial Blvd | 2 New Suite |  | 08/12/2019 |  | 8/12/26 |  |  | NO | YES |  |  |  |  | CAREFUSION 11182590 15592723 |  |  | Active |  | 00:17:23:3D:7E:97 |  | High Risk | 1Y:00-MFG 2Y:00-BAT | 08/12/2019 | 08/12/2019 | COOPER AMBULATORY OFF-SITES |  |  | Performance Verification | WOT00000003443265 | MEGAN MCCAFFERTY | Performance Verification | Closed | Kirk Lis | 08/12/2019 | 08/12/2019 | Performance Verification for CAREFUSION 11182590 15592723 | Initial Install of Performance Verification. Device is ready for patient use. |  |  | 08/12/2019 | 08/12/2019
|  | CAREFUSION | ALARIS 8015 5.7 | CONTROLLER, INFUSION PUMP |  | VOORHEES SURGERY CENTER-HEM/ONC | 900 Centennial Blvd | 2 New Suite |  | 08/12/2019 |  | 8/12/26 |  |  | NO | YES |  |  |  |  | CAREFUSION 11182586 15592801 |  |  | Active |  | 00:17:23:3D:BB:A5 |  | High Risk | 1Y:00-MFG 2Y:00-BAT | 08/12/2019 | 08/12/2019 | COOPER AMBULATORY OFF-SITES |  |  | Performance Verification | WOT00000003443250 | MEGAN MCCAFFERTY | Performance Verification | Closed | Kirk Lis | 08/12/2019 | 08/12/2019 | Performance Verification for CAREFUSION 11182586 15592801 | Initial Install of Performance Verification. Device is ready for patient use. |  |  | 08/12/2019 | 08/12/2019
|  | CAREFUSION | ALARIS 8015 5.7 | CONTROLLER, INFUSION PUMP |  | VOORHEES SURGERY CENTER-HEM/ONC | 900 Centennial Blvd | 2 New Suite |  | 08/12/2019 |  | 8/12/26 |  |  | NO | YES |  |  |  |  | CAREFUSION 11182587 15592517 |  |  | Active |  | 00:17:23:3D:6F:55 |  | High Risk | 1Y:00-MFG 2Y:00-BAT | 08/12/2019 | 08/12/2019 | COOPER AMBULATORY OFF-SITES |  |  | Performance Verification | WOT00000003443254 | MEGAN MCCAFFERTY | Performance Verification | Closed | Kirk Lis | 08/12/2019 | 08/12/2019 | Performance Verification for CAREFUSION 11182587 15592517 | Initial Install of Performance Verification. Device is ready for patient use. |  |  | 08/12/2019 | 08/12/2019
|  | CAREFUSION | ALARIS 8015 5.7 | CONTROLLER, INFUSION PUMP |  | VOORHEES SURGERY CENTER-HEM/ONC | 900 Centennial Blvd | 2 New Suite |  | 08/12/2019 |  | 8/12/26 |  |  | NO | YES |  |  |  |  | CAREFUSION 11182585 15590676 |  |  | Active |  | 00:17:23:3D:98:E0 |  | High Risk | 1Y:00-MFG 2Y:00-BAT | 08/12/2019 | 08/12/2019 | COOPER AMBULATORY OFF-SITES |  |  | Performance Verification | WOT00000003443248 | MEGAN MCCAFFERTY | Performance Verification | Closed | Kirk Lis | 08/12/2019 | 08/12/2019 | Performance Verification for CAREFUSION 11182585 15590676 | Initial Install of Performance Verification. Device is ready for patient use. |  |  | 08/12/2019 | 08/12/2019
|  | CAREFUSION | ALARIS 8015 5.7 | CONTROLLER, INFUSION PUMP |  | VOORHEES SURGERY CENTER-HEM/ONC | 900 Centennial Blvd | 2 New Suite |  | 08/12/2019 |  | 8/12/26 |  |  | NO | YES |  |  |  |  | CAREFUSION 11182583 15593174 |  |  | Active |  | 00:17:23:3D:79:1B |  | High Risk | 1Y:00-MFG 2Y:00-BAT | 08/12/2019 | 08/12/2019 | COOPER AMBULATORY OFF-SITES |  |  | Performance Verification | WOT00000003443244 | MEGAN MCCAFFERTY | Performance Verification | Closed | Kirk Lis | 08/12/2019 | 08/12/2019 | Performance Verification for CAREFUSION 11182583 15593174 | Initial Install of Performance Verification. Device is ready for patient use. |  |  | 08/12/2019 | 08/12/2019
|  | CAREFUSION | ALARIS 8015 5.7 | CONTROLLER, INFUSION PUMP |  | VOORHEES SURGERY CENTER-HEM/ONC | 900 Centennial Blvd | 2 New Suite |  | 08/12/2019 |  | 8/12/26 |  |  | NO | YES |  |  |  |  | CAREFUSION 11182582 15590688 |  |  | Active |  | 00:17:23:3D:DA:62 |  | High Risk | 1Y:00-MFG 2Y:00-BAT | 08/12/2019 | 08/12/2019 | COOPER AMBULATORY OFF-SITES |  |  | Performance Verification | WOT00000003443241 | MEGAN MCCAFFERTY | Performance Verification | Closed | Kirk Lis | 08/12/2019 | 08/12/2019 | Performance Verification for CAREFUSION 11182582 15590688 | Initial Install of Performance Verification. Device is ready for patient use. |  |  | 08/12/2019 | 08/12/2019
|  | CAREFUSION | ALARIS 8015 5.7 | CONTROLLER, INFUSION PUMP |  | VOORHEES SURGERY CENTER-HEM/ONC | 900 Centennial Blvd | 2 New Suite |  | 08/12/2019 |  | 8/12/26 |  |  | NO | YES |  |  |  |  | CAREFUSION 11182581 15592739 |  |  | Active |  | 00:17:23:3D:7A:32 |  | High Risk | 1Y:00-MFG 2Y:00-BAT | 08/12/2019 | 08/12/2019 | COOPER AMBULATORY OFF-SITES |  |  | Performance Verification | WOT00000003443238 | MEGAN MCCAFFERTY | Performance Verification | Closed | Kirk Lis | 08/12/2019 | 08/12/2019 | Performance Verification for CAREFUSION 11182581 15592739 | Initial Install of Performance Verification. Device is ready for patient use. |  |  | 08/12/2019 | 08/12/2019
|  | CAREFUSION | ALARIS 8015 5.7 | CONTROLLER, INFUSION PUMP |  | VOORHEES SURGERY CENTER-HEM/ONC | 900 Centennial Blvd | 2 New Suite |  | 08/12/2019 |  | 8/12/26 |  |  | NO | YES |  |  |  |  | CAREFUSION 11182580 15592751 |  |  | Active |  | 00:17:23:3D:8B:87 |  | High Risk | 1Y:00-MFG 2Y:00-BAT | 08/12/2019 | 08/12/2019 | COOPER AMBULATORY OFF-SITES |  |  | Performance Verification | WOT00000003443233 | MEGAN MCCAFFERTY | Performance Verification | Closed | Kirk Lis | 08/12/2019 | 08/12/2019 | Performance Verification for CAREFUSION 11182580 15592751 | Initial Install of Performance Verification. Device is ready for patient use. |  |  | 08/12/2019 | 08/12/2019
|  | CAREFUSION | ALARIS 8015 5.7 | CONTROLLER, INFUSION PUMP |  | SPD | Pavilion |  |  | 11/01/2019 |  | 11/1/26 |  |  | NO | YES |  |  |  |  | CAREFUSION 11137220 15267927 |  |  | Active |  | 00:17:23:34:CC:86 |  | High Risk | 1Y:00-MFG 2Y:00-BAT | 11/01/2019 | 11/01/2019 | COOPER UNIVERSITY HOSPITAL |  |  | Moves | WOT00000001468034 | David Frye | Performance Verification | Completed |  | 11/01/2019 | 11/01/2019 | Performance Verification for CAREFUSION 11137220 15267927 | Initial Install of Performance Verification. Device is ready for patient use. |  |  | 11/01/2019 | 11/01/2019
|  | CAREFUSION | ALARIS 8015 5.7 | CONTROLLER, INFUSION PUMP |  | SPD | Kelemen |  |  | 11/01/2019 |  | 11/1/26 |  |  | NO | YES |  |  |  |  | CAREFUSION 11137213 15267969 |  |  | Active |  | 00:17:23:34:E8:A3 |  | High Risk | 1Y:00-MFG 2Y:00-BAT | 11/01/2019 | 11/01/2019 | COOPER UNIVERSITY HOSPITAL |  |  | Moves | WOT00000001468721 | David Frye | Performance Verification | Completed |  | 11/01/2019 | 11/01/2019 | Performance Verification for CAREFUSION 11137213 15267969 | Initial Install of Performance Verification. Device is ready for patient use. |  |  | 11/01/2019 | 11/01/2019
|  | CAREFUSION | ALARIS 8015 5.7 | CONTROLLER, INFUSION PUMP |  | SPD | Kelemen |  |  | 11/01/2019 |  | 11/1/26 |  |  | NO | YES |  |  |  |  | CAREFUSION 11137214 15267429 |  |  | Active |  | 00:17:23:34:F8:63 |  | High Risk | 1Y:00-MFG 2Y:00-BAT | 11/01/2019 | 11/01/2019 | COOPER UNIVERSITY HOSPITAL |  |  | Moves | WOT00000001466777 | David Frye | Performance Verification | Completed |  | 11/01/2019 | 11/01/2019 | Performance Verification for CAREFUSION 11137214 15267429 | Initial Install of Performance Verification. Device is ready for patient use. |  |  | 11/01/2019 | 11/01/2019
|  | CAREFUSION | ALARIS 8015 5.7 | CONTROLLER, INFUSION PUMP |  | SPD | Kelemen | Basement |  | 11/01/2019 |  | 11/1/26 |  |  | NO | YES |  |  |  |  | CAREFUSION 11137219 15267726 |  |  | Active |  | 00:17:23:34:D4:9C |  | High Risk | 1Y:00-MFG 2Y:00-BAT | 11/01/2019 | 11/01/2019 | COOPER UNIVERSITY HOSPITAL |  |  | Moves | WOT00000001467875 | David Frye | Performance Verification | Completed |  | 11/01/2019 | 11/01/2019 | Performance Verification for CAREFUSION 11137219 15267726 | Initial Install of Performance Verification. Device is ready for patient use. |  |  | 11/01/2019 | 11/01/2019
|  | CAREFUSION | ALARIS 8015 5.7 | CONTROLLER, INFUSION PUMP |  | SPD | Pavilion |  |  | 11/01/2019 |  | 11/1/26 |  |  | NO | YES |  |  |  |  | CAREFUSION 11137218 15267335 |  |  | Active |  | 00:17:23:34:A2:35 |  | High Risk | 1Y:00-MFG 2Y:00-BAT | 11/01/2019 | 11/01/2019 | COOPER UNIVERSITY HOSPITAL |  |  | Moves | WOT00000001460481 | David Frye | Performance Verification | Completed |  | 11/01/2019 | 11/01/2019 | Performance Verification for CAREFUSION 11137218 15267335 | Initial Install of Performance Verification. Device is ready for patient use. |  |  | 11/01/2019 | 11/01/2019
|  | CAREFUSION | ALARIS 8015 5.7 | CONTROLLER, INFUSION PUMP |  | SPD | Kelemen |  |  | 11/01/2019 |  | 11/1/26 |  |  | NO | YES |  |  |  |  | CAREFUSION 11137217 15267143 |  |  | Active |  | 00:17:23:34:E8:8E |  | High Risk | 1Y:00-MFG 2Y:00-BAT | 11/01/2019 | 11/01/2019 | COOPER UNIVERSITY HOSPITAL |  |  | Moves | WOT00000001460479 | David Frye | Performance Verification | Completed |  | 11/01/2019 | 11/01/2019 | Performance Verification for CAREFUSION 11137217 15267143 | Initial Install of Performance Verification. Device is ready for patient use. |  |  | 11/01/2019 | 11/01/2019
|  | CAREFUSION | ALARIS 8015 5.7 | CONTROLLER, INFUSION PUMP |  | SPD | Kelemen |  |  | 11/01/2019 |  | 11/1/26 |  |  | NO | YES |  |  |  |  | CAREFUSION 11137216 15267793 |  |  | Active |  | 00:17:23:34:AD:7B |  | High Risk | 1Y:00-MFG 2Y:00-BAT | 11/01/2019 | 11/01/2019 | COOPER UNIVERSITY HOSPITAL |  |  | Moves | WOT00000001468601 | David Frye | Performance Verification | Completed |  | 11/01/2019 | 11/01/2019 | Performance Verification for CAREFUSION 11137216 15267793 | Initial Install of Performance Verification. Device is ready for patient use. |  |  | 11/01/2019 | 11/01/2019
|  | CAREFUSION | ALARIS 8015 5.7 | CONTROLLER, INFUSION PUMP |  | SPD | Kelemen |  |  | 11/01/2019 |  | 11/1/26 |  |  | NO | YES |  |  |  |  | CAREFUSION 11137215 15267776 |  |  | Active |  | 00:17:23:34:9E:AE |  | High Risk | 1Y:00-MFG 2Y:00-BAT | 11/01/2019 | 11/01/2019 | COOPER UNIVERSITY HOSPITAL |  |  | Moves | WOT00000001468581 | David Frye | Performance Verification | Completed |  | 11/01/2019 | 11/01/2019 | Performance Verification for CAREFUSION 11137215 15267776 | Initial Install of Performance Verification. Device is ready for patient use. |  |  | 11/01/2019 | 11/01/2019
|  | CAREFUSION | ALARIS 8015 5.7 | CONTROLLER, INFUSION PUMP |  | SPD | Kelemen |  |  | 11/01/2019 |  | 11/1/26 |  |  | NO | YES |  |  |  |  | CAREFUSION 11137211 15267805 |  |  | Active |  | 00:17:23:34:E9:0F |  | High Risk | 1Y:00-MFG 2Y:00-BAT | 11/01/2019 | 11/01/2019 | COOPER UNIVERSITY HOSPITAL |  |  | Moves | WOT00000001467863 | David Frye | Performance Verification | Completed |  | 11/01/2019 | 11/01/2019 | Performance Verification for CAREFUSION 11137211 15267805 | Initial Install of Performance Verification. Device is ready for patient use. |  |  | 11/01/2019 | 11/01/2019
|  | CAREFUSION | ALARIS 8015 5.7 | CONTROLLER, INFUSION PUMP |  | SPD | Kelemen |  |  | 11/01/2019 |  | 11/1/26 |  |  | NO | YES |  |  |  |  | CAREFUSION 11137210 15267375 |  |  | Active |  | 00:17:23:34:CE:90 |  | High Risk | 1Y:00-MFG 2Y:00-BAT | 11/01/2019 | 11/01/2019 | COOPER UNIVERSITY HOSPITAL |  |  | Moves | WOT00000001468480 | David Frye | Performance Verification | Completed |  | 11/01/2019 | 11/01/2019 | Performance Verification for CAREFUSION 11137210 15267375 | Initial Install of Performance Verification. Device is ready for patient use. |  |  | 11/01/2019 | 11/01/2019
|  | CAREFUSION | ALARIS 8015 5.7 | CONTROLLER, INFUSION PUMP |  | SPD | Kelemen |  |  | 11/01/2019 |  | 11/1/26 |  |  | NO | YES |  |  |  |  | CAREFUSION 11137208 15267396 |  |  | Active |  | 00:17:23:34:BD:5F |  | High Risk | 1Y:00-MFG 2Y:00-BAT | 11/01/2019 | 11/01/2019 | COOPER UNIVERSITY HOSPITAL |  |  | Moves | WOT00000001469404 | David Frye | Performance Verification | Completed |  | 11/01/2019 | 11/01/2019 | Performance Verification for CAREFUSION 11137208 15267396 | Initial Install of Performance Verification. Device is ready for patient use. |  |  | 11/01/2019 | 11/01/2019
|  | CAREFUSION | ALARIS 8015 5.7 | CONTROLLER, INFUSION PUMP |  | SPD | Kelemen |  |  | 11/01/2019 |  | 11/1/26 |  |  | NO | YES |  |  |  |  | CAREFUSION 11137209 15267959 |  |  | Active |  | 00:17:23:34:E6:CF |  | High Risk | 1Y:00-MFG 2Y:00-BAT | 11/01/2019 | 11/01/2019 | COOPER UNIVERSITY HOSPITAL |  |  | Moves | WOT00000001467084 | David Frye | Performance Verification | Completed |  | 11/01/2019 | 11/01/2019 | Performance Verification for CAREFUSION 11137209 15267959 | Initial Install of Performance Verification. Device is ready for patient use. |  |  | 11/01/2019 | 11/01/2019
|  | CAREFUSION | ALARIS 8015 5.7 | CONTROLLER, INFUSION PUMP |  | SPD | Pavilion |  |  | 11/01/2019 |  | 11/1/26 |  |  | NO | YES |  |  |  |  | CAREFUSION 11137205 15267880 |  |  | Active |  | 00:17:23:34:B6:C3 |  | High Risk | 1Y:00-MFG 2Y:00-BAT | 11/01/2019 | 11/01/2019 | COOPER UNIVERSITY HOSPITAL |  |  | Moves | WOT00000001468716 | David Frye | Performance Verification | Completed |  | 11/01/2019 | 11/01/2019 | Performance Verification for CAREFUSION 11137205 15267880 | Initial Install of Performance Verification. Device is ready for patient use. |  |  | 11/01/2019 | 11/01/2019
|  | CAREFUSION | ALARIS 8015 5.7 | CONTROLLER, INFUSION PUMP |  | SPD | Kelemen |  |  | 11/01/2019 |  | 11/1/26 |  |  | NO | YES |  |  |  |  | CAREFUSION 11137206 15267956 |  |  | Active |  | 00:17:23:34:C8:9C |  | High Risk | 1Y:00-MFG 2Y:00-BAT | 11/01/2019 | 11/01/2019 | COOPER UNIVERSITY HOSPITAL |  |  | Moves | WOT00000001469773 | David Frye | Performance Verification | Completed |  | 11/01/2019 | 11/01/2019 | Performance Verification for CAREFUSION 11137206 15267956 | Initial Install of Performance Verification. Device is ready for patient use. |  |  | 11/01/2019 | 11/01/2019
|  | CAREFUSION | ALARIS 8015 5.7 | CONTROLLER, INFUSION PUMP |  | SPD | Kelemen |  |  | 11/01/2019 |  | 11/1/26 |  |  | NO | YES |  |  |  |  | CAREFUSION 11137207 15267864 |  |  | Active |  | 00:17:23:34:A9:0A |  | High Risk | 1Y:00-MFG 2Y:00-BAT | 11/01/2019 | 11/01/2019 | COOPER UNIVERSITY HOSPITAL |  |  | Moves | WOT00000001469000 | David Frye | Performance Verification | Completed |  | 11/01/2019 | 11/01/2019 | Performance Verification for CAREFUSION 11137207 15267864 | Initial Install of Performance Verification. Device is ready for patient use. |  |  | 11/01/2019 | 11/01/2019
|  | CAREFUSION | ALARIS 8015 5.7 | CONTROLLER, INFUSION PUMP |  | SPD | Kelemen |  |  | 11/01/2019 |  | 11/1/26 |  |  | NO | YES |  |  |  |  | CAREFUSION 11137204 15267481 |  |  | Active |  | 00:17:23:34:D1:54 |  | High Risk | 1Y:00-MFG 2Y:00-BAT | 11/01/2019 | 11/01/2019 | COOPER UNIVERSITY HOSPITAL |  |  | Moves | WOT00000001467856 | David Frye | Performance Verification | Completed |  | 11/01/2019 | 11/01/2019 | Performance Verification for CAREFUSION 11137204 15267481 | Initial Install of Performance Verification. Device is ready for patient use. |  |  | 11/01/2019 | 11/01/2019
|  | CAREFUSION | ALARIS 8015 5.7 | CONTROLLER, INFUSION PUMP |  | SPD | Pavilion |  |  | 11/01/2019 |  | 11/1/26 |  |  | NO | YES |  |  |  |  | CAREFUSION 11137203 15268051 |  |  | Active |  | 00:17:23:34:AF:52 |  | High Risk | 1Y:00-MFG 2Y:00-BAT | 11/01/2019 | 11/01/2019 | COOPER UNIVERSITY HOSPITAL |  |  | Moves | WOT00000001468038 | David Frye | Performance Verification | Completed |  | 11/01/2019 | 11/01/2019 | Performance Verification for CAREFUSION 11137203 15268051 | Initial Install of Performance Verification. Device is ready for patient use. |  |  | 11/01/2019 | 11/01/2019
|  | CAREFUSION | ALARIS 8015 5.7 | CONTROLLER, INFUSION PUMP |  | SPD | Kelemen |  |  | 11/01/2019 |  | 11/1/26 |  |  | NO | YES |  |  |  |  | CAREFUSION 11137202 15267918 |  |  | Active |  | 00:17:23:34:D5:59 |  | High Risk | 1Y:00-MFG 2Y:00-BAT | 11/01/2019 | 11/01/2019 | COOPER UNIVERSITY HOSPITAL |  |  | Moves | WOT00000001469658 | David Frye | Performance Verification | Completed |  | 11/01/2019 | 11/01/2019 | Performance Verification for CAREFUSION 11137202 15267918 | Initial Install of Performance Verification. Device is ready for patient use. |  |  | 11/01/2019 | 11/01/2019
|  | CAREFUSION | ALARIS 8015 5.7 | CONTROLLER, INFUSION PUMP |  | SPD | Kelemen |  |  | 11/01/2019 |  | 11/1/26 |  |  | NO | YES |  |  |  |  | CAREFUSION 11137201 15267808 |  |  | Active |  | 00:17:23:34:9F:32 |  | High Risk | 1Y:00-MFG 2Y:00-BAT | 11/01/2019 | 11/01/2019 | COOPER UNIVERSITY HOSPITAL |  |  | Moves | WOT00000001468618 | David Frye | Performance Verification | Completed |  | 11/01/2019 | 11/01/2019 | Performance Verification for CAREFUSION 11137201 15267808 | Initial Install of Performance Verification. Device is ready for patient use. |  |  | 11/01/2019 | 11/01/2019
|  | CAREFUSION | ALARIS 8015 5.7 | CONTROLLER, INFUSION PUMP |  | SPD | Kelemen |  |  | 11/01/2019 |  | 11/1/26 |  |  | NO | YES |  |  |  |  | CAREFUSION 11137200 15267141 |  |  | Active |  | 00:17:23:34:BF:7B |  | High Risk | 1Y:00-MFG 2Y:00-BAT | 11/01/2019 | 11/01/2019 | COOPER UNIVERSITY HOSPITAL |  |  | Moves | WOT00000001468500 | David Frye | Performance Verification | Completed |  | 11/01/2019 | 11/01/2019 | Performance Verification for CAREFUSION 11137200 15267141 | Initial Install of Performance Verification. Device is ready for patient use. |  |  | 11/01/2019 | 11/01/2019
|  | CAREFUSION | ALARIS 8015 5.7 | CONTROLLER, INFUSION PUMP |  | SPD | Pavilion |  |  | 11/01/2019 |  | 11/1/26 |  |  | NO | YES |  |  |  |  | CAREFUSION 11137179 15274119 |  |  | Active |  | 00:17:23:35:2E:8A |  | High Risk | 1Y:00-MFG 2Y:00-BAT | 11/01/2019 | 11/01/2019 | COOPER UNIVERSITY HOSPITAL |  |  | Moves | WOT00000001469198 | David Frye | Performance Verification | Completed |  | 11/01/2019 | 11/01/2019 | Performance Verification for CAREFUSION 11137179 15274119 | Initial Install of Performance Verification. Device is ready for patient use. |  |  | 11/01/2019 | 11/01/2019
|  | CAREFUSION | ALARIS 8015 5.7 | CONTROLLER, INFUSION PUMP |  | SPD | Kelemen |  |  | 11/01/2019 |  | 11/1/26 |  |  | NO | YES |  |  |  |  | CAREFUSION 11137169 15273577 |  |  | Active |  | 00:17:23:34:A4:9C |  | High Risk | 1Y:00-MFG 2Y:00-BAT | 11/01/2019 | 11/01/2019 | COOPER UNIVERSITY HOSPITAL |  |  | Moves | WOT00000001467018 | David Frye | Performance Verification | Completed |  | 11/01/2019 | 11/01/2019 | Performance Verification for CAREFUSION 11137169 15273577 | Initial Install of Performance Verification. Device is ready for patient use. |  |  | 11/01/2019 | 11/01/2019
|  | CAREFUSION | ALARIS 8015 5.7 | CONTROLLER, INFUSION PUMP |  | SPD | Kelemen |  |  | 11/01/2019 |  | 11/1/26 |  |  | NO | YES |  |  |  |  | CAREFUSION 11137001 15274182 |  |  | Active |  | 00:17:23:35:1D:35 |  | High Risk | 1Y:00-MFG 2Y:00-BAT | 11/01/2019 | 11/01/2019 | COOPER UNIVERSITY HOSPITAL |  |  | Moves | WOT00000001466727 | David Frye | Performance Verification | Completed |  | 11/01/2019 | 11/01/2019 | Performance Verification for CAREFUSION 11137001 15274182 | Initial Install of Performance Verification. Device is ready for patient use. |  |  | 11/01/2019 | 11/01/2019
|  | CAREFUSION | ALARIS 8015 5.7 | CONTROLLER, INFUSION PUMP |  | SPD | Kelemen |  |  | 11/01/2019 |  | 11/1/26 |  |  | NO | YES |  |  |  |  | CAREFUSION 11137002 15274386 |  |  | Active |  | 00:17:23:35:1E:34 |  | High Risk | 1Y:00-MFG 2Y:00-BAT | 11/01/2019 | 11/01/2019 | COOPER UNIVERSITY HOSPITAL |  |  | Moves | WOT00000001469346 | David Frye | Performance Verification | Completed |  | 11/01/2019 | 11/01/2019 | Performance Verification for CAREFUSION 11137002 15274386 | Initial Install of Performance Verification. Device is ready for patient use. |  |  | 11/01/2019 | 11/01/2019
|  | CAREFUSION | ALARIS 8015 5.7 | CONTROLLER, INFUSION PUMP |  | SPD | Kelemen |  |  | 11/01/2019 |  | 11/1/26 |  |  | NO | YES |  |  |  |  | CAREFUSION 11136999 15274345 |  |  | Active |  | 00:17:23:35:27:97 |  | High Risk | 1Y:00-MFG 2Y:00-BAT | 11/01/2019 | 11/01/2019 | COOPER UNIVERSITY HOSPITAL |  |  | Moves | WOT00000001467703 | David Frye | Performance Verification | Completed |  | 11/01/2019 | 11/01/2019 | Performance Verification for CAREFUSION 11136999 15274345 | Initial Install of Performance Verification. Device is ready for patient use. |  |  | 11/01/2019 | 11/01/2019
|  | CAREFUSION | ALARIS 8015 5.7 | CONTROLLER, INFUSION PUMP |  | SPD | Pavilion |  |  | 11/01/2019 |  | 11/1/26 |  |  | NO | YES |  |  |  |  | CAREFUSION 11137000 15274185 |  |  | Active |  | 00:17:23:34:A6:F4 |  | High Risk | 1Y:00-MFG 2Y:00-BAT | 11/01/2019 | 11/01/2019 | COOPER UNIVERSITY HOSPITAL |  |  | Moves | WOT00000001467643 | David Frye | Performance Verification | Completed |  | 11/01/2019 | 11/01/2019 | Performance Verification for CAREFUSION 11137000 15274185 | Initial Install of Performance Verification. Device is ready for patient use. |  |  | 11/01/2019 | 11/01/2019
|  | CAREFUSION | ALARIS 8015 5.7 | CONTROLLER, INFUSION PUMP |  | SPD | Kelemen |  |  | 11/01/2019 |  | 11/1/26 |  |  | NO | YES |  |  |  |  | CAREFUSION 11136996 15274378 |  |  | Active |  | 00:17:23:35:08:20 |  | High Risk | 1Y:00-MFG 2Y:00-BAT | 11/01/2019 | 11/01/2019 | COOPER UNIVERSITY HOSPITAL |  |  | Moves | WOT00000001468401 | David Frye | Performance Verification | Completed |  | 11/01/2019 | 11/01/2019 | Performance Verification for CAREFUSION 11136996 15274378 | Initial Install of Performance Verification. Device is ready for patient use. |  |  | 11/01/2019 | 11/01/2019
|  | CAREFUSION | ALARIS 8015 5.7 | CONTROLLER, INFUSION PUMP |  | SPD | Kelemen |  |  | 11/01/2019 |  | 11/1/26 |  |  | NO | YES |  |  |  |  | CAREFUSION 11136997 15274017 |  |  | Active |  | 00:17:23:35:07:2A |  | High Risk | 1Y:00-MFG 2Y:00-BAT | 11/01/2019 | 11/01/2019 | COOPER UNIVERSITY HOSPITAL |  |  | Moves | WOT00000001467375 | David Frye | Performance Verification | Completed |  | 11/01/2019 | 11/01/2019 | Performance Verification for CAREFUSION 11136997 15274017 | Initial Install of Performance Verification. Device is ready for patient use. |  |  | 11/01/2019 | 11/01/2019
|  | CAREFUSION | ALARIS 8015 5.7 | CONTROLLER, INFUSION PUMP |  | SPD | Pavilion |  |  | 11/01/2019 |  | 11/1/26 |  |  | NO | YES |  |  |  |  | CAREFUSION 11136998 15274067 |  |  | Active |  | 00:17:23:35:5D:46 |  | High Risk | 1Y:00-MFG 2Y:00-BAT | 11/01/2019 | 11/01/2019 | COOPER UNIVERSITY HOSPITAL |  |  | Moves | WOT00000001469279 | David Frye | Performance Verification | Completed |  | 11/01/2019 | 11/01/2019 | Performance Verification for CAREFUSION 11136998 15274067 | Initial Install of Performance Verification. Device is ready for patient use. |  |  | 11/01/2019 | 11/01/2019
|  | CAREFUSION | ALARIS 8015 5.7 | CONTROLLER, INFUSION PUMP |  | SPD | Kelemen |  |  | 11/01/2019 |  | 11/1/26 |  |  | NO | YES |  |  |  |  | CAREFUSION 11136995 15273296 |  |  | Active |  | 00:17:23:35:29:53 |  | High Risk | 1Y:00-MFG 2Y:00-BAT | 11/01/2019 | 11/01/2019 | COOPER UNIVERSITY HOSPITAL |  |  | Moves | WOT00000001467769 | David Frye | Performance Verification | Completed |  | 11/01/2019 | 11/01/2019 | Performance Verification for CAREFUSION 11136995 15273296 | Initial Install of Performance Verification. Device is ready for patient use. |  |  | 11/01/2019 | 11/01/2019
|  | CAREFUSION | ALARIS 8015 5.7 | CONTROLLER, INFUSION PUMP |  | SPD | Kelemen |  |  | 11/01/2019 |  | 11/1/26 |  |  | NO | YES |  |  |  |  | CAREFUSION 11136994 15274132 |  |  | Active |  | 00:17:23:34:AE:35 |  | High Risk | 1Y:00-MFG 2Y:00-BAT | 11/01/2019 | 11/01/2019 | COOPER UNIVERSITY HOSPITAL |  |  | Moves | WOT00000001469487 | David Frye | Performance Verification | Completed |  | 11/01/2019 | 11/01/2019 | Performance Verification for CAREFUSION 11136994 15274132 | Initial Install of Performance Verification. Device is ready for patient use. |  |  | 11/01/2019 | 11/01/2019
|  | CAREFUSION | ALARIS 8015 5.7 | CONTROLLER, INFUSION PUMP |  | SPD | Pavilion |  |  | 11/01/2019 |  | 11/1/26 |  |  | NO | YES |  |  |  |  | CAREFUSION 11136993 15274207 |  |  | Active |  | 00:17:23:34:AC:5E |  | High Risk | 1Y:00-MFG 2Y:00-BAT | 11/01/2019 | 11/01/2019 | COOPER UNIVERSITY HOSPITAL |  |  | Moves | WOT00000001469413 | David Frye | Performance Verification | Completed |  | 11/01/2019 | 11/01/2019 | Performance Verification for CAREFUSION 1136993 15274207 | Initial Install of Performance Verification. Device is ready for patient use. |  |  | 11/01/2019 | 11/01/2019
|  | CAREFUSION | ALARIS 8015 5.7 | CONTROLLER, INFUSION PUMP |  | SPD | Kelemen |  |  | 11/01/2019 |  | 11/1/26 |  |  | NO | YES |  |  |  |  | CAREFUSION 11136992 15274170 |  |  | Active |  | 00:17:23:35:58:72 |  | High Risk | 1Y:00-MFG 2Y:00-BAT | 11/01/2019 | 11/01/2019 | COOPER UNIVERSITY HOSPITAL |  |  | Moves | WOT00000001467582 | David Frye | Performance Verification | Completed |  | 11/01/2019 | 11/01/2019 | Performance Verification for CAREFUSION 11136992 15274170 | Initial Install of Performance Verification. Device is ready for patient use. |  |  | 11/01/2019 | 11/01/2019
|  | CAREFUSION | ALARIS 8015 5.7 | CONTROLLER, INFUSION PUMP |  | SPD | Pavilion |  |  | 11/01/2019 |  | 11/1/26 |  |  | NO | YES |  |  |  |  | CAREFUSION 11136991 15273960 |  |  | Active |  | 00:17:23:34:AB:EF |  | High Risk | 1Y:00-MFG 2Y:00-BAT | 11/01/2019 | 11/01/2019 | COOPER UNIVERSITY HOSPITAL |  |  | Moves | WOT00000001469044 | David Frye | Performance Verification | Completed |  | 11/01/2019 | 11/01/2019 | Performance Verification for CAREFUSION 11136991 15273960 | Initial Install of Performance Verification. Device is ready for patient use. |  |  | 11/01/2019 | 11/01/2019
|  | CAREFUSION | ALARIS 8015 5.7 | CONTROLLER, INFUSION PUMP |  | SPD | Kelemen |  |  | 11/01/2019 |  | 11/1/26 |  |  | NO | YES |  |  |  |  | CAREFUSION 11136989 15274031 |  |  | Active |  | 00:17:23:35:56:A1 |  | High Risk | 1Y:00-MFG 2Y:00-BAT | 11/01/2019 | 11/01/2019 | COOPER UNIVERSITY HOSPITAL |  |  | Moves | WOT00000001460403 | David Frye | Performance Verification | Completed |  | 11/01/2019 | 11/01/2019 | Performance Verification for CAREFUSION 11136989 15274031 | Initial Install of Performance Verification. Device is ready for patient use. |  |  | 11/01/2019 | 11/01/2019
|  | CAREFUSION | ALARIS 8015 5.7 | CONTROLLER, INFUSION PUMP |  | SPD | Kelemen |  |  | 11/01/2019 |  | 11/1/26 |  |  | NO | YES |  |  |  |  | CAREFUSION 11136988 15274242 |  |  | Active |  | 00:17:23:34:FD:67 |  | High Risk | 1Y:00-MFG 2Y:00-BAT | 11/01/2019 | 11/01/2019 | COOPER UNIVERSITY HOSPITAL |  |  | Moves | WOT00000001466637 | David Frye | Performance Verification | Completed |  | 11/01/2019 | 11/01/2019 | Performance Verification for CAREFUSION 11136988 15274242 | Initial Install of Performance Verification. Device is ready for patient use. |  |  | 11/01/2019 | 11/01/2019
|  | CAREFUSION | ALARIS 8015 5.7 | CONTROLLER, INFUSION PUMP |  | SPD | Pavilion |  |  | 11/01/2019 |  | 11/1/26 |  |  | NO | YES |  |  |  |  | CAREFUSION 11136984 15272379 |  |  | Active |  | 00:17:23:35:0A:15 |  | High Risk | 1Y:00-MFG 2Y:00-BAT | 11/01/2019 | 11/01/2019 | COOPER UNIVERSITY HOSPITAL |  |  | Moves | WOT00000001466628 | David Frye | Performance Verification | Completed |  | 11/01/2019 | 11/01/2019 | Performance Verification for CAREFUSION 11136984 15272379 | Initial Install of Performance Verification. Device is ready for patient use. |  |  | 11/01/2019 | 11/01/2019
|  | CAREFUSION | ALARIS 8015 5.7 | CONTROLLER, INFUSION PUMP |  | SPD | Pavilion |  |  | 11/01/2019 |  | 11/1/26 |  |  | NO | YES |  |  |  |  | CAREFUSION 11136983 15273947 |  |  | Active |  | 00:17:23:34:FE:BA |  | High Risk | 1Y:00-MFG 2Y:00-BAT | 11/01/2019 | 11/01/2019 | COOPER UNIVERSITY HOSPITAL |  |  | Moves | WOT00000001468200 | David Frye | Performance Verification | Completed |  | 11/01/2019 | 11/01/2019 | Performance Verification for CAREFUSION 11136983 15273947 | Initial Install of Performance Verification. Device is ready for patient use. |  |  | 11/01/2019 | 11/01/2019
|  | CAREFUSION | ALARIS 8015 5.7 | CONTROLLER, INFUSION PUMP |  | SPD | Pavilion |  |  | 11/01/2019 |  | 11/1/26 |  |  | NO | YES |  |  |  |  | CAREFUSION 11136981 15275195 |  |  | Active |  | 00:17:23:34:A9:9A |  | High Risk | 1Y:00-MFG 2Y:00-BAT | 11/01/2019 | 11/01/2019 | COOPER UNIVERSITY HOSPITAL |  |  | Moves | WOT00000001466852 | David Frye | Performance Verification | Completed |  | 11/01/2019 | 11/01/2019 | Performance Verification for CAREFUSION 11136981 15275195 | Initial Install of Performance Verification. Device is ready for patient use. |  |  | 11/01/2019 | 11/01/2019
|  | CAREFUSION | ALARIS 8015 5.7 | CONTROLLER, INFUSION PUMP |  | SPD | Kelemen |  |  | 11/01/2019 |  | 11/1/26 |  |  | NO | YES |  |  |  |  | CAREFUSION 11136982 15274845 |  |  | Active |  | 00:17:23:34:AF:E5 |  | High Risk | 1Y:00-MFG 2Y:00-BAT | 11/01/2019 | 11/01/2019 | COOPER UNIVERSITY HOSPITAL |  |  | Moves | WOT00000001468660 | David Frye | Performance Verification | Completed |  | 11/01/2019 | 11/01/2019 | Performance Verification for CAREFUSION 11136982 15274845 | Initial Install of Performance Verification. Device is ready for patient use. |  |  | 11/01/2019 | 11/01/2019
|  | CAREFUSION | ALARIS 8015 5.7 | CONTROLLER, INFUSION PUMP |  | SPD | Kelemen |  |  | 11/01/2019 |  | 11/1/26 |  |  | NO | YES |  |  |  |  | CAREFUSION 11136979 15274487 |  |  | Active |  | 00:17:23:35:07:BD |  | High Risk | 1Y:00-MFG 2Y:00-BAT | 11/01/2019 | 11/01/2019 | COOPER UNIVERSITY HOSPITAL |  |  | Moves | WOT00000001469348 | David Frye | Performance Verification | Completed |  | 11/01/2019 | 11/01/2019 | Performance Verification for CAREFUSION 11136979 15274487 | Initial Install of Performance Verification. Device is ready for patient use. |  |  | 11/01/2019 | 11/01/2019
|  | CAREFUSION | ALARIS 8015 5.7 | CONTROLLER, INFUSION PUMP |  | SPD | Kelemen |  |  | 11/01/2019 |  | 11/1/26 |  |  | NO | YES |  |  |  |  | CAREFUSION 11136980 15274492 |  |  | Active |  | 00:17:23:34:FF:F8 |  | High Risk | 1Y:00-MFG 2Y:00-BAT | 11/01/2019 | 11/01/2019 | COOPER UNIVERSITY HOSPITAL |  |  | Moves | WOT00000001468472 | David Frye | Performance Verification | Completed |  | 11/01/2019 | 11/01/2019 | Performance Verification for CAREFUSION 11136980 15274492 | Initial Install of Performance Verification. Device is ready for patient use. |  |  | 11/01/2019 | 11/01/2019
|  | CAREFUSION | ALARIS 8015 5.7 | CONTROLLER, INFUSION PUMP |  | SPD | Kelemen |  |  | 11/01/2019 |  | 11/1/26 |  |  | NO | YES |  |  |  |  | CAREFUSION 11136977 15274221 |  |  | Active |  | 00:17:23:35:06:2B |  | High Risk | 1Y:00-MFG 2Y:00-BAT | 11/01/2019 | 11/01/2019 | COOPER UNIVERSITY HOSPITAL |  |  | Moves | WOT00000001467584 | David Frye | Performance Verification | Completed |  | 11/01/2019 | 11/01/2019 | Performance Verification for CAREFUSION 11136977 15274221 | Initial Install of Performance Verification. Device is ready for patient use. |  |  | 11/01/2019 | 11/01/2019
|  | CAREFUSION | ALARIS 8015 5.7 | CONTROLLER, INFUSION PUMP |  | SPD | Pavilion |  |  | 11/01/2019 |  | 11/1/26 |  |  | NO | YES |  |  |  |  | CAREFUSION 11136976 15274479 |  |  | Active |  | 00:17:23:35:02:44 |  | High Risk | 1Y:00-MFG 2Y:00-BAT | 11/01/2019 | 11/01/2019 | COOPER UNIVERSITY HOSPITAL |  |  | Moves | WOT00000001466641 | David Frye | Performance Verification | Completed |  | 11/01/2019 | 11/01/2019 | Performance Verification for CAREFUSION 11136976 15274479 | Initial Install of Performance Verification. Device is ready for patient use. |  |  | 11/01/2019 | 11/01/2019
|  | CAREFUSION | ALARIS 8015 5.7 | CONTROLLER, INFUSION PUMP |  | SPD | Kelemen |  |  | 11/01/2019 |  | 11/1/26 |  |  | NO | YES |  |  |  |  | CAREFUSION 11136966 15274263 |  |  | Active |  | 00:17:23:34:A6:61 |  | High Risk | 1Y:00-MFG 2Y:00-BAT | 11/01/2019 | 11/01/2019 | COOPER UNIVERSITY HOSPITAL |  |  | Moves | WOT00000001468468 | David Frye | Performance Verification | Completed |  | 11/01/2019 | 11/01/2019 | Performance Verification for CAREFUSION 11136966 15274263 | Initial Install of Performance Verification. Device is ready for patient use. |  |  | 11/01/2019 | 11/01/2019
|  | CAREFUSION | ALARIS 8015 5.7 | CONTROLLER, INFUSION PUMP |  | SPD | Kelemen |  |  | 11/01/2019 |  | 11/1/26 |  |  | NO | YES |  |  |  |  | CAREFUSION 11136965 15274483 |  |  | Active |  | 00:17:23:35:07:B7 |  | High Risk | 1Y:00-MFG 2Y:00-BAT | 11/01/2019 | 11/01/2019 | COOPER UNIVERSITY HOSPITAL |  |  | Moves | WOT00000001468403 | David Frye | Performance Verification | Completed |  | 11/01/2019 | 11/01/2019 | Performance Verification for CAREFUSION 11136965 15274483 | Initial Install of Performance Verification. Device is ready for patient use. |  |  | 11/01/2019 | 11/01/2019
|  | CAREFUSION | ALARIS 8015 5.7 | CONTROLLER, INFUSION PUMP |  | SPD | Pavilion |  |  | 11/01/2019 |  | 11/1/26 |  |  | NO | YES |  |  |  |  | CAREFUSION 11136961 15274211 |  |  | Active |  | 00:17:23:34:AF:2E |  | High Risk | 1Y:00-MFG 2Y:00-BAT | 11/01/2019 | 11/01/2019 | COOPER UNIVERSITY HOSPITAL |  |  | Moves | WOT00000001467701 | David Frye | Performance Verification | Completed |  | 11/01/2019 | 11/01/2019 | Performance Verification for CAREFUSION 11136961 15274211 | Initial Install of Performance Verification. Device is ready for patient use. |  |  | 11/01/2019 | 11/01/2019
|  | CAREFUSION | ALARIS 8015 5.7 | CONTROLLER, INFUSION PUMP |  | SPD | Pavilion |  |  | 11/01/2019 |  | 11/1/26 |  |  | NO | YES |  |  |  |  | CAREFUSION 11136963 15274177 |  |  | Active |  | 00:17:23:35:13:75 |  | High Risk | 1Y:00-MFG 2Y:00-BAT | 11/01/2019 | 11/01/2019 | COOPER UNIVERSITY HOSPITAL |  |  | Moves | WOT00000001468464 | David Frye | Performance Verification | Completed |  | 11/01/2019 | 11/01/2019 | Performance Verification for CAREFUSION 11136963 15274177 | Initial Install of Performance Verification. Device is ready for patient use. |  |  | 11/01/2019 | 11/01/2019
|  | CAREFUSION | ALARIS 8015 5.7 | CONTROLLER, INFUSION PUMP |  | SPD | Dorrance |  |  | 11/01/2019 |  | 11/1/26 |  |  | NO | YES |  |  |  |  | CAREFUSION 11136960 15273937 |  |  | Active |  | 00:17:23:35:24:40 |  | High Risk | 1Y:00-MFG 2Y:00-BAT | 11/01/2019 | 11/01/2019 | COOPER UNIVERSITY HOSPITAL |  |  | Moves | WOT00000001469190 | David Frye | Performance Verification | Completed |  | 11/01/2019 | 11/01/2019 | Performance Verification for CAREFUSION 11136960 15273937 | Initial Install of Performance Verification. Device is ready for patient use. |  |  | 11/01/2019 | 11/01/2019
|  | CAREFUSION | ALARIS 8015 5.7 | CONTROLLER, INFUSION PUMP |  | SPD | Pavilion |  |  | 11/01/2019 |  | 11/1/26 |  |  | NO | YES |  |  |  |  | CAREFUSION 11136959 15274085 |  |  | Active |  | 00:17:23:35:2B:78 |  | High Risk | 1Y:00-MFG 2Y:00-BAT | 11/01/2019 | 11/01/2019 | COOPER UNIVERSITY HOSPITAL |  |  | Moves | WOT00000001468318 | David Frye | Performance Verification | Completed |  | 11/01/2019 | 11/01/2019 | Performance Verification for CAREFUSION 11136959 15274085 | Initial Install of Performance Verification. Device is ready for patient use. |  |  | 11/01/2019 | 11/01/2019
|  | CAREFUSION | ALARIS 8015 5.7 | CONTROLLER, INFUSION PUMP |  | SPD | Kelemen |  |  | 11/01/2019 |  | 11/1/26 |  |  | NO | YES |  |  |  |  | CAREFUSION 11136958 15274045 |  |  | Active |  | 00:17:23:34:A0:EB |  | High Risk | 1Y:00-MFG 2Y:00-BAT | 11/01/2019 | 11/01/2019 | COOPER UNIVERSITY HOSPITAL |  |  | Moves | WOT00000001468315 | David Frye | Performance Verification | Completed |  | 11/01/2019 | 11/01/2019 | Performance Verification for CAREFUSION 11136958 15274045 | Initial Install of Performance Verification. Device is ready for patient use. |  |  | 11/01/2019 | 11/01/2019
|  | CAREFUSION | ALARIS 8015 5.7 | CONTROLLER, INFUSION PUMP |  | SPD | Kelemen |  |  | 11/01/2019 |  | 11/1/26 |  |  | NO | YES |  |  |  |  | CAREFUSION 11136957 15274082 |  |  | Active |  | 00:17:23:34:9D:D6 |  | High Risk | 1Y:00-MFG 2Y:00-BAT | 11/01/2019 | 11/01/2019 | COOPER UNIVERSITY HOSPITAL |  |  | Moves | WOT00000001467410 | David Frye | Performance Verification | Completed |  | 11/01/2019 | 11/01/2019 | Performance Verification for CAREFUSION 11136957 15274082 | Initial Install of Performance Verification. Device is ready for patient use. |  |  | 11/01/2019 | 11/01/2019
|  | CAREFUSION | ALARIS 8015 5.7 | CONTROLLER, INFUSION PUMP |  | SPD | Kelemen |  |  | 11/01/2019 |  | 11/1/26 |  |  | NO | YES |  |  |  |  | CAREFUSION 11136956 15274261 |  |  | Active |  | 00:17:23:35:00:B8 |  | High Risk | 1Y:00-MFG 2Y:00-BAT | 11/01/2019 | 11/01/2019 | COOPER UNIVERSITY HOSPITAL |  |  | Moves | WOT00000001467586 | David Frye | Performance Verification | Completed |  | 11/01/2019 | 11/01/2019 | Performance Verification for CAREFUSION 11136956 15274261 | Initial Install of Performance Verification. Device is ready for patient use. |  |  | 11/01/2019 | 11/01/2019
|  | CAREFUSION | ALARIS 8015 5.7 | CONTROLLER, INFUSION PUMP |  | SPD | Pavilion |  |  | 11/01/2019 |  | 11/1/26 |  |  | NO | YES |  |  |  |  | CAREFUSION 11136948 15274153 |  |  | Active |  | 00:17:23:35:05:0B |  | High Risk | 1Y:00-MFG 2Y:00-BAT | 11/01/2019 | 11/01/2019 | COOPER UNIVERSITY HOSPITAL |  |  | Moves | WOT00000001468396 | David Frye | Performance Verification | Completed |  | 11/01/2019 | 11/01/2019 | Performance Verification for CAREFUSION 11136948 15274153 | Initial Install of Performance Verification. Device is ready for patient use. |  |  | 11/01/2019 | 11/01/2019
|  | CAREFUSION | ALARIS 8015 5.7 | CONTROLLER, INFUSION PUMP |  | SPD | Kelemen |  |  | 11/01/2019 |  | 11/1/26 |  |  | NO | YES |  |  |  |  | CAREFUSION 11136952 15274167 |  |  | Active |  | 00:17:23:34:A2:14 |  | High Risk | 1Y:00-MFG 2Y:00-BAT | 11/01/2019 | 11/01/2019 | COOPER UNIVERSITY HOSPITAL |  |  | Moves | WOT00000001466680 | David Frye | Performance Verification | Completed |  | 11/01/2019 | 11/01/2019 | Performance Verification for CAREFUSION 11136952 15274167 | Initial Install of Performance Verification. Device is ready for patient use. |  |  | 11/01/2019 | 11/01/2019
|  | CAREFUSION | ALARIS 8015 5.7 | CONTROLLER, INFUSION PUMP |  | SPD | Kelemen |  |  | 11/01/2019 |  | 11/1/26 |  |  | NO | YES |  |  |  |  | CAREFUSION 11136955 15271613 |  |  | Active |  | 00:17:23:35:08:B6 |  | High Risk | 1Y:00-MFG 2Y:00-BAT | 11/01/2019 | 11/01/2019 | COOPER UNIVERSITY HOSPITAL |  |  | Moves | WOT00000001469314 | David Frye | Performance Verification | Completed |  | 11/01/2019 | 11/01/2019 | Performance Verification for CAREFUSION 11136955 15271613 | Initial Install of Performance Verification. Device is ready for patient use. |  |  | 11/01/2019 | 11/01/2019
|  | CAREFUSION | ALARIS 8015 5.7 | CONTROLLER, INFUSION PUMP |  | SPD | Kelemen |  |  | 11/01/2019 |  | 11/1/26 |  |  | NO | YES |  |  |  |  | CAREFUSION 11136953 15274061 |  |  | Active |  | 00:17:23:34:9D:A6 |  | High Risk | 1Y:00-MFG 2Y:00-BAT | 11/01/2019 | 11/01/2019 | COOPER UNIVERSITY HOSPITAL |  |  | Moves | WOT00000001467444 | David Frye | Performance Verification | Completed |  | 11/01/2019 | 11/01/2019 | Performance Verification for CAREFUSION 11136953 15274061 | Initial Install of Performance Verification. Device is ready for patient use. |  |  | 11/01/2019 | 11/01/2019
|  | CAREFUSION | ALARIS 8015 5.7 | CONTROLLER, INFUSION PUMP |  | SPD | Pavilion |  |  | 11/01/2019 |  | 11/1/26 |  |  | NO | YES |  |  |  |  | CAREFUSION 11136950 15274259 |  |  | Active |  | 00:17:23:35:5C:9E |  | High Risk | 1Y:00-MFG 2Y:00-BAT | 11/01/2019 | 11/01/2019 | COOPER UNIVERSITY HOSPITAL |  |  | Moves | WOT00000001469344 | David Frye | Performance Verification | Completed |  | 11/01/2019 | 11/01/2019 | Performance Verification for CAREFUSION 11136950 15274259 | Initial Install of Performance Verification. Device is ready for patient use. |  |  | 11/01/2019 | 11/01/2019
|  | CAREFUSION | ALARIS 8015 5.7 | CONTROLLER, INFUSION PUMP |  | SPD | Kelemen |  |  | 11/01/2019 |  | 11/1/26 |  |  | NO | YES |  |  |  |  | CAREFUSION 11136951 15273126 |  |  | Active |  | 00:17:23:35:29:4D |  | High Risk | 1Y:00-MFG 2Y:00-BAT | 11/01/2019 | 11/01/2019 | COOPER UNIVERSITY HOSPITAL |  |  | Moves | WOT00000001469638 | David Frye | Performance Verification | Completed |  | 11/01/2019 | 11/01/2019 | Performance Verification for CAREFUSION 11136951 15273126 | Initial Install of Performance Verification. Device is ready for patient use. |  |  | 11/01/2019 | 11/01/2019
|  | CAREFUSION | ALARIS 8015 5.7 | CONTROLLER, INFUSION PUMP |  | SPD | Kelemen |  |  | 11/01/2019 |  | 11/1/26 |  |  | NO | YES |  |  |  |  | CAREFUSION 11136949 15272806 |  |  | Active |  | 00:17:23:35:0F:07 |  | High Risk | 1Y:00-MFG 2Y:00-BAT | 11/01/2019 | 11/01/2019 | COOPER UNIVERSITY HOSPITAL |  |  | Moves | WOT00000001468360 | David Frye | Performance Verification | Completed |  | 11/01/2019 | 11/01/2019 | Performance Verification for CAREFUSION 11136949 15272806 | Initial Install of Performance Verification. Device is ready for patient use. |  |  | 11/01/2019 | 11/01/2019
|  | CAREFUSION | ALARIS 8015 5.7 | CONTROLLER, INFUSION PUMP |  | SPD | Kelemen |  |  | 11/01/2019 |  | 11/1/26 |  |  | NO | YES |  |  |  |  | CAREFUSION 11136947 15274006 |  |  | Active | dup11136947 | 00:17:23:34:A2:FE |  | High Risk | 1Y:00-MFG 2Y:00-BAT | 11/01/2019 | 11/01/2019 | COOPER UNIVERSITY HOSPITAL |  |  | Moves | WOT00000001468335 | David Frye | Performance Verification | Completed |  | 11/01/2019 | 11/01/2019 | Performance Verification for CAREFUSION 11136947 15274006 | Initial Install of Performance Verification. Device is ready for patient use. |  |  | 11/01/2019 | 11/01/2019
|  | CAREFUSION | ALARIS 8015 5.7 | CONTROLLER, INFUSION PUMP |  | SPD | Kelemen |  |  | 11/01/2019 |  | 11/1/26 |  |  | NO | YES |  |  |  |  | CAREFUSION 11136946 15274097 |  |  | Active |  | 00:17:23:35:1E:16 |  | High Risk | 1Y:00-MFG 2Y:00-BAT | 11/01/2019 | 11/01/2019 | COOPER UNIVERSITY HOSPITAL |  |  | Moves | WOT00000001467445 | David Frye | Performance Verification | Completed |  | 11/01/2019 | 11/01/2019 | Performance Verification for CAREFUSION 11136946 15274097 | Initial Install of Performance Verification. Device is ready for patient use. |  |  | 11/01/2019 | 11/01/2019
|  | CAREFUSION | ALARIS 8015 5.7 | CONTROLLER, INFUSION PUMP |  | SPD | Kelemen |  |  | 11/01/2019 |  | 11/1/26 |  |  | NO | YES |  |  |  |  | CAREFUSION 11136943 15268927 |  |  | Active |  | 00:17:23:34:B6:ED |  | High Risk | 1Y:00-MFG 2Y:00-BAT | 11/01/2019 | 11/01/2019 | COOPER UNIVERSITY HOSPITAL |  |  | Moves | WOT00000001467436 | David Frye | Performance Verification | Completed |  | 11/01/2019 | 11/01/2019 | Performance Verification for CAREFUSION 11136943 15268927 | Initial Install of Performance Verification. Device is ready for patient use. |  |  | 11/01/2019 | 11/01/2019
|  | CAREFUSION | ALARIS 8015 5.7 | CONTROLLER, INFUSION PUMP |  | SPD | Kelemen |  |  | 11/01/2019 |  | 11/1/26 |  |  | NO | YES |  |  |  |  | CAREFUSION 11136942 15268360 |  |  | Active |  | 00:17:23:34:AE:E9 |  | High Risk | 1Y:00-MFG 2Y:00-BAT | 11/01/2019 | 11/01/2019 | COOPER UNIVERSITY HOSPITAL |  |  | Moves | WOT00000001469051 | David Frye | Performance Verification | Completed |  | 11/01/2019 | 11/01/2019 | Performance Verification for CAREFUSION 11136942 15268360 | Initial Install of Performance Verification. Device is ready for patient use. |  |  | 11/01/2019 | 11/01/2019
|  | CAREFUSION | ALARIS 8015 5.7 | CONTROLLER, INFUSION PUMP |  | SPD | Kelemen |  |  | 11/01/2019 |  | 11/1/26 |  |  | NO | YES |  |  |  |  | CAREFUSION 11136941 15268177 |  |  | Active |  | 00:17:23:34:ED:F2 |  | High Risk | 1Y:00-MFG 2Y:00-BAT | 11/01/2019 | 11/01/2019 | COOPER UNIVERSITY HOSPITAL |  |  | Moves | WOT00000001469764 | David Frye | Performance Verification | Completed |  | 11/01/2019 | 11/01/2019 | Performance Verification for CAREFUSION 11136941 15268177 | Initial Install of Performance Verification. Device is ready for patient use. |  |  | 11/01/2019 | 11/01/2019
|  | CAREFUSION | ALARIS 8015 5.7 | CONTROLLER, INFUSION PUMP |  | SPD | Pavilion |  |  | 11/01/2019 |  | 11/1/26 |  |  | NO | YES |  |  |  |  | CAREFUSION 11136940 15268404 |  |  | Active |  | 00:17:23:34:9B:18 |  | High Risk | 1Y:00-MFG 2Y:00-BAT | 11/01/2019 | 11/01/2019 | COOPER UNIVERSITY HOSPITAL |  |  | Moves | WOT00000001460449 | David Frye | Performance Verification | Completed |  | 11/01/2019 | 11/01/2019 | Performance Verification for CAREFUSION 11136940 15268404 | Initial Install of Performance Verification. Device is ready for patient use. |  |  | 11/01/2019 | 11/01/2019
|  | CAREFUSION | ALARIS 8015 5.7 | CONTROLLER, INFUSION PUMP |  | SPD | Kelemen |  |  | 11/01/2019 |  | 11/1/26 |  |  | NO | YES |  |  |  |  | CAREFUSION 11136939 15268495 |  |  | Active |  | 00:17:23:34:BA:5C |  | High Risk | 1Y:00-MFG 2Y:00-BAT | 11/01/2019 | 11/01/2019 | COOPER UNIVERSITY HOSPITAL |  |  | Moves | WOT00000001468196 | David Frye | Performance Verification | Completed |  | 11/01/2019 | 11/01/2019 | Performance Verification for CAREFUSION 11136939 15268495 | Initial Install of Performance Verification. Device is ready for patient use. |  |  | 11/01/2019 | 11/01/2019
|  | CAREFUSION | ALARIS 8015 5.7 | CONTROLLER, INFUSION PUMP |  | SPD | Kelemen |  |  | 11/01/2019 |  | 11/1/26 |  |  | NO | YES |  |  |  |  | CAREFUSION 11136938 15268210 |  |  | Active |  | 00:17:23:34:CC:44 |  | High Risk | 1Y:00-MFG 2Y:00-BAT | 11/01/2019 | 11/01/2019 | COOPER UNIVERSITY HOSPITAL |  |  | Moves | WOT00000001467134 | David Frye | Performance Verification | Completed |  | 11/01/2019 | 11/01/2019 | Performance Verification for CAREFUSION 11136938 15268210 | Initial Install of Performance Verification. Device is ready for patient use. |  |  | 11/01/2019 | 11/01/2019
|  | CAREFUSION | ALARIS 8015 5.7 | CONTROLLER, INFUSION PUMP |  | SPD | Pavilion |  |  | 11/01/2019 |  | 11/1/26 |  |  | NO | YES |  |  |  |  | CAREFUSION 11136937 15268250 |  |  | Active |  | 00:17:23:35:0D:A5 |  | High Risk | 1Y:00-MFG 2Y:00-BAT | 11/01/2019 | 11/01/2019 | COOPER UNIVERSITY HOSPITAL |  |  | Moves | WOT00000001469157 | David Frye | Performance Verification | Completed |  | 11/01/2019 | 11/01/2019 | Performance Verification for CAREFUSION 11136937 15268250 | Initial Install of Performance Verification. Device is ready for patient use. |  |  | 11/01/2019 | 11/01/2019
|  | CAREFUSION | ALARIS 8015 5.7 | CONTROLLER, INFUSION PUMP |  | SPD | Kelemen |  |  | 11/01/2019 |  | 11/1/26 |  |  | NO | YES |  |  |  |  | CAREFUSION 11136935 15268035 |  |  | Active |  | 00:17:23:34:A1:45 |  | High Risk | 1Y:00-MFG 2Y:00-BAT | 11/01/2019 | 11/01/2019 | COOPER UNIVERSITY HOSPITAL |  |  | Moves | WOT00000001467098 | David Frye | Performance Verification | Completed |  | 11/01/2019 | 11/01/2019 | Performance Verification for CAREFUSION 11136935 15268035 | Initial Install of Performance Verification. Device is ready for patient use. |  |  | 11/01/2019 | 11/01/2019
|  | CAREFUSION | ALARIS 8015 5.7 | CONTROLLER, INFUSION PUMP |  | SPD | Pavilion |  |  | 11/01/2019 |  | 11/1/26 |  |  | NO | YES |  |  |  |  | CAREFUSION 11136930 15274021 |  |  | Active |  | 00:17:23:34:9D:F1 |  | High Risk | 1Y:00-MFG 2Y:00-BAT | 11/01/2019 | 11/01/2019 | COOPER UNIVERSITY HOSPITAL |  |  | Moves | WOT00000001468271 | David Frye | Performance Verification | Completed |  | 11/01/2019 | 11/01/2019 | Performance Verification for CAREFUSION 11136930 15274021 | Initial Install of Performance Verification. Device is ready for patient use. |  |  | 11/01/2019 | 11/01/2019
|  | CAREFUSION | ALARIS 8015 5.7 | CONTROLLER, INFUSION PUMP |  | SPD | Pavilion |  |  | 11/01/2019 |  | 11/1/26 |  |  | NO | YES |  |  |  |  | CAREFUSION 11136931 15273989 |  |  | Active |  | 00:17:23:35:07:F3 |  | High Risk | 1Y:00-MFG 2Y:00-BAT | 11/01/2019 | 11/01/2019 | COOPER UNIVERSITY HOSPITAL |  |  | Moves | WOT00000001468311 | David Frye | Performance Verification | Completed |  | 11/01/2019 | 11/01/2019 | Performance Verification for CAREFUSION 11136931 15273989 | Initial Install of Performance Verification. Device is ready for patient use. |  |  | 11/01/2019 | 11/01/2019
|  | CAREFUSION | ALARIS 8015 5.7 | CONTROLLER, INFUSION PUMP |  | SPD | Pavilion |  |  | 11/01/2019 |  | 11/1/26 |  |  | NO | YES |  |  |  |  | CAREFUSION 11136933 15273924 |  |  | Active |  | 00:17:23:35:27:4C |  | High Risk | 1Y:00-MFG 2Y:00-BAT | 11/01/2019 | 11/01/2019 | COOPER UNIVERSITY HOSPITAL |  |  | Moves | WOT00000001467402 | David Frye | Performance Verification | Completed |  | 11/01/2019 | 11/01/2019 | Performance Verification for CAREFUSION 11136933 15273924 | Initial Install of Performance Verification. Device is ready for patient use. |  |  | 11/01/2019 | 11/01/2019
|  | CAREFUSION | ALARIS 8015 5.7 | CONTROLLER, INFUSION PUMP |  | SPD | Kelemen |  |  | 11/01/2019 |  | 11/1/26 |  |  | NO | YES |  |  |  |  | CAREFUSION 11136932 15274105 |  |  | Active |  | 00:17:23:34:B6:F3 |  | High Risk | 1Y:00-MFG 2Y:00-BAT | 11/01/2019 | 11/01/2019 | COOPER UNIVERSITY HOSPITAL |  |  | Moves | WOT00000001468339 | David Frye | Performance Verification | Completed |  | 11/01/2019 | 11/01/2019 | Performance Verification for CAREFUSION 11136932 15274105 | Initial Install of Performance Verification. Device is ready for patient use. |  |  | 11/01/2019 | 11/01/2019
|  | CAREFUSION | ALARIS 8015 5.7 | CONTROLLER, INFUSION PUMP |  | SPD | Kelemen |  |  | 11/01/2019 |  | 11/1/26 |  |  | NO | YES |  |  |  |  | CAREFUSION 11136928 15274121 |  |  | Active |  | 00:17:23:34:AC:43 |  | High Risk | 1Y:00-MFG 2Y:00-BAT | 11/01/2019 | 11/01/2019 | COOPER UNIVERSITY HOSPITAL |  |  | Moves | WOT00000001466769 | David Frye | Performance Verification | Completed |  | 11/01/2019 | 11/01/2019 | Performance Verification for CAREFUSION 11136928 15274121 | Initial Install of Performance Verification. Device is ready for patient use. |  |  | 11/01/2019 | 11/01/2019
|  | CAREFUSION | ALARIS 8015 5.7 | CONTROLLER, INFUSION PUMP |  | SPD | Kelemen | Basement |  | 11/01/2019 |  | 11/1/26 |  |  | NO | YES |  |  |  |  | CAREFUSION 11136929 15274108 |  |  | Active |  | 00:17:23:34:A9:CA |  | High Risk | 1Y:00-MFG 2Y:00-BAT | 11/01/2019 | 11/01/2019 | COOPER UNIVERSITY HOSPITAL |  |  | Moves | WOT00000001456063 | David Frye | Performance Verification | Completed |  | 11/01/2019 | 11/01/2019 | Performance Verification for CAREFUSION 11136929 15274108 | Initial Install of Performance Verification. Device is ready for patient use. |  |  | 11/01/2019 | 11/01/2019
|  | CAREFUSION | ALARIS 8015 5.7 | CONTROLLER, INFUSION PUMP |  | SPD | Kelemen |  |  | 11/01/2019 |  | 11/1/26 |  |  | NO | YES |  |  |  |  | CAREFUSION 11136880 15274264 |  |  | Active |  | 00:17:23:34:A6:D0 |  | High Risk | 1Y:00-MFG 2Y:00-BAT | 11/01/2019 | 11/01/2019 | COOPER UNIVERSITY HOSPITAL |  |  | Moves | WOT00000001469391 | David Frye | Performance Verification | Completed |  | 11/01/2019 | 11/01/2019 | Performance Verification for CAREFUSION 11136880 15274264 | Initial Install of Performance Verification. Device is ready for patient use. |  |  | 11/01/2019 | 11/01/2019
|  | CAREFUSION | ALARIS 8015 5.7 | CONTROLLER, INFUSION PUMP |  | SPD | Kelemen |  |  | 11/01/2019 |  | 11/1/26 |  |  | NO | YES |  |  |  |  | CAREFUSION 11136877 15273939 |  |  | Active |  | 00:17:23:35:0D:00 |  | High Risk | 1Y:00-MFG 2Y:00-BAT | 11/01/2019 | 11/01/2019 | COOPER UNIVERSITY HOSPITAL |  |  | Moves | WOT00000001467440 | David Frye | Performance Verification | Completed |  | 11/01/2019 | 11/01/2019 | Performance Verification for CAREFUSION 11136877 15273939 | Initial Install of Performance Verification. Device is ready for patient use. |  |  | 11/01/2019 | 11/01/2019
|  | CAREFUSION | ALARIS 8015 5.7 | CONTROLLER, INFUSION PUMP |  | SPD | Pavilion |  |  | 11/01/2019 |  | 11/1/26 |  |  | NO | YES |  |  |  |  | CAREFUSION 11136874 15273911 |  |  | Active |  | 00:17:23:35:5B:C6 |  | High Risk | 1Y:00-MFG 2Y:00-BAT | 11/01/2019 | 11/01/2019 | COOPER UNIVERSITY HOSPITAL |  |  | Moves | WOT00000001468266 | David Frye | Performance Verification | Completed |  | 11/01/2019 | 11/01/2019 | Performance Verification for CAREFUSION 11136874 15273911 | Initial Install of Performance Verification. Device is ready for patient use. |  |  | 11/01/2019 | 11/01/2019
|  | CAREFUSION | ALARIS 8015 5.7 | CONTROLLER, INFUSION PUMP |  | SPD | Pavilion |  |  | 11/01/2019 |  | 11/1/26 |  |  | NO | YES |  |  |  |  | CAREFUSION 11136876 15274111 |  |  | Active |  | 00:17:23:34:AA:93 |  | High Risk | 1Y:00-MFG 2Y:00-BAT | 11/01/2019 | 11/01/2019 | COOPER UNIVERSITY HOSPITAL |  |  | Moves | WOT00000001468204 | David Frye | Performance Verification | Completed |  | 11/01/2019 | 11/01/2019 | Performance Verification for CAREFUSION 11136876 15274111 | Initial Install of Performance Verification. Device is ready for patient use. |  |  | 11/01/2019 | 11/01/2019
|  | CAREFUSION | ALARIS 8015 5.7 | CONTROLLER, INFUSION PUMP |  | SPD | Kelemen |  |  | 11/01/2019 |  | 11/1/26 |  |  | NO | YES |  |  |  |  | CAREFUSION 11136872 15274147 |  |  | Active |  | 00:17:23:35:58:39 |  | High Risk | 1Y:00-MFG 2Y:00-BAT | 11/01/2019 | 11/01/2019 | COOPER UNIVERSITY HOSPITAL |  |  | Moves | WOT00000001467551 | David Frye | Performance Verification | Completed |  | 11/01/2019 | 11/01/2019 | Performance Verification for CAREFUSION 11136872 15274147 | Initial Install of Performance Verification. Device is ready for patient use. |  |  | 11/01/2019 | 11/01/2019
|  | CAREFUSION | ALARIS 8015 5.7 | CONTROLLER, INFUSION PUMP |  | SPD | Pavilion |  |  | 11/01/2019 |  | 11/1/26 |  |  | NO | YES |  |  |  |  | CAREFUSION 11136873 15273838 |  |  | Active |  | 00:17:23:34:FC:2C |  | High Risk | 1Y:00-MFG 2Y:00-BAT | 11/01/2019 | 11/01/2019 | COOPER UNIVERSITY HOSPITAL |  |  | Moves | WOT00000001468733 | David Frye | Performance Verification | Completed |  | 11/01/2019 | 11/01/2019 | Performance Verification for CAREFUSION 11136873 15273838 | Initial Install of Performance Verification. Device is ready for patient use. |  |  | 11/01/2019 | 11/01/2019
|  | CAREFUSION | ALARIS 8015 5.7 | CONTROLLER, INFUSION PUMP |  | SPD | Pavilion |  |  | 11/01/2019 |  | 11/1/26 |  |  | NO | YES |  |  |  |  | CAREFUSION 11136871 15274054 |  |  | Active |  | 00:17:23:35:65:80 |  | High Risk | 1Y:00-MFG 2Y:00-BAT | 11/01/2019 | 11/01/2019 | COOPER UNIVERSITY HOSPITAL |  |  | Moves | WOT00000001460466 | David Frye | Performance Verification | Completed |  | 11/01/2019 | 11/01/2019 | Performance Verification for CAREFUSION 11136871 15274054 | Initial Install of Performance Verification. Device is ready for patient use. |  |  | 11/01/2019 | 11/01/2019
|  | CAREFUSION | ALARIS 8015 5.7 | CONTROLLER, INFUSION PUMP |  | SPD | Kelemen |  |  | 11/01/2019 |  | 11/1/26 |  |  | NO | YES |  |  |  |  | CAREFUSION 11136869 15267909 |  |  | Active |  | 00:17:23:34:CC:C5 |  | High Risk | 1Y:00-MFG 2Y:00-BAT | 11/01/2019 | 11/01/2019 | COOPER UNIVERSITY HOSPITAL |  |  | Moves | WOT00000001467896 | David Frye | Performance Verification | Completed |  | 11/01/2019 | 11/01/2019 | Performance Verification for CAREFUSION 11136869 15267909 | Initial Install of Performance Verification. Device is ready for patient use. |  |  | 11/01/2019 | 11/01/2019
|  | CAREFUSION | ALARIS 8015 5.7 | CONTROLLER, INFUSION PUMP |  | SPD | Kelemen |  |  | 11/01/2019 |  | 11/1/26 |  |  | NO | YES |  |  |  |  | CAREFUSION 11136867 15273964 |  |  | Active |  | 00:17:23:35:27:46 |  | High Risk | 1Y:00-MFG 2Y:00-BAT | 11/01/2019 | 11/01/2019 | COOPER UNIVERSITY HOSPITAL |  |  | Moves | WOT00000001467373 | David Frye | Performance Verification | Completed |  | 11/01/2019 | 11/01/2019 | Performance Verification for CAREFUSION 11136867 15273964 | Initial Install of Performance Verification. Device is ready for patient use. |  |  | 11/01/2019 | 11/01/2019
|  | CAREFUSION | ALARIS 8015 5.7 | CONTROLLER, INFUSION PUMP |  | SPD | Pavilion |  |  | 11/01/2019 |  | 11/1/26 |  |  | NO | YES |  |  |  |  | CAREFUSION 11136868 15274228 |  |  | Active |  | 00:17:23:34:B0:45 |  | High Risk | 1Y:00-MFG 2Y:00-BAT | 11/01/2019 | 11/01/2019 | COOPER UNIVERSITY HOSPITAL |  |  | Moves | WOT00000001468466 | David Frye | Performance Verification | Completed |  | 11/01/2019 | 11/01/2019 | Performance Verification for CAREFUSION 11136868 15274228 | Initial Install of Performance Verification. Device is ready for patient use. |  |  | 11/01/2019 | 11/01/2019
|  | CAREFUSION | ALARIS 8015 5.7 | CONTROLLER, INFUSION PUMP |  | SPD | Pavilion |  |  | 11/01/2019 |  | 11/1/26 |  |  | NO | YES |  |  |  |  | CAREFUSION 11136866 15271873 |  |  | Active |  | 00:17:23:35:04:30 |  | High Risk | 1Y:00-MFG 2Y:00-BAT | 11/01/2019 | 11/01/2019 | COOPER UNIVERSITY HOSPITAL |  |  | Moves | WOT00000001469316 | David Frye | Performance Verification | Completed |  | 11/01/2019 | 11/01/2019 | Performance Verification for CAREFUSION 11136866 15271873 | Initial Install of Performance Verification. Device is ready for patient use. |  |  | 11/01/2019 | 11/01/2019
|  | CAREFUSION | ALARIS 8015 5.7 | CONTROLLER, INFUSION PUMP |  | SPD | Kelemen |  |  | 11/01/2019 |  | 11/1/26 |  |  | NO | YES |  |  |  |  | CAREFUSION 11136865 15273990 |  |  | Active |  | 00:17:23:34:AC:6D |  | High Risk | 1Y:00-MFG 2Y:00-BAT | 11/01/2019 | 11/01/2019 | COOPER UNIVERSITY HOSPITAL |  |  | Moves | WOT00000001467406 | David Frye | Performance Verification | Completed |  | 11/01/2019 | 11/01/2019 | Performance Verification for CAREFUSION 11136865 15273990 | Initial Install of Performance Verification. Device is ready for patient use. |  |  | 11/01/2019 | 11/01/2019
|  | CAREFUSION | ALARIS 8015 5.7 | CONTROLLER, INFUSION PUMP |  | SPD | Kelemen | Basement |  | 11/01/2019 |  | 11/1/26 |  |  | NO | YES |  |  |  |  | CAREFUSION 11136864 15274077 |  |  | Active |  | 00:17:23:35:70:9F |  | High Risk | 1Y:00-MFG 2Y:00-BAT | 11/01/2019 | 11/01/2019 | COOPER UNIVERSITY HOSPITAL |  |  | Moves | WOT00000001456046 | David Frye | Performance Verification | Completed |  | 11/01/2019 | 11/01/2019 | Performance Verification for CAREFUSION 11136864 15274077 | Initial Install of Performance Verification. Device is ready for patient use. |  |  | 11/01/2019 | 11/01/2019
|  | CAREFUSION | ALARIS 8015 5.7 | CONTROLLER, INFUSION PUMP |  | SPD | Kelemen |  |  | 11/01/2019 |  | 11/1/26 |  |  | NO | YES |  |  |  |  | CAREFUSION 11136863 15273961 |  |  | Active |  | 00:17:23:34:A8:41 |  | High Risk | 1Y:00-MFG 2Y:00-BAT | 11/01/2019 | 11/01/2019 | COOPER UNIVERSITY HOSPITAL |  |  | Moves | WOT00000001458130 | David Frye | Performance Verification | Completed |  | 11/01/2019 | 11/01/2019 | Performance Verification for CAREFUSION 11136863 15273961 | Initial Install of Performance Verification. Device is ready for patient use. |  |  | 11/01/2019 | 11/01/2019
|  | CAREFUSION | ALARIS 8015 5.7 | CONTROLLER, INFUSION PUMP |  | SPD | Kelemen |  |  | 11/01/2019 |  | 11/1/26 |  |  | NO | YES |  |  |  |  | CAREFUSION 11136862 15274062 |  |  | Active |  | 00:17:23:35:29:02 |  | High Risk | 1Y:00-MFG 2Y:00-BAT | 11/01/2019 | 11/01/2019 | COOPER UNIVERSITY HOSPITAL |  |  | Moves | WOT00000001468338 | David Frye | Performance Verification | Completed |  | 11/01/2019 | 11/01/2019 | Performance Verification for CAREFUSION 11136862 15274062 | Initial Install of Performance Verification. Device is ready for patient use. |  |  | 11/01/2019 | 11/01/2019
|  | CAREFUSION | ALARIS 8015 5.7 | CONTROLLER, INFUSION PUMP |  | SPD | Kelemen |  |  | 11/01/2019 |  | 11/1/26 |  |  | NO | YES |  |  |  |  | CAREFUSION 11136861 15274013 |  |  | Active |  | 00:17:23:35:0C:C1 |  | High Risk | 1Y:00-MFG 2Y:00-BAT | 11/01/2019 | 11/01/2019 | COOPER UNIVERSITY HOSPITAL |  |  | Moves | WOT00000001469046 | David Frye | Performance Verification | Completed |  | 11/01/2019 | 11/01/2019 | Performance Verification for CAREFUSION 11136861 15274013 | Initial Install of Performance Verification. Device is ready for patient use. |  |  | 11/01/2019 | 11/01/2019
|  | CAREFUSION | ALARIS 8015 5.7 | CONTROLLER, INFUSION PUMP |  | SPD | Pavilion |  |  | 11/01/2019 |  | 11/1/26 |  |  | NO | YES |  |  |  |  | CAREFUSION 11136715 15267861 |  |  | Active |  | 00:17:23:34:B7:77 |  | High Risk | 1Y:00-MFG 2Y:00-BAT | 11/01/2019 | 11/01/2019 | COOPER UNIVERSITY HOSPITAL |  |  | Moves | WOT00000001468116 | David Frye | Performance Verification | Completed |  | 11/01/2019 | 11/01/2019 | Performance Verification for CAREFUSION 11136715 15267861 | Initial Install of Performance Verification. Device is ready for patient use. |  |  | 11/01/2019 | 11/01/2019
|  | CAREFUSION | ALARIS 8015 5.7 | CONTROLLER, INFUSION PUMP |  | SPD | Kelemen |  |  | 11/01/2019 |  | 11/1/26 |  |  | NO | YES |  |  |  |  | CAREFUSION 11136717 15267334 |  |  | Active |  | 00:17:23:34:EB:BB |  | High Risk | 1Y:00-MFG 2Y:00-BAT | 11/01/2019 | 11/01/2019 | COOPER UNIVERSITY HOSPITAL |  |  | Moves | WOT00000001469456 | David Frye | Performance Verification | Completed |  | 11/01/2019 | 11/01/2019 | Performance Verification for CAREFUSION 11136717 15267334 | Initial Install of Performance Verification. Device is ready for patient use. |  |  | 11/01/2019 | 11/01/2019
|  | CAREFUSION | ALARIS 8015 5.7 | CONTROLLER, INFUSION PUMP |  | SPD | Kelemen |  |  | 11/01/2019 |  | 11/1/26 |  |  | NO | YES |  |  |  |  | CAREFUSION 11136858 15274164 |  |  | Active |  | 00:17:23:34:A8:17 |  | High Risk | 1Y:00-MFG 2Y:00-BAT | 11/01/2019 | 11/01/2019 | COOPER UNIVERSITY HOSPITAL |  |  | Moves | WOT00000001469342 | David Frye | Performance Verification | Completed |  | 11/01/2019 | 11/01/2019 | Performance Verification for CAREFUSION 11136858 15274164 | Initial Install of Performance Verification. Device is ready for patient use. |  |  | 11/01/2019 | 11/01/2019
|  | CAREFUSION | ALARIS 8015 5.7 | CONTROLLER, INFUSION PUMP |  | SPD | Kelemen |  |  | 11/01/2019 |  | 11/1/26 |  |  | NO | YES |  |  |  |  | CAREFUSION 11136860 15274122 |  |  | Active |  | 00:17:23:34:9D:CD |  | High Risk | 1Y:00-MFG 2Y:00-BAT | 11/01/2019 | 11/01/2019 | COOPER UNIVERSITY HOSPITAL |  |  | Moves | WOT00000001467699 | David Frye | Performance Verification | Completed |  | 11/01/2019 | 11/01/2019 | Performance Verification for CAREFUSION 11136860 15274122 | Initial Install of Performance Verification. Device is ready for patient use. |  |  | 11/01/2019 | 11/01/2019
|  | CAREFUSION | ALARIS 8015 5.7 | CONTROLLER, INFUSION PUMP |  | SPD | Kelemen |  |  | 11/01/2019 |  | 11/1/26 |  |  | NO | YES | Asset Tag 11136859 |  |  |  | CAREFUSION 11136859 15273980 |  |  | Active |  | 00:17:23:34:A8:4D |  | High Risk | 1Y:00-MFG 2Y:00-BAT | 11/01/2019 | 11/01/2019 | COOPER UNIVERSITY HOSPITAL |  |  | Moves | WOT00000001460400 | David Frye | Performance Verification | Completed |  | 11/01/2019 | 11/01/2019 | Performance Verification for CAREFUSION 11136859 15273980 | Initial Install of Performance Verification. Device is ready for patient use. |  |  | 11/01/2019 | 11/01/2019
|  | CAREFUSION | ALARIS 8015 5.7 | CONTROLLER, INFUSION PUMP |  | SPD | Kelemen |  |  | 11/01/2019 |  | 11/1/26 |  |  | NO | YES |  |  |  |  | CAREFUSION 11136857 15268650 |  |  | Active |  | 00:17:23:34:B1:3B |  | High Risk | 1Y:00-MFG 2Y:00-BAT | 11/01/2019 | 11/01/2019 | COOPER UNIVERSITY HOSPITAL |  |  | Moves | WOT00000001468327 | David Frye | Performance Verification | Completed |  | 11/01/2019 | 11/01/2019 | Performance Verification for CAREFUSION 11136857 15268650 | Initial Install of Performance Verification. Device is ready for patient use. |  |  | 11/01/2019 | 11/01/2019
|  | CAREFUSION | ALARIS 8015 5.7 | CONTROLLER, INFUSION PUMP |  | SPD | Kelemen |  |  | 11/01/2019 |  | 11/1/26 |  |  | NO | YES |  |  |  |  | CAREFUSION 11136856 15271994 |  |  | Active |  | 00:17:23:35:06:34 |  | High Risk | 1Y:00-MFG 2Y:00-BAT | 11/01/2019 | 11/01/2019 | COOPER UNIVERSITY HOSPITAL |  |  | Moves | WOT00000001469407 | David Frye | Performance Verification | Completed |  | 11/01/2019 | 11/01/2019 | Performance Verification for CAREFUSION 11136856 15271994 | Initial Install of Performance Verification. Device is ready for patient use. |  |  | 11/01/2019 | 11/01/2019
|  | CAREFUSION | ALARIS 8015 5.7 | CONTROLLER, INFUSION PUMP |  | SPD | Pavilion |  |  | 11/01/2019 |  | 11/1/26 |  |  | NO | YES |  |  |  |  | CAREFUSION 11136853 15273944 |  |  | Active |  | 00:17:23:35:2E:C0 |  | High Risk | 1Y:00-MFG 2Y:00-BAT | 11/01/2019 | 11/01/2019 | COOPER UNIVERSITY HOSPITAL |  |  | Moves | WOT00000001467306 | David Frye | Performance Verification | Completed |  | 11/01/2019 | 11/01/2019 | Performance Verification for CAREFUSION 11136853 15273944 | Initial Install of Performance Verification. Device is ready for patient use. |  |  | 11/01/2019 | 11/01/2019
|  | CAREFUSION | ALARIS 8015 5.7 | CONTROLLER, INFUSION PUMP |  | SPD | Pavilion |  |  | 11/01/2019 |  | 11/1/26 |  |  | NO | YES |  |  |  |  | CAREFUSION 11136852 15273938 |  |  | Active |  | 00:17:23:35:02:35 |  | High Risk | 1Y:00-MFG 2Y:00-BAT | 11/01/2019 | 11/01/2019 | COOPER UNIVERSITY HOSPITAL |  |  | Moves | WOT00000001460462 | David Frye | Performance Verification | Completed |  | 11/01/2019 | 11/01/2019 | Performance Verification for CAREFUSION 11136852 15273938 | Initial Install of Performance Verification. Device is ready for patient use. |  |  | 11/01/2019 | 11/01/2019
|  | CAREFUSION | ALARIS 8015 5.7 | CONTROLLER, INFUSION PUMP |  | SPD | Pavilion |  |  | 11/01/2019 |  | 11/1/26 |  |  | NO | YES |  |  |  |  | CAREFUSION 11136850 15267436 |  |  | Active |  | 00:17:23:34:BE:10 |  | High Risk | 1Y:00-MFG 2Y:00-BAT | 11/01/2019 | 11/01/2019 | COOPER UNIVERSITY HOSPITAL |  |  | Moves | WOT00000001467717 | David Frye | Performance Verification | Completed |  | 11/01/2019 | 11/01/2019 | Performance Verification for CAREFUSION 11136850 15267436 | Initial Install of Performance Verification. Device is ready for patient use. |  |  | 11/01/2019 | 11/01/2019
|  | CAREFUSION | ALARIS 8015 5.7 | CONTROLLER, INFUSION PUMP |  | SPD | Kelemen |  |  | 11/01/2019 |  | 11/1/26 |  |  | NO | YES |  |  |  |  | CAREFUSION 11136849 15267749 |  |  | Active |  | 00:17:23:34:F4:C4 |  | High Risk | 1Y:00-MFG 2Y:00-BAT | 11/01/2019 | 11/01/2019 | COOPER UNIVERSITY HOSPITAL |  |  | Moves | WOT00000001469614 | David Frye | Performance Verification | Completed |  | 11/01/2019 | 11/01/2019 | Performance Verification for CAREFUSION 11136849 15267749 | Initial Install of Performance Verification. Device is ready for patient use. |  |  | 11/01/2019 | 11/01/2019
|  | CAREFUSION | ALARIS 8015 5.7 | CONTROLLER, INFUSION PUMP |  | SPD | Kelemen |  |  | 11/01/2019 |  | 11/1/26 |  |  | NO | YES |  |  |  |  | CAREFUSION 11136847 15267982 |  |  | Active |  | 00:17:23:34:E8:13 |  | High Risk | 1Y:00-MFG 2Y:00-BAT | 11/01/2019 | 11/01/2019 | COOPER UNIVERSITY HOSPITAL |  |  | Moves | WOT00000001468749 | David Frye | Performance Verification | Completed |  | 11/01/2019 | 11/01/2019 | Performance Verification for CAREFUSION 11136847 15267982 | Initial Install of Performance Verification. Device is ready for patient use. |  |  | 11/01/2019 | 11/01/2019
|  | CAREFUSION | ALARIS 8015 5.7 | CONTROLLER, INFUSION PUMP |  | SPD | Kelemen |  |  | 11/01/2019 |  | 11/1/26 |  |  | NO | YES |  |  |  |  | CAREFUSION 11136848 15267731 |  |  | Active |  | 00:17:23:34:EA:BF |  | High Risk | 1Y:00-MFG 2Y:00-BAT | 11/01/2019 | 11/01/2019 | COOPER UNIVERSITY HOSPITAL |  |  | Moves | WOT00000001469631 | David Frye | Performance Verification | Completed |  | 11/01/2019 | 11/01/2019 | Performance Verification for CAREFUSION 11136848 15267731 | Initial Install of Performance Verification. Device is ready for patient use. |  |  | 11/01/2019 | 11/01/2019
|  | CAREFUSION | ALARIS 8015 5.7 | CONTROLLER, INFUSION PUMP |  | SPD | Kelemen |  |  | 11/01/2019 |  | 11/1/26 |  |  | NO | YES |  |  |  |  | CAREFUSION 11136846 15272337 |  |  | Active |  | 00:17:23:35:2C:D1 |  | High Risk | 1Y:00-MFG 2Y:00-BAT | 11/01/2019 | 11/01/2019 | COOPER UNIVERSITY HOSPITAL |  |  | Moves | WOT00000001467667 | David Frye | Performance Verification | Completed |  | 11/01/2019 | 11/01/2019 | Performance Verification for CAREFUSION 11136846 15272337 | Initial Install of Performance Verification. Device is ready for patient use. |  |  | 11/01/2019 | 11/01/2019
|  | CAREFUSION | ALARIS 8015 5.7 | CONTROLLER, INFUSION PUMP |  | SPD | Pavilion |  |  | 11/01/2019 |  | 11/1/26 |  |  | NO | YES |  |  |  |  | CAREFUSION 11136845 15274106 |  |  | Active |  | 00:17:23:35:12:AC |  | High Risk | 1Y:00-MFG 2Y:00-BAT | 11/01/2019 | 11/01/2019 | COOPER UNIVERSITY HOSPITAL |  |  | Moves | WOT00000001469282 | David Frye | Performance Verification | Completed |  | 11/01/2019 | 11/01/2019 | Performance Verification for CAREFUSION 11136845 15274106 | Initial Install of Performance Verification. Device is ready for patient use. |  |  | 11/01/2019 | 11/01/2019
|  | CAREFUSION | ALARIS 8015 5.7 | CONTROLLER, INFUSION PUMP |  | SPD | Kelemen |  |  | 11/01/2019 |  | 11/1/26 |  |  | NO | YES |  |  |  |  | CAREFUSION 11136844 15266854 |  |  | Active |  | 00:17:23:34:EA:E3 |  | High Risk | 1Y:00-MFG 2Y:00-BAT | 11/01/2019 | 11/01/2019 | COOPER UNIVERSITY HOSPITAL |  |  | Moves | WOT00000001467297 | David Frye | Performance Verification | Completed |  | 11/01/2019 | 11/01/2019 | Performance Verification for CAREFUSION 11136844 15266854 | Initial Install of Performance Verification. Device is ready for patient use. |  |  | 11/01/2019 | 11/01/2019
|  | CAREFUSION | ALARIS 8015 5.7 | CONTROLLER, INFUSION PUMP |  | SPD | Pavilion |  |  | 11/01/2019 |  | 11/1/26 |  |  | NO | YES |  |  |  |  | CAREFUSION 11136842 15267859 |  |  | Active |  | 00:17:23:34:B3:C6 |  | High Risk | 1Y:00-MFG 2Y:00-BAT | 11/01/2019 | 11/01/2019 | COOPER UNIVERSITY HOSPITAL |  |  | Moves | WOT00000001469759 | David Frye | Performance Verification | Completed |  | 11/01/2019 | 11/01/2019 | Performance Verification for CAREFUSION 11136842 15267859 | Initial Install of Performance Verification. Device is ready for patient use. |  |  | 11/01/2019 | 11/01/2019
|  | CAREFUSION | ALARIS 8015 5.7 | CONTROLLER, INFUSION PUMP |  | SPD |  |  |  | 11/01/2019 |  | 11/1/26 |  |  | NO | YES |  |  |  |  | CAREFUSION 11136841 15267833 |  |  | Active |  | 00:17:23:34:E8:C1 |  | High Risk | 1Y:00-MFG 2Y:00-BAT | 11/01/2019 | 11/01/2019 | COOPER UNIVERSITY HOSPITAL |  |  | Moves | WOT00000001466922 | David Frye | Performance Verification | Completed |  | 11/01/2019 | 11/01/2019 | Performance Verification for CAREFUSION 11136841 15267833 | Initial Install of Performance Verification. Device is ready for patient use. |  |  | 11/01/2019 | 11/01/2019
|  | CAREFUSION | ALARIS 8015 5.7 | CONTROLLER, INFUSION PUMP |  | SPD | Kelemen |  |  | 11/01/2019 |  | 11/1/26 |  |  | NO | YES |  |  |  |  | CAREFUSION 11136840 15267640 |  |  | Active |  | 00:17:23:34:BA:E9 |  | High Risk | 1Y:00-MFG 2Y:00-BAT | 11/01/2019 | 11/01/2019 | COOPER UNIVERSITY HOSPITAL |  |  | Moves | WOT00000001466967 | David Frye | Performance Verification | Completed |  | 11/01/2019 | 11/01/2019 | Performance Verification for CAREFUSION 11136840 15267640 | Initial Install of Performance Verification. Device is ready for patient use. |  |  | 11/01/2019 | 11/01/2019
|  | CAREFUSION | ALARIS 8015 5.7 | CONTROLLER, INFUSION PUMP |  | SPD | Kelemen |  |  | 11/01/2019 |  | 11/1/26 |  |  | NO | YES |  |  |  |  | CAREFUSION 11136838 15267814 |  |  | Active |  | 00:17:23:34:F2:BA |  | High Risk | 1Y:00-MFG 2Y:00-BAT | 11/01/2019 | 11/01/2019 | COOPER UNIVERSITY HOSPITAL |  |  | Moves | WOT00000001466974 | David Frye | Performance Verification | Completed |  | 11/01/2019 | 11/01/2019 | Performance Verification for CAREFUSION 11136838 15267814 | Initial Install of Performance Verification. Device is ready for patient use. |  |  | 11/01/2019 | 11/01/2019
|  | CAREFUSION | ALARIS 8015 5.7 | CONTROLLER, INFUSION PUMP |  | SPD | Pavilion |  |  | 11/01/2019 |  | 11/1/26 |  |  | NO | YES |  |  |  |  | CAREFUSION 11136839 15267710 |  |  | Active |  | 00:17:23:34:D2:CE |  | High Risk | 1Y:00-MFG 2Y:00-BAT | 11/01/2019 | 11/01/2019 | COOPER UNIVERSITY HOSPITAL |  |  | Moves | WOT00000001469501 | David Frye | Performance Verification | Completed |  | 11/01/2019 | 11/01/2019 | Performance Verification for CAREFUSION 11136839 15267710 | Initial Install of Performance Verification. Device is ready for patient use. |  |  | 11/01/2019 | 11/01/2019
|  | CAREFUSION | ALARIS 8015 5.7 | CONTROLLER, INFUSION PUMP |  | SPD | Pavilion |  |  | 11/01/2019 |  | 11/1/26 |  |  | NO | YES |  |  |  |  | CAREFUSION 11136837 15267766 |  |  | Active |  | 00:17:23:34:D4:6C |  | High Risk | 1Y:00-MFG 2Y:00-BAT | 11/01/2019 | 11/01/2019 | COOPER UNIVERSITY HOSPITAL |  |  | Moves | WOT00000001466785 | David Frye | Performance Verification | Completed |  | 11/01/2019 | 11/01/2019 | Performance Verification for CAREFUSION 11136837 15267766 | Initial Install of Performance Verification. Device is ready for patient use. |  |  | 11/01/2019 | 11/01/2019
|  | CAREFUSION | ALARIS 8015 5.7 | CONTROLLER, INFUSION PUMP |  | SPD | Pavilion |  |  | 11/01/2019 |  | 11/1/26 |  |  | NO | YES |  |  |  |  | CAREFUSION 11136832 15268085 |  |  | Active |  | 00:17:23:34:99:4A |  | High Risk | 1Y:00-MFG 2Y:00-BAT | 11/01/2019 | 11/01/2019 | COOPER UNIVERSITY HOSPITAL |  |  | Moves | WOT00000001468725 | David Frye | Performance Verification | Completed |  | 11/01/2019 | 11/01/2019 | Performance Verification for CAREFUSION 11136832 15268085 | Initial Install of Performance Verification. Device is ready for patient use. |  |  | 11/01/2019 | 11/01/2019
|  | CAREFUSION | ALARIS 8015 5.7 | CONTROLLER, INFUSION PUMP |  | SPD | Pavilion |  |  | 11/01/2019 |  | 11/1/26 |  |  | NO | YES |  |  |  |  | CAREFUSION 11136833 15268072 |  |  | Active |  | 00:17:23:34:AA:D5 |  | High Risk | 1Y:00-MFG 2Y:00-BAT | 11/01/2019 | 11/01/2019 | COOPER UNIVERSITY HOSPITAL |  |  | Moves | WOT00000001468866 | David Frye | Performance Verification | Completed |  | 11/01/2019 | 11/01/2019 | Performance Verification for CAREFUSION 11136833 15268072 | Initial Install of Performance Verification. Device is ready for patient use. |  |  | 11/01/2019 | 11/01/2019
|  | CAREFUSION | ALARIS 8015 5.7 | CONTROLLER, INFUSION PUMP |  | SPD | Kelemen |  |  | 11/01/2019 |  | 11/1/26 |  |  | NO | YES |  |  |  |  | CAREFUSION 11136836 15267477 |  |  | Active |  | 00:17:23:34:E2:22 |  | High Risk | 1Y:00-MFG 2Y:00-BAT | 11/01/2019 | 11/01/2019 | COOPER UNIVERSITY HOSPITAL |  |  | Moves | WOT00000001466915 | David Frye | Performance Verification | Completed |  | 11/01/2019 | 11/01/2019 | Performance Verification for CAREFUSION 11136836 15267477 | Initial Install of Performance Verification. Device is ready for patient use. |  |  | 11/01/2019 | 11/01/2019
|  | CAREFUSION | ALARIS 8015 5.7 | CONTROLLER, INFUSION PUMP |  | SPD | Kelemen |  |  | 11/01/2019 |  | 11/1/26 |  |  | NO | YES |  |  |  |  | CAREFUSION 11136835 15267044 |  |  | Active |  | 00:17:23:34:B6:6C |  | High Risk | 1Y:00-MFG 2Y:00-BAT | 11/01/2019 | 11/01/2019 | COOPER UNIVERSITY HOSPITAL |  |  | Moves | WOT00000001467654 | David Frye | Performance Verification | Completed |  | 11/01/2019 | 11/01/2019 | Performance Verification for CAREFUSION 11136835 15267044 | Initial Install of Performance Verification. Device is ready for patient use. |  |  | 11/01/2019 | 11/01/2019
|  | CAREFUSION | ALARIS 8015 5.7 | CONTROLLER, INFUSION PUMP |  | SPD | Kelemen |  |  | 11/01/2019 |  | 11/1/26 |  |  | NO | YES |  |  |  |  | CAREFUSION 11136834 15267635 |  |  | Active |  | 00:17:23:34:CC:98 |  | High Risk | 1Y:00-MFG 2Y:00-BAT | 11/01/2019 | 11/01/2019 | COOPER UNIVERSITY HOSPITAL |  |  | Moves | WOT00000001469610 | David Frye | Performance Verification | Completed |  | 11/01/2019 | 11/01/2019 | Performance Verification for CAREFUSION 11136834 15267635 | Initial Install of Performance Verification. Device is ready for patient use. |  |  | 11/01/2019 | 11/01/2019
|  | CAREFUSION | ALARIS 8015 5.7 | CONTROLLER, INFUSION PUMP |  | SPD | Kelemen | Basement |  | 11/01/2019 |  | 11/1/26 |  |  | NO | YES |  |  |  |  | CAREFUSION 11136830 15267727 |  |  | Active |  | 00:17:23:34:B6:FF |  | High Risk | 1Y:00-MFG 2Y:00-BAT | 11/01/2019 | 11/01/2019 | COOPER UNIVERSITY HOSPITAL |  |  | Moves | WOT00000001468641 | David Frye | Performance Verification | Completed |  | 11/01/2019 | 11/01/2019 | Performance Verification for CAREFUSION 11136830 15267727 | Initial Install of Performance Verification. Device is ready for patient use. |  |  | 11/01/2019 | 11/01/2019
|  | CAREFUSION | ALARIS 8015 5.7 | CONTROLLER, INFUSION PUMP |  | SPD | Kelemen |  |  | 11/01/2019 |  | 11/1/26 |  |  | NO | YES |  |  |  |  | CAREFUSION 11136831 15267785 |  |  | Active |  | 00:17:23:34:9F:CE |  | High Risk | 1Y:00-MFG 2Y:00-BAT | 11/01/2019 | 11/01/2019 | COOPER UNIVERSITY HOSPITAL |  |  | Moves | WOT00000001466884 | David Frye | Performance Verification | Completed |  | 11/01/2019 | 11/01/2019 | Performance Verification for CAREFUSION 11136831 15267785 | Initial Install of Performance Verification. Device is ready for patient use. |  |  | 11/01/2019 | 11/01/2019
|  | CAREFUSION | ALARIS 8015 5.7 | CONTROLLER, INFUSION PUMP |  | SPD | Kelemen |  |  | 11/01/2019 |  | 11/1/26 |  |  | NO | YES |  |  |  |  | CAREFUSION 11136829 15268370 |  |  | Active |  | 00:17:23:35:16:30 |  | High Risk | 1Y:00-MFG 2Y:00-BAT | 11/01/2019 | 11/01/2019 | COOPER UNIVERSITY HOSPITAL |  |  | Moves | WOT00000001468302 | David Frye | Performance Verification | Completed |  | 11/01/2019 | 11/01/2019 | Performance Verification for CAREFUSION 11136829 15268370 | Initial Install of Performance Verification. Device is ready for patient use. |  |  | 11/01/2019 | 11/01/2019
|  | CAREFUSION | ALARIS 8015 5.7 | CONTROLLER, INFUSION PUMP |  | SPD | Pavilion |  |  | 11/01/2019 |  | 11/1/26 |  |  | NO | YES |  |  |  |  | CAREFUSION 11136828 15268182 |  |  | Active |  | 00:17:23:34:9C:02 |  | High Risk | 1Y:00-MFG 2Y:00-BAT | 11/01/2019 | 11/01/2019 | COOPER UNIVERSITY HOSPITAL |  |  | Moves | WOT00000001467221 | David Frye | Performance Verification | Completed |  | 11/01/2019 | 11/01/2019 | Performance Verification for CAREFUSION 11136828 15268182 | Initial Install of Performance Verification. Device is ready for patient use. |  |  | 11/01/2019 | 11/01/2019
|  | CAREFUSION | ALARIS 8015 5.7 | CONTROLLER, INFUSION PUMP |  | SPD | Pavilion |  |  | 11/01/2019 |  | 11/1/26 |  |  | NO | YES |  |  |  |  | CAREFUSION 11136827 15268136 |  |  | Active |  | 00:17:23:34:C3:3B |  | High Risk | 1Y:00-MFG 2Y:00-BAT | 11/01/2019 | 11/01/2019 | COOPER UNIVERSITY HOSPITAL |  |  | Moves | WOT00000001469720 | David Frye | Performance Verification | Completed |  | 11/01/2019 | 11/01/2019 | Performance Verification for CAREFUSION 11136827 15268136 | Initial Install of Performance Verification. Device is ready for patient use. |  |  | 11/01/2019 | 11/01/2019
|  | CAREFUSION | ALARIS 8015 5.7 | CONTROLLER, INFUSION PUMP |  | SPD | Pavilion |  |  | 11/01/2019 |  | 11/1/26 |  |  | NO | YES |  |  |  |  | CAREFUSION 11136826 15268357 |  |  | Active |  | 00:17:23:34:9A:3A |  | High Risk | 1Y:00-MFG 2Y:00-BAT | 11/01/2019 | 11/01/2019 | COOPER UNIVERSITY HOSPITAL |  |  | Moves | WOT00000001468262 | David Frye | Performance Verification | Completed |  | 11/01/2019 | 11/01/2019 | Performance Verification for CAREFUSION 11136826 15268357 | Initial Install of Performance Verification. Device is ready for patient use. |  |  | 11/01/2019 | 11/01/2019
|  | CAREFUSION | ALARIS 8015 5.7 | CONTROLLER, INFUSION PUMP |  | SPD | Kelemen |  |  | 11/01/2019 |  | 11/1/26 |  |  | NO | YES |  |  |  |  | CAREFUSION 11136825 15268731 |  |  | Active |  | 00:17:23:34:E2:E8 |  | High Risk | 1Y:00-MFG 2Y:00-BAT | 11/01/2019 | 11/01/2019 | COOPER UNIVERSITY HOSPITAL |  |  | Moves | WOT00000001467345 | David Frye | Performance Verification | Completed |  | 11/01/2019 | 11/01/2019 | Performance Verification for CAREFUSION 11136825 15268731 | Initial Install of Performance Verification. Device is ready for patient use. |  |  | 11/01/2019 | 11/01/2019
|  | CAREFUSION | ALARIS 8015 5.7 | CONTROLLER, INFUSION PUMP |  | SPD | Kelemen | BASEMENT |  | 11/01/2019 |  | 11/1/26 |  |  | NO | YES |  |  |  |  | CAREFUSION 11136824 15268352 |  |  | Active |  | 00:17:23:34:BA:08 |  | High Risk | 1Y:00-MFG 2Y:00-BAT | 11/01/2019 | 11/01/2019 | COOPER UNIVERSITY HOSPITAL |  |  | Moves | WOT00000001458102 | David Frye | Performance Verification | Completed |  | 11/01/2019 | 11/01/2019 | Performance Verification for CAREFUSION 11136824 15268352 | Initial Install of Performance Verification. Device is ready for patient use. |  |  | 11/01/2019 | 11/01/2019
|  | CAREFUSION | ALARIS 8015 5.7 | CONTROLLER, INFUSION PUMP |  | SPD | Kelemen |  |  | 11/01/2019 |  | 11/1/26 |  |  | NO | YES |  |  |  |  | CAREFUSION 11136823 15268214 |  |  | Active |  | 00:17:23:35:1E:40 |  | High Risk | 1Y:00-MFG 2Y:00-BAT | 11/01/2019 | 11/01/2019 | COOPER UNIVERSITY HOSPITAL |  |  | Moves | WOT00000001467390 | David Frye | Performance Verification | Completed |  | 11/01/2019 | 11/01/2019 | Performance Verification for CAREFUSION 11136823 15268214 | Initial Install of Performance Verification. Device is ready for patient use. |  |  | 11/01/2019 | 11/01/2019
|  | CAREFUSION | ALARIS 8015 5.7 | CONTROLLER, INFUSION PUMP |  | SPD | Kelemen |  |  | 11/01/2019 |  | 11/1/26 |  |  | NO | YES |  |  |  |  | CAREFUSION 11136822 15268348 |  |  | Active | dup11136822 | 00:17:23:34:EE:07 |  | High Risk | 1Y:00-MFG 2Y:00-BAT | 11/01/2019 | 11/01/2019 | COOPER UNIVERSITY HOSPITAL |  |  | Moves | WOT00000001469026 | David Frye | Performance Verification | Completed |  | 11/01/2019 | 11/01/2019 | Performance Verification for CAREFUSION 11136822 15268348 | Initial Install of Performance Verification. Device is ready for patient use. |  |  | 11/01/2019 | 11/01/2019
|  | CAREFUSION | ALARIS 8015 5.7 | CONTROLLER, INFUSION PUMP |  | SPD | Kelemen |  |  | 11/01/2019 |  | 11/1/26 |  |  | NO | YES |  |  |  |  | CAREFUSION 11136820 15268105 |  |  | Active |  | 00:17:23:34:A4:06 |  | High Risk | 1Y:00-MFG 2Y:00-BAT | 11/01/2019 | 11/01/2019 | COOPER UNIVERSITY HOSPITAL |  |  | Moves | WOT00000001467100 | David Frye | Performance Verification | Completed |  | 11/01/2019 | 11/01/2019 | Performance Verification for CAREFUSION 11136820 15268105 | Initial Install of Performance Verification. Device is ready for patient use. |  |  | 11/01/2019 | 11/01/2019
|  | CAREFUSION | ALARIS 8015 5.7 | CONTROLLER, INFUSION PUMP |  | SPD | Kelemen |  |  | 11/01/2019 |  | 11/1/26 |  |  | NO | YES |  |  |  |  | CAREFUSION 11136819 15269919 |  |  | Active |  | 00:17:23:34:A0:BE |  | High Risk | 1Y:00-MFG 2Y:00-BAT | 11/01/2019 | 11/01/2019 | COOPER UNIVERSITY HOSPITAL |  |  | Moves | WOT00000001467525 | David Frye | Performance Verification | Completed |  | 11/01/2019 | 11/01/2019 | Performance Verification for CAREFUSION 11136819 15269919 | Initial Install of Performance Verification. Device is ready for patient use. |  |  | 11/01/2019 | 11/01/2019
|  | CAREFUSION | ALARIS 8015 5.7 | CONTROLLER, INFUSION PUMP |  | SPD | Pavilion |  |  | 11/01/2019 |  | 11/1/26 |  |  | NO | YES |  |  |  |  | CAREFUSION 11136817 15267734 |  |  | Active |  | 00:17:23:34:B7:11 |  | High Risk | 1Y:00-MFG 2Y:00-BAT | 11/01/2019 | 11/01/2019 | COOPER UNIVERSITY HOSPITAL |  |  | Moves | WOT00000001466783 | David Frye | Performance Verification | Completed |  | 11/01/2019 | 11/01/2019 | Performance Verification for CAREFUSION 11136817 15267734 | Initial Install of Performance Verification. Device is ready for patient use. |  |  | 11/01/2019 | 11/01/2019
|  | CAREFUSION | ALARIS 8015 5.7 | CONTROLLER, INFUSION PUMP |  | SPD | Pavilion |  |  | 11/01/2019 |  | 11/1/26 |  |  | NO | YES |  |  |  |  | CAREFUSION 11136815 15268112 |  |  | Active |  | 00:17:23:34:EB:0A |  | High Risk | 1Y:00-MFG 2Y:00-BAT | 11/01/2019 | 11/01/2019 | COOPER UNIVERSITY HOSPITAL |  |  | Moves | WOT00000001468039 | David Frye | Performance Verification | Completed |  | 11/01/2019 | 11/01/2019 | Performance Verification for CAREFUSION 11136815 15268112 | Initial Install of Performance Verification. Device is ready for patient use. |  |  | 11/01/2019 | 11/01/2019
|  | CAREFUSION | ALARIS 8015 5.7 | CONTROLLER, INFUSION PUMP |  | SPD | Kelemen |  |  | 11/01/2019 |  | 11/1/26 |  |  | NO | YES |  |  |  |  | CAREFUSION 11136816 15266987 |  |  | Active |  | 00:17:23:34:CA:34 |  | High Risk | 1Y:00-MFG 2Y:00-BAT | 11/01/2019 | 11/01/2019 | COOPER UNIVERSITY HOSPITAL |  |  | Moves | WOT00000001467636 | David Frye | Performance Verification | Completed |  | 11/01/2019 | 11/01/2019 | Performance Verification for CAREFUSION 11136816 15266987 | Initial Install of Performance Verification. Device is ready for patient use. |  |  | 11/01/2019 | 11/01/2019
|  | CAREFUSION | ALARIS 8015 5.7 | CONTROLLER, INFUSION PUMP |  | SPD | Kelemen | BASEMENT |  | 11/01/2019 |  | 11/1/26 |  |  | NO | YES |  |  |  |  | CAREFUSION 11136814 15268095 |  |  | Active |  | 00:17:23:34:A7:7E |  | High Risk | 1Y:00-MFG 2Y:00-BAT | 11/01/2019 | 11/01/2019 | COOPER UNIVERSITY HOSPITAL |  |  | Moves | WOT00000001469665 | David Frye | Performance Verification | Completed |  | 11/01/2019 | 11/01/2019 | Performance Verification for CAREFUSION 11136814 15268095 | Initial Install of Performance Verification. Device is ready for patient use. |  |  | 11/01/2019 | 11/01/2019
|  | CAREFUSION | ALARIS 8015 5.7 | CONTROLLER, INFUSION PUMP |  | SPD | Pavilion |  |  | 11/01/2019 |  | 11/1/26 |  |  | NO | YES |  |  |  |  | CAREFUSION 11136811 15268162 |  |  | Active |  | 00:17:23:34:DB:53 |  | High Risk | 1Y:00-MFG 2Y:00-BAT | 11/01/2019 | 11/01/2019 | COOPER UNIVERSITY HOSPITAL |  |  | Moves | WOT00000001467131 | David Frye | Performance Verification | Completed |  | 11/01/2019 | 11/01/2019 | Performance Verification for CAREFUSION 11136811 15268162 | Initial Install of Performance Verification. Device is ready for patient use. |  |  | 11/01/2019 | 11/01/2019
|  | CAREFUSION | ALARIS 8015 5.7 | CONTROLLER, INFUSION PUMP |  | SPD | Pavilion |  |  | 11/01/2019 |  | 11/1/26 |  |  | NO | YES |  |  |  |  | CAREFUSION 11136813 15268169 |  |  | Active |  | 00:17:23:35:27:D9 |  | High Risk | 1Y:00-MFG 2Y:00-BAT | 11/01/2019 | 11/01/2019 | COOPER UNIVERSITY HOSPITAL |  |  | Moves | WOT00000001468111 | David Frye | Performance Verification | Completed |  | 11/01/2019 | 11/01/2019 | Performance Verification for CAREFUSION 11136813 15268169 | Initial Install of Performance Verification. Device is ready for patient use. |  |  | 11/01/2019 | 11/01/2019
|  | CAREFUSION | ALARIS 8015 5.7 | CONTROLLER, INFUSION PUMP |  | SPD | Kelemen |  |  | 11/01/2019 |  | 11/1/26 |  |  | NO | YES |  |  |  |  | CAREFUSION 11136812 15268252 |  |  | Active |  | 00:17:23:35:1D:62 |  | High Risk | 1Y:00-MFG 2Y:00-BAT | 11/01/2019 | 11/01/2019 | COOPER UNIVERSITY HOSPITAL |  |  | Moves | WOT00000001467430 | David Frye | Performance Verification | Completed |  | 11/01/2019 | 11/01/2019 | Performance Verification for CAREFUSION 11136812 15268252 | Initial Install of Performance Verification. Device is ready for patient use. |  |  | 11/01/2019 | 11/01/2019
|  | CAREFUSION | ALARIS 8015 5.7 | CONTROLLER, INFUSION PUMP |  | SPD | Pavilion |  |  | 11/01/2019 |  | 11/1/26 |  |  | NO | YES |  |  |  |  | CAREFUSION 11136810 15267817 |  |  | Active |  | 00:17:23:34:B3:E4 |  | High Risk | 1Y:00-MFG 2Y:00-BAT | 11/01/2019 | 11/01/2019 | COOPER UNIVERSITY HOSPITAL |  |  | Moves | WOT00000001467879 | David Frye | Performance Verification | Completed |  | 11/01/2019 | 11/01/2019 | Performance Verification for CAREFUSION 11136810 15267817 | Initial Install of Performance Verification. Device is ready for patient use. |  |  | 11/01/2019 | 11/01/2019
|  | CAREFUSION | ALARIS 8015 5.7 | CONTROLLER, INFUSION PUMP |  | SPD | Pavilion |  |  | 11/01/2019 |  | 11/1/26 |  |  | NO | YES |  |  |  |  | CAREFUSION 11136809 15267167 |  |  | Active |  | 00:17:23:34:E9:48 |  | High Risk | 1Y:00-MFG 2Y:00-BAT | 11/01/2019 | 11/01/2019 | COOPER UNIVERSITY HOSPITAL |  |  | Moves | WOT00000001469312 | David Frye | Performance Verification | Completed |  | 11/01/2019 | 11/01/2019 | Performance Verification for CAREFUSION 11136809 15267167 | Initial Install of Performance Verification. Device is ready for patient use. |  |  | 11/01/2019 | 11/01/2019
|  | CAREFUSION | ALARIS 8015 5.7 | CONTROLLER, INFUSION PUMP |  | SPD | Pavilion |  |  | 11/01/2019 |  | 11/1/26 |  |  | NO | YES |  |  |  |  | CAREFUSION 11136800 15267127 |  |  | Active |  | 00:17:23:34:DA:D5 |  | High Risk | 1Y:00-MFG 2Y:00-BAT | 11/01/2019 | 11/01/2019 | COOPER UNIVERSITY HOSPITAL |  |  | Moves | WOT00000001467519 | David Frye | Performance Verification | Completed |  | 11/01/2019 | 11/01/2019 | Performance Verification for CAREFUSION 11136800 15267127 | Initial Install of Performance Verification. Device is ready for patient use. |  |  | 11/01/2019 | 11/01/2019
|  | CAREFUSION | ALARIS 8015 5.7 | CONTROLLER, INFUSION PUMP |  | SPD | Kelemen |  |  | 11/01/2019 |  | 11/1/26 |  |  | NO | YES |  |  |  |  | CAREFUSION 11136808 15267737 |  |  | Active |  | 00:17:23:34:DA:00 |  | High Risk | 1Y:00-MFG 2Y:00-BAT | 11/01/2019 | 11/01/2019 | COOPER UNIVERSITY HOSPITAL |  |  | Moves | WOT00000001467723 | David Frye | Performance Verification | Completed |  | 11/01/2019 | 11/01/2019 | Performance Verification for CAREFUSION 11136808 15267737 | Initial Install of Performance Verification. Device is ready for patient use. |  |  | 11/01/2019 | 11/01/2019
|  | CAREFUSION | ALARIS 8015 5.7 | CONTROLLER, INFUSION PUMP |  | SPD | Pavilion |  |  | 11/01/2019 |  | 11/1/26 |  |  | NO | YES |  |  |  |  | CAREFUSION 11136807 15267740 |  |  | Active |  | 00:17:23:34:B9:00 |  | High Risk | 1Y:00-MFG 2Y:00-BAT | 11/01/2019 | 11/01/2019 | COOPER UNIVERSITY HOSPITAL |  |  | Moves | WOT00000001467859 | David Frye | Performance Verification | Completed |  | 11/01/2019 | 11/01/2019 | Performance Verification for CAREFUSION 11136807 15267740 | Initial Install of Performance Verification. Device is ready for patient use. |  |  | 11/01/2019 | 11/01/2019
|  | CAREFUSION | ALARIS 8015 5.7 | CONTROLLER, INFUSION PUMP |  | SPD | Kelemen |  |  | 11/01/2019 |  | 11/1/26 |  |  | NO | YES |  |  |  |  | CAREFUSION 11136806 15267652 |  |  | Active |  | 00:17:23:34:D6:EE |  | High Risk | 1Y:00-MFG 2Y:00-BAT | 11/01/2019 | 11/01/2019 | COOPER UNIVERSITY HOSPITAL |  |  | Moves | WOT00000001469629 | David Frye | Performance Verification | Completed |  | 11/01/2019 | 11/01/2019 | Performance Verification for CAREFUSION 11136806 15267652 | Initial Install of Performance Verification. Device is ready for patient use. |  |  | 11/01/2019 | 11/01/2019
|  | CAREFUSION | ALARIS 8015 5.7 | CONTROLLER, INFUSION PUMP |  | SPD | Pavilion |  |  | 11/01/2019 |  | 11/1/26 |  |  | NO | YES |  |  |  |  | CAREFUSION 11136804 15267630 |  |  | Active |  | 00:17:23:34:F5:72 |  | High Risk | 1Y:00-MFG 2Y:00-BAT | 11/01/2019 | 11/01/2019 | COOPER UNIVERSITY HOSPITAL |  |  | Moves | WOT00000001468613 | David Frye | Performance Verification | Completed |  | 11/01/2019 | 11/01/2019 | Performance Verification for CAREFUSION 11136804 15267630 | Initial Install of Performance Verification. Device is ready for patient use. |  |  | 11/01/2019 | 11/01/2019
|  | CAREFUSION | ALARIS 8015 5.7 | CONTROLLER, INFUSION PUMP |  | SPD | Kelemen |  |  | 11/01/2019 |  | 11/1/26 |  |  | NO | YES |  |  |  |  | CAREFUSION 11136803 15267744 |  |  | Active |  | 00:17:23:34:D0:5E |  | High Risk | 1Y:00-MFG 2Y:00-BAT | 11/01/2019 | 11/01/2019 | COOPER UNIVERSITY HOSPITAL |  |  | Moves | WOT00000001468617 | David Frye | Performance Verification | Completed |  | 11/01/2019 | 11/01/2019 | Performance Verification for CAREFUSION 11136803 15267744 | Initial Install of Performance Verification. Device is ready for patient use. |  |  | 11/01/2019 | 11/01/2019
|  | CAREFUSION | ALARIS 8015 5.7 | CONTROLLER, INFUSION PUMP |  | SPD | Kelemen |  |  | 11/01/2019 |  | 11/1/26 |  |  | NO | YES |  |  |  |  | CAREFUSION 11136802 15267548 |  |  | Active |  | 00:17:23:34:E9:12 |  | High Risk | 1Y:00-MFG 2Y:00-BAT | 11/01/2019 | 11/01/2019 | COOPER UNIVERSITY HOSPITAL |  |  | Moves | WOT00000001466918 | David Frye | Performance Verification | Completed |  | 11/01/2019 | 11/01/2019 | Performance Verification for CAREFUSION 11136802 15267548 | Initial Install of Performance Verification. Device is ready for patient use. |  |  | 11/01/2019 | 11/01/2019
|  | CAREFUSION | ALARIS 8015 5.7 | CONTROLLER, INFUSION PUMP |  | SPD | Kelemen |  |  | 11/01/2019 |  | 11/1/26 |  |  | NO | YES |  |  |  |  | CAREFUSION 11136799 15267662 |  |  | Active |  | 00:17:23:34:BC:E1 |  | High Risk | 1Y:00-MFG 2Y:00-BAT | 11/01/2019 | 11/01/2019 | COOPER UNIVERSITY HOSPITAL |  |  | Moves | WOT00000001467719 | David Frye | Performance Verification | Completed |  | 11/01/2019 | 11/01/2019 | Performance Verification for CAREFUSION 11136799 15267662 | Initial Install of Performance Verification. Device is ready for patient use. |  |  | 11/01/2019 | 11/01/2019
|  | CAREFUSION | ALARIS 8015 5.7 | CONTROLLER, INFUSION PUMP |  | SPD | Kelemen |  |  | 11/01/2019 |  | 11/1/26 |  |  | NO | YES |  |  |  |  | CAREFUSION 11136797 15267997 |  |  | Active |  | 00:17:23:34:E7:53 |  | High Risk | 1Y:00-MFG 2Y:00-BAT | 11/01/2019 | 11/01/2019 | COOPER UNIVERSITY HOSPITAL |  |  | Moves | WOT00000001467901 | David Frye | Performance Verification | Completed |  | 11/01/2019 | 11/01/2019 | Performance Verification for CAREFUSION 11136797 15267997 | Initial Install of Performance Verification. Device is ready for patient use. |  |  | 11/01/2019 | 11/01/2019
|  | CAREFUSION | ALARIS 8015 5.7 | CONTROLLER, INFUSION PUMP |  | SPD | Pavilion |  |  | 11/01/2019 |  | 11/1/26 |  |  | NO | YES |  |  |  |  | CAREFUSION 11136798 15267702 |  |  | Active |  | 00:17:23:34:CF:5F |  | High Risk | 1Y:00-MFG 2Y:00-BAT | 11/01/2019 | 11/01/2019 | COOPER UNIVERSITY HOSPITAL |  |  | Moves | WOT00000001466781 | David Frye | Performance Verification | Completed |  | 11/01/2019 | 11/01/2019 | Performance Verification for CAREFUSION 11136798 15267702 | Initial Install of Performance Verification. Device is ready for patient use. |  |  | 11/01/2019 | 11/01/2019
|  | CAREFUSION | ALARIS 8015 5.7 | CONTROLLER, INFUSION PUMP |  | SPD | Kelemen |  |  | 11/01/2019 |  | 11/1/26 |  |  | NO | YES |  |  |  |  | CAREFUSION 11136795 15267453 |  |  | Active |  | 00:17:23:34:D7:2A |  | High Risk | 1Y:00-MFG 2Y:00-BAT | 11/01/2019 | 11/01/2019 | COOPER UNIVERSITY HOSPITAL |  |  | Moves | WOT00000001469498 | David Frye | Performance Verification | Completed |  | 11/01/2019 | 11/01/2019 | Performance Verification for CAREFUSION 11136795 15267453 | Initial Install of Performance Verification. Device is ready for patient use. |  |  | 11/01/2019 | 11/01/2019
|  | CAREFUSION | ALARIS 8015 5.7 | CONTROLLER, INFUSION PUMP |  | SPD | Kelemen |  |  | 11/01/2019 |  | 11/1/26 |  |  | NO | YES |  |  |  |  | CAREFUSION 11136794 15267144 |  |  | Active |  | 00:17:23:34:EB:AF |  | High Risk | 1Y:00-MFG 2Y:00-BAT | 11/01/2019 | 11/01/2019 | COOPER UNIVERSITY HOSPITAL |  |  | Moves | WOT00000001467521 | David Frye | Performance Verification | Completed |  | 11/01/2019 | 11/01/2019 | Performance Verification for CAREFUSION 11136794 15267144 | Initial Install of Performance Verification. Device is ready for patient use. |  |  | 11/01/2019 | 11/01/2019
|  | CAREFUSION | ALARIS 8015 5.7 | CONTROLLER, INFUSION PUMP |  | SPD | Kelemen |  |  | 11/01/2019 |  | 11/1/26 |  |  | NO | YES |  |  |  |  | CAREFUSION 11136792 15267414 |  |  | Active |  | 00:17:23:34:EA:89 |  | High Risk | 1Y:00-MFG 2Y:00-BAT | 11/01/2019 | 11/01/2019 | COOPER UNIVERSITY HOSPITAL |  |  | Moves | WOT00000001467663 | David Frye | Performance Verification | Completed |  | 11/01/2019 | 11/01/2019 | Performance Verification for CAREFUSION 11136792 15267414 | Initial Install of Performance Verification. Device is ready for patient use. |  |  | 11/01/2019 | 11/01/2019
|  | CAREFUSION | ALARIS 8015 5.7 | CONTROLLER, INFUSION PUMP |  | SPD | Kelemen |  |  | 11/01/2019 |  | 11/1/26 |  |  | NO | YES |  |  |  |  | CAREFUSION 11136793 15267142 |  |  | Active |  | 00:17:23:34:D2:F8 |  | High Risk | 1Y:00-MFG 2Y:00-BAT | 11/01/2019 | 11/01/2019 | COOPER UNIVERSITY HOSPITAL |  |  | Moves | WOT00000001469454 | David Frye | Performance Verification | Completed |  | 11/01/2019 | 11/01/2019 | Performance Verification for CAREFUSION 11136793 15267142 | Initial Install of Performance Verification. Device is ready for patient use. |  |  | 11/01/2019 | 11/01/2019
|  | CAREFUSION | ALARIS 8015 5.7 | CONTROLLER, INFUSION PUMP |  | SPD | Kelemen |  |  | 11/01/2019 |  | 11/1/26 |  |  | NO | YES |  |  |  |  | CAREFUSION 11136791 15267132 |  |  | Active |  | 00:17:23:34:E8:CD |  | High Risk | 1Y:00-MFG 2Y:00-BAT | 11/01/2019 | 11/01/2019 | COOPER UNIVERSITY HOSPITAL |  |  | Moves | WOT00000001466665 | David Frye | Performance Verification | Completed |  | 11/01/2019 | 11/01/2019 | Performance Verification for CAREFUSION 11136791 15267132 | Initial Install of Performance Verification. Device is ready for patient use. |  |  | 11/01/2019 | 11/01/2019
|  | CAREFUSION | ALARIS 8015 5.7 | CONTROLLER, INFUSION PUMP |  | SPD | Pavilion |  |  | 11/01/2019 |  | 11/1/26 |  |  | NO | YES |  |  |  |  | CAREFUSION 11136789 15267786 |  |  | Active |  | 00:17:23:34:CE:09 |  | High Risk | 1Y:00-MFG 2Y:00-BAT | 11/01/2019 | 11/01/2019 | COOPER UNIVERSITY HOSPITAL |  |  | Moves | WOT00000001467813 | David Frye | Performance Verification | Completed |  | 11/01/2019 | 11/01/2019 | Performance Verification for CAREFUSION 11136789 15267786 | Initial Install of Performance Verification. Device is ready for patient use. |  |  | 11/01/2019 | 11/01/2019
|  | CAREFUSION | ALARIS 8015 5.7 | CONTROLLER, INFUSION PUMP |  | SPD | Kelemen |  |  | 11/01/2019 |  | 11/1/26 |  |  | NO | YES |  |  |  |  | CAREFUSION 11136790 15267019 |  |  | Active |  | 00:17:23:34:E5:3A |  | High Risk | 1Y:00-MFG 2Y:00-BAT | 11/01/2019 | 11/01/2019 | COOPER UNIVERSITY HOSPITAL |  |  | Moves | WOT00000001467514 | David Frye | Performance Verification | Completed |  | 11/01/2019 | 11/01/2019 | Performance Verification for CAREFUSION 11136790 15267019 | Initial Install of Performance Verification. Device is ready for patient use. |  |  | 11/01/2019 | 11/01/2019
|  | CAREFUSION | ALARIS 8015 5.7 | CONTROLLER, INFUSION PUMP |  | SPD | Kelemen |  |  | 11/01/2019 |  | 11/1/26 |  |  | NO | YES |  |  |  |  | CAREFUSION 11136788 15267521 |  |  | Active |  | 00:17:23:34:D4:0F |  | High Risk | 1Y:00-MFG 2Y:00-BAT | 11/01/2019 | 11/01/2019 | COOPER UNIVERSITY HOSPITAL |  |  | Moves | WOT00000001468637 | David Frye | Performance Verification | Completed |  | 11/01/2019 | 11/01/2019 | Performance Verification for CAREFUSION 11136788 15267521 | Initial Install of Performance Verification. Device is ready for patient use. |  |  | 11/01/2019 | 11/01/2019
|  | CAREFUSION | ALARIS 8015 5.7 | CONTROLLER, INFUSION PUMP |  | SPD | Dorrance |  |  | 11/01/2019 |  | 11/1/26 |  |  | NO | YES |  |  |  |  | CAREFUSION 11136785 15267761 |  |  | Active |  | 00:17:23:34:F2:1B |  | High Risk | 1Y:00-MFG 2Y:00-BAT | 11/01/2019 | 11/01/2019 | COOPER UNIVERSITY HOSPITAL |  |  | Moves | WOT00000001467876 | David Frye | Performance Verification | Completed |  | 11/01/2019 | 11/01/2019 | Performance Verification for CAREFUSION 11136785 15267761 | Initial Install of Performance Verification. Device is ready for patient use. |  |  | 11/01/2019 | 11/01/2019
|  | CAREFUSION | ALARIS 8015 5.7 | CONTROLLER, INFUSION PUMP |  | SPD | Kelemen |  |  | 11/01/2019 |  | 11/1/26 |  |  | NO | YES |  |  |  |  | CAREFUSION 11136787 15267926 |  |  | Active |  | 00:17:23:34:D4:99 |  | High Risk | 1Y:00-MFG 2Y:00-BAT | 11/01/2019 | 11/01/2019 | COOPER UNIVERSITY HOSPITAL |  |  | Moves | WOT00000001467094 | David Frye | Performance Verification | Completed |  | 11/01/2019 | 11/01/2019 | Performance Verification for CAREFUSION 11136787 15267926 | Initial Install of Performance Verification. Device is ready for patient use. |  |  | 11/01/2019 | 11/01/2019
|  | CAREFUSION | ALARIS 8015 5.7 | CONTROLLER, INFUSION PUMP |  | SPD | Pavilion |  |  | 11/01/2019 |  | 11/1/26 |  |  | NO | YES |  |  |  |  | CAREFUSION 11136784 15266869 |  |  | Active | dup11136784 | 00:17:23:34:BB:F1 |  | High Risk | 1Y:00-MFG 2Y:00-BAT | 11/01/2019 | 11/01/2019 | COOPER UNIVERSITY HOSPITAL |  |  | Moves | WOT00000001468132 | David Frye | Performance Verification | Completed |  | 11/01/2019 | 11/01/2019 | Performance Verification for CAREFUSION 11136784 15266869 | Initial Install of Performance Verification. Device is ready for patient use. |  |  | 11/01/2019 | 11/01/2019
|  | CAREFUSION | ALARIS 8015 5.7 | CONTROLLER, INFUSION PUMP |  | SPD | Kelemen |  |  | 11/01/2019 |  | 11/1/26 |  |  | NO | YES |  |  |  |  | CAREFUSION 11136783 15266990 |  |  | Active |  | 00:17:23:34:CC:26 |  | High Risk | 1Y:00-MFG 2Y:00-BAT | 11/01/2019 | 11/01/2019 | COOPER UNIVERSITY HOSPITAL |  |  | Moves | WOT00000001468474 | David Frye | Performance Verification | Completed |  | 11/01/2019 | 11/01/2019 | Performance Verification for CAREFUSION 11136783 15266990 | Initial Install of Performance Verification. Device is ready for patient use. |  |  | 11/01/2019 | 11/01/2019
|  | CAREFUSION | ALARIS 8015 5.7 | CONTROLLER, INFUSION PUMP |  | SPD | Kelemen |  |  | 11/01/2019 |  | 11/1/26 |  |  | NO | YES |  |  |  |  | CAREFUSION 11136782 15266961 |  |  | Active |  | 00:17:23:34:C0:E6 |  | High Risk | 1Y:00-MFG 2Y:00-BAT | 11/01/2019 | 11/01/2019 | COOPER UNIVERSITY HOSPITAL |  |  | Moves | WOT00000001467383 | David Frye | Performance Verification | Completed |  | 11/01/2019 | 11/01/2019 | Performance Verification for CAREFUSION 11136782 15266961 | Initial Install of Performance Verification. Device is ready for patient use. |  |  | 11/01/2019 | 11/01/2019
|  | CAREFUSION | ALARIS 8015 5.7 | CONTROLLER, INFUSION PUMP |  | SPD | Dorrance |  |  | 11/01/2019 |  | 11/1/26 |  |  | NO | YES |  |  |  |  | CAREFUSION 11136781 15266973 |  |  | Active |  | 00:17:23:34:D4:AE |  | High Risk | 1Y:00-MFG 2Y:00-BAT | 11/01/2019 | 11/01/2019 | COOPER UNIVERSITY HOSPITAL |  |  | Moves | WOT00000001468258 | David Frye | Performance Verification | Completed |  | 11/01/2019 | 11/01/2019 | Performance Verification for CAREFUSION 11136781 15266973 | Initial Install of Performance Verification. Device is ready for patient use. |  |  | 11/01/2019 | 11/01/2019
|  | CAREFUSION | ALARIS 8015 5.7 | CONTROLLER, INFUSION PUMP |  | SPD | Kelemen |  |  | 11/01/2019 |  | 11/1/26 |  |  | NO | YES |  |  |  |  | CAREFUSION 11136780 15267803 |  |  | Active |  | 00:17:23:34:B1:C8 |  | High Risk | 1Y:00-MFG 2Y:00-BAT | 11/01/2019 | 11/01/2019 | COOPER UNIVERSITY HOSPITAL |  |  | Moves | WOT00000001466920 | David Frye | Performance Verification | Completed |  | 11/01/2019 | 11/01/2019 | Performance Verification for CAREFUSION 11136780 15267803 | Initial Install of Performance Verification. Device is ready for patient use. |  |  | 11/01/2019 | 11/01/2019
|  | CAREFUSION | ALARIS 8015 5.7 | CONTROLLER, INFUSION PUMP |  | SPD | Pavilion |  |  | 11/01/2019 |  | 11/1/26 |  |  | NO | YES |  |  |  |  | CAREFUSION 11136779 15267778 |  |  | Active |  | 00:17:23:34:D7:24 |  | High Risk | 1Y:00-MFG 2Y:00-BAT | 11/01/2019 | 11/01/2019 | COOPER UNIVERSITY HOSPITAL |  |  | Moves | WOT00000001469502 | David Frye | Performance Verification | Completed |  | 11/01/2019 | 11/01/2019 | Performance Verification for CAREFUSION 11136779 15267778 | Initial Install of Performance Verification. Device is ready for patient use. |  |  | 11/01/2019 | 11/01/2019
|  | CAREFUSION | ALARIS 8015 5.7 | CONTROLLER, INFUSION PUMP |  | SPD | Kelemen |  |  | 11/01/2019 |  | 11/1/26 |  |  | NO | YES |  |  |  |  | CAREFUSION 11136778 15267456 |  |  | Active |  | 00:17:23:34:B0:51 |  | High Risk | 1Y:00-MFG 2Y:00-BAT | 11/01/2019 | 11/01/2019 | COOPER UNIVERSITY HOSPITAL |  |  | Moves | WOT00000001466882 | David Frye | Performance Verification | Completed |  | 11/01/2019 | 11/01/2019 | Performance Verification for CAREFUSION 11136778 15267456 | Initial Install of Performance Verification. Device is ready for patient use. |  |  | 11/01/2019 | 11/01/2019
|  | CAREFUSION | ALARIS 8015 5.7 | CONTROLLER, INFUSION PUMP |  | SPD | Pavilion |  |  | 11/01/2019 |  | 11/1/26 |  |  | NO | YES |  |  |  |  | CAREFUSION 11136777 15267457 |  |  | Active |  | 00:17:23:34:E1:9B |  | High Risk | 1Y:00-MFG 2Y:00-BAT | 11/01/2019 | 11/01/2019 | COOPER UNIVERSITY HOSPITAL |  |  | Moves | WOT00000001467811 | David Frye | Performance Verification | Completed |  | 11/01/2019 | 11/01/2019 | Performance Verification for CAREFUSION 11136777 15267457 | Initial Install of Performance Verification. Device is ready for patient use. |  |  | 11/01/2019 | 11/01/2019
|  | CAREFUSION | ALARIS 8015 5.7 | CONTROLLER, INFUSION PUMP |  | SPD | Pavilion |  |  | 11/01/2019 |  | 11/1/26 |  |  | NO | YES |  |  |  |  | CAREFUSION 11136776 15267771 |  |  | Active |  | 00:17:23:34:CE:DE |  | High Risk | 1Y:00-MFG 2Y:00-BAT | 11/01/2019 | 11/01/2019 | COOPER UNIVERSITY HOSPITAL |  |  | Moves | WOT00000001467724 | David Frye | Performance Verification | Completed |  | 11/01/2019 | 11/01/2019 | Performance Verification for CAREFUSION 11136776 15267771 | Initial Install of Performance Verification. Device is ready for patient use. |  |  | 11/01/2019 | 11/01/2019
|  | CAREFUSION | ALARIS 8015 5.7 | CONTROLLER, INFUSION PUMP |  | SPD | Pavilion |  |  | 11/01/2019 |  | 11/1/26 |  |  | NO | YES |  |  |  |  | CAREFUSION 11136775 15267326 |  |  | Active |  | 00:17:23:34:A1:D2 |  | High Risk | 1Y:00-MFG 2Y:00-BAT | 11/01/2019 | 11/01/2019 | COOPER UNIVERSITY HOSPITAL |  |  | Moves | WOT00000001468502 | David Frye | Performance Verification | Completed |  | 11/01/2019 | 11/01/2019 | Performance Verification for CAREFUSION 11136775 15267326 | Initial Install of Performance Verification. Device is ready for patient use. |  |  | 11/01/2019 | 11/01/2019
|  | CAREFUSION | ALARIS 8015 5.7 | CONTROLLER, INFUSION PUMP |  | SPD | Kelemen |  |  | 11/01/2019 |  | 11/1/26 |  |  | NO | YES |  |  |  |  | CAREFUSION 11136774 15267875 |  |  | Active |  | 00:17:23:34:F8:60 |  | High Risk | 1Y:00-MFG 2Y:00-BAT | 11/01/2019 | 11/01/2019 | COOPER UNIVERSITY HOSPITAL |  |  | Moves | WOT00000001467895 | David Frye | Performance Verification | Completed |  | 11/01/2019 | 11/01/2019 | Performance Verification for CAREFUSION 11136774 15267875 | Initial Install of Performance Verification. Device is ready for patient use. |  |  | 11/01/2019 | 11/01/2019
|  | CAREFUSION | ALARIS 8015 5.7 | CONTROLLER, INFUSION PUMP |  | SPD | Kelemen |  |  | 11/01/2019 |  | 11/1/26 |  |  | NO | YES |  |  |  |  | CAREFUSION 11136772 15267514 |  |  | Active |  | 00:17:23:34:E4:C2 |  | High Risk | 1Y:00-MFG 2Y:00-BAT | 11/01/2019 | 11/01/2019 | COOPER UNIVERSITY HOSPITAL |  |  | Moves | WOT00000001469608 | David Frye | Performance Verification | Completed |  | 11/01/2019 | 11/01/2019 | Performance Verification for CAREFUSION 11136772 15267514 | Initial Install of Performance Verification. Device is ready for patient use. |  |  | 11/01/2019 | 11/01/2019
|  | CAREFUSION | ALARIS 8015 5.7 | CONTROLLER, INFUSION PUMP |  | SPD | Kelemen |  |  | 11/01/2019 |  | 11/1/26 |  |  | NO | YES |  |  |  |  | CAREFUSION 11136771 15267440 |  |  | Active |  | 00:17:23:34:D7:36 |  | High Risk | 1Y:00-MFG 2Y:00-BAT | 11/01/2019 | 11/01/2019 | COOPER UNIVERSITY HOSPITAL |  |  | Moves | WOT00000001469497 | David Frye | Performance Verification | Completed |  | 11/01/2019 | 11/01/2019 | Performance Verification for CAREFUSION 11136771 15267440 | Initial Install of Performance Verification. Device is ready for patient use. |  |  | 11/01/2019 | 11/01/2019
|  | CAREFUSION | ALARIS 8015 5.7 | CONTROLLER, INFUSION PUMP |  | SPD | Pavilion |  |  | 11/01/2019 |  | 11/1/26 |  |  | NO | YES |  |  |  |  | CAREFUSION 11136770 15267974 |  |  | Active |  | 00:17:23:34:FB:00 |  | High Risk | 1Y:00-MFG 2Y:00-BAT | 11/01/2019 | 11/01/2019 | COOPER UNIVERSITY HOSPITAL |  |  | Moves | WOT00000001467096 | David Frye | Performance Verification | Completed |  | 11/01/2019 | 11/01/2019 | Performance Verification for CAREFUSION 11136770 15267974 | Initial Install of Performance Verification. Device is ready for patient use. |  |  | 11/01/2019 | 11/01/2019
|  | CAREFUSION | ALARIS 8015 5.7 | CONTROLLER, INFUSION PUMP |  | SPD | Kelemen |  |  | 11/01/2019 |  | 11/1/26 |  |  | NO | YES |  |  |  |  | CAREFUSION 11136768 15267966 |  |  | Active |  | 00:17:23:34:C9:89 |  | High Risk | 1Y:00-MFG 2Y:00-BAT | 11/01/2019 | 11/01/2019 | COOPER UNIVERSITY HOSPITAL |  |  | Moves | WOT00000001467900 | David Frye | Performance Verification | Completed |  | 11/01/2019 | 11/01/2019 | Performance Verification for CAREFUSION 11136768 15267966 | Initial Install of Performance Verification. Device is ready for patient use. |  |  | 11/01/2019 | 11/01/2019
|  | CAREFUSION | ALARIS 8015 5.7 | CONTROLLER, INFUSION PUMP |  | SPD | Kelemen |  |  | 11/01/2019 |  | 11/1/26 |  |  | NO | YES |  |  |  |  | CAREFUSION 11136767 15267661 |  |  | Active |  | 00:17:23:34:E7:EF |  | High Risk | 1Y:00-MFG 2Y:00-BAT | 11/01/2019 | 11/01/2019 | COOPER UNIVERSITY HOSPITAL |  |  | Moves | WOT00000001466779 | David Frye | Performance Verification | Completed |  | 11/01/2019 | 11/01/2019 | Performance Verification for CAREFUSION 11136767 15267661 | Initial Install of Performance Verification. Device is ready for patient use. |  |  | 11/01/2019 | 11/01/2019
|  | CAREFUSION | ALARIS 8015 5.7 | CONTROLLER, INFUSION PUMP |  | SPD | Pavilion |  |  | 11/01/2019 |  | 11/1/26 |  |  | NO | YES |  |  |  |  | CAREFUSION 11136766 15267415 |  |  | Active |  | 00:17:23:34:E6:7B |  | High Risk | 1Y:00-MFG 2Y:00-BAT | 11/01/2019 | 11/01/2019 | COOPER UNIVERSITY HOSPITAL |  |  | Moves | WOT00000001468504 | David Frye | Performance Verification | Completed |  | 11/01/2019 | 11/01/2019 | Performance Verification for CAREFUSION 11136766 15267415 | Initial Install of Performance Verification. Device is ready for patient use. |  |  | 11/01/2019 | 11/01/2019
|  | CAREFUSION | ALARIS 8015 5.7 | CONTROLLER, INFUSION PUMP |  | SPD | Pavilion |  |  | 11/01/2019 |  | 11/1/26 |  |  | NO | YES |  |  |  |  | CAREFUSION 11136764 15268362 |  |  | Active |  | 00:17:23:35:06:AF |  | High Risk | 1Y:00-MFG 2Y:00-BAT | 11/01/2019 | 11/01/2019 | COOPER UNIVERSITY HOSPITAL |  |  | Moves | WOT00000001458305 | David Frye | Performance Verification | Completed |  | 11/01/2019 | 11/01/2019 | Performance Verification for CAREFUSION 11136764 15268362 | Initial Install of Performance Verification. Device is ready for patient use. |  |  | 11/01/2019 | 11/01/2019
|  | CAREFUSION | ALARIS 8015 5.7 | CONTROLLER, INFUSION PUMP |  | SPD | Kelemen |  |  | 11/01/2019 |  | 11/1/26 |  |  | NO | YES |  |  |  |  | CAREFUSION 11136765 15268263 |  |  | Active |  | 00:17:23:34:CD:D0 |  | High Risk | 1Y:00-MFG 2Y:00-BAT | 11/01/2019 | 11/01/2019 | COOPER UNIVERSITY HOSPITAL |  |  | Moves | WOT00000001468260 | David Frye | Performance Verification | Completed |  | 11/01/2019 | 11/01/2019 | Performance Verification for CAREFUSION 11136765 15268263 | Initial Install of Performance Verification. Device is ready for patient use. |  |  | 11/01/2019 | 11/01/2019
|  | CAREFUSION | ALARIS 8015 5.7 | CONTROLLER, INFUSION PUMP |  | SPD | Kelemen |  |  | 11/01/2019 |  | 11/1/26 |  |  | NO | YES |  |  |  |  | CAREFUSION 11136763 15268347 |  |  | Active |  | 00:17:23:34:C0:80 |  | High Risk | 1Y:00-MFG 2Y:00-BAT | 11/01/2019 | 11/01/2019 | COOPER UNIVERSITY HOSPITAL |  |  | Moves | WOT00000001468193 | David Frye | Performance Verification | Completed |  | 11/01/2019 | 11/01/2019 | Performance Verification for CAREFUSION 11136763 15268347 | Initial Install of Performance Verification. Device is ready for patient use. |  |  | 11/01/2019 | 11/01/2019
|  | CAREFUSION | ALARIS 8015 5.7 | CONTROLLER, INFUSION PUMP |  | SPD | Pavilion |  |  | 10/29/2019 |  | 10/29/26 |  |  | NO | YES |  |  |  |  | CAREFUSION 11136762 15268194 |  |  | Disposition | dup11136762 | 00:17:23:34:CE:48 |  | High Risk | 1Y:00-MFG 2Y:00-BAT | 10/29/2019 | 10/29/2019 | COOPER UNIVERSITY HOSPITAL |  |  | Moves | WOT00000001468042 | David Frye | Performance Verification | Completed |  | 10/29/2019 | 10/29/2019 | Performance Verification for CAREFUSION 11136762 15268194 | Initial Install of Performance Verification. Device is ready for patient use. |  |  | 10/29/2019 | 10/29/2019
|  | CAREFUSION | ALARIS 8015 5.7 | CONTROLLER, INFUSION PUMP |  | SPD | Kelemen |  |  | 11/01/2019 |  | 11/1/26 |  |  | NO | YES |  |  |  |  | CAREFUSION 11136760 15268434 |  |  | Active |  | 00:17:23:35:23:6B |  | High Risk | 1Y:00-MFG 2Y:00-BAT | 11/01/2019 | 11/01/2019 | COOPER UNIVERSITY HOSPITAL |  |  | Moves | WOT00000001454775 | David Frye | Performance Verification | Completed |  | 11/01/2019 | 11/01/2019 | Performance Verification for CAREFUSION 11136760 15268434 | Initial Install of Performance Verification. Device is ready for patient use. |  |  | 11/01/2019 | 11/01/2019
|  | CAREFUSION | ALARIS 8015 5.7 | CONTROLLER, INFUSION PUMP |  | SPD | Dorrance |  |  | 11/01/2019 |  | 11/1/26 |  |  | NO | YES |  |  |  |  | CAREFUSION 11136761 15268710 |  |  | Active |  | 00:17:23:34:D4:F6 |  | High Risk | 1Y:00-MFG 2Y:00-BAT | 11/01/2019 | 11/01/2019 | COOPER UNIVERSITY HOSPITAL |  |  | Moves | WOT00000001454782 | David Frye | Performance Verification | Completed |  | 11/01/2019 | 11/01/2019 | Performance Verification for CAREFUSION 11136761 15268710 | Initial Install of Performance Verification. Device is ready for patient use. |  |  | 11/01/2019 | 11/01/2019
|  | CAREFUSION | ALARIS 8015 5.7 | CONTROLLER, INFUSION PUMP |  | SPD | Pavilion |  |  | 11/01/2019 |  | 11/1/26 |  |  | NO | YES |  |  |  |  | CAREFUSION 11136759 15268421 |  |  | Active |  | 00:17:23:35:1A:74 |  | High Risk | 1Y:00-MFG 2Y:00-BAT | 11/01/2019 | 11/01/2019 | COOPER UNIVERSITY HOSPITAL |  |  | Moves | WOT00000001468326 | David Frye | Performance Verification | Completed |  | 11/01/2019 | 11/01/2019 | Performance Verification for CAREFUSION 11136759 15268421 | Initial Install of Performance Verification. Device is ready for patient use. |  |  | 11/01/2019 | 11/01/2019
|  | CAREFUSION | ALARIS 8015 5.7 | CONTROLLER, INFUSION PUMP |  | SPD | Kelemen |  |  | 11/01/2019 |  | 11/1/26 |  |  | NO | YES |  |  |  |  | CAREFUSION 11136756 15268346 |  |  | Active |  | 00:17:23:35:0D:6C |  | High Risk | 1Y:00-MFG 2Y:00-BAT | 11/01/2019 | 11/01/2019 | COOPER UNIVERSITY HOSPITAL |  |  | Moves | WOT00000001467299 | David Frye | Performance Verification | Completed |  | 11/01/2019 | 11/01/2019 | Performance Verification for CAREFUSION 11136756 15268346 | Initial Install of Performance Verification. Device is ready for patient use. |  |  | 11/01/2019 | 11/01/2019
|  | CAREFUSION | ALARIS 8015 5.7 | CONTROLLER, INFUSION PUMP |  | SPD | Kelemen |  |  | 11/01/2019 |  | 11/1/26 |  |  | NO | YES |  |  |  |  | CAREFUSION 11136757 15268439 |  |  | Active |  | 00:17:23:34:AD:C0 |  | High Risk | 1Y:00-MFG 2Y:00-BAT | 11/01/2019 | 11/01/2019 | COOPER UNIVERSITY HOSPITAL |  |  | Moves | WOT00000001467301 | David Frye | Performance Verification | Completed |  | 11/01/2019 | 11/01/2019 | Performance Verification for CAREFUSION 11136757 15268439 | Initial Install of Performance Verification. Device is ready for patient use. |  |  | 11/01/2019 | 11/01/2019
|  | CAREFUSION | ALARIS 8015 5.7 | CONTROLLER, INFUSION PUMP |  | SPD | Kelemen |  |  | 11/01/2019 |  | 11/1/26 |  |  | NO | YES |  |  |  |  | CAREFUSION 11136758 15268353 |  |  | Active |  | 00:17:23:34:B9:F6 |  | High Risk | 1Y:00-MFG 2Y:00-BAT | 11/01/2019 | 11/01/2019 | COOPER UNIVERSITY HOSPITAL |  |  | Moves | WOT00000001467341 | David Frye | Performance Verification | Completed |  | 11/01/2019 | 11/01/2019 | Performance Verification for CAREFUSION 11136758 15268353 | Initial Install of Performance Verification. Device is ready for patient use. |  |  | 11/01/2019 | 11/01/2019
|  | CAREFUSION | ALARIS 8015 5.7 | CONTROLLER, INFUSION PUMP |  | SPD | Kelemen |  |  | 11/01/2019 |  | 11/1/26 |  |  | NO | YES |  |  |  |  | CAREFUSION 11136755 15268408 |  |  | Active |  | 00:17:23:34:D5:71 |  | High Risk | 1Y:00-MFG 2Y:00-BAT | 11/01/2019 | 11/01/2019 | COOPER UNIVERSITY HOSPITAL |  |  | Moves | WOT00000001467432 | David Frye | Performance Verification | Completed |  | 11/01/2019 | 11/01/2019 | Performance Verification for CAREFUSION 11136755 15268408 | Initial Install of Performance Verification. Device is ready for patient use. |  |  | 11/01/2019 | 11/01/2019
|  | CAREFUSION | ALARIS 8015 5.7 | CONTROLLER, INFUSION PUMP |  | SPD | Kelemen |  |  | 11/01/2019 |  | 11/1/26 |  |  | NO | YES |  |  |  |  | CAREFUSION 11136754 15268379 |  |  | Active |  | 00:17:23:34:AF:85 |  | High Risk | 1Y:00-MFG 2Y:00-BAT | 11/01/2019 | 11/01/2019 | COOPER UNIVERSITY HOSPITAL |  |  | Moves | WOT00000001469160 | David Frye | Performance Verification | Completed |  | 11/01/2019 | 11/01/2019 | Performance Verification for CAREFUSION 11136754 15268379 | Initial Install of Performance Verification. Device is ready for patient use. |  |  | 11/01/2019 | 11/01/2019
|  | CAREFUSION | ALARIS 8015 5.7 | CONTROLLER, INFUSION PUMP |  | SPD | Kelemen |  |  | 11/01/2019 |  | 11/1/26 |  |  | NO | YES |  |  |  |  | CAREFUSION 11136753 15268199 |  |  | Active |  | 00:17:23:34:BA:4D |  | High Risk | 1Y:00-MFG 2Y:00-BAT | 11/01/2019 | 11/01/2019 | COOPER UNIVERSITY HOSPITAL |  |  | Moves | WOT00000001468755 | David Frye | Performance Verification | Completed |  | 11/01/2019 | 11/01/2019 | Performance Verification for CAREFUSION 11136753 15268199 | Initial Install of Performance Verification. Device is ready for patient use. |  |  | 11/01/2019 | 11/01/2019
|  | CAREFUSION | ALARIS 8015 5.7 | CONTROLLER, INFUSION PUMP |  | SPD | Kelemen |  |  | 11/01/2019 |  | 11/1/26 |  |  | NO | YES |  |  |  |  | CAREFUSION 11136751 15267886 |  |  | Active |  | 00:17:23:34:B4:CB |  | High Risk | 1Y:00-MFG 2Y:00-BAT | 11/01/2019 | 11/01/2019 | COOPER UNIVERSITY HOSPITAL |  |  | Moves | WOT00000001468863 | David Frye | Performance Verification | Completed |  | 11/01/2019 | 11/01/2019 | Performance Verification for CAREFUSION 11136751 15267886 | Initial Install of Performance Verification. Device is ready for patient use. |  |  | 11/01/2019 | 11/01/2019
|  | CAREFUSION | ALARIS 8015 5.7 | CONTROLLER, INFUSION PUMP |  | SPD | Kelemen |  |  | 11/01/2019 |  | 11/1/26 |  |  | NO | YES |  |  |  |  | CAREFUSION 11136752 15268259 |  |  | Active |  | 00:17:23:35:0F:B2 |  | High Risk | 1Y:00-MFG 2Y:00-BAT | 11/01/2019 | 11/01/2019 | COOPER UNIVERSITY HOSPITAL |  |  | Moves | WOT00000001469249 | David Frye | Performance Verification | Completed |  | 11/01/2019 | 11/01/2019 | Performance Verification for CAREFUSION 11136752 15268259 | Initial Install of Performance Verification. Device is ready for patient use. |  |  | 11/01/2019 | 11/01/2019
|  | CAREFUSION | ALARIS 8015 5.7 | CONTROLLER, INFUSION PUMP |  | SPD | Dorrance |  |  | 11/01/2019 |  | 11/1/26 |  |  | NO | YES |  |  |  |  | CAREFUSION 11136750 15267061 |  |  | Active |  | 00:17:23:34:D4:1B |  | High Risk | 1Y:00-MFG 2Y:00-BAT | 11/01/2019 | 11/01/2019 | COOPER UNIVERSITY HOSPITAL |  |  | Moves | WOT00000001460475 | David Frye | Performance Verification | Completed |  | 11/01/2019 | 11/01/2019 | Performance Verification for CAREFUSION 11136750 15267061 | Initial Install of Performance Verification. Device is ready for patient use. |  |  | 11/01/2019 | 11/01/2019
|  | CAREFUSION | ALARIS 8015 5.7 | CONTROLLER, INFUSION PUMP |  | SPD | Kelemen |  |  | 11/01/2019 |  | 11/1/26 |  |  | NO | YES |  |  |  |  | CAREFUSION 11136749 15267645 |  |  | Active |  | 00:17:23:34:E3:69 |  | High Risk | 1Y:00-MFG 2Y:00-BAT | 11/01/2019 | 11/01/2019 | COOPER UNIVERSITY HOSPITAL |  |  | Moves | WOT00000001467872 | David Frye | Performance Verification | Completed |  | 11/01/2019 | 11/01/2019 | Performance Verification for CAREFUSION 11136749 15267645 | Initial Install of Performance Verification. Device is ready for patient use. |  |  | 11/01/2019 | 11/01/2019
|  | CAREFUSION | ALARIS 8015 5.7 | CONTROLLER, INFUSION PUMP |  | SPD | Pavilion |  |  | 11/01/2019 |  | 11/1/26 |  |  | NO | YES |  |  |  |  | CAREFUSION 11136748 15266979 |  |  | Active |  | 00:17:23:34:DD:A8 |  | High Risk | 1Y:00-MFG 2Y:00-BAT | 11/01/2019 | 11/01/2019 | COOPER UNIVERSITY HOSPITAL |  |  | L | WOT00000001466717 | David Frye | Performance Verification | Completed |  | 11/01/2019 | 11/01/2019 | Performance Verification for CAREFUSION 11136748 15266979 | Initial Install of Performance Verification. Device is ready for patient use. |  |  | 11/01/2019 | 11/01/2019
|  | CAREFUSION | ALARIS 8015 5.7 | CONTROLLER, INFUSION PUMP |  | SPD | Kelemen |  |  | 11/01/2019 |  | 11/1/26 |  |  | NO | YES |  |  |  |  | CAREFUSION 11136747 15266996 |  |  | Active |  | 00:17:23:34:CC:20 |  | High Risk | 1Y:00-MFG 2Y:00-BAT | 11/01/2019 | 11/01/2019 | COOPER UNIVERSITY HOSPITAL |  |  | Moves | WOT00000001468493 | David Frye | Performance Verification | Completed |  | 11/01/2019 | 11/01/2019 | Performance Verification for CAREFUSION 11136747 15266996 | Initial Install of Performance Verification. Device is ready for patient use. |  |  | 11/01/2019 | 11/01/2019
|  | CAREFUSION | ALARIS 8015 5.7 | CONTROLLER, INFUSION PUMP |  | SPD | Kelemen |  |  | 11/01/2019 |  | 11/1/26 |  |  | NO | YES |  |  |  |  | CAREFUSION 11136745 15267101 |  |  | Active |  | 00:17:23:34:F5:8A |  | High Risk | 1Y:00-MFG 2Y:00-BAT | 11/01/2019 | 11/01/2019 | COOPER UNIVERSITY HOSPITAL |  |  | Moves | WOT00000001467561 | David Frye | Performance Verification | Completed |  | 11/01/2019 | 11/01/2019 | Performance Verification for CAREFUSION 11136745 15267101 | Initial Install of Performance Verification. Device is ready for patient use. |  |  | 11/01/2019 | 11/01/2019
|  | CAREFUSION | ALARIS 8015 5.7 | CONTROLLER, INFUSION PUMP |  | SPD | Pavilion |  |  | 11/01/2019 |  | 11/1/26 |  |  | NO | YES |  |  |  |  | CAREFUSION 11136746 15266919 |  |  | Active |  | 00:17:23:34:CC:1D |  | High Risk | 1Y:00-MFG 2Y:00-BAT | 11/01/2019 | 11/01/2019 | COOPER UNIVERSITY HOSPITAL |  |  | Moves | WOT00000001468322 | David Frye | Performance Verification | Completed |  | 11/01/2019 | 11/01/2019 | Performance Verification for CAREFUSION 11136746 15266919 | Initial Install of Performance Verification. Device is ready for patient use. |  |  | 11/01/2019 | 11/01/2019
|  | CAREFUSION | ALARIS 8015 5.7 | CONTROLLER, INFUSION PUMP |  | SPD | Kelemen |  |  | 11/01/2019 |  | 11/1/26 |  |  | NO | YES |  |  |  |  | CAREFUSION 11136743 15267168 |  |  | Active |  | 00:17:23:34:E4:AA |  | High Risk | 1Y:00-MFG 2Y:00-BAT | 11/01/2019 | 11/01/2019 | COOPER UNIVERSITY HOSPITAL |  |  | Moves | WOT00000001466668 | David Frye | Performance Verification | Completed |  | 11/01/2019 | 11/01/2019 | Performance Verification for CAREFUSION 11136743 15267168 | Initial Install of Performance Verification. Device is ready for patient use. |  |  | 11/01/2019 | 11/01/2019
|  | CAREFUSION | ALARIS 8015 5.7 | CONTROLLER, INFUSION PUMP |  | SPD | Kelemen |  |  | 11/01/2019 |  | 11/1/26 |  |  | NO | YES |  |  |  |  | CAREFUSION 11136744 15267543 |  |  | Active |  | 00:17:23:34:E8:CA |  | High Risk | 1Y:00-MFG 2Y:00-BAT | 11/01/2019 | 11/01/2019 | COOPER UNIVERSITY HOSPITAL |  |  | Moves | WOT00000001469544 | David Frye | Performance Verification | Completed |  | 11/01/2019 | 11/01/2019 | Performance Verification for CAREFUSION 11136744 15267543 | Initial Install of Performance Verification. Device is ready for patient use. |  |  | 11/01/2019 | 11/01/2019
|  | CAREFUSION | ALARIS 8015 5.7 | CONTROLLER, INFUSION PUMP |  | SPD | Pavilion |  |  | 11/01/2019 |  | 11/1/26 |  |  | NO | YES |  |  |  |  | CAREFUSION 11136742 15267124 |  |  | Active |  | 00:17:23:34:C0:2C |  | High Risk | 1Y:00-MFG 2Y:00-BAT | 11/01/2019 | 11/01/2019 | COOPER UNIVERSITY HOSPITAL |  |  | Moves | WOT00000001469452 | David Frye | Performance Verification | Completed |  | 11/01/2019 | 11/01/2019 | Performance Verification for CAREFUSION 11136742 15267124 | Initial Install of Performance Verification. Device is ready for patient use. |  |  | 11/01/2019 | 11/01/2019
|  | CAREFUSION | ALARIS 8015 5.7 | CONTROLLER, INFUSION PUMP |  | SPD | Kelemen |  |  | 11/01/2019 |  | 11/1/26 |  |  | NO | YES |  |  |  |  | CAREFUSION 11136741 15266929 |  |  | Active |  | 00:17:23:34:D0:4C |  | High Risk | 1Y:00-MFG 2Y:00-BAT | 11/01/2019 | 11/01/2019 | COOPER UNIVERSITY HOSPITAL |  |  | Moves | WOT00000001456307 | David Frye | Performance Verification | Completed |  | 11/01/2019 | 11/01/2019 | Performance Verification for CAREFUSION 11136741 15266929 | Initial Install of Performance Verification. Device is ready for patient use. |  |  | 11/01/2019 | 11/01/2019
|  | CAREFUSION | ALARIS 8015 5.7 | CONTROLLER, INFUSION PUMP |  | SPD | Pavilion |  |  | 11/01/2019 |  | 11/1/26 |  |  | NO | YES |  |  |  |  | CAREFUSION 11136740 15266948 |  |  | Active |  | 00:17:23:34:D5:BC |  | High Risk | 1Y:00-MFG 2Y:00-BAT | 11/01/2019 | 11/01/2019 | COOPER UNIVERSITY HOSPITAL |  |  | Moves | WOT00000001469047 | David Frye | Performance Verification | Completed |  | 11/01/2019 | 11/01/2019 | Performance Verification for CAREFUSION 11136740 15266948 | Initial Install of Performance Verification. Device is ready for patient use. |  |  | 11/01/2019 | 11/01/2019
|  | CAREFUSION | ALARIS 8015 5.7 | CONTROLLER, INFUSION PUMP |  | SPD | Kelemen |  |  | 11/01/2019 |  | 11/1/26 |  |  | NO | YES |  |  |  |  | CAREFUSION 11136738 15267123 |  |  | Active |  | 00:17:23:34:D2:CB |  | High Risk | 1Y:00-MFG 2Y:00-BAT | 11/01/2019 | 11/01/2019 | COOPER UNIVERSITY HOSPITAL |  |  | Moves | WOT00000001468498 | David Frye | Performance Verification | Completed |  | 11/01/2019 | 11/01/2019 | Performance Verification for CAREFUSION 11136738 15267123 | Initial Install of Performance Verification. Device is ready for patient use. |  |  | 11/01/2019 | 11/01/2019
|  | CAREFUSION | ALARIS 8015 5.7 | CONTROLLER, INFUSION PUMP |  | SPD | Dorrance |  |  | 11/01/2019 |  | 11/1/26 |  |  | NO | YES |  |  |  |  | CAREFUSION 11136739 15267122 |  |  | Active |  | 00:17:23:34:CE:69 |  | High Risk | 1Y:00-MFG 2Y:00-BAT | 11/01/2019 | 11/01/2019 | COOPER UNIVERSITY HOSPITAL |  |  | Moves | WOT00000001467655 | David Frye | Performance Verification | Completed |  | 11/01/2019 | 11/01/2019 | Performance Verification for CAREFUSION 11136739 15267122 | Initial Install of Performance Verification. Device is ready for patient use. |  |  | 11/01/2019 | 11/01/2019
|  | CAREFUSION | ALARIS 8015 5.7 | CONTROLLER, INFUSION PUMP |  | SPD | Pavilion |  |  | 11/01/2019 |  | 11/1/26 |  |  | NO | YES |  |  |  |  | CAREFUSION 11136737 15267036 |  |  | Active |  | 00:17:23:34:9E:E1 |  | High Risk | 1Y:00-MFG 2Y:00-BAT | 11/01/2019 | 11/01/2019 | COOPER UNIVERSITY HOSPITAL |  |  | Moves | WOT00000001468476 | David Frye | Performance Verification | Completed |  | 11/01/2019 | 11/01/2019 | Performance Verification for CAREFUSION 11136737 15267036 | Initial Install of Performance Verification. Device is ready for patient use. |  |  | 11/01/2019 | 11/01/2019
|  | CAREFUSION | ALARIS 8015 5.7 | CONTROLLER, INFUSION PUMP |  | SPD | Kelemen |  |  | 11/01/2019 |  | 11/1/26 |  |  | NO | YES |  |  |  |  | CAREFUSION 11136734 15274116 |  |  | Active |  | 00:17:23:35:55:42 |  | High Risk | 1Y:00-MFG 2Y:00-BAT | 11/01/2019 | 11/01/2019 | COOPER UNIVERSITY HOSPITAL |  |  | Moves | WOT00000001468319 | David Frye | Performance Verification | Completed |  | 11/01/2019 | 11/01/2019 | Performance Verification for CAREFUSION 11136734 15274116 | Initial Install of Performance Verification. Device is ready for patient use. |  |  | 11/01/2019 | 11/01/2019
|  | CAREFUSION | ALARIS 8015 5.7 | CONTROLLER, INFUSION PUMP |  | SPD | Kelemen |  |  | 11/01/2019 |  | 11/1/26 |  |  | NO | YES |  |  |  |  | CAREFUSION 11136735 15268287 |  |  | Active |  | 00:17:23:34:D9:8B |  | High Risk | 1Y:00-MFG 2Y:00-BAT | 11/01/2019 | 11/01/2019 | COOPER UNIVERSITY HOSPITAL |  |  | Moves | WOT00000001469250 | David Frye | Performance Verification | Completed |  | 11/01/2019 | 11/01/2019 | Performance Verification for CAREFUSION 11136735 15268287 | Initial Install of Performance Verification. Device is ready for patient use. |  |  | 11/01/2019 | 11/01/2019
|  | CAREFUSION | ALARIS 8015 5.7 | CONTROLLER, INFUSION PUMP |  | SPD | Kelemen |  |  | 11/01/2019 |  | 11/1/26 |  |  | NO | YES |  |  |  |  | CAREFUSION 11136733 15268342 |  |  | Active |  | 00:17:23:34:DD:F9 |  | High Risk | 1Y:00-MFG 2Y:00-BAT | 11/01/2019 | 11/01/2019 | COOPER UNIVERSITY HOSPITAL |  |  | Moves | WOT00000001454772 | David Frye | Performance Verification | Completed |  | 11/01/2019 | 11/01/2019 | Performance Verification for CAREFUSION 11136733 15268342 | Initial Install of Performance Verification. Device is ready for patient use. |  |  | 11/01/2019 | 11/01/2019
|  | CAREFUSION | ALARIS 8015 5.7 | CONTROLLER, INFUSION PUMP |  | SPD | Kelemen |  |  | 11/01/2019 |  | 11/1/26 |  |  | NO | YES |  |  |  |  | CAREFUSION 11136731 15274044 |  |  | Active |  | 00:17:23:35:19:09 |  | High Risk | 1Y:00-MFG 2Y:00-BAT | 11/01/2019 | 11/01/2019 | COOPER UNIVERSITY HOSPITAL |  |  | Moves | WOT00000001467407 | David Frye | Performance Verification | Completed |  | 11/01/2019 | 11/01/2019 | Performance Verification for CAREFUSION 11136731 15274044 | Initial Install of Performance Verification. Device is ready for patient use. |  |  | 11/01/2019 | 11/01/2019
|  | CAREFUSION | ALARIS 8015 5.7 | CONTROLLER, INFUSION PUMP |  | SPD | Kelemen |  |  | 11/01/2019 |  | 11/1/26 |  |  | NO | YES |  |  |  |  | CAREFUSION 11136732 15273988 |  |  | Active |  | 00:17:23:34:A6:C4 |  | High Risk | 1Y:00-MFG 2Y:00-BAT | 11/01/2019 | 11/01/2019 | COOPER UNIVERSITY HOSPITAL |  |  | Moves | WOT00000001467403 | David Frye | Performance Verification | Completed |  | 11/01/2019 | 11/01/2019 | Performance Verification for CAREFUSION 11136732 15273988 | Initial Install of Performance Verification. Device is ready for patient use. |  |  | 11/01/2019 | 11/01/2019
|  | CAREFUSION | ALARIS 8015 5.7 | CONTROLLER, INFUSION PUMP |  | SPD | Kelemen |  |  | 11/01/2019 |  | 11/1/26 |  |  | NO | YES |  |  |  |  | CAREFUSION 11136729 15273918 |  |  | Active |  | 00:17:23:35:06:B2 |  | High Risk | 1Y:00-MFG 2Y:00-BAT | 11/01/2019 | 11/01/2019 | COOPER UNIVERSITY HOSPITAL |  |  | Moves | WOT00000001460398 | David Frye | Performance Verification | Completed |  | 11/01/2019 | 11/01/2019 | Performance Verification for CAREFUSION 11136729 15273918 | Initial Install of Performance Verification. Device is ready for patient use. |  |  | 11/01/2019 | 11/01/2019
|  | CAREFUSION | ALARIS 8015 5.7 | CONTROLLER, INFUSION PUMP |  | SPD | Kelemen |  |  | 11/01/2019 |  | 11/1/26 |  |  | NO | YES |  |  |  |  | CAREFUSION 11136730 15273909 |  |  | Active |  | 00:17:23:35:13:12 |  | High Risk | 1Y:00-MFG 2Y:00-BAT | 11/01/2019 | 11/01/2019 | COOPER UNIVERSITY HOSPITAL |  |  | Moves | WOT00000001467371 | David Frye | Performance Verification | Completed |  | 11/01/2019 | 11/01/2019 | Performance Verification for CAREFUSION 11136730 15273909 | Initial Install of Performance Verification. Device is ready for patient use. |  |  | 11/01/2019 | 11/01/2019
|  | CAREFUSION | ALARIS 8015 5.7 | CONTROLLER, INFUSION PUMP |  | SPD | Kelemen |  |  | 11/01/2019 |  | 11/1/26 |  |  | NO | YES |  |  |  |  | CAREFUSION 11136728 15274030 |  |  | Active |  | 00:17:23:35:27:85 |  | High Risk | 1Y:00-MFG 2Y:00-BAT | 11/01/2019 | 11/01/2019 | COOPER UNIVERSITY HOSPITAL |  |  | Moves | WOT00000001469084 | David Frye | Performance Verification | Completed |  | 11/01/2019 | 11/01/2019 | Performance Verification for CAREFUSION 11136728 15274030 | Initial Install of Performance Verification. Device is ready for patient use. |  |  | 11/01/2019 | 11/01/2019
|  | CAREFUSION | ALARIS 8015 5.7 | CONTROLLER, INFUSION PUMP |  | SPD | Pavilion |  |  | 11/01/2019 |  | 11/1/26 |  |  | NO | YES |  |  |  |  | CAREFUSION 11136726 15273917 |  |  | Active |  | 00:17:23:34:A6:E8 |  | High Risk | 1Y:00-MFG 2Y:00-BAT | 11/01/2019 | 11/01/2019 | COOPER UNIVERSITY HOSPITAL |  |  | Moves | WOT00000001469080 | David Frye | Performance Verification | Completed |  | 11/01/2019 | 11/01/2019 | Performance Verification for CAREFUSION 11136726 15273917 | Initial Install of Performance Verification. Device is ready for patient use. |  |  | 11/01/2019 | 11/01/2019
|  | CAREFUSION | ALARIS 8015 5.7 | CONTROLLER, INFUSION PUMP |  | SPD | Pavilion |  |  | 11/01/2019 |  | 11/1/26 |  |  | NO | YES |  |  |  |  | CAREFUSION 11136722 15274135 |  |  | Active |  | 00:17:23:34:A9:C4 |  | High Risk | 1Y:00-MFG 2Y:00-BAT | 11/01/2019 | 11/01/2019 | COOPER UNIVERSITY HOSPITAL |  |  | Moves | WOT00000001466635 | David Frye | Performance Verification | Completed |  | 11/01/2019 | 11/01/2019 | Performance Verification for CAREFUSION 11136722 15274135 | Initial Install of Performance Verification. Device is ready for patient use. |  |  | 11/01/2019 | 11/01/2019
|  | CAREFUSION | ALARIS 8015 5.7 | CONTROLLER, INFUSION PUMP |  | SPD | Pavilion |  |  | 03/25/2019 |  | 3/25/26 |  |  | NO | YES |  |  |  |  | CAREFUSION 11136723 15273997 |  |  | Disposition |  | 00:17:23:35:47:E3 |  | High Risk | 1Y:00-MFG 2Y:00-BAT | 03/25/2019 | 03/25/2019 | COOPER UNIVERSITY HOSPITAL |  |  | Moves | WOT00000001460464 | David Frye | Performance Verification | Completed |  | 03/25/2019 | 03/25/2019 | Performance Verification for CAREFUSION 11136723 15273997 | Initial Install of Performance Verification. Device is ready for patient use. |  |  | 03/25/2019 | 03/25/2019
|  | CAREFUSION | ALARIS 8015 5.7 | CONTROLLER, INFUSION PUMP |  | SPD | Pavilion |  |  | 11/01/2019 |  | 11/1/26 |  |  | NO | YES |  |  |  |  | CAREFUSION 11136721 15274051 |  |  | Active |  | 00:17:23:34:99:56 |  | High Risk | 1Y:00-MFG 2Y:00-BAT | 11/01/2019 | 11/01/2019 | COOPER UNIVERSITY HOSPITAL |  |  | Moves | WOT00000001469194 | David Frye | Performance Verification | Completed |  | 11/01/2019 | 11/01/2019 | Performance Verification for CAREFUSION 11136721 15274051 | Initial Install of Performance Verification. Device is ready for patient use. |  |  | 11/01/2019 | 11/01/2019
|  | CAREFUSION | ALARIS 8015 5.7 | CONTROLLER, INFUSION PUMP |  | SPD | Kelemen | BASEMENT |  | 11/01/2019 |  | 11/1/26 |  |  | NO | YES |  |  |  |  | CAREFUSION 11136720 15273940 |  |  | Active |  | 00:17:23:35:1D:95 |  | High Risk | 1Y:00-MFG 2Y:00-BAT | 11/01/2019 | 11/01/2019 | COOPER UNIVERSITY HOSPITAL |  |  | Moves | WOT00000001468331 | David Frye | Performance Verification | Completed |  | 11/01/2019 | 11/01/2019 | Performance Verification for CAREFUSION 11136720 15273940 | Initial Install of Performance Verification. Device is ready for patient use. |  |  | 11/01/2019 | 11/01/2019
|  | CAREFUSION | ALARIS 8015 5.7 | CONTROLLER, INFUSION PUMP |  | SPD | Kelemen |  |  | 11/01/2019 |  | 11/1/26 |  |  | NO | YES |  |  |  |  | CAREFUSION 11136718 15267551 |  |  | Active |  | 00:17:23:34:B2:FD |  | High Risk | 1Y:00-MFG 2Y:00-BAT | 11/01/2019 | 11/01/2019 | COOPER UNIVERSITY HOSPITAL |  |  | Moves | WOT00000001467858 | David Frye | Performance Verification | Completed |  | 11/01/2019 | 11/01/2019 | Performance Verification for CAREFUSION 11136718 15267551 | Initial Install of Performance Verification. Device is ready for patient use. |  |  | 11/01/2019 | 11/01/2019
|  | CAREFUSION | ALARIS 8015 5.7 | CONTROLLER, INFUSION PUMP |  | SPD | Kelemen |  |  | 11/01/2019 |  | 11/1/26 |  |  | NO | YES |  |  |  |  | CAREFUSION 11136719 15273943 |  |  | Active | NA | 00:17:23:35:07:42 |  | High Risk | 1Y:00-MFG 2Y:00-BAT | 11/01/2019 | 11/01/2019 | COOPER UNIVERSITY HOSPITAL |  |  | Moves | WOT00000001456033 | David Frye | Performance Verification | Completed |  | 11/01/2019 | 11/01/2019 | Performance Verification for CAREFUSION NA 15273943 | Initial Install of Performance Verification. Device is ready for patient use. |  |  | 11/01/2019 | 11/01/2019
|  | CAREFUSION | ALARIS 8015 5.7 | CONTROLLER, INFUSION PUMP |  | SPD | Pavilion |  |  | 11/01/2019 |  | 11/1/26 |  |  | NO | YES |  |  |  |  | CAREFUSION 11136710 15266928 |  |  | Active |  | 00:17:23:34:C2:F6 |  | High Risk | 1Y:00-MFG 2Y:00-BAT | 11/01/2019 | 11/01/2019 | COOPER UNIVERSITY HOSPITAL |  |  | Moves | WOT00000001454722 | David Frye | Performance Verification | Completed |  | 11/01/2019 | 11/01/2019 | Performance Verification for CAREFUSION 11136710 15266928 | Initial Install of Performance Verification. Device is ready for patient use. |  |  | 11/01/2019 | 11/01/2019
|  | CAREFUSION | ALARIS 8015 5.7 | CONTROLLER, INFUSION PUMP |  | SPD | Kelemen |  |  | 11/01/2019 |  | 11/1/26 |  |  | NO | YES |  |  |  |  | CAREFUSION 11136711 15266995 |  |  | Active |  | 00:17:23:34:EB:94 |  | High Risk | 1Y:00-MFG 2Y:00-BAT | 11/01/2019 | 11/01/2019 | COOPER UNIVERSITY HOSPITAL |  |  | Moves | WOT00000001466735 | David Frye | Performance Verification | Completed |  | 11/01/2019 | 11/01/2019 | Performance Verification for CAREFUSION 11136711 15266995 | Initial Install of Performance Verification. Device is ready for patient use. |  |  | 11/01/2019 | 11/01/2019
|  | CAREFUSION | ALARIS 8015 5.7 | CONTROLLER, INFUSION PUMP |  | SPD | Pavilion |  |  | 11/01/2019 |  | 11/1/26 |  |  | NO | YES |  |  |  |  | CAREFUSION 11136713 15267217 |  |  | Active |  | 00:17:23:34:D7:3F |  | High Risk | 1Y:00-MFG 2Y:00-BAT | 11/01/2019 | 11/01/2019 | COOPER UNIVERSITY HOSPITAL |  |  | Moves | WOT00000001468456 | David Frye | Performance Verification | Completed |  | 11/01/2019 | 11/01/2019 | Performance Verification for CAREFUSION 11136713 15267217 | Initial Install of Performance Verification. Device is ready for patient use. |  |  | 11/01/2019 | 11/01/2019
|  | CAREFUSION | ALARIS 8015 5.7 | CONTROLLER, INFUSION PUMP |  | SPD | Kelemen |  |  | 11/01/2019 |  | 11/1/26 |  |  | NO | YES |  |  |  |  | CAREFUSION 11136714 15267097 |  |  | Active |  | 00:17:23:34:BE:55 |  | High Risk | 1Y:00-MFG 2Y:00-BAT | 11/01/2019 | 11/01/2019 | COOPER UNIVERSITY HOSPITAL |  |  | Moves | WOT00000001469308 | David Frye | Performance Verification | Completed |  | 11/01/2019 | 11/01/2019 | Performance Verification for CAREFUSION 11136714 15267097 | Initial Install of Performance Verification. Device is ready for patient use. |  |  | 11/01/2019 | 11/01/2019
|  | CAREFUSION | ALARIS 8015 5.7 | CONTROLLER, INFUSION PUMP |  | SPD | Pavilion |  |  | 11/01/2019 |  | 11/1/26 |  |  | NO | YES |  |  |  |  | CAREFUSION 11136712 15267296 |  |  | Active |  | 00:17:23:34:FA:BE |  | High Risk | 1Y:00-MFG 2Y:00-BAT | 11/01/2019 | 11/01/2019 | COOPER UNIVERSITY HOSPITAL |  |  | Moves | WOT00000001468478 | David Frye | Performance Verification | Completed |  | 11/01/2019 | 11/01/2019 | Performance Verification for CAREFUSION 11136712 15267296 | Initial Install of Performance Verification. Device is ready for patient use. |  |  | 11/01/2019 | 11/01/2019
|  | CAREFUSION | ALARIS 8015 5.7 | CONTROLLER, INFUSION PUMP |  | SPD | Pavilion |  |  | 11/01/2019 |  | 11/1/26 |  |  | NO | YES |  |  |  |  | CAREFUSION 11136708 15267057 |  |  | Active |  | 00:17:23:34:F0:50 |  | High Risk | 1Y:00-MFG 2Y:00-BAT | 11/01/2019 | 11/01/2019 | COOPER UNIVERSITY HOSPITAL |  |  | Moves | WOT00000001469450 | David Frye | Performance Verification | Completed |  | 11/01/2019 | 11/01/2019 | Performance Verification for CAREFUSION 11136708 15267057 | Initial Install of Performance Verification. Device is ready for patient use. |  |  | 11/01/2019 | 11/01/2019
|  | CAREFUSION | ALARIS 8015 5.7 | CONTROLLER, INFUSION PUMP |  | SPD | Kelemen |  |  | 11/01/2019 |  | 11/1/26 |  |  | NO | YES |  |  |  |  | CAREFUSION 11136707 15267099 |  |  | Active |  | 00:17:23:34:E9:45 |  | High Risk | 1Y:00-MFG 2Y:00-BAT | 11/01/2019 | 11/01/2019 | COOPER UNIVERSITY HOSPITAL |  |  | Moves | WOT00000001466663 | David Frye | Performance Verification | Completed |  | 11/01/2019 | 11/01/2019 | Performance Verification for CAREFUSION 11136707 15267099 | Initial Install of Performance Verification. Device is ready for patient use. |  |  | 11/01/2019 | 11/01/2019
|  | CAREFUSION | ALARIS 8015 5.7 | CONTROLLER, INFUSION PUMP |  | SPD | Pavilion |  |  | 11/01/2019 |  | 11/1/26 |  |  | NO | YES |  |  |  |  | CAREFUSION 11136709 15267312 |  |  | Active |  | 00:17:23:34:D9:34 |  | High Risk | 1Y:00-MFG 2Y:00-BAT | 11/01/2019 | 11/01/2019 | COOPER UNIVERSITY HOSPITAL |  |  | Moves | WOT00000001469403 | David Frye | Performance Verification | Completed |  | 11/01/2019 | 11/01/2019 | Performance Verification for CAREFUSION 11136709 15267312 | Initial Install of Performance Verification. Device is ready for patient use. |  |  | 11/01/2019 | 11/01/2019
|  | CAREFUSION | ALARIS 8015 5.7 | CONTROLLER, INFUSION PUMP |  | SPD | Kelemen |  |  | 11/01/2019 |  | 11/1/26 |  |  | NO | YES |  |  |  |  | CAREFUSION 11136705 15267874 |  |  | Active |  | 00:17:23:34:E9:66 |  | High Risk | 1Y:00-MFG 2Y:00-BAT | 11/01/2019 | 11/01/2019 | COOPER UNIVERSITY HOSPITAL |  |  | Moves | WOT00000001467079 | David Frye | Performance Verification | Completed |  | 11/01/2019 | 11/01/2019 | Performance Verification for CAREFUSION 11136705 15267874 | Initial Install of Performance Verification. Device is ready for patient use. |  |  | 11/01/2019 | 11/01/2019
|  | CAREFUSION | ALARIS 8015 5.7 | CONTROLLER, INFUSION PUMP |  | SPD | Kelemen |  |  | 11/01/2019 |  | 11/1/26 |  |  | NO | YES |  |  |  |  | CAREFUSION 11136706 15267052 |  |  | Active |  | 00:17:23:34:EF:84 |  | High Risk | 1Y:00-MFG 2Y:00-BAT | 11/01/2019 | 11/01/2019 | COOPER UNIVERSITY HOSPITAL |  |  | Moves | WOT00000001468496 | David Frye | Performance Verification | Completed |  | 11/01/2019 | 11/01/2019 | Performance Verification for CAREFUSION 11136706 15267052 | Initial Install of Performance Verification. Device is ready for patient use. |  |  | 11/01/2019 | 11/01/2019
|  | CAREFUSION | ALARIS 8015 5.7 | CONTROLLER, INFUSION PUMP |  | SPD | Kelemen |  |  | 11/01/2019 |  | 11/1/26 |  |  | NO | YES |  |  |  |  | CAREFUSION 11136698 15267899 |  |  | Active |  | 00:17:23:34:DE:11 |  | High Risk | 1Y:00-MFG 2Y:00-BAT | 11/01/2019 | 11/01/2019 | COOPER UNIVERSITY HOSPITAL |  |  | Moves | WOT00000001469002 | David Frye | Performance Verification | Completed |  | 11/01/2019 | 11/01/2019 | Performance Verification for CAREFUSION 11136698 15267899 | Initial Install of Performance Verification. Device is ready for patient use. |  |  | 11/01/2019 | 11/01/2019
|  | CAREFUSION | ALARIS 8015 5.7 | CONTROLLER, INFUSION PUMP |  | SPD | Pavilion |  |  | 11/01/2019 |  | 11/1/26 |  |  | NO | YES |  |  |  |  | CAREFUSION 11136699 15266871 |  |  | Active | dup11136699 | 00:17:23:34:C9:50 |  | High Risk | 1Y:00-MFG 2Y:00-BAT | 11/01/2019 | 11/01/2019 | COOPER UNIVERSITY HOSPITAL |  |  | Moves | WOT00000001469023 | David Frye | Performance Verification | Completed |  | 11/01/2019 | 11/01/2019 | Performance Verification for CAREFUSION 11136699 15266871 | Initial Install of Performance Verification. Device is ready for patient use. |  |  | 11/01/2019 | 11/01/2019
|  | CAREFUSION | ALARIS 8015 5.7 | CONTROLLER, INFUSION PUMP |  | SPD | Kelemen |  |  | 11/01/2019 |  | 11/1/26 |  |  | NO | YES |  |  |  |  | CAREFUSION 11136700 15267234 |  |  | Active |  | 00:17:23:34:BE:25 |  | High Risk | 1Y:00-MFG 2Y:00-BAT | 11/01/2019 | 11/01/2019 | COOPER UNIVERSITY HOSPITAL |  |  | Moves | WOT00000001466719 | David Frye | Performance Verification | Completed |  | 11/01/2019 | 11/01/2019 | Performance Verification for CAREFUSION 11136700 15267234 | Initial Install of Performance Verification. Device is ready for patient use. |  |  | 11/01/2019 | 11/01/2019
|  | CAREFUSION | ALARIS 8015 5.7 | CONTROLLER, INFUSION PUMP |  | SPD | Pavilion |  |  | 11/01/2019 |  | 11/1/26 |  |  | NO | YES |  |  |  |  | CAREFUSION 11136703 15266905 |  |  | Active |  | 00:17:23:34:CD:91 |  | High Risk | 1Y:00-MFG 2Y:00-BAT | 11/01/2019 | 11/01/2019 | COOPER UNIVERSITY HOSPITAL |  |  | Moves | WOT00000001469088 | David Frye | Performance Verification | Completed |  | 11/01/2019 | 11/01/2019 | Performance Verification for CAREFUSION 11136703 15266905 | Initial Install of Performance Verification. Device is ready for patient use. |  |  | 11/01/2019 | 11/01/2019
|  | CAREFUSION | ALARIS 8015 5.7 | CONTROLLER, INFUSION PUMP |  | SPD | Kelemen |  |  | 11/01/2019 |  | 11/1/26 |  |  | NO | YES |  |  |  |  | CAREFUSION 11136704 15267114 |  |  | Active |  | 00:17:23:34:E6:63 |  | High Risk | 1Y:00-MFG 2Y:00-BAT | 11/01/2019 | 11/01/2019 | COOPER UNIVERSITY HOSPITAL |  |  | Moves | WOT00000001466739 | David Frye | Performance Verification | Completed |  | 11/01/2019 | 11/01/2019 | Performance Verification for CAREFUSION 11136704 15267114 | Initial Install of Performance Verification. Device is ready for patient use. |  |  | 11/01/2019 | 11/01/2019
|  | CAREFUSION | ALARIS 8015 5.7 | CONTROLLER, INFUSION PUMP |  | SPD | Kelemen |  |  | 11/01/2019 |  | 11/1/26 |  |  | NO | YES |  |  |  |  | CAREFUSION 11136702 15267039 |  |  | Active |  | 00:17:23:35:13:1B |  | High Risk | 1Y:00-MFG 2Y:00-BAT | 11/01/2019 | 11/01/2019 | COOPER UNIVERSITY HOSPITAL |  |  | Moves | WOT00000001466737 | David Frye | Performance Verification | Completed |  | 11/01/2019 | 11/01/2019 | Performance Verification for CAREFUSION 11136702 15267039 | Initial Install of Performance Verification. Device is ready for patient use. |  |  | 11/01/2019 | 11/01/2019
|  | CAREFUSION | ALARIS 8015 5.7 | CONTROLLER, INFUSION PUMP |  | SPD | Dorrance |  |  | 11/01/2019 |  | 11/1/26 |  |  | NO | YES |  |  |  |  | CAREFUSION 11136701 15267706 |  |  | Active |  | 00:17:23:34:E8:B5 |  | High Risk | 1Y:00-MFG 2Y:00-BAT | 11/01/2019 | 11/01/2019 | COOPER UNIVERSITY HOSPITAL |  |  | Moves | WOT00000001467720 | David Frye | Performance Verification | Completed |  | 11/01/2019 | 11/01/2019 | Performance Verification for CAREFUSION 11136701 15267706 | Initial Install of Performance Verification. Device is ready for patient use. |  |  | 11/01/2019 | 11/01/2019
|  | CAREFUSION | ALARIS 8015 5.7 | CONTROLLER, INFUSION PUMP |  | SPD | Kelemen |  |  | 11/01/2019 |  | 11/1/26 |  |  | NO | YES |  |  |  |  | CAREFUSION 11136697 15266923 |  |  | Active |  | 00:17:23:34:EC:99 |  | High Risk | 1Y:00-MFG 2Y:00-BAT | 11/01/2019 | 11/01/2019 | COOPER UNIVERSITY HOSPITAL |  |  | Moves | WOT00000001469242 | David Frye | Performance Verification | Completed |  | 11/01/2019 | 11/01/2019 | Performance Verification for CAREFUSION 11136697 15266923 | Initial Install of Performance Verification. Device is ready for patient use. |  |  | 11/01/2019 | 11/01/2019
|  | CAREFUSION | ALARIS 8015 5.7 | CONTROLLER, INFUSION PUMP |  | SPD | Pavilion |  |  | 11/01/2019 |  | 11/1/26 |  |  | NO | YES |  |  |  |  | CAREFUSION 11136696 15267251 |  |  | Active |  | 00:17:23:34:9C:98 |  | High Risk | 1Y:00-MFG 2Y:00-BAT | 11/01/2019 | 11/01/2019 | COOPER UNIVERSITY HOSPITAL |  |  | Moves | WOT00000001466721 | David Frye | Performance Verification | Completed |  | 11/01/2019 | 11/01/2019 | Performance Verification for CAREFUSION 11136696 15267251 | Initial Install of Performance Verification. Device is ready for patient use. |  |  | 11/01/2019 | 11/01/2019
|  | CAREFUSION | ALARIS 8015 5.7 | CONTROLLER, INFUSION PUMP |  | SPD | Pavilion |  |  | 11/01/2019 |  | 11/1/26 |  |  | NO | YES |  |  |  |  | CAREFUSION 11136692 15267887 |  |  | Active |  | 00:17:23:34:A1:C9 |  | High Risk | 1Y:00-MFG 2Y:00-BAT | 11/01/2019 | 11/01/2019 | COOPER UNIVERSITY HOSPITAL |  |  | Moves | WOT00000001469762 | David Frye | Performance Verification | Completed |  | 11/01/2019 | 11/01/2019 | Performance Verification for CAREFUSION 11136692 15267887 | Initial Install of Performance Verification. Device is ready for patient use. |  |  | 11/01/2019 | 11/01/2019
|  | CAREFUSION | ALARIS 8015 5.7 | CONTROLLER, INFUSION PUMP |  | SPD | Kelemen |  |  | 11/01/2019 |  | 11/1/26 |  |  | NO | YES |  |  |  |  | CAREFUSION 11136695 15266651 |  |  | Active |  | 00:17:23:34:C8:AB |  | High Risk | 1Y:00-MFG 2Y:00-BAT | 11/01/2019 | 11/01/2019 | COOPER UNIVERSITY HOSPITAL |  |  | Moves | WOT00000001454718 | David Frye | Performance Verification | Completed |  | 11/01/2019 | 11/01/2019 | Performance Verification for CAREFUSION 11136695 15266651 | Initial Install of Performance Verification. Device is ready for patient use. |  |  | 11/01/2019 | 11/01/2019
|  | CAREFUSION | ALARIS 8015 5.7 | CONTROLLER, INFUSION PUMP |  | SPD | Kelemen |  |  | 11/01/2019 |  | 11/1/26 |  |  | NO | YES |  |  |  |  | CAREFUSION 11136694 15267017 |  |  | Active |  | 00:17:23:34:D3:F4 |  | High Risk | 1Y:00-MFG 2Y:00-BAT | 11/01/2019 | 11/01/2019 | COOPER UNIVERSITY HOSPITAL |  |  | Moves | WOT00000001469448 | David Frye | Performance Verification | Completed |  | 11/01/2019 | 11/01/2019 | Performance Verification for CAREFUSION 11136694 15267017 | Initial Install of Performance Verification. Device is ready for patient use. |  |  | 11/01/2019 | 11/01/2019
|  | CAREFUSION | ALARIS 8015 5.7 | CONTROLLER, INFUSION PUMP |  | SPD | Dorrance |  |  | 11/01/2019 |  | 11/1/26 |  |  | NO | YES |  |  |  |  | CAREFUSION 11136693 15267860 |  |  | Active |  | 00:17:23:34:D3:4F |  | High Risk | 1Y:00-MFG 2Y:00-BAT | 11/01/2019 | 11/01/2019 | COOPER UNIVERSITY HOSPITAL |  |  | Moves | WOT00000001467218 | David Frye | Performance Verification | Completed |  | 11/01/2019 | 11/01/2019 | Performance Verification for CAREFUSION 11136693 15267860 | Initial Install of Performance Verification. Device is ready for patient use. |  |  | 11/01/2019 | 11/01/2019
|  | CAREFUSION | ALARIS 8015 5.7 | CONTROLLER, INFUSION PUMP |  | SPD | Kelemen |  |  | 11/01/2019 |  | 11/1/26 |  |  | NO | YES |  |  |  |  | CAREFUSION 11136691 15267038 |  |  | Active |  | 00:17:23:34:D0:58 |  | High Risk | 1Y:00-MFG 2Y:00-BAT | 11/01/2019 | 11/01/2019 | COOPER UNIVERSITY HOSPITAL |  |  | Moves | WOT00000001469399 | David Frye | Performance Verification | Completed |  | 11/01/2019 | 11/01/2019 | Performance Verification for CAREFUSION 11136691 15267038 | Initial Install of Performance Verification. Device is ready for patient use. |  |  | 11/01/2019 | 11/01/2019
|  | CAREFUSION | ALARIS 8015 5.7 | CONTROLLER, INFUSION PUMP |  | SPD | Pavilion |  |  | 11/01/2019 |  | 11/1/26 |  |  | NO | YES |  |  |  |  | CAREFUSION 11136690 15266879 |  |  | Active |  | 00:17:23:34:CC:65 |  | High Risk | 1Y:00-MFG 2Y:00-BAT | 11/01/2019 | 11/01/2019 | COOPER UNIVERSITY HOSPITAL |  |  | Moves | WOT00000001456302 | David Frye | Performance Verification | Completed |  | 11/01/2019 | 11/01/2019 | Performance Verification for CAREFUSION 11136690 15266879 | Initial Install of Performance Verification. Device is ready for patient use. |  |  | 11/01/2019 | 11/01/2019
|  | CAREFUSION | ALARIS 8015 5.7 | CONTROLLER, INFUSION PUMP |  | SPD | Kelemen |  |  | 11/01/2019 |  | 11/1/26 |  |  | NO | YES |  |  |  |  | CAREFUSION 11136688 15268053 |  |  | Active |  | 00:17:23:34:BA:B9 |  | High Risk | 1Y:00-MFG 2Y:00-BAT | 11/01/2019 | 11/01/2019 | COOPER UNIVERSITY HOSPITAL |  |  | Moves | WOT00000001468751 | David Frye | Performance Verification | Completed |  | 11/01/2019 | 11/01/2019 | Performance Verification for CAREFUSION 11136688 15268053 | Initial Install of Performance Verification. Device is ready for patient use. |  |  | 11/01/2019 | 11/01/2019
|  | CAREFUSION | ALARIS 8015 5.7 | CONTROLLER, INFUSION PUMP |  | SPD | Pavilion |  |  | 11/01/2019 |  | 11/1/26 |  |  | NO | YES |  |  |  |  | CAREFUSION 11136687 15267178 |  |  | Active |  | 00:17:23:34:E8:D3 |  | High Risk | 1Y:00-MFG 2Y:00-BAT | 11/01/2019 | 11/01/2019 | COOPER UNIVERSITY HOSPITAL |  |  | Moves | WOT00000001467565 | David Frye | Performance Verification | Completed |  | 11/01/2019 | 11/01/2019 | Performance Verification for CAREFUSION 11136687 15267178 | Initial Install of Performance Verification. Device is ready for patient use. |  |  | 11/01/2019 | 11/01/2019
|  | CAREFUSION | ALARIS 8015 5.7 | CONTROLLER, INFUSION PUMP |  | SPD | Kelemen |  |  | 11/01/2019 |  | 11/1/26 |  |  | NO | YES |  |  |  |  | CAREFUSION 11136672 15267134 |  |  | Active | dup11136672 | 00:17:23:34:B6:60 |  | High Risk | 1Y:00-MFG 2Y:00-BAT | 11/01/2019 | 11/01/2019 | COOPER UNIVERSITY HOSPITAL |  |  |  | WOT00000001467658 | David Frye | Performance Verification | Completed |  | 11/01/2019 | 11/01/2019 | Performance Verification for CAREFUSION 11136672 15267134 | Initial Install of Performance Verification. Device is ready for patient use. |  |  | 11/01/2019 | 11/01/2019
|  | CAREFUSION | ALARIS 8015 5.7 | CONTROLLER, INFUSION PUMP |  | SPD | Kelemen |  |  | 11/01/2019 |  | 11/1/26 |  |  | NO | YES |  |  |  |  | CAREFUSION 11136674 15267829 |  |  | Active |  | 00:17:23:34:BB:88 |  | High Risk | 1Y:00-MFG 2Y:00-BAT | 11/01/2019 | 11/01/2019 | COOPER UNIVERSITY HOSPITAL |  |  | Moves | WOT00000001466787 | David Frye | Performance Verification | Completed |  | 11/01/2019 | 11/01/2019 | Performance Verification for CAREFUSION 11136674 15267829 | Initial Install of Performance Verification. Device is ready for patient use. |  |  | 11/01/2019 | 11/01/2019
|  | CAREFUSION | ALARIS 8015 5.7 | CONTROLLER, INFUSION PUMP |  | SPD | Kelemen |  |  | 11/01/2019 |  | 11/1/26 |  |  | NO | YES |  |  |  |  | CAREFUSION 11136673 15267020 |  |  | Active |  | 00:17:23:34:EA:9B |  | High Risk | 1Y:00-MFG 2Y:00-BAT | 11/01/2019 | 11/01/2019 | COOPER UNIVERSITY HOSPITAL |  |  | Moves | WOT00000001468343 | David Frye | Performance Verification | Completed |  | 11/01/2019 | 11/01/2019 | Performance Verification for CAREFUSION 11136673 15267020 | Initial Install of Performance Verification. Device is ready for patient use. |  |  | 11/01/2019 | 11/01/2019
|  | CAREFUSION | ALARIS 8015 5.7 | CONTROLLER, INFUSION PUMP |  | SPD | Pavilion |  |  | 11/01/2019 |  | 11/1/26 |  |  | NO | YES |  |  |  |  | CAREFUSION 11136671 15268056 |  |  | Active |  | 00:17:23:34:AB:B0 |  | High Risk | 1Y:00-MFG 2Y:00-BAT | 11/01/2019 | 11/01/2019 | COOPER UNIVERSITY HOSPITAL |  |  | Moves | WOT00000001469718 | David Frye | Performance Verification | Completed |  | 11/01/2019 | 11/01/2019 | Performance Verification for CAREFUSION 11136671 15268056 | Initial Install of Performance Verification. Device is ready for patient use. |  |  | 11/01/2019 | 11/01/2019
|  | CAREFUSION | ALARIS 8015 5.7 | CONTROLLER, INFUSION PUMP |  | SPD | Kelemen |  |  | 11/01/2019 |  | 11/1/26 |  |  | NO | YES |  |  |  |  | CAREFUSION 11136670 15267896 |  |  | Active |  | 00:17:23:34:C9:26 |  | High Risk | 1Y:00-MFG 2Y:00-BAT | 11/01/2019 | 11/01/2019 | COOPER UNIVERSITY HOSPITAL |  |  | Moves | WOT00000001468119 | David Frye | Performance Verification | Completed |  | 11/01/2019 | 11/01/2019 | Performance Verification for CAREFUSION 11136670 15267896 | Initial Install of Performance Verification. Device is ready for patient use. |  |  | 11/01/2019 | 11/01/2019
|  | CAREFUSION | ALARIS 8015 5.7 | CONTROLLER, INFUSION PUMP |  | SPD | Kelemen |  |  | 11/01/2019 |  | 11/1/26 |  |  | NO | YES |  |  |  |  | CAREFUSION 11136669 15266952 |  |  | Active |  | 00:17:23:34:CB:F9 |  | High Risk | 1Y:00-MFG 2Y:00-BAT | 11/01/2019 | 11/01/2019 | COOPER UNIVERSITY HOSPITAL |  |  | Moves | WOT00000001458301 | David Frye | Performance Verification | Completed |  | 11/01/2019 | 11/01/2019 | Performance Verification for CAREFUSION 11136669 15266952 | Initial Install of Performance Verification. Device is ready for patient use. |  |  | 11/01/2019 | 11/01/2019
|  | CAREFUSION | ALARIS 8015 5.7 | CONTROLLER, INFUSION PUMP |  | 3 COOPER-GAMMA KNIFE | 3 Cooper |  |  | 09/12/2019 |  | 9/12/26 |  |  | NO | YES |  |  |  |  | CAREFUSION 11136668 15267821 |  |  | Active |  | 00:17:23:34:A1:F0 |  | High Risk | 1Y:00-MFG 2Y:00-BAT | 09/12/2019 | 09/12/2019 | COOPER AMBULATORY OFF-SITES |  |  |  | WOT00000001468647 | ANNE BEXTON | Performance Verification | Completed |  | 09/12/2019 | 09/12/2019 | Performance Verification for CAREFUSION 11136668 15267821 | Initial Install of Performance Verification. Device is ready for patient use. |  |  | 09/12/2019 | 09/12/2019
|  | CAREFUSION | ALARIS 8015 5.7 | CONTROLLER, INFUSION PUMP |  | SPD | Kelemen |  |  | 11/01/2019 |  | 11/1/26 |  |  | NO | YES |  |  |  |  | CAREFUSION 11136666 15268063 |  |  | Active |  | 00:17:23:34:AE:B6 |  | High Risk | 1Y:00-MFG 2Y:00-BAT | 11/01/2019 | 11/01/2019 | COOPER UNIVERSITY HOSPITAL |  |  | Moves | WOT00000001468108 | David Frye | Performance Verification | Completed |  | 11/01/2019 | 11/01/2019 | Performance Verification for CAREFUSION 11136666 15268063 | Initial Install of Performance Verification. Device is ready for patient use. |  |  | 11/01/2019 | 11/01/2019
|  | CAREFUSION | ALARIS 8015 5.7 | CONTROLLER, INFUSION PUMP |  | SPD | Pavilion |  |  | 11/01/2019 |  | 11/1/26 |  |  | NO | YES |  |  |  |  | CAREFUSION 11136667 15268060 |  |  | Active |  | 00:17:23:34:A7:8A |  | High Risk | 1Y:00-MFG 2Y:00-BAT | 11/01/2019 | 11/01/2019 | COOPER UNIVERSITY HOSPITAL |  |  | Moves | WOT00000001467130 | David Frye | Performance Verification | Completed |  | 11/01/2019 | 11/01/2019 | Performance Verification for CAREFUSION 11136667 15268060 | Initial Install of Performance Verification. Device is ready for patient use. |  |  | 11/01/2019 | 11/01/2019
|  | CAREFUSION | ALARIS 8015 5.7 | CONTROLLER, INFUSION PUMP |  | SPD | Pavilion |  |  | 11/01/2019 |  | 11/1/26 |  |  | NO | YES |  |  |  |  | CAREFUSION 11136659 15267410 |  |  | Active |  | 00:17:23:34:D6:3D |  | High Risk | 1Y:00-MFG 2Y:00-BAT | 11/01/2019 | 11/01/2019 | COOPER UNIVERSITY HOSPITAL |  |  | Moves | WOT00000001466743 | David Frye | Performance Verification | Completed |  | 11/01/2019 | 11/01/2019 | Performance Verification for CAREFUSION 11136659 15267410 | Initial Install of Performance Verification. Device is ready for patient use. |  |  | 11/01/2019 | 11/01/2019
|  | CAREFUSION | ALARIS 8015 5.7 | CONTROLLER, INFUSION PUMP |  | SPD | Kelemen | BASEMENT |  | 11/01/2019 |  | 11/1/26 |  |  | NO | YES |  |  |  |  | CAREFUSION 11136665 15267857 |  |  | Active |  | 00:17:23:34:F8:51 |  | High Risk | 1Y:00-MFG 2Y:00-BAT | 11/01/2019 | 11/01/2019 | COOPER UNIVERSITY HOSPITAL |  |  | Moves | WOT00000001468862 | David Frye | Performance Verification | Completed |  | 11/01/2019 | 11/01/2019 | Performance Verification for CAREFUSION 11136665 15267857 | Initial Install of Performance Verification. Device is ready for patient use. |  |  | 11/01/2019 | 11/01/2019
|  | CAREFUSION | ALARIS 8015 5.7 | CONTROLLER, INFUSION PUMP |  | SPD | Kelemen |  |  | 11/01/2019 |  | 11/1/26 |  |  | NO | YES |  |  |  |  | CAREFUSION 11136664 15267484 |  |  | Active |  | 00:17:23:34:D7:90 |  | High Risk | 1Y:00-MFG 2Y:00-BAT | 11/01/2019 | 11/01/2019 | COOPER UNIVERSITY HOSPITAL |  |  | Moves | WOT00000001468610 | David Frye | Performance Verification | Completed |  | 11/01/2019 | 11/01/2019 | Performance Verification for CAREFUSION 11136664 15267484 | Initial Install of Performance Verification. Device is ready for patient use. |  |  | 11/01/2019 | 11/01/2019
|  | CAREFUSION | ALARIS 8015 5.7 | CONTROLLER, INFUSION PUMP |  | SPD | Kelemen |  |  | 11/01/2019 |  | 11/1/26 |  |  | NO | YES |  |  |  |  | CAREFUSION 11136663 15267908 |  |  | Active |  | 00:17:23:34:DB:68 |  | High Risk | 1Y:00-MFG 2Y:00-BAT | 11/01/2019 | 11/01/2019 | COOPER UNIVERSITY HOSPITAL |  |  | Moves | WOT00000001467082 | David Frye | Performance Verification | Completed |  | 11/01/2019 | 11/01/2019 | Performance Verification for CAREFUSION 11136663 15267908 | Initial Install of Performance Verification. Device is ready for patient use. |  |  | 11/01/2019 | 11/01/2019
|  | CAREFUSION | ALARIS 8015 5.7 | CONTROLLER, INFUSION PUMP |  | SPD | Pavilion |  |  | 11/01/2019 |  | 11/1/26 |  |  | NO | YES |  |  |  |  | CAREFUSION 11136662 15266976 |  |  | Active |  | 00:17:23:34:E6:66 |  | High Risk | 1Y:00-MFG 2Y:00-BAT | 11/01/2019 | 11/01/2019 | COOPER UNIVERSITY HOSPITAL |  |  | Moves | WOT00000001469050 | David Frye | Performance Verification | Completed |  | 11/01/2019 | 11/01/2019 | Performance Verification for CAREFUSION 11136662 15266976 | Initial Install of Performance Verification. Device is ready for patient use. |  |  | 11/01/2019 | 11/01/2019
|  | CAREFUSION | ALARIS 8015 5.7 | CONTROLLER, INFUSION PUMP |  | SPD | Kelemen |  |  | 11/01/2019 |  | 11/1/26 |  |  | NO | YES |  |  |  |  | CAREFUSION 11136661 15267238 |  |  | Active |  | 00:17:23:34:F6:E6 |  | High Risk | 1Y:00-MFG 2Y:00-BAT | 11/01/2019 | 11/01/2019 | COOPER UNIVERSITY HOSPITAL |  |  | Moves | WOT00000001469354 | David Frye | Performance Verification | Completed |  | 11/01/2019 | 11/01/2019 | Performance Verification for CAREFUSION 11136661 15267238 | Initial Install of Performance Verification. Device is ready for patient use. |  |  | 11/01/2019 | 11/01/2019
|  | CAREFUSION | ALARIS 8015 5.7 | CONTROLLER, INFUSION PUMP |  | SPD | Kelemen |  |  | 11/01/2019 |  | 11/1/26 |  |  | NO | YES |  |  |  |  | CAREFUSION 11136660 15267987 |  |  | Active |  | 00:17:23:34:D4:3C |  | High Risk | 1Y:00-MFG 2Y:00-BAT | 11/01/2019 | 11/01/2019 | COOPER UNIVERSITY HOSPITAL |  |  | Moves | WOT00000001469716 | David Frye | Performance Verification | Completed |  | 11/01/2019 | 11/01/2019 | Performance Verification for CAREFUSION 11136660 15267987 | Initial Install of Performance Verification. Device is ready for patient use. |  |  | 11/01/2019 | 11/01/2019
|  | CAREFUSION | ALARIS 8015 5.7 | CONTROLLER, INFUSION PUMP |  | SPD | Kelemen |  |  | 11/01/2019 |  | 11/1/26 |  |  | NO | YES |  |  |  |  | CAREFUSION 11136658 15267088 |  |  | Active |  | 00:17:23:34:CE:9C |  | High Risk | 1Y:00-MFG 2Y:00-BAT | 11/01/2019 | 11/01/2019 | COOPER UNIVERSITY HOSPITAL |  |  | Moves | WOT00000001468344 | David Frye | Performance Verification | Completed |  | 11/01/2019 | 11/01/2019 | Performance Verification for CAREFUSION 11136658 15267088 | Initial Install of Performance Verification. Device is ready for patient use. |  |  | 11/01/2019 | 11/01/2019
|  | CAREFUSION | ALARIS 8015 5.7 | CONTROLLER, INFUSION PUMP |  | SPD | Pavilion |  |  | 11/01/2019 |  | 11/1/26 |  |  | NO | YES |  |  |  |  | CAREFUSION 11136657 15267232 |  |  | Active |  | 00:17:23:34:F2:24 |  | High Risk | 1Y:00-MFG 2Y:00-BAT | 11/01/2019 | 11/01/2019 | COOPER UNIVERSITY HOSPITAL |  |  | Moves | WOT00000001469352 | David Frye | Performance Verification | Completed |  | 11/01/2019 | 11/01/2019 | Performance Verification for CAREFUSION 11136657 15267232 | Initial Install of Performance Verification. Device is ready for patient use. |  |  | 11/01/2019 | 11/01/2019
|  | CAREFUSION | ALARIS 8015 5.7 | CONTROLLER, INFUSION PUMP |  | SPD | Pavilion |  |  | 11/01/2019 |  | 11/1/26 |  |  | NO | YES |  |  |  |  | CAREFUSION 11136656 15267916 |  |  | Active |  | 00:17:23:34:D8:47 |  | High Risk | 1Y:00-MFG 2Y:00-BAT | 11/01/2019 | 11/01/2019 | COOPER UNIVERSITY HOSPITAL |  |  | Moves | WOT00000001468719 | David Frye | Performance Verification | Completed |  | 11/01/2019 | 11/01/2019 | Performance Verification for CAREFUSION 11136656 15267916 | Initial Install of Performance Verification. Device is ready for patient use. |  |  | 11/01/2019 | 11/01/2019
|  | CAREFUSION | ALARIS 8015 5.7 | CONTROLLER, INFUSION PUMP |  | SPD | Pavilion |  |  | 11/01/2019 |  | 11/1/26 |  |  | NO | YES |  |  |  |  | CAREFUSION 11136654 15267651 |  |  | Active |  | 00:17:23:34:D5:4D |  | High Risk | 1Y:00-MFG 2Y:00-BAT | 11/01/2019 | 11/01/2019 | COOPER UNIVERSITY HOSPITAL |  |  | Moves | WOT00000001468638 | David Frye | Performance Verification | Completed |  | 11/01/2019 | 11/01/2019 | Performance Verification for CAREFUSION 11136654 15267651 | Initial Install of Performance Verification. Device is ready for patient use. |  |  | 11/01/2019 | 11/01/2019
|  | CAREFUSION | ALARIS 8015 5.7 | CONTROLLER, INFUSION PUMP |  | SPD | Kelemen |  |  | 11/01/2019 |  | 11/1/26 |  |  | NO | YES |  |  |  |  | CAREFUSION 11136653 15266991 |  |  | Active |  | 00:17:23:34:E9:15 |  | High Risk | 1Y:00-MFG 2Y:00-BAT | 11/01/2019 | 11/01/2019 | COOPER UNIVERSITY HOSPITAL |  |  | Moves | WOT00000001469397 | David Frye | Performance Verification | Completed |  | 11/01/2019 | 11/01/2019 | Performance Verification for CAREFUSION 11136653 15266991 | Initial Install of Performance Verification. Device is ready for patient use. |  |  | 11/01/2019 | 11/01/2019
|  | CAREFUSION | ALARIS 8015 5.7 | CONTROLLER, INFUSION PUMP |  | SPD | Kelemen |  |  | 11/01/2019 |  | 11/1/26 |  |  | NO | YES |  |  |  |  | CAREFUSION 11136651 15267320 |  |  | Active |  | 00:17:23:34:E6:FC |  | High Risk | 1Y:00-MFG 2Y:00-BAT | 11/01/2019 | 11/01/2019 | COOPER UNIVERSITY HOSPITAL |  |  | Moves | WOT00000001466741 | David Frye | Performance Verification | Completed |  | 11/01/2019 | 11/01/2019 | Performance Verification for CAREFUSION 11136651 15267320 | Initial Install of Performance Verification. Device is ready for patient use. |  |  | 11/01/2019 | 11/01/2019
|  | CAREFUSION | ALARIS 8015 5.7 | CONTROLLER, INFUSION PUMP |  | SPD | Pavilion |  |  | 11/01/2019 |  | 11/1/26 |  |  | NO | YES |  |  |  |  | CAREFUSION 11136650 15267463 |  |  | Active |  | 00:17:23:34:EB:D3 |  | High Risk | 1Y:00-MFG 2Y:00-BAT | 11/01/2019 | 11/01/2019 | COOPER UNIVERSITY HOSPITAL |  |  | Moves | WOT00000001468597 | David Frye | Performance Verification | Completed |  | 11/01/2019 | 11/01/2019 | Performance Verification for CAREFUSION 11136650 15267463 | Initial Install of Performance Verification. Device is ready for patient use. |  |  | 11/01/2019 | 11/01/2019
|  | CAREFUSION | ALARIS 8015 5.7 | CONTROLLER, INFUSION PUMP |  | SPD | Kelemen |  |  | 11/01/2019 |  | 11/1/26 |  |  | NO | YES |  |  |  |  | CAREFUSION 11136649 15267836 |  |  | Active |  | 00:17:23:34:BB:5E |  | High Risk | 1Y:00-MFG 2Y:00-BAT | 11/01/2019 | 11/01/2019 | COOPER UNIVERSITY HOSPITAL |  |  | Moves | WOT00000001468107 | David Frye | Performance Verification | Completed |  | 11/01/2019 | 11/01/2019 | Performance Verification for CAREFUSION 11136649 15267836 | Initial Install of Performance Verification. Device is ready for patient use. |  |  | 11/01/2019 | 11/01/2019
|  | CAREFUSION | ALARIS 8015 5.7 | CONTROLLER, INFUSION PUMP |  | SPD | Kelemen |  |  | 11/01/2019 |  | 11/1/26 |  |  | NO | YES |  |  |  |  | CAREFUSION 11136648 15267464 |  |  | Active |  | 00:17:23:34:D6:9D |  | High Risk | 1Y:00-MFG 2Y:00-BAT | 11/01/2019 | 11/01/2019 | COOPER UNIVERSITY HOSPITAL |  |  | Moves | WOT00000001469542 | David Frye | Performance Verification | Completed |  | 11/01/2019 | 11/01/2019 | Performance Verification for CAREFUSION 11136648 15267464 | Initial Install of Performance Verification. Device is ready for patient use. |  |  | 11/01/2019 | 11/01/2019
|  | CAREFUSION | ALARIS 8015 5.7 | CONTROLLER, INFUSION PUMP |  | SPD | Kelemen | Basement |  | 11/01/2019 |  | 11/1/26 |  |  | NO | YES |  |  |  |  | CAREFUSION 11136647 15267798 |  |  | Active |  | 00:17:23:34:BB:64 |  | High Risk | 1Y:00-MFG 2Y:00-BAT | 11/01/2019 | 11/01/2019 | COOPER UNIVERSITY HOSPITAL |  |  | Moves | WOT00000001469546 | David Frye | Performance Verification | Completed |  | 11/01/2019 | 11/01/2019 | Performance Verification for CAREFUSION 11136647 15267798 | Initial Install of Performance Verification. Device is ready for patient use. |  |  | 11/01/2019 | 11/01/2019
|  | CAREFUSION | ALARIS 8015 5.7 | CONTROLLER, INFUSION PUMP |  | SPD | Kelemen | BASEMENT |  | 11/01/2019 |  | 11/1/26 |  |  | NO | YES |  |  |  |  | CAREFUSION 11136642 15267444 |  |  | Active |  | 00:17:23:34:FA:CA |  | High Risk | 1Y:00-MFG 2Y:00-BAT | 11/01/2019 | 11/01/2019 | COOPER UNIVERSITY HOSPITAL |  |  | Moves | WOT00000001466880 | David Frye | Performance Verification | Completed |  | 11/01/2019 | 11/01/2019 | Performance Verification for CAREFUSION 11136642 15267444 | Initial Install of Performance Verification. Device is ready for patient use. |  |  | 11/01/2019 | 11/01/2019
|  | CAREFUSION | ALARIS 8015 5.7 | CONTROLLER, INFUSION PUMP |  | SPD | Kelemen |  |  | 11/01/2019 |  | 11/1/26 |  |  | NO | YES |  |  |  |  | CAREFUSION 11136643 15267369 |  |  | Active |  | 00:17:23:34:DF:73 |  | High Risk | 1Y:00-MFG 2Y:00-BAT | 11/01/2019 | 11/01/2019 | COOPER UNIVERSITY HOSPITAL |  |  | Moves | WOT00000001468351 | David Frye | Performance Verification | Completed |  | 11/01/2019 | 11/01/2019 | Performance Verification for CAREFUSION 11136643 15267369 | Initial Install of Performance Verification. Device is ready for patient use. |  |  | 11/01/2019 | 11/01/2019
|  | CAREFUSION | ALARIS 8015 5.7 | CONTROLLER, INFUSION PUMP |  | SPD | Kelemen |  |  | 11/01/2019 |  | 11/1/26 |  |  | NO | YES |  |  |  |  | CAREFUSION 11136644 15267718 |  |  | Active |  | 00:17:23:34:F5:DE |  | High Risk | 1Y:00-MFG 2Y:00-BAT | 11/01/2019 | 11/01/2019 | COOPER UNIVERSITY HOSPITAL |  |  | Moves | WOT00000001466970 | David Frye | Performance Verification | Completed |  | 11/01/2019 | 11/01/2019 | Performance Verification for CAREFUSION 11136644 15267718 | Initial Install of Performance Verification. Device is ready for patient use. |  |  | 11/01/2019 | 11/01/2019
|  | CAREFUSION | ALARIS 8015 5.7 | CONTROLLER, INFUSION PUMP |  | SPD | Kelemen |  |  | 11/01/2019 |  | 11/1/26 |  |  | NO | YES |  |  |  |  | CAREFUSION 11136645 15267994 |  |  | Active |  | 00:17:23:34:BE:94 |  | High Risk | 1Y:00-MFG 2Y:00-BAT | 11/01/2019 | 11/01/2019 | COOPER UNIVERSITY HOSPITAL |  |  | Moves | WOT00000001467086 | David Frye | Performance Verification | Completed |  | 11/01/2019 | 11/01/2019 | Performance Verification for CAREFUSION 11136645 15267994 | Initial Install of Performance Verification. Device is ready for patient use. |  |  | 11/01/2019 | 11/01/2019
|  | CAREFUSION | ALARIS 8015 5.7 | CONTROLLER, INFUSION PUMP |  | SPD | Pavilion |  |  | 11/01/2019 |  | 11/1/26 |  |  | NO | YES |  |  |  |  | CAREFUSION 11136641 15268009 |  |  | Active |  | 00:17:23:34:AE:DD |  | High Risk | 1Y:00-MFG 2Y:00-BAT | 11/01/2019 | 11/01/2019 | COOPER UNIVERSITY HOSPITAL |  |  | Moves | WOT00000001469663 | David Frye | Performance Verification | Completed |  | 11/01/2019 | 11/01/2019 | Performance Verification for CAREFUSION 11136641 15268009 | Initial Install of Performance Verification. Device is ready for patient use. |  |  | 11/01/2019 | 11/01/2019
|  | CAREFUSION | ALARIS 8015 5.7 | CONTROLLER, INFUSION PUMP |  | SPD | Kelemen |  |  | 11/01/2019 |  | 11/1/26 |  |  | NO | YES |  |  |  |  | CAREFUSION 11136640 15266909 |  |  | Active |  | 00:17:23:34:CE:B1 |  | High Risk | 1Y:00-MFG 2Y:00-BAT | 11/01/2019 | 11/01/2019 | COOPER UNIVERSITY HOSPITAL |  |  | Moves | WOT00000001460445 | David Frye | Performance Verification | Completed |  | 11/01/2019 | 11/01/2019 | Performance Verification for CAREFUSION 11136640 15266909 | Initial Install of Performance Verification. Device is ready for patient use. |  |  | 11/01/2019 | 11/01/2019
|  | CAREFUSION | ALARIS 8015 5.7 | CONTROLLER, INFUSION PUMP |  | SPD | Kelemen |  |  | 11/01/2019 |  | 11/1/26 |  |  | NO | YES |  |  |  |  | CAREFUSION 11136639 15267018 |  |  | Active |  | 00:17:23:34:E9:42 |  | High Risk | 1Y:00-MFG 2Y:00-BAT | 11/01/2019 | 11/01/2019 | COOPER UNIVERSITY HOSPITAL |  |  | Moves | WOT00000001460472 | David Frye | Performance Verification | Completed |  | 11/01/2019 | 11/01/2019 | Performance Verification for CAREFUSION 11136639 15267018 | Initial Install of Performance Verification. Device is ready for patient use. |  |  | 11/01/2019 | 11/01/2019
|  | CAREFUSION | ALARIS 8015 5.7 | CONTROLLER, INFUSION PUMP |  | SPD | Kelemen |  |  | 11/01/2019 |  | 11/1/26 |  |  | NO | YES |  |  |  |  | CAREFUSION 11136633 15267894 |  |  | Active |  | 00:17:23:34:EF:4B |  | High Risk | 1Y:00-MFG 2Y:00-BAT | 11/01/2019 | 11/01/2019 | COOPER UNIVERSITY HOSPITAL |  |  | Pharmacy Test Unit | WOT00000001467220 | David Frye | Performance Verification | Completed |  | 11/01/2019 | 11/01/2019 | Performance Verification for CAREFUSION 11136633 15267894 | Initial Install of Performance Verification. Device is ready for patient use. |  |  | 11/01/2019 | 11/01/2019
|  | CAREFUSION | ALARIS 8015 5.7 | CONTROLLER, INFUSION PUMP |  | SPD | Kelemen |  |  | 11/01/2019 |  | 11/1/26 |  |  | NO | YES |  |  |  |  | CAREFUSION 11136634 15267125 |  |  | Active |  | 00:17:23:34:C6:CB |  | High Risk | 1Y:00-MFG 2Y:00-BAT | 11/01/2019 | 11/01/2019 | COOPER UNIVERSITY HOSPITAL |  |  | Moves | WOT00000001460477 | David Frye | Performance Verification | Completed |  | 11/01/2019 | 11/01/2019 | Performance Verification for CAREFUSION 11136634 15267125 | Initial Install of Performance Verification. Device is ready for patient use. |  |  | 11/01/2019 | 11/01/2019
|  | CAREFUSION | ALARIS 8015 5.7 | CONTROLLER, INFUSION PUMP |  | SPD | Pavilion |  |  | 11/01/2019 |  | 11/1/26 |  |  | NO | YES |  |  |  |  | CAREFUSION 11136638 15267082 |  |  | Active |  | 00:17:23:34:BD:FE |  | High Risk | 1Y:00-MFG 2Y:00-BAT | 11/01/2019 | 11/01/2019 | COOPER UNIVERSITY HOSPITAL |  |  | Moves | WOT00000001467517 | David Frye | Performance Verification | Completed |  | 11/01/2019 | 11/01/2019 | Performance Verification for CAREFUSION 11136638 15267082 | Initial Install of Performance Verification. Device is ready for patient use. |  |  | 11/01/2019 | 11/01/2019
|  | CAREFUSION | ALARIS 8015 5.7 | CONTROLLER, INFUSION PUMP |  | SPD | Kelemen |  |  | 11/01/2019 |  | 11/1/26 |  |  | NO | YES |  |  |  |  | CAREFUSION 11136637 15267519 |  |  | Active |  | 00:17:23:34:C0:89 |  | High Risk | 1Y:00-MFG 2Y:00-BAT | 11/01/2019 | 11/01/2019 | COOPER UNIVERSITY HOSPITAL |  |  | Moves | WOT00000001466965 | David Frye | Performance Verification | Completed |  | 11/01/2019 | 11/01/2019 | Performance Verification for CAREFUSION 11136637 15267519 | Initial Install of Performance Verification. Device is ready for patient use. |  |  | 11/01/2019 | 11/01/2019
|  | CAREFUSION | ALARIS 8015 5.7 | CONTROLLER, INFUSION PUMP |  | SPD | Kelemen |  |  | 11/01/2019 |  | 11/1/26 |  |  | NO | YES |  |  |  |  | CAREFUSION 11136636 15267714 |  |  | Active |  | 00:17:23:34:A2:77 |  | High Risk | 1Y:00-MFG 2Y:00-BAT | 11/01/2019 | 11/01/2019 | COOPER UNIVERSITY HOSPITAL |  |  | Moves | WOT00000001468614 | David Frye | Performance Verification | Completed |  | 11/01/2019 | 11/01/2019 | Performance Verification for CAREFUSION 11136636 15267714 | Initial Install of Performance Verification. Device is ready for patient use. |  |  | 11/01/2019 | 11/01/2019
|  | CAREFUSION | ALARIS 8015 5.7 | CONTROLLER, INFUSION PUMP |  | SPD | Dorrance |  |  | 11/01/2019 |  | 11/1/26 |  |  | NO | YES |  |  |  |  | CAREFUSION 11136635 15267812 |  |  | Active |  | 00:17:23:34:E4:20 |  | High Risk | 1Y:00-MFG 2Y:00-BAT | 11/01/2019 | 11/01/2019 | COOPER UNIVERSITY HOSPITAL |  |  | Moves | WOT00000001469616 | David Frye | Performance Verification | Completed |  | 11/01/2019 | 11/01/2019 | Performance Verification for CAREFUSION 11136635 15267812 | Initial Install of Performance Verification. Device is ready for patient use. |  |  | 11/01/2019 | 11/01/2019
|  | CAREFUSION | ALARIS 8015 5.7 | CONTROLLER, INFUSION PUMP |  | SPD | Pavilion |  |  | 11/01/2019 |  | 11/1/26 |  |  | NO | YES |  |  |  |  | CAREFUSION 11136632 15267534 |  |  | Active |  | 00:17:23:34:CF:3B |  | High Risk | 1Y:00-MFG 2Y:00-BAT | 11/01/2019 | 11/01/2019 | COOPER UNIVERSITY HOSPITAL |  |  | Moves | WOT00000001468598 | David Frye | Performance Verification | Completed |  | 11/01/2019 | 11/01/2019 | Performance Verification for CAREFUSION 11136632 15267534 | Initial Install of Performance Verification. Device is ready for patient use. |  |  | 11/01/2019 | 11/01/2019
|  | CAREFUSION | ALARIS 8015 5.7 | CONTROLLER, INFUSION PUMP |  | SPD | Pavilion |  |  | 11/01/2019 |  | 11/1/26 |  |  | NO | YES |  |  |  |  | CAREFUSION 11136630 15267901 |  |  | Active |  | 00:17:23:34:B1:14 |  | High Risk | 1Y:00-MFG 2Y:00-BAT | 11/01/2019 | 11/01/2019 | COOPER UNIVERSITY HOSPITAL |  |  | Moves | WOT00000001469772 | David Frye | Performance Verification | Completed |  | 11/01/2019 | 11/01/2019 | Performance Verification for CAREFUSION 11136630 15267901 | Initial Install of Performance Verification. Device is ready for patient use. |  |  | 11/01/2019 | 11/01/2019
|  | CAREFUSION | ALARIS 8015 5.7 | CONTROLLER, INFUSION PUMP |  | SPD | Pavilion |  |  | 11/01/2019 |  | 11/1/26 |  |  | NO | YES |  |  |  |  | CAREFUSION 11136631 15267130 |  |  | Active |  | 00:17:23:34:CE:AE |  | High Risk | 1Y:00-MFG 2Y:00-BAT | 11/01/2019 | 11/01/2019 | COOPER UNIVERSITY HOSPITAL |  |  | Moves | WOT00000001468347 | David Frye | Performance Verification | Completed |  | 11/01/2019 | 11/01/2019 | Performance Verification for CAREFUSION 11136631 15267130 | Initial Install of Performance Verification. Device is ready for patient use. |  |  | 11/01/2019 | 11/01/2019
|  | CAREFUSION | ALARIS 8015 5.7 | CONTROLLER, INFUSION PUMP |  | SPD | Kelemen |  |  | 11/01/2019 |  | 11/1/26 |  |  | NO | YES |  |  |  |  | CAREFUSION 11136625 15267252 |  |  | Active |  | 00:17:23:34:ED:3B |  | High Risk | 1Y:00-MFG 2Y:00-BAT | 11/01/2019 | 11/01/2019 | COOPER UNIVERSITY HOSPITAL |  |  | Moves | WOT00000001467638 | David Frye | Performance Verification | Completed |  | 11/01/2019 | 11/01/2019 | Performance Verification for CAREFUSION 11136625 15267252 | Initial Install of Performance Verification. Device is ready for patient use. |  |  | 11/01/2019 | 11/01/2019
|  | CAREFUSION | ALARIS 8015 5.7 | CONTROLLER, INFUSION PUMP |  | SPD | Kelemen |  |  | 11/01/2019 |  | 11/1/26 |  |  | NO | YES |  |  |  |  | CAREFUSION 11136629 15267873 |  |  | Active |  | 00:17:23:34:B9:AE |  | High Risk | 1Y:00-MFG 2Y:00-BAT | 11/01/2019 | 11/01/2019 | COOPER UNIVERSITY HOSPITAL |  |  | Moves | WOT00000001469770 | David Frye | Performance Verification | Completed |  | 11/01/2019 | 11/01/2019 | Performance Verification for CAREFUSION 11136629 15267873 | Initial Install of Performance Verification. Device is ready for patient use. |  |  | 11/01/2019 | 11/01/2019
|  | CAREFUSION | ALARIS 8015 5.7 | CONTROLLER, INFUSION PUMP |  | SPD | Kelemen |  |  | 11/01/2019 |  | 11/1/26 |  |  | NO | YES |  |  |  |  | CAREFUSION 11136628 15267131 |  |  | Active |  | 00:17:23:34:C4:46 |  | High Risk | 1Y:00-MFG 2Y:00-BAT | 11/01/2019 | 11/01/2019 | COOPER UNIVERSITY HOSPITAL |  |  | Moves | WOT00000001469310 | David Frye | Performance Verification | Completed |  | 11/01/2019 | 11/01/2019 | Performance Verification for CAREFUSION 11136628 15267131 | Initial Install of Performance Verification. Device is ready for patient use. |  |  | 11/01/2019 | 11/01/2019
|  | CAREFUSION | ALARIS 8015 5.7 | CONTROLLER, INFUSION PUMP |  | SPD | Kelemen |  |  | 11/01/2019 |  | 11/1/26 |  |  | NO | YES |  |  |  |  | CAREFUSION 11136627 15266918 |  |  | Active |  | 00:17:23:34:E3:F3 |  | High Risk | 1Y:00-MFG 2Y:00-BAT | 11/01/2019 | 11/01/2019 | COOPER UNIVERSITY HOSPITAL |  |  | Moves | WOT00000001467428 | David Frye | Performance Verification | Completed |  | 11/01/2019 | 11/01/2019 | Performance Verification for CAREFUSION 11136627 15266918 | Initial Install of Performance Verification. Device is ready for patient use. |  |  | 11/01/2019 | 11/01/2019
|  | CAREFUSION | ALARIS 8015 5.7 | CONTROLLER, INFUSION PUMP |  | SPD | Kelemen |  |  | 11/01/2019 |  | 11/1/26 |  |  | NO | YES |  |  |  |  | CAREFUSION 11136626 15267438 |  |  | Active |  | 00:17:23:34:E2:58 |  | High Risk | 1Y:00-MFG 2Y:00-BAT | 11/01/2019 | 11/01/2019 | COOPER UNIVERSITY HOSPITAL |  |  | Moves | WOT00000001468579 | David Frye | Performance Verification | Completed |  | 11/01/2019 | 11/01/2019 | Performance Verification for CAREFUSION 11136626 15267438 | Initial Install of Performance Verification. Device is ready for patient use. |  |  | 11/01/2019 | 11/01/2019
|  | CAREFUSION | ALARIS 8015 5.7 | CONTROLLER, INFUSION PUMP |  | SPD | Kelemen |  |  | 11/01/2019 |  | 11/1/26 |  |  | NO | YES |  |  |  |  | CAREFUSION 11136623 15267993 |  |  | Active |  | 00:17:23:34:A1:ED |  | High Risk | 1Y:00-MFG 2Y:00-BAT | 11/01/2019 | 11/01/2019 | COOPER UNIVERSITY HOSPITAL |  |  | Moves | WOT00000001467128 | David Frye | Performance Verification | Completed |  | 11/01/2019 | 11/01/2019 | Performance Verification for CAREFUSION 11136623 15267993 | Initial Install of Performance Verification. Device is ready for patient use. |  |  | 11/01/2019 | 11/01/2019
|  | CAREFUSION | ALARIS 8015 5.7 | CONTROLLER, INFUSION PUMP |  | SPD | Pavilion |  |  | 11/01/2019 |  | 11/1/26 |  |  | NO | YES |  |  |  |  | CAREFUSION 11136622 15267325 |  |  | Active |  | 00:17:23:34:B8:49 |  | High Risk | 1Y:00-MFG 2Y:00-BAT | 11/01/2019 | 11/01/2019 | COOPER UNIVERSITY HOSPITAL |  |  | Moves | WOT00000001467662 | David Frye | Performance Verification | Completed |  | 11/01/2019 | 11/01/2019 | Performance Verification for CAREFUSION 11136622 15267325 | Initial Install of Performance Verification. Device is ready for patient use. |  |  | 11/01/2019 | 11/01/2019
|  | CAREFUSION | ALARIS 8015 5.7 | CONTROLLER, INFUSION PUMP |  | SPD | Kelemen |  |  | 11/01/2019 |  | 11/1/26 |  |  | NO | YES |  |  |  |  | CAREFUSION 11136621 15267161 |  |  | Active |  | 00:17:23:34:EA:B3 |  | High Risk | 1Y:00-MFG 2Y:00-BAT | 11/01/2019 | 11/01/2019 | COOPER UNIVERSITY HOSPITAL |  |  | Moves | WOT00000001468348 | David Frye | Performance Verification | Completed |  | 11/01/2019 | 11/01/2019 | Performance Verification for CAREFUSION 11136621 15267161 | Initial Install of Performance Verification. Device is ready for patient use. |  |  | 11/01/2019 | 11/01/2019
|  | CAREFUSION | ALARIS 8015 5.7 | CONTROLLER, INFUSION PUMP |  | SPD | Pavilion |  |  | 11/01/2019 |  | 11/1/26 |  |  | NO | YES |  |  |  |  | CAREFUSION 11136506 15267426 |  |  | Active |  | 00:17:23:34:D6:D3 |  | High Risk | 1Y:00-MFG 2Y:00-BAT | 11/01/2019 | 11/01/2019 | COOPER UNIVERSITY HOSPITAL |  |  | Moves | WOT00000001469459 | David Frye | Performance Verification | Completed |  | 11/01/2019 | 11/01/2019 | Performance Verification for CAREFUSION 11136506 15267426 | Initial Install of Performance Verification. Device is ready for patient use. |  |  | 11/01/2019 | 11/01/2019
|  | CAREFUSION | ALARIS 8015 5.7 | CONTROLLER, INFUSION PUMP |  | SPD | Pavilion |  |  | 11/01/2019 |  | 11/1/26 |  |  | NO | YES |  |  |  |  | CAREFUSION 11136505 15267764 |  |  | Active |  | 00:17:23:34:A2:98 |  | High Risk | 1Y:00-MFG 2Y:00-BAT | 11/01/2019 | 11/01/2019 | COOPER UNIVERSITY HOSPITAL |  |  | Moves | WOT00000001469633 | David Frye | Performance Verification | Completed |  | 11/01/2019 | 11/01/2019 | Performance Verification for CAREFUSION 11136505 15267764 | Initial Install of Performance Verification. Device is ready for patient use. |  |  | 11/01/2019 | 11/01/2019
|  | CAREFUSION | ALARIS 8015 5.7 | CONTROLLER, INFUSION PUMP |  | SPD | Pavilion |  |  | 11/01/2019 |  | 11/1/26 |  |  | NO | YES |  |  |  |  | CAREFUSION 11136504 15267971 |  |  | Active |  | 00:17:23:34:F6:95 |  | High Risk | 1Y:00-MFG 2Y:00-BAT | 11/01/2019 | 11/01/2019 | COOPER UNIVERSITY HOSPITAL |  |  | Moves | WOT00000001469661 | David Frye | Performance Verification | Completed |  | 11/01/2019 | 11/01/2019 | Performance Verification for CAREFUSION 11136504 15267971 | Initial Install of Performance Verification. Device is ready for patient use. |  |  | 11/01/2019 | 11/01/2019
|  | CAREFUSION | ALARIS 8015 5.7 | CONTROLLER, INFUSION PUMP |  | SPD | Kelemen |  |  | 11/01/2019 |  | 11/1/26 |  |  | NO | YES |  |  |  |  | CAREFUSION 11136503 15267758 |  |  | Active |  | 00:17:23:34:F1:1F |  | High Risk | 1Y:00-MFG 2Y:00-BAT | 11/01/2019 | 11/01/2019 | COOPER UNIVERSITY HOSPITAL |  |  | Moves | WOT00000001466971 | David Frye | Performance Verification | Completed |  | 11/01/2019 | 11/01/2019 | Performance Verification for CAREFUSION 11136503 15267758 | Initial Install of Performance Verification. Device is ready for patient use. |  |  | 11/01/2019 | 11/01/2019
|  | CAREFUSION | ALARIS 8015 5.7 | CONTROLLER, INFUSION PUMP |  | SPD | Kelemen |  |  | 11/01/2019 |  | 11/1/26 |  |  | NO | YES |  |  |  |  | CAREFUSION 11136502 15274199 |  |  | Active |  | 00:17:23:35:4A:A4 |  | High Risk | 1Y:00-MFG 2Y:00-BAT | 11/01/2019 | 11/01/2019 | COOPER UNIVERSITY HOSPITAL |  |  | Moves | WOT00000001468486 | David Frye | Performance Verification | Completed |  | 11/01/2019 | 11/01/2019 | Performance Verification for CAREFUSION 11136502 15274199 | Initial Install of Performance Verification. Device is ready for patient use. |  |  | 11/01/2019 | 11/01/2019
|  | CAREFUSION | ALARIS 8015 5.7 | CONTROLLER, INFUSION PUMP |  | SPD | Kelemen |  |  | 11/01/2019 |  | 11/1/26 |  |  | NO | YES |  |  |  |  | CAREFUSION 11136501 15274008 |  |  | Active |  | 00:17:23:35:29:59 |  | High Risk | 1Y:00-MFG 2Y:00-BAT | 11/01/2019 | 11/01/2019 | COOPER UNIVERSITY HOSPITAL |  |  | Moves | WOT00000001456041 | David Frye | Performance Verification | Completed |  | 11/01/2019 | 11/01/2019 | Performance Verification for CAREFUSION 11136501 15274008 | Initial Install of Performance Verification. Device is ready for patient use. |  |  | 11/01/2019 | 11/01/2019
|  | CAREFUSION | ALARIS 8015 5.7 | CONTROLLER, INFUSION PUMP |  | SPD | Pavilion |  |  | 11/01/2019 |  | 11/1/26 |  |  | NO | YES |  |  |  |  | CAREFUSION 11136500 15274015 |  |  | Active |  | 00:17:23:34:A5:4A |  | High Risk | 1Y:00-MFG 2Y:00-BAT | 11/01/2019 | 11/01/2019 | COOPER UNIVERSITY HOSPITAL |  |  | Moves | WOT00000001458134 | David Frye | Performance Verification | Completed |  | 11/01/2019 | 11/01/2019 | Performance Verification for CAREFUSION 11136500 15274015 | Initial Install of Performance Verification. Device is ready for patient use. |  |  | 11/01/2019 | 11/01/2019
|  | CAREFUSION | ALARIS 8015 5.7 | CONTROLLER, INFUSION PUMP |  | SPD | Kelemen |  |  | 11/01/2019 |  | 11/1/26 |  |  | NO | YES |  |  |  |  | CAREFUSION 11136499 15274287 |  |  | Active |  | 00:17:23:35:05:DD |  | High Risk | 1Y:00-MFG 2Y:00-BAT | 11/01/2019 | 11/01/2019 | COOPER UNIVERSITY HOSPITAL |  |  | Moves | WOT00000001466773 | David Frye | Performance Verification | Completed |  | 11/01/2019 | 11/01/2019 | Performance Verification for CAREFUSION 11136499 15274287 | Initial Install of Performance Verification. Device is ready for patient use. |  |  | 11/01/2019 | 11/01/2019
|  | CAREFUSION | ALARIS 8015 5.7 | CONTROLLER, INFUSION PUMP |  | SPD | Kelemen |  |  | 11/01/2019 |  | 11/1/26 |  |  | NO | YES |  |  |  |  | CAREFUSION 11136498 15274265 |  |  | Active |  | 00:17:23:34:B0:C0 |  | High Risk | 1Y:00-MFG 2Y:00-BAT | 11/01/2019 | 11/01/2019 | COOPER UNIVERSITY HOSPITAL |  |  | Moves | WOT00000001466729 | David Frye | Performance Verification | Completed |  | 11/01/2019 | 11/01/2019 | Performance Verification for CAREFUSION 11136498 15274265 | Initial Install of Performance Verification. Device is ready for patient use. |  |  | 11/01/2019 | 11/01/2019
|  | CAREFUSION | ALARIS 8015 5.7 | CONTROLLER, INFUSION PUMP |  | SPD | Pavilion |  |  | 11/01/2019 |  | 11/1/26 |  |  | NO | YES |  |  |  |  | CAREFUSION 11136496 15274440 |  |  | Active |  | 00:17:23:34:FF:38 |  | High Risk | 1Y:00-MFG 2Y:00-BAT | 11/01/2019 | 11/01/2019 | COOPER UNIVERSITY HOSPITAL |  |  | Moves | WOT00000001466686 | David Frye | Performance Verification | Completed |  | 11/01/2019 | 11/01/2019 | Performance Verification for CAREFUSION 11136496 15274440 | Initial Install of Performance Verification. Device is ready for patient use. |  |  | 11/01/2019 | 11/01/2019
|  | CAREFUSION | ALARIS 8015 5.7 | CONTROLLER, INFUSION PUMP |  | SPD | Kelemen |  |  | 11/01/2019 |  | 11/1/26 |  |  | NO | YES |  |  |  |  | CAREFUSION 11136495 15274456 |  |  | Active |  | 00:17:23:34:A6:94 |  | High Risk | 1Y:00-MFG 2Y:00-BAT | 11/01/2019 | 11/01/2019 | COOPER UNIVERSITY HOSPITAL |  |  | Moves | WOT00000001468574 | David Frye | Performance Verification | Completed |  | 11/01/2019 | 11/01/2019 | Performance Verification for CAREFUSION 11136495 15274456 | Initial Install of Performance Verification. Device is ready for patient use. |  |  | 11/01/2019 | 11/01/2019
|  | CAREFUSION | ALARIS 8015 5.7 | CONTROLLER, INFUSION PUMP |  | SPD | Kelemen |  |  | 11/01/2019 |  | 11/1/26 |  |  | NO | YES |  |  |  |  | CAREFUSION 11136490 15274235 |  |  | Active |  | 00:17:23:35:23:E6 |  | High Risk | 1Y:00-MFG 2Y:00-BAT | 11/01/2019 | 11/01/2019 | COOPER UNIVERSITY HOSPITAL |  |  | Moves | WOT00000001469389 | David Frye | Performance Verification | Completed |  | 11/01/2019 | 11/01/2019 | Performance Verification for CAREFUSION 11136490 15274235 | Initial Install of Performance Verification. Device is ready for patient use. |  |  | 11/01/2019 | 11/01/2019
|  | CAREFUSION | ALARIS 8015 5.7 | CONTROLLER, INFUSION PUMP |  | SPD | Kelemen |  |  | 11/01/2019 |  | 11/1/26 |  |  | NO | YES |  |  |  |  | CAREFUSION 11136492 15274374 |  |  | Active |  | 00:17:23:34:99:DA |  | High Risk | 1Y:00-MFG 2Y:00-BAT | 11/01/2019 | 11/01/2019 | COOPER UNIVERSITY HOSPITAL |  |  | Moves | WOT00000001466639 | David Frye | Performance Verification | Completed |  | 11/01/2019 | 11/01/2019 | Performance Verification for CAREFUSION 11136492 15274374 | Initial Install of Performance Verification. Device is ready for patient use. |  |  | 11/01/2019 | 11/01/2019
|  | CAREFUSION | ALARIS 8015 5.7 | CONTROLLER, INFUSION PUMP |  | 3 COOPER-GAMMA KNIFE | 3 Cooper |  |  | 09/12/2019 |  | 9/12/26 |  |  | NO | YES |  |  |  |  | CAREFUSION 11136365 15273122 |  |  | Active |  | 00:17:23:35:1D:80 |  | High Risk | 1Y:00-MFG 2Y:00-BAT | 09/12/2019 | 09/12/2019 | COOPER AMBULATORY OFF-SITES |  |  |  | WOT00000001468648 | ANNE BEXTON | Performance Verification | Completed |  | 09/12/2019 | 09/12/2019 | Performance Verification for CAREFUSION 11136365 15273122 | Initial Install of Performance Verification. Device is ready for patient use. |  |  | 09/12/2019 | 09/12/2019
|  | CAREFUSION | ALARIS 8015 5.7 | CONTROLLER, INFUSION PUMP |  | SPD | Kelemen |  |  | 11/01/2019 |  | 11/1/26 |  |  | NO | YES |  |  |  |  | CAREFUSION 11136344 15273973 |  |  | Active |  | 00:17:23:34:A5:B6 |  | High Risk | 1Y:00-MFG 2Y:00-BAT | 11/01/2019 | 11/01/2019 | COOPER UNIVERSITY HOSPITAL |  |  | Moves | WOT00000001468269 | David Frye | Performance Verification | Completed |  | 11/01/2019 | 11/01/2019 | Performance Verification for CAREFUSION 11136344 15273973 | Initial Install of Performance Verification. Device is ready for patient use. |  |  | 11/01/2019 | 11/01/2019
|  | CAREFUSION | ALARIS 8015 5.7 | CONTROLLER, INFUSION PUMP |  | SPD | Kelemen |  |  | 11/01/2019 |  | 11/1/26 |  |  | NO | YES |  |  |  |  | CAREFUSION 11136343 15274494 |  |  | Active |  | 00:17:23:35:02:8C |  | High Risk | 1Y:00-MFG 2Y:00-BAT | 11/01/2019 | 11/01/2019 | COOPER UNIVERSITY HOSPITAL |  |  | Moves | WOT00000001466732 | David Frye | Performance Verification | Completed |  | 11/01/2019 | 11/01/2019 | Performance Verification for CAREFUSION 11136343 15274494 | Initial Install of Performance Verification. Device is ready for patient use. |  |  | 11/01/2019 | 11/01/2019
|  | CAREFUSION | ALARIS 8015 5.7 | CONTROLLER, INFUSION PUMP |  | SPD | Kelemen |  |  | 11/01/2019 |  | 11/1/26 |  |  | NO | YES |  |  |  |  | CAREFUSION 11136342 15274273 |  |  | Active |  | 00:17:23:34:A8:B9 |  | High Risk | 1Y:00-MFG 2Y:00-BAT | 11/01/2019 | 11/01/2019 | COOPER UNIVERSITY HOSPITAL |  |  | Moves | WOT00000001468488 | David Frye | Performance Verification | Completed |  | 11/01/2019 | 11/01/2019 | Performance Verification for CAREFUSION 11136342 15274273 | Initial Install of Performance Verification. Device is ready for patient use. |  |  | 11/01/2019 | 11/01/2019
|  | CAREFUSION | ALARIS 8015 5.7 | CONTROLLER, INFUSION PUMP |  | SPD | Pavilion |  |  | 11/01/2019 |  | 11/1/26 |  |  | NO | YES |  |  |  |  | CAREFUSION 11136340 15274834 |  |  | Active |  | 00:17:23:35:09:73 |  | High Risk | 1Y:00-MFG 2Y:00-BAT | 11/01/2019 | 11/01/2019 | COOPER UNIVERSITY HOSPITAL |  |  | Moves | WOT00000001467892 | David Frye | Performance Verification | Completed |  | 11/01/2019 | 11/01/2019 | Performance Verification for CAREFUSION 11136340 15274834 | Initial Install of Performance Verification. Device is ready for patient use. |  |  | 11/01/2019 | 11/01/2019
|  | CAREFUSION | ALARIS 8015 5.7 | CONTROLLER, INFUSION PUMP |  | SPD | Kelemen |  |  | 11/01/2019 |  | 11/1/26 |  |  | NO | YES |  |  |  |  | CAREFUSION 11136341 15274933 |  |  | Active |  | 00:17:23:34:AF:5B |  | High Risk | 1Y:00-MFG 2Y:00-BAT | 11/01/2019 | 11/01/2019 | COOPER UNIVERSITY HOSPITAL |  |  | Moves | WOT00000001468594 | David Frye | Performance Verification | Completed |  | 11/01/2019 | 11/01/2019 | Performance Verification for CAREFUSION 11136341 15274933 | Initial Install of Performance Verification. Device is ready for patient use. |  |  | 11/01/2019 | 11/01/2019
|  | CAREFUSION | ALARIS 8015 5.7 | CONTROLLER, INFUSION PUMP |  | SPD | Kelemen |  |  | 11/01/2019 |  | 11/1/26 |  |  | NO | YES |  |  |  |  | CAREFUSION 11136298 15273477 |  |  | Active |  | 00:17:23:35:2A:FD |  | High Risk | 1Y:00-MFG 2Y:00-BAT | 11/01/2019 | 11/01/2019 | COOPER UNIVERSITY HOSPITAL |  |  | Moves | WOT00000001469642 | David Frye | Performance Verification | Completed |  | 11/01/2019 | 11/01/2019 | Performance Verification for CAREFUSION 11136298 15273477 | Initial Install of Performance Verification. Device is ready for patient use. |  |  | 11/01/2019 | 11/01/2019
|  | CAREFUSION | ALARIS 8015 5.7 | CONTROLLER, INFUSION PUMP |  | SPD | Dorrance |  |  | 11/01/2019 |  | 11/1/26 |  |  | NO | YES |  |  |  |  | CAREFUSION 11136299 15274088 |  |  | Active |  | 00:17:23:35:4A:AD |  | High Risk | 1Y:00-MFG 2Y:00-BAT | 11/01/2019 | 11/01/2019 | COOPER UNIVERSITY HOSPITAL |  |  | Moves | WOT00000001469196 | David Frye | Performance Verification | Completed |  | 11/01/2019 | 11/01/2019 | Performance Verification for CAREFUSION 11136299 15274088 | Initial Install of Performance Verification. Device is ready for patient use. |  |  | 11/01/2019 | 11/01/2019
|  | CAREFUSION | ALARIS 8015 5.7 | CONTROLLER, INFUSION PUMP |  | SPD | Kelemen |  |  | 11/01/2019 |  | 11/1/26 |  |  | NO | YES |  |  |  |  | CAREFUSION 11136296 15274441 |  |  | Active |  | 00:17:23:34:99:F2 |  | High Risk | 1Y:00-MFG 2Y:00-BAT | 11/01/2019 | 11/01/2019 | COOPER UNIVERSITY HOSPITAL |  |  | Moves | WOT00000001467588 | David Frye | Performance Verification | Completed |  | 11/01/2019 | 11/01/2019 | Performance Verification for CAREFUSION 11136296 15274441 | Initial Install of Performance Verification. Device is ready for patient use. |  |  | 11/01/2019 | 11/01/2019
|  | CAREFUSION | ALARIS 8015 5.7 | CONTROLLER, INFUSION PUMP |  | SPD | Pavilion |  |  | 11/01/2019 |  | 11/1/26 |  |  | NO | YES |  |  |  |  | CAREFUSION 11136297 15274442 |  |  | Active |  | 00:17:23:35:0D:51 |  | High Risk | 1Y:00-MFG 2Y:00-BAT | 11/01/2019 | 11/01/2019 | COOPER UNIVERSITY HOSPITAL |  |  | Moves | WOT00000001468470 | David Frye | Performance Verification | Completed |  | 11/01/2019 | 11/01/2019 | Performance Verification for CAREFUSION 11136297 15274442 | Initial Install of Performance Verification. Device is ready for patient use. |  |  | 11/01/2019 | 11/01/2019
|  | CAREFUSION | ALARIS 8015 5.7 | CONTROLLER, INFUSION PUMP |  | SPD | Pavilion |  |  | 11/01/2019 |  | 11/1/26 |  |  | NO | YES |  |  |  |  | CAREFUSION 11136295 15272430 |  |  | Active |  | 00:17:23:35:56:38 |  | High Risk | 1Y:00-MFG 2Y:00-BAT | 11/01/2019 | 11/01/2019 | COOPER UNIVERSITY HOSPITAL |  |  | Moves | WOT00000001466678 | David Frye | Performance Verification | Completed |  | 11/01/2019 | 11/01/2019 | Performance Verification for CAREFUSION 11136295 15272430 | Initial Install of Performance Verification. Device is ready for patient use. |  |  | 11/01/2019 | 11/01/2019
|  | CAREFUSION | ALARIS 8015 5.7 | CONTROLLER, INFUSION PUMP |  | SPD | Kelemen |  |  | 11/01/2019 |  | 11/1/26 |  |  | NO | YES |  |  |  |  | CAREFUSION 11136292 15274282 |  |  | Active |  | 00:17:23:35:08:2C |  | High Risk | 1Y:00-MFG 2Y:00-BAT | 11/01/2019 | 11/01/2019 | COOPER UNIVERSITY HOSPITAL |  |  | Moves | WOT00000001469415 | David Frye | Performance Verification | Completed |  | 11/01/2019 | 11/01/2019 | Performance Verification for CAREFUSION 11136292 15274282 | Initial Install of Performance Verification. Device is ready for patient use. |  |  | 11/01/2019 | 11/01/2019
|  | CAREFUSION | ALARIS 8015 5.7 | CONTROLLER, INFUSION PUMP |  | SPD | Pavilion |  |  | 11/01/2019 |  | 11/1/26 |  |  | NO | YES |  |  |  |  | CAREFUSION 11136294 15273392 |  |  | Active |  | 00:17:23:35:47:FE |  | High Risk | 1Y:00-MFG 2Y:00-BAT | 11/01/2019 | 11/01/2019 | COOPER UNIVERSITY HOSPITAL |  |  | Moves | WOT00000001466955 | David Frye | Performance Verification | Completed |  | 11/01/2019 | 11/01/2019 | Performance Verification for CAREFUSION 11136294 15273392 | Initial Install of Performance Verification. Device is ready for patient use. |  |  | 11/01/2019 | 11/01/2019
|  | CAREFUSION | ALARIS 8015 5.7 | CONTROLLER, INFUSION PUMP |  | SPD | Kelemen |  |  | 11/01/2019 |  | 11/1/26 |  |  | NO | YES |  |  |  |  | CAREFUSION 11136293 15274631 |  |  | Active |  | 00:17:23:35:25:E1 |  | High Risk | 1Y:00-MFG 2Y:00-BAT | 11/01/2019 | 11/01/2019 | COOPER UNIVERSITY HOSPITAL |  |  | Moves | WOT00000001467558 | David Frye | Performance Verification | Completed |  | 11/01/2019 | 11/01/2019 | Performance Verification for CAREFUSION 11136293 15274631 | Initial Install of Performance Verification. Device is ready for patient use. |  |  | 11/01/2019 | 11/01/2019
|  | CAREFUSION | ALARIS 8015 5.7 | CONTROLLER, INFUSION PUMP |  | SPD | Dorrance |  |  | 11/01/2019 |  | 11/1/26 |  |  | NO | YES |  |  |  |  | CAREFUSION 11136291 15274690 |  |  | Active |  | 00:17:23:34:A5:AD |  | High Risk | 1Y:00-MFG 2Y:00-BAT | 11/01/2019 | 11/01/2019 | COOPER UNIVERSITY HOSPITAL |  |  | Moves | WOT00000001467891 | David Frye | Performance Verification | Completed |  | 11/01/2019 | 11/01/2019 | Performance Verification for CAREFUSION 11136291 15274690 | Initial Install of Performance Verification. Device is ready for patient use. |  |  | 11/01/2019 | 11/01/2019
|  | CAREFUSION | ALARIS 8015 5.7 | CONTROLLER, INFUSION PUMP |  | SPD | Pavilion |  |  | 11/01/2019 |  | 11/1/26 |  |  | NO | YES |  |  |  |  | CAREFUSION 11136290 15274012 |  |  | Active |  | 00:17:23:35:70:96 |  | High Risk | 1Y:00-MFG 2Y:00-BAT | 11/01/2019 | 11/01/2019 | COOPER UNIVERSITY HOSPITAL |  |  | Moves | WOT00000001468202 | David Frye | Performance Verification | Completed |  | 11/01/2019 | 11/01/2019 | Performance Verification for CAREFUSION 11136290 15274012 | Initial Install of Performance Verification. Device is ready for patient use. |  |  | 11/01/2019 | 11/01/2019
|  | CAREFUSION | ALARIS 8015 5.7 | CONTROLLER, INFUSION PUMP |  | SPD | Pavilion |  |  | 11/01/2019 |  | 11/1/26 |  |  | NO | YES |  |  |  |  | CAREFUSION 11136217 15273471 |  |  | Active |  | 00:17:23:35:5A:22 |  | High Risk | 1Y:00-MFG 2Y:00-BAT | 11/01/2019 | 11/01/2019 | COOPER UNIVERSITY HOSPITAL |  |  | Moves | WOT00000001468652 | David Frye | Performance Verification | Completed |  | 11/01/2019 | 11/01/2019 | Performance Verification for CAREFUSION 11136217 15273471 | Initial Install of Performance Verification. Device is ready for patient use. |  |  | 11/01/2019 | 11/01/2019
|  | CAREFUSION | ALARIS 8015 5.7 | CONTROLLER, INFUSION PUMP |  | SPD | Pavilion |  |  | 11/01/2019 |  | 11/1/26 |  |  | NO | YES |  |  |  |  | CAREFUSION 11136284 15274687 |  |  | Active |  | 00:17:23:35:66:28 |  | High Risk | 1Y:00-MFG 2Y:00-BAT | 11/01/2019 | 11/01/2019 | COOPER UNIVERSITY HOSPITAL |  |  | Moves | WOT00000001467043 | David Frye | Performance Verification | Completed |  | 11/01/2019 | 11/01/2019 | Performance Verification for CAREFUSION 11136284 15274687 | Initial Install of Performance Verification. Device is ready for patient use. |  |  | 11/01/2019 | 11/01/2019
|  | CAREFUSION | ALARIS 8015 5.7 | CONTROLLER, INFUSION PUMP |  | SPD | Pavilion |  |  | 11/01/2019 |  | 11/1/26 |  |  | NO | YES |  |  |  |  | CAREFUSION 11136287 15274815 |  |  | Active |  | 00:17:23:34:B4:1A |  | High Risk | 1Y:00-MFG 2Y:00-BAT | 11/01/2019 | 11/01/2019 | COOPER UNIVERSITY HOSPITAL |  |  | Moves | WOT00000001468593 | David Frye | Performance Verification | Completed |  | 11/01/2019 | 11/01/2019 | Performance Verification for CAREFUSION 11136287 15274815 | Initial Install of Performance Verification. Device is ready for patient use. |  |  | 11/01/2019 | 11/01/2019
|  | CAREFUSION | ALARIS 8015 5.7 | CONTROLLER, INFUSION PUMP |  | SPD | Kelemen |  |  | 11/01/2019 |  | 11/1/26 |  |  | NO | YES |  |  |  |  | CAREFUSION 11136286 15274519 |  |  | Active |  | 00:17:23:35:04:15 |  | High Risk | 1Y:00-MFG 2Y:00-BAT | 11/01/2019 | 11/01/2019 | COOPER UNIVERSITY HOSPITAL |  |  | Moves | WOT00000001468490 | David Frye | Performance Verification | Completed |  | 11/01/2019 | 11/01/2019 | Performance Verification for CAREFUSION 11136286 15274519 | Initial Install of Performance Verification. Device is ready for patient use. |  |  | 11/01/2019 | 11/01/2019
|  | CAREFUSION | ALARIS 8015 5.7 | CONTROLLER, INFUSION PUMP |  | SPD | Pavilion |  |  | 11/01/2019 |  | 11/1/26 |  |  | NO | YES |  |  |  |  | CAREFUSION 11136277 15274179 |  |  | Active |  | 00:17:23:35:02:6B |  | High Risk | 1Y:00-MFG 2Y:00-BAT | 11/01/2019 | 11/01/2019 | COOPER UNIVERSITY HOSPITAL |  |  | Moves | WOT00000001469387 | David Frye | Performance Verification | Completed |  | 11/01/2019 | 11/01/2019 | Performance Verification for CAREFUSION 11136277 15274179 | Initial Install of Performance Verification. Device is ready for patient use. |  |  | 11/01/2019 | 11/01/2019
|  | CAREFUSION | ALARIS 8015 5.7 | CONTROLLER, INFUSION PUMP |  | SPD | Kelemen |  |  | 11/01/2019 |  | 11/1/26 |  |  | NO | YES |  |  |  |  | CAREFUSION 11136278 15273342 |  |  | Active |  | 00:17:23:35:56:65 |  | High Risk | 1Y:00-MFG 2Y:00-BAT | 11/01/2019 | 11/01/2019 | COOPER UNIVERSITY HOSPITAL |  |  | Moves | WOT00000001468602 | David Frye | Performance Verification | Completed |  | 11/01/2019 | 11/01/2019 | Performance Verification for CAREFUSION 11136278 15273342 | Initial Install of Performance Verification. Device is ready for patient use. |  |  | 11/01/2019 | 11/01/2019
|  | CAREFUSION | ALARIS 8015 5.7 | CONTROLLER, INFUSION PUMP |  | SPD | Kelemen |  |  | 11/01/2019 |  | 11/1/26 |  |  | NO | YES |  |  |  |  | CAREFUSION 11136283 15274908 |  |  | Active |  | 00:17:23:35:5E:81 |  | High Risk | 1Y:00-MFG 2Y:00-BAT | 11/01/2019 | 11/01/2019 | COOPER UNIVERSITY HOSPITAL |  |  | Moves | WOT00000001469654 | David Frye | Performance Verification | Completed |  | 11/01/2019 | 11/01/2019 | Performance Verification for CAREFUSION 11136283 15274908 | Initial Install of Performance Verification. Device is ready for patient use. |  |  | 11/01/2019 | 11/01/2019
|  | CAREFUSION | ALARIS 8015 5.7 | CONTROLLER, INFUSION PUMP |  | SPD | Pavilion |  |  | 11/01/2019 |  | 11/1/26 |  |  | NO | YES |  |  |  |  | CAREFUSION 11136282 15274238 |  |  | Active |  | 00:17:23:34:A6:43 |  | High Risk | 1Y:00-MFG 2Y:00-BAT | 11/01/2019 | 11/01/2019 | COOPER UNIVERSITY HOSPITAL |  |  | Moves | WOT00000001469489 | David Frye | Performance Verification | Completed |  | 11/01/2019 | 11/01/2019 | Performance Verification for CAREFUSION 11136282 15274238 | Initial Install of Performance Verification. Device is ready for patient use. |  |  | 11/01/2019 | 11/01/2019
|  | CAREFUSION | ALARIS 8015 5.7 | CONTROLLER, INFUSION PUMP |  | SPD | Pavilion |  |  | 11/01/2019 |  | 11/1/26 |  |  | NO | YES |  |  |  |  | CAREFUSION 11136281 15273941 |  |  | Active | dup11136281 | 00:17:23:35:43:84 |  | High Risk | 1Y:00-MFG 2Y:00-BAT | 11/01/2019 | 11/01/2019 | COOPER UNIVERSITY HOSPITAL |  |  | Moves | WOT00000001469274 | David Frye | Performance Verification | Completed |  | 11/01/2019 | 11/01/2019 | Performance Verification for CAREFUSION 11136281 15273941 | Initial Install of Performance Verification. Device is ready for patient use. |  |  | 11/01/2019 | 11/01/2019
|  | CAREFUSION | ALARIS 8015 5.7 | CONTROLLER, INFUSION PUMP |  | SPD | Pavilion |  |  | 11/01/2019 |  | 11/1/26 |  |  | NO | YES |  |  |  |  | CAREFUSION 11136280 15275157 |  |  | Active |  | 00:17:23:34:AD:AB |  | High Risk | 1Y:00-MFG 2Y:00-BAT | 11/01/2019 | 11/01/2019 | COOPER UNIVERSITY HOSPITAL |  |  | Moves | WOT00000001468609 | David Frye | Performance Verification | Completed |  | 11/01/2019 | 11/01/2019 | Performance Verification for CAREFUSION 11136280 15275157 | Initial Install of Performance Verification. Device is ready for patient use. |  |  | 11/01/2019 | 11/01/2019
|  | CAREFUSION | ALARIS 8015 5.7 | CONTROLLER, INFUSION PUMP |  | SPD | Kelemen |  |  | 11/01/2019 |  | 11/1/26 |  |  | NO | YES |  |  |  |  | CAREFUSION 11136279 15272204 |  |  | Active |  | 00:17:23:34:AA:EA |  | High Risk | 1Y:00-MFG 2Y:00-BAT | 11/01/2019 | 11/01/2019 | COOPER UNIVERSITY HOSPITAL |  |  | Moves | WOT00000001469465 | David Frye | Performance Verification | Completed |  | 11/01/2019 | 11/01/2019 | Performance Verification for CAREFUSION 11136279 15272204 | Initial Install of Performance Verification. Device is ready for patient use. |  |  | 11/01/2019 | 11/01/2019
|  | CAREFUSION | ALARIS 8015 5.7 | CONTROLLER, INFUSION PUMP |  | SPD | Kelemen |  |  | 11/01/2019 |  | 11/1/26 |  |  | NO | YES |  |  |  |  | CAREFUSION 11136276 15273731 |  |  | Active |  | 00:17:23:34:A8:3E |  | High Risk | 1Y:00-MFG 2Y:00-BAT | 11/01/2019 | 11/01/2019 | COOPER UNIVERSITY HOSPITAL |  |  | Moves | WOT00000001469669 | David Frye | Performance Verification | Completed |  | 11/01/2019 | 11/01/2019 | Performance Verification for CAREFUSION 11136276 15273731 | Initial Install of Performance Verification. Device is ready for patient use. |  |  | 11/01/2019 | 11/01/2019
|  | CAREFUSION | ALARIS 8015 5.7 | CONTROLLER, INFUSION PUMP |  | SPD | Pavilion |  |  | 11/01/2019 |  | 11/1/26 |  |  | NO | YES |  |  |  |  | CAREFUSION 11136274 15274247 |  |  | Active |  | 00:17:23:35:27:61 |  | High Risk | 1Y:00-MFG 2Y:00-BAT | 11/01/2019 | 11/01/2019 | COOPER UNIVERSITY HOSPITAL |  |  | Moves | WOT00000001467553 | David Frye | Performance Verification | Completed |  | 11/01/2019 | 11/01/2019 | Performance Verification for CAREFUSION 11136274 15274247 | Initial Install of Performance Verification. Device is ready for patient use. |  |  | 11/01/2019 | 11/01/2019
|  | CAREFUSION | ALARIS 8015 5.7 | CONTROLLER, INFUSION PUMP |  | SPD | Kelemen | BASEMENT |  | 11/01/2019 |  | 11/1/26 |  |  | NO | YES |  |  |  |  | CAREFUSION 11136275 15272419 |  |  | Active |  | 00:17:23:35:15:76 |  | High Risk | 1Y:00-MFG 2Y:00-BAT | 11/01/2019 | 11/01/2019 | COOPER UNIVERSITY HOSPITAL |  |  | Moves | WOT00000001469320 | David Frye | Performance Verification | Completed |  | 11/01/2019 | 11/01/2019 | Performance Verification for CAREFUSION 11136275 15272419 | Initial Install of Performance Verification. Device is ready for patient use. |  |  | 11/01/2019 | 11/01/2019
|  | CAREFUSION | ALARIS 8015 5.7 | CONTROLLER, INFUSION PUMP |  | SPD | Kelemen |  |  | 11/01/2019 |  | 11/1/26 |  |  | NO | YES |  |  |  |  | CAREFUSION 11136273 15273538 |  |  | Active |  | 00:17:23:35:05:FE |  | High Risk | 1Y:00-MFG 2Y:00-BAT | 11/01/2019 | 11/01/2019 | COOPER UNIVERSITY HOSPITAL |  |  | Moves | WOT00000001467015 | David Frye | Performance Verification | Completed |  | 11/01/2019 | 11/01/2019 | Performance Verification for CAREFUSION 11136273 15273538 | Initial Install of Performance Verification. Device is ready for patient use. |  |  | 11/01/2019 | 11/01/2019
|  | CAREFUSION | ALARIS 8015 5.7 | CONTROLLER, INFUSION PUMP |  | SPD | Kelemen |  |  | 11/01/2019 |  | 11/1/26 |  |  | NO | YES |  |  |  |  | CAREFUSION 11136272 15273856 |  |  | Active |  | 00:17:23:35:01:2D |  | High Risk | 1Y:00-MFG 2Y:00-BAT | 11/01/2019 | 11/01/2019 | COOPER UNIVERSITY HOSPITAL |  |  | Moves | WOT00000001467108 | David Frye | Performance Verification | Completed |  | 11/01/2019 | 11/01/2019 | Performance Verification for CAREFUSION 11136272 15273856 | Initial Install of Performance Verification. Device is ready for patient use. |  |  | 11/01/2019 | 11/01/2019
|  | CAREFUSION | ALARIS 8015 5.7 | CONTROLLER, INFUSION PUMP |  | SPD | Pavilion |  |  | 11/01/2019 |  | 11/1/26 |  |  | NO | YES |  |  |  |  | CAREFUSION 11136271 15274615 |  |  | Active |  | 00:17:23:35:13:F3 |  | High Risk | 1Y:00-MFG 2Y:00-BAT | 11/01/2019 | 11/01/2019 | COOPER UNIVERSITY HOSPITAL |  |  | Moves | WOT00000001467704 | David Frye | Performance Verification | Completed |  | 11/01/2019 | 11/01/2019 | Performance Verification for CAREFUSION 11136271 15274615 | Initial Install of Performance Verification. Device is ready for patient use. |  |  | 11/01/2019 | 11/01/2019
|  | CAREFUSION | ALARIS 8015 5.7 | CONTROLLER, INFUSION PUMP |  | SPD | Kelemen |  |  | 11/01/2019 |  | 11/1/26 |  |  | NO | YES |  |  |  |  | CAREFUSION 11136267 15272371 |  |  | Active |  | 00:17:23:35:45:2B |  | High Risk | 1Y:00-MFG 2Y:00-BAT | 11/01/2019 | 11/01/2019 | COOPER UNIVERSITY HOSPITAL |  |  | Moves | WOT00000001469467 | David Frye | Performance Verification | Completed |  | 11/01/2019 | 11/01/2019 | Performance Verification for CAREFUSION 11136267 15272371 | Initial Install of Performance Verification. Device is ready for patient use. |  |  | 11/01/2019 | 11/01/2019
|  | CAREFUSION | ALARIS 8015 5.7 | CONTROLLER, INFUSION PUMP |  | SPD | Kelemen |  |  | 11/01/2019 |  | 11/1/26 |  |  | NO | YES |  |  |  |  | CAREFUSION 11136238 15273677 |  |  | Active |  | 00:17:23:34:FB:F6 |  | High Risk | 1Y:00-MFG 2Y:00-BAT | 11/01/2019 | 11/01/2019 | COOPER UNIVERSITY HOSPITAL |  |  | Moves | WOT00000001469006 | David Frye | Performance Verification | Completed |  | 11/01/2019 | 11/01/2019 | Performance Verification for CAREFUSION 11136238 15273677 | Initial Install of Performance Verification. Device is ready for patient use. |  |  | 11/01/2019 | 11/01/2019
|  | CAREFUSION | ALARIS 8015 5.7 | CONTROLLER, INFUSION PUMP |  | SPD | Kelemen |  |  | 11/01/2019 |  | 11/1/26 |  |  | NO | YES |  |  |  |  | CAREFUSION 11136236 15273829 |  |  | Active |  | 00:17:23:35:01:54 |  | High Risk | 1Y:00-MFG 2Y:00-BAT | 11/01/2019 | 11/01/2019 | COOPER UNIVERSITY HOSPITAL |  |  | Moves | WOT00000001467163 | David Frye | Performance Verification | Completed |  | 11/01/2019 | 11/01/2019 | Performance Verification for CAREFUSION 11136236 15273829 | Initial Install of Performance Verification. Device is ready for patient use. |  |  | 11/01/2019 | 11/01/2019
|  | CAREFUSION | ALARIS 8015 5.7 | CONTROLLER, INFUSION PUMP |  | SPD | Pavilion |  |  | 11/01/2019 |  | 11/1/26 |  |  | NO | YES |  |  |  |  | CAREFUSION 11136229 15274482 |  |  | Active |  | 00:17:23:35:13:F0 |  | High Risk | 1Y:00-MFG 2Y:00-BAT | 11/01/2019 | 11/01/2019 | COOPER UNIVERSITY HOSPITAL |  |  | Moves | WOT00000001467557 | David Frye | Performance Verification | Completed |  | 11/01/2019 | 11/01/2019 | Performance Verification for CAREFUSION 11136229 15274482 | Initial Install of Performance Verification. Device is ready for patient use. |  |  | 11/01/2019 | 11/01/2019
|  | CAREFUSION | ALARIS 8015 5.7 | CONTROLLER, INFUSION PUMP |  | SPD | Pavilion |  |  | 11/01/2019 |  | 11/1/26 |  |  | NO | YES |  |  |  |  | CAREFUSION 11136225 15273687 |  |  | Active |  | 00:17:23:34:BA:38 |  | High Risk | 1Y:00-MFG 2Y:00-BAT | 11/01/2019 | 11/01/2019 | COOPER UNIVERSITY HOSPITAL |  |  | Moves | WOT00000001467088 | David Frye | Performance Verification | Completed |  | 11/01/2019 | 11/01/2019 | Performance Verification for CAREFUSION 11136225 15273687 | Initial Install of Performance Verification. Device is ready for patient use. |  |  | 11/01/2019 | 11/01/2019
|  | CAREFUSION | ALARIS 8015 5.7 | CONTROLLER, INFUSION PUMP |  | SPD | Kelemen |  |  | 11/01/2019 |  | 11/1/26 |  |  | NO | YES |  |  |  |  | CAREFUSION 11136210 15273836 |  |  | Active |  | 00:17:23:35:04:2D |  | High Risk | 1Y:00-MFG 2Y:00-BAT | 11/01/2019 | 11/01/2019 | COOPER UNIVERSITY HOSPITAL |  |  | Moves | WOT00000001468115 | David Frye | Performance Verification | Completed |  | 11/01/2019 | 11/01/2019 | Performance Verification for CAREFUSION 11136210 15273836 | Initial Install of Performance Verification. Device is ready for patient use. |  |  | 11/01/2019 | 11/01/2019
|  | CAREFUSION | ALARIS 8015 5.7 | CONTROLLER, INFUSION PUMP |  | SPD | Kelemen |  |  | 11/01/2019 |  | 11/1/26 |  |  | NO | YES |  |  |  |  | CAREFUSION 11136224 15273722 |  |  | Active |  | 00:17:23:35:07:B1 |  | High Risk | 1Y:00-MFG 2Y:00-BAT | 11/01/2019 | 11/01/2019 | COOPER UNIVERSITY HOSPITAL |  |  | Moves | WOT00000001467090 | David Frye | Performance Verification | Completed |  | 11/01/2019 | 11/01/2019 | Performance Verification for CAREFUSION 11136224 15273722 | Initial Install of Performance Verification. Device is ready for patient use. |  |  | 11/01/2019 | 11/01/2019
|  | CAREFUSION | ALARIS 8015 5.7 | CONTROLLER, INFUSION PUMP |  | SPD | Kelemen |  |  | 11/01/2019 |  | 11/1/26 |  |  | NO | YES |  |  |  |  | CAREFUSION 11136211 15274526 |  |  | Active |  | 00:17:23:35:0A:8A |  | High Risk | 1Y:00-MFG 2Y:00-BAT | 11/01/2019 | 11/01/2019 | COOPER UNIVERSITY HOSPITAL |  |  | Moves | WOT00000001469418 | David Frye | Performance Verification | Completed |  | 11/01/2019 | 11/01/2019 | Performance Verification for CAREFUSION 11136211 15274526 | Initial Install of Performance Verification. Device is ready for patient use. |  |  | 11/01/2019 | 11/01/2019
|  | CAREFUSION | ALARIS 8015 5.7 | CONTROLLER, INFUSION PUMP |  | SPD | Kelemen |  |  | 11/01/2019 |  | 11/1/26 |  |  | NO | YES |  |  |  |  | CAREFUSION 11136212 15273823 |  |  | Active |  | 00:17:23:34:9C:20 |  | High Risk | 1Y:00-MFG 2Y:00-BAT | 11/01/2019 | 11/01/2019 | COOPER UNIVERSITY HOSPITAL |  |  | Moves | WOT00000001468051 | David Frye | Performance Verification | Completed |  | 11/01/2019 | 11/01/2019 | Performance Verification for CAREFUSION 11136212 15273823 | Initial Install of Performance Verification. Device is ready for patient use. |  |  | 11/01/2019 | 11/01/2019
|  | CAREFUSION | ALARIS 8015 5.7 | CONTROLLER, INFUSION PUMP |  | SPD | Pavilion |  |  | 11/01/2019 |  | 11/1/26 |  |  | NO | YES |  |  |  |  | CAREFUSION 11136197 15274625 |  |  | Active |  | 00:17:23:35:03:A3 |  | High Risk | 1Y:00-MFG 2Y:00-BAT | 11/01/2019 | 11/01/2019 | COOPER UNIVERSITY HOSPITAL |  |  | Moves | WOT00000001469494 | David Frye | Performance Verification | Completed |  | 11/01/2019 | 11/01/2019 | Performance Verification for CAREFUSION 11136197 15274625 | Initial Install of Performance Verification. Device is ready for patient use. |  |  | 11/01/2019 | 11/01/2019
|  | CAREFUSION | ALARIS 8015 5.7 | CONTROLLER, INFUSION PUMP |  | SPD | Pavilion |  |  | 11/01/2019 |  | 11/1/26 |  |  | NO | YES |  |  |  |  | CAREFUSION 11136198 15273443 |  |  | Active |  | 00:17:23:35:04:99 |  | High Risk | 1Y:00-MFG 2Y:00-BAT | 11/01/2019 | 11/01/2019 | COOPER UNIVERSITY HOSPITAL |  |  | Moves | WOT00000001466958 | David Frye | Performance Verification | Completed |  | 11/01/2019 | 11/01/2019 | Performance Verification for CAREFUSION 11136198 15273443 | Initial Install of Performance Verification. Device is ready for patient use. |  |  | 11/01/2019 | 11/01/2019
|  | CAREFUSION | ALARIS 8015 5.7 | CONTROLLER, INFUSION PUMP |  | SPD | Dorrance |  |  | 11/01/2019 |  | 11/1/26 |  |  | NO | YES |  |  |  |  | CAREFUSION 11136195 15275156 |  |  | Active |  | 00:17:23:35:36:13 |  | High Risk | 1Y:00-MFG 2Y:00-BAT | 11/01/2019 | 11/01/2019 | COOPER UNIVERSITY HOSPITAL |  |  | Moves | WOT00000001467848 | David Frye | Performance Verification | Completed |  | 11/01/2019 | 11/01/2019 | Performance Verification for CAREFUSION 11136195 15275156 | Initial Install of Performance Verification. Device is ready for patient use. |  |  | 11/01/2019 | 11/01/2019
|  | CAREFUSION | ALARIS 8015 5.7 | CONTROLLER, INFUSION PUMP |  | SPD | Kelemen |  |  | 11/01/2019 |  | 11/1/26 |  |  | NO | YES |  |  |  |  | CAREFUSION 11136196 15274630 |  |  | Active |  | 00:17:23:35:0C:EE |  | High Risk | 1Y:00-MFG 2Y:00-BAT | 11/01/2019 | 11/01/2019 | COOPER UNIVERSITY HOSPITAL |  |  | Moves | WOT00000001466643 | David Frye | Performance Verification | Completed |  | 11/01/2019 | 11/01/2019 | Performance Verification for CAREFUSION 11136196 15274630 | Initial Install of Performance Verification. Device is ready for patient use. |  |  | 11/01/2019 | 11/01/2019
|  | CAREFUSION | ALARIS 8015 5.7 | CONTROLLER, INFUSION PUMP |  | SPD | Kelemen |  |  | 11/01/2019 |  | 11/1/26 |  |  | NO | YES |  |  |  |  | CAREFUSION 11136187 15274820 |  |  | Active |  | 00:17:23:34:A1:54 |  | High Risk | 1Y:00-MFG 2Y:00-BAT | 11/01/2019 | 11/01/2019 | COOPER UNIVERSITY HOSPITAL |  |  | Moves | WOT00000001468606 | David Frye | Performance Verification | Completed |  | 11/01/2019 | 11/01/2019 | Performance Verification for CAREFUSION 11136187 15274820 | Initial Install of Performance Verification. Device is ready for patient use. |  |  | 11/01/2019 | 11/01/2019
|  | CAREFUSION | ALARIS 8015 5.7 | CONTROLLER, INFUSION PUMP |  | SPD | Kelemen |  |  | 11/01/2019 |  | 11/1/26 |  |  | NO | YES |  |  |  |  | CAREFUSION 11136188 15273816 |  |  | Active |  | 00:17:23:34:AD:54 |  | High Risk | 1Y:00-MFG 2Y:00-BAT | 11/01/2019 | 11/01/2019 | COOPER UNIVERSITY HOSPITAL |  |  | Moves | WOT00000001467106 | David Frye | Performance Verification | Completed |  | 11/01/2019 | 11/01/2019 | Performance Verification for CAREFUSION 11136188 15273816 | Initial Install of Performance Verification. Device is ready for patient use. |  |  | 11/01/2019 | 11/01/2019
|  | CAREFUSION | ALARIS 8015 5.7 | CONTROLLER, INFUSION PUMP |  | SPD | Kelemen |  |  | 11/01/2019 |  | 11/1/26 |  |  | NO | YES |  |  |  |  | CAREFUSION 11136190 15275180 |  |  | Active |  | 00:17:23:35:18:5E |  | High Risk | 1Y:00-MFG 2Y:00-BAT | 11/01/2019 | 11/01/2019 | COOPER UNIVERSITY HOSPITAL |  |  | Moves | WOT00000001466961 | David Frye | Performance Verification | Completed |  | 11/01/2019 | 11/01/2019 | Performance Verification for CAREFUSION 11136190 15275180 | Initial Install of Performance Verification. Device is ready for patient use. |  |  | 11/01/2019 | 11/01/2019
|  | CAREFUSION | ALARIS 8015 5.7 | CONTROLLER, INFUSION PUMP |  | SPD | Pavilion |  |  | 10/29/2019 |  | 10/29/26 |  |  | NO | YES |  |  |  |  | CAREFUSION 11136191 15272488 |  |  | Active | dup11136191 | 00:17:23:35:15:79 |  | High Risk | 1Y:00-MFG 2Y:00-BAT | 10/29/2019 | 10/29/2019 | COOPER UNIVERSITY HOSPITAL |  |  | Moves | WOT00000001467574 | David Frye | Performance Verification | Completed |  | 10/29/2019 | 10/29/2019 | Performance Verification for CAREFUSION 11136191 15272488 | Initial Install of Performance Verification. Device is ready for patient use. |  |  | 10/29/2019 | 10/29/2019
|  | CAREFUSION | ALARIS 8015 5.7 | CONTROLLER, INFUSION PUMP |  | SPD | Kelemen |  |  | 11/01/2019 |  | 11/1/26 |  |  | NO | YES |  |  |  |  | CAREFUSION 11136186 15273463 |  |  | Active |  | 00:17:23:34:AA:F3 |  | High Risk | 1Y:00-MFG 2Y:00-BAT | 11/01/2019 | 11/01/2019 | COOPER UNIVERSITY HOSPITAL |  |  | Moves | WOT00000001468630 | David Frye | Performance Verification | Completed |  | 11/01/2019 | 11/01/2019 | Performance Verification for CAREFUSION 11136186 15273463 | Initial Install of Performance Verification. Device is ready for patient use. |  |  | 11/01/2019 | 11/01/2019
|  | CAREFUSION | ALARIS 8015 5.7 | CONTROLLER, INFUSION PUMP |  | SPD | Pavilion |  |  | 11/01/2019 |  | 11/1/26 |  |  | NO | YES |  |  |  |  | CAREFUSION 11136183 15274473 |  |  | Active |  | 00:17:23:34:99:8F |  | High Risk | 1Y:00-MFG 2Y:00-BAT | 11/01/2019 | 11/01/2019 | COOPER UNIVERSITY HOSPITAL |  |  | Moves | WOT00000001469493 | David Frye | Performance Verification | Completed |  | 11/01/2019 | 11/01/2019 | Performance Verification for CAREFUSION 11136183 15274473 | Initial Install of Performance Verification. Device is ready for patient use. |  |  | 11/01/2019 | 11/01/2019
|  | CAREFUSION | ALARIS 8015 5.7 | CONTROLLER, INFUSION PUMP |  | SPD | Kelemen |  |  | 11/01/2019 |  | 11/1/26 |  |  | NO | YES |  |  |  |  | CAREFUSION 11136180 15273558 |  |  | Active |  | 00:17:23:35:2C:0B |  | High Risk | 1Y:00-MFG 2Y:00-BAT | 11/01/2019 | 11/01/2019 | COOPER UNIVERSITY HOSPITAL |  |  | Moves | WOT00000001468586 | David Frye | Performance Verification | Completed |  | 11/01/2019 | 11/01/2019 | Performance Verification for CAREFUSION 11136180 15273558 | Initial Install of Performance Verification. Device is ready for patient use. |  |  | 11/01/2019 | 11/01/2019
|  | CAREFUSION | ALARIS 8015 5.7 | CONTROLLER, INFUSION PUMP |  | SPD | Kelemen |  |  | 11/01/2019 |  | 11/1/26 |  |  | NO | YES |  |  |  |  | CAREFUSION 11136181 15274816 |  |  | Active |  | 00:17:23:35:07:48 |  | High Risk | 1Y:00-MFG 2Y:00-BAT | 11/01/2019 | 11/01/2019 | COOPER UNIVERSITY HOSPITAL |  |  | Moves | WOT00000001469538 | David Frye | Performance Verification | Completed |  | 11/01/2019 | 11/01/2019 | Performance Verification for CAREFUSION 11136181 15274816 | Initial Install of Performance Verification. Device is ready for patient use. |  |  | 11/01/2019 | 11/01/2019
|  | CAREFUSION | ALARIS 8015 5.7 | CONTROLLER, INFUSION PUMP |  | SPD | Pavilion |  |  | 11/01/2019 |  | 11/1/26 |  |  | NO | YES |  |  |  |  | CAREFUSION 11136175 15275154 |  |  | Active |  | 00:17:23:35:03:DC |  | High Risk | 1Y:00-MFG 2Y:00-BAT | 11/01/2019 | 11/01/2019 | COOPER UNIVERSITY HOSPITAL |  |  | Moves | WOT00000001466892 | David Frye | Performance Verification | Completed |  | 11/01/2019 | 11/01/2019 | Performance Verification for CAREFUSION 11136175 15275154 | Initial Install of Performance Verification. Device is ready for patient use. |  |  | 11/01/2019 | 11/01/2019
|  | CAREFUSION | ALARIS 8015 5.7 | CONTROLLER, INFUSION PUMP |  | SPD | Kelemen |  |  | 11/01/2019 |  | 11/1/26 |  |  | NO | YES |  |  |  |  | CAREFUSION 11136176 15273394 |  |  | Active |  | 00:17:23:34:AF:A3 |  | High Risk | 1Y:00-MFG 2Y:00-BAT | 11/01/2019 | 11/01/2019 | COOPER UNIVERSITY HOSPITAL |  |  | Moves | WOT00000001468629 | David Frye | Performance Verification | Completed |  | 11/01/2019 | 11/01/2019 | Performance Verification for CAREFUSION 11136176 15273394 | Initial Install of Performance Verification. Device is ready for patient use. |  |  | 11/01/2019 | 11/01/2019
|  | CAREFUSION | ALARIS 8015 5.7 | CONTROLLER, INFUSION PUMP |  | SPD | Pavilion |  |  | 11/01/2019 |  | 11/1/26 |  |  | NO | YES |  |  |  |  | CAREFUSION 11136177 15273555 |  |  | Active | dup11136177 | 00:17:23:35:24:DC |  | High Risk | 1Y:00-MFG 2Y:00-BAT | 11/01/2019 | 11/01/2019 | COOPER UNIVERSITY HOSPITAL |  |  | Moves | WOT00000001467774 | David Frye | Performance Verification | Completed |  | 11/01/2019 | 11/01/2019 | Performance Verification for CAREFUSION 11136177 15273555 | Initial Install of Performance Verification. Device is ready for patient use. |  |  | 11/01/2019 | 11/01/2019
|  | CAREFUSION | ALARIS 8015 5.7 | CONTROLLER, INFUSION PUMP |  | SPD | Pavilion |  |  | 11/01/2019 |  | 11/1/26 |  |  | NO | YES |  |  |  |  | CAREFUSION 11136178 15274621 |  |  | Active |  | 00:17:23:35:0A:B7 |  | High Risk | 1Y:00-MFG 2Y:00-BAT | 11/01/2019 | 11/01/2019 | COOPER UNIVERSITY HOSPITAL |  |  | Moves | WOT00000001468577 | David Frye | Performance Verification | Completed |  | 11/01/2019 | 11/01/2019 | Performance Verification for CAREFUSION 11136178 15274621 | Initial Install of Performance Verification. Device is ready for patient use. |  |  | 11/01/2019 | 11/01/2019
|  | CAREFUSION | ALARIS 8015 5.7 | CONTROLLER, INFUSION PUMP |  | SPD | Pavilion |  |  | 11/01/2019 |  | 11/1/26 |  |  | NO | YES |  |  |  |  | CAREFUSION 11136179 15273102 |  |  | Active |  | 00:17:23:34:A1:DE |  | High Risk | 1Y:00-MFG 2Y:00-BAT | 11/01/2019 | 11/01/2019 | COOPER UNIVERSITY HOSPITAL |  |  | Moves | WOT00000001469408 | David Frye | Performance Verification | Completed |  | 11/01/2019 | 11/01/2019 | Performance Verification for CAREFUSION 11136179 15273102 | Initial Install of Performance Verification. Device is ready for patient use. |  |  | 11/01/2019 | 11/01/2019
|  | CAREFUSION | ALARIS 8015 5.7 | CONTROLLER, INFUSION PUMP |  | SPD | Pavilion |  |  | 11/01/2019 |  | 11/1/26 |  |  | NO | YES |  |  |  |  | CAREFUSION 11136173 15274493 |  |  | Active |  | 00:17:23:35:02:F8 |  | High Risk | 1Y:00-MFG 2Y:00-BAT | 11/01/2019 | 11/01/2019 | COOPER UNIVERSITY HOSPITAL |  |  | Moves | WOT00000001469393 | David Frye | Performance Verification | Completed |  | 11/01/2019 | 11/01/2019 | Performance Verification for CAREFUSION 11136173 15274493 | Initial Install of Performance Verification. Device is ready for patient use. |  |  | 11/01/2019 | 11/01/2019
|  | CAREFUSION | ALARIS 8015 5.7 | CONTROLLER, INFUSION PUMP |  | SPD | Pavilion |  |  | 11/01/2019 |  | 11/1/26 |  |  | NO | YES |  |  |  |  | CAREFUSION 11136174 15273661 |  |  | Active |  | 00:17:23:35:48:1F |  | High Risk | 1Y:00-MFG 2Y:00-BAT | 11/01/2019 | 11/01/2019 | COOPER UNIVERSITY HOSPITAL |  |  | Moves | WOT00000001469766 | David Frye | Performance Verification | Completed |  | 11/01/2019 | 11/01/2019 | Performance Verification for CAREFUSION 11136174 15273661 | Initial Install of Performance Verification. Device is ready for patient use. |  |  | 11/01/2019 | 11/01/2019
|  | CAREFUSION | ALARIS 8015 5.7 | CONTROLLER, INFUSION PUMP |  | SPD | Kelemen |  |  | 11/01/2019 |  | 11/1/26 |  |  | NO | YES |  |  |  |  | CAREFUSION 11136155 15274269 |  |  | Active |  | 00:17:23:34:A0:E2 |  | High Risk | 1Y:00-MFG 2Y:00-BAT | 11/01/2019 | 11/01/2019 | COOPER UNIVERSITY HOSPITAL |  |  | Moves | WOT00000001467646 | David Frye | Performance Verification | Completed |  | 11/01/2019 | 11/01/2019 | Performance Verification for CAREFUSION 11136155 15274269 | Initial Install of Performance Verification. Device is ready for patient use. |  |  | 11/01/2019 | 11/01/2019
|  | CAREFUSION | ALARIS 8015 5.7 | CONTROLLER, INFUSION PUMP |  | 3 COOPER-GAMMA KNIFE | 3 Cooper |  |  | 09/12/2019 |  | 9/12/26 |  |  | NO | YES |  |  |  |  | CAREFUSION 11136154 15274682 |  |  | Active |  | 00:17:23:34:A9:C1 |  | High Risk | 1Y:00-MFG 2Y:00-BAT | 09/12/2019 | 09/12/2019 | COOPER AMBULATORY OFF-SITES |  |  |  | WOT00000001466690 | ANNE BEXTON | Performance Verification | Completed |  | 09/12/2019 | 09/12/2019 | Performance Verification for CAREFUSION 11136154 15274682 | Initial Install of Performance Verification. Device is ready for patient use. |  |  | 09/12/2019 | 09/12/2019
|  | CAREFUSION | ALARIS 8015 5.7 | CONTROLLER, INFUSION PUMP |  | SPD | Kelemen |  |  | 11/01/2019 |  | 11/1/26 |  |  | NO | YES |  |  |  |  | CAREFUSION 11136153 15274662 |  |  | Active |  | 00:17:23:35:1E:64 |  | High Risk | 1Y:00-MFG 2Y:00-BAT | 11/01/2019 | 11/01/2019 | COOPER UNIVERSITY HOSPITAL |  |  | Moves | WOT00000001469350 | David Frye | Performance Verification | Completed |  | 11/01/2019 | 11/01/2019 | Performance Verification for CAREFUSION 11136153 15274662 | Initial Install of Performance Verification. Device is ready for patient use. |  |  | 11/01/2019 | 11/01/2019
|  | CAREFUSION | ALARIS 8015 5.7 | CONTROLLER, INFUSION PUMP |  | SPD | Pavilion |  |  | 11/01/2019 |  | 11/1/26 |  |  | NO | YES |  |  |  |  | CAREFUSION 11136152 15273120 |  |  | Active |  | 00:17:23:35:45:E2 |  | High Risk | 1Y:00-MFG 2Y:00-BAT | 11/01/2019 | 11/01/2019 | COOPER UNIVERSITY HOSPITAL |  |  | Moves | WOT00000001467880 | David Frye | Performance Verification | Completed |  | 11/01/2019 | 11/01/2019 | Performance Verification for CAREFUSION 11136152 15273120 | Initial Install of Performance Verification. Device is ready for patient use. |  |  | 11/01/2019 | 11/01/2019
|  | CAREFUSION | ALARIS 8015 5.7 | CONTROLLER, INFUSION PUMP |  | SPD | Kelemen | BASEMENT |  | 11/01/2019 |  | 11/1/26 |  |  | NO | YES |  |  |  |  | CAREFUSION 11136151 15272339 |  |  | Active |  | 00:17:23:34:A9:37 |  | High Risk | 1Y:00-MFG 2Y:00-BAT | 11/01/2019 | 11/01/2019 | COOPER UNIVERSITY HOSPITAL |  |  | Moves | WOT00000001468567 | David Frye | Performance Verification | Completed |  | 11/01/2019 | 11/01/2019 | Performance Verification for CAREFUSION 11136151 15272339 | Initial Install of Performance Verification. Device is ready for patient use. |  |  | 11/01/2019 | 11/01/2019
|  | CAREFUSION | ALARIS 8015 5.7 | CONTROLLER, INFUSION PUMP |  | SPD | Kelemen |  |  | 11/01/2019 |  | 11/1/26 |  |  | NO | YES |  |  |  |  | CAREFUSION 11136150 15274829 |  |  | Active |  | 00:17:23:35:57:EB |  | High Risk | 1Y:00-MFG 2Y:00-BAT | 11/01/2019 | 11/01/2019 | COOPER UNIVERSITY HOSPITAL |  |  | Moves | WOT00000001469552 | David Frye | Performance Verification | Completed |  | 11/01/2019 | 11/01/2019 | Performance Verification for CAREFUSION 11136150 15274829 | Initial Install of Performance Verification. Device is ready for patient use. |  |  | 11/01/2019 | 11/01/2019
|  | CAREFUSION | ALARIS 8015 5.7 | CONTROLLER, INFUSION PUMP |  | SPD | Kelemen |  |  | 11/01/2019 |  | 11/1/26 |  |  | NO | YES |  |  |  |  | CAREFUSION 11136149 15275179 |  |  | Active |  | 00:17:23:35:43:03 |  | High Risk | 1Y:00-MFG 2Y:00-BAT | 11/01/2019 | 11/01/2019 | COOPER UNIVERSITY HOSPITAL |  |  | Moves | WOT00000001469554 | David Frye | Performance Verification | Completed |  | 11/01/2019 | 11/01/2019 | Performance Verification for CAREFUSION 11136149 15275179 | Initial Install of Performance Verification. Device is ready for patient use. |  |  | 11/01/2019 | 11/01/2019
|  | CAREFUSION | ALARIS 8015 5.7 | CONTROLLER, INFUSION PUMP |  | SPD | Kelemen |  |  | 11/01/2019 |  | 11/1/26 |  |  | NO | YES |  |  |  |  | CAREFUSION 11136148 15274779 |  |  | Active |  | 00:17:23:35:65:CE |  | High Risk | 1Y:00-MFG 2Y:00-BAT | 11/01/2019 | 11/01/2019 | COOPER UNIVERSITY HOSPITAL |  |  | Moves | WOT00000001469653 | David Frye | Performance Verification | Completed |  | 11/01/2019 | 11/01/2019 | Performance Verification for CAREFUSION 11136148 15274779 | Initial Install of Performance Verification. Device is ready for patient use. |  |  | 11/01/2019 | 11/01/2019
|  | CAREFUSION | ALARIS 8015 5.7 | CONTROLLER, INFUSION PUMP |  | SPD | Kelemen |  |  | 11/01/2019 |  | 11/1/26 |  |  | NO | YES |  |  |  |  | CAREFUSION 11136146 15272583 |  |  | Active |  | 00:17:23:35:24:2B |  | High Risk | 1Y:00-MFG 2Y:00-BAT | 11/01/2019 | 11/01/2019 | COOPER UNIVERSITY HOSPITAL |  |  | Moves | WOT00000001468462 | David Frye | Performance Verification | Completed |  | 11/01/2019 | 11/01/2019 | Performance Verification for CAREFUSION 11136146 15272583 | Initial Install of Performance Verification. Device is ready for patient use. |  |  | 11/01/2019 | 11/01/2019
|  | CAREFUSION | ALARIS 8015 5.7 | CONTROLLER, INFUSION PUMP |  | SPD | Pavilion |  |  | 11/01/2019 |  | 11/1/26 |  |  | NO | YES |  |  |  |  | CAREFUSION 11136138 15272094 |  |  | Active |  | 00:17:23:34:FD:9A |  | High Risk | 1Y:00-MFG 2Y:00-BAT | 11/01/2019 | 11/01/2019 | COOPER UNIVERSITY HOSPITAL |  |  | Moves | WOT00000001467666 | David Frye | Performance Verification | Completed |  | 11/01/2019 | 11/01/2019 | Performance Verification for CAREFUSION 11136138 15272094 | Initial Install of Performance Verification. Device is ready for patient use. |  |  | 11/01/2019 | 11/01/2019
|  | CAREFUSION | ALARIS 8015 5.7 | CONTROLLER, INFUSION PUMP |  | SPD | Kelemen |  |  | 11/01/2019 |  | 11/1/26 |  |  | NO | YES |  |  |  |  | CAREFUSION 11136139 15273837 |  |  | Active |  | 00:17:23:34:FC:65 |  | High Risk | 1Y:00-MFG 2Y:00-BAT | 11/01/2019 | 11/01/2019 | COOPER UNIVERSITY HOSPITAL |  |  | Moves | WOT00000001467910 | David Frye | Performance Verification | Completed |  | 11/01/2019 | 11/01/2019 | Performance Verification for CAREFUSION 11136139 15273837 | Initial Install of Performance Verification. Device is ready for patient use. |  |  | 11/01/2019 | 11/01/2019
|  | CAREFUSION | ALARIS 8015 5.7 | CONTROLLER, INFUSION PUMP |  | SPD | Kelemen |  |  | 11/01/2019 |  | 11/1/26 |  |  | NO | YES |  |  |  |  | CAREFUSION 11136144 15274809 |  |  | Active |  | 00:17:23:35:72:72 |  | High Risk | 1Y:00-MFG 2Y:00-BAT | 11/01/2019 | 11/01/2019 | COOPER UNIVERSITY HOSPITAL |  |  | Moves | WOT00000001467806 | David Frye | Performance Verification | Completed |  | 11/01/2019 | 11/01/2019 | Performance Verification for CAREFUSION 11136144 15274809 | Initial Install of Performance Verification. Device is ready for patient use. |  |  | 11/01/2019 | 11/01/2019
|  | CAREFUSION | ALARIS 8015 5.7 | CONTROLLER, INFUSION PUMP |  | SPD | Kelemen | BASEMENT |  | 11/01/2019 |  | 11/1/26 |  |  | NO | YES |  |  |  |  | CAREFUSION 11136145 15274489 |  |  | Active |  | 00:17:23:34:AD:8D |  | High Risk | 1Y:00-MFG 2Y:00-BAT | 11/01/2019 | 11/01/2019 | COOPER UNIVERSITY HOSPITAL |  |  | Moves | WOT00000001466688 | David Frye | Performance Verification | Completed |  | 11/01/2019 | 11/01/2019 | Performance Verification for CAREFUSION 11136145 15274489 | Initial Install of Performance Verification. Device is ready for patient use. |  |  | 11/01/2019 | 11/01/2019
|  | CAREFUSION | ALARIS 8015 5.7 | CONTROLLER, INFUSION PUMP |  | SPD | Kelemen |  |  | 11/01/2019 |  | 11/1/26 |  |  | NO | YES |  |  |  |  | CAREFUSION 11136143 15274781 |  |  | Active |  | 00:17:23:35:50:B0 |  | High Risk | 1Y:00-MFG 2Y:00-BAT | 11/01/2019 | 11/01/2019 | COOPER UNIVERSITY HOSPITAL |  |  | Moves | WOT00000001466848 | David Frye | Performance Verification | Completed |  | 11/01/2019 | 11/01/2019 | Performance Verification for CAREFUSION 11136143 15274781 | Initial Install of Performance Verification. Device is ready for patient use. |  |  | 11/01/2019 | 11/01/2019
|  | CAREFUSION | ALARIS 8015 5.7 | CONTROLLER, INFUSION PUMP |  | SPD | Pavilion |  |  | 11/01/2019 |  | 11/1/26 |  |  | NO | YES |  |  |  |  | CAREFUSION 11136141 15273736 |  |  | Active |  | 00:17:23:34:DE:56 |  | High Risk | 1Y:00-MFG 2Y:00-BAT | 11/01/2019 | 11/01/2019 | COOPER UNIVERSITY HOSPITAL |  |  | Moves | WOT00000001468050 | David Frye | Performance Verification | Completed |  | 11/01/2019 | 11/01/2019 | Performance Verification for CAREFUSION 11136141 15273736 | Initial Install of Performance Verification. Device is ready for patient use. |  |  | 11/01/2019 | 11/01/2019
|  | CAREFUSION | ALARIS 8015 5.7 | CONTROLLER, INFUSION PUMP |  | SPD | Kelemen |  |  | 11/01/2019 |  | 11/1/26 |  |  | NO | YES |  |  |  |  | CAREFUSION 11136142 15274910 |  |  | Active |  | 00:17:23:34:AA:AB |  | High Risk | 1Y:00-MFG 2Y:00-BAT | 11/01/2019 | 11/01/2019 | COOPER UNIVERSITY HOSPITAL |  |  | Moves | WOT00000001466850 | David Frye | Performance Verification | Completed |  | 11/01/2019 | 11/01/2019 | Performance Verification for CAREFUSION 11136142 15274910 | Initial Install of Performance Verification. Device is ready for patient use. |  |  | 11/01/2019 | 11/01/2019
|  | CAREFUSION | ALARIS 8015 5.7 | CONTROLLER, INFUSION PUMP |  | SPD | Kelemen |  |  | 11/01/2019 |  | 11/1/26 |  |  | NO | YES |  |  |  |  | CAREFUSION 11136140 15272813 |  |  | Active |  | 00:17:23:34:9B:93 |  | High Risk | 1Y:00-MFG 2Y:00-BAT | 11/01/2019 | 11/01/2019 | COOPER UNIVERSITY HOSPITAL |  |  | Moves | WOT00000001467578 | David Frye | Performance Verification | Completed |  | 11/01/2019 | 11/01/2019 | Performance Verification for CAREFUSION 11136140 15272813 | Initial Install of Performance Verification. Device is ready for patient use. |  |  | 11/01/2019 | 11/01/2019
|  | CAREFUSION | ALARIS 8015 5.7 | CONTROLLER, INFUSION PUMP |  | SPD | Kelemen |  |  | 11/01/2019 |  | 11/1/26 |  |  | NO | YES |  |  |  |  | CAREFUSION 11136137 15272253 |  |  | Active |  | 00:17:23:34:AE:56 |  | High Risk | 1Y:00-MFG 2Y:00-BAT | 11/01/2019 | 11/01/2019 | COOPER UNIVERSITY HOSPITAL |  |  | Moves | WOT00000001468356 | David Frye | Performance Verification | Completed |  | 11/01/2019 | 11/01/2019 | Performance Verification for CAREFUSION 11136137 15272253 | Initial Install of Performance Verification. Device is ready for patient use. |  |  | 11/01/2019 | 11/01/2019
|  | CAREFUSION | ALARIS 8015 5.7 | CONTROLLER, INFUSION PUMP |  | SPD | Kelemen |  |  | 11/01/2019 |  | 11/1/26 |  |  | NO | YES |  |  |  |  | CAREFUSION 11136136 15273468 |  |  | Active |  | 00:17:23:35:00:4C |  | High Risk | 1Y:00-MFG 2Y:00-BAT | 11/01/2019 | 11/01/2019 | COOPER UNIVERSITY HOSPITAL |  |  | Moves | WOT00000001467884 | David Frye | Performance Verification | Completed |  | 11/01/2019 | 11/01/2019 | Performance Verification for CAREFUSION 11136136 15273468 | Initial Install of Performance Verification. Device is ready for patient use. |  |  | 11/01/2019 | 11/01/2019
|  | CAREFUSION | ALARIS 8015 5.7 | CONTROLLER, INFUSION PUMP |  | SPD | Kelemen |  |  | 11/01/2019 |  | 11/1/26 |  |  | NO | YES |  |  |  |  | CAREFUSION 11136135 15273467 |  |  | Active |  | 00:17:23:35:45:9A |  | High Risk | 1Y:00-MFG 2Y:00-BAT | 11/01/2019 | 11/01/2019 | COOPER UNIVERSITY HOSPITAL |  |  | Moves | WOT00000001467014 | David Frye | Performance Verification | Completed |  | 11/01/2019 | 11/01/2019 | Performance Verification for CAREFUSION 11136135 15273467 | Initial Install of Performance Verification. Device is ready for patient use. |  |  | 11/01/2019 | 11/01/2019
|  | CAREFUSION | ALARIS 8015 5.7 | CONTROLLER, INFUSION PUMP |  | SPD | Pavilion |  |  | 11/01/2019 |  | 11/1/26 |  |  | NO | YES |  |  |  |  | CAREFUSION 11136133 15273648 |  |  | Active |  | 00:17:23:35:0D:DE |  | High Risk | 1Y:00-MFG 2Y:00-BAT | 11/01/2019 | 11/01/2019 | COOPER UNIVERSITY HOSPITAL |  |  | Moves | WOT00000001467160 | David Frye | Performance Verification | Completed |  | 11/01/2019 | 11/01/2019 | Performance Verification for CAREFUSION 11136133 15273648 | Initial Install of Performance Verification. Device is ready for patient use. |  |  | 11/01/2019 | 11/01/2019
|  | CAREFUSION | ALARIS 8015 5.7 | CONTROLLER, INFUSION PUMP |  | SPD | Kelemen |  |  | 11/01/2019 |  | 11/1/26 |  |  | NO | YES |  |  |  |  | CAREFUSION 11136134 15273690 |  |  | Active |  | 00:17:23:35:20:23 |  | High Risk | 1Y:00-MFG 2Y:00-BAT | 11/01/2019 | 11/01/2019 | COOPER UNIVERSITY HOSPITAL |  |  | Moves | WOT00000001467905 | David Frye | Performance Verification | Completed |  | 11/01/2019 | 11/01/2019 | Performance Verification for CAREFUSION 11136134 15273690 | Initial Install of Performance Verification. Device is ready for patient use. |  |  | 11/01/2019 | 11/01/2019
|  | CAREFUSION | ALARIS 8015 5.7 | CONTROLLER, INFUSION PUMP |  | SPD | Kelemen |  |  | 11/01/2019 |  | 11/1/26 |  |  | NO | YES |  |  |  |  | CAREFUSION 11136132 15272812 |  |  | Active |  | 00:17:23:35:1D:DD |  | High Risk | 1Y:00-MFG 2Y:00-BAT | 11/01/2019 | 11/01/2019 | COOPER UNIVERSITY HOSPITAL |  |  | Moves | WOT00000001469322 | David Frye | Performance Verification | Completed |  | 11/01/2019 | 11/01/2019 | Performance Verification for CAREFUSION 11136132 15272812 | Initial Install of Performance Verification. Device is ready for patient use. |  |  | 11/01/2019 | 11/01/2019
|  | CAREFUSION | ALARIS 8015 5.7 | CONTROLLER, INFUSION PUMP |  | SPD | Pavilion |  |  | 11/01/2019 |  | 11/1/26 |  |  | NO | YES |  |  |  |  | CAREFUSION 11136131 15273904 |  |  | Active |  | 00:17:23:35:29:A4 |  | High Risk | 1Y:00-MFG 2Y:00-BAT | 11/01/2019 | 11/01/2019 | COOPER UNIVERSITY HOSPITAL |  |  | Moves | WOT00000001460460 | David Frye | Performance Verification | Completed |  | 11/01/2019 | 11/01/2019 | Performance Verification for CAREFUSION 11136131 15273904 | Initial Install of Performance Verification. Device is ready for patient use. |  |  | 11/01/2019 | 11/01/2019
|  | CAREFUSION | ALARIS 8015 5.7 | CONTROLLER, INFUSION PUMP |  | SPD | Kelemen |  |  | 11/01/2019 |  | 11/1/26 |  |  | NO | YES |  |  |  |  | CAREFUSION 11136130 15271836 |  |  | Active |  | 00:17:23:34:FF:D4 |  | High Risk | 1Y:00-MFG 2Y:00-BAT | 11/01/2019 | 11/01/2019 | COOPER UNIVERSITY HOSPITAL |  |  | Moves | WOT00000001469380 | David Frye | Performance Verification | Completed |  | 11/01/2019 | 11/01/2019 | Performance Verification for CAREFUSION 11136130 15271836 | Initial Install of Performance Verification. Device is ready for patient use. |  |  | 11/01/2019 | 11/01/2019
|  | CAREFUSION | ALARIS 8015 5.7 | CONTROLLER, INFUSION PUMP |  | SPD | Pavilion |  |  | 11/01/2019 |  | 11/1/26 |  |  | NO | YES |  |  |  |  | CAREFUSION 11136127 15273619 |  |  | Active |  | 00:17:23:35:30:49 |  | High Risk | 1Y:00-MFG 2Y:00-BAT | 11/01/2019 | 11/01/2019 | COOPER UNIVERSITY HOSPITAL |  |  | Moves | WOT00000001469675 | David Frye | Performance Verification | Completed |  | 11/01/2019 | 11/01/2019 | Performance Verification for CAREFUSION 11136127 15273619 | Initial Install of Performance Verification. Device is ready for patient use. |  |  | 11/01/2019 | 11/01/2019
|  | CAREFUSION | ALARIS 8015 5.7 | CONTROLLER, INFUSION PUMP |  | SPD | Kelemen |  |  | 11/01/2019 |  | 11/1/26 |  |  | NO | YES |  |  |  |  | CAREFUSION 11136129 15268723 |  |  | Active |  | 00:17:23:34:DD:96 |  | High Risk | 1Y:00-MFG 2Y:00-BAT | 11/01/2019 | 11/01/2019 | COOPER UNIVERSITY HOSPITAL |  |  | Moves | WOT00000001458114 | David Frye | Performance Verification | Completed |  | 11/01/2019 | 11/01/2019 | Performance Verification for CAREFUSION 11136129 15268723 | Initial Install of Performance Verification. Device is ready for patient use. |  |  | 11/01/2019 | 11/01/2019
|  | CAREFUSION | ALARIS 8015 5.7 | CONTROLLER, INFUSION PUMP |  | SPD | Kelemen |  |  | 11/01/2019 |  | 11/1/26 |  |  | NO | YES |  |  |  |  | CAREFUSION 11136126 15273444 |  |  | Active |  | 00:17:23:35:48:31 |  | High Risk | 1Y:00-MFG 2Y:00-BAT | 11/01/2019 | 11/01/2019 | COOPER UNIVERSITY HOSPITAL |  |  | Moves | WOT00000001467867 | David Frye | Performance Verification | Completed |  | 11/01/2019 | 11/01/2019 | Performance Verification for CAREFUSION 11136126 15273444 | Initial Install of Performance Verification. Device is ready for patient use. |  |  | 11/01/2019 | 11/01/2019
|  | CAREFUSION | ALARIS 8015 5.7 | CONTROLLER, INFUSION PUMP |  | SPD | Kelemen |  |  | 11/01/2019 |  | 11/1/26 |  |  | NO | YES |  |  |  |  | CAREFUSION 11136119 15270804 |  |  | Active |  | 00:17:23:35:2C:F5 |  | High Risk | 1Y:00-MFG 2Y:00-BAT | 11/01/2019 | 11/01/2019 | COOPER UNIVERSITY HOSPITAL |  |  | Moves | WOT00000001468352 | David Frye | Performance Verification | Completed |  | 11/01/2019 | 11/01/2019 | Performance Verification for CAREFUSION 11136119 15270804 | Initial Install of Performance Verification. Device is ready for patient use. |  |  | 11/01/2019 | 11/01/2019
|  | CAREFUSION | ALARIS 8015 5.7 | CONTROLLER, INFUSION PUMP |  | SPD | Pavilion |  |  | 11/01/2019 |  | 11/1/26 |  |  | NO | YES |  |  |  |  | CAREFUSION 11136062 15274509 |  |  | Active |  | 00:17:23:34:FD:AF |  | High Risk | 1Y:00-MFG 2Y:00-BAT | 11/01/2019 | 11/01/2019 | COOPER UNIVERSITY HOSPITAL |  |  | Moves | WOT00000001467647 | David Frye | Performance Verification | Completed |  | 11/01/2019 | 11/01/2019 | Performance Verification for CAREFUSION 11136062 15274509 | Initial Install of Performance Verification. Device is ready for patient use. |  |  | 11/01/2019 | 11/01/2019
|  | CAREFUSION | ALARIS 8015 5.7 | CONTROLLER, INFUSION PUMP |  | SPD | Pavilion |  |  | 11/01/2019 |  | 11/1/26 |  |  | NO | YES |  |  |  |  | CAREFUSION 11136063 15274778 |  |  | Active |  | 00:17:23:35:65:4A |  | High Risk | 1Y:00-MFG 2Y:00-BAT | 11/01/2019 | 11/01/2019 | COOPER UNIVERSITY HOSPITAL |  |  | Moves | WOT00000001468659 | David Frye | Performance Verification | Completed |  | 11/01/2019 | 11/01/2019 | Performance Verification for CAREFUSION 11136063 15274778 | Initial Install of Performance Verification. Device is ready for patient use. |  |  | 11/01/2019 | 11/01/2019
|  | CAREFUSION | ALARIS 8015 5.7 | CONTROLLER, INFUSION PUMP |  | SPD | Kelemen |  |  | 11/01/2019 |  | 11/1/26 |  |  | NO | YES |  |  |  |  | CAREFUSION 11136060 15274581 |  |  | Active |  | 00:17:23:34:AC:1F |  | High Risk | 1Y:00-MFG 2Y:00-BAT | 11/01/2019 | 11/01/2019 | COOPER UNIVERSITY HOSPITAL |  |  | Moves | WOT00000001466775 | David Frye | Performance Verification | Completed |  | 11/01/2019 | 11/01/2019 | Performance Verification for CAREFUSION 11136060 15274581 | Initial Install of Performance Verification. Device is ready for patient use. |  |  | 11/01/2019 | 11/01/2019
|  | CAREFUSION | ALARIS 8015 5.7 | CONTROLLER, INFUSION PUMP |  | SPD | Pavilion |  |  | 11/01/2019 |  | 11/1/26 |  |  | NO | YES |  |  |  |  | CAREFUSION 11136061 15274819 |  |  | Active |  | 00:17:23:34:AE:74 |  | High Risk | 1Y:00-MFG 2Y:00-BAT | 11/01/2019 | 11/01/2019 | COOPER UNIVERSITY HOSPITAL |  |  | Moves | WOT00000001467845 | David Frye | Performance Verification | Completed |  | 11/01/2019 | 11/01/2019 | Performance Verification for CAREFUSION 11136061 15274819 | Initial Install of Performance Verification. Device is ready for patient use. |  |  | 11/01/2019 | 11/01/2019
|  | CAREFUSION | ALARIS 8015 5.7 | CONTROLLER, INFUSION PUMP |  | SPD | Kelemen |  |  | 11/01/2019 |  | 11/1/26 |  |  | NO | YES |  |  |  |  | CAREFUSION 11136059 15274919 |  |  | Active |  | 00:17:23:34:AB:D4 |  | High Risk | 1Y:00-MFG 2Y:00-BAT | 11/01/2019 | 11/01/2019 | COOPER UNIVERSITY HOSPITAL |  |  | Moves | WOT00000001467809 | David Frye | Performance Verification | Completed |  | 11/01/2019 | 11/01/2019 | Performance Verification for CAREFUSION 11136059 15274919 | Initial Install of Performance Verification. Device is ready for patient use. |  |  | 11/01/2019 | 11/01/2019
|  | CAREFUSION | ALARIS 8015 5.7 | CONTROLLER, INFUSION PUMP |  | SPD | Kelemen |  |  | 11/01/2019 |  | 11/1/26 |  |  | NO | YES |  |  |  |  | CAREFUSION 11136057 15274936 |  |  | Active |  | 00:17:23:34:AE:5F |  | High Risk | 1Y:00-MFG 2Y:00-BAT | 11/01/2019 | 11/01/2019 | COOPER UNIVERSITY HOSPITAL |  |  | Moves | WOT00000001469540 | David Frye | Performance Verification | Completed |  | 11/01/2019 | 11/01/2019 | Performance Verification for CAREFUSION 11136057 15274936 | Initial Install of Performance Verification. Device is ready for patient use. |  |  | 11/01/2019 | 11/01/2019
|  | CAREFUSION | ALARIS 8015 5.7 | CONTROLLER, INFUSION PUMP |  | SPD | Kelemen |  |  | 11/01/2019 |  | 11/1/26 |  |  | NO | YES |  |  |  |  | CAREFUSION 11136058 15274647 |  |  | Active |  | 00:17:23:35:43:8A |  | High Risk | 1Y:00-MFG 2Y:00-BAT | 11/01/2019 | 11/01/2019 | COOPER UNIVERSITY HOSPITAL |  |  | Moves | WOT00000001468405 | David Frye | Performance Verification | Completed |  | 11/01/2019 | 11/01/2019 | Performance Verification for CAREFUSION 11136058 15274647 | Initial Install of Performance Verification. Device is ready for patient use. |  |  | 11/01/2019 | 11/01/2019
|  | CAREFUSION | ALARIS 8015 5.7 | CONTROLLER, INFUSION PUMP |  | SPD | Pavilion |  |  | 11/01/2019 |  | 11/1/26 |  |  | NO | YES |  |  |  |  | CAREFUSION 11136049 15274491 |  |  | Active |  | 00:17:23:35:28:ED |  | High Risk | 1Y:00-MFG 2Y:00-BAT | 11/01/2019 | 11/01/2019 | COOPER UNIVERSITY HOSPITAL |  |  | Moves | WOT00000001467590 | David Frye | Performance Verification | Completed |  | 11/01/2019 | 11/01/2019 | Performance Verification for CAREFUSION 11136049 15274491 | Initial Install of Performance Verification. Device is ready for patient use. |  |  | 11/01/2019 | 11/01/2019
|  | CAREFUSION | ALARIS 8015 5.7 | CONTROLLER, INFUSION PUMP |  | SPD | Kelemen |  |  | 11/01/2019 |  | 11/1/26 |  |  | NO | YES |  |  |  |  | CAREFUSION 11135756 15273576 |  |  | Active |  | 00:17:23:35:48:01 |  | High Risk | 1Y:00-MFG 2Y:00-BAT | 11/01/2019 | 11/01/2019 | COOPER UNIVERSITY HOSPITAL |  |  | Moves | WOT00000001469627 | David Frye | Performance Verification | Completed |  | 11/01/2019 | 11/01/2019 | Performance Verification for CAREFUSION 11135756 15273576 | Initial Install of Performance Verification. Device is ready for patient use. |  |  | 11/01/2019 | 11/01/2019
|  | CAREFUSION | ALARIS 8015 5.7 | CONTROLLER, INFUSION PUMP |  | SPD | Dorrance |  |  | 11/01/2019 |  | 11/1/26 |  |  | NO | YES |  |  |  |  | CAREFUSION 11135746 15273699 |  |  | Active |  | 00:17:23:34:A8:74 |  | High Risk | 1Y:00-MFG 2Y:00-BAT | 11/01/2019 | 11/01/2019 | COOPER UNIVERSITY HOSPITAL |  |  | Moves | WOT00000001468784 | David Frye | Performance Verification | Completed |  | 11/01/2019 | 11/01/2019 | Performance Verification for CAREFUSION 11135746 15273699 | Initial Install of Performance Verification. Device is ready for patient use. |  |  | 11/01/2019 | 11/01/2019
|  | CAREFUSION | ALARIS 8015 5.7 | CONTROLLER, INFUSION PUMP |  | SPD | Kelemen |  |  | 11/01/2019 |  | 11/1/26 |  |  | NO | YES |  |  |  |  | CAREFUSION 11135739 15274090 |  |  | Active |  | 00:17:23:34:A5:D7 |  | High Risk | 1Y:00-MFG 2Y:00-BAT | 11/01/2019 | 11/01/2019 | COOPER UNIVERSITY HOSPITAL |  |  | Moves | WOT00000001460470 | David Frye | Performance Verification | Completed |  | 11/01/2019 | 11/01/2019 | Performance Verification for CAREFUSION 11135739 15274090 | Initial Install of Performance Verification. Device is ready for patient use. |  |  | 11/01/2019 | 11/01/2019
|  | CAREFUSION | ALARIS 8015 5.7 | CONTROLLER, INFUSION PUMP |  | SPD | Pavilion | 7 |  | 03/25/2019 |  | 3/25/26 |  |  | NO | YES |  |  |  |  | CAREFUSION 11135738 15274213 |  |  | Active |  | 00:17:23:34:B5:0D |  | High Risk | 1Y:00-MFG 2Y:00-BAT | 03/25/2019 | 03/25/2019 | COOPER UNIVERSITY HOSPITAL |  |  | Moves | WOT00000001466682 | David Frye | Performance Verification | Completed |  | 03/25/2019 | 03/25/2019 | Performance Verification for CAREFUSION 11135738 15274213 | Initial Install of Performance Verification. Device is ready for patient use. |  |  | 03/25/2019 | 03/25/2019
|  | CAREFUSION | ALARIS 8015 5.7 | CONTROLLER, INFUSION PUMP |  | SPD | Pavilion |  |  | 11/01/2019 |  | 11/1/26 |  |  | NO | YES |  |  |  |  | CAREFUSION 11135732 15273826 |  |  | Active |  | 00:17:23:35:02:E9 |  | High Risk | 1Y:00-MFG 2Y:00-BAT | 11/01/2019 | 11/01/2019 | COOPER UNIVERSITY HOSPITAL |  |  | Moves | WOT00000001469752 | David Frye | Performance Verification | Completed |  | 11/01/2019 | 11/01/2019 | Performance Verification for CAREFUSION 11135732 15273826 | Initial Install of Performance Verification. Device is ready for patient use. |  |  | 11/01/2019 | 11/01/2019
|  | CAREFUSION | ALARIS 8015 5.7 | CONTROLLER, INFUSION PUMP |  | SPD | Kelemen |  |  | 11/01/2019 |  | 11/1/26 |  |  | NO | YES |  |  |  |  | CAREFUSION 11135717 15273746 |  |  | Active |  | 00:17:23:34:AB:0E |  | High Risk | 1Y:00-MFG 2Y:00-BAT | 11/01/2019 | 11/01/2019 | COOPER UNIVERSITY HOSPITAL |  |  | Moves | WOT00000001467162 | David Frye | Performance Verification | Completed |  | 11/01/2019 | 11/01/2019 | Performance Verification for CAREFUSION 11135717 15273746 | Initial Install of Performance Verification. Device is ready for patient use. |  |  | 11/01/2019 | 11/01/2019
|  | CAREFUSION | ALARIS 8015 5.7 | CONTROLLER, INFUSION PUMP |  | SPD | Pavilion |  |  | 11/01/2019 |  | 11/1/26 |  |  | NO | YES |  |  |  |  | CAREFUSION 11135711 15273754 |  |  | Active | dup11135711 | 00:17:23:34:B4:26 |  | High Risk | 1Y:00-MFG 2Y:00-BAT | 11/01/2019 | 11/01/2019 | COOPER UNIVERSITY HOSPITAL |  |  | Moves | WOT00000001469809 | David Frye | Performance Verification | Completed |  | 11/01/2019 | 11/01/2019 | Performance Verification for CAREFUSION 11135711 15273754 | Initial Install of Performance Verification. Device is ready for patient use. |  |  | 11/01/2019 | 11/01/2019
|  | CAREFUSION | ALARIS 8015 5.7 | CONTROLLER, INFUSION PUMP |  | SPD | Pavilion |  |  | 11/01/2019 |  | 11/1/26 |  |  | NO | YES |  |  |  |  | CAREFUSION 11135709 15273631 |  |  | Active |  | 00:17:23:35:01:D2 |  | High Risk | 1Y:00-MFG 2Y:00-BAT | 11/01/2019 | 11/01/2019 | COOPER UNIVERSITY HOSPITAL |  |  | Moves | WOT00000001467110 | David Frye | Performance Verification | Completed |  | 11/01/2019 | 11/01/2019 | Performance Verification for CAREFUSION 11135709 15273631 | Initial Install of Performance Verification. Device is ready for patient use. |  |  | 11/01/2019 | 11/01/2019
|  | CAREFUSION | ALARIS 8015 5.7 | CONTROLLER, INFUSION PUMP |  | SPD | Kelemen |  |  | 11/01/2019 |  | 11/1/26 |  |  | NO | YES |  |  |  |  | CAREFUSION 11135710 15274129 |  |  | Active |  | 00:17:23:34:AA:87 |  | High Risk | 1Y:00-MFG 2Y:00-BAT | 11/01/2019 | 11/01/2019 | COOPER UNIVERSITY HOSPITAL |  |  | Moves | WOT00000001468571 | David Frye | Performance Verification | Completed |  | 11/01/2019 | 11/01/2019 | Performance Verification for CAREFUSION 11135710 15274129 | Initial Install of Performance Verification. Device is ready for patient use. |  |  | 11/01/2019 | 11/01/2019
|  | CAREFUSION | ALARIS 8015 5.7 | CONTROLLER, INFUSION PUMP |  | SPD | Pavilion |  |  | 11/01/2019 |  | 11/1/26 |  |  | NO | YES |  |  |  |  | CAREFUSION 11135708 15273373 |  |  | Active |  | 00:17:23:34:D1:66 |  | High Risk | 1Y:00-MFG 2Y:00-BAT | 11/01/2019 | 11/01/2019 | COOPER UNIVERSITY HOSPITAL |  |  | Moves | WOT00000001469548 | David Frye | Performance Verification | Completed |  | 11/01/2019 | 11/01/2019 | Performance Verification for CAREFUSION 11135708 15273373 | Initial Install of Performance Verification. Device is ready for patient use. |  |  | 11/01/2019 | 11/01/2019
|  | CAREFUSION | ALARIS 8015 5.7 | CONTROLLER, INFUSION PUMP |  | SPD | Kelemen |  |  | 11/01/2019 |  | 11/1/26 |  |  | NO | YES |  |  |  |  | CAREFUSION 11135707 15273691 |  |  | Active |  | 00:17:23:34:B7:6E |  | High Risk | 1Y:00-MFG 2Y:00-BAT | 11/01/2019 | 11/01/2019 | COOPER UNIVERSITY HOSPITAL |  |  | Moves | WOT00000001468727 | David Frye | Performance Verification | Completed |  | 11/01/2019 | 11/01/2019 | Performance Verification for CAREFUSION 11135707 15273691 | Initial Install of Performance Verification. Device is ready for patient use. |  |  | 11/01/2019 | 11/01/2019
|  | CAREFUSION | ALARIS 8015 5.7 | CONTROLLER, INFUSION PUMP |  | SPD | Dorrance |  |  | 11/01/2019 |  | 11/1/26 |  |  | NO | YES |  |  |  |  | CAREFUSION 11135689 15274257 |  |  | Active |  | 00:17:23:35:01:81 |  | High Risk | 1Y:00-MFG 2Y:00-BAT | 11/01/2019 | 11/01/2019 | COOPER UNIVERSITY HOSPITAL |  |  | Moves | WOT00000001468399 | David Frye | Performance Verification | Completed |  | 11/01/2019 | 11/01/2019 | Performance Verification for CAREFUSION 11135689 15274257 | Initial Install of Performance Verification. Device is ready for patient use. |  |  | 11/01/2019 | 11/01/2019
|  | CAREFUSION | ALARIS 8015 5.7 | CONTROLLER, INFUSION PUMP |  | SPD | Kelemen |  |  | 11/01/2019 |  | 11/1/26 |  |  | NO | YES |  |  |  |  | CAREFUSION 11135690 15273424 |  |  | Active |  | 00:17:23:34:B1:BC |  | High Risk | 1Y:00-MFG 2Y:00-BAT | 11/01/2019 | 11/01/2019 | COOPER UNIVERSITY HOSPITAL |  |  | Moves | WOT00000001469640 | David Frye | Performance Verification | Completed |  | 11/01/2019 | 11/01/2019 | Performance Verification for CAREFUSION 11135690 15273424 | Initial Install of Performance Verification. Device is ready for patient use. |  |  | 11/01/2019 | 11/01/2019
|  | CAREFUSION | ALARIS 8015 5.7 | CONTROLLER, INFUSION PUMP |  | SPD | Pavilion |  |  | 11/01/2019 |  | 11/1/26 |  |  | NO | YES |  |  |  |  | CAREFUSION 11135687 15272256 |  |  | Active |  | 00:17:23:35:05:B3 |  | High Risk | 1Y:00-MFG 2Y:00-BAT | 11/01/2019 | 11/01/2019 | COOPER UNIVERSITY HOSPITAL |  |  | Moves | WOT00000001469318 | David Frye | Performance Verification | Completed |  | 11/01/2019 | 11/01/2019 | Performance Verification for CAREFUSION 11135687 15272256 | Initial Install of Performance Verification. Device is ready for patient use. |  |  | 11/01/2019 | 11/01/2019
|  | CAREFUSION | ALARIS 8015 5.7 | CONTROLLER, INFUSION PUMP |  | SPD | Pavilion |  |  | 11/01/2019 |  | 11/1/26 |  |  | NO | YES |  |  |  |  | CAREFUSION 11135688 15273735 |  |  | Active |  | 00:17:23:34:A1:36 |  | High Risk | 1Y:00-MFG 2Y:00-BAT | 11/01/2019 | 11/01/2019 | COOPER UNIVERSITY HOSPITAL |  |  | Moves | WOT00000001467103 | David Frye | Performance Verification | Completed |  | 11/01/2019 | 11/01/2019 | Performance Verification for CAREFUSION 11135688 15273735 | Initial Install of Performance Verification. Device is ready for patient use. |  |  | 11/01/2019 | 11/01/2019
|  | CAREFUSION | ALARIS 8015 5.7 | CONTROLLER, INFUSION PUMP |  | SPD | Pavilion |  |  | 11/01/2019 |  | 11/1/26 |  |  | NO | YES |  |  |  |  | CAREFUSION 11135647 15273753 |  |  | Active |  | 00:17:23:35:16:60 |  | High Risk | 1Y:00-MFG 2Y:00-BAT | 11/01/2019 | 11/01/2019 | COOPER UNIVERSITY HOSPITAL |  |  | Moves | WOT00000001468916 | David Frye | Performance Verification | Completed |  | 11/01/2019 | 11/01/2019 | Performance Verification for CAREFUSION 11135647 15273753 | Initial Install of Performance Verification. Device is ready for patient use. |  |  | 11/01/2019 | 11/01/2019
|  | CAREFUSION | ALARIS 8015 5.7 | CONTROLLER, INFUSION PUMP |  | SPD | Kelemen |  |  | 11/01/2019 |  | 11/1/26 |  |  | NO | YES |  |  |  |  | CAREFUSION 11135648 15268994 |  |  | Active |  | 00:17:23:34:BB:6A |  | High Risk | 1Y:00-MFG 2Y:00-BAT | 11/01/2019 | 11/01/2019 | COOPER UNIVERSITY HOSPITAL |  |  | Moves | WOT00000001467305 | David Frye | Performance Verification | Completed |  | 11/01/2019 | 11/01/2019 | Performance Verification for CAREFUSION 11135648 15268994 | Initial Install of Performance Verification. Device is ready for patient use. |  |  | 11/01/2019 | 11/01/2019
|  | CAREFUSION | ALARIS 8015 5.7 | CONTROLLER, INFUSION PUMP |  | SPD | Kelemen |  |  | 11/01/2019 |  | 11/1/26 |  |  | NO | YES |  |  |  |  | CAREFUSION 11135661 15268941 |  |  | Active | dup11135661 | 00:17:23:34:D3:BE |  | High Risk | 1Y:00-MFG 2Y:00-BAT | 11/01/2019 | 11/01/2019 | COOPER UNIVERSITY HOSPITAL |  |  | Moves | WOT00000001469257 | David Frye | Performance Verification | Completed |  | 11/01/2019 | 11/01/2019 | Performance Verification for CAREFUSION 11135661 15268941 | Initial Install of Performance Verification. Device is ready for patient use. |  |  | 11/01/2019 | 11/01/2019
|  | CAREFUSION | ALARIS 8015 5.7 | CONTROLLER, INFUSION PUMP |  | SPD | Pavilion |  |  | 11/01/2019 |  | 11/1/26 |  |  | NO | YES |  |  |  |  | CAREFUSION 11135660 15273730 |  |  | Active |  | 00:17:23:34:9D:EE |  | High Risk | 1Y:00-MFG 2Y:00-BAT | 11/01/2019 | 11/01/2019 | COOPER UNIVERSITY HOSPITAL |  |  | Moves | WOT00000001468729 | David Frye | Performance Verification | Completed |  | 11/01/2019 | 11/01/2019 | Performance Verification for CAREFUSION 11135660 15273730 | Initial Install of Performance Verification. Device is ready for patient use. |  |  | 11/01/2019 | 11/01/2019
|  | CAREFUSION | ALARIS 8015 5.7 | CONTROLLER, INFUSION PUMP |  | SPD | Pavilion |  |  | 11/01/2019 |  | 11/1/26 |  |  | NO | YES |  |  |  |  | CAREFUSION 11135656 15273417 |  |  | Active |  | 00:17:23:34:A2:D1 |  | High Risk | 1Y:00-MFG 2Y:00-BAT | 11/01/2019 | 11/01/2019 | COOPER UNIVERSITY HOSPITAL |  |  | Moves | WOT00000001467883 | David Frye | Performance Verification | Completed |  | 11/01/2019 | 11/01/2019 | Performance Verification for CAREFUSION 11135656 15273417 | Initial Install of Performance Verification. Device is ready for patient use. |  |  | 11/01/2019 | 11/01/2019
|  | CAREFUSION | ALARIS 8015 5.7 | CONTROLLER, INFUSION PUMP |  | SPD | Kelemen |  |  | 11/01/2019 |  | 11/1/26 |  |  | NO | YES |  |  |  |  | CAREFUSION 11135657 15273542 |  |  | Active |  | 00:17:23:34:FD:01 |  | High Risk | 1Y:00-MFG 2Y:00-BAT | 11/01/2019 | 11/01/2019 | COOPER UNIVERSITY HOSPITAL |  |  | Moves | WOT00000001467887 | David Frye | Performance Verification | Completed |  | 11/01/2019 | 11/01/2019 | Performance Verification for CAREFUSION 11135657 15273542 | Initial Install of Performance Verification. Device is ready for patient use. |  |  | 11/01/2019 | 11/01/2019
|  | CAREFUSION | ALARIS 8015 5.7 | CONTROLLER, INFUSION PUMP |  | SPD | Pavilion |  |  | 11/01/2019 |  | 11/1/26 |  |  | NO | YES |  |  |  |  | CAREFUSION 11135653 15271855 |  |  | Active |  | 00:17:23:35:24:F4 |  | High Risk | 1Y:00-MFG 2Y:00-BAT | 11/01/2019 | 11/01/2019 | COOPER UNIVERSITY HOSPITAL |  |  | Moves | WOT00000001467527 | David Frye | Performance Verification | Completed |  | 11/01/2019 | 11/01/2019 | Performance Verification for CAREFUSION 11135653 15271855 | Initial Install of Performance Verification. Device is ready for patient use. |  |  | 11/01/2019 | 11/01/2019
|  | CAREFUSION | ALARIS 8015 5.7 | CONTROLLER, INFUSION PUMP |  | SPD | Kelemen |  |  | 11/01/2019 |  | 11/1/26 |  |  | NO | YES |  |  |  |  | CAREFUSION 11135658 15273767 |  |  | Active |  | 00:17:23:34:FE:03 |  | High Risk | 1Y:00-MFG 2Y:00-BAT | 11/01/2019 | 11/01/2019 | COOPER UNIVERSITY HOSPITAL |  |  | Moves | WOT00000001467909 | David Frye | Performance Verification | Completed |  | 11/01/2019 | 11/01/2019 | Performance Verification for CAREFUSION 11135658 15273767 | Initial Install of Performance Verification. Device is ready for patient use. |  |  | 11/01/2019 | 11/01/2019
|  | CAREFUSION | ALARIS 8015 5.7 | CONTROLLER, INFUSION PUMP |  | SPD | Kelemen |  |  | 11/01/2019 |  | 11/1/26 |  |  | NO | YES |  |  |  |  | CAREFUSION 11135655 15273614 |  |  | Active |  | 00:17:23:34:A8:C5 |  | High Risk | 1Y:00-MFG 2Y:00-BAT | 11/01/2019 | 11/01/2019 | COOPER UNIVERSITY HOSPITAL |  |  | Moves | WOT00000001467778 | David Frye | Performance Verification | Completed |  | 11/01/2019 | 11/01/2019 | Performance Verification for CAREFUSION 11135655 15273614 | Initial Install of Performance Verification. Device is ready for patient use. |  |  | 11/01/2019 | 11/01/2019
|  | CAREFUSION | ALARIS 8015 5.7 | CONTROLLER, INFUSION PUMP |  | SPD | Kelemen | BASEMENT |  | 11/01/2019 |  | 11/1/26 |  |  | NO | YES |  |  |  |  | CAREFUSION 11135649 15271642 |  |  | Active |  | 00:17:23:34:A1:09 |  | High Risk | 1Y:00-MFG 2Y:00-BAT | 11/01/2019 | 11/01/2019 | COOPER UNIVERSITY HOSPITAL |  |  | Moves | WOT00000001467566 | David Frye | Performance Verification | Completed |  | 11/01/2019 | 11/01/2019 | Performance Verification for CAREFUSION 11135649 15271642 | Initial Install of Performance Verification. Device is ready for patient use. |  |  | 11/01/2019 | 11/01/2019
|  | CAREFUSION | ALARIS 8015 5.7 | CONTROLLER, INFUSION PUMP |  | SPD | Kelemen |  |  | 11/01/2019 |  | 11/1/26 |  |  | NO | YES |  |  |  |  | CAREFUSION 11135650 15271881 |  |  | Active |  | 00:17:23:34:F1:22 |  | High Risk | 1Y:00-MFG 2Y:00-BAT | 11/01/2019 | 11/01/2019 | COOPER UNIVERSITY HOSPITAL |  |  | Moves | WOT00000001467570 | David Frye | Performance Verification | Completed |  | 11/01/2019 | 11/01/2019 | Performance Verification for CAREFUSION 11135650 15271881 | Initial Install of Performance Verification. Device is ready for patient use. |  |  | 11/01/2019 | 11/01/2019
|  | CAREFUSION | ALARIS 8015 5.7 | CONTROLLER, INFUSION PUMP |  | SPD | Kelemen |  |  | 11/01/2019 |  | 11/1/26 |  |  | NO | YES |  |  |  |  | CAREFUSION 11135651 15273563 |  |  | Active |  | 00:17:23:34:D0:A9 |  | High Risk | 1Y:00-MFG 2Y:00-BAT | 11/01/2019 | 11/01/2019 | COOPER UNIVERSITY HOSPITAL |  |  | Moves | WOT00000001466888 | David Frye | Performance Verification | Completed |  | 11/01/2019 | 11/01/2019 | Performance Verification for CAREFUSION 11135651 15273563 | Initial Install of Performance Verification. Device is ready for patient use. |  |  | 11/01/2019 | 11/01/2019
|  | CAREFUSION | ALARIS 8015 5.7 | CONTROLLER, INFUSION PUMP |  | SPD | Kelemen |  |  | 11/01/2019 |  | 11/1/26 |  |  | NO | YES |  |  |  |  | CAREFUSION 11135652 15273416 |  |  | Active |  | 00:17:23:35:04:8A |  | High Risk | 1Y:00-MFG 2Y:00-BAT | 11/01/2019 | 11/01/2019 | COOPER UNIVERSITY HOSPITAL |  |  | Moves | WOT00000001467011 | David Frye | Performance Verification | Completed |  | 11/01/2019 | 11/01/2019 | Performance Verification for CAREFUSION 11135652 15273416 | Initial Install of Performance Verification. Device is ready for patient use. |  |  | 11/01/2019 | 11/01/2019
|  | CAREFUSION | ALARIS 8015 5.7 | CONTROLLER, INFUSION PUMP |  | SPD | Pavilion |  |  | 11/01/2019 |  | 11/1/26 |  |  | NO | YES |  |  |  |  | CAREFUSION 11135638 15271967 |  |  | Active |  | 00:17:23:35:12:B8 |  | High Risk | 1Y:00-MFG 2Y:00-BAT | 11/01/2019 | 11/01/2019 | COOPER UNIVERSITY HOSPITAL |  |  | Moves | WOT00000001468482 | David Frye | Performance Verification | Completed |  | 11/01/2019 | 11/01/2019 | Performance Verification for CAREFUSION 11135638 15271967 | Initial Install of Performance Verification. Device is ready for patient use. |  |  | 11/01/2019 | 11/01/2019
|  | CAREFUSION | ALARIS 8015 5.7 | CONTROLLER, INFUSION PUMP |  | SPD | Pavilion |  |  | 11/01/2019 |  | 11/1/26 |  |  | NO | YES |  |  |  |  | CAREFUSION 11135639 15273643 |  |  | Active |  | 00:17:23:35:2C:D7 |  | High Risk | 1Y:00-MFG 2Y:00-BAT | 11/01/2019 | 11/01/2019 | COOPER UNIVERSITY HOSPITAL |  |  | Moves | WOT00000001469748 | David Frye | Performance Verification | Completed |  | 11/01/2019 | 11/01/2019 | Performance Verification for CAREFUSION 11135639 15273643 | Initial Install of Performance Verification. Device is ready for patient use. |  |  | 11/01/2019 | 11/01/2019
|  | CAREFUSION | ALARIS 8015 5.7 | CONTROLLER, INFUSION PUMP |  | SPD | Kelemen |  |  | 11/01/2019 |  | 11/1/26 |  |  | NO | YES |  |  |  |  | CAREFUSION 11135640 15273397 |  |  | Active |  | 00:17:23:34:A4:4E |  | High Risk | 1Y:00-MFG 2Y:00-BAT | 11/01/2019 | 11/01/2019 | COOPER UNIVERSITY HOSPITAL |  |  | Moves | WOT00000001469620 | David Frye | Performance Verification | Completed |  | 11/01/2019 | 11/01/2019 | Performance Verification for CAREFUSION 11135640 15273397 | Initial Install of Performance Verification. Device is ready for patient use. |  |  | 11/01/2019 | 11/01/2019
|  | CAREFUSION | ALARIS 8015 5.7 | CONTROLLER, INFUSION PUMP |  | SPD | Kelemen |  |  | 03/25/2019 |  | 3/25/26 |  |  | NO | YES |  |  |  |  | CAREFUSION 11135641 15272787 |  |  | Disposition |  | 00:17:23:34:FC:3E |  | High Risk | 1Y:00-MFG 2Y:00-BAT | 03/25/2019 | 03/25/2019 | COOPER UNIVERSITY HOSPITAL |  |  | Moves | WOT00000001467533 | David Frye | Performance Verification | Completed |  | 03/25/2019 | 03/25/2019 | Performance Verification for CAREFUSION 11135641 15272787 | Initial Install of Performance Verification. Device is ready for patient use. |  |  | 03/25/2019 | 03/25/2019
|  | CAREFUSION | ALARIS 8015 5.7 | CONTROLLER, INFUSION PUMP |  | SPD | Kelemen |  |  | 11/01/2019 |  | 11/1/26 |  |  | NO | YES |  |  |  |  | CAREFUSION 11135646 15273875 |  |  | Active |  | 00:17:23:35:27:19 |  | High Risk | 1Y:00-MFG 2Y:00-BAT | 11/01/2019 | 11/01/2019 | COOPER UNIVERSITY HOSPITAL |  |  | Moves | WOT00000001467166 | David Frye | Performance Verification | Completed |  | 11/01/2019 | 11/01/2019 | Performance Verification for CAREFUSION 11135646 15273875 | Initial Install of Performance Verification. Device is ready for patient use. |  |  | 11/01/2019 | 11/01/2019
|  | CAREFUSION | ALARIS 8015 5.7 | CONTROLLER, INFUSION PUMP |  | SPD | Dorrance |  |  | 11/01/2019 |  | 11/1/26 |  |  | NO | YES |  |  |  |  | CAREFUSION 11135643 15273905 |  |  | Active |  | 00:17:23:35:13:3F |  | High Risk | 1Y:00-MFG 2Y:00-BAT | 11/01/2019 | 11/01/2019 | COOPER UNIVERSITY HOSPITAL |  |  | Moves | WOT00000001458125 | David Frye | Performance Verification | Completed |  | 11/01/2019 | 11/01/2019 | Performance Verification for CAREFUSION 11135643 15273905 | Initial Install of Performance Verification. Device is ready for patient use. |  |  | 11/01/2019 | 11/01/2019
|  | CAREFUSION | ALARIS 8015 5.7 | CONTROLLER, INFUSION PUMP |  | SPD | Pavilion |  |  | 11/01/2019 |  | 11/1/26 |  |  | NO | YES |  |  |  |  | CAREFUSION 11135644 15273505 |  |  | Active |  | 00:17:23:34:A4:4B |  | High Risk | 1Y:00-MFG 2Y:00-BAT | 11/01/2019 | 11/01/2019 | COOPER UNIVERSITY HOSPITAL |  |  | Moves | WOT00000001468633 | David Frye | Performance Verification | Completed |  | 11/01/2019 | 11/01/2019 | Performance Verification for CAREFUSION 11135644 15273505 | Initial Install of Performance Verification. Device is ready for patient use. |  |  | 11/01/2019 | 11/01/2019
|  | CAREFUSION | ALARIS 8015 5.7 | CONTROLLER, INFUSION PUMP |  | SPD | Kelemen |  |  | 11/01/2019 |  | 11/1/26 |  |  | NO | YES |  |  |  |  | CAREFUSION 11135635 15272819 |  |  | Active |  | 00:17:23:35:18:8E |  | High Risk | 1Y:00-MFG 2Y:00-BAT | 11/01/2019 | 11/01/2019 | COOPER UNIVERSITY HOSPITAL |  |  | Moves | WOT00000001466766 | David Frye | Performance Verification | Completed |  | 11/01/2019 | 11/01/2019 | Performance Verification for CAREFUSION 11135635 15272819 | Initial Install of Performance Verification. Device is ready for patient use. |  |  | 11/01/2019 | 11/01/2019
|  | CAREFUSION | ALARIS 8015 5.7 | CONTROLLER, INFUSION PUMP |  | SPD | Kelemen |  |  | 11/01/2019 |  | 11/1/26 |  |  | NO | YES |  |  |  |  | CAREFUSION 11135636 15273567 |  |  | Active |  | 00:17:23:35:08:AD |  | High Risk | 1Y:00-MFG 2Y:00-BAT | 11/01/2019 | 11/01/2019 | COOPER UNIVERSITY HOSPITAL |  |  | Moves | WOT00000001468605 | David Frye | Performance Verification | Completed |  | 11/01/2019 | 11/01/2019 | Performance Verification for CAREFUSION 11135636 15273567 | Initial Install of Performance Verification. Device is ready for patient use. |  |  | 11/01/2019 | 11/01/2019
|  | CAREFUSION | ALARIS 8015 5.7 | CONTROLLER, INFUSION PUMP |  | SPD | Pavilion |  |  | 11/01/2019 |  | 11/1/26 |  |  | NO | YES |  |  |  |  | CAREFUSION 11135634 15268735 |  |  | Active |  | 00:17:23:34:F1:CA |  | High Risk | 1Y:00-MFG 2Y:00-BAT | 11/01/2019 | 11/01/2019 | COOPER UNIVERSITY HOSPITAL |  |  | Moves | WOT00000001468264 | David Frye | Performance Verification | Completed |  | 11/01/2019 | 11/01/2019 | Performance Verification for CAREFUSION 11135634 15268735 | Initial Install of Performance Verification. Device is ready for patient use. |  |  | 11/01/2019 | 11/01/2019
|  | CAREFUSION | ALARIS 8015 5.7 | CONTROLLER, INFUSION PUMP |  | SPD | Kelemen |  |  | 11/01/2019 |  | 11/1/26 |  |  | NO | YES |  |  |  |  | CAREFUSION 11135632 15271924 |  |  | Active |  | 00:17:23:34:FD:F4 |  | High Risk | 1Y:00-MFG 2Y:00-BAT | 11/01/2019 | 11/01/2019 | COOPER UNIVERSITY HOSPITAL |  |  | Moves | WOT00000001469383 | David Frye | Performance Verification | Completed |  | 11/01/2019 | 11/01/2019 | Performance Verification for CAREFUSION 11135632 15271924 | Initial Install of Performance Verification. Device is ready for patient use. |  |  | 11/01/2019 | 11/01/2019
|  | CAREFUSION | ALARIS 8015 5.7 | CONTROLLER, INFUSION PUMP |  | SPD | Kelemen |  |  | 11/01/2019 |  | 11/1/26 |  |  | NO | YES |  |  |  |  | CAREFUSION 11135633 15268719 |  |  | Active |  | 00:17:23:34:C0:E9 |  | High Risk | 1Y:00-MFG 2Y:00-BAT | 11/01/2019 | 11/01/2019 | COOPER UNIVERSITY HOSPITAL |  |  | Moves | WOT00000001469031 | David Frye | Performance Verification | Completed |  | 11/01/2019 | 11/01/2019 | Performance Verification for CAREFUSION 11135633 15268719 | Initial Install of Performance Verification. Device is ready for patient use. |  |  | 11/01/2019 | 11/01/2019
|  | CAREFUSION | ALARIS 8015 5.7 | CONTROLLER, INFUSION PUMP |  | SPD | Kelemen |  |  | 11/01/2019 |  | 11/1/26 |  |  | NO | YES |  |  |  |  | CAREFUSION 11135631 15273050 |  |  | Active |  | 00:17:23:34:AB:3B |  | High Risk | 1Y:00-MFG 2Y:00-BAT | 11/01/2019 | 11/01/2019 | COOPER UNIVERSITY HOSPITAL |  |  | Moves | WOT00000001467642 | David Frye | Performance Verification | Completed |  | 11/01/2019 | 11/01/2019 | Performance Verification for CAREFUSION 11135631 15273050 | Initial Install of Performance Verification. Device is ready for patient use. |  |  | 11/01/2019 | 11/01/2019
|  | CAREFUSION | ALARIS 8015 5.7 | CONTROLLER, INFUSION PUMP |  | SPD | Pavilion |  |  | 11/01/2019 |  | 11/1/26 |  |  | NO | YES |  |  |  |  | CAREFUSION 11135630 15272958 |  |  | Active |  | 00:17:23:34:D5:74 |  | High Risk | 1Y:00-MFG 2Y:00-BAT | 11/01/2019 | 11/01/2019 | COOPER UNIVERSITY HOSPITAL |  |  | Moves | WOT00000001467535 | David Frye | Performance Verification | Completed |  | 11/01/2019 | 11/01/2019 | Performance Verification for CAREFUSION 11135630 15272958 | Initial Install of Performance Verification. Device is ready for patient use. |  |  | 11/01/2019 | 11/01/2019
|  | CAREFUSION | ALARIS 8015 5.7 | CONTROLLER, INFUSION PUMP |  | SPD | Kelemen |  |  | 11/01/2019 |  | 11/1/26 |  |  | NO | YES |  |  |  |  | CAREFUSION 11135629 15273745 |  |  | Active |  | 00:17:23:35:66:2B |  | High Risk | 1Y:00-MFG 2Y:00-BAT | 11/01/2019 | 11/01/2019 | COOPER UNIVERSITY HOSPITAL |  |  | Moves | WOT00000001469750 | David Frye | Performance Verification | Completed |  | 11/01/2019 | 11/01/2019 | Performance Verification for CAREFUSION 11135629 15273745 | Initial Install of Performance Verification. Device is ready for patient use. |  |  | 11/01/2019 | 11/01/2019
|  | CAREFUSION | ALARIS 8015 5.7 | CONTROLLER, INFUSION PUMP |  | SPD | Pavilion |  |  | 11/01/2019 |  | 11/1/26 |  |  | NO | YES |  |  |  |  | CAREFUSION 11135627 15268939 |  |  | Active |  | 00:17:23:34:F0:41 |  | High Risk | 1Y:00-MFG 2Y:00-BAT | 11/01/2019 | 11/01/2019 | COOPER UNIVERSITY HOSPITAL |  |  | Moves | WOT00000001468330 | David Frye | Performance Verification | Completed |  | 11/01/2019 | 11/01/2019 | Performance Verification for CAREFUSION 11135627 15268939 | Initial Install of Performance Verification. Device is ready for patient use. |  |  | 11/01/2019 | 11/01/2019
|  | CAREFUSION | ALARIS 8015 5.7 | CONTROLLER, INFUSION PUMP |  | SPD | Kelemen |  |  | 11/01/2019 |  | 11/1/26 |  |  | NO | YES |  |  |  |  | CAREFUSION 11135628 15273554 |  |  | Active |  | 00:17:23:34:BA:17 |  | High Risk | 1Y:00-MFG 2Y:00-BAT | 11/01/2019 | 11/01/2019 | COOPER UNIVERSITY HOSPITAL |  |  | Moves | WOT00000001466795 | David Frye | Performance Verification | Completed |  | 11/01/2019 | 11/01/2019 | Performance Verification for CAREFUSION 11135628 15273554 | Initial Install of Performance Verification. Device is ready for patient use. |  |  | 11/01/2019 | 11/01/2019
|  | CAREFUSION | ALARIS 8015 5.7 | CONTROLLER, INFUSION PUMP |  | SPD | Kelemen | BASEMENT |  | 11/01/2019 |  | 11/1/26 |  |  | NO | YES |  |  |  |  | CAREFUSION 11135625 15273060 |  |  | Active |  | 00:17:23:34:A7:81 |  | High Risk | 1Y:00-MFG 2Y:00-BAT | 11/01/2019 | 11/01/2019 | COOPER UNIVERSITY HOSPITAL |  |  | Moves | WOT00000001468484 | David Frye | Performance Verification | Completed |  | 11/01/2019 | 11/01/2019 | Performance Verification for CAREFUSION 11135625 15273060 | Initial Install of Performance Verification. Device is ready for patient use. |  |  | 11/01/2019 | 11/01/2019
|  | CAREFUSION | ALARIS 8015 5.7 | CONTROLLER, INFUSION PUMP |  | SPD | Pavilion |  |  | 11/01/2019 |  | 11/1/26 |  |  | NO | YES |  |  |  |  | CAREFUSION 11135626 15269079 |  |  | Active |  | 00:17:23:34:E8:A0 |  | High Risk | 1Y:00-MFG 2Y:00-BAT | 11/01/2019 | 11/01/2019 | COOPER UNIVERSITY HOSPITAL |  |  | Moves | WOT00000001466621 | David Frye | Performance Verification | Completed |  | 11/01/2019 | 11/01/2019 | Performance Verification for CAREFUSION 11135626 15269079 | Initial Install of Performance Verification. Device is ready for patient use. |  |  | 11/01/2019 | 11/01/2019
|  | CAREFUSION | ALARIS 8015 5.7 | CONTROLLER, INFUSION PUMP |  | SPD | Kelemen |  |  | 11/01/2019 |  | 11/1/26 |  |  | NO | YES |  |  |  |  | CAREFUSION 11135624 15271926 |  |  | Active |  | 00:17:23:35:24:22 |  | High Risk | 1Y:00-MFG 2Y:00-BAT | 11/01/2019 | 11/01/2019 | COOPER UNIVERSITY HOSPITAL |  |  | Moves | WOT00000001466723 | David Frye | Performance Verification | Completed |  | 11/01/2019 | 11/01/2019 | Performance Verification for CAREFUSION 11135624 15271926 | Initial Install of Performance Verification. Device is ready for patient use. |  |  | 11/01/2019 | 11/01/2019
|  | CAREFUSION | ALARIS 8015 5.7 | CONTROLLER, INFUSION PUMP |  | SPD | Dorrance |  |  | 11/01/2019 |  | 11/1/26 |  |  | NO | YES |  |  |  |  | CAREFUSION 11135623 15273103 |  |  | Active |  | 00:17:23:34:A4:51 |  | High Risk | 1Y:00-MFG 2Y:00-BAT | 11/01/2019 | 11/01/2019 | COOPER UNIVERSITY HOSPITAL |  |  | Moves | WOT00000001467010 | David Frye | Performance Verification | Completed |  | 11/01/2019 | 11/01/2019 | Performance Verification for CAREFUSION 11135623 15273103 | Initial Install of Performance Verification. Device is ready for patient use. |  |  | 11/01/2019 | 11/01/2019
|  | CAREFUSION | ALARIS 8015 5.7 | CONTROLLER, INFUSION PUMP |  | SPD | Kelemen |  |  | 11/01/2019 |  | 11/1/26 |  |  | NO | YES |  |  |  |  | CAREFUSION 11135622 15273697 |  |  | Active |  | 00:17:23:34:D6:0D |  | High Risk | 1Y:00-MFG 2Y:00-BAT | 11/01/2019 | 11/01/2019 | COOPER UNIVERSITY HOSPITAL |  |  | Moves | WOT00000001468047 | David Frye | Performance Verification | Completed |  | 11/01/2019 | 11/01/2019 | Performance Verification for CAREFUSION 11135622 15273697 | Initial Install of Performance Verification. Device is ready for patient use. |  |  | 11/01/2019 | 11/01/2019
|  | CAREFUSION | ALARIS 8015 5.7 | CONTROLLER, INFUSION PUMP |  | SPD | Kelemen |  |  | 11/01/2019 |  | 11/1/26 |  |  | NO | YES |  |  |  |  | CAREFUSION 11135621 15273891 |  |  | Active |  | 00:17:23:35:0E:98 |  | High Risk | 1Y:00-MFG 2Y:00-BAT | 11/01/2019 | 11/01/2019 | COOPER UNIVERSITY HOSPITAL |  |  | Moves | WOT00000001468307 | David Frye | Performance Verification | Completed |  | 11/01/2019 | 11/01/2019 | Performance Verification for CAREFUSION 11135621 15273891 | Initial Install of Performance Verification. Device is ready for patient use. |  |  | 11/01/2019 | 11/01/2019
|  | CAREFUSION | ALARIS 8015 5.7 | CONTROLLER, INFUSION PUMP |  | SPD | Kelemen |  |  | 11/01/2019 |  | 11/1/26 |  |  | NO | YES |  |  |  |  | CAREFUSION 11135619 15271921 |  |  | Active |  | 00:17:23:34:FF:E6 |  | High Risk | 1Y:00-MFG 2Y:00-BAT | 11/01/2019 | 11/01/2019 | COOPER UNIVERSITY HOSPITAL |  |  | Moves | WOT00000001468460 | David Frye | Performance Verification | Completed |  | 11/01/2019 | 11/01/2019 | Performance Verification for CAREFUSION 11135619 15271921 | Initial Install of Performance Verification. Device is ready for patient use. |  |  | 11/01/2019 | 11/01/2019
|  | CAREFUSION | ALARIS 8015 5.7 | CONTROLLER, INFUSION PUMP |  | SPD | Kelemen |  |  | 11/01/2019 |  | 11/1/26 |  |  | NO | YES |  |  |  |  | CAREFUSION 11135620 15273871 |  |  | Active | dup11135620 | 00:17:23:35:23:C2 |  | High Risk | 1Y:00-MFG 2Y:00-BAT | 11/01/2019 | 11/01/2019 | COOPER UNIVERSITY HOSPITAL |  |  | Moves | WOT00000001469755 | David Frye | Performance Verification | Completed |  | 11/01/2019 | 11/01/2019 | Performance Verification for CAREFUSION 11135620 15273871 | Initial Install of Performance Verification. Device is ready for patient use. |  |  | 11/01/2019 | 11/01/2019
|  | CAREFUSION | ALARIS 8015 5.7 | CONTROLLER, INFUSION PUMP |  | SPD | Kelemen |  |  | 11/01/2019 |  | 11/1/26 |  |  | NO | YES |  |  |  |  | CAREFUSION 11135615 15273768 |  |  | Active |  | 00:17:23:34:F2:EA |  | High Risk | 1Y:00-MFG 2Y:00-BAT | 11/01/2019 | 11/01/2019 | COOPER UNIVERSITY HOSPITAL |  |  | Moves | WOT00000001468731 | David Frye | Performance Verification | Completed |  | 11/01/2019 | 11/01/2019 | Performance Verification for CAREFUSION 11135615 15273768 | Initial Install of Performance Verification. Device is ready for patient use. |  |  | 11/01/2019 | 11/01/2019
|  | CAREFUSION | ALARIS 8015 5.7 | CONTROLLER, INFUSION PUMP |  | SPD | Kelemen |  |  | 11/01/2019 |  | 11/1/26 |  |  | NO | YES |  |  |  |  | CAREFUSION 11135616 15272893 |  |  | Active |  | 00:17:23:34:AD:B1 |  | High Risk | 1Y:00-MFG 2Y:00-BAT | 11/01/2019 | 11/01/2019 | COOPER UNIVERSITY HOSPITAL |  |  | Moves | WOT00000001469469 | David Frye | Performance Verification | Completed |  | 11/01/2019 | 11/01/2019 | Performance Verification for CAREFUSION 11135616 15272893 | Initial Install of Performance Verification. Device is ready for patient use. |  |  | 11/01/2019 | 11/01/2019
|  | CAREFUSION | ALARIS 8015 5.7 | CONTROLLER, INFUSION PUMP |  | SPD | Pavilion |  |  | 11/01/2019 |  | 11/1/26 |  |  | NO | YES |  |  |  |  | CAREFUSION 11135617 15272303 |  |  | Active |  | 00:17:23:35:04:87 |  | High Risk | 1Y:00-MFG 2Y:00-BAT | 11/01/2019 | 11/01/2019 | COOPER UNIVERSITY HOSPITAL |  |  | Moves | WOT00000001466674 | David Frye | Performance Verification | Completed |  | 11/01/2019 | 11/01/2019 | Performance Verification for CAREFUSION 11135617 15272303 | Initial Install of Performance Verification. Device is ready for patient use. |  |  | 11/01/2019 | 11/01/2019
|  | CAREFUSION | ALARIS 8015 5.7 | CONTROLLER, INFUSION PUMP |  | SPD | Kelemen |  |  | 11/01/2019 |  | 11/1/26 |  |  | NO | YES |  |  |  |  | CAREFUSION 11135618 15272411 |  |  | Active |  | 00:17:23:34:9B:9C |  | High Risk | 1Y:00-MFG 2Y:00-BAT | 11/01/2019 | 11/01/2019 | COOPER UNIVERSITY HOSPITAL |  |  | Moves | WOT00000001468359 | David Frye | Performance Verification | Completed |  | 11/01/2019 | 11/01/2019 | Performance Verification for CAREFUSION 11135618 15272411 | Initial Install of Performance Verification. Device is ready for patient use. |  |  | 11/01/2019 | 11/01/2019
|  | CAREFUSION | ALARIS 8015 5.7 | CONTROLLER, INFUSION PUMP |  | SPD | Kelemen |  |  | 11/01/2019 |  | 11/1/26 |  |  | NO | YES |  |  |  |  | CAREFUSION 11135612 15273633 |  |  | Active |  | 00:17:23:35:15:85 |  | High Risk | 1Y:00-MFG 2Y:00-BAT | 11/01/2019 | 11/01/2019 | COOPER UNIVERSITY HOSPITAL |  |  | Moves | WOT00000001468055 | David Frye | Performance Verification | Completed |  | 11/01/2019 | 11/01/2019 | Performance Verification for CAREFUSION 11135612 15273633 | Initial Install of Performance Verification. Device is ready for patient use. |  |  | 11/01/2019 | 11/01/2019
|  | CAREFUSION | ALARIS 8015 5.7 | CONTROLLER, INFUSION PUMP |  | SPD | Dorrance |  |  | 11/01/2019 |  | 11/1/26 |  |  | NO | YES |  |  |  |  | CAREFUSION 11135613 15273465 |  |  | Active |  | 00:17:23:35:04:42 |  | High Risk | 1Y:00-MFG 2Y:00-BAT | 11/01/2019 | 11/01/2019 | COOPER UNIVERSITY HOSPITAL |  |  | Moves | WOT00000001469622 | David Frye | Performance Verification | Completed |  | 11/01/2019 | 11/01/2019 | Performance Verification for CAREFUSION 11135613 15273465 | Initial Install of Performance Verification. Device is ready for patient use. |  |  | 11/01/2019 | 11/01/2019
|  | CAREFUSION | ALARIS 8015 5.7 | CONTROLLER, INFUSION PUMP |  | SPD | Kelemen |  |  | 11/01/2019 |  | 11/1/26 |  |  | NO | YES |  |  |  |  | CAREFUSION 11135611 15273676 |  |  | Active |  | 00:17:23:34:AA:AE |  | High Risk | 1Y:00-MFG 2Y:00-BAT | 11/01/2019 | 11/01/2019 | COOPER UNIVERSITY HOSPITAL |  |  | Moves | WOT00000001468124 | David Frye | Performance Verification | Completed |  | 11/01/2019 | 11/01/2019 | Performance Verification for CAREFUSION 11135611 15273676 | Initial Install of Performance Verification. Device is ready for patient use. |  |  | 11/01/2019 | 11/01/2019
|  | CAREFUSION | ALARIS 8015 5.7 | CONTROLLER, INFUSION PUMP |  | SPD | Pavilion |  |  | 11/01/2019 |  | 11/1/26 |  |  | NO | YES |  |  |  |  | CAREFUSION 11135610 15273316 |  |  | Active |  | 00:17:23:35:42:CA |  | High Risk | 1Y:00-MFG 2Y:00-BAT | 11/01/2019 | 11/01/2019 | COOPER UNIVERSITY HOSPITAL |  |  | Moves | WOT00000001469534 | David Frye | Performance Verification | Completed |  | 11/01/2019 | 11/01/2019 | Performance Verification for CAREFUSION 11135610 15273316 | Initial Install of Performance Verification. Device is ready for patient use. |  |  | 11/01/2019 | 11/01/2019
|  | CAREFUSION | ALARIS 8015 5.7 | CONTROLLER, INFUSION PUMP |  | SPD | Kelemen |  |  | 11/01/2019 |  | 11/1/26 |  |  | NO | YES |  |  |  |  | CAREFUSION 11135609 15273574 |  |  | Active |  | 00:17:23:35:55:2D |  | High Risk | 1Y:00-MFG 2Y:00-BAT | 11/01/2019 | 11/01/2019 | COOPER UNIVERSITY HOSPITAL |  |  | Moves | WOT00000001467868 | David Frye | Performance Verification | Completed |  | 11/01/2019 | 11/01/2019 | Performance Verification for CAREFUSION 11135609 15273574 | Initial Install of Performance Verification. Device is ready for patient use. |  |  | 11/01/2019 | 11/01/2019
|  | CAREFUSION | ALARIS 8015 5.7 | CONTROLLER, INFUSION PUMP |  | SPD | Kelemen |  |  | 11/01/2019 |  | 11/1/26 |  |  | NO | YES |  |  |  |  | CAREFUSION 11135608 15271835 |  |  | Active |  | 00:17:23:35:0D:75 |  | High Risk | 1Y:00-MFG 2Y:00-BAT | 11/01/2019 | 11/01/2019 | COOPER UNIVERSITY HOSPITAL |  |  | Moves | WOT00000001468458 | David Frye | Performance Verification | Completed |  | 11/01/2019 | 11/01/2019 | Performance Verification for CAREFUSION 11135608 15271835 | Initial Install of Performance Verification. Device is ready for patient use. |  |  | 11/01/2019 | 11/01/2019
|  | CAREFUSION | ALARIS 8015 5.7 | CONTROLLER, INFUSION PUMP |  | SPD | Pavilion |  |  | 11/01/2019 |  | 11/1/26 |  |  | NO | YES |  |  |  |  | CAREFUSION 11135607 15268763 |  |  | Active |  | 00:17:23:34:AC:A3 |  | High Risk | 1Y:00-MFG 2Y:00-BAT | 11/01/2019 | 11/01/2019 | COOPER UNIVERSITY HOSPITAL |  |  | Moves | WOT00000001467394 | David Frye | Performance Verification | Completed |  | 11/01/2019 | 11/01/2019 | Performance Verification for CAREFUSION 11135607 15268763 | Initial Install of Performance Verification. Device is ready for patient use. |  |  | 11/01/2019 | 11/01/2019
|  | CAREFUSION | ALARIS 8015 5.7 | CONTROLLER, INFUSION PUMP |  | SPD | Pavilion |  |  | 11/01/2019 |  | 11/1/26 |  |  | NO | YES |  |  |  |  | CAREFUSION 11135606 15269004 |  |  | Active |  | 00:17:23:34:F0:6B |  | High Risk | 1Y:00-MFG 2Y:00-BAT | 11/01/2019 | 11/01/2019 | COOPER UNIVERSITY HOSPITAL |  |  | Moves | WOT00000001468198 | David Frye | Performance Verification | Completed |  | 11/01/2019 | 11/01/2019 | Performance Verification for CAREFUSION 11135606 15269004 | Initial Install of Performance Verification. Device is ready for patient use. |  |  | 11/01/2019 | 11/01/2019
|  | CAREFUSION | ALARIS 8015 5.7 | CONTROLLER, INFUSION PUMP |  | SPD | Kelemen |  |  | 11/01/2019 |  | 11/1/26 |  |  | NO | YES |  |  |  |  | CAREFUSION 11135605 15272403 |  |  | Active |  | 00:17:23:35:09:CD |  | High Risk | 1Y:00-MFG 2Y:00-BAT | 11/01/2019 | 11/01/2019 | COOPER UNIVERSITY HOSPITAL |  |  | Moves | WOT00000001467531 | David Frye | Performance Verification | Completed |  | 11/01/2019 | 11/01/2019 | Performance Verification for CAREFUSION 11135605 15272403 | Initial Install of Performance Verification. Device is ready for patient use. |  |  | 11/01/2019 | 11/01/2019
|  | CAREFUSION | ALARIS 8015 5.7 | CONTROLLER, INFUSION PUMP |  | SPD | Dorrance |  |  | 11/15/2019 |  | 11/15/26 |  |  | NO | YES |  |  |  |  | CAREFUSION 11135603 15271875 |  |  | Active |  | 00:17:23:34:A1:0F |  | High Risk | 1Y:00-MFG 2Y:00-BAT | 11/15/2019 | 11/15/2019 | COOPER UNIVERSITY HOSPITAL |  |  | Moves | WOT00000001466672 | David Frye | Performance Verification | Completed |  | 11/15/2019 | 11/15/2019 | Performance Verification for CAREFUSION 11135603 15271875 | Initial Install of Performance Verification. Device is ready for patient use. |  |  | 11/15/2019 | 11/15/2019
|  | CAREFUSION | ALARIS 8015 5.7 | CONTROLLER, INFUSION PUMP |  | SPD | Pavilion |  |  | 11/01/2019 |  | 11/1/26 |  |  | NO | YES |  |  |  |  | CAREFUSION 11135604 15268691 |  |  | Active |  | 00:17:23:34:C7:76 |  | High Risk | 1Y:00-MFG 2Y:00-BAT | 11/01/2019 | 11/01/2019 | COOPER UNIVERSITY HOSPITAL |  |  | Moves | WOT00000001469254 | David Frye | Performance Verification | Completed |  | 11/01/2019 | 11/01/2019 | Performance Verification for CAREFUSION 11135604 15268691 | Initial Install of Performance Verification. Device is ready for patient use. |  |  | 11/01/2019 | 11/01/2019
|  | CAREFUSION | ALARIS 8015 5.7 | CONTROLLER, INFUSION PUMP |  | SPD | Kelemen |  |  | 11/01/2019 |  | 11/1/26 |  |  | NO | YES |  |  |  |  | CAREFUSION 11135600 15273595 |  |  | Active |  | 00:17:23:35:00:2E |  | High Risk | 1Y:00-MFG 2Y:00-BAT | 11/01/2019 | 11/01/2019 | COOPER UNIVERSITY HOSPITAL |  |  | Moves | WOT00000001469646 | David Frye | Performance Verification | Completed |  | 11/01/2019 | 11/01/2019 | Performance Verification for CAREFUSION 11135600 15273595 | Initial Install of Performance Verification. Device is ready for patient use. |  |  | 11/01/2019 | 11/01/2019
|  | CAREFUSION | ALARIS 8015 5.7 | CONTROLLER, INFUSION PUMP |  | SPD | Kelemen |  |  | 11/01/2019 |  | 11/1/26 |  |  | NO | YES |  |  |  |  | CAREFUSION 11135601 15273903 |  |  | Active |  | 00:17:23:34:FF:95 |  | High Risk | 1Y:00-MFG 2Y:00-BAT | 11/01/2019 | 11/01/2019 | COOPER UNIVERSITY HOSPITAL |  |  | Moves | WOT00000001469188 | David Frye | Performance Verification | Completed |  | 11/01/2019 | 11/01/2019 | Performance Verification for CAREFUSION 11135601 15273903 | Initial Install of Performance Verification. Device is ready for patient use. |  |  | 11/01/2019 | 11/01/2019
|  | CAREFUSION | ALARIS 8015 5.7 | CONTROLLER, INFUSION PUMP |  | SPD | Kelemen |  |  | 11/01/2019 |  | 11/1/26 |  |  | NO | YES |  |  |  |  | CAREFUSION 11135602 15273428 |  |  | Active |  | 00:17:23:35:05:2F |  | High Risk | 1Y:00-MFG 2Y:00-BAT | 11/01/2019 | 11/01/2019 | COOPER UNIVERSITY HOSPITAL |  |  | Moves | WOT00000001466791 | David Frye | Performance Verification | Completed |  | 11/01/2019 | 11/01/2019 | Performance Verification for CAREFUSION 11135602 15273428 | Initial Install of Performance Verification. Device is ready for patient use. |  |  | 11/01/2019 | 11/01/2019
|  | CAREFUSION | ALARIS 8015 5.7 | CONTROLLER, INFUSION PUMP |  | SPD | Pavilion |  |  | 11/01/2019 |  | 11/1/26 |  |  | NO | YES |  |  |  |  | CAREFUSION 11135598 15273713 |  |  | Active |  | 00:17:23:35:4D:83 |  | High Risk | 1Y:00-MFG 2Y:00-BAT | 11/01/2019 | 11/01/2019 | COOPER UNIVERSITY HOSPITAL |  |  | Moves | WOT00000001469007 | David Frye | Performance Verification | Completed |  | 11/01/2019 | 11/01/2019 | Performance Verification for CAREFUSION 11135598 15273713 | Initial Install of Performance Verification. Device is ready for patient use. |  |  | 11/01/2019 | 11/01/2019
|  | CAREFUSION | ALARIS 8015 5.7 | CONTROLLER, INFUSION PUMP |  | SPD | Pavilion |  |  | 11/01/2019 |  | 11/1/26 |  |  | NO | YES |  |  |  |  | CAREFUSION 11135599 15273566 |  |  | Active |  | 00:17:23:35:6F:EB |  | High Risk | 1Y:00-MFG 2Y:00-BAT | 11/01/2019 | 11/01/2019 | COOPER UNIVERSITY HOSPITAL |  |  | Moves | WOT00000001467817 | David Frye | Performance Verification | Completed |  | 11/01/2019 | 11/01/2019 | Performance Verification for CAREFUSION 11135599 15273566 | Initial Install of Performance Verification. Device is ready for patient use. |  |  | 11/01/2019 | 11/01/2019
|  | CAREFUSION | ALARIS 8015 5.7 | CONTROLLER, INFUSION PUMP |  | SPD | Kelemen |  |  | 11/01/2019 |  | 11/1/26 |  |  | NO | YES |  |  |  |  | CAREFUSION 11135597 15273684 |  |  | Active |  | 00:17:23:35:19:18 |  | High Risk | 1Y:00-MFG 2Y:00-BAT | 11/01/2019 | 11/01/2019 | COOPER UNIVERSITY HOSPITAL |  |  | Moves | WOT00000001469804 | David Frye | Performance Verification | Completed |  | 11/01/2019 | 11/01/2019 | Performance Verification for CAREFUSION 11135597 15273684 | Initial Install of Performance Verification. Device is ready for patient use. |  |  | 11/01/2019 | 11/01/2019
|  | CAREFUSION | ALARIS 8015 5.7 | CONTROLLER, INFUSION PUMP |  | SPD | Kelemen |  |  | 11/01/2019 |  | 11/1/26 |  |  | NO | YES |  |  |  |  | CAREFUSION 11135596 15273729 |  |  | Active |  | 00:17:23:34:A3:AF |  | High Risk | 1Y:00-MFG 2Y:00-BAT | 11/01/2019 | 11/01/2019 | COOPER UNIVERSITY HOSPITAL |  |  | Moves | WOT00000001467906 | David Frye | Performance Verification | Completed |  | 11/01/2019 | 11/01/2019 | Performance Verification for CAREFUSION 11135596 15273729 | Initial Install of Performance Verification. Device is ready for patient use. |  |  | 11/01/2019 | 11/01/2019
|  | CAREFUSION | ALARIS 8015 5.7 | CONTROLLER, INFUSION PUMP |  | SPD | Pavilion |  |  | 11/01/2019 |  | 11/1/26 |  |  | NO | YES |  |  |  |  | CAREFUSION 11135593 15273673 |  |  | Active |  | 00:17:23:34:A8:B3 |  | High Risk | 1Y:00-MFG 2Y:00-BAT | 11/01/2019 | 11/01/2019 | COOPER UNIVERSITY HOSPITAL |  |  | Moves | WOT00000001467224 | David Frye | Performance Verification | Completed |  | 11/01/2019 | 11/01/2019 | Performance Verification for CAREFUSION 11135593 15273673 | Initial Install of Performance Verification. Device is ready for patient use. |  |  | 11/01/2019 | 11/01/2019
|  | CAREFUSION | ALARIS 8015 5.7 | CONTROLLER, INFUSION PUMP |  | SPD | Kelemen |  |  | 11/01/2019 |  | 11/1/26 |  |  | NO | YES |  |  |  |  | CAREFUSION 11135594 15273879 |  |  | Active |  | 00:17:23:35:0A:E7 |  | High Risk | 1Y:00-MFG 2Y:00-BAT | 11/01/2019 | 11/01/2019 | COOPER UNIVERSITY HOSPITAL |  |  | Moves | WOT00000001467399 | David Frye | Performance Verification | Completed |  | 11/01/2019 | 11/01/2019 | Performance Verification for CAREFUSION 11135594 15273879 | Initial Install of Performance Verification. Device is ready for patient use. |  |  | 11/01/2019 | 11/01/2019
|  | CAREFUSION | ALARIS 8015 5.7 | CONTROLLER, INFUSION PUMP |  | SPD | Pavilion |  |  | 11/01/2019 |  | 11/1/26 |  |  | NO | YES |  |  |  |  | CAREFUSION 11135595 15273611 |  |  | Active |  | 00:17:23:34:A5:2F |  | High Risk | 1Y:00-MFG 2Y:00-BAT | 11/01/2019 | 11/01/2019 | COOPER UNIVERSITY HOSPITAL |  |  | Moves | WOT00000001467777 | David Frye | Performance Verification | Completed |  | 11/01/2019 | 11/01/2019 | Performance Verification for CAREFUSION 11135595 15273611 | Initial Install of Performance Verification. Device is ready for patient use. |  |  | 11/01/2019 | 11/01/2019
|  | CAREFUSION | ALARIS 8015 5.7 | CONTROLLER, INFUSION PUMP |  | SPD | Pavilion |  |  | 11/01/2019 |  | 11/1/26 |  |  | NO | YES |  |  |  |  | CAREFUSION 11135592 15269016 |  |  | Active |  | 00:17:23:34:BE:8E |  | High Risk | 1Y:00-MFG 2Y:00-BAT | 11/01/2019 | 11/01/2019 | COOPER UNIVERSITY HOSPITAL |  |  | Moves | WOT00000001458122 | David Frye | Performance Verification | Completed |  | 11/01/2019 | 11/01/2019 | Performance Verification for CAREFUSION 11135592 15269016 | Initial Install of Performance Verification. Device is ready for patient use. |  |  | 11/01/2019 | 11/01/2019
|  | CAREFUSION | ALARIS 8015 5.7 | CONTROLLER, INFUSION PUMP |  | SPD | Pavilion |  |  | 11/01/2019 |  | 11/1/26 |  |  | NO | YES |  |  |  |  | CAREFUSION 11135591 15268883 |  |  | Active |  | 00:17:23:34:C9:AA |  | High Risk | 1Y:00-MFG 2Y:00-BAT | 11/01/2019 | 11/01/2019 | COOPER UNIVERSITY HOSPITAL |  |  | Moves | WOT00000001468305 | David Frye | Performance Verification | Completed |  | 11/01/2019 | 11/01/2019 | Performance Verification for CAREFUSION 11135591 15268883 | Initial Install of Performance Verification. Device is ready for patient use. |  |  | 11/01/2019 | 11/01/2019
|  | CAREFUSION | ALARIS 8015 5.7 | CONTROLLER, INFUSION PUMP |  | SPD | Kelemen |  |  | 11/01/2019 |  | 11/1/26 |  |  | NO | YES |  |  |  |  | CAREFUSION 11135590 15271848 |  |  | Active |  | 00:17:23:35:24:0A |  | High Risk | 1Y:00-MFG 2Y:00-BAT | 11/01/2019 | 11/01/2019 | COOPER UNIVERSITY HOSPITAL |  |  | Moves | WOT00000001469463 | David Frye | Performance Verification | Completed |  | 11/01/2019 | 11/01/2019 | Performance Verification for CAREFUSION 11135590 15271848 | Initial Install of Performance Verification. Device is ready for patient use. |  |  | 11/01/2019 | 11/01/2019
|  | CAREFUSION | ALARIS 8015 5.7 | CONTROLLER, INFUSION PUMP |  | SPD | Kelemen |  |  | 11/01/2019 |  | 11/1/26 |  |  | NO | YES |  |  |  |  | CAREFUSION 11135585 15273617 |  |  | Active |  | 00:17:23:35:40:ED |  | High Risk | 1Y:00-MFG 2Y:00-BAT | 11/01/2019 | 11/01/2019 | COOPER UNIVERSITY HOSPITAL |  |  | Moves | WOT00000001468735 | David Frye | Performance Verification | Completed |  | 11/01/2019 | 11/01/2019 | Performance Verification for CAREFUSION 11135585 15273617 | Initial Install of Performance Verification. Device is ready for patient use. |  |  | 11/01/2019 | 11/01/2019
|  | CAREFUSION | ALARIS 8015 5.7 | CONTROLLER, INFUSION PUMP |  | SPD | Pavilion |  |  | 11/01/2019 |  | 11/1/26 |  |  | NO | YES |  |  |  |  | CAREFUSION 11135586 15273560 |  |  | Active |  | 00:17:23:34:FC:CB |  | High Risk | 1Y:00-MFG 2Y:00-BAT | 11/01/2019 | 11/01/2019 | COOPER UNIVERSITY HOSPITAL |  |  | Moves | WOT00000001469536 | David Frye | Performance Verification | Completed |  | 11/01/2019 | 11/01/2019 | Performance Verification for CAREFUSION 11135586 15273560 | Initial Install of Performance Verification. Device is ready for patient use. |  |  | 11/01/2019 | 11/01/2019
|  | CAREFUSION | ALARIS 8015 5.7 | CONTROLLER, INFUSION PUMP |  | SPD | Pavilion |  |  | 11/01/2019 |  | 11/1/26 |  |  | NO | YES |  |  |  |  | CAREFUSION 11135589 15273925 |  |  | Active |  | 00:17:23:35:27:52 |  | High Risk | 1Y:00-MFG 2Y:00-BAT | 11/01/2019 | 11/01/2019 | COOPER UNIVERSITY HOSPITAL |  |  | Moves | WOT00000001468310 | David Frye | Performance Verification | Completed |  | 11/01/2019 | 11/01/2019 | Performance Verification for CAREFUSION 11135589 15273925 | Initial Install of Performance Verification. Device is ready for patient use. |  |  | 11/01/2019 | 11/01/2019
|  | CAREFUSION | ALARIS 8015 5.7 | CONTROLLER, INFUSION PUMP |  | SPD | Pavilion |  |  | 11/01/2019 |  | 11/1/26 |  |  | NO | YES |  |  |  |  | CAREFUSION 11135584 15273547 |  |  | Active |  | 00:17:23:34:AE:7D |  | High Risk | 1Y:00-MFG 2Y:00-BAT | 11/01/2019 | 11/01/2019 | COOPER UNIVERSITY HOSPITAL |  |  | Moves | WOT00000001469644 | David Frye | Performance Verification | Completed |  | 11/01/2019 | 11/01/2019 | Performance Verification for CAREFUSION 11135584 15273547 | Initial Install of Performance Verification. Device is ready for patient use. |  |  | 11/01/2019 | 11/01/2019
|  | CAREFUSION | ALARIS 8015 5.7 | CONTROLLER, INFUSION PUMP |  | SPD | Kelemen |  |  | 11/01/2019 |  | 11/1/26 |  |  | NO | YES |  |  |  |  | CAREFUSION 11135588 15273333 |  |  | Active |  | 00:17:23:34:BB:2E |  | High Risk | 1Y:00-MFG 2Y:00-BAT | 11/01/2019 | 11/01/2019 | COOPER UNIVERSITY HOSPITAL |  |  | Moves | WOT00000001467815 | David Frye | Performance Verification | Completed |  | 11/01/2019 | 11/01/2019 | Performance Verification for CAREFUSION 11135588 15273333 | Initial Install of Performance Verification. Device is ready for patient use. |  |  | 11/01/2019 | 11/01/2019
|  | CAREFUSION | ALARIS 8015 5.7 | CONTROLLER, INFUSION PUMP |  | SPD | Kelemen |  |  | 11/01/2019 |  | 11/1/26 |  |  | NO | YES |  |  |  |  | CAREFUSION 11135587 15273300 |  |  | Active |  | 00:17:23:35:26:23 |  | High Risk | 1Y:00-MFG 2Y:00-BAT | 11/01/2019 | 11/01/2019 | COOPER UNIVERSITY HOSPITAL |  |  | Moves | WOT00000001468582 | David Frye | Performance Verification | Completed |  | 11/01/2019 | 11/01/2019 | Performance Verification for CAREFUSION 11135587 15273300 | Initial Install of Performance Verification. Device is ready for patient use. |  |  | 11/01/2019 | 11/01/2019
|  | CAREFUSION | ALARIS 8015 5.7 | CONTROLLER, INFUSION PUMP |  | SPD | Kelemen |  |  | 11/01/2019 |  | 11/1/26 |  |  | NO | YES |  |  |  |  | CAREFUSION 11135583 15273865 |  |  | Active |  | 00:17:23:35:12:2B |  | High Risk | 1Y:00-MFG 2Y:00-BAT | 11/01/2019 | 11/01/2019 | COOPER UNIVERSITY HOSPITAL |  |  | Moves | WOT00000001468790 | David Frye | Performance Verification | Completed |  | 11/01/2019 | 11/01/2019 | Performance Verification for CAREFUSION 11135583 15273865 | Initial Install of Performance Verification. Device is ready for patient use. |  |  | 11/01/2019 | 11/01/2019
|  | CAREFUSION | ALARIS 8015 5.7 | CONTROLLER, INFUSION PUMP |  | SPD | Pavilion |  |  | 11/01/2019 |  | 11/1/26 |  |  | NO | YES |  |  |  |  | CAREFUSION 11135575 15268908 |  |  | Active |  | 00:17:23:34:C8:C6 |  | High Risk | 1Y:00-MFG 2Y:00-BAT | 11/01/2019 | 11/01/2019 | COOPER UNIVERSITY HOSPITAL |  |  | Moves | WOT00000001460452 | David Frye | Performance Verification | Completed |  | 11/01/2019 | 11/01/2019 | Performance Verification for CAREFUSION 11135575 15268908 | Initial Install of Performance Verification. Device is ready for patient use. |  |  | 11/01/2019 | 11/01/2019
|  | CAREFUSION | ALARIS 8015 5.7 | CONTROLLER, INFUSION PUMP |  | SPD | Pavilion |  |  | 11/01/2019 |  | 11/1/26 |  |  | NO | YES |  |  |  |  | CAREFUSION 11135576 15268754 |  |  | Active |  | 00:17:23:34:BC:48 |  | High Risk | 1Y:00-MFG 2Y:00-BAT | 11/01/2019 | 11/01/2019 | COOPER UNIVERSITY HOSPITAL |  |  | Moves | WOT00000001458311 | David Frye | Performance Verification | Completed |  | 11/01/2019 | 11/01/2019 | Performance Verification for CAREFUSION 11135576 15268754 | Initial Install of Performance Verification. Device is ready for patient use. |  |  | 11/01/2019 | 11/01/2019
|  | CAREFUSION | ALARIS 8015 5.7 | CONTROLLER, INFUSION PUMP |  | SPD | Pavilion |  |  | 11/01/2019 |  | 11/1/26 |  |  | NO | YES |  |  |  |  | CAREFUSION 11135577 15268132 |  |  | Active |  | 00:17:23:34:D5:35 |  | High Risk | 1Y:00-MFG 2Y:00-BAT | 11/01/2019 | 11/01/2019 | COOPER UNIVERSITY HOSPITAL |  |  | Moves | WOT00000001468753 | David Frye | Performance Verification | Completed |  | 11/01/2019 | 11/01/2019 | Performance Verification for CAREFUSION 11135577 15268132 | Initial Install of Performance Verification. Device is ready for patient use. |  |  | 11/01/2019 | 11/01/2019
|  | CAREFUSION | ALARIS 8015 5.7 | CONTROLLER, INFUSION PUMP |  | SPD | Kelemen |  |  | 11/01/2019 |  | 11/1/26 |  |  | NO | YES |  |  |  |  | CAREFUSION 11135582 15273594 |  |  | Active |  | 00:17:23:35:0D:E4 |  | High Risk | 1Y:00-MFG 2Y:00-BAT | 11/01/2019 | 11/01/2019 | COOPER UNIVERSITY HOSPITAL |  |  | Moves | WOT00000001468656 | David Frye | Performance Verification | Completed |  | 11/01/2019 | 11/01/2019 | Performance Verification for CAREFUSION 11135582 15273594 | Initial Install of Performance Verification. Device is ready for patient use. |  |  | 11/01/2019 | 11/01/2019
|  | CAREFUSION | ALARIS 8015 5.7 | CONTROLLER, INFUSION PUMP |  | SPD | Kelemen |  |  | 11/01/2019 |  | 11/1/26 |  |  | NO | YES |  |  |  |  | CAREFUSION 11135580 15269052 |  |  | Active |  | 00:17:23:34:DD:4E |  | High Risk | 1Y:00-MFG 2Y:00-BAT | 11/01/2019 | 11/01/2019 | COOPER UNIVERSITY HOSPITAL |  |  | Moves | WOT00000001468562 | David Frye | Performance Verification | Completed |  | 11/01/2019 | 11/01/2019 | Performance Verification for CAREFUSION 11135580 15269052 | Initial Install of Performance Verification. Device is ready for patient use. |  |  | 11/01/2019 | 11/01/2019
|  | CAREFUSION | ALARIS 8015 5.7 | CONTROLLER, INFUSION PUMP |  | SPD | Kelemen |  |  | 11/01/2019 |  | 11/1/26 |  |  | NO | YES |  |  |  |  | CAREFUSION 11135578 15267955 |  |  | Active |  | 00:17:23:34:CE:78 |  | High Risk | 1Y:00-MFG 2Y:00-BAT | 11/01/2019 | 11/01/2019 | COOPER UNIVERSITY HOSPITAL |  |  | Moves | WOT00000001469003 | David Frye | Performance Verification | Completed |  | 11/01/2019 | 11/01/2019 | Performance Verification for CAREFUSION 11135578 15267955 | Initial Install of Performance Verification. Device is ready for patient use. |  |  | 11/01/2019 | 11/01/2019
|  | CAREFUSION | ALARIS 8015 5.7 | CONTROLLER, INFUSION PUMP |  | SPD | Kelemen |  |  | 11/01/2019 |  | 11/1/26 |  |  | NO | YES |  |  |  |  | CAREFUSION 11135579 15268201 |  |  | Active |  | 00:17:23:35:1C:81 |  | High Risk | 1Y:00-MFG 2Y:00-BAT | 11/01/2019 | 11/01/2019 | COOPER UNIVERSITY HOSPITAL |  |  | Moves | WOT00000001469722 | David Frye | Performance Verification | Completed |  | 11/01/2019 | 11/01/2019 | Performance Verification for CAREFUSION 11135579 15268201 | Initial Install of Performance Verification. Device is ready for patient use. |  |  | 11/01/2019 | 11/01/2019
|  | CAREFUSION | ALARIS 8015 5.7 | CONTROLLER, INFUSION PUMP |  | SPD | Pavilion |  |  | 11/01/2019 |  | 11/1/26 |  |  | NO | YES |  |  |  |  | CAREFUSION 11135574 15268425 |  |  | Active |  | 00:17:23:34:AB:89 |  | High Risk | 1Y:00-MFG 2Y:00-BAT | 11/01/2019 | 11/01/2019 | COOPER UNIVERSITY HOSPITAL |  |  | Moves | WOT00000001469253 | David Frye | Performance Verification | Completed |  | 11/01/2019 | 11/01/2019 | Performance Verification for CAREFUSION 11135574 15268425 | Initial Install of Performance Verification. Device is ready for patient use. |  |  | 11/01/2019 | 11/01/2019
|  | CAREFUSION | ALARIS 8015 5.7 | CONTROLLER, INFUSION PUMP |  | SPD | Kelemen |  |  | 11/01/2019 |  | 11/1/26 |  |  | NO | YES |  |  |  |  | CAREFUSION 11135559 15269078 |  |  | Active |  | 00:17:23:34:A3:F7 |  | High Risk | 1Y:00-MFG 2Y:00-BAT | 11/01/2019 | 11/01/2019 | COOPER UNIVERSITY HOSPITAL |  |  | Moves | WOT00000001469461 | David Frye | Performance Verification | Completed |  | 11/01/2019 | 11/01/2019 | Performance Verification for CAREFUSION 11135559 15269078 | Initial Install of Performance Verification. Device is ready for patient use. |  |  | 11/01/2019 | 11/01/2019
|  | CAREFUSION | ALARIS 8015 5.7 | CONTROLLER, INFUSION PUMP |  | SPD | Kelemen |  |  | 11/01/2019 |  | 11/1/26 |  |  | NO | YES |  |  |  |  | CAREFUSION 11135558 15268174 |  |  | Active |  | 00:17:23:34:DE:50 |  | High Risk | 1Y:00-MFG 2Y:00-BAT | 11/01/2019 | 11/01/2019 | COOPER UNIVERSITY HOSPITAL |  |  | Moves | WOT00000001468867 | David Frye | Performance Verification | Completed |  | 11/01/2019 | 11/01/2019 | Performance Verification for CAREFUSION 11135558 15268174 | Initial Install of Performance Verification. Device is ready for patient use. |  |  | 11/01/2019 | 11/01/2019
|  | CAREFUSION | ALARIS 8015 5.7 | CONTROLLER, INFUSION PUMP |  | SPD | Pavilion |  |  | 11/01/2019 |  | 11/1/26 |  |  | NO | YES |  |  |  |  | CAREFUSION 11135557 15268193 |  |  | Active |  | 00:17:23:34:B9:B7 |  | High Risk | 1Y:00-MFG 2Y:00-BAT | 11/01/2019 | 11/01/2019 | COOPER UNIVERSITY HOSPITAL |  |  | Moves | WOT00000001468123 | David Frye | Performance Verification | Completed |  | 11/01/2019 | 11/01/2019 | Performance Verification for CAREFUSION 11135557 15268193 | Initial Install of Performance Verification. Device is ready for patient use. |  |  | 11/01/2019 | 11/01/2019
|  | CAREFUSION | ALARIS 8015 5.7 | CONTROLLER, INFUSION PUMP |  | SPD | Pavilion |  |  | 11/01/2019 |  | 11/1/26 |  |  | NO | YES |  |  |  |  | CAREFUSION 11135554 15268365 |  |  | Active |  | 00:17:23:34:A1:7E |  | High Risk | 1Y:00-MFG 2Y:00-BAT | 11/01/2019 | 11/01/2019 | COOPER UNIVERSITY HOSPITAL |  |  | Moves | WOT00000001467393 | David Frye | Performance Verification | Completed |  | 11/01/2019 | 11/01/2019 | Performance Verification for CAREFUSION 11135554 15268365 | Initial Install of Performance Verification. Device is ready for patient use. |  |  | 11/01/2019 | 11/01/2019
|  | CAREFUSION | ALARIS 8015 5.7 | CONTROLLER, INFUSION PUMP |  | SPD | Pavilion |  |  | 11/01/2019 |  | 11/1/26 |  |  | NO | YES |  |  |  |  | CAREFUSION 11135555 15268220 |  |  | Active |  | 00:17:23:35:0F:88 |  | High Risk | 1Y:00-MFG 2Y:00-BAT | 11/01/2019 | 11/01/2019 | COOPER UNIVERSITY HOSPITAL |  |  | Moves | WOT00000001468301 | David Frye | Performance Verification | Completed |  | 11/01/2019 | 11/01/2019 | Performance Verification for CAREFUSION 11135555 15268220 | Initial Install of Performance Verification. Device is ready for patient use. |  |  | 11/01/2019 | 11/01/2019
|  | CAREFUSION | ALARIS 8015 5.7 | CONTROLLER, INFUSION PUMP |  | SPD | Kelemen |  |  | 11/01/2019 |  | 11/1/26 |  |  | NO | YES |  |  |  |  | CAREFUSION 11135556 15268737 |  |  | Active |  | 00:17:23:34:D6:85 |  | High Risk | 1Y:00-MFG 2Y:00-BAT | 11/01/2019 | 11/01/2019 | COOPER UNIVERSITY HOSPITAL |  |  | Moves | WOT00000001469054 | David Frye | Performance Verification | Completed |  | 11/01/2019 | 11/01/2019 | Performance Verification for CAREFUSION 11135556 15268737 | Initial Install of Performance Verification. Device is ready for patient use. |  |  | 11/01/2019 | 11/01/2019
|  | CAREFUSION | ALARIS 8015 5.7 | CONTROLLER, INFUSION PUMP |  | SPD | Kelemen |  |  | 11/01/2019 |  | 11/1/26 |  |  | NO | YES |  |  |  |  | CAREFUSION 11135551 15268894 |  |  | Active |  | 00:17:23:34:B6:BA |  | High Risk | 1Y:00-MFG 2Y:00-BAT | 11/01/2019 | 11/01/2019 | COOPER UNIVERSITY HOSPITAL |  |  | Moves | WOT00000001469162 | David Frye | Performance Verification | Completed |  | 11/01/2019 | 11/01/2019 | Performance Verification for CAREFUSION 11135551 15268894 | Initial Install of Performance Verification. Device is ready for patient use. |  |  | 11/01/2019 | 11/01/2019
|  | CAREFUSION | ALARIS 8015 5.7 | CONTROLLER, INFUSION PUMP |  | SPD | Kelemen |  |  | 11/01/2019 |  | 11/1/26 |  |  | NO | YES |  |  |  |  | CAREFUSION 11135553 15268276 |  |  | Active |  | 00:17:23:34:C0:D4 |  | High Risk | 1Y:00-MFG 2Y:00-BAT | 11/01/2019 | 11/01/2019 | COOPER UNIVERSITY HOSPITAL |  |  | Moves | WOT00000001468323 | David Frye | Performance Verification | Completed |  | 11/01/2019 | 11/01/2019 | Performance Verification for CAREFUSION 11135553 15268276 | Initial Install of Performance Verification. Device is ready for patient use. |  |  | 11/01/2019 | 11/01/2019
|  | CAREFUSION | ALARIS 8015 5.7 | CONTROLLER, INFUSION PUMP |  | SPD | Pavilion |  |  | 11/01/2019 |  | 11/1/26 |  |  | NO | YES |  |  |  |  | CAREFUSION 11135552 15269046 |  |  | Active |  | 00:17:23:34:B6:8A |  | High Risk | 1Y:00-MFG 2Y:00-BAT | 11/01/2019 | 11/01/2019 | COOPER UNIVERSITY HOSPITAL |  |  | Moves | WOT00000001467438 | David Frye | Performance Verification | Completed |  | 11/01/2019 | 11/01/2019 | Performance Verification for CAREFUSION 11135552 15269046 | Initial Install of Performance Verification. Device is ready for patient use. |  |  | 11/01/2019 | 11/01/2019
|  | CAREFUSION | ALARIS 8015 5.7 | CONTROLLER, INFUSION PUMP |  | SPD | Kelemen |  |  | 11/01/2019 |  | 11/1/26 |  |  | NO | YES |  |  |  |  | CAREFUSION 11135550 15272247 |  |  | Active |  | 00:17:23:34:FE:90 |  | High Risk | 1Y:00-MFG 2Y:00-BAT | 11/01/2019 | 11/01/2019 | COOPER UNIVERSITY HOSPITAL |  |  | Moves | WOT00000001467529 | David Frye | Performance Verification | Completed |  | 11/01/2019 | 11/01/2019 | Performance Verification for CAREFUSION 11135550 15272247 | Initial Install of Performance Verification. Device is ready for patient use. |  |  | 11/01/2019 | 11/01/2019
|  | CAREFUSION | ALARIS 8015 5.7 | CONTROLLER, INFUSION PUMP |  | SPD | Kelemen |  |  | 11/01/2019 |  | 11/1/26 |  |  | NO | YES |  |  |  |  | CAREFUSION 11135547 15269008 |  |  | Active |  | 00:17:23:34:BE:6D |  | High Risk | 1Y:00-MFG 2Y:00-BAT | 11/01/2019 | 11/01/2019 | COOPER UNIVERSITY HOSPITAL |  |  | Moves | WOT00000001469034 | David Frye | Performance Verification | Completed |  | 11/01/2019 | 11/01/2019 | Performance Verification for CAREFUSION 11135547 15269008 | Initial Install of Performance Verification. Device is ready for patient use. |  |  | 11/01/2019 | 11/01/2019
|  | CAREFUSION | ALARIS 8015 5.7 | CONTROLLER, INFUSION PUMP |  | SPD | Kelemen |  |  | 11/01/2019 |  | 11/1/26 |  |  | NO | YES |  |  |  |  | CAREFUSION 11135549 15272082 |  |  | Active |  | 00:17:23:35:26:11 |  | High Risk | 1Y:00-MFG 2Y:00-BAT | 11/01/2019 | 11/01/2019 | COOPER UNIVERSITY HOSPITAL |  |  | Moves | WOT00000001466760 | David Frye | Performance Verification | Completed |  | 11/01/2019 | 11/01/2019 | Performance Verification for CAREFUSION 11135549 15272082 | Initial Install of Performance Verification. Device is ready for patient use. |  |  | 11/01/2019 | 11/01/2019
|  | CAREFUSION | ALARIS 8015 5.7 | CONTROLLER, INFUSION PUMP |  | SPD | Pavilion |  |  | 11/01/2019 |  | 11/1/26 |  |  | NO | YES |  |  |  |  | CAREFUSION 11135548 15268636 |  |  | Active |  | 00:17:23:34:EA:FE |  | High Risk | 1Y:00-MFG 2Y:00-BAT | 11/01/2019 | 11/01/2019 | COOPER UNIVERSITY HOSPITAL |  |  | Moves | WOT00000001458106 | David Frye | Performance Verification | Completed |  | 11/01/2019 | 11/01/2019 | Performance Verification for CAREFUSION 11135548 15268636 | Initial Install of Performance Verification. Device is ready for patient use. |  |  | 11/01/2019 | 11/01/2019
|  | CAREFUSION | ALARIS 8015 5.7 | CONTROLLER, INFUSION PUMP |  | SPD | Pavilion |  |  | 11/01/2019 |  | 11/1/26 |  |  | NO | YES |  |  |  |  | CAREFUSION 11135546 15271624 |  |  | Active |  | 00:17:23:35:0D:5D |  | High Risk | 1Y:00-MFG 2Y:00-BAT | 11/01/2019 | 11/01/2019 | COOPER UNIVERSITY HOSPITAL |  |  | Moves | WOT00000001466670 | David Frye | Performance Verification | Completed |  | 11/01/2019 | 11/01/2019 | Performance Verification for CAREFUSION 11135546 15271624 | Initial Install of Performance Verification. Device is ready for patient use. |  |  | 11/01/2019 | 11/01/2019
|  | CAREFUSION | ALARIS 8015 5.7 | CONTROLLER, INFUSION PUMP |  | SPD | Kelemen |  |  | 11/01/2019 |  | 11/1/26 |  |  | NO | YES |  |  |  |  | CAREFUSION 11135523 15273491 |  |  | Active |  | 00:17:23:34:A7:06 |  | High Risk | 1Y:00-MFG 2Y:00-BAT | 11/01/2019 | 11/01/2019 | COOPER UNIVERSITY HOSPITAL |  |  | Moves | WOT00000001467770 | David Frye | Performance Verification | Completed |  | 11/01/2019 | 11/01/2019 | Performance Verification for CAREFUSION 11135523 15273491 | Initial Install of Performance Verification. Device is ready for patient use. |  |  | 11/01/2019 | 11/01/2019
|  | CAREFUSION | ALARIS 8015 5.7 | CONTROLLER, INFUSION PUMP |  | SPD | Kelemen |  |  | 11/01/2019 |  | 11/1/26 |  |  | NO | YES |  |  |  |  | CAREFUSION 11135524 15273591 |  |  | Active |  | 00:17:23:35:27:0D |  | High Risk | 1Y:00-MFG 2Y:00-BAT | 11/01/2019 | 11/01/2019 | COOPER UNIVERSITY HOSPITAL |  |  | Moves | WOT00000001467888 | David Frye | Performance Verification | Completed |  | 11/01/2019 | 11/01/2019 | Performance Verification for CAREFUSION 11135524 15273591 | Initial Install of Performance Verification. Device is ready for patient use. |  |  | 11/01/2019 | 11/01/2019
|  | CAREFUSION | ALARIS 8015 5.7 | CONTROLLER, INFUSION PUMP |  | SPD | Kelemen |  |  | 11/01/2019 |  | 11/1/26 |  |  | NO | YES |  |  |  |  | CAREFUSION 11135544 15268648 |  |  | Active |  | 00:17:23:34:C9:DD |  | High Risk | 1Y:00-MFG 2Y:00-BAT | 11/01/2019 | 11/01/2019 | COOPER UNIVERSITY HOSPITAL |  |  | Moves | WOT00000001467434 | David Frye | Performance Verification | Completed |  | 11/01/2019 | 11/01/2019 | Performance Verification for CAREFUSION 11135544 15268648 | Initial Install of Performance Verification. Device is ready for patient use. |  |  | 11/01/2019 | 11/01/2019
|  | CAREFUSION | ALARIS 8015 5.7 | CONTROLLER, INFUSION PUMP |  | SPD | Kelemen |  |  | 11/01/2019 |  | 11/1/26 |  |  | NO | YES |  |  |  |  | CAREFUSION 11135543 15271849 |  |  | Active |  | 00:17:23:35:0B:D1 |  | High Risk | 1Y:00-MFG 2Y:00-BAT | 11/01/2019 | 11/01/2019 | COOPER UNIVERSITY HOSPITAL |  |  | Moves | WOT00000001466623 | David Frye | Performance Verification | Completed |  | 11/01/2019 | 11/01/2019 | Performance Verification for CAREFUSION 11135543 15271849 | Initial Install of Performance Verification. Device is ready for patient use. |  |  | 11/01/2019 | 11/01/2019
|  | CAREFUSION | ALARIS 8015 5.7 | CONTROLLER, INFUSION PUMP |  | SPD | Kelemen |  |  | 11/01/2019 |  | 11/1/26 |  |  | NO | YES |  |  |  |  | CAREFUSION 11135542 15268711 |  |  | Active |  | 00:17:23:34:A6:A6 |  | High Risk | 1Y:00-MFG 2Y:00-BAT | 11/01/2019 | 11/01/2019 | COOPER UNIVERSITY HOSPITAL |  |  | Moves | WOT00000001467303 | David Frye | Performance Verification | Completed |  | 11/01/2019 | 11/01/2019 | Performance Verification for CAREFUSION 11135542 15268711 | Initial Install of Performance Verification. Device is ready for patient use. |  |  | 11/01/2019 | 11/01/2019
|  | CAREFUSION | ALARIS 8015 5.7 | CONTROLLER, INFUSION PUMP |  | SPD | Kelemen |  |  | 11/01/2019 |  | 11/1/26 |  |  | NO | YES |  |  |  |  | CAREFUSION 11135541 15272671 |  |  | Active |  | 00:17:23:35:4D:47 |  | High Risk | 1Y:00-MFG 2Y:00-BAT | 11/01/2019 | 11/01/2019 | COOPER UNIVERSITY HOSPITAL |  |  | Moves | WOT00000001466725 | David Frye | Performance Verification | Completed |  | 11/01/2019 | 11/01/2019 | Performance Verification for CAREFUSION 11135541 15272671 | Initial Install of Performance Verification. Device is ready for patient use. |  |  | 11/01/2019 | 11/01/2019
|  | CAREFUSION | ALARIS 8015 5.7 | CONTROLLER, INFUSION PUMP |  | SPD | Pavilion |  |  | 11/01/2019 |  | 11/1/26 |  |  | NO | YES |  |  |  |  | CAREFUSION 11135540 15268972 |  |  | Active |  | 00:17:23:34:CA:3A |  | High Risk | 1Y:00-MFG 2Y:00-BAT | 11/01/2019 | 11/01/2019 | COOPER UNIVERSITY HOSPITAL |  |  | Moves | WOT00000001454787 | David Frye | Performance Verification | Completed |  | 11/01/2019 | 11/01/2019 | Performance Verification for CAREFUSION 11135540 15268972 | Initial Install of Performance Verification. Device is ready for patient use. |  |  | 11/01/2019 | 11/01/2019
|  | CAREFUSION | ALARIS 8015 5.7 | CONTROLLER, INFUSION PUMP |  | SPD | Kelemen |  |  | 11/01/2019 |  | 11/1/26 |  |  | NO | YES |  |  |  |  | CAREFUSION 11135539 15273609 |  |  | Active |  | 00:17:23:35:41:32 |  | High Risk | 1Y:00-MFG 2Y:00-BAT | 11/01/2019 | 11/01/2019 | COOPER UNIVERSITY HOSPITAL |  |  | Moves | WOT00000001466797 | David Frye | Performance Verification | Completed |  | 11/01/2019 | 11/01/2019 | Performance Verification for CAREFUSION 11135539 15273609 | Initial Install of Performance Verification. Device is ready for patient use. |  |  | 11/01/2019 | 11/01/2019
|  | CAREFUSION | ALARIS 8015 5.7 | CONTROLLER, INFUSION PUMP |  | SPD | Kelemen |  |  | 11/01/2019 |  | 11/1/26 |  |  | NO | YES |  |  |  |  | CAREFUSION 11135538 15272236 |  |  | Active |  | 00:17:23:35:25:F3 |  | High Risk | 1Y:00-MFG 2Y:00-BAT | 11/01/2019 | 11/01/2019 | COOPER UNIVERSITY HOSPITAL |  |  | Moves | WOT00000001466626 | David Frye | Performance Verification | Completed |  | 11/01/2019 | 11/01/2019 | Performance Verification for CAREFUSION 11135538 15272236 | Initial Install of Performance Verification. Device is ready for patient use. |  |  | 11/01/2019 | 11/01/2019
|  | CAREFUSION | ALARIS 8015 5.7 | CONTROLLER, INFUSION PUMP |  | SPD | Kelemen |  |  | 11/01/2019 |  | 11/1/26 |  |  | NO | YES |  |  |  |  | CAREFUSION 11135537 15273694 |  |  | Active |  | 00:17:23:34:FE:54 |  | High Risk | 1Y:00-MFG 2Y:00-BAT | 11/01/2019 | 11/01/2019 | COOPER UNIVERSITY HOSPITAL |  |  | Moves | WOT00000001469667 | David Frye | Performance Verification | Completed |  | 11/01/2019 | 11/01/2019 | Performance Verification for CAREFUSION 11135537 15273694 | Initial Install of Performance Verification. Device is ready for patient use. |  |  | 11/01/2019 | 11/01/2019
|  | CAREFUSION | ALARIS 8015 5.7 | CONTROLLER, INFUSION PUMP |  | SPD | Kelemen |  |  | 11/01/2019 |  | 11/1/26 |  |  | NO | YES |  |  |  |  | CAREFUSION 11135532 15273737 |  |  | Active |  | 00:17:23:34:FD:D3 |  | High Risk | 1Y:00-MFG 2Y:00-BAT | 11/01/2019 | 11/01/2019 | COOPER UNIVERSITY HOSPITAL |  |  | Moves | WOT00000001468786 | David Frye | Performance Verification | Completed |  | 11/01/2019 | 11/01/2019 | Performance Verification for CAREFUSION 11135532 15273737 | Initial Install of Performance Verification. Device is ready for patient use. |  |  | 11/01/2019 | 11/01/2019
|  | CAREFUSION | ALARIS 8015 5.7 | CONTROLLER, INFUSION PUMP |  | SPD | Pavilion |  |  | 11/01/2019 |  | 11/1/26 |  |  | NO | YES |  |  |  |  | CAREFUSION 11135533 15273771 |  |  | Active |  | 00:17:23:34:FC:44 |  | High Risk | 1Y:00-MFG 2Y:00-BAT | 11/01/2019 | 11/01/2019 | COOPER UNIVERSITY HOSPITAL |  |  | Moves | WOT00000001469671 | David Frye | Performance Verification | Completed |  | 11/01/2019 | 11/01/2019 | Performance Verification for CAREFUSION 11135533 15273771 | Initial Install of Performance Verification. Device is ready for patient use. |  |  | 11/01/2019 | 11/01/2019
|  | CAREFUSION | ALARIS 8015 5.7 | CONTROLLER, INFUSION PUMP |  | SPD | Kelemen |  |  | 11/01/2019 |  | 11/1/26 |  |  | NO | YES |  |  |  |  | CAREFUSION 11135534 15273755 |  |  | Active |  | 00:17:23:35:06:58 |  | High Risk | 1Y:00-MFG 2Y:00-BAT | 11/01/2019 | 11/01/2019 | COOPER UNIVERSITY HOSPITAL |  |  | Moves | WOT00000001467092 | David Frye | Performance Verification | Completed |  | 11/01/2019 | 11/01/2019 | Performance Verification for CAREFUSION 11135534 15273755 | Initial Install of Performance Verification. Device is ready for patient use. |  |  | 11/01/2019 | 11/01/2019
|  | CAREFUSION | ALARIS 8015 5.7 | CONTROLLER, INFUSION PUMP |  | SPD | Dorrance |  |  | 11/01/2019 |  | 11/1/26 |  |  | NO | YES |  |  |  |  | CAREFUSION 11135535 15273655 |  |  | Active |  | 00:17:23:35:00:1C |  | High Risk | 1Y:00-MFG 2Y:00-BAT | 11/01/2019 | 11/01/2019 | COOPER UNIVERSITY HOSPITAL |  |  | Moves | WOT00000001468112 | David Frye | Performance Verification | Completed |  | 11/01/2019 | 11/01/2019 | Performance Verification for CAREFUSION 11135535 15273655 | Initial Install of Performance Verification. Device is ready for patient use. |  |  | 11/01/2019 | 11/01/2019
|  | CAREFUSION | ALARIS 8015 5.7 | CONTROLLER, INFUSION PUMP |  | SPD | Pavilion |  |  | 11/01/2019 |  | 11/1/26 |  |  | NO | YES |  |  |  |  | CAREFUSION 11135536 15271857 |  |  | Active |  | 00:17:23:35:16:B4 |  | High Risk | 1Y:00-MFG 2Y:00-BAT | 11/01/2019 | 11/01/2019 | COOPER UNIVERSITY HOSPITAL |  |  | Moves | WOT00000001468355 | David Frye | Performance Verification | Completed |  | 11/01/2019 | 11/01/2019 | Performance Verification for CAREFUSION 11135536 15271857 | Initial Install of Performance Verification. Device is ready for patient use. |  |  | 11/01/2019 | 11/01/2019
|  | CAREFUSION | ALARIS 8015 5.7 | CONTROLLER, INFUSION PUMP |  | SPD | Kelemen |  |  | 11/01/2019 |  | 11/1/26 |  |  | NO | YES |  |  |  |  | CAREFUSION 11135531 15273508 |  |  | Active |  | 00:17:23:34:9D:61 |  | High Risk | 1Y:00-MFG 2Y:00-BAT | 11/01/2019 | 11/01/2019 | COOPER UNIVERSITY HOSPITAL |  |  | Moves | WOT00000001469624 | David Frye | Performance Verification | Completed |  | 11/01/2019 | 11/01/2019 | Performance Verification for CAREFUSION 11135531 15273508 | Initial Install of Performance Verification. Device is ready for patient use. |  |  | 11/01/2019 | 11/01/2019
|  | CAREFUSION | ALARIS 8015 5.7 | CONTROLLER, INFUSION PUMP |  | SPD | Kelemen |  |  | 11/01/2019 |  | 11/1/26 |  |  | NO | YES |  |  |  |  | CAREFUSION 11135528 15273575 |  |  | Active |  | 00:17:23:35:25:39 |  | High Risk | 1Y:00-MFG 2Y:00-BAT | 11/01/2019 | 11/01/2019 | COOPER UNIVERSITY HOSPITAL |  |  | Moves | WOT00000001468635 | David Frye | Performance Verification | Completed |  | 11/01/2019 | 11/01/2019 | Performance Verification for CAREFUSION 11135528 15273575 | Initial Install of Performance Verification. Device is ready for patient use. |  |  | 11/01/2019 | 11/01/2019
|  | CAREFUSION | ALARIS 8015 5.7 | CONTROLLER, INFUSION PUMP |  | PAVILION 8 | Pavilion |  |  | 11/01/2019 |  | 11/1/26 |  |  | NO | YES |  |  |  |  | CAREFUSION 11135529 15273635 |  |  | Active |  | 00:17:23:35:23:FE |  | High Risk | 1Y:00-MFG 2Y:00-BAT | 11/01/2019 | 11/01/2019 | COOPER UNIVERSITY HOSPITAL |  |  | Moves | WOT00000001468791 | David Frye | Performance Verification | Completed |  | 11/01/2019 | 11/01/2019 | Performance Verification for CAREFUSION 11135529 15273635 | Initial Install of Performance Verification. Device is ready for patient use. |  |  | 11/01/2019 | 11/01/2019
|  | CAREFUSION | ALARIS 8015 5.7 | CONTROLLER, INFUSION PUMP |  | SPD | Pavilion |  |  | 11/01/2019 |  | 11/1/26 |  |  | NO | YES |  |  |  |  | CAREFUSION 11135525 15273568 |  |  | Active |  | 00:17:23:35:47:B6 |  | High Risk | 1Y:00-MFG 2Y:00-BAT | 11/01/2019 | 11/01/2019 | COOPER UNIVERSITY HOSPITAL |  |  | Moves | WOT00000001469550 | David Frye | Performance Verification | Completed |  | 11/01/2019 | 11/01/2019 | Performance Verification for CAREFUSION 11135525 15273568 | Initial Install of Performance Verification. Device is ready for patient use. |  |  | 11/01/2019 | 11/01/2019
|  | CAREFUSION | ALARIS 8015 5.7 | CONTROLLER, INFUSION PUMP |  | SPD | Pavilion |  |  | 11/01/2019 |  | 11/1/26 |  |  | NO | YES |  |  |  |  | CAREFUSION 11135526 15272314 |  |  | Active |  | 00:17:23:35:45:A0 |  | High Risk | 1Y:00-MFG 2Y:00-BAT | 11/01/2019 | 11/01/2019 | COOPER UNIVERSITY HOSPITAL |  |  | Moves | WOT00000001467571 | David Frye | Performance Verification | Completed |  | 11/01/2019 | 11/01/2019 | Performance Verification for CAREFUSION 11135526 15272314 | Initial Install of Performance Verification. Device is ready for patient use. |  |  | 11/01/2019 | 11/01/2019
|  | CAREFUSION | ALARIS 8015 5.7 | CONTROLLER, INFUSION PUMP |  | SPD | Pavilion |  |  | 11/01/2019 |  | 11/1/26 |  |  | NO | YES |  |  |  |  | CAREFUSION 11135527 15273544 |  |  | Active |  | 00:17:23:34:B1:1A |  | High Risk | 1Y:00-MFG 2Y:00-BAT | 11/01/2019 | 11/01/2019 | COOPER UNIVERSITY HOSPITAL |  |  | Moves | WOT00000001468655 | David Frye | Performance Verification | Completed |  | 11/01/2019 | 11/01/2019 | Performance Verification for CAREFUSION 11135527 15273544 | Initial Install of Performance Verification. Device is ready for patient use. |  |  | 11/01/2019 | 11/01/2019
|  | CAREFUSION | ALARIS 8015 5.7 | CONTROLLER, INFUSION PUMP |  | SPD | Kelemen | Basement |  | 11/01/2019 |  | 11/1/26 |  |  | NO | YES |  |  |  |  | CAREFUSION 11135522 15272880 |  |  | Active |  | 00:17:23:34:BB:3A |  | High Risk | 1Y:00-MFG 2Y:00-BAT | 11/01/2019 | 11/01/2019 | COOPER UNIVERSITY HOSPITAL |  |  | Moves | WOT00000001468569 | David Frye | Performance Verification | Completed |  | 11/01/2019 | 11/01/2019 | Performance Verification for CAREFUSION 11135522 15272880 | Initial Install of Performance Verification. Device is ready for patient use. |  |  | 11/01/2019 | 11/01/2019
|  | CAREFUSION | ALARIS 8015 5.7 | CONTROLLER, INFUSION PUMP |  | SPD | Kelemen |  |  | 11/01/2019 |  | 11/1/26 |  |  | NO | YES |  |  |  |  | CAREFUSION 11135520 15273613 |  |  | Active |  | 00:17:23:34:FD:A6 |  | High Risk | 1Y:00-MFG 2Y:00-BAT | 11/01/2019 | 11/01/2019 | COOPER UNIVERSITY HOSPITAL |  |  | Moves | WOT00000001466798 | David Frye | Performance Verification | Completed |  | 11/01/2019 | 11/01/2019 | Performance Verification for CAREFUSION 11135520 15273613 | Initial Install of Performance Verification. Device is ready for patient use. |  |  | 11/01/2019 | 11/01/2019
|  | CAREFUSION | ALARIS 8015 5.7 | CONTROLLER, INFUSION PUMP |  | SPD | Pavilion |  |  | 11/01/2019 |  | 11/1/26 |  |  | NO | YES |  |  |  |  | CAREFUSION 11135519 15272655 |  |  | Active |  | 00:17:23:35:28:60 |  | High Risk | 1Y:00-MFG 2Y:00-BAT | 11/01/2019 | 11/01/2019 | COOPER UNIVERSITY HOSPITAL |  |  | Moves | WOT00000001469385 | David Frye | Performance Verification | Completed |  | 11/01/2019 | 11/01/2019 | Performance Verification for CAREFUSION 11135519 15272655 | Initial Install of Performance Verification. Device is ready for patient use. |  |  | 11/01/2019 | 11/01/2019
|  | CAREFUSION | ALARIS 8015 5.7 | CONTROLLER, INFUSION PUMP |  | SPD | Pavilion |  |  | 11/01/2019 |  | 11/1/26 |  |  | NO | YES |  |  |  |  | CAREFUSION 11135518 15268525 |  |  | Active |  | 00:17:23:34:A0:79 |  | High Risk | 1Y:00-MFG 2Y:00-BAT | 11/01/2019 | 11/01/2019 | COOPER UNIVERSITY HOSPITAL |  |  | Moves | WOT00000001469030 | David Frye | Performance Verification | Completed |  | 11/01/2019 | 11/01/2019 | Performance Verification for CAREFUSION 11135518 15268525 | Initial Install of Performance Verification. Device is ready for patient use. |  |  | 11/01/2019 | 11/01/2019
|  | CAREFUSION | ALARIS 8015 5.7 | CONTROLLER, INFUSION PUMP |  | SPD | Pavilion |  |  | 11/01/2019 |  | 11/1/26 |  |  | NO | YES |  |  |  |  | CAREFUSION 11135515 15272108 |  |  | Active |  | 00:17:23:34:AA:6F |  | High Risk | 1Y:00-MFG 2Y:00-BAT | 11/01/2019 | 11/01/2019 | COOPER UNIVERSITY HOSPITAL |  |  | Moves | WOT00000001468565 | David Frye | Performance Verification | Completed |  | 11/01/2019 | 11/01/2019 | Performance Verification for CAREFUSION 11135515 15272108 | Initial Install of Performance Verification. Device is ready for patient use. |  |  | 11/01/2019 | 11/01/2019
|  | CAREFUSION | ALARIS 8015 5.7 | CONTROLLER, INFUSION PUMP |  |  | Kelemen | [7 empty] | NO | YES
|  | CAREFUSION | ALARIS 8015 5.7 | CONTROLLER, INFUSION PUMP |  | SPD | Kelemen |  |  | 11/01/2019 |  | 11/1/26 |  |  | NO | YES |  |  |  |  | CAREFUSION 11135517 15273976 |  |  | Active |  | 00:17:23:35:45:5B |  | High Risk | 1Y:00-MFG 2Y:00-BAT | 11/01/2019 | 11/01/2019 | COOPER UNIVERSITY HOSPITAL |  |  | Moves | WOT00000001469082 | David Frye | Performance Verification | Completed |  | 11/01/2019 | 11/01/2019 | Performance Verification for CAREFUSION 11135517 15273976 | Initial Install of Performance Verification. Device is ready for patient use. |  |  | 11/01/2019 | 11/01/2019
|  | CAREFUSION | ALARIS 8015 5.7 | CONTROLLER, INFUSION PUMP |  | SPD | Kelemen |  |  | 11/01/2019 |  | 11/1/26 |  |  | NO | YES |  |  |  |  | CAREFUSION 11135516 15274000 |  |  | Active |  | 00:17:23:35:40:AB |  | High Risk | 1Y:00-MFG 2Y:00-BAT | 11/01/2019 | 11/01/2019 | COOPER UNIVERSITY HOSPITAL |  |  | Moves | WOT00000001467441 | David Frye | Performance Verification | Completed |  | 11/01/2019 | 11/01/2019 | Performance Verification for CAREFUSION 11135516 15274000 | Initial Install of Performance Verification. Device is ready for patient use. |  |  | 11/01/2019 | 11/01/2019
|  | CAREFUSION | ALARIS 8015 5.7 | CONTROLLER, INFUSION PUMP |  | SPD | Kelemen |  |  | 11/01/2019 |  | 11/1/26 |  |  | NO | YES |  |  |  |  | CAREFUSION 11135510 15274354 |  |  | Active |  | 00:17:23:34:FD:B5 |  | High Risk | 1Y:00-MFG 2Y:00-BAT | 11/01/2019 | 11/01/2019 | COOPER UNIVERSITY HOSPITAL |  |  | Moves | WOT00000001468573 | David Frye | Performance Verification | Completed |  | 11/01/2019 | 11/01/2019 | Performance Verification for CAREFUSION 11135510 15274354 | Initial Install of Performance Verification. Device is ready for patient use. |  |  | 11/01/2019 | 11/01/2019
|  | CAREFUSION | ALARIS 8015 5.7 | CONTROLLER, INFUSION PUMP |  | SPD | Kelemen |  |  | 11/01/2019 |  | 11/1/26 |  |  | NO | YES |  |  |  |  | CAREFUSION 11135511 15272952 |  |  | Active |  | 00:17:23:34:B9:8A |  | High Risk | 1Y:00-MFG 2Y:00-BAT | 11/01/2019 | 11/01/2019 | COOPER UNIVERSITY HOSPITAL |  |  | Moves | WOT00000001466633 | David Frye | Performance Verification | Completed |  | 11/01/2019 | 11/01/2019 | Performance Verification for CAREFUSION 11135511 15272952 | Initial Install of Performance Verification. Device is ready for patient use. |  |  | 11/01/2019 | 11/01/2019
|  | CAREFUSION | ALARIS 8015 5.7 | CONTROLLER, INFUSION PUMP |  | SPD | Kelemen |  |  | 11/01/2019 |  | 11/1/26 |  |  | NO | YES |  |  |  |  | CAREFUSION 11135514 15273996 |  |  | Active |  | 00:17:23:34:99:7D |  | High Risk | 1Y:00-MFG 2Y:00-BAT | 11/01/2019 | 11/01/2019 | COOPER UNIVERSITY HOSPITAL |  |  | Moves | WOT00000001469192 | David Frye | Performance Verification | Completed |  | 11/01/2019 | 11/01/2019 | Performance Verification for CAREFUSION 11135514 15273996 | Initial Install of Performance Verification. Device is ready for patient use. |  |  | 11/01/2019 | 11/01/2019
|  | CAREFUSION | ALARIS 8015 5.7 | CONTROLLER, INFUSION PUMP |  | SPD | Pavilion |  |  | 11/01/2019 |  | 11/1/26 |  |  | NO | YES |  |  |  |  | CAREFUSION 11135513 15273501 |  |  | Active |  | 00:17:23:34:B1:AA |  | High Risk | 1Y:00-MFG 2Y:00-BAT | 11/01/2019 | 11/01/2019 | COOPER UNIVERSITY HOSPITAL |  |  | Moves | WOT00000001468585 | David Frye | Performance Verification | Completed |  | 11/01/2019 | 11/01/2019 | Performance Verification for CAREFUSION 11135513 15273501 | Initial Install of Performance Verification. Device is ready for patient use. |  |  | 11/01/2019 | 11/01/2019
|  | CAREFUSION | ALARIS 8015 5.7 | CONTROLLER, INFUSION PUMP |  | SPD | Kelemen |  |  | 11/01/2019 |  | 11/1/26 |  |  | NO | YES |  |  |  |  | CAREFUSION 11135512 15272681 |  |  | Active |  | 00:17:23:34:B1:9B |  | High Risk | 1Y:00-MFG 2Y:00-BAT | 11/01/2019 | 11/01/2019 | COOPER UNIVERSITY HOSPITAL |  |  | Moves | WOT00000001466630 | David Frye | Performance Verification | Completed |  | 11/01/2019 | 11/01/2019 | Performance Verification for CAREFUSION 11135512 15272681 | Initial Install of Performance Verification. Device is ready for patient use. |  |  | 11/01/2019 | 11/01/2019
|  | CAREFUSION | ALARIS 8015 5.7 | CONTROLLER, INFUSION PUMP |  | SPD | Kelemen |  |  | 11/01/2019 |  | 11/1/26 |  |  | NO | YES |  |  |  |  | CAREFUSION 11135503 15274365 |  |  | Active |  | 00:17:23:34:A8:BC |  | High Risk | 1Y:00-MFG 2Y:00-BAT | 11/01/2019 | 11/01/2019 | COOPER UNIVERSITY HOSPITAL |  |  | Moves | WOT00000001469490 | David Frye | Performance Verification | Completed |  | 11/01/2019 | 11/01/2019 | Performance Verification for CAREFUSION 11135503 15274365 | Initial Install of Performance Verification. Device is ready for patient use. |  |  | 11/01/2019 | 11/01/2019
|  | CAREFUSION | ALARIS 8015 5.7 | CONTROLLER, INFUSION PUMP |  | SPD | Kelemen |  |  | 11/01/2019 |  | 11/1/26 |  |  | NO | YES |  |  |  |  | CAREFUSION 11135505 15273332 |  |  | Active |  | 00:17:23:35:04:24 |  | High Risk | 1Y:00-MFG 2Y:00-BAT | 11/01/2019 | 11/01/2019 | COOPER UNIVERSITY HOSPITAL |  |  | Moves | WOT00000001466886 | David Frye | Performance Verification | Completed |  | 11/01/2019 | 11/01/2019 | Performance Verification for CAREFUSION 11135505 15273332 | Initial Install of Performance Verification. Device is ready for patient use. |  |  | 11/01/2019 | 11/01/2019
|  | CAREFUSION | ALARIS 8015 5.7 | CONTROLLER, INFUSION PUMP |  | SPD | Pavilion |  |  | 11/01/2019 |  | 11/1/26 |  |  | NO | YES |  |  |  |  | CAREFUSION 11135509 15274007 |  |  | Active |  | 00:17:23:35:56:A7 |  | High Risk | 1Y:00-MFG 2Y:00-BAT | 11/01/2019 | 11/01/2019 | COOPER UNIVERSITY HOSPITAL |  |  | Moves | WOT00000001469278 | David Frye | Performance Verification | Completed |  | 11/01/2019 | 11/01/2019 | Performance Verification for CAREFUSION 11135509 15274007 | Initial Install of Performance Verification. Device is ready for patient use. |  |  | 11/01/2019 | 11/01/2019
|  | CAREFUSION | ALARIS 8015 5.7 | CONTROLLER, INFUSION PUMP |  | SPD | Kelemen |  |  | 11/01/2019 |  | 11/1/26 |  |  | NO | YES |  |  |  |  | CAREFUSION 11135507 15274376 |  |  | Active |  | 00:17:23:35:04:03 |  | High Risk | 1Y:00-MFG 2Y:00-BAT | 11/01/2019 | 11/01/2019 | COOPER UNIVERSITY HOSPITAL |  |  | Moves | WOT00000001467554 | David Frye | Performance Verification | Completed |  | 11/01/2019 | 11/01/2019 | Performance Verification for CAREFUSION 11135507 15274376 | Initial Install of Performance Verification. Device is ready for patient use. |  |  | 11/01/2019 | 11/01/2019
|  | CAREFUSION | ALARIS 8015 5.7 | CONTROLLER, INFUSION PUMP |  | SPD | Kelemen |  |  | 11/01/2019 |  | 11/1/26 |  |  | NO | YES |  |  |  |  | CAREFUSION 11135508 15272832 |  |  | Active |  | 00:17:23:34:9F:5C |  | High Risk | 1Y:00-MFG 2Y:00-BAT | 11/01/2019 | 11/01/2019 | COOPER UNIVERSITY HOSPITAL |  |  | Moves | WOT00000001467670 | David Frye | Performance Verification | Completed |  | 11/01/2019 | 11/01/2019 | Performance Verification for CAREFUSION 11135508 15272832 | Initial Install of Performance Verification. Device is ready for patient use. |  |  | 11/01/2019 | 11/01/2019
|  | CAREFUSION | ALARIS 8015 5.7 | CONTROLLER, INFUSION PUMP |  | SPD | Kelemen |  |  | 11/01/2019 |  | 11/1/26 |  |  | NO | YES |  |  |  |  | CAREFUSION 11135506 15274260 |  |  | Active |  | 00:17:23:35:54:E2 |  | High Risk | 1Y:00-MFG 2Y:00-BAT | 11/01/2019 | 11/01/2019 | COOPER UNIVERSITY HOSPITAL |  |  | Moves | WOT00000001466684 | David Frye | Performance Verification | Completed |  | 11/01/2019 | 11/01/2019 | Performance Verification for CAREFUSION 11135506 15274260 | Initial Install of Performance Verification. Device is ready for patient use. |  |  | 11/01/2019 | 11/01/2019
|  | CAREFUSION | ALARIS 8015 5.7 | CONTROLLER, INFUSION PUMP |  | VOORHEES SURGERY CENTER-HEM/ONC | 900 Centennial Blvd | Suite M |  | 12/28/2017 |  | 12/28/24 |  |  | NO | YES |  |  |  |  | CAREFUSION 10752991 14981992 |  |  | Active |  | 00:17:23:24:F1:10 |  | High Risk | 1Y:00-MFG 2Y:00-BAT | 08/14/2019 | 09/01/2020 | COOPER AMBULATORY OFF-SITES |  |  | SUITE F | 0012589003 | MEGAN MCCAFFERTY | Preventative Maintenance | Closed | Josh Harris | 12/28/2017 | 12/28/2017 | PERFORMANCE ASSURANCE AT INVENTORY | INVENTORIED DEVICE AND ENSURED DEVICE WAS FUNCTIONING PROPERLY. | 7A182C33-D6E5-4263-B714-D328505F80D9 | Labor | 12/28/2017 | 12/28/2017 | Josh Harris
|  | CAREFUSION | ALARIS 8015 5.7 | CONTROLLER, INFUSION PUMP |  | VOORHEES SURGERY CENTER-HEM/ONC | 900 Centennial Blvd | Suite F |  | 12/28/2017 |  | 12/28/24 |  |  | NO | YES |  |  |  |  | CAREFUSION 10752992 14981369 |  |  | Active |  | 00:17:23:23:C8:74 |  | High Risk | 1Y:00-MFG 2Y:00-BAT | 08/14/2019 | 09/01/2020 | COOPER AMBULATORY OFF-SITES |  |  | SUITE M | 0012588996 | MEGAN MCCAFFERTY | Performance Verification | Closed | Josh Harris | 12/28/2017 | 12/28/2017 | INCOMING INVENTORY | DEVICE INVENTORIED | E72FD5E2-FD6F-40A9-8CF6-4082634BE93A | Labor | 12/28/2017 | 12/28/2017 | Josh Harris
|  | CAREFUSION | ALARIS 8015 5.7 | CONTROLLER, INFUSION PUMP |  | VOORHEES SURGERY CENTER-OPERATING ROOM | 900 Centennial Blvd | Suite E |  | 12/28/2017 |  | 12/28/24 |  |  | NO | YES |  |  |  |  | CAREFUSION 10752993 14981406 |  |  | Active |  | 00:17:23:23:D9:EC |  | High Risk | 1Y:00-MFG 2Y:00-BAT | 08/14/2019 | 09/01/2020 | COOPER AMBULATORY OFF-SITES |  |  | SUITE E | 0012588930 | JENNIFER BOMBARO | Performance Verification | Closed | Josh Harris | 12/28/2017 | 12/28/2017 | INCOMING INVENTORY | DEVICE INVENTORIED | FCD4EACB-B3C9-477A-A7BD-4F412F7672A4 | Labor | 12/28/2017 | 12/28/2017 | Josh Harris
|  | CAREFUSION | ALARIS 8015 5.7 | CONTROLLER, INFUSION PUMP |  | VOORHEES SURGERY CENTER-HEM/ONC | 900 Centennial Blvd | Suite M |  | 12/28/2017 |  | 12/28/24 |  |  | NO | YES |  |  |  |  | CAREFUSION 10752989 14981965 |  |  | Active |  | 00:17:23:23:BA:7C |  | High Risk | 1Y:00-MFG 2Y:00-BAT | 08/14/2019 | 09/01/2020 | COOPER AMBULATORY OFF-SITES |  |  | SUITE F | 0012589016 | MEGAN MCCAFFERTY | Preventative Maintenance | Closed | Josh Harris | 12/28/2017 | 12/28/2017 | PERFORMANCE ASSURANCE AT INVENTORY | INVENTORIED DEVICE AND ENSURED DEVICE WAS FUNCTIONING PROPERLY. | 2046A92F-8D54-4710-BA31-C73C78443CCB | Labor | 12/28/2017 | 12/28/2017 | Josh Harris
|  | CAREFUSION | ALARIS 8015 5.7 | CONTROLLER, INFUSION PUMP |  | COOPER CANCER CENTER | MD Anderson Cancer Center |  |  | 12/28/2017 |  | 12/28/24 |  |  | NO | YES |  |  |  |  | CAREFUSION 10752990 14981987 |  |  | Active |  | 00:17:23:24:DA:10 |  | High Risk | 1Y:00-MFG 2Y:00-BAT | 08/26/2019 | 09/01/2020 | COOPER AMBULATORY OFF-SITES |  |  |  | 0012589024 | COLLEEN TEGELER | Preventative Maintenance | Closed | Josh Harris | 12/28/2017 | 12/28/2017 | PERFORMANCE ASSURANCE AT INVENTORY | INVENTORIED DEVICE AND ENSURED DEVICE WAS FUNCTIONING PROPERLY. | 97FA49E8-C73D-4331-A90E-DD0AAC792DA8 | Labor | 12/28/2017 | 12/28/2017 | Josh Harris
|  | CAREFUSION | ALARIS 8015 5.7 | CONTROLLER, INFUSION PUMP |  | COOPER CANCER CENTER | MD Anderson Cancer Center |  |  | 12/28/2017 |  | 12/28/24 |  |  | NO | YES |  |  |  |  | CAREFUSION 10752988 14981989 |  |  | Active |  | 00:17:23:24:D0:68 |  | High Risk | 1Y:00-MFG 2Y:00-BAT | 08/26/2019 | 09/01/2020 | COOPER AMBULATORY OFF-SITES |  |  |  | 0012589084 | COLLEEN TEGELER | Performance Verification | Closed | Josh Harris | 12/28/2017 | 12/28/2017 | INCOMING INVENTORY | DEVICE INVENTORIED | DA1940AD-4B86-4DF6-B4F7-4B0201B684C2 | Labor | 12/28/2017 | 12/28/2017 | Josh Harris
|  | CAREFUSION | ALARIS 8015 5.7 | CONTROLLER, INFUSION PUMP |  | VOORHEES SURGERY CENTER-HEM/ONC | 900 Centennial Blvd | Suite M |  | 12/01/2017 |  | 12/1/24 |  |  | NO | YES |  |  |  |  | CAREFUSION 10752868 15019478 |  |  | Active |  | 00:17:23:25:6A:6B |  | High Risk | 1Y:00-MFG 2Y:00-BAT | 08/14/2019 | 09/01/2020 | COOPER AMBULATORY OFF-SITES |  |  | SUITE F | 0012479098 | MEGAN MCCAFFERTY | Performance Verification | Closed | Josh Harris | 12/01/2017 | 12/01/2017 | INCOMING INVENTORY | DEVICE INVENTORIED | 4E26A58C-FA54-48EA-A274-D81696A197E9 | Labor | 12/01/2017 | 12/01/2017 | Josh Harris
|  | CAREFUSION | ALARIS 8015 5.7 | CONTROLLER, INFUSION PUMP |  | COOPER CANCER CENTER | MD Anderson Cancer Center |  |  | 12/01/2017 |  | 12/1/24 |  |  | NO | YES |  |  |  |  | CAREFUSION 10752870 15022455 |  |  | Active |  | 00:17:23:23:BF:BC |  | High Risk | 1Y:00-MFG 2Y:00-BAT | 08/26/2019 | 09/01/2020 | COOPER AMBULATORY OFF-SITES |  |  |  | 0012479103 | COLLEEN TEGELER | Preventative Maintenance | Closed | Josh Harris | 12/01/2017 | 12/01/2017 | PERFORMANCE ASSURANCE AT INVENTORY | INVENTORIED DEVICE AND ENSURED DEVICE WAS FUNCTIONING PROPERLY. | 57649DD4-40EF-487A-B764-785F625BFA37 | Labor | 12/01/2017 | 12/01/2017 | Josh Harris
|  | CAREFUSION | ALARIS 8015 5.7 | CONTROLLER, INFUSION PUMP |  | COOPER CANCER CENTER | MD Anderson Cancer Center |  |  | 12/01/2017 |  | 12/1/24 |  |  | NO | YES |  |  |  |  | CAREFUSION 10752866 15019699 |  |  | Active |  | 00:17:23:25:6B:B7 |  | High Risk | 1Y:00-MFG 2Y:00-BAT | 08/26/2019 | 09/01/2020 | COOPER AMBULATORY OFF-SITES |  |  |  | 0012479093 | COLLEEN TEGELER | Preventative Maintenance | Closed | Josh Harris | 12/01/2017 | 12/01/2017 | PERFORMANCE ASSURANCE AT INVENTORY | INVENTORIED DEVICE AND ENSURED DEVICE WAS FUNCTIONING PROPERLY. | AE01E744-83FA-429C-9F81-E1C44EF83987 | Labor | 12/01/2017 | 12/01/2017 | Josh Harris
|  | CAREFUSION | ALARIS 8015 5.7 | CONTROLLER, INFUSION PUMP |  | VOORHEES SURGERY CENTER-OPERATING ROOM | 900 Centennial Blvd | Suite E |  | 12/01/2017 |  | 12/1/24 |  |  | NO | YES |  |  |  |  | CAREFUSION 10752867 15022268 |  |  | Active |  | 00:17:23:24:CF:8A |  | High Risk | 1Y:00-MFG 2Y:00-BAT | 08/14/2019 | 09/01/2020 | COOPER AMBULATORY OFF-SITES |  |  | SUITE E | 0012479097 | JENNIFER BOMBARO | Preventative Maintenance | Closed | Josh Harris | 12/01/2017 | 12/01/2017 | PERFORMANCE ASSURANCE AT INVENTORY | INVENTORIED DEVICE AND ENSURED DEVICE WAS FUNCTIONING PROPERLY. | D9A6069E-A746-4415-92B2-1FC681324F65 | Labor | 12/01/2017 | 12/01/2017 | Josh Harris
|  | CAREFUSION | ALARIS 8015 5.7 | CONTROLLER, INFUSION PUMP |  | COOPER CANCER CENTER | MD Anderson Cancer Center |  |  | 12/01/2017 |  | 12/1/24 |  |  | NO | YES |  |  |  |  | CAREFUSION 10752865 15021213 |  |  | Active |  | 00:17:23:24:E9:80 |  | High Risk | 1Y:00-MFG 2Y:00-BAT | 08/26/2019 | 09/01/2020 | COOPER AMBULATORY OFF-SITES |  |  |  | 0012479088 | COLLEEN TEGELER | Performance Verification | Closed | Josh Harris | 12/01/2017 | 12/01/2017 | INCOMING INVENTORY | DEVICE INVENTORIED | 1F0B0158-4EF4-4DD5-AE7C-B7322B460480 | Labor | 12/01/2017 | 12/01/2017 | Josh Harris
|  | CAREFUSION | ALARIS 8015 5.7 | CONTROLLER, INFUSION PUMP |  | VOORHEES SURGERY CENTER-HEM/ONC | 900 Centennial Blvd | Suite F |  | 12/01/2017 |  | 12/1/24 |  |  | NO | YES |  |  |  |  | CAREFUSION 10752864 15017729 |  |  | Active |  | 00:17:23:24:DE:D0 |  | High Risk | 1Y:00-MFG 2Y:00-BAT | 08/14/2019 | 09/01/2020 | COOPER AMBULATORY OFF-SITES |  |  | SUITE M | 0012479083 | MEGAN MCCAFFERTY | Performance Verification | Closed | Josh Harris | 12/01/2017 | 12/01/2017 | INCOMING INVENTORY | DEVICE INVENTORIED | 280DEBB5-86A5-4500-97E0-69DEF901DEC9 | Labor | 12/01/2017 | 12/01/2017 | Josh Harris
|  | CAREFUSION | ALARIS 8015 5.7 | CONTROLLER, INFUSION PUMP |  | COOPER CANCER CENTER | MD Anderson Cancer Center |  |  | 12/01/2017 |  | 12/1/24 |  |  | NO | YES |  |  |  |  | CAREFUSION 10752863 15020150 |  |  | Active |  | 00:17:23:24:60:7E |  | High Risk | 1Y:00-MFG 2Y:00-BAT | 08/26/2019 | 09/01/2020 | COOPER AMBULATORY OFF-SITES |  |  |  | 0012479081 | COLLEEN TEGELER | Preventative Maintenance | Closed | Josh Harris | 12/01/2017 | 12/01/2017 | PERFORMANCE ASSURANCE AT INVENTORY | INVENTORIED DEVICE AND ENSURED DEVICE WAS FUNCTIONING PROPERLY. | B25BE66F-8542-4C08-A392-6D539755BDF4 | Labor | 12/01/2017 | 12/01/2017 | Josh Harris
|  | CAREFUSION | ALARIS 8015 5.7 | CONTROLLER, INFUSION PUMP |  | VOORHEES SURGERY CENTER-HEM/ONC | 900 Cenntenial | Suite F |  | 12/01/2017 |  | 12/1/24 |  |  | NO | YES |  |  |  |  | CAREFUSION 10752861 15020527 |  |  | Active |  | 00:17:23:24:23:4E |  | High Risk | 1Y:00-MFG 2Y:00-BAT | 08/14/2019 | 09/01/2020 | COOPER AMBULATORY OFF-SITES |  |  | SUITE M | 0012479075 | MEGAN MCCAFFERTY | Preventative Maintenance | Closed | Josh Harris | 12/01/2017 | 12/01/2017 | PERFORMANCE ASSURANCE AT INVENTORY | INVENTORIED DEVICE AND ENSURED DEVICE WAS FUNCTIONING PROPERLY. | 9BA9C9B4-1E03-4F4E-AA6A-CEBC2C7D78F0 | Labor | 12/01/2017 | 12/01/2017 | Josh Harris
|  | CAREFUSION | ALARIS 8015 5.7 | CONTROLLER, INFUSION PUMP |  | SPD | Kelemen |  |  | 12/01/2017 |  | 12/1/24 |  |  | NO | YES |  |  |  |  | CAREFUSION 10752862 15016292 |  |  | Active |  | 00:17:23:25:1A:BA |  | High Risk | 1Y:00-MFG 2Y:00-BAT | 11/01/2019 | 11/01/2020 | COOPER UNIVERSITY HOSPITAL |  |  |  | 0012479078 | David Frye | Preventative Maintenance | Closed | Josh Harris | 12/01/2017 | 12/01/2017 | PERFORMANCE ASSURANCE AT INVENTORY | INVENTORIED DEVICE AND ENSURED DEVICE WAS FUNCTIONING PROPERLY. | 2CCDC9A6-5D4D-43BD-BBDC-169C182B39B4 | Labor | 12/01/2017 | 12/01/2017 | Josh Harris
|  | CAREFUSION | ALARIS 8015 5.7 | CONTROLLER, INFUSION PUMP |  | COOPER CANCER CENTER | MD Anderson Cancer Center |  |  | 12/01/2017 |  | 12/1/24 |  |  | NO | YES |  |  |  |  | CAREFUSION 10752859 15021525 |  |  | Active |  | 00:17:23:24:23:0C |  | High Risk | 1Y:00-MFG 2Y:00-BAT | 08/26/2019 | 09/01/2020 | COOPER AMBULATORY OFF-SITES |  |  |  | 0012479070 | COLLEEN TEGELER | Performance Verification | Closed | Josh Harris | 12/01/2017 | 12/01/2017 | INCOMING INVENTORY | DEVICE INVENTORIED | C2341000-88AC-48EB-92F1-CB38CE2C7A1E | Labor | 12/01/2017 | 12/01/2017 | Josh Harris
|  | CAREFUSION | ALARIS 8015 5.7 | CONTROLLER, INFUSION PUMP |  | VOORHEES SURGERY CENTER-HEM/ONC | 900 Centennial Blvd | Suite M |  | 12/01/2017 |  | 12/1/24 |  |  | NO | YES |  |  |  |  | CAREFUSION 10752852 15019396 |  |  | Active |  | 00:17:23:24:39:9A |  | High Risk | 1Y:00-MFG 2Y:00-BAT | 08/14/2019 | 09/01/2020 | COOPER AMBULATORY OFF-SITES |  |  | SUITE F | 0012479044 | MEGAN MCCAFFERTY | Preventative Maintenance | Closed | Josh Harris | 12/01/2017 | 12/01/2017 | PERFORMANCE ASSURANCE AT INVENTORY | INVENTORIED DEVICE AND ENSURED DEVICE WAS FUNCTIONING PROPERLY. | FFE0ACFB-7EF4-48D9-8837-A35E11AC2CD0 | Labor | 12/01/2017 | 12/01/2017 | Josh Harris
|  | CAREFUSION | ALARIS 8015 5.7 | CONTROLLER, INFUSION PUMP |  | VOORHEES SURGERY CENTER-HEM/ONC | 900 Centennial Blvd | Suite M |  | 12/01/2017 |  | 12/1/24 |  |  | NO | YES |  |  |  |  | CAREFUSION 10752857 15020063 |  |  | Active |  | 00:17:23:24:AD:A4 |  | High Risk | 1Y:00-MFG 2Y:00-BAT | 08/14/2019 | 09/01/2020 | COOPER AMBULATORY OFF-SITES |  |  | SUITE F | 0012479063 | MEGAN MCCAFFERTY | Preventative Maintenance | Closed | Josh Harris | 12/01/2017 | 12/01/2017 | PERFORMANCE ASSURANCE AT INVENTORY | INVENTORIED DEVICE AND ENSURED DEVICE WAS FUNCTIONING PROPERLY. | 54735DDE-E21A-447D-9921-2486486B731B | Labor | 12/01/2017 | 12/01/2017 | Josh Harris
|  | CAREFUSION | ALARIS 8015 5.7 | CONTROLLER, INFUSION PUMP |  | VOORHEES SURGERY CENTER-HEM/ONC | 900 Centennial Blvd | Suite M |  | 12/01/2017 |  | 12/1/24 |  |  | NO | YES |  |  |  |  | CAREFUSION 10752856 15019994 |  |  | Active |  | 00:17:23:23:D5:1E |  | High Risk | 1Y:00-MFG 2Y:00-BAT | 08/14/2019 | 09/01/2020 | COOPER AMBULATORY OFF-SITES |  |  | SUITE F | 0012479061 | MEGAN MCCAFFERTY | Preventative Maintenance | Closed | Josh Harris | 12/01/2017 | 12/01/2017 | PERFORMANCE ASSURANCE AT INVENTORY | INVENTORIED DEVICE AND ENSURED DEVICE WAS FUNCTIONING PROPERLY. | ED53AF1A-668E-416F-88FF-6C2593132E91 | Labor | 12/01/2017 | 12/01/2017 | Josh Harris
|  | CAREFUSION | ALARIS 8015 5.7 | CONTROLLER, INFUSION PUMP |  | COOPER CANCER CENTER | MD Anderson Cancer Center |  |  | 12/01/2017 |  | 12/1/24 |  |  | NO | YES |  |  |  |  | CAREFUSION 10752855 15016282 |  |  | Active |  | 00:17:23:24:52:1C |  | High Risk | 1Y:00-MFG 2Y:00-BAT | 08/26/2019 | 09/01/2020 | COOPER AMBULATORY OFF-SITES |  |  |  | 0012479058 | COLLEEN TEGELER | Preventative Maintenance | Closed | Josh Harris | 12/01/2017 | 12/01/2017 | PERFORMANCE ASSURANCE AT INVENTORY | INVENTORIED DEVICE AND ENSURED DEVICE WAS FUNCTIONING PROPERLY. | 754C12D0-4CD2-452A-80FB-2989C41B0984 | Labor | 12/01/2017 | 12/01/2017 | Josh Harris
|  | CAREFUSION | ALARIS 8015 5.7 | CONTROLLER, INFUSION PUMP |  | COOPER CANCER CENTER | MD Anderson Cancer Center |  |  | 12/01/2017 |  | 12/1/24 |  |  | NO | YES |  |  |  |  | CAREFUSION 10752854 15020037 |  |  | Active |  | 00:17:23:24:36:DC |  | High Risk | 1Y:00-MFG 2Y:00-BAT | 08/26/2019 | 09/01/2020 | COOPER AMBULATORY OFF-SITES |  |  |  | 0012479052 | COLLEEN TEGELER | Performance Verification | Closed | Josh Harris | 12/01/2017 | 12/01/2017 | INCOMING INVENTORY | DEVICE INVENTORIED | 8DAF6FD0-CC04-4EB7-9C9A-120B74EE2547 | Labor | 12/01/2017 | 12/01/2017 | Josh Harris
|  | CAREFUSION | ALARIS 8015 5.7 | CONTROLLER, INFUSION PUMP |  | VOORHEES SURGERY CENTER-OPERATING ROOM | 900 Centennial Blvd | Suite E |  | 12/01/2017 |  | 12/1/24 |  |  | NO | YES |  |  |  |  | CAREFUSION 10752853 15020049 |  |  | Active |  | 00:17:23:24:1D:E0 |  | High Risk | 1Y:00-MFG 2Y:00-BAT | 08/14/2019 | 09/01/2020 | COOPER AMBULATORY OFF-SITES |  |  | SUITE E | 0012479045 | JENNIFER BOMBARO | Performance Verification | Closed | Josh Harris | 12/01/2017 | 12/01/2017 | INCOMING INVENTORY | DEVICE INVENTORIED | BE22C5FA-2C35-4B89-8D04-E138DC2AF500 | Labor | 12/01/2017 | 12/01/2017 | Josh Harris
|  | CAREFUSION | ALARIS 8015 5.7 | CONTROLLER, INFUSION PUMP |  | COOPER CANCER CENTER | MD Anderson Cancer Center |  |  | 12/01/2017 |  | 12/1/24 |  |  | NO | YES |  |  |  |  | CAREFUSION 10752843 15022402 |  |  | Active |  | 00:17:23:23:E2:0E |  | High Risk | 1Y:00-MFG 2Y:00-BAT | 08/26/2019 | 09/01/2020 | COOPER AMBULATORY OFF-SITES |  |  |  | 0012479009 | COLLEEN TEGELER | Preventative Maintenance | Closed | Josh Harris | 12/01/2017 | 12/01/2017 | PERFORMANCE ASSURANCE AT INVENTORY | INVENTORIED DEVICE AND ENSURED DEVICE WAS FUNCTIONING PROPERLY. | F3A8291B-E4EE-4D85-BD9A-EA37E40C5594 | Labor | 12/01/2017 | 12/01/2017 | Josh Harris
|  | CAREFUSION | ALARIS 8015 5.7 | CONTROLLER, INFUSION PUMP |  | VOORHEES SURGERY CENTER-HEM/ONC | 900 Centennial Blvd | Suite M |  | 12/01/2017 |  | 12/1/24 |  |  | NO | YES |  |  |  |  | CAREFUSION 10752844 15021057 |  |  | Active |  | 00:17:23:24:3A:0E |  | High Risk | 1Y:00-MFG 2Y:00-BAT | 08/14/2019 | 09/01/2020 | COOPER AMBULATORY OFF-SITES |  |  | SUITE F | 0012479014 | MEGAN MCCAFFERTY | Preventative Maintenance | Closed | Josh Harris | 12/01/2017 | 12/01/2017 | PERFORMANCE ASSURANCE AT INVENTORY | INVENTORIED DEVICE AND ENSURED DEVICE WAS FUNCTIONING PROPERLY. | 62898C1D-3C39-4EE8-818D-B1A5B9CE120E | Labor | 12/01/2017 | 12/01/2017 | Josh Harris