|  | ACCURAY INC | ACCURAY INC CYBERKNIFE G-4 |  | C0163 | CYBER KNIFE |  |  |  | 04/30/2008 |  |  |  |  | NO | NO |  |  |  |  | ACCURAY INC 10345407 C0163 |  |  | Disposition |  | CD:10:10:CE:D0:00 |  | High Risk | 4M:00-MFG | 10/01/2019 | 02/01/2020 | COOPER AMBULATORY OFF-SITES |  |  | SUITE C |  | CINDY BAPTISTA
|  | ACCUVEIN, LLC | ACCUVEIN, LLC AV400 |  | Av18020024 | CDU - CLINICAL DECISION UNIT-9 KELEMEN |  |  |  | 10/16/2019 |  |  |  |  | NO | NO |  |  |  |  | ACCUVEIN, LLC 11222007 Av18020024 |  |  | Disposition |  |  |  | Equipment | PAAR:00-PVAR | 10/16/2019 | 10/16/2019 | COOPER UNIVERSITY HOSPITAL |  |  | Performance Verification | WOT00000000649291 | KAREN GRUBER | Performance Verification | Closed | Richard Jolly | 10/16/2019 | 10/16/2019 | Performance Verification for ACCUVEIN, LLC 11222007 Av18020024 | Initial Install of Performance Verification. Device is ready for patient use. |  |  | 10/16/2019 | 10/16/2019
|  | ACCUVEIN, LLC | ACCUVEIN, LLC AV400 |  | AV17390101 | KELEMEN 8 PCU |  |  |  | 10/16/2019 |  |  |  |  | NO | NO |  |  |  |  | ACCUVEIN, LLC 11208360 AV17390101 |  |  | Disposition |  |  |  | Equipment | PAAR:00-PVAR | 10/16/2019 | 10/16/2019 | COOPER UNIVERSITY HOSPITAL |  |  | PCU N8 closet | WOT00000002883975 | BYRON WELLS | Repair | Closed | Michael Youch | 10/16/2019 | 10/16/2019 | vein finder - not working, wont scan even when charged | Shay is ordering a replacement AV500 under her budget as a better alternative to putting more money into older model. Dispositioned from Work Order Task WOT00000003252939 CEID: 11208360 | EXP3189635 | Labor | 10/16/2019 | 10/16/2019 | Michael Youch
|  | ACCUVEIN, LLC | ACCUVEIN, LLC AV400 |  | AV14280134 | KELEMEN 9 |  |  |  | 10/16/2019 |  |  |  |  | NO | NO |  |  |  |  | ACCUVEIN, LLC 11208175 AV14280134 |  |  | Disposition |  | 99:99:99:99:99:99 |  | Equipment | PAAR:00-PVAR | 10/16/2019 | 10/16/2019 | COOPER UNIVERSITY HOSPITAL |  |  |  | WOT00000001293578 | LAURA ZIMMERMAN | Performance Verification | Closed | Michael Youch | 10/16/2019 | 10/16/2019 | Performance Verification for ACCUVEIN, LLC 11208175 AV14280134 | Initial Install of Performance Verification. Device is ready for patient use. |  |  | 10/16/2019 | 10/16/2019
|  | ACCUVEIN, LLC | ACCUVEIN, LLC AV400 |  | AV16360111 | KELEMEN N6 |  |  | not the one they have | 12/08/2017 |  |  |  |  | NO | NO |  |  |  |  | ACCUVEIN, LLC 10769639 AV16360111 |  |  | Active |  | 99:99:99:99:99:99 |  | Equipment | PAAR:00-PVAR | 10/31/2019 |  | COOPER UNIVERSITY HOSPITAL |  |  |  | 0012493731 | Susan Cannon | Performance Verification | Closed | Josh Harris | 12/08/2017 | 12/08/2017 | INCOMING INVENTORY | DEVICE INVENTORIED | CF8A660B-F322-4665-A900-A2D864CF242B | Labor | 12/08/2017 | 12/08/2017 | Josh Harris
|  | ACCUVEIN, LLC | ACCUVEIN, LLC AV400 |  | AV16210060 | MD ANDERSON INPATIENT ONCOLOGY |  |  |  | 07/11/2016 |  |  |  |  | NO | NO |  |  |  |  | ACCUVEIN, LLC 10480495 AV16210060 |  |  | Disposition |  |  |  | Equipment | PAAR:00-PVAR | 10/16/2019 |  | COOPER UNIVERSITY HOSPITAL |  |  |  |  | MIRIAM ZIEGLER
|  | ACCUVEIN, LLC | ACCUVEIN, LLC AV400 |  | AV15120169 | KELEMEN N10 |  |  |  | 10/16/2019 |  |  |  |  | NO | NO |  |  |  |  | ACCUVEIN, LLC 30294992 AV15120169 |  |  | Disposition |  |  |  | Equipment | PAAR:00-PVAR | 10/16/2019 | 10/16/2019 | COOPER UNIVERSITY HOSPITAL |  |  | K10 | WOT00000002517241 | Lisa Brooks | Repair | Closed | Salvatore Bombara | 10/16/2019 | 10/16/2019 | Vein Finder - Gives error message "SNAV15120169" and the red light won't turn on | confirm. received service call while on-call. retrieved unit during normal business hours. Determined that unit has an error of 028. Worked with tech support and determined that this is an impact error. Caroline sent an email with repair options. Per Director Patrick D'Andrea, repair is on hold due to the Hospital possible purchasing upgraded models. see attachment for repair options. Per Patrick D'Andrea. This unit will not be repair/replaced. Retire unit. | EXP3158559 | Labor | 10/16/2019 | 10/16/2019 | Salvatore Bombara
|  | ACCUVEIN, LLC | ACCUVEIN, LLC AV400 |  | AV16480062 | KELEMEN 9 |  |  |  | 10/16/2019 |  |  |  |  | NO | NO |  |  |  |  | ACCUVEIN, LLC 30286022 AV16480062 |  |  | Disposition |  | 99:99:99:99:99:99 |  | Equipment | PAAR:00-PVAR | 10/16/2019 | 10/16/2019 | COOPER UNIVERSITY HOSPITAL |  |  | Performance Verification | WOT00000000775657 | LAURA ZIMMERMAN | Performance Verification | Closed | Richard Jolly | 10/16/2019 | 10/16/2019 | Performance Verification for ACCUVEIN, LLC 30286022 AV16480062 | Initial Install of Performance Verification. Device is ready for patient use. |  |  | 10/16/2019 | 10/16/2019
|  | ACCUVEIN, LLC | ACCUVEIN, LLC AV400 |  | AV14310023 | KELEMEN N10 |  |  | reported missing | 10/31/2019 |  |  |  |  | NO | NO |  |  |  |  | ACCUVEIN, LLC 30225152 AV14310023 |  |  | Active |  | 99:99:99:99:99:99 |  | Equipment | PAAR:00-PVAR | 10/31/2019 | 10/31/2019 | COOPER UNIVERSITY HOSPITAL |  |  | KELLEMEN N/S 10 | WOT00000001270030 | Lisa Brooks | Performance Verification | Closed | Zhan Kiselev | 10/31/2019 | 10/31/2019 | Performance Verification for ACCUVEIN, LLC 30225152 AV14310023 | Initial Install of Performance Verification. Device is ready for patient use. |  |  | 10/31/2019 | 10/31/2019
|  | ACCUVEIN, LLC | ACCUVEIN, LLC AV400 |  | AV16100009 | KELEMEN 9 |  |  |  | 10/31/2019 |  |  |  |  | NO | NO |  |  |  |  | ACCUVEIN, LLC 30146414 AV16100009 |  |  | Active |  | 99:99:99:99:99:99 |  | Equipment | PAAR:00-PVAR | 10/31/2019 | 10/31/2019 | COOPER UNIVERSITY HOSPITAL |  |  |  |  | LAURA ZIMMERMAN |  |  |  | 10/31/2019 | 10/31/2019 |  |  |  |  | 10/31/2019 | 10/31/2019
|  | ACCUVEIN, LLC | ACCUVEIN, LLC AV400 |  | AV14250076 | INTENSIVE CARE NURSERY |  |  |  | 11/02/2019 |  |  |  |  | NO | NO |  |  |  |  | ACCUVEIN, LLC 30143579 AV14250076 |  |  | Disposition |  | 99:99:99:99:99:99 |  | Equipment | PAAR:00-PVAR | 11/02/2019 | 11/02/2019 | COOPER UNIVERSITY HOSPITAL |  |  | D5 nicu | 0012264385 | JOANNE FOX | Repair | Closed | Gene Amodei | 11/02/2019 | 11/02/2019 | VEIN FINDER - HAS STRANGE ERROR INTERMITTENTLY - PICU KEL 6FL DESK | 10/5/2017 8:52:39 AM MDYOUCH (MDYOUCH 10/5/2017 8:00 AM) MAKE ARRANGEMENTS FOR FACTORY REPAIR. 10/5/2017 12:52:30 PM MDYOUCH case # CMP-14873 10/5/2017 12:53:55 PM MDYOUCH Accuvein does not repair these; only offers replacement, refurb or brand new. 10/6/2017 2:36:41 PM MDYOUCH (MDYOUCH 10/6/2017 1:00 PM) PACKED UP AND SHIPPED TO ACCUVEIN AS PER THEIR EMAIL AND UPS SHIPPING LABEL. RMA 14279, TRK: 1Z Y86 A56 90 9744 8161 10/23/2017 3:36:02 PM GRAMODEI shipped out broken unit, awaiting Still for replacement 10/23/2017 4:01:21 PM GRAMODEI (GRAMODEI 10/18/2017 8:15 AM) RECEIVED REPAIRED UNIT RTS | 6ED880B7-8304-4906-A2DB-AE8CC46BAF33 | Labor | 11/02/2019 | 11/02/2019 | Michael Youch
|  | ACCUVEIN, LLC | ACCUVEIN, LLC AV400 |  | AV16010028 | KELEMEN 8 PCU |  |  |  | 10/16/2019 |  |  |  |  | NO | NO |  |  |  |  | ACCUVEIN, LLC 30142191 AV16010028 |  |  | Disposition |  | 99:99:99:99:99:99 |  | Equipment | PAAR:00-PVAR | 10/16/2019 | 10/16/2019 | COOPER UNIVERSITY HOSPITAL |  |  | N/S 8 |  | BYRON WELLS |  |  |  | 10/16/2019 | 10/16/2019 |  |  |  |  | 10/16/2019 | 10/16/2019
|  | ACCUVEIN, LLC | ACCUVEIN, LLC AV400 |  | AV16010023 | SURGICAL CARE UNIT |  |  |  | 10/16/2019 |  |  |  |  | NO | NO |  |  |  |  | ACCUVEIN, LLC 30142189 AV16010023 |  |  | Disposition |  | 99:99:99:99:99:99 |  | Equipment | PAAR:00-PVAR | 10/16/2019 | 10/16/2019 | COOPER UNIVERSITY HOSPITAL |  |  | SAME DAY SURGERY |  | Lisa Geoghegan |  |  |  | 10/16/2019 | 10/16/2019 |  |  |  |  | 10/16/2019 | 10/16/2019
|  | ACCUVEIN, LLC | ACCUVEIN, LLC AV400 |  | AV15520052 | CDU - CLINICAL DECISION UNIT-9 KELEMEN |  |  |  | 10/16/2019 |  |  |  |  | NO | NO |  |  |  |  | ACCUVEIN, LLC 30142188 AV15520052 |  |  | Disposition |  |  |  | Equipment | PAAR:00-PVAR | 10/16/2019 | 10/16/2019 | COOPER UNIVERSITY HOSPITAL |  |  | CDU |  | KAREN GRUBER |  |  |  | 10/16/2019 | 10/16/2019 |  |  |  |  | 10/16/2019 | 10/16/2019
|  | ACCUVEIN, LLC | ACCUVEIN, LLC AV400 |  | AV16010030 | KELEMEN 9 |  |  | might be thebroken one | 10/31/2019 |  |  |  |  | NO | NO |  |  |  |  | ACCUVEIN, LLC 30142186 AV16010030 |  |  | Active |  | 99:99:99:99:99:99 |  | Equipment | PAAR:00-PVAR | 10/31/2019 | 10/31/2019 | COOPER UNIVERSITY HOSPITAL |  |  | N/S 9 |  | LAURA ZIMMERMAN |  |  |  | 10/31/2019 | 10/31/2019 |  |  |  |  | 10/31/2019 | 10/31/2019
|  | ACCUVEIN, LLC | ACCUVEIN, LLC AV400 |  | AV15520100 | KELEMEN N10 |  |  |  | 10/16/2019 |  |  |  |  | NO | NO |  |  |  |  | ACCUVEIN, LLC 30142182 AV15520100 |  |  | Disposition |  | 99:99:99:99:99:99 |  | Equipment | PAAR:00-PVAR | 10/16/2019 | 10/16/2019 | COOPER UNIVERSITY HOSPITAL |  |  | N/S 10 |  | Lisa Brooks |  |  |  | 10/16/2019 | 10/16/2019 |  |  |  |  | 10/16/2019 | 10/16/2019
|  | ACER/ACROS | ACER/ACROS V196WL |  | MMLXWRA0014490E402850 | MD ANDERSON AT JFK - LAB |  |  |  | 08/04/2015 |  |  |  |  | NO | NO |  |  |  |  | ACER/ACROS 10480250 MMLXWRA0014490E402850 |  |  | Active |  | 99:99:99:99:99:99 |  | Accessory | PAAR:00-PVAR | 10/31/2019 |  | COOPER AMBULATORY OFF-SITES |  |  | JFK LAB ROOM |  | DALE MORRONE
|  | ACER/ACROS | ACER/ACROS V196WL |  | MMLXWA001449OE4878504 | HEMATOLOGY LAB |  |  |  | 10/31/2019 |  |  |  |  | NO | NO |  |  |  |  | ACER/ACROS 30149679 MMLXWA001449OE4878504 |  |  | Active |  | 99:99:99:99:99:99 |  | Accessory | PAAR:00-PVAR | 10/31/2019 | 10/31/2019 | COOPER AMBULATORY OFF-SITES |  |  | SUITE M |  | DALE MORRONE |  |  |  | 10/31/2019 | 10/31/2019 |  |  |  |  | 10/31/2019 | 10/31/2019
|  | ACI MEDICAL | ACI MEDICAL VENAPULSE |  | PD2-00597 | VOORHEES SURGERY CENTER-RADIOLOGY |  |  |  | 07/03/2019 |  |  |  |  | NO | NO |  |  |  |  | ACI MEDICAL 11200040 PD2-00597 |  |  | Active |  |  |  | Equipment | 1Y:00-MFG | 07/03/2019 | 07/03/2019 | COOPER AMBULATORY OFF-SITES |  |  | RIPPA CENTER & SUITE B | WOT00000003155523 | PAT STIENES | Performance Verification | Closed | Kirk Lis | 07/03/2019 | 07/03/2019 | Performance Verification for ACI MEDICAL 11200040 PD2-00595 | Initial Install of Performance Verification. Device is ready for patient use. |  |  | 07/03/2019 | 07/03/2019
|  | ACI MEDICAL | ACI MEDICAL VENAPULSE |  | PD2-00248 | VOORHEES SURGERY CENTER-SURGERY DEPT |  |  |  | 01/12/2009 |  |  |  |  | NO | NO |  |  |  |  | ACI MEDICAL 10344874 PD2-00248 |  |  | Disposition |  |  |  | Equipment | 1Y:00-MFG | 04/27/2016 | 04/01/2020 | COOPER AMBULATORY OFF-SITES |  |  | SUITE G - VASCULAR LAB CLOSET |  | Theresa Megali
|  | ACMI | ACMI AEH-4 |  | 20843LRD | OPERATING ROOM - PAVILION |  |  | excluded | 06/16/2009 |  |  |  |  | NO | NO |  |  |  |  | ACMI 10346672 20843LRD |  |  | Disposition |  | 99:99:99:99:99:99 |  | High Risk | 6M:00-MFG | 08/20/2019 | 02/01/2020 | COOPER UNIVERSITY HOSPITAL |  |  | Pav OR STORAGE AREA |  | DOMINIC VENDETTA
083525A |  | ACMI | ACMI CE 0344 SHEATH EVUS 22-OB |  | 083525A | CENTRAL STERILE PROCESSING |  |  | excluded | 06/10/2015 |  |  |  |  | NO | NO |  |  |  |  | ACMI 083525A 083525A |  |  | Active |  | 99:99:99:99:99:99 |  | Equipment | PAAR:00-PVAR | 10/31/2019 |  | COOPER UNIVERSITY HOSPITAL |  |  | CENTRAL STERILE PROCESSING |  | GINA GAROZZO
F24617 |  | ACMI | ACMI DUR-8 |  | F24617 | OR - KELEMEN 3 |  |  | excluded | 10/31/2019 |  |  |  |  | NO | NO |  |  |  |  | ACMI F24617 F24617 |  |  | Active |  | 99:99:99:99:99:99 |  | Equipment | PAAR:00-PVAR | 10/31/2019 | 10/31/2019 | COOPER UNIVERSITY HOSPITAL |  |  |  |  | DOMINIC VENDETTA |  |  |  | 10/31/2019 | 10/31/2019 |  |  |  |  | 10/31/2019 | 10/31/2019
F25802 |  | ACMI | ACMI DUR-8 |  | F25802 | OR - KELEMEN 3 |  |  | excluded | 10/31/2019 |  |  |  |  | NO | NO |  |  |  |  | ACMI F25802 F25802 |  |  | Active |  | 99:99:99:99:99:99 |  | Equipment | PAAR:00-PVAR | 10/31/2019 | 10/31/2019 | COOPER UNIVERSITY HOSPITAL |  |  |  |  | DOMINIC VENDETTA |  |  |  | 10/31/2019 | 10/31/2019 |  |  |  |  | 10/31/2019 | 10/31/2019
|  | ACMI | ACMI G27L12A |  |  | CENTRAL STERILE PROCESSING |  |  | excluded | 06/08/2018 |  |  |  |  | NO | NO |  |  |  |  | ACMI 084072 084072 |  |  | Active |  | 99:99:99:99:99:99 |  | Equipment | PAAR:00-PVAR | 10/31/2019 |  | COOPER UNIVERSITY HOSPITAL |  |  |  | WOT00000001033388 | GINA GAROZZO | Performance Verification | Closed | Kenneth Krips | 06/08/2018 | 06/12/2019 | Performance Verification for ACMI 084072 084072 | Initial Install of Performance Verification. Device is ready for patient use.
080684A |  | ACMI | ACMI G27L12A |  | 080684A | OR - KELEMEN 3 |  |  | excluded | 07/31/2015 |  |  |  |  | NO | NO |  |  |  |  | ACMI 080684A 080684A |  |  | Active | 080684A | 99:99:99:99:99:99 |  | Equipment | PAAR:00-PVAR | 10/31/2019 |  | COOPER UNIVERSITY HOSPITAL |  |  | csp |  | DOMINIC VENDETTA
|  | ACMI | ACMI G27L30WA |  |  | CENTRAL STERILE PROCESSING |  |  | excluded | 04/18/2019 |  |  |  |  | NO | NO |  |  |  |  | ACMI 107546 107546 |  |  | Active |  |  |  | Equipment | PAAR:00-PVAR | 10/31/2019 |  | COOPER UNIVERSITY HOSPITAL |  |  | BASEMENT | WOT00000002538972 | GINA GAROZZO | Performance Verification | Closed | Kenneth Krips | 04/18/2019 | 07/02/2019 | CEID Record Completion for UNMATCHED 107546 107546 | SCOPE INVENTORIED FOR CSP/O.R. | EXP2732790 | Labor | 04/18/2019 | 04/18/2019 | Kenneth Krips
|  | ACMI | ACMI G27L30WA |  |  | CENTRAL STERILE PROCESSING |  |  | excluded | 06/10/2015 |  |  |  |  | NO | NO |  |  |  |  | ACMI 074043 074043 |  |  | Active |  | 99:99:99:99:99:99 |  | Equipment | PAAR:00-PVAR | 10/31/2019 |  | COOPER UNIVERSITY HOSPITAL |  |  |  | 0011645396 | GINA GAROZZO | Preventative Maintenance | Closed | Bonnie Aichroth | 05/18/2017 | 05/18/2017 | PERFORMANCE ASSURANCE AT INVENTORY | INVENTORIED DEVICE AND ENSURED DEVICE WAS FUNCTIONING PROPERLY. | 24382775-6FC4-498B-8DE1-14F292FAC283 | Labor | 05/17/2017 | 05/17/2017 | Kenneth Krips
ACMI M3-0/062347 |  | ACMI | ACMI M3-0 |  |  | OR - KELEMEN 3 |  |  | excluded | 11/02/2019 |  |  |  |  | NO | NO |  |  |  |  | ACMI ACMI M3-0/062347 062347 |  |  | Disposition |  | 99:99:99:99:99:99 |  | Equipment | PAAR:00-PVAR | 11/02/2019 | 11/02/2019 | COOPER UNIVERSITY HOSPITAL |  |  |  | WOT00000000536982 | DOMINIC VENDETTA | Disposition | Closed | Josh Harris | 11/02/2019 | 11/02/2019 | Bulk Disposition CNL | Notification sent to technician and manager that this CEID has been marked as Could Not Locate (CNL). 33% SLA Warning: Notification sent to technician and manager that this CEID has been marked as Could Not Locate (CNL) for 30 days. 66% SLA Warning: Notification sent to technician and manager that this CEID has been marked as Could Not Locate (CNL) for 60 days. 99% SLA Warning: Notification sent to technician and manager that this CEID has been marked as Could Not Locate (CNL) for 90 days. | EXP3592461 | Labor | 11/02/2019 | 11/02/2019 | Josh Harris
|  | ACMI | ACMI M3-0 |  |  | SPD |  |  | excluded | 09/21/2015 |  |  |  |  | NO | NO |  |  |  |  | ACMI 043595 043595 |  |  | Disposition |  | 99:99:99:99:99:99 |  | Equipment | PAAR:00-PVAR | 10/16/2019 |  | COOPER UNIVERSITY HOSPITAL |  |  |  |  | David Frye
|  | ACMI | ACMI M3-0A |  |  | CENTRAL STERILE PROCESSING |  |  | excluded | 10/31/2019 |  |  |  |  | NO | NO |  |  |  |  | ACMI 744398 744398 |  |  | Active |  |  |  | Equipment | PAAR:00-PVAR | 10/31/2019 | 10/31/2019 | COOPER UNIVERSITY HOSPITAL |  |  | BASEMENT | WOT00000002504701 | GINA GAROZZO | Performance Verification | Closed | Kenneth Krips | 10/31/2019 | 10/31/2019 | Performance Verification for ACMI 744398 744398 | Initial Install of Performance Verification. Device is ready for patient use. |  |  | 10/31/2019 | 10/31/2019
|  | ACMI | ACMI M3-12A |  |  | VOORHEES SURGERY CENTER-SURGERY DEPT |  |  | excluded | 10/31/2019 |  |  |  |  | NO | NO |  |  |  |  | ACMI 777139 777139 |  |  | Active |  | 99:99:99:99:99:99 |  | Equipment | PAAR:00-PVAR | 10/31/2019 | 10/31/2019 | COOPER AMBULATORY OFF-SITES |  |  | SUITE E |  | Theresa Megali |  |  |  | 10/31/2019 | 10/31/2019 |  |  |  |  | 10/31/2019 | 10/31/2019
|  | ACMI | ACMI M3-12A |  |  | CENTRAL STERILE PROCESSING |  |  | excluded | 10/31/2019 |  |  |  |  | NO | NO |  |  |  |  | ACMI 775764 775764 |  |  | Active |  | 99:99:99:99:99:99 |  | Equipment | PAAR:00-PVAR | 10/31/2019 | 10/31/2019 | COOPER UNIVERSITY HOSPITAL |  |  |  | WOT00000000774249 | GINA GAROZZO | Performance Verification | Closed | Kenneth Krips | 10/31/2019 | 10/31/2019 | Performance Verification for ACMI 775764 775764 | Initial Install of Performance Verification. Device is ready for patient use. |  |  | 10/31/2019 | 10/31/2019
|  | ACMI | ACMI M3-12A |  |  | SPD |  |  | excluded | 10/31/2019 |  |  |  |  | NO | NO |  |  |  |  | ACMI 775724 775724 |  |  | Active |  | 99:99:99:99:99:99 |  | Equipment | PAAR:00-PVAR | 10/31/2019 | 10/31/2019 | COOPER UNIVERSITY HOSPITAL |  |  |  |  | David Frye |  |  |  | 10/31/2019 | 10/31/2019 |  |  |  |  | 10/31/2019 | 10/31/2019
|  | ACMI | ACMI M3-12A |  | Not Known | VOORHEES SURGERY CENTER-SURGERY DEPT |  |  | excluded | 10/31/2019 |  |  |  |  | NO | NO |  |  |  |  | ACMI 771091 Not Known |  |  | Active |  | 99:99:99:99:99:99 |  | Equipment | PAAR:00-PVAR | 10/31/2019 | 10/31/2019 | COOPER AMBULATORY OFF-SITES |  |  |  | 0012461767 | Theresa Megali | Preventative Maintenance | Closed | Charles Santomero | 10/31/2019 | 10/31/2019 | PERFORMANCE ASSURANCE AT INVENTORY | INVENTORIED DEVICE AND ENSURED DEVICE WAS FUNCTIONING PROPERLY. | B295907B-F9CD-4C0C-99F8-E7F5D68188D1 | Labor | 10/31/2019 | 10/31/2019 | Kenneth Krips
|  | ACMI | ACMI M3-12A |  |  | VOORHEES SURGERY CENTER-SURGERY DEPT |  |  | excluded | 10/31/2019 |  |  |  |  | NO | NO |  |  |  |  | ACMI 766111 766111 |  |  | Active |  | 99:99:99:99:99:99 |  | Equipment | PAAR:00-PVAR | 10/31/2019 | 10/31/2019 | COOPER AMBULATORY OFF-SITES |  |  |  |  | Theresa Megali |  |  |  | 10/31/2019 | 10/31/2019 |  |  |  |  | 10/31/2019 | 10/31/2019
|  | ACMI | ACMI M3-12A |  |  | VOORHEES SURGERY CENTER-SURGERY DEPT |  |  | excluded | 10/31/2019 |  |  |  |  | NO | NO |  |  |  |  | ACMI 756306 756306 |  |  | Active |  | 99:99:99:99:99:99 |  | Equipment | PAAR:00-PVAR | 10/31/2019 | 10/31/2019 | COOPER AMBULATORY OFF-SITES |  |  |  |  | Theresa Megali |  |  |  | 10/31/2019 | 10/31/2019 |  |  |  |  | 10/31/2019 | 10/31/2019
|  | ACMI | ACMI M3-12A GOLD |  |  | CENTRAL STERILE PROCESSING |  |  | excluded | 10/31/2019 |  |  |  |  | NO | NO |  |  |  |  | ACMI 776170 776170 |  |  | Active |  | 99:99:99:99:99:99 |  | Equipment | PAAR:00-PVAR | 10/31/2019 | 10/31/2019 | COOPER UNIVERSITY HOSPITAL |  |  |  |  | GINA GAROZZO |  |  |  | 10/31/2019 | 10/31/2019 |  |  |  |  | 10/31/2019 | 10/31/2019
|  | ACMI | ACMI M3-12A GOLD |  |  | CENTRAL STERILE PROCESSING |  |  | excluded | 10/31/2019 |  |  |  |  | NO | NO |  |  |  |  | ACMI 767462 767462 |  |  | Active |  | 99:99:99:99:99:99 |  | Equipment | PAAR:00-PVAR | 10/31/2019 | 10/31/2019 | COOPER UNIVERSITY HOSPITAL |  |  |  |  | GINA GAROZZO |  |  |  | 10/31/2019 | 10/31/2019 |  |  |  |  | 10/31/2019 | 10/31/2019
|  | ACMI | ACMI M3-30 |  |  | VOORHEES SURGERY CENTER-OPERATING ROOM |  |  | excluded | 06/10/2015 |  |  |  |  | NO | NO |  |  |  |  | ACMI 044039 044039 |  |  | Active |  | 99:99:99:99:99:99 |  | Equipment | PAAR:00-PVAR | 10/31/2019 |  | COOPER AMBULATORY OFF-SITES |  |  |  | 0011639515 | JENNIFER BOMBARO | Performance Verification | Closed | Bonnie Aichroth | 05/16/2017 | 05/16/2017 | INCOMING INVENTORY | DEVICE INVENTORIED | CE1C6131-53FB-44FE-A99B-562A59CCF7E3 | Labor | 05/16/2017 | 05/16/2017 | Bonnie Aichroth
ACMI M3-30A GOLD/774326 |  | ACMI | ACMI M3-30A |  |  | OR - KELEMEN 3 |  |  | excluded | 11/02/2019 |  |  |  |  | NO | NO |  |  |  |  | ACMI ACMI M3-30A GOLD/774326 774326 |  |  | Active |  | 99:99:99:99:99:99 |  | Equipment | PAAR:00-PVAR | 11/02/2019 | 11/02/2019 | COOPER UNIVERSITY HOSPITAL |  |  |  | WOT00000000519144 | DOMINIC VENDETTA | Disposition | Closed | Kenneth Krips | 11/02/2019 | 11/02/2019 | Bulk Disposition CNL |  |  |  | 11/02/2019 | 11/02/2019
ACMI M3-30A GOLD/774832 |  | ACMI | ACMI M3-30A |  |  | OR - KELEMEN 3 |  |  | excluded | 11/02/2019 |  |  |  |  | NO | NO |  |  |  |  | ACMI ACMI M3-30A GOLD/774832 774832 |  |  | Active |  | 99:99:99:99:99:99 |  | Equipment | PAAR:00-PVAR | 11/02/2019 | 11/02/2019 | COOPER UNIVERSITY HOSPITAL |  |  |  | WOT00000000519146 | DOMINIC VENDETTA | Disposition | Closed | Kenneth Krips | 11/02/2019 | 11/02/2019 | Bulk Disposition CNL |  |  |  | 11/02/2019 | 11/02/2019
ACMI M3-30A GOLD/773613 |  | ACMI | ACMI M3-30A |  |  | OR - KELEMEN 3 |  |  | excluded | 11/02/2019 |  |  |  |  | NO | NO |  |  |  |  | ACMI ACMI M3-30A GOLD/773613 773613 |  |  | Active |  | 99:99:99:99:99:99 |  | Equipment | PAAR:00-PVAR | 11/02/2019 | 11/02/2019 | COOPER UNIVERSITY HOSPITAL |  |  |  | WOT00000000519141 | DOMINIC VENDETTA | Disposition | Closed | Kenneth Krips | 11/02/2019 | 11/02/2019 | Bulk Disposition CNL |  |  |  | 11/02/2019 | 11/02/2019
|  | ACMI | ACMI M3-30A |  |  | CENTRAL STERILE PROCESSING |  |  | excluded | 10/31/2019 |  |  |  |  | NO | NO |  |  |  |  | ACMI 780965 780965 |  |  | Active |  | 99:99:99:99:99:99 |  | Equipment | PAAR:00-PVAR | 10/31/2019 | 10/31/2019 | COOPER UNIVERSITY HOSPITAL |  |  |  | 0011481195 | GINA GAROZZO | Performance Verification | Closed | Bonnie Aichroth | 10/31/2019 | 10/31/2019 | INCOMING INVENTORY | DEVICE INVENTORIED | 7BF15A29-70AB-4CD6-AF09-A746F9113CB1 | Labor | 10/31/2019 | 10/31/2019 | Bonnie Aichroth
|  | ACMI | ACMI M3-30A |  |  | CENTRAL STERILE PROCESSING |  |  | excluded | 10/31/2019 |  |  |  |  | NO | NO |  |  |  |  | ACMI 780513 780513 |  |  | Active |  | 99:99:99:99:99:99 |  | Equipment | PAAR:00-PVAR | 10/31/2019 | 10/31/2019 | COOPER UNIVERSITY HOSPITAL |  |  |  |  | GINA GAROZZO |  |  |  | 10/31/2019 | 10/31/2019 |  |  |  |  | 10/31/2019 | 10/31/2019
|  | ACMI | ACMI M3-30A |  | Not Known | VOORHEES SURGERY CENTER-OPERATING ROOM |  |  | excluded | 10/31/2019 |  |  |  |  | NO | NO |  |  |  |  | ACMI 780502 Not Known |  |  | Active |  | 99:99:99:99:99:99 |  | Equipment | PAAR:00-PVAR | 10/31/2019 | 10/31/2019 | COOPER AMBULATORY OFF-SITES |  |  |  | 0012396914 | JENNIFER BOMBARO | Repair | Closed | Kenneth Krips | 10/31/2019 | 10/31/2019 | CYSTOSCOPE - BLURRY - TMX | 11/10/2017 11:09:57 AM KMKRIPS REPAIRS: OBJECTIVE OPTICAL RELAY SYSTEM - OCULAR LIGHT CONE - DISTAL WINDOW-VIDEO COUPLER-REFIBER MARKER PLATE-LENS RETAINER-EYEPIECE-EYEPIECE WINDOW-LIGHT POST BODY TUBING. COST: $570.00 THIS SCOPE BELONGS TO SUITE E - JASON P. SENT THIS IN FOR REPAIR. 11/13/2017 8:20:31 AM KMKRIPS PURCHASE ORDER REQUESTED 11/13/2017 2:48:06 PM KMKRIPS PURCHASE ORDER #: TMX1097250 11/16/2017 1:47:38 PM KMKRIPS THIS SCOPE HAS BEEN RETURNED BACK FROM IMS AND SENT BACK TO JASON PIEATARIEN @ VOORHEES. | 47ACC6DB-1BB8-46BF-B34A-98B130856B2F | Vendor Labor | 10/31/2019 | 10/31/2019 | VENDOR
|  | ACMI | ACMI M3-30A |  |  | OR - KELEMEN 3 |  |  | excluded | 10/31/2019 |  |  |  |  | NO | NO |  |  |  |  | ACMI 776050 776050 |  |  | Active |  | 99:99:99:99:99:99 |  | Equipment | PAAR:00-PVAR | 10/31/2019 | 10/31/2019 | COOPER UNIVERSITY HOSPITAL |  |  |  |  | DOMINIC VENDETTA |  |  |  | 10/31/2019 | 10/31/2019 |  |  |  |  | 10/31/2019 | 10/31/2019
|  | ACMI | ACMI M3-30A |  |  | CENTRAL STERILE PROCESSING |  |  | excluded | 10/31/2019 |  |  |  |  | NO | NO |  |  |  |  | ACMI 776042 776042 |  |  | Active |  | 99:99:99:99:99:99 |  | Equipment | PAAR:00-PVAR | 10/31/2019 | 10/31/2019 | COOPER UNIVERSITY HOSPITAL |  |  |  | 0011884632 | GINA GAROZZO | Performance Verification | Closed | Bonnie Aichroth | 10/31/2019 | 10/31/2019 | INCOMING INVENTORY | DEVICE INVENTORIED | DFC382D2-5635-4354-A77F-F8B16E6541CB | Labor | 10/31/2019 | 10/31/2019 | Bonnie Aichroth
|  | ACMI | ACMI M3-30A |  |  | CENTRAL STERILE PROCESSING |  |  | excluded | 10/31/2019 |  |  |  |  | NO | NO |  |  |  |  | ACMI 775640 775640 |  |  | Active |  | 99:99:99:99:99:99 |  | Equipment | PAAR:00-PVAR | 10/31/2019 | 10/31/2019 | COOPER UNIVERSITY HOSPITAL |  |  |  |  | GINA GAROZZO |  |  |  | 10/31/2019 | 10/31/2019 |  |  |  |  | 10/31/2019 | 10/31/2019
|  | ACMI | ACMI M3-30A |  |  | OR - KELEMEN 3 |  |  | excluded | 10/31/2019 |  |  |  |  | NO | NO |  |  |  |  | ACMI 773615 773615 |  |  | Active |  | 99:99:99:99:99:99 |  | Equipment | PAAR:00-PVAR | 10/31/2019 | 10/31/2019 | COOPER UNIVERSITY HOSPITAL |  |  |  |  | DOMINIC VENDETTA |  |  |  | 10/31/2019 | 10/31/2019 |  |  |  |  | 10/31/2019 | 10/31/2019
|  | ACMI | ACMI M3-30A |  |  | OPERATING ROOM - PAVILION |  |  | excluded | 10/31/2019 |  |  |  |  | NO | NO |  |  |  |  | ACMI 767397 767397 |  |  | Active |  | 99:99:99:99:99:99 |  | Equipment | PAAR:00-PVAR | 10/31/2019 | 10/31/2019 | COOPER UNIVERSITY HOSPITAL |  |  |  |  | DOMINIC VENDETTA |  |  |  | 10/31/2019 | 10/31/2019 |  |  |  |  | 10/31/2019 | 10/31/2019
745174A |  | ACMI | ACMI M3-30A |  | 745174A | VOORHEES SURGERY CENTER-OPERATING ROOM |  |  | excluded | 10/31/2019 |  |  |  |  | NO | NO |  |  |  |  | ACMI 745174A 745174A |  |  | Active |  | 99:99:99:99:99:99 |  | Equipment | PAAR:00-PVAR | 10/31/2019 | 10/31/2019 | COOPER AMBULATORY OFF-SITES |  |  |  | 0011179157 | JENNIFER BOMBARO | Repair | Closed | Kenneth Krips | 10/31/2019 | 10/31/2019 | CYSTOSCOPE - CLOUDY | 2/6/2017 10:46:18 AM KMKRIPS REPAIRS: OBJECTIVE OPTICAL RELAY SYSTEM - OCULAR LIGHT CONE - DISTAL WINDOW - VIDEO COUPLER - REFIBER MARKER PLATE - LENS RETAINER - EYEPIECE - EYPPIECE WINDOW - LIGHT POST BODY TUBING. COST: $570.00 2/6/2017 11:07:26 AM KMKRIPS PURCHASE ORDER #: TMXC0984521 2/13/2017 8:31:53 AM KMKRIPS THIS SCOPE HAS BEEN RETURNED BACK FROM IMS AND DELIVERED BACK TO VOORHEES SURGERY TO JASON PIEATARIEN. | 87403D59-3A8D-4480-A55B-A6798E6AC32C | Vendor Labor | 10/31/2019 | 10/31/2019 | VENDOR
|  | ACMI | ACMI M3-30A |  |  | VOORHEES SURGERY CENTER-SURGERY DEPT |  |  | excluded | 10/31/2019 |  |  |  |  | NO | NO |  |  |  |  | ACMI 745174 745174 |  |  | Active |  | 99:99:99:99:99:99 |  | Equipment | PAAR:00-PVAR | 10/31/2019 | 10/31/2019 | COOPER AMBULATORY OFF-SITES |  |  |  |  | Theresa Megali |  |  |  | 10/31/2019 | 10/31/2019 |  |  |  |  | 10/31/2019 | 10/31/2019
M3-30A GOLD/779431 |  | ACMI | ACMI M3-30A GOLD |  |  | OR - KELEMEN 3 |  |  | excluded | 11/02/2019 |  |  |  |  | NO | NO |  |  |  |  | ACMI M3-30A GOLD/779431 779431 |  |  | Disposition |  | 99:99:99:99:99:99 |  | Equipment | PAAR:00-PVAR | 11/02/2019 | 11/02/2019 | COOPER UNIVERSITY HOSPITAL |  |  |  | 0011475533 | DOMINIC VENDETTA | Repair | Closed | Kenneth Krips | 11/02/2019 | 11/02/2019 | CYSTOSCOPE - DAMAGED, REPAIR EXCHANGE - TMX | 4/12/2017 9:51:05 AM KMKRIPS THIS DEVICE IS BEYOND REPAIR DUE TO THE NATURE OF THE SEVERITY OF THE DAMAGE. COST: $850.00 JOE DRUCTOR HAS APPROVED THIS REPAIR. A COPY OF THE REPAIR ESTIMATE HAS BEEN GIVEN TO B. AICHROTH TO GENERATE A REQUISITION TO REQUEST A CUH PURCHASE ORDER. 4/12/2017 10:06:17 AM KMKRIPS IMS REPAIR REPORT ATTACHED 4/18/2017 11:06:43 AM KMKRIPS CUH PURCHASE ORDER #: 1213204655 5/31/2017 8:06:47 AM KMKRIPS THIS SCOPE WAS REPLACED WITH SERIAL NUMBER 780965 AND PUT INTO SERVICE. | 7DA05DFB-8687-46CB-A65B-C28EA90CC480 | Labor | 11/02/2019 | 11/02/2019 | Kenneth Krips
M3 30A GOLD/780502 |  | ACMI | ACMI M3-30A GOLD |  |  | OR - KELEMEN 3 |  |  | excluded | 11/01/2019 |  |  |  |  | NO | NO |  |  |  |  | ACMI M3 30A GOLD/780502 780502 |  |  | Active |  | 99:99:99:99:99:99 |  | Equipment | PAAR:00-PVAR | 11/01/2019 | 11/01/2019 | COOPER UNIVERSITY HOSPITAL |  |  |  |  | DOMINIC VENDETTA |  |  |  | 11/01/2019 | 11/01/2019 |  |  |  |  | 11/01/2019 | 11/01/2019
ACMI-MC-30A GOLD/775679 |  | ACMI | ACMI M3-30A GOLD |  |  | OR - KELEMEN 3 |  |  | excluded | 11/02/2019 |  |  |  |  | NO | NO |  |  |  |  | ACMI ACMI-MC-30A GOLD/775679 775679 |  |  | Active |  | 99:99:99:99:99:99 |  | Equipment | PAAR:00-PVAR | 11/02/2019 | 11/02/2019 | COOPER UNIVERSITY HOSPITAL |  |  |  |  | DOMINIC VENDETTA |  |  |  | 11/02/2019 | 11/02/2019 |  |  |  |  | 11/02/2019 | 11/02/2019
ACMI M2-30A GOLD/773565 |  | ACMI | ACMI M3-30A GOLD |  |  | OR - KELEMEN 3 |  |  | excluded | 10/31/2019 |  |  |  |  | NO | NO |  |  |  |  | ACMI ACMI M2-30A GOLD/773565 773565 |  |  | Active |  | 99:99:99:99:99:99 |  | Equipment | PAAR:00-PVAR | 10/31/2019 | 10/31/2019 | COOPER UNIVERSITY HOSPITAL |  |  |  |  | DOMINIC VENDETTA |  |  |  | 10/31/2019 | 10/31/2019 |  |  |  |  | 10/31/2019 | 10/31/2019
|  | ACMI | ACMI M3-30A GOLD |  |  | CENTRAL STERILE PROCESSING |  |  | excluded | 10/31/2019 |  |  |  |  | NO | NO |  |  |  |  | ACMI 780624 780624 |  |  | Active |  | 99:99:99:99:99:99 |  | Equipment | PAAR:00-PVAR | 10/31/2019 | 10/31/2019 | COOPER UNIVERSITY HOSPITAL |  |  |  | 0011497433 | GINA GAROZZO | Performance Verification | Closed | Bonnie Aichroth | 10/31/2019 | 10/31/2019 | INCOMING INVENTORY | DEVICE INVENTORIED | 84B18189-6537-40EF-9A4C-00A6C037DE6F | Labor | 10/31/2019 | 10/31/2019 | Bonnie Aichroth
|  | ACMI | ACMI M3-30A GOLD |  |  | CENTRAL STERILE PROCESSING |  |  | excluded | 10/31/2019 |  |  |  |  | NO | NO |  |  |  |  | ACMI 780507 780507 |  |  | Active |  | 99:99:99:99:99:99 |  | Equipment | PAAR:00-PVAR | 10/31/2019 | 10/31/2019 | COOPER UNIVERSITY HOSPITAL |  |  |  |  | GINA GAROZZO |  |  |  | 10/31/2019 | 10/31/2019 |  |  |  |  | 10/31/2019 | 10/31/2019
|  | ACMI | ACMI M3-30A GOLD |  |  | CENTRAL STERILE PROCESSING |  |  | excluded | 10/31/2019 |  |  |  |  | NO | NO |  |  |  |  | ACMI 780497 780497 |  |  | Active |  | 99:99:99:99:99:99 |  | Equipment | PAAR:00-PVAR | 10/31/2019 | 10/31/2019 | COOPER UNIVERSITY HOSPITAL |  |  |  |  | GINA GAROZZO |  |  |  | 10/31/2019 | 10/31/2019 |  |  |  |  | 10/31/2019 | 10/31/2019
|  | ACMI | ACMI M3-30A GOLD |  |  | VOORHEES SURGERY CENTER-OPERATING ROOM |  |  | excluded | 10/31/2019 |  |  |  |  | NO | NO |  |  |  |  | ACMI 776354 776354 |  |  | Active |  | 99:99:99:99:99:99 |  | Equipment | PAAR:00-PVAR | 10/31/2019 | 10/31/2019 | COOPER AMBULATORY OFF-SITES |  |  |  | 0011639595 | JENNIFER BOMBARO | Repair | Closed | Kenneth Krips | 10/31/2019 | 10/31/2019 | CYSTOSCOPE - CRACKED LENS - TMX | 5/16/2017 11:45:40 AM KMKRIPS REPAIRS: OBJECTIVE OPTICAL RELAY SYSTEM - OCULAR LIGHT CONE -DISTAL WINDOW - VIDEO COUPLER - REFIBER MARKER PLATE - LENS RETAINER - EYEPIECE - EYEPIECE WINDOW - LIGHT POST BODY TUBING. COST: $570.00 5/16/2017 11:55:11 AM KMKRIPS PURCHASE ORDER REQUESTED 5/17/2017 10:11:38 AM KMKRIPS PURCHASE ORDER #: TMX1027378 5/23/2017 1:26:08 PM KMKRIPS THIS SCOPE HAS BEEN SENT BACK FROM IMS AND DELIVERED BACK TO JASON PIEATARIEN AT THE VOORHEES SURGERY CTR. SUITE E. | B6B07D4D-87E1-489B-9B50-E1B1FF8D2A3A | Labor | 10/31/2019 | 10/31/2019 | Kenneth Krips
|  | ACMI | ACMI M3-30A GOLD |  |  | OR - KELEMEN 3 |  |  | excluded | 10/31/2019 |  |  |  |  | NO | NO |  |  |  |  | ACMI 775350 775350 |  |  | Active |  | 99:99:99:99:99:99 |  | Equipment | PAAR:00-PVAR | 10/31/2019 | 10/31/2019 | COOPER UNIVERSITY HOSPITAL |  |  |  |  | DOMINIC VENDETTA |  |  |  | 10/31/2019 | 10/31/2019 |  |  |  |  | 10/31/2019 | 10/31/2019
775000A |  | ACMI | ACMI M3-30A GOLD |  | 775000A | VOORHEES SURGERY CENTER-OPERATING ROOM |  |  | excluded | 10/31/2019 |  |  |  |  | NO | NO |  |  |  |  | ACMI 775000A 775000A |  |  | Active |  | 99:99:99:99:99:99 |  | Equipment | PAAR:00-PVAR | 10/31/2019 | 10/31/2019 | COOPER AMBULATORY OFF-SITES |  |  |  | 0011639679 | JENNIFER BOMBARO | Repair | Closed | Kenneth Krips | 10/31/2019 | 10/31/2019 | CYSTOSCOPE - CRACKED LENS - TMX | 5/16/2017 11:50:20 AM KMKRIPS REPAIRS: OBJECITVE OPTICAL RELAY SYSTEM - OCULAR LIGHT CONE - DISTAL WINDOW - VIDEO COUPLER - REFIBER MARKER PLATE - LENS RETAINER - EYEPIECE - EYEPIECE WINDOW - LIGHT POST BODY TUBING -. COST: $570.00 5/16/2017 11:55:43 AM KMKRIPS PURCHASE ORDER REQUESTED 5/17/2017 10:10:37 AM KMKRIPS PURCHASE ORDER #: TMX1027380 5/23/2017 1:39:41 PM KMKRIPS THIS SCOPE HAS BEEN SENT BACK FROM IMS AND DELIVERED BACK TO JASON PIEATARIEN AT VOORHEES SUITE E. | AF8AD4E7-F475-4A18-AF23-5EEE53E5DF26 | Labor | 10/31/2019 | 10/31/2019 | Kenneth Krips
|  | ACMI | ACMI M3-30A GOLD |  |  | CENTRAL STERILE PROCESSING |  |  | excluded | 10/31/2019 |  |  |  |  | NO | NO |  |  |  |  | ACMI 773365 773365 |  |  | Active |  | 99:99:99:99:99:99 |  | Equipment | PAAR:00-PVAR | 10/31/2019 | 10/31/2019 | COOPER UNIVERSITY HOSPITAL |  |  |  |  | GINA GAROZZO |  |  |  | 10/31/2019 | 10/31/2019 |  |  |  |  | 10/31/2019 | 10/31/2019
|  | ACMI | ACMI M3-30A GOLD |  |  | CENTRAL STERILE PROCESSING |  |  | excluded | 10/31/2019 |  |  |  |  | NO | NO |  |  |  |  | ACMI 749750 749750 |  |  | Active |  | 99:99:99:99:99:99 |  | Equipment | PAAR:00-PVAR | 10/31/2019 | 10/31/2019 | COOPER UNIVERSITY HOSPITAL |  |  |  |  | GINA GAROZZO |  |  |  | 10/31/2019 | 10/31/2019 |  |  |  |  | 10/31/2019 | 10/31/2019
ACMI M3-70A GOLD/775063 |  | ACMI | ACMI M3-70A |  |  | OR - KELEMEN 3 |  |  | excluded | 11/02/2019 |  |  |  |  | NO | NO |  |  |  |  | ACMI ACMI M3-70A GOLD/775063 775063 |  |  | Active |  | 99:99:99:99:99:99 |  | Equipment | PAAR:00-PVAR | 11/02/2019 | 11/02/2019 | COOPER UNIVERSITY HOSPITAL |  |  |  |  | DOMINIC VENDETTA |  |  |  | 11/02/2019 | 11/02/2019 |  |  |  |  | 11/02/2019 | 11/02/2019
ACMI M3-70A GOLD/774686 |  | ACMI | ACMI M3-70A |  |  | OR - KELEMEN 3 |  |  | excluded | 11/02/2019 |  |  |  |  | NO | NO |  |  |  |  | ACMI ACMI M3-70A GOLD/774686 774686 |  |  | Active |  | 99:99:99:99:99:99 |  | Equipment | PAAR:00-PVAR | 11/02/2019 | 11/02/2019 | COOPER UNIVERSITY HOSPITAL |  |  |  |  | DOMINIC VENDETTA |  |  |  | 11/02/2019 | 11/02/2019 |  |  |  |  | 11/02/2019 | 11/02/2019
ACMI M3-70A GOLD/774527 |  | ACMI | ACMI M3-70A |  |  | OR - KELEMEN 3 |  |  | excluded | 11/02/2019 |  |  |  |  | NO | NO |  |  |  |  | ACMI ACMI M3-70A GOLD/774527 774527 |  |  | Active |  | 99:99:99:99:99:99 |  | Equipment | PAAR:00-PVAR | 11/02/2019 | 11/02/2019 | COOPER UNIVERSITY HOSPITAL |  |  |  | 0011036687 | DOMINIC VENDETTA | Repair | Closed | Kenneth Krips | 11/02/2019 | 11/02/2019 | CYSTOSCOPE - BLURRY - TMX | 1/9/2017 11:12:40 AM KMKRIPS REPAIRS: OBJECTIVE OPTICAL RELAY SYSTEM - OCULAR LIGHT CONE - DISTAL WINDOW - VIDEO COUPLER - REFIBER MARKER PLATE - LENS RETAINER - EYEPIECE WINDOW - EYEPIECE - LIGHT POST BODY TUBING. COST: $570.00 PURCHASE ORDER REQUESTED. 1/9/2017 11:54:00 AM KMKRIPS PURCHASE ORDER #: TMX0972197 2/16/2017 4:24:23 PM KMKRIPS THIS SCOPE HAS BEEN RETURNED BACK FROM IMS AND DELIVERED BACK TO CSP. | 716C4BF5-E51D-44F5-BDE0-171E85EEA20A | VS | 11/02/2019 | 11/02/2019 | Kenneth Krips
ACMI M3-70A GOLD/770584 |  | ACMI | ACMI M3-70A |  |  | OR - KELEMEN 3 |  |  | excluded | 11/02/2019 |  |  |  |  | NO | NO |  |  |  |  | ACMI ACMI M3-70A GOLD/770584 770584 |  |  | Active |  | 99:99:99:99:99:99 |  | Equipment | PAAR:00-PVAR | 11/02/2019 | 11/02/2019 | COOPER UNIVERSITY HOSPITAL |  |  |  | WOT00000000519118 | DOMINIC VENDETTA | Disposition | Closed | Kenneth Krips | 11/02/2019 | 11/02/2019 | Bulk Disposition CNL |  |  |  | 11/02/2019 | 11/02/2019
|  | ACMI | ACMI M3-70A |  |  | SPD |  |  | excluded | 10/31/2019 |  |  |  |  | NO | NO |  |  |  |  | ACMI 780430 780430 |  |  | Active |  | 99:99:99:99:99:99 |  | Equipment | PAAR:00-PVAR | 10/31/2019 | 10/31/2019 | COOPER UNIVERSITY HOSPITAL |  |  |  |  | David Frye |  |  |  | 10/31/2019 | 10/31/2019 |  |  |  |  | 10/31/2019 | 10/31/2019
|  | ACMI | ACMI M3-70A |  |  | SPD |  |  | excluded | 10/31/2019 |  |  |  |  | NO | NO |  |  |  |  | ACMI 779432 779432 |  |  | Active |  | 99:99:99:99:99:99 |  | Equipment | PAAR:00-PVAR | 10/31/2019 | 10/31/2019 | COOPER UNIVERSITY HOSPITAL |  |  |  |  | David Frye |  |  |  | 10/31/2019 | 10/31/2019 |  |  |  |  | 10/31/2019 | 10/31/2019
|  | ACMI | ACMI M3-70A |  |  | CENTRAL STERILE PROCESSING |  |  | excluded | 10/31/2019 |  |  |  |  | NO | NO |  |  |  |  | ACMI 776702 776702 |  |  | Active |  | 99:99:99:99:99:99 |  | Equipment | PAAR:00-PVAR | 10/31/2019 | 10/31/2019 | COOPER UNIVERSITY HOSPITAL |  |  |  |  | GINA GAROZZO |  |  |  | 10/31/2019 | 10/31/2019 |  |  |  |  | 10/31/2019 | 10/31/2019
769196A |  | ACMI | ACMI M3-70A |  | 769196A | SPD |  |  | excluded | 10/31/2019 |  |  |  |  | NO | NO |  |  |  |  | ACMI 769196A 769196A |  |  | Active |  | 99:99:99:99:99:99 |  | Equipment | PAAR:00-PVAR | 10/31/2019 | 10/31/2019 | COOPER UNIVERSITY HOSPITAL |  |  |  |  | David Frye |  |  |  | 10/31/2019 | 10/31/2019 |  |  |  |  | 10/31/2019 | 10/31/2019
|  | ACMI | ACMI M3-70A |  |  | SPD |  |  | excluded | 10/16/2019 |  |  |  |  | NO | NO |  |  |  |  | ACMI 767971 767971 |  |  | Disposition |  |  |  | Equipment | PAAR:00-PVAR | 10/16/2019 | 10/16/2019 | COOPER UNIVERSITY HOSPITAL |  |  |  |  | David Frye |  |  |  | 10/16/2019 | 10/16/2019 |  |  |  |  | 10/16/2019 | 10/16/2019
|  | ACMI | ACMI M3-70A |  |  | OR - KELEMEN 3 |  |  | excluded | 10/16/2019 |  |  |  |  | NO | NO |  |  |  |  | ACMI 765301 765301 |  |  | Disposition |  |  |  | Equipment | PAAR:00-PVAR | 10/16/2019 | 10/16/2019 | COOPER UNIVERSITY HOSPITAL |  |  |  |  | DOMINIC VENDETTA |  |  |  | 10/16/2019 | 10/16/2019 |  |  |  |  | 10/16/2019 | 10/16/2019
745301AB |  | ACMI | ACMI M3-70A |  | 745301AB | OR - KELEMEN 3 |  |  | excluded | 10/31/2019 |  |  |  |  | NO | NO |  |  |  |  | ACMI 745301AB 745301AB |  |  | Active |  | 99:99:99:99:99:99 |  | Equipment | PAAR:00-PVAR | 10/31/2019 | 10/31/2019 | COOPER UNIVERSITY HOSPITAL |  |  |  |  | DOMINIC VENDETTA |  |  |  | 10/31/2019 | 10/31/2019 |  |  |  |  | 10/31/2019 | 10/31/2019
732155AB |  | ACMI | ACMI M3-70A |  | 732155AB | OR - KELEMEN 3 |  |  | excluded | 10/31/2019 |  |  |  |  | NO | NO |  |  |  |  | ACMI 732155AB 732155AB |  |  | Active |  | 99:99:99:99:99:99 |  | Equipment | PAAR:00-PVAR | 10/31/2019 | 10/31/2019 | COOPER UNIVERSITY HOSPITAL |  |  |  |  | DOMINIC VENDETTA |  |  |  | 10/31/2019 | 10/31/2019 |  |  |  |  | 10/31/2019 | 10/31/2019
732155 AB |  | ACMI | ACMI M3-70A |  | 732155 AB | CENTRAL STERILE PROCESSING |  |  | excluded | 11/18/2019 |  |  |  |  | NO | NO |  |  |  |  | ACMI 732155 AB 732155 AB |  |  | Active |  |  |  | Equipment | PAAR:00-PVAR | 11/18/2019 | 11/18/2019 | COOPER UNIVERSITY HOSPITAL |  |  | BASEMENT | WOT00000004335649 | GINA GAROZZO | Performance Verification | Completed | Kenneth Krips | 11/18/2019 | 11/18/2019 | Performance Verification for ACMI 732155 AB 732155 AB | Initial Install of Performance Verification. Device is ready for patient use. |  |  | 11/18/2019 | 11/18/2019
|  | ACMI | ACMI M3-70A |  |  | VOORHEES SURGERY CENTER-OPERATING ROOM |  |  | excluded | 11/04/2015 |  |  |  |  | NO | NO |  |  |  |  | ACMI 042730 042730 |  |  | Active |  |  |  | Equipment | PAAR:00-PVAR | 11/04/2019 |  | COOPER AMBULATORY OFF-SITES |  |  | Performance Verification | WOT00000004088899 | JENNIFER BOMBARO | Repair | Completed | Kenneth Krips | 10/23/2019 | 11/05/2019 | Scope - Blurry | .:: Acknowledged ::. Technician: Kenneth KripsTimestamp: 2019-10-23 13:35:45 THIS SCOPE IS BEING SENT TO IMS FOR A COST EVALUATION. THIS SCOPE HAS BEEN RETURNED BACK FROM IMS AND DELIVERED BACK TO VOORHEES SURGERY CTR. LEAD TECH. JASON PIETARINEN. | EXP4819798 | Vendor Parts |  |  | Integration web_service
ACMI-MC-70A GOLD/774555 |  | ACMI | ACMI M3-70A GOLD |  |  | OR - KELEMEN 3 |  |  | excluded | 10/31/2019 |  |  |  |  | NO | NO |  |  |  |  | ACMI ACMI-MC-70A GOLD/774555 774555 |  |  | Active |  | 99:99:99:99:99:99 |  | Equipment | PAAR:00-PVAR | 10/31/2019 | 10/31/2019 | COOPER UNIVERSITY HOSPITAL |  |  |  |  | DOMINIC VENDETTA |  |  |  | 10/31/2019 | 10/31/2019 |  |  |  |  | 10/31/2019 | 10/31/2019
69196A |  | ACMI | ACMI M3-70A GOLD |  | 69196A | CENTRAL STERILE PROCESSING |  |  | excluded | 10/31/2019 |  |  |  |  | NO | NO |  |  |  |  | ACMI 69196A 69196A |  |  | Active |  | 99:99:99:99:99:99 |  | Equipment | PAAR:00-PVAR | 10/31/2019 | 10/31/2019 | COOPER UNIVERSITY HOSPITAL |  |  |  |  | GINA GAROZZO |  |  |  | 10/31/2019 | 10/31/2019 |  |  |  |  | 10/31/2019 | 10/31/2019
TL726926 |  | ACMI | ACMI M3-70A GOLD |  |  | CENTRAL STERILE PROCESSING |  |  | excluded | 10/16/2019 |  |  |  |  | NO | NO |  |  |  |  | ACMI TL726926 726926 |  |  | Disposition |  | 99:99:99:99:99:99 |  | Equipment | PAAR:00-PVAR | 10/16/2019 | 10/16/2019 | COOPER UNIVERSITY HOSPITAL |  |  |  |  | GINA GAROZZO |  |  |  | 10/16/2019 | 10/16/2019 |  |  |  |  | 10/16/2019 | 10/16/2019
|  | ACMI | ACMI M3G-0A |  |  | VOORHEES SURGERY CENTER-OPERATING ROOM |  |  | excluded | 06/10/2015 |  |  |  |  | NO | NO |  |  |  |  | ACMI 044117 044117 |  |  | Active |  | 99:99:99:99:99:99 |  | Equipment | PAAR:00-PVAR | 10/31/2019 |  | COOPER AMBULATORY OFF-SITES |  |  |  |  | JENNIFER BOMBARO
|  | ACMI | ACMI MR-6 |  |  | CENTRAL STERILE PROCESSING |  |  | excluded | 10/31/2019 |  |  |  |  | NO | NO |  |  |  |  | ACMI 205932 205932 |  |  | Active |  | 99:99:99:99:99:99 |  | Equipment | PAAR:00-PVAR | 10/31/2019 | 10/31/2019 | COOPER UNIVERSITY HOSPITAL |  |  |  |  | GINA GAROZZO |  |  |  | 10/31/2019 | 10/31/2019 |  |  |  |  | 10/31/2019 | 10/31/2019
|  | ACMI | ACMI MR-6 |  |  | CENTRAL STERILE PROCESSING |  |  | excluded | 10/31/2019 |  |  |  |  | NO | NO |  |  |  |  | ACMI 205432 205432 |  |  | Active |  | 99:99:99:99:99:99 |  | Equipment | PAAR:00-PVAR | 10/31/2019 | 10/31/2019 | COOPER UNIVERSITY HOSPITAL |  |  |  |  | GINA GAROZZO |  |  |  | 10/31/2019 | 10/31/2019 |  |  |  |  | 10/31/2019 | 10/31/2019
|  | ACMI | ACMI MR-6LA |  |  | SPD |  |  | excluded | 10/31/2019 |  |  |  |  | NO | NO |  |  |  |  | ACMI 206301 206301 |  |  | Active |  | 99:99:99:99:99:99 |  | Equipment | PAAR:00-PVAR | 10/31/2019 | 10/31/2019 | COOPER UNIVERSITY HOSPITAL |  |  |  |  | David Frye |  |  |  | 10/31/2019 | 10/31/2019 |  |  |  |  | 10/31/2019 | 10/31/2019
|  | ACMI | ACMI MRO-2005 |  | 5-1055 | SPD |  |  | excluded | 10/31/2019 |  |  |  |  | NO | NO |  |  |  |  | ACMI 51055 5-1055 |  |  | Active |  | 99:99:99:99:99:99 |  | Equipment | PAAR:00-PVAR | 10/31/2019 | 10/31/2019 | COOPER UNIVERSITY HOSPITAL |  |  |  |  | David Frye |  |  |  | 10/31/2019 | 10/31/2019 |  |  |  |  | 10/31/2019 | 10/31/2019
|  | ACUDERM | ACUDERM ACU-EVAC IE |  |  | 3 COOPER-HEM/ONC |  |  |  | 01/01/1900 |  |  |  |  | NO | NO |  |  |  |  | ACUDERM 10346940 095674 |  |  | Active |  | 99:99:99:99:99:99 |  | Equipment | 1Y:00-MFG | 11/01/2019 | 11/01/2020 | COOPER AMBULATORY OFF-SITES |  |  | Suite 211 - Moves |  | LOIS CARR
|  | ACUSON, INC. | ACUSON, INC. 4C1 |  |  | PRINCETON-OB/GYN |  |  |  | 01/01/2001 |  |  |  |  | NO | NO |  |  |  |  | ACUSON, INC. 10366227 90858927 |  |  | Disposition |  | 99:99:99:99:99:99 |  | Accessory | PAAR:00-PVAR | 11/02/2019 |  | COOPER AMBULATORY OFF-SITES |  |  | EXAM ROOM 3 | WOT00000003782236 | LINDA CARON | Repair | Closed | Zhan Kiselev | 09/24/2019 | 10/25/2019 | Drop out on the image. | Acknowledged. Requested loaner Dispositioned from Work Order Task WOT00000003797384 CEID: 10366227 | EXP4100924 | Labor | 09/24/2019 | 09/24/2019 | Zhan Kiselev
|  | ACUSON, INC. | ACUSON, INC. 4C1 |  |  | ANTERPARTUM-INVITRO FERT |  |  | on system that was traded | 01/01/1900 |  |  |  |  | NO | NO |  |  |  |  | ACUSON, INC. 10355025 21060701 |  |  | Active |  | 99:99:99:99:99:99 |  | Accessory | PAAR:00-PVAR | 11/02/2019 |  | COOPER UNIVERSITY HOSPITAL |  |  | D612 | WOT00000000513197 | GRACE SVEINBZORNSSON | Disposition | Closed | Gene Amodei | 02/08/2018 | 05/21/2019 | Bulk Disposition CNL
|  | ACUSON, INC. | ACUSON, INC. 6C2 PROBE |  |  | PRINCETON-OB/GYN |  |  |  | 01/01/2001 |  |  |  |  | NO | NO |  |  |  |  | ACUSON, INC. 10366226 31754903 |  |  | Disposition |  | 99:99:99:99:99:99 |  | Accessory | PAAR:00-PVAR | 11/02/2019 |  | COOPER AMBULATORY OFF-SITES |  |  | EXAM ROOM 3 |  | LINDA CARON
|  | ACUSON, INC. | ACUSON, INC. 6C2 PROBE |  |  | ANTERPARTUM-INVITRO FERT |  |  | on system that was traded | 10/21/2013 |  |  |  |  | NO | NO |  |  |  |  | ACUSON, INC. 10355026 31956604 |  |  | Active |  | 99:99:99:99:99:99 |  | Accessory | PAAR:00-PVAR | 11/02/2019 |  | COOPER UNIVERSITY HOSPITAL |  |  | 6 DORRANCE rm 612 | WOT00000000514655 | GRACE SVEINBZORNSSON | Disposition | Closed | Gene Amodei | 02/08/2018 | 05/21/2019 | Bulk Disposition CNL
|  | ACUSON, INC. | ACUSON, INC. EV-8C4 |  |  | PRINCETON-OB/GYN |  |  | on system that was traded | 01/01/1900 |  |  |  |  | NO | NO |  |  |  |  | ACUSON, INC. 10366228 23703795 |  |  | Active |  | 99:99:99:99:99:99 |  | Accessory | PAAR:00-PVAR | 11/02/2019 |  | COOPER AMBULATORY OFF-SITES |  |  | ROOM 3 |  | LINDA CARON
|  | ACUSON, INC. | ACUSON, INC. EV-8C4 |  |  | ANTERPARTUM-INVITRO FERT |  |  | on system that was traded | 01/01/1900 |  |  |  |  | NO | NO |  |  |  |  | ACUSON, INC. 10355063 20703120 |  |  | Active |  | 99:99:99:99:99:99 |  | Accessory | PAAR:00-PVAR | 11/02/2019 |  | COOPER UNIVERSITY HOSPITAL |  |  | DORRANCE 6 | WOT00000000513114 | GRACE SVEINBZORNSSON | Disposition | Closed | Gene Amodei | 02/08/2018 | 05/14/2019 | Bulk Disposition CNL
|  | ACUSON, INC. | ACUSON, INC. SEQUOIA |  | see notes | ANTERPARTUM-INVITRO FERT |  |  | traded | 01/23/1995 |  |  |  |  | NO | NO |  |  |  |  | ACUSON, INC. 10355027 see notes |  |  | Active |  | 00:C0:C3:30:04:F1 |  | Equipment | 1Y:00-MFG | 01/25/2019 | 01/01/2020 | COOPER UNIVERSITY HOSPITAL |  |  | 6TH FLOOR DORRANCE |  | GRACE SVEINBZORNSSON
|  | ACUSON, INC. | ACUSON, INC. SEQUOIA |  |  | ECHOCARDIOLOGY |  |  |  | 01/01/1900 |  |  |  |  | NO | NO |  |  |  |  | ACUSON, INC. 06142 61194 |  |  | Disposition |  |  |  | Equipment | 1Y:00-MFG | 07/20/2015 | 02/01/2020 | COOPER UNIVERSITY HOSPITAL |  |  | EP 1 |  | LINDA VALENTI
|  | ACUSON, INC. | ACUSON, INC. TE-V7B |  |  | ECHOCARDIOLOGY |  |  |  | 11/01/2019 |  |  |  |  | NO | NO |  |  |  |  | ACUSON, INC. 30144338 94501022 |  |  | Disposition |  | 99:99:99:99:99:99 |  | Equipment | PAAR:00-PVAR | 11/01/2019 | 11/01/2019 | COOPER UNIVERSITY HOSPITAL |  |  | ROOM 284 ECHO | WOT00000000520233 | LINDA VALENTI | Disposition | Closed | Zhan Kiselev | 11/01/2019 | 11/01/2019 | Bulk Disposition CNL | No longer in the hospital | EXP3441329 | Labor | 11/01/2019 | 11/01/2019 | Zhan Kiselev
|  | ACUSON, INC. | ACUSON, INC. V4 |  |  | ULTRASOUND |  |  |  | 11/02/2019 |  |  |  |  | NO | NO |  |  |  |  | ACUSON, INC. 30142936 11408504 |  |  | Disposition |  |  |  | Accessory | PAAR:00-PVAR | 11/02/2019 | 11/02/2019 | COOPER UNIVERSITY HOSPITAL |  |  | OPERATING ROOM K3 |  | Tracy Saldutti |  |  |  | 11/02/2019 | 11/02/2019 |  |  |  |  | 11/02/2019 | 11/02/2019
|  | ADAC LABORATORIES | ADAC LABORATORIES IPS/BL-E.A56BLH |  |  | RADIATION ONCOLOGY |  |  |  | 01/01/1900 |  |  |  |  | NO | NO |  |  |  |  | ADAC LABORATORIES 02205 055436 |  |  | Disposition |  |  |  | Equipment | 1Y:00-MFG | 04/18/2016 | 05/01/2020 | COOPER UNIVERSITY HOSPITAL |  |  | B111 |  | COLLEEN TEGELER
|  | ADAC LABORATORIES | ADAC LABORATORIES XL-CAD 383 |  |  | RADIOLOGY DIAGNOSTICS |  |  |  | 01/01/1900 |  |  |  |  | NO | NO |  |  |  |  | ADAC LABORATORIES 02197 450648 |  |  | Disposition |  |  |  | Equipment | 1Y:00-MFG | 04/18/2016 | 05/01/2020 | COOPER UNIVERSITY HOSPITAL |  |  |  |  | PAULETTE DUCKREY
|  | ADEZA BIOMEDICAL CORP. | ADEZA BIOMEDICAL CORP. TLI IQ SYSTEM |  |  | LAB CHEMISTRY |  |  |  | 08/28/2018 |  |  |  |  | NO | NO |  |  |  |  | ADEZA BIOMEDICAL CORP. 30142201 1167 |  |  | Disposition |  | 99:99:99:99:99:99 |  | Equipment | 1Y:00-MFG | 08/28/2018 | 08/28/2018 | COOPER UNIVERSITY HOSPITAL |  |  |  |  | Barbara Snyder |  |  |  | 08/28/2018 | 08/28/2018 |  |  |  |  | 08/28/2018 | 08/28/2018
|  | ADVANCED INSTRUMENTS, INC. | ADVANCED INSTRUMENTS, INC. 2020 |  |  | CENTRAL STERILE PROCESSING |  |  |  | 09/09/2015 |  |  |  |  | NO | NO |  |  |  |  | ADVANCED INSTRUMENTS, INC. 24481 0512074792 |  |  | Disposition |  |  |  | Equipment | 1Y:00-MFG | 09/09/2015 | 09/09/2015 | COOPER UNIVERSITY HOSPITAL |  |  |  |  | GINA GAROZZO |  |  |  | 09/09/2015 | 09/09/2015 |  |  |  |  | 09/09/2015 | 09/09/2015
|  | ADVANCED INSTRUMENTS, INC. | ADVANCED INSTRUMENTS, INC. 3300 MICRO-SAMPLE |  | 03040329P | LAB CHEMISTRY |  |  |  | 04/22/2003 |  |  |  |  | NO | NO |  |  |  |  | ADVANCED INSTRUMENTS, INC. 10360273 03040329P |  |  | Disposition |  | 99:99:99:99:99:99 |  | Equipment | PAAR:00-PVAR | 10/19/2019 |  | COOPER UNIVERSITY HOSPITAL |  |  | CHEM LAB |  | Barbara Snyder
|  | ADVANCED INSTRUMENTS, INC. | ADVANCED INSTRUMENTS, INC. 3320 |  | 0803415A | LAB CHEMISTRY |  |  |  | 05/30/2008 |  |  |  |  | NO | NO |  |  |  |  | ADVANCED INSTRUMENTS, INC. 10360272 0803415A |  |  | Disposition |  | 99:99:99:99:99:99 |  | Equipment | 1Y:00-MFG | 09/10/2018 | 09/01/2020 | COOPER UNIVERSITY HOSPITAL |  |  | CHEM LAB |  | Barbara Snyder
|  | ADVANCED RESPIRATORY | ADVANCED RESPIRATORY THE VEST (104) |  | 41-01458 | KELEMEN N6 |  |  |  | 10/13/2016 |  |  |  |  | NO | NO |  |  |  |  | ADVANCED RESPIRATORY 11243 41-01458 |  |  | Disposition |  |  |  | Equipment | 1Y:00-MFG | 10/13/2016 | 10/13/2016 | COOPER UNIVERSITY HOSPITAL |  |  | PULMONARY |  | Susan Cannon |  |  |  | 10/13/2016 | 10/13/2016 |  |  |  |  | 10/13/2016 | 10/13/2016
|  | ADVANTECH | ADVANTECH POC-153 |  | AC77001722 | 127 CHURCH - SURGERY |  |  |  | 05/09/2008 |  |  |  |  | NO | NO |  |  |  |  | ADVANTECH 10365936 AC77001722 |  |  | Disposition |  | 99:99:99:99:99:99 |  | Accessory | PAAR:00-PVAR | 11/02/2019 |  | COOPER AMBULATORY OFF-SITES |  |  | EXAM 5 |  | Carmen Rivera
|  | AEROCRINE INC. USA | AEROCRINE INC. USA NIOX VERO |  |  | WILLINGBORO COOPER UNIVERSITY PHYSICIANS |  |  |  | 03/30/2017 |  |  |  |  | NO | NO |  |  |  |  | AEROCRINE INC. USA 10769405 06083325 |  |  | Active |  | 99:99:99:99:99:99 |  | Equipment | PAAR:00-PVAR | 10/31/2019 |  | COOPER AMBULATORY OFF-SITES |  |  | MEDICINE-PULMONARY AREA | 0011459829 | PATTY LEWIS | Performance Verification | Closed | Bonnie Aichroth | 04/06/2017 | 04/06/2017 | INCOMING INVENTORY | DEVICE INVENTORIED | C9D9A353-4D8C-47F3-AEBB-4ED6C7B3CDC2 | Labor | 04/06/2017 | 04/06/2017 | Bonnie Aichroth
|  | AEROGEN INC | AEROGEN INC AERONEB PRO-X |  | AP-1101324 | RESPIRATORY |  |  |  | 01/01/2001 |  |  |  |  | NO | NO |  |  |  |  | AEROGEN INC 10355658 AP-1101324 |  |  | Active |  | 99:99:99:99:99:99 |  | Equipment | PAAR:00-PVAR | 11/02/2019 |  | COOPER UNIVERSITY HOSPITAL |  |  | CCU |  | KATHY LOFLAND
B014348 |  | AESCULAP INCORPORATED | AESCULAP INCORPORATED PAEDISCOPE |  | B014348 | OPERATING ROOM - PAVILION |  |  |  | 10/31/2019 |  |  |  |  | NO | NO |  |  |  |  | AESCULAP INCORPORATED B014348 B014348 |  |  | Active |  | 99:99:99:99:99:99 |  | Equipment | PAAR:00-PVAR | 10/31/2019 | 10/31/2019 | COOPER UNIVERSITY HOSPITAL |  |  |  |  | DOMINIC VENDETTA |  |  |  | 10/31/2019 | 10/31/2019 |  |  |  |  | 10/31/2019 | 10/31/2019
|  | AGFA DIV. OF BAYER CORP. | AGFA DIV. OF BAYER CORP. HB2183L |  | CH4RY71 | CARDIAC CATH LAB |  |  |  | 04/18/2016 |  |  |  |  | NO | NO |  |  |  |  | AGFA DIV. OF BAYER CORP. 20564 CH4RY71 |  |  | Disposition |  |  |  | Accessory | 1Y:00-MFG | 04/18/2016 | 04/18/2016 | COOPER UNIVERSITY HOSPITAL |  |  | SERVER CLOSET - CATH LAB |  | LINDA BEAN |  |  |  | 04/18/2016 | 04/18/2016 |  |  |  |  | 04/18/2016 | 04/18/2016
|  | AIRBORNE LIFE SUPPORT | AIRBORNE LIFE SUPPORT 20H |  |  | INTENSIVE CARE NURSERY |  |  |  | 11/16/2017 |  |  |  |  | NO | NO |  |  |  |  | AIRBORNE LIFE SUPPORT 30143517 860 |  |  | Disposition |  |  |  | Life Support | 6M:00-MFG | 11/16/2017 | 11/16/2017 | COOPER UNIVERSITY HOSPITAL |  |  | NICU |  | JOANNE FOX |  |  |  | 11/16/2017 | 11/16/2017 |  |  |  |  | 11/16/2017 | 11/16/2017
|  | AIRSHIELD VICKERS | AIRSHIELD VICKERS 7830 |  | FA05745 | MOTHER INFANT UNIT |  |  |  | 01/01/1900 |  |  |  |  | NO | NO |  |  |  |  | AIRSHIELD VICKERS 10355148 FA05745 |  |  | Disposition |  |  |  | High Risk | 1Y:00-MFG | 03/30/2017 | 03/01/2020 | COOPER UNIVERSITY HOSPITAL |  |  | 3RD FLOOR DORRANCE |  | Christina Smith
|  | AIRSHIELD VICKERS | AIRSHIELD VICKERS C-100/200 |  | GX18559 | LAB CHEMISTRY |  |  |  | 01/01/1900 |  |  |  |  | NO | NO |  |  |  |  | AIRSHIELD VICKERS 10369418 GX18559 |  |  | Disposition |  |  |  | Life Support | 6M:00-MFG | 10/28/2015 | 03/01/2020 | COOPER UNIVERSITY HOSPITAL |  |  |  |  | Barbara Snyder
|  | AIRSHIELD VICKERS | AIRSHIELD VICKERS PM78-1 |  | PN28189 | INTENSIVE CARE NURSERY |  |  |  | 01/01/1900 |  |  |  |  | NO | NO |  |  |  |  | AIRSHIELD VICKERS 10355178 PN28189 |  |  | Disposition |  |  |  | High Risk | 1Y:00-MFG | 09/29/2017 | 09/01/2020 | COOPER UNIVERSITY HOSPITAL |  |  | SEVENTH FLOOR DORRANCE STORAGE |  | JOANNE FOX
|  | AIRSHIELD VICKERS | AIRSHIELD VICKERS PM78-1 |  | WV27978 | INTENSIVE CARE NURSERY |  |  |  | 12/01/1998 |  |  |  |  | NO | NO |  |  |  |  | AIRSHIELD VICKERS 10355172 WV27978 |  |  | Disposition |  |  |  | High Risk | 1Y:00-MFG | 09/28/2015 | 09/01/2020 | COOPER UNIVERSITY HOSPITAL |  |  | SEVENTH FLOOR DORRANCE STORAGE |  | JOANNE FOX
|  | AIV, INC | AIV, INC POWERMATE 12AMP |  | SDOR2 | SAME DAY OR-2ND FL PAVILION |  |  | excluded | 01/08/2019 |  |  |  |  | NO | NO |  |  |  |  | AIV, INC 11239228 SDOR2 |  |  | Active |  | 99:99:99:99:99:99 |  | Equipment | 1Y:00-ESI | 01/08/2019 | 01/08/2019 | COOPER UNIVERSITY HOSPITAL |  |  | SD OR 2 | WOT00000000651861 | JOE DRUCTOR | Performance Verification | Closed | Salvatore Bombara | 01/08/2019 | 01/08/2019 | Performance Verification for AIV, INC 11239228 SDORSPARE | Initial Install of Performance Verification. Device is ready for patient use. |  |  | 01/08/2019 | 01/08/2019
|  | AIV, INC | AIV, INC POWERMATE 12AMP |  | SDOR8 | SAME DAY OR-2ND FL PAVILION |  |  | excluded | 01/08/2019 |  |  |  |  | NO | NO |  |  |  |  | AIV, INC 11239227 SDOR8 |  |  | Active |  | 99:99:99:99:99:99 |  | Equipment | 1Y:00-ESI | 01/08/2019 | 01/08/2019 | COOPER UNIVERSITY HOSPITAL |  |  | SD OR 8 | WOT00000000651663 | JOE DRUCTOR | Performance Verification | Closed | Salvatore Bombara | 01/08/2019 | 01/08/2019 | Performance Verification for AIV, INC 11239227 SDOR8 | Initial Install of Performance Verification. Device is ready for patient use. |  |  | 01/08/2019 | 01/08/2019
|  | AIV, INC | AIV, INC POWERMATE 12AMP |  | SDOR6 | SAME DAY OR-2ND FL PAVILION |  |  | excluded | 01/08/2019 |  |  |  |  | NO | NO |  |  |  |  | AIV, INC 11239225 SDOR6 |  |  | Active |  | 99:99:99:99:99:99 |  | Equipment | 1Y:00-ESI | 01/08/2019 | 01/08/2019 | COOPER UNIVERSITY HOSPITAL |  |  | SD OR 6 | WOT00000000651619 | JOE DRUCTOR | Performance Verification | Closed | Salvatore Bombara | 01/08/2019 | 01/08/2019 | Performance Verification for AIV, INC 11239225 SDOR6 | Initial Install of Performance Verification. Device is ready for patient use. |  |  | 01/08/2019 | 01/08/2019
|  | AIV, INC | AIV, INC POWERMATE 12AMP |  | SDOR7 | SAME DAY OR-2ND FL PAVILION |  |  | excluded | 01/08/2019 |  |  |  |  | NO | NO |  |  |  |  | AIV, INC 11239226 SDOR7 |  |  | Active |  | 99:99:99:99:99:99 |  | Equipment | 1Y:00-ESI | 01/08/2019 | 01/08/2019 | COOPER UNIVERSITY HOSPITAL |  |  | SD OR 7 | WOT00000000651648 | JOE DRUCTOR | Performance Verification | Closed | Salvatore Bombara | 01/08/2019 | 01/08/2019 | Performance Verification for AIV, INC 11239226 SDOR7 | Initial Install of Performance Verification. Device is ready for patient use. |  |  | 01/08/2019 | 01/08/2019
|  | AIV, INC | AIV, INC POWERMATE 12AMP |  |  | SAME DAY OR-2ND FL PAVILION |  |  | excluded | 04/30/2019 |  |  |  |  | NO | NO |  |  |  |  | AIV, INC 11239224 103117 |  |  | Disposition |  | 99:99:99:99:99:99 |  | Equipment | 1Y:00-ESI | 04/30/2019 | 04/30/2019 | COOPER UNIVERSITY HOSPITAL |  |  | SD OR 5 | WOT00000000651601 | JOE DRUCTOR | Performance Verification | Closed | Salvatore Bombara | 04/30/2019 | 04/30/2019 | Performance Verification for AIV, INC 11239224 SDOR5 | Initial Install of Performance Verification. Device is ready for patient use. |  |  | 04/30/2019 | 04/30/2019
|  | AIV, INC | AIV, INC POWERMATE 12AMP |  | SDOR3 | SAME DAY OR-2ND FL PAVILION |  |  | excluded | 01/07/2019 |  |  |  |  | NO | NO |  |  |  |  | AIV, INC 11239222 SDOR3 |  |  | Active |  | 99:99:99:99:99:99 |  | Equipment | 1Y:00-ESI | 01/07/2019 | 01/07/2019 | COOPER UNIVERSITY HOSPITAL |  |  | SD OR 3 | WOT00000000651535 | JOE DRUCTOR | Performance Verification | Closed | Salvatore Bombara | 01/07/2019 | 01/07/2019 | Performance Verification for AIV, INC 11239222 SDOR3 | Initial Install of Performance Verification. Device is ready for patient use. |  |  | 01/07/2019 | 01/07/2019
|  | AIV, INC | AIV, INC POWERMATE 12AMP |  | Pav OR 4 | OPERATING ROOM - PAVILION |  |  | excluded | 01/08/2019 |  |  |  |  | NO | NO |  |  |  |  | AIV, INC 11239221 Pav OR 4 |  |  | Active |  | 99:99:99:99:99:99 |  | Equipment | 1Y:00-ESI | 01/08/2019 | 01/08/2019 | COOPER UNIVERSITY HOSPITAL |  |  | Pav OR 4 | WOT00000000651520 | DOMINIC VENDETTA | Performance Verification | Closed | Salvatore Bombara | 01/08/2019 | 01/08/2019 | Performance Verification for AIV, INC 11239221 SDOR2 | Initial Install of Performance Verification. Device is ready for patient use. |  |  | 01/08/2019 | 01/08/2019
|  | AIV, INC | AIV, INC POWERMATE 12AMP |  | SDOR1 | SAME DAY OR-2ND FL PAVILION |  |  | excluded | 01/07/2019 |  |  |  |  | NO | NO |  |  |  |  | AIV, INC 11239220 SDOR1 |  |  | Active |  | 99:99:99:99:99:99 |  | Equipment | 1Y:00-ESI | 01/07/2019 | 01/07/2019 | COOPER UNIVERSITY HOSPITAL |  |  | SD OR 1 | WOT00000000651497 | JOE DRUCTOR | Performance Verification | Closed | Salvatore Bombara | 01/07/2019 | 01/07/2019 | Performance Verification for AIV, INC 11239220 SDOR1 | Initial Install of Performance Verification. Device is ready for patient use. |  |  | 01/07/2019 | 01/07/2019
|  | AIV, INC | AIV, INC POWERMATE 15AMP |  |  | ANESTHESIOLOGY |  |  | excluded | 06/26/2019 |  |  |  |  | NO | NO |  |  |  |  | AIV, INC 30294860 30294860 |  |  | Active |  | 99:99:99:99:99:99 |  | Equipment | 1Y:00-ESI | 06/26/2019 | 06/26/2019 | COOPER UNIVERSITY HOSPITAL |  |  | L & D 2 | 0011769281 | GIACINTA ROUPAS | Performance Verification | Closed | Salvatore Bombara | 06/26/2019 | 06/26/2019 | INCOMING INVENTORY | DEVICE INVENTORIED | 14772AE4-8C31-4A5C-A8AD-8EFB43B97DFB | Labor | 06/26/2019 | 06/26/2019 | Salvatore Bombara
|  | AIV, INC | AIV, INC POWERMATE 15AMP |  |  | ANESTHESIOLOGY |  |  | excluded | 06/26/2019 |  |  |  |  | NO | NO |  |  |  |  | AIV, INC 30294855 30294855 |  |  | Active |  | 99:99:99:99:99:99 |  | Equipment | 1Y:00-ESI | 06/26/2019 | 06/26/2019 | COOPER UNIVERSITY HOSPITAL |  |  | L & D 1 | 0011769278 | GIACINTA ROUPAS | Preventative Maintenance | Closed | Salvatore Bombara | 06/26/2019 | 06/26/2019 | PERFORMANCE ASSURANCE AT INVENTORY | INVENTORIED DEVICE AND ENSURED DEVICE WAS FUNCTIONING PROPERLY. | 5BEF9F8F-2AE6-43B1-A99C-DD9986B22D41 | Labor | 06/26/2019 | 06/26/2019 | Salvatore Bombara
|  | AIV, INC | AIV, INC POWERMATE 15AMP |  |  | ANESTHESIOLOGY |  |  | excluded | 06/26/2019 |  |  |  |  | NO | NO |  |  |  |  | AIV, INC 30294853 30294853 |  |  | Active |  | 99:99:99:99:99:99 |  | Equipment | 1Y:00-ESI | 06/26/2019 | 06/26/2019 | COOPER UNIVERSITY HOSPITAL |  |  | P 10 | 0011769266 | GIACINTA ROUPAS | Performance Verification | Closed | Salvatore Bombara | 06/26/2019 | 06/26/2019 | INCOMING INVENTORY | DEVICE INVENTORIED | FCDF6141-3E89-49A1-9103-1432A6A116E8 | Labor | 06/26/2019 | 06/26/2019 | Salvatore Bombara
|  | AIV, INC | AIV, INC POWERMATE 15AMP |  |  | ANESTHESIOLOGY |  |  | excluded | 06/26/2019 |  |  |  |  | NO | NO |  |  |  |  | AIV, INC 30294852 30294852 |  |  | Active |  | 99:99:99:99:99:99 |  | Equipment | 1Y:00-ESI | 06/26/2019 | 06/26/2019 | COOPER UNIVERSITY HOSPITAL |  |  | P 9 | 0011769264 | GIACINTA ROUPAS | Performance Verification | Closed | Salvatore Bombara | 06/26/2019 | 06/26/2019 | INCOMING INVENTORY | DEVICE INVENTORIED | D4C3AA52-284E-40C0-B3AA-3A217F1B9F9E | Labor | 06/26/2019 | 06/26/2019 | Salvatore Bombara
|  | AIV, INC | AIV, INC POWERMATE 15AMP |  |  | ANESTHESIOLOGY |  |  | excluded | 06/26/2019 |  |  |  |  | NO | NO |  |  |  |  | AIV, INC 30294851 30294851 |  |  | Active |  | 99:99:99:99:99:99 |  | Equipment | 1Y:00-ESI | 06/26/2019 | 06/26/2019 | COOPER UNIVERSITY HOSPITAL |  |  | P 8 | 0011769256 | GIACINTA ROUPAS | Performance Verification | Closed | Salvatore Bombara | 06/26/2019 | 06/26/2019 | INCOMING INVENTORY | DEVICE INVENTORIED | 20E693C8-7F73-4A13-A974-901A4CF3D8CD | Labor | 06/26/2019 | 06/26/2019 | Salvatore Bombara
|  | AIV, INC | AIV, INC POWERMATE 15AMP |  |  | ANESTHESIOLOGY |  |  | excluded | 06/26/2019 |  |  |  |  | NO | NO |  |  |  |  | AIV, INC 30294850 30294850 |  |  | Active |  | 99:99:99:99:99:99 |  | Equipment | 1Y:00-ESI | 06/26/2019 | 06/26/2019 | COOPER UNIVERSITY HOSPITAL |  |  | P 7 | 0011769235 | GIACINTA ROUPAS | Performance Verification | Closed | Salvatore Bombara | 06/26/2019 | 06/26/2019 | INCOMING INVENTORY | DEVICE INVENTORIED | 4A00A0DC-AF5B-43D3-B8BE-880FC8614B0F | Labor | 06/26/2019 | 06/26/2019 | Salvatore Bombara
|  | AIV, INC | AIV, INC POWERMATE 15AMP |  |  | ANESTHESIOLOGY |  |  | excluded | 06/26/2019 |  |  |  |  | NO | NO |  |  |  |  | AIV, INC 30294848 30294848 |  |  | Active |  | 99:99:99:99:99:99 |  | Equipment | 1Y:00-ESI | 06/26/2019 | 06/26/2019 | COOPER UNIVERSITY HOSPITAL |  |  | P 5 | 0011769211 | GIACINTA ROUPAS | Preventative Maintenance | Closed | Salvatore Bombara | 06/26/2019 | 06/26/2019 | PERFORMANCE ASSURANCE AT INVENTORY | INVENTORIED DEVICE AND ENSURED DEVICE WAS FUNCTIONING PROPERLY. | 551D38E7-6563-4456-9BEF-A8E6CD235BDE | Labor | 06/26/2019 | 06/26/2019 | Salvatore Bombara
|  | AIV, INC | AIV, INC POWERMATE 15AMP |  |  | ANESTHESIOLOGY |  |  | excluded | 06/26/2019 |  |  |  |  | NO | NO |  |  |  |  | AIV, INC 30294846 30294846 |  |  | Active |  | 99:99:99:99:99:99 |  | Equipment | 1Y:00-ESI | 06/26/2019 | 06/26/2019 | COOPER UNIVERSITY HOSPITAL |  |  | P 3 | 0011769205 | GIACINTA ROUPAS | Performance Verification | Closed | Salvatore Bombara | 06/26/2019 | 06/26/2019 | INCOMING INVENTORY | DEVICE INVENTORIED | 819C9B63-F7AD-4AC9-A466-4BBB71C940E8 | Labor | 06/26/2019 | 06/26/2019 | Salvatore Bombara
|  | AIV, INC | AIV, INC POWERMATE 15AMP |  |  | ANESTHESIOLOGY |  |  | excluded | 06/26/2019 |  |  |  |  | NO | NO |  |  |  |  | AIV, INC 30294845 30294845 |  |  | Active |  | 99:99:99:99:99:99 |  | Equipment | 1Y:00-ESI | 06/26/2019 | 06/26/2019 | COOPER UNIVERSITY HOSPITAL |  |  | P 2 | 0011769188 | GIACINTA ROUPAS | Performance Verification | Closed | Salvatore Bombara | 06/26/2019 | 06/26/2019 | INCOMING INVENTORY | DEVICE INVENTORIED | D6564793-D212-4245-A9EF-65917DC18888 | Labor | 06/26/2019 | 06/26/2019 | Salvatore Bombara
|  | AIV, INC | AIV, INC POWERMATE 15AMP |  |  | ANESTHESIOLOGY |  |  | excluded | 06/26/2019 |  |  |  |  | NO | NO |  |  |  |  | AIV, INC 30294842 30294842 |  |  | Active |  | 99:99:99:99:99:99 |  | Equipment | 1Y:00-ESI | 06/26/2019 | 06/26/2019 | COOPER UNIVERSITY HOSPITAL |  |  | K 11 | 0011769163 | GIACINTA ROUPAS | Performance Verification | Closed | Salvatore Bombara | 06/26/2019 | 06/26/2019 | INCOMING INVENTORY | DEVICE INVENTORIED | DCF3BB74-E5F4-44F1-B839-4789384B59EC | Labor | 06/26/2019 | 06/26/2019 | Salvatore Bombara
|  | AIV, INC | AIV, INC POWERMATE 15AMP |  |  | ANESTHESIOLOGY |  |  | excluded | 06/26/2019 |  |  |  |  | NO | NO |  |  |  |  | AIV, INC 30294844 30294844 |  |  | Active |  | 99:99:99:99:99:99 |  | Equipment | 1Y:00-ESI | 06/26/2019 | 06/26/2019 | COOPER UNIVERSITY HOSPITAL |  |  | P 1 | 0011769182 | GIACINTA ROUPAS | Performance Verification | Closed | Salvatore Bombara | 06/26/2019 | 06/26/2019 | INCOMING INVENTORY | DEVICE INVENTORIED | 3B004B9E-6E59-43BF-866B-321B87F4E85E | Labor | 06/26/2019 | 06/26/2019 | Salvatore Bombara
|  | AIV, INC | AIV, INC POWERMATE 15AMP |  |  | ANESTHESIOLOGY |  |  | excluded | 06/26/2019 |  |  |  |  | NO | NO |  |  |  |  | AIV, INC 30294843 30294843 |  |  | Active |  | 99:99:99:99:99:99 |  | Equipment | 1Y:00-ESI | 06/26/2019 | 06/26/2019 | COOPER UNIVERSITY HOSPITAL |  |  | K 12 | 0011769175 | GIACINTA ROUPAS | Preventative Maintenance | Closed | Salvatore Bombara | 06/26/2019 | 06/26/2019 | PERFORMANCE ASSURANCE AT INVENTORY | INVENTORIED DEVICE AND ENSURED DEVICE WAS FUNCTIONING PROPERLY. | 7E6A1F03-5E4C-4BE3-8133-41A90C053768 | Labor | 06/26/2019 | 06/26/2019 | Salvatore Bombara
|  | AIV, INC | AIV, INC POWERMATE 15AMP |  |  | ANESTHESIOLOGY |  |  | excluded | 06/26/2019 |  |  |  |  | NO | NO |  |  |  |  | AIV, INC 30294841 30294841 |  |  | Active |  | 99:99:99:99:99:99 |  | Equipment | 1Y:00-ESI | 06/26/2019 | 06/26/2019 | COOPER UNIVERSITY HOSPITAL |  |  | K 10 | 0011769161 | GIACINTA ROUPAS | Performance Verification | Closed | Salvatore Bombara | 06/26/2019 | 06/26/2019 | INCOMING INVENTORY | DEVICE INVENTORIED | 118340C6-3054-4BEA-8ECD-7550DC115F5F | Labor | 06/26/2019 | 06/26/2019 | Salvatore Bombara
|  | AIV, INC | AIV, INC POWERMATE 15AMP |  |  | ANESTHESIOLOGY |  |  | excluded | 06/26/2019 |  |  |  |  | NO | NO |  |  |  |  | AIV, INC 30294840 30294840 |  |  | Active |  | 99:99:99:99:99:99 |  | Equipment | 1Y:00-ESI | 06/26/2019 | 06/26/2019 | COOPER UNIVERSITY HOSPITAL |  |  | K9 | 0011769151 | GIACINTA ROUPAS | Preventative Maintenance | Closed | Salvatore Bombara | 06/26/2019 | 06/26/2019 | PERFORMANCE ASSURANCE AT INVENTORY | INVENTORIED DEVICE AND ENSURED DEVICE WAS FUNCTIONING PROPERLY. | 7E508995-BC42-4E87-9324-CB0FFBC436CC | Labor | 06/26/2019 | 06/26/2019 | Salvatore Bombara
|  | AIV, INC | AIV, INC POWERMATE 15AMP |  |  | ANESTHESIOLOGY |  |  | excluded | 06/26/2019 |  |  |  |  | NO | NO |  |  |  |  | AIV, INC 30294839 30294839 |  |  | Active |  | 99:99:99:99:99:99 |  | Equipment | 1Y:00-ESI | 06/26/2019 | 06/26/2019 | COOPER UNIVERSITY HOSPITAL |  |  | K8 | 0011769139 | GIACINTA ROUPAS | Preventative Maintenance | Closed | Salvatore Bombara | 06/26/2019 | 06/26/2019 | PERFORMANCE ASSURANCE AT INVENTORY | INVENTORIED DEVICE AND ENSURED DEVICE WAS FUNCTIONING PROPERLY. | 91115727-9730-4734-993C-3D29AA605AFA | Labor | 06/26/2019 | 06/26/2019 | Salvatore Bombara
|  | AIV, INC | AIV, INC POWERMATE 15AMP |  |  | ANESTHESIOLOGY |  |  | excluded | 06/26/2019 |  |  |  |  | NO | NO |  |  |  |  | AIV, INC 30294838 30294838 |  |  | Active |  | 99:99:99:99:99:99 |  | Equipment | 1Y:00-ESI | 06/26/2019 | 06/26/2019 | COOPER UNIVERSITY HOSPITAL |  |  | K7 | 0011769131 | GIACINTA ROUPAS | Performance Verification | Closed | Salvatore Bombara | 06/26/2019 | 06/26/2019 | INCOMING INVENTORY | DEVICE INVENTORIED | 881783B9-F3DF-4F6B-9B85-DFFE66A6C98C | Labor | 06/26/2019 | 06/26/2019 | Salvatore Bombara
|  | AIV, INC | AIV, INC POWERMATE 15AMP |  |  | ANESTHESIOLOGY |  |  | excluded | 06/26/2019 |  |  |  |  | NO | NO |  |  |  |  | AIV, INC 30294836 30294836 |  |  | Active |  | 99:99:99:99:99:99 |  | Equipment | 1Y:00-ESI | 06/26/2019 | 06/26/2019 | COOPER UNIVERSITY HOSPITAL |  |  | K5 | 0011769124 | GIACINTA ROUPAS | Preventative Maintenance | Closed | Salvatore Bombara | 06/26/2019 | 06/26/2019 | PERFORMANCE ASSURANCE AT INVENTORY | INVENTORIED DEVICE AND ENSURED DEVICE WAS FUNCTIONING PROPERLY. | B6E68290-ECB3-420D-8E66-1B4D24E9278C | Labor | 06/26/2019 | 06/26/2019 | Salvatore Bombara
|  | AIV, INC | AIV, INC POWERMATE 15AMP |  |  | ANESTHESIOLOGY |  |  | excluded | 06/26/2019 |  |  |  |  | NO | NO |  |  |  |  | AIV, INC 30294835 30294835 |  |  | Active |  | 99:99:99:99:99:99 |  | Equipment | 1Y:00-ESI | 06/26/2019 | 06/26/2019 | COOPER UNIVERSITY HOSPITAL |  |  | K3 | 0011769113 | GIACINTA ROUPAS | Preventative Maintenance | Closed | Salvatore Bombara | 06/26/2019 | 06/26/2019 | PERFORMANCE ASSURANCE AT INVENTORY | INVENTORIED DEVICE AND ENSURED DEVICE WAS FUNCTIONING PROPERLY. | E93A8D40-82B3-4953-AD1E-8B340DA7F2BB | Labor | 06/26/2019 | 06/26/2019 | Salvatore Bombara
|  | AIV, INC | AIV, INC POWERMATE 15AMP |  |  | ANESTHESIOLOGY |  |  | excluded | 06/26/2019 |  |  |  |  | NO | NO |  |  |  |  | AIV, INC 30294834 30294834 |  |  | Active |  | 99:99:99:99:99:99 |  | Equipment | 1Y:00-ESI | 06/26/2019 | 06/26/2019 | COOPER UNIVERSITY HOSPITAL |  |  | K2 | 0011769102 | GIACINTA ROUPAS | Performance Verification | Closed | Salvatore Bombara | 06/26/2019 | 06/26/2019 | INCOMING INVENTORY | DEVICE INVENTORIED | BDB400D3-CB49-4B19-8E42-D4B6B75F75E9 | Labor | 06/26/2019 | 06/26/2019 | Salvatore Bombara
|  | AIV, INC | AIV, INC POWERMATE 15AMP |  |  | ANESTHESIOLOGY |  |  | excluded | 06/26/2019 |  |  |  |  | NO | NO |  |  |  |  | AIV, INC 30294833 30294833 |  |  | Active |  | 99:99:99:99:99:99 |  | Equipment | 1Y:00-ESI | 06/26/2019 | 06/26/2019 | COOPER UNIVERSITY HOSPITAL |  |  | K1 | 0011769096 | GIACINTA ROUPAS | Performance Verification | Closed | Salvatore Bombara | 06/26/2019 | 06/26/2019 | INCOMING INVENTORY | DEVICE INVENTORIED | 644B7FC2-40D2-4013-AE1D-D6CF1D92797C | Labor | 06/26/2019 | 06/26/2019 | Salvatore Bombara
|  | ALARIS MEDICAL SYSTEMS | ALARIS MEDICAL SYSTEMS GEMINI PC-1 |  | 1310-21974 | COOPER DIGESTIVE HEALTH-ENDOSCOPY |  |  |  | 01/01/1900 |  |  |  |  | NO | NO |  |  |  |  | ALARIS MEDICAL SYSTEMS 10480369 1310-21974 |  |  | Disposition |  |  |  | High Risk | 1Y:00-MFG 2Y:00-BAT | 02/22/2017 | 02/01/2020 | COOPER AMBULATORY OFF-SITES |  |  | GI SUITE |  | JEANNE GREER
|  | ALLEN MEDICAL | ALLEN MEDICAL C-FLEX |  | A241584 | OR - KELEMEN 3 |  |  |  | 10/31/2019 |  |  |  |  | NO | NO |  |  |  |  | ALLEN MEDICAL 30146263 A241584 |  |  | Active |  | 99:99:99:99:99:99 |  | Equipment | PAAR:00-PVAR | 10/31/2019 | 10/31/2019 | COOPER UNIVERSITY HOSPITAL |  |  | OR |  | DOMINIC VENDETTA |  |  |  | 10/31/2019 | 10/31/2019 |  |  |  |  | 10/31/2019 | 10/31/2019
|  | ALLEN MEDICAL | ALLEN MEDICAL PAL PRO |  |  | OPERATING ROOM - PAVILION |  |  | excluded | 10/31/2019 |  |  |  |  | NO | NO |  |  |  |  | ALLEN MEDICAL 30294990 087701 |  |  | Active |  | 99:99:99:99:99:99 |  | Equipment | PAAR:00-PVAR | 10/31/2019 | 10/31/2019 | COOPER UNIVERSITY HOSPITAL |  |  |  |  | DOMINIC VENDETTA |  |  |  | 10/31/2019 | 10/31/2019 |  |  |  |  | 10/31/2019 | 10/31/2019
|  | ALLEN MEDICAL | ALLEN MEDICAL PAL PRO |  | A030181 | SAME DAY OR-2ND FL PAVILION |  |  | excluded | 10/31/2019 |  |  |  |  | NO | NO |  |  |  |  | ALLEN MEDICAL 30294988 A030181 |  |  | Active |  |  |  | Equipment | PAAR:00-PVAR | 10/31/2019 | 10/31/2019 | COOPER UNIVERSITY HOSPITAL |  |  | SD OR | WOT00000002394440 | JOE DRUCTOR | Performance Verification | Closed | Salvatore Bombara | 10/31/2019 | 10/31/2019 | Performance Verification for ALLEN MEDICAL 30294988 A030181 | Initial Install of Performance Verification. Device is ready for patient use. |  |  | 10/31/2019 | 10/31/2019
|  | ALLEN MEDICAL | ALLEN MEDICAL PAL PRO |  | A030180 | OR - KELEMEN 3 |  |  | excluded | 10/31/2019 |  |  |  |  | NO | NO |  |  |  |  | ALLEN MEDICAL 30149616 A030180 |  |  | Active |  | 99:99:99:99:99:99 |  | Equipment | PAAR:00-PVAR | 10/31/2019 | 10/31/2019 | COOPER UNIVERSITY HOSPITAL |  |  | OR |  | DOMINIC VENDETTA |  |  |  | 10/31/2019 | 10/31/2019 |  |  |  |  | 10/31/2019 | 10/31/2019
|  | ALLEN MEDICAL | ALLEN MEDICAL PAL PRO |  | A136627 | OR - KELEMEN 3 |  |  | excluded | 10/31/2019 |  |  |  |  | NO | NO |  |  |  |  | ALLEN MEDICAL 30149615 A136627 |  |  | Active |  | 99:99:99:99:99:99 |  | Equipment | PAAR:00-PVAR | 10/31/2019 | 10/31/2019 | COOPER UNIVERSITY HOSPITAL |  |  | OR |  | DOMINIC VENDETTA |  |  |  | 10/31/2019 | 10/31/2019 |  |  |  |  | 10/31/2019 | 10/31/2019
|  | ALLEN MEDICAL | ALLEN MEDICAL PAL PRO |  | A137063 | OPERATING ROOM - PAVILION |  |  | excluded | 10/31/2019 |  |  |  |  | NO | NO |  |  |  |  | ALLEN MEDICAL 30146351 A137063 |  |  | Active |  | 99:99:99:99:99:99 |  | Equipment | PAAR:00-PVAR | 10/31/2019 | 10/31/2019 | COOPER UNIVERSITY HOSPITAL |  |  | PAV OR STRORAGE |  | DOMINIC VENDETTA |  |  |  | 10/31/2019 | 10/31/2019 |  |  |  |  | 10/31/2019 | 10/31/2019
|  | ALLEN MEDICAL | ALLEN MEDICAL UNIVERSAL A-90026 |  | A 384170 | OPERATING ROOM - PAVILION |  |  | excluded | 10/31/2019 |  |  |  |  | NO | NO |  |  |  |  | ALLEN MEDICAL 30294994 A 384170 |  |  | Active |  |  |  | Equipment | PAAR:00-PVAR | 10/31/2019 | 10/31/2019 | COOPER UNIVERSITY HOSPITAL |  |  |  | WOT00000002759890 | DOMINIC VENDETTA | Performance Verification | Closed | Salvatore Bombara | 10/31/2019 | 10/31/2019 | Performance Verification for ALLEN MEDICAL 30294994 A 384170 | Initial Install of Performance Verification. Device is ready for patient use. |  |  | 10/31/2019 | 10/31/2019
|  | ALLEN MEDICAL | ALLEN MEDICAL UNIVERSAL A-90026 |  | A384171 | OR - KELEMEN 3 |  |  | excluded | 10/31/2019 |  |  |  |  | NO | NO |  |  |  |  | ALLEN MEDICAL 30294987 A384171 |  |  | Active |  |  |  | Equipment | PAAR:00-PVAR | 10/31/2019 | 10/31/2019 | COOPER UNIVERSITY HOSPITAL |  |  | Kel OR | WOT00000002388496 | DOMINIC VENDETTA | Performance Verification | Closed | Salvatore Bombara | 10/31/2019 | 10/31/2019 | Performance Verification for ALLEN MEDICAL 30294987 A384171 | Initial Install of Performance Verification. Device is ready for patient use. |  |  | 10/31/2019 | 10/31/2019
|  | ALLEN MEDICAL | ALLEN MEDICAL UNIVERSAL A-90026 |  | A137258 | OR - KELEMEN 3 |  |  | excluded | 10/31/2019 |  |  |  |  | NO | NO |  |  |  |  | ALLEN MEDICAL 30294986 A137258 |  |  | Active |  |  |  | Equipment | PAAR:00-PVAR | 10/31/2019 | 10/31/2019 | COOPER UNIVERSITY HOSPITAL |  |  | Kel OR | WOT00000002358652 | DOMINIC VENDETTA | Performance Verification | Closed | Salvatore Bombara | 10/31/2019 | 10/31/2019 | Performance Verification for ALLEN MEDICAL 30294986 A137258 | Initial Install of Performance Verification. Device is ready for patient use. |  |  | 10/31/2019 | 10/31/2019
|  | ALLEN MEDICAL | ALLEN MEDICAL YELLOFINS |  | A457952 | VOORHEES SURGERY CENTER-OPERATING ROOM |  |  | excluded | 10/31/2019 |  |  |  |  | NO | NO |  |  |  |  | ALLEN MEDICAL 11239309 A457952 |  |  | Active |  | 99:99:99:99:99:99 |  | Equipment | PAAR:00-PVAR | 10/31/2019 | 10/31/2019 | COOPER AMBULATORY OFF-SITES |  |  | SUITE E | WOT00000001846105 | JENNIFER BOMBARO | Performance Verification | Closed | Kirk Lis | 10/31/2019 | 10/31/2019 | CEID Record Completion for ALLEN MEDICAL 11239309 A457952 | INVENTORIED NEW EQUIPMENT INVENTORIED NEW EQUIPMENT | EXP1994941 | Labor | 10/31/2019 | 10/31/2019 | Kirk Lis
|  | ALLEN MEDICAL | ALLEN MEDICAL YELLOFINS |  | A457940 | VOORHEES SURGERY CENTER-OPERATING ROOM |  |  | excluded | 10/31/2019 |  |  |  |  | NO | NO |  |  |  |  | ALLEN MEDICAL 11239308 A457940 |  |  | Active |  | 99:99:99:99:99:99 |  | Equipment | PAAR:00-PVAR | 10/31/2019 | 10/31/2019 | COOPER AMBULATORY OFF-SITES |  |  | SUITE E | WOT00000001846082 | JENNIFER BOMBARO | Performance Verification | Closed | Kirk Lis | 10/31/2019 | 10/31/2019 | Performance Verification for ALLEN MEDICAL 11239308 A457940 | Initial Install of Performance Verification. Device is ready for patient use. |  |  | 10/31/2019 | 10/31/2019
|  | ALLEN MEDICAL | ALLEN MEDICAL YELLOFINS |  | A261894 | VOORHEES SURGERY CENTER-OPERATING ROOM |  |  | excluded | 10/31/2019 |  |  |  |  | NO | NO |  |  |  |  | ALLEN MEDICAL 11239306 A261894 |  |  | Active |  | 99:99:99:99:99:99 |  | Equipment | PAAR:00-PVAR | 10/31/2019 | 10/31/2019 | COOPER AMBULATORY OFF-SITES |  |  | Performance Verification | WOT00000001825345 | JENNIFER BOMBARO | Performance Verification | Closed | Kirk Lis | 10/31/2019 | 10/31/2019 | Performance Verification for ALLEN MEDICAL 11239306 A261894 | Initial Install of Performance Verification. Device is ready for patient use. |  |  | 10/31/2019 | 10/31/2019
|  | ALLEN MEDICAL | ALLEN MEDICAL YELLOFINS |  | A261895 | VOORHEES SURGERY CENTER-OPERATING ROOM |  |  | excluded | 10/16/2019 |  |  |  |  | NO | NO |  |  |  |  | ALLEN MEDICAL 11239307 A261895 |  |  | Disposition |  |  |  | Equipment | PAAR:00-PVAR | 10/16/2019 | 10/16/2019 | COOPER AMBULATORY OFF-SITES |  |  |  | WOT00000001824893 | JENNIFER BOMBARO | Repair | Closed | Kirk Lis | 10/16/2019 | 10/16/2019 | Lower Extremity Support, needs checked in and tagged | SECURING PINS MISSING. OEM DOES NOT SELL PARTS. CONTACTED SALES REP. MEGAN SMITH. UNIT CAN BE SENT BACK FOR REPAIR EXCHANGE. FOR $3500 PACKED UNIT AND SHIPPED OUT TO OEM FOR EXCHANGE / REPAIR. UNIT NOT RETURNING TO FACILITY. OEM SENT REPLACEMENT BOOTS. UNIT NEEDS TO BE TAKEN OUT OF SERVICE. Dispositioned from Work Order Task WOT00000001852776 CEID: 11239307 FSR or Requested Items need to be corrected on the Vendor Service Request Dispositioned from Work Order Task WOT00000001852776 CEID: 11239307 Dispositioned from Work Order Task WOT00000001852776 CEID: 11239307 Dispositioned from Work Order Task WOT00000001852776 CEID: 11239307 Dispositioned from Work Order Task WOT00000001852776 CEID: 11239307 Dispositioned from Work Order Task WOT00000001852776 CEID: 11239307 | EXP1885722 | Labor | 10/16/2019 | 10/16/2019 | Kirk Lis
|  | ALLEN MEDICAL | ALLEN MEDICAL YELLOFINS |  | A 261897 | VOORHEES SURGERY CENTER-OPERATING ROOM |  |  | excluded | 10/31/2019 |  |  |  |  | NO | NO |  |  |  |  | ALLEN MEDICAL 11239279 A 261897 |  |  | Active |  | 99:99:99:99:99:99 |  | Equipment | PAAR:00-PVAR | 10/31/2019 | 10/31/2019 | COOPER AMBULATORY OFF-SITES |  |  | SUITE E | WOT00000001030549 | JENNIFER BOMBARO | Repair | Closed | Kirk Lis | 10/31/2019 | 10/31/2019 | leg-holder - missing screw or bolt, wobbly | TRACED PROBLEM TO MISSING ROLL PIN. CONTACTED OEM AND SALES REP. MEGAN SMITH. SHE IS LOOKING INTO OBTAINING PIN CALLED MEGAN SMITH TO OBTAIN STATUS GETTING PIN PERFORMED TROUBLE SHOOTING ON UNIT. RESEATED OTHER PINS. TOOK MEASUREMENT OF PIN. REPLACED PIN AND PERFORMED OVP. RETURN UNIT TO SERVICE AND INFORMED STAFF | EXP0710438 | Labor | 10/31/2019 | 10/31/2019 | Kirk Lis
|  | ALLEN MEDICAL | ALLEN MEDICAL YELLOFINS |  | A271699 | OPERATING ROOM - PAVILION |  |  | excluded | 10/31/2019 |  |  |  |  | NO | NO |  |  |  |  | ALLEN MEDICAL 30295000 A271699 |  |  | Active |  |  |  | Equipment | PAAR:00-PVAR | 10/31/2019 | 10/31/2019 | COOPER UNIVERSITY HOSPITAL |  |  |  | WOT00000003175698 | DOMINIC VENDETTA | Repair | Closed | Salvatore Bombara | 10/31/2019 | 10/31/2019 | Bed - stirrups won't stay in place when attached to the bed | confirm. retrieved unit. set up service with IMS returned from repair. see attachment. requested PO for repair. | EXP3644240 | Vendor Parts | 10/31/2019 | 10/31/2019 | Integration web_service
|  | ALLEN MEDICAL | ALLEN MEDICAL YELLOFINS |  | A 270995 | OPERATING ROOM - PAVILION |  |  | excluded | 10/31/2019 |  |  |  |  | NO | NO |  |  |  |  | ALLEN MEDICAL 30294989 A 270995 |  |  | Active |  |  |  | Equipment | PAAR:00-PVAR | 10/31/2019 | 10/31/2019 | COOPER UNIVERSITY HOSPITAL |  |  | Performance Verification | WOT00000002406272 | DOMINIC VENDETTA | Repair | Closed | Salvatore Bombara | 10/31/2019 | 10/31/2019 | right leg has issues | confirm. sent unit to IMS for eval. received estimate for repair. requested PO. see attachement Returned from repair. tested and passed full functional check. returned unit to service. see attachment | EXP2776128 | Vendor Parts | 10/31/2019 | 10/31/2019
|  | ALLEN MEDICAL | ALLEN MEDICAL YELLOFINS |  | A222196 | OPERATING ROOM - PAVILION |  |  | excluded | 10/31/2019 |  |  |  |  | NO | NO |  |  |  |  | ALLEN MEDICAL 30294980 A222196 |  |  | Active |  | 99:99:99:99:99:99 |  | Equipment | PAAR:00-PVAR | 10/31/2019 | 10/31/2019 | COOPER UNIVERSITY HOSPITAL |  |  |  | WOT00000001738744 | DOMINIC VENDETTA | Performance Verification | Closed | Salvatore Bombara | 10/31/2019 | 10/31/2019 | Performance Verification for ALLEN MEDICAL 30294980 A222196 | Initial Install of Performance Verification. Device is ready for patient use. |  |  | 10/31/2019 | 10/31/2019
|  | ALLEN MEDICAL | ALLEN MEDICAL YELLOFINS |  | A 271704 | OPERATING ROOM - PAVILION |  |  | excluded | 10/31/2019 |  |  |  |  | NO | NO |  |  |  |  | ALLEN MEDICAL 30294961 A 271704 |  |  | Active |  | 99:99:99:99:99:99 |  | Equipment | PAAR:00-PVAR | 10/31/2019 | 10/31/2019 | COOPER UNIVERSITY HOSPITAL |  |  |  | WOT00000001152649 | DOMINIC VENDETTA | Repair | Closed | Salvatore Bombara | 10/31/2019 | 10/31/2019 | Stirrups not locking (see notes) | Picked up and will determine action bed is working, only stirrups need repair. Set up service for repair with IMS. Requested PO returned from repair. tested and passed full functional check. returned to service. see attachment. | EXP0874758 | Labor | 10/31/2019 | 10/31/2019 | Michael Youch
|  | ALLEN MEDICAL | ALLEN MEDICAL YELLOFINS |  |  | OPERATING ROOM - PAVILION |  |  | excluded | 10/31/2019 |  |  |  |  | NO | NO |  |  |  |  | ALLEN MEDICAL 30280054 271706 |  |  | Active |  |  |  | Equipment | PAAR:00-PVAR | 10/31/2019 | 10/31/2019 | COOPER UNIVERSITY HOSPITAL |  |  |  | WOT00000003465873 | DOMINIC VENDETTA | Performance Verification | Completed | Salvatore Bombara | 10/31/2019 | 10/31/2019 | Performance Verification for ALLEN MEDICAL 30280054 271706 | Initial Install of Performance Verification. Device is ready for patient use. |  |  | 10/31/2019 | 10/31/2019
|  | ALLEN MEDICAL | ALLEN MEDICAL YELLOFINS |  |  | OPERATING ROOM - PAVILION |  |  | excluded | 10/31/2019 |  |  |  |  | NO | NO |  |  |  |  | ALLEN MEDICAL 30280053 271691 |  |  | Active |  |  |  | Equipment | PAAR:00-PVAR | 10/31/2019 | 10/31/2019 | COOPER UNIVERSITY HOSPITAL |  |  |  | WOT00000003465778 | DOMINIC VENDETTA | Performance Verification | Completed | Salvatore Bombara | 10/31/2019 | 10/31/2019 | Performance Verification for ALLEN MEDICAL 30280053 271691 | Initial Install of Performance Verification. Device is ready for patient use. |  |  | 10/31/2019 | 10/31/2019
|  | ALLEN MEDICAL | ALLEN MEDICAL YELLOFINS |  |  | OPERATING ROOM - PAVILION |  |  | excluded | 10/31/2019 |  |  |  |  | NO | NO |  |  |  |  | ALLEN MEDICAL 30280052 381459 |  |  | Active |  |  |  | Equipment | PAAR:00-PVAR | 10/31/2019 | 10/31/2019 | COOPER UNIVERSITY HOSPITAL |  |  |  | WOT00000003465728 | DOMINIC VENDETTA | Performance Verification | Completed | Salvatore Bombara | 10/31/2019 | 10/31/2019 | Performance Verification for ALLEN MEDICAL 30280052 381459 | Initial Install of Performance Verification. Device is ready for patient use. |  |  | 10/31/2019 | 10/31/2019
|  | ALLEN MEDICAL | ALLEN MEDICAL YELLOFINS |  | A271705 | OPERATING ROOM - PAVILION |  |  | excluded | 10/31/2019 |  |  |  |  | NO | NO |  |  |  |  | ALLEN MEDICAL 30225153 A271705 |  |  | Active |  | 99:99:99:99:99:99 |  | Equipment | PAAR:00-PVAR | 10/31/2019 | 10/31/2019 | COOPER UNIVERSITY HOSPITAL |  |  | OR | WOT00000001281348 | DOMINIC VENDETTA | Repair | Closed | Michael Youch | 10/31/2019 | 10/31/2019 | Yellow thin stirrup- broken at connection to base for bed | picked up to biomed for evaluation/repair. unit was returned repaired and given back to OR. Requested repair documentation. | EXP1082118 | Labor | 10/31/2019 | 10/31/2019 | Michael Youch
|  | ALLEN MEDICAL | ALLEN MEDICAL YELLOFINS |  | A271692 | OPERATING ROOM - PAVILION |  |  | excluded | 10/31/2019 |  |  |  |  | NO | NO |  |  |  |  | ALLEN MEDICAL 30146290 A271692 |  |  | Active |  | 99:99:99:99:99:99 |  | Equipment | PAAR:00-PVAR | 10/31/2019 | 10/31/2019 | COOPER UNIVERSITY HOSPITAL |  |  |  |  | DOMINIC VENDETTA |  |  |  | 10/31/2019 | 10/31/2019 |  |  |  |  | 10/31/2019 | 10/31/2019
|  | ALLEN MEDICAL | ALLEN MEDICAL YELLOFINS |  | S271691 | OPERATING ROOM - PAVILION |  |  | excluded | 10/31/2019 |  |  |  |  | NO | NO |  |  |  |  | ALLEN MEDICAL 30146289 S271691 |  |  | Active |  | 99:99:99:99:99:99 |  | Equipment | PAAR:00-PVAR | 10/31/2019 | 10/31/2019 | COOPER UNIVERSITY HOSPITAL |  |  |  |  | DOMINIC VENDETTA |  |  |  | 10/31/2019 | 10/31/2019 |  |  |  |  | 10/31/2019 | 10/31/2019
|  | ALLEN MEDICAL | ALLEN MEDICAL YELLOFINS |  | A 266932 | OPERATING ROOM - PAVILION |  |  | excluded | 10/31/2019 |  |  |  |  | NO | NO |  |  |  |  | ALLEN MEDICAL 30146275 A 266932 |  |  | Active |  | 99:99:99:99:99:99 |  | Equipment | PAAR:00-PVAR | 10/31/2019 | 10/31/2019 | COOPER UNIVERSITY HOSPITAL |  |  |  |  | DOMINIC VENDETTA |  |  |  | 10/31/2019 | 10/31/2019 |  |  |  |  | 10/31/2019 | 10/31/2019
|  | ALLEN MEDICAL | ALLEN MEDICAL YELLOFINS |  | A222195 | OPERATING ROOM - PAVILION |  |  | excluded | 10/31/2019 |  |  |  |  | NO | NO |  |  |  |  | ALLEN MEDICAL 30146259 A222195 |  |  | Active |  | 99:99:99:99:99:99 |  | Equipment | PAAR:00-PVAR | 10/31/2019 | 10/31/2019 | COOPER UNIVERSITY HOSPITAL |  |  | PAVILION OR |  | DOMINIC VENDETTA |  |  |  | 10/31/2019 | 10/31/2019 |  |  |  |  | 10/31/2019 | 10/31/2019
|  | ALLIED HEALTHCARE INC | ALLIED HEALTHCARE INC GOMCO 6037 |  |  | SPD |  |  | excluded | 01/01/1900 |  |  |  |  | NO | NO |  |  |  |  | ALLIED HEALTHCARE INC 10368652 19980415014 |  |  | Disposition |  | 99:99:99:99:99:99 |  | Equipment | PAAR:00-PVAR | 11/02/2019 |  | COOPER UNIVERSITY HOSPITAL |  |  | EEG HALLWAY | 0012406327 | David Frye | Repair | Closed | Josh Harris | 11/15/2017 | 11/17/2017 | ASPIRATOR - EXPIRED STICKER - EEG HALLWAY | 11/17/2017 1:29:27 PM JXHARRIS (JXHARRIS 11/17/2017 12:00 AM) RETIRING UNIT. NO LONGER USED. UNITS HAVE BEEN REPLACED SINCE 2015. 11/17/2017 1:29 PM JXHARRIS This device has been removed from an active status with the RSQ Database, and physically removed from the facility. Device retired on 11/17/2017; Authorized By: PATRICK DANDREA; Nature of Retirement: NO LONGER NEEDED; Days In Service: 896 | A2F7060F-0FB4-490E-A5C9-5E06B8CD0F5C | Labor | 11/17/2017 | 11/17/2017 | Josh Harris
|  | ALLIED HEALTHCARE INC | ALLIED HEALTHCARE INC VACUTRON CONTINUOUS 22-13-1208 |  |  | SPD |  |  | excluded | 10/16/2019 |  |  |  |  | NO | NO |  |  |  |  | ALLIED HEALTHCARE INC 30244776 0708 |  |  | Disposition |  |  |  | Equipment | PAAR:00-PVAR | 10/16/2019 | 10/16/2019 | COOPER UNIVERSITY HOSPITAL |  |  |  |  | David Frye |  |  |  | 10/16/2019 | 10/16/2019 |  |  |  |  | 10/16/2019 | 10/16/2019
|  | ALLIED HEALTHCARE INC | ALLIED HEALTHCARE INC VACUTRON CONTINUOUS 22-13-1208 |  |  | SPD |  |  | excluded | 10/16/2019 |  |  |  |  | NO | NO |  |  |  |  | ALLIED HEALTHCARE INC 30244777 0608 |  |  | Disposition |  |  |  | Equipment | PAAR:00-PVAR | 10/16/2019 | 10/16/2019 | COOPER UNIVERSITY HOSPITAL |  |  |  |  | David Frye |  |  |  | 10/16/2019 | 10/16/2019 |  |  |  |  | 10/16/2019 | 10/16/2019
|  | ALOKA | ALOKA UST-670P-5 |  |  | SHORT PROCEDURE UNIT |  |  |  | 07/28/2017 |  |  |  |  | NO | NO |  |  |  |  | ALOKA 10769611 20297996 |  |  | Active |  | 99:99:99:99:99:99 |  | Accessory | PAAR:00-PVAR | 10/31/2019 |  | COOPER UNIVERSITY HOSPITAL |  |  | SPU Kel 5 | 0012391982 | Lisa Geoghegan | Preventative Maintenance | Closed | Josh Harris | 11/08/2017 | 11/08/2017 | PERFORMANCE ASSURANCE AT INVENTORY | INVENTORIED DEVICE AND ENSURED DEVICE WAS FUNCTIONING PROPERLY. | 4ED05309-0D1E-460C-89B7-8C94754E8ED7 | Labor | 07/28/2017 | 07/28/2017 | Zhan Kiselev
|  | ALPHA TECHNOLOGIES | ALPHA TECHNOLOGIES CFR 2500 |  |  | NUCLEAR MEDICINE |  |  |  | 01/01/2005 |  |  |  |  | NO | NO |  |  |  |  | ALPHA TECHNOLOGIES 10368724 133418 |  |  | Disposition |  | 99:99:99:99:99:99 |  | Alarm | PAAR:00-PVAR | 11/02/2019 |  | COOPER UNIVERSITY HOSPITAL |  |  | B80 |  | Donna Handy
|  | ALPINE BIOMED | ALPINE BIOMED REPHLUX TRACER |  | 006-15482 | RADIOLOGICAL PHYSICS |  |  |  | 01/01/1900 |  |  |  |  | NO | NO |  |  |  |  | ALPINE BIOMED 02237 006-15482 |  |  | Disposition |  |  |  | Equipment | 1Y:00-MFG | 04/18/2016 | 05/01/2020 | COOPER UNIVERSITY HOSPITAL |  |  | RADIATION PHYSICS |  | COLLEEN TEGELER
|  | AMBU, INC. | AMBU, INC. ASCOPE MONITOR |  | P1222721 | TRAUMA ICU |  |  |  | 08/30/2012 |  |  |  |  | NO | NO |  |  |  |  | AMBU, INC. 10368067 P1222721 |  |  | Active |  | 99:99:99:99:99:99 |  | Accessory | PAAR:00-PVAR | 11/02/2019 |  | COOPER UNIVERSITY HOSPITAL |  |  | TICU-EQUIP STORAGE | WOT00000000532874 | Diane Floyd | Disposition | Closed | Richard Jolly | 02/08/2018 | 05/23/2019 | Bulk Disposition CNL
|  | AMBU, INC. | AMBU, INC. ASCOPE MONITOR |  | P1222714 | TRAUMA ICU |  |  |  | 09/28/2012 |  |  |  |  | NO | NO |  |  |  |  | AMBU, INC. 10365453 P1222714 |  |  | Active |  | 99:99:99:99:99:99 |  | Accessory | PAAR:00-PVAR | 11/01/2019 |  | COOPER UNIVERSITY HOSPITAL |  |  | TRAUMA ICU | WOT00000000532873 | Diane Floyd | Disposition | Closed | Richard Jolly | 02/08/2018 | 05/24/2019 | Bulk Disposition CNL
|  | AMEDA/EGNELL INC. | AMEDA/EGNELL INC. AMEDA |  | AL08102172 | MOTHER INFANT UNIT |  |  | excluded | 10/16/2019 |  |  |  |  | NO | NO |  |  |  |  | AMEDA/EGNELL INC. 11221579 AL08102172 |  |  | Disposition |  | 99:99:99:99:99:99 |  | Equipment | PAAR:00-PVAR | 10/16/2019 | 10/16/2019 | COOPER UNIVERSITY HOSPITAL |  |  | Performance Verification | WOT00000001062807 | Christina Smith | Performance Verification | Closed | Gene Amodei | 10/16/2019 | 10/16/2019 | Performance Verification for AMEDA/EGNELL INC. 11221579 AL08102172 | Initial Install of Performance Verification. Device is ready for patient use. |  |  | 10/16/2019 | 10/16/2019
|  | AMEDA/EGNELL INC. | AMEDA/EGNELL INC. AMEDA |  | AL06060407 | MOTHER INFANT UNIT |  |  | excluded | 08/07/2018 |  |  |  |  | NO | NO |  |  |  |  | AMEDA/EGNELL INC. 10725546 AL06060407 |  |  | Disposition |  | 99:99:99:99:99:99 |  | Equipment | PAAR:00-PVAR | 10/16/2019 |  | COOPER UNIVERSITY HOSPITAL |  |  | Performance Verification | WOT00000001276929 | Christina Smith | Performance Verification | Closed | Gene Amodei | 08/07/2018 | 06/25/2019 | Performance Verification for AMEDA/EGNELL INC. 10725546 AL06060407 | Initial Install of Performance Verification. Device is ready for patient use.
|  | AMEDA/EGNELL INC. | AMEDA/EGNELL INC. ELITE |  |  | MOTHER INFANT UNIT |  |  | excluded | 10/16/2019 |  |  |  |  | NO | NO |  |  |  |  | AMEDA/EGNELL INC. 30126240 804673 |  |  | Disposition |  | 99:99:99:99:99:99 |  | Equipment | PAAR:00-PVAR | 10/16/2019 | 10/16/2019 | COOPER UNIVERSITY HOSPITAL |  |  | D3 | 0011147018 | Christina Smith | Performance Verification | Closed | Bonnie Aichroth | 10/16/2019 | 10/16/2019 | INCOMING INVENTORY | DEVICE INVENTORIED | 4E842CA3-E5FF-4BD2-A9C4-D1752A0CBAB3 | Labor | 10/16/2019 | 10/16/2019 | Bonnie Aichroth
|  | AMEDA/EGNELL INC. | AMEDA/EGNELL INC. ELITE |  | AL08082013 | MOTHER INFANT UNIT |  |  | excluded | 10/16/2019 |  |  |  |  | NO | NO |  |  |  |  | AMEDA/EGNELL INC. 30126239 AL08082013 |  |  | Disposition |  |  |  | Equipment | PAAR:00-PVAR | 10/16/2019 | 10/16/2019 | COOPER UNIVERSITY HOSPITAL |  |  | D3 | 0011146993 | Christina Smith | Performance Verification | Closed | Bonnie Aichroth | 10/16/2019 | 10/16/2019 | INCOMING INVENTORY | DEVICE INVENTORIED | 4646C4FF-6759-43D6-99D6-2F757B8C89F8 | Labor | 10/16/2019 | 10/16/2019 | Bonnie Aichroth
|  | AMEDA/EGNELL INC. | AMEDA/EGNELL INC. ELITE |  | AL08102172 | MOTHER INFANT UNIT |  |  | excluded | 10/16/2019 |  |  |  |  | NO | NO |  |  |  |  | AMEDA/EGNELL INC. 1121579 AL08102172 |  |  | Disposition |  | 99:99:99:99:99:99 |  | Equipment | PAAR:00-PVAR | 10/16/2019 | 10/16/2019 | COOPER UNIVERSITY HOSPITAL |  |  | Performance Verification | WOT00000001197559 | Christina Smith | Performance Verification | Closed | Gene Amodei | 10/16/2019 | 10/16/2019 | Performance Verification for AMEDA/EGNELL INC. 1121579 AL08102172 | Initial Install of Performance Verification. Device is ready for patient use. |  |  | 10/16/2019 | 10/16/2019
|  | AMEDA/EGNELL INC. | AMEDA/EGNELL INC. ELITE |  | AL504719 | MOTHER INFANT UNIT |  |  | excluded | 10/16/2019 |  |  |  |  | NO | NO |  |  |  |  | AMEDA/EGNELL INC. 11207651 AL504719 |  |  | Disposition |  |  |  | Equipment | PAAR:00-PVAR | 10/16/2019 | 10/16/2019 | COOPER UNIVERSITY HOSPITAL |  |  | MIU | WOT00000002515602 | Christina Smith | Performance Verification | Closed | Gene Amodei | 10/16/2019 | 10/16/2019 | Performance Verification for AMEDA/EGNELL INC. 11207651 AL504719 | Initial Install of Performance Verification. Device is ready for patient use. |  |  | 10/16/2019 | 10/16/2019
|  | AMEDA/EGNELL INC. | AMEDA/EGNELL INC. ELITE |  | 011081072502187021AL00100251 | MOTHER INFANT UNIT |  |  | excluded | 10/16/2019 |  |  |  |  | NO | NO |  |  |  |  | AMEDA/EGNELL INC. 11207599 011081072502187021AL00100251 |  |  | Disposition |  |  |  | Equipment | PAAR:00-PVAR | 10/16/2019 | 10/16/2019 | COOPER UNIVERSITY HOSPITAL |  |  | Performance Verification | WOT00000002114254 | Christina Smith | Performance Verification | Closed | Gene Amodei | 10/16/2019 | 10/16/2019 | Performance Verification for AMEDA/EGNELL INC. 11207599 011081072502187021AL00100251 | Initial Install of Performance Verification. Device is ready for patient use. |  |  | 10/16/2019 | 10/16/2019
|  | AMEDA/EGNELL INC. | AMEDA/EGNELL INC. ELITE |  | 011081072502180121AL04110097 | MOTHER INFANT UNIT |  |  | excluded | 10/16/2019 |  |  |  |  | NO | NO |  |  |  |  | AMEDA/EGNELL INC. 11207598 011081072502180121AL04110097 |  |  | Disposition |  |  |  | Equipment | PAAR:00-PVAR | 10/16/2019 | 10/16/2019 | COOPER UNIVERSITY HOSPITAL |  |  | Performance Verification | WOT00000002114238 | Christina Smith | Performance Verification | Closed | Gene Amodei | 10/16/2019 | 10/16/2019 | Performance Verification for AMEDA/EGNELL INC. 11207598 011081072502180121AL04110097 | Initial Install of Performance Verification. Device is ready for patient use. |  |  | 10/16/2019 | 10/16/2019
|  | AMEDA/EGNELL INC. | AMEDA/EGNELL INC. ELITE |  | NOT KNOWN | LABOR & DELIVERY |  |  | excluded | 10/16/2019 |  |  |  |  | NO | NO |  |  |  |  | AMEDA/EGNELL INC. 11207594 NOT KNOWN |  |  | Disposition |  |  |  | Equipment | PAAR:00-PVAR | 10/16/2019 | 10/16/2019 | COOPER UNIVERSITY HOSPITAL |  |  | Performance Verification | WOT00000001987572 | JOANNA HORST | Performance Verification | Closed | Gene Amodei | 10/16/2019 | 10/16/2019 | Performance Verification for AMEDA/EGNELL INC. 11207594 AL808622 | Initial Install of Performance Verification. Device is ready for patient use. |  |  | 10/16/2019 | 10/16/2019
|  | AMEDA/EGNELL INC. | AMEDA/EGNELL INC. ELITE |  | AL07092762 | LABOR & DELIVERY |  |  | excluded | 10/16/2019 |  |  |  |  | NO | NO |  |  |  |  | AMEDA/EGNELL INC. 11207595 AL07092762 |  |  | Disposition |  |  |  | Equipment | PAAR:00-PVAR | 10/16/2019 | 10/16/2019 | COOPER UNIVERSITY HOSPITAL |  |  | Performance Verification | WOT00000001987605 | JOANNA HORST | Performance Verification | Closed | Gene Amodei | 10/16/2019 | 10/16/2019 | Performance Verification for AMEDA/EGNELL INC. 11207595 AL07092762 | Initial Install of Performance Verification. Device is ready for patient use. |  |  | 10/16/2019 | 10/16/2019
|  | AMEDA/EGNELL INC. | AMEDA/EGNELL INC. ELITE |  | AL00040481 | MOTHER INFANT UNIT |  |  | excluded | 10/16/2019 |  |  |  |  | NO | NO |  |  |  |  | AMEDA/EGNELL INC. 11207540 AL00040481 |  |  | Disposition |  | 99:99:99:99:99:99 |  | Equipment | PAAR:00-PVAR | 10/16/2019 | 10/16/2019 | COOPER UNIVERSITY HOSPITAL |  |  | Performance Verification | WOT00000001564076 | Christina Smith | Performance Verification | Closed | Gene Amodei | 10/16/2019 | 10/16/2019 | CEID Record Completion for AMEDA/EGNELL INC. 11207540 AL00040481 | vpo | EXP2329845 | Labor | 10/16/2019 | 10/16/2019 | Gene Amodei
|  | AMEDA/EGNELL INC. | AMEDA/EGNELL INC. ELITE |  | AL6045786 | MOTHER INFANT UNIT |  |  | excluded | 10/16/2019 |  |  |  |  | NO | NO |  |  |  |  | AMEDA/EGNELL INC. 11207541 AL6045786 |  |  | Disposition |  | 99:99:99:99:99:99 |  | Equipment | PAAR:00-PVAR | 10/16/2019 | 10/16/2019 | COOPER UNIVERSITY HOSPITAL |  |  | Performance Verification | WOT00000001564107 | Christina Smith | Performance Verification | Closed | Gene Amodei | 10/16/2019 | 10/16/2019 | Performance Verification for AMEDA/EGNELL INC. 11207541 AL6045786 | Initial Install of Performance Verification. Device is ready for patient use. |  |  | 10/16/2019 | 10/16/2019
|  | AMEDA/EGNELL INC. | AMEDA/EGNELL INC. ELITE |  | AL07092662 | MOTHER INFANT UNIT |  |  | excluded | 10/16/2019 |  |  |  |  | NO | NO |  |  |  |  | AMEDA/EGNELL INC. 11207538 AL07092662 |  |  | Disposition |  | 99:99:99:99:99:99 |  | Equipment | PAAR:00-PVAR | 10/16/2019 | 10/16/2019 | COOPER UNIVERSITY HOSPITAL |  |  | gone | WOT00000001539198 | Christina Smith | Performance Verification | Closed | Gene Amodei | 10/16/2019 | 10/16/2019 | Performance Verification for AMEDA/EGNELL INC. 11207538 AL07092662 | Initial Install of Performance Verification. Device is ready for patient use. |  |  | 10/16/2019 | 10/16/2019
|  | AMEDA/EGNELL INC. | AMEDA/EGNELL INC. ELITE |  | AL07020244 | MOTHER INFANT UNIT |  |  | excluded | 10/16/2019 |  |  |  |  | NO | NO |  |  |  |  | AMEDA/EGNELL INC. 11207531 AL07020244 |  |  | Disposition |  | 99:99:99:99:99:99 |  | Equipment | PAAR:00-PVAR | 10/16/2019 | 10/16/2019 | COOPER UNIVERSITY HOSPITAL |  |  | Performance Verification | WOT00000001436195 | Christina Smith | Performance Verification | Closed | Gene Amodei | 10/16/2019 | 10/16/2019 | Performance Verification for AMEDA/EGNELL INC. 11207531 011081072502187021AL07020244 | Initial Install of Performance Verification. Device is ready for patient use. |  |  | 10/16/2019 | 10/16/2019
|  | AMEDA/EGNELL INC. | AMEDA/EGNELL INC. ELITE |  |  | MOTHER INFANT UNIT |  |  | excluded | 10/16/2019 |  |  |  |  | NO | NO |  |  |  |  | AMEDA/EGNELL INC. 11207530 6035866 |  |  | Disposition |  | 99:99:99:99:99:99 |  | Equipment | PAAR:00-PVAR | 10/16/2019 | 10/16/2019 | COOPER UNIVERSITY HOSPITAL |  |  | Performance Verification | WOT00000001437162 | Christina Smith | Performance Verification | Closed | Gene Amodei | 10/16/2019 | 10/16/2019 | Performance Verification for AMEDA/EGNELL INC. 11207530 0110810725021177216035866 | Initial Install of Performance Verification. Device is ready for patient use. |  |  | 10/16/2019 | 10/16/2019
|  | AMEDA/EGNELL INC. | AMEDA/EGNELL INC. ELITE |  | AL07092134 | MOTHER INFANT UNIT |  |  | excluded | 10/16/2019 |  |  |  |  | NO | NO |  |  |  |  | AMEDA/EGNELL INC. 11207504 AL07092134 |  |  | Disposition |  | 99:99:99:99:99:99 |  | Equipment | PAAR:00-PVAR | 10/16/2019 | 10/16/2019 | COOPER UNIVERSITY HOSPITAL |  |  | Performance Verification | WOT00000001197518 | Christina Smith | Performance Verification | Closed | Gene Amodei | 10/16/2019 | 10/16/2019 | Performance Verification for AMEDA/EGNELL INC. 11207504 AL07082134 | Initial Install of Performance Verification. Device is ready for patient use. |  |  | 10/16/2019 | 10/16/2019
|  | AMEDA/EGNELL INC. | AMEDA/EGNELL INC. ELITE |  | AL07082602 | MOTHER INFANT UNIT |  |  | excluded | 10/16/2019 |  |  |  |  | NO | NO |  |  |  |  | AMEDA/EGNELL INC. 11207505 AL07082602 |  |  | Disposition |  | 99:99:99:99:99:99 |  | Equipment | PAAR:00-PVAR | 10/16/2019 | 10/16/2019 | COOPER UNIVERSITY HOSPITAL |  |  |  | WOT00000001197510 | Christina Smith | Performance Verification | Closed | Gene Amodei | 10/16/2019 | 10/16/2019 | Performance Verification for AMEDA/EGNELL INC. 11207505 AL07082602 | Initial Install of Performance Verification. Device is ready for patient use. |  |  | 10/16/2019 | 10/16/2019
|  | AMEDA/EGNELL INC. | AMEDA/EGNELL INC. ELITE |  | AL5115816 | MOTHER INFANT UNIT |  |  | excluded | 10/16/2019 |  |  |  |  | NO | NO |  |  |  |  | AMEDA/EGNELL INC. 10769721 AL5115816 |  |  | Disposition |  | 99:99:99:99:99:99 |  | Equipment | PAAR:00-PVAR | 10/16/2019 | 10/16/2019 | COOPER UNIVERSITY HOSPITAL |  |  | 3 DORRANCE | 0012143266 | Christina Smith | Performance Verification | Closed | Gene Amodei | 10/16/2019 | 10/16/2019 | INCOMING INVENTORY | DEVICE INVENTORIED | B0F8ADAC-86ED-42B5-A709-256955769664 | Labor | 10/16/2019 | 10/16/2019 | Bonnie Aichroth
|  | AMEDA/EGNELL INC. | AMEDA/EGNELL INC. ELITE |  | AL07060013 | MOTHER INFANT UNIT |  |  | excluded | 12/06/2017 |  |  |  |  | NO | NO |  |  |  |  | AMEDA/EGNELL INC. 10769634 AL07060013 |  |  | Disposition |  | 99:99:99:99:99:99 |  | Equipment | PAAR:00-PVAR | 10/16/2019 |  | COOPER UNIVERSITY HOSPITAL |  |  |  | 0012740573 | Christina Smith | Performance Verification | Closed | Josh Harris | 01/30/2018 | 01/30/2018 | INCOMING INVENTORY | DEVICE INVENTORIED | 96E7174B-54A8-4A47-8EE5-7BD49A00EC75 | Labor | 01/30/2018 | 01/30/2018 | Josh Harris
|  | AMEDA/EGNELL INC. | AMEDA/EGNELL INC. ELITE |  | AL08052271 | MOTHER INFANT UNIT |  |  | excluded | 04/28/2017 |  |  |  |  | NO | NO |  |  |  |  | AMEDA/EGNELL INC. 10769348 AL08052271 |  |  | Disposition |  | 99:99:99:99:99:99 |  | Equipment | PAAR:00-PVAR | 10/16/2019 |  | COOPER UNIVERSITY HOSPITAL |  |  | D3 | 0012052963 | Christina Smith | Performance Verification | Closed | Kirk Lis | 08/21/2017 | 08/21/2017 | INCOMING INVENTORY | DEVICE INVENTORIED | A8DE624D-9C65-43C8-951F-65C615D4E194 | Labor | 08/21/2017 | 08/21/2017 | Bonnie Aichroth
|  | AMEDA/EGNELL INC. | AMEDA/EGNELL INC. ELITE |  | AL05080179 | MOTHER INFANT UNIT |  |  | excluded | 04/28/2017 |  |  |  |  | NO | NO |  |  |  |  | AMEDA/EGNELL INC. 10769347 AL05080179 |  |  | Disposition |  | 99:99:99:99:99:99 |  | Equipment | PAAR:00-PVAR | 10/16/2019 |  | COOPER UNIVERSITY HOSPITAL |  |  | D3 | 0012052968 | Christina Smith | Preventative Maintenance | Closed | Gene Amodei | 08/21/2017 | 08/21/2017 | PERFORMANCE ASSURANCE AT INVENTORY | INVENTORIED DEVICE AND ENSURED DEVICE WAS FUNCTIONING PROPERLY. | 6CF318FE-1A1A-4C52-B143-8EEF9814C04B | Labor | 04/28/2017 | 04/28/2017 | Gene Amodei
|  | AMEDA/EGNELL INC. | AMEDA/EGNELL INC. ELITE |  | AL02080273 | MATERNAL FETAL CARE UNIT |  |  | excluded | 02/07/2017 |  |  |  |  | NO | NO |  |  |  |  | AMEDA/EGNELL INC. 10769337 AL02080273 |  |  | Disposition |  |  |  | Equipment | PAAR:00-PVAR | 10/16/2019 |  | COOPER UNIVERSITY HOSPITAL |  |  |  | 0011498299 | JOANNA HORST | Performance Verification | Closed | Bonnie Aichroth | 04/20/2017 | 04/20/2017 | INCOMING INVENTORY | DEVICE INVENTORIED | 41842158-9ED1-4FC7-BEAD-820B917BC40A | Labor | 04/20/2017 | 04/20/2017 | Bonnie Aichroth
|  | AMEDA/EGNELL INC. | AMEDA/EGNELL INC. ELITE |  | AL0180102158 | MOTHER INFANT UNIT |  |  | excluded | 01/12/2018 |  |  |  |  | NO | NO |  |  |  |  | AMEDA/EGNELL INC. 10752999 AL0180102158 |  |  | Disposition |  | 99:99:99:99:99:99 |  | Equipment | PAAR:00-PVAR | 11/01/2019 |  | COOPER UNIVERSITY HOSPITAL |  |  |  | 0012661840 | Christina Smith | Preventative Maintenance | Closed | Josh Harris | 01/18/2018 | 01/18/2018 | PERFORMANCE ASSURANCE AT INVENTORY | INVENTORIED DEVICE AND ENSURED DEVICE WAS FUNCTIONING PROPERLY. | 05458068-6B16-4BB1-80F0-141E31125280 | Labor | 01/12/2018 | 01/12/2018 | Gene Amodei
|  | AMEDA/EGNELL INC. | AMEDA/EGNELL INC. ELITE |  | AL05070139 | MOTHER INFANT UNIT |  |  | excluded | 01/30/2018 |  |  |  |  | NO | NO |  |  |  |  | AMEDA/EGNELL INC. 10752586 AL05070139 |  |  | Disposition |  | 99:99:99:99:99:99 |  | Equipment | PAAR:00-PVAR | 10/16/2019 |  | COOPER UNIVERSITY HOSPITAL |  |  |  | 0012740600 | Christina Smith | Preventative Maintenance | Closed | Josh Harris | 01/30/2018 | 01/30/2018 | PERFORMANCE ASSURANCE AT INVENTORY | INVENTORIED DEVICE AND ENSURED DEVICE WAS FUNCTIONING PROPERLY. | 3F12C602-57D9-46E2-B56A-D4A4F610558B | Labor | 01/30/2018 | 01/30/2018 | Gene Amodei
|  | AMEDA/EGNELL INC. | AMEDA/EGNELL INC. ELITE |  | AL06060407 | MOTHER INFANT UNIT |  |  | excluded | 08/10/2018 |  |  |  |  | NO | NO |  |  |  |  | AMEDA/EGNELL INC. 10752546 AL06060407 |  |  | Disposition |  | 99:99:99:99:99:99 |  | Equipment | PAAR:00-PVAR | 10/16/2019 |  | COOPER UNIVERSITY HOSPITAL |  |  | Performance Verification | WOT00000001287466 | Christina Smith | Performance Verification | Closed | Gene Amodei | 08/10/2018 | 07/21/2019 | Performance Verification for AMEDA/EGNELL INC. 10752546 AL06060407 | Initial Install of Performance Verification. Device is ready for patient use.
|  | AMEDA/EGNELL INC. | AMEDA/EGNELL INC. ELITE |  | AL00080283 | MOTHER INFANT UNIT |  |  | excluded | 01/24/2018 |  |  |  |  | NO | NO |  |  |  |  | AMEDA/EGNELL INC. 10752528 AL00080283 |  |  | Disposition | dup10752528 | 99:99:99:99:99:99 |  | Equipment | PAAR:00-PVAR | 10/16/2019 |  | COOPER UNIVERSITY HOSPITAL |  |  | replaced 10649892, SN AL02080034 | WOT00000001287437 | Christina Smith | Performance Verification | Closed | Gene Amodei | 08/10/2018 | 07/22/2019 | Performance Verification for AMEDA/EGNELL INC. 10752528 AL00080283 | Initial Install of Performance Verification. Device is ready for patient use.
|  | AMEDA/EGNELL INC. | AMEDA/EGNELL INC. ELITE |  | AL090821910 | MOTHER INFANT UNIT |  |  | excluded | 12/06/2017 |  |  |  |  | NO | NO |  |  |  |  | AMEDA/EGNELL INC. 10732582 AL090821910 |  |  | Disposition |  | 99:99:99:99:99:99 |  | Equipment | PAAR:00-PVAR | 10/16/2019 |  | COOPER UNIVERSITY HOSPITAL |  |  |  | 0012740577 | Christina Smith | Preventative Maintenance | Closed | Josh Harris | 01/30/2018 | 01/30/2018 | PERFORMANCE ASSURANCE AT INVENTORY | INVENTORIED DEVICE AND ENSURED DEVICE WAS FUNCTIONING PROPERLY. | BEB4C3E0-EFE7-4D64-B269-D2606CDAB094 | Labor | 12/06/2017 | 12/06/2017 | Gene Amodei
|  | AMEDA/EGNELL INC. | AMEDA/EGNELL INC. ELITE |  | AL07060522 | MOTHER INFANT UNIT |  |  | excluded | 01/30/2018 |  |  |  |  | NO | NO |  |  |  |  | AMEDA/EGNELL INC. 10732430 AL07060522 |  |  | Disposition |  | 99:99:99:99:99:99 |  | Equipment | PAAR:00-PVAR | 10/16/2019 |  | COOPER UNIVERSITY HOSPITAL |  |  |  | 0012740606 | Christina Smith | Preventative Maintenance | Closed | Josh Harris | 01/30/2018 | 01/30/2018 | PERFORMANCE ASSURANCE AT INVENTORY | INVENTORIED DEVICE AND ENSURED DEVICE WAS FUNCTIONING PROPERLY. | 0F42A23A-DF1D-4C60-B64D-E21729305B32 | Labor | 01/30/2018 | 01/30/2018 | Gene Amodei
|  | AMEDA/EGNELL INC. | AMEDA/EGNELL INC. ELITE |  | AL08032359 | MOTHER INFANT UNIT |  |  | excluded | 01/30/2018 |  |  |  |  | NO | NO |  |  |  |  | AMEDA/EGNELL INC. 10732429 AL08032359 |  |  | Disposition |  | 99:99:99:99:99:99 |  | Equipment | PAAR:00-PVAR | 10/16/2019 |  | COOPER UNIVERSITY HOSPITAL |  |  |  | 0012740592 | Christina Smith | Performance Verification | Closed | Josh Harris | 01/30/2018 | 01/30/2018 | INCOMING INVENTORY | DEVICE INVENTORIED | 27D28315-B7DD-467A-9A81-09735D430552 | Labor | 01/30/2018 | 01/30/2018 | Josh Harris
|  | AMEDA/EGNELL INC. | AMEDA/EGNELL INC. ELITE |  | AL09082190 | MOTHER INFANT UNIT |  |  | excluded | 11/02/2017 |  |  |  |  | NO | NO |  |  |  |  | AMEDA/EGNELL INC. 10732352 AL09082190 |  |  | Disposition |  | 99:99:99:99:99:99 |  | Equipment | PAAR:00-PVAR | 10/16/2019 |  | COOPER UNIVERSITY HOSPITAL |  |  |  | 0012586322 | Christina Smith | Preventative Maintenance | Closed | Josh Harris | 12/27/2017 | 12/27/2017 | PERFORMANCE ASSURANCE AT INVENTORY | INVENTORIED DEVICE AND ENSURED DEVICE WAS FUNCTIONING PROPERLY. | 51BE219B-DC9C-4649-A8B5-75C574851F08 | Labor | 11/02/2017 | 11/02/2017 | Gene Amodei
|  | AMEDA/EGNELL INC. | AMEDA/EGNELL INC. ELITE |  | AL02080034 | MATERNAL FETAL CARE UNIT |  |  | excluded | 02/07/2017 |  |  |  |  | NO | NO |  |  |  |  | AMEDA/EGNELL INC. 10649892 AL02080034 |  |  | Disposition |  | 99:99:99:99:99:99 |  | Equipment | PAAR:00-PVAR | 10/16/2019 |  | COOPER UNIVERSITY HOSPITAL |  |  |  | 0011498303 | JOANNA HORST | Performance Verification | Closed | Bonnie Aichroth | 04/20/2017 | 04/20/2017 | INCOMING INVENTORY | DEVICE INVENTORIED | EBC5206B-85C8-4559-8D64-70F14870DB00 | Labor | 04/20/2017 | 04/20/2017 | Bonnie Aichroth
|  | AMEDA/EGNELL INC. | AMEDA/EGNELL INC. ELITE |  |  | MOTHER INFANT UNIT |  |  | excluded | 01/27/2017 |  |  |  |  | NO | NO |  |  |  |  | AMEDA/EGNELL INC. 10649893 6015604 |  |  | Disposition |  | 99:99:99:99:99:99 |  | Equipment | PAAR:00-PVAR | 10/16/2019 |  | COOPER UNIVERSITY HOSPITAL |  |  |  | 0011657886 | Christina Smith | Performance Verification | Closed | Bonnie Aichroth | 05/23/2017 | 05/23/2017 | INCOMING INVENTORY | DEVICE INVENTORIED | F0DD04B6-3F2C-41F4-B5FC-6A47CF644A55 | Labor | 05/23/2017 | 05/23/2017 | Bonnie Aichroth
|  | AMEDA/EGNELL INC. | AMEDA/EGNELL INC. ELITE |  | AL03030681 | MOTHER INFANT UNIT |  |  | excluded | 02/28/2017 |  |  |  |  | NO | NO |  |  |  |  | AMEDA/EGNELL INC. 10649886 AL03030681 |  |  | Disposition |  | 99:99:99:99:99:99 |  | Equipment | PAAR:00-PVAR | 10/16/2019 |  | COOPER UNIVERSITY HOSPITAL |  |  |  | 0011983285 | Christina Smith | Performance Verification | Closed | Bonnie Aichroth | 07/27/2017 | 07/27/2017 | INCOMING INVENTORY | DEVICE INVENTORIED | 6169756E-6461-4D4C-8D52-F1AD1E495E7C | Labor | 07/27/2017 | 07/27/2017 | Bonnie Aichroth
|  | AMEDA/EGNELL INC. | AMEDA/EGNELL INC. ELITE |  | AL08052286 | MOTHER INFANT UNIT |  |  | excluded | 09/13/2016 |  |  |  |  | NO | NO |  |  |  |  | AMEDA/EGNELL INC. 10505486 AL08052286 |  |  | Disposition |  | 99:99:99:99:99:99 |  | Equipment | PAAR:00-PVAR | 10/16/2019 |  | COOPER UNIVERSITY HOSPITAL |  |  |  | 0011494791 | Christina Smith | Preventative Maintenance | Closed | Bonnie Aichroth | 04/19/2017 | 04/19/2017 | PERFORMANCE ASSURANCE AT INVENTORY | INVENTORIED DEVICE AND ENSURED DEVICE WAS FUNCTIONING PROPERLY. | FEA0C572-8858-4D6E-9A66-4E4780CE352D | Labor | 09/13/2016 | 09/13/2016 | Gene Amodei
|  | AMEDA/EGNELL INC. | AMEDA/EGNELL INC. ELITE |  | AL811168 | MOTHER INFANT UNIT |  |  | excluded | 09/13/2016 |  |  |  |  | NO | NO |  |  |  |  | AMEDA/EGNELL INC. 10505487 AL811168 |  |  | Disposition |  | 99:99:99:99:99:99 |  | Equipment | PAAR:00-PVAR | 10/16/2019 |  | COOPER UNIVERSITY HOSPITAL |  |  | D3 | 0011147031 | Christina Smith | Performance Verification | Closed | Bonnie Aichroth | 01/30/2017 | 01/30/2017 | INCOMING INVENTORY | DEVICE INVENTORIED | D9FCBD65-D6F5-4207-9230-7092FE639FF2 | Labor | 01/30/2017 | 01/30/2017 | Bonnie Aichroth
|  | AMEDA/EGNELL INC. | AMEDA/EGNELL INC. ELITE |  | AL5115876 | INTENSIVE CARE NURSERY |  |  | excluded | 09/13/2016 |  |  |  |  | NO | NO |  |  |  |  | AMEDA/EGNELL INC. 10505488 AL5115876 |  |  | Disposition |  |  |  | Equipment | PAAR:00-PVAR | 10/16/2019 |  | COOPER UNIVERSITY HOSPITAL |  |  | D3 |  | JOANNE FOX
|  | AMEDA/EGNELL INC. | AMEDA/EGNELL INC. ELITE |  | AL08072221 | MOTHER INFANT UNIT |  |  | excluded | 09/13/2016 |  |  |  |  | NO | NO |  |  |  |  | AMEDA/EGNELL INC. 10505485 AL08072221 |  |  | Disposition |  | 99:99:99:99:99:99 |  | Equipment | PAAR:00-PVAR | 10/16/2019 |  | COOPER UNIVERSITY HOSPITAL |  |  |  | 0011494793 | Christina Smith | Preventative Maintenance | Closed | Bonnie Aichroth | 04/19/2017 | 04/19/2017 | PERFORMANCE ASSURANCE AT INVENTORY | INVENTORIED DEVICE AND ENSURED DEVICE WAS FUNCTIONING PROPERLY. | 5417A357-C533-4981-8AD9-EE568A74B661 | Labor | 09/13/2016 | 09/13/2016 | Gene Amodei
|  | AMEDA/EGNELL INC. | AMEDA/EGNELL INC. ELITE |  | AL09103476 | MOTHER INFANT UNIT |  |  | excluded | 09/22/2014 |  |  |  |  | NO | NO |  |  |  |  | AMEDA/EGNELL INC. 10369400 AL09103476 |  |  | Disposition |  | 99:99:99:99:99:99 |  | Equipment | PAAR:00-PVAR | 11/02/2019 |  | COOPER UNIVERSITY HOSPITAL |  |  | D5 | WOT00000000521556 | Christina Smith | Disposition | Closed | Gene Amodei | 02/08/2018 | 07/12/2019 | Bulk Disposition CNL
|  | AMEDA/EGNELL INC. | AMEDA/EGNELL INC. ELITE |  | AL09123563 | MOTHER INFANT UNIT |  |  | excluded | 10/16/2019 |  |  |  |  | NO | NO |  |  |  |  | AMEDA/EGNELL INC. 30438047 AL09123563 |  |  | Disposition |  | 99:99:99:99:99:99 |  | Equipment | PAAR:00-PVAR | 10/16/2019 | 10/16/2019 | COOPER UNIVERSITY HOSPITAL |  |  | Performance Verification | WOT00000001287423 | Christina Smith | Performance Verification | Closed | Gene Amodei | 10/16/2019 | 10/16/2019 | Performance Verification for AMEDA/EGNELL INC. 30438047 AL09123563 | Initial Install of Performance Verification. Device is ready for patient use. |  |  | 10/16/2019 | 10/16/2019
|  | AMEDA/EGNELL INC. | AMEDA/EGNELL INC. ELITE |  | AL11103112 | MOTHER INFANT UNIT |  |  | excluded | 10/16/2019 |  |  |  |  | NO | NO |  |  |  |  | AMEDA/EGNELL INC. 30438046 AL11103112 |  |  | Disposition |  | 99:99:99:99:99:99 |  | Equipment | PAAR:00-PVAR | 10/16/2019 | 10/16/2019 | COOPER UNIVERSITY HOSPITAL |  |  | Performance Verification | WOT00000001287412 | Christina Smith | Performance Verification | Closed | Gene Amodei | 10/16/2019 | 10/16/2019 | CEID Record Completion for AMEDA/EGNELL INC. 30438046 AL11103112 | removed , new vender replaced Ameda removed , new vender replaced Ameda Dispositioned from Work Order Task WOT00000003202126 CEID: 30438046 | EXP3421960 | Labor | 10/16/2019 | 10/16/2019 | Josh Harris
|  | AMEDA/EGNELL INC. | AMEDA/EGNELL INC. ELITE |  | Al11083278 | MOTHER INFANT UNIT |  |  | excluded | 10/16/2019 |  |  |  |  | NO | NO |  |  |  |  | AMEDA/EGNELL INC. 30438009 Al11083278 |  |  | Disposition |  | 99:99:99:99:99:99 |  | Equipment | PAAR:00-PVAR | 10/16/2019 | 10/16/2019 | COOPER UNIVERSITY HOSPITAL |  |  |  | WOT00000001197545 | Christina Smith | Performance Verification | Closed | Gene Amodei | 10/16/2019 | 10/16/2019 | Performance Verification for AMEDA/EGNELL INC. 30438009 Al11083278 | Initial Install of Performance Verification. Device is ready for patient use. |  |  | 10/16/2019 | 10/16/2019
|  | AMEDA/EGNELL INC. | AMEDA/EGNELL INC. ELITE |  | AL09113135 | MOTHER INFANT UNIT |  |  | excluded | 09/01/2013 |  |  |  |  | NO | NO |  |  |  |  | AMEDA/EGNELL INC. 10366590 AL09113135 |  |  | Disposition |  | 99:99:99:99:99:99 |  | Equipment | PAAR:00-PVAR | 11/02/2019 |  | COOPER UNIVERSITY HOSPITAL |  |  | UHS |  | Christina Smith
|  | AMEDA/EGNELL INC. | AMEDA/EGNELL INC. ELITE |  |  | MOTHER INFANT UNIT |  |  | excluded | 09/01/2013 |  |  |  |  | NO | NO |  |  |  |  | AMEDA/EGNELL INC. 10366552 2110417 |  |  | Disposition |  |  |  | Equipment | PAAR:00-PVAR | 11/02/2019 |  | COOPER UNIVERSITY HOSPITAL |  |  | UHS | 0012143270 | Christina Smith | Repair | Closed | Gene Amodei | 09/07/2017 | 09/07/2017 | BREAST PUMP - NEEDS RETIRED - TMX | 9/7/2017 3:30:46 PM BGAICHROTH REPLACED WITH CEID 10769721 9/7/2017 3:30:48 PM BGAICHROTH This device has been removed from an active status with the RSQ Database, and physically removed from the facility. Device retired on 9/7/2017; Authorized By: PAT D'ANDREA; Nature of Retirement: TRADED IN; Days In Service: 825 | 99442092-317A-47D2-9035-0285117FD9A3 | Labor | 09/07/2017 | 09/07/2017 | Gene Amodei
|  | AMEDA/EGNELL INC. | AMEDA/EGNELL INC. ELITE |  | AL05100325 | MOTHER INFANT UNIT |  |  | excluded | 01/30/2009 |  |  |  |  | NO | NO |  |  |  |  | AMEDA/EGNELL INC. 10364843 AL05100325 |  |  | Disposition |  | 99:99:99:99:99:99 |  | Equipment | PAAR:00-PVAR | 11/02/2019 |  | COOPER UNIVERSITY HOSPITAL |  |  | MIU D3 | 0012595065 | Christina Smith | Repair | Closed | Gene Amodei | 01/01/2018 | 01/16/2018 | BREAST PUMP - MAKING A LOUD SQUEAKY NOISE WHEN IN USE - 5TH FLR NICU/7TH FLR EQUIP RM | 1/3/2018 2:24:00 PM GRAMODEI unit loaner under agreement, will be replaced 1/16/2018 11:36:16 AM GRAMODEI unit was replaced with SN AL01802158 CEID 10752999 1/16/2018 11:36 AM GRAMODEI This device has been removed from an active status with the RSQ Database, and physically removed from the facility. Device retired on 1/16/2018; Authorized By: GRAMODEI; Nature of Retirement: NO LONGER NEEDED; Days In Service: 956 | AC498120-5769-4C66-B843-6CC2EFFA6949 | Labor | 01/02/2018 | 01/02/2018 | Gene Amodei
|  | AMEDA/EGNELL INC. | AMEDA/EGNELL INC. ELITE |  | AL12023160 | MOTHER INFANT UNIT |  |  | excluded | 09/01/2013 |  |  |  |  | NO | NO |  |  |  |  | AMEDA/EGNELL INC. 10364759 AL12023160 |  |  | Disposition |  | 99:99:99:99:99:99 |  | Equipment | PAAR:00-PVAR | 11/02/2019 |  | COOPER UNIVERSITY HOSPITAL |  |  | peds 7 soil room | WOT00000000521561 | Christina Smith | Disposition | Closed | Gene Amodei | 02/08/2018 | 07/12/2019 | Bulk Disposition CNL
|  | AMEDA/EGNELL INC. | AMEDA/EGNELL INC. ELITE |  | AL6035817 | MOTHER INFANT UNIT |  |  | excluded | 09/01/2013 |  |  |  |  | NO | NO |  |  |  |  | AMEDA/EGNELL INC. 10355654 AL6035817 |  |  | Disposition |  |  |  | Equipment | PAAR:00-PVAR | 11/02/2019 |  | COOPER UNIVERSITY HOSPITAL |  |  | PEDS/6N | 0011143477 | Christina Smith | Repair | Closed | Gene Amodei | 01/28/2017 | 01/31/2017 | BREAST PUMP - NOT SUCKING PROPERLY - NICU DIRTY UTILITY RM | 1/31/2017 4:20:56 PM GRAMODEI verified proper operation | 80A5E830-36C6-47C6-A491-910B2692DB21 | Labor | 01/30/2017 | 01/30/2017 | Gene Amodei
|  | AMEDA/EGNELL INC. | AMEDA/EGNELL INC. ELITE |  | al508988 | MOTHER INFANT UNIT |  |  | excluded | 01/01/1900 |  |  |  |  | NO | NO |  |  |  |  | AMEDA/EGNELL INC. 10355243 al508988 |  |  | Disposition |  | 99:99:99:99:99:99 |  | Equipment | PAAR:00-PVAR | 10/16/2019 |  | COOPER UNIVERSITY HOSPITAL |  |  | D506 |  | Christina Smith
|  | AMEDA/EGNELL INC. | AMEDA/EGNELL INC. ELITE |  | AL09113099 | MOTHER INFANT UNIT |  |  | excluded | 09/01/2013 |  |  |  |  | NO | NO |  |  |  |  | AMEDA/EGNELL INC. 10355188 AL09113099 |  |  | Disposition |  | 99:99:99:99:99:99 |  | Equipment | PAAR:00-PVAR | 11/02/2019 |  | COOPER UNIVERSITY HOSPITAL |  |  | SEVENTH FLOOR DORRANCE STORAGE | WOT00000000521557 | Christina Smith | Disposition | Closed | Gene Amodei | 02/08/2018 | 07/12/2019 | Bulk Disposition CNL
|  | AMEDA/EGNELL INC. | AMEDA/EGNELL INC. ELITE |  |  | MOTHER INFANT UNIT |  |  | excluded | 09/01/2013 |  |  |  |  | NO | NO |  |  |  |  | AMEDA/EGNELL INC. 10355159 708121 |  |  | Disposition |  | 99:99:99:99:99:99 |  | Equipment | PAAR:00-PVAR | 11/02/2019 |  | COOPER UNIVERSITY HOSPITAL |  |  | D3 | WOT00000000518507 | Christina Smith | Disposition | Closed | Gene Amodei | 02/08/2018 | 07/12/2019 | Bulk Disposition CNL
|  | AMEDA/EGNELL INC. | AMEDA/EGNELL INC. ELITE |  | AL809485 | MOTHER INFANT UNIT |  |  | excluded | 09/01/2013 |  |  |  |  | NO | NO |  |  |  |  | AMEDA/EGNELL INC. 10355173 AL809485 |  |  | Disposition |  | 99:99:99:99:99:99 |  | Equipment | PAAR:00-PVAR | 11/02/2019 |  | COOPER UNIVERSITY HOSPITAL |  |  | SEVENTH FLOOR DORRANCE STORAGE | 0012514835 | Christina Smith | Repair | Closed | Gene Amodei | 12/19/2017 | 12/20/2017 | BREAST PUMP - BROKEN - NICU 7TH FL DORRENCE | 12/20/2017 4:10:49 PM GRAMODEI vpo rts | 9F608900-4D8B-4924-934A-F15030593B0D | Labor | 12/19/2017 | 12/19/2017 | Gene Amodei
|  | AMEDA/EGNELL INC. | AMEDA/EGNELL INC. ELITE |  | AL5115398 | MOTHER INFANT UNIT |  |  | excluded | 03/18/2010 |  |  |  |  | NO | NO |  |  |  |  | AMEDA/EGNELL INC. 10355168 AL5115398 |  |  | Disposition |  | 99:99:99:99:99:99 |  | Equipment | PAAR:00-PVAR | 11/02/2019 |  | COOPER UNIVERSITY HOSPITAL |  |  | SEVENTH FLOOR DORRANCE STORAGE | WOT00000000521569 | Christina Smith | Disposition | Closed | Gene Amodei | 02/08/2018 | 05/24/2019 | Bulk Disposition CNL
|  | AMEDA/EGNELL INC. | AMEDA/EGNELL INC. ELITE |  | AL507788 | MOTHER INFANT UNIT |  |  | excluded | 09/01/2013 |  |  |  |  | NO | NO |  |  |  |  | AMEDA/EGNELL INC. 10355164 AL507788 |  |  | Disposition |  | 99:99:99:99:99:99 |  | Equipment | PAAR:00-PVAR | 11/02/2019 |  | COOPER UNIVERSITY HOSPITAL |  |  | UHS | WOT00000000521567 | Christina Smith | Disposition | Closed | Gene Amodei | 02/08/2018 | 09/27/2018 | Bulk Disposition CNL | replaced with 11207531 | EXP1383585 | Labor | 09/17/2018 | 09/17/2018 | Gene Amodei
|  | AMEDA/EGNELL INC. | AMEDA/EGNELL INC. ELITE |  | AL08102156 | MOTHER INFANT UNIT |  |  | excluded | 09/01/2013 |  |  |  |  | NO | NO |  |  |  |  | AMEDA/EGNELL INC. 10355152 AL08102156 |  |  | Disposition |  | 99:99:99:99:99:99 |  | Equipment | PAAR:00-PVAR | 11/02/2019 |  | COOPER UNIVERSITY HOSPITAL |  |  | UHS | WOT00000000521553 | Christina Smith | Disposition | Closed | Gene Amodei | 02/08/2018 | 07/12/2019 | Bulk Disposition CNL
|  | AMEDA/EGNELL INC. | AMEDA/EGNELL INC. ELITE |  |  | MOTHER INFANT UNIT |  |  | excluded | 09/01/2013 |  |  |  |  | NO | NO |  |  |  |  | AMEDA/EGNELL INC. 10355151 6015159 |  |  | Disposition |  |  |  | Equipment | PAAR:00-PVAR | 11/02/2019 |  | COOPER UNIVERSITY HOSPITAL |  |  | D3 | 0011647879 | Christina Smith | Repair | Closed | Gene Amodei | 05/18/2017 | 06/02/2017 | BREAST PUMP - DIALS ARE VERY LOOSE, NOT TURNING OFF COMPLETELY WHEN TURNED OFF - NICU DIRTY UTILITY | 5/22/2017 12:20:03 PM GRAMODEI unit under agreement, being replaced under RMA 13622 5/22/2017 12:21:24 PM GRAMODEI (GRAMODEI 5/19/2017 8:05 AM) CONTACTED PRODUCT RETURNS AT OMEHDA, ARRANGED FOR REPLACEMENT. 6/2/2017 4:19:32 PM GRAMODEI This device has been removed from an active status with the RSQ Database, and physically removed from the facility. Device retired on 6/2/2017; Authorized By: GRAMODEI; Nature of Retirement: TRADED IN; Days In Service: 728 | BB8B6763-175F-44F6-8A2D-7AB72BC55C28 | Labor | 05/19/2017 | 05/19/2017 | Gene Amodei
|  | AMEDA/EGNELL INC. | AMEDA/EGNELL INC. ELITE |  | AL07060477 | MOTHER INFANT UNIT |  |  | excluded | 06/25/2015 |  |  |  |  | NO | NO |  |  |  |  | AMEDA/EGNELL INC. 10348767 AL07060477 |  |  | Disposition |  | 99:99:99:99:99:99 |  | Equipment | PAAR:00-PVAR | 11/02/2019 |  | COOPER UNIVERSITY HOSPITAL |  |  | UHS |  | Christina Smith
|  | AMEDA/EGNELL INC. | AMEDA/EGNELL INC. ELITE |  | AL07103137 | MOTHER INFANT UNIT |  |  | excluded | 06/25/2015 |  |  |  |  | NO | NO |  |  |  |  | AMEDA/EGNELL INC. 10348766 AL07103137 |  |  | Disposition |  | 99:99:99:99:99:99 |  | Equipment | PAAR:00-PVAR | 11/02/2019 |  | COOPER UNIVERSITY HOSPITAL |  |  | UHS |  | Christina Smith
|  | AMEDA/EGNELL INC. | AMEDA/EGNELL INC. ELITE |  | AL06040414 | MOTHER INFANT UNIT |  |  | excluded | 08/03/2015 |  |  |  |  | NO | NO |  |  |  |  | AMEDA/EGNELL INC. 10347713 AL06040414 |  |  | Disposition |  | 99:99:99:99:99:99 |  | Equipment | PAAR:00-PVAR | 10/16/2019 |  | COOPER UNIVERSITY HOSPITAL |  |  | DORRANCE 3 |  | Christina Smith
|  | AMEDA/EGNELL INC. | AMEDA/EGNELL INC. ELITE |  | AL06040158 | MOTHER INFANT UNIT |  |  | excluded | 08/14/2014 |  |  |  |  | NO | NO |  |  |  |  | AMEDA/EGNELL INC. 10345094 AL06040158 |  |  | Disposition |  | 99:99:99:99:99:99 |  | Equipment | PAAR:00-PVAR | 11/02/2019 |  | COOPER UNIVERSITY HOSPITAL |  |  | SPD | WOT00000000521542 | Christina Smith | Disposition | Closed | Gene Amodei | 02/08/2018 | 07/12/2019 | Bulk Disposition CNL
|  | AMEDA/EGNELL INC. | AMEDA/EGNELL INC. ELITE |  |  | MOTHER INFANT UNIT |  |  | excluded | 09/01/2013 |  |  |  |  | NO | NO |  |  |  |  | AMEDA/EGNELL INC. 10345095 5115497 |  |  | Disposition |  |  |  | Equipment | PAAR:00-PVAR | 11/02/2019 |  | COOPER UNIVERSITY HOSPITAL |  |  | SPD |  | Christina Smith
|  | AMEDA/EGNELL INC. | AMEDA/EGNELL INC. ELITE |  |  | MOTHER INFANT UNIT |  |  | excluded | 09/01/2013 |  |  |  |  | NO | NO |  |  |  |  | AMEDA/EGNELL INC. 10345093 910982 |  |  | Disposition |  | 99:99:99:99:99:99 |  | Equipment | PAAR:00-PVAR | 11/01/2019 |  | COOPER UNIVERSITY HOSPITAL |  |  | SPD | WOT00000000519977 | Christina Smith | Disposition | Closed | Gene Amodei | 02/08/2018 | 07/12/2019 | Bulk Disposition CNL
|  | AMEDA/EGNELL INC. | AMEDA/EGNELL INC. ELITE |  | AL5115965 | MOTHER INFANT UNIT |  |  | excluded | 09/01/2013 |  |  |  |  | NO | NO |  |  |  |  | AMEDA/EGNELL INC. 10345092 AL5115965 |  |  | Disposition |  |  |  | Equipment | PAAR:00-PVAR | 11/02/2019 |  | COOPER UNIVERSITY HOSPITAL |  |  | SPD | 0011147028 | Christina Smith | Repair | Closed | Bonnie Aichroth | 01/30/2017 | 01/30/2017 | BREAST PUMP - RETIRE - TMX | 1/30/2017 1:02:16 PM BGAICHROTH REPLACED WITH CEID 30126239 1/30/2017 1:02:18 PM BGAICHROTH This device has been removed from an active status with the RSQ Database, and physically removed from the facility. Device retired on 1/30/2017; Authorized By: YES; Nature of Retirement: NO LONGER NEEDED; Days In Service: 605 | 61E3947C-9A28-4880-8261-835267B90E2F | Labor | 01/30/2017 | 01/30/2017 | Bonnie Aichroth
|  | AMEDA/EGNELL INC. | AMEDA/EGNELL INC. ELITE |  | AL505636 | MOTHER INFANT UNIT |  |  | excluded | 01/30/2009 |  |  |  |  | NO | NO |  |  |  |  | AMEDA/EGNELL INC. 10345079 AL505636 |  |  | Disposition |  |  |  | Equipment | PAAR:00-PVAR | 11/02/2019 |  | COOPER UNIVERSITY HOSPITAL |  |  | SPD |  | Christina Smith
|  | AMEDA/EGNELL INC. | AMEDA/EGNELL INC. ELITE |  | AL01040092 | MOTHER INFANT UNIT |  |  | excluded | 01/30/2009 |  |  |  |  | NO | NO |  |  |  |  | AMEDA/EGNELL INC. 10345078 AL01040092 |  |  | Disposition |  |  |  | Equipment | PAAR:00-PVAR | 11/02/2019 |  | COOPER UNIVERSITY HOSPITAL |  |  | SPD | 0012052969 | Christina Smith | Repair | Closed | Gene Amodei | 08/21/2017 | 08/21/2017 | BREAST PUMP - DISPOSITION - TMX | 8/21/2017 3:00:52 PM BGAICHROTH replaced with ceid 10769347 8/21/2017 3:00:56 PM BGAICHROTH This device has been removed from an active status with the RSQ Database, and physically removed from the facility. Device retired on 8/21/2017; Authorized By: PAT D'ANDREA; Nature of Retirement: OTHER - REPLACED WITH NEW ONE; Days In Service: 808 8/21/2017 3:01:22 PM BGAICHROTH This device has been removed from an active status with the RSQ Database, and physically removed from the facility. Device retired on 8/21/2017; Authorized By: PAT D'ANDREA; Nature of Retirement: OTHER - REPLACED WITH NEW ONE; Days In Service: 808 8/21/2017 3:01:55 PM BGAICHROTH This device has been removed from an active status with the RSQ Database, and physically removed from the facility. Device retired on 8/21/2017; Authorized By: PAT D'ANDREA; Nature of Retirement: OTHER - REPLACED WITH NEW ONE; Days In Service: 808 | ADF2F2C0-7C3A-4456-8D6F-EE8A544131E0 | Labor | 08/21/2017 | 08/21/2017 | Gene Amodei
|  | AMEDA/EGNELL INC. | AMEDA/EGNELL INC. ELITE |  | AL06050253 | MOTHER INFANT UNIT |  |  | excluded | 03/12/2014 |  |  |  |  | NO | NO |  |  |  |  | AMEDA/EGNELL INC. 10345077 AL06050253 |  |  | Disposition |  | 99:99:99:99:99:99 |  | Equipment | PAAR:00-PVAR | 11/02/2019 |  | COOPER UNIVERSITY HOSPITAL |  |  | UHS | WOT00000000521544 | Christina Smith | Disposition | Closed | Gene Amodei | 02/08/2018 | 07/12/2019 | Bulk Disposition CNL
|  | AMEDA/EGNELL INC. | AMEDA/EGNELL INC. ELITE |  | AL03010172 | MOTHER INFANT UNIT |  |  | excluded | 01/01/1900 |  |  |  |  | NO | NO |  |  |  |  | AMEDA/EGNELL INC. 10345075 AL03010172 |  |  | Disposition |  | 99:99:99:99:99:99 |  | Equipment | PAAR:00-PVAR | 11/02/2019 |  | COOPER UNIVERSITY HOSPITAL |  |  | SPD | WOT00000000521539 | Christina Smith | Disposition | Closed | Gene Amodei | 02/08/2018 | 07/12/2019 | Bulk Disposition CNL
|  | AMEDA/EGNELL INC. | AMEDA/EGNELL INC. ELITE |  |  | MOTHER INFANT UNIT |  |  | excluded | 09/01/2013 |  |  |  |  | NO | NO |  |  |  |  | AMEDA/EGNELL INC. 10345076 5115164 |  |  | Disposition |  |  |  | Equipment | PAAR:00-PVAR | 11/02/2019 |  | COOPER UNIVERSITY HOSPITAL |  |  | SPD | 0011615208 | Christina Smith | Repair | Closed | Bonnie Aichroth | 05/05/2017 | 05/05/2017 | BREAST PUMP - RETIRE - TMX | 5/5/2017 11:18:11 AM BGAICHROTH NO LONGER IN DEPARTMENT 5/5/2017 11:18:13 AM BGAICHROTH This device has been removed from an active status with the RSQ Database, and physically removed from the facility. Device retired on 5/5/2017; Authorized By: YES; Nature of Retirement: NO LONGER NEEDED; Days In Service: 700 | 840BC3AE-7C3E-42CF-912C-5520FEDAA6DC | Labor | 05/05/2017 | 05/05/2017 | Bonnie Aichroth
|  | AMEDA/EGNELL INC. | AMEDA/EGNELL INC. ELITE |  | AL06110014 | MOTHER INFANT UNIT |  |  | excluded | 01/01/1900 |  |  |  |  | NO | NO |  |  |  |  | AMEDA/EGNELL INC. 10345068 AL06110014 |  |  | Disposition |  | 99:99:99:99:99:99 |  | Equipment | PAAR:00-PVAR | 11/02/2019 |  | COOPER UNIVERSITY HOSPITAL |  |  | SPD | WOT00000000521546 | Christina Smith | Disposition | Closed | Gene Amodei | 02/08/2018 | 07/12/2019 | Bulk Disposition CNL
|  | AMEDA/EGNELL INC. | AMEDA/EGNELL INC. ELITE |  | AL810153 | MOTHER INFANT UNIT |  |  | excluded | 03/18/2010 |  |  |  |  | NO | NO |  |  |  |  | AMEDA/EGNELL INC. 10345063 AL810153 |  |  | Disposition |  | 99:99:99:99:99:99 |  | Equipment | PAAR:00-PVAR | 11/02/2019 |  | COOPER UNIVERSITY HOSPITAL |  |  | UHS | WOT00000000521572 | Christina Smith | Disposition | Closed | Gene Amodei | 02/08/2018 | 07/12/2019 | Bulk Disposition CNL
|  | AMEDA/EGNELL INC. | AMEDA/EGNELL INC. ELITE |  | AL508936 | MOTHER INFANT UNIT |  |  | excluded | 01/30/2009 |  |  |  |  | NO | NO |  |  |  |  | AMEDA/EGNELL INC. 10345006 AL508936 |  |  | Disposition |  | 99:99:99:99:99:99 |  | Equipment | PAAR:00-PVAR | 11/01/2019 |  | COOPER UNIVERSITY HOSPITAL |  |  | SPD | WOT00000000521568 | Christina Smith | Disposition | Closed | Gene Amodei | 02/08/2018 | 07/12/2019 | Bulk Disposition CNL
|  | AMEDA/EGNELL INC. | AMEDA/EGNELL INC. PLATINUM |  |  | MOTHER INFANT UNIT |  |  | excluded | 10/19/2019 |  |  |  |  | NO | NO |  |  |  |  | AMEDA/EGNELL INC. 11207652 07635 |  |  | Disposition |  |  |  | Equipment | PAAR:00-PVAR | 10/19/2019 | 10/19/2019 | COOPER UNIVERSITY HOSPITAL |  |  | MIU | WOT00000002524907 | Christina Smith | Performance Verification | Closed | Gene Amodei | 10/19/2019 | 10/19/2019 | Performance Verification for AMEDA/EGNELL INC. 11207652 07635 | Initial Install of Performance Verification. Device is ready for patient use. |  |  | 10/19/2019 | 10/19/2019
|  | AMEDA/EGNELL INC. | AMEDA/EGNELL INC. PLATINUM |  | 00534033011DL1 | MOTHER INFANT UNIT |  |  | excluded | 09/14/2011 |  |  |  |  | NO | NO |  |  |  |  | AMEDA/EGNELL INC. 10365347 00534033011DL1 |  |  | Disposition |  | 99:99:99:99:99:99 |  | Equipment | PAAR:00-PVAR | 11/02/2019 |  | COOPER UNIVERSITY HOSPITAL |  |  | MIU | WOT00000000503683 | Christina Smith | Disposition | Closed | Gene Amodei | 02/08/2018 | 05/13/2019 | Bulk Disposition CNL
|  | AMEDA/EGNELL INC. | AMEDA/EGNELL INC. PLATINUM |  |  | MOTHER INFANT UNIT |  |  | excluded | 06/30/2014 |  |  |  |  | NO | NO |  |  |  |  | AMEDA/EGNELL INC. 10365346 08212 |  |  | Active |  | 99:99:99:99:99:99 |  | Equipment | PAAR:00-PVAR | 11/02/2019 |  | COOPER UNIVERSITY HOSPITAL |  |  | uhs room | WOT00000000536876 | Christina Smith | Disposition | Closed | Gene Amodei | 02/09/2018 | 05/13/2019 | Bulk Disposition CNL | Notification sent to technician and manager that this CEID has been marked as Could Not Locate (CNL). 33% SLA Warning: Notification sent to technician and manager that this CEID has been marked as Could Not Locate (CNL) for 30 days. 66% SLA Warning: Notification sent to technician and manager that this CEID has been marked as Could Not Locate (CNL) for 60 days. 99% SLA Warning: Notification sent to technician and manager that this CEID has been marked as Could Not Locate (CNL) for 90 days.
|  | AMERICAN DIAGNOSTIC CORP (ADC) | AMERICAN DIAGNOSTIC CORP (ADC) E-SPYHG-2 |  | 20060K3000000993 | BUNKER HILL-SURGERY |  |  | excluded | 01/01/2010 |  |  |  |  | NO | NO |  |  |  |  | AMERICAN DIAGNOSTIC CORP (ADC) 10366910 20060K3000000993 |  |  | Active |  | 99:99:99:99:99:99 |  | Alarm | PAAR:00-PVAR | 11/02/2019 |  | COOPER AMBULATORY OFF-SITES |  |  | Podiatry PROCEDURE RM | 0012148455 | ANNE MAIER | Service Request | Closed | Michael Youch | 09/11/2017 | 02/01/2018 | BP MACHINE - NEEDS A STICKER - 2 PLAZA DR SUITE 202 SURGERY | 9/11/2017 11:07:55 AM MDYOUCH UNIT IS PAAR, WILL PUT A NPR STICKER DURING VISIT LATER THIS MONTH. 2/1/2018 1:42:21 PM MDYOUCH (MDYOUCH 9/14/2017 1:00 PM) APPLIED PAAR STICKER | CA948025-90F7-4D90-9CA0-F69B6153F313 | Labor | 09/14/2017 | 09/14/2017 | Michael Youch
|  | AMERICAN MEDICAL SALES, INC | AMERICAN MEDICAL SALES, INC 102D |  | NOT KNOWN | VOORHEES SURGERY CENTER-HEM/ONC |  |  | excluded | 01/01/1900 |  |  |  |  | NO | NO |  |  |  |  | AMERICAN MEDICAL SALES, INC 10356763 NOT KNOWN |  |  | Disposition |  | 99:99:99:99:99:99 |  | Equipment | PAAR:00-PVAR | 11/01/2019 |  | COOPER AMBULATORY OFF-SITES |  |  | SUITE M | WOT00000002960826 | MEGAN MCCAFFERTY | Disposition | Closed | Charles Santomero | 06/21/2019 | 06/21/2019 | Equipment Disposition | Notified by customer that they have disposed of this device by throwing it away in a facility trash dumpster. | EXP3214551 | Labor | 06/21/2019 | 06/21/2019 | Charles Santomero
|  | AMERICAN MEDICAL SALES, INC | AMERICAN MEDICAL SALES, INC 201D |  | NOT KNOWN | BUNKER HILL-INTERNAL MEDICINE |  |  | excluded | 01/01/1900 |  |  |  |  | NO | NO |  |  |  |  | AMERICAN MEDICAL SALES, INC 10345733 NOT KNOWN |  |  | Disposition |  | 99:99:99:99:99:99 |  | Equipment | PAAR:00-PVAR | 11/02/2019 |  | COOPER AMBULATORY OFF-SITES |  |  | Doctor's Office by Exam 12 | WOT00000002713456 | SUSAN BABCOCK | Disposition | Closed | Michael Youch | 05/17/2019 | 05/17/2019 | Equipment Disposition | Renovation of 1 Plaza Drive in Sewell; Phylis Liberi sent the tags of equipment removed for replacement. | EXP2954759 | Labor | 05/14/2019 | 05/14/2019 | Michael Youch
|  | AMERICAN MEDICAL SALES, INC | AMERICAN MEDICAL SALES, INC 201D |  |  | HADDON HEIGHTS-FAMILY MEDICINE |  |  | excluded | 01/01/1900 |  |  |  |  | NO | NO |  |  |  |  | AMERICAN MEDICAL SALES, INC 05837 07643 |  |  | Disposition |  |  |  | Equipment | PAAR:00-PVAR | 10/16/2019 |  | COOPER AMBULATORY OFF-SITES |  |  |  |  | KELLIE STOUT
|  | AMERICAN MEDICAL SALES, INC | AMERICAN MEDICAL SALES, INC 201D |  |  | HADDON HEIGHTS-FAMILY MEDICINE |  |  | excluded | 01/01/1900 |  |  |  |  | NO | NO |  |  |  |  | AMERICAN MEDICAL SALES, INC 05838 07642 |  |  | Disposition |  |  |  | Equipment | PAAR:00-PVAR | 10/16/2019 |  | COOPER AMBULATORY OFF-SITES |  |  |  |  | KELLIE STOUT
|  | AMERICAN MEDICAL SALES, INC | AMERICAN MEDICAL SALES, INC VARIVUE SERIES |  | Not Known | VOORHEES SURGERY CENTER-SURGERY DEPT |  |  |  | 01/01/1900 |  |  |  |  | NO | NO |  |  |  |  | AMERICAN MEDICAL SALES, INC 10344861 Not Known |  |  | Active |  | 99:99:99:99:99:99 |  | Equipment | PAAR:00-PVAR | 11/01/2019 |  | COOPER AMBULATORY OFF-SITES |  |  | SUITE G HALLWAY |  | Theresa Megali
|  | AMERICAN MEDICAL SALES, INC | AMERICAN MEDICAL SALES, INC VARIVUE SERIES |  | NOT KNOWN | VOORHEES SURGERY CENTER-SURGERY DEPT |  |  |  | 01/01/1900 |  |  |  |  | NO | NO |  |  |  |  | AMERICAN MEDICAL SALES, INC 10344863 NOT KNOWN |  |  | Disposition |  | 99:99:99:99:99:99 |  | Equipment | PAAR:00-PVAR | 11/02/2019 |  | COOPER AMBULATORY OFF-SITES |  |  | SUITE G HALLWAY | WOT00000002960703 | Theresa Megali | Disposition | Closed | Charles Santomero | 06/21/2019 | 06/21/2019 | Equipment Disposition | Notified by customer that they have disposed of this device by throwing it away in a facility trash dumpster. | EXP3214502 | Labor | 06/21/2019 | 06/21/2019 | Charles Santomero
|  | AMERICAN OPTICAL | AMERICAN OPTICAL 1130 |  |  | COOPER CANCER CENTER-MULTIDISCIPLINARY CLINIC |  |  |  | 04/02/2009 |  |  |  |  | NO | NO |  |  |  |  | AMERICAN OPTICAL 10357061 192287 |  |  | Disposition |  | 99:99:99:99:99:99 |  | Equipment | 1Y:00-MFG | 09/21/2018 | 09/01/2020 | COOPER AMBULATORY OFF-SITES |  |  | lab dropoff |  | ROXANNE BERGER
|  | AMERICAN ORTHOPEDIC | AMERICAN ORTHOPEDIC 0295-200 CAST CUTTER |  |  | 3 COOPER - SURGERY DEPARTMENT |  |  |  | 08/03/2015 |  |  |  |  | NO | NO |  |  |  |  | AMERICAN ORTHOPEDIC 10349196 25064 |  |  | Active |  | 99:99:99:99:99:99 |  | Equipment | PAAR:00-PVAR | 10/31/2019 |  | COOPER AMBULATORY OFF-SITES |  |  | Suite 403 - Exam 2 Closet |  | ANNE MAIER
|  | AMERIWATER | AMERIWATER PORTABLE RO+ |  |  | DIALYSIS PROCEDURE CENTER |  |  |  | 10/16/2019 |  |  |  |  | NO | NO |  |  |  |  | AMERIWATER 21014 21635 |  |  | Disposition |  | 99:99:99:99:99:99 |  | Equipment | PAAR:00-PVAR | 10/16/2019 | 10/16/2019 | COOPER UNIVERSITY HOSPITAL |  |  | DIALYSIS |  | GERRY DNUNZIO |  |  |  | 10/16/2019 | 10/16/2019 |  |  |  |  | 10/16/2019 | 10/16/2019
|  | AMVEX CORPORATION | AMVEX CORPORATION CONTINUOUS 3 MODE |  | VRA06223DK | OR - KELEMEN 3 |  |  | excluded | 10/31/2019 |  |  |  |  | NO | NO |  |  |  |  | AMVEX CORPORATION 30294919 VRA06223DK |  |  | Active |  | 99:99:99:99:99:99 |  | Equipment | PAAR:00-PVAR | 10/31/2019 | 10/31/2019 | COOPER UNIVERSITY HOSPITAL |  |  |  | 0012651089 | DOMINIC VENDETTA | Performance Verification | Closed | Josh Harris | 10/31/2019 | 10/31/2019 | INCOMING INVENTORY | DEVICE INVENTORIED | 8AB2C95D-9545-42C8-9707-2527ECF27B02 | Labor | 10/31/2019 | 10/31/2019 | Josh Harris
302941-8 |  | AMVEX CORPORATION | AMVEX CORPORATION CONTINUOUS 3 MODE |  | VRA06225DK | OR - KELEMEN 3 |  |  | excluded | 10/31/2019 |  |  |  |  | NO | NO |  |  |  |  | AMVEX CORPORATION 302941-8 VRA06225DK |  |  | Active |  | 99:99:99:99:99:99 |  | Equipment | PAAR:00-PVAR | 10/31/2019 | 10/31/2019 | COOPER UNIVERSITY HOSPITAL |  |  |  | 0012651084 | DOMINIC VENDETTA | Performance Verification | Closed | Josh Harris | 10/31/2019 | 10/31/2019 | INCOMING INVENTORY | DEVICE INVENTORIED | A4865A6C-5D27-4873-BFA7-FA6878939C3F | Labor | 10/31/2019 | 10/31/2019 | Josh Harris
|  | ANALOGIC CORPORATION | ANALOGIC CORPORATION BK 1850 |  |  | OPERATING ROOM - PAVILION |  |  |  | 10/16/2019 |  |  |  |  | NO | NO |  |  |  |  | ANALOGIC CORPORATION 30146278 3891799 |  |  | Disposition |  | 99:99:99:99:99:99 |  | Accessory | PAAR:00-PVAR | 10/16/2019 | 10/16/2019 | COOPER UNIVERSITY HOSPITAL |  |  |  |  | DOMINIC VENDETTA |  |  |  | 10/16/2019 | 10/16/2019 |  |  |  |  | 10/16/2019 | 10/16/2019
|  | ANALOGIC CORPORATION | ANALOGIC CORPORATION PROART 8826 |  |  | OR - KELEMEN 3 |  |  |  | 08/31/2017 |  |  |  |  | NO | NO |  |  |  |  | ANALOGIC CORPORATION 10769597 3934601 |  |  | Disposition |  | 99:99:99:99:99:99 |  | Accessory | PAAR:00-PVAR | 10/16/2019 |  | COOPER UNIVERSITY HOSPITAL |  |  |  | 0012391912 | DOMINIC VENDETTA | Preventative Maintenance | Closed | Josh Harris | 11/08/2017 | 11/08/2017 | PERFORMANCE ASSURANCE AT INVENTORY | INVENTORIED DEVICE AND ENSURED DEVICE WAS FUNCTIONING PROPERLY. | 3769D173-F185-463A-8B66-D04A0486FCEA | Labor | 07/31/2017 | 07/31/2017 | Zhan Kiselev
|  | ANALOGIC CORPORATION | ANALOGIC CORPORATION PROART 8826 |  |  | OPERATING ROOM - PAVILION |  |  |  | 10/31/2019 |  |  |  |  | NO | NO |  |  |  |  | ANALOGIC CORPORATION 301496293 3931363 |  |  | Active |  | 99:99:99:99:99:99 |  | Accessory | PAAR:00-PVAR | 10/31/2019 | 10/31/2019 | COOPER UNIVERSITY HOSPITAL |  |  | BK MED ULTRASOUND |  | DOMINIC VENDETTA |  |  |  | 10/31/2019 | 10/31/2019 |  |  |  |  | 10/31/2019 | 10/31/2019
|  | ANALOGIC CORPORATION | ANALOGIC CORPORATION PROART 8826 |  |  | OPERATING ROOM - PAVILION |  |  |  | 03/14/2016 |  |  |  |  | NO | NO |  |  |  |  | ANALOGIC CORPORATION 30146262 3931183 |  |  | Disposition |  |  |  | Accessory | 1Y:00-MFG | 03/14/2016 | 03/14/2016 | COOPER UNIVERSITY HOSPITAL |  |  |  |  | DOMINIC VENDETTA |  |  |  | 03/14/2016 | 03/14/2016 |  |  |  |  | 03/14/2016 | 03/14/2016
|  | ANDREW TECHNOLOGIES | ANDREW TECHNOLOGIES HYDRASOLVE |  | R-HS201211A0004 | VOORHEES SURGERY CENTER-OPERATING ROOM |  |  |  | 10/11/2016 |  |  |  |  | NO | NO |  |  |  |  | ANDREW TECHNOLOGIES 10505126 R-HS201211A0004 |  |  | Disposition |  | 99:99:99:99:99:99 |  | Equipment | 1Y:00-MFG | 04/18/2019 | 04/01/2020 | COOPER AMBULATORY OFF-SITES |  |  | Proceedure Room | 0011147070 | JENNIFER BOMBARO | Preventative Maintenance | Closed | Bonnie Aichroth | 01/30/2017 | 01/30/2017 | PERFORMANCE ASSURANCE AT INVENTORY | INVENTORIED DEVICE AND ENSURED DEVICE WAS FUNCTIONING PROPERLY. | CE263F0D-F493-4507-A3F7-706E16AED031 | Labor | 10/11/2016 | 10/11/2016 | Kirk Lis
|  | ANGENIEUX | ANGENIEUX 187104ML |  | FM0304004 | VOORHEES SURGERY CENTER-OPERATING ROOM |  |  |  | 10/08/2003 |  |  |  |  | NO | NO |  |  |  |  | ANGENIEUX 10346011 FM0304004 |  |  | Active |  | 99:99:99:99:99:99 |  | Equipment | PAAR:00-PVAR | 11/02/2019 |  | COOPER AMBULATORY OFF-SITES |  |  | PROCEDURE ROOM |  | JENNIFER BOMBARO
|  | ANGIODYNAMICS INC. | ANGIODYNAMICS INC. D15 PLUS |  |  | 127 CHURCH - SURGERY |  |  |  | 01/01/1900 |  |  |  |  | NO | NO |  |  |  |  | ANGIODYNAMICS INC. 10365947 1121 |  |  | Disposition |  |  |  | High Risk | 6M:00-MFG | 11/13/2017 |  | COOPER AMBULATORY OFF-SITES |  |  | EXAM 2 |  | Carmen Rivera
|  | APC (AMERICAN POWER CONVERSION) | APC (AMERICAN POWER CONVERSION) 1000 |  | AS0619230940 | LAB HEMATOLOGY |  |  |  | 01/01/2005 |  |  |  |  | NO | NO |  |  |  |  | APC (AMERICAN POWER CONVERSION) 10369367 AS0619230940 |  |  | Disposition |  |  |  | Alarm | 1Y:00-MFG | 03/18/2016 | 03/01/2020 | COOPER UNIVERSITY HOSPITAL |  |  | HEMATOLOGY |  | DALE MORRONE
|  | APC (AMERICAN POWER CONVERSION) | APC (AMERICAN POWER CONVERSION) BACK-UPS 350 |  | AB0209120748 | BRACHFIELD MEDICAL ASSOCIATES-MEDICINE |  |  | excluded | 01/01/2001 |  |  |  |  | NO | NO |  |  |  |  | APC (AMERICAN POWER CONVERSION) 10367163 AB0209120748 |  |  | Active |  | 99:99:99:99:99:99 |  | Alarm | PAAR:00-PVAR | 11/02/2019 |  | COOPER AMBULATORY OFF-SITES |  |  | ENDO - Procedure Room |  | CATHY CRAWFORD
|  | APC (AMERICAN POWER CONVERSION) | APC (AMERICAN POWER CONVERSION) BR800BLK |  | 5B0733U23089 | LAB HEMATOLOGY |  |  |  | 05/13/2008 |  |  |  |  | NO | NO |  |  |  |  | APC (AMERICAN POWER CONVERSION) 10369366 5B0733U23089 |  |  | Disposition |  |  |  | Alarm | 1Y:00-MFG | 03/01/2016 | 03/01/2020 | COOPER UNIVERSITY HOSPITAL |  |  | ON SYSMEX |  | DALE MORRONE
|  | APC (AMERICAN POWER CONVERSION) | APC (AMERICAN POWER CONVERSION) SMART UPS SMT2200 |  | JS0747007176 | NEUROLOGY/EEG |  |  | excluded | 04/13/2009 |  |  |  |  | NO | NO |  |  |  |  | APC (AMERICAN POWER CONVERSION) 10368667 JS0747007176 |  |  | Active |  | 99:99:99:99:99:99 |  | Alarm | PAAR:00-PVAR | 11/01/2019 |  | COOPER UNIVERSITY HOSPITAL |  |  | READING ROOM | WOT00000000527111 | Debbie Hughes | Disposition | Closed | Kirk Lis | 02/08/2018 | 05/15/2019 | Bulk Disposition CNL
|  | APC (AMERICAN POWER CONVERSION) | APC (AMERICAN POWER CONVERSION) SMART UPS SMT2200 |  | AS1417234402 | BIOMEDICAL |  |  |  | 01/01/1900 |  |  |  |  | NO | NO |  |  |  |  | APC (AMERICAN POWER CONVERSION) 10347625 AS1417234402 |  |  | Disposition |  | 99:99:99:99:99:99 |  | Alarm | PAAR:00-PVAR | 11/02/2019 |  | COOPER UNIVERSITY HOSPITAL |  |  | P5 STORAGE RM | WOT00000000521778 | Bonnie Aichroch | Disposition | Closed | Michael Youch | 02/08/2018 | 05/16/2019 | Bulk Disposition CNL | Dispositioned Dispositioned from Work Order Task WOT00000002200573 CEID: 10347625 | EXP2944710 | Labor | 05/16/2019 | 05/16/2019 | Michael Youch
|  | APC (AMERICAN POWER CONVERSION) | APC (AMERICAN POWER CONVERSION) SMART-UPS 1000 |  | A50629173437 | CARDIAC CATH LAB |  |  |  | 12/05/2006 |  |  |  |  | NO | NO |  |  |  |  | APC (AMERICAN POWER CONVERSION) 10367875 A50629173437 |  |  | Disposition |  | 99:99:99:99:99:99 |  | Alarm | PAAR:00-PVAR | 11/02/2019 |  | COOPER UNIVERSITY HOSPITAL |  |  | EP Lab 1 |  | LINDA BEAN
|  | APC (AMERICAN POWER CONVERSION) | APC (AMERICAN POWER CONVERSION) SMART-UPS 1000 |  | AS0418330560 | BRACE ROAD-CARDIOLOGY |  |  | excluded | 01/14/2005 |  |  |  |  | NO | NO |  |  |  |  | APC (AMERICAN POWER CONVERSION) 10366011 AS0418330560 |  |  | Active |  | 99:99:99:99:99:99 |  | Alarm | PAAR:00-PVAR | 11/02/2019 |  | COOPER AMBULATORY OFF-SITES |  |  | Testing 2 |  | Beth Mook
|  | APC (AMERICAN POWER CONVERSION) | APC (AMERICAN POWER CONVERSION) SMART-UPS 1500VA |  | AS0510225044 | NUCLEAR MEDICINE |  |  | excluded | 01/01/2001 |  |  |  |  | NO | NO |  |  |  |  | APC (AMERICAN POWER CONVERSION) 10368728 AS0510225044 |  |  | Active |  | 99:99:99:99:99:99 |  | Alarm | PAAR:00-PVAR | 11/02/2019 |  | COOPER UNIVERSITY HOSPITAL |  |  | B80 | 0011195220 | Donna Handy | Repair | Closed | Charles Santomero | 02/10/2017 | 02/21/2017 | POWER SYSTEM - ALARMING LOW BATTERY - TMX | 2/15/2017 8:29:37 PM CTSANTOMERO (CTSANTOMERO 2/10/2017 12:00 AM) WENT TO NUC MED TO GET EXACT MODEL OF UPS TO ENSURE THE RIGHT BATTERIES WERE ORDERED. RESEARCHED BATTERIES AND PLACED ORDER. 2/21/2017 4:31:10 PM CTSANTOMERO (CTSANTOMERO 2/16/2017 12:00 AM) REPLACED UPS BATTERY. OVP, RTS | 163EE776-80D2-460E-88E2-8A95214883AA | Labor | 02/16/2017 | 02/16/2017 | Charles Santomero
|  | APC (AMERICAN POWER CONVERSION) | APC (AMERICAN POWER CONVERSION) SMART-UPS 1500VA |  | AS0506310965 | BRACHFIELD MEDICAL ASSOCIATES-MEDICINE |  |  | excluded | 01/01/2005 |  |  |  |  | NO | NO |  |  |  |  | APC (AMERICAN POWER CONVERSION) 10367039 AS0506310965 |  |  | Active |  | 99:99:99:99:99:99 |  | Alarm | PAAR:00-PVAR | 11/02/2019 |  | COOPER AMBULATORY OFF-SITES |  |  | Nuclear Camera Room | WOT00000000954430 | CATHY CRAWFORD | Repair | Closed | Kirk Lis | 05/29/2018 | 05/30/2018 | Needs battery replaced | WOT cancelled with site manager's approval
|  | APC (AMERICAN POWER CONVERSION) | APC (AMERICAN POWER CONVERSION) SMART-UPS 1500VA |  | AS0806298927 | KELEMEN 8 PCU |  |  | excluded | 11/01/2001 |  |  |  |  | NO | NO |  |  |  |  | APC (AMERICAN POWER CONVERSION) 10356134 AS0806298927 |  |  | Active |  | 99:99:99:99:99:99 |  | Alarm | PAAR:00-PVAR | 11/02/2019 |  | COOPER UNIVERSITY HOSPITAL |  |  | PCU - HALL CLOSET |  | BYRON WELLS
|  | APC (AMERICAN POWER CONVERSION) | APC (AMERICAN POWER CONVERSION) SMART-UPS 1500VA |  | AS0806298908 | KELEMEN 8 PCU |  |  | excluded | 11/01/2001 |  |  |  |  | NO | NO |  |  |  |  | APC (AMERICAN POWER CONVERSION) 10356131 AS0806298908 |  |  | Active |  | 99:99:99:99:99:99 |  | Alarm | PAAR:00-PVAR | 11/02/2019 |  | COOPER UNIVERSITY HOSPITAL |  |  | PCU -HALL CLOSET | WOT00000000521758 | BYRON WELLS | Disposition | Closed | Michael Youch | 02/08/2018 | 05/14/2019 | Bulk Disposition CNL
|  | APC (AMERICAN POWER CONVERSION) | APC (AMERICAN POWER CONVERSION) SMART-UPS 1500VA |  | AS0806298924 | KELEMEN 8 PCU |  |  | excluded | 11/01/2001 |  |  |  |  | NO | NO |  |  |  |  | APC (AMERICAN POWER CONVERSION) 10356133 AS0806298924 |  |  | Active |  | 99:99:99:99:99:99 |  | Alarm | PAAR:00-PVAR | 11/02/2019 |  | COOPER UNIVERSITY HOSPITAL |  |  | PCU - HALL CLOSET | WOT00000000521759 | BYRON WELLS | Disposition | Closed | Michael Youch | 02/08/2018 | 05/13/2019 | Bulk Disposition CNL
|  | APC (AMERICAN POWER CONVERSION) | APC (AMERICAN POWER CONVERSION) SMART-UPS 1500VA |  | AS0809231447 | KELEMEN 8 PCU |  |  | excluded | 11/01/2001 |  |  |  |  | NO | NO |  |  |  |  | APC (AMERICAN POWER CONVERSION) 10356132 AS0809231447 |  |  | Active |  | 99:99:99:99:99:99 |  | Alarm | PAAR:00-PVAR | 11/02/2019 |  | COOPER UNIVERSITY HOSPITAL |  |  | PCU - HALL CLOSET |  | BYRON WELLS
|  | APC (AMERICAN POWER CONVERSION) | APC (AMERICAN POWER CONVERSION) SMART-UPS 1500VA |  | AS1416231838 | BIOMEDICAL |  |  |  | 11/02/2019 |  |  |  |  | NO | NO |  |  |  |  | APC (AMERICAN POWER CONVERSION) 30142054 AS1416231838 |  |  | Disposition |  | 99:99:99:99:99:99 |  | Alarm | PAAR:00-PVAR | 11/02/2019 | 11/02/2019 | COOPER UNIVERSITY HOSPITAL |  |  | P5 STORAGE RM | WOT00000000521777 | Bonnie Aichroch | Disposition | Closed | Michael Youch | 11/02/2019 | 11/02/2019 | Bulk Disposition CNL | Dispositioned Dispositioned from Work Order Task WOT00000000521777 CEID: 30142054 | EXP2946666 | Labor | 11/02/2019 | 11/02/2019 | Michael Youch
|  | APC (AMERICAN POWER CONVERSION) | APC (AMERICAN POWER CONVERSION) SMART-UPS 3000VA |  | JS0842020164 | NEURO/ORTHO/MEDSURG/7 PAV |  |  |  | 01/01/1900 |  |  |  |  | NO | NO |  |  |  |  | APC (AMERICAN POWER CONVERSION) 10347632 JS0842020164 |  |  | Disposition |  |  |  | Alarm | PAAR:00-PVAR | 11/02/2019 |  | COOPER UNIVERSITY HOSPITAL |  |  | 7TH FLOOR PAVILION |  | Pam Young
|  | APC (AMERICAN POWER CONVERSION) | APC (AMERICAN POWER CONVERSION) SMART-UPS 3000VA |  | JS0806001728 | NEURO/ORTHO/MEDSURG/7 PAV |  |  | excluded | 01/01/1900 |  |  |  |  | NO | NO |  |  |  |  | APC (AMERICAN POWER CONVERSION) 10347633 JS0806001728 |  |  | Active |  | 99:99:99:99:99:99 |  | Alarm | PAAR:00-PVAR | 11/01/2019 |  | COOPER UNIVERSITY HOSPITAL |  |  | 7TH FLOOR PAVILION | WOT00000000527112 | Pam Young | Disposition | Closed | Gene Amodei | 02/08/2018 | 05/24/2019 | Bulk Disposition CNL
|  | APC (AMERICAN POWER CONVERSION) | APC (AMERICAN POWER CONVERSION) SMART-UPS 5000 |  | WS0749160275 | VOORHEES CARDIOLOGY |  |  |  | 10/16/2019 |  |  |  |  | NO | NO |  |  |  |  | APC (AMERICAN POWER CONVERSION) 15037 WS0749160275 |  |  | Disposition |  |  |  | Alarm | PAAR:00-PVAR | 10/16/2019 | 10/16/2019 | COOPER AMBULATORY OFF-SITES |  |  | H220 |  | KATHY COMO |  |  |  | 10/16/2019 | 10/16/2019 |  |  |  |  | 10/16/2019 | 10/16/2019
|  | APC (AMERICAN POWER CONVERSION) | APC (AMERICAN POWER CONVERSION) SMART-UPS 5000 |  | WS0836160306 | VOORHEES CARDIOLOGY SUITE 102 |  |  | excluded | 01/01/2007 |  |  |  |  | NO | NO |  |  |  |  | APC (AMERICAN POWER CONVERSION) 10345363 WS0836160306 |  |  | Active |  | 99:99:99:99:99:99 |  | Alarm | PAAR:00-PVAR | 11/02/2019 |  | COOPER AMBULATORY OFF-SITES |  |  | Nuclear Lab |  | MICHELE MOLINARI
|  | APC (AMERICAN POWER CONVERSION) | APC (AMERICAN POWER CONVERSION) SMART-UPS 750 |  | AS0721220929 | COOPER CANCER CENTER |  |  |  | 10/16/2019 |  |  |  |  | NO | NO |  |  |  |  | APC (AMERICAN POWER CONVERSION) 17196 AS0721220929 |  |  | Disposition |  |  |  | Alarm | PAAR:00-PVAR | 10/16/2019 | 10/16/2019 | COOPER AMBULATORY OFF-SITES |  |  | RAD/ONC B112H |  | COLLEEN TEGELER |  |  |  | 10/16/2019 | 10/16/2019 |  |  |  |  | 10/16/2019 | 10/16/2019
|  | APC (AMERICAN POWER CONVERSION) | APC (AMERICAN POWER CONVERSION) SMART-UPS 750 |  | AS082024056 | COOPER CANCER CENTER |  |  |  | 10/16/2019 |  |  |  |  | NO | NO |  |  |  |  | APC (AMERICAN POWER CONVERSION) 16429 AS082024056 |  |  | Disposition |  |  |  | Alarm | PAAR:00-PVAR | 10/16/2019 | 10/16/2019 | COOPER AMBULATORY OFF-SITES |  |  | B111 - RADIATION ONCOLOGY |  | COLLEEN TEGELER |  |  |  | 10/16/2019 | 10/16/2019 |  |  |  |  | 10/16/2019 | 10/16/2019
|  | APC (AMERICAN POWER CONVERSION) | APC (AMERICAN POWER CONVERSION) SMART-UPS 750 |  | AS1351242925 | BIOMEDICAL |  |  |  | 11/02/2019 |  |  |  |  | NO | NO |  |  |  |  | APC (AMERICAN POWER CONVERSION) 30142056 AS1351242925 |  |  | Disposition |  | 99:99:99:99:99:99 |  | Alarm | PAAR:00-PVAR | 11/02/2019 | 11/02/2019 | COOPER UNIVERSITY HOSPITAL |  |  | P5 STORAGE RM | WOT00000000521774 | Bonnie Aichroch | Disposition | Closed | Michael Youch | 11/02/2019 | 11/02/2019 | Bulk Disposition CNL | Dispositioned Dispositioned from Work Order Task WOT00000000521774 CEID: 30142056 | EXP2946673 | Labor | 11/02/2019 | 11/02/2019 | Michael Youch
|  | APC (AMERICAN POWER CONVERSION) | APC (AMERICAN POWER CONVERSION) SMART-UPS 750 |  | AS1351242959 | BIOMEDICAL |  |  |  | 11/02/2019 |  |  |  |  | NO | NO |  |  |  |  | APC (AMERICAN POWER CONVERSION) 30142055 AS1351242959 |  |  | Disposition |  | 99:99:99:99:99:99 |  | Alarm | PAAR:00-PVAR | 11/02/2019 | 11/02/2019 | COOPER UNIVERSITY HOSPITAL |  |  | P5 STORAGE RM | WOT00000000521775 | Bonnie Aichroch | Disposition | Closed | Michael Youch | 11/02/2019 | 11/02/2019 | Bulk Disposition CNL | removed when tele system was updated Dispositioned from Work Order Task WOT00000000521775 CEID: 30142055 | EXP2981516 | Labor | 11/02/2019 | 11/02/2019 | Michael Youch
|  | APC (AMERICAN POWER CONVERSION) | APC (AMERICAN POWER CONVERSION) SMART-UPS 750VA RM 2U |  | As123714121 | VOORHEES SURGERY CENTER-OPERATING ROOM |  |  | excluded | 10/31/2019 |  |  |  |  | NO | NO |  |  |  |  | APC (AMERICAN POWER CONVERSION) 11239484 As123714121 |  |  | Active |  |  |  | Alarm | PAAR:00-PVAR | 10/31/2019 | 10/31/2019 | COOPER AMBULATORY OFF-SITES |  |  | Pacu store room | WOT00000003673730 | JENNIFER BOMBARO | Performance Verification | Closed | Salvatore Bombara | 10/31/2019 | 10/31/2019 | Performance Verification for APC (AMERICAN POWER CONVERSION) 11239484 As123714121 | Initial Install of Performance Verification. Device is ready for patient use. |  |  | 10/31/2019 | 10/31/2019
|  | APC (AMERICAN POWER CONVERSION) | APC (AMERICAN POWER CONVERSION) SU-700 |  | N50004240112 | LAB CHEMISTRY |  |  |  | 06/05/2017 |  |  |  |  | NO | NO |  |  |  |  | APC (AMERICAN POWER CONVERSION) 10769625 N50004240112 |  |  | Disposition |  | 99:99:99:99:99:99 |  | Alarm | PAAR:00-PVAR | 10/19/2019 |  | COOPER UNIVERSITY HOSPITAL |  |  |  | 0012155512 | Barbara Snyder | Performance Verification | Closed | Gene Amodei | 09/13/2017 | 09/13/2017 | INCOMING INVENTORY | DEVICE INVENTORIED | B6E6E3D8-1CAD-4455-9A2B-65FC48BC0637 | Labor | 09/13/2017 | 09/13/2017 | Bonnie Aichroth
|  | APC (AMERICAN POWER CONVERSION) | APC (AMERICAN POWER CONVERSION) SU1000NET |  | QS9922064383 | 3 COOPER-CARDIAC DIAGNOSTIC CENTER |  |  | excluded | 10/31/2019 |  |  |  |  | NO | NO |  |  |  |  | APC (AMERICAN POWER CONVERSION) 11187550 QS9922064383 |  |  | Active |  |  |  | Alarm | PAAR:00-PVAR | 10/31/2019 | 10/31/2019 | COOPER AMBULATORY OFF-SITES |  |  | Performance Verification | WOT00000001995737 | CARLA TRUELL | Repair | Closed | Stephen Zubrzycki | 10/31/2019 | 10/31/2019 | Camera- Back up battery is making a loud beep | Analyzed unit. Needs batteries replaced. Replaced UPS batteries and VPO | EXP2120698 | Parts | 10/31/2019 | 10/31/2019 | Stephen Zubrzycki
|  | APC (AMERICAN POWER CONVERSION) | APC (AMERICAN POWER CONVERSION) SUA2200 |  | Q513010171813 | VOORHEES CARDIOLOGY |  |  |  | 03/07/2013 |  |  |  |  | NO | NO |  |  |  |  | APC (AMERICAN POWER CONVERSION) 10505265 Q513010171813 |  |  | Disposition |  |  |  | Alarm | PAAR:00-PVAR | 10/16/2019 |  | COOPER AMBULATORY OFF-SITES |  |  | BLDG 2 - ECAM ROM |  | KATHY COMO
|  | APC (AMERICAN POWER CONVERSION) | APC (AMERICAN POWER CONVERSION) SYAF16KT |  | QD0533151334 | BIOMEDICAL |  |  |  | 10/16/2019 |  |  |  |  | NO | NO |  |  |  |  | APC (AMERICAN POWER CONVERSION) 12483 QD0533151334 |  |  | Disposition |  |  |  | Alarm | PAAR:00-PVAR | 10/16/2019 | 10/16/2019 | COOPER UNIVERSITY HOSPITAL |  |  | BASEMENT B67 |  | Bonnie Aichroch |  |  |  | 10/16/2019 | 10/16/2019 |  |  |  |  | 10/16/2019 | 10/16/2019
|  | APC (AMERICAN POWER CONVERSION) | APC (AMERICAN POWER CONVERSION) SYAF16KT |  | QD0531151392 | BIOMEDICAL |  |  |  | 10/16/2019 |  |  |  |  | NO | NO |  |  |  |  | APC (AMERICAN POWER CONVERSION) 12144 QD0531151392 |  |  | Disposition |  |  |  | Alarm | PAAR:00-PVAR | 10/16/2019 | 10/16/2019 | COOPER UNIVERSITY HOSPITAL |  |  | ROOM 212 DORRANCE |  | Bonnie Aichroch |  |  |  | 10/16/2019 | 10/16/2019 |  |  |  |  | 10/16/2019 | 10/16/2019
|  | ARGENT SURGICAL SYSTEMS | ARGENT SURGICAL SYSTEMS 245 HIGH FREQUENCY |  | PS2615009 | 3 COOPER-HEM/ONC |  |  |  | 11/20/2019 |  |  |  |  | NO | NO |  |  |  |  | ARGENT SURGICAL SYSTEMS 30280017 PS2615009 |  |  | Active |  |  |  | High Risk | 6M:00-MFG | 11/20/2019 | 11/20/2019 | COOPER AMBULATORY OFF-SITES |  |  | Suite 211 - Moves | WOT00000004349248 | LOIS CARR | Performance Verification | Completed | Stephen Zubrzycki | 11/20/2019 | 11/20/2019 | Performance Verification for ARGENT SURGICAL SYSTEMS 30280017 PS2615009 | Initial Install of Performance Verification. Device is ready for patient use. |  |  | 11/20/2019 | 11/20/2019
|  | ARIBEX, INC. | ARIBEX, INC. NOMAD PRO |  | XB-121023-18 | 6200 MAIN ST-SURGERY |  |  |  | 10/01/2012 |  |  |  |  | NO | NO |  |  |  |  | ARIBEX, INC. 10649928 XB-121023-18 |  |  | Active |  | 99:99:99:99:99:99 |  | Equipment | 1Y:00-MFG | 10/29/2019 | 10/01/2020 | COOPER AMBULATORY OFF-SITES |  |  | Lab-Lower Cabinet |  | BOBBIE MICKLE
|  | ARIZANT HEALTHCARE INC. | ARIZANT HEALTHCARE INC. BAIR HUGGER 505 |  |  | OPERATING ROOM - PAVILION |  |  |  | 08/01/2013 |  |  |  |  | NO | NO |  |  |  |  | ARIZANT HEALTHCARE INC. 10367383 39470 |  |  | Disposition |  |  |  | Equipment | 6M:00-MFG | 02/26/2018 | 02/01/2020 | COOPER UNIVERSITY HOSPITAL |  |  | OR |  | DOMINIC VENDETTA
|  | ARIZANT HEALTHCARE INC. | ARIZANT HEALTHCARE INC. BAIR HUGGER 505 |  |  | ANESTHESIOLOGY |  |  |  | 06/02/2014 |  |  |  |  | NO | NO |  |  |  |  | ARIZANT HEALTHCARE INC. 10367325 59464 |  |  | Disposition |  |  |  | Equipment | 6M:00-MFG | 10/30/2015 | 04/01/2020 | COOPER UNIVERSITY HOSPITAL |  |  | PAVILION OR |  | GIACINTA ROUPAS
|  | ARIZANT HEALTHCARE INC. | ARIZANT HEALTHCARE INC. BAIR HUGGER 505 |  |  | TRAUMA ICU |  |  |  | 01/03/2007 |  |  |  |  | NO | NO |  |  |  |  | ARIZANT HEALTHCARE INC. 10365424 13429 |  |  | Disposition |  | 99:99:99:99:99:99 |  | Equipment | 6M:00-MFG | 02/28/2018 | 02/01/2020 | COOPER UNIVERSITY HOSPITAL |  |  | ED TRUMA ROOMS |  | Diane Floyd
|  | ARIZANT HEALTHCARE INC. | ARIZANT HEALTHCARE INC. BAIR HUGGER 505 |  |  | VOORHEES SURGERY CENTER-OPERATING ROOM |  |  |  | 06/25/2008 |  |  |  |  | NO | NO |  |  |  |  | ARIZANT HEALTHCARE INC. 10365382 22036 |  |  | Disposition |  |  |  | Equipment | 6M:00-MFG | 07/14/2015 | 04/01/2020 | COOPER AMBULATORY OFF-SITES |  |  | OR ROOM 4 |  | JENNIFER BOMBARO
|  | ARIZANT HEALTHCARE INC. | ARIZANT HEALTHCARE INC. BAIR HUGGER 505 |  |  | TRAUMA ICU |  |  |  | 01/01/1900 |  |  |  |  | NO | NO |  |  |  |  | ARIZANT HEALTHCARE INC. 10355400 22311 |  |  | Disposition |  |  |  | Equipment | 6M:00-MFG | 09/10/2015 | 02/01/2020 | COOPER UNIVERSITY HOSPITAL |  |  | P5 STORAGE RM |  | Diane Floyd
|  | ARIZANT HEALTHCARE INC. | ARIZANT HEALTHCARE INC. BAIR HUGGER 505 |  |  | ANESTHESIOLOGY |  |  |  | 01/27/2011 |  |  |  |  | NO | NO |  |  |  |  | ARIZANT HEALTHCARE INC. 10355085 89123 |  |  | Disposition |  |  |  | Equipment | 6M:00-MFG | 10/16/2017 | 04/01/2020 | COOPER UNIVERSITY HOSPITAL |  |  | L&D 1 |  | GIACINTA ROUPAS
|  | ARIZANT HEALTHCARE INC. | ARIZANT HEALTHCARE INC. BAIR HUGGER 505 |  |  | VOORHEES SURGERY CENTER-OPERATING ROOM |  |  |  | 11/30/2009 |  |  |  |  | NO | NO |  |  |  |  | ARIZANT HEALTHCARE INC. 10346722 34243 |  |  | Disposition |  |  |  | Equipment | 6M:00-MFG | 04/20/2018 | 04/01/2020 | COOPER AMBULATORY OFF-SITES |  |  | OR |  | JENNIFER BOMBARO
|  | ARIZANT HEALTHCARE INC. | ARIZANT HEALTHCARE INC. BAIR HUGGER 505 |  |  | VOORHEES SURGERY CENTER-OPERATING ROOM |  |  |  | 01/01/1900 |  |  |  |  | NO | NO |  |  |  |  | ARIZANT HEALTHCARE INC. 10346025 047907 |  |  | Disposition |  |  |  | Equipment | 6M:00-MFG | 10/12/2017 | 04/01/2020 | COOPER AMBULATORY OFF-SITES |  |  | OR 2 |  | JENNIFER BOMBARO
|  | ARIZANT HEALTHCARE INC. | ARIZANT HEALTHCARE INC. BAIR HUGGER 505/OR |  |  | OPERATING ROOM - PAVILION |  |  |  | 10/25/2013 |  |  |  |  | NO | NO |  |  |  |  | ARIZANT HEALTHCARE INC. 10346607 83183 |  |  | Disposition |  |  |  | Equipment | 6M:00-MFG | 02/22/2018 | 02/01/2020 | COOPER UNIVERSITY HOSPITAL |  |  | OR P07 |  | DOMINIC VENDETTA
|  | ARIZANT HEALTHCARE INC. | ARIZANT HEALTHCARE INC. BAIR HUGGER 750 |  |  | ANESTHESIOLOGY |  |  |  | 07/13/2012 |  |  |  |  | NO | NO |  |  |  |  | ARIZANT HEALTHCARE INC. 10368340 08972 |  |  | Disposition |  |  |  | Equipment | 6M:00-MFG | 04/18/2017 | 04/01/2020 | COOPER UNIVERSITY HOSPITAL |  |  | OR P10 |  | GIACINTA ROUPAS
|  | ARIZANT HEALTHCARE INC. | ARIZANT HEALTHCARE INC. BAIR HUGGER 750 |  |  | ANESTHESIOLOGY |  |  |  | 01/18/2012 |  |  |  |  | NO | NO |  |  |  |  | ARIZANT HEALTHCARE INC. 10367323 33717 |  |  | Disposition |  |  |  | Equipment | 6M:00-MFG | 04/25/2016 | 04/01/2020 | COOPER UNIVERSITY HOSPITAL |  |  | PAVILION OR |  | GIACINTA ROUPAS
|  | ARIZANT HEALTHCARE INC. | ARIZANT HEALTHCARE INC. BAIR HUGGER 750 |  |  | ANESTHESIOLOGY |  |  |  | 12/23/2013 |  |  |  |  | NO | NO |  |  |  |  | ARIZANT HEALTHCARE INC. 10367301 15337 |  |  | Disposition |  |  |  | Equipment | 6M:00-MFG | 04/18/2016 | 04/01/2020 | COOPER UNIVERSITY HOSPITAL |  |  | or2 |  | GIACINTA ROUPAS
|  | ARIZANT HEALTHCARE INC. | ARIZANT HEALTHCARE INC. BAIR HUGGER 750 |  |  | INTENSIVE CARE UNIT |  |  |  | 12/07/2009 |  |  |  |  | NO | NO |  |  |  |  | ARIZANT HEALTHCARE INC. 10365381 46268 |  |  | Disposition |  |  |  | Equipment | 6M:00-MFG | 07/10/2015 | 12/01/2019 | COOPER UNIVERSITY HOSPITAL |  |  | ICU |  | CAROLYN RUMELL
|  | ARIZANT HEALTHCARE INC. | ARIZANT HEALTHCARE INC. BAIR HUGGER 750 |  |  | OPERATING ROOM - PAVILION |  |  |  | 09/27/2013 |  |  |  |  | NO | NO |  |  |  |  | ARIZANT HEALTHCARE INC. 10346553 33440 |  |  | Disposition |  |  |  | Equipment | 6M:00-MFG | 10/26/2015 | 02/01/2020 | COOPER UNIVERSITY HOSPITAL |  |  | OR P04 |  | DOMINIC VENDETTA
|  | ARIZANT HEALTHCARE INC. | ARIZANT HEALTHCARE INC. BAIR PAWS 875 |  |  | ANESTHESIOLOGY |  |  |  | 10/16/2019 |  |  |  |  | NO | NO |  |  |  |  | ARIZANT HEALTHCARE INC. 17690 10740 |  |  | Disposition |  |  |  | Equipment | PAAR:00-PVAR | 10/16/2019 | 10/16/2019 | COOPER UNIVERSITY HOSPITAL |  |  | PACU |  | GIACINTA ROUPAS |  |  |  | 10/16/2019 | 10/16/2019 |  |  |  |  | 10/16/2019 | 10/16/2019
|  | ARIZANT HEALTHCARE INC. | ARIZANT HEALTHCARE INC. BAIR PAWS 875 |  |  | ANESTHESIOLOGY |  |  |  | 10/16/2019 |  |  |  |  | NO | NO |  |  |  |  | ARIZANT HEALTHCARE INC. 17688 10751 |  |  | Disposition |  |  |  | Equipment | PAAR:00-PVAR | 10/16/2019 | 10/16/2019 | COOPER UNIVERSITY HOSPITAL |  |  | PACU |  | GIACINTA ROUPAS |  |  |  | 10/16/2019 | 10/16/2019 |  |  |  |  | 10/16/2019 | 10/16/2019
|  | ARIZANT HEALTHCARE INC. | ARIZANT HEALTHCARE INC. BAIR PAWS 875 |  |  | ANESTHESIOLOGY |  |  |  | 10/16/2019 |  |  |  |  | NO | NO |  |  |  |  | ARIZANT HEALTHCARE INC. 17666 10729 |  |  | Disposition |  |  |  | Equipment | PAAR:00-PVAR | 10/16/2019 | 10/16/2019 | COOPER UNIVERSITY HOSPITAL |  |  | PACU |  | GIACINTA ROUPAS |  |  |  | 10/16/2019 | 10/16/2019 |  |  |  |  | 10/16/2019 | 10/16/2019
|  | ARIZANT HEALTHCARE INC. | ARIZANT HEALTHCARE INC. BAIR PAWS 875 |  |  | ANESTHESIOLOGY |  |  |  | 10/16/2019 |  |  |  |  | NO | NO |  |  |  |  | ARIZANT HEALTHCARE INC. 17681 10737 |  |  | Disposition |  |  |  | Equipment | PAAR:00-PVAR | 10/16/2019 | 10/16/2019 | COOPER UNIVERSITY HOSPITAL |  |  | PACU |  | GIACINTA ROUPAS |  |  |  | 10/16/2019 | 10/16/2019 |  |  |  |  | 10/16/2019 | 10/16/2019
|  | ARIZANT HEALTHCARE INC. | ARIZANT HEALTHCARE INC. BAIR PAWS 875 |  |  | ANESTHESIOLOGY |  |  |  | 09/11/2009 |  |  |  |  | NO | NO |  |  |  |  | ARIZANT HEALTHCARE INC. 10356201 10728 |  |  | Active |  | 99:99:99:99:99:99 |  | Equipment | PAAR:00-PVAR | 11/01/2019 |  | COOPER UNIVERSITY HOSPITAL |  |  | HOLDING-BED 21 | WOT00000002202748 | GIACINTA ROUPAS | Disposition | Closed | Salvatore Bombara | 02/14/2019 | 05/23/2019 | Bulk Disposition CNL
|  | ARIZANT HEALTHCARE INC. | ARIZANT HEALTHCARE INC. BAIR PAWS 875 |  |  | ANESTHESIOLOGY |  |  |  | 09/11/2009 |  |  |  |  | NO | NO |  |  |  |  | ARIZANT HEALTHCARE INC. 10356189 10730 |  |  | Active |  | 99:99:99:99:99:99 |  | Equipment | PAAR:00-PVAR | 11/01/2019 |  | COOPER UNIVERSITY HOSPITAL |  |  | HOLDING-BED 22 | WOT00000002202718 | GIACINTA ROUPAS | Disposition | Closed | Salvatore Bombara | 02/14/2019 | 05/19/2019 | Bulk Disposition CNL
|  | ARIZANT HEALTHCARE INC. | ARIZANT HEALTHCARE INC. BAIR PAWS 875 |  |  | ANESTHESIOLOGY |  |  |  | 09/11/2009 |  |  |  |  | NO | NO |  |  |  |  | ARIZANT HEALTHCARE INC. 10356181 10735 |  |  | Disposition |  |  |  | Equipment | PAAR:00-PVAR | 11/02/2019 |  | COOPER UNIVERSITY HOSPITAL |  |  | HOLDING-BED19 | 0011440452 | GIACINTA ROUPAS | Repair | Closed | Salvatore Bombara | 03/30/2017 | 03/30/2017 | WARMING UNIT - NOT WARMING - TMX | 3/30/2017 11:03:50 AM SXBOMBARA (SXBOMBARA 3/30/2017 12:00 AM) UNIT HAS BEEN REPLACED. RMA# H298770 RETIRE UNIT 3/30/2017 11:03 AM SXBOMBARA This device has been removed from an active status with the RSQ Database, and physically removed from the facility. Device retired on 3/30/2017; Authorized By: 3M; Nature of Retirement: TRADED IN; Days In Service: 664 | 02C354AF-8772-4BF8-BABB-352852ABF372 | Labor | 03/30/2017 | 03/30/2017 | Salvatore Bombara
|  | ARIZANT HEALTHCARE INC. | ARIZANT HEALTHCARE INC. BAIR PAWS 875 |  |  | ANESTHESIOLOGY |  |  |  | 09/11/2009 |  |  |  |  | NO | NO |  |  |  |  | ARIZANT HEALTHCARE INC. 10356178 10754 |  |  | Active |  | 99:99:99:99:99:99 |  | Equipment | PAAR:00-PVAR | 11/02/2019 |  | COOPER UNIVERSITY HOSPITAL |  |  | HOLDING-BED 18 | 0011480611 | GIACINTA ROUPAS | Repair | Closed | Salvatore Bombara | 04/13/2017 | 04/14/2017 | BAIR PAWS - NOT BLOWING HOT AIR - ICU HALLWAY NEAR STAIRS | 4/14/2017 9:46:43 AM SXBOMBARA (SXBOMBARA 4/13/2017 12:00 AM) COULD NOT LOCATE UNIT FOR SERVICE. (SXBOMBARA 4/14/2017 12:00 AM) UNIT WAS RETRIEVED BY RICH. SWAP CONTROLLER FROM STOCK PARTS. TESTED AND PASSED FULL FUNCTIONAL CHECK. RETURNED TO SERVICE. | 755AAABE-03E9-41CF-995E-C6999CA9A013 | Labor | 04/13/2017 | 04/13/2017 | Salvatore Bombara
|  | ARIZANT HEALTHCARE INC. | ARIZANT HEALTHCARE INC. BAIR PAWS 875 |  |  | ANESTHESIOLOGY |  |  |  | 09/11/2009 |  |  |  |  | NO | NO |  |  |  |  | ARIZANT HEALTHCARE INC. 10356174 10755 |  |  | Active |  | 99:99:99:99:99:99 |  | Equipment | PAAR:00-PVAR | 11/01/2019 |  | COOPER UNIVERSITY HOSPITAL |  |  | HOLDING-BED 17 | WOT00000002202657 | GIACINTA ROUPAS | Disposition | Closed | Salvatore Bombara | 02/14/2019 | 05/17/2019 | Bulk Disposition CNL
|  | ARIZANT HEALTHCARE INC. | ARIZANT HEALTHCARE INC. BAIR PAWS 875 |  |  | OR - KELEMEN 3 |  |  |  | 09/11/2009 |  |  |  |  | NO | NO |  |  |  |  | ARIZANT HEALTHCARE INC. 10356170 10765 |  |  | Active |  | 99:99:99:99:99:99 |  | Equipment | PAAR:00-PVAR | 11/02/2019 |  | COOPER UNIVERSITY HOSPITAL |  |  | KELEMEN-HOLDING AREA BED 16 | WOT00000002202645 | DOMINIC VENDETTA | Disposition | Closed | Salvatore Bombara | 02/14/2019 | 05/19/2019 | Bulk Disposition CNL
|  | ARIZANT HEALTHCARE INC. | ARIZANT HEALTHCARE INC. BAIR PAWS 875 |  |  | SURGICAL CARE UNIT |  |  |  | 04/02/2013 |  |  |  |  | NO | NO |  |  |  |  | ARIZANT HEALTHCARE INC. 10349431 41834 |  |  | Disposition |  |  |  | Equipment | PAAR:00-PVAR | 10/16/2019 |  | COOPER UNIVERSITY HOSPITAL |  |  | SCU |  | Lisa Geoghegan
|  | ARIZANT HEALTHCARE INC. | ARIZANT HEALTHCARE INC. BAIR PAWS 875 |  |  | ANESTHESIOLOGY |  |  |  | 09/11/2009 |  |  |  |  | NO | NO |  |  |  |  | ARIZANT HEALTHCARE INC. 10346395 10759 |  |  | Active |  | 99:99:99:99:99:99 |  | Equipment | PAAR:00-PVAR | 11/02/2019 |  | COOPER UNIVERSITY HOSPITAL |  |  | SDS - 3 K BED 39 | WOT00000002199983 | GIACINTA ROUPAS | Disposition | Closed | Salvatore Bombara | 02/14/2019 | 05/17/2019 | Bulk Disposition CNL
|  | ARIZANT HEALTHCARE INC. | ARIZANT HEALTHCARE INC. BAIR PAWS 875 |  |  | ANESTHESIOLOGY |  |  |  | 09/11/2009 |  |  |  |  | NO | NO |  |  |  |  | ARIZANT HEALTHCARE INC. 10346383 10763 |  |  | Active |  | 99:99:99:99:99:99 |  | Equipment | PAAR:00-PVAR | 11/01/2019 |  | COOPER UNIVERSITY HOSPITAL |  |  | SDS - 3 K BED 39 | WOT00000000507732 | GIACINTA ROUPAS | Disposition | Closed | Salvatore Bombara | 02/08/2018 | 05/17/2019 | Bulk Disposition CNL
|  | ARIZANT HEALTHCARE INC. | ARIZANT HEALTHCARE INC. RANGER |  |  | LAB BLOOD BANK |  |  |  | 09/30/2019 |  |  |  |  | NO | NO |  |  |  |  | ARIZANT HEALTHCARE INC. 11239257 52583 |  |  | Active |  | 99:99:99:99:99:99 |  | High Risk | 6M:00-MFG | 09/30/2019 | 09/30/2019 | COOPER UNIVERSITY HOSPITAL |  |  | PAVILION OR 9 |  | Barbara Bayne |  |  |  | 09/30/2019 | 09/30/2019 |  |  |  |  | 09/30/2019 | 09/30/2019
|  | ARIZANT HEALTHCARE INC. | ARIZANT HEALTHCARE INC. RANGER |  |  | LAB BLOOD BANK |  |  |  | 07/06/2005 |  |  |  |  | NO | NO |  |  |  |  | ARIZANT HEALTHCARE INC. 10368339 21097 |  |  | Active |  | 99:99:99:99:99:99 |  | High Risk | 6M:00-MFG | 09/16/2019 | 03/01/2020 | COOPER UNIVERSITY HOSPITAL |  |  | L&D or 1 |  | Barbara Bayne
|  | ARIZANT HEALTHCARE INC. | ARIZANT HEALTHCARE INC. RANGER |  |  | ANESTHESIOLOGY |  |  |  | 10/06/2010 |  |  |  |  | NO | NO |  |  |  |  | ARIZANT HEALTHCARE INC. 10367299 15441 |  |  | Disposition |  |  |  | High Risk | 6M:00-MFG | 09/24/2015 | 03/01/2020 | COOPER UNIVERSITY HOSPITAL |  |  | ANESTHESIA/ OR2 |  | GIACINTA ROUPAS
|  | ARIZANT HEALTHCARE INC. | ARIZANT HEALTHCARE INC. RANGER |  |  | LAB BLOOD BANK |  |  |  | 01/01/1900 |  |  |  |  | NO | NO |  |  |  |  | ARIZANT HEALTHCARE INC. 10366700 58910 |  |  | Disposition |  | 99:99:99:99:99:99 |  | High Risk | 6M:00-MFG | 09/28/2018 | 03/01/2020 | COOPER UNIVERSITY HOSPITAL |  |  | BIOMED SHOP |  | Barbara Bayne
|  | ARIZANT HEALTHCARE INC. | ARIZANT HEALTHCARE INC. RANGER |  |  | LAB BLOOD BANK |  |  |  | 11/19/2013 |  |  |  |  | NO | NO |  |  |  |  | ARIZANT HEALTHCARE INC. 10365268 52809 |  |  | Active |  | 99:99:99:99:99:99 |  | High Risk | 6M:00-MFG | 09/16/2019 | 03/01/2020 | COOPER UNIVERSITY HOSPITAL |  |  | PAV 4 |  | Barbara Bayne
|  | ARIZANT HEALTHCARE INC. | ARIZANT HEALTHCARE INC. RANGER |  |  | VOORHEES SURGERY CENTER-HEM/ONC |  |  |  | 03/03/2016 |  |  |  |  | NO | NO |  |  |  |  | ARIZANT HEALTHCARE INC. 10355086 29266 |  |  | Active |  | 99:99:99:99:99:99 |  | High Risk | 6M:00-MFG | 09/26/2019 | 03/01/2020 | COOPER AMBULATORY OFF-SITES |  |  | VOORHEES SUITE M |  | MEGAN MCCAFFERTY
|  | ARIZANT HEALTHCARE INC. | ARIZANT HEALTHCARE INC. RANGER |  |  | LAB BLOOD BANK |  |  |  | 04/05/2011 |  |  |  |  | NO | NO |  |  |  |  | ARIZANT HEALTHCARE INC. 10346586 12575 |  |  | Disposition |  |  |  | High Risk | 6M:00-MFG | 03/08/2016 | 03/01/2020 | COOPER UNIVERSITY HOSPITAL |  |  | OR P07 |  | Barbara Bayne
|  | ARIZANT HEALTHCARE INC. | ARIZANT HEALTHCARE INC. RANGER |  |  | ANESTHESIOLOGY |  |  |  | 11/03/2015 |  |  |  |  | NO | NO |  |  |  |  | ARIZANT HEALTHCARE INC. 30143195 60267 |  |  | Disposition |  |  |  | High Risk | 6M:00-MFG | 11/03/2015 | 11/03/2015 | COOPER UNIVERSITY HOSPITAL |  |  |  |  | GIACINTA ROUPAS |  |  |  | 11/03/2015 | 11/03/2015 |  |  |  |  | 11/03/2015 | 11/03/2015
|  | ARIZANT HEALTHCARE INC. | ARIZANT HEALTHCARE INC. RANGER |  |  | LAB BLOOD BANK |  |  |  | 08/11/2010 |  |  |  |  | NO | NO |  |  |  |  | ARIZANT HEALTHCARE INC. 10346540 29885 |  |  | Active |  | 99:99:99:99:99:99 |  | High Risk | 6M:00-MFG | 09/01/2019 | 03/01/2020 | COOPER UNIVERSITY HOSPITAL |  |  | OR P04 |  | Barbara Bayne
|  | ARJO INC. | ARJO INC. MAXISKY 1000 |  | LF111101255 | MED/SURG 6 PAVILION |  |  |  | 02/26/2019 |  |  |  |  | NO | NO |  |  |  |  | ARJO INC. 50005138 LF111101255 |  |  | Active |  | 99:99:99:99:99:99 |  | High Risk | 1Y:00-MFG | 02/26/2019 | 02/26/2019 | COOPER UNIVERSITY HOSPITAL |  |  | ROOM 610 PAVILION |  | BRIAN OSHAUGHNESSY |  |  |  | 02/26/2019 | 02/26/2019 |  |  |  |  | 02/26/2019 | 02/26/2019
|  | ARJO-HUNTLEIGH | ARJO-HUNTLEIGH FLOWTRON ACS800 |  |  | SPD |  |  |  | 10/16/2019 |  |  |  |  | NO | NO |  |  |  |  | ARJO-HUNTLEIGH 30126229 1500008662 |  |  | Disposition |  | 99:99:99:99:99:99 |  | Equipment | PAAR:00-PVAR | 10/16/2019 | 10/16/2019 | COOPER UNIVERSITY HOSPITAL |  |  | UHS |  | David Frye |  |  |  | 10/16/2019 | 10/16/2019 |  |  |  |  | 10/16/2019 | 10/16/2019
|  | ARJO-HUNTLEIGH | ARJO-HUNTLEIGH FLOWTRON ACS800 |  |  | SPD |  |  |  | 10/16/2019 |  |  |  |  | NO | NO |  |  |  |  | ARJO-HUNTLEIGH 30126230 1500008664 |  |  | Disposition |  | 99:99:99:99:99:99 |  | Equipment | PAAR:00-PVAR | 10/16/2019 | 10/16/2019 | COOPER UNIVERSITY HOSPITAL |  |  | UHS |  | David Frye |  |  |  | 10/16/2019 | 10/16/2019 |  |  |  |  | 10/16/2019 | 10/16/2019
|  | ARJO-HUNTLEIGH | ARJO-HUNTLEIGH FLOWTRON ACS800 |  |  | SPD |  |  |  | 10/16/2019 |  |  |  |  | NO | NO |  |  |  |  | ARJO-HUNTLEIGH 30126227 1300040141 |  |  | Disposition |  | 99:99:99:99:99:99 |  | Equipment | PAAR:00-PVAR | 10/16/2019 | 10/16/2019 | COOPER UNIVERSITY HOSPITAL |  |  | UHS |  | David Frye |  |  |  | 10/16/2019 | 10/16/2019 |  |  |  |  | 10/16/2019 | 10/16/2019
|  | ARJO-HUNTLEIGH | ARJO-HUNTLEIGH FLOWTRON ACS800 |  |  | SPD |  |  |  | 10/16/2019 |  |  |  |  | NO | NO |  |  |  |  | ARJO-HUNTLEIGH 30126214 1300024536 |  |  | Disposition |  | 99:99:99:99:99:99 |  | Equipment | PAAR:00-PVAR | 10/16/2019 | 10/16/2019 | COOPER UNIVERSITY HOSPITAL |  |  | UHS |  | David Frye |  |  |  | 10/16/2019 | 10/16/2019 |  |  |  |  | 10/16/2019 | 10/16/2019
|  | ARJO-HUNTLEIGH | ARJO-HUNTLEIGH FLOWTRON ACS800 |  |  | SPD |  |  |  | 10/16/2019 |  |  |  |  | NO | NO |  |  |  |  | ARJO-HUNTLEIGH 30126205 1300024614 |  |  | Disposition |  | 99:99:99:99:99:99 |  | Equipment | PAAR:00-PVAR | 10/16/2019 | 10/16/2019 | COOPER UNIVERSITY HOSPITAL |  |  | UHS |  | David Frye |  |  |  | 10/16/2019 | 10/16/2019 |  |  |  |  | 10/16/2019 | 10/16/2019
|  | ARJO-HUNTLEIGH | ARJO-HUNTLEIGH FLOWTRON ACS800 |  |  | SPD |  |  |  | 10/16/2019 |  |  |  |  | NO | NO |  |  |  |  | ARJO-HUNTLEIGH 30126202 1300031909 |  |  | Disposition |  | 99:99:99:99:99:99 |  | Equipment | PAAR:00-PVAR | 10/16/2019 | 10/16/2019 | COOPER UNIVERSITY HOSPITAL |  |  | UHS | 0011065501 | David Frye | Repair | Closed | Josh Harris | 10/16/2019 | 10/16/2019 | IV PUMP MODULE - WON'T CHARGE - TMX | 1/18/2017 11:28:23 AM JXHARRIS (JXHARRIS 1/18/2017 12:00 AM) EXCHANGED POWER CORD. CHARGED UNIT. VPO. RTS. | 742ADBDD-D6E2-4A21-8C45-9711B1AD5256 | Labor | 10/16/2019 | 10/16/2019 | Josh Harris
|  | ARJO-HUNTLEIGH | ARJO-HUNTLEIGH FLOWTRON ACS800 |  |  | SPD |  |  |  | 10/16/2019 |  |  |  |  | NO | NO |  |  |  |  | ARJO-HUNTLEIGH 30126196 1300032020 |  |  | Disposition |  | 99:99:99:99:99:99 |  | Equipment | PAAR:00-PVAR | 10/16/2019 | 10/16/2019 | COOPER UNIVERSITY HOSPITAL |  |  | UHS |  | David Frye |  |  |  | 10/16/2019 | 10/16/2019 |  |  |  |  | 10/16/2019 | 10/16/2019
|  | ARJO-HUNTLEIGH | ARJO-HUNTLEIGH FLOWTRON ACS800 |  |  | SPD |  |  |  | 10/16/2019 |  |  |  |  | NO | NO |  |  |  |  | ARJO-HUNTLEIGH 30126173 1500022150 |  |  | Disposition |  | 99:99:99:99:99:99 |  | Equipment | PAAR:00-PVAR | 10/16/2019 | 10/16/2019 | COOPER UNIVERSITY HOSPITAL |  |  |  |  | David Frye |  |  |  | 10/16/2019 | 10/16/2019 |  |  |  |  | 10/16/2019 | 10/16/2019
|  | ARJO-HUNTLEIGH | ARJO-HUNTLEIGH FLOWTRON ACS800 |  |  | SPD |  |  |  | 10/16/2019 |  |  |  |  | NO | NO |  |  |  |  | ARJO-HUNTLEIGH 30126172 1500022146 |  |  | Disposition |  | 99:99:99:99:99:99 |  | Equipment | PAAR:00-PVAR | 10/16/2019 | 10/16/2019 | COOPER UNIVERSITY HOSPITAL |  |  |  |  | David Frye |  |  |  | 10/16/2019 | 10/16/2019 |  |  |  |  | 10/16/2019 | 10/16/2019
|  | ARJO-HUNTLEIGH | ARJO-HUNTLEIGH FLOWTRON ACS800 |  |  | SPD |  |  |  | 10/16/2019 |  |  |  |  | NO | NO |  |  |  |  | ARJO-HUNTLEIGH 30126171 1500022151 |  |  | Disposition |  | 99:99:99:99:99:99 |  | Equipment | PAAR:00-PVAR | 10/16/2019 | 10/16/2019 | COOPER UNIVERSITY HOSPITAL |  |  |  |  | David Frye |  |  |  | 10/16/2019 | 10/16/2019 |  |  |  |  | 10/16/2019 | 10/16/2019
|  | ARJO-HUNTLEIGH | ARJO-HUNTLEIGH FLOWTRON ACS800 |  |  | SPD |  |  |  | 10/16/2019 |  |  |  |  | NO | NO |  |  |  |  | ARJO-HUNTLEIGH 30126164 1500022317 |  |  | Disposition |  | 99:99:99:99:99:99 |  | Equipment | PAAR:00-PVAR | 10/16/2019 | 10/16/2019 | COOPER UNIVERSITY HOSPITAL |  |  |  |  | David Frye |  |  |  | 10/16/2019 | 10/16/2019 |  |  |  |  | 10/16/2019 | 10/16/2019
|  | ARJO-HUNTLEIGH | ARJO-HUNTLEIGH FLOWTRON ACS800 |  |  | SPD |  |  |  | 10/16/2019 |  |  |  |  | NO | NO |  |  |  |  | ARJO-HUNTLEIGH 30126165 1500022138 |  |  | Disposition |  | 99:99:99:99:99:99 |  | Equipment | PAAR:00-PVAR | 10/16/2019 | 10/16/2019 | COOPER UNIVERSITY HOSPITAL |  |  |  |  | David Frye |  |  |  | 10/16/2019 | 10/16/2019 |  |  |  |  | 10/16/2019 | 10/16/2019
|  | ARJO-HUNTLEIGH | ARJO-HUNTLEIGH FLOWTRON ACS800 |  |  | SPD |  |  |  | 10/16/2019 |  |  |  |  | NO | NO |  |  |  |  | ARJO-HUNTLEIGH 30126166 1500022140 |  |  | Disposition |  | 99:99:99:99:99:99 |  | Equipment | PAAR:00-PVAR | 10/16/2019 | 10/16/2019 | COOPER UNIVERSITY HOSPITAL |  |  |  |  | David Frye |  |  |  | 10/16/2019 | 10/16/2019 |  |  |  |  | 10/16/2019 | 10/16/2019
|  | ARJO-HUNTLEIGH | ARJO-HUNTLEIGH FLOWTRON ACS800 |  |  | SPD |  |  |  | 10/16/2019 |  |  |  |  | NO | NO |  |  |  |  | ARJO-HUNTLEIGH 30126167 1500022160 |  |  | Disposition |  | 99:99:99:99:99:99 |  | Equipment | PAAR:00-PVAR | 10/16/2019 | 10/16/2019 | COOPER UNIVERSITY HOSPITAL |  |  |  |  | David Frye |  |  |  | 10/16/2019 | 10/16/2019 |  |  |  |  | 10/16/2019 | 10/16/2019
|  | ARJO-HUNTLEIGH | ARJO-HUNTLEIGH FLOWTRON ACS800 |  |  | SPD |  |  |  | 10/16/2019 |  |  |  |  | NO | NO |  |  |  |  | ARJO-HUNTLEIGH 30126168 1500022145 |  |  | Disposition |  | 99:99:99:99:99:99 |  | Equipment | PAAR:00-PVAR | 10/16/2019 | 10/16/2019 | COOPER UNIVERSITY HOSPITAL |  |  |  |  | David Frye |  |  |  | 10/16/2019 | 10/16/2019 |  |  |  |  | 10/16/2019 | 10/16/2019
|  | ARJO-HUNTLEIGH | ARJO-HUNTLEIGH FLOWTRON ACS800 |  |  | SPD |  |  |  | 10/16/2019 |  |  |  |  | NO | NO |  |  |  |  | ARJO-HUNTLEIGH 30126169 1500022134 |  |  | Disposition |  | 99:99:99:99:99:99 |  | Equipment | PAAR:00-PVAR | 10/16/2019 | 10/16/2019 | COOPER UNIVERSITY HOSPITAL |  |  |  |  | David Frye |  |  |  | 10/16/2019 | 10/16/2019 |  |  |  |  | 10/16/2019 | 10/16/2019
|  | ARJO-HUNTLEIGH | ARJO-HUNTLEIGH FLOWTRON ACS800 |  |  | SPD |  |  |  | 10/16/2019 |  |  |  |  | NO | NO |  |  |  |  | ARJO-HUNTLEIGH 30126170 1500022147 |  |  | Disposition |  | 99:99:99:99:99:99 |  | Equipment | PAAR:00-PVAR | 10/16/2019 | 10/16/2019 | COOPER UNIVERSITY HOSPITAL |  |  |  |  | David Frye |  |  |  | 10/16/2019 | 10/16/2019 |  |  |  |  | 10/16/2019 | 10/16/2019
|  | ARJO-HUNTLEIGH | ARJO-HUNTLEIGH FLOWTRON ACS800 |  |  | SPD |  |  |  | 10/16/2019 |  |  |  |  | NO | NO |  |  |  |  | ARJO-HUNTLEIGH 30126163 1500022149 |  |  | Disposition |  | 99:99:99:99:99:99 |  | Equipment | PAAR:00-PVAR | 10/16/2019 | 10/16/2019 | COOPER UNIVERSITY HOSPITAL |  |  |  |  | David Frye |  |  |  | 10/16/2019 | 10/16/2019 |  |  |  |  | 10/16/2019 | 10/16/2019
|  | ARJO-HUNTLEIGH | ARJO-HUNTLEIGH FLOWTRON ACS800 |  |  | SPD |  |  |  | 10/16/2019 |  |  |  |  | NO | NO |  |  |  |  | ARJO-HUNTLEIGH 30126162 1500022144 |  |  | Disposition |  | 99:99:99:99:99:99 |  | Equipment | PAAR:00-PVAR | 10/16/2019 | 10/16/2019 | COOPER UNIVERSITY HOSPITAL |  |  |  |  | David Frye |  |  |  | 10/16/2019 | 10/16/2019 |  |  |  |  | 10/16/2019 | 10/16/2019
|  | ARJO-HUNTLEIGH | ARJO-HUNTLEIGH FLOWTRON ACS800 |  |  | SPD |  |  |  | 10/16/2019 |  |  |  |  | NO | NO |  |  |  |  | ARJO-HUNTLEIGH 30126161 1500022148 |  |  | Disposition |  | 99:99:99:99:99:99 |  | Equipment | PAAR:00-PVAR | 10/16/2019 | 10/16/2019 | COOPER UNIVERSITY HOSPITAL |  |  |  |  | David Frye |  |  |  | 10/16/2019 | 10/16/2019 |  |  |  |  | 10/16/2019 | 10/16/2019
|  | ARJO-HUNTLEIGH | ARJO-HUNTLEIGH FLOWTRON ACS800 |  |  | SPD |  |  |  | 10/16/2019 |  |  |  |  | NO | NO |  |  |  |  | ARJO-HUNTLEIGH 30126159 1500022139 |  |  | Disposition |  | 99:99:99:99:99:99 |  | Equipment | PAAR:00-PVAR | 10/16/2019 | 10/16/2019 | COOPER UNIVERSITY HOSPITAL |  |  | UHS |  | David Frye |  |  |  | 10/16/2019 | 10/16/2019 |  |  |  |  | 10/16/2019 | 10/16/2019
|  | ARJO-HUNTLEIGH | ARJO-HUNTLEIGH FLOWTRON ACS800 |  |  | SPD |  |  |  | 10/16/2019 |  |  |  |  | NO | NO |  |  |  |  | ARJO-HUNTLEIGH 30126160 1500022171 |  |  | Disposition |  | 99:99:99:99:99:99 |  | Equipment | PAAR:00-PVAR | 10/16/2019 | 10/16/2019 | COOPER UNIVERSITY HOSPITAL |  |  |  |  | David Frye |  |  |  | 10/16/2019 | 10/16/2019 |  |  |  |  | 10/16/2019 | 10/16/2019
|  | ARJO-HUNTLEIGH | ARJO-HUNTLEIGH FLOWTRON ACS800 |  |  | SPD |  |  |  | 10/16/2019 |  |  |  |  | NO | NO |  |  |  |  | ARJO-HUNTLEIGH 30126158 1500022141 |  |  | Disposition |  | 99:99:99:99:99:99 |  | Equipment | PAAR:00-PVAR | 10/16/2019 | 10/16/2019 | COOPER UNIVERSITY HOSPITAL |  |  |  |  | David Frye |  |  |  | 10/16/2019 | 10/16/2019 |  |  |  |  | 10/16/2019 | 10/16/2019
|  | ARJO-HUNTLEIGH | ARJO-HUNTLEIGH FLOWTRON ACS800 |  |  | SPD |  |  |  | 10/16/2019 |  |  |  |  | NO | NO |  |  |  |  | ARJO-HUNTLEIGH 30126156 1500022162 |  |  | Disposition |  | 99:99:99:99:99:99 |  | Equipment | PAAR:00-PVAR | 10/16/2019 | 10/16/2019 | COOPER UNIVERSITY HOSPITAL |  |  |  |  | David Frye |  |  |  | 10/16/2019 | 10/16/2019 |  |  |  |  | 10/16/2019 | 10/16/2019
|  | ARJO-HUNTLEIGH | ARJO-HUNTLEIGH FLOWTRON ACS800 |  |  | SPD |  |  |  | 10/16/2019 |  |  |  |  | NO | NO |  |  |  |  | ARJO-HUNTLEIGH 30126157 1500022136 |  |  | Disposition |  | 99:99:99:99:99:99 |  | Equipment | PAAR:00-PVAR | 10/16/2019 | 10/16/2019 | COOPER UNIVERSITY HOSPITAL |  |  | CCU 5 |  | David Frye |  |  |  | 10/16/2019 | 10/16/2019 |  |  |  |  | 10/16/2019 | 10/16/2019
|  | ARJO-HUNTLEIGH | ARJO-HUNTLEIGH FLOWTRON ACS800 |  |  | SPD |  |  |  | 10/16/2019 |  |  |  |  | NO | NO |  |  |  |  | ARJO-HUNTLEIGH 30126155 1500022321 |  |  | Disposition |  | 99:99:99:99:99:99 |  | Equipment | PAAR:00-PVAR | 10/16/2019 | 10/16/2019 | COOPER UNIVERSITY HOSPITAL |  |  |  |  | David Frye |  |  |  | 10/16/2019 | 10/16/2019 |  |  |  |  | 10/16/2019 | 10/16/2019
|  | ARJO-HUNTLEIGH | ARJO-HUNTLEIGH FLOWTRON ACS800 |  |  | SPD |  |  |  | 10/16/2019 |  |  |  |  | NO | NO |  |  |  |  | ARJO-HUNTLEIGH 30126154 1500022142 |  |  | Disposition |  | 99:99:99:99:99:99 |  | Equipment | PAAR:00-PVAR | 10/16/2019 | 10/16/2019 | COOPER UNIVERSITY HOSPITAL |  |  | s10 |  | David Frye |  |  |  | 10/16/2019 | 10/16/2019 |  |  |  |  | 10/16/2019 | 10/16/2019
|  | ARJO-HUNTLEIGH | ARJO-HUNTLEIGH FLOWTRON ACS800 |  |  | SPD |  |  |  | 10/16/2019 |  |  |  |  | NO | NO |  |  |  |  | ARJO-HUNTLEIGH 30126152 1500022137 |  |  | Disposition |  | 99:99:99:99:99:99 |  | Equipment | PAAR:00-PVAR | 10/16/2019 | 10/16/2019 | COOPER UNIVERSITY HOSPITAL |  |  |  |  | David Frye |  |  |  | 10/16/2019 | 10/16/2019 |  |  |  |  | 10/16/2019 | 10/16/2019
|  | ARJO-HUNTLEIGH | ARJO-HUNTLEIGH FLOWTRON ACS800 |  |  | SPD |  |  |  | 10/16/2019 |  |  |  |  | NO | NO |  |  |  |  | ARJO-HUNTLEIGH 30126153 1500022318 |  |  | Disposition |  | 99:99:99:99:99:99 |  | Equipment | PAAR:00-PVAR | 10/16/2019 | 10/16/2019 | COOPER UNIVERSITY HOSPITAL |  |  |  |  | David Frye |  |  |  | 10/16/2019 | 10/16/2019 |  |  |  |  | 10/16/2019 | 10/16/2019
|  | ARJO-HUNTLEIGH | ARJO-HUNTLEIGH FLOWTRON ACS800 |  |  | SPD |  |  |  | 10/16/2019 |  |  |  |  | NO | NO |  |  |  |  | ARJO-HUNTLEIGH 30126150 1500022175 |  |  | Disposition |  | 99:99:99:99:99:99 |  | Equipment | PAAR:00-PVAR | 10/16/2019 | 10/16/2019 | COOPER UNIVERSITY HOSPITAL |  |  | UHS |  | David Frye |  |  |  | 10/16/2019 | 10/16/2019 |  |  |  |  | 10/16/2019 | 10/16/2019
|  | ARJO-HUNTLEIGH | ARJO-HUNTLEIGH FLOWTRON ACS800 |  |  | SPD |  |  |  | 10/16/2019 |  |  |  |  | NO | NO |  |  |  |  | ARJO-HUNTLEIGH 30126151 1500022153 |  |  | Disposition |  | 99:99:99:99:99:99 |  | Equipment | PAAR:00-PVAR | 10/16/2019 | 10/16/2019 | COOPER UNIVERSITY HOSPITAL |  |  |  |  | David Frye |  |  |  | 10/16/2019 | 10/16/2019 |  |  |  |  | 10/16/2019 | 10/16/2019
|  | ARJO-HUNTLEIGH | ARJO-HUNTLEIGH FLOWTRON ACS800 |  |  | SPD |  |  |  | 10/16/2019 |  |  |  |  | NO | NO |  |  |  |  | ARJO-HUNTLEIGH 30126147 1500022156 |  |  | Disposition |  | 99:99:99:99:99:99 |  | Equipment | PAAR:00-PVAR | 10/16/2019 | 10/16/2019 | COOPER UNIVERSITY HOSPITAL |  |  | UHS |  | David Frye |  |  |  | 10/16/2019 | 10/16/2019 |  |  |  |  | 10/16/2019 | 10/16/2019
|  | ARJO-HUNTLEIGH | ARJO-HUNTLEIGH FLOWTRON ACS800 |  |  | SPD |  |  |  | 10/16/2019 |  |  |  |  | NO | NO |  |  |  |  | ARJO-HUNTLEIGH 30126148 1500022167 |  |  | Disposition |  | 99:99:99:99:99:99 |  | Equipment | PAAR:00-PVAR | 10/16/2019 | 10/16/2019 | COOPER UNIVERSITY HOSPITAL |  |  | UHS |  | David Frye |  |  |  | 10/16/2019 | 10/16/2019 |  |  |  |  | 10/16/2019 | 10/16/2019
|  | ARJO-HUNTLEIGH | ARJO-HUNTLEIGH FLOWTRON ACS800 |  |  | SPD |  |  |  | 10/16/2019 |  |  |  |  | NO | NO |  |  |  |  | ARJO-HUNTLEIGH 30126149 1500022172 |  |  | Disposition |  | 99:99:99:99:99:99 |  | Equipment | PAAR:00-PVAR | 10/16/2019 | 10/16/2019 | COOPER UNIVERSITY HOSPITAL |  |  |  |  | David Frye |  |  |  | 10/16/2019 | 10/16/2019 |  |  |  |  | 10/16/2019 | 10/16/2019
|  | ARJO-HUNTLEIGH | ARJO-HUNTLEIGH FLOWTRON ACS800 |  |  | SPD |  |  |  | 10/16/2019 |  |  |  |  | NO | NO |  |  |  |  | ARJO-HUNTLEIGH 30126145 1500022155 |  |  | Disposition |  | 99:99:99:99:99:99 |  | Equipment | PAAR:00-PVAR | 10/16/2019 | 10/16/2019 | COOPER UNIVERSITY HOSPITAL |  |  |  |  | David Frye |  |  |  | 10/16/2019 | 10/16/2019 |  |  |  |  | 10/16/2019 | 10/16/2019
|  | ARJO-HUNTLEIGH | ARJO-HUNTLEIGH FLOWTRON ACS800 |  |  | SPD |  |  |  | 10/16/2019 |  |  |  |  | NO | NO |  |  |  |  | ARJO-HUNTLEIGH 30126146 1500022165 |  |  | Disposition |  | 99:99:99:99:99:99 |  | Equipment | PAAR:00-PVAR | 10/16/2019 | 10/16/2019 | COOPER UNIVERSITY HOSPITAL |  |  |  |  | David Frye |  |  |  | 10/16/2019 | 10/16/2019 |  |  |  |  | 10/16/2019 | 10/16/2019
|  | ARJO-HUNTLEIGH | ARJO-HUNTLEIGH FLOWTRON ACS800 |  |  | SPD |  |  |  | 10/16/2019 |  |  |  |  | NO | NO |  |  |  |  | ARJO-HUNTLEIGH 30126143 1500022168 |  |  | Disposition |  | 99:99:99:99:99:99 |  | Equipment | PAAR:00-PVAR | 10/16/2019 | 10/16/2019 | COOPER UNIVERSITY HOSPITAL |  |  |  |  | David Frye |  |  |  | 10/16/2019 | 10/16/2019 |  |  |  |  | 10/16/2019 | 10/16/2019
|  | ARJO-HUNTLEIGH | ARJO-HUNTLEIGH FLOWTRON ACS800 |  |  | SPD |  |  |  | 10/16/2019 |  |  |  |  | NO | NO |  |  |  |  | ARJO-HUNTLEIGH 30126144 1500022152 |  |  | Disposition |  | 99:99:99:99:99:99 |  | Equipment | PAAR:00-PVAR | 10/16/2019 | 10/16/2019 | COOPER UNIVERSITY HOSPITAL |  |  |  |  | David Frye |  |  |  | 10/16/2019 | 10/16/2019 |  |  |  |  | 10/16/2019 | 10/16/2019
|  | ARJO-HUNTLEIGH | ARJO-HUNTLEIGH FLOWTRON ACS800 |  |  | SPD |  |  |  | 10/16/2019 |  |  |  |  | NO | NO |  |  |  |  | ARJO-HUNTLEIGH 30126140 1500022158 |  |  | Disposition |  | 99:99:99:99:99:99 |  | Equipment | PAAR:00-PVAR | 10/16/2019 | 10/16/2019 | COOPER UNIVERSITY HOSPITAL |  |  |  |  | David Frye |  |  |  | 10/16/2019 | 10/16/2019 |  |  |  |  | 10/16/2019 | 10/16/2019
|  | ARJO-HUNTLEIGH | ARJO-HUNTLEIGH FLOWTRON ACS800 |  |  | SPD |  |  |  | 10/16/2019 |  |  |  |  | NO | NO |  |  |  |  | ARJO-HUNTLEIGH 30126141 1500022311 |  |  | Disposition |  | 99:99:99:99:99:99 |  | Equipment | PAAR:00-PVAR | 10/16/2019 | 10/16/2019 | COOPER UNIVERSITY HOSPITAL |  |  |  |  | David Frye |  |  |  | 10/16/2019 | 10/16/2019 |  |  |  |  | 10/16/2019 | 10/16/2019
|  | ARJO-HUNTLEIGH | ARJO-HUNTLEIGH FLOWTRON ACS800 |  |  | SPD |  |  |  | 10/16/2019 |  |  |  |  | NO | NO |  |  |  |  | ARJO-HUNTLEIGH 30126142 1500022180 |  |  | Disposition |  | 99:99:99:99:99:99 |  | Equipment | PAAR:00-PVAR | 10/16/2019 | 10/16/2019 | COOPER UNIVERSITY HOSPITAL |  |  | UHS |  | David Frye |  |  |  | 10/16/2019 | 10/16/2019 |  |  |  |  | 10/16/2019 | 10/16/2019
|  | ARJO-HUNTLEIGH | ARJO-HUNTLEIGH FLOWTRON ACS800 |  |  | SPD |  |  |  | 10/16/2019 |  |  |  |  | NO | NO |  |  |  |  | ARJO-HUNTLEIGH 30126139 1500022173 |  |  | Disposition |  | 99:99:99:99:99:99 |  | Equipment | PAAR:00-PVAR | 10/16/2019 | 10/16/2019 | COOPER UNIVERSITY HOSPITAL |  |  | UHS |  | David Frye |  |  |  | 10/16/2019 | 10/16/2019 |  |  |  |  | 10/16/2019 | 10/16/2019
|  | ARJO-HUNTLEIGH | ARJO-HUNTLEIGH FLOWTRON ACS800 |  |  | SPD |  |  |  | 10/16/2019 |  |  |  |  | NO | NO |  |  |  |  | ARJO-HUNTLEIGH 30126138 1500022170 |  |  | Disposition |  | 99:99:99:99:99:99 |  | Equipment | PAAR:00-PVAR | 10/16/2019 | 10/16/2019 | COOPER UNIVERSITY HOSPITAL |  |  |  |  | David Frye |  |  |  | 10/16/2019 | 10/16/2019 |  |  |  |  | 10/16/2019 | 10/16/2019
|  | ARJO-HUNTLEIGH | ARJO-HUNTLEIGH FLOWTRON ACS800 |  |  | SPD |  |  |  | 10/16/2019 |  |  |  |  | NO | NO |  |  |  |  | ARJO-HUNTLEIGH 30126136 1500022174 |  |  | Disposition |  | 99:99:99:99:99:99 |  | Equipment | PAAR:00-PVAR | 10/16/2019 | 10/16/2019 | COOPER UNIVERSITY HOSPITAL |  |  |  |  | David Frye |  |  |  | 10/16/2019 | 10/16/2019 |  |  |  |  | 10/16/2019 | 10/16/2019
|  | ARJO-HUNTLEIGH | ARJO-HUNTLEIGH FLOWTRON ACS800 |  |  | SPD |  |  |  | 10/16/2019 |  |  |  |  | NO | NO |  |  |  |  | ARJO-HUNTLEIGH 30126137 1500022164 |  |  | Disposition |  | 99:99:99:99:99:99 |  | Equipment | PAAR:00-PVAR | 10/16/2019 | 10/16/2019 | COOPER UNIVERSITY HOSPITAL |  |  |  |  | David Frye |  |  |  | 10/16/2019 | 10/16/2019 |  |  |  |  | 10/16/2019 | 10/16/2019
|  | ARJO-HUNTLEIGH | ARJO-HUNTLEIGH FLOWTRON ACS800 |  |  | SPD |  |  |  | 10/16/2019 |  |  |  |  | NO | NO |  |  |  |  | ARJO-HUNTLEIGH 30126134 1500022312 |  |  | Disposition |  | 99:99:99:99:99:99 |  | Equipment | PAAR:00-PVAR | 10/16/2019 | 10/16/2019 | COOPER UNIVERSITY HOSPITAL |  |  |  |  | David Frye |  |  |  | 10/16/2019 | 10/16/2019 |  |  |  |  | 10/16/2019 | 10/16/2019
|  | ARJO-HUNTLEIGH | ARJO-HUNTLEIGH FLOWTRON ACS800 |  |  | SPD |  |  |  | 10/16/2019 |  |  |  |  | NO | NO |  |  |  |  | ARJO-HUNTLEIGH 30126135 1500022163 |  |  | Disposition |  | 99:99:99:99:99:99 |  | Equipment | PAAR:00-PVAR | 10/16/2019 | 10/16/2019 | COOPER UNIVERSITY HOSPITAL |  |  |  |  | David Frye |  |  |  | 10/16/2019 | 10/16/2019 |  |  |  |  | 10/16/2019 | 10/16/2019
|  | ARJO-HUNTLEIGH | ARJO-HUNTLEIGH FLOWTRON ACS800 |  |  | SPD |  |  |  | 10/16/2019 |  |  |  |  | NO | NO |  |  |  |  | ARJO-HUNTLEIGH 30126131 1500022176 |  |  | Disposition |  | 99:99:99:99:99:99 |  | Equipment | PAAR:00-PVAR | 10/16/2019 | 10/16/2019 | COOPER UNIVERSITY HOSPITAL |  |  |  |  | David Frye |  |  |  | 10/16/2019 | 10/16/2019 |  |  |  |  | 10/16/2019 | 10/16/2019
|  | ARJO-HUNTLEIGH | ARJO-HUNTLEIGH FLOWTRON ACS800 |  |  | SPD |  |  |  | 10/16/2019 |  |  |  |  | NO | NO |  |  |  |  | ARJO-HUNTLEIGH 30126132 1500022198 |  |  | Disposition |  | 99:99:99:99:99:99 |  | Equipment | PAAR:00-PVAR | 10/16/2019 | 10/16/2019 | COOPER UNIVERSITY HOSPITAL |  |  |  |  | David Frye |  |  |  | 10/16/2019 | 10/16/2019 |  |  |  |  | 10/16/2019 | 10/16/2019
|  | ARJO-HUNTLEIGH | ARJO-HUNTLEIGH FLOWTRON ACS800 |  |  | SPD |  |  |  | 10/16/2019 |  |  |  |  | NO | NO |  |  |  |  | ARJO-HUNTLEIGH 30126129 1500022189 |  |  | Disposition |  | 99:99:99:99:99:99 |  | Equipment | PAAR:00-PVAR | 10/16/2019 | 10/16/2019 | COOPER UNIVERSITY HOSPITAL |  |  |  |  | David Frye |  |  |  | 10/16/2019 | 10/16/2019 |  |  |  |  | 10/16/2019 | 10/16/2019
|  | ARJO-HUNTLEIGH | ARJO-HUNTLEIGH FLOWTRON ACS800 |  |  | SPD |  |  |  | 10/16/2019 |  |  |  |  | NO | NO |  |  |  |  | ARJO-HUNTLEIGH 30126130 1500022159 |  |  | Disposition |  | 99:99:99:99:99:99 |  | Equipment | PAAR:00-PVAR | 10/16/2019 | 10/16/2019 | COOPER UNIVERSITY HOSPITAL |  |  |  |  | David Frye |  |  |  | 10/16/2019 | 10/16/2019 |  |  |  |  | 10/16/2019 | 10/16/2019
|  | ARJO-HUNTLEIGH | ARJO-HUNTLEIGH FLOWTRON ACS800 |  |  | SPD |  |  |  | 10/16/2019 |  |  |  |  | NO | NO |  |  |  |  | ARJO-HUNTLEIGH 30126127 1500022161 |  |  | Disposition |  | 99:99:99:99:99:99 |  | Equipment | PAAR:00-PVAR | 10/16/2019 | 10/16/2019 | COOPER UNIVERSITY HOSPITAL |  |  |  |  | David Frye |  |  |  | 10/16/2019 | 10/16/2019 |  |  |  |  | 10/16/2019 | 10/16/2019
|  | ARJO-HUNTLEIGH | ARJO-HUNTLEIGH FLOWTRON ACS800 |  |  | SPD |  |  |  | 10/16/2019 |  |  |  |  | NO | NO |  |  |  |  | ARJO-HUNTLEIGH 30126128 1500022177 |  |  | Disposition |  | 99:99:99:99:99:99 |  | Equipment | PAAR:00-PVAR | 10/16/2019 | 10/16/2019 | COOPER UNIVERSITY HOSPITAL |  |  | UHS |  | David Frye |  |  |  | 10/16/2019 | 10/16/2019 |  |  |  |  | 10/16/2019 | 10/16/2019
|  | ARJO-HUNTLEIGH | ARJO-HUNTLEIGH FLOWTRON ACS800 |  |  | SPD |  |  |  | 10/16/2019 |  |  |  |  | NO | NO |  |  |  |  | ARJO-HUNTLEIGH 30126126 1500022166 |  |  | Disposition |  | 99:99:99:99:99:99 |  | Equipment | PAAR:00-PVAR | 10/16/2019 | 10/16/2019 | COOPER UNIVERSITY HOSPITAL |  |  | s1050 |  | David Frye |  |  |  | 10/16/2019 | 10/16/2019 |  |  |  |  | 10/16/2019 | 10/16/2019
|  | ARJO-HUNTLEIGH | ARJO-HUNTLEIGH FLOWTRON ACS800 |  |  | SPD |  |  |  | 10/16/2019 |  |  |  |  | NO | NO |  |  |  |  | ARJO-HUNTLEIGH 30126125 1500022154 |  |  | Disposition |  | 99:99:99:99:99:99 |  | Equipment | PAAR:00-PVAR | 10/16/2019 | 10/16/2019 | COOPER UNIVERSITY HOSPITAL |  |  |  |  | David Frye |  |  |  | 10/16/2019 | 10/16/2019 |  |  |  |  | 10/16/2019 | 10/16/2019
|  | ARJO-HUNTLEIGH | ARJO-HUNTLEIGH FLOWTRON ACS800 |  |  | SPD |  |  |  | 10/16/2019 |  |  |  |  | NO | NO |  |  |  |  | ARJO-HUNTLEIGH 30126121 1300045326 |  |  | Disposition |  | 99:99:99:99:99:99 |  | Equipment | PAAR:00-PVAR | 10/16/2019 | 10/16/2019 | COOPER UNIVERSITY HOSPITAL |  |  | UHS |  | David Frye |  |  |  | 10/16/2019 | 10/16/2019 |  |  |  |  | 10/16/2019 | 10/16/2019
|  | ARJO-HUNTLEIGH | ARJO-HUNTLEIGH FLOWTRON ACS800 |  |  | SPD |  |  |  | 10/16/2019 |  |  |  |  | NO | NO |  |  |  |  | ARJO-HUNTLEIGH 30126124 1500022157 |  |  | Disposition |  | 99:99:99:99:99:99 |  | Equipment | PAAR:00-PVAR | 10/16/2019 | 10/16/2019 | COOPER UNIVERSITY HOSPITAL |  |  |  |  | David Frye |  |  |  | 10/16/2019 | 10/16/2019 |  |  |  |  | 10/16/2019 | 10/16/2019
|  | ARJO-HUNTLEIGH | ARJO-HUNTLEIGH FLOWTRON ACS800 |  |  | SPD |  |  |  | 10/16/2019 |  |  |  |  | NO | NO |  |  |  |  | ARJO-HUNTLEIGH 30126059 1300040136 |  |  | Disposition |  | 99:99:99:99:99:99 |  | Equipment | PAAR:00-PVAR | 10/16/2019 | 10/16/2019 | COOPER UNIVERSITY HOSPITAL |  |  | UHS |  | David Frye |  |  |  | 10/16/2019 | 10/16/2019 |  |  |  |  | 10/16/2019 | 10/16/2019
|  | ARJO-HUNTLEIGH | ARJO-HUNTLEIGH FLOWTRON ACS800 |  |  | SPD |  |  |  | 01/01/1900 |  |  |  |  | NO | NO |  |  |  |  | ARJO-HUNTLEIGH 10769642 1500008653 |  |  | Disposition |  | 99:99:99:99:99:99 |  | Equipment | PAAR:00-PVAR | 10/16/2019 |  | COOPER UNIVERSITY HOSPITAL |  |  | UHS |  | David Frye
|  | ARJO-HUNTLEIGH | ARJO-HUNTLEIGH FLOWTRON ACS800 |  |  | SPD |  |  |  | 01/01/1900 |  |  |  |  | NO | NO |  |  |  |  | ARJO-HUNTLEIGH 10769641 1300024285 |  |  | Disposition |  | 99:99:99:99:99:99 |  | Equipment | PAAR:00-PVAR | 10/16/2019 |  | COOPER UNIVERSITY HOSPITAL |  |  | UHS |  | David Frye
|  | ARJO-HUNTLEIGH | ARJO-HUNTLEIGH FLOWTRON ACS800 |  |  | SPD |  |  |  | 01/01/1900 |  |  |  |  | NO | NO |  |  |  |  | ARJO-HUNTLEIGH 10649787 1300023234 |  |  | Disposition |  | 99:99:99:99:99:99 |  | Equipment | PAAR:00-PVAR | 10/16/2019 |  | COOPER UNIVERSITY HOSPITAL |  |  | UHS |  | David Frye
|  | ARJO-HUNTLEIGH | ARJO-HUNTLEIGH FLOWTRON ACS800 |  |  | SPD |  |  |  | 01/01/1900 |  |  |  |  | NO | NO |  |  |  |  | ARJO-HUNTLEIGH 10505252 1300024269 |  |  | Disposition |  | 99:99:99:99:99:99 |  | Equipment | PAAR:00-PVAR | 10/16/2019 |  | COOPER UNIVERSITY HOSPITAL |  |  | UHS | 0011436949 | David Frye | Repair | Closed | Josh Harris | 03/29/2017 | 04/18/2017 | FLOWTRON COMPRESSION UNIT - POWER BUTTON INOP, FAULTY HOSES - TMX | 3/29/2017 11:53:15 AM JXHARRIS (JXHARRIS 3/29/2017 12:00 AM) SENDING UNIT TO ARJO HUNTLEIGH FOR NON BILLABLE REPAIR. 4/18/2017 11:58:53 AM JXHARRIS (JXHARRIS 4/18/2017 12:00 AM) RETURNED FROM VENDOR. VPO. RTS. | 140459C5-56BE-494A-A7F3-331FBA67EFED | Labor | 03/29/2017 | 03/29/2017 | Josh Harris
|  | ARJO-HUNTLEIGH | ARJO-HUNTLEIGH FLOWTRON ACS800 |  |  | SPD |  |  |  | 01/01/1900 |  |  |  |  | NO | NO |  |  |  |  | ARJO-HUNTLEIGH 10505251 1500008672 |  |  | Disposition |  | 99:99:99:99:99:99 |  | Equipment | PAAR:00-PVAR | 10/16/2019 |  | COOPER UNIVERSITY HOSPITAL |  |  | UHS |  | David Frye
|  | ARJO-HUNTLEIGH | ARJO-HUNTLEIGH FLOWTRON ACS800 |  |  | SPD |  |  |  | 10/16/2019 |  |  |  |  | NO | NO |  |  |  |  | ARJO-HUNTLEIGH 30244965 1300024649 |  |  | Disposition |  | 99:99:99:99:99:99 |  | Equipment | PAAR:00-PVAR | 10/16/2019 | 10/16/2019 | COOPER UNIVERSITY HOSPITAL |  |  | UHS |  | David Frye |  |  |  | 10/16/2019 | 10/16/2019 |  |  |  |  | 10/16/2019 | 10/16/2019
|  | ARJO-HUNTLEIGH | ARJO-HUNTLEIGH FLOWTRON ACS800 |  |  | SPD |  |  |  | 10/16/2019 |  |  |  |  | NO | NO |  |  |  |  | ARJO-HUNTLEIGH 30244931 1300024333 |  |  | Disposition |  | 99:99:99:99:99:99 |  | Equipment | PAAR:00-PVAR | 10/16/2019 | 10/16/2019 | COOPER UNIVERSITY HOSPITAL |  |  | UHS |  | David Frye |  |  |  | 10/16/2019 | 10/16/2019 |  |  |  |  | 10/16/2019 | 10/16/2019
|  | ARJO-HUNTLEIGH | ARJO-HUNTLEIGH FLOWTRON ACS800 |  |  | SPD |  |  |  | 10/16/2019 |  |  |  |  | NO | NO |  |  |  |  | ARJO-HUNTLEIGH 30236309 1300023284 |  |  | Disposition |  | 99:99:99:99:99:99 |  | Equipment | PAAR:00-PVAR | 10/16/2019 | 10/16/2019 | COOPER UNIVERSITY HOSPITAL |  |  | UHS | 0011341400 | David Frye | Repair | Closed | Josh Harris | 10/16/2019 | 10/16/2019 | SCD - EXCHANGED HOSES - TMX | 3/14/2017 11:19:08 AM JXHARRIS (JXHARRIS 3/14/2017 12:00 AM) EXCHANGED HOSES. VPO. RTS. | CEE88847-D409-400C-9AE9-FB5F80B75B55 | Labor | 10/16/2019 | 10/16/2019 | Josh Harris
|  | ARJO-HUNTLEIGH | ARJO-HUNTLEIGH FLOWTRON ACS800 |  |  | SPD |  |  |  | 10/16/2019 |  |  |  |  | NO | NO |  |  |  |  | ARJO-HUNTLEIGH 30236305 1500022169 |  |  | Disposition |  | 99:99:99:99:99:99 |  | Equipment | PAAR:00-PVAR | 10/16/2019 | 10/16/2019 | COOPER UNIVERSITY HOSPITAL |  |  |  |  | David Frye |  |  |  | 10/16/2019 | 10/16/2019 |  |  |  |  | 10/16/2019 | 10/16/2019
|  | ARJO-HUNTLEIGH | ARJO-HUNTLEIGH FLOWTRON ACS800 |  |  | SPD |  |  |  | 10/16/2019 |  |  |  |  | NO | NO |  |  |  |  | ARJO-HUNTLEIGH 30236302 1300024396 |  |  | Disposition |  | 99:99:99:99:99:99 |  | Equipment | PAAR:00-PVAR | 10/16/2019 | 10/16/2019 | COOPER UNIVERSITY HOSPITAL |  |  | UHS | 0011170862 | David Frye | Repair | Closed | Stephen Zubrzycki | 10/16/2019 | 10/16/2019 | SCD - NO POWER - TMX | 2/2/2017 11:26:12 AM SJZUBRZYCKI (SJZUBRZYCKI 2/2/2017 12:00 AM) RECONNECTED AND SECURED POWER CORD | E04B476F-C17A-4716-AEE2-6A7000C09B36 | Labor | 10/16/2019 | 10/16/2019 | Stephen Zubrzycki
|  | ARJO-HUNTLEIGH | ARJO-HUNTLEIGH FLOWTRON ACS800 |  |  | SPD |  |  |  | 10/16/2019 |  |  |  |  | NO | NO |  |  |  |  | ARJO-HUNTLEIGH 30236298 1300024351 |  |  | Disposition |  | 99:99:99:99:99:99 |  | Equipment | PAAR:00-PVAR | 10/16/2019 | 10/16/2019 | COOPER UNIVERSITY HOSPITAL |  |  | UHS |  | David Frye |  |  |  | 10/16/2019 | 10/16/2019 |  |  |  |  | 10/16/2019 | 10/16/2019
|  | ARJO-HUNTLEIGH | ARJO-HUNTLEIGH FLOWTRON ACS800 |  |  | SPD |  |  |  | 01/01/1900 |  |  |  |  | NO | NO |  |  |  |  | ARJO-HUNTLEIGH 10349150 1300039778 |  |  | Disposition |  | 99:99:99:99:99:99 |  | Equipment | PAAR:00-PVAR | 10/16/2019 |  | COOPER UNIVERSITY HOSPITAL |  |  | UHS |  | David Frye
|  | ARJO-HUNTLEIGH | ARJO-HUNTLEIGH FLOWTRON ACS800 |  |  | SPD |  |  |  | 01/01/1900 |  |  |  |  | NO | NO |  |  |  |  | ARJO-HUNTLEIGH 10349149 1300023288 |  |  | Disposition |  | 99:99:99:99:99:99 |  | Equipment | PAAR:00-PVAR | 10/16/2019 |  | COOPER UNIVERSITY HOSPITAL |  |  | UHS | 0011493622 | David Frye | Repair | Closed | Josh Harris | 04/18/2017 | 04/18/2017 | SCD - POWER CORD DISCONNECTED - TMX | 4/18/2017 3:18:06 PM JXHARRIS (JXHARRIS 4/18/2017 12:00 AM) RECONNECTED POWER CORD. CHARGED UNIT. VPO. RTS. | C03A9D3C-B6AB-4569-9B55-49A3AE792D24 | Labor | 04/18/2017 | 04/18/2017 | Josh Harris
|  | ARJO-HUNTLEIGH | ARJO-HUNTLEIGH FLOWTRON ACS800 |  |  | SPD |  |  |  | 01/01/1900 |  |  |  |  | NO | NO |  |  |  |  | ARJO-HUNTLEIGH 10349148 1300024541 |  |  | Disposition |  | 99:99:99:99:99:99 |  | Equipment | PAAR:00-PVAR | 10/16/2019 |  | COOPER UNIVERSITY HOSPITAL |  |  | UHS |  | David Frye
|  | ARJO-HUNTLEIGH | ARJO-HUNTLEIGH FLOWTRON ACS800 |  |  | SPD |  |  |  | 01/01/1900 |  |  |  |  | NO | NO |  |  |  |  | ARJO-HUNTLEIGH 10349147 1300042938 |  |  | Disposition |  | 99:99:99:99:99:99 |  | Equipment | PAAR:00-PVAR | 10/16/2019 |  | COOPER UNIVERSITY HOSPITAL |  |  | UHS |  | David Frye
|  | ARJO-HUNTLEIGH | ARJO-HUNTLEIGH FLOWTRON ACS800 |  |  | SPD |  |  |  | 01/01/1900 |  |  |  |  | NO | NO |  |  |  |  | ARJO-HUNTLEIGH 10349146 1300039790 |  |  | Disposition |  | 99:99:99:99:99:99 |  | Equipment | PAAR:00-PVAR | 10/16/2019 |  | COOPER UNIVERSITY HOSPITAL |  |  | UHS |  | David Frye
|  | ARJO-HUNTLEIGH | ARJO-HUNTLEIGH FLOWTRON ACS800 |  |  | SPD |  |  |  | 01/01/1900 |  |  |  |  | NO | NO |  |  |  |  | ARJO-HUNTLEIGH 10349142 1300028592 |  |  | Disposition |  | 99:99:99:99:99:99 |  | Equipment | PAAR:00-PVAR | 10/16/2019 |  | COOPER UNIVERSITY HOSPITAL |  |  | UHS |  | David Frye
|  | ARJO-HUNTLEIGH | ARJO-HUNTLEIGH FLOWTRON ACS800 |  |  | SPD |  |  |  | 01/01/1900 |  |  |  |  | NO | NO |  |  |  |  | ARJO-HUNTLEIGH 10349144 1300039748 |  |  | Disposition |  | 99:99:99:99:99:99 |  | Equipment | PAAR:00-PVAR | 10/16/2019 |  | COOPER UNIVERSITY HOSPITAL |  |  | UHS |  | David Frye
|  | ARJO-HUNTLEIGH | ARJO-HUNTLEIGH FLOWTRON ACS800 |  |  | SPD |  |  |  | 01/01/1900 |  |  |  |  | NO | NO |  |  |  |  | ARJO-HUNTLEIGH 10349145 1300023281 |  |  | Disposition |  | 99:99:99:99:99:99 |  | Equipment | PAAR:00-PVAR | 10/16/2019 |  | COOPER UNIVERSITY HOSPITAL |  |  | UHS | 0012465036 | David Frye | Preventative Maintenance | Closed | Josh Harris | 11/29/2017 | 11/29/2017 | Device retired following the end of a lease agreement with the manufacturer. CMPLREQ0002538 | 11/29/2017 10:23:12 AM JKBLANKENSH Device retired due to end of lease agreement. CMPLREQ0002538 11/29/2017 10:50:15 AM JKBLANKENSH Bulk update requested by BGAICHROTH: Disposition work order closed 11/29/2017 10:50 AM JKBLANKENSH This device has been removed from an active status with the RSQ Database, and physically removed from the facility. Device retired on 11/29/2017; Authorized By: Device retired due to end of lease agreement; Nature of Retirement: NOTNEEDED; Days In Service: 806 | CAFC7407-8AC8-4BCC-B84C-0F22266EDE9F | Labor | 11/29/2017 | 11/29/2017 | Jessica Blankenship
|  | ARJO-HUNTLEIGH | ARJO-HUNTLEIGH FLOWTRON ACS800 |  |  | SPD |  |  |  | 01/01/1900 |  |  |  |  | NO | NO |  |  |  |  | ARJO-HUNTLEIGH 10349143 1300024184 |  |  | Disposition |  | 99:99:99:99:99:99 |  | Equipment | PAAR:00-PVAR | 10/16/2019 |  | COOPER UNIVERSITY HOSPITAL |  |  | UHS |  | David Frye
|  | ARJO-HUNTLEIGH | ARJO-HUNTLEIGH FLOWTRON ACS800 |  |  | SPD |  |  |  | 01/01/1900 |  |  |  |  | NO | NO |  |  |  |  | ARJO-HUNTLEIGH 10349140 1300024389 |  |  | Disposition |  | 99:99:99:99:99:99 |  | Equipment | PAAR:00-PVAR | 10/16/2019 |  | COOPER UNIVERSITY HOSPITAL |  |  | UHS |  | David Frye
|  | ARJO-HUNTLEIGH | ARJO-HUNTLEIGH FLOWTRON ACS800 |  |  | SPD |  |  |  | 01/01/1900 |  |  |  |  | NO | NO |  |  |  |  | ARJO-HUNTLEIGH 10349141 1300039777 |  |  | Disposition |  | 99:99:99:99:99:99 |  | Equipment | PAAR:00-PVAR | 10/16/2019 |  | COOPER UNIVERSITY HOSPITAL |  |  | UHS | 0012465046 | David Frye | Preventative Maintenance | Closed | Josh Harris | 11/29/2017 | 11/29/2017 | Device retired following the end of a lease agreement with the manufacturer. CMPLREQ0002538 | 11/29/2017 10:23:52 AM JKBLANKENSH Device retired due to end of lease agreement. CMPLREQ0002538 11/29/2017 10:51:04 AM JKBLANKENSH Bulk update requested by BGAICHROTH: Disposition work order closed 11/29/2017 10:51 AM JKBLANKENSH This device has been removed from an active status with the RSQ Database, and physically removed from the facility. Device retired on 11/29/2017; Authorized By: Device retired due to end of lease agreement; Nature of Retirement: NOTNEEDED; Days In Service: 806 | 285BDA4F-83DF-4B8B-80DD-C637C8D78A2C | Labor | 11/29/2017 | 11/29/2017 | Jessica Blankenship
|  | ARJO-HUNTLEIGH | ARJO-HUNTLEIGH FLOWTRON ACS800 |  |  | SPD |  |  |  | 01/01/1900 |  |  |  |  | NO | NO |  |  |  |  | ARJO-HUNTLEIGH 10349138 1300031917 |  |  | Disposition |  | 99:99:99:99:99:99 |  | Equipment | PAAR:00-PVAR | 10/16/2019 |  | COOPER UNIVERSITY HOSPITAL |  |  |  |  | David Frye
|  | ARJO-HUNTLEIGH | ARJO-HUNTLEIGH FLOWTRON ACS800 |  |  | SPD |  |  |  | 01/01/1900 |  |  |  |  | NO | NO |  |  |  |  | ARJO-HUNTLEIGH 10349139 1300024178 |  |  | Disposition |  | 99:99:99:99:99:99 |  | Equipment | PAAR:00-PVAR | 10/16/2019 |  | COOPER UNIVERSITY HOSPITAL |  |  | UHS | 0012465231 | David Frye | Preventative Maintenance | Closed | Josh Harris | 11/29/2017 | 11/29/2017 | Device retired following the end of a lease agreement with the manufacturer. CMPLREQ0002538 | 11/29/2017 10:36:18 AM JKBLANKENSH Device retired due to end of lease agreement. CMPLREQ0002538 11/29/2017 11:04:37 AM JKBLANKENSH Bulk update requested by BGAICHROTH: Disposition work order closed 11/29/2017 11:05 AM JKBLANKENSH This device has been removed from an active status with the RSQ Database, and physically removed from the facility. Device retired on 11/29/2017; Authorized By: Device retired due to end of lease agreement; Nature of Retirement: NOTNEEDED; Days In Service: 806 | 40B22846-8547-4440-9AF7-48FFE832E2CE | Labor | 11/30/2017 | 11/30/2017 | Jessica Blankenship
|  | ARJO-HUNTLEIGH | ARJO-HUNTLEIGH FLOWTRON ACS800 |  |  | SPD |  |  |  | 01/01/1900 |  |  |  |  | NO | NO |  |  |  |  | ARJO-HUNTLEIGH 10349135 1300024392 |  |  | Disposition |  | 99:99:99:99:99:99 |  | Equipment | PAAR:00-PVAR | 10/16/2019 |  | COOPER UNIVERSITY HOSPITAL |  |  | UHS |  | David Frye
|  | ARJO-HUNTLEIGH | ARJO-HUNTLEIGH FLOWTRON ACS800 |  |  | SPD |  |  |  | 01/01/1900 |  |  |  |  | NO | NO |  |  |  |  | ARJO-HUNTLEIGH 10349137 1300024182 |  |  | Disposition |  | 99:99:99:99:99:99 |  | Equipment | PAAR:00-PVAR | 10/16/2019 |  | COOPER UNIVERSITY HOSPITAL |  |  | UHS |  | David Frye
|  | ARJO-HUNTLEIGH | ARJO-HUNTLEIGH FLOWTRON ACS800 |  |  | SPD |  |  |  | 01/01/1900 |  |  |  |  | NO | NO |  |  |  |  | ARJO-HUNTLEIGH 10349136 1300028693 |  |  | Disposition |  | 99:99:99:99:99:99 |  | Equipment | PAAR:00-PVAR | 10/16/2019 |  | COOPER UNIVERSITY HOSPITAL |  |  | UHS |  | David Frye
|  | ARJO-HUNTLEIGH | ARJO-HUNTLEIGH FLOWTRON ACS800 |  |  | SPD |  |  |  | 01/01/1900 |  |  |  |  | NO | NO |  |  |  |  | ARJO-HUNTLEIGH 10349133 1300024674 |  |  | Disposition |  | 99:99:99:99:99:99 |  | Equipment | PAAR:00-PVAR | 10/16/2019 |  | COOPER UNIVERSITY HOSPITAL |  |  | UHS |  | David Frye
|  | ARJO-HUNTLEIGH | ARJO-HUNTLEIGH FLOWTRON ACS800 |  |  | SPD |  |  |  | 01/01/1900 |  |  |  |  | NO | NO |  |  |  |  | ARJO-HUNTLEIGH 10349134 1300024395 |  |  | Disposition |  | 99:99:99:99:99:99 |  | Equipment | PAAR:00-PVAR | 10/16/2019 |  | COOPER UNIVERSITY HOSPITAL |  |  | UHS | 0011026582 | David Frye | Service Request | Closed | Josh Harris | 01/05/2017 | 01/26/2017 | COMPRESSION UNITS, INTERMITTENT - WILL NOT TURN ON, FAULTY TUBSET - TMX | 1/26/2017 3:11:41 PM SJZUBRZYCKI (SJZUBRZYCKI 1/26/2017 12:00 AM) RETURN FROM VENDOR AND VPO | 7DB3DD79-4CAC-4A78-81E2-54D5F9C8593C | Labor | 01/26/2017 | 01/26/2017 | Stephen Zubrzycki
|  | ARJO-HUNTLEIGH | ARJO-HUNTLEIGH FLOWTRON ACS800 |  |  | SPD |  |  |  | 01/01/1900 |  |  |  |  | NO | NO |  |  |  |  | ARJO-HUNTLEIGH 10349131 1300042989 |  |  | Disposition |  | 99:99:99:99:99:99 |  | Equipment | PAAR:00-PVAR | 10/16/2019 |  | COOPER UNIVERSITY HOSPITAL |  |  | UHS | 0012465045 | David Frye | Preventative Maintenance | Closed | Josh Harris | 11/29/2017 | 11/29/2017 | Device retired following the end of a lease agreement with the manufacturer. CMPLREQ0002538 | 11/29/2017 10:23:48 AM JKBLANKENSH Device retired due to end of lease agreement. CMPLREQ0002538 11/29/2017 10:50:59 AM JKBLANKENSH Bulk update requested by BGAICHROTH: Disposition work order closed 11/29/2017 10:51 AM JKBLANKENSH This device has been removed from an active status with the RSQ Database, and physically removed from the facility. Device retired on 11/29/2017; Authorized By: Device retired due to end of lease agreement; Nature of Retirement: NOTNEEDED; Days In Service: 806 | E30308BE-C185-4DD2-91DD-CA3FB025AAA2 | Labor | 11/29/2017 | 11/29/2017 | Jessica Blankenship
|  | ARJO-HUNTLEIGH | ARJO-HUNTLEIGH FLOWTRON ACS800 |  |  | SPD |  |  |  | 01/01/1900 |  |  |  |  | NO | NO |  |  |  |  | ARJO-HUNTLEIGH 10349132 1300042937 |  |  | Disposition |  | 99:99:99:99:99:99 |  | Equipment | PAAR:00-PVAR | 10/16/2019 |  | COOPER UNIVERSITY HOSPITAL |  |  | UHS |  | David Frye
|  | ARJO-HUNTLEIGH | ARJO-HUNTLEIGH FLOWTRON ACS800 |  |  | SPD |  |  |  | 01/01/1900 |  |  |  |  | NO | NO |  |  |  |  | ARJO-HUNTLEIGH 10349129 1300045087 |  |  | Disposition |  | 99:99:99:99:99:99 |  | Equipment | PAAR:00-PVAR | 10/16/2019 |  | COOPER UNIVERSITY HOSPITAL |  |  | UHS |  | David Frye
|  | ARJO-HUNTLEIGH | ARJO-HUNTLEIGH FLOWTRON ACS800 |  |  | SPD |  |  |  | 01/01/1900 |  |  |  |  | NO | NO |  |  |  |  | ARJO-HUNTLEIGH 10349127 1300045334 |  |  | Disposition |  | 99:99:99:99:99:99 |  | Equipment | PAAR:00-PVAR | 10/16/2019 |  | COOPER UNIVERSITY HOSPITAL |  |  | UHS | 0012465101 | David Frye | Preventative Maintenance | Closed | Josh Harris | 11/29/2017 | 11/29/2017 | Device retired following the end of a lease agreement with the manufacturer. CMPLREQ0002538 | 11/29/2017 10:27:46 AM JKBLANKENSH Device retired due to end of lease agreement. CMPLREQ0002538 11/29/2017 10:55:17 AM JKBLANKENSH Bulk update requested by BGAICHROTH: Disposition work order closed 11/29/2017 10:55 AM JKBLANKENSH This device has been removed from an active status with the RSQ Database, and physically removed from the facility. Device retired on 11/29/2017; Authorized By: Device retired due to end of lease agreement; Nature of Retirement: NOTNEEDED; Days In Service: 806 | EB414099-7CEF-4669-AAC6-FD3A38A4CB00 | Labor | 11/29/2017 | 11/29/2017 | Jessica Blankenship
|  | ARJO-HUNTLEIGH | ARJO-HUNTLEIGH FLOWTRON ACS800 |  |  | SPD |  |  |  | 01/01/1900 |  |  |  |  | NO | NO |  |  |  |  | ARJO-HUNTLEIGH 10349128 1300042931 |  |  | Disposition |  | 99:99:99:99:99:99 |  | Equipment | PAAR:00-PVAR | 10/16/2019 |  | COOPER UNIVERSITY HOSPITAL |  |  | UHS |  | David Frye
|  | ARJO-HUNTLEIGH | ARJO-HUNTLEIGH FLOWTRON ACS800 |  |  | SPD |  |  |  | 01/01/1900 |  |  |  |  | NO | NO |  |  |  |  | ARJO-HUNTLEIGH 10349126 1300023043 |  |  | Disposition |  | 99:99:99:99:99:99 |  | Equipment | PAAR:00-PVAR | 10/16/2019 |  | COOPER UNIVERSITY HOSPITAL |  |  | UHS | 0011518887 | David Frye | Repair | Closed | Josh Harris | 04/27/2017 | 04/27/2017 | SCD - FAULTY TUBESET- TMX | 4/27/2017 3:15:41 PM JXHARRIS (JXHARRIS 4/27/2017 12:00 AM) EXCHANGED HOSES. VPO. RTS. | A10E2ECD-ACC8-4603-8D9C-7F12DCB7E722 | Labor | 04/27/2017 | 04/27/2017 | Josh Harris
|  | ARJO-HUNTLEIGH | ARJO-HUNTLEIGH FLOWTRON ACS800 |  |  | SPD |  |  |  | 01/01/1900 |  |  |  |  | NO | NO |  |  |  |  | ARJO-HUNTLEIGH 10349125 1300042922 |  |  | Disposition |  | 99:99:99:99:99:99 |  | Equipment | PAAR:00-PVAR | 10/16/2019 |  | COOPER UNIVERSITY HOSPITAL |  |  | UHS | 0011609191 | David Frye | Repair | Closed | Josh Harris | 05/03/2017 | 05/03/2017 | SCD -EXCESSIVELY LOUD OPERATION- TMX | 5/3/2017 12:20:42 PM JXHARRIS (JXHARRIS 5/3/2017 12:00 AM) EXCHANGED COMPRESSOR. VPO. RTS. | 7058F603-5689-47DB-A1BE-720204C20DD9 | Labor | 05/03/2017 | 05/03/2017 | Josh Harris
|  | ARJO-HUNTLEIGH | ARJO-HUNTLEIGH FLOWTRON ACS800 |  |  | SPD |  |  |  | 01/01/1900 |  |  |  |  | NO | NO |  |  |  |  | ARJO-HUNTLEIGH 10349124 1300040144 |  |  | Disposition |  | 99:99:99:99:99:99 |  | Equipment | PAAR:00-PVAR | 10/16/2019 |  | COOPER UNIVERSITY HOSPITAL |  |  | UHS | 0012465159 | David Frye | Preventative Maintenance | Closed | Josh Harris | 11/29/2017 | 11/29/2017 | Device retired following the end of a lease agreement with the manufacturer. CMPLREQ0002538 | 11/29/2017 10:31:28 AM JKBLANKENSH Device retired due to end of lease agreement. CMPLREQ0002538 11/29/2017 10:59:19 AM JKBLANKENSH Bulk update requested by BGAICHROTH: Disposition work order closed 11/29/2017 10:59 AM JKBLANKENSH This device has been removed from an active status with the RSQ Database, and physically removed from the facility. Device retired on 11/29/2017; Authorized By: Device retired due to end of lease agreement; Nature of Retirement: NOTNEEDED; Days In Service: 806 | 054067BE-1C85-4E44-8E50-1BA16CD606F1 | Labor | 11/29/2017 | 11/29/2017 | Jessica Blankenship
|  | ARJO-HUNTLEIGH | ARJO-HUNTLEIGH FLOWTRON ACS800 |  |  | SPD |  |  |  | 01/01/1900 |  |  |  |  | NO | NO |  |  |  |  | ARJO-HUNTLEIGH 10349123 1300023044 |  |  | Disposition |  | 99:99:99:99:99:99 |  | Equipment | PAAR:00-PVAR | 10/16/2019 |  | COOPER UNIVERSITY HOSPITAL |  |  | UHS |  | David Frye
|  | ARJO-HUNTLEIGH | ARJO-HUNTLEIGH FLOWTRON ACS800 |  |  | SPD |  |  |  | 01/01/1900 |  |  |  |  | NO | NO |  |  |  |  | ARJO-HUNTLEIGH 10349122 1300040145 |  |  | Disposition |  | 99:99:99:99:99:99 |  | Equipment | PAAR:00-PVAR | 10/16/2019 |  | COOPER UNIVERSITY HOSPITAL |  |  | UHS |  | David Frye
|  | ARJO-HUNTLEIGH | ARJO-HUNTLEIGH FLOWTRON ACS800 |  |  | SPD |  |  |  | 01/01/1900 |  |  |  |  | NO | NO |  |  |  |  | ARJO-HUNTLEIGH 10349121 1300045084 |  |  | Disposition |  | 99:99:99:99:99:99 |  | Equipment | PAAR:00-PVAR | 10/16/2019 |  | COOPER UNIVERSITY HOSPITAL |  |  | UHS | 0012465133 | David Frye | Preventative Maintenance | Closed | Josh Harris | 11/29/2017 | 11/29/2017 | Device retired following the end of a lease agreement with the manufacturer. CMPLREQ0002538 | 11/29/2017 10:29:42 AM JKBLANKENSH Device retired due to end of lease agreement. CMPLREQ0002538 11/29/2017 10:57:25 AM JKBLANKENSH Bulk update requested by BGAICHROTH: Disposition work order closed 11/29/2017 10:57 AM JKBLANKENSH This device has been removed from an active status with the RSQ Database, and physically removed from the facility. Device retired on 11/29/2017; Authorized By: Device retired due to end of lease agreement; Nature of Retirement: NOTNEEDED; Days In Service: 806 | 831119D1-7521-4613-AA80-9BDFC26BCB61 | Labor | 11/29/2017 | 11/29/2017 | Jessica Blankenship
|  | ARJO-HUNTLEIGH | ARJO-HUNTLEIGH FLOWTRON ACS800 |  |  | SPD |  |  |  | 01/01/1900 |  |  |  |  | NO | NO |  |  |  |  | ARJO-HUNTLEIGH 10349120 1300024564 |  |  | Disposition |  | 99:99:99:99:99:99 |  | Equipment | PAAR:00-PVAR | 10/16/2019 |  | COOPER UNIVERSITY HOSPITAL |  |  | UHS | 0012465148 | David Frye | Preventative Maintenance | Closed | Josh Harris | 11/29/2017 | 11/29/2017 | Device retired following the end of a lease agreement with the manufacturer. CMPLREQ0002538 | 11/29/2017 10:30:43 AM JKBLANKENSH Device retired due to end of lease agreement. CMPLREQ0002538 11/29/2017 10:58:31 AM JKBLANKENSH Bulk update requested by BGAICHROTH: Disposition work order closed 11/29/2017 10:59 AM JKBLANKENSH This device has been removed from an active status with the RSQ Database, and physically removed from the facility. Device retired on 11/29/2017; Authorized By: Device retired due to end of lease agreement; Nature of Retirement: NOTNEEDED; Days In Service: 806 | 27FDBE40-B173-43EA-992B-FF1EEDEDD04A | Labor | 11/29/2017 | 11/29/2017 | Jessica Blankenship
|  | ARJO-HUNTLEIGH | ARJO-HUNTLEIGH FLOWTRON ACS800 |  |  | SPD |  |  |  | 01/01/1900 |  |  |  |  | NO | NO |  |  |  |  | ARJO-HUNTLEIGH 10349119 1300045323 |  |  | Disposition |  | 99:99:99:99:99:99 |  | Equipment | PAAR:00-PVAR | 10/16/2019 |  | COOPER UNIVERSITY HOSPITAL |  |  | UHS | 0011220427 | David Frye | Service Request | Closed | Josh Harris | 02/20/2017 | 03/06/2017 | SED MACHINE - FAULTY TUBESET - TMX | 3/6/2017 1:31:02 PM SJZUBRZYCKI (JXHARRIS 3/6/2017 12:00 AM) RETURNED FROM VENDOR, VPO AND RTS | 0ADA4DBD-548D-4ECF-9DAD-43F6B53E0C00 | Labor | 03/06/2017 | 03/06/2017 | Josh Harris
|  | ARJO-HUNTLEIGH | ARJO-HUNTLEIGH FLOWTRON ACS800 |  |  | SPD |  |  |  | 01/01/1900 |  |  |  |  | NO | NO |  |  |  |  | ARJO-HUNTLEIGH 10349118 1300039781 |  |  | Disposition |  | 99:99:99:99:99:99 |  | Equipment | PAAR:00-PVAR | 10/16/2019 |  | COOPER UNIVERSITY HOSPITAL |  |  | PAV 8 |  | David Frye
|  | ARJO-HUNTLEIGH | ARJO-HUNTLEIGH FLOWTRON ACS800 |  |  | SPD |  |  |  | 01/01/1900 |  |  |  |  | NO | NO |  |  |  |  | ARJO-HUNTLEIGH 10349117 1300024637 |  |  | Disposition |  | 99:99:99:99:99:99 |  | Equipment | PAAR:00-PVAR | 10/16/2019 |  | COOPER UNIVERSITY HOSPITAL |  |  | UHS |  | David Frye
|  | ARJO-HUNTLEIGH | ARJO-HUNTLEIGH FLOWTRON ACS800 |  |  | SPD |  |  |  | 01/01/1900 |  |  |  |  | NO | NO |  |  |  |  | ARJO-HUNTLEIGH 10349115 1300023029 |  |  | Disposition |  | 99:99:99:99:99:99 |  | Equipment | PAAR:00-PVAR | 10/16/2019 |  | COOPER UNIVERSITY HOSPITAL |  |  | UHS |  | David Frye
|  | ARJO-HUNTLEIGH | ARJO-HUNTLEIGH FLOWTRON ACS800 |  |  | SPD |  |  |  | 01/01/1900 |  |  |  |  | NO | NO |  |  |  |  | ARJO-HUNTLEIGH 10349116 1300031895 |  |  | Disposition |  | 99:99:99:99:99:99 |  | Equipment | PAAR:00-PVAR | 10/16/2019 |  | COOPER UNIVERSITY HOSPITAL |  |  | UHS | 0011321024 | David Frye | Repair | Closed | Josh Harris | 03/07/2017 | 03/07/2017 | SCD - EXCHANGED HOSES - TMX | 3/7/2017 10:49:10 AM JXHARRIS (JXHARRIS 3/7/2017 12:00 AM) EXCHANGED HOSES. VPO. RTS. | 648AB23C-8418-44B9-8A27-23988C6D5C60 | Labor | 03/07/2017 | 03/07/2017 | Josh Harris
|  | ARJO-HUNTLEIGH | ARJO-HUNTLEIGH FLOWTRON ACS800 |  |  | SPD |  |  |  | 01/01/1900 |  |  |  |  | NO | NO |  |  |  |  | ARJO-HUNTLEIGH 10349112 1300023246 |  |  | Disposition |  | 99:99:99:99:99:99 |  | Equipment | PAAR:00-PVAR | 10/16/2019 |  | COOPER UNIVERSITY HOSPITAL |  |  | UHS |  | David Frye
|  | ARJO-HUNTLEIGH | ARJO-HUNTLEIGH FLOWTRON ACS800 |  |  | SPD |  |  |  | 01/01/1900 |  |  |  |  | NO | NO |  |  |  |  | ARJO-HUNTLEIGH 10349113 1300042980 |  |  | Disposition |  | 99:99:99:99:99:99 |  | Equipment | PAAR:00-PVAR | 10/16/2019 |  | COOPER UNIVERSITY HOSPITAL |  |  | UHS | 0012465245 | David Frye | Preventative Maintenance | Closed | Josh Harris | 11/29/2017 | 11/29/2017 | Device retired following the end of a lease agreement with the manufacturer. CMPLREQ0002538 | 11/29/2017 10:37:07 AM JKBLANKENSH Device retired due to end of lease agreement. CMPLREQ0002538 11/29/2017 11:05:27 AM JKBLANKENSH Bulk update requested by BGAICHROTH: Disposition work order closed 11/29/2017 11:05 AM JKBLANKENSH This device has been removed from an active status with the RSQ Database, and physically removed from the facility. Device retired on 11/29/2017; Authorized By: Device retired due to end of lease agreement; Nature of Retirement: NOTNEEDED; Days In Service: 806 | C8AD0AB2-B0B6-4656-B821-A56F404597E3 | Labor | 11/30/2017 | 11/30/2017 | Jessica Blankenship
|  | ARJO-HUNTLEIGH | ARJO-HUNTLEIGH FLOWTRON ACS800 |  |  | SPD |  |  |  | 01/01/1900 |  |  |  |  | NO | NO |  |  |  |  | ARJO-HUNTLEIGH 10349114 1300024199 |  |  | Disposition |  | 99:99:99:99:99:99 |  | Equipment | PAAR:00-PVAR | 10/16/2019 |  | COOPER UNIVERSITY HOSPITAL |  |  | UHS |  | David Frye
|  | ARJO-HUNTLEIGH | ARJO-HUNTLEIGH FLOWTRON ACS800 |  |  | SPD |  |  |  | 01/01/1900 |  |  |  |  | NO | NO |  |  |  |  | ARJO-HUNTLEIGH 10349107 1300023028 |  |  | Disposition |  | 99:99:99:99:99:99 |  | Equipment | PAAR:00-PVAR | 10/16/2019 |  | COOPER UNIVERSITY HOSPITAL |  |  | UHS |  | David Frye
|  | ARJO-HUNTLEIGH | ARJO-HUNTLEIGH FLOWTRON ACS800 |  |  | SPD |  |  |  | 01/01/1900 |  |  |  |  | NO | NO |  |  |  |  | ARJO-HUNTLEIGH 10349110 1300031913 |  |  | Disposition |  | 99:99:99:99:99:99 |  | Equipment | PAAR:00-PVAR | 10/16/2019 |  | COOPER UNIVERSITY HOSPITAL |  |  | UHS | 0011045216 | David Frye | Service Request | Closed | Josh Harris | 01/11/2017 | 02/03/2017 | COMPRESSION UNIT - BROKEN HANDLE, BROKEN HOSES - TMX | 2/3/2017 1:57:32 PM TJBURHART (TJBURHART 2/3/2017 12:00 AM) RETURN FROM VENDOR.........,VPO | 4A4DE0A0-EC9B-497B-9853-01B3229A665A | Labor | 02/03/2017 | 02/03/2017 | Tom Burhart
|  | ARJO-HUNTLEIGH | ARJO-HUNTLEIGH FLOWTRON ACS800 |  |  | SPD |  |  |  | 01/01/1900 |  |  |  |  | NO | NO |  |  |  |  | ARJO-HUNTLEIGH 10349111 1300023240 |  |  | Disposition |  | 99:99:99:99:99:99 |  | Equipment | PAAR:00-PVAR | 10/16/2019 |  | COOPER UNIVERSITY HOSPITAL |  |  | UHS | 0012465249 | David Frye | Preventative Maintenance | Closed | Josh Harris | 11/29/2017 | 11/29/2017 | Device retired following the end of a lease agreement with the manufacturer. CMPLREQ0002538 | 11/29/2017 10:37:24 AM JKBLANKENSH Device retired due to end of lease agreement. CMPLREQ0002538 11/29/2017 11:05:45 AM JKBLANKENSH Bulk update requested by BGAICHROTH: Disposition work order closed 11/29/2017 11:06 AM JKBLANKENSH This device has been removed from an active status with the RSQ Database, and physically removed from the facility. Device retired on 11/29/2017; Authorized By: Device retired due to end of lease agreement; Nature of Retirement: NOTNEEDED; Days In Service: 806 | AC7EF1FE-7EE0-4612-A1DE-36804E4CD0C1 | Labor | 11/30/2017 | 11/30/2017 | Jessica Blankenship
|  | ARJO-HUNTLEIGH | ARJO-HUNTLEIGH FLOWTRON ACS800 |  |  | SPD |  |  |  | 01/01/1900 |  |  |  |  | NO | NO |  |  |  |  | ARJO-HUNTLEIGH 10349108 1300023287 |  |  | Disposition |  | 99:99:99:99:99:99 |  | Equipment | PAAR:00-PVAR | 10/16/2019 |  | COOPER UNIVERSITY HOSPITAL |  |  | UHS |  | David Frye
|  | ARJO-HUNTLEIGH | ARJO-HUNTLEIGH FLOWTRON ACS800 |  |  | SPD |  |  |  | 01/01/1900 |  |  |  |  | NO | NO |  |  |  |  | ARJO-HUNTLEIGH 10349102 1300024314 |  |  | Disposition |  | 99:99:99:99:99:99 |  | Equipment | PAAR:00-PVAR | 10/16/2019 |  | COOPER UNIVERSITY HOSPITAL |  |  | UHS |  | David Frye
|  | ARJO-HUNTLEIGH | ARJO-HUNTLEIGH FLOWTRON ACS800 |  |  | SPD |  |  |  | 01/01/1900 |  |  |  |  | NO | NO |  |  |  |  | ARJO-HUNTLEIGH 10349106 1300031910 |  |  | Disposition |  | 99:99:99:99:99:99 |  | Equipment | PAAR:00-PVAR | 10/16/2019 |  | COOPER UNIVERSITY HOSPITAL |  |  | UHS |  | David Frye
|  | ARJO-HUNTLEIGH | ARJO-HUNTLEIGH FLOWTRON ACS800 |  |  | SPD |  |  |  | 01/01/1900 |  |  |  |  | NO | NO |  |  |  |  | ARJO-HUNTLEIGH 10349104 1300028602 |  |  | Disposition |  | 99:99:99:99:99:99 |  | Equipment | PAAR:00-PVAR | 10/16/2019 |  | COOPER UNIVERSITY HOSPITAL |  |  | UHS |  | David Frye
|  | ARJO-HUNTLEIGH | ARJO-HUNTLEIGH FLOWTRON ACS800 |  |  | SPD |  |  |  | 01/01/1900 |  |  |  |  | NO | NO |  |  |  |  | ARJO-HUNTLEIGH 10349105 1300024453 |  |  | Disposition |  | 99:99:99:99:99:99 |  | Equipment | PAAR:00-PVAR | 10/16/2019 |  | COOPER UNIVERSITY HOSPITAL |  |  | UHS |  | David Frye
|  | ARJO-HUNTLEIGH | ARJO-HUNTLEIGH FLOWTRON ACS800 |  |  | SPD |  |  |  | 01/01/1900 |  |  |  |  | NO | NO |  |  |  |  | ARJO-HUNTLEIGH 10349103 1300039787 |  |  | Disposition |  | 99:99:99:99:99:99 |  | Equipment | PAAR:00-PVAR | 10/16/2019 |  | COOPER UNIVERSITY HOSPITAL |  |  |  |  | David Frye
|  | ARJO-HUNTLEIGH | ARJO-HUNTLEIGH FLOWTRON ACS800 |  |  | SPD |  |  |  | 01/01/1900 |  |  |  |  | NO | NO |  |  |  |  | ARJO-HUNTLEIGH 10349099 1300023063 |  |  | Disposition |  | 99:99:99:99:99:99 |  | Equipment | PAAR:00-PVAR | 10/16/2019 |  | COOPER UNIVERSITY HOSPITAL |  |  | UHS |  | David Frye
|  | ARJO-HUNTLEIGH | ARJO-HUNTLEIGH FLOWTRON ACS800 |  |  | SPD |  |  |  | 01/01/1900 |  |  |  |  | NO | NO |  |  |  |  | ARJO-HUNTLEIGH 10349101 1300024387 |  |  | Disposition |  | 99:99:99:99:99:99 |  | Equipment | PAAR:00-PVAR | 10/16/2019 |  | COOPER UNIVERSITY HOSPITAL |  |  | UHS |  | David Frye
|  | ARJO-HUNTLEIGH | ARJO-HUNTLEIGH FLOWTRON ACS800 |  |  | SPD |  |  |  | 01/01/1900 |  |  |  |  | NO | NO |  |  |  |  | ARJO-HUNTLEIGH 10349100 1300021980 |  |  | Disposition |  | 99:99:99:99:99:99 |  | Equipment | PAAR:00-PVAR | 10/16/2019 |  | COOPER UNIVERSITY HOSPITAL |  |  | UHS |  | David Frye
|  | ARJO-HUNTLEIGH | ARJO-HUNTLEIGH FLOWTRON ACS800 |  |  | SPD |  |  |  | 01/01/1900 |  |  |  |  | NO | NO |  |  |  |  | ARJO-HUNTLEIGH 10349094 1300024299 |  |  | Disposition |  | 99:99:99:99:99:99 |  | Equipment | PAAR:00-PVAR | 10/16/2019 |  | COOPER UNIVERSITY HOSPITAL |  |  | UHS | 0011220419 | David Frye | Service Request | Closed | Josh Harris | 02/20/2017 | 03/06/2017 | SED MACHINE - BAD HOSES, LOUD OPERATION - TMX | 3/6/2017 1:29:59 PM SJZUBRZYCKI (JXHARRIS 3/6/2017 12:00 AM) RETURNED FROM VENDOR, VPO AND RTS | B05306FE-5375-4F9A-9F05-F88EDE121D3B | Labor | 03/06/2017 | 03/06/2017 | Josh Harris
|  | ARJO-HUNTLEIGH | ARJO-HUNTLEIGH FLOWTRON ACS800 |  |  | SPD |  |  |  | 01/01/1900 |  |  |  |  | NO | NO |  |  |  |  | ARJO-HUNTLEIGH 10349095 1300024670 |  |  | Disposition |  | 99:99:99:99:99:99 |  | Equipment | PAAR:00-PVAR | 10/16/2019 |  | COOPER UNIVERSITY HOSPITAL |  |  | UHS |  | David Frye
|  | ARJO-HUNTLEIGH | ARJO-HUNTLEIGH FLOWTRON ACS800 |  |  | SPD |  |  |  | 01/01/1900 |  |  |  |  | NO | NO |  |  |  |  | ARJO-HUNTLEIGH 10349096 1300031925 |  |  | Disposition |  | 99:99:99:99:99:99 |  | Equipment | PAAR:00-PVAR | 10/16/2019 |  | COOPER UNIVERSITY HOSPITAL |  |  | UHS |  | David Frye
|  | ARJO-HUNTLEIGH | ARJO-HUNTLEIGH FLOWTRON ACS800 |  |  | SPD |  |  |  | 01/01/1900 |  |  |  |  | NO | NO |  |  |  |  | ARJO-HUNTLEIGH 10349097 1300045332 |  |  | Disposition |  | 99:99:99:99:99:99 |  | Equipment | PAAR:00-PVAR | 10/16/2019 |  | COOPER UNIVERSITY HOSPITAL |  |  | icu bed 18 | 0011457752 | David Frye | Repair | Closed | Josh Harris | 04/05/2017 | 04/05/2017 | SCD - FAULTY TUBESET - TMX | 4/5/2017 3:27:31 PM JXHARRIS (JXHARRIS 4/5/2017 12:00 AM) EXCHANGED HOSES. VPO. RTS. | 6ECB7D9D-C63A-4A53-B2B7-0DF65580472E | Labor | 04/05/2017 | 04/05/2017 | Josh Harris
|  | ARJO-HUNTLEIGH | ARJO-HUNTLEIGH FLOWTRON ACS800 |  |  | SPD |  |  |  | 01/01/1900 |  |  |  |  | NO | NO |  |  |  |  | ARJO-HUNTLEIGH 10349093 1300031994 |  |  | Disposition |  | 99:99:99:99:99:99 |  | Equipment | PAAR:00-PVAR | 10/16/2019 |  | COOPER UNIVERSITY HOSPITAL |  |  | UHS | 0012465115 | David Frye | Preventative Maintenance | Closed | Josh Harris | 11/29/2017 | 11/29/2017 | Device retired following the end of a lease agreement with the manufacturer. CMPLREQ0002538 | 11/29/2017 10:28:40 AM JKBLANKENSH Device retired due to end of lease agreement. CMPLREQ0002538 11/29/2017 10:56:15 AM JKBLANKENSH Bulk update requested by BGAICHROTH: Disposition work order closed 11/29/2017 10:56 AM JKBLANKENSH This device has been removed from an active status with the RSQ Database, and physically removed from the facility. Device retired on 11/29/2017; Authorized By: Device retired due to end of lease agreement; Nature of Retirement: NOTNEEDED; Days In Service: 806 | BEBFE101-F752-4894-B769-A94F4F183EE9 | Labor | 11/29/2017 | 11/29/2017 | Jessica Blankenship
|  | ARJO-HUNTLEIGH | ARJO-HUNTLEIGH FLOWTRON ACS800 |  |  | SPD |  |  |  | 01/01/1900 |  |  |  |  | NO | NO |  |  |  |  | ARJO-HUNTLEIGH 10349098 1300042942 |  |  | Disposition |  | 99:99:99:99:99:99 |  | Equipment | PAAR:00-PVAR | 10/16/2019 |  | COOPER UNIVERSITY HOSPITAL |  |  | UHS | 0012465041 | David Frye | Preventative Maintenance | Closed | Josh Harris | 11/29/2017 | 11/29/2017 | Device retired following the end of a lease agreement with the manufacturer. CMPLREQ0002538 | 11/29/2017 10:23:32 AM JKBLANKENSH Device retired due to end of lease agreement. CMPLREQ0002538 11/29/2017 10:50:42 AM JKBLANKENSH Bulk update requested by BGAICHROTH: Disposition work order closed 11/29/2017 10:51 AM JKBLANKENSH This device has been removed from an active status with the RSQ Database, and physically removed from the facility. Device retired on 11/29/2017; Authorized By: Device retired due to end of lease agreement; Nature of Retirement: NOTNEEDED; Days In Service: 806 | F4A1E997-4297-4866-AB17-F8322D416D75 | Labor | 11/29/2017 | 11/29/2017 | Jessica Blankenship
|  | ARJO-HUNTLEIGH | ARJO-HUNTLEIGH FLOWTRON ACS800 |  |  | SPD |  |  |  | 01/01/1900 |  |  |  |  | NO | NO |  |  |  |  | ARJO-HUNTLEIGH 10349092 1300024306 |  |  | Disposition |  | 99:99:99:99:99:99 |  | Equipment | PAAR:00-PVAR | 10/16/2019 |  | COOPER UNIVERSITY HOSPITAL |  |  | UHS | 0011764749 | David Frye | Repair | Closed | Josh Harris | 06/15/2017 | 07/06/2017 | COMPRESSION UNIT - REAR CASE BROKEN, POWER CORD CUT - TMX | 6/15/2017 8:47:17 AM JXHARRIS (JXHARRIS 6/15/2017 12:00 AM) SENDING TO ARJO HUNTLEIGH FOR NON-BILLABLE REPAIR. 7/6/2017 2:50:06 PM JXHARRIS (JXHARRIS 6/29/2017 12:00 AM) RETURNED FROM VENDOR. VPO. RTS. | DB8EB360-C34F-418E-B3F8-8919B40A9D97 | Labor | 06/29/2017 | 06/29/2017 | Josh Harris
|  | ARJO-HUNTLEIGH | ARJO-HUNTLEIGH FLOWTRON ACS800 |  |  | SPD |  |  |  | 01/01/1900 |  |  |  |  | NO | NO |  |  |  |  | ARJO-HUNTLEIGH 10349091 1300031996 |  |  | Disposition |  | 99:99:99:99:99:99 |  | Equipment | PAAR:00-PVAR | 10/16/2019 |  | COOPER UNIVERSITY HOSPITAL |  |  | UHS | 0012465112 | David Frye | Preventative Maintenance | Closed | Josh Harris | 11/29/2017 | 11/29/2017 | Device retired following the end of a lease agreement with the manufacturer. CMPLREQ0002538 | 11/29/2017 10:28:27 AM JKBLANKENSH Device retired due to end of lease agreement. CMPLREQ0002538 11/29/2017 10:56:00 AM JKBLANKENSH Bulk update requested by BGAICHROTH: Disposition work order closed 11/29/2017 10:56 AM JKBLANKENSH This device has been removed from an active status with the RSQ Database, and physically removed from the facility. Device retired on 11/29/2017; Authorized By: Device retired due to end of lease agreement; Nature of Retirement: NOTNEEDED; Days In Service: 806 | C98351A9-6FD3-4382-B84C-A2D0A1903D03 | Labor | 11/29/2017 | 11/29/2017 | Jessica Blankenship
|  | ARJO-HUNTLEIGH | ARJO-HUNTLEIGH FLOWTRON ACS800 |  |  | SPD |  |  |  | 01/01/1900 |  |  |  |  | NO | NO |  |  |  |  | ARJO-HUNTLEIGH 10349089 1300023238 |  |  | Disposition |  | 99:99:99:99:99:99 |  | Equipment | PAAR:00-PVAR | 10/16/2019 |  | COOPER UNIVERSITY HOSPITAL |  |  |  |  | David Frye
|  | ARJO-HUNTLEIGH | ARJO-HUNTLEIGH FLOWTRON ACS800 |  |  | SPD |  |  |  | 01/01/1900 |  |  |  |  | NO | NO |  |  |  |  | ARJO-HUNTLEIGH 10349090 1300023292 |  |  | Disposition |  | 99:99:99:99:99:99 |  | Equipment | PAAR:00-PVAR | 10/16/2019 |  | COOPER UNIVERSITY HOSPITAL |  |  | UHS | 0012465155 | David Frye | Preventative Maintenance | Closed | Josh Harris | 11/29/2017 | 11/29/2017 | Device retired following the end of a lease agreement with the manufacturer. CMPLREQ0002538 | 11/29/2017 10:31:11 AM JKBLANKENSH Device retired due to end of lease agreement. CMPLREQ0002538 11/29/2017 10:59:01 AM JKBLANKENSH Bulk update requested by BGAICHROTH: Disposition work order closed 11/29/2017 10:59 AM JKBLANKENSH This device has been removed from an active status with the RSQ Database, and physically removed from the facility. Device retired on 11/29/2017; Authorized By: Device retired due to end of lease agreement; Nature of Retirement: NOTNEEDED; Days In Service: 806 | 907A6EEB-1AE3-4F88-A106-B2BAD9F75AED | Labor | 11/29/2017 | 11/29/2017 | Jessica Blankenship
|  | ARJO-HUNTLEIGH | ARJO-HUNTLEIGH FLOWTRON ACS800 |  |  | SPD |  |  |  | 01/01/1900 |  |  |  |  | NO | NO |  |  |  |  | ARJO-HUNTLEIGH 10349086 1300024547 |  |  | Disposition |  | 99:99:99:99:99:99 |  | Equipment | PAAR:00-PVAR | 10/16/2019 |  | COOPER UNIVERSITY HOSPITAL |  |  | UHS | 0011518886 | David Frye | Repair | Closed | Josh Harris | 04/27/2017 | 04/27/2017 | SCD - FAULTY TUBESET- TMX | 4/27/2017 3:15:10 PM JXHARRIS (JXHARRIS 4/27/2017 12:00 AM) EXCHANGED HOSES. VPO. RTS. | EA68488B-DCB0-428A-BEB6-8564F15DF35A | Labor | 04/27/2017 | 04/27/2017 | Josh Harris
|  | ARJO-HUNTLEIGH | ARJO-HUNTLEIGH FLOWTRON ACS800 |  |  | SPD |  |  |  | 01/01/1900 |  |  |  |  | NO | NO |  |  |  |  | ARJO-HUNTLEIGH 10349087 1300023243 |  |  | Disposition |  | 99:99:99:99:99:99 |  | Equipment | PAAR:00-PVAR | 10/16/2019 |  | COOPER UNIVERSITY HOSPITAL |  |  | UHS | 0011625569 | David Frye | Repair | Closed | Josh Harris | 05/10/2017 | 05/10/2017 | COMPRESSION UNIT - FAULTY HOSES - TMX | 5/10/2017 10:45:50 AM JXHARRIS (JXHARRIS 5/10/2017 12:00 AM) EXCHANGED HOSES. VPO. RTS. | 98A0B725-4332-4701-981D-3BCAB22924C4 | Labor | 05/10/2017 | 05/10/2017 | Josh Harris
|  | ARJO-HUNTLEIGH | ARJO-HUNTLEIGH FLOWTRON ACS800 |  |  | SPD |  |  |  | 01/01/1900 |  |  |  |  | NO | NO |  |  |  |  | ARJO-HUNTLEIGH 10349088 1300024464 |  |  | Disposition |  | 99:99:99:99:99:99 |  | Equipment | PAAR:00-PVAR | 10/16/2019 |  | COOPER UNIVERSITY HOSPITAL |  |  | UHS |  | David Frye
|  | ARJO-HUNTLEIGH | ARJO-HUNTLEIGH FLOWTRON ACS800 |  |  | SPD |  |  |  | 01/01/1900 |  |  |  |  | NO | NO |  |  |  |  | ARJO-HUNTLEIGH 10349085 1300023035 |  |  | Disposition |  | 99:99:99:99:99:99 |  | Equipment | PAAR:00-PVAR | 10/16/2019 |  | COOPER UNIVERSITY HOSPITAL |  |  | UHS |  | David Frye
|  | ARJO-HUNTLEIGH | ARJO-HUNTLEIGH FLOWTRON ACS800 |  |  | SPD |  |  |  | 01/01/1900 |  |  |  |  | NO | NO |  |  |  |  | ARJO-HUNTLEIGH 10349084 1300031984 |  |  | Disposition |  | 99:99:99:99:99:99 |  | Equipment | PAAR:00-PVAR | 10/16/2019 |  | COOPER UNIVERSITY HOSPITAL |  |  | UHS | 0012465140 | David Frye | Preventative Maintenance | Closed | Josh Harris | 11/29/2017 | 11/29/2017 | Device retired following the end of a lease agreement with the manufacturer. CMPLREQ0002538 | 11/29/2017 10:30:11 AM JKBLANKENSH Device retired due to end of lease agreement. CMPLREQ0002538 11/29/2017 10:57:55 AM JKBLANKENSH Bulk update requested by BGAICHROTH: Disposition work order closed 11/29/2017 10:58 AM JKBLANKENSH This device has been removed from an active status with the RSQ Database, and physically removed from the facility. Device retired on 11/29/2017; Authorized By: Device retired due to end of lease agreement; Nature of Retirement: NOTNEEDED; Days In Service: 806 | 83124779-66FB-4A2D-94C9-813FB49A5F55 | Labor | 11/29/2017 | 11/29/2017 | Jessica Blankenship
|  | ARJO-HUNTLEIGH | ARJO-HUNTLEIGH FLOWTRON ACS800 |  |  | SPD |  |  |  | 01/01/1900 |  |  |  |  | NO | NO |  |  |  |  | ARJO-HUNTLEIGH 10349083 1300023237 |  |  | Disposition |  | 99:99:99:99:99:99 |  | Equipment | PAAR:00-PVAR | 10/16/2019 |  | COOPER UNIVERSITY HOSPITAL |  |  | UHS | 0011625565 | David Frye | Repair | Closed | Josh Harris | 05/10/2017 | 05/10/2017 | COMPRESSION UNIT - FAULTY HOSES - TMX | 5/10/2017 10:44:56 AM JXHARRIS (JXHARRIS 5/10/2017 12:00 AM) EXCHANGED HOSES. VPO. RTS. | 8110ED11-B1D3-4E71-8FA7-5DC2A65BC4A9 | Labor | 05/10/2017 | 05/10/2017 | Josh Harris
|  | ARJO-HUNTLEIGH | ARJO-HUNTLEIGH FLOWTRON ACS800 |  |  | SPD |  |  |  | 01/01/1900 |  |  |  |  | NO | NO |  |  |  |  | ARJO-HUNTLEIGH 10349082 1300023244 |  |  | Disposition |  | 99:99:99:99:99:99 |  | Equipment | PAAR:00-PVAR | 10/16/2019 |  | COOPER UNIVERSITY HOSPITAL |  |  | UHS | 0011157763 | David Frye | Repair | Closed | Tom Burhart | 01/31/2017 | 01/31/2017 | COMPRESSION UNIT - HAS BROKEN HOSE - TMX | 1/31/2017 4:21:46 PM TJBURHART (TJBURHART 1/31/2017 12:00 AM) REPLACED HOSE WITH A UNIT THATS GETTING SENT OUT. TESTED AND RETURN TO SERVICE. | F1D8F036-5DC2-4710-B1A6-8143E5B71B27 | Labor | 01/31/2017 | 01/31/2017 | Tom Burhart
|  | ARJO-HUNTLEIGH | ARJO-HUNTLEIGH FLOWTRON ACS800 |  |  | SPD |  |  |  | 01/01/1900 |  |  |  |  | NO | NO |  |  |  |  | ARJO-HUNTLEIGH 10349081 1300024639 |  |  | Disposition |  | 99:99:99:99:99:99 |  | Equipment | PAAR:00-PVAR | 10/16/2019 |  | COOPER UNIVERSITY HOSPITAL |  |  | UHS |  | David Frye
|  | ARJO-HUNTLEIGH | ARJO-HUNTLEIGH FLOWTRON ACS800 |  |  | SPD |  |  |  | 01/01/1900 |  |  |  |  | NO | NO |  |  |  |  | ARJO-HUNTLEIGH 10349079 1300024542 |  |  | Disposition |  | 99:99:99:99:99:99 |  | Equipment | PAAR:00-PVAR | 10/16/2019 |  | COOPER UNIVERSITY HOSPITAL |  |  | UHS | 0011026581 | David Frye | Service Request | Closed | Josh Harris | 01/05/2017 | 01/26/2017 | COMPRESSION UNITS, INTERMITTENT - MAINTENANCE DUE, FAULTY TUBSET - TMX | 1/26/2017 3:02:57 PM SJZUBRZYCKI (TJBURHART 1/26/2017 12:00 AM) RETURN FROM VENDOR AND VPO | 12748D07-52D9-4969-9511-D822D24D8DBB | Labor | 01/26/2017 | 01/26/2017 | Tom Burhart
|  | ARJO-HUNTLEIGH | ARJO-HUNTLEIGH FLOWTRON ACS800 |  |  | SPD |  |  |  | 01/01/1900 |  |  |  |  | NO | NO |  |  |  |  | ARJO-HUNTLEIGH 10349077 1300031999 |  |  | Disposition |  | 99:99:99:99:99:99 |  | Equipment | PAAR:00-PVAR | 10/16/2019 |  | COOPER UNIVERSITY HOSPITAL |  |  | UHS |  | David Frye
|  | ARJO-HUNTLEIGH | ARJO-HUNTLEIGH FLOWTRON ACS800 |  |  | SPD |  |  |  | 01/01/1900 |  |  |  |  | NO | NO |  |  |  |  | ARJO-HUNTLEIGH 10349075 1300031934 |  |  | Disposition |  | 99:99:99:99:99:99 |  | Equipment | PAAR:00-PVAR | 10/16/2019 |  | COOPER UNIVERSITY HOSPITAL |  |  | UHS |  | David Frye
|  | ARJO-HUNTLEIGH | ARJO-HUNTLEIGH FLOWTRON ACS800 |  |  | SPD |  |  |  | 01/01/1900 |  |  |  |  | NO | NO |  |  |  |  | ARJO-HUNTLEIGH 10349076 1300024420 |  |  | Disposition |  | 99:99:99:99:99:99 |  | Equipment | PAAR:00-PVAR | 10/16/2019 |  | COOPER UNIVERSITY HOSPITAL |  |  | UHS |  | David Frye
|  | ARJO-HUNTLEIGH | ARJO-HUNTLEIGH FLOWTRON ACS800 |  |  | SPD |  |  |  | 01/01/1900 |  |  |  |  | NO | NO |  |  |  |  | ARJO-HUNTLEIGH 10349078 1300031995 |  |  | Disposition |  | 99:99:99:99:99:99 |  | Equipment | PAAR:00-PVAR | 10/16/2019 |  | COOPER UNIVERSITY HOSPITAL |  |  | UHS |  | David Frye
|  | ARJO-HUNTLEIGH | ARJO-HUNTLEIGH FLOWTRON ACS800 |  |  | SPD |  |  |  | 01/01/1900 |  |  |  |  | NO | NO |  |  |  |  | ARJO-HUNTLEIGH 10349072 1300024461 |  |  | Disposition |  | 99:99:99:99:99:99 |  | Equipment | PAAR:00-PVAR | 10/16/2019 |  | COOPER UNIVERSITY HOSPITAL |  |  | pav 8 840 |  | David Frye
|  | ARJO-HUNTLEIGH | ARJO-HUNTLEIGH FLOWTRON ACS800 |  |  | SPD |  |  |  | 01/01/1900 |  |  |  |  | NO | NO |  |  |  |  | ARJO-HUNTLEIGH 10349074 1300024568 |  |  | Disposition |  | 99:99:99:99:99:99 |  | Equipment | PAAR:00-PVAR | 10/16/2019 |  | COOPER UNIVERSITY HOSPITAL |  |  | UHS |  | David Frye
|  | ARJO-HUNTLEIGH | ARJO-HUNTLEIGH FLOWTRON ACS800 |  |  | SPD |  |  |  | 01/01/1900 |  |  |  |  | NO | NO |  |  |  |  | ARJO-HUNTLEIGH 10349071 1300031930 |  |  | Disposition |  | 99:99:99:99:99:99 |  | Equipment | PAAR:00-PVAR | 10/16/2019 |  | COOPER UNIVERSITY HOSPITAL |  |  | UHS | 0011322484 | David Frye | Repair | Closed | Josh Harris | 03/07/2017 | 03/08/2017 | ICD - LEAKING HOSES - TMX | 3/8/2017 7:50:59 AM JXHARRIS (JXHARRIS 3/8/2017 12:00 AM) EXCHANGED HOSES. VPO. RTS. | C8D2A46F-6F5F-4AB6-89BD-FE25C3E4BAC6 | Labor | 03/08/2017 | 03/08/2017 | Josh Harris
|  | ARJO-HUNTLEIGH | ARJO-HUNTLEIGH FLOWTRON ACS800 |  |  | SPD |  |  |  | 01/01/1900 |  |  |  |  | NO | NO |  |  |  |  | ARJO-HUNTLEIGH 10349070 1300024185 |  |  | Disposition |  | 99:99:99:99:99:99 |  | Equipment | PAAR:00-PVAR | 10/16/2019 |  | COOPER UNIVERSITY HOSPITAL |  |  | UHS | 0012465038 | David Frye | Preventative Maintenance | Closed | Josh Harris | 11/29/2017 | 11/29/2017 | Device retired following the end of a lease agreement with the manufacturer. CMPLREQ0002538 | 11/29/2017 10:23:20 AM JKBLANKENSH Device retired due to end of lease agreement. CMPLREQ0002538 11/29/2017 10:50:24 AM JKBLANKENSH Bulk update requested by BGAICHROTH: Disposition work order closed 11/29/2017 10:50 AM JKBLANKENSH This device has been removed from an active status with the RSQ Database, and physically removed from the facility. Device retired on 11/29/2017; Authorized By: Device retired due to end of lease agreement; Nature of Retirement: NOTNEEDED; Days In Service: 806 | 252333F4-09A1-40C7-9D12-7EDC13F1B178 | Labor | 11/29/2017 | 11/29/2017 | Jessica Blankenship
|  | ARJO-HUNTLEIGH | ARJO-HUNTLEIGH FLOWTRON ACS800 |  |  | SPD |  |  |  | 01/01/1900 |  |  |  |  | NO | NO |  |  |  |  | ARJO-HUNTLEIGH 10349068 1300039773 |  |  | Disposition |  | 99:99:99:99:99:99 |  | Equipment | PAAR:00-PVAR | 10/16/2019 |  | COOPER UNIVERSITY HOSPITAL |  |  | UHS |  | David Frye
|  | ARJO-HUNTLEIGH | ARJO-HUNTLEIGH FLOWTRON ACS800 |  |  | SPD |  |  |  | 01/01/1900 |  |  |  |  | NO | NO |  |  |  |  | ARJO-HUNTLEIGH 10349069 1300039768 |  |  | Disposition |  | 99:99:99:99:99:99 |  | Equipment | PAAR:00-PVAR | 10/16/2019 |  | COOPER UNIVERSITY HOSPITAL |  |  | UHS | 0011241156 | David Frye | Repair | Closed | Josh Harris | 02/24/2017 | 02/24/2017 | FLOWTRON - WON'T CHARGE - TMX | 2/24/2017 11:19:45 AM JXHARRIS (JXHARRIS 2/24/2017 12:00 AM) REATTACHED POWER CABLE. CHARGED UNIT. VPO. RTS. | 7975E28A-ECED-4952-9EC8-DDF6F71C937F | Labor | 02/24/2017 | 02/24/2017 | Josh Harris
|  | ARJO-HUNTLEIGH | ARJO-HUNTLEIGH FLOWTRON ACS800 |  |  | SPD |  |  |  | 01/01/1900 |  |  |  |  | NO | NO |  |  |  |  | ARJO-HUNTLEIGH 10349067 1300023024 |  |  | Disposition |  | 99:99:99:99:99:99 |  | Equipment | PAAR:00-PVAR | 10/16/2019 |  | COOPER UNIVERSITY HOSPITAL |  |  | UHS |  | David Frye
|  | ARJO-HUNTLEIGH | ARJO-HUNTLEIGH FLOWTRON ACS800 |  |  | SPD |  |  |  | 01/01/1900 |  |  |  |  | NO | NO |  |  |  |  | ARJO-HUNTLEIGH 10349064 1300024188 |  |  | Disposition |  | 99:99:99:99:99:99 |  | Equipment | PAAR:00-PVAR | 10/16/2019 |  | COOPER UNIVERSITY HOSPITAL |  |  | UHS |  | David Frye
|  | ARJO-HUNTLEIGH | ARJO-HUNTLEIGH FLOWTRON ACS800 |  |  | SPD |  |  |  | 01/01/1900 |  |  |  |  | NO | NO |  |  |  |  | ARJO-HUNTLEIGH 10349060 1300031911 |  |  | Disposition |  | 99:99:99:99:99:99 |  | Equipment | PAAR:00-PVAR | 10/16/2019 |  | COOPER UNIVERSITY HOSPITAL |  |  | UHS |  | David Frye
|  | ARJO-HUNTLEIGH | ARJO-HUNTLEIGH FLOWTRON ACS800 |  |  | SPD |  |  |  | 01/01/1900 |  |  |  |  | NO | NO |  |  |  |  | ARJO-HUNTLEIGH 10349061 1300039780 |  |  | Disposition |  | 99:99:99:99:99:99 |  | Equipment | PAAR:00-PVAR | 10/16/2019 |  | COOPER UNIVERSITY HOSPITAL |  |  | UHS | 0012465234 | David Frye | Preventative Maintenance | Closed | Josh Harris | 11/29/2017 | 11/29/2017 | Device retired following the end of a lease agreement with the manufacturer. CMPLREQ0002538 | 11/29/2017 10:36:30 AM JKBLANKENSH Device retired due to end of lease agreement. CMPLREQ0002538 11/29/2017 11:04:49 AM JKBLANKENSH Bulk update requested by BGAICHROTH: Disposition work order closed 11/29/2017 11:05 AM JKBLANKENSH This device has been removed from an active status with the RSQ Database, and physically removed from the facility. Device retired on 11/29/2017; Authorized By: Device retired due to end of lease agreement; Nature of Retirement: NOTNEEDED; Days In Service: 806 | 77F8F37D-D7AB-4C8C-BC91-DA2461CF4289 | Labor | 11/30/2017 | 11/30/2017 | Jessica Blankenship
|  | ARJO-HUNTLEIGH | ARJO-HUNTLEIGH FLOWTRON ACS800 |  |  | SPD |  |  |  | 01/01/1900 |  |  |  |  | NO | NO |  |  |  |  | ARJO-HUNTLEIGH 10349058 1300024393 |  |  | Disposition |  | 99:99:99:99:99:99 |  | Equipment | PAAR:00-PVAR | 10/16/2019 |  | COOPER UNIVERSITY HOSPITAL |  |  | UHS | 0011026578 | David Frye | Service Request | Closed | Josh Harris | 01/05/2017 | 01/26/2017 | COMPRESSION UNITS, INTERMITTENT - BROKEN HANDLE, FAULTY TUBSET - TMX | 1/26/2017 3:09:57 PM SJZUBRZYCKI (TJBURHART 1/26/2017 12:00 AM) RETURN FROM VENDOR AND VPO | 79FD4BAA-93CD-4964-B1E1-90FBC3702E5C | Labor | 01/26/2017 | 01/26/2017 | Tom Burhart
|  | ARJO-HUNTLEIGH | ARJO-HUNTLEIGH FLOWTRON ACS800 |  |  | SPD |  |  |  | 01/01/1900 |  |  |  |  | NO | NO |  |  |  |  | ARJO-HUNTLEIGH 10349059 1300024567 |  |  | Disposition |  | 99:99:99:99:99:99 |  | Equipment | PAAR:00-PVAR | 10/16/2019 |  | COOPER UNIVERSITY HOSPITAL |  |  | UHS | 0011640277 | David Frye | Repair | Closed | Stephen Zubrzycki | 05/16/2017 | 06/15/2017 | SCD - CRACKED CASE, NEEDS HOSES - TMX | 5/16/2017 1:55:55 PM SJZUBRZYCKI (SJZUBRZYCKI 5/16/2017 12:00 AM) ANALZYED UNIT. SENDING IN FOR REPAIR 6/1/2017 3:05:22 PM SJZUBRZYCKI (SJZUBRZYCKI 6/1/2017 12:00 AM) DISPOSITIONING UNIT. WE ARE GETTING NEW FLOWTRONS SO ARJO-HUNTLEIGH IS NOT REPAIRING THESE UNITS ANYMORE 6/1/2017 3:05 PM SJZUBRZYCKI This device has been removed from an active status with the RSQ Database, and physically removed from the facility. Device retired on 6/1/2017; Authorized By: YES; Nature of Retirement: TRADED IN; Days In Service: 625 6/15/2017 3:15:50 PM JXHARRIS (JXHARRIS 6/15/2017 12:00 AM) RETURNED FROM VENDOR. VPO. RTS. | EFEDE7C2-C1CE-46FA-8178-421072B9AE81 | Labor | 06/15/2017 | 06/15/2017 | Josh Harris
|  | ARJO-HUNTLEIGH | ARJO-HUNTLEIGH FLOWTRON ACS800 |  |  | SPD |  |  |  | 01/01/1900 |  |  |  |  | NO | NO |  |  |  |  | ARJO-HUNTLEIGH 10349051 1300024489 |  |  | Disposition |  | 99:99:99:99:99:99 |  | Equipment | PAAR:00-PVAR | 10/16/2019 |  | COOPER UNIVERSITY HOSPITAL |  |  | UHS | 0011045214 | David Frye | Service Request | Closed | Josh Harris | 01/11/2017 | 02/03/2017 | COMPRESSION UNIT - WON'T CHARGE - TMX | 2/3/2017 1:58:27 PM TJBURHART (TJBURHART 2/3/2017 12:00 AM) RETURN FROM VENDOR.........,VPO | 77238C20-0D6A-4691-80E2-38DA79830227 | Labor | 02/03/2017 | 02/03/2017 | Tom Burhart
|  | ARJO-HUNTLEIGH | ARJO-HUNTLEIGH FLOWTRON ACS800 |  |  | SPD |  |  |  | 01/01/1900 |  |  |  |  | NO | NO |  |  |  |  | ARJO-HUNTLEIGH 10349052 1300045331 |  |  | Disposition |  | 99:99:99:99:99:99 |  | Equipment | PAAR:00-PVAR | 10/16/2019 |  | COOPER UNIVERSITY HOSPITAL |  |  | UHS |  | David Frye
|  | ARJO-HUNTLEIGH | ARJO-HUNTLEIGH FLOWTRON ACS800 |  |  | SPD |  |  |  | 01/01/1900 |  |  |  |  | NO | NO |  |  |  |  | ARJO-HUNTLEIGH 10349056 1300024362 |  |  | Disposition |  | 99:99:99:99:99:99 |  | Equipment | PAAR:00-PVAR | 10/16/2019 |  | COOPER UNIVERSITY HOSPITAL |  |  | UHS | 0011089564 | David Frye | Service Request | Closed | Stephen Zubrzycki | 01/26/2017 | 04/05/2017 | COMPRESSION UNIT - BROKEN HOSE - TMX | 1/26/2017 4:14:17 PM SJZUBRZYCKI (SJZUBRZYCKI 1/26/2017 12:00 AM) ANALYZED UNIT 4/5/2017 11:45:11 AM SJZUBRZYCKI (SJZUBRZYCKI 4/5/2017 12:00 AM) RETURNED FROM VENDOR AND VPO | 158EB078-7D13-4F6F-A6A6-554D24704B49 | Labor | 01/26/2017 | 01/26/2017 | Stephen Zubrzycki
|  | ARJO-HUNTLEIGH | ARJO-HUNTLEIGH FLOWTRON ACS800 |  |  | SPD |  |  |  | 01/01/1900 |  |  |  |  | NO | NO |  |  |  |  | ARJO-HUNTLEIGH 10349057 1300024571 |  |  | Disposition |  | 99:99:99:99:99:99 |  | Equipment | PAAR:00-PVAR | 10/16/2019 |  | COOPER UNIVERSITY HOSPITAL |  |  | UHS | 0012465165 | David Frye | Preventative Maintenance | Closed | Josh Harris | 11/29/2017 | 11/29/2017 | Device retired following the end of a lease agreement with the manufacturer. CMPLREQ0002538 | 11/29/2017 10:31:52 AM JKBLANKENSH Device retired due to end of lease agreement. CMPLREQ0002538 11/29/2017 10:59:41 AM JKBLANKENSH Bulk update requested by BGAICHROTH: Disposition work order closed 11/29/2017 11:00 AM JKBLANKENSH This device has been removed from an active status with the RSQ Database, and physically removed from the facility. Device retired on 11/29/2017; Authorized By: Device retired due to end of lease agreement; Nature of Retirement: NOTNEEDED; Days In Service: 806 | B046AC02-FE94-4BF2-8376-8192AEC79C7F | Labor | 11/30/2017 | 11/30/2017 | Jessica Blankenship
|  | ARJO-HUNTLEIGH | ARJO-HUNTLEIGH FLOWTRON ACS800 |  |  | SPD |  |  |  | 01/01/1900 |  |  |  |  | NO | NO |  |  |  |  | ARJO-HUNTLEIGH 10349054 1300040111 |  |  | Disposition |  | 99:99:99:99:99:99 |  | Equipment | PAAR:00-PVAR | 10/16/2019 |  | COOPER UNIVERSITY HOSPITAL |  |  | UHS |  | David Frye
|  | ARJO-HUNTLEIGH | ARJO-HUNTLEIGH FLOWTRON ACS800 |  |  | SPD |  |  |  | 01/01/1900 |  |  |  |  | NO | NO |  |  |  |  | ARJO-HUNTLEIGH 10349048 1300032046 |  |  | Disposition |  | 99:99:99:99:99:99 |  | Equipment | PAAR:00-PVAR | 10/16/2019 |  | COOPER UNIVERSITY HOSPITAL |  |  | UHS |  | David Frye
|  | ARJO-HUNTLEIGH | ARJO-HUNTLEIGH FLOWTRON ACS800 |  |  | SPD |  |  |  | 01/01/1900 |  |  |  |  | NO | NO |  |  |  |  | ARJO-HUNTLEIGH 10349049 1300031904 |  |  | Disposition |  | 99:99:99:99:99:99 |  | Equipment | PAAR:00-PVAR | 10/16/2019 |  | COOPER UNIVERSITY HOSPITAL |  |  | UHS |  | David Frye
|  | ARJO-HUNTLEIGH | ARJO-HUNTLEIGH FLOWTRON ACS800 |  |  | SPD |  |  |  | 01/01/1900 |  |  |  |  | NO | NO |  |  |  |  | ARJO-HUNTLEIGH 10349050 1300024424 |  |  | Disposition |  | 99:99:99:99:99:99 |  | Equipment | PAAR:00-PVAR | 10/16/2019 |  | COOPER UNIVERSITY HOSPITAL |  |  | UHS |  | David Frye
|  | ARJO-HUNTLEIGH | ARJO-HUNTLEIGH FLOWTRON ACS800 |  |  | SPD |  |  |  | 01/01/1900 |  |  |  |  | NO | NO |  |  |  |  | ARJO-HUNTLEIGH 10349047 1300024485 |  |  | Disposition |  | 99:99:99:99:99:99 |  | Equipment | PAAR:00-PVAR | 10/16/2019 |  | COOPER UNIVERSITY HOSPITAL |  |  | UHS | 0012465149 | David Frye | Preventative Maintenance | Closed | Josh Harris | 11/29/2017 | 11/29/2017 | Device retired following the end of a lease agreement with the manufacturer. CMPLREQ0002538 | 11/29/2017 10:30:47 AM JKBLANKENSH Device retired due to end of lease agreement. CMPLREQ0002538 11/29/2017 10:58:36 AM JKBLANKENSH Bulk update requested by BGAICHROTH: Disposition work order closed 11/29/2017 10:59 AM JKBLANKENSH This device has been removed from an active status with the RSQ Database, and physically removed from the facility. Device retired on 11/29/2017; Authorized By: Device retired due to end of lease agreement; Nature of Retirement: NOTNEEDED; Days In Service: 806 | AF3BD6ED-0628-4178-A680-8B8659D0BA18 | Labor | 11/29/2017 | 11/29/2017 | Jessica Blankenship
|  | ARJO-HUNTLEIGH | ARJO-HUNTLEIGH FLOWTRON ACS800 |  |  | SPD |  |  |  | 01/01/1900 |  |  |  |  | NO | NO |  |  |  |  | ARJO-HUNTLEIGH 10349046 1300045321 |  |  | Disposition |  | 99:99:99:99:99:99 |  | Equipment | PAAR:00-PVAR | 10/16/2019 |  | COOPER UNIVERSITY HOSPITAL |  |  | UHS | 0011749646 | David Frye | Repair | Closed | Josh Harris | 06/09/2017 | 06/09/2017 | COMPRESSION UNIT - HOSES LEAKING - TMX | 6/9/2017 9:28:51 AM JXHARRIS (JXHARRIS 6/9/2017 12:00 AM) EXCHANGED HOSES. VPO. RTS. | 036C3EE5-438F-454A-B31C-2C1C8E82BF93 | Labor | 06/09/2017 | 06/09/2017 | Josh Harris
|  | ARJO-HUNTLEIGH | ARJO-HUNTLEIGH FLOWTRON ACS800 |  |  | SPD |  |  |  | 01/01/1900 |  |  |  |  | NO | NO |  |  |  |  | ARJO-HUNTLEIGH 10349045 1300023236 |  |  | Disposition |  | 99:99:99:99:99:99 |  | Equipment | PAAR:00-PVAR | 10/16/2019 |  | COOPER UNIVERSITY HOSPITAL |  |  | UHS |  | David Frye
|  | ARJO-HUNTLEIGH | ARJO-HUNTLEIGH FLOWTRON ACS800 |  |  | SPD |  |  |  | 01/01/1900 |  |  |  |  | NO | NO |  |  |  |  | ARJO-HUNTLEIGH 10349044 1300024546 |  |  | Disposition |  | 99:99:99:99:99:99 |  | Equipment | PAAR:00-PVAR | 10/16/2019 |  | COOPER UNIVERSITY HOSPITAL |  |  | UHS | 0012465023 | David Frye | Preventative Maintenance | Closed | Josh Harris | 11/29/2017 | 11/29/2017 | Device retired following the end of a lease agreement with the manufacturer. CMPLREQ0002538 | 11/29/2017 10:22:20 AM JKBLANKENSH Device retired due to end of lease agreement. CMPLREQ0002538 11/29/2017 10:49:15 AM JKBLANKENSH Bulk update requested by BGAICHROTH: Disposition work order closed 11/29/2017 10:49 AM JKBLANKENSH This device has been removed from an active status with the RSQ Database, and physically removed from the facility. Device retired on 11/29/2017; Authorized By: Device retired due to end of lease agreement; Nature of Retirement: NOTNEEDED; Days In Service: 806 | 3A6CABE6-755A-4483-85EE-8608B2429CCF | Labor | 11/29/2017 | 11/29/2017 | Jessica Blankenship
|  | ARJO-HUNTLEIGH | ARJO-HUNTLEIGH FLOWTRON ACS800 |  |  | SPD |  |  |  | 01/01/1900 |  |  |  |  | NO | NO |  |  |  |  | ARJO-HUNTLEIGH 10349042 1300023229 |  |  | Disposition |  | 99:99:99:99:99:99 |  | Equipment | PAAR:00-PVAR | 10/16/2019 |  | COOPER UNIVERSITY HOSPITAL |  |  | UHS |  | David Frye
|  | ARJO-HUNTLEIGH | ARJO-HUNTLEIGH FLOWTRON ACS800 |  |  | SPD |  |  |  | 01/01/1900 |  |  |  |  | NO | NO |  |  |  |  | ARJO-HUNTLEIGH 10349043 1300024271 |  |  | Disposition |  | 99:99:99:99:99:99 |  | Equipment | PAAR:00-PVAR | 10/16/2019 |  | COOPER UNIVERSITY HOSPITAL |  |  |  |  | David Frye
|  | ARJO-HUNTLEIGH | ARJO-HUNTLEIGH FLOWTRON ACS800 |  |  | SPD |  |  |  | 01/01/1900 |  |  |  |  | NO | NO |  |  |  |  | ARJO-HUNTLEIGH 10349026 1300024286 |  |  | Disposition |  | 99:99:99:99:99:99 |  | Equipment | PAAR:00-PVAR | 10/16/2019 |  | COOPER UNIVERSITY HOSPITAL |  |  | UHS |  | David Frye
|  | ARJO-HUNTLEIGH | ARJO-HUNTLEIGH FLOWTRON ACS800 |  |  | SPD |  |  |  | 01/01/1900 |  |  |  |  | NO | NO |  |  |  |  | ARJO-HUNTLEIGH 10349041 1300023034 |  |  | Disposition |  | 99:99:99:99:99:99 |  | Equipment | PAAR:00-PVAR | 10/16/2019 |  | COOPER UNIVERSITY HOSPITAL |  |  | UHS | 0011089562 | David Frye | Service Request | Closed | Stephen Zubrzycki | 01/26/2017 | 04/05/2017 | COMPRESSION UNIT - BROKEN HOSE - TMX | 1/26/2017 4:16:36 PM SJZUBRZYCKI (SJZUBRZYCKI 1/26/2017 12:00 AM) ANALYZED UNIT 1/26/2017 4:16:43 PM SJZUBRZYCKI (SJZUBRZYCKI 1/26/2017 12:00 AM) ANALYZED UNIT 4/5/2017 11:44:44 AM SJZUBRZYCKI (SJZUBRZYCKI 4/5/2017 12:00 AM) RETURNED FROM VENDOR AND VPO | 6B7C1CB1-5018-4D6E-9191-D7CE4F0381E8 | Labor | 04/05/2017 | 04/05/2017 | Stephen Zubrzycki
|  | ARJO-HUNTLEIGH | ARJO-HUNTLEIGH FLOWTRON ACS800 |  |  | SPD |  |  |  | 01/01/1900 |  |  |  |  | NO | NO |  |  |  |  | ARJO-HUNTLEIGH 10349040 1300047317 |  |  | Disposition |  | 99:99:99:99:99:99 |  | Equipment | PAAR:00-PVAR | 10/16/2019 |  | COOPER UNIVERSITY HOSPITAL |  |  | UHS | 0011220402 | David Frye | Service Request | Closed | Josh Harris | 02/20/2017 | 03/06/2017 | SED MACHINE - BROKEN HANDLE, BAD HOSES - TMX | 3/6/2017 1:27:53 PM SJZUBRZYCKI (SJZUBRZYCKI 3/6/2017 12:00 AM) RETURNED FROM VENDOR, VPO AND RTS | 03504F0E-E70C-457C-9A1E-32DD78835F1C | Labor | 03/06/2017 | 03/06/2017 | Stephen Zubrzycki
|  | ARJO-HUNTLEIGH | ARJO-HUNTLEIGH FLOWTRON ACS800 |  |  | SPD |  |  |  | 01/01/1900 |  |  |  |  | NO | NO |  |  |  |  | ARJO-HUNTLEIGH 10349039 1500008678 |  |  | Disposition |  | 99:99:99:99:99:99 |  | Equipment | PAAR:00-PVAR | 10/16/2019 |  | COOPER UNIVERSITY HOSPITAL |  |  | PAV 7 717 |  | David Frye
|  | ARJO-HUNTLEIGH | ARJO-HUNTLEIGH FLOWTRON ACS800 |  |  | SPD |  |  |  | 01/01/1900 |  |  |  |  | NO | NO |  |  |  |  | ARJO-HUNTLEIGH 10349037 1500008680 |  |  | Disposition |  | 99:99:99:99:99:99 |  | Equipment | PAAR:00-PVAR | 10/16/2019 |  | COOPER UNIVERSITY HOSPITAL |  |  | UHS |  | David Frye
|  | ARJO-HUNTLEIGH | ARJO-HUNTLEIGH FLOWTRON ACS800 |  |  | SPD |  |  |  | 01/01/1900 |  |  |  |  | NO | NO |  |  |  |  | ARJO-HUNTLEIGH 10349038 1500008679 |  |  | Disposition |  | 99:99:99:99:99:99 |  | Equipment | PAAR:00-PVAR | 10/16/2019 |  | COOPER UNIVERSITY HOSPITAL |  |  | UHS |  | David Frye
|  | ARJO-HUNTLEIGH | ARJO-HUNTLEIGH FLOWTRON ACS800 |  |  | SPD |  |  |  | 01/01/1900 |  |  |  |  | NO | NO |  |  |  |  | ARJO-HUNTLEIGH 10349034 1500008669 |  |  | Disposition |  | 99:99:99:99:99:99 |  | Equipment | PAAR:00-PVAR | 10/16/2019 |  | COOPER UNIVERSITY HOSPITAL |  |  | UHS |  | David Frye
|  | ARJO-HUNTLEIGH | ARJO-HUNTLEIGH FLOWTRON ACS800 |  |  | SPD |  |  |  | 01/01/1900 |  |  |  |  | NO | NO |  |  |  |  | ARJO-HUNTLEIGH 10349035 1500008666 |  |  | Disposition |  | 99:99:99:99:99:99 |  | Equipment | PAAR:00-PVAR | 10/16/2019 |  | COOPER UNIVERSITY HOSPITAL |  |  | UHS |  | David Frye
|  | ARJO-HUNTLEIGH | ARJO-HUNTLEIGH FLOWTRON ACS800 |  |  | SPD |  |  |  | 01/01/1900 |  |  |  |  | NO | NO |  |  |  |  | ARJO-HUNTLEIGH 10349036 1500008658 |  |  | Disposition |  | 99:99:99:99:99:99 |  | Equipment | PAAR:00-PVAR | 10/16/2019 |  | COOPER UNIVERSITY HOSPITAL |  |  | UHS |  | David Frye
|  | ARJO-HUNTLEIGH | ARJO-HUNTLEIGH FLOWTRON ACS800 |  |  | SPD |  |  |  | 01/01/1900 |  |  |  |  | NO | NO |  |  |  |  | ARJO-HUNTLEIGH 10349033 1300042936 |  |  | Disposition |  | 99:99:99:99:99:99 |  | Equipment | PAAR:00-PVAR | 10/16/2019 |  | COOPER UNIVERSITY HOSPITAL |  |  | UHS | 0012465071 | David Frye | Preventative Maintenance | Closed | Josh Harris | 11/29/2017 | 11/29/2017 | Device retired following the end of a lease agreement with the manufacturer. CMPLREQ0002538 | 11/29/2017 10:25:40 AM JKBLANKENSH Device retired due to end of lease agreement. CMPLREQ0002538 11/29/2017 10:52:58 AM JKBLANKENSH Bulk update requested by BGAICHROTH: Disposition work order closed 11/29/2017 10:53 AM JKBLANKENSH This device has been removed from an active status with the RSQ Database, and physically removed from the facility. Device retired on 11/29/2017; Authorized By: Device retired due to end of lease agreement; Nature of Retirement: NOTNEEDED; Days In Service: 806 | 99AD5D0C-0875-4A2C-8918-2CE475BD5D08 | Labor | 11/29/2017 | 11/29/2017 | Jessica Blankenship
|  | ARJO-HUNTLEIGH | ARJO-HUNTLEIGH FLOWTRON ACS800 |  |  | SPD |  |  |  | 01/01/1900 |  |  |  |  | NO | NO |  |  |  |  | ARJO-HUNTLEIGH 10349032 1300024384 |  |  | Disposition |  | 99:99:99:99:99:99 |  | Equipment | PAAR:00-PVAR | 10/16/2019 |  | COOPER UNIVERSITY HOSPITAL |  |  | UHS |  | David Frye
|  | ARJO-HUNTLEIGH | ARJO-HUNTLEIGH FLOWTRON ACS800 |  |  | SPD |  |  |  | 01/01/1900 |  |  |  |  | NO | NO |  |  |  |  | ARJO-HUNTLEIGH 10349031 1300024401 |  |  | Disposition |  | 99:99:99:99:99:99 |  | Equipment | PAAR:00-PVAR | 10/16/2019 |  | COOPER UNIVERSITY HOSPITAL |  |  | UHS |  | David Frye
|  | ARJO-HUNTLEIGH | ARJO-HUNTLEIGH FLOWTRON ACS800 |  |  | SPD |  |  |  | 01/01/1900 |  |  |  |  | NO | NO |  |  |  |  | ARJO-HUNTLEIGH 10349030 1300042971 |  |  | Disposition |  | 99:99:99:99:99:99 |  | Equipment | PAAR:00-PVAR | 10/16/2019 |  | COOPER UNIVERSITY HOSPITAL |  |  | UHS | 0012465060 | David Frye | Preventative Maintenance | Closed | Josh Harris | 11/29/2017 | 11/29/2017 | Device retired following the end of a lease agreement with the manufacturer. CMPLREQ0002538 | 11/29/2017 10:24:53 AM JKBLANKENSH Device retired due to end of lease agreement. CMPLREQ0002538 11/29/2017 10:52:08 AM JKBLANKENSH Bulk update requested by BGAICHROTH: Disposition work order closed 11/29/2017 10:52 AM JKBLANKENSH This device has been removed from an active status with the RSQ Database, and physically removed from the facility. Device retired on 11/29/2017; Authorized By: Device retired due to end of lease agreement; Nature of Retirement: NOTNEEDED; Days In Service: 806 | EF6014BC-E7F3-4A93-88C5-6EC5A94417B4 | Labor | 11/29/2017 | 11/29/2017 | Jessica Blankenship
|  | ARJO-HUNTLEIGH | ARJO-HUNTLEIGH FLOWTRON ACS800 |  |  | SPD |  |  |  | 01/01/1900 |  |  |  |  | NO | NO |  |  |  |  | ARJO-HUNTLEIGH 10349029 1300039739 |  |  | Disposition |  | 99:99:99:99:99:99 |  | Equipment | PAAR:00-PVAR | 10/16/2019 |  | COOPER UNIVERSITY HOSPITAL |  |  | UHS |  | David Frye
|  | ARJO-HUNTLEIGH | ARJO-HUNTLEIGH FLOWTRON ACS800 |  |  | SPD |  |  |  | 01/01/1900 |  |  |  |  | NO | NO |  |  |  |  | ARJO-HUNTLEIGH 10349028 1300023247 |  |  | Disposition |  | 99:99:99:99:99:99 |  | Equipment | PAAR:00-PVAR | 10/16/2019 |  | COOPER UNIVERSITY HOSPITAL |  |  | UHS | 0012465057 | David Frye | Preventative Maintenance | Closed | Josh Harris | 11/29/2017 | 11/29/2017 | Device retired following the end of a lease agreement with the manufacturer. CMPLREQ0002538 | 11/29/2017 10:24:41 AM JKBLANKENSH Device retired due to end of lease agreement. CMPLREQ0002538 11/29/2017 10:51:55 AM JKBLANKENSH Bulk update requested by BGAICHROTH: Disposition work order closed 11/29/2017 10:52 AM JKBLANKENSH This device has been removed from an active status with the RSQ Database, and physically removed from the facility. Device retired on 11/29/2017; Authorized By: Device retired due to end of lease agreement; Nature of Retirement: NOTNEEDED; Days In Service: 806 | 38028FCC-37D4-4610-AF3E-5EA5C196AC74 | Labor | 11/29/2017 | 11/29/2017 | Jessica Blankenship
|  | ARJO-HUNTLEIGH | ARJO-HUNTLEIGH FLOWTRON ACS800 |  |  | SPD |  |  |  | 01/01/1900 |  |  |  |  | NO | NO |  |  |  |  | ARJO-HUNTLEIGH 10349027 1300042919 |  |  | Disposition |  | 99:99:99:99:99:99 |  | Equipment | PAAR:00-PVAR | 10/16/2019 |  | COOPER UNIVERSITY HOSPITAL |  |  | UHS | 0012465058 | David Frye | Preventative Maintenance | Closed | Josh Harris | 11/29/2017 | 11/29/2017 | Device retired following the end of a lease agreement with the manufacturer. CMPLREQ0002538 | 11/29/2017 10:24:45 AM JKBLANKENSH Device retired due to end of lease agreement. CMPLREQ0002538 11/29/2017 10:51:59 AM JKBLANKENSH Bulk update requested by BGAICHROTH: Disposition work order closed 11/29/2017 10:52 AM JKBLANKENSH This device has been removed from an active status with the RSQ Database, and physically removed from the facility. Device retired on 11/29/2017; Authorized By: Device retired due to end of lease agreement; Nature of Retirement: NOTNEEDED; Days In Service: 806 | D978F6F7-47CE-4E0C-9828-E0C606320703 | Labor | 11/29/2017 | 11/29/2017 | Jessica Blankenship
|  | ARJO-HUNTLEIGH | ARJO-HUNTLEIGH FLOWTRON ACS800 |  |  | SPD |  |  |  | 01/01/1900 |  |  |  |  | NO | NO |  |  |  |  | ARJO-HUNTLEIGH 10349023 1300024487 |  |  | Disposition |  | 99:99:99:99:99:99 |  | Equipment | PAAR:00-PVAR | 10/16/2019 |  | COOPER UNIVERSITY HOSPITAL |  |  | UHS |  | David Frye
|  | ARJO-HUNTLEIGH | ARJO-HUNTLEIGH FLOWTRON ACS800 |  |  | SPD |  |  |  | 01/01/1900 |  |  |  |  | NO | NO |  |  |  |  | ARJO-HUNTLEIGH 10349024 1300042920 |  |  | Disposition |  | 99:99:99:99:99:99 |  | Equipment | PAAR:00-PVAR | 10/16/2019 |  | COOPER UNIVERSITY HOSPITAL |  |  | UHS | 0012465073 | David Frye | Preventative Maintenance | Closed | Josh Harris | 11/29/2017 | 11/29/2017 | Device retired following the end of a lease agreement with the manufacturer. CMPLREQ0002538 | 11/29/2017 10:25:48 AM JKBLANKENSH Device retired due to end of lease agreement. CMPLREQ0002538 11/29/2017 10:53:07 AM JKBLANKENSH Bulk update requested by BGAICHROTH: Disposition work order closed 11/29/2017 10:53 AM JKBLANKENSH This device has been removed from an active status with the RSQ Database, and physically removed from the facility. Device retired on 11/29/2017; Authorized By: Device retired due to end of lease agreement; Nature of Retirement: NOTNEEDED; Days In Service: 806 | 658A9598-43E5-4292-A792-9A0AAF6A210F | Labor | 11/29/2017 | 11/29/2017 | Jessica Blankenship
|  | ARJO-HUNTLEIGH | ARJO-HUNTLEIGH FLOWTRON ACS800 |  |  | SPD |  |  |  | 01/01/1900 |  |  |  |  | NO | NO |  |  |  |  | ARJO-HUNTLEIGH 10349022 1300042928 |  |  | Disposition |  | 99:99:99:99:99:99 |  | Equipment | PAAR:00-PVAR | 10/16/2019 |  | COOPER UNIVERSITY HOSPITAL |  |  | UHS | 0011436908 | David Frye | Repair | Closed | Josh Harris | 03/29/2017 | 03/29/2017 | FLOWTRON COMPRESSION UNIT - FAULTY HOSES - TMX | 3/29/2017 11:55:21 AM JXHARRIS (JXHARRIS 3/29/2017 12:00 AM) EXCHANGED HOSES. VPO. RTS. | B5D90A64-2078-467B-AE84-FD4805E0FC9E | Labor | 03/29/2017 | 03/29/2017 | Josh Harris
|  | ARJO-HUNTLEIGH | ARJO-HUNTLEIGH FLOWTRON ACS800 |  |  | SPD |  |  |  | 01/01/1900 |  |  |  |  | NO | NO |  |  |  |  | ARJO-HUNTLEIGH 10349021 1300039785 |  |  | Disposition |  | 99:99:99:99:99:99 |  | Equipment | PAAR:00-PVAR | 10/16/2019 |  | COOPER UNIVERSITY HOSPITAL |  |  | UHS |  | David Frye
|  | ARJO-HUNTLEIGH | ARJO-HUNTLEIGH FLOWTRON ACS800 |  |  | SPD |  |  |  | 01/01/1900 |  |  |  |  | NO | NO |  |  |  |  | ARJO-HUNTLEIGH 10349020 1300024388 |  |  | Disposition |  | 99:99:99:99:99:99 |  | Equipment | PAAR:00-PVAR | 10/16/2019 |  | COOPER UNIVERSITY HOSPITAL |  |  | UHS | 0012465025 | David Frye | Preventative Maintenance | Closed | Josh Harris | 11/29/2017 | 11/29/2017 | Device retired following the end of a lease agreement with the manufacturer. CMPLREQ0002538 | 11/29/2017 10:22:28 AM JKBLANKENSH Device retired due to end of lease agreement. CMPLREQ0002538 11/29/2017 10:49:23 AM JKBLANKENSH Bulk update requested by BGAICHROTH: Disposition work order closed 11/29/2017 10:49 AM JKBLANKENSH This device has been removed from an active status with the RSQ Database, and physically removed from the facility. Device retired on 11/29/2017; Authorized By: Device retired due to end of lease agreement; Nature of Retirement: NOTNEEDED; Days In Service: 806 | 2270B631-ADA4-4490-B57D-CD3663E8D641 | Labor | 11/29/2017 | 11/29/2017 | Jessica Blankenship
|  | ARJO-HUNTLEIGH | ARJO-HUNTLEIGH FLOWTRON ACS800 |  |  | SPD |  |  |  | 01/01/1900 |  |  |  |  | NO | NO |  |  |  |  | ARJO-HUNTLEIGH 10349016 1300040123 |  |  | Disposition |  | 99:99:99:99:99:99 |  | Equipment | PAAR:00-PVAR | 10/16/2019 |  | COOPER UNIVERSITY HOSPITAL |  |  | UHS |  | David Frye
|  | ARJO-HUNTLEIGH | ARJO-HUNTLEIGH FLOWTRON ACS800 |  |  | SPD |  |  |  | 01/01/1900 |  |  |  |  | NO | NO |  |  |  |  | ARJO-HUNTLEIGH 10349017 1300042927 |  |  | Disposition |  | 99:99:99:99:99:99 |  | Equipment | PAAR:00-PVAR | 10/16/2019 |  | COOPER UNIVERSITY HOSPITAL |  |  | UHS |  | David Frye
|  | ARJO-HUNTLEIGH | ARJO-HUNTLEIGH FLOWTRON ACS800 |  |  | SPD |  |  |  | 01/01/1900 |  |  |  |  | NO | NO |  |  |  |  | ARJO-HUNTLEIGH 10349018 1300039769 |  |  | Disposition |  | 99:99:99:99:99:99 |  | Equipment | PAAR:00-PVAR | 10/16/2019 |  | COOPER UNIVERSITY HOSPITAL |  |  | UHS |  | David Frye
|  | ARJO-HUNTLEIGH | ARJO-HUNTLEIGH FLOWTRON ACS800 |  |  | SPD |  |  |  | 01/01/1900 |  |  |  |  | NO | NO |  |  |  |  | ARJO-HUNTLEIGH 10349019 1300042929 |  |  | Disposition |  | 99:99:99:99:99:99 |  | Equipment | PAAR:00-PVAR | 10/16/2019 |  | COOPER UNIVERSITY HOSPITAL |  |  | UHS |  | David Frye
|  | ARJO-HUNTLEIGH | ARJO-HUNTLEIGH FLOWTRON ACS800 |  |  | SPD |  |  |  | 01/01/1900 |  |  |  |  | NO | NO |  |  |  |  | ARJO-HUNTLEIGH 10349014 1300024398 |  |  | Disposition |  | 99:99:99:99:99:99 |  | Equipment | PAAR:00-PVAR | 10/16/2019 |  | COOPER UNIVERSITY HOSPITAL |  |  | UHS | 0011218578 | David Frye | Repair | Closed | Stephen Zubrzycki | 02/20/2017 | 02/20/2017 | INTERMITTENT COMPRESSION UNIT - HOSE LEAKS- TMX | 2/20/2017 8:50:10 AM SJZUBRZYCKI (SJZUBRZYCKI 2/20/2017 12:00 AM) CND AND VPO | 271B4AFC-CAB9-4851-A6C0-FD164ED1EA71 | Labor | 02/20/2017 | 02/20/2017 | Stephen Zubrzycki
|  | ARJO-HUNTLEIGH | ARJO-HUNTLEIGH FLOWTRON ACS800 |  |  | SPD |  |  |  | 01/01/1900 |  |  |  |  | NO | NO |  |  |  |  | ARJO-HUNTLEIGH 10349015 1300024391 |  |  | Disposition |  | 99:99:99:99:99:99 |  | Equipment | PAAR:00-PVAR | 10/16/2019 |  | COOPER UNIVERSITY HOSPITAL |  |  | UHS |  | David Frye
|  | ARJO-HUNTLEIGH | ARJO-HUNTLEIGH FLOWTRON ACS800 |  |  | SPD |  |  |  | 01/01/1900 |  |  |  |  | NO | NO |  |  |  |  | ARJO-HUNTLEIGH 10349013 1300024433 |  |  | Disposition |  | 99:99:99:99:99:99 |  | Equipment | PAAR:00-PVAR | 10/16/2019 |  | COOPER UNIVERSITY HOSPITAL |  |  | UHS | 0011911432 | David Frye | Repair | Closed | Josh Harris | 07/19/2017 | 07/19/2017 | COMPRESSION UNIT - HOSES BROKEN - TMX | 7/19/2017 3:13:54 PM JXHARRIS (JXHARRIS 7/19/2017 12:00 AM) EXCHANGED HOSES. VPO. RTS. | 1FB6DBD7-1A13-4CD9-8203-C82F3D72A609 | Labor | 07/19/2017 | 07/19/2017 | Josh Harris
|  | ARJO-HUNTLEIGH | ARJO-HUNTLEIGH FLOWTRON ACS800 |  |  | SPD |  |  |  | 01/01/1900 |  |  |  |  | NO | NO |  |  |  |  | ARJO-HUNTLEIGH 10349010 1300024444 |  |  | Disposition |  | 99:99:99:99:99:99 |  | Equipment | PAAR:00-PVAR | 10/16/2019 |  | COOPER UNIVERSITY HOSPITAL |  |  | UHS | 0012465257 | David Frye | Preventative Maintenance | Closed | Josh Harris | 11/29/2017 | 11/29/2017 | Device retired following the end of a lease agreement with the manufacturer. CMPLREQ0002538 | 11/29/2017 10:37:56 AM JKBLANKENSH Device retired due to end of lease agreement. CMPLREQ0002538 11/29/2017 11:06:19 AM JKBLANKENSH Bulk update requested by BGAICHROTH: Disposition work order closed 11/29/2017 11:06 AM JKBLANKENSH This device has been removed from an active status with the RSQ Database, and physically removed from the facility. Device retired on 11/29/2017; Authorized By: Device retired due to end of lease agreement; Nature of Retirement: NOTNEEDED; Days In Service: 806 | D36AC1A7-7B59-448B-9D53-8ACCFA282289 | Labor | 11/30/2017 | 11/30/2017 | Jessica Blankenship
|  | ARJO-HUNTLEIGH | ARJO-HUNTLEIGH FLOWTRON ACS800 |  |  | SPD |  |  |  | 01/01/1900 |  |  |  |  | NO | NO |  |  |  |  | ARJO-HUNTLEIGH 10349011 1300042939 |  |  | Disposition |  | 99:99:99:99:99:99 |  | Equipment | PAAR:00-PVAR | 10/16/2019 |  | COOPER UNIVERSITY HOSPITAL |  |  | UHS |  | David Frye
|  | ARJO-HUNTLEIGH | ARJO-HUNTLEIGH FLOWTRON ACS800 |  |  | SPD |  |  |  | 01/01/1900 |  |  |  |  | NO | NO |  |  |  |  | ARJO-HUNTLEIGH 10349012 1300024283 |  |  | Disposition |  | 99:99:99:99:99:99 |  | Equipment | PAAR:00-PVAR | 10/16/2019 |  | COOPER UNIVERSITY HOSPITAL |  |  | UHS | 0011640210 | David Frye | Repair | Closed | Stephen Zubrzycki | 05/16/2017 | 05/16/2017 | IV PUMP - BROKEN HOSE - TMX | 5/16/2017 1:44:49 PM SJZUBRZYCKI (SJZUBRZYCKI 5/16/2017 12:00 AM) EXCHANGED HOSE AND VPO | CAD41DD7-C5CD-4730-B79E-F1A6438CFFF6 | Labor | 05/16/2017 | 05/16/2017 | Stephen Zubrzycki
|  | ARJO-HUNTLEIGH | ARJO-HUNTLEIGH FLOWTRON ACS800 |  |  | SPD |  |  |  | 01/01/1900 |  |  |  |  | NO | NO |  |  |  |  | ARJO-HUNTLEIGH 10349009 1300024274 |  |  | Disposition |  | 99:99:99:99:99:99 |  | Equipment | PAAR:00-PVAR | 10/16/2019 |  | COOPER UNIVERSITY HOSPITAL |  |  | UHS | 0011470029 | David Frye | Repair | Closed | Josh Harris | 04/10/2017 | 04/10/2017 | COMPRESSION UNIT - LEAKING HOSES - TMX | 4/10/2017 3:23:21 PM JXHARRIS (JXHARRIS 4/10/2017 12:00 AM) EXCHANGED HOSES. VPO. RTS. | 38A13171-AFFE-4856-9695-7A97C59AD52F | Labor | 04/10/2017 | 04/10/2017 | Josh Harris
|  | ARJO-HUNTLEIGH | ARJO-HUNTLEIGH FLOWTRON ACS800 |  |  | SPD |  |  |  | 01/01/1900 |  |  |  |  | NO | NO |  |  |  |  | ARJO-HUNTLEIGH 10349008 1300023286 |  |  | Disposition |  | 99:99:99:99:99:99 |  | Equipment | PAAR:00-PVAR | 10/16/2019 |  | COOPER UNIVERSITY HOSPITAL |  |  | UHS | 0012465072 | David Frye | Preventative Maintenance | Closed | Josh Harris | 11/29/2017 | 11/29/2017 | Device retired following the end of a lease agreement with the manufacturer. CMPLREQ0002538 | 11/29/2017 10:25:44 AM JKBLANKENSH Device retired due to end of lease agreement. CMPLREQ0002538 11/29/2017 10:53:03 AM JKBLANKENSH Bulk update requested by BGAICHROTH: Disposition work order closed 11/29/2017 10:53 AM JKBLANKENSH This device has been removed from an active status with the RSQ Database, and physically removed from the facility. Device retired on 11/29/2017; Authorized By: Device retired due to end of lease agreement; Nature of Retirement: NOTNEEDED; Days In Service: 806 | 2A88DE50-C641-4883-B436-5277AEFE156E | Labor | 11/29/2017 | 11/29/2017 | Jessica Blankenship
|  | ARJO-HUNTLEIGH | ARJO-HUNTLEIGH FLOWTRON ACS800 |  |  | SPD |  |  |  | 01/01/1900 |  |  |  |  | NO | NO |  |  |  |  | ARJO-HUNTLEIGH 10349007 1300024203 |  |  | Disposition |  | 99:99:99:99:99:99 |  | Equipment | PAAR:00-PVAR | 10/16/2019 |  | COOPER UNIVERSITY HOSPITAL |  |  | UHS |  | David Frye
|  | ARJO-HUNTLEIGH | ARJO-HUNTLEIGH FLOWTRON ACS800 |  |  | SPD |  |  |  | 01/01/1900 |  |  |  |  | NO | NO |  |  |  |  | ARJO-HUNTLEIGH 10349005 1500008667 |  |  | Disposition |  | 99:99:99:99:99:99 |  | Equipment | PAAR:00-PVAR | 10/16/2019 |  | COOPER UNIVERSITY HOSPITAL |  |  | UHS |  | David Frye
|  | ARJO-HUNTLEIGH | ARJO-HUNTLEIGH FLOWTRON ACS800 |  |  | SPD |  |  |  | 01/01/1900 |  |  |  |  | NO | NO |  |  |  |  | ARJO-HUNTLEIGH 10349006 1500008668 |  |  | Disposition |  | 99:99:99:99:99:99 |  | Equipment | PAAR:00-PVAR | 10/16/2019 |  | COOPER UNIVERSITY HOSPITAL |  |  | UHS |  | David Frye
|  | ARJO-HUNTLEIGH | ARJO-HUNTLEIGH FLOWTRON ACS800 |  |  | SPD |  |  |  | 01/01/1900 |  |  |  |  | NO | NO |  |  |  |  | ARJO-HUNTLEIGH 10349003 1500008671 |  |  | Disposition |  | 99:99:99:99:99:99 |  | Equipment | PAAR:00-PVAR | 10/16/2019 |  | COOPER UNIVERSITY HOSPITAL |  |  | UHS |  | David Frye
|  | ARJO-HUNTLEIGH | ARJO-HUNTLEIGH FLOWTRON ACS800 |  |  | SPD |  |  |  | 01/01/1900 |  |  |  |  | NO | NO |  |  |  |  | ARJO-HUNTLEIGH 10349004 1500008670 |  |  | Disposition |  | 99:99:99:99:99:99 |  | Equipment | PAAR:00-PVAR | 10/16/2019 |  | COOPER UNIVERSITY HOSPITAL |  |  | UHS |  | David Frye
|  | ARJO-HUNTLEIGH | ARJO-HUNTLEIGH FLOWTRON ACS800 |  |  | SPD |  |  |  | 01/01/1900 |  |  |  |  | NO | NO |  |  |  |  | ARJO-HUNTLEIGH 10348501 1500008659 |  |  | Disposition |  | 99:99:99:99:99:99 |  | Equipment | PAAR:00-PVAR | 10/16/2019 |  | COOPER UNIVERSITY HOSPITAL |  |  | UHS | 0011518883 | David Frye | Repair | Closed | Josh Harris | 04/27/2017 | 04/27/2017 | SCD - FRAYED POWER CORD - TMX | 4/27/2017 3:14:05 PM JXHARRIS (JXHARRIS 4/27/2017 12:00 AM) EXCHANGED POWER CORD. VPO. RTS. | B56299BE-9E36-4188-B878-C2B453F15EDD | Labor | 04/27/2017 | 04/27/2017 | Josh Harris
|  | ARJO-HUNTLEIGH | ARJO-HUNTLEIGH FLOWTRON ACS800 |  |  | SPD |  |  |  | 01/01/1900 |  |  |  |  | NO | NO |  |  |  |  | ARJO-HUNTLEIGH 10348496 1500008654 |  |  | Disposition |  | 99:99:99:99:99:99 |  | Equipment | PAAR:00-PVAR | 10/16/2019 |  | COOPER UNIVERSITY HOSPITAL |  |  | UHS |  | David Frye
|  | ARJO-HUNTLEIGH | ARJO-HUNTLEIGH FLOWTRON ACS800 |  |  | SPD |  |  |  | 01/01/1900 |  |  |  |  | NO | NO |  |  |  |  | ARJO-HUNTLEIGH 10348497 1500008719 |  |  | Disposition |  | 99:99:99:99:99:99 |  | Equipment | PAAR:00-PVAR | 10/16/2019 |  | COOPER UNIVERSITY HOSPITAL |  |  | UHS | 0012465001 | David Frye | Preventative Maintenance | Closed | Josh Harris | 11/29/2017 | 11/29/2017 | Device retired following the end of a lease agreement with the manufacturer. CMPLREQ0002538 | 11/29/2017 10:20:51 AM JKBLANKENSH Device retired due to end of lease agreement. CMPLREQ0002538 11/29/2017 10:47:37 AM JKBLANKENSH Bulk update requested by BGAICHROTH: Disposition work order closed 11/29/2017 10:48 AM JKBLANKENSH This device has been removed from an active status with the RSQ Database, and physically removed from the facility. Device retired on 11/29/2017; Authorized By: Device retired due to end of lease agreement; Nature of Retirement: NOTNEEDED; Days In Service: 806 | 54A7FDD4-E682-4946-8723-385FF0F6C7D9 | Labor | 11/29/2017 | 11/29/2017 | Jessica Blankenship
|  | ARJO-HUNTLEIGH | ARJO-HUNTLEIGH FLOWTRON ACS800 |  |  | SPD |  |  |  | 01/01/1900 |  |  |  |  | NO | NO |  |  |  |  | ARJO-HUNTLEIGH 10348502 1500008657 |  |  | Disposition |  | 99:99:99:99:99:99 |  | Equipment | PAAR:00-PVAR | 10/16/2019 |  | COOPER UNIVERSITY HOSPITAL |  |  | UHS | 0012465211 | David Frye | Preventative Maintenance | Closed | Josh Harris | 11/29/2017 | 11/29/2017 | Device retired following the end of a lease agreement with the manufacturer. CMPLREQ0002538 | 11/29/2017 10:34:57 AM JKBLANKENSH Device retired due to end of lease agreement. CMPLREQ0002538 11/29/2017 11:03:10 AM JKBLANKENSH Bulk update requested by BGAICHROTH: Disposition work order closed 11/29/2017 11:03 AM JKBLANKENSH This device has been removed from an active status with the RSQ Database, and physically removed from the facility. Device retired on 11/29/2017; Authorized By: Device retired due to end of lease agreement; Nature of Retirement: NOTNEEDED; Days In Service: 806 | 85FD73A7-5677-4DFA-97B5-894DB859032C | Labor | 11/30/2017 | 11/30/2017 | Jessica Blankenship
|  | ARJO-HUNTLEIGH | ARJO-HUNTLEIGH FLOWTRON ACS800 |  |  | SPD |  |  |  | 01/01/1900 |  |  |  |  | NO | NO |  |  |  |  | ARJO-HUNTLEIGH 10348500 1500008661 |  |  | Disposition |  | 99:99:99:99:99:99 |  | Equipment | PAAR:00-PVAR | 10/16/2019 |  | COOPER UNIVERSITY HOSPITAL |  |  | UHS |  | David Frye
|  | ARJO-HUNTLEIGH | ARJO-HUNTLEIGH FLOWTRON ACS800 |  |  | SPD |  |  |  | 01/01/1900 |  |  |  |  | NO | NO |  |  |  |  | ARJO-HUNTLEIGH 10348495 1500008677 |  |  | Disposition |  | 99:99:99:99:99:99 |  | Equipment | PAAR:00-PVAR | 10/16/2019 |  | COOPER UNIVERSITY HOSPITAL |  |  | UHS |  | David Frye
|  | ARJO-HUNTLEIGH | ARJO-HUNTLEIGH FLOWTRON ACS800 |  |  | SPD |  |  |  | 01/01/1900 |  |  |  |  | NO | NO |  |  |  |  | ARJO-HUNTLEIGH 10348494 1300028688 |  |  | Disposition |  | 99:99:99:99:99:99 |  | Equipment | PAAR:00-PVAR | 10/16/2019 |  | COOPER UNIVERSITY HOSPITAL |  |  | UHS |  | David Frye
|  | ARJO-HUNTLEIGH | ARJO-HUNTLEIGH FLOWTRON ACS800 |  |  | SPD |  |  |  | 01/01/1900 |  |  |  |  | NO | NO |  |  |  |  | ARJO-HUNTLEIGH 10348491 1300039764 |  |  | Disposition |  | 99:99:99:99:99:99 |  | Equipment | PAAR:00-PVAR | 10/16/2019 |  | COOPER UNIVERSITY HOSPITAL |  |  | UHS | 0011625563 | David Frye | Repair | Closed | Josh Harris | 05/10/2017 | 05/10/2017 | COMPRESSION UNIT - FAULTY HOSES - TMX | 5/10/2017 10:44:28 AM JXHARRIS (JXHARRIS 5/10/2017 12:00 AM) EXCHANGED HOSES. VPO. RTS. | 7480AFEA-067B-45A5-8248-00E269801224 | Labor | 05/10/2017 | 05/10/2017 | Josh Harris
|  | ARJO-HUNTLEIGH | ARJO-HUNTLEIGH FLOWTRON ACS800 |  |  | SPD |  |  |  | 01/01/1900 |  |  |  |  | NO | NO |  |  |  |  | ARJO-HUNTLEIGH 10348493 1300031899 |  |  | Disposition |  | 99:99:99:99:99:99 |  | Equipment | PAAR:00-PVAR | 10/16/2019 |  | COOPER UNIVERSITY HOSPITAL |  |  | UHS |  | David Frye
|  | ARJO-HUNTLEIGH | ARJO-HUNTLEIGH FLOWTRON ACS800 |  |  | SPD |  |  |  | 01/01/1900 |  |  |  |  | NO | NO |  |  |  |  | ARJO-HUNTLEIGH 10348492 1300024183 |  |  | Disposition |  | 99:99:99:99:99:99 |  | Equipment | PAAR:00-PVAR | 10/16/2019 |  | COOPER UNIVERSITY HOSPITAL |  |  | UHS |  | David Frye
|  | ARJO-HUNTLEIGH | ARJO-HUNTLEIGH FLOWTRON ACS800 |  |  | SPD |  |  |  | 01/01/1900 |  |  |  |  | NO | NO |  |  |  |  | ARJO-HUNTLEIGH 10348490 1300024640 |  |  | Disposition |  | 99:99:99:99:99:99 |  | Equipment | PAAR:00-PVAR | 10/16/2019 |  | COOPER UNIVERSITY HOSPITAL |  |  | UHS | 0012465137 | David Frye | Preventative Maintenance | Closed | Josh Harris | 11/29/2017 | 11/29/2017 | Device retired following the end of a lease agreement with the manufacturer. CMPLREQ0002538 | 11/29/2017 10:29:59 AM JKBLANKENSH Device retired due to end of lease agreement. CMPLREQ0002538 11/29/2017 10:57:42 AM JKBLANKENSH Bulk update requested by BGAICHROTH: Disposition work order closed 11/29/2017 10:58 AM JKBLANKENSH This device has been removed from an active status with the RSQ Database, and physically removed from the facility. Device retired on 11/29/2017; Authorized By: Device retired due to end of lease agreement; Nature of Retirement: NOTNEEDED; Days In Service: 806 | B1A8B59A-F26A-464A-A427-B58698CA7BC9 | Labor | 11/29/2017 | 11/29/2017 | Jessica Blankenship
|  | ARJO-HUNTLEIGH | ARJO-HUNTLEIGH FLOWTRON ACS800 |  |  | SPD |  |  |  | 01/01/1900 |  |  |  |  | NO | NO |  |  |  |  | ARJO-HUNTLEIGH 10348489 1300039789 |  |  | Disposition |  | 99:99:99:99:99:99 |  | Equipment | PAAR:00-PVAR | 10/16/2019 |  | COOPER UNIVERSITY HOSPITAL |  |  | UHS |  | David Frye
|  | ARJO-HUNTLEIGH | ARJO-HUNTLEIGH FLOWTRON ACS800 |  |  | SPD |  |  |  | 01/01/1900 |  |  |  |  | NO | NO |  |  |  |  | ARJO-HUNTLEIGH 10348486 1300023040 |  |  | Disposition |  | 99:99:99:99:99:99 |  | Equipment | PAAR:00-PVAR | 10/16/2019 |  | COOPER UNIVERSITY HOSPITAL |  |  | UHS |  | David Frye
|  | ARJO-HUNTLEIGH | ARJO-HUNTLEIGH FLOWTRON ACS800 |  |  | SPD |  |  |  | 01/01/1900 |  |  |  |  | NO | NO |  |  |  |  | ARJO-HUNTLEIGH 10348482 1300024538 |  |  | Disposition |  | 99:99:99:99:99:99 |  | Equipment | PAAR:00-PVAR | 10/16/2019 |  | COOPER UNIVERSITY HOSPITAL |  |  | UHS |  | David Frye
|  | ARJO-HUNTLEIGH | ARJO-HUNTLEIGH FLOWTRON ACS800 |  |  | SPD |  |  |  | 01/01/1900 |  |  |  |  | NO | NO |  |  |  |  | ARJO-HUNTLEIGH 10348483 1300024615 |  |  | Disposition |  | 99:99:99:99:99:99 |  | Equipment | PAAR:00-PVAR | 10/16/2019 |  | COOPER UNIVERSITY HOSPITAL |  |  | UHS | 0012465089 | David Frye | Preventative Maintenance | Closed | Josh Harris | 11/29/2017 | 11/29/2017 | Device retired following the end of a lease agreement with the manufacturer. CMPLREQ0002538 | 11/29/2017 10:26:54 AM JKBLANKENSH Device retired due to end of lease agreement. CMPLREQ0002538 11/29/2017 10:54:18 AM JKBLANKENSH Bulk update requested by BGAICHROTH: Disposition work order closed 11/29/2017 10:54 AM JKBLANKENSH This device has been removed from an active status with the RSQ Database, and physically removed from the facility. Device retired on 11/29/2017; Authorized By: Device retired due to end of lease agreement; Nature of Retirement: NOTNEEDED; Days In Service: 806 | 307C581E-51B3-46C5-ABAA-AAF74D830D3A | Labor | 11/29/2017 | 11/29/2017 | Jessica Blankenship
|  | ARJO-HUNTLEIGH | ARJO-HUNTLEIGH FLOWTRON ACS800 |  |  | SPD |  |  |  | 01/01/1900 |  |  |  |  | NO | NO |  |  |  |  | ARJO-HUNTLEIGH 10348487 1300023041 |  |  | Disposition |  | 99:99:99:99:99:99 |  | Equipment | PAAR:00-PVAR | 10/16/2019 |  | COOPER UNIVERSITY HOSPITAL |  |  | UHS |  | David Frye
|  | ARJO-HUNTLEIGH | ARJO-HUNTLEIGH FLOWTRON ACS800 |  |  | SPD |  |  |  | 01/01/1900 |  |  |  |  | NO | NO |  |  |  |  | ARJO-HUNTLEIGH 10348485 1300023046 |  |  | Disposition |  | 99:99:99:99:99:99 |  | Equipment | PAAR:00-PVAR | 10/16/2019 |  | COOPER UNIVERSITY HOSPITAL |  |  | UHS | 0011436895 | David Frye | Repair | Closed | Josh Harris | 03/29/2017 | 04/12/2017 | FLOWTRON COMPRESSION UNIT - MAINTENANCE DUE, FAULTY HOSES - TMX | 3/29/2017 11:51:46 AM JXHARRIS (JXHARRIS 3/29/2017 12:00 AM) SENDING UNIT TO ARJO HUNTLEIGH FOR NON BILLABLE REPAIR. 4/12/2017 8:33:27 AM JXHARRIS (JXHARRIS 4/12/2017 12:00 AM) RETURNED FROM VENDOR. VPO. RTS. | DD1DBF6D-1178-4EB1-828A-AB070BCBF10F | Labor | 03/29/2017 | 03/29/2017 | Josh Harris
|  | ARJO-HUNTLEIGH | ARJO-HUNTLEIGH FLOWTRON ACS800 |  |  | SPD |  |  |  | 01/01/1900 |  |  |  |  | NO | NO |  |  |  |  | ARJO-HUNTLEIGH 10348484 1300024186 |  |  | Disposition |  | 99:99:99:99:99:99 |  | Equipment | PAAR:00-PVAR | 10/16/2019 |  | COOPER UNIVERSITY HOSPITAL |  |  | UHS |  | David Frye
|  | ARJO-HUNTLEIGH | ARJO-HUNTLEIGH FLOWTRON ACS800 |  |  | SPD |  |  |  | 01/01/1900 |  |  |  |  | NO | NO |  |  |  |  | ARJO-HUNTLEIGH 10348479 1300024573 |  |  | Disposition |  | 99:99:99:99:99:99 |  | Equipment | PAAR:00-PVAR | 10/16/2019 |  | COOPER UNIVERSITY HOSPITAL |  |  | UHS | 0011749601 | David Frye | Repair | Closed | Josh Harris | 06/09/2017 | 06/09/2017 | COMPRESSION UNIT - WONT TURN ON - TMX | 6/9/2017 9:30:06 AM JXHARRIS (JXHARRIS 6/9/2017 12:00 AM) RESEATED POWER CORD. CHARGED UNIT. VPO. RTS. | AAA6B0A0-B7EE-478B-8F7F-0801AF51469E | Labor | 06/09/2017 | 06/09/2017 | Josh Harris
|  | ARJO-HUNTLEIGH | ARJO-HUNTLEIGH FLOWTRON ACS800 |  |  | SPD |  |  |  | 01/01/1900 |  |  |  |  | NO | NO |  |  |  |  | ARJO-HUNTLEIGH 10348481 1300042918 |  |  | Disposition |  | 99:99:99:99:99:99 |  | Equipment | PAAR:00-PVAR | 10/16/2019 |  | COOPER UNIVERSITY HOSPITAL |  |  | UHS | 0011089566 | David Frye | Service Request | Closed | Stephen Zubrzycki | 01/26/2017 | 04/05/2017 | COMPRESSION UNIT - BROKEN HOSE - TMX | 1/26/2017 4:14:52 PM SJZUBRZYCKI (SJZUBRZYCKI 1/26/2017 12:00 AM) ANALYZED UNIT 4/5/2017 11:45:50 AM SJZUBRZYCKI (SJZUBRZYCKI 4/5/2017 12:00 AM) RETURNED FROM VENDOR AND VPO | B6629627-6BF0-41C8-8C61-85E32E5E6764 | Labor | 01/26/2017 | 01/26/2017 | Stephen Zubrzycki
|  | ARJO-HUNTLEIGH | ARJO-HUNTLEIGH FLOWTRON ACS800 |  |  | SPD |  |  |  | 01/01/1900 |  |  |  |  | NO | NO |  |  |  |  | ARJO-HUNTLEIGH 10348480 1300024380 |  |  | Disposition |  | 99:99:99:99:99:99 |  | Equipment | PAAR:00-PVAR | 10/16/2019 |  | COOPER UNIVERSITY HOSPITAL |  |  | UHS |  | David Frye
|  | ARJO-HUNTLEIGH | ARJO-HUNTLEIGH FLOWTRON ACS800 |  |  | SPD |  |  |  | 01/01/1900 |  |  |  |  | NO | NO |  |  |  |  | ARJO-HUNTLEIGH 10348476 1300039786 |  |  | Disposition |  | 99:99:99:99:99:99 |  | Equipment | PAAR:00-PVAR | 10/16/2019 |  | COOPER UNIVERSITY HOSPITAL |  |  | UHS | 0012465018 | David Frye | Preventative Maintenance | Closed | Josh Harris | 11/29/2017 | 11/29/2017 | Device retired following the end of a lease agreement with the manufacturer. CMPLREQ0002538 | 11/29/2017 10:22:00 AM JKBLANKENSH Device retired due to end of lease agreement. CMPLREQ0002538 11/29/2017 10:48:53 AM JKBLANKENSH Bulk update requested by BGAICHROTH: Disposition work order closed 11/29/2017 10:49 AM JKBLANKENSH This device has been removed from an active status with the RSQ Database, and physically removed from the facility. Device retired on 11/29/2017; Authorized By: Device retired due to end of lease agreement; Nature of Retirement: NOTNEEDED; Days In Service: 806 | B7DD3334-5AA8-43D4-893D-FF5565A8C36E | Labor | 11/29/2017 | 11/29/2017 | Jessica Blankenship
|  | ARJO-HUNTLEIGH | ARJO-HUNTLEIGH FLOWTRON ACS800 |  |  | SPD |  |  |  | 01/01/1900 |  |  |  |  | NO | NO |  |  |  |  | ARJO-HUNTLEIGH 10348478 1300031998 |  |  | Disposition |  | 99:99:99:99:99:99 |  | Equipment | PAAR:00-PVAR | 10/16/2019 |  | COOPER UNIVERSITY HOSPITAL |  |  | UHS | 0012465015 | David Frye | Preventative Maintenance | Closed | Josh Harris | 11/29/2017 | 11/29/2017 | Device retired following the end of a lease agreement with the manufacturer. CMPLREQ0002538 | 11/29/2017 10:21:48 AM JKBLANKENSH Device retired due to end of lease agreement. CMPLREQ0002538 11/29/2017 10:48:38 AM JKBLANKENSH Bulk update requested by BGAICHROTH: Disposition work order closed 11/29/2017 10:49 AM JKBLANKENSH This device has been removed from an active status with the RSQ Database, and physically removed from the facility. Device retired on 11/29/2017; Authorized By: Device retired due to end of lease agreement; Nature of Retirement: NOTNEEDED; Days In Service: 806 | 8445237B-9DF5-4646-998C-890E563F2B97 | Labor | 11/29/2017 | 11/29/2017 | Jessica Blankenship
|  | ARJO-HUNTLEIGH | ARJO-HUNTLEIGH FLOWTRON ACS800 |  |  | SPD |  |  |  | 01/01/1900 |  |  |  |  | NO | NO |  |  |  |  | ARJO-HUNTLEIGH 10348477 1300024669 |  |  | Disposition |  | 99:99:99:99:99:99 |  | Equipment | PAAR:00-PVAR | 10/16/2019 |  | COOPER UNIVERSITY HOSPITAL |  |  | UHS |  | David Frye
|  | ARJO-HUNTLEIGH | ARJO-HUNTLEIGH FLOWTRON ACS800 |  |  | SPD |  |  |  | 01/01/1900 |  |  |  |  | NO | NO |  |  |  |  | ARJO-HUNTLEIGH 10348475 1300024206 |  |  | Disposition |  | 99:99:99:99:99:99 |  | Equipment | PAAR:00-PVAR | 10/16/2019 |  | COOPER UNIVERSITY HOSPITAL |  |  | UHS | 0011436892 | David Frye | Repair | Closed | Josh Harris | 03/29/2017 | 04/12/2017 | FLOWTRON COMPRESSION UNIT - BROKEN HANDLE, BROKEN CASE, DAMAGED SCREEN - TMX | 3/29/2017 11:51:15 AM JXHARRIS (JXHARRIS 3/29/2017 12:00 AM) SENDING UNIT TO ARJO HUNTLEIGH FOR NON BILLABLE REPAIR. 4/12/2017 8:36:20 AM JXHARRIS (JXHARRIS 4/12/2017 12:00 AM) RETURNED FROM VENDOR. VPO. RTS. | DB5CFBA7-ADCA-4CE0-9A0D-4D3810F8F1E0 | Labor | 03/29/2017 | 03/29/2017 | Josh Harris
|  | ARJO-HUNTLEIGH | ARJO-HUNTLEIGH FLOWTRON ACS800 |  |  | SPD |  |  |  | 01/01/1900 |  |  |  |  | NO | NO |  |  |  |  | ARJO-HUNTLEIGH 10348474 1300024272 |  |  | Disposition |  | 99:99:99:99:99:99 |  | Equipment | PAAR:00-PVAR | 10/16/2019 |  | COOPER UNIVERSITY HOSPITAL |  |  | UHS |  | David Frye
|  | ARJO-HUNTLEIGH | ARJO-HUNTLEIGH FLOWTRON ACS800 |  |  | SPD |  |  |  | 01/01/1900 |  |  |  |  | NO | NO |  |  |  |  | ARJO-HUNTLEIGH 10348473 1300047138 |  |  | Disposition |  | 99:99:99:99:99:99 |  | Equipment | PAAR:00-PVAR | 10/16/2019 |  | COOPER UNIVERSITY HOSPITAL |  |  | UHS | 0012464983 | David Frye | Preventative Maintenance | Closed | Josh Harris | 11/29/2017 | 11/29/2017 | Device retired following the end of a lease agreement with the manufacturer. CMPLREQ0002538 | 11/29/2017 10:19:37 AM JKBLANKENSH Device retired due to end of lease agreement. CMPLREQ0002538 11/29/2017 10:46:21 AM JKBLANKENSH Bulk update requested by BGAICHROTH: Disposition work order closed 11/29/2017 10:46 AM JKBLANKENSH This device has been removed from an active status with the RSQ Database, and physically removed from the facility. Device retired on 11/29/2017; Authorized By: Device retired due to end of lease agreement; Nature of Retirement: NOTNEEDED; Days In Service: 806 | ADEA62E7-4CD7-42D2-9224-3BEE80114529 | Labor | 11/29/2017 | 11/29/2017 | Jessica Blankenship
|  | ARJO-HUNTLEIGH | ARJO-HUNTLEIGH FLOWTRON ACS800 |  |  | SPD |  |  |  | 01/01/1900 |  |  |  |  | NO | NO |  |  |  |  | ARJO-HUNTLEIGH 10348471 1300031892 |  |  | Disposition |  | 99:99:99:99:99:99 |  | Equipment | PAAR:00-PVAR | 10/16/2019 |  | COOPER UNIVERSITY HOSPITAL |  |  | UHS |  | David Frye
|  | ARJO-HUNTLEIGH | ARJO-HUNTLEIGH FLOWTRON ACS800 |  |  | SPD |  |  |  | 01/01/1900 |  |  |  |  | NO | NO |  |  |  |  | ARJO-HUNTLEIGH 10348472 1300024201 |  |  | Disposition |  | 99:99:99:99:99:99 |  | Equipment | PAAR:00-PVAR | 10/16/2019 |  | COOPER UNIVERSITY HOSPITAL |  |  | UHS |  | David Frye
|  | ARJO-HUNTLEIGH | ARJO-HUNTLEIGH FLOWTRON ACS800 |  |  | SPD |  |  |  | 01/01/1900 |  |  |  |  | NO | NO |  |  |  |  | ARJO-HUNTLEIGH 10348470 1300039779 |  |  | Disposition |  | 99:99:99:99:99:99 |  | Equipment | PAAR:00-PVAR | 10/16/2019 |  | COOPER UNIVERSITY HOSPITAL |  |  | UHS | 0012465172 | David Frye | Preventative Maintenance | Closed | Josh Harris | 11/29/2017 | 11/29/2017 | Device retired following the end of a lease agreement with the manufacturer. CMPLREQ0002538 | 11/29/2017 10:32:21 AM JKBLANKENSH Device retired due to end of lease agreement. CMPLREQ0002538 11/29/2017 11:00:14 AM JKBLANKENSH Bulk update requested by BGAICHROTH: Disposition work order closed 11/29/2017 11:00 AM JKBLANKENSH This device has been removed from an active status with the RSQ Database, and physically removed from the facility. Device retired on 11/29/2017; Authorized By: Device retired due to end of lease agreement; Nature of Retirement: NOTNEEDED; Days In Service: 806 | F629FBD5-6B9E-4DD4-96FD-C6DC24CA6BAA | Labor | 11/30/2017 | 11/30/2017 | Jessica Blankenship
|  | ARJO-HUNTLEIGH | ARJO-HUNTLEIGH FLOWTRON ACS800 |  |  | SPD |  |  |  | 01/01/1900 |  |  |  |  | NO | NO |  |  |  |  | ARJO-HUNTLEIGH 10348468 1300023100 |  |  | Disposition |  | 99:99:99:99:99:99 |  | Equipment | PAAR:00-PVAR | 10/16/2019 |  | COOPER UNIVERSITY HOSPITAL |  |  | UHS |  | David Frye
|  | ARJO-HUNTLEIGH | ARJO-HUNTLEIGH FLOWTRON ACS800 |  |  | SPD |  |  |  | 01/01/1900 |  |  |  |  | NO | NO |  |  |  |  | ARJO-HUNTLEIGH 10348466 1300024611 |  |  | Disposition |  | 99:99:99:99:99:99 |  | Equipment | PAAR:00-PVAR | 10/16/2019 |  | COOPER UNIVERSITY HOSPITAL |  |  | PCU |  | David Frye
|  | ARJO-HUNTLEIGH | ARJO-HUNTLEIGH FLOWTRON ACS800 |  |  | SPD |  |  |  | 01/01/1900 |  |  |  |  | NO | NO |  |  |  |  | ARJO-HUNTLEIGH 10348467 1300024315 |  |  | Disposition |  | 99:99:99:99:99:99 |  | Equipment | PAAR:00-PVAR | 10/16/2019 |  | COOPER UNIVERSITY HOSPITAL |  |  | UHS |  | David Frye
|  | ARJO-HUNTLEIGH | ARJO-HUNTLEIGH FLOWTRON ACS800 |  |  | SPD |  |  |  | 01/01/1900 |  |  |  |  | NO | NO |  |  |  |  | ARJO-HUNTLEIGH 10348465 1300024655 |  |  | Disposition |  | 99:99:99:99:99:99 |  | Equipment | PAAR:00-PVAR | 10/16/2019 |  | COOPER UNIVERSITY HOSPITAL |  |  | UHS |  | David Frye
|  | ARJO-HUNTLEIGH | ARJO-HUNTLEIGH FLOWTRON ACS800 |  |  | SPD |  |  |  | 01/01/1900 |  |  |  |  | NO | NO |  |  |  |  | ARJO-HUNTLEIGH 10348464 1300024265 |  |  | Disposition |  | 99:99:99:99:99:99 |  | Equipment | PAAR:00-PVAR | 10/16/2019 |  | COOPER UNIVERSITY HOSPITAL |  |  | UHS | 0012465126 | David Frye | Preventative Maintenance | Closed | Josh Harris | 11/29/2017 | 11/29/2017 | Device retired following the end of a lease agreement with the manufacturer. CMPLREQ0002538 | 11/29/2017 10:29:18 AM JKBLANKENSH Device retired due to end of lease agreement. CMPLREQ0002538 11/29/2017 10:56:59 AM JKBLANKENSH Bulk update requested by BGAICHROTH: Disposition work order closed 11/29/2017 10:57 AM JKBLANKENSH This device has been removed from an active status with the RSQ Database, and physically removed from the facility. Device retired on 11/29/2017; Authorized By: Device retired due to end of lease agreement; Nature of Retirement: NOTNEEDED; Days In Service: 806 | ABB4FA03-9CB3-4061-AB36-E13FEED9FFC1 | Labor | 11/29/2017 | 11/29/2017 | Jessica Blankenship
|  | ARJO-HUNTLEIGH | ARJO-HUNTLEIGH FLOWTRON ACS800 |  |  | SPD |  |  |  | 01/01/1900 |  |  |  |  | NO | NO |  |  |  |  | ARJO-HUNTLEIGH 10348460 1300031912 |  |  | Disposition |  | 99:99:99:99:99:99 |  | Equipment | PAAR:00-PVAR | 10/16/2019 |  | COOPER UNIVERSITY HOSPITAL |  |  | UHS |  | David Frye
|  | ARJO-HUNTLEIGH | ARJO-HUNTLEIGH FLOWTRON ACS800 |  |  | SPD |  |  |  | 01/01/1900 |  |  |  |  | NO | NO |  |  |  |  | ARJO-HUNTLEIGH 10348461 1300031890 |  |  | Disposition |  | 99:99:99:99:99:99 |  | Equipment | PAAR:00-PVAR | 10/16/2019 |  | COOPER UNIVERSITY HOSPITAL |  |  | UHS | 0011220397 | David Frye | Service Request | Closed | Josh Harris | 02/20/2017 | 03/06/2017 | SED MACHINE - DAMAGED SCREEN, BAD HOSES, BROKEN HANDLE - TMX | 3/6/2017 1:28:32 PM SJZUBRZYCKI (SJZUBRZYCKI 3/6/2017 12:00 AM) RETURNED FROM VENDOR, VPO AND RTS | 20799264-B8B0-4801-B7DD-97607EBBA817 | Labor | 03/06/2017 | 03/06/2017 | Stephen Zubrzycki
|  | ARJO-HUNTLEIGH | ARJO-HUNTLEIGH FLOWTRON ACS800 |  |  | SPD |  |  |  | 01/01/1900 |  |  |  |  | NO | NO |  |  |  |  | ARJO-HUNTLEIGH 10348463 1300047141 |  |  | Disposition |  | 99:99:99:99:99:99 |  | Equipment | PAAR:00-PVAR | 10/16/2019 |  | COOPER UNIVERSITY HOSPITAL |  |  | UHS |  | David Frye
|  | ARJO-HUNTLEIGH | ARJO-HUNTLEIGH FLOWTRON ACS800 |  |  | SPD |  |  |  | 01/01/1900 |  |  |  |  | NO | NO |  |  |  |  | ARJO-HUNTLEIGH 10348462 1300039788 |  |  | Disposition |  | 99:99:99:99:99:99 |  | Equipment | PAAR:00-PVAR | 10/16/2019 |  | COOPER UNIVERSITY HOSPITAL |  |  | UHS | 0012465175 | David Frye | Preventative Maintenance | Closed | Josh Harris | 11/29/2017 | 11/29/2017 | Device retired following the end of a lease agreement with the manufacturer. CMPLREQ0002538 | 11/29/2017 10:32:33 AM JKBLANKENSH Device retired due to end of lease agreement. CMPLREQ0002538 11/29/2017 11:00:29 AM JKBLANKENSH Bulk update requested by BGAICHROTH: Disposition work order closed 11/29/2017 11:01 AM JKBLANKENSH This device has been removed from an active status with the RSQ Database, and physically removed from the facility. Device retired on 11/29/2017; Authorized By: Device retired due to end of lease agreement; Nature of Retirement: NOTNEEDED; Days In Service: 806 | 01468FA1-260A-4BFD-BCE0-2DA85F7146FA | Labor | 11/30/2017 | 11/30/2017 | Jessica Blankenship
|  | ARJO-HUNTLEIGH | ARJO-HUNTLEIGH FLOWTRON ACS800 |  |  | SPD |  |  |  | 01/01/1900 |  |  |  |  | NO | NO |  |  |  |  | ARJO-HUNTLEIGH 10348458 1500008663 |  |  | Disposition |  | 99:99:99:99:99:99 |  | Equipment | PAAR:00-PVAR | 10/16/2019 |  | COOPER UNIVERSITY HOSPITAL |  |  | UHS |  | David Frye
|  | ARJO-HUNTLEIGH | ARJO-HUNTLEIGH FLOWTRON ACS800 |  |  | SPD |  |  |  | 01/01/1900 |  |  |  |  | NO | NO |  |  |  |  | ARJO-HUNTLEIGH 10348457 1500008712 |  |  | Disposition |  | 99:99:99:99:99:99 |  | Equipment | PAAR:00-PVAR | 10/16/2019 |  | COOPER UNIVERSITY HOSPITAL |  |  | UHS | 0012465210 | David Frye | Preventative Maintenance | Closed | Josh Harris | 11/29/2017 | 11/29/2017 | Device retired following the end of a lease agreement with the manufacturer. CMPLREQ0002538 | 11/29/2017 10:34:53 AM JKBLANKENSH Device retired due to end of lease agreement. CMPLREQ0002538 11/29/2017 11:03:06 AM JKBLANKENSH Bulk update requested by BGAICHROTH: Disposition work order closed 11/29/2017 11:03 AM JKBLANKENSH This device has been removed from an active status with the RSQ Database, and physically removed from the facility. Device retired on 11/29/2017; Authorized By: Device retired due to end of lease agreement; Nature of Retirement: NOTNEEDED; Days In Service: 806 | AE17DB8D-BDEB-4BE0-A9FF-1B8D1CF6DA6B | Labor | 11/30/2017 | 11/30/2017 | Jessica Blankenship
|  | ARJO-HUNTLEIGH | ARJO-HUNTLEIGH FLOWTRON ACS800 |  |  | SPD |  |  |  | 01/01/1900 |  |  |  |  | NO | NO |  |  |  |  | ARJO-HUNTLEIGH 10348456 1500008675 |  |  | Disposition |  | 99:99:99:99:99:99 |  | Equipment | PAAR:00-PVAR | 10/16/2019 |  | COOPER UNIVERSITY HOSPITAL |  |  | UHS |  | David Frye
|  | ARJO-HUNTLEIGH | ARJO-HUNTLEIGH FLOWTRON ACS800 |  |  | SPD |  |  |  | 01/01/1900 |  |  |  |  | NO | NO |  |  |  |  | ARJO-HUNTLEIGH 10348455 1500008656 |  |  | Disposition |  | 99:99:99:99:99:99 |  | Equipment | PAAR:00-PVAR | 10/16/2019 |  | COOPER UNIVERSITY HOSPITAL |  |  | UHS | 0011026571 | David Frye | Service Request | Closed | Josh Harris | 01/05/2017 | 01/26/2017 | COMPRESSION UNITS, INTERMITTENT - BROKEN SCREEN, FAULTY TUBSET - TMX | 1/26/2017 3:01:26 PM SJZUBRZYCKI (SJZUBRZYCKI 1/26/2017 12:00 AM) RETURNED FROM VENDOR AND VPO | 0675C9E0-BD10-4357-835A-433A19A28400 | Labor | 01/26/2017 | 01/26/2017 | Stephen Zubrzycki
|  | ARJO-HUNTLEIGH | ARJO-HUNTLEIGH FLOWTRON ACS800 |  |  | SPD |  |  |  | 01/01/1900 |  |  |  |  | NO | NO |  |  |  |  | ARJO-HUNTLEIGH 10348453 1500008673 |  |  | Disposition |  | 99:99:99:99:99:99 |  | Equipment | PAAR:00-PVAR | 10/16/2019 |  | COOPER UNIVERSITY HOSPITAL |  |  | UHS |  | David Frye
|  | ARJO-HUNTLEIGH | ARJO-HUNTLEIGH FLOWTRON ACS800 |  |  | SPD |  |  |  | 01/01/1900 |  |  |  |  | NO | NO |  |  |  |  | ARJO-HUNTLEIGH 10348451 1500008676 |  |  | Disposition |  | 99:99:99:99:99:99 |  | Equipment | PAAR:00-PVAR | 10/16/2019 |  | COOPER UNIVERSITY HOSPITAL |  |  | UHS |  | David Frye
|  | ARJO-HUNTLEIGH | ARJO-HUNTLEIGH FLOWTRON ACS800 |  |  | SPD |  |  |  | 01/01/1900 |  |  |  |  | NO | NO |  |  |  |  | ARJO-HUNTLEIGH 10348454 1500008728 |  |  | Disposition |  | 99:99:99:99:99:99 |  | Equipment | PAAR:00-PVAR | 10/16/2019 |  | COOPER UNIVERSITY HOSPITAL |  |  | UHS |  | David Frye
|  | ARJO-HUNTLEIGH | ARJO-HUNTLEIGH FLOWTRON ACS800 |  |  | SPD |  |  |  | 01/01/1900 |  |  |  |  | NO | NO |  |  |  |  | ARJO-HUNTLEIGH 10348449 1300028696 |  |  | Disposition |  | 99:99:99:99:99:99 |  | Equipment | PAAR:00-PVAR | 10/16/2019 |  | COOPER UNIVERSITY HOSPITAL |  |  | UHS | 0012465142 | David Frye | Preventative Maintenance | Closed | Josh Harris | 11/29/2017 | 11/29/2017 | Device retired following the end of a lease agreement with the manufacturer. CMPLREQ0002538 | 11/29/2017 10:30:19 AM JKBLANKENSH Device retired due to end of lease agreement. CMPLREQ0002538 11/29/2017 10:58:04 AM JKBLANKENSH Bulk update requested by BGAICHROTH: Disposition work order closed 11/29/2017 10:58 AM JKBLANKENSH This device has been removed from an active status with the RSQ Database, and physically removed from the facility. Device retired on 11/29/2017; Authorized By: Device retired due to end of lease agreement; Nature of Retirement: NOTNEEDED; Days In Service: 806 | 95BD4F02-E7B5-4BDA-A109-E7947F8CB43F | Labor | 11/29/2017 | 11/29/2017 | Jessica Blankenship
|  | ARJO-HUNTLEIGH | ARJO-HUNTLEIGH FLOWTRON ACS800 |  |  | SPD |  |  |  | 01/01/1900 |  |  |  |  | NO | NO |  |  |  |  | ARJO-HUNTLEIGH 10348447 1300021970 |  |  | Disposition |  | 99:99:99:99:99:99 |  | Equipment | PAAR:00-PVAR | 10/16/2019 |  | COOPER UNIVERSITY HOSPITAL |  |  | UHS |  | David Frye
|  | ARJO-HUNTLEIGH | ARJO-HUNTLEIGH FLOWTRON ACS800 |  |  | SPD |  |  |  | 01/01/1900 |  |  |  |  | NO | NO |  |  |  |  | ARJO-HUNTLEIGH 10348448 1300024482 |  |  | Disposition |  | 99:99:99:99:99:99 |  | Equipment | PAAR:00-PVAR | 10/16/2019 |  | COOPER UNIVERSITY HOSPITAL |  |  | UHS | 0011911424 | David Frye | Repair | Closed | Josh Harris | 07/19/2017 | 07/19/2017 | COMPRESSION UNIT - HOSES BROKEN - TMX | 7/19/2017 3:12:55 PM JXHARRIS (JXHARRIS 7/19/2017 12:00 AM) EXCHANGED HOSES. VPO. RTS. | 6A6E5C0B-A7C5-4D8B-ACB2-D561DD24365A | Labor | 07/19/2017 | 07/19/2017 | Josh Harris
|  | ARJO-HUNTLEIGH | ARJO-HUNTLEIGH FLOWTRON ACS800 |  |  | SPD |  |  |  | 01/01/1900 |  |  |  |  | NO | NO |  |  |  |  | ARJO-HUNTLEIGH 10348446 1300039776 |  |  | Disposition |  | 99:99:99:99:99:99 |  | Equipment | PAAR:00-PVAR | 10/16/2019 |  | COOPER UNIVERSITY HOSPITAL |  |  | UHS |  | David Frye
|  | ARJO-HUNTLEIGH | ARJO-HUNTLEIGH FLOWTRON ACS800 |  |  | SPD |  |  |  | 01/01/1900 |  |  |  |  | NO | NO |  |  |  |  | ARJO-HUNTLEIGH 10348445 1300023099 |  |  | Disposition |  | 99:99:99:99:99:99 |  | Equipment | PAAR:00-PVAR | 10/16/2019 |  | COOPER UNIVERSITY HOSPITAL |  |  | UHS | 0012464990 | David Frye | Preventative Maintenance | Closed | Josh Harris | 11/29/2017 | 11/29/2017 | Device retired following the end of a lease agreement with the manufacturer. CMPLREQ0002538 | 11/29/2017 10:20:06 AM JKBLANKENSH Device retired due to end of lease agreement. CMPLREQ0002538 11/29/2017 10:46:50 AM JKBLANKENSH Bulk update requested by BGAICHROTH: Disposition work order closed 11/29/2017 10:47 AM JKBLANKENSH This device has been removed from an active status with the RSQ Database, and physically removed from the facility. Device retired on 11/29/2017; Authorized By: Device retired due to end of lease agreement; Nature of Retirement: NOTNEEDED; Days In Service: 806 | BD84693B-F46E-4A68-93E7-D2228D54FAAF | Labor | 11/29/2017 | 11/29/2017 | Jessica Blankenship
|  | ARJO-HUNTLEIGH | ARJO-HUNTLEIGH FLOWTRON ACS800 |  |  | SPD |  |  |  | 01/01/1900 |  |  |  |  | NO | NO |  |  |  |  | ARJO-HUNTLEIGH 10348442 1300024336 |  |  | Disposition |  | 99:99:99:99:99:99 |  | Equipment | PAAR:00-PVAR | 10/16/2019 |  | COOPER UNIVERSITY HOSPITAL |  |  | UHS |  | David Frye
|  | ARJO-HUNTLEIGH | ARJO-HUNTLEIGH FLOWTRON ACS800 |  |  | SPD |  |  |  | 01/01/1900 |  |  |  |  | NO | NO |  |  |  |  | ARJO-HUNTLEIGH 10348444 1300023072 |  |  | Disposition |  | 99:99:99:99:99:99 |  | Equipment | PAAR:00-PVAR | 10/16/2019 |  | COOPER UNIVERSITY HOSPITAL |  |  | UHS | 0012464978 | David Frye | Preventative Maintenance | Closed | Josh Harris | 11/29/2017 | 11/29/2017 | Device retired following the end of a lease agreement with the manufacturer. CMPLREQ0002538 | 11/29/2017 10:19:16 AM JKBLANKENSH Device retired due to end of lease agreement. CMPLREQ0002538 11/29/2017 10:45:58 AM JKBLANKENSH Bulk update requested by BGAICHROTH: Disposition work order closed 11/29/2017 10:46 AM JKBLANKENSH This device has been removed from an active status with the RSQ Database, and physically removed from the facility. Device retired on 11/29/2017; Authorized By: Device retired due to end of lease agreement; Nature of Retirement: NOTNEEDED; Days In Service: 806 | 5D42E6D4-A4FC-4174-A263-33F23DF1E3E3 | Labor | 11/29/2017 | 11/29/2017 | Jessica Blankenship
|  | ARJO-HUNTLEIGH | ARJO-HUNTLEIGH FLOWTRON ACS800 |  |  | SPD |  |  |  | 01/01/1900 |  |  |  |  | NO | NO |  |  |  |  | ARJO-HUNTLEIGH 10348443 1300023223 |  |  | Disposition |  | 99:99:99:99:99:99 |  | Equipment | PAAR:00-PVAR | 10/16/2019 |  | COOPER UNIVERSITY HOSPITAL |  |  | UHS | 0012464977 | David Frye | Preventative Maintenance | Closed | Josh Harris | 11/29/2017 | 11/29/2017 | Device retired following the end of a lease agreement with the manufacturer. CMPLREQ0002538 | 11/29/2017 10:19:12 AM JKBLANKENSH Device retired due to end of lease agreement. CMPLREQ0002538 11/29/2017 10:45:54 AM JKBLANKENSH Bulk update requested by BGAICHROTH: Disposition work order closed 11/29/2017 10:46 AM JKBLANKENSH This device has been removed from an active status with the RSQ Database, and physically removed from the facility. Device retired on 11/29/2017; Authorized By: Device retired due to end of lease agreement; Nature of Retirement: NOTNEEDED; Days In Service: 806 | 4F946B8F-C146-44D6-B62C-05EBEE368B97 | Labor | 11/29/2017 | 11/29/2017 | Jessica Blankenship
|  | ARJO-HUNTLEIGH | ARJO-HUNTLEIGH FLOWTRON ACS800 |  |  | SPD |  |  |  | 01/01/1900 |  |  |  |  | NO | NO |  |  |  |  | ARJO-HUNTLEIGH 10348441 1300024566 |  |  | Disposition |  | 99:99:99:99:99:99 |  | Equipment | PAAR:00-PVAR | 10/16/2019 |  | COOPER UNIVERSITY HOSPITAL |  |  | UHS |  | David Frye
|  | ARJO-HUNTLEIGH | ARJO-HUNTLEIGH FLOWTRON ACS800 |  |  | SPD |  |  |  | 01/01/1900 |  |  |  |  | NO | NO |  |  |  |  | ARJO-HUNTLEIGH 10348440 1300023233 |  |  | Disposition |  |  |  | Equipment | PAAR:00-PVAR | 10/16/2019 |  | COOPER UNIVERSITY HOSPITAL |  |  | UHS |  | David Frye
|  | ARJO-HUNTLEIGH | ARJO-HUNTLEIGH FLOWTRON ACS800 |  |  | SPD |  |  |  | 01/01/1900 |  |  |  |  | NO | NO |  |  |  |  | ARJO-HUNTLEIGH 10348439 1300047188 |  |  | Disposition |  | 99:99:99:99:99:99 |  | Equipment | PAAR:00-PVAR | 10/16/2019 |  | COOPER UNIVERSITY HOSPITAL |  |  | UHS |  | David Frye
|  | ARJO-HUNTLEIGH | ARJO-HUNTLEIGH FLOWTRON ACS800 |  |  | SPD |  |  |  | 01/01/1900 |  |  |  |  | NO | NO |  |  |  |  | ARJO-HUNTLEIGH 10348406 1300023032 |  |  | Disposition |  | 99:99:99:99:99:99 |  | Equipment | PAAR:00-PVAR | 10/16/2019 |  | COOPER UNIVERSITY HOSPITAL |  |  | UHS |  | David Frye
|  | ARJO-HUNTLEIGH | ARJO-HUNTLEIGH FLOWTRON ACS800 |  |  | SPD |  |  |  | 01/01/1900 |  |  |  |  | NO | NO |  |  |  |  | ARJO-HUNTLEIGH 10348407 1300028724 |  |  | Disposition |  | 99:99:99:99:99:99 |  | Equipment | PAAR:00-PVAR | 10/16/2019 |  | COOPER UNIVERSITY HOSPITAL |  |  | UHS | 0012465079 | David Frye | Preventative Maintenance | Closed | Josh Harris | 11/29/2017 | 11/29/2017 | Device retired following the end of a lease agreement with the manufacturer. CMPLREQ0002538 | 11/29/2017 10:26:13 AM JKBLANKENSH Device retired due to end of lease agreement. CMPLREQ0002538 11/29/2017 10:53:37 AM JKBLANKENSH Bulk update requested by BGAICHROTH: Disposition work order closed 11/29/2017 10:54 AM JKBLANKENSH This device has been removed from an active status with the RSQ Database, and physically removed from the facility. Device retired on 11/29/2017; Authorized By: Device retired due to end of lease agreement; Nature of Retirement: NOTNEEDED; Days In Service: 806 | FBFA7F5B-4E6C-4DFE-9ABC-4F3144C3F366 | Labor | 11/29/2017 | 11/29/2017 | Jessica Blankenship
|  | ARJO-HUNTLEIGH | ARJO-HUNTLEIGH FLOWTRON ACS800 |  |  | SPD |  |  |  | 01/01/1900 |  |  |  |  | NO | NO |  |  |  |  | ARJO-HUNTLEIGH 10348438 1300024636 |  |  | Disposition |  | 99:99:99:99:99:99 |  | Equipment | PAAR:00-PVAR | 10/16/2019 |  | COOPER UNIVERSITY HOSPITAL |  |  | UHS |  | David Frye
|  | ARJO-HUNTLEIGH | ARJO-HUNTLEIGH FLOWTRON ACS800 |  |  | SPD |  |  |  | 01/01/1900 |  |  |  |  | NO | NO |  |  |  |  | ARJO-HUNTLEIGH 10348437 1300024338 |  |  | Disposition |  | 99:99:99:99:99:99 |  | Equipment | PAAR:00-PVAR | 10/16/2019 |  | COOPER UNIVERSITY HOSPITAL |  |  | UHS |  | David Frye
|  | ARJO-HUNTLEIGH | ARJO-HUNTLEIGH FLOWTRON ACS800 |  |  | SPD |  |  |  | 01/01/1900 |  |  |  |  | NO | NO |  |  |  |  | ARJO-HUNTLEIGH 10348436 1300039765 |  |  | Disposition |  | 99:99:99:99:99:99 |  | Equipment | PAAR:00-PVAR | 10/16/2019 |  | COOPER UNIVERSITY HOSPITAL |  |  | UHS | 0011640270 | David Frye | Repair | Closed | Stephen Zubrzycki | 05/16/2017 | 06/15/2017 | SCD - WRENCH SYMBOL, NEEDS HOSES - TMX | 5/16/2017 1:53:09 PM SJZUBRZYCKI (SJZUBRZYCKI 5/16/2017 12:00 AM) ANALYZED UNIT. SENDING IN FOR REPAIR. 6/1/2017 3:02:23 PM SJZUBRZYCKI (SJZUBRZYCKI 6/1/2017 12:00 AM) DISPOSITIONING UNIT. WE ARE GETTING NEW FLOWTRONS SO ARJO-HUNTLEIGH IS NOT REPAIRING THESE UNITS ANYMORE 6/1/2017 3:02:26 PM SJZUBRZYCKI This device has been removed from an active status with the RSQ Database, and physically removed from the facility. Device retired on 6/1/2017; Authorized By: YES; Nature of Retirement: TRADED IN; Days In Service: 625 6/15/2017 3:14:55 PM JXHARRIS (JXHARRIS 6/15/2017 12:00 AM) RETURNED FROM VENDOR. VPO. RTS. 6/15/2017 3:14 PM JXHARRIS This device has been removed from an active status with the RSQ Database, and physically removed from the facility. Device retired on 6/15/2017; Authorized By: YES; Nature of Retirement: TRADED IN; Days In Service: 639 | 4CDA6D98-4FF1-4CA1-B049-1F69ABEF6EF4 | Labor | 06/01/2017 | 06/01/2017 | Stephen Zubrzycki
|  | ARJO-HUNTLEIGH | ARJO-HUNTLEIGH FLOWTRON ACS800 |  |  | SPD |  |  |  | 01/01/1900 |  |  |  |  | NO | NO |  |  |  |  | ARJO-HUNTLEIGH 10348435 1300024363 |  |  | Disposition |  | 99:99:99:99:99:99 |  | Equipment | PAAR:00-PVAR | 10/16/2019 |  | COOPER UNIVERSITY HOSPITAL |  |  | UHS |  | David Frye
|  | ARJO-HUNTLEIGH | ARJO-HUNTLEIGH FLOWTRON ACS800 |  |  | SPD |  |  |  | 01/01/1900 |  |  |  |  | NO | NO |  |  |  |  | ARJO-HUNTLEIGH 10348434 1300024563 |  |  | Disposition |  | 99:99:99:99:99:99 |  | Equipment | PAAR:00-PVAR | 10/16/2019 |  | COOPER UNIVERSITY HOSPITAL |  |  | PAV 8 |  | David Frye
|  | ARJO-HUNTLEIGH | ARJO-HUNTLEIGH FLOWTRON ACS800 |  |  | SPD |  |  |  | 01/01/1900 |  |  |  |  | NO | NO |  |  |  |  | ARJO-HUNTLEIGH 10348433 1300039782 |  |  | Disposition |  | 99:99:99:99:99:99 |  | Equipment | PAAR:00-PVAR | 10/16/2019 |  | COOPER UNIVERSITY HOSPITAL |  |  | UHS | 0011321001 | David Frye | Repair | Closed | Josh Harris | 03/07/2017 | 03/07/2017 | SCD - EXCHANGED HOSES - TMX | 3/7/2017 10:45:11 AM JXHARRIS (JXHARRIS 3/7/2017 12:00 AM) EXCHANGED HOSES. VPO. RTS. | 426C647F-5AC5-4FB3-B143-1C0D5DECA432 | Labor | 03/07/2017 | 03/07/2017 | Josh Harris
|  | ARJO-HUNTLEIGH | ARJO-HUNTLEIGH FLOWTRON ACS800 |  |  | SPD |  |  |  | 01/01/1900 |  |  |  |  | NO | NO |  |  |  |  | ARJO-HUNTLEIGH 10348432 1300039774 |  |  | Disposition |  | 99:99:99:99:99:99 |  | Equipment | PAAR:00-PVAR | 10/16/2019 |  | COOPER UNIVERSITY HOSPITAL |  |  | UHS |  | David Frye
|  | ARJO-HUNTLEIGH | ARJO-HUNTLEIGH FLOWTRON ACS800 |  |  | SPD |  |  |  | 01/01/1900 |  |  |  |  | NO | NO |  |  |  |  | ARJO-HUNTLEIGH 10348431 1300023106 |  |  | Disposition |  | 99:99:99:99:99:99 |  | Equipment | PAAR:00-PVAR | 10/16/2019 |  | COOPER UNIVERSITY HOSPITAL |  |  | UHS | 0012465192 | David Frye | Preventative Maintenance | Closed | Josh Harris | 11/29/2017 | 11/29/2017 | Device retired following the end of a lease agreement with the manufacturer. CMPLREQ0002538 | 11/29/2017 10:33:40 AM JKBLANKENSH Device retired due to end of lease agreement. CMPLREQ0002538 11/29/2017 11:01:46 AM JKBLANKENSH Bulk update requested by BGAICHROTH: Disposition work order closed 11/29/2017 11:02 AM JKBLANKENSH This device has been removed from an active status with the RSQ Database, and physically removed from the facility. Device retired on 11/29/2017; Authorized By: Device retired due to end of lease agreement; Nature of Retirement: NOTNEEDED; Days In Service: 806 | 1FFF4715-BDA5-48ED-8A4B-D5BA1A4C24D6 | Labor | 11/30/2017 | 11/30/2017 | Jessica Blankenship
|  | ARJO-HUNTLEIGH | ARJO-HUNTLEIGH FLOWTRON ACS800 |  |  | SPD |  |  |  | 01/01/1900 |  |  |  |  | NO | NO |  |  |  |  | ARJO-HUNTLEIGH 10348429 1300039767 |  |  | Disposition |  | 99:99:99:99:99:99 |  | Equipment | PAAR:00-PVAR | 10/16/2019 |  | COOPER UNIVERSITY HOSPITAL |  |  | UHS | 0011625562 | David Frye | Service Request | Closed | Josh Harris | 05/10/2017 | 05/25/2017 | COMPRESSION UNIT - FAULTY HOSES, FAULTY BATTERY, FAULTY POWER SUPPLY BOARD - TMX | 5/10/2017 10:36:59 AM JXHARRIS (JXHARRIS 5/10/2017 12:00 AM) SENDING TO ARJO HUNTLEIGH FOR NON-BILLABLE REPAIR. 5/25/2017 2:42:35 PM SJZUBRZYCKI (SJZUBRZYCKI 5/25/2017 12:00 AM) RETURNED FROM VENDOR AND VPO | 328CEE0C-36D7-4CDE-B8CB-4059401C35A9 | Labor | 05/25/2017 | 05/25/2017 | Stephen Zubrzycki
|  | ARJO-HUNTLEIGH | ARJO-HUNTLEIGH FLOWTRON ACS800 |  |  | SPD |  |  |  | 01/01/1900 |  |  |  |  | NO | NO |  |  |  |  | ARJO-HUNTLEIGH 10348430 1300045333 |  |  | Disposition |  | 99:99:99:99:99:99 |  | Equipment | PAAR:00-PVAR | 10/16/2019 |  | COOPER UNIVERSITY HOSPITAL |  |  | UHS | 0012465190 | David Frye | Preventative Maintenance | Closed | Josh Harris | 11/29/2017 | 11/29/2017 | Device retired following the end of a lease agreement with the manufacturer. CMPLREQ0002538 | 11/29/2017 10:33:32 AM JKBLANKENSH Device retired due to end of lease agreement. CMPLREQ0002538 11/29/2017 11:01:38 AM JKBLANKENSH Bulk update requested by BGAICHROTH: Disposition work order closed 11/29/2017 11:02 AM JKBLANKENSH This device has been removed from an active status with the RSQ Database, and physically removed from the facility. Device retired on 11/29/2017; Authorized By: Device retired due to end of lease agreement; Nature of Retirement: NOTNEEDED; Days In Service: 806 | 5E995A28-1172-4E0E-AB5F-5FDDFF202C11 | Labor | 11/30/2017 | 11/30/2017 | Jessica Blankenship
|  | ARJO-HUNTLEIGH | ARJO-HUNTLEIGH FLOWTRON ACS800 |  |  | SPD |  |  |  | 01/01/1900 |  |  |  |  | NO | NO |  |  |  |  | ARJO-HUNTLEIGH 10348428 1300024268 |  |  | Disposition |  | 99:99:99:99:99:99 |  | Equipment | PAAR:00-PVAR | 10/16/2019 |  | COOPER UNIVERSITY HOSPITAL |  |  | UHS |  | David Frye
|  | ARJO-HUNTLEIGH | ARJO-HUNTLEIGH FLOWTRON ACS800 |  |  | SPD |  |  |  | 01/01/1900 |  |  |  |  | NO | NO |  |  |  |  | ARJO-HUNTLEIGH 10348427 1300024510 |  |  | Disposition |  | 99:99:99:99:99:99 |  | Equipment | PAAR:00-PVAR | 10/16/2019 |  | COOPER UNIVERSITY HOSPITAL |  |  | UHS |  | David Frye
|  | ARJO-HUNTLEIGH | ARJO-HUNTLEIGH FLOWTRON ACS800 |  |  | SPD |  |  |  | 01/01/1900 |  |  |  |  | NO | NO |  |  |  |  | ARJO-HUNTLEIGH 10348425 1300024653 |  |  | Disposition |  | 99:99:99:99:99:99 |  | Equipment | PAAR:00-PVAR | 10/16/2019 |  | COOPER UNIVERSITY HOSPITAL |  |  | UHS |  | David Frye
|  | ARJO-HUNTLEIGH | ARJO-HUNTLEIGH FLOWTRON ACS800 |  |  | SPD |  |  |  | 01/01/1900 |  |  |  |  | NO | NO |  |  |  |  | ARJO-HUNTLEIGH 10348424 1300024307 |  |  | Disposition |  | 99:99:99:99:99:99 |  | Equipment | PAAR:00-PVAR | 10/16/2019 |  | COOPER UNIVERSITY HOSPITAL |  |  | UHS |  | David Frye
|  | ARJO-HUNTLEIGH | ARJO-HUNTLEIGH FLOWTRON ACS800 |  |  | SPD |  |  |  | 01/01/1900 |  |  |  |  | NO | NO |  |  |  |  | ARJO-HUNTLEIGH 10348408 1300024215 |  |  | Disposition |  | 99:99:99:99:99:99 |  | Equipment | PAAR:00-PVAR | 10/16/2019 |  | COOPER UNIVERSITY HOSPITAL |  |  | UHS |  | David Frye
|  | ARJO-HUNTLEIGH | ARJO-HUNTLEIGH FLOWTRON ACS800 |  |  | SPD |  |  |  | 01/01/1900 |  |  |  |  | NO | NO |  |  |  |  | ARJO-HUNTLEIGH 10348423 1300024276 |  |  | Disposition |  | 99:99:99:99:99:99 |  | Equipment | PAAR:00-PVAR | 10/16/2019 |  | COOPER UNIVERSITY HOSPITAL |  |  | UHS | 0012464967 | David Frye | Preventative Maintenance | Closed | Josh Harris | 11/29/2017 | 11/29/2017 | Device retired following the end of a lease agreement with the manufacturer. CMPLREQ0002538 | 11/29/2017 10:18:32 AM JKBLANKENSH Device retired due to end of lease agreement. CMPLREQ0002538 11/29/2017 10:45:11 AM JKBLANKENSH Bulk update requested by BGAICHROTH: Disposition work order closed 11/29/2017 10:45 AM JKBLANKENSH This device has been removed from an active status with the RSQ Database, and physically removed from the facility. Device retired on 11/29/2017; Authorized By: Device retired due to end of lease agreement; Nature of Retirement: NOTNEEDED; Days In Service: 806 | A246E803-2A53-40D4-A13E-A7FBF0250B75 | Labor | 11/29/2017 | 11/29/2017 | Jessica Blankenship
|  | ARJO-HUNTLEIGH | ARJO-HUNTLEIGH FLOWTRON ACS800 |  |  | SPD |  |  |  | 01/01/1900 |  |  |  |  | NO | NO |  |  |  |  | ARJO-HUNTLEIGH 10348422 1300024275 |  |  | Disposition |  | 99:99:99:99:99:99 |  | Equipment | PAAR:00-PVAR | 10/16/2019 |  | COOPER UNIVERSITY HOSPITAL |  |  | UHS | 0012465118 | David Frye | Preventative Maintenance | Closed | Josh Harris | 11/29/2017 | 11/29/2017 | Device retired following the end of a lease agreement with the manufacturer. CMPLREQ0002538 | 11/29/2017 10:28:50 AM JKBLANKENSH Device retired due to end of lease agreement. CMPLREQ0002538 11/29/2017 10:56:28 AM JKBLANKENSH Bulk update requested by BGAICHROTH: Disposition work order closed 11/29/2017 10:56 AM JKBLANKENSH This device has been removed from an active status with the RSQ Database, and physically removed from the facility. Device retired on 11/29/2017; Authorized By: Device retired due to end of lease agreement; Nature of Retirement: NOTNEEDED; Days In Service: 806 | AAA50E93-8908-4194-9DC7-287A793E8B0D | Labor | 11/29/2017 | 11/29/2017 | Jessica Blankenship
|  | ARJO-HUNTLEIGH | ARJO-HUNTLEIGH FLOWTRON ACS800 |  |  | SPD |  |  |  | 01/01/1900 |  |  |  |  | NO | NO |  |  |  |  | ARJO-HUNTLEIGH 10348421 1300032055 |  |  | Disposition |  | 99:99:99:99:99:99 |  | Equipment | PAAR:00-PVAR | 10/16/2019 |  | COOPER UNIVERSITY HOSPITAL |  |  | UHS |  | David Frye
|  | ARJO-HUNTLEIGH | ARJO-HUNTLEIGH FLOWTRON ACS800 |  |  | SPD |  |  |  | 01/01/1900 |  |  |  |  | NO | NO |  |  |  |  | ARJO-HUNTLEIGH 10348420 1300032009 |  |  | Disposition |  | 99:99:99:99:99:99 |  | Equipment | PAAR:00-PVAR | 10/16/2019 |  | COOPER UNIVERSITY HOSPITAL |  |  | UHS | 0011048965 | David Frye | Service Request | Closed | Josh Harris | 01/12/2017 | 02/09/2017 | FLOWTRON - MALFUNCTIONING - TRAUMA STEPDOWN DIRTY UTILITY | 1/12/2017 3:41:32 PM TJBURHART (TJBURHART 1/12/2017 12:00 AM) ANALZYED UNIT, THE HOSES WERE GIVING AN ERROR. TRADE HOSES WITH A UNIT THATS GETTING SENT OUT. HOSES DOES NOT WORK. NEED TO BE SEND OUT WITH THE REST. TURNED OVER TO JOSH. 2/9/2017 8:22:42 AM JXHARRIS (JXHARRIS 2/9/2017 12:00 AM) RETURNED FROM VENDOR. VPO. RTS. | E65BA1A6-66C8-4806-BE00-BFA07A0E3B51 | Labor | 02/09/2017 | 02/09/2017 | Josh Harris
|  | ARJO-HUNTLEIGH | ARJO-HUNTLEIGH FLOWTRON ACS800 |  |  | SPD |  |  |  | 01/01/1900 |  |  |  |  | NO | NO |  |  |  |  | ARJO-HUNTLEIGH 10348419 1300047139 |  |  | Disposition |  | 99:99:99:99:99:99 |  | Equipment | PAAR:00-PVAR | 10/16/2019 |  | COOPER UNIVERSITY HOSPITAL |  |  | UHS | 0011026570 | David Frye | Service Request | Closed | Josh Harris | 01/05/2017 | 01/26/2017 | COMPRESSION UNITS, INTERMITTENT - BROKEN SCREEN, FAULTY TUBSET - TMX | 1/26/2017 2:51:36 PM SJZUBRZYCKI (SJZUBRZYCKI 1/26/2017 12:00 AM) RETURNED FROM VENDOR AND VPO | 5AFC2345-E080-488F-B27D-1D3D6D1F4BEB | Labor | 01/26/2017 | 01/26/2017 | Stephen Zubrzycki
|  | ARJO-HUNTLEIGH | ARJO-HUNTLEIGH FLOWTRON ACS800 |  |  | SPD |  |  |  | 01/01/1900 |  |  |  |  | NO | NO |  |  |  |  | ARJO-HUNTLEIGH 10348417 1300024478 |  |  | Disposition |  | 99:99:99:99:99:99 |  | Equipment | PAAR:00-PVAR | 10/16/2019 |  | COOPER UNIVERSITY HOSPITAL |  |  | UHS |  | David Frye
|  | ARJO-HUNTLEIGH | ARJO-HUNTLEIGH FLOWTRON ACS800 |  |  | SPD |  |  |  | 01/01/1900 |  |  |  |  | NO | NO |  |  |  |  | ARJO-HUNTLEIGH 10348418 1300023033 |  |  | Disposition |  | 99:99:99:99:99:99 |  | Equipment | PAAR:00-PVAR | 10/16/2019 |  | COOPER UNIVERSITY HOSPITAL |  |  | UHS |  | David Frye
|  | ARJO-HUNTLEIGH | ARJO-HUNTLEIGH FLOWTRON ACS800 |  |  | SPD |  |  |  | 01/01/1900 |  |  |  |  | NO | NO |  |  |  |  | ARJO-HUNTLEIGH 10348416 1300032012 |  |  | Disposition |  | 99:99:99:99:99:99 |  | Equipment | PAAR:00-PVAR | 10/16/2019 |  | COOPER UNIVERSITY HOSPITAL |  |  | UHS |  | David Frye
|  | ARJO-HUNTLEIGH | ARJO-HUNTLEIGH FLOWTRON ACS800 |  |  | SPD |  |  |  | 01/01/1900 |  |  |  |  | NO | NO |  |  |  |  | ARJO-HUNTLEIGH 10348415 1300023227 |  |  | Disposition |  | 99:99:99:99:99:99 |  | Equipment | PAAR:00-PVAR | 10/16/2019 |  | COOPER UNIVERSITY HOSPITAL |  |  | UHS |  | David Frye
|  | ARJO-HUNTLEIGH | ARJO-HUNTLEIGH FLOWTRON ACS800 |  |  | SPD |  |  |  | 01/01/1900 |  |  |  |  | NO | NO |  |  |  |  | ARJO-HUNTLEIGH 10348413 1300032017 |  |  | Disposition |  | 99:99:99:99:99:99 |  | Equipment | PAAR:00-PVAR | 10/16/2019 |  | COOPER UNIVERSITY HOSPITAL |  |  | UHS | 0012465197 | David Frye | Preventative Maintenance | Closed | Josh Harris | 11/29/2017 | 11/29/2017 | Device retired following the end of a lease agreement with the manufacturer. CMPLREQ0002538 | 11/29/2017 10:34:00 AM JKBLANKENSH Device retired due to end of lease agreement. CMPLREQ0002538 11/29/2017 11:02:09 AM JKBLANKENSH Bulk update requested by BGAICHROTH: Disposition work order closed 11/29/2017 11:02 AM JKBLANKENSH This device has been removed from an active status with the RSQ Database, and physically removed from the facility. Device retired on 11/29/2017; Authorized By: Device retired due to end of lease agreement; Nature of Retirement: NOTNEEDED; Days In Service: 806 | 952FAD34-9D38-4567-9300-93C3F95B2760 | Labor | 11/30/2017 | 11/30/2017 | Jessica Blankenship
|  | ARJO-HUNTLEIGH | ARJO-HUNTLEIGH FLOWTRON ACS800 |  |  | SPD |  |  |  | 01/01/1900 |  |  |  |  | NO | NO |  |  |  |  | ARJO-HUNTLEIGH 10348414 1300023291 |  |  | Disposition |  | 99:99:99:99:99:99 |  | Equipment | PAAR:00-PVAR | 10/16/2019 |  | COOPER UNIVERSITY HOSPITAL |  |  | UHS |  | David Frye
|  | ARJO-HUNTLEIGH | ARJO-HUNTLEIGH FLOWTRON ACS800 |  |  | SPD |  |  |  | 01/01/1900 |  |  |  |  | NO | NO |  |  |  |  | ARJO-HUNTLEIGH 10348412 1300024180 |  |  | Disposition |  | 99:99:99:99:99:99 |  | Equipment | PAAR:00-PVAR | 10/16/2019 |  | COOPER UNIVERSITY HOSPITAL |  |  | UHS |  | David Frye
|  | ARJO-HUNTLEIGH | ARJO-HUNTLEIGH FLOWTRON ACS800 |  |  | SPD |  |  |  | 01/01/1900 |  |  |  |  | NO | NO |  |  |  |  | ARJO-HUNTLEIGH 10348410 1300023042 |  |  | Disposition |  | 99:99:99:99:99:99 |  | Equipment | PAAR:00-PVAR | 10/16/2019 |  | COOPER UNIVERSITY HOSPITAL |  |  | UHS | 0011220390 | David Frye | Service Request | Closed | Josh Harris | 02/20/2017 | 03/06/2017 | SED MACHINE - MAINTENANCE DUE, BAD HOSES - TMX | 3/6/2017 1:30:20 PM SJZUBRZYCKI (JXHARRIS 3/6/2017 12:00 AM) RETURNED FROM VENDOR, VPO AND RTS | 5EB96244-CC6D-403C-952C-FC89E7F6EF43 | Labor | 03/06/2017 | 03/06/2017 | Josh Harris
|  | ARJO-HUNTLEIGH | ARJO-HUNTLEIGH FLOWTRON ACS800 |  |  | SPD |  |  |  | 01/01/1900 |  |  |  |  | NO | NO |  |  |  |  | ARJO-HUNTLEIGH 10348404 1300024181 |  |  | Disposition |  | 99:99:99:99:99:99 |  | Equipment | PAAR:00-PVAR | 10/16/2019 |  | COOPER UNIVERSITY HOSPITAL |  |  | UHS |  | David Frye
|  | ARJO-HUNTLEIGH | ARJO-HUNTLEIGH FLOWTRON ACS800 |  |  | SPD |  |  |  | 01/01/1900 |  |  |  |  | NO | NO |  |  |  |  | ARJO-HUNTLEIGH 10348409 1300028731 |  |  | Disposition |  | 99:99:99:99:99:99 |  | Equipment | PAAR:00-PVAR | 10/16/2019 |  | COOPER UNIVERSITY HOSPITAL |  |  | UHS | 0012465095 | David Frye | Preventative Maintenance | Closed | Josh Harris | 11/29/2017 | 11/29/2017 | Device retired following the end of a lease agreement with the manufacturer. CMPLREQ0002538 | 11/29/2017 10:27:18 AM JKBLANKENSH Device retired due to end of lease agreement. CMPLREQ0002538 11/29/2017 10:54:48 AM JKBLANKENSH Bulk update requested by BGAICHROTH: Disposition work order closed 11/29/2017 10:55 AM JKBLANKENSH This device has been removed from an active status with the RSQ Database, and physically removed from the facility. Device retired on 11/29/2017; Authorized By: Device retired due to end of lease agreement; Nature of Retirement: NOTNEEDED; Days In Service: 806 | F4AAA822-A822-4961-9437-6EF392C712FF | Labor | 11/29/2017 | 11/29/2017 | Jessica Blankenship
|  | ARJO-HUNTLEIGH | ARJO-HUNTLEIGH FLOWTRON ACS800 |  |  | SPD |  |  |  | 01/01/1900 |  |  |  |  | NO | NO |  |  |  |  | ARJO-HUNTLEIGH 10348405 1300023031 |  |  | Disposition |  | 99:99:99:99:99:99 |  | Equipment | PAAR:00-PVAR | 10/16/2019 |  | COOPER UNIVERSITY HOSPITAL |  |  | UHS | 0011157760 | David Frye | Repair | Closed | Tom Burhart | 01/31/2017 | 01/31/2017 | COMPRESSION UNIT - CHANGE BATTERIES - TMX | 1/31/2017 4:25:07 PM TJBURHART (TJBURHART 1/31/2017 12:00 AM) SWITCHED BATTERY WITH UNIT THATS GETTING SENT OUT. TESTED AND RETURN TO SERVICE. | 32D76FFE-3B44-413C-BD09-71C62A3CC02D | Labor | 01/31/2017 | 01/31/2017 | Tom Burhart
|  | ARJO-HUNTLEIGH | ARJO-HUNTLEIGH FLOWTRON ACS800 |  |  | SPD |  |  |  | 01/01/1900 |  |  |  |  | NO | NO |  |  |  |  | ARJO-HUNTLEIGH 10348403 1300024641 |  |  | Disposition |  | 99:99:99:99:99:99 |  | Equipment | PAAR:00-PVAR | 10/16/2019 |  | COOPER UNIVERSITY HOSPITAL |  |  | UHS | 0012465104 | David Frye | Preventative Maintenance | Closed | Josh Harris | 11/29/2017 | 11/29/2017 | Device retired following the end of a lease agreement with the manufacturer. CMPLREQ0002538 | 11/29/2017 10:27:58 AM JKBLANKENSH Device retired due to end of lease agreement. CMPLREQ0002538 11/29/2017 10:55:30 AM JKBLANKENSH Bulk update requested by BGAICHROTH: Disposition work order closed 11/29/2017 10:56 AM JKBLANKENSH This device has been removed from an active status with the RSQ Database, and physically removed from the facility. Device retired on 11/29/2017; Authorized By: Device retired due to end of lease agreement; Nature of Retirement: NOTNEEDED; Days In Service: 806 | 47BFF890-52AD-43B4-A370-90858188E6AC | Labor | 11/29/2017 | 11/29/2017 | Jessica Blankenship
|  | ARJO-HUNTLEIGH | ARJO-HUNTLEIGH FLOWTRON ACS800 |  |  | SPD |  |  |  | 01/01/1900 |  |  |  |  | NO | NO |  |  |  |  | ARJO-HUNTLEIGH 10348402 1300021981 |  |  | Disposition |  | 99:99:99:99:99:99 |  | Equipment | PAAR:00-PVAR | 10/16/2019 |  | COOPER UNIVERSITY HOSPITAL |  |  | UHS |  | David Frye
|  | ARJO-HUNTLEIGH | ARJO-HUNTLEIGH FLOWTRON ACS800 |  |  | SPD |  |  |  | 01/01/1900 |  |  |  |  | NO | NO |  |  |  |  | ARJO-HUNTLEIGH 10348401 1300024222 |  |  | Disposition |  | 99:99:99:99:99:99 |  | Equipment | PAAR:00-PVAR | 10/16/2019 |  | COOPER UNIVERSITY HOSPITAL |  |  | UHS | 0011911421 | David Frye | Repair | Closed | Josh Harris | 07/19/2017 | 07/19/2017 | COMPRESSION UNIT - HOSES BROKEN - TMX | 7/19/2017 3:12:23 PM JXHARRIS (JXHARRIS 7/19/2017 12:00 AM) EXCHANGED HOSES. VPO. RTS. | BE4D65A0-E508-477E-836E-2E361CFEE884 | Labor | 07/19/2017 | 07/19/2017 | Josh Harris
|  | ARJO-HUNTLEIGH | ARJO-HUNTLEIGH FLOWTRON ACS800 |  |  | SPD |  |  |  | 01/01/1900 |  |  |  |  | NO | NO |  |  |  |  | ARJO-HUNTLEIGH 10348400 1300024226 |  |  | Disposition |  | 99:99:99:99:99:99 |  | Equipment | PAAR:00-PVAR | 10/16/2019 |  | COOPER UNIVERSITY HOSPITAL |  |  | UHS | 0012465094 | David Frye | Preventative Maintenance | Closed | Josh Harris | 11/29/2017 | 11/29/2017 | Device retired following the end of a lease agreement with the manufacturer. CMPLREQ0002538 | 11/29/2017 10:27:14 AM JKBLANKENSH Device retired due to end of lease agreement. CMPLREQ0002538 11/29/2017 10:54:44 AM JKBLANKENSH Bulk update requested by BGAICHROTH: Disposition work order closed 11/29/2017 10:55 AM JKBLANKENSH This device has been removed from an active status with the RSQ Database, and physically removed from the facility. Device retired on 11/29/2017; Authorized By: Device retired due to end of lease agreement; Nature of Retirement: NOTNEEDED; Days In Service: 806 | 6F34F413-23A4-4EC5-9134-FED6D1658CAB | Labor | 11/29/2017 | 11/29/2017 | Jessica Blankenship
|  | ARJO-HUNTLEIGH | ARJO-HUNTLEIGH FLOWTRON ACS800 |  |  | SPD |  |  |  | 01/01/1900 |  |  |  |  | NO | NO |  |  |  |  | ARJO-HUNTLEIGH 10348399 1300024421 |  |  | Disposition |  | 99:99:99:99:99:99 |  | Equipment | PAAR:00-PVAR | 10/16/2019 |  | COOPER UNIVERSITY HOSPITAL |  |  | UHS |  | David Frye
|  | ARJO-HUNTLEIGH | ARJO-HUNTLEIGH FLOWTRON ACS800 |  |  | SPD |  |  |  | 01/01/1900 |  |  |  |  | NO | NO |  |  |  |  | ARJO-HUNTLEIGH 10348398 1300047131 |  |  | Disposition |  | 99:99:99:99:99:99 |  | Equipment | PAAR:00-PVAR | 10/16/2019 |  | COOPER UNIVERSITY HOSPITAL |  |  | UHS |  | David Frye
|  | ARJO-HUNTLEIGH | ARJO-HUNTLEIGH FLOWTRON ACS800 |  |  | SPD |  |  |  | 01/01/1900 |  |  |  |  | NO | NO |  |  |  |  | ARJO-HUNTLEIGH 10348397 1300047136 |  |  | Disposition |  | 99:99:99:99:99:99 |  | Equipment | PAAR:00-PVAR | 10/16/2019 |  | COOPER UNIVERSITY HOSPITAL |  |  |  |  | David Frye
|  | ARJO-HUNTLEIGH | ARJO-HUNTLEIGH FLOWTRON ACS800 |  |  | SPD |  |  |  | 01/01/1900 |  |  |  |  | NO | NO |  |  |  |  | ARJO-HUNTLEIGH 10348393 1300024667 |  |  | Disposition |  | 99:99:99:99:99:99 |  | Equipment | PAAR:00-PVAR | 10/16/2019 |  | COOPER UNIVERSITY HOSPITAL |  |  | UHS |  | David Frye
|  | ARJO-HUNTLEIGH | ARJO-HUNTLEIGH FLOWTRON ACS800 |  |  | SPD |  |  |  | 01/01/1900 |  |  |  |  | NO | NO |  |  |  |  | ARJO-HUNTLEIGH 10348396 1300024214 |  |  | Disposition |  | 99:99:99:99:99:99 |  | Equipment | PAAR:00-PVAR | 10/16/2019 |  | COOPER UNIVERSITY HOSPITAL |  |  |  |  | David Frye
|  | ARJO-HUNTLEIGH | ARJO-HUNTLEIGH FLOWTRON ACS800 |  |  | SPD |  |  |  | 01/01/1900 |  |  |  |  | NO | NO |  |  |  |  | ARJO-HUNTLEIGH 10348394 1300047179 |  |  | Disposition |  | 99:99:99:99:99:99 |  | Equipment | PAAR:00-PVAR | 10/16/2019 |  | COOPER UNIVERSITY HOSPITAL |  |  | UHS | 0011581943 | David Frye | Service Request | Closed | Josh Harris | 04/28/2017 | 05/16/2017 | SCD -BAD HOSES, LOUD OPERATION, BROKEN HANDLE - TMX | 4/28/2017 3:05:41 PM JXHARRIS (JXHARRIS 4/28/2017 12:00 AM) SENDING INTO ARJO HUNTLEIGH FOR NON-BILLABLE REPAIR. 5/16/2017 8:30:14 AM SJZUBRZYCKI (SJZUBRZYCKI 5/16/2017 12:00 AM) RETURNED FROM VENDOR, VPO AND RTS | 7C0FF8A1-CD5A-4D80-8C0C-1191636725D6 | Labor | 05/16/2017 | 05/16/2017 | Stephen Zubrzycki
|  | ARJO-HUNTLEIGH | ARJO-HUNTLEIGH FLOWTRON ACS800 |  |  | SPD |  |  |  | 01/01/1900 |  |  |  |  | NO | NO |  |  |  |  | ARJO-HUNTLEIGH 10348391 1300024427 |  |  | Disposition |  | 99:99:99:99:99:99 |  | Equipment | PAAR:00-PVAR | 10/16/2019 |  | COOPER UNIVERSITY HOSPITAL |  |  | UHS |  | David Frye
|  | ARJO-HUNTLEIGH | ARJO-HUNTLEIGH FLOWTRON ACS800 |  |  | SPD |  |  |  | 01/01/1900 |  |  |  |  | NO | NO |  |  |  |  | ARJO-HUNTLEIGH 10348392 1300023109 |  |  | Disposition |  | 99:99:99:99:99:99 |  | Equipment | PAAR:00-PVAR | 10/16/2019 |  | COOPER UNIVERSITY HOSPITAL |  |  | UHS | 0012465195 | David Frye | Preventative Maintenance | Closed | Josh Harris | 11/29/2017 | 11/29/2017 | Device retired following the end of a lease agreement with the manufacturer. CMPLREQ0002538 | 11/29/2017 10:33:52 AM JKBLANKENSH Device retired due to end of lease agreement. CMPLREQ0002538 11/29/2017 11:01:59 AM JKBLANKENSH Bulk update requested by BGAICHROTH: Disposition work order closed 11/29/2017 11:02 AM JKBLANKENSH This device has been removed from an active status with the RSQ Database, and physically removed from the facility. Device retired on 11/29/2017; Authorized By: Device retired due to end of lease agreement; Nature of Retirement: NOTNEEDED; Days In Service: 806 | 4001770C-237F-49B0-9CCE-A654789289C9 | Labor | 11/30/2017 | 11/30/2017 | Jessica Blankenship
|  | ARJO-HUNTLEIGH | ARJO-HUNTLEIGH FLOWTRON ACS800 |  |  | SPD |  |  |  | 01/01/1900 |  |  |  |  | NO | NO |  |  |  |  | ARJO-HUNTLEIGH 10348390 1300024224 |  |  | Disposition |  | 99:99:99:99:99:99 |  | Equipment | PAAR:00-PVAR | 10/16/2019 |  | COOPER UNIVERSITY HOSPITAL |  |  | UHS |  | David Frye
|  | ARJO-HUNTLEIGH | ARJO-HUNTLEIGH FLOWTRON ACS800 |  |  | SPD |  |  |  | 01/01/1900 |  |  |  |  | NO | NO |  |  |  |  | ARJO-HUNTLEIGH 10348389 1300031948 |  |  | Disposition |  | 99:99:99:99:99:99 |  | Equipment | PAAR:00-PVAR | 10/16/2019 |  | COOPER UNIVERSITY HOSPITAL |  |  | UHS |  | David Frye
|  | ARJO-HUNTLEIGH | ARJO-HUNTLEIGH FLOWTRON ACS800 |  |  | SPD |  |  |  | 01/01/1900 |  |  |  |  | NO | NO |  |  |  |  | ARJO-HUNTLEIGH 10348388 1300024304 |  |  | Disposition |  | 99:99:99:99:99:99 |  | Equipment | PAAR:00-PVAR | 10/16/2019 |  | COOPER UNIVERSITY HOSPITAL |  |  | UHS | 0012465180 | David Frye | Preventative Maintenance | Closed | Josh Harris | 11/29/2017 | 11/29/2017 | Device retired following the end of a lease agreement with the manufacturer. CMPLREQ0002538 | 11/29/2017 10:32:53 AM JKBLANKENSH Device retired due to end of lease agreement. CMPLREQ0002538 11/29/2017 11:00:57 AM JKBLANKENSH Bulk update requested by BGAICHROTH: Disposition work order closed 11/29/2017 11:01 AM JKBLANKENSH This device has been removed from an active status with the RSQ Database, and physically removed from the facility. Device retired on 11/29/2017; Authorized By: Device retired due to end of lease agreement; Nature of Retirement: NOTNEEDED; Days In Service: 806 | F59B7510-36F9-4CBE-8280-C9341630B70E | Labor | 11/30/2017 | 11/30/2017 | Jessica Blankenship
|  | ARJO-HUNTLEIGH | ARJO-HUNTLEIGH FLOWTRON ACS800 |  |  | SPD |  |  |  | 01/01/1900 |  |  |  |  | NO | NO |  |  |  |  | ARJO-HUNTLEIGH 10348387 1300024544 |  |  | Disposition |  | 99:99:99:99:99:99 |  | Equipment | PAAR:00-PVAR | 10/16/2019 |  | COOPER UNIVERSITY HOSPITAL |  |  | UHS |  | David Frye
|  | ARJO-HUNTLEIGH | ARJO-HUNTLEIGH FLOWTRON ACS800 |  |  | SPD |  |  |  | 01/01/1900 |  |  |  |  | NO | NO |  |  |  |  | ARJO-HUNTLEIGH 10348386 1300024292 |  |  | Disposition |  | 99:99:99:99:99:99 |  | Equipment | PAAR:00-PVAR | 10/16/2019 |  | COOPER UNIVERSITY HOSPITAL |  |  | UHS | 0011581891 | David Frye | Service Request | Closed | Josh Harris | 04/28/2017 | 05/16/2017 | SCD - BAD HOSES, LOUD OPERATION, BROKEN CASE MOUNTS - TMX | 4/28/2017 3:05:13 PM JXHARRIS (JXHARRIS 4/28/2017 12:00 AM) SENDING INTO ARJO HUNTLEIGH FOR NON-BILLABLE REPAIR. 5/16/2017 8:26:02 AM SJZUBRZYCKI (SJZUBRZYCKI 5/16/2017 12:00 AM) RETURNED FROM VENDOR, VPO AND RTS | 2D58EA01-0E6C-4056-A215-C7A95C6033D7 | Labor | 05/16/2017 | 05/16/2017 | Stephen Zubrzycki
|  | ARJO-HUNTLEIGH | ARJO-HUNTLEIGH FLOWTRON ACS800 |  |  | SPD |  |  |  | 01/01/1900 |  |  |  |  | NO | NO |  |  |  |  | ARJO-HUNTLEIGH 10348385 1300024300 |  |  | Disposition |  | 99:99:99:99:99:99 |  | Equipment | PAAR:00-PVAR | 10/16/2019 |  | COOPER UNIVERSITY HOSPITAL |  |  | UHS | 0011640258 | David Frye | Repair | Closed | Stephen Zubrzycki | 05/16/2017 | 05/16/2017 | SCD - BROKEN HOSE - TMX | 5/16/2017 1:45:18 PM SJZUBRZYCKI (SJZUBRZYCKI 5/16/2017 12:00 AM) EXCHANGED HOSE AND VPO | 330BF195-6C48-46D0-B02C-486CFE4B5744 | Labor | 05/16/2017 | 05/16/2017 | Stephen Zubrzycki
|  | ARJO-HUNTLEIGH | ARJO-HUNTLEIGH FLOWTRON ACS800 |  |  | SPD |  |  |  | 01/01/1900 |  |  |  |  | NO | NO |  |  |  |  | ARJO-HUNTLEIGH 10348381 1300028729 |  |  | Disposition |  | 99:99:99:99:99:99 |  | Equipment | PAAR:00-PVAR | 10/16/2019 |  | COOPER UNIVERSITY HOSPITAL |  |  | UHS | 0012465093 | David Frye | Preventative Maintenance | Closed | Josh Harris | 11/29/2017 | 11/29/2017 | Device retired following the end of a lease agreement with the manufacturer. CMPLREQ0002538 | 11/29/2017 10:27:10 AM JKBLANKENSH Device retired due to end of lease agreement. CMPLREQ0002538 11/29/2017 10:54:40 AM JKBLANKENSH Bulk update requested by BGAICHROTH: Disposition work order closed 11/29/2017 10:55 AM JKBLANKENSH This device has been removed from an active status with the RSQ Database, and physically removed from the facility. Device retired on 11/29/2017; Authorized By: Device retired due to end of lease agreement; Nature of Retirement: NOTNEEDED; Days In Service: 806 | D90AE5FD-704E-4604-B17C-28BD5CD45228 | Labor | 11/29/2017 | 11/29/2017 | Jessica Blankenship
|  | ARJO-HUNTLEIGH | ARJO-HUNTLEIGH FLOWTRON ACS800 |  |  | SPD |  |  |  | 01/01/1900 |  |  |  |  | NO | NO |  |  |  |  | ARJO-HUNTLEIGH 10348384 1300024303 |  |  | Disposition |  | 99:99:99:99:99:99 |  | Equipment | PAAR:00-PVAR | 10/16/2019 |  | COOPER UNIVERSITY HOSPITAL |  |  | UHS |  | David Frye
|  | ARJO-HUNTLEIGH | ARJO-HUNTLEIGH FLOWTRON ACS800 |  |  | SPD |  |  |  | 01/01/1900 |  |  |  |  | NO | NO |  |  |  |  | ARJO-HUNTLEIGH 10348383 1300028703 |  |  | Disposition |  | 99:99:99:99:99:99 |  | Equipment | PAAR:00-PVAR | 10/16/2019 |  | COOPER UNIVERSITY HOSPITAL |  |  | UHS | 0012464984 | David Frye | Preventative Maintenance | Closed | Josh Harris | 11/29/2017 | 11/29/2017 | Device retired following the end of a lease agreement with the manufacturer. CMPLREQ0002538 | 11/29/2017 10:19:41 AM JKBLANKENSH Device retired due to end of lease agreement. CMPLREQ0002538 11/29/2017 10:46:25 AM JKBLANKENSH Bulk update requested by BGAICHROTH: Disposition work order closed 11/29/2017 10:46 AM JKBLANKENSH This device has been removed from an active status with the RSQ Database, and physically removed from the facility. Device retired on 11/29/2017; Authorized By: Device retired due to end of lease agreement; Nature of Retirement: NOTNEEDED; Days In Service: 806 | 73D7508A-095D-409A-929B-A283467381D2 | Labor | 11/29/2017 | 11/29/2017 | Jessica Blankenship
|  | ARJO-HUNTLEIGH | ARJO-HUNTLEIGH FLOWTRON ACS800 |  |  | SPD |  |  |  | 01/01/1900 |  |  |  |  | NO | NO |  |  |  |  | ARJO-HUNTLEIGH 10348382 1300023235 |  |  | Disposition |  | 99:99:99:99:99:99 |  | Equipment | PAAR:00-PVAR | 10/16/2019 |  | COOPER UNIVERSITY HOSPITAL |  |  | UHS | 0011755213 | David Frye | Repair | Closed | Josh Harris | 06/12/2017 | 06/12/2017 | SCD PUMP - HOSES LEAKING - TMX | 6/12/2017 12:24:22 PM JXHARRIS (JXHARRIS 6/12/2017 12:00 AM) EXCHANGED HOSES. VPO. RTS. | 9A7A013C-AEF5-4B37-863D-431073F2A586 | Labor | 06/12/2017 | 06/12/2017 | Josh Harris
|  | ARJO-HUNTLEIGH | ARJO-HUNTLEIGH FLOWTRON ACS800 |  |  | SPD |  |  |  | 01/01/1900 |  |  |  |  | NO | NO |  |  |  |  | ARJO-HUNTLEIGH 10348380 1300024343 |  |  | Disposition |  | 99:99:99:99:99:99 |  | Equipment | PAAR:00-PVAR | 10/16/2019 |  | COOPER UNIVERSITY HOSPITAL |  |  |  |  | David Frye
|  | ARJO-HUNTLEIGH | ARJO-HUNTLEIGH FLOWTRON ACS800 |  |  | SPD |  |  |  | 01/01/1900 |  |  |  |  | NO | NO |  |  |  |  | ARJO-HUNTLEIGH 10348379 1300039317 |  |  | Disposition |  | 99:99:99:99:99:99 |  | Equipment | PAAR:00-PVAR | 10/16/2019 |  | COOPER UNIVERSITY HOSPITAL |  |  | UHS |  | David Frye
|  | ARJO-HUNTLEIGH | ARJO-HUNTLEIGH FLOWTRON ACS800 |  |  | SPD |  |  |  | 01/01/1900 |  |  |  |  | NO | NO |  |  |  |  | ARJO-HUNTLEIGH 10348378 1300031945 |  |  | Disposition |  | 99:99:99:99:99:99 |  | Equipment | PAAR:00-PVAR | 10/16/2019 |  | COOPER UNIVERSITY HOSPITAL |  |  | UHS |  | David Frye
|  | ARJO-HUNTLEIGH | ARJO-HUNTLEIGH FLOWTRON ACS800 |  |  | SPD |  |  |  | 01/01/1900 |  |  |  |  | NO | NO |  |  |  |  | ARJO-HUNTLEIGH 10348377 1300024298 |  |  | Disposition |  | 99:99:99:99:99:99 |  | Equipment | PAAR:00-PVAR | 10/16/2019 |  | COOPER UNIVERSITY HOSPITAL |  |  | UHS |  | David Frye
|  | ARJO-HUNTLEIGH | ARJO-HUNTLEIGH FLOWTRON ACS800 |  |  | SPD |  |  |  | 01/01/1900 |  |  |  |  | NO | NO |  |  |  |  | ARJO-HUNTLEIGH 10348376 1300024394 |  |  | Disposition |  | 99:99:99:99:99:99 |  | Equipment | PAAR:00-PVAR | 10/16/2019 |  | COOPER UNIVERSITY HOSPITAL |  |  | UHS | 0012464999 | David Frye | Preventative Maintenance | Closed | Josh Harris | 11/29/2017 | 11/29/2017 | Device retired following the end of a lease agreement with the manufacturer. CMPLREQ0002538 | 11/29/2017 10:20:43 AM JKBLANKENSH Device retired due to end of lease agreement. CMPLREQ0002538 11/29/2017 10:47:29 AM JKBLANKENSH Bulk update requested by BGAICHROTH: Disposition work order closed 11/29/2017 10:48 AM JKBLANKENSH This device has been removed from an active status with the RSQ Database, and physically removed from the facility. Device retired on 11/29/2017; Authorized By: Device retired due to end of lease agreement; Nature of Retirement: NOTNEEDED; Days In Service: 806 | F8DC192D-B36E-4FBE-9A50-D4D3E98CC573 | Labor | 11/29/2017 | 11/29/2017 | Jessica Blankenship
|  | ARJO-HUNTLEIGH | ARJO-HUNTLEIGH FLOWTRON ACS800 |  |  | SPD |  |  |  | 01/01/1900 |  |  |  |  | NO | NO |  |  |  |  | ARJO-HUNTLEIGH 10348355 1300024296 |  |  | Disposition |  | 99:99:99:99:99:99 |  | Equipment | PAAR:00-PVAR | 10/16/2019 |  | COOPER UNIVERSITY HOSPITAL |  |  | pav2 storage | 0011436880 | David Frye | Repair | Closed | Josh Harris | 03/29/2017 | 04/12/2017 | FLOWTRON COMPRESSION UNIT - LOUD OPERATION, BROKEN CASE MOUNT, FAULTY HOSES - TMX | 3/29/2017 11:50:04 AM JXHARRIS (JXHARRIS 3/29/2017 12:00 AM) SENDING UNIT TO ARJO HUNTLEIGH FOR NON BILLABLE REPAIR. 4/12/2017 8:35:10 AM JXHARRIS (JXHARRIS 4/12/2017 12:00 AM) RETURNED FROM VENDOR. VPO. RTS. | C9DBC14C-A956-4903-9A52-7706A538F3EA | Labor | 03/29/2017 | 03/29/2017 | Josh Harris
|  | ARJO-HUNTLEIGH | ARJO-HUNTLEIGH FLOWTRON ACS800 |  |  | SPD |  |  |  | 01/01/1900 |  |  |  |  | NO | NO |  |  |  |  | ARJO-HUNTLEIGH 10348375 1300024557 |  |  | Disposition |  | 99:99:99:99:99:99 |  | Equipment | PAAR:00-PVAR | 10/16/2019 |  | COOPER UNIVERSITY HOSPITAL |  |  | UHS | 0011749595 | David Frye | Repair | Closed | Josh Harris | 06/09/2017 | 06/09/2017 | COMPRESSION UNIT - HOSES LEAKING - TMX | 6/9/2017 9:27:22 AM JXHARRIS (JXHARRIS 6/9/2017 12:00 AM) EXCHANGED HOSES. VPO. RTS. | BC1D9BC8-27D2-41D4-8294-F2E7F07D1DC6 | Labor | 06/09/2017 | 06/09/2017 | Josh Harris
|  | ARJO-HUNTLEIGH | ARJO-HUNTLEIGH FLOWTRON ACS800 |  |  | SPD |  |  |  | 01/01/1900 |  |  |  |  | NO | NO |  |  |  |  | ARJO-HUNTLEIGH 10348374 1300023026 |  |  | Disposition |  | 99:99:99:99:99:99 |  | Equipment | PAAR:00-PVAR | 10/16/2019 |  | COOPER UNIVERSITY HOSPITAL |  |  | UHS | 0012465077 | David Frye | Preventative Maintenance | Closed | Josh Harris | 11/29/2017 | 11/29/2017 | Device retired following the end of a lease agreement with the manufacturer. CMPLREQ0002538 | 11/29/2017 10:26:04 AM JKBLANKENSH Device retired due to end of lease agreement. CMPLREQ0002538 11/29/2017 10:53:28 AM JKBLANKENSH Bulk update requested by BGAICHROTH: Disposition work order closed 11/29/2017 10:53 AM JKBLANKENSH This device has been removed from an active status with the RSQ Database, and physically removed from the facility. Device retired on 11/29/2017; Authorized By: Device retired due to end of lease agreement; Nature of Retirement: NOTNEEDED; Days In Service: 806 | 39D96BB2-53AA-4FA8-A618-185F4DCF1002 | Labor | 11/29/2017 | 11/29/2017 | Jessica Blankenship
|  | ARJO-HUNTLEIGH | ARJO-HUNTLEIGH FLOWTRON ACS800 |  |  | SPD |  |  |  | 01/01/1900 |  |  |  |  | NO | NO |  |  |  |  | ARJO-HUNTLEIGH 10348373 1300031942 |  |  | Disposition |  | 99:99:99:99:99:99 |  | Equipment | PAAR:00-PVAR | 10/16/2019 |  | COOPER UNIVERSITY HOSPITAL |  |  | UHS |  | David Frye
|  | ARJO-HUNTLEIGH | ARJO-HUNTLEIGH FLOWTRON ACS800 |  |  | SPD |  |  |  | 01/01/1900 |  |  |  |  | NO | NO |  |  |  |  | ARJO-HUNTLEIGH 10348372 1300028704 |  |  | Disposition |  | 99:99:99:99:99:99 |  | Equipment | PAAR:00-PVAR | 10/16/2019 |  | COOPER UNIVERSITY HOSPITAL |  |  | UHS |  | David Frye
|  | ARJO-HUNTLEIGH | ARJO-HUNTLEIGH FLOWTRON ACS800 |  |  | SPD |  |  |  | 01/01/1900 |  |  |  |  | NO | NO |  |  |  |  | ARJO-HUNTLEIGH 10348371 1300024342 |  |  | Disposition |  | 99:99:99:99:99:99 |  | Equipment | PAAR:00-PVAR | 10/16/2019 |  | COOPER UNIVERSITY HOSPITAL |  |  | UHS |  | David Frye
|  | ARJO-HUNTLEIGH | ARJO-HUNTLEIGH FLOWTRON ACS800 |  |  | SPD |  |  |  | 01/01/1900 |  |  |  |  | NO | NO |  |  |  |  | ARJO-HUNTLEIGH 10348365 1300024279 |  |  | Disposition |  | 99:99:99:99:99:99 |  | Equipment | PAAR:00-PVAR | 10/16/2019 |  | COOPER UNIVERSITY HOSPITAL |  |  | UHS |  | David Frye
|  | ARJO-HUNTLEIGH | ARJO-HUNTLEIGH FLOWTRON ACS800 |  |  | SPD |  |  |  | 01/01/1900 |  |  |  |  | NO | NO |  |  |  |  | ARJO-HUNTLEIGH 10348366 1300032032 |  |  | Disposition |  | 99:99:99:99:99:99 |  | Equipment | PAAR:00-PVAR | 10/16/2019 |  | COOPER UNIVERSITY HOSPITAL |  |  | UHS | 0011045158 | David Frye | Service Request | Closed | Josh Harris | 01/11/2017 | 02/03/2017 | COMPRESSION UNIT - BROKEN HANDLE, BROKEN HOSES - TMX | 2/3/2017 1:57:03 PM TJBURHART (TJBURHART 2/3/2017 12:00 AM) RETURN FROM VENDOR.........,VPO | A4F41BCE-5465-4670-A79A-D7477514B90D | Labor | 02/03/2017 | 02/03/2017 | Tom Burhart
|  | ARJO-HUNTLEIGH | ARJO-HUNTLEIGH FLOWTRON ACS800 |  |  | SPD |  |  |  | 01/01/1900 |  |  |  |  | NO | NO |  |  |  |  | ARJO-HUNTLEIGH 10348368 1300024386 |  |  | Disposition |  | 99:99:99:99:99:99 |  | Equipment | PAAR:00-PVAR | 10/16/2019 |  | COOPER UNIVERSITY HOSPITAL |  |  | UHS |  | David Frye
|  | ARJO-HUNTLEIGH | ARJO-HUNTLEIGH FLOWTRON ACS800 |  |  | SPD |  |  |  | 01/01/1900 |  |  |  |  | NO | NO |  |  |  |  | ARJO-HUNTLEIGH 10348364 1300031928 |  |  | Disposition |  | 99:99:99:99:99:99 |  | Equipment | PAAR:00-PVAR | 10/16/2019 |  | COOPER UNIVERSITY HOSPITAL |  |  | UHS | 0012465187 | David Frye | Preventative Maintenance | Closed | Josh Harris | 11/29/2017 | 11/29/2017 | Device retired following the end of a lease agreement with the manufacturer. CMPLREQ0002538 | 11/29/2017 10:33:20 AM JKBLANKENSH Device retired due to end of lease agreement. CMPLREQ0002538 11/29/2017 11:01:23 AM JKBLANKENSH Bulk update requested by BGAICHROTH: Disposition work order closed 11/29/2017 11:01 AM JKBLANKENSH This device has been removed from an active status with the RSQ Database, and physically removed from the facility. Device retired on 11/29/2017; Authorized By: Device retired due to end of lease agreement; Nature of Retirement: NOTNEEDED; Days In Service: 806 | 7D344A46-AAC7-4795-A79F-9DD131169712 | Labor | 11/30/2017 | 11/30/2017 | Jessica Blankenship
|  | ARJO-HUNTLEIGH | ARJO-HUNTLEIGH FLOWTRON ACS800 |  |  | SPD |  |  |  | 01/01/1900 |  |  |  |  | NO | NO |  |  |  |  | ARJO-HUNTLEIGH 10348363 1300031938 |  |  | Disposition |  | 99:99:99:99:99:99 |  | Equipment | PAAR:00-PVAR | 10/16/2019 |  | COOPER UNIVERSITY HOSPITAL |  |  | UHS | 0012465005 | David Frye | Preventative Maintenance | Closed | Josh Harris | 11/29/2017 | 11/29/2017 | Device retired following the end of a lease agreement with the manufacturer. CMPLREQ0002538 | 11/29/2017 10:21:07 AM JKBLANKENSH Device retired due to end of lease agreement. CMPLREQ0002538 11/29/2017 10:47:55 AM JKBLANKENSH Bulk update requested by BGAICHROTH: Disposition work order closed 11/29/2017 10:48 AM JKBLANKENSH This device has been removed from an active status with the RSQ Database, and physically removed from the facility. Device retired on 11/29/2017; Authorized By: Device retired due to end of lease agreement; Nature of Retirement: NOTNEEDED; Days In Service: 806 | A8291CB5-ABCD-4565-B1C3-2BF3AD4D3A95 | Labor | 11/29/2017 | 11/29/2017 | Jessica Blankenship
|  | ARJO-HUNTLEIGH | ARJO-HUNTLEIGH FLOWTRON ACS800 |  |  | SPD |  |  |  | 01/01/1900 |  |  |  |  | NO | NO |  |  |  |  | ARJO-HUNTLEIGH 10348356 1300039783 |  |  | Disposition |  | 99:99:99:99:99:99 |  | Equipment | PAAR:00-PVAR | 10/16/2019 |  | COOPER UNIVERSITY HOSPITAL |  |  | UHS |  | David Frye
|  | ARJO-HUNTLEIGH | ARJO-HUNTLEIGH FLOWTRON ACS800 |  |  | SPD |  |  |  | 01/01/1900 |  |  |  |  | NO | NO |  |  |  |  | ARJO-HUNTLEIGH 10348357 1300031929 |  |  | Disposition |  | 99:99:99:99:99:99 |  | Equipment | PAAR:00-PVAR | 10/16/2019 |  | COOPER UNIVERSITY HOSPITAL |  |  |  |  | David Frye
|  | ARJO-HUNTLEIGH | ARJO-HUNTLEIGH FLOWTRON ACS800 |  |  | SPD |  |  |  | 01/01/1900 |  |  |  |  | NO | NO |  |  |  |  | ARJO-HUNTLEIGH 10348362 1300024545 |  |  | Disposition |  | 99:99:99:99:99:99 |  | Equipment | PAAR:00-PVAR | 10/16/2019 |  | COOPER UNIVERSITY HOSPITAL |  |  | UHS |  | David Frye
|  | ARJO-HUNTLEIGH | ARJO-HUNTLEIGH FLOWTRON ACS800 |  |  | SPD |  |  |  | 01/01/1900 |  |  |  |  | NO | NO |  |  |  |  | ARJO-HUNTLEIGH 10348361 1300028774 |  |  | Disposition |  | 99:99:99:99:99:99 |  | Equipment | PAAR:00-PVAR | 10/16/2019 |  | COOPER UNIVERSITY HOSPITAL |  |  | UHS |  | David Frye
|  | ARJO-HUNTLEIGH | ARJO-HUNTLEIGH FLOWTRON ACS800 |  |  | SPD |  |  |  | 01/01/1900 |  |  |  |  | NO | NO |  |  |  |  | ARJO-HUNTLEIGH 10348360 1300031941 |  |  | Disposition |  | 99:99:99:99:99:99 |  | Equipment | PAAR:00-PVAR | 10/16/2019 |  | COOPER UNIVERSITY HOSPITAL |  |  | UHS | 0011089542 | David Frye | Repair | Closed | Stephen Zubrzycki | 01/26/2017 | 01/26/2017 | COMPRESSION UNIT - TURNS OFF BY ITSELF - TMX | 1/26/2017 4:18:13 PM SJZUBRZYCKI (SJZUBRZYCKI 1/26/2017 12:00 AM) REATTACHED BATTERY AND VPO | 9D8B7B7E-1CBE-41A8-A9C6-D4A911332A6C | Labor | 01/26/2017 | 01/26/2017 | Stephen Zubrzycki
|  | ARJO-HUNTLEIGH | ARJO-HUNTLEIGH FLOWTRON ACS800 |  |  | SPD |  |  |  | 01/01/1900 |  |  |  |  | NO | NO |  |  |  |  | ARJO-HUNTLEIGH 10348358 1300023054 |  |  | Disposition |  | 99:99:99:99:99:99 |  | Equipment | PAAR:00-PVAR | 10/16/2019 |  | COOPER UNIVERSITY HOSPITAL |  |  | UHS |  | David Frye
|  | ARJO-HUNTLEIGH | ARJO-HUNTLEIGH FLOWTRON ACS800 |  |  | SPD |  |  |  | 01/01/1900 |  |  |  |  | NO | NO |  |  |  |  | ARJO-HUNTLEIGH 10348359 1300039757 |  |  | Disposition |  | 99:99:99:99:99:99 |  | Equipment | PAAR:00-PVAR | 10/16/2019 |  | COOPER UNIVERSITY HOSPITAL |  |  | UHS | 0012465000 | David Frye | Preventative Maintenance | Closed | Josh Harris | 11/29/2017 | 11/29/2017 | Device retired following the end of a lease agreement with the manufacturer. CMPLREQ0002538 | 11/29/2017 10:20:47 AM JKBLANKENSH Device retired due to end of lease agreement. CMPLREQ0002538 11/29/2017 10:47:33 AM JKBLANKENSH Bulk update requested by BGAICHROTH: Disposition work order closed 11/29/2017 10:48 AM JKBLANKENSH This device has been removed from an active status with the RSQ Database, and physically removed from the facility. Device retired on 11/29/2017; Authorized By: Device retired due to end of lease agreement; Nature of Retirement: NOTNEEDED; Days In Service: 806 | F5774BE4-3C50-4D52-AA8B-68588BB4C6EF | Labor | 11/29/2017 | 11/29/2017 | Jessica Blankenship
|  | ARJO-HUNTLEIGH | ARJO-HUNTLEIGH FLOWTRON ACS800 |  |  | SPD |  |  |  | 01/01/1900 |  |  |  |  | NO | NO |  |  |  |  | ARJO-HUNTLEIGH 10348354 1300024403 |  |  | Disposition |  | 99:99:99:99:99:99 |  | Equipment | PAAR:00-PVAR | 10/16/2019 |  | COOPER UNIVERSITY HOSPITAL |  |  | UHS | 0011220368 | David Frye | Service Request | Closed | Josh Harris | 02/20/2017 | 03/06/2017 | SED MACHINE - EXTREMELY LOUD OPERATION - TMX | 3/6/2017 1:29:10 PM SJZUBRZYCKI (JXHARRIS 3/6/2017 12:00 AM) RETURNED FROM VENDOR, VPO AND RTS | 35F8E777-46D9-46C6-ABEA-4CFB2EEC62DE | Labor | 03/06/2017 | 03/06/2017 | Josh Harris
|  | ARJO-HUNTLEIGH | ARJO-HUNTLEIGH FLOWTRON ACS800 |  |  | SPD |  |  |  | 01/01/1900 |  |  |  |  | NO | NO |  |  |  |  | ARJO-HUNTLEIGH 10348350 1300024294 |  |  | Disposition |  | 99:99:99:99:99:99 |  | Equipment | PAAR:00-PVAR | 10/16/2019 |  | COOPER UNIVERSITY HOSPITAL |  |  | UHS |  | David Frye
|  | ARJO-HUNTLEIGH | ARJO-HUNTLEIGH FLOWTRON ACS800 |  |  | SPD |  |  |  | 01/01/1900 |  |  |  |  | NO | NO |  |  |  |  | ARJO-HUNTLEIGH 10348351 1300023245 |  |  | Disposition |  | 99:99:99:99:99:99 |  | Equipment | PAAR:00-PVAR | 10/16/2019 |  | COOPER UNIVERSITY HOSPITAL |  |  | UHS |  | David Frye
|  | ARJO-HUNTLEIGH | ARJO-HUNTLEIGH FLOWTRON ACS800 |  |  | SPD |  |  |  | 01/01/1900 |  |  |  |  | NO | NO |  |  |  |  | ARJO-HUNTLEIGH 10348352 1300024554 |  |  | Disposition |  | 99:99:99:99:99:99 |  | Equipment | PAAR:00-PVAR | 10/16/2019 |  | COOPER UNIVERSITY HOSPITAL |  |  | uha | 0011366920 | David Frye | Repair | Closed | Josh Harris | 03/22/2017 | 03/22/2017 | SCD PUMP - LEAKING HOSES - TMX | 3/22/2017 11:14:42 AM JXHARRIS (JXHARRIS 3/22/2017 12:00 AM) EXCHANGED HOSES. VPO. RTS. | E5366E43-1EBB-4B59-805C-A9F187FCF29A | Labor | 03/22/2017 | 03/22/2017 | Josh Harris
|  | ARJO-HUNTLEIGH | ARJO-HUNTLEIGH FLOWTRON ACS800 |  |  | SPD |  |  |  | 01/01/1900 |  |  |  |  | NO | NO |  |  |  |  | ARJO-HUNTLEIGH 10348353 1300031943 |  |  | Disposition |  | 99:99:99:99:99:99 |  | Equipment | PAAR:00-PVAR | 10/16/2019 |  | COOPER UNIVERSITY HOSPITAL |  |  | UHS |  | David Frye
|  | ARJO-HUNTLEIGH | ARJO-HUNTLEIGH FLOWTRON ACS800 |  |  | SPD |  |  |  | 01/01/1900 |  |  |  |  | NO | NO |  |  |  |  | ARJO-HUNTLEIGH 10348346 1300031933 |  |  | Disposition |  | 99:99:99:99:99:99 |  | Equipment | PAAR:00-PVAR | 10/16/2019 |  | COOPER UNIVERSITY HOSPITAL |  |  | UHS | 0011436875 | David Frye | Repair | Closed | Josh Harris | 03/29/2017 | 04/12/2017 | FLOWTRON COMPRESSION UNIT - BROKEN HANDLE, DAMAGED SCREEN, FAULTY HOSES - TMX | 3/29/2017 11:49:34 AM JXHARRIS (JXHARRIS 3/29/2017 12:00 AM) SENDING UNIT TO ARJO HUNTLEIGH FOR NON BILLABLE REPAIR. 4/12/2017 8:36:44 AM JXHARRIS (JXHARRIS 4/12/2017 12:00 AM) RETURNED FROM VENDOR. VPO. RTS. | C43FE909-3097-468E-8747-6EFBE73924A3 | Labor | 03/29/2017 | 03/29/2017 | Josh Harris
|  | ARJO-HUNTLEIGH | ARJO-HUNTLEIGH FLOWTRON ACS800 |  |  | SPD |  |  |  | 01/01/1900 |  |  |  |  | NO | NO |  |  |  |  | ARJO-HUNTLEIGH 10348349 1300023037 |  |  | Disposition |  | 99:99:99:99:99:99 |  | Equipment | PAAR:00-PVAR | 10/16/2019 |  | COOPER UNIVERSITY HOSPITAL |  |  | UHS | 0012464969 | David Frye | Preventative Maintenance | Closed | Josh Harris | 11/29/2017 | 11/29/2017 | Device retired following the end of a lease agreement with the manufacturer. CMPLREQ0002538 | 11/29/2017 10:18:40 AM JKBLANKENSH Device retired due to end of lease agreement. CMPLREQ0002538 11/29/2017 10:45:20 AM JKBLANKENSH Bulk update requested by BGAICHROTH: Disposition work order closed 11/29/2017 10:45 AM JKBLANKENSH This device has been removed from an active status with the RSQ Database, and physically removed from the facility. Device retired on 11/29/2017; Authorized By: Device retired due to end of lease agreement; Nature of Retirement: NOTNEEDED; Days In Service: 806 | 73DCB1BC-F792-4377-ACB5-00BEFFD6DAED | Labor | 11/29/2017 | 11/29/2017 | Jessica Blankenship
|  | ARJO-HUNTLEIGH | ARJO-HUNTLEIGH FLOWTRON ACS800 |  |  | SPD |  |  |  | 01/01/1900 |  |  |  |  | NO | NO |  |  |  |  | ARJO-HUNTLEIGH 10348348 1300031944 |  |  | Disposition |  | 99:99:99:99:99:99 |  | Equipment | PAAR:00-PVAR | 10/16/2019 |  | COOPER UNIVERSITY HOSPITAL |  |  | UHS | 0012464957 | David Frye | Preventative Maintenance | Closed | Josh Harris | 11/29/2017 | 11/29/2017 | Device retired following the end of a lease agreement with the manufacturer. CMPLREQ0002538 | 11/29/2017 10:17:59 AM JKBLANKENSH Device retired due to end of lease agreement. CMPLREQ0002538 11/29/2017 10:44:34 AM JKBLANKENSH Bulk update requested by BGAICHROTH: Disposition work order closed 11/29/2017 10:45 AM JKBLANKENSH This device has been removed from an active status with the RSQ Database, and physically removed from the facility. Device retired on 11/29/2017; Authorized By: Device retired due to end of lease agreement; Nature of Retirement: NOTNEEDED; Days In Service: 806 | 17EFA8D2-21D9-4913-B2E6-562DFA73079B | Labor | 11/29/2017 | 11/29/2017 | Jessica Blankenship
|  | ARJO-HUNTLEIGH | ARJO-HUNTLEIGH FLOWTRON ACS800 |  |  | SPD |  |  |  | 01/01/1900 |  |  |  |  | NO | NO |  |  |  |  | ARJO-HUNTLEIGH 10348347 1300023225 |  |  | Disposition |  | 99:99:99:99:99:99 |  | Equipment | PAAR:00-PVAR | 10/16/2019 |  | COOPER UNIVERSITY HOSPITAL |  |  | UHS | 0012464956 | David Frye | Preventative Maintenance | Closed | Josh Harris | 11/29/2017 | 11/29/2017 | Device retired following the end of a lease agreement with the manufacturer. CMPLREQ0002538 | 11/29/2017 10:17:53 AM JKBLANKENSH Device retired due to end of lease agreement. CMPLREQ0002538 11/29/2017 10:44:30 AM JKBLANKENSH Bulk update requested by BGAICHROTH: Disposition work order closed 11/29/2017 10:45 AM JKBLANKENSH This device has been removed from an active status with the RSQ Database, and physically removed from the facility. Device retired on 11/29/2017; Authorized By: Device retired due to end of lease agreement; Nature of Retirement: NOTNEEDED; Days In Service: 806 | 1B1A87BE-6CD1-407F-B01B-8655367077BD | Labor | 11/29/2017 | 11/29/2017 | Jessica Blankenship
|  | ARJO-HUNTLEIGH | ARJO-HUNTLEIGH FLOWTRON UNIVERSAL AC600 |  |  | SPD |  |  |  | 02/26/2013 |  |  |  |  | NO | NO |  |  |  |  | ARJO-HUNTLEIGH 10369105 1300021847 |  |  | Disposition |  |  |  | Alarm | PAAR:00-PVAR | 10/16/2019 |  | COOPER UNIVERSITY HOSPITAL |  |  | K7 |  | David Frye
|  | ARJO-HUNTLEIGH | ARJO-HUNTLEIGH FLOWTRON UNIVERSAL AC600 |  |  | SPD |  |  |  | 02/26/2013 |  |  |  |  | NO | NO |  |  |  |  | ARJO-HUNTLEIGH 10368500 1300015068 |  |  | Disposition |  |  |  | Alarm | PAAR:00-PVAR | 10/16/2019 |  | COOPER UNIVERSITY HOSPITAL |  |  | pacu storage |  | David Frye
|  | ARJO-HUNTLEIGH | ARJO-HUNTLEIGH FLOWTRON UNIVERSAL AC600 |  |  | SPD |  |  |  | 02/26/2013 |  |  |  |  | NO | NO |  |  |  |  | ARJO-HUNTLEIGH 10368499 1300015113 |  |  | Disposition |  |  |  | Alarm | PAAR:00-PVAR | 10/16/2019 |  | COOPER UNIVERSITY HOSPITAL |  |  | pacu storage |  | David Frye
|  | ARJO-HUNTLEIGH | ARJO-HUNTLEIGH FLOWTRON UNIVERSAL AC600 |  |  | SPD |  |  |  | 02/26/2013 |  |  |  |  | NO | NO |  |  |  |  | ARJO-HUNTLEIGH 10368497 1300021545 |  |  | Disposition |  |  |  | Alarm | PAAR:00-PVAR | 10/16/2019 |  | COOPER UNIVERSITY HOSPITAL |  |  | pacu storage |  | David Frye
|  | ARJO-HUNTLEIGH | ARJO-HUNTLEIGH FLOWTRON UNIVERSAL AC600 |  |  | SPD |  |  |  | 02/26/2013 |  |  |  |  | NO | NO |  |  |  |  | ARJO-HUNTLEIGH 10368498 1300020139 |  |  | Disposition |  |  |  | Alarm | PAAR:00-PVAR | 10/16/2019 |  | COOPER UNIVERSITY HOSPITAL |  |  | pacu storage |  | David Frye
|  | ARJO-HUNTLEIGH | ARJO-HUNTLEIGH FLOWTRON UNIVERSAL AC600 |  |  | SPD |  |  |  | 03/01/2013 |  |  |  |  | NO | NO |  |  |  |  | ARJO-HUNTLEIGH 10368496 507032985 |  |  | Disposition |  |  |  | Alarm | PAAR:00-PVAR | 10/16/2019 |  | COOPER UNIVERSITY HOSPITAL |  |  | pacu storage |  | David Frye
|  | ARJO-HUNTLEIGH | ARJO-HUNTLEIGH FLOWTRON UNIVERSAL AC600 |  |  | SPD |  |  |  | 02/26/2013 |  |  |  |  | NO | NO |  |  |  |  | ARJO-HUNTLEIGH 10368407 1300015106 |  |  | Disposition |  |  |  | Alarm | PAAR:00-PVAR | 10/16/2019 |  | COOPER UNIVERSITY HOSPITAL |  |  | K5 OR |  | David Frye
|  | ARJO-HUNTLEIGH | ARJO-HUNTLEIGH FLOWTRON UNIVERSAL AC600 |  |  | SPD |  |  |  | 03/01/2013 |  |  |  |  | NO | NO |  |  |  |  | ARJO-HUNTLEIGH 10367643 507024562 |  |  | Disposition |  |  |  | Alarm | PAAR:00-PVAR | 10/16/2019 |  | COOPER UNIVERSITY HOSPITAL |  |  | STORAGE ROOM P470 |  | David Frye
|  | ARJO-HUNTLEIGH | ARJO-HUNTLEIGH FLOWTRON UNIVERSAL AC600 |  |  | SPD |  |  |  | 02/26/2013 |  |  |  |  | NO | NO |  |  |  |  | ARJO-HUNTLEIGH 10367644 1300019998 |  |  | Disposition |  |  |  | Alarm | PAAR:00-PVAR | 10/16/2019 |  | COOPER UNIVERSITY HOSPITAL |  |  | STORAGE ROOM P470 |  | David Frye
|  | ARJO-HUNTLEIGH | ARJO-HUNTLEIGH FLOWTRON UNIVERSAL AC600 |  |  | SPD |  |  |  | 02/26/2013 |  |  |  |  | NO | NO |  |  |  |  | ARJO-HUNTLEIGH 10367642 1300015059 |  |  | Disposition |  |  |  | Alarm | PAAR:00-PVAR | 10/16/2019 |  | COOPER UNIVERSITY HOSPITAL |  |  | STORAGE ROOM P470 |  | David Frye
|  | ARJO-HUNTLEIGH | ARJO-HUNTLEIGH FLOWTRON UNIVERSAL AC600 |  |  | SPD |  |  |  | 02/26/2013 |  |  |  |  | NO | NO |  |  |  |  | ARJO-HUNTLEIGH 10366473 1300015202 |  |  | Disposition |  |  |  | Alarm | PAAR:00-PVAR | 10/16/2019 |  | COOPER UNIVERSITY HOSPITAL |  |  | 10S |  | David Frye
|  | ARJO-HUNTLEIGH | ARJO-HUNTLEIGH FLOWTRON UNIVERSAL AC600 |  |  | SPD |  |  |  | 02/26/2013 |  |  |  |  | NO | NO |  |  |  |  | ARJO-HUNTLEIGH 10360645 1300019989 |  |  | Disposition |  |  |  | Alarm | PAAR:00-PVAR | 10/16/2019 |  | COOPER UNIVERSITY HOSPITAL |  |  | STORAGE ROOM P470 |  | David Frye
|  | ARJO-HUNTLEIGH | ARJO-HUNTLEIGH FLOWTRON UNIVERSAL AC600 |  |  | SPD |  |  |  | 03/01/2013 |  |  |  |  | NO | NO |  |  |  |  | ARJO-HUNTLEIGH 10356101 507027024 |  |  | Disposition |  |  |  | Alarm | PAAR:00-PVAR | 10/16/2019 |  | COOPER UNIVERSITY HOSPITAL |  |  | RM 951 |  | David Frye
|  | ARJO-HUNTLEIGH | ARJO-HUNTLEIGH FLOWTRON UNIVERSAL AC600 |  |  | SPD |  |  |  | 02/26/2013 |  |  |  |  | NO | NO |  |  |  |  | ARJO-HUNTLEIGH 10356095 1300019994 |  |  | Disposition |  |  |  | Alarm | PAAR:00-PVAR | 10/16/2019 |  | COOPER UNIVERSITY HOSPITAL |  |  | RM 969 |  | David Frye
|  | ARJO-HUNTLEIGH | ARJO-HUNTLEIGH FLOWTRON UNIVERSAL AC600 |  |  | SPD |  |  |  | 02/26/2013 |  |  |  |  | NO | NO |  |  |  |  | ARJO-HUNTLEIGH 10356066 1300021682 |  |  | Disposition |  |  |  | Alarm | PAAR:00-PVAR | 10/16/2019 |  | COOPER UNIVERSITY HOSPITAL |  |  | RM 1068 |  | David Frye
|  | ARJO-HUNTLEIGH | ARJO-HUNTLEIGH FLOWTRON UNIVERSAL AC600 |  |  | SPD |  |  |  | 02/26/2013 |  |  |  |  | NO | NO |  |  |  |  | ARJO-HUNTLEIGH 10356056 1300015187 |  |  | Disposition |  |  |  | Alarm | PAAR:00-PVAR | 10/16/2019 |  | COOPER UNIVERSITY HOSPITAL |  |  | RM 1066 |  | David Frye
|  | ARJO-HUNTLEIGH | ARJO-HUNTLEIGH FLOWTRON UNIVERSAL AC600 |  |  | SPD |  |  |  | 03/01/2013 |  |  |  |  | NO | NO |  |  |  |  | ARJO-HUNTLEIGH 10356050 507017653 |  |  | Disposition |  |  |  | Alarm | PAAR:00-PVAR | 10/16/2019 |  | COOPER UNIVERSITY HOSPITAL |  |  | RM 1065 |  | David Frye
|  | ARJO-HUNTLEIGH | ARJO-HUNTLEIGH FLOWTRON UNIVERSAL AC600 |  |  | SPD |  |  |  | 02/26/2013 |  |  |  |  | NO | NO |  |  |  |  | ARJO-HUNTLEIGH 10356043 1300019925 |  |  | Disposition |  |  |  | Alarm | PAAR:00-PVAR | 10/16/2019 |  | COOPER UNIVERSITY HOSPITAL |  |  | rm 1063 |  | David Frye
|  | ARJO-HUNTLEIGH | ARJO-HUNTLEIGH FLOWTRON UNIVERSAL AC600 |  |  | SPD |  |  |  | 02/26/2013 |  |  |  |  | NO | NO |  |  |  |  | ARJO-HUNTLEIGH 10356044 1300021909 |  |  | Disposition |  |  |  | Alarm | PAAR:00-PVAR | 10/16/2019 |  | COOPER UNIVERSITY HOSPITAL |  |  | RM 1064 |  | David Frye
|  | ARJO-HUNTLEIGH | ARJO-HUNTLEIGH FLOWTRON UNIVERSAL AC600 |  |  | SPD |  |  |  | 02/26/2013 |  |  |  |  | NO | NO |  |  |  |  | ARJO-HUNTLEIGH 10356036 1300015205 |  |  | Disposition |  |  |  | Alarm | PAAR:00-PVAR | 10/16/2019 |  | COOPER UNIVERSITY HOSPITAL |  |  | RM 1061 |  | David Frye
|  | ARJO-HUNTLEIGH | ARJO-HUNTLEIGH FLOWTRON UNIVERSAL AC600 |  |  | SPD |  |  |  | 02/26/2013 |  |  |  |  | NO | NO |  |  |  |  | ARJO-HUNTLEIGH 10356023 1300019979 |  |  | Disposition |  |  |  | Alarm | PAAR:00-PVAR | 10/16/2019 |  | COOPER UNIVERSITY HOSPITAL |  |  | RM 1060 |  | David Frye
|  | ARJO-HUNTLEIGH | ARJO-HUNTLEIGH FLOWTRON UNIVERSAL AC600 |  |  | CENTRAL STERILE PROCESSING |  |  |  | 02/26/2013 |  |  |  |  | NO | NO |  |  |  |  | ARJO-HUNTLEIGH 10346678 1300020143 |  |  | Disposition |  |  |  | Alarm | PAAR:00-PVAR | 10/16/2019 |  | COOPER UNIVERSITY HOSPITAL |  |  | OR STORAGE AREA |  | GINA GAROZZO
|  | ARJO-HUNTLEIGH | ARJO-HUNTLEIGH FLOWTRON UNIVERSAL AC600 |  |  | SPD |  |  |  | 10/16/2019 |  |  |  |  | NO | NO |  |  |  |  | ARJO-HUNTLEIGH 30143335 0900028424 |  |  | Disposition |  |  |  | Alarm | PAAR:00-PVAR | 10/16/2019 | 10/16/2019 | COOPER UNIVERSITY HOSPITAL |  |  | RM 855 |  | David Frye |  |  |  | 10/16/2019 | 10/16/2019 |  |  |  |  | 10/16/2019 | 10/16/2019
|  | ARJO-HUNTLEIGH | ARJO-HUNTLEIGH FLOWTRON UNIVERSAL AC600 |  |  | SPD |  |  |  | 10/16/2019 |  |  |  |  | NO | NO |  |  |  |  | ARJO-HUNTLEIGH 30143317 507032747 |  |  | Disposition |  |  |  | Alarm | PAAR:00-PVAR | 10/16/2019 | 10/16/2019 | COOPER UNIVERSITY HOSPITAL |  |  | RM 851 |  | David Frye |  |  |  | 10/16/2019 | 10/16/2019 |  |  |  |  | 10/16/2019 | 10/16/2019
|  | ARJO-HUNTLEIGH | ARJO-HUNTLEIGH FLOWTRON UNIVERSAL AC600 |  |  | OPERATING ROOM - PAVILION |  |  |  | 02/26/2013 |  |  |  |  | NO | NO |  |  |  |  | ARJO-HUNTLEIGH 10346626 1300019988 |  |  | Disposition |  |  |  | Alarm | PAAR:00-PVAR | 10/16/2019 |  | COOPER UNIVERSITY HOSPITAL |  |  | OR P07 |  | DOMINIC VENDETTA
|  | ARJO-HUNTLEIGH | ARJO-HUNTLEIGH FLOWTRON UNIVERSAL AC600 |  |  | OPERATING ROOM - PAVILION |  |  |  | 02/26/2013 |  |  |  |  | NO | NO |  |  |  |  | ARJO-HUNTLEIGH 10346616 1300019982 |  |  | Disposition |  |  |  | Alarm | PAAR:00-PVAR | 10/16/2019 |  | COOPER UNIVERSITY HOSPITAL |  |  | OR P07 |  | DOMINIC VENDETTA
|  | ARJO-HUNTLEIGH | ARJO-HUNTLEIGH FLOWTRON UNIVERSAL AC600 |  |  | CENTRAL STERILE PROCESSING |  |  |  | 02/26/2013 |  |  |  |  | NO | NO |  |  |  |  | ARJO-HUNTLEIGH 10346561 1300021859 |  |  | Disposition |  |  |  | Alarm | PAAR:00-PVAR | 10/16/2019 |  | COOPER UNIVERSITY HOSPITAL |  |  | OR P04 |  | GINA GAROZZO
|  | ARJO-HUNTLEIGH | ARJO-HUNTLEIGH FLOWTRON UNIVERSAL AC600 |  |  | VOORHEES SURGERY CENTER-OPERATING ROOM |  |  |  | 02/26/2013 |  |  |  |  | NO | NO |  |  |  |  | ARJO-HUNTLEIGH 10346034 1300019959 |  |  | Active |  | 99:99:99:99:99:99 |  | Alarm | PAAR:00-PVAR | 11/02/2019 |  | COOPER AMBULATORY OFF-SITES |  |  | OR 2 |  | JENNIFER BOMBARO
|  | ARJO-HUNTLEIGH | ARJO-HUNTLEIGH FLOWTRON UNIVERSAL AC600 |  |  | VOORHEES SURGERY CENTER-OPERATING ROOM |  |  |  | 02/26/2013 |  |  |  |  | NO | NO |  |  |  |  | ARJO-HUNTLEIGH 10345498 1300020144 |  |  | Active |  | 99:99:99:99:99:99 |  | Alarm | PAAR:00-PVAR | 11/02/2019 |  | COOPER AMBULATORY OFF-SITES |  |  | OR 3 |  | JENNIFER BOMBARO
|  | ARJO-HUNTLEIGH | ARJO-HUNTLEIGH FLOWTRON UNIVERSAL AC600 |  |  | VOORHEES SURGERY CENTER-OPERATING ROOM |  |  |  | 02/26/2013 |  |  |  |  | NO | NO |  |  |  |  | ARJO-HUNTLEIGH 10345419 1300020094 |  |  | Active |  | 99:99:99:99:99:99 |  | Alarm | PAAR:00-PVAR | 11/02/2019 |  | COOPER AMBULATORY OFF-SITES |  |  | OR 4 |  | JENNIFER BOMBARO
|  | ARJO-HUNTLEIGH | ARJO-HUNTLEIGH FLOWTRON UNIVERSAL AC600 |  |  | VOORHEES SURGERY CENTER-OPERATING ROOM |  |  |  | 11/02/2019 |  |  |  |  | NO | NO |  |  |  |  | ARJO-HUNTLEIGH 30142528 1300015070 |  |  | Active |  | 99:99:99:99:99:99 |  | Alarm | PAAR:00-PVAR | 11/02/2019 | 11/02/2019 | COOPER AMBULATORY OFF-SITES |  |  | STORAGE |  | JENNIFER BOMBARO |  |  |  | 11/02/2019 | 11/02/2019 |  |  |  |  | 11/02/2019 | 11/02/2019
|  | ARROW INTERNATIONAL | ARROW INTERNATIONAL HEMOSONIC 100 |  | HEM1593 | ANESTHESIOLOGY |  |  |  | 01/01/1900 |  |  |  |  | NO | NO |  |  |  |  | ARROW INTERNATIONAL 06047 HEM1593 |  |  | Disposition |  |  |  | Equipment | 1Y:00-MFG | 10/27/2015 | 10/01/2020 | COOPER UNIVERSITY HOSPITAL |  |  |  |  | GIACINTA ROUPAS
|  | ARTEL | ARTEL PCS-100-07A |  |  | LAB CHEMISTRY |  |  |  | 10/18/2002 |  |  |  |  | NO | NO |  |  |  |  | ARTEL 10360266 2021800 |  |  | Disposition |  | 99:99:99:99:99:99 |  | Equipment | 1Y:00-MFG | 03/27/2019 | 03/01/2020 | COOPER UNIVERSITY HOSPITAL |  |  | CHEMISTRY |  | Barbara Snyder
|  | ARTERIOCYTE | ARTERIOCYTE MAGELLAN |  | MAG1001167 | OPERATING ROOM - PAVILION |  |  |  | 10/17/2006 |  |  |  |  | NO | NO |  |  |  |  | ARTERIOCYTE 10346612 MAG1001167 |  |  | Disposition |  |  |  | Equipment | 1Y:00-MFG | 02/12/2016 | 02/01/2020 | COOPER UNIVERSITY HOSPITAL |  |  | OR P07 PUMP ROOM |  | DOMINIC VENDETTA
|  | ARTHREX INC. | ARTHREX INC. 26" HD MONITOR |  | AN001448000019 | OPERATING ROOM - PAVILION |  |  |  | 10/16/2019 |  |  |  |  | NO | NO |  |  |  |  | ARTHREX INC. 30294956 AN001448000019 |  |  | Disposition |  |  |  | Accessory | PAAR:00-PVAR | 10/16/2019 | 10/16/2019 | COOPER UNIVERSITY HOSPITAL |  |  | Ortho OR 2yr Warranty | WOT00000000766477 | DOMINIC VENDETTA | Performance Verification | Closed | Salvatore Bombara | 10/16/2019 | 10/16/2019 | Performance Verification for ARTHREX INC. 30294956 AN00144800001 | Initial Install of Performance Verification. Device is ready for patient use. |  |  | 10/16/2019 | 10/16/2019
|  | ARTHREX INC. | ARTHREX INC. 26" HD MONITOR |  | AN001538000544 | OR - KELEMEN 3 |  |  |  | 10/16/2019 |  |  |  |  | NO | NO |  |  |  |  | ARTHREX INC. 30146346 AN001538000544 |  |  | Disposition |  |  |  | Accessory | PAAR:00-PVAR | 10/16/2019 | 10/16/2019 | COOPER UNIVERSITY HOSPITAL |  |  |  |  | DOMINIC VENDETTA |  |  |  | 10/16/2019 | 10/16/2019 |  |  |  |  | 10/16/2019 | 10/16/2019
|  | ARTHREX INC. | ARTHREX INC. 4K C-MOUNT AR-3355-4031 |  |  | CENTRAL STERILE PROCESSING |  |  | excluded | 10/31/2019 |  |  |  |  | NO | NO |  |  |  |  | ARTHREX INC. 1395274 1395274 |  |  | Active |  |  |  | Equipment | PAAR:00-PVAR | 10/31/2019 | 10/31/2019 | COOPER UNIVERSITY HOSPITAL |  |  | BASEMENT | WOT00000003141836 | GINA GAROZZO | Performance Verification | Closed | Kenneth Krips | 10/31/2019 | 10/31/2019 | Performance Verification for ARTHREX INC. 1395274 1395274 | Initial Install of Performance Verification. Device is ready for patient use. |  |  | 10/31/2019 | 10/31/2019
|  | ARTHREX INC. | ARTHREX INC. 4K C-MOUNT AR-3355-4031 |  |  | CENTRAL STERILE PROCESSING |  |  |  | 10/16/2019 |  |  |  |  | NO | NO |  |  |  |  | ARTHREX INC. 1354776 1354776 |  |  | Disposition |  |  |  | Equipment | PAAR:00-PVAR | 10/16/2019 | 10/16/2019 | COOPER UNIVERSITY HOSPITAL |  |  | BASEMENT | WOT00000002760048 | GINA GAROZZO | Performance Verification | Closed | Kenneth Krips | 10/16/2019 | 10/16/2019 | Performance Verification for ARTHREX INC. 1354776 1354776 | Initial Install of Performance Verification. Device is ready for patient use. |  |  | 10/16/2019 | 10/16/2019
|  | ARTHREX INC. | ARTHREX INC. 4K C-MOUNT AR-3355-4031 |  |  | CENTRAL STERILE PROCESSING |  |  |  | 10/16/2019 |  |  |  |  | NO | NO |  |  |  |  | ARTHREX INC. 1350300 1350300 |  |  | Disposition |  |  |  | Equipment | PAAR:00-PVAR | 10/16/2019 | 10/16/2019 | COOPER UNIVERSITY HOSPITAL |  |  | Performance Verification | WOT00000002890846 | GINA GAROZZO | Performance Verification | Closed | Kenneth Krips | 10/16/2019 | 10/16/2019 | CEID Record Completion for ARTHREX INC. 1350300 1350300 | SCOPE INVENTORIED FOR CSP/O.R. | EXP3141183 | Labor | 10/16/2019 | 10/16/2019 | Kenneth Krips
|  | ARTHREX INC. | ARTHREX INC. 4K C-MOUNT AR-3355-4031 |  |  | CENTRAL STERILE PROCESSING |  |  | excluded | 10/31/2019 |  |  |  |  | NO | NO |  |  |  |  | ARTHREX INC. 1327617 1327617 |  |  | Active |  |  |  | Equipment | PAAR:00-PVAR | 10/31/2019 | 10/31/2019 | COOPER UNIVERSITY HOSPITAL |  |  | BASEMENT | WOT00000003987850 | GINA GAROZZO | Performance Verification | Closed | Kenneth Krips | 10/31/2019 | 10/31/2019 | Performance Verification for ARTHREX INC. 1327617 1327617 | Initial Install of Performance Verification. Device is ready for patient use. |  |  | 10/31/2019 | 10/31/2019
BEJ170015 |  | ARTHREX INC. | ARTHREX INC. 4K SYNERGY C-MOUNT CAMER HEAD |  | BEJ170015 | VOORHEES SURGERY CENTER-OPERATING ROOM |  |  |  | 10/16/2019 |  |  |  |  | NO | NO |  |  |  |  | ARTHREX INC. BEJ170015 BEJ170015 |  |  | Disposition |  | 99:99:99:99:99:99 |  | Equipment | PAAR:00-PVAR | 10/16/2019 | 10/16/2019 | COOPER AMBULATORY OFF-SITES |  |  | SUITE E | WOT00000001033251 | JENNIFER BOMBARO | Repair | Closed | Kirk Lis | 10/16/2019 | 10/16/2019 | Camera Head - giving a yellow image, SN BEJ170015 did not pull in system, Kurt Lis onsite | PERFORMED DIAGNOSTICS ON UNIT. TRACED PROBLEM TO BROKEN WIRES INCABLE AT END NEAR CAMERA HEAD REPLACEMENT CAMERA HEAD WAS DELIVERED TO JASON AT SUITE E. THIS HEAD WAS SENT BACK FOR EXCHANGE. NEED TO TAKE OUT OF SERVICE NEED TO PUT UNIT OUT OF SERVICE. IT WAS A REPAIR / EXCHANGE Unit was exchanged Dispositioned from Work Order Task WOT00000001399052 CEID: BEJ170015 | EXP3047961 | Vendor Parts | 10/16/2019 | 10/16/2019 | Integration web_service
BED150001 |  | ARTHREX INC. | ARTHREX INC. 4K SYNERGY C-MOUNT CAMER HEAD |  | BED150001 | VOORHEES SURGERY CENTER-OPERATING ROOM |  |  | excluded | 10/31/2019 |  |  |  |  | NO | NO |  |  |  |  | ARTHREX INC. BED150001 BED150001 |  |  | Active |  |  |  | Equipment | PAAR:00-PVAR | 10/31/2019 | 10/31/2019 | COOPER AMBULATORY OFF-SITES |  |  | SUITE E OR | WOT00000002348499 | JENNIFER BOMBARO | Performance Verification | Closed | Kirk Lis | 10/31/2019 | 10/31/2019 | Performance Verification for ARTHREX INC. BED150001 BED150001 | Initial Install of Performance Verification. Device is ready for patient use. |  |  | 10/31/2019 | 10/31/2019
BEC160032 |  | ARTHREX INC. | ARTHREX INC. 4K SYNERGY C-MOUNT CAMER HEAD |  | BEC160032 | VOORHEES SURGERY CENTER-OPERATING ROOM |  |  |  | 10/16/2019 |  |  |  |  | NO | NO |  |  |  |  | ARTHREX INC. BEC160032 BEC160032 |  |  | Disposition |  |  |  | Equipment | PAAR:00-PVAR | 10/16/2019 | 10/16/2019 | COOPER AMBULATORY OFF-SITES |  |  | SUITE E | WOT00000002267680 | JENNIFER BOMBARO | Repair | Closed | Stephen Zubrzycki | 10/16/2019 | 10/16/2019 | ARTHEX Camera, Model AR-3210-0025, Picture has lines in it | .:: Acknowledged ::. Technician: Kirk LisTimestamp: 2019-02-28 15:30:33 VERIFIED ISSUE. INTERNAL WIRES CONNECTING INTERMITTENTLY. NEED TO SEND OUT FOR REPAIR. CONTACTED OEM. SENDING REPAIR / EXCHANGE CAMERA HEAD WHEN THEY GET PO. CASE# 18045-1 INSTALLED NEW CAMERA HEAD. TESTED OK . BOXED AND SHIPPED BAD CAMERA HEAD BACK AS CORE EXCHANGE. FSR or Requested Items need to be corrected on the Vendor Service Request FSR or Requested Items need to be corrected on the Vendor Service Request FSR or Requested Items need to be corrected on the Vendor Service Request | EXP2405537 | Labor | 10/16/2019 | 10/16/2019 | Kirk Lis
BEB160020 |  | ARTHREX INC. | ARTHREX INC. 4K SYNERGY C-MOUNT CAMER HEAD |  | BEB160020 | VOORHEES SURGERY CENTER-OPERATING ROOM |  |  | excluded | 10/31/2019 |  |  |  |  | NO | NO |  |  |  |  | ARTHREX INC. BEB160020 BEB160020 |  |  | Active |  |  |  | Equipment | PAAR:00-PVAR | 10/31/2019 | 10/31/2019 | COOPER AMBULATORY OFF-SITES |  |  | SUITE E OR | WOT00000002388558 | JENNIFER BOMBARO | Repair | Closed | Kirk Lis | 10/31/2019 | 10/31/2019 | Camera - glitching, have to wiggle the cord for picture to show up | ANALYZED UNIT. CLEANED CAMERA HEAD CONTACTS. ( VERY DIRTY ). TESTED UNIT. RETURNED TO SERVICE. GAVE TECH. TIP. TO OR TECHS. ON CLEANING EDGE CONTACTS TO ALLEVIATE DOWN TIME. | EXP2517750 | Labor | 10/31/2019 | 10/31/2019 | Kirk Lis
BEA190007 |  | ARTHREX INC. | ARTHREX INC. 4K SYNERGY C-MOUNT CAMER HEAD |  | BEA190007 | VOORHEES SURGERY CENTER-OPERATING ROOM |  |  | excluded | 10/31/2019 |  |  |  |  | NO | NO |  |  |  |  | ARTHREX INC. BEA190007 BEA190007 |  |  | Active |  |  |  | Equipment | PAAR:00-PVAR | 10/31/2019 | 10/31/2019 | COOPER AMBULATORY OFF-SITES |  |  | SUITE E | WOT00000002412905 | JENNIFER BOMBARO | Performance Verification | Closed | Kirk Lis | 10/31/2019 | 10/31/2019 | Performance Verification for ARTHREX INC. BEA190007 BEA190007 | Initial Install of Performance Verification. Device is ready for patient use. |  |  | 10/31/2019 | 10/31/2019
BKE170080 |  | ARTHREX INC. | ARTHREX INC. 4K SYNERGY C-MOUNT CAMERA |  | BKE170080 | VOORHEES SURGERY CENTER-OPERATING ROOM |  |  | excluded | 10/31/2019 |  |  |  |  | NO | NO |  |  |  |  | ARTHREX INC. BKE170080 BKE170080 |  |  | Active |  |  |  | Equipment | PAAR:00-PVAR | 10/31/2019 | 10/31/2019 | COOPER AMBULATORY OFF-SITES |  |  | SUITE E | WOT00000003502567 | JENNIFER BOMBARO | Performance Verification | Closed | Kirk Lis | 10/31/2019 | 10/31/2019 | Performance Verification for ARTHREX INC. BKE170080 BKE170080 | Initial Install of Performance Verification. Device is ready for patient use. |  |  | 10/31/2019 | 10/31/2019
BKG170030 |  | ARTHREX INC. | ARTHREX INC. 4K SYNERGY UHD4 ULTRA |  | BKG170030 | VOORHEES SURGERY CENTER-OPERATING ROOM |  |  | excluded | 10/31/2019 |  |  |  |  | NO | NO |  |  |  |  | ARTHREX INC. BKG170030 BKG170030 |  |  | Active |  |  |  | Accessory | PAAR:00-PVAR | 10/31/2019 | 10/31/2019 | COOPER AMBULATORY OFF-SITES |  |  | SUITE E | WOT00000002410860 | JENNIFER BOMBARO | Performance Verification | Closed | Kirk Lis | 10/31/2019 | 10/31/2019 | Performance Verification for ARTHREX INC. BKG170030 BKG170030 | Initial Install of Performance Verification. Device is ready for patient use. |  |  | 10/31/2019 | 10/31/2019
Bke180024 |  | ARTHREX INC. | ARTHREX INC. 4K SYNERGYUHD4 BROADBAND CAMERA HEAD |  | Bke180024 | VOORHEES SURGERY CENTER-OPERATING ROOM |  |  |  | 10/16/2019 |  |  |  |  | NO | NO |  |  |  |  | ARTHREX INC. Bke180024 Bke180024 |  |  | Disposition |  | 99:99:99:99:99:99 |  | Equipment | PAAR:00-PVAR | 10/16/2019 | 10/16/2019 | COOPER AMBULATORY OFF-SITES |  |  | SUITE E | WOT00000001037102 | JENNIFER BOMBARO | Performance Verification | Closed | Kirk Lis | 10/16/2019 | 10/16/2019 | Performance Verification for ARTHREX INC. Bke180024 Bke180024 | Initial Install of Performance Verification. Device is ready for patient use. |  |  | 10/16/2019 | 10/16/2019
BKM160059 |  | ARTHREX INC. | ARTHREX INC. 4K SYNERGYUHD4 BROADBAND CAMERA HEAD |  | BKM160059 | VOORHEES SURGERY CENTER-OPERATING ROOM |  |  |  | 10/16/2019 |  |  |  |  | NO | NO |  |  |  |  | ARTHREX INC. BKM160059 BKM160059 |  |  | Disposition | BMK160059 |  |  | Equipment | PAAR:00-PVAR | 10/16/2019 | 10/16/2019 | COOPER AMBULATORY OFF-SITES |  |  | SUITE E | WOT00000001022209 | JENNIFER BOMBARO | Repair | Closed | Stephen Zubrzycki | 10/16/2019 | 10/16/2019 | Arthrex Camera Head - Giving blue picture | TESTED CAMERA. SCREEN PRODUCED RED SCREEN. NEED TO ANALYZE UNIT FURTHER RETESTED CAMERA . CAMERA IN NEED OF REPAIR CONFIRMED BLUE SCREEN ISSUE. NEED TO SEND OUT FOR REPAIR. CONTACTED OEM ARTHEX SENDING OUT REPLACEMENT SHOULD ARRIVE ON 6-11-18 RGA # CASE-318-1 RECIEVED IN NEW CAMERA HEAD.SN# BKE180024 . SHIPPED OUT RETURN EXCHANGE UNIT WITH BLUEISH TINT ON SCREEN. NEED TO PUT UNIT OUT OF SERVICE Dispositioned from Work Order Task WOT00000001036978 CEID: BKM160059 Dispositioned from Work Order Task WOT00000001036978 CEID: BKM160059 Dispositioned from Work Order Task WOT00000001036978 CEID: BKM160059 Dispositioned from Work Order Task WOT00000001036978 CEID: BKM160059 Dispositioned from Work Order Task WOT00000001036978 CEID: BKM160059 Dispositioned from Work Order Task WOT00000001036978 CEID: BKM160059 | EXP0715609 | Labor | 10/16/2019 | 10/16/2019 | Kirk Lis
BEL170005 |  | ARTHREX INC. | ARTHREX INC. 4K SYNERGYUHD4 BROADBAND CAMERA HEAD |  | BEL170005 | VOORHEES SURGERY CENTER-OPERATING ROOM |  |  | excluded | 10/31/2019 |  |  |  |  | NO | NO |  |  |  |  | ARTHREX INC. BEL170005 BEL170005 |  |  | Active |  | 99:99:99:99:99:99 |  | Equipment | PAAR:00-PVAR | 10/31/2019 | 10/31/2019 | COOPER AMBULATORY OFF-SITES |  |  | SUITE E | WOT00000001049072 | JENNIFER BOMBARO | Performance Verification | Closed | Kirk Lis | 10/31/2019 | 10/31/2019 | Performance Verification for ARTHREX INC. BEL170005 BEL170005 | Initial Install of Performance Verification. Device is ready for patient use. |  |  | 10/31/2019 | 10/31/2019
BEL170003 |  | ARTHREX INC. | ARTHREX INC. 4K SYNERGYUHD4 BROADBAND CAMERA HEAD |  | BEL170003 | VOORHEES SURGERY CENTER-OPERATING ROOM |  |  |  | 10/16/2019 |  |  |  |  | NO | NO |  |  |  |  | ARTHREX INC. BEL170003 BEL170003 |  |  | Disposition |  | 99:99:99:99:99:99 |  | Equipment | PAAR:00-PVAR | 10/16/2019 | 10/16/2019 | COOPER AMBULATORY OFF-SITES |  |  | Suite E | WOT00000001068259 | JENNIFER BOMBARO | Performance Verification | Closed | Kirk Lis | 10/16/2019 | 10/16/2019 | Performance Verification for ARTHREX INC. BEL170003 BEL170003 | Initial Install of Performance Verification. Device is ready for patient use. |  |  | 10/16/2019 | 10/16/2019
|  | ARTHREX INC. | ARTHREX INC. AR-3350-2730 |  | Not Known | CENTRAL STERILE PROCESSING |  |  | excluded | 10/31/2019 |  |  |  |  | NO | NO |  |  |  |  | ARTHREX INC. 1102610 Not Known |  |  | Active |  | 99:99:99:99:99:99 |  | Equipment | PAAR:00-PVAR | 10/31/2019 | 10/31/2019 | COOPER UNIVERSITY HOSPITAL |  |  |  | 0012508830 | GINA GAROZZO | Repair | Closed | Kenneth Krips | 10/31/2019 | 10/31/2019 | ARTHROSCOPE - BLURRY - TMX | 12/15/2017 8:38:17 AM KMKRIPS REPAIRS: RIGID SPECIALTY RATE REPAIR. COST: $975.00 12/19/2017 8:49:43 AM KMKRIPS PURCHASE ORDER #: TMX1109025 1/22/2018 12:02:06 PM KMKRIPS THIS SCOPE WAS SENT BACK FROM IMS AND DELIVERED BACK TO CSP ON 12.19.17. | 458397EE-906D-42A6-B19E-5372411F2B44 | VS | 10/31/2019 | 10/31/2019 | Kenneth Krips
|  | ARTHREX INC. | ARTHREX INC. AR-3350-4030 |  |  | VOORHEES SURGERY CENTER-OPERATING ROOM |  |  | excluded | 10/31/2019 |  |  |  |  | NO | NO |  |  |  |  | ARTHREX INC. 1103570 1103570 |  |  | Active |  | 99:99:99:99:99:99 |  | Equipment | PAAR:00-PVAR | 10/31/2019 | 10/31/2019 | COOPER AMBULATORY OFF-SITES |  |  | SUITE E | 0011313128 | JENNIFER BOMBARO | Performance Verification | Closed | Bonnie Aichroth | 10/31/2019 | 10/31/2019 | INCOMING INVENTORY | DEVICE INVENTORIED | 96400C23-9509-4E52-BBCC-6CF501006681 | Labor | 10/31/2019 | 10/31/2019 | Bonnie Aichroth
|  | ARTHREX INC. | ARTHREX INC. AR-3350-4030 |  | Not Known | CENTRAL STERILE PROCESSING |  |  | excluded | 10/31/2019 |  |  |  |  | NO | NO |  |  |  |  | ARTHREX INC. 1103629 Not Known |  |  | Active |  | 99:99:99:99:99:99 |  | Equipment | PAAR:00-PVAR | 10/31/2019 | 10/31/2019 | COOPER UNIVERSITY HOSPITAL |  |  |  | 0012494719 | GINA GAROZZO | Performance Verification | Closed | Josh Harris | 10/31/2019 | 10/31/2019 | INCOMING INVENTORY | DEVICE INVENTORIED | 14CE3DDF-1962-474A-9B3C-7EC97F3A7510 | Labor | 10/31/2019 | 10/31/2019 | Josh Harris
|  | ARTHREX INC. | ARTHREX INC. AR-3350-4030 |  | NOT KNOWN | CENTRAL STERILE PROCESSING |  |  |  | 10/16/2019 |  |  |  |  | NO | NO |  |  |  |  | ARTHREX INC. 1103532 NOT KNOWN |  |  | Disposition |  |  |  | Equipment | PAAR:00-PVAR | 10/16/2019 | 10/16/2019 | COOPER UNIVERSITY HOSPITAL |  |  |  | 0012322469 | GINA GAROZZO | Performance Verification | Closed | Kenneth Krips | 10/16/2019 | 10/16/2019 | INCOMING INVENTORY | DEVICE INVENTORIED | F76B59A4-6868-4995-A6C4-7EDDD01ADE87 | Labor | 10/16/2019 | 10/16/2019 | Bonnie Aichroth
|  | ARTHREX INC. | ARTHREX INC. AR-3355-4070 |  | NOT KNOWN | VOORHEES SURGERY CENTER-OPERATING ROOM |  |  | excluded | 10/31/2019 |  |  |  |  | NO | NO |  |  |  |  | ARTHREX INC. 1106089 NOT KNOWN |  |  | Active |  | 99:99:99:99:99:99 |  | Equipment | PAAR:00-PVAR | 10/31/2019 | 10/31/2019 | COOPER AMBULATORY OFF-SITES |  |  | SUITE E | 0012160299 | JENNIFER BOMBARO | Performance Verification | Closed | Kenneth Krips | 10/31/2019 | 10/31/2019 | INCOMING INVENTORY | DEVICE INVENTORIED | 6455F605-BD9B-49AA-86F1-D71F41169CF9 | Labor | 10/31/2019 | 10/31/2019 | Bonnie Aichroth
|  | ARTHREX INC. | ARTHREX INC. AR-3355-4070 |  |  | VOORHEES SURGERY CENTER-OPERATING ROOM |  |  | excluded | 10/31/2019 |  |  |  |  | NO | NO |  |  |  |  | ARTHREX INC. 1102606 1102606 |  |  | Active |  |  |  | Equipment | PAAR:00-PVAR | 10/31/2019 | 10/31/2019 | COOPER AMBULATORY OFF-SITES |  |  | SUITE E | WOT00000002731876 | JENNIFER BOMBARO | Performance Verification | Closed | Kenneth Krips | 10/31/2019 | 10/31/2019 | Performance Verification for ARTHREX INC. 1102606 1102606 | Initial Install of Performance Verification. Device is ready for patient use. |  |  | 10/31/2019 | 10/31/2019
|  | ARTHREX INC. | ARTHREX INC. AR-3355-4070 |  |  | CENTRAL STERILE PROCESSING |  |  |  | 10/16/2019 |  |  |  |  | NO | NO |  |  |  |  | ARTHREX INC. 1100864 1100864 |  |  | Disposition |  | 99:99:99:99:99:99 |  | Equipment | PAAR:00-PVAR | 10/16/2019 | 10/16/2019 | COOPER UNIVERSITY HOSPITAL |  |  |  | WOT00000000652506 | GINA GAROZZO | Performance Verification | Closed | Kenneth Krips | 10/16/2019 | 10/16/2019 | Performance Verification for ARTHREX INC. 1100864 1100864 | Initial Install of Performance Verification. Device is ready for patient use. |  |  | 10/16/2019 | 10/16/2019
|  | ARTHREX INC. | ARTHREX INC. AR-3355-4070 |  |  | VOORHEES SURGERY CENTER-OPERATING ROOM |  |  | excluded | 10/31/2019 |  |  |  |  | NO | NO |  |  |  |  | ARTHREX INC. 1093909 1093909 |  |  | Active |  | 99:99:99:99:99:99 |  | Equipment | PAAR:00-PVAR | 10/31/2019 | 10/31/2019 | COOPER AMBULATORY OFF-SITES |  |  |  | WOT00000001732988 | JENNIFER BOMBARO | Performance Verification | Closed | Kenneth Krips | 10/31/2019 | 10/31/2019 | CEID Record Completion for ARTHREX INC. 1093909 1093909 | SCOPE INVENTORIED FOR VOORHEES SURGERY CTR. | EXP1769216 | Labor | 10/31/2019 | 10/31/2019 | Kenneth Krips
|  | ARTHREX INC. | ARTHREX INC. AR-3355-4070 |  |  | VOORHEES SURGERY CENTER-OPERATING ROOM |  |  | excluded | 10/31/2019 |  |  |  |  | NO | NO |  |  |  |  | ARTHREX INC. 1090766 1090766 |  |  | Active |  | 99:99:99:99:99:99 |  | Equipment | PAAR:00-PVAR | 10/31/2019 | 10/31/2019 | COOPER AMBULATORY OFF-SITES |  |  |  | WOT00000001733074 | JENNIFER BOMBARO | Performance Verification | Closed | Kenneth Krips | 10/31/2019 | 10/31/2019 | CEID Record Completion for ARTHREX INC. 1090766 1090766 | SCOPE INVENTORIED FOR VOORHEES SURGERY CTR. | EXP1769461 | Labor | 10/31/2019 | 10/31/2019 | Kenneth Krips
|  | ARTHREX INC. | ARTHREX INC. C-MOUNT AR-3355-2730 |  |  | CENTRAL STERILE PROCESSING |  |  |  | 10/16/2019 |  |  |  |  | NO | NO |  |  |  |  | ARTHREX INC. 1090765 1090765 |  |  | Disposition |  | 99:99:99:99:99:99 |  | Equipment | PAAR:00-PVAR | 10/16/2019 | 10/16/2019 | COOPER UNIVERSITY HOSPITAL |  |  |  | WOT00000001317699 | GINA GAROZZO | Repair | Closed | Kenneth Krips | 10/16/2019 | 10/16/2019 | Scope - blurry (did not pull) | .:: Acknowledged ::. Technician: Kenneth Krips Timestamp: 2018-08-23 13:58:03 1.1.0 1090765 RIGID SCOPE.SPECIALTY.VIDEO SMALL JOINT 2-7MM 30 D.ARTHREX.AR-3355 2730 EA 1 $0.00 $0.00 1.1.2 CT.RFF001 Rigid Specialty Flat Rate EA 1 $975.00 $975.00 Total $975.00 THIS SCOPE HAS BEEN RETURNED BACK FROM IMS AND DELIVERED BACK TO CSP MGR. MICHELE WEBB. | EXP1403837 | Vendor Parts | 10/16/2019 | 10/16/2019
|  | ARTHREX INC. | ARTHREX INC. C-MOUNT HD AR-3355-3030 |  |  | VOORHEES SURGERY CENTER-SURGERY DEPT |  |  | excluded | 10/31/2019 |  |  |  |  | NO | NO |  |  |  |  | ARTHREX INC. 1103528 1103528 |  |  | Active |  | 99:99:99:99:99:99 |  | Equipment | PAAR:00-PVAR | 10/31/2019 | 10/31/2019 | COOPER AMBULATORY OFF-SITES |  |  |  | 0011482348 | Theresa Megali | Repair | Closed | Kenneth Krips | 10/31/2019 | 10/31/2019 | ARTHROSCOPE - CLOUDY IMAGE - TMX | 4/14/2017 9:19:19 AM KMKRIPS THIS SCOPE HAS BEEN SENT TO IMS FOR A COST EVALUATION. 4/17/2017 10:10:46 AM KMKRIPS RIGID SPECIALTY RATE $975.00 4/17/2017 10:16:59 AM KMKRIPS PURCHASE ORDER REQUESTED 4/17/2017 11:48:57 AM KMKRIPS PURCHASE ORDER #: TMX1014771 4/24/2017 11:49:42 AM KMKRIPS THIS SCOPE HAS BEEN RETURNED BACK FROM IMS AND SENT BACK TO JASON PIEATARIEN AT THE VOORHEES SURGERY CTR. | 9A0DCCD7-C283-4B6B-89EE-36FD561335A9 | Vendor Labor | 10/31/2019 | 10/31/2019 | VENDOR
|  | ARTHREX INC. | ARTHREX INC. C-MOUNT HIP AR-3355-4070H |  |  | VOORHEES SURGERY CENTER-OPERATING ROOM |  |  | excluded | 10/31/2019 |  |  |  |  | NO | NO |  |  |  |  | ARTHREX INC. 1106068 1106068 |  |  | Active |  |  |  | Equipment | PAAR:00-PVAR | 10/31/2019 | 10/31/2019 | COOPER AMBULATORY OFF-SITES |  |  | SUITE E | WOT00000002405438 | JENNIFER BOMBARO | Performance Verification | Closed | Kenneth Krips | 10/31/2019 | 10/31/2019 | CEID Record Completion for ARTHREX INC. 1106068 1106068 | SCOPE INVENTORIED FOR VOORHEES SURGERY CTR. | EXP2558099 | Labor | 10/31/2019 | 10/31/2019 | Kenneth Krips
TL1126205 |  | ARTHREX INC. | ARTHREX INC. HD C-MOUNT AR-3355-4030 |  |  | CENTRAL STERILE PROCESSING |  |  |  | 10/16/2019 |  |  |  |  | NO | NO |  |  |  |  | ARTHREX INC. TL1126205 1126205 |  |  | Disposition |  | 99:99:99:99:99:99 |  | Equipment | PAAR:00-PVAR | 10/16/2019 | 10/16/2019 | COOPER UNIVERSITY HOSPITAL |  |  |  | WOT00000000642180 | GINA GAROZZO | Performance Verification | Closed | Kenneth Krips | 10/16/2019 | 10/16/2019 | Performance Verification for ARTHREX INC. TL1126205 1126205 | Initial Install of Performance Verification. Device is ready for patient use. |  |  | 10/16/2019 | 10/16/2019
|  | ARTHREX INC. | ARTHREX INC. HD C-MOUNT AR-3355-4030 |  |  | CENTRAL STERILE PROCESSING |  |  | excluded | 10/31/2019 |  |  |  |  | NO | NO |  |  |  |  | ARTHREX INC. 1428490 1428490 |  |  | Active |  |  |  | Equipment | PAAR:00-PVAR | 10/31/2019 | 10/31/2019 | COOPER UNIVERSITY HOSPITAL |  |  | BASEMENT | WOT00000003812830 | GINA GAROZZO | Performance Verification | Closed | Kenneth Krips | 10/31/2019 | 10/31/2019 | Performance Verification for ARTHREX INC. 1428490 1428490 | Initial Install of Performance Verification. Device is ready for patient use. |  |  | 10/31/2019 | 10/31/2019
|  | ARTHREX INC. | ARTHREX INC. HD C-MOUNT AR-3355-4030 |  |  | CENTRAL STERILE PROCESSING |  |  | excluded | 10/31/2019 |  |  |  |  | NO | NO |  |  |  |  | ARTHREX INC. 1335266 1335266 |  |  | Active |  |  |  | Equipment | PAAR:00-PVAR | 10/31/2019 | 10/31/2019 | COOPER UNIVERSITY HOSPITAL |  |  | BASEMENT | WOT00000003429381 | GINA GAROZZO | Performance Verification | Closed | Kenneth Krips | 10/31/2019 | 10/31/2019 | Performance Verification for ARTHREX INC. 1335266 1335266 | Initial Install of Performance Verification. Device is ready for patient use. |  |  | 10/31/2019 | 10/31/2019
|  | ARTHREX INC. | ARTHREX INC. HD C-MOUNT AR-3355-4030 |  |  | VOORHEES SURGERY CENTER-OPERATING ROOM |  |  | excluded | 10/31/2019 |  |  |  |  | NO | NO |  |  |  |  | ARTHREX INC. 940695 940695 |  |  | Active |  |  |  | Equipment | PAAR:00-PVAR | 10/31/2019 | 10/31/2019 | COOPER AMBULATORY OFF-SITES |  |  | Performance Verification | WOT00000002392421 | JENNIFER BOMBARO | Performance Verification | Closed | Kenneth Krips | 10/31/2019 | 10/31/2019 | Performance Verification for ARTHREX INC. 940695 940695 | Initial Install of Performance Verification. Device is ready for patient use. |  |  | 10/31/2019 | 10/31/2019
|  | ARTHREX INC. | ARTHREX INC. HD C-MOUNT AR-3355-4030 |  |  | VOORHEES SURGERY CENTER-OPERATING ROOM |  |  | excluded | 10/31/2019 |  |  |  |  | NO | NO |  |  |  |  | ARTHREX INC. 1103565 1103565 |  |  | Active |  | 99:99:99:99:99:99 |  | Equipment | PAAR:00-PVAR | 10/31/2019 | 10/31/2019 | COOPER AMBULATORY OFF-SITES |  |  | SUITE E | 0011367114 | JENNIFER BOMBARO | Repair | Closed | Kenneth Krips | 10/31/2019 | 10/31/2019 | ARTHROSCOPE - SCRATCHED LENS | 3/24/2017 8:21:26 AM KMKRIPS REPAIRS: IMS SPECIALITY FLAT RATE REPAIR. COST: $975.00 3/24/2017 8:24:34 AM KMKRIPS PURCHASE ORDER REQUESTED 3/24/2017 11:33:40 AM KMKRIPS PURCHASE ORDER #: TMX1005245 3/28/2017 12:39:00 PM KMKRIPS THIS SCOPE HAS BEEN RETURNED BACK FROM IMS AND DELIVERED BACK TO VSC SURGERY CTR. TO JASON PIEATARIEN. | CD564496-5185-4C42-A164-8DC086AB5854 | Labor | 10/31/2019 | 10/31/2019 | Kenneth Krips
|  | ARTHREX INC. | ARTHREX INC. HD C-MOUNT AR-3355-4030 |  |  | CENTRAL STERILE PROCESSING |  |  |  | 10/16/2019 |  |  |  |  | NO | NO |  |  |  |  | ARTHREX INC. 1103552 1103552 |  |  | Disposition |  | 99:99:99:99:99:99 |  | Equipment | PAAR:00-PVAR | 10/16/2019 | 10/16/2019 | COOPER UNIVERSITY HOSPITAL |  |  |  | 0011884610 | GINA GAROZZO | Performance Verification | Closed | Bonnie Aichroth | 10/16/2019 | 10/16/2019 | INCOMING INVENTORY | DEVICE INVENTORIED | FA44A6FF-7526-4B0B-98BE-0DC1E06855C9 | Labor | 10/16/2019 | 10/16/2019 | Bonnie Aichroth
|  | ARTHREX INC. | ARTHREX INC. HD C-MOUNT AR-3355-4030 |  |  | CENTRAL STERILE PROCESSING |  |  |  | 10/16/2019 |  |  |  |  | NO | NO |  |  |  |  | ARTHREX INC. 1103544 110544 |  |  | Disposition |  | 99:99:99:99:99:99 |  | Equipment | PAAR:00-PVAR | 10/16/2019 | 10/16/2019 | COOPER UNIVERSITY HOSPITAL |  |  |  | WOT00000001604727 | GINA GAROZZO | Performance Verification | Closed | Kenneth Krips | 10/16/2019 | 10/16/2019 | CEID Record Completion for ARTHREX INC. 1103544 110544 | SCOPE INVENTORIED FOR CSP/O.R. | EXP1612907 | Labor | 10/16/2019 | 10/16/2019 | Kenneth Krips
|  | ARTHREX INC. | ARTHREX INC. HD C-MOUNT AR-3355-4030 |  |  | CENTRAL STERILE PROCESSING |  |  |  | 10/16/2019 |  |  |  |  | NO | NO |  |  |  |  | ARTHREX INC. 1103534 1103534 |  |  | Disposition |  | 99:99:99:99:99:99 |  | Equipment | PAAR:00-PVAR | 10/16/2019 | 10/16/2019 | COOPER UNIVERSITY HOSPITAL |  |  |  | WOT00000000654234 | GINA GAROZZO | Performance Verification | Closed | Kenneth Krips | 10/16/2019 | 10/16/2019 | Performance Verification for ARTHREX INC. 1103534 1103534 | Initial Install of Performance Verification. Device is ready for patient use. |  |  | 10/16/2019 | 10/16/2019
|  | ARTHREX INC. | ARTHREX INC. HD C-MOUNT AR-3355-4030 |  |  | VOORHEES SURGERY CENTER-OPERATING ROOM |  |  | excluded | 04/26/2018 |  |  |  |  | NO | NO |  |  |  |  | ARTHREX INC. 1070825 1070825 |  |  | Active |  | 99:99:99:99:99:99 |  | Equipment | PAAR:00-PVAR | 10/31/2019 |  | COOPER AMBULATORY OFF-SITES |  |  |  | WOT00000000825107 | JENNIFER BOMBARO | Performance Verification | Closed | Kenneth Krips | 04/26/2018 | 06/06/2019 | Performance Verification for ARTHREX INC. 1070825 1070825 | Initial Install of Performance Verification. Device is ready for patient use.
BEC160028 |  | ARTHREX INC. | ARTHREX INC. SYNERGY HD3 CAMERA HEAD |  | Not Known | VOORHEES SURGERY CENTER-OPERATING ROOM |  |  | excluded | 10/31/2019 |  |  |  |  | NO | NO |  |  |  |  | ARTHREX INC. BEC160028 Not Known |  |  | Active |  | 99:99:99:99:99:99 |  | Equipment | PAAR:00-PVAR | 10/31/2019 | 10/31/2019 | COOPER AMBULATORY OFF-SITES |  |  |  | 0012461689 | JENNIFER BOMBARO | Repair | Closed | Kirk Lis | 10/31/2019 | 10/31/2019 | ARTHRAX CAMERA - NOT GIVING PICTURE - VSC STE E JASON'S OFFICE | 11/29/2017 8:53:09 AM KALIS (KALIS 11/28/2017 12:00 AM) CLEANED CONTACTS. UNIT STILL EXHIBITING ISSUE OF NO PICTURE. WILL NEED TO SEND BACK TO OEM FOR REPAIR. PLACED EQUIPMENT IN VAN 12/4/2017 8:55:36 AM KALIS (KALIS 12/1/2017 12:00 AM) REACHED OUT TO SALES REP. FOR REPAIR INFO 12/4/2017 11:15:24 AM KALIS (KALIS 12/4/2017 12:00 AM) RESEARCH VENDOR REPAIR OPTIONS 12/5/2017 3:13:46 PM KALIS (KALIS 12/5/2017 12:00 AM) CONTACT PROCUREMENT. CANCEL STORZ PO. SETUP & SUBMITTED REQUEST FOR VENDOR ARTHREX 12/6/2017 9:34:51 AM KALIS (KALIS 12/6/2017 12:00 AM) SET UP EXCHANGE WITH OEM FOR CAMERA HEAD. THEY ARE SENDING BACK REPLACEMENT HEAD. TO SEND UNIT BACK USE RMA# CC 132002 12/22/2017 9:55:32 AM KALIS (KALIS 12/22/2017 12:00 AM) DOCUMENTATION: JASON RECEIVED NEW UNIT AND PUT IT INTO SERVICE 1/19/2018 2:53:25 PM KALIS This device has been removed from an active status with the RSQ Database, and physically removed from the facility. Device retired on 1/19/2018; Authorized By: JASON PIETERMAN; Nature of Retirement: TRADED IN; Days In Service: 46 | D9CE3405-EB58-4111-BC75-C70B9F3E3F3D | VS | 10/31/2019 | 10/31/2019 | Kirk Lis
|  | ARTHREX INC. | ARTHREX INC. SYNERGY RESECTION SHAVER (AR-8305) |  | EAL180238 | VOORHEES SURGERY CENTER-OPERATING ROOM |  |  |  | 10/30/2019 |  |  |  |  | NO | NO |  |  |  |  | ARTHREX INC. 11187561 EAL180238 |  |  | Disposition |  |  |  | High Risk | 6M:00-MFG | 10/30/2019 | 10/30/2019 | COOPER AMBULATORY OFF-SITES |  |  | Suite E - OR | WOT00000002522201 | JENNIFER BOMBARO | Performance Verification | Closed | Stephen Zubrzycki | 10/30/2019 | 10/30/2019 | Performance Verification for ARTHREX INC. 11187561 EAL180238 | Initial Install of Performance Verification. Device is ready for patient use. |  |  | 10/30/2019 | 10/30/2019
BEC160030 |  | ARTHREX INC. | ARTHREX INC. SYNERGY UHD4 IMAGING PLATFORM |  | Not Known | VOORHEES SURGERY CENTER-OPERATING ROOM |  |  |  | 10/31/2019 |  |  |  |  | NO | NO |  |  |  |  | ARTHREX INC. BEC160030 Not Known |  |  | Active |  | 11:11:11:11:11:11 |  | Accessory | PAAR:00-PVAR | 10/31/2019 | 10/31/2019 | COOPER AMBULATORY OFF-SITES |  |  | SUITE E | 0012160218 | JENNIFER BOMBARO | Preventative Maintenance | Closed | Kenneth Krips | 10/31/2019 | 10/31/2019 | PERFORMANCE ASSURANCE AT INVENTORY | INVENTORIED DEVICE AND ENSURED DEVICE WAS FUNCTIONING PROPERLY. | 79A50505-2AF7-4C24-AAA0-533E66958919 | Labor | 10/31/2019 | 10/31/2019 | Kenneth Krips
|  | ARTHREX INC. | ARTHREX INC. SYNERGY UHD4 IMAGING PLATFORM |  | DBD170115 | VOORHEES SURGERY CENTER-OPERATING ROOM |  |  |  | 01/23/2018 |  |  |  |  | NO | NO |  |  |  |  | ARTHREX INC. 10732240 DBD170115 |  |  | Disposition |  | 00:00:00:00:00:00 |  | Accessory | PAAR:00-PVAR | 11/02/2019 |  | COOPER AMBULATORY OFF-SITES |  |  |  | 0012678145 | JENNIFER BOMBARO | Performance Verification | Closed | Josh Harris | 01/26/2018 | 01/26/2018 | INCOMING INVENTORY | DEVICE INVENTORIED | 92119752-91DF-4A66-B198-BCC7C694056B | Labor | 01/26/2018 | 01/26/2018 | Josh Harris
|  | ARTHROCARE CORPORATION | ARTHROCARE CORPORATION ATLAS |  | A06600 | VOORHEES SURGERY CENTER-OPERATING ROOM |  |  |  | 01/10/2010 |  |  |  |  | NO | NO |  |  |  |  | ARTHROCARE CORPORATION 10355416 A06600 |  |  | Disposition |  |  |  | High Risk | 6M:00-MFG | 10/21/2016 | 04/01/2020 | COOPER AMBULATORY OFF-SITES |  |  | VOORHEES OR |  | JENNIFER BOMBARO
|  | ARTHROCARE CORPORATION | ARTHROCARE CORPORATION COBLATOR II |  | C4164 | OR - KELEMEN 3 |  |  |  | 02/08/2016 |  |  |  |  | NO | NO |  |  |  |  | ARTHROCARE CORPORATION 10480348 C4164 |  |  | Disposition |  |  |  | High Risk | 6M:00-MFG | 02/08/2016 | 02/01/2020 | COOPER UNIVERSITY HOSPITAL |  |  | SWAP OUT CONTRACT WITH ARTHORCA |  | DOMINIC VENDETTA
|  | ARTHROCARE CORPORATION | ARTHROCARE CORPORATION COBLATOR II |  | C7850 | OR - KELEMEN 3 |  |  |  | 01/01/2001 |  |  |  |  | NO | NO |  |  |  |  | ARTHROCARE CORPORATION 10368483 C7850 |  |  | Disposition |  |  |  | High Risk | 6M:00-MFG | 08/26/2015 | 02/01/2020 | COOPER UNIVERSITY HOSPITAL |  |  | BIOMED |  | DOMINIC VENDETTA
|  | ARTHROCARE CORPORATION | ARTHROCARE CORPORATION COBLATOR II |  | C10M000185 | OPERATING ROOM - PAVILION |  |  |  | 11/14/2014 |  |  |  |  | NO | NO |  |  |  |  | ARTHROCARE CORPORATION 10356161 C10M000185 |  |  | Disposition |  | 99:99:99:99:99:99 |  | High Risk | 6M:00-MFG | 08/28/2018 | 02/01/2020 | COOPER UNIVERSITY HOSPITAL |  |  | OR-KELEMEN K6 |  | DOMINIC VENDETTA
|  | ARTHROCARE CORPORATION | ARTHROCARE CORPORATION COBLATOR II |  | C6389 | VOORHEES SURGERY CENTER-OPERATING ROOM |  |  |  | 11/29/2005 |  |  |  |  | NO | NO |  |  |  |  | ARTHROCARE CORPORATION 10347183 C6389 |  |  | Disposition |  | 99:99:99:99:99:99 |  | High Risk | 6M:00-MFG | 08/29/2018 | 04/01/2020 | COOPER AMBULATORY OFF-SITES |  |  | SUITE E |  | JENNIFER BOMBARO
|  | ARTHROCARE CORPORATION | ARTHROCARE CORPORATION IRRIGATION PUMP |  | R000000366 | OR - KELEMEN 3 |  |  |  | 02/23/2019 |  |  |  |  | NO | NO |  |  |  |  | ARTHROCARE CORPORATION 30294962 R000000366 |  |  | Active |  | 99:99:99:99:99:99 |  | Equipment | 1Y:00-MFG | 02/23/2019 | 02/23/2019 | COOPER UNIVERSITY HOSPITAL |  |  | Pav OR Store Rm | WOT00000001165483 | DOMINIC VENDETTA | Performance Verification | Closed | Salvatore Bombara | 02/23/2019 | 02/23/2019 | Performance Verification for ARTHROCARE CORPORATION 30294962 R000000366 | Initial Install of Performance Verification. Device is ready for patient use. |  |  | 02/23/2019 | 02/23/2019
|  | ARTHROCARE CORPORATION | ARTHROCARE CORPORATION QUANTUM 2 |  | QC0K00018S | VOORHEES SURGERY CENTER-OPERATING ROOM |  |  |  | 06/27/2015 |  |  |  |  | NO | NO |  |  |  |  | ARTHROCARE CORPORATION 10355973 QC0K00018S |  |  | Disposition |  |  |  | High Risk | 6M:00-MFG | 04/28/2016 | 04/01/2020 | COOPER AMBULATORY OFF-SITES |  |  | STORAGE |  | JENNIFER BOMBARO
|  | ARTHROCARE CORPORATION | ARTHROCARE CORPORATION QUANTUM II |  | QROQ0004Z2 | VOORHEES SURGERY CENTER-OPERATING ROOM |  |  |  | 03/15/2016 |  |  |  |  | NO | NO |  |  |  |  | ARTHROCARE CORPORATION 10480246 QROQ0004Z2 |  |  | Disposition |  |  |  | High Risk | 6M:00-MFG | 10/13/2017 | 04/01/2020 | COOPER AMBULATORY OFF-SITES |  |  | SUITE E |  | JENNIFER BOMBARO
|  | ARTHROCARE CORPORATION | ARTHROCARE CORPORATION SYSTEM 2000 |  |  | OR - KELEMEN 3 |  |  |  | 09/10/2008 |  |  |  |  | NO | NO |  |  |  |  | ARTHROCARE CORPORATION 10368433 12416 |  |  | Disposition |  |  |  | High Risk | 6M:00-MFG | 02/29/2016 | 02/01/2020 | COOPER UNIVERSITY HOSPITAL |  |  | SURGICAL SUITE KELEMAN |  | DOMINIC VENDETTA
|  | ASHCROFT | ASHCROFT DURAGAUGE |  |  | BIOMEDICAL |  |  |  | 01/29/2019 |  |  |  |  | NO | NO |  |  |  |  | ASHCROFT 30212657 3082623003 |  |  | Active |  | 99:99:99:99:99:99 |  | Test Equipment | 1Y:00-VEN | 01/29/2019 | 01/29/2019 | COOPER UNIVERSITY HOSPITAL |  |  |  | 0012668109 | Bonnie Aichroch | Preventative Maintenance | Closed | Michael Youch | 01/29/2019 | 01/29/2019 | Performance Assurance: 00-VEN | 1/24/2018 8:24:47 AM TJBURHART (TJBURHART 1/24/2018 12:00 AM) BC GROUP (VENDOR) COMPLETED THE PA TESTING AND PA HAS PASSED. PAPERWORK IS INCLUDED. 1/24/2018 8:24 AM TJBURHART | 53954107-8BDB-44D5-B6AA-4F5711510146 | Labor | 01/29/2019 | 01/29/2019 | Tom Burhart
|  | ASP (ADVANCED STERILIZATION PRODUCTS) | ASP (ADVANCED STERILIZATION PRODUCTS) 21005 |  |  | VOORHEES SURGERY CENTER-OPERATING ROOM |  |  | excluded | 12/30/2010 |  |  |  |  | NO | NO |  |  |  |  | ASP (ADVANCED STERILIZATION PRODUCTS) 10348026 0510041907 |  |  | Active |  | 99:99:99:99:99:99 |  | Equipment | PAAR:00-PVAR | 11/02/2019 |  | COOPER AMBULATORY OFF-SITES |  |  | CLEAN PROCESSING |  | JENNIFER BOMBARO
|  | ASP (ADVANCED STERILIZATION PRODUCTS) | ASP (ADVANCED STERILIZATION PRODUCTS) 21005 |  |  | VOORHEES SURGERY CENTER-OPERATING ROOM |  |  | excluded | 12/30/2010 |  |  |  |  | NO | NO |  |  |  |  | ASP (ADVANCED STERILIZATION PRODUCTS) 10348025 0510052183 |  |  | Active |  | 99:99:99:99:99:99 |  | Equipment | PAAR:00-PVAR | 11/02/2019 |  | COOPER AMBULATORY OFF-SITES |  |  | CLEAN PROCESSING |  | JENNIFER BOMBARO
|  | ASP (ADVANCED STERILIZATION PRODUCTS) | ASP (ADVANCED STERILIZATION PRODUCTS) 58C INCUBATOR |  |  | CENTRAL STERILE PROCESSING |  |  | excluded | 07/15/2013 |  |  |  |  | NO | NO |  |  |  |  | ASP (ADVANCED STERILIZATION PRODUCTS) 10347706 0512074664 |  |  | Active |  | 99:99:99:99:99:99 |  | Equipment | 1Y:00-MFG | 04/03/2019 | 04/01/2020 | COOPER UNIVERSITY HOSPITAL |  |  | CSP - Clean Side |  | GINA GAROZZO
|  | ASP (ADVANCED STERILIZATION PRODUCTS) | ASP (ADVANCED STERILIZATION PRODUCTS) AER |  | EP1151564 | COOPER DIGESTIVE HEALTH-ENDOSCOPY |  |  |  | 02/19/2008 |  |  |  |  | NO | NO |  |  |  |  | ASP (ADVANCED STERILIZATION PRODUCTS) 10347158 EP1151564 |  |  | Disposition |  |  |  | Equipment | PAAR:00-PVAR | 11/02/2019 |  | COOPER AMBULATORY OFF-SITES |  |  | SCOPE ROOM - GI SUITE |  | JEANNE GREER
|  | ASP (ADVANCED STERILIZATION PRODUCTS) | ASP (ADVANCED STERILIZATION PRODUCTS) EVOTECH ECR |  |  | COOPER DIGESTIVE HEALTH-ENDOSCOPY |  |  |  | 10/22/2009 |  |  |  |  | NO | NO |  |  |  |  | ASP (ADVANCED STERILIZATION PRODUCTS) 10347156 5041090108 |  |  | Disposition |  |  |  | Equipment | PAAR:00-PVAR | 11/01/2019 |  | COOPER AMBULATORY OFF-SITES |  |  | SCOPE ROOM GI GUITE |  | JEANNE GREER
|  | ASP (ADVANCED STERILIZATION PRODUCTS) | ASP (ADVANCED STERILIZATION PRODUCTS) EVOTECH ECR |  |  | COOPER DIGESTIVE HEALTH-ENDOSCOPY |  |  |  | 02/19/2009 |  |  |  |  | NO | NO |  |  |  |  | ASP (ADVANCED STERILIZATION PRODUCTS) 10347157 5041080077 |  |  | Disposition |  |  |  | Equipment | PAAR:00-PVAR | 11/02/2019 |  | COOPER AMBULATORY OFF-SITES |  |  | GI SUITE |  | JEANNE GREER
|  | ASP (ADVANCED STERILIZATION PRODUCTS) | ASP (ADVANCED STERILIZATION PRODUCTS) STERRAD 200 |  |  | CENTRAL STERILE PROCESSING |  |  |  | 02/02/2011 |  |  |  |  | NO | NO |  |  |  |  | ASP (ADVANCED STERILIZATION PRODUCTS) 10347695 0201080077 |  |  | Disposition |  |  |  | High Risk | 6M:00-MFG | 05/05/2017 | 05/01/2020 | COOPER UNIVERSITY HOSPITAL |  |  | CSP - STERILIZER #6 |  | GINA GAROZZO
|  | ASP (ADVANCED STERILIZATION PRODUCTS) | ASP (ADVANCED STERILIZATION PRODUCTS) STERRAD VELOCITY |  |  | VOORHEES SURGERY CENTER-OPERATING ROOM |  |  |  | 11/30/2017 |  |  |  |  | NO | NO |  |  |  |  | ASP (ADVANCED STERILIZATION PRODUCTS) 10732203 4317091538 |  |  | Disposition |  |  |  | Equipment | PAAR:00-PVAR | 10/16/2019 |  | COOPER AMBULATORY OFF-SITES |  |  | REMOVED FROM FACILITY | 0012651288 | JENNIFER BOMBARO | Preventative Maintenance | Closed | Josh Harris | 01/12/2018 | 01/12/2018 | PERFORMANCE ASSURANCE AT INVENTORY | INVENTORIED DEVICE AND ENSURED DEVICE WAS FUNCTIONING PROPERLY. | 05174DCD-B51E-4743-832F-9A23833CB468 | Labor | 11/30/2017 | 11/30/2017 | Kirk Lis
|  | ASP (ADVANCED STERILIZATION PRODUCTS) | ASP (ADVANCED STERILIZATION PRODUCTS) STERRAD VELOCITY |  |  | VOORHEES SURGERY CENTER-OPERATING ROOM |  |  |  | 04/04/2018 |  |  |  |  | NO | NO |  |  |  |  | ASP (ADVANCED STERILIZATION PRODUCTS) 10725170 4317112987 |  |  | Active |  | 99:99:99:99:99:99 |  | Equipment | PAAR:00-PVAR | 10/31/2019 |  | COOPER AMBULATORY OFF-SITES |  |  | CSP SUITE E | WOT00000000755112 | JENNIFER BOMBARO | Repair | Closed | Kirk Lis | 04/02/2018 | 07/30/2018 | Sterad Velocity Reader, not able to put in the bios | OPERATOR ERROR . DATE/TIME WAS INCORRECT. CORRECTED SET TIME PERFORMED OVP | EXP0346768 | Labor | 04/04/2018 | 04/04/2018 | Kirk Lis
|  | ASPECT MEDICAL SYSTEMS, INC. | ASPECT MEDICAL SYSTEMS, INC. BIS VISTA |  | VT01564 | ANESTHESIOLOGY |  |  |  | 07/22/2006 |  |  |  |  | NO | NO |  |  |  |  | ASPECT MEDICAL SYSTEMS, INC. 10367493 VT01564 |  |  | Disposition |  |  |  | Equipment | 1Y:00-MFG | 06/20/2017 | 10/01/2020 | COOPER UNIVERSITY HOSPITAL |  |  | OR-K5 |  | GIACINTA ROUPAS
|  | ASPECT MEDICAL SYSTEMS, INC. | ASPECT MEDICAL SYSTEMS, INC. BIS VISTA |  | VT03661 | ANESTHESIOLOGY |  |  |  | 11/22/2011 |  |  |  |  | NO | NO |  |  |  |  | ASPECT MEDICAL SYSTEMS, INC. 10354901 VT03661 |  |  | Disposition |  | 99:99:99:99:99:99 |  | Equipment | 1Y:00-MFG | 10/30/2019 | 10/01/2020 | COOPER UNIVERSITY HOSPITAL |  |  | K10 |  | GIACINTA ROUPAS
|  | ASPECT MEDICAL SYSTEMS, INC. | ASPECT MEDICAL SYSTEMS, INC. BIS VISTA |  | VT06150 | VOORHEES SURGERY CENTER-OPERATING ROOM |  |  |  | 01/01/2007 |  |  |  |  | NO | NO |  |  |  |  | ASPECT MEDICAL SYSTEMS, INC. 10347207 VT06150 |  |  | Disposition |  | 99:99:99:99:99:99 |  | Equipment | 1Y:00-MFG | 04/26/2019 | 04/01/2020 | COOPER AMBULATORY OFF-SITES |  |  | STORAGE ROOM |  | JENNIFER BOMBARO
|  | ASPECT MEDICAL SYSTEMS, INC. | ASPECT MEDICAL SYSTEMS, INC. VISTA |  | VT20273 | ANESTHESIOLOGY |  |  |  | 10/30/2015 |  |  |  |  | NO | NO |  |  |  |  | ASPECT MEDICAL SYSTEMS, INC. 22466 VT20273 |  |  | Disposition |  |  |  | Equipment | 1Y:00-MFG | 10/30/2015 | 10/30/2015 | COOPER UNIVERSITY HOSPITAL |  |  | OPERATING ROOM |  | GIACINTA ROUPAS |  |  |  | 10/30/2015 | 10/30/2015 |  |  |  |  | 10/30/2015 | 10/30/2015
|  | ASPECT MEDICAL SYSTEMS, INC. | ASPECT MEDICAL SYSTEMS, INC. VISTA |  | VTO7855 | INTENSIVE CARE UNIT |  |  |  | 09/08/2015 |  |  |  |  | NO | NO |  |  |  |  | ASPECT MEDICAL SYSTEMS, INC. 18351 VTO7855 |  |  | Disposition |  |  |  | Equipment | 1Y:00-MFG | 09/08/2015 | 09/08/2015 | COOPER UNIVERSITY HOSPITAL |  |  | ICU |  | CAROLYN RUMELL |  |  |  | 09/08/2015 | 09/08/2015 |  |  |  |  | 09/08/2015 | 09/08/2015
|  | ASPECT MEDICAL SYSTEMS, INC. | ASPECT MEDICAL SYSTEMS, INC. VISTA |  | VT06173 | ANESTHESIOLOGY |  |  |  | 09/30/2015 |  |  |  |  | NO | NO |  |  |  |  | ASPECT MEDICAL SYSTEMS, INC. 15008 VT06173 |  |  | Disposition |  |  |  | Equipment | 1Y:00-MFG | 09/30/2015 | 09/30/2015 | COOPER UNIVERSITY HOSPITAL |  |  | OPERATING ROOM |  | GIACINTA ROUPAS |  |  |  | 09/30/2015 | 09/30/2015 |  |  |  |  | 09/30/2015 | 09/30/2015
|  | ASPECT MEDICAL SYSTEMS, INC. | ASPECT MEDICAL SYSTEMS, INC. VISTA |  | VT06169 | ANESTHESIOLOGY |  |  |  | 12/21/2007 |  |  |  |  | NO | NO |  |  |  |  | ASPECT MEDICAL SYSTEMS, INC. 10368325 VT06169 |  |  | Disposition |  |  |  | Equipment | 1Y:00-MFG | 06/20/2017 | 10/01/2020 | COOPER UNIVERSITY HOSPITAL |  |  | OR P10 |  | GIACINTA ROUPAS
|  | ASPECT MEDICAL SYSTEMS, INC. | ASPECT MEDICAL SYSTEMS, INC. VISTA |  | VT06137 | ANESTHESIOLOGY |  |  |  | 12/21/2007 |  |  |  |  | NO | NO |  |  |  |  | ASPECT MEDICAL SYSTEMS, INC. 10368228 VT06137 |  |  | Disposition |  |  |  | Equipment | 1Y:00-MFG | 06/20/2017 | 10/01/2020 | COOPER UNIVERSITY HOSPITAL |  |  | KELEMEN-K7 |  | GIACINTA ROUPAS
|  | ASPECT MEDICAL SYSTEMS, INC. | ASPECT MEDICAL SYSTEMS, INC. VISTA |  | VT06207 | ANESTHESIOLOGY |  |  |  | 12/21/2007 |  |  |  |  | NO | NO |  |  |  |  | ASPECT MEDICAL SYSTEMS, INC. 10367310 VT06207 |  |  | Disposition |  |  |  | Equipment | 1Y:00-MFG | 06/20/2017 | 10/01/2020 | COOPER UNIVERSITY HOSPITAL |  |  | or2 |  | GIACINTA ROUPAS
|  | ASPECT MEDICAL SYSTEMS, INC. | ASPECT MEDICAL SYSTEMS, INC. VISTA |  | VT06170 | ANESTHESIOLOGY |  |  |  | 12/21/2007 |  |  |  |  | NO | NO |  |  |  |  | ASPECT MEDICAL SYSTEMS, INC. 10356158 VT06170 |  |  | Disposition |  |  |  | Equipment | 1Y:00-MFG | 06/20/2017 | 10/01/2020 | COOPER UNIVERSITY HOSPITAL |  |  | OR-KELEMEN K6 |  | GIACINTA ROUPAS
|  | ASPECT MEDICAL SYSTEMS, INC. | ASPECT MEDICAL SYSTEMS, INC. VISTA |  | VT04157 | ANESTHESIOLOGY |  |  |  | 11/22/2011 |  |  |  |  | NO | NO |  |  |  |  | ASPECT MEDICAL SYSTEMS, INC. 10356154 VT04157 |  |  | Disposition |  |  |  | Equipment | 1Y:00-MFG | 06/20/2017 | 10/01/2020 | COOPER UNIVERSITY HOSPITAL |  |  | OR-KELEMEN K4 |  | GIACINTA ROUPAS
|  | ASPECT MEDICAL SYSTEMS, INC. | ASPECT MEDICAL SYSTEMS, INC. VISTA |  | VT06131 | ANESTHESIOLOGY |  |  |  | 12/21/2007 |  |  |  |  | NO | NO |  |  |  |  | ASPECT MEDICAL SYSTEMS, INC. 10355089 VT06131 |  |  | Disposition |  |  |  | Equipment | 1Y:00-MFG | 06/20/2017 | 10/01/2020 | COOPER UNIVERSITY HOSPITAL |  |  | L&D 1 |  | GIACINTA ROUPAS
|  | ASPECT MEDICAL SYSTEMS, INC. | ASPECT MEDICAL SYSTEMS, INC. VISTA |  | VT06142 | VOORHEES SURGERY CENTER-OPERATING ROOM |  |  |  | 12/21/2007 |  |  |  |  | NO | NO |  |  |  |  | ASPECT MEDICAL SYSTEMS, INC. 10347162 VT06142 |  |  | Disposition |  |  |  | Equipment | 1Y:00-MFG | 04/13/2017 | 04/01/2020 | COOPER AMBULATORY OFF-SITES |  |  | SUITE E |  | JENNIFER BOMBARO
|  | ASPECT MEDICAL SYSTEMS, INC. | ASPECT MEDICAL SYSTEMS, INC. VISTA |  | VT06133 | ANESTHESIOLOGY |  |  |  | 06/20/2017 |  |  |  |  | NO | NO |  |  |  |  | ASPECT MEDICAL SYSTEMS, INC. 30144493 VT06133 |  |  | Disposition |  |  |  | Equipment | 1Y:00-MFG | 06/20/2017 | 06/20/2017 | COOPER UNIVERSITY HOSPITAL |  |  | OPERATING ROOM |  | GIACINTA ROUPAS |  |  |  | 06/20/2017 | 06/20/2017 |  |  |  |  | 06/20/2017 | 06/20/2017
|  | ASPECT MEDICAL SYSTEMS, INC. | ASPECT MEDICAL SYSTEMS, INC. VISTA |  | VT06075 | ANESTHESIOLOGY |  |  |  | 06/20/2017 |  |  |  |  | NO | NO |  |  |  |  | ASPECT MEDICAL SYSTEMS, INC. 30143409 VT06075 |  |  | Disposition |  |  |  | Equipment | 1Y:00-MFG | 06/20/2017 | 06/20/2017 | COOPER UNIVERSITY HOSPITAL |  |  | SPECIAL TEST |  | GIACINTA ROUPAS |  |  |  | 06/20/2017 | 06/20/2017 |  |  |  |  | 06/20/2017 | 06/20/2017
|  | ASPECT MEDICAL SYSTEMS, INC. | ASPECT MEDICAL SYSTEMS, INC. VISTA |  | VT06176 | ANESTHESIOLOGY |  |  |  | 12/21/2007 |  |  |  |  | NO | NO |  |  |  |  | ASPECT MEDICAL SYSTEMS, INC. 10346256 VT06176 |  |  | Disposition |  |  |  | Equipment | 1Y:00-MFG | 06/20/2017 | 10/01/2020 | COOPER UNIVERSITY HOSPITAL |  |  | OR 9 |  | GIACINTA ROUPAS
|  | ATL ULTRASOUND | ATL ULTRASOUND ECHOWARM |  | 014MFO | WILLINGBORO COOPER UNIVERSITY PHYSICIANS |  |  |  | 01/01/1900 |  |  |  |  | NO | NO |  |  |  |  | ATL ULTRASOUND 10366223 014MFO |  |  | Active |  | 99:99:99:99:99:99 |  | Equipment | PAAR:00-PVAR | 10/31/2019 |  | COOPER AMBULATORY OFF-SITES |  |  | DISPOSITION |  | PATTY LEWIS
|  | AUGUSTINE MEDICAL | AUGUSTINE MEDICAL BAIR HUGGER 500 |  | 502H44821 | EMERGENCY ROOM |  |  |  | 01/01/1900 |  |  |  |  | NO | NO |  |  |  |  | AUGUSTINE MEDICAL 10365457 502H44821 |  |  | Disposition |  |  |  | Equipment | 6M:00-MFG | 08/26/2016 | 02/01/2020 | COOPER UNIVERSITY HOSPITAL |  |  | ER STORAGE |  | KAREN GRUBER
|  | AUGUSTINE MEDICAL | AUGUSTINE MEDICAL BAIR HUGGER 500 |  |  | PACU KELEMEN |  |  |  | 06/22/2017 |  |  |  |  | NO | NO |  |  |  |  | AUGUSTINE MEDICAL 30143386 11440 |  |  | Disposition |  |  |  | Equipment | 6M:00-MFG | 06/22/2017 | 06/22/2017 | COOPER UNIVERSITY HOSPITAL |  |  | ER CLOSET |  | FRANK OBRIEN |  |  |  | 06/22/2017 | 06/22/2017 |  |  |  |  | 06/22/2017 | 06/22/2017
|  | AUGUSTINE MEDICAL | AUGUSTINE MEDICAL BAIR HUGGER 500/OR |  |  | PEDIATRIC INTENSIVE CARE UNIT |  |  |  | 06/10/2015 |  |  |  |  | NO | NO |  |  |  |  | AUGUSTINE MEDICAL 10349444 09185 |  |  | Disposition |  |  |  | Equipment | 1Y:00-MFG | 03/31/2016 | 03/01/2020 | COOPER UNIVERSITY HOSPITAL |  |  |  |  | Susan Cannon
|  | AUGUSTINE MEDICAL | AUGUSTINE MEDICAL BAIR HUGGER 505 |  |  | ANESTHESIOLOGY |  |  |  | 03/14/2014 |  |  |  |  | NO | NO |  |  |  |  | AUGUSTINE MEDICAL 10369370 82932 |  |  | Disposition |  |  |  | Equipment | 6M:00-MFG | 08/21/2017 | 02/01/2020 | COOPER UNIVERSITY HOSPITAL |  |  | OR K7 |  | GIACINTA ROUPAS
|  | AUGUSTINE MEDICAL | AUGUSTINE MEDICAL BAIR HUGGER 505 |  |  | ANESTHESIOLOGY |  |  |  | 09/28/2010 |  |  |  |  | NO | NO |  |  |  |  | AUGUSTINE MEDICAL 10369319 58960 |  |  | Disposition |  |  |  | Equipment | 6M:00-MFG | 01/01/1900 | 12/01/2019 | COOPER UNIVERSITY HOSPITAL |  |  | PAVILION OR |  | GIACINTA ROUPAS
|  | AUGUSTINE MEDICAL | AUGUSTINE MEDICAL BAIR HUGGER 505 |  |  | ANESTHESIOLOGY |  |  |  | 03/14/2014 |  |  |  |  | NO | NO |  |  |  |  | AUGUSTINE MEDICAL 10369295 77515 |  |  | Disposition |  |  |  | Equipment | 6M:00-MFG | 04/18/2016 | 04/01/2020 | COOPER UNIVERSITY HOSPITAL |  |  | KELEMEN OR |  | GIACINTA ROUPAS
|  | AUGUSTINE MEDICAL | AUGUSTINE MEDICAL BAIR HUGGER 505 |  |  | ANESTHESIOLOGY |  |  |  | 10/25/2013 |  |  |  |  | NO | NO |  |  |  |  | AUGUSTINE MEDICAL 10369268 67482 |  |  | Disposition |  |  |  | Equipment | 6M:00-MFG | 04/18/2016 | 04/01/2020 | COOPER UNIVERSITY HOSPITAL |  |  | KELEMEN OR-K4AUG |  | GIACINTA ROUPAS
|  | AUGUSTINE MEDICAL | AUGUSTINE MEDICAL BAIR HUGGER 505 |  |  | TRAUMA ICU |  |  |  | 01/01/1900 |  |  |  |  | NO | NO |  |  |  |  | AUGUSTINE MEDICAL 10368105 44085 |  |  | Disposition |  | 99:99:99:99:99:99 |  | Equipment | 6M:00-MFG | 08/27/2018 | 02/01/2020 | COOPER UNIVERSITY HOSPITAL |  |  | LAST SEEN L&D OR P6 |  | Diane Floyd
|  | AUGUSTINE MEDICAL | AUGUSTINE MEDICAL BAIR HUGGER 505 |  |  | TRAUMA ICU |  |  |  | 01/01/1900 |  |  |  |  | NO | NO |  |  |  |  | AUGUSTINE MEDICAL 10368089 31251 |  |  | Disposition |  | 99:99:99:99:99:99 |  | Equipment | 6M:00-MFG | 08/27/2018 | 02/01/2020 | COOPER UNIVERSITY HOSPITAL |  |  | TICU-EQUIP STORAGE |  | Diane Floyd
|  | AUGUSTINE MEDICAL | AUGUSTINE MEDICAL BAIR HUGGER 505 |  |  | OR - KELEMEN 3 |  |  |  | 05/07/2013 |  |  |  |  | NO | NO |  |  |  |  | AUGUSTINE MEDICAL 10367198 93068 |  |  | Disposition |  |  |  | Equipment | 6M:00-MFG | 02/17/2016 | 02/01/2020 | COOPER UNIVERSITY HOSPITAL |  |  | OR K6 |  | DOMINIC VENDETTA
|  | AUGUSTINE MEDICAL | AUGUSTINE MEDICAL BAIR HUGGER 505 |  |  | ANESTHESIOLOGY |  |  |  | 02/27/2008 |  |  |  |  | NO | NO |  |  |  |  | AUGUSTINE MEDICAL 10366680 59578 |  |  | Disposition |  |  |  | Equipment | 6M:00-MFG | 10/27/2015 | 04/01/2020 | COOPER UNIVERSITY HOSPITAL |  |  | OR K2 |  | GIACINTA ROUPAS
|  | AUGUSTINE MEDICAL | AUGUSTINE MEDICAL BAIR HUGGER 505 |  |  | ANESTHESIOLOGY |  |  |  | 06/02/2014 |  |  |  |  | NO | NO |  |  |  |  | AUGUSTINE MEDICAL 10355496 66592 |  |  | Disposition |  |  |  | Equipment | 6M:00-MFG | 04/17/2017 | 04/01/2020 | COOPER UNIVERSITY HOSPITAL |  |  | OPERATING ROOM |  | GIACINTA ROUPAS
|  | AUGUSTINE MEDICAL | AUGUSTINE MEDICAL BAIR HUGGER 505 |  |  | OR - KELEMEN 3 |  |  |  | 10/04/2012 |  |  |  |  | NO | NO |  |  |  |  | AUGUSTINE MEDICAL 10349397 15378 |  |  | Disposition |  |  |  | Equipment | 6M:00-MFG | 02/26/2018 | 02/01/2020 | COOPER UNIVERSITY HOSPITAL |  |  | EP Lab 1 |  | DOMINIC VENDETTA
|  | AUGUSTINE MEDICAL | AUGUSTINE MEDICAL BAIR HUGGER 505 |  |  | OPERATING ROOM - PAVILION |  |  |  | 01/01/1900 |  |  |  |  | NO | NO |  |  |  |  | AUGUSTINE MEDICAL 10349334 7643 |  |  | Disposition |  |  |  | Equipment | 6M:00-MFG | 02/26/2018 | 02/01/2020 | COOPER UNIVERSITY HOSPITAL |  |  | K11 |  | DOMINIC VENDETTA
|  | AUGUSTINE MEDICAL | AUGUSTINE MEDICAL BAIR HUGGER 505 |  |  | VOORHEES SURGERY CENTER-OPERATING ROOM |  |  |  | 04/26/2011 |  |  |  |  | NO | NO |  |  |  |  | AUGUSTINE MEDICAL 10347223 38601 |  |  | Disposition |  |  |  | Equipment | 6M:00-MFG | 04/20/2018 | 04/01/2020 | COOPER AMBULATORY OFF-SITES |  |  | SUITE E |  | JENNIFER BOMBARO
|  | AUGUSTINE MEDICAL | AUGUSTINE MEDICAL BAIR HUGGER 505 |  |  | ANESTHESIOLOGY |  |  |  | 03/28/2012 |  |  |  |  | NO | NO |  |  |  |  | AUGUSTINE MEDICAL 10346286 20916 |  |  | Disposition |  |  |  | Equipment | 6M:00-MFG | 04/17/2017 | 04/01/2020 | COOPER UNIVERSITY HOSPITAL |  |  | OR K ANES SUPPLY ROOM |  | GIACINTA ROUPAS
|  | AUGUSTINE MEDICAL | AUGUSTINE MEDICAL BAIR HUGGER 750 |  |  | ANESTHESIOLOGY |  |  |  | 09/16/2015 |  |  |  |  | NO | NO |  |  |  |  | AUGUSTINE MEDICAL 22950 56116 |  |  | Disposition |  |  |  | Equipment | 6M:00-MFG | 09/16/2015 | 09/16/2015 | COOPER UNIVERSITY HOSPITAL |  |  | OPERATING ROOM |  | GIACINTA ROUPAS |  |  |  | 09/16/2015 | 09/16/2015 |  |  |  |  | 09/16/2015 | 09/16/2015
|  | AUGUSTINE MEDICAL | AUGUSTINE MEDICAL BAIR HUGGER 750 |  |  | ANESTHESIOLOGY |  |  |  | 12/04/2012 |  |  |  |  | NO | NO |  |  |  |  | AUGUSTINE MEDICAL 10366659 56505 |  |  | Disposition |  |  |  | Equipment | 6M:00-MFG | 04/18/2016 | 04/01/2020 | COOPER UNIVERSITY HOSPITAL |  |  | OR K3 |  | GIACINTA ROUPAS
|  | AUGUSTINE MEDICAL | AUGUSTINE MEDICAL BAIR HUGGER 750 |  |  | OPERATING ROOM - PAVILION |  |  |  | 05/07/2013 |  |  |  |  | NO | NO |  |  |  |  | AUGUSTINE MEDICAL 10355474 57244 |  |  | Disposition |  |  |  | Equipment | 6M:00-MFG | 08/15/2016 | 02/01/2020 | COOPER UNIVERSITY HOSPITAL |  |  | OR 6 |  | DOMINIC VENDETTA
|  | AUGUSTINE MEDICAL | AUGUSTINE MEDICAL BAIR HUGGER 750 |  |  | ANESTHESIOLOGY |  |  |  | 11/13/2013 |  |  |  |  | NO | NO |  |  |  |  | AUGUSTINE MEDICAL 10349306 06666 |  |  | Disposition |  |  |  | Equipment | 6M:00-MFG | 04/14/2016 | 04/01/2020 | COOPER UNIVERSITY HOSPITAL |  |  | OPERATING ROOM |  | GIACINTA ROUPAS
|  | AUGUSTINE MEDICAL | AUGUSTINE MEDICAL HOTDOG |  |  | ANESTHESIOLOGY |  |  |  | 10/31/2019 |  |  |  |  | NO | NO |  |  |  |  | AUGUSTINE MEDICAL 30294827 09108 |  |  | Active |  | 99:99:99:99:99:99 |  | Equipment | PAAR:00-PVAR | 10/31/2019 | 10/31/2019 | COOPER UNIVERSITY HOSPITAL |  |  |  | WOT00000001167758 | GIACINTA ROUPAS | Performance Verification | Completed | Pat D'Andrea | 10/31/2019 | 10/31/2019 | Performance Verification for AUGUSTINE MEDICAL 30294827 09108 | Initial Install of Performance Verification. Device is ready for patient use. |  |  | 10/31/2019 | 10/31/2019
|  | AUGUSTINE MEDICAL | AUGUSTINE MEDICAL HOTDOG |  |  | ANESTHESIOLOGY |  |  |  | 10/31/2019 |  |  |  |  | NO | NO |  |  |  |  | AUGUSTINE MEDICAL 30294813 09145 |  |  | Active |  | 99:99:99:99:99:99 |  | Equipment | PAAR:00-PVAR | 10/31/2019 | 10/31/2019 | COOPER UNIVERSITY HOSPITAL |  |  |  | WOT00000001167592 | GIACINTA ROUPAS | Performance Verification | Completed | Pat D'Andrea | 10/31/2019 | 10/31/2019 | Performance Verification for AUGUSTINE MEDICAL 30294813 09145 | Initial Install of Performance Verification. Device is ready for patient use. |  |  | 10/31/2019 | 10/31/2019
|  | AUGUSTINE MEDICAL | AUGUSTINE MEDICAL RANGER |  |  | ANESTHESIOLOGY |  |  |  | 09/24/2015 |  |  |  |  | NO | NO |  |  |  |  | AUGUSTINE MEDICAL 26769 49010 |  |  | Disposition |  |  |  | High Risk | 6M:00-MFG | 09/24/2015 | 09/24/2015 | COOPER UNIVERSITY HOSPITAL |  |  | OPERATING ROOM |  | GIACINTA ROUPAS |  |  |  | 09/24/2015 | 09/24/2015 |  |  |  |  | 09/24/2015 | 09/24/2015
|  | AUGUSTINE MEDICAL | AUGUSTINE MEDICAL RANGER |  |  | LAB BLOOD BANK |  |  |  | 09/29/2015 |  |  |  |  | NO | NO |  |  |  |  | AUGUSTINE MEDICAL 24522 43195 |  |  | Disposition |  |  |  | High Risk | 6M:00-MFG | 09/29/2015 | 09/29/2015 | COOPER UNIVERSITY HOSPITAL |  |  | ANESTHESIA |  | Barbara Bayne |  |  |  | 09/29/2015 | 09/29/2015 |  |  |  |  | 09/29/2015 | 09/29/2015
|  | AUGUSTINE MEDICAL | AUGUSTINE MEDICAL RANGER |  |  | ANESTHESIOLOGY |  |  |  | 09/16/2015 |  |  |  |  | NO | NO |  |  |  |  | AUGUSTINE MEDICAL 23670 49381 |  |  | Disposition |  |  |  | High Risk | 6M:00-MFG | 09/16/2015 | 09/16/2015 | COOPER UNIVERSITY HOSPITAL |  |  | P OR |  | GIACINTA ROUPAS |  |  |  | 09/16/2015 | 09/16/2015 |  |  |  |  | 09/16/2015 | 09/16/2015
|  | AUGUSTINE MEDICAL | AUGUSTINE MEDICAL RANGER |  |  | ANESTHESIOLOGY |  |  |  | 09/22/2015 |  |  |  |  | NO | NO |  |  |  |  | AUGUSTINE MEDICAL 17296 34472 |  |  | Disposition |  |  |  | High Risk | 6M:00-MFG | 09/22/2015 | 09/22/2015 | COOPER UNIVERSITY HOSPITAL |  |  | OPERATING ROOM |  | GIACINTA ROUPAS |  |  |  | 09/22/2015 | 09/22/2015 |  |  |  |  | 09/22/2015 | 09/22/2015
|  | AUGUSTINE MEDICAL | AUGUSTINE MEDICAL RANGER |  |  | LAB BLOOD BANK |  |  |  | 09/16/2019 |  |  |  |  | NO | NO |  |  |  |  | AUGUSTINE MEDICAL 11239256 18824 |  |  | Active |  | 99:99:99:99:99:99 |  | High Risk | 6M:00-MFG | 09/16/2019 | 09/16/2019 | COOPER UNIVERSITY HOSPITAL |  |  | p10 |  | Barbara Bayne |  |  |  | 09/16/2019 | 09/16/2019 |  |  |  |  | 09/16/2019 | 09/16/2019
|  | AUGUSTINE MEDICAL | AUGUSTINE MEDICAL RANGER |  |  | LAB BLOOD BANK |  |  |  | 06/29/2009 |  |  |  |  | NO | NO |  |  |  |  | AUGUSTINE MEDICAL 10369293 35368 |  |  | Disposition |  |  |  | High Risk | 6M:00-MFG | 09/11/2016 | 03/01/2020 | COOPER UNIVERSITY HOSPITAL |  |  | KELEMEN OR |  | Barbara Bayne
|  | AUGUSTINE MEDICAL | AUGUSTINE MEDICAL RANGER |  |  | LAB BLOOD BANK |  |  |  | 03/17/2016 |  |  |  |  | NO | NO |  |  |  |  | AUGUSTINE MEDICAL 3043195 60267 |  |  | Disposition |  |  |  | High Risk | 6M:00-MFG | 03/17/2016 | 03/17/2016 | COOPER UNIVERSITY HOSPITAL |  |  |  |  | Barbara Bayne |  |  |  | 03/17/2016 | 03/17/2016 |  |  |  |  | 03/17/2016 | 03/17/2016
|  | AUGUSTINE MEDICAL | AUGUSTINE MEDICAL RANGER |  |  | LAB BLOOD BANK |  |  |  | 10/09/2014 |  |  |  |  | NO | NO |  |  |  |  | AUGUSTINE MEDICAL 10366691 47204 |  |  | Active |  | 99:99:99:99:99:99 |  | High Risk | 6M:00-MFG | 09/30/2019 | 03/01/2020 | COOPER UNIVERSITY HOSPITAL |  |  | P OR |  | Barbara Bayne
|  | AUGUSTINE MEDICAL | AUGUSTINE MEDICAL RANGER |  |  | LAB BLOOD BANK |  |  |  | 07/06/2005 |  |  |  |  | NO | NO |  |  |  |  | AUGUSTINE MEDICAL 10356156 21099 |  |  | Disposition |  |  |  | High Risk | 6M:00-MFG | 09/11/2016 | 03/01/2020 | COOPER UNIVERSITY HOSPITAL |  |  | OR-KELEMEN |  | Barbara Bayne
|  | AUGUSTINE MEDICAL | AUGUSTINE MEDICAL RANGER |  |  | VOORHEES SURGERY CENTER-OPERATING ROOM |  |  |  | 09/26/2019 |  |  |  |  | NO | NO |  |  |  |  | AUGUSTINE MEDICAL 30149610 10774 |  |  | Active |  | 99:99:99:99:99:99 |  | High Risk | 6M:00-MFG | 09/26/2019 | 09/26/2019 | COOPER AMBULATORY OFF-SITES |  |  | SUITE E Anes Work Room |  | JENNIFER BOMBARO |  |  |  | 09/26/2019 | 09/26/2019 |  |  |  |  | 09/26/2019 | 09/26/2019
|  | AUGUSTINE MEDICAL | AUGUSTINE MEDICAL TEMPERATURE TEST UNIT |  |  | BIOMEDICAL |  |  |  | 03/07/2019 |  |  |  |  | NO | NO |  |  |  |  | AUGUSTINE MEDICAL 30212605 01284 |  |  | Active |  | 99:99:99:99:99:99 |  | Test Equipment | 1Y:00-GEN | 03/07/2019 | 03/07/2019 | COOPER UNIVERSITY HOSPITAL |  |  | BCID 622916 | 0012319417 | Bonnie Aichroch | Performance Verification | Closed | Michael Youch | 03/07/2019 | 03/07/2019 | INCOMING INVENTORY | DEVICE INVENTORIED | B3BFEEA5-8519-4026-8868-0959F049A1D3 | Labor | 03/07/2019 | 03/07/2019 | Bonnie Aichroth
|  | AUTOMATIC LIQUID PACKAGING | AUTOMATIC LIQUID PACKAGING AL4040 |  |  | PHARMACY |  |  |  | 02/09/2005 |  |  |  |  | NO | NO |  |  |  |  | AUTOMATIC LIQUID PACKAGING 09943 9080185 |  |  | Disposition |  |  |  | Equipment | 1Y:00-MFG | 11/17/2015 |  | COOPER UNIVERSITY HOSPITAL |  |  | 2 KELEMAN |  | JACKIE SUTTON
|  | B & K MEDICAL SYSTEMS, INC. | B & K MEDICAL SYSTEMS, INC. 4-WAY LAPAROSCOPIC 8666-RF |  |  | OPERATING ROOM - PAVILION |  |  |  | 11/08/2019 |  |  |  |  | NO | NO |  |  |  |  | B & K MEDICAL SYSTEMS, INC. 11208482 3911144 |  |  | Active |  |  |  | Accessory | PAAR:00-PVAR | 11/08/2019 | 11/08/2019 | COOPER UNIVERSITY HOSPITAL |  |  | Performance Verification | WOT00000004289414 | DOMINIC VENDETTA | Repair | Open | Zhan Kiselev | 11/08/2019 | 11/08/2019 | Abdominal Probe - Slice in bending rubber | Analyzed probe. Reached out to BK for a quote. | EXP4655871 | Labor | 11/08/2019 | 11/08/2019 | Zhan Kiselev
|  | B & K MEDICAL SYSTEMS, INC. | B & K MEDICAL SYSTEMS, INC. 8808E |  |  | VOORHEES SURGERY CENTER-SURGERY DEPT |  |  |  | 10/16/2019 |  |  |  |  | NO | NO |  |  |  |  | B & K MEDICAL SYSTEMS, INC. 11208061 1895501 |  |  | Disposition |  | 99:99:99:99:99:99 |  | Accessory | PAAR:00-PVAR | 10/16/2019 | 10/16/2019 | COOPER AMBULATORY OFF-SITES |  |  | 6015 Main St. enter from the back | WOT00000001019501 | Theresa Megali | Performance Verification | Closed | Zhan Kiselev | 10/16/2019 | 10/16/2019 | Performance Verification for B & K MEDICAL SYSTEMS, INC. 11208061 1895501 | Initial Install of Performance Verification. Device is ready for patient use. |  |  | 10/16/2019 | 10/16/2019
T8811/3040196 |  | B & K MEDICAL SYSTEMS, INC. | B & K MEDICAL SYSTEMS, INC. 8811 |  |  | OPERATING ROOM - PAVILION |  |  |  | 10/31/2019 |  |  |  |  | NO | NO |  |  |  |  | B & K MEDICAL SYSTEMS, INC. T8811/3040196 3040196 |  |  | Temporary |  |  |  | Accessory | PAAR:00-PVAR | 10/31/2019 | 10/31/2019 | COOPER UNIVERSITY HOSPITAL |  |  | Performance Verification | WOT00000003430819 | DOMINIC VENDETTA | Performance Verification | Closed | Zhan Kiselev | 10/31/2019 | 10/31/2019 | Performance Verification for B & K MEDICAL SYSTEMS, INC. T8811/3040196 3040196 | Initial Install of Performance Verification. Device is ready for patient use. |  |  | 10/31/2019 | 10/31/2019
|  | B & K MEDICAL SYSTEMS, INC. | B & K MEDICAL SYSTEMS, INC. 8811 |  |  | OPERATING ROOM PAVILION 2ND FLOOR |  |  |  | 10/31/2019 |  |  |  |  | NO | NO |  |  |  |  | B & K MEDICAL SYSTEMS, INC. 11208433 3001273 |  |  | Active |  |  |  | Accessory | PAAR:00-PVAR | 10/31/2019 | 10/31/2019 | COOPER UNIVERSITY HOSPITAL |  |  | Performance Verification | WOT00000003726221 | JOE DRUCTOR | Performance Verification | Closed | Zhan Kiselev | 10/31/2019 | 10/31/2019 | Performance Verification for B & K MEDICAL SYSTEMS, INC. 11208433 3001273 | Initial Install of Performance Verification. Device is ready for patient use. |  |  | 10/31/2019 | 10/31/2019
|  | B & K MEDICAL SYSTEMS, INC. | B & K MEDICAL SYSTEMS, INC. 8811 |  |  | WILLINGBORO COOPER UNIVERSITY PHYSICIANS |  |  |  | 03/20/2007 |  |  |  |  | NO | NO |  |  |  |  | B & K MEDICAL SYSTEMS, INC. 10367121 1864778 |  |  | Active |  | 99:99:99:99:99:99 |  | Accessory | PAAR:00-PVAR | 11/02/2019 |  | COOPER AMBULATORY OFF-SITES |  |  | INT MED PROCEDURE RM 2 |  | PATTY LEWIS
|  | B & K MEDICAL SYSTEMS, INC. | B & K MEDICAL SYSTEMS, INC. FALCON 2101A-1 |  |  | VOORHEES SURGERY CENTER-RADIATION/ONC |  |  |  | 01/01/1900 |  |  |  |  | NO | NO |  |  |  |  | B & K MEDICAL SYSTEMS, INC. 10356837 1847625 |  |  | Disposition |  |  |  | Equipment | 1Y:00-MFG | 08/03/2015 | 04/01/2020 | COOPER AMBULATORY OFF-SITES |  |  | Storage 139 |  | COLLEEN TEGELER
|  | B & K MEDICAL SYSTEMS, INC. | B & K MEDICAL SYSTEMS, INC. FALCON 2101 |  |  | WILLINGBORO COOPER UNIVERSITY PHYSICIANS |  |  |  | 02/18/2005 |  |  |  |  | NO | NO |  |  |  |  | B & K MEDICAL SYSTEMS, INC. 10367120 1853053 |  |  | Disposition |  | 00:00:00:00:00:00 |  | Equipment | 1Y:00-MFG | 01/22/2019 | 03/01/2020 | COOPER AMBULATORY OFF-SITES |  |  | INT MED PROCEDURE RM 2 |  | PATTY LEWIS
|  | B & K MEDICAL SYSTEMS, INC. | B & K MEDICAL SYSTEMS, INC. FALCON EXL 2101 |  | 2002-1841123 | COOPER CANCER CENTER |  |  |  | 09/26/2019 |  |  |  |  | NO | NO |  |  |  |  | B & K MEDICAL SYSTEMS, INC. 30143164 2002-1841123 |  |  | Disposition |  | 99:99:99:99:99:99 |  | Equipment | 1Y:00-MFG | 09/26/2019 | 09/26/2019 | COOPER AMBULATORY OFF-SITES |  |  | CLOSET NEXT TO ROOM C1102 | WOT00000000672280 | COLLEEN TEGELER | Repair | Closed | Zhan Kiselev | 09/26/2019 | 09/26/2019 | needs PA sticker | Pass. Ultrasound machine not being used. Right now its located in storage room inside the office C1112 | EXP0274036 | Labor | 09/26/2019 | 09/26/2019 | Zhan Kiselev
|  | B & K MEDICAL SYSTEMS, INC. | B & K MEDICAL SYSTEMS, INC. HOCKEY STICK |  |  | ANESTHESIOLOGY |  |  |  | 05/18/2015 |  |  |  |  | NO | NO |  |  |  |  | B & K MEDICAL SYSTEMS, INC. 10369428 3032533 |  |  | Active |  | 99:99:99:99:99:99 |  | Accessory | PAAR:00-PVAR | 10/31/2019 |  | COOPER UNIVERSITY HOSPITAL |  |  |  |  | GIACINTA ROUPAS
|  | B & K MEDICAL SYSTEMS, INC. | B & K MEDICAL SYSTEMS, INC. HOCKEY STICK |  |  | ANESTHESIOLOGY |  |  |  | 05/18/2015 |  |  |  |  | NO | NO |  |  |  |  | B & K MEDICAL SYSTEMS, INC. 10369429 3033107 |  |  | Disposition |  | 99:99:99:99:99:99 |  | Accessory | PAAR:00-PVAR | 10/16/2019 |  | COOPER UNIVERSITY HOSPITAL |  |  |  |  | GIACINTA ROUPAS
|  | B & K MEDICAL SYSTEMS, INC. | B & K MEDICAL SYSTEMS, INC. PRO FOCUS 2202 |  |  | BUNKER HILL-SURGERY |  |  |  | 09/02/2008 |  |  |  |  | NO | NO |  |  |  |  | B & K MEDICAL SYSTEMS, INC. 10366870 1885356 |  |  | Disposition |  | 00:00:00:00:00:00 |  | Equipment | 1Y:00-MFG | 12/31/2018 | 12/01/2019 | COOPER AMBULATORY OFF-SITES |  |  | PROCEDURE RM |  | ANNE MAIER
|  | B & K MEDICAL SYSTEMS, INC. | B & K MEDICAL SYSTEMS, INC. PROSTATE TRIPLANE 8818 |  |  | OPERATING ROOM - PAVILION |  |  |  | 10/31/2019 |  |  |  |  | NO | NO |  |  |  |  | B & K MEDICAL SYSTEMS, INC. 11208353 3895668 |  |  | Active |  | 99:99:99:99:99:99 |  | Accessory | PAAR:00-PVAR | 10/31/2019 | 10/31/2019 | COOPER UNIVERSITY HOSPITAL |  |  |  | WOT00000001809721 | DOMINIC VENDETTA | Performance Verification | Closed | Zhan Kiselev | 10/31/2019 | 10/31/2019 | Performance Verification for B & K MEDICAL SYSTEMS, INC. 11208353 3895668 | Initial Install of Performance Verification. Device is ready for patient use. |  |  | 10/31/2019 | 10/31/2019
|  | B & K MEDICAL SYSTEMS, INC. | B & K MEDICAL SYSTEMS, INC. PROSTATE TRIPLANE 8818 |  |  | OR - KELEMEN 3 |  |  |  | 08/31/2017 |  |  |  |  | NO | NO |  |  |  |  | B & K MEDICAL SYSTEMS, INC. 10769596 3895029 |  |  | Disposition |  | 99:99:99:99:99:99 |  | Accessory | PAAR:00-PVAR | 10/16/2019 |  | COOPER UNIVERSITY HOSPITAL |  |  |  | 0012391921 | DOMINIC VENDETTA | Performance Verification | Closed | Josh Harris | 11/08/2017 | 11/08/2017 | INCOMING INVENTORY | DEVICE INVENTORIED | 3204DF86-08DD-4F70-BED7-5A22617FD569 | Labor | 11/08/2017 | 11/08/2017 | Josh Harris
|  | B & K MEDICAL SYSTEMS, INC. | B & K MEDICAL SYSTEMS, INC. PROSTATE TRIPLANE 8818 |  |  | OPERATING ROOM - PAVILION |  |  |  | 05/22/2017 |  |  |  |  | NO | NO |  |  |  |  | B & K MEDICAL SYSTEMS, INC. 10649797 3892093 |  |  | Active |  | 99:99:99:99:99:99 |  | Accessory | PAAR:00-PVAR | 10/31/2019 |  | COOPER UNIVERSITY HOSPITAL |  |  |  | 0011785894 | DOMINIC VENDETTA | Preventative Maintenance | Closed | Bonnie Aichroth | 06/22/2017 | 06/22/2017 | PERFORMANCE ASSURANCE AT INVENTORY | INVENTORIED DEVICE AND ENSURED DEVICE WAS FUNCTIONING PROPERLY. | 540685BC-FB15-4EF0-8338-D2EAE6894EC6 | Labor | 05/22/2017 | 05/22/2017 | Zhan Kiselev
|  | B & K MEDICAL SYSTEMS, INC. | B & K MEDICAL SYSTEMS, INC. PROSTATE TRIPLANE 8818 |  |  | OPERATING ROOM - PAVILION |  |  |  | 12/03/2015 |  |  |  |  | NO | NO |  |  |  |  | B & K MEDICAL SYSTEMS, INC. 10480259 3891362 |  |  | Active |  | 99:99:99:99:99:99 |  | Accessory | PAAR:00-PVAR | 10/31/2019 |  | COOPER UNIVERSITY HOSPITAL |  |  |  |  | DOMINIC VENDETTA
|  | B & K MEDICAL SYSTEMS, INC. | B & K MEDICAL SYSTEMS, INC. PROSTATE TRIPLANE 8818 |  |  | COOPER CANCER CENTER |  |  |  | 10/31/2019 |  |  |  |  | NO | NO |  |  |  |  | B & K MEDICAL SYSTEMS, INC. 30225025 3891542 |  |  | Active |  | 99:99:99:99:99:99 |  | Accessory | PAAR:00-PVAR | 10/31/2019 | 10/31/2019 | COOPER AMBULATORY OFF-SITES |  |  | Rad/Onc - Closet Near C1102 |  | COLLEEN TEGELER |  |  |  | 10/31/2019 | 10/31/2019 |  |  |  |  | 10/31/2019 | 10/31/2019
|  | B & K MEDICAL SYSTEMS, INC. | B & K MEDICAL SYSTEMS, INC. PROSTATE TRIPLANE 8818 |  |  | COOPER CANCER CENTER |  |  |  | 10/31/2019 |  |  |  |  | NO | NO |  |  |  |  | B & K MEDICAL SYSTEMS, INC. 30225026 3901237 |  |  | Active |  | 99:99:99:99:99:99 |  | Accessory | PAAR:00-PVAR | 10/31/2019 | 10/31/2019 | COOPER AMBULATORY OFF-SITES |  |  | Rad/Onc - Closet Near C1102 |  | COLLEEN TEGELER |  |  |  | 10/31/2019 | 10/31/2019 |  |  |  |  | 10/31/2019 | 10/31/2019
|  | B BRAUN/MCGAW | B BRAUN/MCGAW STIMUPLEX HNS 12 |  |  | ANESTHESIOLOGY |  |  | excluded | 10/31/2019 |  |  |  |  | NO | NO |  |  |  |  | B BRAUN/MCGAW 30294880 27.0123 |  |  | Active |  | 99:99:99:99:99:99 |  | Equipment | PAAR:00-PVAR | 10/31/2019 | 10/31/2019 | COOPER UNIVERSITY HOSPITAL |  |  |  | 0012177100 | GIACINTA ROUPAS | Preventative Maintenance | Closed | Salvatore Bombara | 10/31/2019 | 10/31/2019 | PERFORMANCE ASSURANCE AT INVENTORY | INVENTORIED DEVICE AND ENSURED DEVICE WAS FUNCTIONING PROPERLY. | 78655191-5947-4F41-800E-BD1FE22F85C0 | Labor | 10/31/2019 | 10/31/2019 | Salvatore Bombara
|  | B BRAUN/MCGAW | B BRAUN/MCGAW STIMUPLEX-DIG RC |  |  | VOORHEES SURGERY CENTER-OPERATING ROOM |  |  | excluded | 11/10/2006 |  |  |  |  | NO | NO |  |  |  |  | B BRAUN/MCGAW 10346685 9762 |  |  | Active |  | 99:99:99:99:99:99 |  | Equipment | PAAR:00-PVAR | 11/02/2019 |  | COOPER AMBULATORY OFF-SITES |  |  | PACU ROOM 8 |  | JENNIFER BOMBARO
|  | B BRAUN/MCGAW | B BRAUN/MCGAW VISTA BASIC (637-202) |  |  | CHERRY HILL URGENT CARE |  |  |  | 04/04/2013 |  |  |  |  | NO | NO |  |  |  |  | B BRAUN/MCGAW 10346148 81260 |  |  | Disposition |  |  |  | High Risk | 1Y:00-MFG 2Y:00-BAT | 10/20/2017 | 10/01/2020 | COOPER AMBULATORY OFF-SITES |  |  | LAB |  | MELISSA PORTOBANCO
|  | B&K ANALOGIC CORP. | B&K ANALOGIC CORP. 1630 |  | 146-00564 | BIOMEDICAL |  |  |  | 10/31/2019 |  |  |  |  | NO | NO |  |  |  |  | B&K ANALOGIC CORP. 14779 146-00564 |  |  | Active |  | 99:99:99:99:99:99 |  | Equipment | PAAR:00-PVAR | 10/31/2019 | 10/31/2019 | COOPER UNIVERSITY HOSPITAL |  |  |  | 0011049788 | Bonnie Aichroch | Preventative Maintenance | Closed | Bonnie Aichroth | 10/31/2019 | 10/31/2019 | PERFORMANCE ASSURANCE AT INVENTORY | INVENTORIED DEVICE AND ENSURED DEVICE WAS FUNCTIONING PROPERLY. | 2BC76859-44B7-443C-99F4-6BDE0BDD938A | Labor | 10/31/2019 | 10/31/2019 | Michael Youch
|  | BACHARACH | BACHARACH 2820 |  | MR12350 | LAB MICROBIOLOGY |  |  |  | 10/26/2016 |  |  |  |  | NO | NO |  |  |  |  | BACHARACH 14687 MR12350 |  |  | Disposition |  |  |  | Alarm | 1Y:00-MFG | 10/26/2016 | 10/26/2016 | COOPER UNIVERSITY HOSPITAL |  |  | K-1 |  | COURTNEY BARRY |  |  |  | 10/26/2016 | 10/26/2016 |  |  |  |  | 10/26/2016 | 10/26/2016
|  | BACHARACH | BACHARACH 3100 |  | IN01397 | LAB MICROBIOLOGY |  |  |  | 10/26/2016 |  |  |  |  | NO | NO |  |  |  |  | BACHARACH 22358 IN01397 |  |  | Disposition |  |  |  | Test Equipment | 1Y:00-MFG | 10/26/2016 | 10/26/2016 | COOPER UNIVERSITY HOSPITAL |  |  | MICROBIOLOGY |  | COURTNEY BARRY |  |  |  | 10/26/2016 | 10/26/2016 |  |  |  |  | 10/26/2016 | 10/26/2016
|  | BACHARACH | BACHARACH N2O PORTABLE MONITOR |  |  | BIOMEDICAL |  |  |  | 05/28/2019 |  |  |  |  | NO | NO |  |  |  |  | BACHARACH 11239462 16050248 |  |  | Active |  |  |  | Equipment | 1Y:00-MFG | 05/28/2019 | 05/28/2019 | COOPER UNIVERSITY HOSPITAL |  |  | Performance Verification | WOT00000002746383 | Bonnie Aichroch | Performance Verification | Closed | Josh Harris | 05/28/2019 | 05/28/2019 | CEID Record Completion for BACHARACH 11239462 16050248 | Inventoried unit. | EXP3414113 | Labor | 05/28/2019 | 05/28/2019 | Josh Harris
|  | BADGER AIR-BRUSH CO. | BADGER AIR-BRUSH CO. 180-11 |  |  | NEUROLOGY/EEG |  |  |  | 06/23/2005 |  |  |  |  | NO | NO |  |  |  |  | BADGER AIR-BRUSH CO. 10558 050300044801 |  |  | Disposition |  |  |  | Equipment | PAAR:00-PVAR | 10/16/2019 |  | COOPER UNIVERSITY HOSPITAL |  |  | 2ND FLOOR KELEMAN |  | Debbie Hughes
|  | BADGER AIR-BRUSH CO. | BADGER AIR-BRUSH CO. 180-12 |  |  | NEUROLOGY/EEG |  |  |  | 10/16/2019 |  |  |  |  | NO | NO |  |  |  |  | BADGER AIR-BRUSH CO. 18320 0408000278 |  |  | Disposition |  |  |  | Equipment | PAAR:00-PVAR | 10/16/2019 | 10/16/2019 | COOPER UNIVERSITY HOSPITAL |  |  | EEG |  | Debbie Hughes |  |  |  | 10/16/2019 | 10/16/2019 |  |  |  |  | 10/16/2019 | 10/16/2019
|  | BADGER AIR-BRUSH CO. | BADGER AIR-BRUSH CO. TC910 ASPIRE PRO |  | E1057284 | NEUROLOGY/EEG |  |  |  | 06/24/2016 |  |  |  |  | NO | NO |  |  |  |  | BADGER AIR-BRUSH CO. 10505085 E1057284 |  |  | Active |  | 99:99:99:99:99:99 |  | Equipment | 1Y:00-MFG | 06/14/2019 | 06/01/2020 | COOPER UNIVERSITY HOSPITAL |  |  |  |  | Debbie Hughes
|  | BAR-RAY | BAR-RAY BAR-RAY2 |  | Not Known | VOORHEES ORTHOPEDICS |  |  | excluded | 01/01/1900 |  |  |  |  | NO | NO |  |  |  |  | BAR-RAY 10356916 Not Known |  |  | Active |  | 99:99:99:99:99:99 |  | Equipment | PAAR:00-PVAR | 11/02/2019 |  | COOPER AMBULATORY OFF-SITES |  |  | bdlg 2 ORTHO PACS/DIC RM |  | CAROL STRANTON
|  | BARD ACCESS SYSTEMS | BARD ACCESS SYSTEMS 7.5MHZ PROBE |  |  | BIOMEDICAL |  |  |  | 03/28/2017 |  |  |  |  | NO | NO |  |  |  |  | BARD ACCESS SYSTEMS 10649799 02175214 |  |  | Disposition |  | 99:99:99:99:99:99 |  | Accessory | PAAR:00-PVAR | 10/16/2019 |  | COOPER UNIVERSITY HOSPITAL |  |  |  | 0012501298 | Bonnie Aichroch | Performance Verification | Closed | Josh Harris | 12/12/2017 | 12/12/2017 | INCOMING INVENTORY | DEVICE INVENTORIED | 8FF6023C-8F7A-483A-B167-1B98BA2D0F89 | Labor | 12/12/2017 | 12/12/2017 | Josh Harris
|  | BARD ACCESS SYSTEMS | BARD ACCESS SYSTEMS 7.5MHZ PROBE |  |  | SURGICAL CARE UNIT |  |  |  | 10/16/2019 |  |  |  |  | NO | NO |  |  |  |  | BARD ACCESS SYSTEMS 30143326 08125488 |  |  | Disposition |  | 99:99:99:99:99:99 |  | Accessory | PAAR:00-PVAR | 10/16/2019 | 10/16/2019 | COOPER UNIVERSITY HOSPITAL |  |  | IV TEAM |  | Lisa Geoghegan |  |  |  | 10/16/2019 | 10/16/2019 |  |  |  |  | 10/16/2019 | 10/16/2019
|  | BARD ACCESS SYSTEMS | BARD ACCESS SYSTEMS SHERLOCK |  |  | SHORT PROCEDURE UNIT |  |  |  | 06/30/2016 |  |  |  |  | NO | NO |  |  |  |  | BARD ACCESS SYSTEMS 30143324 06125530 |  |  | Disposition |  |  |  | High Risk | 1Y:00-MFG | 06/30/2016 | 06/30/2016 | COOPER UNIVERSITY HOSPITAL |  |  | I.V. TEAM |  | Lisa Geoghegan |  |  |  | 06/30/2016 | 06/30/2016 |  |  |  |  | 06/30/2016 | 06/30/2016
|  | BARD ACCESS SYSTEMS | BARD ACCESS SYSTEMS SITE RITE 5 |  | DYQD5026 | SHORT PROCEDURE UNIT |  |  |  | 06/28/2016 |  |  |  |  | NO | NO |  |  |  |  | BARD ACCESS SYSTEMS 30143323 DYQD5026 |  |  | Disposition |  |  |  | Equipment | 1Y:00-MFG | 06/28/2016 | 06/28/2016 | COOPER UNIVERSITY HOSPITAL |  |  | IV TEAM |  | Lisa Geoghegan |  |  |  | 06/28/2016 | 06/28/2016 |  |  |  |  | 06/28/2016 | 06/28/2016
|  | BARD ACCESS SYSTEMS | BARD ACCESS SYSTEMS SITE RITE 6 |  | DYZH7027 | ULTRASOUND |  |  |  | 04/26/2018 |  |  |  |  | NO | NO |  |  |  |  | BARD ACCESS SYSTEMS 30149687 DYZH7027 |  |  | Disposition |  | 99:99:99:99:99:99 |  | Equipment | 1Y:00-MFG | 04/26/2018 | 04/26/2018 | COOPER UNIVERSITY HOSPITAL |  |  | 2ND FL KELEMEN |  | Tracy Saldutti |  |  |  | 04/26/2018 | 04/26/2018 |  |  |  |  | 04/26/2018 | 04/26/2018
|  | BARD ACCESS SYSTEMS | BARD ACCESS SYSTEMS SITE RITE 6 |  | DYTC7006 | SURGICAL CARE UNIT |  |  |  | 06/18/2018 |  |  |  |  | NO | NO |  |  |  |  | BARD ACCESS SYSTEMS 30143325 DYTC7006 |  |  | Disposition |  | 99:99:99:99:99:99 |  | Equipment | 1Y:00-MFG | 06/18/2018 | 06/18/2018 | COOPER UNIVERSITY HOSPITAL |  |  | IV TEAM |  | Lisa Geoghegan |  |  |  | 06/18/2018 | 06/18/2018 |  |  |  |  | 06/18/2018 | 06/18/2018
|  | BARD ACCESS SYSTEMS | BARD ACCESS SYSTEMS SITE~RITE |  | A02127 | CCU - CORONARY CARE UNIT |  |  |  | 01/01/1900 |  |  |  |  | NO | NO |  |  |  |  | BARD ACCESS SYSTEMS 10367283 A02127 |  |  | Disposition |  |  |  | Equipment | 1Y:00-MFG | 01/01/1900 | 12/01/2019 | COOPER UNIVERSITY HOSPITAL |  |  | CCU K412A |  | CAROLYN RUMELL
|  | BARNSTEAD/THERMOLYNE CO. | BARNSTEAD/THERMOLYNE CO. M26125 |  |  | WILLINGBORO HEMATOLOGY/ONCOLOGY |  |  |  | 01/01/1900 |  |  |  |  | NO | NO |  |  |  |  | BARNSTEAD/THERMOLYNE CO. 10502 1.1079801622e+012 |  |  | Disposition |  |  |  | Equipment | PAAR:00-PVAR | 10/16/2019 |  | COOPER AMBULATORY OFF-SITES |  |  |  |  | ANN DENTON
|  | BAUSCH & LOMB SURGICAL | BAUSCH & LOMB SURGICAL 31-75-05 |  | 1348MS | LABOR & DELIVERY |  |  |  | 01/01/1900 |  |  |  |  | NO | NO |  |  |  |  | BAUSCH & LOMB SURGICAL 10348254 1348MS |  |  | Disposition |  |  |  | Equipment | 1Y:00-MFG | 11/22/2016 |  | COOPER UNIVERSITY HOSPITAL |  |  | LABOR AND DELIIVERY |  | JOANNA HORST
|  | BAXTER BIOSCIENCE | BAXTER BIOSCIENCE EASYSPRAY |  |  | OPERATING ROOM - PAVILION |  |  |  | 01/01/1900 |  |  |  |  | NO | NO |  |  |  |  | BAXTER BIOSCIENCE 10346677 05685 |  |  | Active |  | 99:99:99:99:99:99 |  | Equipment | PAAR:00-PVAR | 11/02/2019 |  | COOPER UNIVERSITY HOSPITAL |  |  | OR STORAGE AREA |  | DOMINIC VENDETTA
|  | BAXTER HEALTHCARE | BAXTER HEALTHCARE 2L3106 |  | 13060114SR | COOPER DIGESTIVE HEALTH-ENDOSCOPY |  |  |  | 08/01/2003 |  |  |  |  | NO | NO |  |  |  |  | BAXTER HEALTHCARE 10649960 13060114SR |  |  | Disposition |  | 99:99:99:99:99:99 |  | High Risk | 1Y:00-MFG 2Y:00-BAT | 07/08/2019 | 02/01/2020 | COOPER AMBULATORY OFF-SITES |  |  | GI CENTER |  | JEANNE GREER
|  | BAXTER HEALTHCARE | BAXTER HEALTHCARE 2L3106 |  | 18010249AL | ANESTHESIOLOGY |  |  |  | 01/01/1900 |  |  |  |  | NO | NO |  |  |  |  | BAXTER HEALTHCARE 10348287 18010249AL |  |  | Disposition |  |  |  | High Risk | 1Y:00-MFG 2Y:00-BAT | 10/01/2015 | 10/01/2020 | COOPER UNIVERSITY HOSPITAL |  |  | ANESTH WK RM |  | GIACINTA ROUPAS
|  | BAXTER HEALTHCARE | BAXTER HEALTHCARE 2L3106 |  | 18100626SR | COOPER DIGESTIVE HEALTH-ENDOSCOPY |  |  |  | 12/04/2008 |  |  |  |  | NO | NO |  |  |  |  | BAXTER HEALTHCARE 10347115 18100626SR |  |  | Disposition |  |  |  | High Risk | 1Y:00-MFG 2Y:00-BAT | 02/22/2017 | 02/01/2020 | COOPER AMBULATORY OFF-SITES |  |  | Procedure room 200 |  | JEANNE GREER
|  | BAXTER HEALTHCARE | BAXTER HEALTHCARE B9750-1 |  |  | LAB MICROBIOLOGY |  |  |  | 01/01/1900 |  |  |  |  | NO | NO |  |  |  |  | BAXTER HEALTHCARE 02660 6936 |  |  | Disposition |  |  |  | Equipment | 1Y:00-MFG | 05/15/2016 | 01/01/2020 | COOPER UNIVERSITY HOSPITAL |  |  | 1ST |  | COURTNEY BARRY
|  | BAXTER HEALTHCARE | BAXTER HEALTHCARE HOMECHOICE (REFURBISHED) |  |  | INCU - KELEMEN S10 |  |  |  | 11/10/2015 |  |  |  |  | NO | NO |  |  |  |  | BAXTER HEALTHCARE 10480093 213108 |  |  | Active |  | 99:99:99:99:99:99 |  | Equipment | 6M:00-MFG | 11/01/2019 | 05/01/2020 | COOPER UNIVERSITY HOSPITAL |  |  |  |  | Lisa Brooks
|  | BAXTER HEALTHCARE | BAXTER HEALTHCARE HOMECHOICE (REFURBISHED) |  |  | INCU - KELEMEN S10 |  |  |  | 02/22/2012 |  |  |  |  | NO | NO |  |  |  |  | BAXTER HEALTHCARE 10356062 662551 |  |  | Disposition |  |  |  | Equipment | 6M:00-MFG | 11/10/2015 |  | COOPER UNIVERSITY HOSPITAL |  |  | 10TH FLOOR |  | Lisa Brooks
|  | BAXTER HEALTHCARE | BAXTER HEALTHCARE HOMECHOICE (REFURBISHED) |  |  | KELEMEN N10 |  |  |  | 10/20/2011 |  |  |  |  | NO | NO |  |  |  |  | BAXTER HEALTHCARE 10355765 15152 |  |  | Disposition |  | 99:99:99:99:99:99 |  | Equipment | 6M:00-MFG | 11/01/2019 | 05/01/2020 | COOPER UNIVERSITY HOSPITAL |  |  | 10TH FLOOR |  | Lisa Brooks
|  | BAXTER HEALTHCARE | BAXTER HEALTHCARE INFUS OR |  | 18110560SR | ANESTHESIOLOGY |  |  |  | 10/02/2015 |  |  |  |  | NO | NO |  |  |  |  | BAXTER HEALTHCARE 19140 18110560SR |  |  | Disposition |  |  |  | High Risk | 6M:00-MFG | 10/02/2015 | 10/02/2015 | COOPER UNIVERSITY HOSPITAL |  |  | OR - PAVILION |  | GIACINTA ROUPAS |  |  |  | 10/02/2015 | 10/02/2015 |  |  |  |  | 10/02/2015 | 10/02/2015
|  | BAXTER HEALTHCARE | BAXTER HEALTHCARE INFUS OR |  | 18110551SR | ANESTHESIOLOGY |  |  |  | 10/02/2015 |  |  |  |  | NO | NO |  |  |  |  | BAXTER HEALTHCARE 19139 18110551SR |  |  | Disposition |  |  |  | High Risk | 6M:00-MFG | 10/02/2015 | 10/02/2015 | COOPER UNIVERSITY HOSPITAL |  |  | OR - PAVILION |  | GIACINTA ROUPAS |  |  |  | 10/02/2015 | 10/02/2015 |  |  |  |  | 10/02/2015 | 10/02/2015
|  | BAXTER HEALTHCARE | BAXTER HEALTHCARE INFUS OR |  | 18110588SR | ANESTHESIOLOGY |  |  |  | 10/02/2015 |  |  |  |  | NO | NO |  |  |  |  | BAXTER HEALTHCARE 19136 18110588SR |  |  | Disposition |  |  |  | High Risk | 6M:00-MFG | 10/02/2015 | 10/02/2015 | COOPER UNIVERSITY HOSPITAL |  |  | OR - PAVILION |  | GIACINTA ROUPAS |  |  |  | 10/02/2015 | 10/02/2015 |  |  |  |  | 10/02/2015 | 10/02/2015
|  | BAXTER HEALTHCARE | BAXTER HEALTHCARE INFUS OR |  | 18110565SR | ANESTHESIOLOGY |  |  |  | 10/02/2015 |  |  |  |  | NO | NO |  |  |  |  | BAXTER HEALTHCARE 19133 18110565SR |  |  | Disposition |  |  |  | High Risk | 6M:00-MFG | 10/02/2015 | 10/02/2015 | COOPER UNIVERSITY HOSPITAL |  |  | OR - PAVILION |  | GIACINTA ROUPAS |  |  |  | 10/02/2015 | 10/02/2015 |  |  |  |  | 10/02/2015 | 10/02/2015
|  | BAXTER HEALTHCARE | BAXTER HEALTHCARE INFUS OR |  | 18100618SR | COOPER DIGESTIVE HEALTH-ENDOSCOPY |  |  |  | 05/13/2016 |  |  |  |  | NO | NO |  |  |  |  | BAXTER HEALTHCARE 15552 18100618SR |  |  | Disposition |  |  |  | High Risk | 6M:00-MFG | 05/13/2016 | 05/13/2016 | COOPER AMBULATORY OFF-SITES |  |  |  |  | JEANNE GREER |  |  |  | 05/13/2016 | 05/13/2016 |  |  |  |  | 05/13/2016 | 05/13/2016
|  | BAXTER HEALTHCARE | BAXTER HEALTHCARE INFUS OR |  | 15080342SR | ANESTHESIOLOGY |  |  |  | 09/29/2005 |  |  |  |  | NO | NO |  |  |  |  | BAXTER HEALTHCARE 10721 15080342SR |  |  | Disposition |  |  |  | High Risk | 6M:00-MFG | 10/02/2015 | 04/01/2020 | COOPER UNIVERSITY HOSPITAL |  |  |  |  | GIACINTA ROUPAS
|  | BAXTER HEALTHCARE | BAXTER HEALTHCARE INFUS OR |  | 15080344SR | ANESTHESIOLOGY |  |  |  | 09/29/2005 |  |  |  |  | NO | NO |  |  |  |  | BAXTER HEALTHCARE 10720 15080344SR |  |  | Disposition |  |  |  | High Risk | 6M:00-MFG | 10/02/2015 | 04/01/2020 | COOPER UNIVERSITY HOSPITAL |  |  | OR |  | GIACINTA ROUPAS
|  | BAXTER HEALTHCARE | BAXTER HEALTHCARE INFUS OR |  | 15080225SR | ANESTHESIOLOGY |  |  |  | 09/29/2005 |  |  |  |  | NO | NO |  |  |  |  | BAXTER HEALTHCARE 10719 15080225SR |  |  | Disposition |  |  |  | High Risk | 6M:00-MFG | 09/16/2015 | 04/01/2020 | COOPER UNIVERSITY HOSPITAL |  |  |  |  | GIACINTA ROUPAS
|  | BAXTER HEALTHCARE | BAXTER HEALTHCARE INFUS OR |  | 15080182SR | COOPER DIGESTIVE HEALTH-ENDOSCOPY |  |  |  | 12/15/2005 |  |  |  |  | NO | NO |  |  |  |  | BAXTER HEALTHCARE 10649959 15080182SR |  |  | Disposition |  | 99:99:99:99:99:99 |  | High Risk | 6M:00-MFG | 08/29/2018 | 02/01/2020 | COOPER AMBULATORY OFF-SITES |  |  | GI SUITE |  | JEANNE GREER
|  | BAXTER HEALTHCARE | BAXTER HEALTHCARE INFUS OR |  | 805135SR | COOPER DIGESTIVE HEALTH-ENDOSCOPY |  |  |  | 01/01/1900 |  |  |  |  | NO | NO |  |  |  |  | BAXTER HEALTHCARE 10505260 805135SR |  |  | Disposition |  | 99:99:99:99:99:99 |  | High Risk | 6M:00-MFG | 08/26/2019 | 02/01/2020 | COOPER AMBULATORY OFF-SITES |  |  |  |  | JEANNE GREER
|  | BAXTER HEALTHCARE | BAXTER HEALTHCARE INFUS OR |  | 18020152SR | COOPER DIGESTIVE HEALTH-ENDOSCOPY |  |  |  | 03/31/2008 |  |  |  |  | NO | NO |  |  |  |  | BAXTER HEALTHCARE 10505258 18020152SR |  |  | Active |  | 99:99:99:99:99:99 |  | High Risk | 6M:00-MFG | 08/19/2019 | 02/01/2020 | COOPER AMBULATORY OFF-SITES |  |  | GI SUITE |  | JEANNE GREER
|  | BAXTER HEALTHCARE | BAXTER HEALTHCARE INFUS OR |  | 10100078SR | SPECIAL TEST |  |  |  | 11/14/2001 |  |  |  |  | NO | NO |  |  |  |  | BAXTER HEALTHCARE 10505259 10100078SR |  |  | Disposition |  |  |  | High Risk | 6M:00-MFG | 02/27/2018 | 02/01/2020 | COOPER UNIVERSITY HOSPITAL |  |  |  |  | AMY HANNAN
|  | BAXTER HEALTHCARE | BAXTER HEALTHCARE INFUS OR |  | 408117SR | ANESTHESIOLOGY |  |  |  | 01/01/1900 |  |  |  |  | NO | NO |  |  |  |  | BAXTER HEALTHCARE 10368122 408117SR |  |  | Disposition |  |  |  | High Risk | 6M:00-MFG | 05/12/2016 | 04/01/2020 | COOPER UNIVERSITY HOSPITAL |  |  | ANESTH WK RM |  | GIACINTA ROUPAS
|  | BAXTER HEALTHCARE | BAXTER HEALTHCARE INFUS OR |  | Not Known | BRACHFIELD MEDICAL ASSOCIATES-MEDICINE |  |  |  | 01/01/1900 |  |  |  |  | NO | NO |  |  |  |  | BAXTER HEALTHCARE 10367166 Not Known |  |  | Disposition |  |  |  | High Risk | 6M:00-MFG | 01/01/1900 | 12/01/2019 | COOPER AMBULATORY OFF-SITES |  |  | ENDOSCOPY PROCEDURE RM |  | CATHY CRAWFORD
|  | BAXTER HEALTHCARE | BAXTER HEALTHCARE INFUS OR |  | 18110553SR | SPECIAL TEST |  |  |  | 01/05/2009 |  |  |  |  | NO | NO |  |  |  |  | BAXTER HEALTHCARE 10356138 18110553SR |  |  | Disposition |  |  |  | High Risk | 6M:00-MFG | 01/27/2016 | 01/01/2020 | COOPER UNIVERSITY HOSPITAL |  |  | ENDOSCOPY |  | AMY HANNAN
|  | BAXTER HEALTHCARE | BAXTER HEALTHCARE INFUS OR |  | 18110552SR | ANESTHESIOLOGY |  |  |  | 01/05/2009 |  |  |  |  | NO | NO |  |  |  |  | BAXTER HEALTHCARE 10355093 18110552SR |  |  | Disposition |  |  |  | High Risk | 6M:00-MFG | 06/22/2017 | 04/01/2020 | COOPER UNIVERSITY HOSPITAL |  |  | L&D |  | GIACINTA ROUPAS
|  | BAXTER HEALTHCARE | BAXTER HEALTHCARE INFUS OR |  | 18100616SR | COOPER DIGESTIVE HEALTH-ENDOSCOPY |  |  |  | 12/04/2008 |  |  |  |  | NO | NO |  |  |  |  | BAXTER HEALTHCARE 10347093 18100616SR |  |  | Disposition |  |  |  | High Risk | 6M:00-MFG | 08/30/2017 | 02/01/2020 | COOPER AMBULATORY OFF-SITES |  |  | PROCEDURE ROOM 1 |  | JEANNE GREER
|  | BAXTER HEALTHCARE | BAXTER HEALTHCARE INFUS OR |  | 7122435R | SPECIAL TEST |  |  |  | 01/27/2016 |  |  |  |  | NO | NO |  |  |  |  | BAXTER HEALTHCARE 30143442 7122435R |  |  | Disposition |  |  |  | High Risk | 6M:00-MFG | 01/27/2016 | 01/27/2016 | COOPER UNIVERSITY HOSPITAL |  |  | ENIDOSCOPY |  | AMY HANNAN |  |  |  | 01/27/2016 | 01/27/2016 |  |  |  |  | 01/27/2016 | 01/27/2016
|  | BAXTER HEALTHCARE | BAXTER HEALTHCARE INFUS OR |  | 712232SR | COOPER DIGESTIVE HEALTH-ENDOSCOPY |  |  |  | 01/01/1900 |  |  |  |  | NO | NO |  |  |  |  | BAXTER HEALTHCARE 08080 712232SR |  |  | Disposition |  |  |  | High Risk | 6M:00-MFG | 05/15/2016 | 02/01/2020 | COOPER AMBULATORY OFF-SITES |  |  | GI SUITE |  | JEANNE GREER
|  | BAXTER HEALTHCARE | BAXTER HEALTHCARE INFUS OR |  | 712257SR | OR - KELEMEN 3 |  |  |  | 01/01/1900 |  |  |  |  | NO | NO |  |  |  |  | BAXTER HEALTHCARE 08068 712257SR |  |  | Disposition |  |  |  | High Risk | 6M:00-MFG | 02/01/2016 | 02/01/2020 | COOPER UNIVERSITY HOSPITAL |  |  |  |  | DOMINIC VENDETTA
|  | BAXTER HEALTHCARE | BAXTER HEALTHCARE INFUS OR |  | 13060020SR | PEDIATRIC INTENSIVE CARE UNIT |  |  |  | 08/01/2003 |  |  |  |  | NO | NO |  |  |  |  | BAXTER HEALTHCARE 07708 13060020SR |  |  | Disposition |  |  |  | High Risk | 6M:00-MFG | 05/15/2016 | 03/01/2020 | COOPER UNIVERSITY HOSPITAL |  |  |  |  | Susan Cannon
|  | BAXTER HEALTHCARE | BAXTER HEALTHCARE INFUS OR |  | 805160SR | ANESTHESIOLOGY |  |  |  | 01/01/1900 |  |  |  |  | NO | NO |  |  |  |  | BAXTER HEALTHCARE 05976 805160SR |  |  | Disposition |  |  |  | High Risk | 6M:00-MFG | 09/29/2015 | 04/01/2020 | COOPER UNIVERSITY HOSPITAL |  |  | ANES |  | GIACINTA ROUPAS
|  | BAXTER HEALTHCARE | BAXTER HEALTHCARE INFUS OR |  |  | OR - KELEMEN 3 |  |  |  | 01/01/1900 |  |  |  |  | NO | NO |  |  |  |  | BAXTER HEALTHCARE 05978 6461500 |  |  | Disposition |  |  |  | High Risk | 6M:00-MFG | 02/05/2016 | 02/01/2020 | COOPER UNIVERSITY HOSPITAL |  |  |  |  | DOMINIC VENDETTA
|  | BAXTER HEALTHCARE | BAXTER HEALTHCARE INFUS OR |  | 12110014SR | ANESTHESIOLOGY |  |  |  | 01/01/1900 |  |  |  |  | NO | NO |  |  |  |  | BAXTER HEALTHCARE 04553 12110014SR |  |  | Disposition |  |  |  | High Risk | 6M:00-MFG | 10/02/2015 | 04/01/2020 | COOPER UNIVERSITY HOSPITAL |  |  |  |  | GIACINTA ROUPAS
|  | BAXTER HEALTHCARE | BAXTER HEALTHCARE INFUS OR |  | 121100115R | ANESTHESIOLOGY |  |  |  | 01/01/1900 |  |  |  |  | NO | NO |  |  |  |  | BAXTER HEALTHCARE 04554 121100115R |  |  | Disposition |  |  |  | High Risk | 6M:00-MFG | 10/02/2015 | 04/01/2020 | COOPER UNIVERSITY HOSPITAL |  |  |  |  | GIACINTA ROUPAS
|  | BAXTER HEALTHCARE | BAXTER HEALTHCARE INFUS OR |  | 10100067SR | ANESTHESIOLOGY |  |  |  | 11/14/2001 |  |  |  |  | NO | NO |  |  |  |  | BAXTER HEALTHCARE 02733 10100067SR |  |  | Disposition |  |  |  | High Risk | 6M:00-MFG | 09/16/2015 | 04/01/2020 | COOPER UNIVERSITY HOSPITAL |  |  | last seen in special test 9/02 |  | GIACINTA ROUPAS
|  | BAXTER HEALTHCARE | BAXTER HEALTHCARE INFUS OR |  | 10100094SR | ANESTHESIOLOGY |  |  |  | 11/14/2001 |  |  |  |  | NO | NO |  |  |  |  | BAXTER HEALTHCARE 02735 10100094SR |  |  | Disposition |  |  |  | High Risk | 6M:00-MFG | 09/29/2015 | 04/01/2020 | COOPER UNIVERSITY HOSPITAL |  |  |  |  | GIACINTA ROUPAS
|  | BAXTER HEALTHCARE | BAXTER HEALTHCARE INFUS OR |  | 10100066SR | ANESTHESIOLOGY |  |  |  | 11/14/2001 |  |  |  |  | NO | NO |  |  |  |  | BAXTER HEALTHCARE 02732 10100066SR |  |  | Disposition |  |  |  | High Risk | 6M:00-MFG | 09/28/2015 | 04/01/2020 | COOPER UNIVERSITY HOSPITAL |  |  |  |  | GIACINTA ROUPAS
|  | BAXTER HEALTHCARE | BAXTER HEALTHCARE INFUS OR |  | 10100042SR | ANESTHESIOLOGY |  |  |  | 11/14/2001 |  |  |  |  | NO | NO |  |  |  |  | BAXTER HEALTHCARE 02729 10100042SR |  |  | Disposition |  |  |  | High Risk | 6M:00-MFG | 09/28/2015 | 04/01/2020 | COOPER UNIVERSITY HOSPITAL |  |  |  |  | GIACINTA ROUPAS
|  | BAXTER HEALTHCARE | BAXTER HEALTHCARE INFUS OR |  | 10100061SR | ANESTHESIOLOGY |  |  |  | 11/14/2001 |  |  |  |  | NO | NO |  |  |  |  | BAXTER HEALTHCARE 02730 10100061SR |  |  | Disposition |  |  |  | High Risk | 6M:00-MFG | 10/02/2015 | 04/01/2020 | COOPER UNIVERSITY HOSPITAL |  |  |  |  | GIACINTA ROUPAS
|  | BAXTER HEALTHCARE | BAXTER HEALTHCARE INFUS OR |  | 10100065SR | ANESTHESIOLOGY |  |  |  | 11/14/2001 |  |  |  |  | NO | NO |  |  |  |  | BAXTER HEALTHCARE 02731 10100065SR |  |  | Disposition |  |  |  | High Risk | 6M:00-MFG | 10/02/2015 | 04/01/2020 | COOPER UNIVERSITY HOSPITAL |  |  |  |  | GIACINTA ROUPAS
|  | BAXTER HEALTHCARE | BAXTER HEALTHCARE INFUS OR |  | 10100036SR | ANESTHESIOLOGY |  |  |  | 11/14/2000 |  |  |  |  | NO | NO |  |  |  |  | BAXTER HEALTHCARE 02728 10100036SR |  |  | Disposition |  |  |  | High Risk | 6M:00-MFG | 09/16/2015 | 04/01/2020 | COOPER UNIVERSITY HOSPITAL |  |  |  |  | GIACINTA ROUPAS
|  | BAXTER HEALTHCARE | BAXTER HEALTHCARE INFUS OR |  | 805133SR | ANESTHESIOLOGY |  |  |  | 01/01/1900 |  |  |  |  | NO | NO |  |  |  |  | BAXTER HEALTHCARE 00765 805133SR |  |  | Disposition |  |  |  | High Risk | 6M:00-MFG | 09/29/2015 | 04/01/2020 | COOPER UNIVERSITY HOSPITAL |  |  | ANESTHESIA |  | GIACINTA ROUPAS
|  | BAXTER HEALTHCARE | BAXTER HEALTHCARE INFUS OR (R) |  | 408170SR | ANESTHESIOLOGY |  |  |  | 01/01/1900 |  |  |  |  | NO | NO |  |  |  |  | BAXTER HEALTHCARE 01102 408170SR |  |  | Disposition |  |  |  | High Risk | 6M:00-MFG | 09/29/2015 | 04/01/2020 | COOPER UNIVERSITY HOSPITAL |  |  | ANESTHESIA |  | GIACINTA ROUPAS
|  | BAXTER HEALTHCARE | BAXTER HEALTHCARE INFUS OR (R) |  | 4081755R | ANESTHESIOLOGY |  |  |  | 01/01/1900 |  |  |  |  | NO | NO |  |  |  |  | BAXTER HEALTHCARE 01637 4081755R |  |  | Disposition |  |  |  | High Risk | 6M:00-MFG | 10/02/2015 | 04/01/2020 | COOPER UNIVERSITY HOSPITAL |  |  | 3rd |  | GIACINTA ROUPAS
|  | BAXTER HEALTHCARE | BAXTER HEALTHCARE INFUS OR (R) |  | 805128SR | ANESTHESIOLOGY |  |  |  | 01/01/1900 |  |  |  |  | NO | NO |  |  |  |  | BAXTER HEALTHCARE 03219 805128SR |  |  | Disposition |  |  |  | High Risk | 6M:00-MFG | 10/02/2015 | 04/01/2020 | COOPER UNIVERSITY HOSPITAL |  |  |  |  | GIACINTA ROUPAS
|  | BAXTER HEALTHCARE | BAXTER HEALTHCARE INFUS OR (R) |  | 408017SR | ANESTHESIOLOGY |  |  |  | 01/01/1900 |  |  |  |  | NO | NO |  |  |  |  | BAXTER HEALTHCARE 03220 408017SR |  |  | Disposition |  |  |  | High Risk | 6M:00-MFG | 10/02/2015 | 04/01/2020 | COOPER UNIVERSITY HOSPITAL |  |  |  |  | GIACINTA ROUPAS
|  | BAXTER HEALTHCARE | BAXTER HEALTHCARE INFUS OR (R) |  | 408154SR | ANESTHESIOLOGY |  |  |  | 01/01/1900 |  |  |  |  | NO | NO |  |  |  |  | BAXTER HEALTHCARE 03218 408154SR |  |  | Disposition |  |  |  | High Risk | 6M:00-MFG | 10/02/2015 | 04/01/2020 | COOPER UNIVERSITY HOSPITAL |  |  |  |  | GIACINTA ROUPAS
|  | BAXTER HEALTHCARE | BAXTER HEALTHCARE INFUS OR (R) |  | 508019SR | ANESTHESIOLOGY |  |  |  | 01/01/1900 |  |  |  |  | NO | NO |  |  |  |  | BAXTER HEALTHCARE 03217 508019SR |  |  | Disposition |  |  |  | High Risk | 6M:00-MFG | 09/29/2015 | 04/01/2020 | COOPER UNIVERSITY HOSPITAL |  |  |  |  | GIACINTA ROUPAS
|  | BAXTER HEALTHCARE | BAXTER HEALTHCARE INFUS OR (R) |  | 508031SR | ANESTHESIOLOGY |  |  |  | 01/01/1900 |  |  |  |  | NO | NO |  |  |  |  | BAXTER HEALTHCARE 00608 508031SR |  |  | Disposition |  |  |  | High Risk | 6M:00-MFG | 09/29/2015 | 04/01/2020 | COOPER UNIVERSITY HOSPITAL |  |  | SPD/ 5TH KELEMEN |  | GIACINTA ROUPAS
|  | BAXTER HEALTHCARE | BAXTER HEALTHCARE IPUMP |  | 17120514AL | ANESTHESIOLOGY |  |  |  | 05/15/2016 |  |  |  |  | NO | NO |  |  |  |  | BAXTER HEALTHCARE 15495 17120514AL |  |  | Disposition |  |  |  | High Risk | 1Y:00-MFG | 05/15/2016 | 05/15/2016 | COOPER UNIVERSITY HOSPITAL |  |  |  |  | GIACINTA ROUPAS |  |  |  | 05/15/2016 | 05/15/2016 |  |  |  |  | 05/15/2016 | 05/15/2016
|  | BAXTER HEALTHCARE | BAXTER HEALTHCARE IPUMP |  | 17120726AL | ANESTHESIOLOGY |  |  |  | 10/02/2015 |  |  |  |  | NO | NO |  |  |  |  | BAXTER HEALTHCARE 15405 17120726AL |  |  | Disposition |  |  |  | High Risk | 1Y:00-MFG | 10/02/2015 | 10/02/2015 | COOPER UNIVERSITY HOSPITAL |  |  |  |  | GIACINTA ROUPAS |  |  |  | 10/02/2015 | 10/02/2015 |  |  |  |  | 10/02/2015 | 10/02/2015
|  | BAXTER HEALTHCARE | BAXTER HEALTHCARE IPUMP |  | 17120070AL | ANESTHESIOLOGY |  |  |  | 10/02/2015 |  |  |  |  | NO | NO |  |  |  |  | BAXTER HEALTHCARE 15400 17120070AL |  |  | Disposition |  |  |  | High Risk | 1Y:00-MFG | 10/02/2015 | 10/02/2015 | COOPER UNIVERSITY HOSPITAL |  |  |  |  | GIACINTA ROUPAS |  |  |  | 10/02/2015 | 10/02/2015 |  |  |  |  | 10/02/2015 | 10/02/2015
|  | BAXTER HEALTHCARE | BAXTER HEALTHCARE IPUMP |  | 17120316AL | NEURO/ORTHO/MEDSURG/7 PAV |  |  |  | 02/25/2008 |  |  |  |  | NO | NO |  |  |  |  | BAXTER HEALTHCARE 10369137 17120316AL |  |  | Disposition |  |  |  | High Risk | 1Y:00-MFG | 12/09/2015 | 02/01/2020 | COOPER UNIVERSITY HOSPITAL |  |  | Soiled Utility Trach Linen |  | Pam Young
|  | BAXTER HEALTHCARE | BAXTER HEALTHCARE IPUMP |  | 17120678AL | PACU KELEMEN |  |  |  | 02/25/2008 |  |  |  |  | NO | NO |  |  |  |  | BAXTER HEALTHCARE 10368495 17120678AL |  |  | Disposition |  |  |  | High Risk | 1Y:00-MFG | 12/01/2015 | 06/01/2020 | COOPER UNIVERSITY HOSPITAL |  |  | pacu storage |  | FRANK OBRIEN
|  | BAXTER HEALTHCARE | BAXTER HEALTHCARE IPUMP |  | 17120238AL | PACU KELEMEN |  |  |  | 02/25/2008 |  |  |  |  | NO | NO |  |  |  |  | BAXTER HEALTHCARE 10368494 17120238AL |  |  | Disposition |  |  |  | High Risk | 1Y:00-MFG | 12/02/2015 | 06/01/2020 | COOPER UNIVERSITY HOSPITAL |  |  | pacu storage |  | FRANK OBRIEN
|  | BAXTER HEALTHCARE | BAXTER HEALTHCARE IPUMP |  | 17120169AL | PACU KELEMEN |  |  |  | 02/25/2008 |  |  |  |  | NO | NO |  |  |  |  | BAXTER HEALTHCARE 10368493 17120169AL |  |  | Disposition |  |  |  | High Risk | 1Y:00-MFG | 12/01/2015 | 06/01/2020 | COOPER UNIVERSITY HOSPITAL |  |  | pacu storage |  | FRANK OBRIEN
|  | BAXTER HEALTHCARE | BAXTER HEALTHCARE IPUMP |  | 17120246AL | ANESTHESIOLOGY |  |  |  | 02/25/2008 |  |  |  |  | NO | NO |  |  |  |  | BAXTER HEALTHCARE 10366591 17120246AL |  |  | Disposition |  |  |  | High Risk | 1Y:00-MFG | 10/30/2015 | 10/01/2020 | COOPER UNIVERSITY HOSPITAL |  |  | BIOMED |  | GIACINTA ROUPAS
|  | BAXTER HEALTHCARE | BAXTER HEALTHCARE IPUMP |  | 17120311AL | ANESTHESIOLOGY |  |  |  | 02/25/2008 |  |  |  |  | NO | NO |  |  |  |  | BAXTER HEALTHCARE 10364994 17120311AL |  |  | Disposition |  |  |  | High Risk | 1Y:00-MFG | 10/30/2015 | 10/01/2020 | COOPER UNIVERSITY HOSPITAL |  |  |  |  | GIACINTA ROUPAS
|  | BAXTER HEALTHCARE | BAXTER HEALTHCARE IPUMP |  | 17120520AL | ANESTHESIOLOGY |  |  |  | 10/01/2015 |  |  |  |  | NO | NO |  |  |  |  | BAXTER HEALTHCARE 30142876 17120520AL |  |  | Disposition |  |  |  | High Risk | 1Y:00-MFG | 10/01/2015 | 10/01/2015 | COOPER UNIVERSITY HOSPITAL |  |  | ANESTH WK RM |  | GIACINTA ROUPAS |  |  |  | 10/01/2015 | 10/01/2015 |  |  |  |  | 10/01/2015 | 10/01/2015
|  | BAXTER HEALTHCARE | BAXTER HEALTHCARE IPUMP |  | 17120258AL | ANESTHESIOLOGY |  |  |  | 10/30/2015 |  |  |  |  | NO | NO |  |  |  |  | BAXTER HEALTHCARE 30142875 17120258AL |  |  | Disposition |  |  |  | High Risk | 1Y:00-MFG | 10/30/2015 | 10/30/2015 | COOPER UNIVERSITY HOSPITAL |  |  | ANESTH WK RM |  | GIACINTA ROUPAS |  |  |  | 10/30/2015 | 10/30/2015 |  |  |  |  | 10/30/2015 | 10/30/2015
|  | BAXTER HEALTHCARE | BAXTER HEALTHCARE IPUMP |  | 17120522AL | ANESTHESIOLOGY |  |  |  | 10/30/2015 |  |  |  |  | NO | NO |  |  |  |  | BAXTER HEALTHCARE 30142874 17120522AL |  |  | Disposition |  |  |  | High Risk | 1Y:00-MFG | 10/30/2015 | 10/30/2015 | COOPER UNIVERSITY HOSPITAL |  |  | ANESTH WK RM |  | GIACINTA ROUPAS |  |  |  | 10/30/2015 | 10/30/2015 |  |  |  |  | 10/30/2015 | 10/30/2015
|  | BAXTER HEALTHCARE | BAXTER HEALTHCARE IPUMP |  | 17120519AL | ANESTHESIOLOGY |  |  |  | 10/01/2015 |  |  |  |  | NO | NO |  |  |  |  | BAXTER HEALTHCARE 30142868 17120519AL |  |  | Disposition |  |  |  | High Risk | 1Y:00-MFG | 10/01/2015 | 10/01/2015 | COOPER UNIVERSITY HOSPITAL |  |  | ANESTH WK RM |  | GIACINTA ROUPAS |  |  |  | 10/01/2015 | 10/01/2015 |  |  |  |  | 10/01/2015 | 10/01/2015
|  | BAXTER HEALTHCARE | BAXTER HEALTHCARE M3000 |  |  | VOORHEES INTERNAL MEDICINE |  |  |  | 01/01/1900 |  |  |  |  | NO | NO |  |  |  |  | BAXTER HEALTHCARE 10345258 3814 |  |  | Disposition |  | 99:99:99:99:99:99 |  | Equipment | 1Y:00-MFG | 02/11/2019 | 02/01/2020 | COOPER AMBULATORY OFF-SITES |  |  | LAB AREA |  | JENNY BETLER
|  | BAXTER HEALTHCARE | BAXTER HEALTHCARE TEC 7 SEVO |  | bejk03574 | ANESTHESIOLOGY |  |  |  | 01/01/1900 |  |  |  |  | NO | NO |  |  |  |  | BAXTER HEALTHCARE 10367306 bejk03574 |  |  | Disposition |  |  |  | High Risk | 6M:00-MFG | 04/18/2017 | 04/01/2020 | COOPER UNIVERSITY HOSPITAL |  |  | or2 |  | GIACINTA ROUPAS
|  | BAXTER HEALTHCARE | BAXTER HEALTHCARE VIGILANCE |  | 22100D | INTENSIVE CARE UNIT |  |  |  | 01/20/2005 |  |  |  |  | NO | NO |  |  |  |  | BAXTER HEALTHCARE 10365466 22100D |  |  | Disposition |  |  |  | Equipment | 1Y:00-MFG | 06/20/2017 | 06/01/2020 | COOPER UNIVERSITY HOSPITAL |  |  | ER STORAGE |  | CAROLYN RUMELL
|  | BAXTER HEALTHCARE | BAXTER HEALTHCARE VIGILANCE |  | A5438L | INTENSIVE CARE UNIT |  |  |  | 01/01/1900 |  |  |  |  | NO | NO |  |  |  |  | BAXTER HEALTHCARE 10365465 A5438L |  |  | Disposition |  |  |  | Equipment | 1Y:00-MFG | 06/16/2017 | 06/01/2020 | COOPER UNIVERSITY HOSPITAL |  |  | CTICU |  | CAROLYN RUMELL
|  | BAXTER SCIENTIFIC | BAXTER SCIENTIFIC DURABATH W29753 |  | 0690-0067 | LAB CHEMISTRY |  |  |  | 01/01/1900 |  |  |  |  | NO | NO |  |  |  |  | BAXTER SCIENTIFIC 10369408 0690-0067 |  |  | Disposition |  |  |  | Equipment | 1Y:00-MFG | 03/14/2016 | 03/01/2020 | COOPER UNIVERSITY HOSPITAL |  |  |  |  | Barbara Snyder
|  | BAXTER SCIENTIFIC | BAXTER SCIENTIFIC S/P ROTATOR V |  |  | LAB MICROBIOLOGY |  |  | gone per gene | 01/01/1900 |  |  |  |  | NO | NO |  |  |  |  | BAXTER SCIENTIFIC 10367985 040755 |  |  | Active |  | 99:99:99:99:99:99 |  | Equipment | 1Y:00-MFG | 01/22/2019 | 01/01/2020 | COOPER UNIVERSITY HOSPITAL |  |  | MICROBIOLOGY |  | COURTNEY BARRY
|  | BAYER CORP DIAGNOSTIC DIV | BAYER CORP DIAGNOSTIC DIV DCA 2000 + ANALYZER MODEL 5031C |  | 5031C302835 | 3 COOPER-COOPER RESEARCH INSTITUTE |  |  |  | 01/01/1900 |  |  |  |  | NO | NO |  |  |  |  | BAYER CORP DIAGNOSTIC DIV 10346762 5031C302835 |  |  | Disposition |  |  |  | Equipment | 1Y:00-MFG | 11/22/2017 |  | COOPER AMBULATORY OFF-SITES |  |  | SUITE 1102B |  | CHRISTINE RICKETTE
|  | BAYER CORP DIAGNOSTIC DIV | BAYER CORP DIAGNOSTIC DIV RAPIDPOINT COAG |  |  | OR - KELEMEN 3 |  |  |  | 01/01/2003 |  |  |  |  | NO | NO |  |  |  |  | BAYER CORP DIAGNOSTIC DIV 06890 5277 |  |  | Disposition |  |  |  | Equipment | 1Y:00-MFG | 02/01/2016 | 02/01/2020 | COOPER UNIVERSITY HOSPITAL |  |  |  |  | DOMINIC VENDETTA
|  | BAYER CORP DIAGNOSTIC DIV | BAYER CORP DIAGNOSTIC DIV RAPIDPOINT COAG |  |  | KELEMEN 8 PCU |  |  |  | 01/01/2003 |  |  |  |  | NO | NO |  |  |  |  | BAYER CORP DIAGNOSTIC DIV 06891 5278 |  |  | Disposition |  |  |  | Equipment | 1Y:00-MFG | 05/15/2016 | 01/01/2020 | COOPER UNIVERSITY HOSPITAL |  |  | N8-PCU |  | BYRON WELLS
|  | BAYER CORP DIAGNOSTIC DIV | BAYER CORP DIAGNOSTIC DIV RAPIDPOINT COAG |  |  | OR - KELEMEN 3 |  |  |  | 01/01/2003 |  |  |  |  | NO | NO |  |  |  |  | BAYER CORP DIAGNOSTIC DIV 06896 00216 |  |  | Disposition |  |  |  | Equipment | 1Y:00-MFG | 02/01/2016 | 02/01/2020 | COOPER UNIVERSITY HOSPITAL |  |  |  |  | DOMINIC VENDETTA
|  | BAYER CORP DIAGNOSTIC DIV | BAYER CORP DIAGNOSTIC DIV RAPIDPOINT COAG |  |  | OR - KELEMEN 3 |  |  |  | 01/01/2003 |  |  |  |  | NO | NO |  |  |  |  | BAYER CORP DIAGNOSTIC DIV 06895 00215 |  |  | Disposition |  |  |  | Equipment | 1Y:00-MFG | 02/01/2016 | 02/01/2020 | COOPER UNIVERSITY HOSPITAL |  |  |  |  | DOMINIC VENDETTA
|  | BAYER CORP DIAGNOSTIC DIV | BAYER CORP DIAGNOSTIC DIV RAPIDPOINT COAG |  |  | OR - KELEMEN 3 |  |  |  | 01/01/2003 |  |  |  |  | NO | NO |  |  |  |  | BAYER CORP DIAGNOSTIC DIV 06894 00214 |  |  | Disposition |  |  |  | Equipment | 1Y:00-MFG | 02/01/2016 | 02/01/2020 | COOPER UNIVERSITY HOSPITAL |  |  |  |  | DOMINIC VENDETTA
|  | BAYER CORP DIAGNOSTIC DIV | BAYER CORP DIAGNOSTIC DIV RAPIDPOINT COAG |  |  | ANGIOGRAPHY |  |  |  | 01/01/2003 |  |  |  |  | NO | NO |  |  |  |  | BAYER CORP DIAGNOSTIC DIV 06892 3540 |  |  | Disposition |  |  |  | Equipment | 1Y:00-MFG | 05/18/2016 | 05/01/2020 | COOPER UNIVERSITY HOSPITAL |  |  | BASEMENT |  | PAULETTE DUCKREY
|  | BAYER CORP DIAGNOSTIC DIV | BAYER CORP DIAGNOSTIC DIV RAPIDPOINT COAG |  |  | INTENSIVE CARE UNIT |  |  |  | 01/01/2003 |  |  |  |  | NO | NO |  |  |  |  | BAYER CORP DIAGNOSTIC DIV 06893 1189 |  |  | Disposition |  |  |  | Equipment | 1Y:00-MFG | 10/13/2016 | 06/01/2020 | COOPER UNIVERSITY HOSPITAL |  |  | 3RD FLOOR |  | CAROLYN RUMELL
|  | BAYER CORP DIAGNOSTIC DIV | BAYER CORP DIAGNOSTIC DIV RAPIDPOINT COAG |  |  | OR - KELEMEN 3 |  |  |  | 01/01/2003 |  |  |  |  | NO | NO |  |  |  |  | BAYER CORP DIAGNOSTIC DIV 06888 5276 |  |  | Disposition |  |  |  | Equipment | 1Y:00-MFG | 02/01/2016 | 02/01/2020 | COOPER UNIVERSITY HOSPITAL |  |  |  |  | DOMINIC VENDETTA
|  | BAYER CORP DIAGNOSTIC DIV | BAYER CORP DIAGNOSTIC DIV RAPIDPOINT COAG |  |  | OR - KELEMEN 3 |  |  |  | 01/01/2003 |  |  |  |  | NO | NO |  |  |  |  | BAYER CORP DIAGNOSTIC DIV 06889 5272 |  |  | Disposition |  |  |  | Equipment | 1Y:00-MFG | 02/01/2016 | 02/01/2020 | COOPER UNIVERSITY HOSPITAL |  |  |  |  | DOMINIC VENDETTA
|  | BAYER CORP DIAGNOSTIC DIV | BAYER CORP DIAGNOSTIC DIV RAPIDPOINT COAG |  |  | OR - KELEMEN 3 |  |  |  | 01/01/2003 |  |  |  |  | NO | NO |  |  |  |  | BAYER CORP DIAGNOSTIC DIV 06886 5274 |  |  | Disposition |  |  |  | Equipment | 1Y:00-MFG | 02/01/2016 | 02/01/2020 | COOPER UNIVERSITY HOSPITAL |  |  |  |  | DOMINIC VENDETTA
|  | BAYER CORP DIAGNOSTIC DIV | BAYER CORP DIAGNOSTIC DIV RAPIDPOINT COAG |  |  | OR - KELEMEN 3 |  |  |  | 01/01/2003 |  |  |  |  | NO | NO |  |  |  |  | BAYER CORP DIAGNOSTIC DIV 06887 5275 |  |  | Disposition |  |  |  | Equipment | 1Y:00-MFG | 02/01/2016 | 02/01/2020 | COOPER UNIVERSITY HOSPITAL |  |  |  |  | DOMINIC VENDETTA
|  | BAYER CORP DIAGNOSTIC DIV | BAYER CORP DIAGNOSTIC DIV RAPIDPOINT COAG |  |  | OR - KELEMEN 3 |  |  |  | 01/01/2003 |  |  |  |  | NO | NO |  |  |  |  | BAYER CORP DIAGNOSTIC DIV 06885 5273 |  |  | Disposition |  |  |  | Equipment | 1Y:00-MFG | 02/01/2016 | 02/01/2020 | COOPER UNIVERSITY HOSPITAL |  |  |  |  | DOMINIC VENDETTA
|  | BAYER CORP DIAGNOSTIC DIV | BAYER CORP DIAGNOSTIC DIV RAPIDPOINT COAG |  |  | OR - KELEMEN 3 |  |  |  | 01/01/2003 |  |  |  |  | NO | NO |  |  |  |  | BAYER CORP DIAGNOSTIC DIV 06872 5271 |  |  | Disposition |  |  |  | Equipment | 1Y:00-MFG | 02/01/2016 | 02/01/2020 | COOPER UNIVERSITY HOSPITAL |  |  |  |  | DOMINIC VENDETTA
|  | BAYLIS MEDICAL COMPANY | BAYLIS MEDICAL COMPANY RFP-100-115 |  | 022412-018 | CARDIAC CATH LAB |  |  |  | 05/14/2012 |  |  |  |  | NO | NO |  |  |  |  | BAYLIS MEDICAL COMPANY 10369209 022412-018 |  |  | Disposition |  |  |  | High Risk | PAAR:00-PVAR | 10/16/2019 |  | COOPER UNIVERSITY HOSPITAL |  |  | EP 1 |  | LINDA BEAN
|  | BAYLIS MEDICAL COMPANY | BAYLIS MEDICAL COMPANY RFP-100A |  | 190626-012 | CARDIAC CATH LAB |  |  |  | 09/26/2019 |  |  |  |  | NO | NO |  |  |  |  | BAYLIS MEDICAL COMPANY 11208441 190626-012 |  |  | Active |  |  |  | High Risk | 6M:00-MFG | 09/26/2019 | 09/26/2019 | COOPER UNIVERSITY HOSPITAL |  |  | CCL - Lab 1 | WOT00000003795916 | LINDA BEAN | Performance Verification | Closed | Zhan Kiselev | 09/26/2019 | 09/26/2019 | Performance Verification for BAYLIS MEDICAL COMPANY 11208441 190626-012 | Initial Install of Performance Verification. Device is ready for patient use. |  |  | 09/26/2019 | 09/26/2019
|  | BC GROUP INTERNATIONAL, INC. | BC GROUP INTERNATIONAL, INC. DPM-2350 |  | 73215175NNFC1741 | BIOMEDICAL |  |  |  | 06/10/2015 |  |  |  |  | NO | NO |  |  |  |  | BC GROUP INTERNATIONAL, INC. 10769263 73215175NNFC1741 |  |  | Active |  | 99:99:99:99:99:99 |  | Test Equipment | 1Y:00-VEN | 01/29/2019 | 01/01/2020 | COOPER UNIVERSITY HOSPITAL |  |  | BIOMED | 0011043888 | Bonnie Aichroch | Preventative Maintenance | Closed | Bonnie Aichroth | 01/11/2017 | 01/11/2017 | PERFORMANCE ASSURANCE AT INVENTORY | INVENTORIED DEVICE AND ENSURED DEVICE WAS FUNCTIONING PROPERLY. | AB69E92C-41C8-4B0A-92CD-406E827E61BF | Labor | 01/10/2017 | 01/10/2017 | Stephen Zubrzycki
|  | BC GROUP INTERNATIONAL, INC. | BC GROUP INTERNATIONAL, INC. SA-2001 |  |  | BIOMEDICAL |  |  |  | 06/10/2015 |  |  |  |  | NO | NO |  |  |  |  | BC GROUP INTERNATIONAL, INC. 10480316 73352642 |  |  | Active |  | 99:99:99:99:99:99 |  | Test Equipment | 1Y:00-VEN | 01/29/2019 | 01/01/2020 | COOPER UNIVERSITY HOSPITAL |  |  | BIOMED |  | Bonnie Aichroch
|  | BC GROUP INTERNATIONAL, INC. | BC GROUP INTERNATIONAL, INC. SA-2010S |  |  | BIOMEDICAL |  |  |  | 06/10/2015 |  |  |  |  | NO | NO |  |  |  |  | BC GROUP INTERNATIONAL, INC. 10480315 73382843 |  |  | Active |  | 99:99:99:99:99:99 |  | Test Equipment | 1Y:00-VEN | 01/31/2019 | 01/01/2020 | COOPER UNIVERSITY HOSPITAL |  |  |  |  | Bonnie Aichroch
|  | BCI INTERNATIONAL | BCI INTERNATIONAL 3301 |  | BB08080177 | TRAUMA ADMIT |  |  |  | 11/01/2019 |  |  |  |  | NO | NO |  |  |  |  | BCI INTERNATIONAL 30124324 BB08080177 |  |  | Active |  | 99:99:99:99:99:99 |  | Alarm | PAAR:00-PVAR | 11/01/2019 | 11/01/2019 | COOPER UNIVERSITY HOSPITAL |  |  | TRAUMA ADMIT | WOT00000000522170 | Diane Floyd | Disposition | Closed | Richard Jolly | 11/01/2019 | 11/01/2019 | Bulk Disposition CNL |  |  |  | 11/01/2019 | 11/01/2019
|  | BCI INTERNATIONAL | BCI INTERNATIONAL 3301 |  |  | 1050 KINGS HIGHWAY-MEDICINE |  |  |  | 10/16/2019 |  |  |  |  | NO | NO |  |  |  |  | BCI INTERNATIONAL 13519 706405018 |  |  | Disposition |  |  |  | Alarm | PAAR:00-PVAR | 10/16/2019 | 10/16/2019 | COOPER AMBULATORY OFF-SITES |  |  | Room 17 |  | Leah Willis |  |  |  | 10/16/2019 | 10/16/2019 |  |  |  |  | 10/16/2019 | 10/16/2019
|  | BCI INTERNATIONAL | BCI INTERNATIONAL 3301 |  | BB08080178 | TRAUMA ADMIT |  |  |  | 01/01/2010 |  |  |  |  | NO | NO |  |  |  |  | BCI INTERNATIONAL 10357228 BB08080178 |  |  | Active |  | 99:99:99:99:99:99 |  | Alarm | PAAR:00-PVAR | 11/02/2019 |  | COOPER UNIVERSITY HOSPITAL |  |  | TRAUMA ICU | WOT00000000522171 | Diane Floyd | Disposition | Closed | Richard Jolly | 02/08/2018 | 05/22/2019 | Bulk Disposition CNL
|  | BCI INTERNATIONAL | BCI INTERNATIONAL 3301 |  | BB15090069 | 3 COOPER-HEM/ONC |  |  |  | 10/16/2019 |  |  |  |  | NO | NO |  |  |  |  | BCI INTERNATIONAL 30225078 BB15090069 |  |  | Disposition |  | 99:99:99:99:99:99 |  | Alarm | PAAR:00-PVAR | 10/16/2019 | 10/16/2019 | COOPER AMBULATORY OFF-SITES |  |  | Disposition | 0012037079 | LOIS CARR | Performance Verification | Closed | Stephen Zubrzycki | 10/16/2019 | 10/16/2019 | INCOMING INVENTORY | DEVICE INVENTORIED | E21E5889-6DD1-4909-B029-815ED0F6884C | Labor | 10/16/2019 | 10/16/2019 | Bonnie Aichroth
|  | BCI INTERNATIONAL | BCI INTERNATIONAL 3301 |  | BB15070099 | VOORHEES SURGERY CENTER-SURGERY DEPT |  |  |  | 10/31/2019 |  |  |  |  | NO | NO |  |  |  |  | BCI INTERNATIONAL 30149640 BB15070099 |  |  | Active |  | 99:99:99:99:99:99 |  | Alarm | PAAR:00-PVAR | 10/31/2019 | 10/31/2019 | COOPER AMBULATORY OFF-SITES |  |  | SUITE G |  | Theresa Megali |  |  |  | 10/31/2019 | 10/31/2019 |  |  |  |  | 10/31/2019 | 10/31/2019
|  | BCI INTERNATIONAL | BCI INTERNATIONAL SPECTRO 2-10 |  |  | COOPER BONE & JOINT- GLASSBORO |  |  |  | 10/31/2019 |  |  |  |  | NO | NO |  |  |  |  | BCI INTERNATIONAL 30280013 4092363 |  |  | Active |  |  |  | Equipment | PAAR:00-PVAR | 10/31/2019 | 10/31/2019 | COOPER AMBULATORY OFF-SITES |  |  | 221 Victoria St. - Cardiology | WOT00000003683158 | COURTNEY BUDD | Performance Verification | Closed | Stephen Zubrzycki | 10/31/2019 | 10/31/2019 | Performance Verification for BCI INTERNATIONAL 30280013 4092363 | Initial Install of Performance Verification. Device is ready for patient use. |  |  | 10/31/2019 | 10/31/2019
|  | BCI INTERNATIONAL | BCI INTERNATIONAL SPECTRO 2-10 |  |  | EMERGENCY ROOM |  |  |  | 11/02/2019 |  |  |  |  | NO | NO |  |  |  |  | BCI INTERNATIONAL 30149561 4054493 |  |  | Disposition |  |  |  | Equipment | PAAR:00-PVAR | 11/02/2019 | 11/02/2019 | COOPER UNIVERSITY HOSPITAL |  |  | EMERGENCY DEPARTMENT |  | KAREN GRUBER |  |  |  | 11/02/2019 | 11/02/2019 |  |  |  |  | 11/02/2019 | 11/02/2019
|  | BCI INTERNATIONAL | BCI INTERNATIONAL SPECTRO 2-10 |  |  | EMERGENCY ROOM |  |  |  | 11/02/2019 |  |  |  |  | NO | NO |  |  |  |  | BCI INTERNATIONAL 30143127 4054485 |  |  | Active |  | 99:99:99:99:99:99 |  | Equipment | PAAR:00-PVAR | 11/02/2019 | 11/02/2019 | COOPER UNIVERSITY HOSPITAL |  |  | EMERGENCY DEPARTMENT | WOT00000000515585 | KAREN GRUBER | Disposition | Closed | Richard Jolly | 11/02/2019 | 11/02/2019 | Bulk Disposition CNL |  |  |  | 11/02/2019 | 11/02/2019
|  | BCI INTERNATIONAL | BCI INTERNATIONAL SPECTRO 2-10 |  |  | EMERGENCY ROOM |  |  |  | 11/02/2019 |  |  |  |  | NO | NO |  |  |  |  | BCI INTERNATIONAL 30143117 4054486 |  |  | Disposition |  | 99:99:99:99:99:99 |  | Equipment | PAAR:00-PVAR | 11/02/2019 | 11/02/2019 | COOPER UNIVERSITY HOSPITAL |  |  | EMERGENCY DEPARTMENT | WOT00000000515586 | KAREN GRUBER | Disposition | Closed | Richard Jolly | 11/02/2019 | 11/02/2019 | Bulk Disposition CNL |  |  |  | 11/02/2019 | 11/02/2019
|  | BEAR MEDICAL SYSTEMS | BEAR MEDICAL SYSTEMS BEAR 3 |  |  | RESPIRATORY |  |  |  | 01/01/1900 |  |  |  |  | NO | NO |  |  |  |  | BEAR MEDICAL SYSTEMS 01913 2520 |  |  | Disposition |  |  |  | Life Support | 6M:00-MFG | 01/01/1900 | 12/01/2019 | COOPER UNIVERSITY HOSPITAL |  |  | 3rd |  | KATHY LOFLAND
|  | BECKMAN COULTER, INC. | BECKMAN COULTER, INC. ACT DIFF 2 |  | AM13303 | WILLINGBORO HEMATOLOGY/ONCOLOGY |  |  |  | 05/13/2016 |  |  |  |  | NO | NO |  |  |  |  | BECKMAN COULTER, INC. 15467 AM13303 |  |  | Disposition |  |  |  | Equipment | 1Y:00-MFG | 05/13/2016 | 05/13/2016 | COOPER AMBULATORY OFF-SITES |  |  |  |  | ANN DENTON |  |  |  | 05/13/2016 | 05/13/2016 |  |  |  |  | 05/13/2016 | 05/13/2016
|  | BECKMAN COULTER, INC. | BECKMAN COULTER, INC. ACT DIFF 2 |  | AL34275 | VOORHEES SURGERY CENTER-HEM/ONC |  |  |  | 09/14/2007 |  |  |  |  | NO | NO |  |  |  |  | BECKMAN COULTER, INC. 10344772 AL34275 |  |  | Disposition |  |  |  | Equipment | 1Y:00-MFG | 01/01/1900 | 12/01/2019 | COOPER AMBULATORY OFF-SITES |  |  | SUITE M LAB |  | MEGAN MCCAFFERTY
|  | BECKMAN COULTER, INC. | BECKMAN COULTER, INC. DU-64 |  |  | LAB CHEMISTRY |  |  |  | 01/01/1900 |  |  |  |  | NO | NO |  |  |  |  | BECKMAN COULTER, INC. 10368954 4324783 |  |  | Disposition |  |  |  | Equipment | 1Y:00-MFG | 03/14/2016 | 03/01/2020 | COOPER UNIVERSITY HOSPITAL |  |  | RM 310 |  | Barbara Snyder
|  | BECKMAN COULTER, INC. | BECKMAN COULTER, INC. SPINCHRON |  | GHY04M19 | LAB CHEMISTRY |  |  |  | 02/18/2005 |  |  |  |  | NO | NO |  |  |  |  | BECKMAN COULTER, INC. 10360305 GHY04M19 |  |  | Disposition |  |  |  | Equipment | 6M:00-MFG | 03/13/2018 | 03/01/2020 | COOPER UNIVERSITY HOSPITAL |  |  | 1st floor |  | Barbara Snyder
|  | BECTON DICKINSON BIOSCIENCES | BECTON DICKINSON BIOSCIENCES 420630 |  |  | LAB BLOOD BANK |  |  |  | 06/23/2009 |  |  |  |  | NO | NO |  |  |  |  | BECTON DICKINSON BIOSCIENCES 10369077 153758 |  |  | Active |  | 99:99:99:99:99:99 |  | Equipment | 1Y:00-MFG | 01/17/2019 | 01/01/2020 | COOPER UNIVERSITY HOSPITAL |  |  | BLOOD BANK |  | Barbara Bayne
|  | BECTON DICKINSON BIOSCIENCES | BECTON DICKINSON BIOSCIENCES 420630 |  |  | LAB BLOOD BANK |  |  |  | 01/22/2019 |  |  |  |  | NO | NO |  |  |  |  | BECTON DICKINSON BIOSCIENCES 30144363 153745 |  |  | Active |  | 99:99:99:99:99:99 |  | Equipment | 1Y:00-MFG | 01/22/2019 | 01/22/2019 | COOPER UNIVERSITY HOSPITAL |  |  | BLOOD BANK |  | Barbara Bayne |  |  |  | 01/22/2019 | 01/22/2019 |  |  |  |  | 01/22/2019 | 01/22/2019
|  | BECTON DICKINSON BIOSCIENCES | BECTON DICKINSON BIOSCIENCES BACTEC 9240 |  | E1743 | LAB CHEMISTRY |  |  |  | 01/01/1900 |  |  |  |  | NO | NO |  |  |  |  | BECTON DICKINSON BIOSCIENCES 10365668 E1743 |  |  | Disposition |  |  |  | Equipment | 1Y:00-MFG | 09/17/2015 | 04/01/2020 | COOPER UNIVERSITY HOSPITAL |  |  |  |  | Barbara Snyder
|  | BECTON DICKINSON BIOSCIENCES | BECTON DICKINSON BIOSCIENCES COMPACT II |  | A520037 | 3 COOPER-RADIOLOGY |  |  |  | 05/18/2014 |  |  |  |  | NO | NO |  |  |  |  | BECTON DICKINSON BIOSCIENCES 10345992 A520037 |  |  | Active |  | 99:99:99:99:99:99 |  | Equipment | 6M:00-MFG | 05/30/2019 | 05/01/2020 | COOPER AMBULATORY OFF-SITES |  |  | Closet 3C-1106 Combo 2-4-5 |  | JUDY ADIRZONE
|  | BECTON DICKINSON BIOSCIENCES | BECTON DICKINSON BIOSCIENCES SERO-FUGE |  | Not Known | LAB BLOOD BANK |  |  |  | 09/15/2015 |  |  |  |  | NO | NO |  |  |  |  | BECTON DICKINSON BIOSCIENCES 85934578 Not Known |  |  | Disposition |  |  |  | Equipment | 6M:00-MFG | 09/15/2015 | 09/15/2015 | COOPER UNIVERSITY HOSPITAL |  |  | BLOOD BANK |  | Barbara Bayne |  |  |  | 09/15/2015 | 09/15/2015 |  |  |  |  | 09/15/2015 | 09/15/2015
|  | BECTON DICKINSON BIOSCIENCES | BECTON DICKINSON BIOSCIENCES SERO-FUGE 2001 |  | Not Known | LAB BLOOD BANK |  |  |  | 09/15/2015 |  |  |  |  | NO | NO |  |  |  |  | BECTON DICKINSON BIOSCIENCES 71976301 Not Known |  |  | Disposition |  |  |  | Equipment | 6M:00-MFG | 09/15/2015 | 09/15/2015 | COOPER UNIVERSITY HOSPITAL |  |  | BLOOD BANK |  | Barbara Bayne |  |  |  | 09/15/2015 | 09/15/2015 |  |  |  |  | 09/15/2015 | 09/15/2015
|  | BECTON DICKINSON BIOSCIENCES | BECTON DICKINSON BIOSCIENCES SERO-FUGE 2001 |  |  | LAB BLOOD BANK |  |  |  | 09/15/2015 |  |  |  |  | NO | NO |  |  |  |  | BECTON DICKINSON BIOSCIENCES 10367924 4180013 |  |  | Disposition |  |  |  | Equipment | 6M:00-MFG | 04/05/2016 | 04/01/2020 | COOPER UNIVERSITY HOSPITAL |  |  | BLOOD BANK |  | Barbara Bayne
|  | BECTON DICKINSON BIOSCIENCES | BECTON DICKINSON BIOSCIENCES SERO-FUGE 2001 |  |  | LAB BLOOD BANK |  |  |  | 09/15/2015 |  |  |  |  | NO | NO |  |  |  |  | BECTON DICKINSON BIOSCIENCES 10367920 4020054 |  |  | Disposition |  |  |  | Equipment | 6M:00-MFG | 04/05/2016 | 04/01/2020 | COOPER UNIVERSITY HOSPITAL |  |  | BLOOD BANK |  | Barbara Bayne
|  | BECTON DICKINSON BIOSCIENCES | BECTON DICKINSON BIOSCIENCES SERO-FUGE 2001 |  |  | LAB BLOOD BANK |  |  |  | 09/15/2015 |  |  |  |  | NO | NO |  |  |  |  | BECTON DICKINSON BIOSCIENCES 10367917 4180016 |  |  | Disposition |  |  |  | Equipment | 6M:00-MFG | 10/10/2016 | 04/01/2020 | COOPER UNIVERSITY HOSPITAL |  |  | BLOOD BANK |  | Barbara Bayne
|  | BECTON DICKINSON BIOSCIENCES | BECTON DICKINSON BIOSCIENCES SERO-FUGE 2001 |  |  | LAB BLOOD BANK |  |  |  | 09/15/2015 |  |  |  |  | NO | NO |  |  |  |  | BECTON DICKINSON BIOSCIENCES 10366510 4180015 |  |  | Disposition |  |  |  | Equipment | 6M:00-MFG | 04/05/2016 | 04/01/2020 | COOPER UNIVERSITY HOSPITAL |  |  | BLOOD BANK |  | Barbara Bayne
|  | BEFOUR INC. | BEFOUR INC. MX310 |  | 1611DMX310668 | BIOMEDICAL |  |  |  | 11/16/2016 |  |  |  |  | NO | NO |  |  |  |  | BEFOUR INC. 10649920 1611DMX310668 |  |  | Disposition |  | 99:99:99:99:99:99 |  | Equipment | PAAR:00-PVAR | 10/19/2019 |  | COOPER UNIVERSITY HOSPITAL |  |  | this was moved to biomed shop | 0011494968 | Bonnie Aichroch | Preventative Maintenance | Closed | Bonnie Aichroth | 04/19/2017 | 04/19/2017 | PERFORMANCE ASSURANCE AT INVENTORY | INVENTORIED DEVICE AND ENSURED DEVICE WAS FUNCTIONING PROPERLY. | D31B6619-444F-445D-A697-20BB7F5FB26D | Labor | 11/16/2016 | 11/16/2016 | Richard Jolly
|  | BEFOUR INC. | BEFOUR INC. MX808 |  | 1605DMX880046 | MD ANDERSON INPATIENT ONCOLOGY |  |  |  | 05/23/2019 |  |  |  |  | NO | NO |  |  |  |  | BEFOUR INC. 30225180 1605DMX880046 |  |  | Active | 10349618, 11221504, 30225280 | 99:99:99:99:99:99 |  | Equipment | 1Y:00-MFG | 05/23/2019 | 05/23/2019 | COOPER UNIVERSITY HOSPITAL |  |  | P5 - Moves |  | MIRIAM ZIEGLER |  |  |  | 05/23/2019 | 05/23/2019 |  |  |  |  | 05/23/2019 | 05/23/2019
|  | BEFOUR INC. | BEFOUR INC. MX808 |  | 1605DMX880045 | MD ANDERSON INPATIENT ONCOLOGY |  |  |  | 05/23/2019 |  |  |  |  | NO | NO |  |  |  |  | BEFOUR INC. 30225149 1605DMX880045 |  |  | Active |  | 99:99:99:99:99:99 |  | Equipment | 1Y:00-MFG | 05/23/2019 | 05/23/2019 | COOPER UNIVERSITY HOSPITAL |  |  | P5 - Moves |  | MIRIAM ZIEGLER |  |  |  | 05/23/2019 | 05/23/2019 |  |  |  |  | 05/23/2019 | 05/23/2019
|  | BEFOUR INC. | BEFOUR INC. PS6600 |  | 0103PSA5214 | 3 COOPER - SURGERY DEPARTMENT |  |  |  | 01/01/1900 |  |  |  |  | NO | NO |  |  |  |  | BEFOUR INC. 10346831 0103PSA5214 |  |  | Active |  | 99:99:99:99:99:99 |  | Equipment | 1Y:00-MFG | 11/01/2019 | 11/01/2020 | COOPER AMBULATORY OFF-SITES |  |  | Suite 403 - Exam 8 |  | ANNE MAIER
|  | BEIJING CHOICE ELECTRONIC TECHNOLOGY CO. | BEIJING CHOICE ELECTRONIC TECHNOLOGY CO. HCSMD400 |  |  | VOORHEES INTERNAL MEDICINE |  |  |  | 11/07/2019 |  |  |  |  | NO | NO |  |  |  |  | BEIJING CHOICE ELECTRONIC TECHNOLOGY CO. 11200120 182604700004 |  |  | Active |  |  |  | Alarm | PAAR:00-PVAR | 11/07/2019 | 11/07/2019 | COOPER AMBULATORY OFF-SITES |  |  | Performance Verification | WOT00000004282118 | JENNY BETLER | Performance Verification | Completed | Kirk Lis | 11/07/2019 | 11/07/2019 | Performance Verification for BEIJING CHOICE ELECTRONIC TECHNOLOGY CO. 11200120 182604700004 | Initial Install of Performance Verification. Device is ready for patient use. |  |  | 11/07/2019 | 11/07/2019
|  | BEIJING CHOICE ELECTRONIC TECHNOLOGY CO. | BEIJING CHOICE ELECTRONIC TECHNOLOGY CO. MD300C |  |  | ORTHOPEDICS |  |  |  | 02/14/2018 |  |  |  |  | NO | NO |  |  |  |  | BEIJING CHOICE ELECTRONIC TECHNOLOGY CO. 10732245 162003801202 |  |  | Active |  | 99:99:99:99:99:99 |  | Alarm | PAAR:00-PVAR | 10/31/2019 |  | COOPER AMBULATORY OFF-SITES |  |  |  | WOT00000000552049 | JOAN STEAD | Performance Verification | Closed | Kirk Lis | 02/19/2018 | 05/30/2019 | CEID Record Completion for BEIJING CHOICE ELECTRONIC TECHNOLOGY CO. 10732245 162003801202 | inventoried equipment | EXP0143308 | Labor | 02/14/2018 | 02/14/2018 | Kirk Lis
|  | BEIJING CHOICE ELECTRONIC TECHNOLOGY CO. | BEIJING CHOICE ELECTRONIC TECHNOLOGY CO. MD300M |  |  | VOORHEES CARDIOLOGY SUITE 102 |  |  |  | 05/10/2017 |  |  |  |  | NO | NO |  |  |  |  | BEIJING CHOICE ELECTRONIC TECHNOLOGY CO. 10732029 162003801108 |  |  | Active |  | 99:99:99:99:99:99 |  | Alarm | PAAR:00-PVAR | 10/31/2019 |  | COOPER AMBULATORY OFF-SITES |  |  |  | 0011888085 | MICHELE MOLINARI | Repair | Closed | Kirk Lis | 07/11/2017 | 07/12/2017 | PULSE OX - NEED NEW FINGER PROBES -TMX | 7/11/2017 1:32:45 PM KALIS (KALIS 7/11/2017 12:00 AM) TESTED UNIT AND TRACED PROBLEM TO BAD FINGER SENSOR. 7/12/2017 8:33:55 AM KALIS (KALIS 7/11/2017 12:00 AM) DEVICE IS OPERABLE. FINGER SENSOR IS BEING ORDERED BY MANAGER | CD0C84A3-5FF0-47E6-8DB0-F5E3FA459789 | Labor | 07/11/2017 | 07/11/2017 | Kirk Lis
|  | BEIJING CHOICE ELECTRONIC TECHNOLOGY CO. | BEIJING CHOICE ELECTRONIC TECHNOLOGY CO. MD300M |  |  | VOORHEES CARDIOLOGY SUITE 102 |  |  |  | 05/10/2017 |  |  |  |  | NO | NO |  |  |  |  | BEIJING CHOICE ELECTRONIC TECHNOLOGY CO. 10732025 162003801117 |  |  | Active |  | 99:99:99:99:99:99 |  | Alarm | PAAR:00-PVAR | 10/31/2019 |  | COOPER AMBULATORY OFF-SITES |  |  |  | 0011888090 | MICHELE MOLINARI | Repair | Closed | Kirk Lis | 07/11/2017 | 07/12/2017 | PULSE OX - NEEDS NEW FINGER PROBES -TMX | 7/11/2017 1:35:08 PM KALIS (KALIS 7/11/2017 12:00 AM) TRACED PROBLEM TO FINGER SENSOR. CONFERRED WITH MANAGER MICHELE ON REPLACEMENT PROCEDURE 7/12/2017 8:35:56 AM KALIS (KALIS 7/11/2017 12:00 AM) DELIVERED UNIT TO MANAGER. UNIT IS OPERABLE. MANAGER ORDERING FINGER SENSOR | 59BC29AF-D50E-4117-8C1E-52800F44F0E4 | Labor | 07/11/2017 | 07/11/2017 | Kirk Lis
|  | BEIJING CHOICE ELECTRONIC TECHNOLOGY CO. | BEIJING CHOICE ELECTRONIC TECHNOLOGY CO. MD300M |  |  | COOPER BONE & JOINT- GLASSBORO |  |  |  | 10/31/2019 |  |  |  |  | NO | NO |  |  |  |  | BEIJING CHOICE ELECTRONIC TECHNOLOGY CO. 30212677 162003801211 |  |  | Active |  | 99:99:99:99:99:99 |  | Alarm | PAAR:00-PVAR | 10/31/2019 | 10/31/2019 | COOPER AMBULATORY OFF-SITES |  |  |  | WOT00000000757622 | COURTNEY BUDD | Performance Verification | Closed | Josh Harris | 10/31/2019 | 10/31/2019 | Performance Verification for BEIJING CHOICE ELECTRONIC TECHNOLOGY CO. 30212677 162003801211 | Initial Install of Performance Verification. Device is ready for patient use. |  |  | 10/31/2019 | 10/31/2019
|  | BENCHMARK SCIENTIFIC | BENCHMARK SCIENTIFIC BENCHMIXER BV1000 |  |  | LAB CHEMISTRY |  |  |  | 01/12/2018 |  |  |  |  | NO | NO |  |  |  |  | BENCHMARK SCIENTIFIC 10732431 17030780 |  |  | Active |  | 99:99:99:99:99:99 |  | Equipment | PAAR:00-PVAR | 10/31/2019 |  | COOPER UNIVERSITY HOSPITAL |  |  |  | 0012663461 | Barbara Snyder | Preventative Maintenance | Closed | Josh Harris | 01/19/2018 | 01/19/2018 | PERFORMANCE ASSURANCE AT INVENTORY | INVENTORIED DEVICE AND ENSURED DEVICE WAS FUNCTIONING PROPERLY. | 10C46DD6-2C6C-41AD-B50F-3865F573BB77 | Labor | 01/12/2018 | 01/12/2018 | Gene Amodei
|  | BENCHMARK SCIENTIFIC | BENCHMARK SCIENTIFIC BENCHMIXER BV1000 |  |  | VOORHEES SURGERY CENTER-HEM/ONC |  |  |  | 10/31/2019 |  |  |  |  | NO | NO |  |  |  |  | BENCHMARK SCIENTIFIC 30144424 15041622 |  |  | Active |  | 99:99:99:99:99:99 |  | Equipment | PAAR:00-PVAR | 10/31/2019 | 10/31/2019 | COOPER AMBULATORY OFF-SITES |  |  | SUITE M |  | MEGAN MCCAFFERTY |  |  |  | 10/31/2019 | 10/31/2019 |  |  |  |  | 10/31/2019 | 10/31/2019
|  | BERCHTOLD CORPORATION | BERCHTOLD CORPORATION CHROMAVISION 1 C |  | 9222004-Q10975 | OPERATING ROOM - PAVILION |  |  |  | 12/09/2015 |  |  |  |  | NO | NO |  |  |  |  | BERCHTOLD CORPORATION 10480285 9222004-Q10975 |  |  | Active |  | 99:99:99:99:99:99 |  | Equipment | PAAR:00-PVAR | 10/31/2019 |  | COOPER UNIVERSITY HOSPITAL |  |  | P OR 1 |  | DOMINIC VENDETTA
|  | BERCHTOLD CORPORATION | BERCHTOLD CORPORATION CHROMAVISION 1 C |  | 9222004-R11136 | OPERATING ROOM - PAVILION |  |  |  | 12/15/2015 |  |  |  |  | NO | NO |  |  |  |  | BERCHTOLD CORPORATION 10480286 9222004-R11136 |  |  | Active |  | 99:99:99:99:99:99 |  | Equipment | PAAR:00-PVAR | 10/31/2019 |  | COOPER UNIVERSITY HOSPITAL |  |  | Pav OR 4 |  | DOMINIC VENDETTA
|  | BERCHTOLD CORPORATION | BERCHTOLD CORPORATION CHROMOPHARE |  | Not Known | OPERATING ROOM - PAVILION |  |  |  | 01/01/1900 |  |  |  |  | NO | NO |  |  |  |  | BERCHTOLD CORPORATION 10346566 Not Known |  |  | Disposition |  |  |  | Equipment | PAAR:00-PVAR | 11/02/2019 |  | COOPER UNIVERSITY HOSPITAL |  |  | OR P04 |  | DOMINIC VENDETTA
|  | BERCHTOLD CORPORATION | BERCHTOLD CORPORATION CHROMOVISION FULL HD |  | ROOM 5 | OPERATING ROOM - PAVILION |  |  |  | 02/06/2009 |  |  |  |  | NO | NO |  |  |  |  | BERCHTOLD CORPORATION 10368296 ROOM 5 |  |  | Active |  | 99:99:99:99:99:99 |  | Equipment | PAAR:00-PVAR | 11/02/2019 |  | COOPER UNIVERSITY HOSPITAL |  |  | ROOM 5 | WOT00000002201200 | DOMINIC VENDETTA | Disposition | Closed | Salvatore Bombara | 02/14/2019 | 05/20/2019 | Bulk Disposition CNL
|  | BETTER WATER,INC | BETTER WATER,INC EQRO-1232 |  |  | DIALYSIS PROCEDURE CENTER |  |  |  | 01/01/1900 |  |  |  |  | NO | NO |  |  |  |  | BETTER WATER,INC 10356422 0605011 |  |  | Disposition |  | 99:99:99:99:99:99 |  | Equipment | 1Y:00-MFG | 05/29/2018 | 05/01/2020 | COOPER UNIVERSITY HOSPITAL |  |  | DIALYSIS |  | GERRY DNUNZIO
|  | BETTER WATER,INC | BETTER WATER,INC MEDIPORT PB |  |  | DIALYSIS PROCEDURE CENTER |  |  |  | 05/29/2018 |  |  |  |  | NO | NO |  |  |  |  | BETTER WATER,INC 21017 0605012 |  |  | Disposition |  | 99:99:99:99:99:99 |  | Equipment | 1Y:00-MFG | 05/29/2018 | 05/29/2018 | COOPER UNIVERSITY HOSPITAL |  |  | DIALYSIS |  | GERRY DNUNZIO |  |  |  | 05/29/2018 | 05/29/2018 |  |  |  |  | 05/29/2018 | 05/29/2018
|  | BETTER WATER,INC | BETTER WATER,INC MEDIPORT PB |  |  | DIALYSIS PROCEDURE CENTER |  |  |  | 01/01/1900 |  |  |  |  | NO | NO |  |  |  |  | BETTER WATER,INC 10367533 0605013 |  |  | Disposition |  | 99:99:99:99:99:99 |  | Equipment | 1Y:00-MFG | 05/29/2018 | 05/01/2020 | COOPER UNIVERSITY HOSPITAL |  |  | DIALYSIS |  | GERRY DNUNZIO
|  | BETTER WATER,INC | BETTER WATER,INC MEDIPORT PB2 |  | PB1305080 | DIALYSIS PROCEDURE CENTER |  |  |  | 10/16/2019 |  |  |  |  | NO | NO |  |  |  |  | BETTER WATER,INC 22743 PB1305080 |  |  | Disposition |  | 99:99:99:99:99:99 |  | Equipment | PAAR:00-PVAR | 10/16/2019 | 10/16/2019 | COOPER UNIVERSITY HOSPITAL |  |  | KELEMEN 5 |  | GERRY DNUNZIO |  |  |  | 10/16/2019 | 10/16/2019 |  |  |  |  | 10/16/2019 | 10/16/2019
|  | BETTER WATER,INC | BETTER WATER,INC MEDIPORT PB2 |  | 0408075-UL | DIALYSIS PROCEDURE CENTER |  |  |  | 10/14/2005 |  |  |  |  | NO | NO |  |  |  |  | BETTER WATER,INC 10367529 0408075-UL |  |  | Active |  | 99:99:99:99:99:99 |  | Equipment | PAAR:00-PVAR | 11/02/2019 |  | COOPER UNIVERSITY HOSPITAL |  |  | DIALYSIS | WOT00000002200136 | GERRY DNUNZIO | Disposition | Closed | Michael Youch | 02/14/2019 | 05/14/2019 | Bulk Disposition CNL
|  | BIEN AIR | BIEN AIR CHIROPRO L |  |  | OPERATING ROOM - PAVILION |  |  |  | 12/02/2015 |  |  |  |  | NO | NO |  |  |  |  | BIEN AIR 10480260 1510068 |  |  | Active |  | 99:99:99:99:99:99 |  | Equipment | PAAR:00-PVAR | 10/31/2019 |  | COOPER UNIVERSITY HOSPITAL |  |  | OR |  | DOMINIC VENDETTA
|  | BIEN AIR | BIEN AIR CHIROPRO L |  | 11L0017 | 6017 MAIN ST-PLASTICS |  |  |  | 01/01/1900 |  |  |  |  | NO | NO |  |  |  |  | BIEN AIR 10345768 11L0017 |  |  | Active |  | 99:99:99:99:99:99 |  | Equipment | PAAR:00-PVAR | 11/02/2019 |  | COOPER AMBULATORY OFF-SITES |  |  | ORAL SIDE PROC B |  | ANNE MAIER
|  | BIO-MED DEVICES INC | BIO-MED DEVICES INC 2003B LOW FLOW (6750-0020-907) |  | 053J07BM | RESPIRATORY |  |  |  | 01/01/1900 |  |  |  |  | NO | NO |  |  |  |  | BIO-MED DEVICES INC 10366422 053J07BM |  |  | Active |  | 99:99:99:99:99:99 |  | High Risk | 1Y:00-MFG | 03/26/2019 | 03/01/2020 | COOPER UNIVERSITY HOSPITAL |  |  | MRI/ B12 |  | KATHY LOFLAND
|  | BIO-MED DEVICES INC | BIO-MED DEVICES INC CROSSVENT 2I |  |  | INTENSIVE CARE NURSERY |  |  |  | 11/01/2019 |  |  |  |  | NO | NO |  |  |  |  | BIO-MED DEVICES INC 30142084 101601058 |  |  | Active |  | 99:99:99:99:99:99 |  | Life Support | 6M:00-MFG | 11/01/2019 | 11/01/2019 | COOPER UNIVERSITY HOSPITAL |  |  | on voyager | 0011658526 | JOANNE FOX | Preventative Maintenance | Closed | Bonnie Aichroth | 11/01/2019 | 11/01/2019 | PERFORMANCE ASSURANCE AT INVENTORY | INVENTORIED DEVICE AND ENSURED DEVICE WAS FUNCTIONING PROPERLY. | 5FEA0015-B1CC-40BE-8EC8-3D298687F71C | Labor | 11/01/2019 | 11/01/2019 | Gene Amodei
|  | BIO-RAD LABORATORIES | BIO-RAD LABORATORIES 543 |  | 184BR1113 | LAB CHEMISTRY |  |  |  | 01/01/1900 |  |  |  |  | NO | NO |  |  |  |  | BIO-RAD LABORATORIES 10369591 184BR1113 |  |  | Disposition |  |  |  | Equipment | 1Y:00-MFG | 03/14/2016 | 03/01/2020 | COOPER UNIVERSITY HOSPITAL |  |  | ENR - 4TH FLOOR |  | Barbara Snyder
|  | BIO-RAD LABORATORIES | BIO-RAD LABORATORIES D-10 |  | DC4A821721 | LAB CHEMISTRY |  |  |  | 09/24/2014 |  |  |  |  | NO | NO |  |  |  |  | BIO-RAD LABORATORIES 10360281 DC4A821721 |  |  | Disposition |  | 99:99:99:99:99:99 |  | Equipment | 1Y:00-MFG | 04/24/2019 | 04/01/2020 | COOPER UNIVERSITY HOSPITAL |  |  | CORE LAB |  | Barbara Snyder
|  | BIO-RAD LABORATORIES | BIO-RAD LABORATORIES VARIANT |  | 11457A | LAB CHEMISTRY |  |  |  | 01/01/1900 |  |  |  |  | NO | NO |  |  |  |  | BIO-RAD LABORATORIES 06172 11457A |  |  | Disposition |  |  |  | Equipment | 1Y:00-MFG | 12/23/2015 | 03/01/2020 | COOPER UNIVERSITY HOSPITAL |  |  |  |  | Barbara Snyder
|  | BIODEX MEDICAL SYSTEMS | BIODEX MEDICAL SYSTEMS 056-605 |  |  | WOODSTOWN - CARDIOLOGY |  |  |  | 01/01/1900 |  |  |  |  | NO | NO |  |  |  |  | BIODEX MEDICAL SYSTEMS 10366961 2704981903 |  |  | Disposition |  |  |  | Equipment | PAAR:00-PVAR | 11/02/2019 |  | COOPER AMBULATORY OFF-SITES |  |  | NOT BROUGHT FROM ELMER |  | SUSAN WHITZELL
|  | BIODEX MEDICAL SYSTEMS | BIODEX MEDICAL SYSTEMS 056-650 |  |  | 3 COOPER-RADIOLOGY |  |  |  | 01/01/2000 |  |  |  |  | NO | NO |  |  |  |  | BIODEX MEDICAL SYSTEMS 10345987 27049819023 |  |  | Disposition |  |  |  | Equipment | PAAR:00-PVAR | 11/02/2019 |  | COOPER AMBULATORY OFF-SITES |  |  | ULTRASOUND ROOM A |  | JUDY ADIRZONE
|  | BIODEX MEDICAL SYSTEMS | BIODEX MEDICAL SYSTEMS 940-200 |  |  | NEURO/ORTHO/MEDSURG/7 PAV |  |  |  | 11/02/2019 |  |  |  |  | NO | NO |  |  |  |  | BIODEX MEDICAL SYSTEMS 50005141 10933347 |  |  | Disposition |  | 99:99:99:99:99:99 |  | Equipment | PAAR:00-PVAR | 11/02/2019 | 11/02/2019 | COOPER UNIVERSITY HOSPITAL |  |  | GYM | WOT00000000507790 | Pam Young | Disposition | Closed | Stephen Zubrzycki | 11/02/2019 | 11/02/2019 | Bulk Disposition CNL | Dispositioned unit. See attachment | EXP1387198 | Labor | 11/02/2019 | 11/02/2019 | Stephen Zubrzycki
|  | BIODEX MEDICAL SYSTEMS | BIODEX MEDICAL SYSTEMS 945-230 |  |  | PHYSICAL THERAPY |  |  |  | 01/01/1900 |  |  |  |  | NO | NO |  |  |  |  | BIODEX MEDICAL SYSTEMS 10367550 0282 |  |  | Disposition |  | 99:99:99:99:99:99 |  | Equipment | PAAR:00-PVAR | 11/02/2019 |  | COOPER UNIVERSITY HOSPITAL |  |  | PT/OT 5TH | WOT00000002729408 | JOSEPHINE HONG | Disposition | Closed | Kirk Lis | 05/22/2019 | 05/22/2019 | Equipment Disposition | UNIT WAS REMOVED FROM FACILITY AS PER DIRECTOR DAVE OWENS | EXP2986869 | Labor | 05/22/2019 | 05/22/2019 | Kirk Lis
|  | BIOHIT INC. | BIOHIT INC. 510001 |  |  | LAB BLOOD BANK |  |  | excluded | 06/21/2019 |  |  |  |  | NO | NO |  |  |  |  | BIOHIT INC. 10769342 17001106 |  |  | Active |  |  |  | Equipment | PAAR:00-PVAR | 10/31/2019 |  | COOPER UNIVERSITY HOSPITAL |  |  | bb | WOT00000002961070 | Barbara Bayne | Performance Verification | Closed | Gene Amodei | 06/21/2019 | 08/06/2019 | CEID Record Completion for BIOHIT INC. 10769342 17001107 | unit operates to mfg spec | EXP3319248 | Labor | 06/21/2019 | 06/21/2019 | Gene Amodei
|  | BIOHIT INC. | BIOHIT INC. 510001 |  |  | LAB BLOOD BANK |  |  | excluded | 01/01/2009 |  |  |  |  | NO | NO |  |  |  |  | BIOHIT INC. 10369075 5079191 |  |  | Active |  | 99:99:99:99:99:99 |  | Equipment | PAAR:00-PVAR | 10/31/2019 |  | COOPER UNIVERSITY HOSPITAL |  |  | BLOOD BANK |  | Barbara Bayne
|  | BIOHIT INC. | BIOHIT INC. 510001 |  |  | LAB BLOOD BANK |  |  | excluded | 10/31/2019 |  |  |  |  | NO | NO |  |  |  |  | BIOHIT INC. 30212629 16018235 |  |  | Active |  |  |  | Equipment | PAAR:00-PVAR | 10/31/2019 | 10/31/2019 | COOPER UNIVERSITY HOSPITAL |  |  | BLOOD BANK | WOT00000002961099 | Barbara Bayne | Performance Verification | Closed | Gene Amodei | 10/31/2019 | 10/31/2019 | Performance Verification for BIOHIT INC. 30212629 16018235 | Initial Install of Performance Verification. Device is ready for patient use. |  |  | 10/31/2019 | 10/31/2019
|  | BIOHIT INC. | BIOHIT INC. 510001 |  | SU00566 | LAB BLOOD BANK |  |  | excluded | 10/31/2019 |  |  |  |  | NO | NO |  |  |  |  | BIOHIT INC. 30212628 SU00566 |  |  | Active |  |  |  | Equipment | PAAR:00-PVAR | 10/31/2019 | 10/31/2019 | COOPER UNIVERSITY HOSPITAL |  |  | BLOOD BANK | WOT00000002961119 | Barbara Bayne | Performance Verification | Closed | Gene Amodei | 10/31/2019 | 10/31/2019 | Performance Verification for BIOHIT INC. 30212628 SU00566 | Initial Install of Performance Verification. Device is ready for patient use. |  |  | 10/31/2019 | 10/31/2019
|  | BIOHIT INC. | BIOHIT INC. MTS710142 |  |  | LAB BLOOD BANK |  |  |  | 05/13/2016 |  |  |  |  | NO | NO |  |  |  |  | BIOHIT INC. 16240 5096873 |  |  | Disposition |  |  |  | Equipment | 1Y:00-MFG | 05/13/2016 | 05/13/2016 | COOPER UNIVERSITY HOSPITAL |  |  | BASEMENT PAVILION |  | Barbara Bayne |  |  |  | 05/13/2016 | 05/13/2016 |  |  |  |  | 05/13/2016 | 05/13/2016
|  | BIOHIT INC. | BIOHIT INC. MTS710142 |  |  | LAB BLOOD BANK |  |  | excluded | 10/31/2019 |  |  |  |  | NO | NO |  |  |  |  | BIOHIT INC. 30438065 17038780 |  |  | Active |  | 99:99:99:99:99:99 |  | Equipment | PAAR:00-PVAR | 10/31/2019 | 10/31/2019 | COOPER UNIVERSITY HOSPITAL |  |  |  | WOT00000001293700 | Barbara Bayne | Performance Verification | Closed | Gene Amodei | 10/31/2019 | 10/31/2019 | Performance Verification for BIOHIT INC. 30438065 17038780 | Initial Install of Performance Verification. Device is ready for patient use. |  |  | 10/31/2019 | 10/31/2019
|  | BIOHIT INC. | BIOHIT INC. MTS710142 |  |  | LAB BLOOD BANK |  |  | excluded | 10/31/2019 |  |  |  |  | NO | NO |  |  |  |  | BIOHIT INC. 30438064 17038779 |  |  | Active |  | 99:99:99:99:99:99 |  | Equipment | PAAR:00-PVAR | 10/31/2019 | 10/31/2019 | COOPER UNIVERSITY HOSPITAL |  |  | Performance Verification | WOT00000001293011 | Barbara Bayne | Service Request | Closed | Gene Amodei | 10/31/2019 | 10/31/2019 | Electronic pipe head - need tagged | inventory, verified proper operation | EXP2362600 | Labor | 10/31/2019 | 10/31/2019 | Gene Amodei
|  | BIOMEDICAL DATA | BIOMEDICAL DATA E100 |  |  | INTENSIVE CARE NURSERY |  |  |  | 11/30/2017 |  |  |  |  | NO | NO |  |  |  |  | BIOMEDICAL DATA 30143518 2783981 |  |  | Disposition |  |  |  | Alarm | 1Y:00-MFG | 11/30/2017 | 11/30/2017 | COOPER UNIVERSITY HOSPITAL |  |  | 5th floor |  | JOANNE FOX |  |  |  | 11/30/2017 | 11/30/2017 |  |  |  |  | 11/30/2017 | 11/30/2017
|  | BIOMERIEUX VITEK, INC. | BIOMERIEUX VITEK, INC. NEMA C88 VACUUM PEN |  | BF3777 | LAB MICROBIOLOGY |  |  |  | 01/01/1900 |  |  |  |  | NO | NO |  |  |  |  | BIOMERIEUX VITEK, INC. 10367973 BF3777 |  |  | Disposition |  |  |  | Equipment | 1Y:00-MFG | 01/21/2016 | 01/01/2020 | COOPER UNIVERSITY HOSPITAL |  |  | Microbiology - P041E |  | COURTNEY BARRY
|  | BIOMERIEUX VITEK, INC. | BIOMERIEUX VITEK, INC. PREVI COLOR GRAM |  |  | LAB MICROBIOLOGY |  |  |  | 06/20/2017 |  |  |  |  | NO | NO |  |  |  |  | BIOMERIEUX VITEK, INC. 10769631 414292130401 |  |  | Disposition |  | 99:99:99:99:99:99 |  | Equipment | 1Y:00-MFG | 01/25/2019 | 01/01/2020 | COOPER UNIVERSITY HOSPITAL |  |  |  | 0012063152 | COURTNEY BARRY | Preventative Maintenance | Closed | Gene Amodei | 08/24/2017 | 08/24/2017 | PERFORMANCE ASSURANCE AT INVENTORY | INVENTORIED DEVICE AND ENSURED DEVICE WAS FUNCTIONING PROPERLY. | 91B7102A-194B-4525-8604-D4D02A6A91A5 | Labor | 06/20/2017 | 06/20/2017 | Gene Amodei
|  | BIOMERIEUX VITEK, INC. | BIOMERIEUX VITEK, INC. PREVI COLOR GRAM |  |  | LAB MICROBIOLOGY |  |  | retired 1/29/20 per gene | 01/11/2017 |  |  |  |  | NO | NO |  |  |  |  | BIOMERIEUX VITEK, INC. 10649988 414282140546 |  |  | Active |  | 99:99:99:99:99:99 |  | Equipment | 1Y:00-MFG | 01/05/2019 | 01/01/2020 | COOPER UNIVERSITY HOSPITAL |  |  |  | 0011658479 | COURTNEY BARRY | Preventative Maintenance | Closed | Bonnie Aichroth | 05/23/2017 | 05/23/2017 | PERFORMANCE ASSURANCE AT INVENTORY | INVENTORIED DEVICE AND ENSURED DEVICE WAS FUNCTIONING PROPERLY. | 854463BA-7DE8-457B-9564-B2F0E6B89DE1 | Labor | 01/11/2017 | 01/11/2017 | Gene Amodei
|  | BIOMERIEUX VITEK, INC. | BIOMERIEUX VITEK, INC. PREVI COLOR GRAM |  |  | LAB MICROBIOLOGY |  |  |  | 01/01/1900 |  |  |  |  | NO | NO |  |  |  |  | BIOMERIEUX VITEK, INC. 10367941 414292140541 |  |  | Disposition |  |  |  | Equipment | 1Y:00-MFG | 01/20/2016 | 01/01/2020 | COOPER UNIVERSITY HOSPITAL |  |  | MICROBIOLOGY |  | COURTNEY BARRY
|  | BIOMERIEUX VITEK, INC. | BIOMERIEUX VITEK, INC. PREVI COLOR GRAM |  |  | LAB MICROBIOLOGY |  |  |  | 10/27/2015 |  |  |  |  | NO | NO |  |  |  |  | BIOMERIEUX VITEK, INC. 10349475 414292130300 |  |  | Disposition |  |  |  | Equipment | 1Y:00-MFG | 01/21/2016 | 01/01/2020 | COOPER UNIVERSITY HOSPITAL |  |  |  |  | COURTNEY BARRY
|  | BIOMERIEUX VITEK, INC. | BIOMERIEUX VITEK, INC. VITEK 2 SYSTEM |  | SCSA7199 | LAB MICROBIOLOGY |  |  | gone per gene | 01/09/2006 |  |  |  |  | NO | NO |  |  |  |  | BIOMERIEUX VITEK, INC. 10367992 SCSA7199 |  |  | Active |  | 78:E3:B5:CF:C7:9D |  | Equipment | 1Y:00-MFG | 01/18/2019 | 01/01/2020 | COOPER UNIVERSITY HOSPITAL |  |  | MICROBIOLOGY |  | COURTNEY BARRY
|  | BIOMERIEUX VITEK, INC. | BIOMERIEUX VITEK, INC. VITEK 2 SYSTEM |  | SCSA8999 | LAB MICROBIOLOGY |  |  | gone per gene | 01/01/2008 |  |  |  |  | NO | NO |  |  |  |  | BIOMERIEUX VITEK, INC. 10367984 SCSA8999 |  |  | Active |  | 78:E3:B5:CF:C7:9D |  | Equipment | 1Y:00-MFG | 01/18/2019 | 01/01/2020 | COOPER UNIVERSITY HOSPITAL |  |  | P041 - MICROBIOLOGY |  | COURTNEY BARRY
|  | BIONET AMERICA, INC. | BIONET AMERICA, INC. CARDIOCARE 2000 |  | ERT0200225 | CLEMENTON INTERNAL MEDICINE |  |  |  | 06/07/2016 |  |  |  |  | NO | NO |  |  |  |  | BIONET AMERICA, INC. 10480238 ERT0200225 |  |  | Active |  | 11:11:11:11:11:11 |  | Equipment | 1Y:00-MFG | 03/11/2019 | 03/01/2020 | COOPER AMBULATORY OFF-SITES |  |  |  |  | GLORIA CRUZ
|  | BIOSENSE WEBSTER, INC. | BIOSENSE WEBSTER, INC. CARTO XP EP NAVIGATION SYSTEM |  |  | CARDIAC CATH LAB |  |  |  | 01/01/1900 |  |  |  |  | NO | NO |  |  |  |  | BIOSENSE WEBSTER, INC. 14566 4399 |  |  | Disposition |  |  |  | High Risk | 6M:00-MFG | 01/01/1900 | 01/01/1900 | COOPER UNIVERSITY HOSPITAL |  |  | EP Lab 1 |  | LINDA BEAN |  |  |  | 01/01/1900 | 01/01/1900 |  |  |  |  | 01/01/1900 | 01/01/1900
|  | BIOSENSE WEBSTER, INC. | BIOSENSE WEBSTER, INC. CARTO XP EP NAVIGATION SYSTEM |  |  | CARDIAC CATH LAB |  |  |  | 06/05/2015 |  |  |  |  | NO | NO |  |  |  |  | BIOSENSE WEBSTER, INC. 10369217 677 |  |  | Disposition |  | 00:00:00:00:00:00 |  | High Risk | 6M:00-MFG | 11/29/2018 | 05/01/2020 | COOPER UNIVERSITY HOSPITAL |  |  | CCL - Storage Room 489 |  | LINDA BEAN
|  | BIOSENSE WEBSTER, INC. | BIOSENSE WEBSTER, INC. CARTO XP EP NAVIGATION SYSTEM |  |  | CARDIAC CATH LAB |  |  |  | 05/01/2003 |  |  |  |  | NO | NO |  |  |  |  | BIOSENSE WEBSTER, INC. 10368391 4506 |  |  | Disposition |  | 00:00:00:00:00:00 |  | High Risk | 6M:00-MFG | 11/29/2018 | 05/01/2020 | COOPER UNIVERSITY HOSPITAL |  |  | CCL - K432 Storage Room |  | LINDA BEAN
|  | BIOSENSE WEBSTER, INC. | BIOSENSE WEBSTER, INC. NMARQ MULTI-CHANNEL RF GENERATOR |  | NOT KNOWN | CARDIAC CATH LAB |  |  |  | 10/01/2010 |  |  |  |  | NO | NO |  |  |  |  | BIOSENSE WEBSTER, INC. 10369208 NOT KNOWN |  |  | Disposition |  | 99:99:99:99:99:99 |  | High Risk | 6M:00-MFG | 02/07/2019 | 05/01/2020 | COOPER UNIVERSITY HOSPITAL |  |  | CCL - EP1 |  | LINDA BEAN
|  | BIOSOUND ESAOTE | BIOSOUND ESAOTE PA230E |  |  | 3 COOPER-MULTISPECIALTY CENTER |  |  |  | 01/01/1900 |  |  |  |  | NO | NO |  |  |  |  | BIOSOUND ESAOTE 10345587 16972 |  |  | Disposition |  |  |  | Accessory | PAAR:00-PVAR | 11/02/2019 |  | COOPER AMBULATORY OFF-SITES |  |  | DISPOSITION | 0011613528 | MARGIE OUTLER | Repair | Closed | Stephen Zubrzycki | 05/04/2017 | 05/04/2017 | DISPOSITION | 5/4/2017 4:43:30 PM SJZUBRZYCKI (SJZUBRZYCKI 5/4/2017 12:00 AM) CNL DURING INVENTORY VALIDATION. IT HAS A NEW TRANSDUCER THERE WITHOUT A CEID BUT ZHAN SAYS THIS UNIT IS NOT HOSPITAL OWNED AND SHOULD NOT BE IN INVENTORY. SERIAL # FOR TRANSDUCER THERE IS 3115, MODEL PA230E FROM BIOSOUND 5/4/2017 4:43:42 PM SJZUBRZYCKI This device has been removed from an active status with the RSQ Database, and physically removed from the facility. Device retired on 5/4/2017; Authorized By: YES; Nature of Retirement: COULD NOT LOCATE; Days In Service: 700 | DD388DF7-2EAB-4AAC-A7F6-45FC38DA8708 | Labor | 05/04/2017 | 05/04/2017 | Stephen Zubrzycki
|  | BIOTRONIK, INC. | BIOTRONIK, INC. ICS 3000 |  |  | 3 COOPER-CARDIAC DIAGNOSTIC CENTER |  |  |  | 10/16/2019 |  |  |  |  | NO | NO |  |  |  |  | BIOTRONIK, INC. 16122 46124084 |  |  | Disposition |  | 99:99:99:99:99:99 |  | Equipment | PAAR:00-PVAR | 10/16/2019 | 10/16/2019 | COOPER AMBULATORY OFF-SITES |  |  | SUITE 311 |  | CARLA TRUELL |  |  |  | 10/16/2019 | 10/16/2019 |  |  |  |  | 10/16/2019 | 10/16/2019
|  | BIOTRONIK, INC. | BIOTRONIK, INC. RENAMIC |  |  | WOODSTOWN - CARDIOLOGY |  |  |  | 01/04/2013 |  |  |  |  | NO | NO |  |  |  |  | BIOTRONIK, INC. 10480167 61727232 |  |  | Active |  | 99:99:99:99:99:99 |  | Equipment | PAAR:00-PVAR | 10/31/2019 |  | COOPER AMBULATORY OFF-SITES |  |  | MOVES |  | SUSAN WHITZELL
|  | BIOTRONIK, INC. | BIOTRONIK, INC. RENAMIC |  |  | VOORHEES CARDIOLOGY |  |  |  | 02/25/2013 |  |  |  |  | NO | NO |  |  |  |  | BIOTRONIK, INC. 10348062 61711858 |  |  | Active |  | 99:99:99:99:99:99 |  | Equipment | PAAR:00-PVAR | 11/02/2019 |  | COOPER AMBULATORY OFF-SITES |  |  | ROOM 1104- BLDG 2 |  | KATHY COMO
|  | BIOTRONIK, INC. | BIOTRONIK, INC. RENAMIC |  |  | BRACHFIELD MEDICAL ASSOCIATES-MEDICINE |  |  |  | 06/12/2014 |  |  |  |  | NO | NO |  |  |  |  | BIOTRONIK, INC. 10348017 61701098 |  |  | Active |  | 99:99:99:99:99:99 |  | Equipment | PAAR:00-PVAR | 11/02/2019 |  | COOPER AMBULATORY OFF-SITES |  |  | Cardiology - storage |  | CATHY CRAWFORD
|  | BIOWHITTAKER, INC. | BIOWHITTAKER, INC. ANTHOS 2001 |  |  | LAB MICROBIOLOGY |  |  |  | 01/11/2017 |  |  |  |  | NO | NO |  |  |  |  | BIOWHITTAKER, INC. 10649987 105201554 |  |  | Active |  | 99:99:99:99:99:99 |  | Equipment | 1Y:00-MFG | 01/05/2019 | 01/01/2020 | COOPER UNIVERSITY HOSPITAL |  |  |  | 0011658435 | COURTNEY BARRY | Preventative Maintenance | Closed | Bonnie Aichroth | 05/23/2017 | 05/23/2017 | PERFORMANCE ASSURANCE AT INVENTORY | INVENTORIED DEVICE AND ENSURED DEVICE WAS FUNCTIONING PROPERLY. | EC6EE5B6-4012-4470-A413-307771126027 | Labor | 01/11/2017 | 01/11/2017 | Gene Amodei
|  | BIOWHITTAKER, INC. | BIOWHITTAKER, INC. ANTHOS 2001 |  |  | LAB MICROBIOLOGY |  |  |  | 10/05/2012 |  |  |  |  | NO | NO |  |  |  |  | BIOWHITTAKER, INC. 10367944 101201515 |  |  | Disposition |  |  |  | Equipment | 1Y:00-MFG | 01/20/2016 | 01/01/2020 | COOPER UNIVERSITY HOSPITAL |  |  | MICROBIOLOGY |  | COURTNEY BARRY
|  | BIRD PRODUCTS CORP. | BIRD PRODUCTS CORP. 03800A |  | AGF04055 | RESPIRATORY |  |  | excluded | 01/01/2001 |  |  |  |  | NO | NO |  |  |  |  | BIRD PRODUCTS CORP. 10354811 AGF04055 |  |  | Active |  | 99:99:99:99:99:99 |  | High Risk | 1Y:00-MFG | 12/26/2018 | 12/01/2019 | COOPER UNIVERSITY HOSPITAL |  |  | NICU |  | KATHY LOFLAND
|  | BIRD PRODUCTS CORP. | BIRD PRODUCTS CORP. 3800A HIGH FLOW BLENDER |  | AGF005939 | RESPIRATORY |  |  |  | 05/15/2016 |  |  |  |  | NO | NO |  |  |  |  | BIRD PRODUCTS CORP. 15356 AGF005939 |  |  | Disposition |  |  |  | High Risk | 1Y:00-MFG | 05/15/2016 | 05/15/2016 | COOPER UNIVERSITY HOSPITAL |  |  | NICU 9 - RESP |  | KATHY LOFLAND |  |  |  | 05/15/2016 | 05/15/2016 |  |  |  |  | 05/15/2016 | 05/15/2016
|  | BIRD PRODUCTS CORP. | BIRD PRODUCTS CORP. 3800A HIGH FLOW BLENDER |  | AGF05944 | RESPIRATORY |  |  | excluded | 03/26/2019 |  |  |  |  | NO | NO |  |  |  |  | BIRD PRODUCTS CORP. 11187553 AGF05944 |  |  | Active |  | 99:99:99:99:99:99 |  | High Risk | 1Y:00-MFG | 03/26/2019 | 03/26/2019 | COOPER UNIVERSITY HOSPITAL |  |  | RT |  | KATHY LOFLAND |  |  |  | 03/26/2019 | 03/26/2019 |  |  |  |  | 03/26/2019 | 03/26/2019
|  | BIRD PRODUCTS CORP. | BIRD PRODUCTS CORP. 3800A HIGH FLOW BLENDER |  | AFF02415 | RESPIRATORY |  |  | excluded | 12/18/2018 |  |  |  |  | NO | NO |  |  |  |  | BIRD PRODUCTS CORP. 11187552 AFF02415 |  |  | Active |  | 99:99:99:99:99:99 |  | High Risk | 1Y:00-MFG | 12/18/2018 | 12/18/2018 | COOPER UNIVERSITY HOSPITAL |  |  | RT |  | KATHY LOFLAND |  |  |  | 12/18/2018 | 12/18/2018 |  |  |  |  | 12/18/2018 | 12/18/2018
|  | BIRD PRODUCTS CORP. | BIRD PRODUCTS CORP. 3800A HIGH FLOW BLENDER |  | KJF05737 | RESPIRATORY |  |  | excluded | 01/01/2001 |  |  |  |  | NO | NO |  |  |  |  | BIRD PRODUCTS CORP. 10725162 KJF05737 |  |  | Active |  | 99:99:99:99:99:99 |  | High Risk | 1Y:00-MFG | 12/26/2018 | 12/01/2019 | COOPER UNIVERSITY HOSPITAL |  |  | NICU |  | KATHY LOFLAND
|  | BIRD PRODUCTS CORP. | BIRD PRODUCTS CORP. 3800A HIGH FLOW BLENDER |  | ACF7204 | RESPIRATORY |  |  | excluded | 01/01/2001 |  |  |  |  | NO | NO |  |  |  |  | BIRD PRODUCTS CORP. 10725163 ACF7204 |  |  | Active |  | 99:99:99:99:99:99 |  | High Risk | 1Y:00-MFG | 12/24/2018 | 12/01/2019 | COOPER UNIVERSITY HOSPITAL |  |  | NICU roll pole |  | KATHY LOFLAND
|  | BIRD PRODUCTS CORP. | BIRD PRODUCTS CORP. 3800A HIGH FLOW BLENDER |  | ACF04068 | RESPIRATORY |  |  | excluded | 01/01/2001 |  |  |  |  | NO | NO |  |  |  |  | BIRD PRODUCTS CORP. 10725155 ACF04068 |  |  | Active |  | 99:99:99:99:99:99 |  | High Risk | 1Y:00-MFG | 12/14/2018 | 12/01/2019 | COOPER UNIVERSITY HOSPITAL |  |  | PICU 2 |  | KATHY LOFLAND
|  | BIRD PRODUCTS CORP. | BIRD PRODUCTS CORP. 3800A HIGH FLOW BLENDER |  | ABF05324 | RESPIRATORY |  |  | excluded | 01/01/2001 |  |  |  |  | NO | NO |  |  |  |  | BIRD PRODUCTS CORP. 10725158 ABF05324 |  |  | Active |  | 99:99:99:99:99:99 |  | High Risk | 1Y:00-MFG | 12/18/2018 | 12/01/2019 | COOPER UNIVERSITY HOSPITAL |  |  | RT |  | KATHY LOFLAND
|  | BIRD PRODUCTS CORP. | BIRD PRODUCTS CORP. 3800A HIGH FLOW BLENDER |  | AJF01448 | RESPIRATORY |  |  |  | 01/01/2001 |  |  |  |  | NO | NO |  |  |  |  | BIRD PRODUCTS CORP. 10366611 AJF01448 |  |  | Disposition |  |  |  | High Risk | 1Y:00-MFG | 12/31/2015 | 12/01/2020 | COOPER UNIVERSITY HOSPITAL |  |  | BIOMED |  | KATHY LOFLAND
|  | BIRD PRODUCTS CORP. | BIRD PRODUCTS CORP. 3800A HIGH FLOW BLENDER |  | AGF04059 | RESPIRATORY |  |  | excluded | 01/01/2001 |  |  |  |  | NO | NO |  |  |  |  | BIRD PRODUCTS CORP. 10365401 AGF04059 |  |  | Active |  | 99:99:99:99:99:99 |  | High Risk | 1Y:00-MFG | 12/28/2018 | 12/01/2019 | COOPER UNIVERSITY HOSPITAL |  |  | RT |  | KATHY LOFLAND
|  | BIRD PRODUCTS CORP. | BIRD PRODUCTS CORP. 3800A HIGH FLOW BLENDER |  |  | RESPIRATORY |  |  | excluded | 06/25/2015 |  |  |  |  | NO | NO |  |  |  |  | BIRD PRODUCTS CORP. 10365366 28263 |  |  | Active |  | 99:99:99:99:99:99 |  | High Risk | 1Y:00-MFG | 12/24/2018 | 12/01/2019 | COOPER UNIVERSITY HOSPITAL |  |  | NICU 3100A |  | KATHY LOFLAND
|  | BIRD PRODUCTS CORP. | BIRD PRODUCTS CORP. 3800A HIGH FLOW BLENDER |  | AGF06000 | RESPIRATORY |  |  | excluded | 01/01/2001 |  |  |  |  | NO | NO |  |  |  |  | BIRD PRODUCTS CORP. 10365360 AGF06000 |  |  | Active |  | 99:99:99:99:99:99 |  | High Risk | 1Y:00-MFG | 12/18/2018 | 12/01/2019 | COOPER UNIVERSITY HOSPITAL |  |  | RT |  | KATHY LOFLAND
|  | BIRD PRODUCTS CORP. | BIRD PRODUCTS CORP. 3800A HIGH FLOW BLENDER |  | AJF01445 | RESPIRATORY |  |  | excluded | 01/01/2001 |  |  |  |  | NO | NO |  |  |  |  | BIRD PRODUCTS CORP. 10365359 AJF01445 |  |  | Active |  | 99:99:99:99:99:99 |  | High Risk | 1Y:00-MFG | 12/18/2018 | 12/01/2019 | COOPER UNIVERSITY HOSPITAL |  |  | RT |  | KATHY LOFLAND
|  | BIRD PRODUCTS CORP. | BIRD PRODUCTS CORP. 3800A HIGH FLOW BLENDER |  | AGF04060 | RESPIRATORY |  |  |  | 01/01/2001 |  |  |  |  | NO | NO |  |  |  |  | BIRD PRODUCTS CORP. 10365358 AGF04060 |  |  | Disposition |  | 99:99:99:99:99:99 |  | High Risk | 1Y:00-MFG | 12/31/2018 | 12/01/2019 | COOPER UNIVERSITY HOSPITAL |  |  | NICU STORAGE |  | KATHY LOFLAND
|  | BIRD PRODUCTS CORP. | BIRD PRODUCTS CORP. 3800A HIGH FLOW BLENDER |  | AGF06768 | RESPIRATORY |  |  | excluded | 12/30/2014 |  |  |  |  | NO | NO |  |  |  |  | BIRD PRODUCTS CORP. 10360474 AGF06768 |  |  | Active |  | 99:99:99:99:99:99 |  | High Risk | 1Y:00-MFG | 12/14/2018 | 12/01/2019 | COOPER UNIVERSITY HOSPITAL |  |  | Peds 637W |  | KATHY LOFLAND
|  | BIRD PRODUCTS CORP. | BIRD PRODUCTS CORP. 3800A HIGH FLOW BLENDER |  | AXXAA104 | RESPIRATORY |  |  | excluded | 01/01/2001 |  |  |  |  | NO | NO |  |  |  |  | BIRD PRODUCTS CORP. 10355234 AXXAA104 |  |  | Active |  | 99:99:99:99:99:99 |  | High Risk | 1Y:00-MFG | 12/18/2018 | 12/01/2019 | COOPER UNIVERSITY HOSPITAL |  |  | RT |  | KATHY LOFLAND
|  | BIRD PRODUCTS CORP. | BIRD PRODUCTS CORP. 3800A HIGH FLOW BLENDER |  | ACF03520 | RESPIRATORY |  |  | excluded | 01/01/2001 |  |  |  |  | NO | NO |  |  |  |  | BIRD PRODUCTS CORP. 10354928 ACF03520 |  |  | Active |  | 99:99:99:99:99:99 |  | High Risk | 1Y:00-MFG | 12/24/2018 | 12/01/2019 | COOPER UNIVERSITY HOSPITAL |  |  | NICU 3100A |  | KATHY LOFLAND
|  | BIRD PRODUCTS CORP. | BIRD PRODUCTS CORP. 3800A HIGH FLOW BLENDER |  | AGF02713 | RESPIRATORY |  |  | excluded | 01/01/2001 |  |  |  |  | NO | NO |  |  |  |  | BIRD PRODUCTS CORP. 10354882 AGF02713 |  |  | Active |  | 99:99:99:99:99:99 |  | High Risk | 1Y:00-MFG | 12/24/2018 | 12/01/2019 | COOPER UNIVERSITY HOSPITAL |  |  | NICU 3100A |  | KATHY LOFLAND
|  | BIRD PRODUCTS CORP. | BIRD PRODUCTS CORP. 3800A HIGH FLOW BLENDER |  | AAF02002 | RESPIRATORY |  |  | excluded | 01/01/2001 |  |  |  |  | NO | NO |  |  |  |  | BIRD PRODUCTS CORP. 10354876 AAF02002 |  |  | Active |  | 99:99:99:99:99:99 |  | High Risk | 1Y:00-MFG | 12/14/2018 | 12/01/2019 | COOPER UNIVERSITY HOSPITAL |  |  | RT |  | KATHY LOFLAND
|  | BIRD PRODUCTS CORP. | BIRD PRODUCTS CORP. 3800A HIGH FLOW BLENDER |  | KEF11460 | RESPIRATORY |  |  | excluded | 01/01/2001 |  |  |  |  | NO | NO |  |  |  |  | BIRD PRODUCTS CORP. 10354874 KEF11460 |  |  | Active |  | 99:99:99:99:99:99 |  | High Risk | 1Y:00-MFG | 03/15/2019 | 12/01/2019 | COOPER UNIVERSITY HOSPITAL |  |  |  |  | KATHY LOFLAND
|  | BIRD PRODUCTS CORP. | BIRD PRODUCTS CORP. 3800A HIGH FLOW BLENDER |  | AAF02415 | RESPIRATORY |  |  | excluded | 01/01/2001 |  |  |  |  | NO | NO |  |  |  |  | BIRD PRODUCTS CORP. 10354853 AAF02415 |  |  | Active |  | 99:99:99:99:99:99 |  | High Risk | 1Y:00-MFG | 12/26/2018 | 12/01/2019 | COOPER UNIVERSITY HOSPITAL |  |  | NICU |  | KATHY LOFLAND
|  | BIRD PRODUCTS CORP. | BIRD PRODUCTS CORP. 3800A HIGH FLOW BLENDER |  | AGF06004 | RESPIRATORY |  |  | excluded | 01/01/2001 |  |  |  |  | NO | NO |  |  |  |  | BIRD PRODUCTS CORP. 10354791 AGF06004 |  |  | Active |  | 99:99:99:99:99:99 |  | High Risk | 1Y:00-MFG | 12/18/2018 | 12/01/2019 | COOPER UNIVERSITY HOSPITAL |  |  | RT |  | KATHY LOFLAND
|  | BIRD PRODUCTS CORP. | BIRD PRODUCTS CORP. 3800A HIGH FLOW BLENDER |  | BAF01139 | RESPIRATORY |  |  | excluded | 01/01/2001 |  |  |  |  | NO | NO |  |  |  |  | BIRD PRODUCTS CORP. 10354790 BAF01139 |  |  | Active |  | 99:99:99:99:99:99 |  | High Risk | 1Y:00-MFG | 12/18/2018 | 12/01/2019 | COOPER UNIVERSITY HOSPITAL |  |  | RT |  | KATHY LOFLAND
|  | BIRD PRODUCTS CORP. | BIRD PRODUCTS CORP. 3800A HIGH FLOW BLENDER |  | AGF05992 | RESPIRATORY |  |  | excluded | 01/01/2001 |  |  |  |  | NO | NO |  |  |  |  | BIRD PRODUCTS CORP. 10348304 AGF05992 |  |  | Active |  | 99:99:99:99:99:99 |  | High Risk | 1Y:00-MFG | 12/24/2018 | 12/01/2019 | COOPER UNIVERSITY HOSPITAL |  |  | NICU roll pole |  | KATHY LOFLAND
|  | BIRD PRODUCTS CORP. | BIRD PRODUCTS CORP. 960 |  | TNHFL00038 | RESPIRATORY |  |  | excluded | 12/14/2018 |  |  |  |  | NO | NO |  |  |  |  | BIRD PRODUCTS CORP. 30126098 TNHFL00038 |  |  | Active |  | 99:99:99:99:99:99 |  | High Risk | 1Y:00-MFG | 12/14/2018 | 12/14/2018 | COOPER UNIVERSITY HOSPITAL |  |  | Peds - 755D |  | KATHY LOFLAND |  |  |  | 12/14/2018 | 12/14/2018 |  |  |  |  | 12/14/2018 | 12/14/2018
|  | BIRD PRODUCTS CORP. | BIRD PRODUCTS CORP. 960 |  | TNHLF00049 | RESPIRATORY |  |  | excluded | 12/12/2018 |  |  |  |  | NO | NO |  |  |  |  | BIRD PRODUCTS CORP. 30126096 TNHLF00049 |  |  | Active |  | 99:99:99:99:99:99 |  | High Risk | 1Y:00-MFG | 12/12/2018 | 12/12/2018 | COOPER UNIVERSITY HOSPITAL |  |  | Peds - 640D |  | KATHY LOFLAND |  |  |  | 12/12/2018 | 12/12/2018 |  |  |  |  | 12/12/2018 | 12/12/2018
|  | BIRD PRODUCTS CORP. | BIRD PRODUCTS CORP. 960 |  |  | RESPIRATORY |  |  | excluded | 12/17/2018 |  |  |  |  | NO | NO |  |  |  |  | BIRD PRODUCTS CORP. 30126094 00061 |  |  | Active |  | 99:99:99:99:99:99 |  | High Risk | 1Y:00-MFG | 12/17/2018 | 12/17/2018 | COOPER UNIVERSITY HOSPITAL |  |  | Peds - 767W |  | KATHY LOFLAND |  |  |  | 12/17/2018 | 12/17/2018 |  |  |  |  | 12/17/2018 | 12/17/2018
|  | BIRD PRODUCTS CORP. | BIRD PRODUCTS CORP. 960 |  | AGF04053 | RESPIRATORY |  |  | excluded | 03/15/2019 |  |  |  |  | NO | NO |  |  |  |  | BIRD PRODUCTS CORP. 30126092 AGF04053 |  |  | Active |  | 99:99:99:99:99:99 |  | High Risk | 1Y:00-MFG | 03/15/2019 | 03/15/2019 | COOPER UNIVERSITY HOSPITAL |  |  | PICU 636 |  | KATHY LOFLAND |  |  |  | 03/15/2019 | 03/15/2019 |  |  |  |  | 03/15/2019 | 03/15/2019
|  | BIRD PRODUCTS CORP. | BIRD PRODUCTS CORP. 960 |  | AGF06769 | RESPIRATORY |  |  |  | 05/15/2016 |  |  |  |  | NO | NO |  |  |  |  | BIRD PRODUCTS CORP. 23336 AGF06769 |  |  | Disposition |  |  |  | High Risk | 1Y:00-MFG | 05/15/2016 | 05/15/2016 | COOPER UNIVERSITY HOSPITAL |  |  | rt |  | KATHY LOFLAND |  |  |  | 05/15/2016 | 05/15/2016 |  |  |  |  | 05/15/2016 | 05/15/2016
|  | BIRD PRODUCTS CORP. | BIRD PRODUCTS CORP. 960 |  | NOT KNOWN | RESPIRATORY |  |  | excluded | 12/18/2018 |  |  |  |  | NO | NO |  |  |  |  | BIRD PRODUCTS CORP. 11187551 NOT KNOWN |  |  | Active |  | 99:99:99:99:99:99 |  | High Risk | 1Y:00-MFG | 12/18/2018 | 12/18/2018 | COOPER UNIVERSITY HOSPITAL |  |  | RT |  | KATHY LOFLAND |  |  |  | 12/18/2018 | 12/18/2018 |  |  |  |  | 12/18/2018 | 12/18/2018
|  | BIRD PRODUCTS CORP. | BIRD PRODUCTS CORP. 960 |  |  | RESPIRATORY |  |  | excluded | 01/01/2001 |  |  |  |  | NO | NO |  |  |  |  | BIRD PRODUCTS CORP. 10725161 36612 |  |  | Active |  | 99:99:99:99:99:99 |  | High Risk | 1Y:00-MFG | 12/31/2018 | 12/01/2019 | COOPER UNIVERSITY HOSPITAL |  |  | NICU STOR |  | KATHY LOFLAND
|  | BIRD PRODUCTS CORP. | BIRD PRODUCTS CORP. 960 |  | TNHFL00050 | RESPIRATORY |  |  | excluded | 01/01/2001 |  |  |  |  | NO | NO |  |  |  |  | BIRD PRODUCTS CORP. 10725157 TNHFL00050 |  |  | Active |  | 99:99:99:99:99:99 |  | High Risk | 1Y:00-MFG | 12/27/2018 | 12/01/2019 | COOPER UNIVERSITY HOSPITAL |  |  | RT |  | KATHY LOFLAND
|  | BIRD PRODUCTS CORP. | BIRD PRODUCTS CORP. 960 |  |  | RESPIRATORY |  |  | excluded | 12/30/2014 |  |  |  |  | NO | NO |  |  |  |  | BIRD PRODUCTS CORP. 10369539 8285 |  |  | Active |  | 99:99:99:99:99:99 |  | High Risk | 1Y:00-MFG | 12/18/2018 | 12/01/2019 | COOPER UNIVERSITY HOSPITAL |  |  | RT |  | KATHY LOFLAND
|  | BIRD PRODUCTS CORP. | BIRD PRODUCTS CORP. 960 |  |  | RESPIRATORY |  |  | excluded | 01/01/2001 |  |  |  |  | NO | NO |  |  |  |  | BIRD PRODUCTS CORP. 10369383 26260 |  |  | Active |  | 99:99:99:99:99:99 |  | High Risk | 1Y:00-MFG | 12/31/2018 | 12/01/2019 | COOPER UNIVERSITY HOSPITAL |  |  | NICU 22 |  | KATHY LOFLAND
|  | BIRD PRODUCTS CORP. | BIRD PRODUCTS CORP. 960 |  | AGF04107 | RESPIRATORY |  |  | excluded | 01/01/2001 |  |  |  |  | NO | NO |  |  |  |  | BIRD PRODUCTS CORP. 10368590 AGF04107 |  |  | Active |  | 99:99:99:99:99:99 |  | High Risk | 1Y:00-MFG | 12/31/2018 | 12/01/2019 | COOPER UNIVERSITY HOSPITAL |  |  | 3100a |  | KATHY LOFLAND
|  | BIRD PRODUCTS CORP. | BIRD PRODUCTS CORP. 960 |  | AJF01446 | RESPIRATORY |  |  |  | 01/01/2001 |  |  |  |  | NO | NO |  |  |  |  | BIRD PRODUCTS CORP. 10366612 AJF01446 |  |  | Disposition |  |  |  | High Risk | 1Y:00-MFG | 12/31/2015 | 12/01/2020 | COOPER UNIVERSITY HOSPITAL |  |  | BIOMED |  | KATHY LOFLAND
|  | BIRD PRODUCTS CORP. | BIRD PRODUCTS CORP. 960 |  | ACF04070 | RESPIRATORY |  |  | excluded | 01/01/2001 |  |  |  |  | NO | NO |  |  |  |  | BIRD PRODUCTS CORP. 10365371 ACF04070 |  |  | Active |  | 99:99:99:99:99:99 |  | High Risk | 1Y:00-MFG | 12/18/2018 | 12/01/2019 | COOPER UNIVERSITY HOSPITAL |  |  | RT |  | KATHY LOFLAND
|  | BIRD PRODUCTS CORP. | BIRD PRODUCTS CORP. 960 |  |  | RESPIRATORY |  |  |  | 01/01/2001 |  |  |  |  | NO | NO |  |  |  |  | BIRD PRODUCTS CORP. 10365355 28763 |  |  | Disposition |  | 99:99:99:99:99:99 |  | High Risk | 1Y:00-MFG | 05/06/2019 | 12/01/2019 | COOPER UNIVERSITY HOSPITAL |  |  | NICU 7 |  | KATHY LOFLAND
|  | BIRD PRODUCTS CORP. | BIRD PRODUCTS CORP. 960 |  | BAF01120 | RESPIRATORY |  |  | excluded | 01/01/2001 |  |  |  |  | NO | NO |  |  |  |  | BIRD PRODUCTS CORP. 10365357 BAF01120 |  |  | Active |  | 99:99:99:99:99:99 |  | High Risk | 1Y:00-MFG | 12/18/2018 | 12/01/2019 | COOPER UNIVERSITY HOSPITAL |  |  | RT |  | KATHY LOFLAND
|  | BIRD PRODUCTS CORP. | BIRD PRODUCTS CORP. 960 |  | AGF06002 | RESPIRATORY |  |  | excluded | 01/01/2001 |  |  |  |  | NO | NO |  |  |  |  | BIRD PRODUCTS CORP. 10360463 AGF06002 |  |  | Active |  | 99:99:99:99:99:99 |  | High Risk | 1Y:00-MFG | 12/17/2018 | 12/01/2019 | COOPER UNIVERSITY HOSPITAL |  |  | PICU 6 |  | KATHY LOFLAND
|  | BIRD PRODUCTS CORP. | BIRD PRODUCTS CORP. 960 |  | AGF05993 | RESPIRATORY |  |  | excluded | 01/01/2001 |  |  |  |  | NO | NO |  |  |  |  | BIRD PRODUCTS CORP. 10360415 AGF05993 |  |  | Active |  | 99:99:99:99:99:99 |  | High Risk | 1Y:00-MFG | 12/14/2018 | 12/01/2019 | COOPER UNIVERSITY HOSPITAL |  |  | Peds - 765D |  | KATHY LOFLAND
|  | BIRD PRODUCTS CORP. | BIRD PRODUCTS CORP. 960 |  | AGF65991 | RESPIRATORY |  |  | excluded | 01/01/2001 |  |  |  |  | NO | NO |  |  |  |  | BIRD PRODUCTS CORP. 10360399 AGF65991 |  |  | Active |  | 99:99:99:99:99:99 |  | High Risk | 1Y:00-MFG | 12/14/2018 | 12/01/2019 | COOPER UNIVERSITY HOSPITAL |  |  | PICU/ RM 2 |  | KATHY LOFLAND
|  | BIRD PRODUCTS CORP. | BIRD PRODUCTS CORP. 960 |  | AGF04058 | RESPIRATORY |  |  |  | 01/01/2001 |  |  |  |  | NO | NO |  |  |  |  | BIRD PRODUCTS CORP. 10355214 AGF04058 |  |  | Disposition |  | 99:99:99:99:99:99 |  | High Risk | 1Y:00-MFG | 05/06/2019 | 12/01/2019 | COOPER UNIVERSITY HOSPITAL |  |  | NICU 7th flr storage on transpo |  | KATHY LOFLAND
|  | BIRD PRODUCTS CORP. | BIRD PRODUCTS CORP. 960 |  | AGF06003 | RESPIRATORY |  |  | excluded | 01/01/2001 |  |  |  |  | NO | NO |  |  |  |  | BIRD PRODUCTS CORP. 10354980 AGF06003 |  |  | Active |  | 99:99:99:99:99:99 |  | High Risk | 1Y:00-MFG | 12/28/2018 | 12/01/2019 | COOPER UNIVERSITY HOSPITAL |  |  | D7 Storage |  | KATHY LOFLAND
|  | BIRD PRODUCTS CORP. | BIRD PRODUCTS CORP. 960 |  | ABF05329 | RESPIRATORY |  |  | excluded | 01/01/2001 |  |  |  |  | NO | NO |  |  |  |  | BIRD PRODUCTS CORP. 10348314 ABF05329 |  |  | Active |  | 99:99:99:99:99:99 |  | High Risk | 1Y:00-MFG | 12/31/2018 | 12/01/2019 | COOPER UNIVERSITY HOSPITAL |  |  | rt |  | KATHY LOFLAND
|  | BIRD PRODUCTS CORP. | BIRD PRODUCTS CORP. 960 |  |  | RESPIRATORY |  |  | excluded | 01/01/2001 |  |  |  |  | NO | NO |  |  |  |  | BIRD PRODUCTS CORP. 10348312 00054 |  |  | Active |  | 99:99:99:99:99:99 |  | High Risk | 1Y:00-MFG | 12/27/2018 | 12/01/2019 | COOPER UNIVERSITY HOSPITAL |  |  | RT |  | KATHY LOFLAND
|  | BIRD PRODUCTS CORP. | BIRD PRODUCTS CORP. 960 |  | AGF02708 | RESPIRATORY |  |  | excluded | 01/01/2001 |  |  |  |  | NO | NO |  |  |  |  | BIRD PRODUCTS CORP. 10348302 AGF02708 |  |  | Active |  | 99:99:99:99:99:99 |  | High Risk | 1Y:00-MFG | 12/17/2018 | 12/01/2019 | COOPER UNIVERSITY HOSPITAL |  |  | Peds - 764W |  | KATHY LOFLAND
|  | BIRD PRODUCTS CORP. | BIRD PRODUCTS CORP. 960 |  | TNHLF0005 | RESPIRATORY |  |  | excluded | 01/01/2001 |  |  |  |  | NO | NO |  |  |  |  | BIRD PRODUCTS CORP. 10348300 TNHLF0005 |  |  | Active |  | 99:99:99:99:99:99 |  | High Risk | 1Y:00-MFG | 12/18/2018 | 12/01/2019 | COOPER UNIVERSITY HOSPITAL |  |  | RT |  | KATHY LOFLAND
|  | BIRD PRODUCTS CORP. | BIRD PRODUCTS CORP. 960 |  | Not Known | RESPIRATORY |  |  | excluded | 01/01/1900 |  |  |  |  | NO | NO |  |  |  |  | BIRD PRODUCTS CORP. 10348296 Not Known |  |  | Active |  | 99:99:99:99:99:99 |  | High Risk | 1Y:00-MFG | 03/28/2019 | 12/01/2019 | COOPER UNIVERSITY HOSPITAL |  |  | PICU back room |  | KATHY LOFLAND
|  | BIRD PRODUCTS CORP. | BIRD PRODUCTS CORP. 960 |  | AAF01990 | RESPIRATORY |  |  | excluded | 01/01/2001 |  |  |  |  | NO | NO |  |  |  |  | BIRD PRODUCTS CORP. 10348293 AAF01990 |  |  | Active |  | 99:99:99:99:99:99 |  | High Risk | 1Y:00-MFG | 12/18/2018 | 12/01/2019 | COOPER UNIVERSITY HOSPITAL |  |  | RT |  | KATHY LOFLAND
|  | BIRD PRODUCTS CORP. | BIRD PRODUCTS CORP. 960 |  | KDF07675 | RESPIRATORY |  |  | excluded | 01/01/2001 |  |  |  |  | NO | NO |  |  |  |  | BIRD PRODUCTS CORP. 10347690 KDF07675 |  |  | Active |  | 99:99:99:99:99:99 |  | High Risk | 1Y:00-MFG | 12/18/2018 | 12/01/2019 | COOPER UNIVERSITY HOSPITAL |  |  | RT |  | KATHY LOFLAND
|  | BIRD PRODUCTS CORP. | BIRD PRODUCTS CORP. 960 |  | AGF04056 | RESPIRATORY |  |  | excluded | 12/27/2018 |  |  |  |  | NO | NO |  |  |  |  | BIRD PRODUCTS CORP. 30143544 AGF04056 |  |  | Active |  | 99:99:99:99:99:99 |  | High Risk | 1Y:00-MFG | 12/27/2018 | 12/27/2018 | COOPER UNIVERSITY HOSPITAL |  |  | RT |  | KATHY LOFLAND |  |  |  | 12/27/2018 | 12/27/2018 |  |  |  |  | 12/27/2018 | 12/27/2018
|  | BIRTCHER CORP | BIRTCHER CORP 733FS |  | NH57C10111 | MT. LAUREL-FAMILY MEDICINE |  |  |  | 01/01/2001 |  |  |  |  | NO | NO |  |  |  |  | BIRTCHER CORP 10345876 NH57C10111 |  |  | Disposition |  | 99:99:99:99:99:99 |  | High Risk | 6M:00-MFG | 12/31/2018 | 03/01/2020 | COOPER AMBULATORY OFF-SITES |  |  | exam 4 |  | SUE MAKO
|  | BIRTCHER CORP | BIRTCHER CORP HYFRECATOR PLUS 7-797 |  | 9507B10119176 | 1050 KINGS HIGHWAY-MEDICINE |  |  |  | 01/01/1900 |  |  |  |  | NO | NO |  |  |  |  | BIRTCHER CORP 10366041 9507B10119176 |  |  | Disposition |  | 99:99:99:99:99:99 |  | High Risk | 6M:00-MFG | 07/11/2018 | 01/01/2020 | COOPER AMBULATORY OFF-SITES |  |  | EXAM 6 |  | Leah Willis
|  | BIRTCHER CORP | BIRTCHER CORP HYFRECATOR PLUS 7-797 |  | 9506B10090233 | HADDON HEIGHTS-FAMILY MEDICINE |  |  |  | 01/01/1900 |  |  |  |  | NO | NO |  |  |  |  | BIRTCHER CORP 05903 9506B10090233 |  |  | Disposition |  |  |  | High Risk | 6M:00-MFG | 05/13/2016 | 03/01/2020 | COOPER AMBULATORY OFF-SITES |  |  | HADDON HEIGHTS |  | KELLIE STOUT
T18L5/3119954 |  | BK ULTRASOUND | BK ULTRASOUND 18L5 HIGH FREQUENCY LINEAR |  |  | OPERATING ROOM PAVILION 2ND FLOOR |  |  |  | 10/31/2019 |  |  |  |  | NO | NO |  |  |  |  | BK ULTRASOUND T18L5/3119954 3119954 |  |  | Temporary |  | 99:99:99:99:99:99 |  | Accessory | PAAR:00-PVAR | 10/31/2019 | 10/31/2019 | COOPER UNIVERSITY HOSPITAL |  |  | 2nd floor pavilion | WOT00000001437609 | JOE DRUCTOR | Performance Verification | Closed | Gene Amodei | 10/31/2019 | 10/31/2019 | Performance Verification for BK ULTRASOUND 11208195 3119954 | Initial Install of Performance Verification. Device is ready for patient use. |  |  | 10/31/2019 | 10/31/2019
|  | BK ULTRASOUND | BK ULTRASOUND 18L5 HIGH FREQUENCY LINEAR |  |  | ANESTHESIOLOGY |  |  |  | 05/02/2017 |  |  |  |  | NO | NO |  |  |  |  | BK ULTRASOUND 10649789 3117757 |  |  | Disposition |  | 99:99:99:99:99:99 |  | Accessory | PAAR:00-PVAR | 10/16/2019 |  | COOPER UNIVERSITY HOSPITAL |  |  |  | 0011785842 | GIACINTA ROUPAS | Performance Verification | Closed | Bonnie Aichroth | 06/22/2017 | 06/22/2017 | INCOMING INVENTORY | DEVICE INVENTORIED | 351EE977-812C-473C-8221-520910D42B60 | Labor | 06/22/2017 | 06/22/2017 | Bonnie Aichroth
|  | BK ULTRASOUND | BK ULTRASOUND 8820E CONVEX ARRAY |  |  | OPERATING ROOM - PAVILION |  |  |  | 10/31/2019 |  |  |  |  | NO | NO |  |  |  |  | BK ULTRASOUND 11208370 3041986 |  |  | Active |  |  |  | Accessory | PAAR:00-PVAR | 10/31/2019 | 10/31/2019 | COOPER UNIVERSITY HOSPITAL |  |  | OPERATING ROOM | WOT00000002234023 | DOMINIC VENDETTA | Performance Verification | Closed | Zhan Kiselev | 10/31/2019 | 10/31/2019 | Performance Verification for BK ULTRASOUND 11208370 3041986 | Initial Install of Performance Verification. Device is ready for patient use. |  |  | 10/31/2019 | 10/31/2019
|  | BK ULTRASOUND | BK ULTRASOUND 9C2 |  |  | OPERATING ROOM - PAVILION |  |  |  | 02/26/2019 |  |  |  |  | NO | NO |  |  |  |  | BK ULTRASOUND 11208196 3114473 |  |  | Active |  | 99:99:99:99:99:99 |  | Accessory | 1Y:00-MFG | 02/26/2019 | 02/26/2019 | COOPER UNIVERSITY HOSPITAL |  |  | OPERATING ROOM | WOT00000001437639 | DOMINIC VENDETTA | Performance Verification | Closed | Gene Amodei | 02/26/2019 | 02/26/2019 | Performance Verification for BK ULTRASOUND 11208196 3114473 | Initial Install of Performance Verification. Device is ready for patient use. |  |  | 02/26/2019 | 02/26/2019
|  | BK ULTRASOUND | BK ULTRASOUND 9C2 |  |  | ANESTHESIOLOGY |  |  |  | 05/02/2017 |  |  |  |  | NO | NO |  |  |  |  | BK ULTRASOUND 10649790 3116313 |  |  | Disposition |  | 99:99:99:99:99:99 |  | Accessory | 1Y:00-MFG | 10/30/2018 | 10/01/2020 | COOPER UNIVERSITY HOSPITAL |  |  |  | 0011785867 | GIACINTA ROUPAS | Preventative Maintenance | Closed | Bonnie Aichroth | 06/22/2017 | 06/22/2017 | PERFORMANCE ASSURANCE AT INVENTORY | INVENTORIED DEVICE AND ENSURED DEVICE WAS FUNCTIONING PROPERLY. | 8D333F74-CC6F-4118-AF7C-63036E53B19A | Labor | 05/02/2017 | 05/02/2017 | Zhan Kiselev
|  | BK ULTRASOUND | BK ULTRASOUND ENDOCAVITY BIPLANE (8848) |  |  | COOPER CANCER CENTER |  |  |  | 10/31/2019 |  |  |  |  | NO | NO |  |  |  |  | BK ULTRASOUND 11208072 3905299 |  |  | Active |  | 99:99:99:99:99:99 |  | Accessory | PAAR:00-PVAR | 10/31/2019 | 10/31/2019 | COOPER AMBULATORY OFF-SITES |  |  |  | WOT00000001267116 | COLLEEN TEGELER | Performance Verification | Closed | Zhan Kiselev | 10/31/2019 | 10/31/2019 | Performance Verification for BK ULTRASOUND 11208072 3905299 | Initial Install of Performance Verification. Device is ready for patient use. |  |  | 10/31/2019 | 10/31/2019
|  | BLICKMAN HEALTH INDUSTRIES | BLICKMAN HEALTH INDUSTRIES 7922SS |  | 77955-48 | CCU - CORONARY CARE UNIT |  |  |  | 01/01/1900 |  |  |  |  | NO | NO |  |  |  |  | BLICKMAN HEALTH INDUSTRIES 00635 77955-48 |  |  | Disposition |  |  |  | Equipment | PAAR:00-PVAR | 10/16/2019 |  | COOPER UNIVERSITY HOSPITAL |  |  | CCU |  | CAROLYN RUMELL
|  | BLICKMAN HEALTH INDUSTRIES | BLICKMAN HEALTH INDUSTRIES 7922SSA |  | 59001-72 | INTENSIVE CARE UNIT |  |  |  | 01/01/1900 |  |  |  |  | NO | NO |  |  |  |  | BLICKMAN HEALTH INDUSTRIES 10355438 59001-72 |  |  | Active |  | 99:99:99:99:99:99 |  | Equipment | PAAR:00-PVAR | 11/02/2019 |  | COOPER UNIVERSITY HOSPITAL |  |  | P5 STORAGE RM | WOT00000000517735 | CAROLYN RUMELL | Disposition | Closed | Richard Jolly | 02/08/2018 | 05/16/2019 | Bulk Disposition CNL
|  | BLICKMAN HEALTH INDUSTRIES | BLICKMAN HEALTH INDUSTRIES 7925MG |  | 112204-05 | CAT SCAN |  |  |  | 12/15/2005 |  |  |  |  | NO | NO |  |  |  |  | BLICKMAN HEALTH INDUSTRIES 10368705 112204-05 |  |  | Active |  | 99:99:99:99:99:99 |  | Equipment | PAAR:00-PVAR | 11/02/2019 |  | COOPER UNIVERSITY HOSPITAL |  |  | PATIENT HOLDING AREA |  | PAULETTE DUCKREY
|  | BLICKMAN HEALTH INDUSTRIES | BLICKMAN HEALTH INDUSTRIES 8045 |  | coophospnsn049 | RADIOLOGY DIAGNOSTICS |  |  |  | 01/01/1900 |  |  |  |  | NO | NO |  |  |  |  | BLICKMAN HEALTH INDUSTRIES 05016 coophospnsn049 |  |  | Disposition |  |  |  | Equipment | 1Y:00-MFG | 04/18/2016 | 05/01/2020 | COOPER UNIVERSITY HOSPITAL |  |  | File room |  | PAULETTE DUCKREY
|  | BLOOM ASSOCIATES LTD. | BLOOM ASSOCIATES LTD. DTU201 |  |  | CARDIAC CATH LAB |  |  |  | 01/01/1900 |  |  |  |  | NO | NO |  |  |  |  | BLOOM ASSOCIATES LTD. 05770 92372 |  |  | Disposition |  |  |  | High Risk | 1Y:00-MFG | 04/18/2016 | 08/01/2020 | COOPER UNIVERSITY HOSPITAL |  |  | EP1 |  | LINDA BEAN
|  | BLU RAY INC. | BLU RAY INC. BXR MARK IV |  | KJ10419 | VOORHEES SURGERY CENTER-RADIOLOGY |  |  |  | 01/01/1900 |  |  |  |  | NO | NO |  |  |  |  | BLU RAY INC. 04672 KJ10419 |  |  | Disposition |  |  |  | Equipment | PAAR:00-PVAR | 10/16/2019 |  | COOPER AMBULATORY OFF-SITES |  |  | B-109A |  | PAT STIENES
|  | BOEHRINGER LABORATORIES | BOEHRINGER LABORATORIES 3700 SERIES |  |  | KELEMEN N10 |  |  | excluded | 10/31/2019 |  |  |  |  | NO | NO |  |  |  |  | BOEHRINGER LABORATORIES 14729 78737 |  |  | Active |  | 99:99:99:99:99:99 |  | Equipment | PAAR:00-PVAR | 10/31/2019 | 10/31/2019 | COOPER UNIVERSITY HOSPITAL |  |  | KEL N10 | WOT00000000677208 | Lisa Brooks | Repair | Closed | Michael Youch | 10/31/2019 | 10/31/2019 | Regulator - male piece broken off. Gave 14729 did not pull | replaced wall adapter from shop stock, repaired pressure indicator, verified, RTS. | EXP0350413 | Labor | 10/31/2019 | 10/31/2019 | Michael Youch
|  | BOEHRINGER LABORATORIES | BOEHRINGER LABORATORIES 3700 SERIES |  |  | CDU - CLINICAL DECISION UNIT-9 KELEMEN |  |  | excluded | 10/31/2019 |  |  |  |  | NO | NO |  |  |  |  | BOEHRINGER LABORATORIES 11208443 89835 |  |  | Active |  |  |  | Equipment | PAAR:00-PVAR | 10/31/2019 | 10/31/2019 | COOPER UNIVERSITY HOSPITAL |  |  | Kel N9 | WOT00000003970917 | KAREN GRUBER | Repair | Open | Michael Youch | 10/31/2019 | 10/31/2019 | Vaccum Regulator & Canister (2 of 2)- Not working at all | replaced from spare/salvage, verified, RTS. | EXP4214969 | Labor | 10/31/2019 | 10/31/2019 | Michael Youch
|  | BOEHRINGER LABORATORIES | BOEHRINGER LABORATORIES 3700 SERIES |  |  | CDU - CLINICAL DECISION UNIT-9 KELEMEN |  |  | excluded | 10/31/2019 |  |  |  |  | NO | NO |  |  |  |  | BOEHRINGER LABORATORIES 11208442 88324 |  |  | Active |  |  |  | Equipment | PAAR:00-PVAR | 10/31/2019 | 10/31/2019 | COOPER UNIVERSITY HOSPITAL |  |  | Kel N9 | WOT00000003970920 | KAREN GRUBER | Repair | Closed | Michael Youch | 10/31/2019 | 10/31/2019 | Vaccum Regulator (1 of 2)- Display isn't working | replaced with parts from spare/salvage, verified, RTS | EXP4214771 | Labor | 10/31/2019 | 10/31/2019 | Michael Youch
|  | BOEHRINGER LABORATORIES | BOEHRINGER LABORATORIES 3700 SERIES |  |  | SPD |  |  |  | 08/13/2007 |  |  |  |  | NO | NO |  |  |  |  | BOEHRINGER LABORATORIES 10369261 78343 |  |  | Disposition |  |  |  | Equipment | PAAR:00-PVAR | 11/01/2019 |  | COOPER UNIVERSITY HOSPITAL |  |  | SPD |  | David Frye
|  | BOEHRINGER LABORATORIES | BOEHRINGER LABORATORIES 3700 SERIES |  |  | SPD |  |  |  | 08/13/2007 |  |  |  |  | NO | NO |  |  |  |  | BOEHRINGER LABORATORIES 10369260 78743 |  |  | Disposition |  |  |  | Equipment | PAAR:00-PVAR | 11/02/2019 |  | COOPER UNIVERSITY HOSPITAL |  |  | SPD |  | David Frye
|  | BOEHRINGER LABORATORIES | BOEHRINGER LABORATORIES 3700 SERIES |  |  | SPD |  |  |  | 08/13/2007 |  |  |  |  | NO | NO |  |  |  |  | BOEHRINGER LABORATORIES 10369253 74934 |  |  | Disposition |  |  |  | Equipment | PAAR:00-PVAR | 11/01/2019 |  | COOPER UNIVERSITY HOSPITAL |  |  | SPECIAL TEST |  | David Frye
|  | BOEHRINGER LABORATORIES | BOEHRINGER LABORATORIES 3700 SERIES |  |  | MED/SURG 6 PAVILION |  |  | excluded | 10/19/2007 |  |  |  |  | NO | NO |  |  |  |  | BOEHRINGER LABORATORIES 10369131 78316 |  |  | Active |  | 99:99:99:99:99:99 |  | Equipment | PAAR:00-PVAR | 11/01/2019 |  | COOPER UNIVERSITY HOSPITAL |  |  | P626 | WOT00000002203067 | BRIAN OSHAUGHNESSY | Disposition | Closed | Michael Youch | 02/14/2019 | 05/20/2019 | Bulk Disposition CNL
|  | BOEHRINGER LABORATORIES | BOEHRINGER LABORATORIES 3700 SERIES |  | Not Known | MED/SURG 6 PAVILION |  |  | excluded | 08/16/2006 |  |  |  |  | NO | NO |  |  |  |  | BOEHRINGER LABORATORIES 10369125 Not Known |  |  | Active |  | 99:99:99:99:99:99 |  | Equipment | PAAR:00-PVAR | 11/02/2019 |  | COOPER UNIVERSITY HOSPITAL |  |  | P635 | WOT00000002203039 | BRIAN OSHAUGHNESSY | Disposition | Closed | Michael Youch | 02/14/2019 | 05/17/2019 | Bulk Disposition CNL
|  | BOEHRINGER LABORATORIES | BOEHRINGER LABORATORIES 3700 SERIES |  |  | MED/SURG 6 PAVILION |  |  | excluded | 08/16/2006 |  |  |  |  | NO | NO |  |  |  |  | BOEHRINGER LABORATORIES 10369126 61158 |  |  | Active |  | 99:99:99:99:99:99 |  | Equipment | PAAR:00-PVAR | 11/01/2019 |  | COOPER UNIVERSITY HOSPITAL |  |  | P635 | WOT00000002203046 | BRIAN OSHAUGHNESSY | Disposition | Closed | Michael Youch | 02/14/2019 | 05/17/2019 | Bulk Disposition CNL
|  | BOEHRINGER LABORATORIES | BOEHRINGER LABORATORIES 3700 SERIES |  |  | MED/SURG 6 PAVILION |  |  | excluded | 04/07/2005 |  |  |  |  | NO | NO |  |  |  |  | BOEHRINGER LABORATORIES 10369123 03753 |  |  | Active |  | 99:99:99:99:99:99 |  | Equipment | PAAR:00-PVAR | 11/02/2019 |  | COOPER UNIVERSITY HOSPITAL |  |  | P636 |  | BRIAN OSHAUGHNESSY
|  | BOEHRINGER LABORATORIES | BOEHRINGER LABORATORIES 3700 SERIES |  | Not Known | MED/SURG 6 PAVILION |  |  | excluded | 01/01/1900 |  |  |  |  | NO | NO |  |  |  |  | BOEHRINGER LABORATORIES 10369113 Not Known |  |  | Active |  | 99:99:99:99:99:99 |  | Equipment | PAAR:00-PVAR | 11/02/2019 |  | COOPER UNIVERSITY HOSPITAL |  |  | P634 | WOT00000002203012 | BRIAN OSHAUGHNESSY | Disposition | Closed | Michael Youch | 02/14/2019 | 05/17/2019 | Bulk Disposition CNL
|  | BOEHRINGER LABORATORIES | BOEHRINGER LABORATORIES 3700 SERIES |  |  | MED/SURG 6 PAVILION |  |  | excluded | 08/16/2006 |  |  |  |  | NO | NO |  |  |  |  | BOEHRINGER LABORATORIES 10368912 66821 |  |  | Active |  | 99:99:99:99:99:99 |  | Equipment | PAAR:00-PVAR | 11/02/2019 |  | COOPER UNIVERSITY HOSPITAL |  |  | P641 | WOT00000002202555 | BRIAN OSHAUGHNESSY | Disposition | Closed | Michael Youch | 02/14/2019 | 05/19/2019 | Bulk Disposition CNL
|  | BOEHRINGER LABORATORIES | BOEHRINGER LABORATORIES 3700 SERIES |  |  | OR - KELEMEN 3 |  |  | excluded | 10/31/2019 |  |  |  |  | NO | NO |  |  |  |  | BOEHRINGER LABORATORIES 30294917 52524 |  |  | Active |  | 99:99:99:99:99:99 |  | Equipment | PAAR:00-PVAR | 10/31/2019 | 10/31/2019 | COOPER UNIVERSITY HOSPITAL |  |  |  | 0012651065 | DOMINIC VENDETTA | Preventative Maintenance | Closed | Josh Harris | 10/31/2019 | 10/31/2019 | PERFORMANCE ASSURANCE AT INVENTORY | INVENTORIED DEVICE AND ENSURED DEVICE WAS FUNCTIONING PROPERLY. | 8D772282-A946-42D3-B61E-592D34419B23 | Labor | 10/31/2019 | 10/31/2019 | Salvatore Bombara
|  | BOEHRINGER LABORATORIES | BOEHRINGER LABORATORIES 3700 SERIES |  |  | OR - KELEMEN 3 |  |  | excluded | 10/31/2019 |  |  |  |  | NO | NO |  |  |  |  | BOEHRINGER LABORATORIES 30294915 6221 |  |  | Active |  | 99:99:99:99:99:99 |  | Equipment | PAAR:00-PVAR | 10/31/2019 | 10/31/2019 | COOPER UNIVERSITY HOSPITAL |  |  |  | 0012651062 | DOMINIC VENDETTA | Preventative Maintenance | Closed | Josh Harris | 10/31/2019 | 10/31/2019 | PERFORMANCE ASSURANCE AT INVENTORY | INVENTORIED DEVICE AND ENSURED DEVICE WAS FUNCTIONING PROPERLY. | 0F6BD37D-18AD-4872-81CF-E475C68B5E2E | Labor | 10/31/2019 | 10/31/2019 | Salvatore Bombara
|  | BOEHRINGER LABORATORIES | BOEHRINGER LABORATORIES 3700 SERIES |  |  | OR - KELEMEN 3 |  |  | excluded | 10/31/2019 |  |  |  |  | NO | NO |  |  |  |  | BOEHRINGER LABORATORIES 30294913 06148 |  |  | Active |  | 99:99:99:99:99:99 |  | Equipment | PAAR:00-PVAR | 10/31/2019 | 10/31/2019 | COOPER UNIVERSITY HOSPITAL |  |  |  | 0012651054 | DOMINIC VENDETTA | Preventative Maintenance | Closed | Josh Harris | 10/31/2019 | 10/31/2019 | PERFORMANCE ASSURANCE AT INVENTORY | INVENTORIED DEVICE AND ENSURED DEVICE WAS FUNCTIONING PROPERLY. | 0612A7FA-1AF3-460E-9959-1D9DFBC58FFC | Labor | 10/31/2019 | 10/31/2019 | Salvatore Bombara
|  | BOEHRINGER LABORATORIES | BOEHRINGER LABORATORIES 3700 SERIES |  |  | OR - KELEMEN 3 |  |  | excluded | 10/31/2019 |  |  |  |  | NO | NO |  |  |  |  | BOEHRINGER LABORATORIES 30294914 06221 |  |  | Active |  | 99:99:99:99:99:99 |  | Equipment | PAAR:00-PVAR | 10/31/2019 | 10/31/2019 | COOPER UNIVERSITY HOSPITAL |  |  |  | 0012651057 | DOMINIC VENDETTA | Performance Verification | Closed | Josh Harris | 10/31/2019 | 10/31/2019 | INCOMING INVENTORY | DEVICE INVENTORIED | 8E51C188-A034-4B84-A238-DA2206A68F34 | Labor | 10/31/2019 | 10/31/2019 | Josh Harris
|  | BOEHRINGER LABORATORIES | BOEHRINGER LABORATORIES 3700 SERIES |  |  | OR - KELEMEN 3 |  |  | excluded | 10/31/2019 |  |  |  |  | NO | NO |  |  |  |  | BOEHRINGER LABORATORIES 30294912 06269 |  |  | Active |  | 99:99:99:99:99:99 |  | Equipment | PAAR:00-PVAR | 10/31/2019 | 10/31/2019 | COOPER UNIVERSITY HOSPITAL |  |  |  | 0012651050 | DOMINIC VENDETTA | Preventative Maintenance | Closed | Josh Harris | 10/31/2019 | 10/31/2019 | PERFORMANCE ASSURANCE AT INVENTORY | INVENTORIED DEVICE AND ENSURED DEVICE WAS FUNCTIONING PROPERLY. | 666BF538-B624-47A8-9F98-C3D15410FBC9 | Labor | 10/31/2019 | 10/31/2019 | Salvatore Bombara
|  | BOEHRINGER LABORATORIES | BOEHRINGER LABORATORIES 3700 SERIES |  |  | OR - KELEMEN 3 |  |  | excluded | 10/31/2019 |  |  |  |  | NO | NO |  |  |  |  | BOEHRINGER LABORATORIES 30294909 03750 |  |  | Active |  | 99:99:99:99:99:99 |  | Equipment | PAAR:00-PVAR | 10/31/2019 | 10/31/2019 | COOPER UNIVERSITY HOSPITAL |  |  |  | 0012651046 | DOMINIC VENDETTA | Preventative Maintenance | Closed | Josh Harris | 10/31/2019 | 10/31/2019 | PERFORMANCE ASSURANCE AT INVENTORY | INVENTORIED DEVICE AND ENSURED DEVICE WAS FUNCTIONING PROPERLY. | E93CD0CA-6B8F-4771-B4D8-C0E2FF4E7C0B | Labor | 10/31/2019 | 10/31/2019 | Salvatore Bombara
|  | BOEHRINGER LABORATORIES | BOEHRINGER LABORATORIES 3700 SERIES |  | Not Known | OR - KELEMEN 3 |  |  | excluded | 10/31/2019 |  |  |  |  | NO | NO |  |  |  |  | BOEHRINGER LABORATORIES 30294908 Not Known |  |  | Active |  | 99:99:99:99:99:99 |  | Equipment | PAAR:00-PVAR | 10/31/2019 | 10/31/2019 | COOPER UNIVERSITY HOSPITAL |  |  |  | 0012651043 | DOMINIC VENDETTA | Preventative Maintenance | Closed | Josh Harris | 10/31/2019 | 10/31/2019 | PERFORMANCE ASSURANCE AT INVENTORY | INVENTORIED DEVICE AND ENSURED DEVICE WAS FUNCTIONING PROPERLY. | 55F5F7D0-7DDF-4312-B423-1A42021CBB3E | Labor | 10/31/2019 | 10/31/2019 | Salvatore Bombara
|  | BOEHRINGER LABORATORIES | BOEHRINGER LABORATORIES 3700 SERIES |  |  | OR - KELEMEN 3 |  |  | excluded | 10/31/2019 |  |  |  |  | NO | NO |  |  |  |  | BOEHRINGER LABORATORIES 30294907 06259 |  |  | Active |  | 99:99:99:99:99:99 |  | Equipment | PAAR:00-PVAR | 10/31/2019 | 10/31/2019 | COOPER UNIVERSITY HOSPITAL |  |  |  | 0012651037 | DOMINIC VENDETTA | Preventative Maintenance | Closed | Josh Harris | 10/31/2019 | 10/31/2019 | PERFORMANCE ASSURANCE AT INVENTORY | INVENTORIED DEVICE AND ENSURED DEVICE WAS FUNCTIONING PROPERLY. | 9570B086-D931-4E89-B6FD-03C81BD0CE07 | Labor | 10/31/2019 | 10/31/2019 | Salvatore Bombara
|  | BOEHRINGER LABORATORIES | BOEHRINGER LABORATORIES 3700 SERIES |  |  | OR - KELEMEN 3 |  |  | excluded | 10/31/2019 |  |  |  |  | NO | NO |  |  |  |  | BOEHRINGER LABORATORIES 30294906 06459 |  |  | Active |  | 99:99:99:99:99:99 |  | Equipment | PAAR:00-PVAR | 10/31/2019 | 10/31/2019 | COOPER UNIVERSITY HOSPITAL |  |  |  | 0012651034 | DOMINIC VENDETTA | Preventative Maintenance | Closed | Josh Harris | 10/31/2019 | 10/31/2019 | PERFORMANCE ASSURANCE AT INVENTORY | INVENTORIED DEVICE AND ENSURED DEVICE WAS FUNCTIONING PROPERLY. | 790241A4-2731-49B0-8812-CBCB1A58A4BF | Labor | 10/31/2019 | 10/31/2019 | Salvatore Bombara
|  | BOEHRINGER LABORATORIES | BOEHRINGER LABORATORIES 3700 SERIES |  |  | OR - KELEMEN 3 |  |  | excluded | 10/31/2019 |  |  |  |  | NO | NO |  |  |  |  | BOEHRINGER LABORATORIES 30294904 03749 |  |  | Active |  | 99:99:99:99:99:99 |  | Equipment | PAAR:00-PVAR | 10/31/2019 | 10/31/2019 | COOPER UNIVERSITY HOSPITAL |  |  |  | 0012651024 | DOMINIC VENDETTA | Performance Verification | Closed | Josh Harris | 10/31/2019 | 10/31/2019 | INCOMING INVENTORY | DEVICE INVENTORIED | 38E308CF-9B03-4DF7-816A-40534A4B5BC4 | Labor | 10/31/2019 | 10/31/2019 | Josh Harris
|  | BOEHRINGER LABORATORIES | BOEHRINGER LABORATORIES 3700 SERIES |  |  | OR - KELEMEN 3 |  |  | excluded | 10/31/2019 |  |  |  |  | NO | NO |  |  |  |  | BOEHRINGER LABORATORIES 30294899 43264 |  |  | Active |  | 99:99:99:99:99:99 |  | Equipment | PAAR:00-PVAR | 10/31/2019 | 10/31/2019 | COOPER UNIVERSITY HOSPITAL |  |  |  | 0012651026 | DOMINIC VENDETTA | Performance Verification | Closed | Josh Harris | 10/31/2019 | 10/31/2019 | INCOMING INVENTORY | DEVICE INVENTORIED | 433F6B9D-817F-470E-868C-F3D8823EA3E4 | Labor | 10/31/2019 | 10/31/2019 | Josh Harris
|  | BOEHRINGER LABORATORIES | BOEHRINGER LABORATORIES 3700 SERIES |  |  | SPD |  |  |  | 10/19/2007 |  |  |  |  | NO | NO |  |  |  |  | BOEHRINGER LABORATORIES 10364998 78351 |  |  | Disposition |  |  |  | Equipment | PAAR:00-PVAR | 11/02/2019 |  | COOPER UNIVERSITY HOSPITAL |  |  | BIOMED |  | David Frye
|  | BOEHRINGER LABORATORIES | BOEHRINGER LABORATORIES 3700 SERIES |  |  | SPD |  |  |  | 08/19/2005 |  |  |  |  | NO | NO |  |  |  |  | BOEHRINGER LABORATORIES 10364970 46665 |  |  | Disposition |  |  |  | Equipment | PAAR:00-PVAR | 11/01/2019 |  | COOPER UNIVERSITY HOSPITAL |  |  | BIOMED SHOP |  | David Frye
|  | BOEHRINGER LABORATORIES | BOEHRINGER LABORATORIES 3700 SERIES |  |  | SPD |  |  |  | 02/17/2009 |  |  |  |  | NO | NO |  |  |  |  | BOEHRINGER LABORATORIES 10364963 88319 |  |  | Disposition |  |  |  | Equipment | PAAR:00-PVAR | 11/01/2019 |  | COOPER UNIVERSITY HOSPITAL |  |  | PAVILION ICU BED 10 |  | David Frye
|  | BOEHRINGER LABORATORIES | BOEHRINGER LABORATORIES 3700 SERIES |  |  | SPD |  |  |  | 08/19/2005 |  |  |  |  | NO | NO |  |  |  |  | BOEHRINGER LABORATORIES 10364912 46663 |  |  | Disposition |  |  |  | Equipment | PAAR:00-PVAR | 11/01/2019 |  | COOPER UNIVERSITY HOSPITAL |  |  | ICU BED 3 |  | David Frye
|  | BOEHRINGER LABORATORIES | BOEHRINGER LABORATORIES 3700 SERIES |  |  | INTENSIVE CARE UNIT |  |  | excluded | 12/14/2006 |  |  |  |  | NO | NO |  |  |  |  | BOEHRINGER LABORATORIES 10357170 03732 |  |  | Active |  | 99:99:99:99:99:99 |  | Equipment | PAAR:00-PVAR | 11/02/2019 |  | COOPER UNIVERSITY HOSPITAL |  |  | ICU | WOT00000000536849 | CAROLYN RUMELL | Disposition | Closed | Richard Jolly | 02/09/2018 | 05/13/2019 | Bulk Disposition CNL | Notification sent to technician and manager that this CEID has been marked as Could Not Locate (CNL). 33% SLA Warning: Notification sent to technician and manager that this CEID has been marked as Could Not Locate (CNL) for 30 days. 66% SLA Warning: Notification sent to technician and manager that this CEID has been marked as Could Not Locate (CNL) for 60 days. 99% SLA Warning: Notification sent to technician and manager that this CEID has been marked as Could Not Locate (CNL) for 90 days.
|  | BOEHRINGER LABORATORIES | BOEHRINGER LABORATORIES 3700 SERIES |  |  | INCU - KELEMEN S10 |  |  | excluded | 10/31/2019 |  |  |  |  | NO | NO |  |  |  |  | BOEHRINGER LABORATORIES 30225108 03722 |  |  | Active |  | 99:99:99:99:99:99 |  | Equipment | PAAR:00-PVAR | 10/31/2019 | 10/31/2019 | COOPER UNIVERSITY HOSPITAL |  |  |  | WOT00000000551577 | Lisa Brooks | Repair | Closed | Stephen Zubrzycki | 10/31/2019 | 10/31/2019 | Suction Regulator - won't vacuum/suction | Replaced front wall adapter with stock parts and VPO | EXP0145084 | Labor | 10/31/2019 | 10/31/2019 | Stephen Zubrzycki
|  | BOEHRINGER LABORATORIES | BOEHRINGER LABORATORIES 3700 SERIES |  |  | LABOR & DELIVERY |  |  |  | 09/24/2009 |  |  |  |  | NO | NO |  |  |  |  | BOEHRINGER LABORATORIES 10355113 06430 |  |  | Disposition |  |  |  | Equipment | PAAR:00-PVAR | 11/02/2019 |  | COOPER UNIVERSITY HOSPITAL |  |  | LABOR AND DELIVERY |  | JOANNA HORST
|  | BOEHRINGER LABORATORIES | BOEHRINGER LABORATORIES 3700 SERIES |  |  | SPD |  |  |  | 02/17/2009 |  |  |  |  | NO | NO |  |  |  |  | BOEHRINGER LABORATORIES 10354984 89836 |  |  | Disposition |  |  |  | Equipment | PAAR:00-PVAR | 11/02/2019 |  | COOPER UNIVERSITY HOSPITAL |  |  | BUMBLEEBEE BED 2 |  | David Frye
|  | BOEHRINGER LABORATORIES | BOEHRINGER LABORATORIES 3700 SERIES |  |  | SPD |  |  |  | 03/23/2007 |  |  |  |  | NO | NO |  |  |  |  | BOEHRINGER LABORATORIES 10354979 70013 |  |  | Disposition |  |  |  | Equipment | PAAR:00-PVAR | 11/02/2019 |  | COOPER UNIVERSITY HOSPITAL |  |  | BUMBLEEBEE BED 2 |  | David Frye
|  | BOEHRINGER LABORATORIES | BOEHRINGER LABORATORIES 3700 SERIES |  |  | INTENSIVE CARE NURSERY |  |  | excluded | 12/10/2007 |  |  |  |  | NO | NO |  |  |  |  | BOEHRINGER LABORATORIES 10354903 81862 |  |  | Active |  | 99:99:99:99:99:99 |  | Equipment | PAAR:00-PVAR | 11/02/2019 |  | COOPER UNIVERSITY HOSPITAL |  |  | OR 2 | WOT00000000519473 | JOANNE FOX | Disposition | Closed | Gene Amodei | 02/08/2018 | 05/14/2019 | Bulk Disposition CNL
|  | BOEHRINGER LABORATORIES | BOEHRINGER LABORATORIES 3700 SERIES |  |  | SPD |  |  |  | 08/16/2006 |  |  |  |  | NO | NO |  |  |  |  | BOEHRINGER LABORATORIES 10354893 52518 |  |  | Disposition |  |  |  | Equipment | PAAR:00-PVAR | 11/02/2019 |  | COOPER UNIVERSITY HOSPITAL |  |  | NICU-DOV12 |  | David Frye
|  | BOEHRINGER LABORATORIES | BOEHRINGER LABORATORIES 3700 SERIES |  |  | SPD |  |  |  | 02/04/2008 |  |  |  |  | NO | NO |  |  |  |  | BOEHRINGER LABORATORIES 10354875 81884 |  |  | Disposition |  |  |  | Equipment | PAAR:00-PVAR | 11/01/2019 |  | COOPER UNIVERSITY HOSPITAL |  |  | NICU-DOV12 |  | David Frye
|  | BOEHRINGER LABORATORIES | BOEHRINGER LABORATORIES 3700 SERIES |  |  | SPD |  |  |  | 11/02/2019 |  |  |  |  | NO | NO |  |  |  |  | BOEHRINGER LABORATORIES 30144058 06260 |  |  | Disposition |  |  |  | Equipment | PAAR:00-PVAR | 11/02/2019 | 11/02/2019 | COOPER UNIVERSITY HOSPITAL |  |  | OR 1 CATH |  | David Frye |  |  |  | 11/02/2019 | 11/02/2019 |  |  |  |  | 11/02/2019 | 11/02/2019
|  | BOEHRINGER LABORATORIES | BOEHRINGER LABORATORIES 3700 SERIES |  |  | INTENSIVE CARE NURSERY |  |  |  | 11/02/2019 |  |  |  |  | NO | NO |  |  |  |  | BOEHRINGER LABORATORIES 30143553 81881 |  |  | Disposition |  |  |  | Equipment | PAAR:00-PVAR | 11/02/2019 | 11/02/2019 | COOPER UNIVERSITY HOSPITAL |  |  | Cardinal Room |  | JOANNE FOX |  |  |  | 11/02/2019 | 11/02/2019 |  |  |  |  | 11/02/2019 | 11/02/2019
|  | BOEHRINGER LABORATORIES | BOEHRINGER LABORATORIES 3700 SERIES |  |  | INTENSIVE CARE NURSERY |  |  | excluded | 11/02/2019 |  |  |  |  | NO | NO |  |  |  |  | BOEHRINGER LABORATORIES 30143543 86956 |  |  | Active |  | 99:99:99:99:99:99 |  | Equipment | PAAR:00-PVAR | 11/02/2019 | 11/02/2019 | COOPER UNIVERSITY HOSPITAL |  |  | Dove Nursery | WOT00000000519726 | JOANNE FOX | Disposition | Closed | Gene Amodei | 11/02/2019 | 11/02/2019 | Bulk Disposition CNL |  |  |  | 11/02/2019 | 11/02/2019
|  | BOEHRINGER LABORATORIES | BOEHRINGER LABORATORIES 3700 SERIES |  |  | SPD |  |  |  | 11/02/2019 |  |  |  |  | NO | NO |  |  |  |  | BOEHRINGER LABORATORIES 3014354 81860 |  |  | Disposition |  |  |  | Equipment | PAAR:00-PVAR | 11/02/2019 | 11/02/2019 | COOPER UNIVERSITY HOSPITAL |  |  | Dove Nursery |  | David Frye |  |  |  | 11/02/2019 | 11/02/2019 |  |  |  |  | 11/02/2019 | 11/02/2019
|  | BOEHRINGER LABORATORIES | BOEHRINGER LABORATORIES 7700 SERIES 7700 |  | Not Known | OR - KELEMEN 3 |  |  | excluded | 10/31/2019 |  |  |  |  | NO | NO |  |  |  |  | BOEHRINGER LABORATORIES 30294911 Not Known |  |  | Active |  | 99:99:99:99:99:99 |  | Equipment | PAAR:00-PVAR | 10/31/2019 | 10/31/2019 | COOPER UNIVERSITY HOSPITAL |  |  |  | 0012651074 | DOMINIC VENDETTA | Preventative Maintenance | Closed | Josh Harris | 10/31/2019 | 10/31/2019 | PERFORMANCE ASSURANCE AT INVENTORY | INVENTORIED DEVICE AND ENSURED DEVICE WAS FUNCTIONING PROPERLY. | BBA5A6C2-DDA1-49E3-9E97-7B6DA83D89F4 | Labor | 10/31/2019 | 10/31/2019 | Salvatore Bombara
|  | BOEHRINGER LABORATORIES | BOEHRINGER LABORATORIES 7700 SERIES 7700 |  | 01H197 | OR - KELEMEN 3 |  |  | excluded | 10/31/2019 |  |  |  |  | NO | NO |  |  |  |  | BOEHRINGER LABORATORIES 30294910 01H197 |  |  | Active |  | 99:99:99:99:99:99 |  | Equipment | PAAR:00-PVAR | 10/31/2019 | 10/31/2019 | COOPER UNIVERSITY HOSPITAL |  |  |  | 0012651068 | DOMINIC VENDETTA | Performance Verification | Closed | Josh Harris | 10/31/2019 | 10/31/2019 | INCOMING INVENTORY | DEVICE INVENTORIED | 4F5B6C6C-6FF2-4AA4-97C5-7E482AEE458D | Labor | 10/31/2019 | 10/31/2019 | Josh Harris
|  | BOEHRINGER LABORATORIES | BOEHRINGER LABORATORIES 7700 SERIES 7700 |  | 01H193 | OR - KELEMEN 3 |  |  | excluded | 10/31/2019 |  |  |  |  | NO | NO |  |  |  |  | BOEHRINGER LABORATORIES 30294905 01H193 |  |  | Active |  | 99:99:99:99:99:99 |  | Equipment | PAAR:00-PVAR | 10/31/2019 | 10/31/2019 | COOPER UNIVERSITY HOSPITAL |  |  |  | 0012651017 | DOMINIC VENDETTA | Performance Verification | Closed | Josh Harris | 10/31/2019 | 10/31/2019 | INCOMING INVENTORY | DEVICE INVENTORIED | E966F35F-9E54-44CE-B654-3EDF7DA01FB2 | Labor | 10/31/2019 | 10/31/2019 | Josh Harris
|  | BOEHRINGER LABORATORIES | BOEHRINGER LABORATORIES 7700 SERIES 7700 |  | 01H195 | OR - KELEMEN 3 |  |  | excluded | 10/31/2019 |  |  |  |  | NO | NO |  |  |  |  | BOEHRINGER LABORATORIES 30294903 01H195 |  |  | Active |  | 99:99:99:99:99:99 |  | Equipment | PAAR:00-PVAR | 10/31/2019 | 10/31/2019 | COOPER UNIVERSITY HOSPITAL |  |  |  | 0012651016 | DOMINIC VENDETTA | Preventative Maintenance | Closed | Josh Harris | 10/31/2019 | 10/31/2019 | PERFORMANCE ASSURANCE AT INVENTORY | INVENTORIED DEVICE AND ENSURED DEVICE WAS FUNCTIONING PROPERLY. | 5A1D4B47-5B1B-43A6-8A85-72F9DA534929 | Labor | 10/31/2019 | 10/31/2019 | Salvatore Bombara
|  | BOEHRINGER LABORATORIES | BOEHRINGER LABORATORIES 7700 SERIES 7700 |  | 01H209 | OR - KELEMEN 3 |  |  | excluded | 10/31/2019 |  |  |  |  | NO | NO |  |  |  |  | BOEHRINGER LABORATORIES 30294902 01H209 |  |  | Active |  | 99:99:99:99:99:99 |  | Equipment | PAAR:00-PVAR | 10/31/2019 | 10/31/2019 | COOPER UNIVERSITY HOSPITAL |  |  |  | 0012651013 | DOMINIC VENDETTA | Performance Verification | Closed | Josh Harris | 10/31/2019 | 10/31/2019 | INCOMING INVENTORY | DEVICE INVENTORIED | 5D17C7BD-97EB-4BB3-A913-9ED6504A0ACC | Labor | 10/31/2019 | 10/31/2019 | Josh Harris
|  | BOEHRINGER LABORATORIES | BOEHRINGER LABORATORIES 7700 SERIES 7700 |  | 01H188 | OR - KELEMEN 3 |  |  | excluded | 10/31/2019 |  |  |  |  | NO | NO |  |  |  |  | BOEHRINGER LABORATORIES 30294898 01H188 |  |  | Active |  | 99:99:99:99:99:99 |  | Equipment | PAAR:00-PVAR | 10/31/2019 | 10/31/2019 | COOPER UNIVERSITY HOSPITAL |  |  |  | 0012651008 | DOMINIC VENDETTA | Preventative Maintenance | Closed | Josh Harris | 10/31/2019 | 10/31/2019 | PERFORMANCE ASSURANCE AT INVENTORY | INVENTORIED DEVICE AND ENSURED DEVICE WAS FUNCTIONING PROPERLY. | 999F551E-8673-45F1-86AF-119F04391373 | Labor | 10/31/2019 | 10/31/2019 | Salvatore Bombara
|  | BOEKEL SCIENTIFIC | BOEKEL SCIENTIFIC 107800 |  |  | LAB CHEMISTRY |  |  |  | 01/01/2001 |  |  |  |  | NO | NO |  |  |  |  | BOEKEL SCIENTIFIC 10368955 092914122 |  |  | Disposition |  |  |  | Equipment | 1Y:00-MFG | 03/14/2016 | 03/01/2020 | COOPER UNIVERSITY HOSPITAL |  |  | RM 310 |  | Barbara Snyder
|  | BOEKEL SCIENTIFIC | BOEKEL SCIENTIFIC 1372 |  |  | LAB CHEMISTRY |  |  |  | 01/01/1900 |  |  |  |  | NO | NO |  |  |  |  | BOEKEL SCIENTIFIC 10367939 01861 |  |  | Disposition |  |  |  | Equipment | 1Y:00-MFG | 03/16/2016 | 03/01/2020 | COOPER UNIVERSITY HOSPITAL |  |  | AUTOCLAVE - P040 |  | Barbara Snyder
|  | BOEKEL SCIENTIFIC | BOEKEL SCIENTIFIC 145700 |  |  | LAB HISTOLOGY |  |  |  | 01/01/1900 |  |  |  |  | NO | NO |  |  |  |  | BOEKEL SCIENTIFIC 10368027 01218 |  |  | Disposition |  |  |  | Equipment | 1Y:00-MFG | 09/16/2016 | 09/01/2020 | COOPER UNIVERSITY HOSPITAL |  |  | Histololgy |  | DALE MORRONE
|  | BOEKEL SCIENTIFIC | BOEKEL SCIENTIFIC 145700 |  |  | LAB HISTOLOGY |  |  |  | 01/01/1900 |  |  |  |  | NO | NO |  |  |  |  | BOEKEL SCIENTIFIC 10368020 01149 |  |  | Disposition |  |  |  | Equipment | 1Y:00-MFG | 09/16/2016 | 09/01/2020 | COOPER UNIVERSITY HOSPITAL |  |  | HISTOLOGY |  | DALE MORRONE
|  | BOEKEL SCIENTIFIC | BOEKEL SCIENTIFIC 145801 |  |  | LAB HISTOLOGY |  |  |  | 01/01/1900 |  |  |  |  | NO | NO |  |  |  |  | BOEKEL SCIENTIFIC 10368024 045006468 |  |  | Disposition |  |  |  | Equipment | 1Y:00-MFG | 09/23/2016 | 09/01/2020 | COOPER UNIVERSITY HOSPITAL |  |  | Room 129 |  | DALE MORRONE
|  | BOEKEL SCIENTIFIC | BOEKEL SCIENTIFIC 145802 |  |  | LAB HISTOLOGY |  |  |  | 10/31/2019 |  |  |  |  | NO | NO |  |  |  |  | BOEKEL SCIENTIFIC 30144400 152873888 |  |  | Active |  | 99:99:99:99:99:99 |  | Equipment | PAAR:00-PVAR | 10/31/2019 | 10/31/2019 | COOPER UNIVERSITY HOSPITAL |  |  |  |  | DALE MORRONE |  |  |  | 10/31/2019 | 10/31/2019 |  |  |  |  | 10/31/2019 | 10/31/2019
|  | BOEKEL SCIENTIFIC | BOEKEL SCIENTIFIC LABWARE DRYER |  |  | COOPER CENTER FOR SPECIAL DIAGNOSTICS |  |  |  | 07/11/2013 |  |  |  |  | NO | NO |  |  |  |  | BOEKEL SCIENTIFIC 10365637 123345608 |  |  | Disposition |  |  |  | Equipment | 1Y:00-MFG | 06/15/2016 | 06/01/2020 | COOPER AMBULATORY OFF-SITES |  |  | CENTER |  | DR. BARNOWSKY
|  | BOEKEL SCIENTIFIC | BOEKEL SCIENTIFIC TAP DANCER |  |  | COOPER CENTER FOR SPECIAL DIAGNOSTICS |  |  |  | 08/07/2008 |  |  |  |  | NO | NO |  |  |  |  | BOEKEL SCIENTIFIC 10365679 081903089 |  |  | Active |  | 99:99:99:99:99:99 |  | Equipment | 1Y:00-MFG | 06/18/2019 | 06/01/2020 | COOPER AMBULATORY OFF-SITES |  |  | E+R - Main Lab |  | DR. BARNOWSKY
|  | BOSTON SCIENTIFIC | BOSTON SCIENTIFIC GALAXY |  | 1N04011ABD | LAB MICROBIOLOGY |  |  |  | 07/24/2015 |  |  |  |  | NO | NO |  |  |  |  | BOSTON SCIENTIFIC 24426 1N04011ABD |  |  | Disposition |  |  |  | Equipment | 1Y:00-MFG | 07/24/2015 | 07/24/2015 | COOPER UNIVERSITY HOSPITAL |  |  | MICROBIOLOGY |  | COURTNEY BARRY |  |  |  | 07/24/2015 | 07/24/2015 |  |  |  |  | 07/24/2015 | 07/24/2015
|  | BOSTON SCIENTIFIC | BOSTON SCIENTIFIC HYDRO THERMABLATOR |  | N1554KH | OR - KELEMEN 3 |  |  |  | 12/08/2010 |  |  |  |  | NO | NO |  |  |  |  | BOSTON SCIENTIFIC 10355413 N1554KH |  |  | Disposition |  |  |  | Equipment | 1Y:00-MFG | 12/09/2015 | 12/01/2020 | COOPER UNIVERSITY HOSPITAL |  |  | P5 STORAGE RM |  | DOMINIC VENDETTA
|  | BOSTON SCIENTIFIC | BOSTON SCIENTIFIC LATITUDE CONSULT SYSTEM |  |  | VOORHEES CARDIOLOGY SUITE 102 |  |  |  | 12/08/2017 |  |  |  |  | NO | NO |  |  |  |  | BOSTON SCIENTIFIC 10732207 057089 |  |  | Active |  | 99:99:99:99:99:99 |  | Equipment | PAAR:00-PVAR | 10/31/2019 |  | COOPER AMBULATORY OFF-SITES |  |  |  | 0012586471 | MICHELE MOLINARI | Preventative Maintenance | Closed | Josh Harris | 12/27/2017 | 12/27/2017 | PERFORMANCE ASSURANCE AT INVENTORY | INVENTORIED DEVICE AND ENSURED DEVICE WAS FUNCTIONING PROPERLY. | 352106F5-DF53-45A1-A2DE-B74A233FEE0F | Labor | 12/08/2017 | 12/08/2017 | Kirk Lis
|  | BOSTON SCIENTIFIC | BOSTON SCIENTIFIC SPYGLASS |  |  | SPECIAL TEST |  |  |  | 11/02/2019 |  |  |  |  | NO | NO |  |  |  |  | BOSTON SCIENTIFIC 30144941 081308 |  |  | Disposition |  |  |  | Equipment | PAAR:00-PVAR | 11/02/2019 | 11/02/2019 | COOPER UNIVERSITY HOSPITAL |  |  | FLUROSCOPY |  | AMY HANNAN |  |  |  | 11/02/2019 | 11/02/2019 |  |  |  |  | 11/02/2019 | 11/02/2019
|  | BOSTON SCIENTIFIC | BOSTON SCIENTIFIC SPYGLASS CAMERA |  |  | SPECIAL TEST |  |  |  | 11/02/2019 |  |  |  |  | NO | NO |  |  |  |  | BOSTON SCIENTIFIC 30144942 112508 |  |  | Disposition |  |  |  | Equipment | PAAR:00-PVAR | 11/02/2019 | 11/02/2019 | COOPER UNIVERSITY HOSPITAL |  |  | FLUROSCOPY |  | AMY HANNAN |  |  |  | 11/02/2019 | 11/02/2019 |  |  |  |  | 11/02/2019 | 11/02/2019
D0980 |  | BOSTON SCIENTIFIC | BOSTON SCIENTIFIC SYMPHION 6.3 |  | D0980 | CENTRAL STERILE PROCESSING |  |  |  | 10/31/2019 |  |  |  |  | NO | NO |  |  |  |  | BOSTON SCIENTIFIC D0980 D0980 |  |  | Active |  |  |  | Equipment | PAAR:00-PVAR | 10/31/2019 | 10/31/2019 | COOPER UNIVERSITY HOSPITAL |  |  | CSP | WOT00000002133006 | GINA GAROZZO | Performance Verification | Closed | Kenneth Krips | 10/31/2019 | 10/31/2019 | Performance Verification for BOSTON SCIENTIFIC D0980 D0980 | Initial Install of Performance Verification. Device is ready for patient use. |  |  | 10/31/2019 | 10/31/2019
D0975 |  | BOSTON SCIENTIFIC | BOSTON SCIENTIFIC SYMPHION 6.3 |  | D0975 | CENTRAL STERILE PROCESSING |  |  |  | 10/31/2019 |  |  |  |  | NO | NO |  |  |  |  | BOSTON SCIENTIFIC D0975 D0975 |  |  | Active |  |  |  | Equipment | PAAR:00-PVAR | 10/31/2019 | 10/31/2019 | COOPER UNIVERSITY HOSPITAL |  |  | CSP | WOT00000002132980 | GINA GAROZZO | Performance Verification | Closed | Kenneth Krips | 10/31/2019 | 10/31/2019 | Performance Verification for BOSTON SCIENTIFIC D0975 D0975 | Initial Install of Performance Verification. Device is ready for patient use. |  |  | 10/31/2019 | 10/31/2019
|  | BOSTON SCIENTIFIC | BOSTON SCIENTIFIC ZOOM LATITUDE |  |  | CARDIAC CATH LAB |  |  |  | 10/16/2019 |  |  |  |  | NO | NO |  |  |  |  | BOSTON SCIENTIFIC 25433 051283 |  |  | Disposition |  |  |  | Equipment | PAAR:00-PVAR | 10/16/2019 | 10/16/2019 | COOPER UNIVERSITY HOSPITAL |  |  | HALLWAY NEAR EP 1 AND 2 |  | LINDA BEAN |  |  |  | 10/16/2019 | 10/16/2019 |  |  |  |  | 10/16/2019 | 10/16/2019
|  | BOSTON SCIENTIFIC | BOSTON SCIENTIFIC ZOOM LATITUDE |  |  | CARDIAC CATH LAB |  |  |  | 02/01/2014 |  |  |  |  | NO | NO |  |  |  |  | BOSTON SCIENTIFIC 10725021 057640 |  |  | Active |  | 99:99:99:99:99:99 |  | Equipment | PAAR:00-PVAR | 11/02/2019 |  | COOPER UNIVERSITY HOSPITAL |  |  | CCL - HOLDING HALLWAY | 0012317684 | LINDA BEAN | Alert | Closed | Charles Santomero | 10/24/2017 | 10/31/2017 | SFT000121: Boston Scientifc - Zoom Latitude: Vulnerabilities Exist in the Encryption of PHI when PHI at Rest | 10/31/2017 10:47:40 AM CTSANTOMERO (CTSANTOMERO 10/31/2017 8:00 AM) THE MANUFACTURER WILL NOT BE ISSUING A PRODUCT UPDATE TO ADDRESS THIS ISSUE. THE RECOMMENDATIONS IN THE ALERT HAVE BEEN FOLLOWED. BOSTON SCIENTIFIC WILL NOT BE ISSUING A PRODUCT UPDATE TO ADDRESS THE IDENTIFIED VULNERABILITIES IN THE ZOOM LATITUDE PRM ? MODEL 3120. RECOMMENDED CUSTOMER ACTION: BOSTON SCIENTIFIC HAS IDENTIFIED COMPENSATING CONTROLS TO REDUCE THE RISK OF EXPLOITATION AND RECOMMENDS THAT USERS IMPLEMENT THE FOLLOWING MEASURES: CONTROL ACCESS TO THE DEVICE AND ENSURE ALL ACCESS IS PROPERLY INVENTORIED. MAINTAIN THE DEVICE IN A SECURE OR LOCKED LOCATION WHEN NOT IN USE, AND REMOVE PHI PRIOR TO RETIRING OR REMOVING THE DEVICE FROM THE FACILITY. INSTRUCTIONS FOR REMOVING PHI ARE OUTLINED IN THE OPERATOR?S MANUAL" | F8BE61EA-E39E-4234-B9D2-BA245E953C38 | Labor | 10/31/2017 | 10/31/2017 | Charles Santomero
|  | BOSTON SCIENTIFIC | BOSTON SCIENTIFIC ZOOM LATITUDE |  |  | WOODSTOWN - CARDIOLOGY |  |  |  | 01/01/1900 |  |  |  |  | NO | NO |  |  |  |  | BOSTON SCIENTIFIC 10345901 066602 |  |  | Active |  | 99:99:99:99:99:99 |  | Equipment | PAAR:00-PVAR | 11/02/2019 |  | COOPER AMBULATORY OFF-SITES |  |  | MOVES | 0012317657 | SUSAN WHITZELL | Alert | Closed | Michael Youch | 10/24/2017 | 10/31/2017 | SFT000121: Boston Scientifc - Zoom Latitude: Vulnerabilities Exist in the Encryption of PHI when PHI at Rest | 10/31/2017 10:50:05 AM MDYOUCH (MDYOUCH 10/31/2017 10:00 AM) SITE MANAGER HAS BEEN MADE AWARE OF THE ISSUE AND WILL HANDLE WITH THE STAFF. | 8BBDA724-6201-4561-8AC5-F3089DCC644C | Labor | 10/31/2017 | 10/31/2017 | Michael Youch
|  | BOYD INDUSTRIES | BOYD INDUSTRIES M-2000-CB |  |  | BUNKER HILL-ORAL SURGERY |  |  |  | 01/01/2001 |  |  |  |  | NO | NO |  |  |  |  | BOYD INDUSTRIES 07554 28125 |  |  | Disposition |  |  |  | Equipment | 1Y:00-MFG | 09/22/2015 | 09/01/2020 | COOPER AMBULATORY OFF-SITES |  |  | DENTAL SURGERY |  | BARBARA DIPINTO
|  | BRANSON ULTRASONICS CORP | BRANSON ULTRASONICS CORP B-22-4 |  | A52440 | LAB CHEMISTRY |  |  | gone per gene | 01/01/1900 |  |  |  |  | NO | NO |  |  |  |  | BRANSON ULTRASONICS CORP 10360265 A52440 |  |  | Active |  | 99:99:99:99:99:99 |  | Equipment | 1Y:00-MFG | 03/22/2019 | 03/01/2020 | COOPER UNIVERSITY HOSPITAL |  |  | wash room |  | Barbara Snyder
|  | BRANSON ULTRASONICS CORP | BRANSON ULTRASONICS CORP BRANSON 200 |  | BU009212 | MOORESTOWN-CLEFT PALATE |  |  |  | 01/01/1900 |  |  |  |  | NO | NO |  |  |  |  | BRANSON ULTRASONICS CORP 10366165 BU009212 |  |  | Disposition |  |  |  | Equipment | PAAR:00-PVAR | 11/02/2019 |  | COOPER AMBULATORY OFF-SITES |  |  | EXAM 2 | 0011642200 | MARILYN COHEN | Repair | Closed | Bonnie Aichroth | 05/17/2017 | 05/17/2017 | ULTRASONIC CLEANING SYSTEM - RETIRE - TMX | 5/17/2017 8:46:55 AM BGAICHROTH DEPARTMENT TRASHED UNIT PER MARILYNN COHEN 5/17/2017 8:46:57 AM BGAICHROTH This device has been removed from an active status with the RSQ Database, and physically removed from the facility. Device retired on 5/17/2017; Authorized By: MARILYN COHEN; Nature of Retirement: NO LONGER NEEDED; Days In Service: 713 | D1ED95F4-3D15-4877-BC05-968F5FB79AFA | Labor | 05/17/2017 | 05/17/2017 | Bonnie Aichroth
|  | BRAUN THERMOSCAN | BRAUN THERMOSCAN 6014 |  |  | HADDON HEIGHTS-FAMILY MEDICINE |  |  |  | 03/19/2009 |  |  |  |  | NO | NO |  |  |  |  | BRAUN THERMOSCAN 10365793 601.1 |  |  | Disposition |  |  |  | Equipment | PAAR:00-PVAR | 11/01/2019 |  | COOPER AMBULATORY OFF-SITES |  |  | DISPOSITION |  | KELLIE STOUT
|  | BRAUN THERMOSCAN | BRAUN THERMOSCAN 6021 |  |  | 3 COOPER-GAMMA KNIFE |  |  | excluded | 11/02/2019 |  |  |  |  | NO | NO |  |  |  |  | BRAUN THERMOSCAN 30071325 11112173092 |  |  | Active |  | 99:99:99:99:99:99 |  | Equipment | PAAR:00-PVAR | 11/02/2019 | 11/02/2019 | COOPER AMBULATORY OFF-SITES |  |  | SUITE 180 - EXAM 192 |  | ANNE BEXTON |  |  |  | 11/02/2019 | 11/02/2019 |  |  |  |  | 11/02/2019 | 11/02/2019
|  | BRAUN THERMOSCAN | BRAUN THERMOSCAN 6021 |  | VL60601 | PENNSVILLE-MEDICINE |  |  | excluded | 08/17/2016 |  |  |  |  | NO | NO |  |  |  |  | BRAUN THERMOSCAN 10505497 VL60601 |  |  | Active |  | 99:99:99:99:99:99 |  | Equipment | PAAR:00-PVAR | 10/31/2019 |  | COOPER AMBULATORY OFF-SITES |  |  | MOVES |  | Heather Rhodes
|  | BRAUN THERMOSCAN | BRAUN THERMOSCAN 6021 |  |  | COOPER DIGESTIVE HEALTH-ENDOSCOPY |  |  | excluded | 10/31/2019 |  |  |  |  | NO | NO |  |  |  |  | BRAUN THERMOSCAN 30146358 1109063294 |  |  | Active |  | 99:99:99:99:99:99 |  | Equipment | PAAR:00-PVAR | 10/31/2019 | 10/31/2019 | COOPER AMBULATORY OFF-SITES |  |  |  |  | JEANNE GREER |  |  |  | 10/31/2019 | 10/31/2019 |  |  |  |  | 10/31/2019 | 10/31/2019
|  | BRAUN THERMOSCAN | BRAUN THERMOSCAN 6021 |  |  | COOPER DIGESTIVE HEALTH-ENDOSCOPY |  |  | excluded | 10/31/2019 |  |  |  |  | NO | NO |  |  |  |  | BRAUN THERMOSCAN 30146357 11108664004 |  |  | Active |  | 99:99:99:99:99:99 |  | Equipment | PAAR:00-PVAR | 10/31/2019 | 10/31/2019 | COOPER AMBULATORY OFF-SITES |  |  |  |  | JEANNE GREER |  |  |  | 10/31/2019 | 10/31/2019 |  |  |  |  | 10/31/2019 | 10/31/2019
|  | BRAUN THERMOSCAN | BRAUN THERMOSCAN 6021 |  |  | COOPER DIGESTIVE HEALTH-ENDOSCOPY |  |  | excluded | 01/23/2008 |  |  |  |  | NO | NO |  |  |  |  | BRAUN THERMOSCAN 10347082 11109144804 |  |  | Active |  | 99:99:99:99:99:99 |  | Equipment | PAAR:00-PVAR | 11/02/2019 |  | COOPER AMBULATORY OFF-SITES |  |  | Suite 102 - Holding |  | JEANNE GREER
|  | BRAUN THERMOSCAN | BRAUN THERMOSCAN 6021 |  |  | COOPER DIGESTIVE HEALTH-ENDOSCOPY |  |  | excluded | 01/23/2008 |  |  |  |  | NO | NO |  |  |  |  | BRAUN THERMOSCAN 10347079 11108781765 |  |  | Active |  | 99:99:99:99:99:99 |  | Equipment | PAAR:00-PVAR | 11/02/2019 |  | COOPER AMBULATORY OFF-SITES |  |  | Suite 102 - Holding |  | JEANNE GREER
|  | BRAUN THERMOSCAN | BRAUN THERMOSCAN 6021 |  |  | COOPER DIGESTIVE HEALTH-ENDOSCOPY |  |  | excluded | 01/23/2008 |  |  |  |  | NO | NO |  |  |  |  | BRAUN THERMOSCAN 10347066 11108662351 |  |  | Active |  | 99:99:99:99:99:99 |  | Equipment | PAAR:00-PVAR | 11/02/2019 |  | COOPER AMBULATORY OFF-SITES |  |  | Suite 102 - Holding |  | JEANNE GREER
|  | BRAUN THERMOSCAN | BRAUN THERMOSCAN 6021 |  | Not Known | COOPER DIGESTIVE HEALTH-ENDOSCOPY |  |  | excluded | 01/01/1900 |  |  |  |  | NO | NO |  |  |  |  | BRAUN THERMOSCAN 10347061 Not Known |  |  | Active |  | 99:99:99:99:99:99 |  | Equipment | PAAR:00-PVAR | 11/02/2019 |  | COOPER AMBULATORY OFF-SITES |  |  | Suite 102 - Holding |  | JEANNE GREER
|  | BRAUN THERMOSCAN | BRAUN THERMOSCAN 6021 |  | Not Known | COOPER DIGESTIVE HEALTH-ENDOSCOPY |  |  | excluded | 01/01/1900 |  |  |  |  | NO | NO |  |  |  |  | BRAUN THERMOSCAN 10347058 Not Known |  |  | Active |  | 99:99:99:99:99:99 |  | Equipment | PAAR:00-PVAR | 11/01/2019 |  | COOPER AMBULATORY OFF-SITES |  |  | Suite 102 - Holding |  | JEANNE GREER
|  | BRAUN THERMOSCAN | BRAUN THERMOSCAN 6021 |  |  | COOPER DIGESTIVE HEALTH-ENDOSCOPY |  |  | excluded | 01/23/2008 |  |  |  |  | NO | NO |  |  |  |  | BRAUN THERMOSCAN 10347055 11109066383 |  |  | Active |  | 99:99:99:99:99:99 |  | Equipment | PAAR:00-PVAR | 11/02/2019 |  | COOPER AMBULATORY OFF-SITES |  |  | PROCEDURE ROOM |  | JEANNE GREER
|  | BRAUN THERMOSCAN | BRAUN THERMOSCAN 6021 |  |  | COOPER DIGESTIVE HEALTH-ENDOSCOPY |  |  | excluded | 01/23/2008 |  |  |  |  | NO | NO |  |  |  |  | BRAUN THERMOSCAN 10347047 11109068576 |  |  | Active |  | 99:99:99:99:99:99 |  | Equipment | PAAR:00-PVAR | 11/02/2019 |  | COOPER AMBULATORY OFF-SITES |  |  | Suite 102 - Holding |  | JEANNE GREER
|  | BRAUN THERMOSCAN | BRAUN THERMOSCAN 6021 |  |  | COOPER DIGESTIVE HEALTH-ENDOSCOPY |  |  | excluded | 01/23/2008 |  |  |  |  | NO | NO |  |  |  |  | BRAUN THERMOSCAN 10347045 11109070282 |  |  | Active |  | 99:99:99:99:99:99 |  | Equipment | PAAR:00-PVAR | 11/01/2019 |  | COOPER AMBULATORY OFF-SITES |  |  | Suite 102 - Holding |  | JEANNE GREER
|  | BRAUN THERMOSCAN | BRAUN THERMOSCAN 6021 |  |  | COOPER DIGESTIVE HEALTH-ENDOSCOPY |  |  | excluded | 01/01/1900 |  |  |  |  | NO | NO |  |  |  |  | BRAUN THERMOSCAN 10347031 21707 |  |  | Active |  | 99:99:99:99:99:99 |  | Equipment | PAAR:00-PVAR | 11/02/2019 |  | COOPER AMBULATORY OFF-SITES |  |  | Suite 102 - Holding |  | JEANNE GREER
|  | BRAUN THERMOSCAN | BRAUN THERMOSCAN 6021 |  |  | COOPER DIGESTIVE HEALTH-ENDOSCOPY |  |  | excluded | 01/23/2008 |  |  |  |  | NO | NO |  |  |  |  | BRAUN THERMOSCAN 10347026 1.1108522439e+011 |  |  | Active |  | 99:99:99:99:99:99 |  | Equipment | PAAR:00-PVAR | 11/02/2019 |  | COOPER AMBULATORY OFF-SITES |  |  | Suite 102 - Holding |  | JEANNE GREER
|  | BRAUN THERMOSCAN | BRAUN THERMOSCAN 6021 |  |  | PENNSVILLE-MEDICINE |  |  | excluded | 01/01/1900 |  |  |  |  | NO | NO |  |  |  |  | BRAUN THERMOSCAN 10345917 11108966548 |  |  | Active |  | 99:99:99:99:99:99 |  | Equipment | PAAR:00-PVAR | 11/02/2019 |  | COOPER AMBULATORY OFF-SITES |  |  | MOVES |  | Heather Rhodes
|  | BRAUN THERMOSCAN | BRAUN THERMOSCAN 6021 |  |  | PENNSVILLE-MEDICINE |  |  | excluded | 06/02/2012 |  |  |  |  | NO | NO |  |  |  |  | BRAUN THERMOSCAN 10345919 11107020185 |  |  | Active |  | 99:99:99:99:99:99 |  | Equipment | PAAR:00-PVAR | 11/02/2019 |  | COOPER AMBULATORY OFF-SITES |  |  | MOVES |  | Heather Rhodes
|  | BRAUN THERMOSCAN | BRAUN THERMOSCAN PRO 3000 |  | Not Known | CINNAMINSON URGENT CARE |  |  | excluded | 01/01/1900 |  |  |  |  | NO | NO |  |  |  |  | BRAUN THERMOSCAN 10365781 Not Known |  |  | Active |  | 99:99:99:99:99:99 |  | Equipment | PAAR:00-PVAR | 11/02/2019 |  | COOPER AMBULATORY OFF-SITES |  |  | NURSES STATION |  | MELISSA PORTOBANCO
|  | BRAUN THERMOSCAN | BRAUN THERMOSCAN PRO 4000 |  | 13212K05886 | COOPER DIGESTIVE HEALTH-ENDOSCOPY |  |  | excluded | 11/28/2017 |  |  |  |  | NO | NO |  |  |  |  | BRAUN THERMOSCAN 10732196 13212K05886 |  |  | Active |  | 99:99:99:99:99:99 |  | Equipment | PAAR:00-PVAR | 10/31/2019 |  | COOPER AMBULATORY OFF-SITES |  |  |  | 0012651307 | JEANNE GREER | Preventative Maintenance | Closed | Josh Harris | 01/12/2018 | 01/12/2018 | PERFORMANCE ASSURANCE AT INVENTORY | INVENTORIED DEVICE AND ENSURED DEVICE WAS FUNCTIONING PROPERLY. | 32090EE3-8D94-4540-AB4D-9919418F5780 | Labor | 11/28/2017 | 11/28/2017 | Kirk Lis
|  | BRAUN THERMOSCAN | BRAUN THERMOSCAN PRO 4000 |  | 15912K05992 | COOPER DIGESTIVE HEALTH-ENDOSCOPY |  |  | excluded | 11/28/2017 |  |  |  |  | NO | NO |  |  |  |  | BRAUN THERMOSCAN 10732201 15912K05992 |  |  | Active |  | 99:99:99:99:99:99 |  | Equipment | PAAR:00-PVAR | 10/31/2019 |  | COOPER AMBULATORY OFF-SITES |  |  |  | 0012651304 | JEANNE GREER | Performance Verification | Closed | Josh Harris | 01/12/2018 | 01/12/2018 | INCOMING INVENTORY | DEVICE INVENTORIED | FE09C184-B6A5-42FA-8EA7-019BD4483A09 | Labor | 01/12/2018 | 01/12/2018 | Josh Harris
|  | BRAUN THERMOSCAN | BRAUN THERMOSCAN PRO 4000 |  | 07012K01218 | BUNKER HILL-INTERNAL MEDICINE |  |  | excluded | 11/02/2019 |  |  |  |  | NO | NO |  |  |  |  | BRAUN THERMOSCAN 30144657 07012K01218 |  |  | Active |  | 99:99:99:99:99:99 |  | Equipment | PAAR:00-PVAR | 11/02/2019 | 11/02/2019 | COOPER AMBULATORY OFF-SITES |  |  | MOVES |  | SUSAN BABCOCK |  |  |  | 11/02/2019 | 11/02/2019 |  |  |  |  | 11/02/2019 | 11/02/2019
|  | BRAUN THERMOSCAN | BRAUN THERMOSCAN PRO 4000 |  | 03814k06055 | BUNKER HILL-INTERNAL MEDICINE |  |  | excluded | 11/02/2019 |  |  |  |  | NO | NO |  |  |  |  | BRAUN THERMOSCAN 30144653 03814k06055 |  |  | Active |  | 99:99:99:99:99:99 |  | Equipment | PAAR:00-PVAR | 11/02/2019 | 11/02/2019 | COOPER AMBULATORY OFF-SITES |  |  | MEDICAL ASSISTANT OFFICE |  | SUSAN BABCOCK |  |  |  | 11/02/2019 | 11/02/2019 |  |  |  |  | 11/02/2019 | 11/02/2019
|  | BRAUN THERMOSCAN | BRAUN THERMOSCAN PRO 4000 |  | 03814K05918 | BUNKER HILL-INTERNAL MEDICINE |  |  | excluded | 11/02/2019 |  |  |  |  | NO | NO |  |  |  |  | BRAUN THERMOSCAN 30144649 03814K05918 |  |  | Active |  | 99:99:99:99:99:99 |  | Equipment | PAAR:00-PVAR | 11/02/2019 | 11/02/2019 | COOPER AMBULATORY OFF-SITES |  |  | MOVES |  | SUSAN BABCOCK |  |  |  | 11/02/2019 | 11/02/2019 |  |  |  |  | 11/02/2019 | 11/02/2019
|  | BRAUN THERMOSCAN | BRAUN THERMOSCAN PRO 4000 |  |  | LINCOLN DRIVE-FAMILY MEDICINE |  |  | excluded | 01/01/1900 |  |  |  |  | NO | NO |  |  |  |  | BRAUN THERMOSCAN 10346748 114334071 |  |  | Active |  | 99:99:99:99:99:99 |  | Equipment | PAAR:00-PVAR | 10/31/2019 |  | COOPER AMBULATORY OFF-SITES |  |  | HALLWAY |  | SCOTT GROFF
|  | BRAUN THERMOSCAN | BRAUN THERMOSCAN PRO 4000 |  | 05114k04826 | VOORHEES SURGERY CENTER-OPERATING ROOM |  |  | excluded | 01/01/1900 |  |  |  |  | NO | NO |  |  |  |  | BRAUN THERMOSCAN 10346737 05114k04826 |  |  | Active |  | 99:99:99:99:99:99 |  | Equipment | PAAR:00-PVAR | 11/02/2019 |  | COOPER AMBULATORY OFF-SITES |  |  | PACU Room 5 |  | JENNIFER BOMBARO
|  | BRAUN THERMOSCAN | BRAUN THERMOSCAN PRO 4000 |  |  | VOORHEES SURGERY CENTER-OPERATING ROOM |  |  | excluded | 02/14/2008 |  |  |  |  | NO | NO |  |  |  |  | BRAUN THERMOSCAN 10346728 11108973246 |  |  | Active |  | 99:99:99:99:99:99 |  | Equipment | PAAR:00-PVAR | 11/02/2019 |  | COOPER AMBULATORY OFF-SITES |  |  | PACU ROOM 4 |  | JENNIFER BOMBARO
|  | BRAUN THERMOSCAN | BRAUN THERMOSCAN PRO 4000 |  | 02312K02629 | VOORHEES SURGERY CENTER-OPERATING ROOM |  |  | excluded | 01/01/2012 |  |  |  |  | NO | NO |  |  |  |  | BRAUN THERMOSCAN 10346715 02312K02629 |  |  | Active |  | 99:99:99:99:99:99 |  | Equipment | PAAR:00-PVAR | 11/02/2019 |  | COOPER AMBULATORY OFF-SITES |  |  | PACU ROOM 1 |  | JENNIFER BOMBARO
|  | BRAUN THERMOSCAN | BRAUN THERMOSCAN PRO 4000 |  | 30914K00125 | VOORHEES SURGERY CENTER-OPERATING ROOM |  |  | excluded | 01/01/1900 |  |  |  |  | NO | NO |  |  |  |  | BRAUN THERMOSCAN 10346708 30914K00125 |  |  | Active |  | 99:99:99:99:99:99 |  | Equipment | PAAR:00-PVAR | 11/01/2019 |  | COOPER AMBULATORY OFF-SITES |  |  | PACU ROOM 2 |  | JENNIFER BOMBARO
|  | BRAUN THERMOSCAN | BRAUN THERMOSCAN PRO 4000 |  |  | VOORHEES SURGERY CENTER-OPERATING ROOM |  |  | excluded | 03/24/2010 |  |  |  |  | NO | NO |  |  |  |  | BRAUN THERMOSCAN 10346699 1.1113011843e+011 |  |  | Active |  | 99:99:99:99:99:99 |  | Equipment | PAAR:00-PVAR | 11/02/2019 |  | COOPER AMBULATORY OFF-SITES |  |  | PACU room 3 |  | JENNIFER BOMBARO
|  | BRAUN THERMOSCAN | BRAUN THERMOSCAN PRO 4000 |  |  | VOORHEES SURGERY CENTER-OPERATING ROOM |  |  |  | 06/30/2006 |  |  |  |  | NO | NO |  |  |  |  | BRAUN THERMOSCAN 10346695 11105650201 |  |  | Disposition |  |  |  | Equipment | PAAR:00-PVAR | 11/02/2019 |  | COOPER AMBULATORY OFF-SITES |  |  | PACU Room 6 |  | JENNIFER BOMBARO
|  | BRAUN THERMOSCAN | BRAUN THERMOSCAN PRO 4000 |  | 02312K02638 | VOORHEES SURGERY CENTER-OPERATING ROOM |  |  | excluded | 06/25/2011 |  |  |  |  | NO | NO |  |  |  |  | BRAUN THERMOSCAN 10346690 02312K02638 |  |  | Active |  | 99:99:99:99:99:99 |  | Equipment | PAAR:00-PVAR | 11/02/2019 |  | COOPER AMBULATORY OFF-SITES |  |  | PACU Room 7 |  | JENNIFER BOMBARO
|  | BRAUN THERMOSCAN | BRAUN THERMOSCAN PRO 4000 |  |  | VOORHEES SURGERY CENTER-OPERATING ROOM |  |  | excluded | 09/22/2011 |  |  |  |  | NO | NO |  |  |  |  | BRAUN THERMOSCAN 10346679 1115637808 |  |  | Active |  | 99:99:99:99:99:99 |  | Equipment | PAAR:00-PVAR | 11/02/2019 |  | COOPER AMBULATORY OFF-SITES |  |  | PACU ROOM 8 |  | JENNIFER BOMBARO
|  | BRAUN THERMOSCAN | BRAUN THERMOSCAN PRO 4000 |  | 17713K03581 | VOORHEES SURGERY CENTER-OPERATING ROOM |  |  | excluded | 11/02/2019 |  |  |  |  | NO | NO |  |  |  |  | BRAUN THERMOSCAN 30142534 17713K03581 |  |  | Active |  | 99:99:99:99:99:99 |  | Equipment | PAAR:00-PVAR | 11/02/2019 | 11/02/2019 | COOPER AMBULATORY OFF-SITES |  |  | Pre-OP E141 Nurses stat |  | JENNIFER BOMBARO |  |  |  | 11/02/2019 | 11/02/2019 |  |  |  |  | 11/02/2019 | 11/02/2019
|  | BRAUN THERMOSCAN | BRAUN THERMOSCAN PRO 4000 |  | 22712K03154 | VOORHEES SURGERY CENTER-OPERATING ROOM |  |  | excluded | 11/02/2019 |  |  |  |  | NO | NO |  |  |  |  | BRAUN THERMOSCAN 30142535 22712K03154 |  |  | Active |  | 99:99:99:99:99:99 |  | Equipment | PAAR:00-PVAR | 11/02/2019 | 11/02/2019 | COOPER AMBULATORY OFF-SITES |  |  | Pre-OP E141 Nurses stat |  | JENNIFER BOMBARO |  |  |  | 11/02/2019 | 11/02/2019 |  |  |  |  | 11/02/2019 | 11/02/2019
|  | BRAUN THERMOSCAN | BRAUN THERMOSCAN PRO 4000 |  | 1713K03454 | VOORHEES SURGERY CENTER-OPERATING ROOM |  |  | excluded | 11/02/2019 |  |  |  |  | NO | NO |  |  |  |  | BRAUN THERMOSCAN 30142527 1713K03454 |  |  | Active |  | 99:99:99:99:99:99 |  | Equipment | PAAR:00-PVAR | 11/02/2019 | 11/02/2019 | COOPER AMBULATORY OFF-SITES |  |  | Pre-OP E141 Nurses stat |  | JENNIFER BOMBARO |  |  |  | 11/02/2019 | 11/02/2019 |  |  |  |  | 11/02/2019 | 11/02/2019
|  | BRISTOL-MYERS GROUP COMPANY | BRISTOL-MYERS GROUP COMPANY VIALMIX |  |  | 3 COOPER-CARDIAC DIAGNOSTIC CENTER |  |  |  | 05/12/2016 |  |  |  |  | NO | NO |  |  |  |  | BRISTOL-MYERS GROUP COMPANY 11788 45205800 |  |  | Disposition |  |  |  | Equipment | 1Y:00-MFG | 05/12/2016 | 05/12/2016 | COOPER AMBULATORY OFF-SITES |  |  | SUITE 318 |  | CARLA TRUELL |  |  |  | 05/12/2016 | 05/12/2016 |  |  |  |  | 05/12/2016 | 05/12/2016
|  | BRISTOL-MYERS GROUP COMPANY | BRISTOL-MYERS GROUP COMPANY VIALMIX |  |  | ECHOCARDIOLOGY |  |  |  | 10/20/2015 |  |  |  |  | NO | NO |  |  |  |  | BRISTOL-MYERS GROUP COMPANY 10480004 45215418 |  |  | Disposition |  | 99:99:99:99:99:99 |  | Equipment | PAAR:00-PVAR | 10/16/2019 |  | COOPER UNIVERSITY HOSPITAL |  |  | CCL - BACK HALLWAY |  | LINDA VALENTI
|  | BRISTOL-MYERS GROUP COMPANY | BRISTOL-MYERS GROUP COMPANY VIALMIX |  |  | ECHOCARDIOLOGY |  |  |  | 03/22/2012 |  |  |  |  | NO | NO |  |  |  |  | BRISTOL-MYERS GROUP COMPANY 10369425 45211783 |  |  | Disposition |  | 99:99:99:99:99:99 |  | Equipment | 1Y:00-MFG | 02/15/2019 | 02/01/2020 | COOPER UNIVERSITY HOSPITAL |  |  | ECHO ROOM 284 |  | LINDA VALENTI
|  | BRISTOL-MYERS GROUP COMPANY | BRISTOL-MYERS GROUP COMPANY VIALMIX |  |  | BRACHFIELD MEDICAL ASSOCIATES-MEDICINE |  |  |  | 01/01/2001 |  |  |  |  | NO | NO |  |  |  |  | BRISTOL-MYERS GROUP COMPANY 10367042 450114 |  |  | Active |  | 99:99:99:99:99:99 |  | Equipment | 1Y:00-MFG | 06/07/2019 | 06/01/2020 | COOPER AMBULATORY OFF-SITES |  |  | CARDIOLOGY - ECHO LAB |  | CATHY CRAWFORD
|  | BRISTOL-MYERS GROUP COMPANY | BRISTOL-MYERS GROUP COMPANY VIALMIX |  |  | 3 COOPER-CARDIAC DIAGNOSTIC CENTER |  |  |  | 01/01/1900 |  |  |  |  | NO | NO |  |  |  |  | BRISTOL-MYERS GROUP COMPANY 10346858 45208413 |  |  | Disposition |  |  |  | Equipment | 1Y:00-MFG | 11/15/2016 |  | COOPER AMBULATORY OFF-SITES |  |  | Suite 318 - Echo Room |  | CARLA TRUELL
|  | BROADATA | BROADATA AVD-B2-MDT |  |  | OPERATING ROOM - PAVILION |  |  |  | 02/04/2009 |  |  |  |  | NO | NO |  |  |  |  | BROADATA 10365299 08083049 |  |  | Disposition |  |  |  | Non-medical | PAAR:00-PVAR | 11/02/2019 |  | COOPER UNIVERSITY HOSPITAL |  |  | BIOMED SHOP |  | DOMINIC VENDETTA
|  | BRYMILL CRYOGENIC SYSTEMS | BRYMILL CRYOGENIC SYSTEMS CRY-AC-3 |  | 17227-S3 | 1050 KINGS HIGHWAY-MEDICINE |  |  |  | 05/12/2016 |  |  |  |  | NO | NO |  |  |  |  | BRYMILL CRYOGENIC SYSTEMS 11883 17227-S3 |  |  | Disposition |  |  |  | Equipment | 1Y:00-MFG | 05/12/2016 | 05/12/2016 | COOPER AMBULATORY OFF-SITES |  |  |  |  | Leah Willis |  |  |  | 05/12/2016 | 05/12/2016 |  |  |  |  | 05/12/2016 | 05/12/2016
|  | BUFFALO FILTER, DIV. OF MEDTEK | BUFFALO FILTER, DIV. OF MEDTEK PLUMESAFE WHISPER TURBO |  |  | MARLTON-DERMATOLOGY |  |  |  | 05/31/2013 |  |  |  |  | NO | NO |  |  |  |  | BUFFALO FILTER, DIV. OF MEDTEK 10366101 503330 |  |  | Active |  | 99:99:99:99:99:99 |  | Equipment | 1Y:00-MFG | 05/14/2019 | 05/01/2020 | COOPER AMBULATORY OFF-SITES |  |  | Room 1 |  | MICHELE CANALE
|  | BURDICK CORPORATION | BURDICK CORPORATION ATRIA 3000 |  | A3000-010431 | WILLINGBORO HEMATOLOGY/ONCOLOGY |  |  |  | 10/10/2006 |  |  |  |  | NO | NO |  |  |  |  | BURDICK CORPORATION 10367249 A3000-010431 |  |  | Disposition |  |  |  | Equipment | 1Y:00-MFG | 08/31/2015 | 08/01/2020 | COOPER AMBULATORY OFF-SITES |  |  | EXAM RM 2 |  | ANN DENTON
|  | BURDICK CORPORATION | BURDICK CORPORATION ATRIA 3000 |  | A3000-008112 | VOORHEES SURGERY CENTER-HEM/ONC |  |  |  | 04/01/2001 |  |  |  |  | NO | NO |  |  |  |  | BURDICK CORPORATION 10344761 A3000-008112 |  |  | Disposition |  |  |  | Equipment | 1Y:00-MFG | 04/28/2016 | 04/01/2020 | COOPER AMBULATORY OFF-SITES |  |  | SUITE M |  | MEGAN MCCAFFERTY
|  | BURDICK CORPORATION | BURDICK CORPORATION E350 |  |  | GLOUCESTER-MEDICINE |  |  |  | 01/01/1900 |  |  |  |  | NO | NO |  |  |  |  | BURDICK CORPORATION 10366837 42862 |  |  | Disposition |  |  |  | Equipment | 1Y:00-MFG | 09/17/2015 | 09/01/2020 | COOPER AMBULATORY OFF-SITES |  |  | HALLWAY |  | KELLIE STOUT
|  | BURDICK CORPORATION | BURDICK CORPORATION E350 |  |  | BRACE ROAD-MEDICINE |  |  |  | 01/01/1900 |  |  |  |  | NO | NO |  |  |  |  | BURDICK CORPORATION 10365734 44703 |  |  | Disposition |  |  |  | Equipment | 1Y:00-MFG | 07/17/2015 | 05/01/2020 | COOPER AMBULATORY OFF-SITES |  |  | SUITE 107 IN CLOSET |  | Cheryl Peck
|  | BURDICK CORPORATION | BURDICK CORPORATION E350 |  |  | MT. LAUREL-FAMILY MEDICINE |  |  |  | 01/01/2001 |  |  |  |  | NO | NO |  |  |  |  | BURDICK CORPORATION 10345877 10200004430 |  |  | Disposition |  |  |  | Equipment | 1Y:00-MFG | 03/04/2016 | 03/01/2020 | COOPER AMBULATORY OFF-SITES |  |  | exam 4 |  | SUE MAKO
|  | BURDICK CORPORATION | BURDICK CORPORATION ECL 850 |  | 92300-006130 | BRACHFIELD MEDICAL ASSOCIATES-MEDICINE |  |  |  | 01/01/1900 |  |  |  |  | NO | NO |  |  |  |  | BURDICK CORPORATION 10348014 92300-006130 |  |  | Disposition |  |  |  | Equipment | 1Y:00-MFG | 09/22/2015 | 06/01/2020 | COOPER AMBULATORY OFF-SITES |  |  | Cardiology - storage |  | CATHY CRAWFORD
|  | BURDICK CORPORATION | BURDICK CORPORATION ECLIPSE LE |  |  | VOORHEES SURGERY CENTER-OPERATING ROOM |  |  |  | 01/01/1900 |  |  |  |  | NO | NO |  |  |  |  | BURDICK CORPORATION 10346732 10510003301 |  |  | Disposition |  |  |  | Equipment | 1Y:00-MFG | 04/28/2016 | 04/01/2020 | COOPER AMBULATORY OFF-SITES |  |  | PACU Nurses Station |  | JENNIFER BOMBARO
|  | BURDICK CORPORATION | BURDICK CORPORATION ELITE |  |  | MAPLE SHADE-FAMILY MEDICINE |  |  |  | 01/01/1900 |  |  |  |  | NO | NO |  |  |  |  | BURDICK CORPORATION 10366175 23620 |  |  | Disposition |  |  |  | Equipment | 1Y:00-MFG | 03/29/2018 | 03/01/2020 | COOPER AMBULATORY OFF-SITES |  |  | trashed |  | ANDREA GRAHAM
|  | BURTON MEDICAL | BURTON MEDICAL 0244310 |  |  | BUNKER HILL-SURGERY |  |  |  | 01/01/1900 |  |  |  |  | NO | NO |  |  |  |  | BURTON MEDICAL 10366861 01608 |  |  | Disposition |  | 99:99:99:99:99:99 |  | Equipment | PAAR:00-PVAR | 11/02/2019 |  | COOPER AMBULATORY OFF-SITES |  |  | EXAM 1 | WOT00000000827858 | ANNE MAIER | Repair | Closed | Michael Youch | 04/27/2018 | 10/03/2018 | Front cover fell off, screw is stripped. | evaluated and did not have the bulb. research and order. this model has been EOL for several years, manuf no longer supports. THey are going to purchase new. Dispositioned from Work Order Task WOT00000000936923 CEID: 10366861 | EXP0470342 | Labor | 04/30/2018 | 04/30/2018 | Michael Youch
|  | BURTON MEDICAL | BURTON MEDICAL 15301 |  |  | COOPER PHYSICIANS-AUDUBON |  |  |  | 11/20/2015 |  |  |  |  | NO | NO |  |  |  |  | BURTON MEDICAL 10480212 04034 |  |  | Active |  | 99:99:99:99:99:99 |  | Equipment | PAAR:00-PVAR | 10/31/2019 |  | COOPER AMBULATORY OFF-SITES |  |  | 1st Room |  | MICHELLE JOHNSON
|  | BURTON MEDICAL | BURTON MEDICAL 16404 |  | L083836 | CHERRY HILL SPECIALITY HUB |  |  |  | 05/03/2017 |  |  |  |  | NO | NO |  |  |  |  | BURTON MEDICAL 10369492 L083836 |  |  | Active |  | 99:99:99:99:99:99 |  | Equipment | PAAR:00-PVAR | 10/31/2019 |  | COOPER AMBULATORY OFF-SITES |  |  |  | 0011786195 | APRIL DIXON | Performance Verification | Closed | Bonnie Aichroth | 06/22/2017 | 06/22/2017 | INCOMING INVENTORY | DEVICE INVENTORIED | 730101B3-062F-4D41-8ABF-B548C4B13819 | Labor | 06/22/2017 | 06/22/2017 | Bonnie Aichroth
|  | BURTON MEDICAL | BURTON MEDICAL 31501 |  |  | HADDON HEIGHTS-FAMILY MEDICINE |  |  |  | 01/01/1900 |  |  |  |  | NO | NO |  |  |  |  | BURTON MEDICAL 04961 972796 |  |  | Disposition |  |  |  | Equipment | PAAR:00-PVAR | 10/16/2019 |  | COOPER AMBULATORY OFF-SITES |  |  | HADDON HEIGHTS |  | KELLIE STOUT
|  | BURTON MEDICAL | BURTON MEDICAL 31602 |  | UV973772 | MOORESTOWN-FAMILY MEDICINE |  |  |  | 07/15/2005 |  |  |  |  | NO | NO |  |  |  |  | BURTON MEDICAL 10366194 UV973772 |  |  | Active |  | 99:99:99:99:99:99 |  | Equipment | PAAR:00-PVAR | 11/02/2019 |  | COOPER AMBULATORY OFF-SITES |  |  | HALLWAY |  | LYNNE DEJOSEPH
|  | BURTON MEDICAL | BURTON MEDICAL 31602 |  | UV972980 | 3 COOPER-PEDIATRICS |  |  |  | 01/01/1900 |  |  |  |  | NO | NO |  |  |  |  | BURTON MEDICAL 10345684 UV972980 |  |  | Active |  | 99:99:99:99:99:99 |  | Equipment | PAAR:00-PVAR | 11/01/2019 |  | COOPER AMBULATORY OFF-SITES |  |  | Suite 200 - Nurses Station - L |  | MAUREEN OBRIEN
|  | BURTON MEDICAL | BURTON MEDICAL 31602 |  |  | HADDON HEIGHTS-FAMILY MEDICINE |  |  |  | 01/01/1900 |  |  |  |  | NO | NO |  |  |  |  | BURTON MEDICAL 05913 941286 |  |  | Disposition |  |  |  | Equipment | PAAR:00-PVAR | 10/16/2019 |  | COOPER AMBULATORY OFF-SITES |  |  |  |  | KELLIE STOUT
|  | BURTON MEDICAL | BURTON MEDICAL AIM-100 CEILING MOUNTED |  |  | VOORHEES SURGERY CENTER-SURGERY DEPT |  |  |  | 12/15/2010 |  |  |  |  | NO | NO |  |  |  |  | BURTON MEDICAL 10344825 5252452 |  |  | Active |  | 99:99:99:99:99:99 |  | Equipment | PAAR:00-PVAR | 11/02/2019 |  | COOPER AMBULATORY OFF-SITES |  |  | SUITE G PROC RM C |  | Theresa Megali
|  | BURTON MEDICAL | BURTON MEDICAL GLEAMER |  | GL-15437 | 3 COOPER - MEDICINE DEPARTMENT |  |  |  | 01/01/2001 |  |  |  |  | NO | NO |  |  |  |  | BURTON MEDICAL 10346923 GL-15437 |  |  | Active |  | 99:99:99:99:99:99 |  | Equipment | PAAR:00-PVAR | 11/02/2019 |  | COOPER AMBULATORY OFF-SITES |  |  | SUITE 215 - EXAM 1 |  | NANCY LOUIS
|  | BURTON MEDICAL | BURTON MEDICAL SUPERNOVA |  |  | RADIOLOGY DIAGNOSTICS |  |  |  | 02/01/2007 |  |  |  |  | NO | NO |  |  |  |  | BURTON MEDICAL 10368739 10585 |  |  | Active |  | 99:99:99:99:99:99 |  | Equipment | PAAR:00-PVAR | 11/02/2019 |  | COOPER UNIVERSITY HOSPITAL |  |  | BASEMENT ROOM E/F | WOT00000000507644 | PAULETTE DUCKREY | Disposition | Closed | Charles Santomero | 02/08/2018 | 05/15/2019 | Bulk Disposition CNL
|  | BURTON MEDICAL | BURTON MEDICAL SUPERNOVA |  |  | RADIOLOGY DIAGNOSTICS |  |  |  | 02/01/2007 |  |  |  |  | NO | NO |  |  |  |  | BURTON MEDICAL 10366550 12792 |  |  | Active |  | 99:99:99:99:99:99 |  | Equipment | PAAR:00-PVAR | 11/02/2019 |  | COOPER UNIVERSITY HOSPITAL |  |  | RAD ROOM E/F | WOT00000000509484 | PAULETTE DUCKREY | Disposition | Closed | Charles Santomero | 02/08/2018 | 05/15/2019 | Bulk Disposition CNL
|  | BURTON MEDICAL | BURTON MEDICAL UV LIGHT UV503 |  | SN6798132 | AUDUBON URGENT CARE |  |  |  | 11/14/2014 |  |  |  |  | NO | NO |  |  |  |  | BURTON MEDICAL 10505108 SN6798132 |  |  | Disposition |  |  |  | Equipment | PAAR:00-PVAR | 10/16/2019 |  | COOPER AMBULATORY OFF-SITES |  |  | 318 S WHITEHORSE PIKE |  | MELISSA PORTOBANCO
|  | BURTON MEDICAL | BURTON MEDICAL UV LIGHT UV503 |  | SN6804858 | SICKLERVILLE-URGENT CARE |  |  |  | 01/01/1900 |  |  |  |  | NO | NO |  |  |  |  | BURTON MEDICAL 10365777 SN6804858 |  |  | Active |  | 99:99:99:99:99:99 |  | Equipment | PAAR:00-PVAR | 11/02/2019 |  | COOPER AMBULATORY OFF-SITES |  |  | NURSES STATION |  | DR. BENDESKY
|  | CADWELL LABORATORIES | CADWELL LABORATORIES SIERRA |  | 0605WV001169 | 127 CHURCH - SURGERY |  |  |  | 06/15/2007 |  |  |  |  | NO | NO |  |  |  |  | CADWELL LABORATORIES 10365950 0605WV001169 |  |  | Disposition |  |  |  | Equipment | 1Y:00-MFG | 06/08/2016 | 06/01/2020 | COOPER AMBULATORY OFF-SITES |  |  | EXAM 2 |  | Carmen Rivera
|  | CADWELL LABORATORIES | CADWELL LABORATORIES SIERRA |  | 93058R00015 | 3 COOPER-MULTISPECIALTY CENTER |  |  |  | 01/01/1900 |  |  |  |  | NO | NO |  |  |  |  | CADWELL LABORATORIES 03172 93058R00015 |  |  | Disposition |  |  |  | Equipment | 1Y:00-MFG | 07/17/2015 |  | COOPER AMBULATORY OFF-SITES |  |  | SUITE 104 - Storage closet |  | MARGIE OUTLER
|  | CADWELL LABORATORIES | CADWELL LABORATORIES SIERRA SUMMIT |  |  | BRACE ROAD-CARDIOLOGY |  |  |  | 08/03/2015 |  |  |  |  | NO | NO |  |  |  |  | CADWELL LABORATORIES 10369594 12464586002 |  |  | Disposition |  |  |  | Equipment | 1Y:00-MFG | 05/27/2016 | 05/01/2020 | COOPER AMBULATORY OFF-SITES |  |  |  |  | Beth Mook
|  | CADWELL LABORATORIES | CADWELL LABORATORIES SIERRA SUMMIT |  |  | BRACE ROAD-CARDIOLOGY |  |  |  | 08/03/2015 |  |  |  |  | NO | NO |  |  |  |  | CADWELL LABORATORIES 10369593 12464539346 |  |  | Disposition |  |  |  | Equipment | 1Y:00-MFG | 05/27/2016 | 05/01/2020 | COOPER AMBULATORY OFF-SITES |  |  |  |  | Beth Mook
|  | CADWELL LABORATORIES | CADWELL LABORATORIES SIERRA SUMMIT |  | 19027203AA0515024 | 1101 KINGS HIGHWAY |  |  |  | 08/03/2015 |  |  |  |  | NO | NO |  |  |  |  | CADWELL LABORATORIES 10369570 19027203AA0515024 |  |  | Disposition |  |  |  | Equipment | 1Y:00-MFG | 05/31/2018 | 05/01/2020 | COOPER AMBULATORY OFF-SITES |  |  | 19350 RT. 70 |  | STEVE LOWE
|  | CADWELL LABORATORIES | CADWELL LABORATORIES SIERRA SUMMIT |  | 19027204AA1015029 | BRACE ROAD-CARDIOLOGY |  |  |  | 05/06/2019 |  |  |  |  | NO | NO |  |  |  |  | CADWELL LABORATORIES 30149670 19027204AA1015029 |  |  | Active |  | 98:90:96:C4:72:CC |  | Equipment | 1Y:00-MFG | 05/06/2019 | 05/06/2019 | COOPER AMBULATORY OFF-SITES |  |  | 1935 RT.70 |  | Beth Mook |  |  |  | 05/06/2019 | 05/06/2019 |  |  |  |  | 05/06/2019 | 05/06/2019
|  | CAESAREA MEDICAL ELECTRONICS | CAESAREA MEDICAL ELECTRONICS BODYGUARD 121 TWIN |  | A16152 | MILLVILLE-AIR MED |  |  |  | 03/13/2019 |  |  |  |  | NO | NO |  |  |  |  | CAESAREA MEDICAL ELECTRONICS 11221620 A16152 |  |  | Active |  |  |  | High Risk | 1Y:00-MFG 2Y:00-BAT | 03/13/2019 | 03/13/2019 | COOPER AMBULATORY OFF-SITES |  |  | Millville | WOT00000002369886 | RICK ROHRBACH | Performance Verification | Closed | Josh Harris | 03/13/2019 | 03/13/2019 | Performance Verification for CAESAREA MEDICAL ELECTRONICS 11221620 A16152 | Initial Install of Performance Verification. Device is ready for patient use. |  |  | 03/13/2019 | 03/13/2019
|  | CAESAREA MEDICAL ELECTRONICS | CAESAREA MEDICAL ELECTRONICS BODYGUARD CHARGER LED-DC |  | A15951 | MILLVILLE-AIR MED |  |  |  | 10/31/2019 |  |  |  |  | NO | NO |  |  |  |  | CAESAREA MEDICAL ELECTRONICS 11135570 A15951 |  |  | Active |  |  |  | Equipment | PAAR:00-PVAR | 10/31/2019 | 10/31/2019 | COOPER AMBULATORY OFF-SITES |  |  | Millville | WOT00000002370015 | RICK ROHRBACH | Performance Verification | Closed | Josh Harris | 10/31/2019 | 10/31/2019 | Performance Verification for CAESAREA MEDICAL ELECTRONICS 11135570 A15951 | Initial Install of Performance Verification. Device is ready for patient use. |  |  | 10/31/2019 | 10/31/2019
|  | CAESAREA MEDICAL ELECTRONICS | CAESAREA MEDICAL ELECTRONICS BODYGUARD CHARGER LED-DC |  | A16008 | MILLVILLE-AIR MED |  |  |  | 10/31/2019 |  |  |  |  | NO | NO |  |  |  |  | CAESAREA MEDICAL ELECTRONICS 11135566 A16008 |  |  | Active |  |  |  | Equipment | PAAR:00-PVAR | 10/31/2019 | 10/31/2019 | COOPER AMBULATORY OFF-SITES |  |  | Medford | WOT00000002370022 | RICK ROHRBACH | Performance Verification | Closed | Josh Harris | 10/31/2019 | 10/31/2019 | Performance Verification for CAESAREA MEDICAL ELECTRONICS 11135566 A16008 | Initial Install of Performance Verification. Device is ready for patient use. |  |  | 10/31/2019 | 10/31/2019
|  | CAESAREA MEDICAL ELECTRONICS | CAESAREA MEDICAL ELECTRONICS BODYGUARD CHARGER LED-DC |  | A15971 | MILLVILLE-AIR MED |  |  |  | 10/31/2019 |  |  |  |  | NO | NO |  |  |  |  | CAESAREA MEDICAL ELECTRONICS 11135567 A15971 |  |  | Active |  |  |  | Equipment | PAAR:00-PVAR | 10/31/2019 | 10/31/2019 | COOPER AMBULATORY OFF-SITES |  |  | Medford | WOT00000002370021 | RICK ROHRBACH | Performance Verification | Closed | Josh Harris | 10/31/2019 | 10/31/2019 | CEID Record Completion for CAESAREA MEDICAL ELECTRONICS 11135567 A15971 | Inventoried Unit. | EXP2470920 | Labor | 10/31/2019 | 10/31/2019 | Josh Harris
|  | CAESAREA MEDICAL ELECTRONICS | CAESAREA MEDICAL ELECTRONICS BODYGUARD CHARGER LED-DC |  | A14829 | MILLVILLE-AIR MED |  |  |  | 10/31/2019 |  |  |  |  | NO | NO |  |  |  |  | CAESAREA MEDICAL ELECTRONICS 11135569 A14829 |  |  | Active |  |  |  | Equipment | PAAR:00-PVAR | 10/31/2019 | 10/31/2019 | COOPER AMBULATORY OFF-SITES |  |  | Millville | WOT00000002370012 | RICK ROHRBACH | Performance Verification | Closed | Josh Harris | 10/31/2019 | 10/31/2019 | CEID Record Completion for CAESAREA MEDICAL ELECTRONICS 11135569 A14829 | Inventoried Unit. | EXP2471428 | Labor | 10/31/2019 | 10/31/2019 | Josh Harris
|  | CAESAREA MEDICAL ELECTRONICS | CAESAREA MEDICAL ELECTRONICS BODYGUARD CHARGER LED-DC |  | A15974 | MILLVILLE-AIR MED |  |  |  | 10/31/2019 |  |  |  |  | NO | NO |  |  |  |  | CAESAREA MEDICAL ELECTRONICS 11135568 A15974 |  |  | Active |  |  |  | Equipment | PAAR:00-PVAR | 10/31/2019 | 10/31/2019 | COOPER AMBULATORY OFF-SITES |  |  | Medford | WOT00000002370018 | RICK ROHRBACH | Performance Verification | Closed | Josh Harris | 10/31/2019 | 10/31/2019 | Performance Verification for CAESAREA MEDICAL ELECTRONICS 11135568 A15974 | Initial Install of Performance Verification. Device is ready for patient use. |  |  | 10/31/2019 | 10/31/2019
|  | CAESAREA MEDICAL ELECTRONICS | CAESAREA MEDICAL ELECTRONICS BODYGUARD CHARGER LED-DC |  | A16009 | MILLVILLE-AIR MED |  |  |  | 10/31/2019 |  |  |  |  | NO | NO |  |  |  |  | CAESAREA MEDICAL ELECTRONICS 11135565 A16009 |  |  | Active |  |  |  | Equipment | PAAR:00-PVAR | 10/31/2019 | 10/31/2019 | COOPER AMBULATORY OFF-SITES |  |  | Medford | WOT00000002370024 | RICK ROHRBACH | Performance Verification | Closed | Josh Harris | 10/31/2019 | 10/31/2019 | Performance Verification for CAESAREA MEDICAL ELECTRONICS 11135565 A16009 | Initial Install of Performance Verification. Device is ready for patient use. |  |  | 10/31/2019 | 10/31/2019
|  | CAESAREA MEDICAL ELECTRONICS | CAESAREA MEDICAL ELECTRONICS BODYGUARD CHARGER LED-DC |  | A14824 | MILLVILLE-AIR MED |  |  |  | 05/01/2018 |  |  |  |  | NO | NO |  |  |  |  | CAESAREA MEDICAL ELECTRONICS 10725244 A14824 |  |  | Active |  |  |  | Equipment | PAAR:00-PVAR | 10/31/2019 |  | COOPER AMBULATORY OFF-SITES |  |  | Millville | WOT00000002370008 | RICK ROHRBACH | Performance Verification | Closed | Josh Harris | 03/13/2019 | 07/02/2019 | Performance Verification for CAESAREA MEDICAL ELECTRONICS 10725244 A14824 | Initial Install of Performance Verification. Device is ready for patient use.
|  | CAHN INSTRUMENTS | CAHN INSTRUMENTS 10141E |  |  | LAB HISTOLOGY |  |  | gone per gene | 01/01/1900 |  |  |  |  | NO | NO |  |  |  |  | CAHN INSTRUMENTS 10368008 70368 |  |  | Active |  | 99:99:99:99:99:99 |  | Equipment | 1Y:00-MFG | 09/15/2019 | 09/01/2020 | COOPER UNIVERSITY HOSPITAL |  |  | HISTOLOGY |  | DALE MORRONE
|  | CAMBRIDGE HEART | CAMBRIDGE HEART CH 2000 CARDIAC DIAGNOSTIC SYSTEM |  |  | VOORHEES INTERNAL MEDICINE |  |  |  | 01/01/1900 |  |  |  |  | NO | NO |  |  |  |  | CAMBRIDGE HEART 03877 31030479 |  |  | Disposition |  |  |  | Alarm | 1Y:00-MFG | 05/13/2016 | 02/01/2020 | COOPER AMBULATORY OFF-SITES |  |  | ROOM 1061 |  | JENNY BETLER
|  | CAMBRIDGE TECHNOLOGIES INC (CAMTEC) | CAMBRIDGE TECHNOLOGIES INC (CAMTEC) 655 |  | 08AR001 | COOPER DIGESTIVE HEALTH-ENDOSCOPY |  |  |  | 05/15/2008 |  |  |  |  | NO | NO |  |  |  |  | CAMBRIDGE TECHNOLOGIES INC (CAMTEC) 10505267 08AR001 |  |  | Disposition |  |  |  | Equipment | 1Y:00-MFG | 05/12/2016 | 02/01/2020 | COOPER AMBULATORY OFF-SITES |  |  |  |  | JEANNE GREER
|  | CAMBRIDGE TECHNOLOGIES INC (CAMTEC) | CAMBRIDGE TECHNOLOGIES INC (CAMTEC) 655 |  | 07LR004 | COOPER DIGESTIVE HEALTH-ENDOSCOPY |  |  |  | 05/15/2008 |  |  |  |  | NO | NO |  |  |  |  | CAMBRIDGE TECHNOLOGIES INC (CAMTEC) 10347085 07LR004 |  |  | Disposition |  |  |  | Equipment | PAAR:00-PVAR | 11/02/2019 |  | COOPER AMBULATORY OFF-SITES |  |  | DISPOSITION |  | JEANNE GREER
|  | CANON USA, INC. | CANON USA, INC. BJC-250 |  |  | 3 COOPER-RADIOLOGY |  |  |  | 11/01/2007 |  |  |  |  | NO | NO |  |  |  |  | CANON USA, INC. 10347645 101942 |  |  | Disposition |  |  |  | Non-medical | PAAR:00-PVAR | 11/02/2019 |  | COOPER AMBULATORY OFF-SITES |  |  | DISPOSITION |  | JUDY ADIRZONE
|  | CANON USA, INC. | CANON USA, INC. CFX-L4500IF |  | ABNA08139 | SPECIAL TEST |  |  |  | 12/30/2009 |  |  |  |  | NO | NO |  |  |  |  | CANON USA, INC. 10369258 ABNA08139 |  |  | Disposition |  | 99:99:99:99:99:99 |  | Non-medical | PAAR:00-PVAR | 11/02/2019 |  | COOPER UNIVERSITY HOSPITAL |  |  | SPECIAL TEST | 0012499337 | AMY HANNAN | Repair | Closed | Bonnie Aichroth | 12/12/2017 | 12/12/2017 | FAX MACHINE - RETIRE - TMX | 12/12/2017 8:49:54 AM BGAICHROTH LEFT IN BIOMED HALLWAY - TRASHED 12/12/2017 8:49:56 AM BGAICHROTH This device has been removed from an active status with the RSQ Database, and physically removed from the facility. Device retired on 12/12/2017; Authorized By: PAT D'ANDREA; Nature of Retirement: OTHER - TRASHED; Days In Service: 921 | 11268978-A0D7-4C9C-9033-645E053F8C2B | Labor | 12/12/2017 | 12/12/2017 | Bonnie Aichroth
|  | CANON USA, INC. | CANON USA, INC. CXDI-501G |  |  | SICKLERVILLE-URGENT CARE |  |  |  | 06/10/2015 |  |  |  |  | NO | NO |  |  |  |  | CANON USA, INC. 10480152 100195 |  |  | Disposition |  | 99:99:99:99:99:99 |  | Accessory | 1Y:00-MFG | 12/21/2018 | 12/01/2019 | COOPER AMBULATORY OFF-SITES |  |  | X-RAY |  | DR. BENDESKY
|  | CANON USA, INC. | CANON USA, INC. CXDI-70C |  |  | RADIOLOGY DIAGNOSTICS |  |  |  | 05/31/2016 |  |  |  |  | NO | NO |  |  |  |  | CANON USA, INC. 30143490 200527 |  |  | Disposition |  |  |  | Equipment | 1Y:00-MFG | 05/31/2016 | 05/31/2016 | COOPER UNIVERSITY HOSPITAL |  |  |  |  | PAULETTE DUCKREY |  |  |  | 05/31/2016 | 05/31/2016 |  |  |  |  | 05/31/2016 | 05/31/2016
|  | CANON USA, INC. | CANON USA, INC. CXDI-70C |  |  | RADIOLOGY DIAGNOSTICS |  |  |  | 01/28/2019 |  |  |  |  | NO | NO |  |  |  |  | CANON USA, INC. 30143488 200530 |  |  | Disposition |  | 99:99:99:99:99:99 |  | Equipment | 1Y:00-MFG | 01/28/2019 | 01/28/2019 | COOPER UNIVERSITY HOSPITAL |  |  | DP4 Plate |  | PAULETTE DUCKREY |  |  |  | 01/28/2019 | 01/28/2019 |  |  |  |  | 01/28/2019 | 01/28/2019
|  | CANON USA, INC. | CANON USA, INC. CXDI-70C |  |  | RADIOLOGY DIAGNOSTICS |  |  |  | 01/17/2018 |  |  |  |  | NO | NO |  |  |  |  | CANON USA, INC. 30143151 201176 |  |  | Disposition |  |  |  | Equipment | 1Y:00-MFG | 01/17/2018 | 01/17/2018 | COOPER UNIVERSITY HOSPITAL |  |  | DP6 |  | PAULETTE DUCKREY |  |  |  | 01/17/2018 | 01/17/2018 |  |  |  |  | 01/17/2018 | 01/17/2018
|  | CANON USA, INC. | CANON USA, INC. CXDI-710C |  |  | RADIOLOGY DIAGNOSTICS |  |  |  | 10/29/2019 |  |  |  |  | NO | NO |  |  |  |  | CANON USA, INC. 11208110 100875 |  |  | Active |  | 99:99:99:99:99:99 |  | Accessory | 1Y:00-MFG | 10/29/2019 | 10/29/2019 | COOPER UNIVERSITY HOSPITAL |  |  | DP8's Plate | WOT00000001840423 | PAULETTE DUCKREY | Performance Verification | Closed | Charles Santomero | 10/29/2019 | 10/29/2019 | Performance Verification for CANON USA, INC. 11208110 100875 | Initial Install of Performance Verification. Device is ready for patient use. |  |  | 10/29/2019 | 10/29/2019
|  | CANON USA, INC. | CANON USA, INC. CXDI-C3S |  | 7135-08 | 3 COOPER-RADIOLOGY |  |  |  | 04/19/2006 |  |  |  |  | NO | NO |  |  |  |  | CANON USA, INC. 10347648 7135-08 |  |  | Disposition |  | 99:99:99:99:99:99 |  | Equipment | 1Y:00-MFG | 05/20/2017 | 05/01/2020 | COOPER AMBULATORY OFF-SITES |  |  | GENERAL X-RAY RM |  | JUDY ADIRZONE
|  | CANON USA, INC. | CANON USA, INC. CXDI-NE |  | S6Y0726MA | 3 COOPER-RADIOLOGY |  |  |  | 11/01/2007 |  |  |  |  | NO | NO |  |  |  |  | CANON USA, INC. 10347635 S6Y0726MA |  |  | Disposition |  | 99:99:99:99:99:99 |  | Equipment | 1Y:00-MFG | 05/20/2017 | 05/01/2020 | COOPER AMBULATORY OFF-SITES |  |  | DTC ROOM B |  | JUDY ADIRZONE
|  | CAPINTEC, INC. | CAPINTEC, INC. CAPRAC |  |  | VOORHEES CARDIOLOGY |  |  |  | 10/01/2004 |  |  |  |  | NO | NO |  |  |  |  | CAPINTEC, INC. 10356970 001613 |  |  | Disposition |  |  |  | Equipment | 1Y:00-MFG | 07/30/2015 | 02/01/2020 | COOPER AMBULATORY OFF-SITES |  |  | HOT LAB |  | KATHY COMO
|  | CAPINTEC, INC. | CAPINTEC, INC. CAPTUS 3000 |  | 20140-I | NUCLEAR MEDICINE |  |  |  | 06/01/2005 |  |  |  |  | NO | NO |  |  |  |  | CAPINTEC, INC. 10368716 20140-I |  |  | Disposition |  |  |  | Equipment | 1Y:00-MFG 3Y:00-CAL | 10/15/2015 | 05/01/2020 | COOPER UNIVERSITY HOSPITAL |  |  | B71A |  | Donna Handy
|  | CAPINTEC, INC. | CAPINTEC, INC. CAPTUS 3000 |  |  | NUCLEAR MEDICINE |  |  |  | 05/20/2019 |  |  |  |  | NO | NO |  |  |  |  | CAPINTEC, INC. 30143147 901682 |  |  | Active |  | B0:83:FE:9A:D7:91 |  | Equipment | 1Y:00-MFG 3Y:00-CAL | 05/20/2019 | 05/20/2019 | COOPER UNIVERSITY HOSPITAL |  |  |  | 0012409289 | Donna Handy | Performance Verification | Closed | Josh Harris | 05/20/2019 | 05/20/2019 | INCOMING INVENTORY | DEVICE INVENTORIED | 266CCE20-5548-4C7B-8E24-F7215A14D018 | Labor | 05/20/2019 | 05/20/2019 | Josh Harris
|  | CARDIAC SCIENCE, INC | CARDIAC SCIENCE, INC TM55 |  |  | VOORHEES CARDIOLOGY SUITE 102 |  |  |  | 01/01/2001 |  |  |  |  | NO | NO |  |  |  |  | CARDIAC SCIENCE, INC 10345371 11040079997 |  |  | Active |  | 99:99:99:99:99:99 |  | Equipment | PAAR:00-PVAR | 11/02/2019 |  | COOPER AMBULATORY OFF-SITES |  |  | Stress Echo Room |  | MICHELE MOLINARI
|  | CARDINAL HEALTH | CARDINAL HEALTH AIRLIFE MINI COMPRESSOR |  |  | MT. LAUREL-FAMILY MEDICINE |  |  |  | 01/01/1900 |  |  |  |  | NO | NO |  |  |  |  | CARDINAL HEALTH 10345872 169985 |  |  | Active |  | 99:99:99:99:99:99 |  | Equipment | PAAR:00-PVAR | 11/02/2019 |  | COOPER AMBULATORY OFF-SITES |  |  | BACK CLOSET |  | SUE MAKO
|  | CARDINAL HEALTH | CARDINAL HEALTH AIRLIFE MINI COMPRESSOR |  |  | VOORHEES SURGERY CENTER-HEM/ONC |  |  |  | 05/12/2011 |  |  |  |  | NO | NO |  |  |  |  | CARDINAL HEALTH 10344786 013605 |  |  | Active |  | 99:99:99:99:99:99 |  | Equipment | PAAR:00-PVAR | 11/01/2019 |  | COOPER AMBULATORY OFF-SITES |  |  | PHARMACY CLOSET SUITE M |  | MEGAN MCCAFFERTY
|  | CARDINAL SCALE MFG. | CARDINAL SCALE MFG. DETECTO MED VUE MV1 |  | E14113-0266 | 3 COOPER-PEDIATRICS |  |  |  | 05/01/2013 |  |  |  |  | NO | NO |  |  |  |  | CARDINAL SCALE MFG. 10345675 E14113-0266 |  |  | Active |  | 99:99:99:99:99:99 |  | Equipment | PAAR:00-PVAR | 10/31/2019 |  | COOPER AMBULATORY OFF-SITES |  |  | Suite 200 - Exam 10 |  | MAUREEN OBRIEN
|  | CARDIONET | CARDIONET DL800 |  |  | HEART INSTITUTE |  |  |  | 11/01/2019 |  |  |  |  | NO | NO |  |  |  |  | CARDIONET 30144667 48593 |  |  | Disposition |  |  |  | Equipment | PAAR:00-PVAR | 11/01/2019 | 11/01/2019 | COOPER AMBULATORY OFF-SITES |  |  | DISPOSITION |  | KATHRYN COMO |  |  |  | 11/01/2019 | 11/01/2019 |  |  |  |  | 11/01/2019 | 11/01/2019
|  | CARDIONET | CARDIONET DL800 |  |  | HEART INSTITUTE |  |  |  | 11/02/2019 |  |  |  |  | NO | NO |  |  |  |  | CARDIONET 30144666 53548 |  |  | Disposition |  |  |  | Equipment | PAAR:00-PVAR | 11/02/2019 | 11/02/2019 | COOPER AMBULATORY OFF-SITES |  |  | DISPOSITION |  | KATHRYN COMO |  |  |  | 11/02/2019 | 11/02/2019 |  |  |  |  | 11/02/2019 | 11/02/2019
|  | CARDIONET | CARDIONET DL800 |  |  | HEART INSTITUTE |  |  |  | 11/02/2019 |  |  |  |  | NO | NO |  |  |  |  | CARDIONET 30144664 47090 |  |  | Disposition |  |  |  | Equipment | PAAR:00-PVAR | 11/02/2019 | 11/02/2019 | COOPER AMBULATORY OFF-SITES |  |  | DISPOSITION |  | KATHRYN COMO |  |  |  | 11/02/2019 | 11/02/2019 |  |  |  |  | 11/02/2019 | 11/02/2019
|  | CARDON REHABILITATION PRODUCTS | CARDON REHABILITATION PRODUCTS HI-LO (27110) |  |  | VOORHEES ORTHOPEDICS |  |  |  | 12/08/2009 |  |  |  |  | NO | NO |  |  |  |  | CARDON REHABILITATION PRODUCTS 10356907 787890 |  |  | Active |  | 99:99:99:99:99:99 |  | Equipment | PAAR:00-PVAR | 11/02/2019 |  | COOPER AMBULATORY OFF-SITES |  |  | ORTHO TREATMENT RM |  | CAROL STRANTON
|  | CAREFUSION | CAREFUSION 12105-001 |  |  | MILLVILLE-AIR MED |  |  |  | 03/13/2019 |  |  |  |  | NO | NO |  |  |  |  | CAREFUSION 30149682 122360011 |  |  | Active |  | 99:99:99:99:99:99 |  | Non-medical | 1Y:00-MFG | 03/13/2019 | 03/13/2019 | COOPER AMBULATORY OFF-SITES |  |  | MILLVILLE AIRPORT |  | RICK ROHRBACH |  |  |  | 03/13/2019 | 03/13/2019 |  |  |  |  | 03/13/2019 | 03/13/2019
|  | CAREFUSION | CAREFUSION ALARIS PC 8015 4.7 DISPLAY |  |  | SPD |  |  |  | 11/15/2017 |  |  |  |  | NO | NO |  |  |  |  | CAREFUSION 30142009 13107215 |  |  | Disposition |  | 00:00:00:00:00:00 |  | High Risk | 1Y:00-MFG 2Y:00-BAT | 11/15/2017 | 11/15/2017 | COOPER UNIVERSITY HOSPITAL |  |  |  |  | David Frye |  |  |  | 11/15/2017 | 11/15/2017 |  |  |  |  | 11/15/2017 | 11/15/2017
|  | CAREFUSION | CAREFUSION ALARIS PC 8015 4.7 DISPLAY |  |  | SPD |  |  |  | 11/06/2017 |  |  |  |  | NO | NO |  |  |  |  | CAREFUSION 30126050 13104825 |  |  | Disposition |  | 00:00:00:00:00:00 |  | High Risk | 1Y:00-MFG 2Y:00-BAT | 11/06/2017 | 11/06/2017 | COOPER UNIVERSITY HOSPITAL |  |  |  |  | David Frye |  |  |  | 11/06/2017 | 11/06/2017 |  |  |  |  | 11/06/2017 | 11/06/2017
|  | CAREFUSION | CAREFUSION ALARIS PC 8015 4.7 DISPLAY |  |  | SPD |  |  |  | 11/17/2017 |  |  |  |  | NO | NO |  |  |  |  | CAREFUSION 30126045 13884301 |  |  | Disposition |  | 00:00:00:00:00:00 |  | High Risk | 1Y:00-MFG 2Y:00-BAT | 11/17/2017 | 11/17/2017 | COOPER UNIVERSITY HOSPITAL |  |  |  |  | David Frye |  |  |  | 11/17/2017 | 11/17/2017 |  |  |  |  | 11/17/2017 | 11/17/2017
|  | CAREFUSION | CAREFUSION ALARIS PC 8015 4.7 DISPLAY |  |  | SPD |  |  |  | 11/06/2017 |  |  |  |  | NO | NO |  |  |  |  | CAREFUSION 30126049 13107267 |  |  | Disposition |  | 00:00:00:00:00:00 |  | High Risk | 1Y:00-MFG 2Y:00-BAT | 11/06/2017 | 11/06/2017 | COOPER UNIVERSITY HOSPITAL |  |  |  |  | David Frye |  |  |  | 11/06/2017 | 11/06/2017 |  |  |  |  | 11/06/2017 | 11/06/2017
|  | CAREFUSION | CAREFUSION ALARIS PC 8015 4.7 DISPLAY |  |  | SPD |  |  |  | 11/07/2017 |  |  |  |  | NO | NO |  |  |  |  | CAREFUSION 30126048 13107159 |  |  | Disposition |  | 00:00:00:00:00:00 |  | High Risk | 1Y:00-MFG 2Y:00-BAT | 11/07/2017 | 11/07/2017 | COOPER UNIVERSITY HOSPITAL |  |  |  |  | David Frye |  |  |  | 11/07/2017 | 11/07/2017 |  |  |  |  | 11/07/2017 | 11/07/2017
|  | CAREFUSION | CAREFUSION ALARIS PC 8015 4.7 DISPLAY |  |  | VOORHEES SURGERY CENTER-HEM/ONC |  |  |  | 09/12/2018 |  |  |  |  | NO | NO |  |  |  |  | CAREFUSION 30126041 13187126 |  |  | Disposition |  | 00:00:00:00:00:00 |  | High Risk | 1Y:00-MFG 2Y:00-BAT | 09/12/2018 | 09/12/2018 | COOPER AMBULATORY OFF-SITES |  |  | SUITE M |  | MEGAN MCCAFFERTY |  |  |  | 09/12/2018 | 09/12/2018 |  |  |  |  | 09/12/2018 | 09/12/2018
|  | CAREFUSION | CAREFUSION ALARIS PC 8015 4.7 DISPLAY |  |  | SPD |  |  |  | 11/01/2017 |  |  |  |  | NO | NO |  |  |  |  | CAREFUSION 30126033 13887655 |  |  | Disposition |  | 00:00:00:00:00:00 |  | High Risk | 1Y:00-MFG 2Y:00-BAT | 11/01/2017 | 11/01/2017 | COOPER UNIVERSITY HOSPITAL |  |  |  |  | David Frye |  |  |  | 11/01/2017 | 11/01/2017 |  |  |  |  | 11/01/2017 | 11/01/2017
|  | CAREFUSION | CAREFUSION ALARIS PC 8015 4.7 DISPLAY |  |  | VOORHEES SURGERY CENTER-HEM/ONC |  |  |  | 09/12/2018 |  |  |  |  | NO | NO |  |  |  |  | CAREFUSION 30126030 13534852 |  |  | Disposition |  | 00:00:00:00:00:00 |  | High Risk | 1Y:00-MFG 2Y:00-BAT | 09/12/2018 | 09/12/2018 | COOPER AMBULATORY OFF-SITES |  |  | SUITE F |  | MEGAN MCCAFFERTY |  |  |  | 09/12/2018 | 09/12/2018 |  |  |  |  | 09/12/2018 | 09/12/2018
|  | CAREFUSION | CAREFUSION ALARIS PC 8015 4.7 DISPLAY |  |  | VOORHEES SURGERY CENTER-HEM/ONC |  |  |  | 09/12/2018 |  |  |  |  | NO | NO |  |  |  |  | CAREFUSION 30126029 13503051 |  |  | Disposition |  | 00:00:00:00:00:00 |  | High Risk | 1Y:00-MFG 2Y:00-BAT | 09/12/2018 | 09/12/2018 | COOPER AMBULATORY OFF-SITES |  |  | SUITE F |  | MEGAN MCCAFFERTY |  |  |  | 09/12/2018 | 09/12/2018 |  |  |  |  | 09/12/2018 | 09/12/2018
|  | CAREFUSION | CAREFUSION ALARIS PC 8015 4.7 DISPLAY |  |  | VOORHEES SURGERY CENTER-HEM/ONC |  |  |  | 09/12/2018 |  |  |  |  | NO | NO |  |  |  |  | CAREFUSION 30126022 13540257 |  |  | Disposition |  | 00:00:00:00:00:00 |  | High Risk | 1Y:00-MFG 2Y:00-BAT | 09/12/2018 | 09/12/2018 | COOPER AMBULATORY OFF-SITES |  |  | SUITE F |  | MEGAN MCCAFFERTY |  |  |  | 09/12/2018 | 09/12/2018 |  |  |  |  | 09/12/2018 | 09/12/2018
|  | CAREFUSION | CAREFUSION ALARIS PC 8015 4.7 DISPLAY |  |  | VOORHEES SURGERY CENTER-HEM/ONC |  |  |  | 09/12/2018 |  |  |  |  | NO | NO |  |  |  |  | CAREFUSION 30126020 13540230 |  |  | Disposition |  | 00:00:00:00:00:00 |  | High Risk | 1Y:00-MFG 2Y:00-BAT | 09/12/2018 | 09/12/2018 | COOPER AMBULATORY OFF-SITES |  |  | SUITE F |  | MEGAN MCCAFFERTY |  |  |  | 09/12/2018 | 09/12/2018 |  |  |  |  | 09/12/2018 | 09/12/2018
|  | CAREFUSION | CAREFUSION ALARIS PC 8015 4.7 DISPLAY |  |  | VOORHEES SURGERY CENTER-HEM/ONC |  |  |  | 09/12/2018 |  |  |  |  | NO | NO |  |  |  |  | CAREFUSION 30126016 13502774 |  |  | Disposition |  | 00:00:00:00:00:00 |  | High Risk | 1Y:00-MFG 2Y:00-BAT | 09/12/2018 | 09/12/2018 | COOPER AMBULATORY OFF-SITES |  |  | SUITE F |  | MEGAN MCCAFFERTY |  |  |  | 09/12/2018 | 09/12/2018 |  |  |  |  | 09/12/2018 | 09/12/2018
|  | CAREFUSION | CAREFUSION ALARIS PC 8015 4.7 DISPLAY |  |  | SPD |  |  |  | 11/21/2017 |  |  |  |  | NO | NO |  |  |  |  | CAREFUSION 30126012 13107195 |  |  | Disposition |  | 00:00:00:00:00:00 |  | High Risk | 1Y:00-MFG 2Y:00-BAT | 11/21/2017 | 11/21/2017 | COOPER UNIVERSITY HOSPITAL |  |  |  |  | David Frye |  |  |  | 11/21/2017 | 11/21/2017 |  |  |  |  | 11/21/2017 | 11/21/2017
|  | CAREFUSION | CAREFUSION ALARIS PC 8015 4.7 DISPLAY |  |  | COOPER CANCER CENTER |  |  |  | 10/02/2015 |  |  |  |  | NO | NO |  |  |  |  | CAREFUSION 21922 21922 |  |  | Disposition |  |  |  | High Risk | 1Y:00-MFG 2Y:00-BAT | 10/02/2015 | 10/02/2015 | COOPER AMBULATORY OFF-SITES |  |  | l1 |  | COLLEEN TEGELER |  |  |  | 10/02/2015 | 10/02/2015 |  |  |  |  | 10/02/2015 | 10/02/2015
T8015/12933557 |  | CAREFUSION | CAREFUSION ALARIS PC 8015 4.7 DISPLAY |  |  | SPD |  |  | should be the traded ones per josh | 03/25/2019 |  |  |  |  | NO | NO |  |  |  |  | CAREFUSION T8015/12933557 12933557 |  |  | Temporary | TR12362PM | 00:10:7A:74:68:D6 |  | High Risk | 1Y:00-MFG 2Y:00-BAT | 03/25/2019 | 03/25/2019 | COOPER UNIVERSITY HOSPITAL |  |  | Performance Verification | WOT00000001973420 | David Frye | Performance Verification | Closed | Josh Harris | 03/25/2019 | 03/25/2019 | Performance Verification for CAREFUSION TR12362PM 12933557 | Initial Install of Performance Verification. Device is ready for patient use. |  |  | 03/25/2019 | 03/25/2019
T8015/12883221 |  | CAREFUSION | CAREFUSION ALARIS PC 8015 4.7 DISPLAY |  |  | SPD |  |  | should be the traded ones per josh | 03/25/2019 |  |  |  |  | NO | NO |  |  |  |  | CAREFUSION T8015/12883221 12883221 |  |  | Temporary | TR13481PM | 00:10:7A:72:AC:49 |  | High Risk | 1Y:00-MFG 2Y:00-BAT | 03/25/2019 | 03/25/2019 | COOPER UNIVERSITY HOSPITAL |  |  | Performance Verification | WOT00000001973398 | David Frye | Performance Verification | Closed | Josh Harris | 03/25/2019 | 03/25/2019 | Performance Verification for CAREFUSION TR13481PM 12883221 | Initial Install of Performance Verification. Device is ready for patient use. |  |  | 03/25/2019 | 03/25/2019
T8015/12883077 |  | CAREFUSION | CAREFUSION ALARIS PC 8015 4.7 DISPLAY |  |  | SPD |  |  | should be the traded ones per josh | 03/25/2019 |  |  |  |  | NO | NO |  |  |  |  | CAREFUSION T8015/12883077 12883077 |  |  | Temporary | TR13497PM | 00:10:7A:74:59:63 |  | High Risk | 1Y:00-MFG 2Y:00-BAT | 03/25/2019 | 03/25/2019 | COOPER UNIVERSITY HOSPITAL |  |  | Performance Verification | WOT00000001973402 | David Frye | Performance Verification | Closed | Josh Harris | 03/25/2019 | 03/25/2019 | Performance Verification for CAREFUSION TR13497PM 12883077 | Initial Install of Performance Verification. Device is ready for patient use. |  |  | 03/25/2019 | 03/25/2019
T8015/12882941 |  | CAREFUSION | CAREFUSION ALARIS PC 8015 4.7 DISPLAY |  |  | SPD |  |  | should be the traded ones per josh | 03/25/2019 |  |  |  |  | NO | NO |  |  |  |  | CAREFUSION T8015/12882941 12882941 |  |  | Temporary | TR11455PM | 00:10:7A:74:5B:85 |  | High Risk | 1Y:00-MFG 2Y:00-BAT | 03/25/2019 | 03/25/2019 | COOPER UNIVERSITY HOSPITAL |  |  | 00:10:7A:74:5B:85 | WOT00000002134111 | David Frye | Performance Verification | Closed | Josh Harris | 03/25/2019 | 03/25/2019 | Performance Verification for CAREFUSION TR11455PM 12882941 | Initial Install of Performance Verification. Device is ready for patient use. |  |  | 03/25/2019 | 03/25/2019
T8015/12878543 |  | CAREFUSION | CAREFUSION ALARIS PC 8015 4.7 DISPLAY |  |  | SPD |  |  | should be the traded ones per josh | 03/25/2019 |  |  |  |  | NO | NO |  |  |  |  | CAREFUSION T8015/12878543 12878543 |  |  | Temporary | TR4978PM | 00:10:7A:73:3D:13 |  | High Risk | 1Y:00-MFG 2Y:00-BAT | 03/25/2019 | 03/25/2019 | COOPER UNIVERSITY HOSPITAL |  |  | 00:10:7A:73:3D:13 | WOT00000002134113 | David Frye | Performance Verification | Closed | Josh Harris | 03/25/2019 | 03/25/2019 | Performance Verification for CAREFUSION TR4978PM 12878543 | Initial Install of Performance Verification. Device is ready for patient use. |  |  | 03/25/2019 | 03/25/2019
T8015/12877771 |  | CAREFUSION | CAREFUSION ALARIS PC 8015 4.7 DISPLAY |  |  | BIOMEDICAL |  |  | should be the traded ones per josh | 03/25/2019 |  |  |  |  | NO | NO |  |  |  |  | CAREFUSION T8015/12877771 12877771 |  |  | Temporary | TR12877771 | 00:10:7a:74:47:c3 |  | High Risk | 1Y:00-MFG 2Y:00-BAT | 03/25/2019 | 03/25/2019 | COOPER UNIVERSITY HOSPITAL |  |  | Performance Verification | WOT00000002402999 | Bonnie Aichroch | Performance Verification | Closed | Josh Harris | 03/25/2019 | 03/25/2019 | Performance Verification for CAREFUSION TR12877771 12877771 | Initial Install of Performance Verification. Device is ready for patient use. |  |  | 03/25/2019 | 03/25/2019
T8015/12855286 |  | CAREFUSION | CAREFUSION ALARIS PC 8015 4.7 DISPLAY |  |  | SPD |  |  | should be the traded ones per josh | 03/25/2019 |  |  |  |  | NO | NO |  |  |  |  | CAREFUSION T8015/12855286 12855286 |  |  | Active | TR12363PM | 00:10:7A:74:1A:A7 |  | High Risk | 1Y:00-MFG 2Y:00-BAT | 03/25/2019 | 03/25/2019 | COOPER UNIVERSITY HOSPITAL |  |  | 00:10:7A:74:1A:A7 | WOT00000002134126 | David Frye | Performance Verification | Closed | Josh Harris | 03/25/2019 | 03/25/2019 | Performance Verification for CAREFUSION TR12363PM 12855286 | Initial Install of Performance Verification. Device is ready for patient use. |  |  | 03/25/2019 | 03/25/2019
T8015/12828445 |  | CAREFUSION | CAREFUSION ALARIS PC 8015 4.7 DISPLAY |  |  | SPD |  |  | should be the traded ones per josh | 03/25/2019 |  |  |  |  | NO | NO |  |  |  |  | CAREFUSION T8015/12828445 12828445 |  |  | Temporary | TR4924PM | 00:10:7A:73:41:2B |  | High Risk | 1Y:00-MFG 2Y:00-BAT | 03/25/2019 | 03/25/2019 | COOPER UNIVERSITY HOSPITAL |  |  | 00:10:7A:73:41:2B | WOT00000002134104 | David Frye | Performance Verification | Closed | Josh Harris | 03/25/2019 | 03/25/2019 | Performance Verification for CAREFUSION TR4924PM 12828445 | Initial Install of Performance Verification. Device is ready for patient use. |  |  | 03/25/2019 | 03/25/2019
T8015/12721115 |  | CAREFUSION | CAREFUSION ALARIS PC 8015 4.7 DISPLAY |  |  | SPD |  |  | should be the traded ones per josh | 03/25/2019 |  |  |  |  | NO | NO |  |  |  |  | CAREFUSION T8015/12721115 12721115 |  |  | Temporary | TR13920PM | 00:10:7A:72:B2:B4 |  | High Risk | 1Y:00-MFG 2Y:00-BAT | 03/25/2019 | 03/25/2019 | COOPER UNIVERSITY HOSPITAL |  |  | Performance Verification | WOT00000001973407 | David Frye | Performance Verification | Closed | Josh Harris | 03/25/2019 | 03/25/2019 | Performance Verification for CAREFUSION TR13920PM 12721115 | Initial Install of Performance Verification. Device is ready for patient use. |  |  | 03/25/2019 | 03/25/2019
T8015/12720922 |  | CAREFUSION | CAREFUSION ALARIS PC 8015 4.7 DISPLAY |  |  | SPD |  |  | should be the traded ones per josh | 03/25/2019 |  |  |  |  | NO | NO |  |  |  |  | CAREFUSION T8015/12720922 12720922 |  |  | Temporary | TR11505PM | 00:10:7A:72:AF:4B |  | High Risk | 1Y:00-MFG 2Y:00-BAT | 03/25/2019 | 03/25/2019 | COOPER UNIVERSITY HOSPITAL |  |  | 00:10:7A:72:AF:4B | WOT00000002134110 | David Frye | Performance Verification | Closed | Josh Harris | 03/25/2019 | 03/25/2019 | CEID Record Completion for CAREFUSION TR11505PM 12720922 | Inventoried Rental PC Unit | EXP2245811 | Labor | 03/25/2019 | 03/25/2019 | Josh Harris
T8015/12720187 |  | CAREFUSION | CAREFUSION ALARIS PC 8015 4.7 DISPLAY |  |  | SPD |  |  | should be the traded ones per josh | 03/25/2019 |  |  |  |  | NO | NO |  |  |  |  | CAREFUSION T8015/12720187 12720187 |  |  | Temporary | TR11481PM | 00:10:7A:72:AE:67 |  | High Risk | 1Y:00-MFG 2Y:00-BAT | 03/25/2019 | 03/25/2019 | COOPER UNIVERSITY HOSPITAL |  |  | 00:10:7A:72:AE:67 | WOT00000002134124 | David Frye | Performance Verification | Closed | Josh Harris | 03/25/2019 | 03/25/2019 | Performance Verification for CAREFUSION TR11481PM 12720187 | Initial Install of Performance Verification. Device is ready for patient use. |  |  | 03/25/2019 | 03/25/2019
T8015/12719649 |  | CAREFUSION | CAREFUSION ALARIS PC 8015 4.7 DISPLAY |  |  | SPD |  |  | should be the traded ones per josh | 03/25/2019 |  |  |  |  | NO | NO |  |  |  |  | CAREFUSION T8015/12719649 12719649 |  |  | Temporary | TR13485PM | 00:10:7A:74:4B:DC |  | High Risk | 1Y:00-MFG 2Y:00-BAT | 03/25/2019 | 03/25/2019 | COOPER UNIVERSITY HOSPITAL |  |  | 00:10:7A:74:4B:DC | WOT00000002134120 | David Frye | Performance Verification | Closed | Josh Harris | 03/25/2019 | 03/25/2019 | Performance Verification for CAREFUSION TR13485PM 12719649 | Initial Install of Performance Verification. Device is ready for patient use. |  |  | 03/25/2019 | 03/25/2019
T8015/12719789 |  | CAREFUSION | CAREFUSION ALARIS PC 8015 4.7 DISPLAY |  |  | SPD |  |  | should be the traded ones per josh | 03/25/2019 |  |  |  |  | NO | NO |  |  |  |  | CAREFUSION T8015/12719789 12719789 |  |  | Temporary | TR13484PM | 00:10:7a:72:af:24 |  | High Risk | 1Y:00-MFG 2Y:00-BAT | 03/25/2019 | 03/25/2019 | COOPER UNIVERSITY HOSPITAL |  |  | Performance Verification | WOT00000001973404 | David Frye | Performance Verification | Closed | Josh Harris | 03/25/2019 | 03/25/2019 | Performance Verification for CAREFUSION TR13484PM 12719789 | Initial Install of Performance Verification. Device is ready for patient use. |  |  | 03/25/2019 | 03/25/2019
T8015/12719575 |  | CAREFUSION | CAREFUSION ALARIS PC 8015 4.7 DISPLAY |  |  | SPD |  |  | should be the traded ones per josh | 03/25/2019 |  |  |  |  | NO | NO |  |  |  |  | CAREFUSION T8015/12719575 12719575 |  |  | Temporary | TR04793PM | 00:10:7A:72:92:4D |  | High Risk | 1Y:00-MFG 2Y:00-BAT | 03/25/2019 | 03/25/2019 | COOPER UNIVERSITY HOSPITAL |  |  | Performance Verification | WOT00000001973395 | David Frye | Performance Verification | Closed | Josh Harris | 03/25/2019 | 03/25/2019 | Performance Verification for CAREFUSION TR04793PM 12719575 | Initial Install of Performance Verification. Device is ready for patient use. |  |  | 03/25/2019 | 03/25/2019
T8015/12681328 |  | CAREFUSION | CAREFUSION ALARIS PC 8015 4.7 DISPLAY |  |  | BIOMEDICAL |  |  | should be the traded ones per josh | 03/25/2019 |  |  |  |  | NO | NO |  |  |  |  | CAREFUSION T8015/12681328 12681328 |  |  | Temporary | TR12681328 | 00:10:7a:72:ab:f1 |  | High Risk | 1Y:00-MFG 2Y:00-BAT | 03/25/2019 | 03/25/2019 | COOPER UNIVERSITY HOSPITAL |  |  | Performance Verification | WOT00000002403027 | Bonnie Aichroch | Performance Verification | Closed | Josh Harris | 03/25/2019 | 03/25/2019 | Performance Verification for CAREFUSION TR12681328 12681328 | Initial Install of Performance Verification. Device is ready for patient use. |  |  | 03/25/2019 | 03/25/2019
T8015/12677984 |  | CAREFUSION | CAREFUSION ALARIS PC 8015 4.7 DISPLAY |  |  | SPD |  |  | should be the traded ones per josh | 03/25/2019 |  |  |  |  | NO | NO |  |  |  |  | CAREFUSION T8015/12677984 12677984 |  |  | Temporary | TR7465PM | 00:10:7A:72:F5:37 |  | High Risk | 1Y:00-MFG 2Y:00-BAT | 03/25/2019 | 03/25/2019 | COOPER UNIVERSITY HOSPITAL |  |  | 00:10:7A:72:F5:37 | WOT00000002134123 | David Frye | Performance Verification | Closed | Josh Harris | 03/25/2019 | 03/25/2019 | CEID Record Completion for CAREFUSION TR7465PM 12677984 | Inventoried Rental PC Unit | EXP2245636 | Labor | 03/25/2019 | 03/25/2019 | Josh Harris
T8015/12681041 |  | CAREFUSION | CAREFUSION ALARIS PC 8015 4.7 DISPLAY |  |  | SPD |  |  | should be the traded ones per josh | 03/25/2019 |  |  |  |  | NO | NO |  |  |  |  | CAREFUSION T8015/12681041 12681041 |  |  | Temporary | TR13478PM | 00:10:7A:72:90:9B |  | High Risk | 1Y:00-MFG 2Y:00-BAT | 03/25/2019 | 03/25/2019 | COOPER UNIVERSITY HOSPITAL |  |  | Performance Verification | WOT00000001973415 | David Frye | Performance Verification | Closed | Josh Harris | 03/25/2019 | 03/25/2019 | CEID Record Completion for CAREFUSION TR13478PM 12681041 | Inventoried temporary rental unit from Peak Medical. | EXP2046398 | Labor | 03/25/2019 | 03/25/2019 | Josh Harris
T8015/12677963 |  | CAREFUSION | CAREFUSION ALARIS PC 8015 4.7 DISPLAY |  |  | SPD |  |  | should be the traded ones per josh | 03/25/2019 |  |  |  |  | NO | NO |  |  |  |  | CAREFUSION T8015/12677963 12677963 |  |  | Temporary | TR4795PM | 00:10:7A:72:9B:FE |  | High Risk | 1Y:00-MFG 2Y:00-BAT | 03/25/2019 | 03/25/2019 | COOPER UNIVERSITY HOSPITAL |  |  | 00:10:7A:72:9B:FE | WOT00000002134115 | David Frye | Performance Verification | Closed | Josh Harris | 03/25/2019 | 03/25/2019 | Performance Verification for CAREFUSION TR4795PM 12677963 | Initial Install of Performance Verification. Device is ready for patient use. |  |  | 03/25/2019 | 03/25/2019
T8015/12667082 |  | CAREFUSION | CAREFUSION ALARIS PC 8015 4.7 DISPLAY |  |  | SPD |  |  | should be the traded ones per josh | 03/25/2019 |  |  |  |  | NO | NO |  |  |  |  | CAREFUSION T8015/12667082 12667082 |  |  | Temporary | TR13490PM | 00:10:7A:72:7F:3E |  | High Risk | 1Y:00-MFG 2Y:00-BAT | 03/25/2019 | 03/25/2019 | COOPER UNIVERSITY HOSPITAL |  |  | Performance Verification | WOT00000001973417 | David Frye | Performance Verification | Closed | Josh Harris | 03/25/2019 | 03/25/2019 | CEID Record Completion for CAREFUSION TR13490PM 12667082 | Inventoried temporary rental unit from Peak Medical. | EXP2046443 | Labor | 03/25/2019 | 03/25/2019 | Josh Harris
T8015/12666787 |  | CAREFUSION | CAREFUSION ALARIS PC 8015 4.7 DISPLAY |  |  | SPD |  |  | should be the traded ones per josh | 03/25/2019 |  |  |  |  | NO | NO |  |  |  |  | CAREFUSION T8015/12666787 12666787 |  |  | Temporary | TR07440PM | 00:10:7A:74:58:46 |  | High Risk | 1Y:00-MFG 2Y:00-BAT | 03/25/2019 | 03/25/2019 | COOPER UNIVERSITY HOSPITAL |  |  | Performance Verification | WOT00000001973410 | David Frye | Performance Verification | Closed | Josh Harris | 03/25/2019 | 03/25/2019 | CEID Record Completion for CAREFUSION TR07440PM 12666787 | Inventoried temporary rental unit from Peak Medical. | EXP2046354 | Labor | 03/25/2019 | 03/25/2019 | Josh Harris
T8015/12657543 |  | CAREFUSION | CAREFUSION ALARIS PC 8015 4.7 DISPLAY |  |  | SPD |  |  | should be the traded ones per josh | 03/25/2019 |  |  |  |  | NO | NO |  |  |  |  | CAREFUSION T8015/12657543 12657543 |  |  | Temporary | TR13475PM | 00:10:7A:72:B3:89 |  | High Risk | 1Y:00-MFG 2Y:00-BAT | 03/25/2019 | 03/25/2019 | COOPER UNIVERSITY HOSPITAL |  |  | Performance Verification | WOT00000001973418 | David Frye | Performance Verification | Closed | Josh Harris | 03/25/2019 | 03/25/2019 | Performance Verification for CAREFUSION TR13475PM 12657543 | Initial Install of Performance Verification. Device is ready for patient use. |  |  | 03/25/2019 | 03/25/2019
T8015/12645389 |  | CAREFUSION | CAREFUSION ALARIS PC 8015 4.7 DISPLAY |  |  | SPD |  |  | should be the traded ones per josh | 03/25/2019 |  |  |  |  | NO | NO |  |  |  |  | CAREFUSION T8015/12645389 12645389 |  |  | Temporary | TR13505PM | 00:10:7A:72:75:F7 |  | High Risk | 1Y:00-MFG 2Y:00-BAT | 03/25/2019 | 03/25/2019 | COOPER UNIVERSITY HOSPITAL |  |  | Performance Verification | WOT00000001973400 | David Frye | Performance Verification | Closed | Josh Harris | 03/25/2019 | 03/25/2019 | Performance Verification for CAREFUSION TR13505PM 12645389 | Initial Install of Performance Verification. Device is ready for patient use. |  |  | 03/25/2019 | 03/25/2019
T8015/12643250 |  | CAREFUSION | CAREFUSION ALARIS PC 8015 4.7 DISPLAY |  |  | BIOMEDICAL |  |  | should be the traded ones per josh | 03/25/2019 |  |  |  |  | NO | NO |  |  |  |  | CAREFUSION T8015/12643250 12643250 |  |  | Temporary | TR12643250 | 00:10:7a:72:ad:f0 |  | High Risk | 1Y:00-MFG 2Y:00-BAT | 03/25/2019 | 03/25/2019 | COOPER UNIVERSITY HOSPITAL |  |  | Performance Verification | WOT00000002403043 | Bonnie Aichroch | Performance Verification | Closed | Josh Harris | 03/25/2019 | 03/25/2019 | Performance Verification for CAREFUSION TR12643250 12643250 | Initial Install of Performance Verification. Device is ready for patient use. |  |  | 03/25/2019 | 03/25/2019
|  | CAREFUSION | CAREFUSION ALARIS PC 8015 4.7 DISPLAY |  |  | SPD |  |  |  | 11/21/2017 |  |  |  |  | NO | NO |  |  |  |  | CAREFUSION 11221631 13107266 |  |  | Disposition |  | 00:00:00:00:00:00 |  | High Risk | 1Y:00-MFG 2Y:00-BAT | 11/21/2017 | 11/21/2017 | COOPER UNIVERSITY HOSPITAL |  |  | Keleman 9th Floor |  | David Frye |  |  |  | 11/21/2017 | 11/21/2017 |  |  |  |  | 11/21/2017 | 11/21/2017
|  | CAREFUSION | CAREFUSION ALARIS PC 8015 4.7 DISPLAY |  |  | VOORHEES SURGERY CENTER-HEM/ONC |  |  |  | 09/12/2018 |  |  |  |  | NO | NO |  |  |  |  | CAREFUSION 11221610 13540119 |  |  | Disposition |  | 00:00:00:00:00:00 |  | High Risk | 1Y:00-MFG 2Y:00-BAT | 09/12/2018 | 09/12/2018 | COOPER AMBULATORY OFF-SITES |  |  | SUITE F |  | MEGAN MCCAFFERTY |  |  |  | 09/12/2018 | 09/12/2018 |  |  |  |  | 09/12/2018 | 09/12/2018
|  | CAREFUSION | CAREFUSION ALARIS PC 8015 4.7 DISPLAY |  |  | SPD |  |  |  | 11/10/2017 |  |  |  |  | NO | NO |  |  |  |  | CAREFUSION 11221535 13107296 |  |  | Disposition |  | 00:00:00:00:00:00 |  | High Risk | 1Y:00-MFG 2Y:00-BAT | 11/10/2017 | 11/10/2017 | COOPER UNIVERSITY HOSPITAL |  |  |  |  | David Frye |  |  |  | 11/10/2017 | 11/10/2017 |  |  |  |  | 11/10/2017 | 11/10/2017
|  | CAREFUSION | CAREFUSION ALARIS PC 8015 4.7 DISPLAY |  |  | SPD |  |  |  | 07/03/2011 |  |  |  |  | NO | NO |  |  |  |  | CAREFUSION 10752976 13887652 |  |  | Disposition |  | 00:00:00:00:00:00 |  | High Risk | 1Y:00-MFG 2Y:00-BAT | 11/07/2017 |  | COOPER UNIVERSITY HOSPITAL |  |  |  |  | David Frye
|  | CAREFUSION | CAREFUSION ALARIS PC 8015 4.7 DISPLAY |  |  | SPD |  |  |  | 06/30/2010 |  |  |  |  | NO | NO |  |  |  |  | CAREFUSION 10752979 13104746 |  |  | Disposition |  | 00:00:00:00:00:00 |  | High Risk | 1Y:00-MFG 2Y:00-BAT | 11/13/2017 |  | COOPER UNIVERSITY HOSPITAL |  |  |  |  | David Frye
|  | CAREFUSION | CAREFUSION ALARIS PC 8015 4.7 DISPLAY |  |  | SPD |  |  |  | 06/30/2010 |  |  |  |  | NO | NO |  |  |  |  | CAREFUSION 10752636 13107350 |  |  | Disposition |  | 00:00:00:00:00:00 |  | High Risk | 1Y:00-MFG 2Y:00-BAT | 11/03/2017 |  | COOPER UNIVERSITY HOSPITAL |  |  |  |  | David Frye
|  | CAREFUSION | CAREFUSION ALARIS PC 8015 4.7 DISPLAY |  |  | SPD |  |  |  | 01/01/1900 |  |  |  |  | NO | NO |  |  |  |  | CAREFUSION 10732493 13105976 |  |  | Disposition |  | 00:00:00:00:00:00 |  | High Risk | 1Y:00-MFG 2Y:00-BAT | 11/20/2017 |  | COOPER UNIVERSITY HOSPITAL |  |  |  |  | David Frye
|  | CAREFUSION | CAREFUSION ALARIS PC 8015 4.7 DISPLAY |  |  | SPD |  |  |  | 06/30/2010 |  |  |  |  | NO | NO |  |  |  |  | CAREFUSION 10732488 13107328 |  |  | Disposition |  | 00:00:00:00:00:00 |  | High Risk | 1Y:00-MFG 2Y:00-BAT | 11/20/2017 |  | COOPER UNIVERSITY HOSPITAL |  |  |  |  | David Frye
|  | CAREFUSION | CAREFUSION ALARIS PC 8015 4.7 DISPLAY |  |  | SPD |  |  |  | 06/30/2010 |  |  |  |  | NO | NO |  |  |  |  | CAREFUSION 10732487 13107258 |  |  | Disposition |  | 00:00:00:00:00:00 |  | High Risk | 1Y:00-MFG 2Y:00-BAT | 11/16/2017 |  | COOPER UNIVERSITY HOSPITAL |  |  |  |  | David Frye
|  | CAREFUSION | CAREFUSION ALARIS PC 8015 4.7 DISPLAY |  |  | SPD |  |  |  | 01/01/1900 |  |  |  |  | NO | NO |  |  |  |  | CAREFUSION 10732461 13106783 |  |  | Disposition |  | 00:00:00:00:00:00 |  | High Risk | 1Y:00-MFG 2Y:00-BAT | 11/06/2017 |  | COOPER UNIVERSITY HOSPITAL |  |  |  |  | David Frye
|  | CAREFUSION | CAREFUSION ALARIS PC 8015 4.7 DISPLAY |  |  | SPD |  |  |  | 06/30/2010 |  |  |  |  | NO | NO |  |  |  |  | CAREFUSION 10732462 13107137 |  |  | Disposition |  | 00:00:00:00:00:00 |  | High Risk | 1Y:00-MFG 2Y:00-BAT | 11/06/2017 |  | COOPER UNIVERSITY HOSPITAL |  |  |  |  | David Frye
|  | CAREFUSION | CAREFUSION ALARIS PC 8015 4.7 DISPLAY |  |  | SPD |  |  |  | 01/01/1900 |  |  |  |  | NO | NO |  |  |  |  | CAREFUSION 10732278 13105887 |  |  | Disposition |  | 00:00:00:00:00:00 |  | High Risk | 1Y:00-MFG 2Y:00-BAT | 11/02/2017 |  | COOPER UNIVERSITY HOSPITAL |  |  |  |  | David Frye
|  | CAREFUSION | CAREFUSION ALARIS PC 8015 4.7 DISPLAY |  |  | VOORHEES SURGERY CENTER-HEM/ONC |  |  |  | 06/10/2015 |  |  |  |  | NO | NO |  |  |  |  | CAREFUSION 10732281 13540082 |  |  | Disposition |  | 00:00:00:00:00:00 |  | High Risk | 1Y:00-MFG | 09/12/2018 | 09/01/2020 | COOPER AMBULATORY OFF-SITES |  |  |  | 0011469827 | MEGAN MCCAFFERTY | Performance Verification | Closed | Bonnie Aichroth | 04/10/2017 | 04/10/2017 | INCOMING INVENTORY | DEVICE INVENTORIED | 63C85E39-81E9-40E2-BA22-08768800B57C | Labor | 04/10/2017 | 04/10/2017 | Bonnie Aichroth
|  | CAREFUSION | CAREFUSION ALARIS PC 8015 4.7 DISPLAY |  |  | SPD |  |  |  | 06/30/2010 |  |  |  |  | NO | NO |  |  |  |  | CAREFUSION 10725072 13106846 |  |  | Disposition |  | 00:00:00:00:00:00 |  | High Risk | 1Y:00-MFG 2Y:00-BAT | 11/17/2017 |  | COOPER UNIVERSITY HOSPITAL |  |  |  |  | David Frye
|  | CAREFUSION | CAREFUSION ALARIS PC 8015 4.7 DISPLAY |  |  | COOPER CANCER CENTER |  |  |  | 06/30/2010 |  |  |  |  | NO | NO |  |  |  |  | CAREFUSION 10725023 13107221 |  |  | Disposition |  | 00:00:00:00:00:00 |  | High Risk | 1Y:00-MFG 2Y:00-BAT | 09/12/2018 | 09/01/2020 | COOPER AMBULATORY OFF-SITES |  |  | L3 - INFUSION |  | COLLEEN TEGELER
|  | CAREFUSION | CAREFUSION ALARIS PC 8015 4.7 DISPLAY |  |  | COOPER CANCER CENTER |  |  |  | 07/25/2013 |  |  |  |  | NO | NO |  |  |  |  | CAREFUSION 10725024 13928945 |  |  | Disposition |  | 00:00:00:00:00:00 |  | High Risk | 1Y:00-MFG 2Y:00-BAT | 09/12/2018 | 09/01/2020 | COOPER AMBULATORY OFF-SITES |  |  | L3 - INFUSION |  | COLLEEN TEGELER
|  | CAREFUSION | CAREFUSION ALARIS PC 8015 4.7 DISPLAY |  |  | SPD |  |  |  | 06/16/2016 |  |  |  |  | NO | NO |  |  |  |  | CAREFUSION 10505200 14621835 |  |  | Disposition |  | 00:23:68:FA:B1:49 |  | High Risk | 1Y:00-MFG 2Y:00-BAT | 11/13/2017 |  | COOPER UNIVERSITY HOSPITAL |  |  |  |  | David Frye
|  | CAREFUSION | CAREFUSION ALARIS PC 8015 4.7 DISPLAY |  |  | SPD |  |  |  | 06/30/2010 |  |  |  |  | NO | NO |  |  |  |  | CAREFUSION 10505066 13107315 |  |  | Disposition |  | 00:00:00:00:00:00 |  | High Risk | 1Y:00-MFG 2Y:00-BAT | 11/03/2017 |  | COOPER UNIVERSITY HOSPITAL |  |  |  |  | David Frye
|  | CAREFUSION | CAREFUSION ALARIS PC 8015 4.7 DISPLAY |  |  | SPD |  |  |  | 06/08/2015 |  |  |  |  | NO | NO |  |  |  |  | CAREFUSION 10369625 1341767 |  |  | Disposition |  | 00:00:00:00:00:00 |  | High Risk | 1Y:00-MFG 2Y:00-BAT | 11/21/2017 |  | COOPER UNIVERSITY HOSPITAL |  |  |  |  | David Frye
|  | CAREFUSION | CAREFUSION ALARIS PC 8015 4.7 DISPLAY |  |  | SPD |  |  |  | 06/08/2015 |  |  |  |  | NO | NO |  |  |  |  | CAREFUSION 10369621 12491040 |  |  | Disposition |  | 00:10:7A:70:14:81 |  | High Risk | 1Y:00-MFG 2Y:00-BAT | 11/01/2017 |  | COOPER UNIVERSITY HOSPITAL |  |  |  |  | David Frye
|  | CAREFUSION | CAREFUSION ALARIS PC 8015 4.7 DISPLAY |  |  | SPD |  |  |  | 06/08/2015 |  |  |  |  | NO | NO |  |  |  |  | CAREFUSION 10369630 12631685 |  |  | Disposition |  | 00:10:7A:72:30:57 |  | High Risk | 1Y:00-MFG 2Y:00-BAT | 11/08/2017 |  | COOPER UNIVERSITY HOSPITAL |  |  |  |  | David Frye
|  | CAREFUSION | CAREFUSION ALARIS PC 8015 4.7 DISPLAY |  |  | SPD |  |  |  | 06/08/2015 |  |  |  |  | NO | NO |  |  |  |  | CAREFUSION 10369627 13027984 |  |  | Disposition |  | 00:10:24:74:F8:42 |  | High Risk | 1Y:00-MFG 2Y:00-BAT | 11/03/2017 |  | COOPER UNIVERSITY HOSPITAL |  |  |  |  | David Frye
|  | CAREFUSION | CAREFUSION ALARIS PC 8015 4.7 DISPLAY |  |  | SPD |  |  |  | 06/08/2015 |  |  |  |  | NO | NO |  |  |  |  | CAREFUSION 10369629 12985962 |  |  | Disposition |  | 00:00:00:00:00:00 |  | High Risk | 1Y:00-MFG 2Y:00-BAT | 11/06/2017 |  | COOPER UNIVERSITY HOSPITAL |  |  |  |  | David Frye
|  | CAREFUSION | CAREFUSION ALARIS PC 8015 4.7 DISPLAY |  |  | SPD |  |  |  | 06/08/2015 |  |  |  |  | NO | NO |  |  |  |  | CAREFUSION 10369626 12845744 |  |  | Disposition |  | 00:00:00:00:00:00 |  | High Risk | 1Y:00-MFG 2Y:00-BAT | 11/02/2017 |  | COOPER UNIVERSITY HOSPITAL |  |  |  |  | David Frye
|  | CAREFUSION | CAREFUSION ALARIS PC 8015 4.7 DISPLAY |  |  | SPD |  |  |  | 06/08/2015 |  |  |  |  | NO | NO |  |  |  |  | CAREFUSION 10369624 13040654 |  |  | Disposition |  | 00:00:00:00:00:00 |  | High Risk | 1Y:00-MFG 2Y:00-BAT | 11/13/2017 |  | COOPER UNIVERSITY HOSPITAL |  |  |  |  | David Frye
|  | CAREFUSION | CAREFUSION ALARIS PC 8015 4.7 DISPLAY |  |  | SPD |  |  |  | 06/08/2015 |  |  |  |  | NO | NO |  |  |  |  | CAREFUSION 10369623 12921659 |  |  | Disposition |  | 00:00:00:00:00:00 |  | High Risk | 1Y:00-MFG 2Y:00-BAT | 11/08/2017 |  | COOPER UNIVERSITY HOSPITAL |  |  |  |  | David Frye
|  | CAREFUSION | CAREFUSION ALARIS PC 8015 4.7 DISPLAY |  |  | SPD |  |  |  | 06/08/2015 |  |  |  |  | NO | NO |  |  |  |  | CAREFUSION 10369622 12846707 |  |  | Disposition |  | 00:10:7A:74:27:60 |  | High Risk | 1Y:00-MFG 2Y:00-BAT | 11/10/2017 |  | COOPER UNIVERSITY HOSPITAL |  |  |  |  | David Frye
|  | CAREFUSION | CAREFUSION ALARIS PC 8015 4.7 DISPLAY |  |  | SPD |  |  |  | 06/08/2015 |  |  |  |  | NO | NO |  |  |  |  | CAREFUSION 10369620 12988734 |  |  | Disposition |  | 00:00:00:00:00:00 |  | High Risk | 1Y:00-MFG 2Y:00-BAT | 11/06/2017 |  | COOPER UNIVERSITY HOSPITAL |  |  |  |  | David Frye
|  | CAREFUSION | CAREFUSION ALARIS PC 8015 4.7 DISPLAY |  |  | SPD |  |  |  | 06/08/2015 |  |  |  |  | NO | NO |  |  |  |  | CAREFUSION 10369618 13021794 |  |  | Disposition |  | 00:00:00:00:00:00 |  | High Risk | 1Y:00-MFG 2Y:00-BAT | 11/03/2017 |  | COOPER UNIVERSITY HOSPITAL |  |  |  |  | David Frye
|  | CAREFUSION | CAREFUSION ALARIS PC 8015 4.7 DISPLAY |  |  | SPD |  |  |  | 06/08/2015 |  |  |  |  | NO | NO |  |  |  |  | CAREFUSION 10369619 12845568 |  |  | Disposition |  | 00:10:7A:73:42:3E |  | High Risk | 1Y:00-MFG 2Y:00-BAT | 11/17/2017 |  | COOPER UNIVERSITY HOSPITAL |  |  |  |  | David Frye
|  | CAREFUSION | CAREFUSION ALARIS PC 8015 4.7 DISPLAY |  |  | SPD |  |  |  | 06/08/2015 |  |  |  |  | NO | NO |  |  |  |  | CAREFUSION 10369617 12921590 |  |  | Disposition |  | 00:10:7A:74:F9:EC |  | High Risk | 1Y:00-MFG 2Y:00-BAT | 11/08/2017 |  | COOPER UNIVERSITY HOSPITAL |  |  |  |  | David Frye
|  | CAREFUSION | CAREFUSION ALARIS PC 8015 4.7 DISPLAY |  |  | SPD |  |  |  | 06/08/2015 |  |  |  |  | NO | NO |  |  |  |  | CAREFUSION 10369616 13028014 |  |  | Disposition |  | 00:10:7A:75:3C:CD |  | High Risk | 1Y:00-MFG 2Y:00-BAT | 11/10/2017 |  | COOPER UNIVERSITY HOSPITAL |  |  |  |  | David Frye
|  | CAREFUSION | CAREFUSION ALARIS PC 8015 4.7 DISPLAY |  |  | SPD |  |  |  | 06/08/2015 |  |  |  |  | NO | NO |  |  |  |  | CAREFUSION 10369614 12950409 |  |  | Disposition |  | 00:10:7A:74:A7:52 |  | High Risk | 1Y:00-MFG 2Y:00-BAT | 11/06/2017 |  | COOPER UNIVERSITY HOSPITAL |  |  |  |  | David Frye
|  | CAREFUSION | CAREFUSION ALARIS PC 8015 4.7 DISPLAY |  |  | SPD |  |  |  | 06/08/2015 |  |  |  |  | NO | NO |  |  |  |  | CAREFUSION 10369615 13027669 |  |  | Disposition |  | 00:10:7A:75:3B:BF |  | High Risk | 1Y:00-MFG 2Y:00-BAT | 11/20/2017 |  | COOPER UNIVERSITY HOSPITAL |  |  |  |  | David Frye
|  | CAREFUSION | CAREFUSION ALARIS PC 8015 4.7 DISPLAY |  |  | SPD |  |  |  | 06/08/2015 |  |  |  |  | NO | NO |  |  |  |  | CAREFUSION 10369613 13066297 |  |  | Disposition |  | 00:10:7A:75:70:C3 |  | High Risk | 1Y:00-MFG 2Y:00-BAT | 11/01/2017 |  | COOPER UNIVERSITY HOSPITAL |  |  |  |  | David Frye
|  | CAREFUSION | CAREFUSION ALARIS PC 8015 4.7 DISPLAY |  |  | SPD |  |  |  | 06/08/2015 |  |  |  |  | NO | NO |  |  |  |  | CAREFUSION 10369612 12858397 |  |  | Disposition |  | 00:00:00:00:00:00 |  | High Risk | 1Y:00-MFG 2Y:00-BAT | 11/17/2017 |  | COOPER UNIVERSITY HOSPITAL |  |  |  |  | David Frye
|  | CAREFUSION | CAREFUSION ALARIS PC 8015 4.7 DISPLAY |  |  | SPD |  |  |  | 06/08/2015 |  |  |  |  | NO | NO |  |  |  |  | CAREFUSION 10369611 12460167 |  |  | Disposition |  | 00:10:7A:74:20:3C |  | High Risk | 1Y:00-MFG 2Y:00-BAT | 11/17/2017 |  | COOPER UNIVERSITY HOSPITAL |  |  |  |  | David Frye
|  | CAREFUSION | CAREFUSION ALARIS PC 8015 4.7 DISPLAY |  |  | SPD |  |  |  | 06/08/2015 |  |  |  |  | NO | NO |  |  |  |  | CAREFUSION 10369604 12946806 |  |  | Disposition |  | 00:00:00:00:00:00 |  | High Risk | 1Y:00-MFG 2Y:00-BAT | 11/30/2017 |  | COOPER UNIVERSITY HOSPITAL |  |  |  |  | David Frye
|  | CAREFUSION | CAREFUSION ALARIS PC 8015 4.7 DISPLAY |  |  | SPD |  |  |  | 06/08/2015 |  |  |  |  | NO | NO |  |  |  |  | CAREFUSION 10369605 13041771 |  |  | Disposition |  | 00:00:00:00:00:00 |  | High Risk | 1Y:00-MFG 2Y:00-BAT | 11/20/2017 |  | COOPER UNIVERSITY HOSPITAL |  |  |  |  | David Frye
|  | CAREFUSION | CAREFUSION ALARIS PC 8015 4.7 DISPLAY |  |  | SPD |  |  |  | 06/08/2015 |  |  |  |  | NO | NO |  |  |  |  | CAREFUSION 10369606 12845082 |  |  | Disposition |  | 00:00:00:00:00:00 |  | High Risk | 1Y:00-MFG 2Y:00-BAT | 11/10/2017 |  | COOPER UNIVERSITY HOSPITAL |  |  |  |  | David Frye
|  | CAREFUSION | CAREFUSION ALARIS PC 8015 4.7 DISPLAY |  |  | SPD |  |  |  | 06/08/2015 |  |  |  |  | NO | NO |  |  |  |  | CAREFUSION 10369607 12845420 |  |  | Disposition |  | 00:00:00:00:00:00 |  | High Risk | 1Y:00-MFG 2Y:00-BAT | 11/20/2017 |  | COOPER UNIVERSITY HOSPITAL |  |  |  |  | David Frye
|  | CAREFUSION | CAREFUSION ALARIS PC 8015 4.7 DISPLAY |  |  | SPD |  |  |  | 06/08/2015 |  |  |  |  | NO | NO |  |  |  |  | CAREFUSION 10369610 12921797 |  |  | Disposition |  | 00:00:00:00:00:00 |  | High Risk | 1Y:00-MFG 2Y:00-BAT | 11/06/2017 |  | COOPER UNIVERSITY HOSPITAL |  |  |  |  | David Frye
|  | CAREFUSION | CAREFUSION ALARIS PC 8015 4.7 DISPLAY |  |  | SPD |  |  |  | 06/08/2015 |  |  |  |  | NO | NO |  |  |  |  | CAREFUSION 10369609 12629784 |  |  | Disposition |  | 00:10:7A:72:3C:C2 |  | High Risk | 1Y:00-MFG 2Y:00-BAT | 11/01/2017 |  | COOPER UNIVERSITY HOSPITAL |  |  |  |  | David Frye
|  | CAREFUSION | CAREFUSION ALARIS PC 8015 4.7 DISPLAY |  |  | SPD |  |  |  | 06/08/2015 |  |  |  |  | NO | NO |  |  |  |  | CAREFUSION 10369608 12655029 |  |  | Disposition |  | 00:00:00:00:00:00 |  | High Risk | 1Y:00-MFG 2Y:00-BAT | 11/06/2017 |  | COOPER UNIVERSITY HOSPITAL |  |  |  |  | David Frye
|  | CAREFUSION | CAREFUSION ALARIS PC 8015 4.7 DISPLAY |  |  | SPD |  |  |  | 06/08/2015 |  |  |  |  | NO | NO |  |  |  |  | CAREFUSION 10369601 12724687 |  |  | Disposition |  | 00:00:00:00:00:00 |  | High Risk | 1Y:00-MFG 2Y:00-BAT | 11/21/2017 |  | COOPER UNIVERSITY HOSPITAL |  |  |  |  | David Frye
|  | CAREFUSION | CAREFUSION ALARIS PC 8015 4.7 DISPLAY |  |  | SPD |  |  |  | 06/08/2015 |  |  |  |  | NO | NO |  |  |  |  | CAREFUSION 10369602 12882519 |  |  | Disposition |  | 00:00:00:00:00:00 |  | High Risk | 1Y:00-MFG 2Y:00-BAT | 11/17/2017 |  | COOPER UNIVERSITY HOSPITAL |  |  |  |  | David Frye
|  | CAREFUSION | CAREFUSION ALARIS PC 8015 4.7 DISPLAY |  |  | SPD |  |  |  | 06/08/2015 |  |  |  |  | NO | NO |  |  |  |  | CAREFUSION 10369603 12683928 |  |  | Disposition |  | 00:00:00:00:00:00 |  | High Risk | 1Y:00-MFG 2Y:00-BAT | 11/17/2017 |  | COOPER UNIVERSITY HOSPITAL |  |  |  |  | David Frye
|  | CAREFUSION | CAREFUSION ALARIS PC 8015 4.7 DISPLAY |  |  | SPD |  |  |  | 06/08/2015 |  |  |  |  | NO | NO |  |  |  |  | CAREFUSION 10369600 12845873 |  |  | Disposition |  | 10:77:34:49:: |  | High Risk | 1Y:00-MFG 2Y:00-BAT | 11/20/2017 |  | COOPER UNIVERSITY HOSPITAL |  |  |  |  | David Frye
|  | CAREFUSION | CAREFUSION ALARIS PC 8015 4.7 DISPLAY |  |  | SPD |  |  |  | 06/08/2015 |  |  |  |  | NO | NO |  |  |  |  | CAREFUSION 10369599 12846690 |  |  | Disposition |  | 00:10:77:42:6F:6 |  | High Risk | 1Y:00-MFG 2Y:00-BAT | 11/01/2017 |  | COOPER UNIVERSITY HOSPITAL |  |  |  |  | David Frye
|  | CAREFUSION | CAREFUSION ALARIS PC 8015 4.7 DISPLAY |  |  | SPD |  |  |  | 06/08/2015 |  |  |  |  | NO | NO |  |  |  |  | CAREFUSION 10369598 12844788 |  |  | Disposition |  | 00:10:7A:73:42:5B |  | High Risk | 1Y:00-MFG 2Y:00-BAT | 11/21/2017 |  | COOPER UNIVERSITY HOSPITAL |  |  |  |  | David Frye
|  | CAREFUSION | CAREFUSION ALARIS PC 8015 4.7 DISPLAY |  |  | SPD |  |  |  | 07/03/2013 |  |  |  |  | NO | NO |  |  |  |  | CAREFUSION 10369269 13884279 |  |  | Disposition |  | 00:00:00:00:00:00 |  | High Risk | 1Y:00-MFG 2Y:00-BAT | 11/16/2017 |  | COOPER UNIVERSITY HOSPITAL |  |  |  |  | David Frye
|  | CAREFUSION | CAREFUSION ALARIS PC 8015 4.7 DISPLAY |  |  | SPD |  |  |  | 01/01/1900 |  |  |  |  | NO | NO |  |  |  |  | CAREFUSION 10369117 13106802 |  |  | Disposition |  | 00:00:00:00:00:00 |  | High Risk | 1Y:00-MFG 2Y:00-BAT | 11/08/2017 |  | COOPER UNIVERSITY HOSPITAL |  |  |  |  | David Frye
|  | CAREFUSION | CAREFUSION ALARIS PC 8015 4.7 DISPLAY |  |  | SPD |  |  |  | 01/01/1900 |  |  |  |  | NO | NO |  |  |  |  | CAREFUSION 10369011 13106756 |  |  | Disposition |  | 00:00:00:00:00:00 |  | High Risk | 1Y:00-MFG 2Y:00-BAT | 11/20/2017 |  | COOPER UNIVERSITY HOSPITAL |  |  |  |  | David Frye
|  | CAREFUSION | CAREFUSION ALARIS PC 8015 4.7 DISPLAY |  |  | SPD |  |  |  | 06/30/2010 |  |  |  |  | NO | NO |  |  |  |  | CAREFUSION 10368885 13106847 |  |  | Disposition |  | 00:00:00:00:00:00 |  | High Risk | 1Y:00-MFG 2Y:00-BAT | 11/06/2017 |  | COOPER UNIVERSITY HOSPITAL |  |  |  |  | David Frye
|  | CAREFUSION | CAREFUSION ALARIS PC 8015 4.7 DISPLAY |  |  | SPD |  |  |  | 06/01/2010 |  |  |  |  | NO | NO |  |  |  |  | CAREFUSION 10368756 13105904 |  |  | Disposition |  | 00:00:00:00:00:00 |  | High Risk | 1Y:00-MFG 2Y:00-BAT | 11/10/2017 |  | COOPER UNIVERSITY HOSPITAL |  |  |  |  | David Frye
|  | CAREFUSION | CAREFUSION ALARIS PC 8015 4.7 DISPLAY |  |  | SPD |  |  |  | 06/30/2010 |  |  |  |  | NO | NO |  |  |  |  | CAREFUSION 10368755 13107118 |  |  | Disposition |  | 00:00:00:00:00:00 |  | High Risk | 1Y:00-MFG 2Y:00-BAT | 11/17/2017 |  | COOPER UNIVERSITY HOSPITAL |  |  |  |  | David Frye
|  | CAREFUSION | CAREFUSION ALARIS PC 8015 4.7 DISPLAY |  |  | SPD |  |  |  | 07/03/2013 |  |  |  |  | NO | NO |  |  |  |  | CAREFUSION 10368754 13887592 |  |  | Disposition |  | 00:00:00:00:00:00 |  | High Risk | 1Y:00-MFG 2Y:00-BAT | 11/20/2017 |  | COOPER UNIVERSITY HOSPITAL |  |  |  |  | David Frye
|  | CAREFUSION | CAREFUSION ALARIS PC 8015 4.7 DISPLAY |  |  | SPD |  |  |  | 06/30/2010 |  |  |  |  | NO | NO |  |  |  |  | CAREFUSION 10368752 13107225 |  |  | Disposition |  | 00:00:00:00:00:00 |  | High Risk | 1Y:00-MFG 2Y:00-BAT | 11/16/2017 |  | COOPER UNIVERSITY HOSPITAL |  |  |  |  | David Frye
|  | CAREFUSION | CAREFUSION ALARIS PC 8015 4.7 DISPLAY |  |  | SPD |  |  |  | 06/01/2010 |  |  |  |  | NO | NO |  |  |  |  | CAREFUSION 10368753 13105719 |  |  | Disposition |  | 00:00:00:00:00:00 |  | High Risk | 1Y:00-MFG 2Y:00-BAT | 11/20/2017 |  | COOPER UNIVERSITY HOSPITAL |  |  |  |  | David Frye
|  | CAREFUSION | CAREFUSION ALARIS PC 8015 4.7 DISPLAY |  |  | SPD |  |  |  | 06/30/2010 |  |  |  |  | NO | NO |  |  |  |  | CAREFUSION 10368749 13107339 |  |  | Disposition |  | 00:00:00:00:00:00 |  | High Risk | 1Y:00-MFG 2Y:00-BAT | 11/07/2017 |  | COOPER UNIVERSITY HOSPITAL |  |  |  |  | David Frye
|  | CAREFUSION | CAREFUSION ALARIS PC 8015 4.7 DISPLAY |  |  | SPD |  |  |  | 06/30/2010 |  |  |  |  | NO | NO |  |  |  |  | CAREFUSION 10368719 13106551 |  |  | Disposition |  | 00:00:00:00:00:00 |  | High Risk | 1Y:00-MFG 2Y:00-BAT | 11/14/2017 |  | COOPER UNIVERSITY HOSPITAL |  |  |  |  | David Frye
|  | CAREFUSION | CAREFUSION ALARIS PC 8015 4.7 DISPLAY |  |  | SPD |  |  |  | 06/12/2010 |  |  |  |  | NO | NO |  |  |  |  | CAREFUSION 10368696 13106778 |  |  | Disposition |  | 00:00:00:00:00:00 |  | High Risk | 1Y:00-MFG 2Y:00-BAT | 11/03/2017 |  | COOPER UNIVERSITY HOSPITAL |  |  |  |  | David Frye
|  | CAREFUSION | CAREFUSION ALARIS PC 8015 4.7 DISPLAY |  |  | SPD |  |  |  | 07/03/2013 |  |  |  |  | NO | NO |  |  |  |  | CAREFUSION 10368677 13884351 |  |  | Disposition |  | 00:00:00:00:00:00 |  | High Risk | 1Y:00-MFG 2Y:00-BAT | 11/02/2017 |  | COOPER UNIVERSITY HOSPITAL |  |  |  |  | David Frye
|  | CAREFUSION | CAREFUSION ALARIS PC 8015 4.7 DISPLAY |  |  | SPD |  |  |  | 07/03/2013 |  |  |  |  | NO | NO |  |  |  |  | CAREFUSION 10368698 13887698 |  |  | Disposition |  | 00:00:00:00:00:00 |  | High Risk | 1Y:00-MFG 2Y:00-BAT | 11/20/2017 |  | COOPER UNIVERSITY HOSPITAL |  |  |  |  | David Frye
|  | CAREFUSION | CAREFUSION ALARIS PC 8015 4.7 DISPLAY |  |  | SPD |  |  |  | 07/03/2013 |  |  |  |  | NO | NO |  |  |  |  | CAREFUSION 10368639 13884214 |  |  | Disposition |  | 00:00:00:00:00:00 |  | High Risk | 1Y:00-MFG 2Y:00-BAT | 11/16/2017 |  | COOPER UNIVERSITY HOSPITAL |  |  |  |  | David Frye
|  | CAREFUSION | CAREFUSION ALARIS PC 8015 4.7 DISPLAY |  |  | SPD |  |  |  | 01/01/1900 |  |  |  |  | NO | NO |  |  |  |  | CAREFUSION 10368523 13106777 |  |  | Disposition |  | 00:00:00:00:00:00 |  | High Risk | 1Y:00-MFG 2Y:00-BAT | 11/16/2017 |  | COOPER UNIVERSITY HOSPITAL |  |  |  |  | David Frye
TR7480PM |  | CAREFUSION | CAREFUSION ALARIS PC 8015 4.7 DISPLAY |  |  | SPD |  |  |  | 02/08/2019 |  |  |  |  | NO | NO |  |  |  |  | CAREFUSION TR7480PM 12883447 |  |  | Disposition |  | 00:10:7A:72:AE:15 |  | High Risk | 1Y:00-MFG 2Y:00-BAT | 02/08/2019 | 02/08/2019 | COOPER UNIVERSITY HOSPITAL |  |  | 00:10:7A:72:AE:15 | WOT00000002134118 | David Frye | Performance Verification | Closed | Josh Harris | 02/08/2019 | 02/08/2019 | Performance Verification for CAREFUSION TR7480PM 12883447 | Initial Install of Performance Verification. Device is ready for patient use. |  |  | 02/08/2019 | 02/08/2019
|  | CAREFUSION | CAREFUSION ALARIS PC 8015 4.7 DISPLAY |  |  | SPD |  |  |  | 06/30/2010 |  |  |  |  | NO | NO |  |  |  |  | CAREFUSION 10368332 13104802 |  |  | Disposition |  | 00:00:00:00:00:00 |  | High Risk | 1Y:00-MFG 2Y:00-BAT | 11/21/2017 |  | COOPER UNIVERSITY HOSPITAL |  |  |  |  | David Frye
|  | CAREFUSION | CAREFUSION ALARIS PC 8015 4.7 DISPLAY |  |  | SPD |  |  |  | 06/30/2010 |  |  |  |  | NO | NO |  |  |  |  | CAREFUSION 10368107 13107393 |  |  | Disposition |  | 00:00:00:00:00:00 |  | High Risk | 1Y:00-MFG 2Y:00-BAT | 11/17/2017 |  | COOPER UNIVERSITY HOSPITAL |  |  |  |  | David Frye
|  | CAREFUSION | CAREFUSION ALARIS PC 8015 4.7 DISPLAY |  |  | SPD |  |  |  | 01/01/1900 |  |  |  |  | NO | NO |  |  |  |  | CAREFUSION 10368061 13106731 |  |  | Disposition |  | 00:00:00:00:00:00 |  | High Risk | 1Y:00-MFG 2Y:00-BAT | 11/09/2017 |  | COOPER UNIVERSITY HOSPITAL |  |  |  |  | David Frye
|  | CAREFUSION | CAREFUSION ALARIS PC 8015 4.7 DISPLAY |  |  | SPD |  |  |  | 06/30/2010 |  |  |  |  | NO | NO |  |  |  |  | CAREFUSION 10367898 13107445 |  |  | Disposition |  | 00:00:00:00:00:00 |  | High Risk | 1Y:00-MFG 2Y:00-BAT | 11/06/2017 |  | COOPER UNIVERSITY HOSPITAL |  |  |  |  | David Frye
|  | CAREFUSION | CAREFUSION ALARIS PC 8015 4.7 DISPLAY |  |  | SPD |  |  |  | 07/03/2013 |  |  |  |  | NO | NO |  |  |  |  | CAREFUSION 10367894 13884332 |  |  | Disposition |  | 00:00:00:00:00:00 |  | High Risk | 1Y:00-MFG 2Y:00-BAT | 11/17/2017 |  | COOPER UNIVERSITY HOSPITAL |  |  |  |  | David Frye
|  | CAREFUSION | CAREFUSION ALARIS PC 8015 4.7 DISPLAY |  |  | SPD |  |  |  | 06/30/2010 |  |  |  |  | NO | NO |  |  |  |  | CAREFUSION 10367841 13107475 |  |  | Disposition |  | 00:00:00:00:00:00 |  | High Risk | 1Y:00-MFG 2Y:00-BAT | 11/03/2017 |  | COOPER UNIVERSITY HOSPITAL |  |  |  |  | David Frye
|  | CAREFUSION | CAREFUSION ALARIS PC 8015 4.7 DISPLAY |  |  | SPD |  |  |  | 06/30/2010 |  |  |  |  | NO | NO |  |  |  |  | CAREFUSION 10367837 13107341 |  |  | Disposition |  | 00:00:00:00:00:00 |  | High Risk | 1Y:00-MFG 2Y:00-BAT | 11/10/2017 |  | COOPER UNIVERSITY HOSPITAL |  |  |  |  | David Frye
|  | CAREFUSION | CAREFUSION ALARIS PC 8015 4.7 DISPLAY |  |  | SPD |  |  |  | 01/01/1900 |  |  |  |  | NO | NO |  |  |  |  | CAREFUSION 10367805 13106488 |  |  | Disposition |  | 00:00:00:00:00:00 |  | High Risk | 1Y:00-MFG 2Y:00-BAT | 11/14/2017 |  | COOPER UNIVERSITY HOSPITAL |  |  |  |  | David Frye
|  | CAREFUSION | CAREFUSION ALARIS PC 8015 4.7 DISPLAY |  |  | SPD |  |  |  | 06/30/2010 |  |  |  |  | NO | NO |  |  |  |  | CAREFUSION 10367807 13107220 |  |  | Disposition |  | 00:00:00:00:00:00 |  | High Risk | 1Y:00-MFG 2Y:00-BAT | 11/10/2017 |  | COOPER UNIVERSITY HOSPITAL |  |  |  |  | David Frye
|  | CAREFUSION | CAREFUSION ALARIS PC 8015 4.7 DISPLAY |  |  | SPD |  |  |  | 06/30/2010 |  |  |  |  | NO | NO |  |  |  |  | CAREFUSION 10367810 13107088 |  |  | Disposition |  | 00:00:00:00:00:00 |  | High Risk | 1Y:00-MFG 2Y:00-BAT | 11/03/2017 |  | COOPER UNIVERSITY HOSPITAL |  |  |  |  | David Frye
|  | CAREFUSION | CAREFUSION ALARIS PC 8015 4.7 DISPLAY |  |  | SPD |  |  |  | 06/30/2010 |  |  |  |  | NO | NO |  |  |  |  | CAREFUSION 10367800 13105450 |  |  | Disposition |  | 00:00:00:00:00:00 |  | High Risk | 1Y:00-MFG 2Y:00-BAT | 11/07/2017 |  | COOPER UNIVERSITY HOSPITAL |  |  |  |  | David Frye
|  | CAREFUSION | CAREFUSION ALARIS PC 8015 4.7 DISPLAY |  |  | SPD |  |  |  | 06/30/2010 |  |  |  |  | NO | NO |  |  |  |  | CAREFUSION 10367799 13107276 |  |  | Disposition |  | 00:00:00:00:00:00 |  | High Risk | 1Y:00-MFG 2Y:00-BAT | 11/02/2017 |  | COOPER UNIVERSITY HOSPITAL |  |  |  |  | David Frye
|  | CAREFUSION | CAREFUSION ALARIS PC 8015 4.7 DISPLAY |  |  | SPD |  |  |  | 06/30/2010 |  |  |  |  | NO | NO |  |  |  |  | CAREFUSION 10367759 13106935 |  |  | Disposition |  | 00:00:00:00:00:00 |  | High Risk | 1Y:00-MFG 2Y:00-BAT | 11/10/2017 |  | COOPER UNIVERSITY HOSPITAL |  |  |  |  | David Frye
|  | CAREFUSION | CAREFUSION ALARIS PC 8015 4.7 DISPLAY |  |  | SPD |  |  |  | 06/01/2010 |  |  |  |  | NO | NO |  |  |  |  | CAREFUSION 10367753 13106733 |  |  | Disposition |  | 00:00:00:00:00:00 |  | High Risk | 1Y:00-MFG 2Y:00-BAT | 11/06/2017 |  | COOPER UNIVERSITY HOSPITAL |  |  |  |  | David Frye
|  | CAREFUSION | CAREFUSION ALARIS PC 8015 4.7 DISPLAY |  |  | SPD |  |  |  | 06/30/2010 |  |  |  |  | NO | NO |  |  |  |  | CAREFUSION 10367754 13107479 |  |  | Disposition |  | 00:00:00:00:00:00 |  | High Risk | 1Y:00-MFG 2Y:00-BAT | 11/06/2017 |  | COOPER UNIVERSITY HOSPITAL |  |  |  |  | David Frye
|  | CAREFUSION | CAREFUSION ALARIS PC 8015 4.7 DISPLAY |  |  | SPD |  |  |  | 06/30/2010 |  |  |  |  | NO | NO |  |  |  |  | CAREFUSION 10367629 13107473 |  |  | Disposition |  | 00:00:00:00:00:00 |  | High Risk | 1Y:00-MFG 2Y:00-BAT | 11/17/2017 |  | COOPER UNIVERSITY HOSPITAL |  |  |  |  | David Frye
|  | CAREFUSION | CAREFUSION ALARIS PC 8015 4.7 DISPLAY |  |  | SPD |  |  |  | 06/30/2010 |  |  |  |  | NO | NO |  |  |  |  | CAREFUSION 10367545 13107197 |  |  | Disposition |  | 00:00:00:00:00:00 |  | High Risk | 1Y:00-MFG 2Y:00-BAT | 11/06/2017 |  | COOPER UNIVERSITY HOSPITAL |  |  |  |  | David Frye
|  | CAREFUSION | CAREFUSION ALARIS PC 8015 4.7 DISPLAY |  |  | SPD |  |  |  | 06/30/2010 |  |  |  |  | NO | NO |  |  |  |  | CAREFUSION 10367543 13107212 |  |  | Disposition |  | 00:00:00:00:00:00 |  | High Risk | 1Y:00-MFG 2Y:00-BAT | 11/22/2017 |  | COOPER UNIVERSITY HOSPITAL |  |  |  |  | David Frye
|  | CAREFUSION | CAREFUSION ALARIS PC 8015 4.7 DISPLAY |  |  | SPD |  |  |  | 06/01/2010 |  |  |  |  | NO | NO |  |  |  |  | CAREFUSION 10367540 13106615 |  |  | Disposition |  | 00:00:00:00:00:00 |  | High Risk | 1Y:00-MFG 2Y:00-BAT | 11/02/2017 |  | COOPER UNIVERSITY HOSPITAL |  |  |  |  | David Frye
|  | CAREFUSION | CAREFUSION ALARIS PC 8015 4.7 DISPLAY |  |  | SPD |  |  |  | 06/01/2010 |  |  |  |  | NO | NO |  |  |  |  | CAREFUSION 10367505 13106584 |  |  | Disposition |  | 00:00:00:00:00:00 |  | High Risk | 1Y:00-MFG 2Y:00-BAT | 11/17/2017 |  | COOPER UNIVERSITY HOSPITAL |  |  |  |  | David Frye
|  | CAREFUSION | CAREFUSION ALARIS PC 8015 4.7 DISPLAY |  |  | SPD |  |  |  | 06/01/2010 |  |  |  |  | NO | NO |  |  |  |  | CAREFUSION 10367503 13106480 |  |  | Disposition |  | 00:00:00:00:00:00 |  | High Risk | 1Y:00-MFG 2Y:00-BAT | 11/13/2017 |  | COOPER UNIVERSITY HOSPITAL |  |  |  |  | David Frye
|  | CAREFUSION | CAREFUSION ALARIS PC 8015 4.7 DISPLAY |  |  | SPD |  |  |  | 06/30/2010 |  |  |  |  | NO | NO |  |  |  |  | CAREFUSION 10367504 13106552 |  |  | Disposition |  | 00:00:00:00:00:00 |  | High Risk | 1Y:00-MFG 2Y:00-BAT | 11/07/2017 |  | COOPER UNIVERSITY HOSPITAL |  |  |  |  | David Frye
|  | CAREFUSION | CAREFUSION ALARIS PC 8015 4.7 DISPLAY |  |  | SPD |  |  |  | 06/30/2010 |  |  |  |  | NO | NO |  |  |  |  | CAREFUSION 10367489 13106812 |  |  | Disposition |  | 00:00:00:00:00:00 |  | High Risk | 1Y:00-MFG 2Y:00-BAT | 11/22/2017 |  | COOPER UNIVERSITY HOSPITAL |  |  |  |  | David Frye
|  | CAREFUSION | CAREFUSION ALARIS PC 8015 4.7 DISPLAY |  |  | SPD |  |  |  | 07/03/2013 |  |  |  |  | NO | NO |  |  |  |  | CAREFUSION 10367449 13887926 |  |  | Disposition |  | 00:00:00:00:00:00 |  | High Risk | 1Y:00-MFG 2Y:00-BAT | 11/14/2017 |  | COOPER UNIVERSITY HOSPITAL |  |  |  |  | David Frye
|  | CAREFUSION | CAREFUSION ALARIS PC 8015 4.7 DISPLAY |  |  | SPD |  |  |  | 06/01/2010 |  |  |  |  | NO | NO |  |  |  |  | CAREFUSION 10367426 13106834 |  |  | Disposition |  | 00:00:00:00:00:00 |  | High Risk | 1Y:00-MFG 2Y:00-BAT | 11/13/2017 |  | COOPER UNIVERSITY HOSPITAL |  |  |  |  | David Frye
|  | CAREFUSION | CAREFUSION ALARIS PC 8015 4.7 DISPLAY |  |  | SPD |  |  |  | 01/01/1900 |  |  |  |  | NO | NO |  |  |  |  | CAREFUSION 10367425 13107383 |  |  | Disposition |  | 00:00:00:00:00:00 |  | High Risk | 1Y:00-MFG 2Y:00-BAT | 11/28/2017 |  | COOPER UNIVERSITY HOSPITAL |  |  |  |  | David Frye
|  | CAREFUSION | CAREFUSION ALARIS PC 8015 4.7 DISPLAY |  |  | SPD |  |  |  | 06/30/2010 |  |  |  |  | NO | NO |  |  |  |  | CAREFUSION 10367390 13106897 |  |  | Disposition |  | 00:00:00:00:00:00 |  | High Risk | 1Y:00-MFG 2Y:00-BAT | 11/06/2017 |  | COOPER UNIVERSITY HOSPITAL |  |  |  |  | David Frye
|  | CAREFUSION | CAREFUSION ALARIS PC 8015 4.7 DISPLAY |  |  | SPD |  |  |  | 06/30/2010 |  |  |  |  | NO | NO |  |  |  |  | CAREFUSION 10367379 13107256 |  |  | Disposition |  | 00:00:00:00:00:00 |  | High Risk | 1Y:00-MFG 2Y:00-BAT | 11/07/2017 |  | COOPER UNIVERSITY HOSPITAL |  |  |  |  | David Frye
|  | CAREFUSION | CAREFUSION ALARIS PC 8015 4.7 DISPLAY |  |  | SPD |  |  |  | 06/30/2010 |  |  |  |  | NO | NO |  |  |  |  | CAREFUSION 10367341 13107464 |  |  | Disposition |  | 00:00:00:00:00:00 |  | High Risk | 1Y:00-MFG 2Y:00-BAT | 11/21/2017 |  | COOPER UNIVERSITY HOSPITAL |  |  |  |  | David Frye
|  | CAREFUSION | CAREFUSION ALARIS PC 8015 4.7 DISPLAY |  |  | SPD |  |  |  | 07/03/2013 |  |  |  |  | NO | NO |  |  |  |  | CAREFUSION 10367324 13888217 |  |  | Disposition |  | 00:00:00:00:00:00 |  | High Risk | 1Y:00-MFG 2Y:00-BAT | 11/16/2017 |  | COOPER UNIVERSITY HOSPITAL |  |  |  |  | David Frye
|  | CAREFUSION | CAREFUSION ALARIS PC 8015 4.7 DISPLAY |  |  | SPD |  |  |  | 06/30/2010 |  |  |  |  | NO | NO |  |  |  |  | CAREFUSION 10367321 13106220 |  |  | Disposition |  | 00:00:00:00:00:00 |  | High Risk | 1Y:00-MFG 2Y:00-BAT | 11/17/2017 |  | COOPER UNIVERSITY HOSPITAL |  |  | Bio-med shop |  | David Frye
|  | CAREFUSION | CAREFUSION ALARIS PC 8015 4.7 DISPLAY |  |  | SPD |  |  |  | 06/30/2010 |  |  |  |  | NO | NO |  |  |  |  | CAREFUSION 10367303 13107438 |  |  | Disposition |  | 00:00:00:00:00:00 |  | High Risk | 1Y:00-MFG 2Y:00-BAT | 11/13/2017 |  | COOPER UNIVERSITY HOSPITAL |  |  |  |  | David Frye
|  | CAREFUSION | CAREFUSION ALARIS PC 8015 4.7 DISPLAY |  |  | SPD |  |  |  | 07/03/2013 |  |  |  |  | NO | NO |  |  |  |  | CAREFUSION 10367258 13884349 |  |  | Disposition |  | 00:00:00:00:00:00 |  | High Risk | 1Y:00-MFG 2Y:00-BAT | 11/03/2017 |  | COOPER UNIVERSITY HOSPITAL |  |  |  |  | David Frye
|  | CAREFUSION | CAREFUSION ALARIS PC 8015 4.7 DISPLAY |  |  | WILLINGBORO HEMATOLOGY/ONCOLOGY |  |  |  | 10/27/2011 |  |  |  |  | NO | NO |  |  |  |  | CAREFUSION 10367248 13534879 |  |  | Disposition |  | 00:00:00:00:00:00 |  | High Risk | 1Y:00-MFG 2Y:00-BAT | 08/30/2018 | 08/01/2020 | COOPER AMBULATORY OFF-SITES |  |  | EXAM 2 |  | ANN DENTON
|  | CAREFUSION | CAREFUSION ALARIS PC 8015 4.7 DISPLAY |  |  | WILLINGBORO HEMATOLOGY/ONCOLOGY |  |  |  | 10/27/2011 |  |  |  |  | NO | NO |  |  |  |  | CAREFUSION 10367238 13540201 |  |  | Disposition |  | 00:00:00:00:00:00 |  | High Risk | 1Y:00-MFG 2Y:00-BAT | 08/30/2018 | 08/01/2020 | COOPER AMBULATORY OFF-SITES |  |  | INFUSION RM |  | ANN DENTON
|  | CAREFUSION | CAREFUSION ALARIS PC 8015 4.7 DISPLAY |  |  | WILLINGBORO HEMATOLOGY/ONCOLOGY |  |  |  | 10/27/2011 |  |  |  |  | NO | NO |  |  |  |  | CAREFUSION 10367237 13534921 |  |  | Disposition |  | 00:00:00:00:00:00 |  | High Risk | 1Y:00-MFG 2Y:00-BAT | 08/30/2018 | 08/01/2020 | COOPER AMBULATORY OFF-SITES |  |  | INFUSION RM |  | ANN DENTON
|  | CAREFUSION | CAREFUSION ALARIS PC 8015 4.7 DISPLAY |  |  | WILLINGBORO HEMATOLOGY/ONCOLOGY |  |  |  | 10/27/2011 |  |  |  |  | NO | NO |  |  |  |  | CAREFUSION 10367235 13540196 |  |  | Disposition |  | 00:00:00:00:00:00 |  | High Risk | 1Y:00-MFG 2Y:00-BAT | 08/30/2018 | 08/01/2020 | COOPER AMBULATORY OFF-SITES |  |  | INFUSION RM |  | ANN DENTON
|  | CAREFUSION | CAREFUSION ALARIS PC 8015 4.7 DISPLAY |  |  | WILLINGBORO HEMATOLOGY/ONCOLOGY |  |  |  | 10/27/2011 |  |  |  |  | NO | NO |  |  |  |  | CAREFUSION 10367236 13540246 |  |  | Disposition |  | 00:00:00:00:00:00 |  | High Risk | 1Y:00-MFG 2Y:00-BAT | 08/31/2018 | 08/01/2020 | COOPER AMBULATORY OFF-SITES |  |  | INFUSION RM |  | ANN DENTON
|  | CAREFUSION | CAREFUSION ALARIS PC 8015 4.7 DISPLAY |  |  | WILLINGBORO HEMATOLOGY/ONCOLOGY |  |  |  | 10/27/2011 |  |  |  |  | NO | NO |  |  |  |  | CAREFUSION 10367233 13502615 |  |  | Disposition |  | 00:00:00:00:00:00 |  | High Risk | 1Y:00-MFG 2Y:00-BAT | 08/30/2018 | 08/01/2020 | COOPER AMBULATORY OFF-SITES |  |  | INFUSION RM |  | ANN DENTON
|  | CAREFUSION | CAREFUSION ALARIS PC 8015 4.7 DISPLAY |  |  | WILLINGBORO HEMATOLOGY/ONCOLOGY |  |  |  | 10/27/2011 |  |  |  |  | NO | NO |  |  |  |  | CAREFUSION 10367232 13540039 |  |  | Disposition |  | 00:00:00:00:00:00 |  | High Risk | 1Y:00-MFG 2Y:00-BAT | 08/30/2018 | 08/01/2020 | COOPER AMBULATORY OFF-SITES |  |  | INFUSION RM |  | ANN DENTON
|  | CAREFUSION | CAREFUSION ALARIS PC 8015 4.7 DISPLAY |  |  | WILLINGBORO HEMATOLOGY/ONCOLOGY |  |  |  | 10/27/2011 |  |  |  |  | NO | NO |  |  |  |  | CAREFUSION 10367229 13540243 |  |  | Disposition |  | 00:00:00:00:00:00 |  | High Risk | 1Y:00-MFG 2Y:00-BAT | 08/30/2018 | 08/01/2020 | COOPER AMBULATORY OFF-SITES |  |  | INFUSION RM |  | ANN DENTON
|  | CAREFUSION | CAREFUSION ALARIS PC 8015 4.7 DISPLAY |  |  | WILLINGBORO HEMATOLOGY/ONCOLOGY |  |  |  | 10/27/2011 |  |  |  |  | NO | NO |  |  |  |  | CAREFUSION 10367228 13539999 |  |  | Disposition |  | 00:00:00:00:00:00 |  | High Risk | 1Y:00-MFG 2Y:00-BAT | 08/30/2018 | 08/01/2020 | COOPER AMBULATORY OFF-SITES |  |  | INFUSION RM |  | ANN DENTON
|  | CAREFUSION | CAREFUSION ALARIS PC 8015 4.7 DISPLAY |  |  | SPD |  |  |  | 01/01/1900 |  |  |  |  | NO | NO |  |  |  |  | CAREFUSION 10367209 13107404 |  |  | Disposition |  | 00:00:00:00:00:00 |  | High Risk | 1Y:00-MFG 2Y:00-BAT | 11/03/2017 |  | COOPER UNIVERSITY HOSPITAL |  |  |  |  | David Frye
|  | CAREFUSION | CAREFUSION ALARIS PC 8015 4.7 DISPLAY |  |  | SPD |  |  |  | 06/30/2010 |  |  |  |  | NO | NO |  |  |  |  | CAREFUSION 10367196 13107463 |  |  | Disposition |  | 00:00:00:00:00:00 |  | High Risk | 1Y:00-MFG 2Y:00-BAT | 11/13/2017 |  | COOPER UNIVERSITY HOSPITAL |  |  |  |  | David Frye
|  | CAREFUSION | CAREFUSION ALARIS PC 8015 4.7 DISPLAY |  |  | SPD |  |  |  | 06/30/2010 |  |  |  |  | NO | NO |  |  |  |  | CAREFUSION 10366701 13107333 |  |  | Disposition |  | 00:00:00:00:00:00 |  | High Risk | 1Y:00-MFG 2Y:00-BAT | 11/10/2017 |  | COOPER UNIVERSITY HOSPITAL |  |  | SPD |  | David Frye
|  | CAREFUSION | CAREFUSION ALARIS PC 8015 4.7 DISPLAY |  |  | SPD |  |  |  | 06/30/2010 |  |  |  |  | NO | NO |  |  |  |  | CAREFUSION 10366678 13107335 |  |  | Disposition |  | 00:00:00:00:00:00 |  | High Risk | 1Y:00-MFG 2Y:00-BAT | 11/02/2017 |  | COOPER UNIVERSITY HOSPITAL |  |  |  |  | David Frye
|  | CAREFUSION | CAREFUSION ALARIS PC 8015 4.7 DISPLAY |  |  | SPD |  |  |  | 06/30/2010 |  |  |  |  | NO | NO |  |  |  |  | CAREFUSION 10366654 13107043 |  |  | Disposition |  | 00:00:00:00:00:00 |  | High Risk | 1Y:00-MFG 2Y:00-BAT | 11/01/2017 |  | COOPER UNIVERSITY HOSPITAL |  |  |  |  | David Frye
|  | CAREFUSION | CAREFUSION ALARIS PC 8015 4.7 DISPLAY |  |  | SPD |  |  |  | 06/30/2010 |  |  |  |  | NO | NO |  |  |  |  | CAREFUSION 10366651 13106765 |  |  | Disposition |  | 00:00:00:00:00:00 |  | High Risk | 1Y:00-MFG 2Y:00-BAT | 11/07/2017 |  | COOPER UNIVERSITY HOSPITAL |  |  |  |  | David Frye
|  | CAREFUSION | CAREFUSION ALARIS PC 8015 4.7 DISPLAY |  |  | SPD |  |  |  | 11/10/2017 |  |  |  |  | NO | NO |  |  |  |  | CAREFUSION 30244933 13105902 |  |  | Disposition |  | 00:00:00:00:00:00 |  | High Risk | 1Y:00-MFG 2Y:00-BAT | 11/10/2017 | 11/10/2017 | COOPER UNIVERSITY HOSPITAL |  |  |  |  | David Frye |  |  |  | 11/10/2017 | 11/10/2017 |  |  |  |  | 11/10/2017 | 11/10/2017
|  | CAREFUSION | CAREFUSION ALARIS PC 8015 4.7 DISPLAY |  |  | SPD |  |  |  | 06/30/2010 |  |  |  |  | NO | NO |  |  |  |  | CAREFUSION 10366545 13105525 |  |  | Disposition |  | 00:00:00:00:00:00 |  | High Risk | 1Y:00-MFG 2Y:00-BAT | 11/06/2017 |  | COOPER UNIVERSITY HOSPITAL |  |  |  |  | David Frye
|  | CAREFUSION | CAREFUSION ALARIS PC 8015 4.7 DISPLAY |  |  | SPD |  |  |  | 06/30/2010 |  |  |  |  | NO | NO |  |  |  |  | CAREFUSION 10366486 13107051 |  |  | Disposition |  | 00:00:00:00:00:00 |  | High Risk | 1Y:00-MFG 2Y:00-BAT | 11/17/2017 |  | COOPER UNIVERSITY HOSPITAL |  |  |  |  | David Frye
|  | CAREFUSION | CAREFUSION ALARIS PC 8015 4.7 DISPLAY |  |  | SPD |  |  |  | 01/01/1900 |  |  |  |  | NO | NO |  |  |  |  | CAREFUSION 10366484 13105948 |  |  | Disposition |  | 00:00:00:00:00:00 |  | High Risk | 1Y:00-MFG 2Y:00-BAT | 11/21/2017 |  | COOPER UNIVERSITY HOSPITAL |  |  |  |  | David Frye
TR12359PM |  | CAREFUSION | CAREFUSION ALARIS PC 8015 4.7 DISPLAY |  |  | SPD |  |  |  | 01/11/2019 |  |  |  |  | NO | NO |  |  |  |  | CAREFUSION TR12359PM 12935716 |  |  | Disposition |  | 00:10:7A:74:60:0C |  | High Risk | 1Y:00-MFG 2Y:00-BAT | 01/11/2019 | 01/11/2019 | COOPER UNIVERSITY HOSPITAL |  |  | Performance Verification | WOT00000001973391 | David Frye | Performance Verification | Closed | Josh Harris | 01/11/2019 | 01/11/2019 | Performance Verification for CAREFUSION TR12359PM 12935716 | Initial Install of Performance Verification. Device is ready for patient use. |  |  | 01/11/2019 | 01/11/2019
|  | CAREFUSION | CAREFUSION ALARIS PC 8015 4.7 DISPLAY |  |  | SPD |  |  |  | 06/30/2010 |  |  |  |  | NO | NO |  |  |  |  | CAREFUSION 10366341 13107042 |  |  | Disposition |  |  |  | High Risk | 1Y:00-MFG 2Y:00-BAT | 02/09/2017 |  | COOPER UNIVERSITY HOSPITAL |  |  |  |  | David Frye
TR10724PM |  | CAREFUSION | CAREFUSION ALARIS PC 8015 4.7 DISPLAY |  |  | SPD |  |  |  | 01/11/2019 |  |  |  |  | NO | NO |  |  |  |  | CAREFUSION TR10724PM 12454262 |  |  | Disposition |  | 00:10:7A:74:52:9C |  | High Risk | 1Y:00-MFG 2Y:00-BAT | 01/11/2019 | 01/11/2019 | COOPER UNIVERSITY HOSPITAL |  |  | Performance Verification | WOT00000001973411 | David Frye | Performance Verification | Closed | Josh Harris | 01/11/2019 | 01/11/2019 | Performance Verification for CAREFUSION TR10724PM 12454262 | Initial Install of Performance Verification. Device is ready for patient use. |  |  | 01/11/2019 | 01/11/2019
TR10555PM |  | CAREFUSION | CAREFUSION ALARIS PC 8015 4.7 DISPLAY |  |  | SPD |  |  |  | 01/11/2019 |  |  |  |  | NO | NO |  |  |  |  | CAREFUSION TR10555PM 013330693 |  |  | Disposition |  | 00:10:7A:41:73:51 |  | High Risk | 1Y:00-MFG 2Y:00-BAT | 01/11/2019 | 01/11/2019 | COOPER UNIVERSITY HOSPITAL |  |  | Performance Verification | WOT00000001973394 | David Frye | Performance Verification | Closed | Josh Harris | 01/11/2019 | 01/11/2019 | CEID Record Completion for CAREFUSION TR10555PM 013330693 | Inventoried temporary rental unit from Peak Medical. | EXP2046351 | Labor | 01/11/2019 | 01/11/2019 | Josh Harris
|  | CAREFUSION | CAREFUSION ALARIS PC 8015 4.7 DISPLAY |  |  | COOPER CANCER CENTER |  |  |  | 01/01/1900 |  |  |  |  | NO | NO |  |  |  |  | CAREFUSION 10365626 13105795 |  |  | Disposition |  | 00:00:00:00:00:00 |  | High Risk | 1Y:00-MFG 2Y:00-BAT | 09/12/2018 | 09/01/2020 | COOPER AMBULATORY OFF-SITES |  |  | L3 - INFUSION |  | COLLEEN TEGELER
|  | CAREFUSION | CAREFUSION ALARIS PC 8015 4.7 DISPLAY |  |  | COOPER CANCER CENTER |  |  |  | 06/30/2010 |  |  |  |  | NO | NO |  |  |  |  | CAREFUSION 10365624 13107261 |  |  | Disposition |  | 00:00:00:00:00:00 |  | High Risk | 1Y:00-MFG 2Y:00-BAT | 09/12/2018 | 09/01/2020 | COOPER AMBULATORY OFF-SITES |  |  | L3 - INFUSION |  | COLLEEN TEGELER
|  | CAREFUSION | CAREFUSION ALARIS PC 8015 4.7 DISPLAY |  |  | COOPER CANCER CENTER |  |  |  | 06/30/2010 |  |  |  |  | NO | NO |  |  |  |  | CAREFUSION 10365620 13105955 |  |  | Disposition |  | 00:00:00:00:00:00 |  | High Risk | 1Y:00-MFG 2Y:00-BAT | 09/12/2018 | 09/01/2020 | COOPER AMBULATORY OFF-SITES |  |  | L3 - INFUSION |  | COLLEEN TEGELER
|  | CAREFUSION | CAREFUSION ALARIS PC 8015 4.7 DISPLAY |  |  | COOPER CANCER CENTER |  |  |  | 07/25/2013 |  |  |  |  | NO | NO |  |  |  |  | CAREFUSION 10365617 13928908 |  |  | Disposition |  | 00:00:00:00:00:00 |  | High Risk | 1Y:00-MFG 2Y:00-BAT | 09/12/2018 | 09/01/2020 | COOPER AMBULATORY OFF-SITES |  |  | L3 - INFUSION |  | COLLEEN TEGELER
|  | CAREFUSION | CAREFUSION ALARIS PC 8015 4.7 DISPLAY |  |  | COOPER CANCER CENTER |  |  |  | 07/25/2013 |  |  |  |  | NO | NO |  |  |  |  | CAREFUSION 10365614 13929087 |  |  | Disposition |  | 00:00:00:00:00:00 |  | High Risk | 1Y:00-MFG 2Y:00-BAT | 09/12/2018 | 09/01/2020 | COOPER AMBULATORY OFF-SITES |  |  | L3 - INFUSION |  | COLLEEN TEGELER
|  | CAREFUSION | CAREFUSION ALARIS PC 8015 4.7 DISPLAY |  |  | COOPER CANCER CENTER |  |  |  | 07/25/2013 |  |  |  |  | NO | NO |  |  |  |  | CAREFUSION 10365608 13928559 |  |  | Disposition |  | 00:00:00:00:00:00 |  | High Risk | 1Y:00-MFG 2Y:00-BAT | 09/12/2018 | 09/01/2020 | COOPER AMBULATORY OFF-SITES |  |  | L3 - INFUSION |  | COLLEEN TEGELER
|  | CAREFUSION | CAREFUSION ALARIS PC 8015 4.7 DISPLAY |  |  | COOPER CANCER CENTER |  |  |  | 07/25/2013 |  |  |  |  | NO | NO |  |  |  |  | CAREFUSION 10365604 13928893 |  |  | Disposition |  | 00:00:00:00:00:00 |  | High Risk | 1Y:00-MFG 2Y:00-BAT | 09/12/2018 | 09/01/2020 | COOPER AMBULATORY OFF-SITES |  |  | L3 - INFUSION |  | COLLEEN TEGELER
|  | CAREFUSION | CAREFUSION ALARIS PC 8015 4.7 DISPLAY |  |  | COOPER CANCER CENTER |  |  |  | 01/01/1900 |  |  |  |  | NO | NO |  |  |  |  | CAREFUSION 10365601 13106425 |  |  | Disposition |  | 00:00:00:00:00:00 |  | High Risk | 1Y:00-MFG 2Y:00-BAT | 09/12/2018 | 09/01/2020 | COOPER AMBULATORY OFF-SITES |  |  | L3 - INFUSION |  | COLLEEN TEGELER
|  | CAREFUSION | CAREFUSION ALARIS PC 8015 4.7 DISPLAY |  |  | COOPER CANCER CENTER |  |  |  | 07/25/2013 |  |  |  |  | NO | NO |  |  |  |  | CAREFUSION 10365598 13929139 |  |  | Disposition |  | 00:00:00:00:00:00 |  | High Risk | 1Y:00-MFG 2Y:00-BAT | 09/12/2018 | 09/01/2020 | COOPER AMBULATORY OFF-SITES |  |  | L3 - INFUSION |  | COLLEEN TEGELER
|  | CAREFUSION | CAREFUSION ALARIS PC 8015 4.7 DISPLAY |  |  | COOPER CANCER CENTER |  |  |  | 06/30/2010 |  |  |  |  | NO | NO |  |  |  |  | CAREFUSION 10365595 13107124 |  |  | Disposition |  | 00:00:00:00:00:00 |  | High Risk | 1Y:00-MFG 2Y:00-BAT | 09/12/2018 | 09/01/2020 | COOPER AMBULATORY OFF-SITES |  |  | L3 - INFUSION |  | COLLEEN TEGELER
|  | CAREFUSION | CAREFUSION ALARIS PC 8015 4.7 DISPLAY |  |  | COOPER CANCER CENTER |  |  |  | 07/25/2013 |  |  |  |  | NO | NO |  |  |  |  | CAREFUSION 10365591 13928847 |  |  | Disposition |  | 00:00:00:00:00:00 |  | High Risk | 1Y:00-MFG 2Y:00-BAT | 09/12/2018 | 09/01/2020 | COOPER AMBULATORY OFF-SITES |  |  | L3 - INFUSION |  | COLLEEN TEGELER
|  | CAREFUSION | CAREFUSION ALARIS PC 8015 4.7 DISPLAY |  |  | COOPER CANCER CENTER |  |  |  | 07/25/2013 |  |  |  |  | NO | NO |  |  |  |  | CAREFUSION 10365588 13928907 |  |  | Disposition |  | 00:00:00:00:00:00 |  | High Risk | 1Y:00-MFG 2Y:00-BAT | 09/12/2018 | 09/01/2020 | COOPER AMBULATORY OFF-SITES |  |  | L3 - INFUSION |  | COLLEEN TEGELER
|  | CAREFUSION | CAREFUSION ALARIS PC 8015 4.7 DISPLAY |  |  | COOPER CANCER CENTER |  |  |  | 07/25/2013 |  |  |  |  | NO | NO |  |  |  |  | CAREFUSION 10365582 13929318 |  |  | Disposition |  | 00:00:00:00:00:00 |  | High Risk | 1Y:00-MFG 2Y:00-BAT | 09/12/2018 | 09/01/2020 | COOPER AMBULATORY OFF-SITES |  |  | L3 - INFUSION |  | COLLEEN TEGELER
|  | CAREFUSION | CAREFUSION ALARIS PC 8015 4.7 DISPLAY |  |  | COOPER CANCER CENTER |  |  |  | 07/25/2013 |  |  |  |  | NO | NO |  |  |  |  | CAREFUSION 10365575 13929088 |  |  | Disposition |  | 00:00:00:00:00:00 |  | High Risk | 1Y:00-MFG 2Y:00-BAT | 09/12/2018 | 09/01/2020 | COOPER AMBULATORY OFF-SITES |  |  | L3 - INFUSION |  | COLLEEN TEGELER
|  | CAREFUSION | CAREFUSION ALARIS PC 8015 4.7 DISPLAY |  |  | COOPER CANCER CENTER |  |  |  | 07/25/2013 |  |  |  |  | NO | NO |  |  |  |  | CAREFUSION 10365572 13929141 |  |  | Disposition |  | 00:00:00:00:00:00 |  | High Risk | 1Y:00-MFG 2Y:00-BAT | 09/12/2018 | 09/01/2020 | COOPER AMBULATORY OFF-SITES |  |  | L3 - INFUSION |  | COLLEEN TEGELER
|  | CAREFUSION | CAREFUSION ALARIS PC 8015 4.7 DISPLAY |  |  | COOPER CANCER CENTER |  |  |  | 07/25/2013 |  |  |  |  | NO | NO |  |  |  |  | CAREFUSION 10365568 13928968 |  |  | Disposition |  | 00:00:00:00:00:00 |  | High Risk | 1Y:00-MFG 2Y:00-BAT | 09/12/2018 | 09/01/2020 | COOPER AMBULATORY OFF-SITES |  |  | L3 - INFUSION |  | COLLEEN TEGELER
|  | CAREFUSION | CAREFUSION ALARIS PC 8015 4.7 DISPLAY |  |  | COOPER CANCER CENTER |  |  |  | 07/03/2013 |  |  |  |  | NO | NO |  |  |  |  | CAREFUSION 10365562 13884177 |  |  | Disposition |  | 00:00:00:00:00:00 |  | High Risk | 1Y:00-MFG 2Y:00-BAT | 09/12/2018 | 09/01/2020 | COOPER AMBULATORY OFF-SITES |  |  | L3 - INFUSION |  | COLLEEN TEGELER
|  | CAREFUSION | CAREFUSION ALARIS PC 8015 4.7 DISPLAY |  |  | COOPER CANCER CENTER |  |  |  | 07/25/2013 |  |  |  |  | NO | NO |  |  |  |  | CAREFUSION 10365559 13929181 |  |  | Disposition |  | 00:00:00:00:00:00 |  | High Risk | 1Y:00-MFG 2Y:00-BAT | 09/12/2018 | 09/01/2020 | COOPER AMBULATORY OFF-SITES |  |  | L3 - INFUSION |  | COLLEEN TEGELER
|  | CAREFUSION | CAREFUSION ALARIS PC 8015 4.7 DISPLAY |  |  | COOPER CANCER CENTER |  |  |  | 07/25/2013 |  |  |  |  | NO | NO |  |  |  |  | CAREFUSION 10365556 13928967 |  |  | Disposition |  | 00:00:00:00:00:00 |  | High Risk | 1Y:00-MFG 2Y:00-BAT | 09/12/2018 | 09/01/2020 | COOPER AMBULATORY OFF-SITES |  |  | L3 - INFUSION |  | COLLEEN TEGELER
|  | CAREFUSION | CAREFUSION ALARIS PC 8015 4.7 DISPLAY |  |  | COOPER CANCER CENTER |  |  |  | 07/25/2013 |  |  |  |  | NO | NO |  |  |  |  | CAREFUSION 10365551 13928603 |  |  | Disposition |  | 00:00:00:00:00:00 |  | High Risk | 1Y:00-MFG 2Y:00-BAT | 09/12/2018 | 09/01/2020 | COOPER AMBULATORY OFF-SITES |  |  | L3 - INFUSION |  | COLLEEN TEGELER
|  | CAREFUSION | CAREFUSION ALARIS PC 8015 4.7 DISPLAY |  |  | COOPER CANCER CENTER |  |  |  | 10/27/2011 |  |  |  |  | NO | NO |  |  |  |  | CAREFUSION 10365535 13540221 |  |  | Disposition |  | 00:00:00:00:00:00 |  | High Risk | 1Y:00-MFG 2Y:00-BAT | 09/12/2018 | 09/01/2020 | COOPER AMBULATORY OFF-SITES |  |  | L1 - HOLDING |  | COLLEEN TEGELER
|  | CAREFUSION | CAREFUSION ALARIS PC 8015 4.7 DISPLAY |  |  | SPD |  |  |  | 11/13/2017 |  |  |  |  | NO | NO |  |  |  |  | CAREFUSION 30236304 13105387 |  |  | Disposition |  | 00:00:00:00:00:00 |  | High Risk | 1Y:00-MFG 2Y:00-BAT | 11/13/2017 | 11/13/2017 | COOPER UNIVERSITY HOSPITAL |  |  |  |  | David Frye |  |  |  | 11/13/2017 | 11/13/2017 |  |  |  |  | 11/13/2017 | 11/13/2017
|  | CAREFUSION | CAREFUSION ALARIS PC 8015 4.7 DISPLAY |  |  | COOPER CANCER CENTER |  |  |  | 10/27/2011 |  |  |  |  | NO | NO |  |  |  |  | CAREFUSION 10365542 13540224 |  |  | Disposition |  | 00:00:00:00:00:00 |  | High Risk | 1Y:00-MFG 2Y:00-BAT | 09/12/2018 | 09/01/2020 | COOPER AMBULATORY OFF-SITES |  |  | L1 - HOLDING |  | COLLEEN TEGELER
|  | CAREFUSION | CAREFUSION ALARIS PC 8015 4.7 DISPLAY |  |  | COOPER CANCER CENTER |  |  |  | 10/27/2011 |  |  |  |  | NO | NO |  |  |  |  | CAREFUSION 10365533 13540231 |  |  | Disposition |  | 00:00:00:00:00:00 |  | High Risk | 1Y:00-MFG 2Y:00-BAT | 09/12/2018 | 09/01/2020 | COOPER AMBULATORY OFF-SITES |  |  | L1 - HOLDING |  | COLLEEN TEGELER
|  | CAREFUSION | CAREFUSION ALARIS PC 8015 4.7 DISPLAY |  |  | SPD |  |  |  | 06/30/2010 |  |  |  |  | NO | NO |  |  |  |  | CAREFUSION 10365488 13106595 |  |  | Disposition |  | 00:00:00:00:00:00 |  | High Risk | 1Y:00-MFG 2Y:00-BAT | 11/16/2017 |  | COOPER UNIVERSITY HOSPITAL |  |  |  |  | David Frye
|  | CAREFUSION | CAREFUSION ALARIS PC 8015 4.7 DISPLAY |  |  | SPD |  |  |  | 01/01/1900 |  |  |  |  | NO | NO |  |  |  |  | CAREFUSION 10365483 13106471 |  |  | Disposition |  | 00:00:00:00:00:00 |  | High Risk | 1Y:00-MFG 2Y:00-BAT | 11/10/2017 |  | COOPER UNIVERSITY HOSPITAL |  |  |  |  | David Frye
|  | CAREFUSION | CAREFUSION ALARIS PC 8015 4.7 DISPLAY |  |  | SPD |  |  |  | 06/30/2010 |  |  |  |  | NO | NO |  |  |  |  | CAREFUSION 10365434 13106788 |  |  | Disposition |  | 00:00:00:00:00:00 |  | High Risk | 1Y:00-MFG 2Y:00-BAT | 11/30/2017 |  | COOPER UNIVERSITY HOSPITAL |  |  |  |  | David Frye
|  | CAREFUSION | CAREFUSION ALARIS PC 8015 4.7 DISPLAY |  |  | SPD |  |  |  | 06/30/2010 |  |  |  |  | NO | NO |  |  |  |  | CAREFUSION 10365275 13105487 |  |  | Disposition |  | 00:00:00:00:00:00 |  | High Risk | 1Y:00-MFG 2Y:00-BAT | 11/21/2017 |  | COOPER UNIVERSITY HOSPITAL |  |  |  |  | David Frye
|  | CAREFUSION | CAREFUSION ALARIS PC 8015 4.7 DISPLAY |  |  | SPD |  |  |  | 06/30/2010 |  |  |  |  | NO | NO |  |  |  |  | CAREFUSION 10365272 13107511 |  |  | Disposition |  | 00:00:00:00:00:00 |  | High Risk | 1Y:00-MFG 2Y:00-BAT | 11/06/2017 |  | COOPER UNIVERSITY HOSPITAL |  |  |  |  | David Frye
|  | CAREFUSION | CAREFUSION ALARIS PC 8015 4.7 DISPLAY |  |  | SPD |  |  |  | 06/01/2010 |  |  |  |  | NO | NO |  |  |  |  | CAREFUSION 10365254 13107458 |  |  | Disposition |  | 00:00:00:00:00:00 |  | High Risk | 1Y:00-MFG 2Y:00-BAT | 11/17/2017 |  | COOPER UNIVERSITY HOSPITAL |  |  |  |  | David Frye
|  | CAREFUSION | CAREFUSION ALARIS PC 8015 4.7 DISPLAY |  |  | SPD |  |  |  | 06/30/2010 |  |  |  |  | NO | NO |  |  |  |  | CAREFUSION 10365253 13106816 |  |  | Disposition |  | 00:00:00:00:00:00 |  | High Risk | 1Y:00-MFG 2Y:00-BAT | 11/13/2017 |  | COOPER UNIVERSITY HOSPITAL |  |  |  |  | David Frye
|  | CAREFUSION | CAREFUSION ALARIS PC 8015 4.7 DISPLAY |  |  | SPD |  |  |  | 06/30/2010 |  |  |  |  | NO | NO |  |  |  |  | CAREFUSION 10365154 13105504 |  |  | Disposition |  | 00:00:00:00:00:00 |  | High Risk | 1Y:00-MFG 2Y:00-BAT | 11/02/2017 |  | COOPER UNIVERSITY HOSPITAL |  |  |  |  | David Frye
|  | CAREFUSION | CAREFUSION ALARIS PC 8015 4.7 DISPLAY |  |  | SPD |  |  |  | 06/30/2010 |  |  |  |  | NO | NO |  |  |  |  | CAREFUSION 10365143 13107295 |  |  | Disposition |  | 00:00:00:00:00:00 |  | High Risk | 1Y:00-MFG 2Y:00-BAT | 11/07/2017 |  | COOPER UNIVERSITY HOSPITAL |  |  |  |  | David Frye
|  | CAREFUSION | CAREFUSION ALARIS PC 8015 4.7 DISPLAY |  |  | SPD |  |  |  | 06/30/2010 |  |  |  |  | NO | NO |  |  |  |  | CAREFUSION 10365140 13107308 |  |  | Disposition |  | 00:00:00:00:00:00 |  | High Risk | 1Y:00-MFG 2Y:00-BAT | 11/06/2017 |  | COOPER UNIVERSITY HOSPITAL |  |  |  |  | David Frye
|  | CAREFUSION | CAREFUSION ALARIS PC 8015 4.7 DISPLAY |  |  | SPD |  |  |  | 01/01/1900 |  |  |  |  | NO | NO |  |  |  |  | CAREFUSION 10365112 13106814 |  |  | Disposition |  | 00:00:00:00:00:00 |  | High Risk | 1Y:00-MFG 2Y:00-BAT | 11/02/2017 |  | COOPER UNIVERSITY HOSPITAL |  |  |  |  | David Frye
|  | CAREFUSION | CAREFUSION ALARIS PC 8015 4.7 DISPLAY |  |  | SPD |  |  |  | 06/30/2010 |  |  |  |  | NO | NO |  |  |  |  | CAREFUSION 10365079 13107358 |  |  | Disposition |  | 00:00:00:00:00:00 |  | High Risk | 1Y:00-MFG 2Y:00-BAT | 11/20/2017 |  | COOPER UNIVERSITY HOSPITAL |  |  |  |  | David Frye
|  | CAREFUSION | CAREFUSION ALARIS PC 8015 4.7 DISPLAY |  |  | SPD |  |  |  | 06/30/2010 |  |  |  |  | NO | NO |  |  |  |  | CAREFUSION 10365035 13107349 |  |  | Disposition |  | 00:00:00:00:00:00 |  | High Risk | 1Y:00-MFG 2Y:00-BAT | 11/21/2017 |  | COOPER UNIVERSITY HOSPITAL |  |  |  |  | David Frye
|  | CAREFUSION | CAREFUSION ALARIS PC 8015 4.7 DISPLAY |  |  | SPD |  |  |  | 01/01/1900 |  |  |  |  | NO | NO |  |  |  |  | CAREFUSION 10364944 13105991 |  |  | Disposition |  | 00:00:00:00:00:00 |  | High Risk | 1Y:00-MFG 2Y:00-BAT | 11/01/2017 |  | COOPER UNIVERSITY HOSPITAL |  |  |  |  | David Frye
|  | CAREFUSION | CAREFUSION ALARIS PC 8015 4.7 DISPLAY |  |  | SPD |  |  |  | 06/30/2010 |  |  |  |  | NO | NO |  |  |  |  | CAREFUSION 10364920 13106856 |  |  | Disposition |  | 00:00:00:00:00:00 |  | High Risk | 1Y:00-MFG 2Y:00-BAT | 11/17/2017 |  | COOPER UNIVERSITY HOSPITAL |  |  |  |  | David Frye
|  | CAREFUSION | CAREFUSION ALARIS PC 8015 4.7 DISPLAY |  |  | SPD |  |  |  | 06/30/2010 |  |  |  |  | NO | NO |  |  |  |  | CAREFUSION 10364893 13107422 |  |  | Disposition |  | 00:00:00:00:00:00 |  | High Risk | 1Y:00-MFG 2Y:00-BAT | 11/20/2017 |  | COOPER UNIVERSITY HOSPITAL |  |  |  |  | David Frye
|  | CAREFUSION | CAREFUSION ALARIS PC 8015 4.7 DISPLAY |  |  | SPD |  |  |  | 01/01/1900 |  |  |  |  | NO | NO |  |  |  |  | CAREFUSION 10364885 13106555 |  |  | Disposition |  | 00:00:00:00:00:00 |  | High Risk | 1Y:00-MFG 2Y:00-BAT | 11/06/2017 |  | COOPER UNIVERSITY HOSPITAL |  |  |  |  | David Frye
|  | CAREFUSION | CAREFUSION ALARIS PC 8015 4.7 DISPLAY |  |  | SPD |  |  |  | 06/30/2010 |  |  |  |  | NO | NO |  |  |  |  | CAREFUSION 10364874 13105010 |  |  | Disposition |  | 00:00:00:00:00:00 |  | High Risk | 1Y:00-MFG 2Y:00-BAT | 11/03/2017 |  | COOPER UNIVERSITY HOSPITAL |  |  |  |  | David Frye
|  | CAREFUSION | CAREFUSION ALARIS PC 8015 4.7 DISPLAY |  |  | SPD |  |  |  | 06/30/2010 |  |  |  |  | NO | NO |  |  |  |  | CAREFUSION 10364867 13107299 |  |  | Disposition |  | 00:00:00:00:00:00 |  | High Risk | 1Y:00-MFG 2Y:00-BAT | 11/10/2017 |  | COOPER UNIVERSITY HOSPITAL |  |  |  |  | David Frye
|  | CAREFUSION | CAREFUSION ALARIS PC 8015 4.7 DISPLAY |  |  | SPD |  |  |  | 06/30/2010 |  |  |  |  | NO | NO |  |  |  |  | CAREFUSION 10364788 13106720 |  |  | Disposition |  | 00:00:00:00:00:00 |  | High Risk | 1Y:00-MFG 2Y:00-BAT | 11/06/2017 |  | COOPER UNIVERSITY HOSPITAL |  |  |  |  | David Frye
|  | CAREFUSION | CAREFUSION ALARIS PC 8015 4.7 DISPLAY |  |  | SPD |  |  |  | 01/01/1900 |  |  |  |  | NO | NO |  |  |  |  | CAREFUSION 10364769 13106766 |  |  | Disposition |  | 00:00:00:00:00:00 |  | High Risk | 1Y:00-MFG 2Y:00-BAT | 11/16/2017 |  | COOPER UNIVERSITY HOSPITAL |  |  |  |  | David Frye
|  | CAREFUSION | CAREFUSION ALARIS PC 8015 4.7 DISPLAY |  |  | SPD |  |  |  | 06/30/2010 |  |  |  |  | NO | NO |  |  |  |  | CAREFUSION 10360489 13106263 |  |  | Disposition |  | 00:00:00:00:00:00 |  | High Risk | 1Y:00-MFG 2Y:00-BAT | 11/03/2017 |  | COOPER UNIVERSITY HOSPITAL |  |  |  |  | David Frye
|  | CAREFUSION | CAREFUSION ALARIS PC 8015 4.7 DISPLAY |  |  | SPD |  |  |  | 06/30/2010 |  |  |  |  | NO | NO |  |  |  |  | CAREFUSION 10360471 13107105 |  |  | Disposition |  | 00:00:00:00:00:00 |  | High Risk | 1Y:00-MFG 2Y:00-BAT | 11/08/2017 |  | COOPER UNIVERSITY HOSPITAL |  |  |  |  | David Frye
|  | CAREFUSION | CAREFUSION ALARIS PC 8015 4.7 DISPLAY |  |  | SPD |  |  |  | 07/03/2013 |  |  |  |  | NO | NO |  |  |  |  | CAREFUSION 10360466 13884333 |  |  | Disposition |  | 00:00:00:00:00:00 |  | High Risk | 1Y:00-MFG 2Y:00-BAT | 11/13/2017 |  | COOPER UNIVERSITY HOSPITAL |  |  |  |  | David Frye
|  | CAREFUSION | CAREFUSION ALARIS PC 8015 4.7 DISPLAY |  |  | SPD |  |  |  | 06/30/2010 |  |  |  |  | NO | NO |  |  |  |  | CAREFUSION 10360424 13107216 |  |  | Disposition |  | 00:00:00:00:00:00 |  | High Risk | 1Y:00-MFG 2Y:00-BAT | 11/13/2017 |  | COOPER UNIVERSITY HOSPITAL |  |  |  |  | David Frye
|  | CAREFUSION | CAREFUSION ALARIS PC 8015 4.7 DISPLAY |  |  | SPD |  |  |  | 06/01/2010 |  |  |  |  | NO | NO |  |  |  |  | CAREFUSION 10360398 13106896 |  |  | Disposition |  | 00:00:00:00:00:00 |  | High Risk | 1Y:00-MFG 2Y:00-BAT | 11/06/2017 |  | COOPER UNIVERSITY HOSPITAL |  |  |  |  | David Frye
|  | CAREFUSION | CAREFUSION ALARIS PC 8015 4.7 DISPLAY |  |  | SPD |  |  |  | 06/30/2010 |  |  |  |  | NO | NO |  |  |  |  | CAREFUSION 10360386 13104695 |  |  | Disposition |  | 00:00:00:00:00:00 |  | High Risk | 1Y:00-MFG 2Y:00-BAT | 11/08/2017 |  | COOPER UNIVERSITY HOSPITAL |  |  |  |  | David Frye
|  | CAREFUSION | CAREFUSION ALARIS PC 8015 4.7 DISPLAY |  |  | SPD |  |  |  | 06/30/2010 |  |  |  |  | NO | NO |  |  |  |  | CAREFUSION 10360383 13107217 |  |  | Disposition |  | 00:00:00:00:00:00 |  | High Risk | 1Y:00-MFG 2Y:00-BAT | 11/10/2017 |  | COOPER UNIVERSITY HOSPITAL |  |  |  |  | David Frye
|  | CAREFUSION | CAREFUSION ALARIS PC 8015 4.7 DISPLAY |  |  | SPD |  |  |  | 06/30/2010 |  |  |  |  | NO | NO |  |  |  |  | CAREFUSION 10360380 13107115 |  |  | Disposition |  | 00:00:00:00:00:00 |  | High Risk | 1Y:00-MFG 2Y:00-BAT | 11/10/2017 |  | COOPER UNIVERSITY HOSPITAL |  |  |  |  | David Frye
|  | CAREFUSION | CAREFUSION ALARIS PC 8015 4.7 DISPLAY |  |  | SPD |  |  |  | 06/30/2010 |  |  |  |  | NO | NO |  |  |  |  | CAREFUSION 10360377 13106236 |  |  | Disposition |  | 00:00:00:00:00:00 |  | High Risk | 1Y:00-MFG 2Y:00-BAT | 11/03/2017 |  | COOPER UNIVERSITY HOSPITAL |  |  |  |  | David Frye
|  | CAREFUSION | CAREFUSION ALARIS PC 8015 4.7 DISPLAY |  |  | SPD |  |  |  | 06/30/2010 |  |  |  |  | NO | NO |  |  |  |  | CAREFUSION 10360378 13106837 |  |  | Disposition |  | 00:00:00:00:00:00 |  | High Risk | 1Y:00-MFG 2Y:00-BAT | 11/21/2017 |  | COOPER UNIVERSITY HOSPITAL |  |  |  |  | David Frye
|  | CAREFUSION | CAREFUSION ALARIS PC 8015 4.7 DISPLAY |  |  | SPD |  |  |  | 06/30/2010 |  |  |  |  | NO | NO |  |  |  |  | CAREFUSION 10360357 13107203 |  |  | Disposition |  | 00:00:00:00:00:00 |  | High Risk | 1Y:00-MFG 2Y:00-BAT | 11/17/2017 |  | COOPER UNIVERSITY HOSPITAL |  |  |  |  | David Frye
|  | CAREFUSION | CAREFUSION ALARIS PC 8015 4.7 DISPLAY |  |  | SPD |  |  |  | 01/01/1900 |  |  |  |  | NO | NO |  |  |  |  | CAREFUSION 10360353 13105752 |  |  | Disposition |  | 00:00:00:00:00:00 |  | High Risk | 1Y:00-MFG 2Y:00-BAT | 11/06/2017 |  | COOPER UNIVERSITY HOSPITAL |  |  |  |  | David Frye
|  | CAREFUSION | CAREFUSION ALARIS PC 8015 4.7 DISPLAY |  |  | SPD |  |  |  | 01/01/1900 |  |  |  |  | NO | NO |  |  |  |  | CAREFUSION 10360342 13105009 |  |  | Disposition |  | 00:00:00:00:00:00 |  | High Risk | 1Y:00-MFG 2Y:00-BAT | 01/03/2018 |  | COOPER UNIVERSITY HOSPITAL |  |  |  |  | David Frye
|  | CAREFUSION | CAREFUSION ALARIS PC 8015 4.7 DISPLAY |  |  | SPD |  |  |  | 09/01/2008 |  |  |  |  | NO | NO |  |  |  |  | CAREFUSION 10360261 12837211 |  |  | Disposition |  | 00:00:00:00:00:00 |  | High Risk | 1Y:00-MFG 2Y:00-BAT | 11/16/2017 |  | COOPER UNIVERSITY HOSPITAL |  |  | 2ND FLOOR NURSING |  | David Frye
|  | CAREFUSION | CAREFUSION ALARIS PC 8015 4.7 DISPLAY |  |  | SPD |  |  |  | 06/01/2010 |  |  |  |  | NO | NO |  |  |  |  | CAREFUSION 10360259 13106790 |  |  | Disposition |  | 00:00:00:00:00:00 |  | High Risk | 1Y:00-MFG 2Y:00-BAT | 11/07/2017 |  | COOPER UNIVERSITY HOSPITAL |  |  |  |  | David Frye
|  | CAREFUSION | CAREFUSION ALARIS PC 8015 4.7 DISPLAY |  |  | SPD |  |  |  | 06/01/2010 |  |  |  |  | NO | NO |  |  |  |  | CAREFUSION 10360260 13106594 |  |  | Disposition |  | 00:00:00:00:00:00 |  | High Risk | 1Y:00-MFG 2Y:00-BAT | 11/28/2017 |  | COOPER UNIVERSITY HOSPITAL |  |  |  |  | David Frye
|  | CAREFUSION | CAREFUSION ALARIS PC 8015 4.7 DISPLAY |  |  | SPD |  |  |  | 06/30/2010 |  |  |  |  | NO | NO |  |  |  |  | CAREFUSION 10360258 13106785 |  |  | Disposition |  | 00:00:00:00:00:00 |  | High Risk | 1Y:00-MFG 2Y:00-BAT | 11/16/2017 |  | COOPER UNIVERSITY HOSPITAL |  |  |  |  | David Frye
|  | CAREFUSION | CAREFUSION ALARIS PC 8015 4.7 DISPLAY |  |  | SPD |  |  |  | 06/30/2010 |  |  |  |  | NO | NO |  |  |  |  | CAREFUSION 10360256 13107718 |  |  | Disposition |  | 00:00:00:00:00:00 |  | High Risk | 1Y:00-MFG 2Y:00-BAT | 11/28/2017 |  | COOPER UNIVERSITY HOSPITAL |  |  |  |  | David Frye
|  | CAREFUSION | CAREFUSION ALARIS PC 8015 4.7 DISPLAY |  |  | SPD |  |  |  | 06/30/2010 |  |  |  |  | NO | NO |  |  |  |  | CAREFUSION 10360254 13107102 |  |  | Disposition |  | 00:00:00:00:00:00 |  | High Risk | 1Y:00-MFG 2Y:00-BAT | 11/17/2017 |  | COOPER UNIVERSITY HOSPITAL |  |  |  |  | David Frye
|  | CAREFUSION | CAREFUSION ALARIS PC 8015 4.7 DISPLAY |  |  | SPD |  |  |  | 06/30/2010 |  |  |  |  | NO | NO |  |  |  |  | CAREFUSION 10360255 13107134 |  |  | Disposition |  | 00:00:00:00:00:00 |  | High Risk | 1Y:00-MFG 2Y:00-BAT | 11/28/2017 |  | COOPER UNIVERSITY HOSPITAL |  |  |  |  | David Frye
|  | CAREFUSION | CAREFUSION ALARIS PC 8015 4.7 DISPLAY |  |  | SPD |  |  |  | 04/04/2007 |  |  |  |  | NO | NO |  |  |  |  | CAREFUSION 10357202 12499552 |  |  | Disposition |  |  |  | High Risk | 1Y:00-MFG 2Y:00-BAT | 01/01/1900 | 12/01/2019 | COOPER UNIVERSITY HOSPITAL |  |  | ICU |  | David Frye
|  | CAREFUSION | CAREFUSION ALARIS PC 8015 4.7 DISPLAY |  |  | SPD |  |  |  | 06/30/2010 |  |  |  |  | NO | NO |  |  |  |  | CAREFUSION 10357162 13106757 |  |  | Disposition |  | 00:00:00:00:00:00 |  | High Risk | 1Y:00-MFG 2Y:00-BAT | 11/21/2017 |  | COOPER UNIVERSITY HOSPITAL |  |  |  |  | David Frye
|  | CAREFUSION | CAREFUSION ALARIS PC 8015 4.7 DISPLAY |  |  | SPD |  |  |  | 06/30/2010 |  |  |  |  | NO | NO |  |  |  |  | CAREFUSION 10357150 13104772 |  |  | Disposition |  | 00:00:00:00:00:00 |  | High Risk | 1Y:00-MFG 2Y:00-BAT | 11/10/2017 |  | COOPER UNIVERSITY HOSPITAL |  |  |  |  | David Frye
|  | CAREFUSION | CAREFUSION ALARIS PC 8015 4.7 DISPLAY |  |  | SPD |  |  |  | 06/30/2010 |  |  |  |  | NO | NO |  |  |  |  | CAREFUSION 10357145 13106817 |  |  | Disposition |  | 00:00:00:00:00:00 |  | High Risk | 1Y:00-MFG 2Y:00-BAT | 11/06/2017 |  | COOPER UNIVERSITY HOSPITAL |  |  |  |  | David Frye
|  | CAREFUSION | CAREFUSION ALARIS PC 8015 4.7 DISPLAY |  |  | SPD |  |  |  | 07/03/2013 |  |  |  |  | NO | NO |  |  |  |  | CAREFUSION 10357119 13884334 |  |  | Disposition |  | 00:00:00:00:00:00 |  | High Risk | 1Y:00-MFG 2Y:00-BAT | 11/20/2017 |  | COOPER UNIVERSITY HOSPITAL |  |  |  |  | David Frye
|  | CAREFUSION | CAREFUSION ALARIS PC 8015 4.7 DISPLAY |  |  | SPD |  |  |  | 07/03/2013 |  |  |  |  | NO | NO |  |  |  |  | CAREFUSION 10357107 13887789 |  |  | Disposition |  | 00:00:00:00:00:00 |  | High Risk | 1Y:00-MFG 2Y:00-BAT | 11/03/2017 |  | COOPER UNIVERSITY HOSPITAL |  |  |  |  | David Frye
|  | CAREFUSION | CAREFUSION ALARIS PC 8015 4.7 DISPLAY |  |  | SPD |  |  |  | 06/30/2010 |  |  |  |  | NO | NO |  |  |  |  | CAREFUSION 10357104 13105503 |  |  | Disposition |  | 00:00:00:00:00:00 |  | High Risk | 1Y:00-MFG 2Y:00-BAT | 11/22/2017 |  | COOPER UNIVERSITY HOSPITAL |  |  |  |  | David Frye
|  | CAREFUSION | CAREFUSION ALARIS PC 8015 4.7 DISPLAY |  |  | SPD |  |  |  | 06/30/2010 |  |  |  |  | NO | NO |  |  |  |  | CAREFUSION 10357093 13107235 |  |  | Disposition |  | 00:00:00:00:00:00 |  | High Risk | 1Y:00-MFG 2Y:00-BAT | 11/01/2017 |  | COOPER UNIVERSITY HOSPITAL |  |  |  |  | David Frye
|  | CAREFUSION | CAREFUSION ALARIS PC 8015 4.7 DISPLAY |  |  | SPD |  |  |  | 06/01/2010 |  |  |  |  | NO | NO |  |  |  |  | CAREFUSION 10357056 13106099 |  |  | Disposition |  | 00:00:00:00:00:00 |  | High Risk | 1Y:00-MFG 2Y:00-BAT | 11/03/2017 |  | COOPER UNIVERSITY HOSPITAL |  |  |  |  | David Frye
|  | CAREFUSION | CAREFUSION ALARIS PC 8015 4.7 DISPLAY |  |  | SPD |  |  |  | 06/30/2010 |  |  |  |  | NO | NO |  |  |  |  | CAREFUSION 10357057 13106755 |  |  | Disposition |  | 00:00:00:00:00:00 |  | High Risk | 1Y:00-MFG 2Y:00-BAT | 11/07/2017 |  | COOPER UNIVERSITY HOSPITAL |  |  |  |  | David Frye
|  | CAREFUSION | CAREFUSION ALARIS PC 8015 4.7 DISPLAY |  |  | SPD |  |  |  | 06/30/2010 |  |  |  |  | NO | NO |  |  |  |  | CAREFUSION 10357052 13106833 |  |  | Disposition |  | 00:00:00:00:00:00 |  | High Risk | 1Y:00-MFG 2Y:00-BAT | 11/01/2017 |  | COOPER UNIVERSITY HOSPITAL |  |  |  |  | David Frye
|  | CAREFUSION | CAREFUSION ALARIS PC 8015 4.7 DISPLAY |  |  | SPD |  |  |  | 06/30/2010 |  |  |  |  | NO | NO |  |  |  |  | CAREFUSION 10357054 13106832 |  |  | Disposition |  | 00:00:00:00:00:00 |  | High Risk | 1Y:00-MFG 2Y:00-BAT | 11/16/2017 |  | COOPER UNIVERSITY HOSPITAL |  |  |  |  | David Frye
|  | CAREFUSION | CAREFUSION ALARIS PC 8015 4.7 DISPLAY |  |  | SPD |  |  |  | 07/03/2013 |  |  |  |  | NO | NO |  |  |  |  | CAREFUSION 10357055 13884320 |  |  | Disposition |  | 00:00:00:00:00:00 |  | High Risk | 1Y:00-MFG 2Y:00-BAT | 11/16/2017 |  | COOPER UNIVERSITY HOSPITAL |  |  |  |  | David Frye
|  | CAREFUSION | CAREFUSION ALARIS PC 8015 4.7 DISPLAY |  |  | SPD |  |  |  | 06/30/2010 |  |  |  |  | NO | NO |  |  |  |  | CAREFUSION 10357044 13107474 |  |  | Disposition |  | 00:00:00:00:00:00 |  | High Risk | 1Y:00-MFG 2Y:00-BAT | 11/02/2017 |  | COOPER UNIVERSITY HOSPITAL |  |  |  |  | David Frye
|  | CAREFUSION | CAREFUSION ALARIS PC 8015 4.7 DISPLAY |  |  | SPD |  |  |  | 06/30/2010 |  |  |  |  | NO | NO |  |  |  |  | CAREFUSION 10357039 13105756 |  |  | Disposition |  | 00:00:00:00:00:00 |  | High Risk | 1Y:00-MFG 2Y:00-BAT | 11/10/2017 |  | COOPER UNIVERSITY HOSPITAL |  |  | BIOMED |  | David Frye
|  | CAREFUSION | CAREFUSION ALARIS PC 8015 4.7 DISPLAY |  |  | SPD |  |  |  | 06/30/2010 |  |  |  |  | NO | NO |  |  |  |  | CAREFUSION 10357040 13106717 |  |  | Disposition |  | 00:00:00:00:00:00 |  | High Risk | 1Y:00-MFG 2Y:00-BAT | 11/21/2017 |  | COOPER UNIVERSITY HOSPITAL |  |  |  |  | David Frye
|  | CAREFUSION | CAREFUSION ALARIS PC 8015 4.7 DISPLAY |  |  | SPD |  |  |  | 06/30/2010 |  |  |  |  | NO | NO |  |  |  |  | CAREFUSION 10357021 13107356 |  |  | Disposition |  | 00:00:00:00:00:00 |  | High Risk | 1Y:00-MFG 2Y:00-BAT | 11/01/2017 |  | COOPER UNIVERSITY HOSPITAL |  |  |  |  | David Frye
|  | CAREFUSION | CAREFUSION ALARIS PC 8015 4.7 DISPLAY |  |  | SPD |  |  |  | 06/30/2010 |  |  |  |  | NO | NO |  |  |  |  | CAREFUSION 10357036 13107239 |  |  | Disposition |  | 00:00:00:00:00:00 |  | High Risk | 1Y:00-MFG 2Y:00-BAT | 11/03/2017 |  | COOPER UNIVERSITY HOSPITAL |  |  |  |  | David Frye
|  | CAREFUSION | CAREFUSION ALARIS PC 8015 4.7 DISPLAY |  |  | SPD |  |  |  | 06/30/2010 |  |  |  |  | NO | NO |  |  |  |  | CAREFUSION 10357018 13105710 |  |  | Disposition |  | 00:00:00:00:00:00 |  | High Risk | 1Y:00-MFG 2Y:00-BAT | 11/10/2017 |  | COOPER UNIVERSITY HOSPITAL |  |  |  |  | David Frye
|  | CAREFUSION | CAREFUSION ALARIS PC 8015 4.7 DISPLAY |  |  | SPD |  |  |  | 06/30/2010 |  |  |  |  | NO | NO |  |  |  |  | CAREFUSION 10357019 13105016 |  |  | Disposition |  | 00:00:00:00:00:00 |  | High Risk | 1Y:00-MFG 2Y:00-BAT | 11/03/2017 |  | COOPER UNIVERSITY HOSPITAL |  |  |  |  | David Frye
|  | CAREFUSION | CAREFUSION ALARIS PC 8015 4.7 DISPLAY |  |  | SPD |  |  |  | 07/03/2013 |  |  |  |  | NO | NO |  |  |  |  | CAREFUSION 10357014 13887895 |  |  | Disposition |  | 00:00:00:00:00:00 |  | High Risk | 1Y:00-MFG 2Y:00-BAT | 11/06/2017 |  | COOPER UNIVERSITY HOSPITAL |  |  |  |  | David Frye
|  | CAREFUSION | CAREFUSION ALARIS PC 8015 4.7 DISPLAY |  |  | SPD |  |  |  | 06/01/2010 |  |  |  |  | NO | NO |  |  |  |  | CAREFUSION 10357015 13105892 |  |  | Disposition |  | 00:00:00:00:00:00 |  | High Risk | 1Y:00-MFG 2Y:00-BAT | 11/20/2017 |  | COOPER UNIVERSITY HOSPITAL |  |  |  |  | David Frye
|  | CAREFUSION | CAREFUSION ALARIS PC 8015 4.7 DISPLAY |  |  | SPD |  |  |  | 06/01/2010 |  |  |  |  | NO | NO |  |  |  |  | CAREFUSION 10357016 13106716 |  |  | Disposition |  | 00:00:00:00:00:00 |  | High Risk | 1Y:00-MFG 2Y:00-BAT | 11/20/2017 |  | COOPER UNIVERSITY HOSPITAL |  |  |  |  | David Frye
|  | CAREFUSION | CAREFUSION ALARIS PC 8015 4.7 DISPLAY |  |  | SPD |  |  |  | 06/01/2010 |  |  |  |  | NO | NO |  |  |  |  | CAREFUSION 10357017 13105970 |  |  | Disposition |  | 00:00:00:00:00:00 |  | High Risk | 1Y:00-MFG 2Y:00-BAT | 11/07/2017 |  | COOPER UNIVERSITY HOSPITAL |  |  |  |  | David Frye
|  | CAREFUSION | CAREFUSION ALARIS PC 8015 4.7 DISPLAY |  |  | SPD |  |  |  | 06/30/2010 |  |  |  |  | NO | NO |  |  |  |  | CAREFUSION 10357013 13107047 |  |  | Disposition |  | 00:00:00:00:00:00 |  | High Risk | 1Y:00-MFG 2Y:00-BAT | 11/14/2017 |  | COOPER UNIVERSITY HOSPITAL |  |  |  |  | David Frye
|  | CAREFUSION | CAREFUSION ALARIS PC 8015 4.7 DISPLAY |  |  | SPD |  |  |  | 06/30/2010 |  |  |  |  | NO | NO |  |  |  |  | CAREFUSION 10357009 13107269 |  |  | Disposition |  | 00:00:00:00:00:00 |  | High Risk | 1Y:00-MFG 2Y:00-BAT | 11/03/2017 |  | COOPER UNIVERSITY HOSPITAL |  |  |  |  | David Frye
|  | CAREFUSION | CAREFUSION ALARIS PC 8015 4.7 DISPLAY |  |  | SPD |  |  |  | 06/01/2010 |  |  |  |  | NO | NO |  |  |  |  | CAREFUSION 10357011 13107046 |  |  | Disposition |  | 00:00:00:00:00:00 |  | High Risk | 1Y:00-MFG 2Y:00-BAT | 11/20/2017 |  | COOPER UNIVERSITY HOSPITAL |  |  |  |  | David Frye
|  | CAREFUSION | CAREFUSION ALARIS PC 8015 4.7 DISPLAY |  |  | SPD |  |  |  | 06/30/2010 |  |  |  |  | NO | NO |  |  |  |  | CAREFUSION 10357012 13107166 |  |  | Disposition |  | 00:00:00:00:00:00 |  | High Risk | 1Y:00-MFG 2Y:00-BAT | 11/03/2017 |  | COOPER UNIVERSITY HOSPITAL |  |  |  |  | David Frye
|  | CAREFUSION | CAREFUSION ALARIS PC 8015 4.7 DISPLAY |  |  | SPD |  |  |  | 06/30/2010 |  |  |  |  | NO | NO |  |  |  |  | CAREFUSION 10357007 13106093 |  |  | Disposition |  | 00:00:00:00:00:00 |  | High Risk | 1Y:00-MFG 2Y:00-BAT | 11/06/2017 |  | COOPER UNIVERSITY HOSPITAL |  |  |  |  | David Frye
|  | CAREFUSION | CAREFUSION ALARIS PC 8015 4.7 DISPLAY |  |  | SPD |  |  |  | 06/30/2010 |  |  |  |  | NO | NO |  |  |  |  | CAREFUSION 10357006 13107090 |  |  | Disposition |  | 00:00:00:00:00:00 |  | High Risk | 1Y:00-MFG 2Y:00-BAT | 11/14/2017 |  | COOPER UNIVERSITY HOSPITAL |  |  |  |  | David Frye
|  | CAREFUSION | CAREFUSION ALARIS PC 8015 4.7 DISPLAY |  |  | SPD |  |  |  | 06/30/2010 |  |  |  |  | NO | NO |  |  |  |  | CAREFUSION 10357005 13107202 |  |  | Disposition |  | 00:00:00:00:00:00 |  | High Risk | 1Y:00-MFG 2Y:00-BAT | 11/07/2017 |  | COOPER UNIVERSITY HOSPITAL |  |  | Bio-med shop |  | David Frye
|  | CAREFUSION | CAREFUSION ALARIS PC 8015 4.7 DISPLAY |  |  | SPD |  |  |  | 07/03/2013 |  |  |  |  | NO | NO |  |  |  |  | CAREFUSION 10357004 13884215 |  |  | Disposition |  | 00:00:00:00:00:00 |  | High Risk | 1Y:00-MFG 2Y:00-BAT | 11/20/2017 |  | COOPER UNIVERSITY HOSPITAL |  |  |  |  | David Frye
|  | CAREFUSION | CAREFUSION ALARIS PC 8015 4.7 DISPLAY |  |  | SPD |  |  |  | 01/01/1900 |  |  |  |  | NO | NO |  |  |  |  | CAREFUSION 10356747 13105805 |  |  | Disposition |  | 00:00:00:00:00:00 |  | High Risk | 1Y:00-MFG 2Y:00-BAT | 11/10/2017 |  | COOPER UNIVERSITY HOSPITAL |  |  |  |  | David Frye
|  | CAREFUSION | CAREFUSION ALARIS PC 8015 4.7 DISPLAY |  |  | SPD |  |  |  | 07/03/2013 |  |  |  |  | NO | NO |  |  |  |  | CAREFUSION 10356743 13884300 |  |  | Disposition |  | 00:00:00:00:00:00 |  | High Risk | 1Y:00-MFG 2Y:00-BAT | 11/20/2017 |  | COOPER UNIVERSITY HOSPITAL |  |  |  |  | David Frye
|  | CAREFUSION | CAREFUSION ALARIS PC 8015 4.7 DISPLAY |  |  | SPD |  |  |  | 01/01/1900 |  |  |  |  | NO | NO |  |  |  |  | CAREFUSION 10356737 13106857 |  |  | Disposition |  | 00:00:00:00:00:00 |  | High Risk | 1Y:00-MFG 2Y:00-BAT | 11/06/2017 |  | COOPER UNIVERSITY HOSPITAL |  |  |  |  | David Frye
|  | CAREFUSION | CAREFUSION ALARIS PC 8015 4.7 DISPLAY |  |  | SPD |  |  |  | 06/30/2010 |  |  |  |  | NO | NO |  |  |  |  | CAREFUSION 10356731 13106125 |  |  | Disposition |  | 00:00:00:00:00:00 |  | High Risk | 1Y:00-MFG 2Y:00-BAT | 11/02/2017 |  | COOPER UNIVERSITY HOSPITAL |  |  |  |  | David Frye
|  | CAREFUSION | CAREFUSION ALARIS PC 8015 4.7 DISPLAY |  |  | SPD |  |  |  | 07/03/2013 |  |  |  |  | NO | NO |  |  |  |  | CAREFUSION 10356727 13887624 |  |  | Disposition |  | 00:00:00:00:00:00 |  | High Risk | 1Y:00-MFG 2Y:00-BAT | 11/01/2017 |  | COOPER UNIVERSITY HOSPITAL |  |  |  |  | David Frye
|  | CAREFUSION | CAREFUSION ALARIS PC 8015 4.7 DISPLAY |  |  | SPD |  |  |  | 01/01/1900 |  |  |  |  | NO | NO |  |  |  |  | CAREFUSION 10356722 13106611 |  |  | Disposition |  | 00:00:00:00:00:00 |  | High Risk | 1Y:00-MFG 2Y:00-BAT | 11/06/2017 |  | COOPER UNIVERSITY HOSPITAL |  |  |  |  | David Frye
|  | CAREFUSION | CAREFUSION ALARIS PC 8015 4.7 DISPLAY |  |  | SPD |  |  |  | 06/30/2010 |  |  |  |  | NO | NO |  |  |  |  | CAREFUSION 10356718 13106780 |  |  | Disposition |  | 00:00:00:00:00:00 |  | High Risk | 1Y:00-MFG 2Y:00-BAT | 11/27/2017 |  | COOPER UNIVERSITY HOSPITAL |  |  |  |  | David Frye
|  | CAREFUSION | CAREFUSION ALARIS PC 8015 4.7 DISPLAY |  |  | SPD |  |  |  | 06/30/2010 |  |  |  |  | NO | NO |  |  |  |  | CAREFUSION 10356713 13106620 |  |  | Disposition |  | 00:00:00:00:00:00 |  | High Risk | 1Y:00-MFG 2Y:00-BAT | 11/20/2017 |  | COOPER UNIVERSITY HOSPITAL |  |  |  |  | David Frye
|  | CAREFUSION | CAREFUSION ALARIS PC 8015 4.7 DISPLAY |  |  | SPD |  |  |  | 06/30/2010 |  |  |  |  | NO | NO |  |  |  |  | CAREFUSION 10356708 13104774 |  |  | Disposition |  | 00:00:00:00:00:00 |  | High Risk | 1Y:00-MFG 2Y:00-BAT | 11/10/2017 |  | COOPER UNIVERSITY HOSPITAL |  |  | MOVES |  | David Frye
|  | CAREFUSION | CAREFUSION ALARIS PC 8015 4.7 DISPLAY |  |  | SPD |  |  |  | 04/04/2007 |  |  |  |  | NO | NO |  |  |  |  | CAREFUSION 10356703 12499608 |  |  | Disposition |  |  |  | High Risk | 1Y:00-MFG 2Y:00-BAT | 01/01/1900 | 12/01/2019 | COOPER UNIVERSITY HOSPITAL |  |  | SPD |  | David Frye
|  | CAREFUSION | CAREFUSION ALARIS PC 8015 4.7 DISPLAY |  |  | SPD |  |  |  | 06/30/2010 |  |  |  |  | NO | NO |  |  |  |  | CAREFUSION 10356701 13107196 |  |  | Disposition |  | 00:00:00:00:00:00 |  | High Risk | 1Y:00-MFG 2Y:00-BAT | 11/02/2017 |  | COOPER UNIVERSITY HOSPITAL |  |  |  |  | David Frye
|  | CAREFUSION | CAREFUSION ALARIS PC 8015 4.7 DISPLAY |  |  | SPD |  |  |  | 06/30/2010 |  |  |  |  | NO | NO |  |  |  |  | CAREFUSION 10356686 13106789 |  |  | Disposition |  | 00:00:00:00:00:00 |  | High Risk | 1Y:00-MFG 2Y:00-BAT | 11/13/2017 |  | COOPER UNIVERSITY HOSPITAL |  |  |  |  | David Frye
|  | CAREFUSION | CAREFUSION ALARIS PC 8015 4.7 DISPLAY |  |  | SPD |  |  |  | 06/30/2010 |  |  |  |  | NO | NO |  |  |  |  | CAREFUSION 10356647 13106767 |  |  | Disposition |  | 00:00:00:00:00:00 |  | High Risk | 1Y:00-MFG 2Y:00-BAT | 11/10/2017 |  | COOPER UNIVERSITY HOSPITAL |  |  |  |  | David Frye
|  | CAREFUSION | CAREFUSION ALARIS PC 8015 4.7 DISPLAY |  |  | SPD |  |  |  | 06/30/2010 |  |  |  |  | NO | NO |  |  |  |  | CAREFUSION 10356636 13106439 |  |  | Disposition |  | 00:00:00:00:00:00 |  | High Risk | 1Y:00-MFG 2Y:00-BAT | 11/03/2017 |  | COOPER UNIVERSITY HOSPITAL |  |  |  |  | David Frye
|  | CAREFUSION | CAREFUSION ALARIS PC 8015 4.7 DISPLAY |  |  | SPD |  |  |  | 06/30/2010 |  |  |  |  | NO | NO |  |  |  |  | CAREFUSION 10356631 13106984 |  |  | Disposition |  | 00:00:00:00:00:00 |  | High Risk | 1Y:00-MFG 2Y:00-BAT | 11/20/2017 |  | COOPER UNIVERSITY HOSPITAL |  |  |  |  | David Frye
|  | CAREFUSION | CAREFUSION ALARIS PC 8015 4.7 DISPLAY |  |  | SPD |  |  |  | 06/30/2010 |  |  |  |  | NO | NO |  |  |  |  | CAREFUSION 10356625 13107224 |  |  | Disposition |  | 00:00:00:00:00:00 |  | High Risk | 1Y:00-MFG 2Y:00-BAT | 11/08/2017 |  | COOPER UNIVERSITY HOSPITAL |  |  |  |  | David Frye
|  | CAREFUSION | CAREFUSION ALARIS PC 8015 4.7 DISPLAY |  |  | SPD |  |  |  | 06/30/2010 |  |  |  |  | NO | NO |  |  |  |  | CAREFUSION 10356618 13107153 |  |  | Disposition |  | 00:00:00:00:00:00 |  | High Risk | 1Y:00-MFG 2Y:00-BAT | 11/01/2017 |  | COOPER UNIVERSITY HOSPITAL |  |  |  |  | David Frye
|  | CAREFUSION | CAREFUSION ALARIS PC 8015 4.7 DISPLAY |  |  | SPD |  |  |  | 06/30/2010 |  |  |  |  | NO | NO |  |  |  |  | CAREFUSION 10356610 13107472 |  |  | Disposition |  | 00:00:00:00:00:00 |  | High Risk | 1Y:00-MFG 2Y:00-BAT | 11/30/2017 |  | COOPER UNIVERSITY HOSPITAL |  |  |  |  | David Frye
|  | CAREFUSION | CAREFUSION ALARIS PC 8015 4.7 DISPLAY |  |  | SPD |  |  |  | 06/30/2010 |  |  |  |  | NO | NO |  |  |  |  | CAREFUSION 10356601 13107210 |  |  | Disposition |  | 00:00:00:00:00:00 |  | High Risk | 1Y:00-MFG 2Y:00-BAT | 11/20/2017 |  | COOPER UNIVERSITY HOSPITAL |  |  |  |  | David Frye
|  | CAREFUSION | CAREFUSION ALARIS PC 8015 4.7 DISPLAY |  |  | SPD |  |  |  | 06/30/2010 |  |  |  |  | NO | NO |  |  |  |  | CAREFUSION 10356596 13106613 |  |  | Disposition |  | 00:00:00:00:00:00 |  | High Risk | 1Y:00-MFG 2Y:00-BAT | 11/17/2017 |  | COOPER UNIVERSITY HOSPITAL |  |  |  |  | David Frye
|  | CAREFUSION | CAREFUSION ALARIS PC 8015 4.7 DISPLAY |  |  | SPD |  |  |  | 06/30/2010 |  |  |  |  | NO | NO |  |  |  |  | CAREFUSION 10356577 13106035 |  |  | Disposition |  | 00:00:00:00:00:00 |  | High Risk | 1Y:00-MFG 2Y:00-BAT | 11/20/2017 |  | COOPER UNIVERSITY HOSPITAL |  |  |  |  | David Frye
|  | CAREFUSION | CAREFUSION ALARIS PC 8015 4.7 DISPLAY |  |  | SPD |  |  |  | 06/30/2010 |  |  |  |  | NO | NO |  |  |  |  | CAREFUSION 10356564 13107398 |  |  | Disposition |  | 00:00:00:00:00:00 |  | High Risk | 1Y:00-MFG 2Y:00-BAT | 11/08/2017 |  | COOPER UNIVERSITY HOSPITAL |  |  |  |  | David Frye
|  | CAREFUSION | CAREFUSION ALARIS PC 8015 4.7 DISPLAY |  |  | SPD |  |  |  | 01/01/1900 |  |  |  |  | NO | NO |  |  |  |  | CAREFUSION 10356552 13106168 |  |  | Disposition |  | 00:00:00:00:00:00 |  | High Risk | 1Y:00-MFG 2Y:00-BAT | 11/13/2017 |  | COOPER UNIVERSITY HOSPITAL |  |  |  |  | David Frye
|  | CAREFUSION | CAREFUSION ALARIS PC 8015 4.7 DISPLAY |  |  | SPD |  |  |  | 06/30/2010 |  |  |  |  | NO | NO |  |  |  |  | CAREFUSION 10356549 13106762 |  |  | Disposition |  | 00:00:00:00:00:00 |  | High Risk | 1Y:00-MFG 2Y:00-BAT | 11/17/2017 |  | COOPER UNIVERSITY HOSPITAL |  |  |  |  | David Frye
|  | CAREFUSION | CAREFUSION ALARIS PC 8015 4.7 DISPLAY |  |  | SPD |  |  |  | 06/30/2010 |  |  |  |  | NO | NO |  |  |  |  | CAREFUSION 10356547 13107278 |  |  | Disposition |  | 00:00:00:00:00:00 |  | High Risk | 1Y:00-MFG 2Y:00-BAT | 11/06/2017 |  | COOPER UNIVERSITY HOSPITAL |  |  |  |  | David Frye
|  | CAREFUSION | CAREFUSION ALARIS PC 8015 4.7 DISPLAY |  |  | SPD |  |  |  | 06/30/2010 |  |  |  |  | NO | NO |  |  |  |  | CAREFUSION 10356536 13105824 |  |  | Disposition |  | 00:00:00:00:00:00 |  | High Risk | 1Y:00-MFG 2Y:00-BAT | 11/13/2017 |  | COOPER UNIVERSITY HOSPITAL |  |  |  |  | David Frye
|  | CAREFUSION | CAREFUSION ALARIS PC 8015 4.7 DISPLAY |  |  | SPD |  |  |  | 06/30/2010 |  |  |  |  | NO | NO |  |  |  |  | CAREFUSION 10356524 13107041 |  |  | Disposition |  | 00:00:00:00:00:00 |  | High Risk | 1Y:00-MFG 2Y:00-BAT | 11/10/2017 |  | COOPER UNIVERSITY HOSPITAL |  |  |  |  | David Frye
|  | CAREFUSION | CAREFUSION ALARIS PC 8015 4.7 DISPLAY |  |  | SPD |  |  |  | 06/30/2010 |  |  |  |  | NO | NO |  |  |  |  | CAREFUSION 10356507 13107214 |  |  | Disposition |  | 00:00:00:00:00:00 |  | High Risk | 1Y:00-MFG 2Y:00-BAT | 11/16/2017 |  | COOPER UNIVERSITY HOSPITAL |  |  |  |  | David Frye
|  | CAREFUSION | CAREFUSION ALARIS PC 8015 4.7 DISPLAY |  |  | SPD |  |  |  | 06/30/2010 |  |  |  |  | NO | NO |  |  |  |  | CAREFUSION 10356512 13105377 |  |  | Disposition |  | 00:00:00:00:00:00 |  | High Risk | 1Y:00-MFG 2Y:00-BAT | 11/17/2017 |  | COOPER UNIVERSITY HOSPITAL |  |  |  |  | David Frye
|  | CAREFUSION | CAREFUSION ALARIS PC 8015 4.7 DISPLAY |  |  | SPD |  |  |  | 06/30/2010 |  |  |  |  | NO | NO |  |  |  |  | CAREFUSION 10356502 13107287 |  |  | Disposition |  | 00:00:00:00:00:00 |  | High Risk | 1Y:00-MFG 2Y:00-BAT | 11/06/2017 |  | COOPER UNIVERSITY HOSPITAL |  |  |  |  | David Frye
|  | CAREFUSION | CAREFUSION ALARIS PC 8015 4.7 DISPLAY |  |  | SPD |  |  |  | 01/01/1900 |  |  |  |  | NO | NO |  |  |  |  | CAREFUSION 10356498 13106820 |  |  | Disposition |  | 00:00:00:00:00:00 |  | High Risk | 1Y:00-MFG 2Y:00-BAT | 11/10/2017 |  | COOPER UNIVERSITY HOSPITAL |  |  |  |  | David Frye
|  | CAREFUSION | CAREFUSION ALARIS PC 8015 4.7 DISPLAY |  |  | SPD |  |  |  | 06/30/2010 |  |  |  |  | NO | NO |  |  |  |  | CAREFUSION 10356494 13107446 |  |  | Disposition |  | 00:00:00:00:00:00 |  | High Risk | 1Y:00-MFG 2Y:00-BAT | 11/08/2017 |  | COOPER UNIVERSITY HOSPITAL |  |  |  |  | David Frye
|  | CAREFUSION | CAREFUSION ALARIS PC 8015 4.7 DISPLAY |  |  | SPD |  |  |  | 04/24/2012 |  |  |  |  | NO | NO |  |  |  |  | CAREFUSION 10356493 13106801 |  |  | Disposition |  | 00:00:00:00:00:00 |  | High Risk | 1Y:00-MFG 2Y:00-BAT | 11/20/2017 |  | COOPER UNIVERSITY HOSPITAL |  |  |  |  | David Frye
|  | CAREFUSION | CAREFUSION ALARIS PC 8015 4.7 DISPLAY |  |  | SPD |  |  |  | 06/30/2010 |  |  |  |  | NO | NO |  |  |  |  | CAREFUSION 10356489 13106508 |  |  | Disposition |  | 00:00:00:00:00:00 |  | High Risk | 1Y:00-MFG 2Y:00-BAT | 11/20/2017 |  | COOPER UNIVERSITY HOSPITAL |  |  |  |  | David Frye
|  | CAREFUSION | CAREFUSION ALARIS PC 8015 4.7 DISPLAY |  |  | SPD |  |  |  | 06/30/2010 |  |  |  |  | NO | NO |  |  |  |  | CAREFUSION 10356483 13104792 |  |  | Disposition |  | 00:00:00:00:00:00 |  | High Risk | 1Y:00-MFG 2Y:00-BAT | 11/10/2017 |  | COOPER UNIVERSITY HOSPITAL |  |  |  |  | David Frye
|  | CAREFUSION | CAREFUSION ALARIS PC 8015 4.7 DISPLAY |  |  | SPD |  |  |  | 07/03/2013 |  |  |  |  | NO | NO |  |  |  |  | CAREFUSION 10356476 13884319 |  |  | Disposition |  | 00:00:00:00:00:00 |  | High Risk | 1Y:00-MFG 2Y:00-BAT | 11/21/2017 |  | COOPER UNIVERSITY HOSPITAL |  |  |  |  | David Frye
|  | CAREFUSION | CAREFUSION ALARIS PC 8015 4.7 DISPLAY |  |  | SPD |  |  |  | 06/30/2010 |  |  |  |  | NO | NO |  |  |  |  | CAREFUSION 10356360 13105376 |  |  | Disposition |  | 00:00:00:00:00:00 |  | High Risk | 1Y:00-MFG 2Y:00-BAT | 11/07/2017 |  | COOPER UNIVERSITY HOSPITAL |  |  |  |  | David Frye
|  | CAREFUSION | CAREFUSION ALARIS PC 8015 4.7 DISPLAY |  |  | SPD |  |  |  | 01/01/1900 |  |  |  |  | NO | NO |  |  |  |  | CAREFUSION 10356354 13106585 |  |  | Disposition |  | 00:00:00:00:00:00 |  | High Risk | 1Y:00-MFG 2Y:00-BAT | 11/21/2017 |  | COOPER UNIVERSITY HOSPITAL |  |  |  |  | David Frye
|  | CAREFUSION | CAREFUSION ALARIS PC 8015 4.7 DISPLAY |  |  | SPD |  |  |  | 06/30/2010 |  |  |  |  | NO | NO |  |  |  |  | CAREFUSION 10356339 13106729 |  |  | Disposition |  | 00:00:00:00:00:00 |  | High Risk | 1Y:00-MFG 2Y:00-BAT | 11/02/2017 |  | COOPER UNIVERSITY HOSPITAL |  |  |  |  | David Frye
|  | CAREFUSION | CAREFUSION ALARIS PC 8015 4.7 DISPLAY |  |  | SPD |  |  |  | 01/01/1900 |  |  |  |  | NO | NO |  |  |  |  | CAREFUSION 10356337 13107326 |  |  | Disposition |  | 00:00:00:00:00:00 |  | High Risk | 1Y:00-MFG 2Y:00-BAT | 11/01/2017 |  | COOPER UNIVERSITY HOSPITAL |  |  | Keleman 9th Floor |  | David Frye
|  | CAREFUSION | CAREFUSION ALARIS PC 8015 4.7 DISPLAY |  |  | SPD |  |  |  | 06/30/2010 |  |  |  |  | NO | NO |  |  |  |  | CAREFUSION 10356333 13105415 |  |  | Disposition |  | 00:00:00:00:00:00 |  | High Risk | 1Y:00-MFG 2Y:00-BAT | 11/22/2017 |  | COOPER UNIVERSITY HOSPITAL |  |  |  |  | David Frye
|  | CAREFUSION | CAREFUSION ALARIS PC 8015 4.7 DISPLAY |  |  | SPD |  |  |  | 01/01/1900 |  |  |  |  | NO | NO |  |  |  |  | CAREFUSION 10356321 13106017 |  |  | Disposition |  | 00:00:00:00:00:00 |  | High Risk | 1Y:00-MFG 2Y:00-BAT | 11/16/2017 |  | COOPER UNIVERSITY HOSPITAL |  |  |  |  | David Frye
|  | CAREFUSION | CAREFUSION ALARIS PC 8015 4.7 DISPLAY |  |  | SPD |  |  |  | 07/03/2013 |  |  |  |  | NO | NO |  |  |  |  | CAREFUSION 10356313 13887696 |  |  | Disposition |  | 00:00:00:00:00:00 |  | High Risk | 1Y:00-MFG 2Y:00-BAT | 11/16/2017 |  | COOPER UNIVERSITY HOSPITAL |  |  |  |  | David Frye
|  | CAREFUSION | CAREFUSION ALARIS PC 8015 4.7 DISPLAY |  |  | SPD |  |  |  | 06/30/2010 |  |  |  |  | NO | NO |  |  |  |  | CAREFUSION 10356296 13107285 |  |  | Disposition |  | 00:00:00:00:00:00 |  | High Risk | 1Y:00-MFG 2Y:00-BAT | 11/06/2017 |  | COOPER UNIVERSITY HOSPITAL |  |  |  |  | David Frye
|  | CAREFUSION | CAREFUSION ALARIS PC 8015 4.7 DISPLAY |  |  | SPD |  |  |  | 04/04/2007 |  |  |  |  | NO | NO |  |  |  |  | CAREFUSION 10356284 12497654 |  |  | Disposition |  |  |  | High Risk | 1Y:00-MFG 2Y:00-BAT | 01/01/1900 | 12/01/2019 | COOPER UNIVERSITY HOSPITAL |  |  | B-6 BIOMEDICAL |  | David Frye
|  | CAREFUSION | CAREFUSION ALARIS PC 8015 4.7 DISPLAY |  |  | SPD |  |  |  | 01/01/1900 |  |  |  |  | NO | NO |  |  |  |  | CAREFUSION 10356268 13106554 |  |  | Disposition |  | 00:00:00:00:00:00 |  | High Risk | 1Y:00-MFG 2Y:00-BAT | 11/02/2017 |  | COOPER UNIVERSITY HOSPITAL |  |  |  |  | David Frye
|  | CAREFUSION | CAREFUSION ALARIS PC 8015 4.7 DISPLAY |  |  | SPD |  |  |  | 06/30/2010 |  |  |  |  | NO | NO |  |  |  |  | CAREFUSION 10356258 13106502 |  |  | Disposition |  | 00:00:00:00:00:00 |  | High Risk | 1Y:00-MFG 2Y:00-BAT | 11/06/2017 |  | COOPER UNIVERSITY HOSPITAL |  |  |  |  | David Frye
|  | CAREFUSION | CAREFUSION ALARIS PC 8015 4.7 DISPLAY |  |  | SPD |  |  |  | 01/01/1900 |  |  |  |  | NO | NO |  |  |  |  | CAREFUSION 10356255 13106003 |  |  | Disposition |  | 00:00:00:00:00:00 |  | High Risk | 1Y:00-MFG 2Y:00-BAT | 11/20/2017 |  | COOPER UNIVERSITY HOSPITAL |  |  |  |  | David Frye
|  | CAREFUSION | CAREFUSION ALARIS PC 8015 4.7 DISPLAY |  |  | SPD |  |  |  | 06/30/2010 |  |  |  |  | NO | NO |  |  |  |  | CAREFUSION 10356244 13107286 |  |  | Disposition |  | 00:00:00:00:00:00 |  | High Risk | 1Y:00-MFG 2Y:00-BAT | 11/21/2017 |  | COOPER UNIVERSITY HOSPITAL |  |  |  |  | David Frye
|  | CAREFUSION | CAREFUSION ALARIS PC 8015 4.7 DISPLAY |  |  | SPD |  |  |  | 06/01/2010 |  |  |  |  | NO | NO |  |  |  |  | CAREFUSION 10356228 13106803 |  |  | Disposition |  | 00:00:00:00:00:00 |  | High Risk | 1Y:00-MFG 2Y:00-BAT | 11/06/2017 |  | COOPER UNIVERSITY HOSPITAL |  |  |  |  | David Frye
|  | CAREFUSION | CAREFUSION ALARIS PC 8015 4.7 DISPLAY |  |  | SPD |  |  |  | 06/30/2010 |  |  |  |  | NO | NO |  |  |  |  | CAREFUSION 10356152 13107661 |  |  | Disposition |  | 00:00:00:00:00:00 |  | High Risk | 1Y:00-MFG 2Y:00-BAT | 11/17/2017 |  | COOPER UNIVERSITY HOSPITAL |  |  |  |  | David Frye
|  | CAREFUSION | CAREFUSION ALARIS PC 8015 4.7 DISPLAY |  |  | SPD |  |  |  | 06/30/2010 |  |  |  |  | NO | NO |  |  |  |  | CAREFUSION 10356151 13106993 |  |  | Disposition |  | 00:00:00:00:00:00 |  | High Risk | 1Y:00-MFG 2Y:00-BAT | 11/06/2017 |  | COOPER UNIVERSITY HOSPITAL |  |  |  |  | David Frye
|  | CAREFUSION | CAREFUSION ALARIS PC 8015 4.7 DISPLAY |  |  | SPD |  |  |  | 06/30/2010 |  |  |  |  | NO | NO |  |  |  |  | CAREFUSION 10356150 13104682 |  |  | Disposition |  | 00:00:00:00:00:00 |  | High Risk | 1Y:00-MFG 2Y:00-BAT | 11/06/2017 |  | COOPER UNIVERSITY HOSPITAL |  |  |  |  | David Frye
|  | CAREFUSION | CAREFUSION ALARIS PC 8015 4.7 DISPLAY |  |  | SPD |  |  |  | 06/30/2010 |  |  |  |  | NO | NO |  |  |  |  | CAREFUSION 10356143 13106499 |  |  | Disposition |  | 00:00:00:00:00:00 |  | High Risk | 1Y:00-MFG 2Y:00-BAT | 11/13/2017 |  | COOPER UNIVERSITY HOSPITAL |  |  |  |  | David Frye
|  | CAREFUSION | CAREFUSION ALARIS PC 8015 4.7 DISPLAY |  |  | SPD |  |  |  | 06/30/2010 |  |  |  |  | NO | NO |  |  |  |  | CAREFUSION 10356139 13106061 |  |  | Disposition |  | 00:00:00:00:00:00 |  | High Risk | 1Y:00-MFG 2Y:00-BAT | 11/13/2017 |  | COOPER UNIVERSITY HOSPITAL |  |  |  |  | David Frye
|  | CAREFUSION | CAREFUSION ALARIS PC 8015 4.7 DISPLAY |  |  | SPD |  |  |  | 06/30/2010 |  |  |  |  | NO | NO |  |  |  |  | CAREFUSION 10356125 13106763 |  |  | Disposition |  | 00:00:00:00:00:00 |  | High Risk | 1Y:00-MFG 2Y:00-BAT | 11/01/2017 |  | COOPER UNIVERSITY HOSPITAL |  |  |  |  | David Frye
|  | CAREFUSION | CAREFUSION ALARIS PC 8015 4.7 DISPLAY |  |  | SPD |  |  |  | 01/01/1900 |  |  |  |  | NO | NO |  |  |  |  | CAREFUSION 10356100 13106853 |  |  | Disposition |  | 00:00:00:00:00:00 |  | High Risk | 1Y:00-MFG 2Y:00-BAT | 11/13/2017 |  | COOPER UNIVERSITY HOSPITAL |  |  |  |  | David Frye
|  | CAREFUSION | CAREFUSION ALARIS PC 8015 4.7 DISPLAY |  |  | SPD |  |  |  | 01/01/1900 |  |  |  |  | NO | NO |  |  |  |  | CAREFUSION 10356097 13106714 |  |  | Disposition |  | 00:00:00:00:00:00 |  | High Risk | 1Y:00-MFG 2Y:00-BAT | 12/05/2017 |  | COOPER UNIVERSITY HOSPITAL |  |  |  |  | David Frye
|  | CAREFUSION | CAREFUSION ALARIS PC 8015 4.7 DISPLAY |  |  | SPD |  |  |  | 06/30/2010 |  |  |  |  | NO | NO |  |  |  |  | CAREFUSION 10356093 13105400 |  |  | Disposition |  | 00:00:00:00:00:00 |  | High Risk | 1Y:00-MFG 2Y:00-BAT | 11/10/2017 |  | COOPER UNIVERSITY HOSPITAL |  |  |  |  | David Frye
|  | CAREFUSION | CAREFUSION ALARIS PC 8015 4.7 DISPLAY |  |  | SPD |  |  |  | 06/30/2010 |  |  |  |  | NO | NO |  |  |  |  | CAREFUSION 10356090 13107351 |  |  | Disposition |  | 00:00:00:00:00:00 |  | High Risk | 1Y:00-MFG 2Y:00-BAT | 11/07/2017 |  | COOPER UNIVERSITY HOSPITAL |  |  |  |  | David Frye
|  | CAREFUSION | CAREFUSION ALARIS PC 8015 4.7 DISPLAY |  |  | SPD |  |  |  | 06/30/2010 |  |  |  |  | NO | NO |  |  |  |  | CAREFUSION 10356091 13106712 |  |  | Disposition |  | 00:00:00:00:00:00 |  | High Risk | 1Y:00-MFG 2Y:00-BAT | 11/01/2017 |  | COOPER UNIVERSITY HOSPITAL |  |  |  |  | David Frye
|  | CAREFUSION | CAREFUSION ALARIS PC 8015 4.7 DISPLAY |  |  | SPD |  |  |  | 06/30/2010 |  |  |  |  | NO | NO |  |  |  |  | CAREFUSION 10356089 13105790 |  |  | Disposition |  | 00:00:00:00:00:00 |  | High Risk | 1Y:00-MFG 2Y:00-BAT | 11/06/2017 |  | COOPER UNIVERSITY HOSPITAL |  |  |  |  | David Frye
|  | CAREFUSION | CAREFUSION ALARIS PC 8015 4.7 DISPLAY |  |  | SPD |  |  |  | 07/03/2013 |  |  |  |  | NO | NO |  |  |  |  | CAREFUSION 10356080 13880460 |  |  | Disposition |  | 00:00:00:00:00:00 |  | High Risk | 1Y:00-MFG 2Y:00-BAT | 11/07/2017 |  | COOPER UNIVERSITY HOSPITAL |  |  |  |  | David Frye
|  | CAREFUSION | CAREFUSION ALARIS PC 8015 4.7 DISPLAY |  |  | SPD |  |  |  | 01/01/1900 |  |  |  |  | NO | NO |  |  |  |  | CAREFUSION 10356073 13106869 |  |  | Disposition |  | 00:00:00:00:00:00 |  | High Risk | 1Y:00-MFG 2Y:00-BAT | 11/13/2017 |  | COOPER UNIVERSITY HOSPITAL |  |  |  |  | David Frye
|  | CAREFUSION | CAREFUSION ALARIS PC 8015 4.7 DISPLAY |  |  | SPD |  |  |  | 04/04/2007 |  |  |  |  | NO | NO |  |  |  |  | CAREFUSION 10356076 12499643 |  |  | Disposition |  |  |  | High Risk | 1Y:00-MFG 2Y:00-BAT | 01/01/1900 | 12/01/2019 | COOPER UNIVERSITY HOSPITAL |  |  | RM 953 |  | David Frye
|  | CAREFUSION | CAREFUSION ALARIS PC 8015 4.7 DISPLAY |  |  | SPD |  |  |  | 06/30/2010 |  |  |  |  | NO | NO |  |  |  |  | CAREFUSION 10356070 13107135 |  |  | Disposition |  | 00:00:00:00:00:00 |  | High Risk | 1Y:00-MFG 2Y:00-BAT | 11/06/2017 |  | COOPER UNIVERSITY HOSPITAL |  |  |  |  | David Frye
|  | CAREFUSION | CAREFUSION ALARIS PC 8015 4.7 DISPLAY |  |  | SPD |  |  |  | 06/30/2010 |  |  |  |  | NO | NO |  |  |  |  | CAREFUSION 10356058 13107711 |  |  | Disposition |  | 00:00:00:00:00:00 |  | High Risk | 1Y:00-MFG 2Y:00-BAT | 11/10/2017 |  | COOPER UNIVERSITY HOSPITAL |  |  |  |  | David Frye
|  | CAREFUSION | CAREFUSION ALARIS PC 8015 4.7 DISPLAY |  |  | SPD |  |  |  | 06/30/2010 |  |  |  |  | NO | NO |  |  |  |  | CAREFUSION 10356065 13106045 |  |  | Disposition |  | 00:00:00:00:00:00 |  | High Risk | 1Y:00-MFG 2Y:00-BAT | 11/06/2017 |  | COOPER UNIVERSITY HOSPITAL |  |  |  |  | David Frye
|  | CAREFUSION | CAREFUSION ALARIS PC 8015 4.7 DISPLAY |  |  | SPD |  |  |  | 01/01/1900 |  |  |  |  | NO | NO |  |  |  |  | CAREFUSION 10356063 13107416 |  |  | Disposition |  | 00:00:00:00:00:00 |  | High Risk | 1Y:00-MFG 2Y:00-BAT | 11/15/2017 |  | COOPER UNIVERSITY HOSPITAL |  |  |  |  | David Frye
|  | CAREFUSION | CAREFUSION ALARIS PC 8015 4.7 DISPLAY |  |  | SPD |  |  |  | 06/30/2010 |  |  |  |  | NO | NO |  |  |  |  | CAREFUSION 10356055 13105219 |  |  | Disposition |  | 00:00:00:00:00:00 |  | High Risk | 1Y:00-MFG 2Y:00-BAT | 11/07/2017 |  | COOPER UNIVERSITY HOSPITAL |  |  |  |  | David Frye
|  | CAREFUSION | CAREFUSION ALARIS PC 8015 4.7 DISPLAY |  |  | SPD |  |  |  | 01/01/1900 |  |  |  |  | NO | NO |  |  |  |  | CAREFUSION 10356051 13106989 |  |  | Disposition |  | 00:00:00:00:00:00 |  | High Risk | 1Y:00-MFG 2Y:00-BAT | 11/08/2017 |  | COOPER UNIVERSITY HOSPITAL |  |  |  |  | David Frye
|  | CAREFUSION | CAREFUSION ALARIS PC 8015 4.7 DISPLAY |  |  | SPD |  |  |  | 06/30/2010 |  |  |  |  | NO | NO |  |  |  |  | CAREFUSION 10356038 13106894 |  |  | Disposition |  | 00:00:00:00:00:00 |  | High Risk | 1Y:00-MFG 2Y:00-BAT | 11/21/2017 |  | COOPER UNIVERSITY HOSPITAL |  |  |  |  | David Frye
|  | CAREFUSION | CAREFUSION ALARIS PC 8015 4.7 DISPLAY |  |  | SPD |  |  |  | 06/30/2010 |  |  |  |  | NO | NO |  |  |  |  | CAREFUSION 10356033 13106504 |  |  | Disposition |  | 00:00:00:00:00:00 |  | High Risk | 1Y:00-MFG 2Y:00-BAT | 11/03/2017 |  | COOPER UNIVERSITY HOSPITAL |  |  |  |  | David Frye
|  | CAREFUSION | CAREFUSION ALARIS PC 8015 4.7 DISPLAY |  |  | SPD |  |  |  | 06/30/2010 |  |  |  |  | NO | NO |  |  |  |  | CAREFUSION 10356031 13107236 |  |  | Disposition |  | 00:00:00:00:00:00 |  | High Risk | 1Y:00-MFG 2Y:00-BAT | 11/30/2017 |  | COOPER UNIVERSITY HOSPITAL |  |  | Bio-Med Shop Pump Area |  | David Frye
|  | CAREFUSION | CAREFUSION ALARIS PC 8015 4.7 DISPLAY |  |  | SPD |  |  |  | 07/10/2006 |  |  |  |  | NO | NO |  |  |  |  | CAREFUSION 10356020 12424617 |  |  | Disposition |  |  |  | High Risk | 1Y:00-MFG 2Y:00-BAT | 01/01/1900 | 12/01/2019 | COOPER UNIVERSITY HOSPITAL |  |  | RM 1058 |  | David Frye
|  | CAREFUSION | CAREFUSION ALARIS PC 8015 4.7 DISPLAY |  |  | SPD |  |  |  | 01/01/1900 |  |  |  |  | NO | NO |  |  |  |  | CAREFUSION 10356017 13106732 |  |  | Disposition |  | 00:00:00:00:00:00 |  | High Risk | 1Y:00-MFG 2Y:00-BAT | 11/16/2017 |  | COOPER UNIVERSITY HOSPITAL |  |  |  |  | David Frye
|  | CAREFUSION | CAREFUSION ALARIS PC 8015 4.7 DISPLAY |  |  | COOPER CANCER CENTER-COOPER DAY-CHEMO |  |  |  | 06/30/2010 |  |  |  |  | NO | NO |  |  |  |  | CAREFUSION 10356014 13104773 |  |  | Disposition |  | 00:00:00:00:00:00 |  | High Risk | 1Y:00-MFG 2Y:00-BAT | 09/12/2018 | 09/01/2020 | COOPER AMBULATORY OFF-SITES |  |  | BIOMED |  | Bonnie Aichroch
|  | CAREFUSION | CAREFUSION ALARIS PC 8015 4.7 DISPLAY |  |  | SPD |  |  |  | 01/01/1900 |  |  |  |  | NO | NO |  |  |  |  | CAREFUSION 10356007 13106819 |  |  | Disposition |  | 00:00:00:00:00:00 |  | High Risk | 1Y:00-MFG 2Y:00-BAT | 11/27/2017 |  | COOPER UNIVERSITY HOSPITAL |  |  |  |  | David Frye
|  | CAREFUSION | CAREFUSION ALARIS PC 8015 4.7 DISPLAY |  |  | SPD |  |  |  | 06/30/2010 |  |  |  |  | NO | NO |  |  |  |  | CAREFUSION 10356009 13105432 |  |  | Disposition |  | 00:00:00:00:00:00 |  | High Risk | 1Y:00-MFG 2Y:00-BAT | 11/02/2017 |  | COOPER UNIVERSITY HOSPITAL |  |  |  |  | David Frye
|  | CAREFUSION | CAREFUSION ALARIS PC 8015 4.7 DISPLAY |  |  | SPD |  |  |  | 06/30/2010 |  |  |  |  | NO | NO |  |  |  |  | CAREFUSION 10356004 13105512 |  |  | Disposition |  | 00:00:00:00:00:00 |  | High Risk | 1Y:00-MFG 2Y:00-BAT | 11/02/2017 |  | COOPER UNIVERSITY HOSPITAL |  |  |  |  | David Frye
|  | CAREFUSION | CAREFUSION ALARIS PC 8015 4.7 DISPLAY |  |  | SPD |  |  |  | 06/30/2010 |  |  |  |  | NO | NO |  |  |  |  | CAREFUSION 10355965 13107647 |  |  | Disposition |  | 00:00:00:00:00:00 |  | High Risk | 1Y:00-MFG 2Y:00-BAT | 11/01/2017 |  | COOPER UNIVERSITY HOSPITAL |  |  |  |  | David Frye
|  | CAREFUSION | CAREFUSION ALARIS PC 8015 4.7 DISPLAY |  |  | SPD |  |  |  | 06/30/2010 |  |  |  |  | NO | NO |  |  |  |  | CAREFUSION 10355949 13105502 |  |  | Disposition |  | 00:00:00:00:00:00 |  | High Risk | 1Y:00-MFG 2Y:00-BAT | 11/02/2017 |  | COOPER UNIVERSITY HOSPITAL |  |  |  |  | David Frye
|  | CAREFUSION | CAREFUSION ALARIS PC 8015 4.7 DISPLAY |  |  | SPD |  |  |  | 06/30/2010 |  |  |  |  | NO | NO |  |  |  |  | CAREFUSION 10355953 13106472 |  |  | Disposition |  | 00:00:00:00:00:00 |  | High Risk | 1Y:00-MFG 2Y:00-BAT | 11/08/2017 |  | COOPER UNIVERSITY HOSPITAL |  |  |  |  | David Frye
|  | CAREFUSION | CAREFUSION ALARIS PC 8015 4.7 DISPLAY |  |  | SPD |  |  |  | 06/08/2015 |  |  |  |  | NO | NO |  |  |  |  | CAREFUSION 10355935 12846501 |  |  | Disposition |  | 00:10:7A:74:27:2E |  | High Risk | 1Y:00-MFG 2Y:00-BAT | 11/20/2017 |  | COOPER UNIVERSITY HOSPITAL |  |  |  |  | David Frye
|  | CAREFUSION | CAREFUSION ALARIS PC 8015 4.7 DISPLAY |  |  | SPD |  |  |  | 06/08/2015 |  |  |  |  | NO | NO |  |  |  |  | CAREFUSION 10355936 13103438 |  |  | Disposition |  | 00:10:7A:75:C1:D6 |  | High Risk | 1Y:00-MFG 2Y:00-BAT | 11/20/2017 |  | COOPER UNIVERSITY HOSPITAL |  |  |  |  | David Frye
|  | CAREFUSION | CAREFUSION ALARIS PC 8015 4.7 DISPLAY |  |  | SPD |  |  |  | 06/08/2015 |  |  |  |  | NO | NO |  |  |  |  | CAREFUSION 10355937 102539 |  |  | Disposition |  | 00:10:7A:73:40:56 |  | High Risk | 1Y:00-MFG 2Y:00-BAT | 11/03/2017 |  | COOPER UNIVERSITY HOSPITAL |  |  |  |  | David Frye
|  | CAREFUSION | CAREFUSION ALARIS PC 8015 4.7 DISPLAY |  |  | SPD |  |  |  | 06/08/2015 |  |  |  |  | NO | NO |  |  |  |  | CAREFUSION 10355939 102534 |  |  | Disposition |  | 00:10:7A:73:3B:CE |  | High Risk | 1Y:00-MFG 2Y:00-BAT | 11/09/2017 |  | COOPER UNIVERSITY HOSPITAL |  |  |  |  | David Frye
|  | CAREFUSION | CAREFUSION ALARIS PC 8015 4.7 DISPLAY |  |  | SPD |  |  |  | 06/23/2015 |  |  |  |  | NO | NO |  |  |  |  | CAREFUSION 10355940 12952497 |  |  | Disposition |  | 00:00:00:00:00:00 |  | High Risk | 1Y:00-MFG 2Y:00-BAT | 11/03/2017 |  | COOPER UNIVERSITY HOSPITAL |  |  |  |  | David Frye
|  | CAREFUSION | CAREFUSION ALARIS PC 8015 4.7 DISPLAY |  |  | SPD |  |  |  | 06/08/2015 |  |  |  |  | NO | NO |  |  |  |  | CAREFUSION 10355941 12856772 |  |  | Disposition |  | 00:10:7A:74:28:FD |  | High Risk | 1Y:00-MFG 2Y:00-BAT | 11/16/2017 |  | COOPER UNIVERSITY HOSPITAL |  |  |  |  | David Frye
|  | CAREFUSION | CAREFUSION ALARIS PC 8015 4.7 DISPLAY |  |  | SPD |  |  |  | 06/08/2015 |  |  |  |  | NO | NO |  |  |  |  | CAREFUSION 10355942 12844886 |  |  | Disposition |  | 00:10:7A:73:41:F5 |  | High Risk | 1Y:00-MFG 2Y:00-BAT | 11/13/2017 |  | COOPER UNIVERSITY HOSPITAL |  |  |  |  | David Frye
|  | CAREFUSION | CAREFUSION ALARIS PC 8015 4.7 DISPLAY |  |  | SPD |  |  |  | 01/01/1900 |  |  |  |  | NO | NO |  |  |  |  | CAREFUSION 10355944 13107403 |  |  | Disposition |  | 00:00:00:00:00:00 |  | High Risk | 1Y:00-MFG 2Y:00-BAT | 11/02/2017 |  | COOPER UNIVERSITY HOSPITAL |  |  |  |  | David Frye
|  | CAREFUSION | CAREFUSION ALARIS PC 8015 4.7 DISPLAY |  |  | SPD |  |  |  | 06/30/2010 |  |  |  |  | NO | NO |  |  |  |  | CAREFUSION 10355945 13107348 |  |  | Disposition |  | 00:00:00:00:00:00 |  | High Risk | 1Y:00-MFG 2Y:00-BAT | 11/10/2017 |  | COOPER UNIVERSITY HOSPITAL |  |  |  |  | David Frye
|  | CAREFUSION | CAREFUSION ALARIS PC 8015 4.7 DISPLAY |  |  | SPD |  |  |  | 06/08/2015 |  |  |  |  | NO | NO |  |  |  |  | CAREFUSION 10355928 12858205 |  |  | Disposition |  | 00:00:00:00:00:00 |  | High Risk | 1Y:00-MFG 2Y:00-BAT | 11/17/2017 |  | COOPER UNIVERSITY HOSPITAL |  |  | BIOMED |  | David Frye
|  | CAREFUSION | CAREFUSION ALARIS PC 8015 4.7 DISPLAY |  |  | SPD |  |  |  | 06/08/2015 |  |  |  |  | NO | NO |  |  |  |  | CAREFUSION 10355929 12848240 |  |  | Disposition |  | 00:10:7A:25:24: |  | High Risk | 1Y:00-MFG 2Y:00-BAT | 12/05/2017 |  | COOPER UNIVERSITY HOSPITAL |  |  |  |  | David Frye
|  | CAREFUSION | CAREFUSION ALARIS PC 8015 4.7 DISPLAY |  |  | SPD |  |  |  | 06/08/2015 |  |  |  |  | NO | NO |  |  |  |  | CAREFUSION 10355930 12846693 |  |  | Disposition |  | 00:10:7A:73:40:51 |  | High Risk | 1Y:00-MFG 2Y:00-BAT | 11/01/2017 |  | COOPER UNIVERSITY HOSPITAL |  |  |  |  | David Frye
|  | CAREFUSION | CAREFUSION ALARIS PC 8015 4.7 DISPLAY |  |  | SPD |  |  |  | 06/08/2015 |  |  |  |  | NO | NO |  |  |  |  | CAREFUSION 10355931 13210009 |  |  | Disposition |  | 00:10:7A:41:2F:A0 |  | High Risk | 1Y:00-MFG 2Y:00-BAT | 11/21/2017 |  | COOPER UNIVERSITY HOSPITAL |  |  |  |  | David Frye
|  | CAREFUSION | CAREFUSION ALARIS PC 8015 4.7 DISPLAY |  |  | SPD |  |  |  | 06/08/2015 |  |  |  |  | NO | NO |  |  |  |  | CAREFUSION 10355932 12725754 |  |  | Disposition |  | 00:10:7A:72:B7:FC |  | High Risk | 1Y:00-MFG 2Y:00-BAT | 11/15/2017 |  | COOPER UNIVERSITY HOSPITAL |  |  |  |  | David Frye
|  | CAREFUSION | CAREFUSION ALARIS PC 8015 4.7 DISPLAY |  |  | SPD |  |  |  | 06/08/2015 |  |  |  |  | NO | NO |  |  |  |  | CAREFUSION 10355933 12867551 |  |  | Disposition |  | 00:10:7A:73:3F:05 |  | High Risk | 1Y:00-MFG 2Y:00-BAT | 11/21/2017 |  | COOPER UNIVERSITY HOSPITAL |  |  |  |  | David Frye
|  | CAREFUSION | CAREFUSION ALARIS PC 8015 4.7 DISPLAY |  |  | SPD |  |  |  | 06/08/2015 |  |  |  |  | NO | NO |  |  |  |  | CAREFUSION 10355934 12994189 |  |  | Disposition |  | 00:10:7A:74:F4:87 |  | High Risk | 1Y:00-MFG 2Y:00-BAT | 11/07/2017 |  | COOPER UNIVERSITY HOSPITAL |  |  |  |  | David Frye
|  | CAREFUSION | CAREFUSION ALARIS PC 8015 4.7 DISPLAY |  |  | SPD |  |  |  | 06/08/2015 |  |  |  |  | NO | NO |  |  |  |  | CAREFUSION 10355926 12857859 |  |  | Disposition |  | 00:10:7A:74:25:FA |  | High Risk | 1Y:00-MFG 2Y:00-BAT | 11/08/2017 |  | COOPER UNIVERSITY HOSPITAL |  |  |  |  | David Frye
|  | CAREFUSION | CAREFUSION ALARIS PC 8015 4.7 DISPLAY |  |  | SPD |  |  |  | 06/08/2015 |  |  |  |  | NO | NO |  |  |  |  | CAREFUSION 10355927 1302704 |  |  | Disposition |  | 00:10:7A:75:3A:04 |  | High Risk | 1Y:00-MFG 2Y:00-BAT | 11/01/2017 |  | COOPER UNIVERSITY HOSPITAL |  |  |  |  | David Frye
|  | CAREFUSION | CAREFUSION ALARIS PC 8015 4.7 DISPLAY |  |  | SPD |  |  |  | 06/08/2015 |  |  |  |  | NO | NO |  |  |  |  | CAREFUSION 10355925 13725004 |  |  | Disposition |  | 00:10:7A:41:E6:99 |  | High Risk | 1Y:00-MFG 2Y:00-BAT | 11/20/2017 |  | COOPER UNIVERSITY HOSPITAL |  |  |  |  | David Frye
|  | CAREFUSION | CAREFUSION ALARIS PC 8015 4.7 DISPLAY |  |  | SPD |  |  |  | 06/08/2015 |  |  |  |  | NO | NO |  |  |  |  | CAREFUSION 10355924 102538 |  |  | Disposition |  | 00:10:7A:74:24:0A |  | High Risk | 1Y:00-MFG 2Y:00-BAT | 11/13/2017 |  | COOPER UNIVERSITY HOSPITAL |  |  |  |  | David Frye
|  | CAREFUSION | CAREFUSION ALARIS PC 8015 4.7 DISPLAY |  |  | SPD |  |  |  | 06/08/2015 |  |  |  |  | NO | NO |  |  |  |  | CAREFUSION 10355920 12845267 |  |  | Disposition |  | 00:10:7A:73:45:20 |  | High Risk | 1Y:00-MFG 2Y:00-BAT | 11/01/2017 |  | COOPER UNIVERSITY HOSPITAL |  |  |  |  | David Frye
|  | CAREFUSION | CAREFUSION ALARIS PC 8015 4.7 DISPLAY |  |  | SPD |  |  |  | 06/08/2015 |  |  |  |  | NO | NO |  |  |  |  | CAREFUSION 10355922 12846156 |  |  | Disposition |  | 00:10:7A:73:3D:C0 |  | High Risk | 1Y:00-MFG 2Y:00-BAT | 11/02/2017 |  | COOPER UNIVERSITY HOSPITAL |  |  |  |  | David Frye
|  | CAREFUSION | CAREFUSION ALARIS PC 8015 4.7 DISPLAY |  |  | SPD |  |  |  | 06/08/2015 |  |  |  |  | NO | NO |  |  |  |  | CAREFUSION 10355923 12844770 |  |  | Disposition |  | 00:10:7A:73:42:A6 |  | High Risk | 1Y:00-MFG 2Y:00-BAT | 11/03/2017 |  | COOPER UNIVERSITY HOSPITAL |  |  | Bio-med shop |  | David Frye
|  | CAREFUSION | CAREFUSION ALARIS PC 8015 4.7 DISPLAY |  |  | SPD |  |  |  | 06/08/2015 |  |  |  |  | NO | NO |  |  |  |  | CAREFUSION 10355921 12876942 |  |  | Disposition |  | 00:10:7A:74:32:5B |  | High Risk | 1Y:00-MFG 2Y:00-BAT | 11/10/2017 |  | COOPER UNIVERSITY HOSPITAL |  |  |  |  | David Frye
|  | CAREFUSION | CAREFUSION ALARIS PC 8015 4.7 DISPLAY |  |  | SPD |  |  |  | 06/08/2015 |  |  |  |  | NO | NO |  |  |  |  | CAREFUSION 10355919 12848412 |  |  | Disposition |  | 00:00:00:00:00:00 |  | High Risk | 1Y:00-MFG 2Y:00-BAT | 11/08/2017 |  | COOPER UNIVERSITY HOSPITAL |  |  |  |  | David Frye
|  | CAREFUSION | CAREFUSION ALARIS PC 8015 4.7 DISPLAY |  |  | SPD |  |  |  | 06/08/2015 |  |  |  |  | NO | NO |  |  |  |  | CAREFUSION 10355915 12861023 |  |  | Disposition |  | 00:10:7A:74:2E:10 |  | High Risk | 1Y:00-MFG 2Y:00-BAT | 11/15/2017 |  | COOPER UNIVERSITY HOSPITAL |  |  |  |  | David Frye
|  | CAREFUSION | CAREFUSION ALARIS PC 8015 4.7 DISPLAY |  |  | SPD |  |  |  | 06/08/2015 |  |  |  |  | NO | NO |  |  |  |  | CAREFUSION 10355916 12845846 |  |  | Disposition |  | 10:71:73:40:42: |  | High Risk | 1Y:00-MFG 2Y:00-BAT | 11/01/2017 |  | COOPER UNIVERSITY HOSPITAL |  |  |  |  | David Frye
|  | CAREFUSION | CAREFUSION ALARIS PC 8015 4.7 DISPLAY |  |  | SPD |  |  |  | 06/08/2015 |  |  |  |  | NO | NO |  |  |  |  | CAREFUSION 10355917 12848348 |  |  | Disposition |  | 00:10:7A:74:27:D6 |  | High Risk | 1Y:00-MFG 2Y:00-BAT | 11/20/2017 |  | COOPER UNIVERSITY HOSPITAL |  |  |  |  | David Frye
|  | CAREFUSION | CAREFUSION ALARIS PC 8015 4.7 DISPLAY |  |  | SPD |  |  |  | 06/08/2015 |  |  |  |  | NO | NO |  |  |  |  | CAREFUSION 10355918 12735752 |  |  | Disposition |  | 00:10:7A:72:BC:4A |  | High Risk | 1Y:00-MFG 2Y:00-BAT | 11/06/2017 |  | COOPER UNIVERSITY HOSPITAL |  |  |  |  | David Frye
|  | CAREFUSION | CAREFUSION ALARIS PC 8015 4.7 DISPLAY |  |  | SPD |  |  |  | 06/08/2015 |  |  |  |  | NO | NO |  |  |  |  | CAREFUSION 10355912 12844866 |  |  | Disposition |  | 00:10:7A:73:42:B9 |  | High Risk | 1Y:00-MFG 2Y:00-BAT | 11/10/2017 |  | COOPER UNIVERSITY HOSPITAL |  |  | Bio-Med Shop Pump Area |  | David Frye
|  | CAREFUSION | CAREFUSION ALARIS PC 8015 4.7 DISPLAY |  |  | SPD |  |  |  | 06/08/2015 |  |  |  |  | NO | NO |  |  |  |  | CAREFUSION 10355913 12846578 |  |  | Disposition |  | 00:10:7A:73:45:48 |  | High Risk | 1Y:00-MFG 2Y:00-BAT | 11/21/2017 |  | COOPER UNIVERSITY HOSPITAL |  |  |  |  | David Frye
|  | CAREFUSION | CAREFUSION ALARIS PC 8015 4.7 DISPLAY |  |  | SPD |  |  |  | 06/08/2015 |  |  |  |  | NO | NO |  |  |  |  | CAREFUSION 10355914 13028032 |  |  | Disposition |  | 00:10:7A:75:42:E0 |  | High Risk | 1Y:00-MFG 2Y:00-BAT | 11/10/2017 |  | COOPER UNIVERSITY HOSPITAL |  |  |  |  | David Frye
|  | CAREFUSION | CAREFUSION ALARIS PC 8015 4.7 DISPLAY |  |  | SPD |  |  |  | 06/08/2015 |  |  |  |  | NO | NO |  |  |  |  | CAREFUSION 10355911 12844298 |  |  | Disposition |  | 00:10:7A:73:48:AA |  | High Risk | 1Y:00-MFG 2Y:00-BAT | 11/15/2017 |  | COOPER UNIVERSITY HOSPITAL |  |  |  |  | David Frye
|  | CAREFUSION | CAREFUSION ALARIS PC 8015 4.7 DISPLAY |  |  | SPD |  |  |  | 06/30/2010 |  |  |  |  | NO | NO |  |  |  |  | CAREFUSION 10355848 13106815 |  |  | Disposition |  | 00:00:00:00:00:00 |  | High Risk | 1Y:00-MFG 2Y:00-BAT | 11/10/2017 |  | COOPER UNIVERSITY HOSPITAL |  |  |  |  | David Frye
|  | CAREFUSION | CAREFUSION ALARIS PC 8015 4.7 DISPLAY |  |  | SPD |  |  |  | 11/16/2004 |  |  |  |  | NO | NO |  |  |  |  | CAREFUSION 10355838 4127512 |  |  | Disposition |  |  |  | High Risk | 1Y:00-MFG 2Y:00-BAT | 01/01/1900 | 12/01/2019 | COOPER UNIVERSITY HOSPITAL |  |  | SPD |  | David Frye
|  | CAREFUSION | CAREFUSION ALARIS PC 8015 4.7 DISPLAY |  |  | SPD |  |  |  | 06/30/2010 |  |  |  |  | NO | NO |  |  |  |  | CAREFUSION 10355839 13107327 |  |  | Disposition |  | 00:00:00:00:00:00 |  | High Risk | 1Y:00-MFG 2Y:00-BAT | 11/06/2017 |  | COOPER UNIVERSITY HOSPITAL |  |  |  |  | David Frye
|  | CAREFUSION | CAREFUSION ALARIS PC 8015 4.7 DISPLAY |  |  | SPD |  |  |  | 06/30/2010 |  |  |  |  | NO | NO |  |  |  |  | CAREFUSION 10355831 13106804 |  |  | Disposition |  | 00:00:00:00:00:00 |  | High Risk | 1Y:00-MFG 2Y:00-BAT | 11/02/2017 |  | COOPER UNIVERSITY HOSPITAL |  |  |  |  | David Frye
|  | CAREFUSION | CAREFUSION ALARIS PC 8015 4.7 DISPLAY |  |  | SPD |  |  |  | 01/01/1900 |  |  |  |  | NO | NO |  |  |  |  | CAREFUSION 10355822 13106614 |  |  | Disposition |  | 00:00:00:00:00:00 |  | High Risk | 1Y:00-MFG 2Y:00-BAT | 11/10/2017 |  | COOPER UNIVERSITY HOSPITAL |  |  |  |  | David Frye
|  | CAREFUSION | CAREFUSION ALARIS PC 8015 4.7 DISPLAY |  |  | SPD |  |  |  | 07/03/2013 |  |  |  |  | NO | NO |  |  |  |  | CAREFUSION 10355824 13884211 |  |  | Disposition |  | 00:00:00:00:00:00 |  | High Risk | 1Y:00-MFG 2Y:00-BAT | 11/16/2017 |  | COOPER UNIVERSITY HOSPITAL |  |  |  |  | David Frye
|  | CAREFUSION | CAREFUSION ALARIS PC 8015 4.7 DISPLAY |  |  | SPD |  |  |  | 06/30/2010 |  |  |  |  | NO | NO |  |  |  |  | CAREFUSION 10355821 13105433 |  |  | Disposition |  | 00:00:00:00:00:00 |  | High Risk | 1Y:00-MFG 2Y:00-BAT | 11/10/2017 |  | COOPER UNIVERSITY HOSPITAL |  |  |  |  | David Frye
|  | CAREFUSION | CAREFUSION ALARIS PC 8015 4.7 DISPLAY |  |  | SPD |  |  |  | 04/04/2007 |  |  |  |  | NO | NO |  |  |  |  | CAREFUSION 10355819 12499929 |  |  | Disposition |  |  |  | High Risk | 1Y:00-MFG 2Y:00-BAT | 01/01/1900 | 12/01/2019 | COOPER UNIVERSITY HOSPITAL |  |  | SPD |  | David Frye
|  | CAREFUSION | CAREFUSION ALARIS PC 8015 4.7 DISPLAY |  |  | SPD |  |  |  | 06/30/2010 |  |  |  |  | NO | NO |  |  |  |  | CAREFUSION 10355811 13107116 |  |  | Disposition |  | 00:00:00:00:00:00 |  | High Risk | 1Y:00-MFG 2Y:00-BAT | 11/08/2017 |  | COOPER UNIVERSITY HOSPITAL |  |  | Bio-Med Shop Pump Area |  | David Frye
|  | CAREFUSION | CAREFUSION ALARIS PC 8015 4.7 DISPLAY |  |  | SPD |  |  |  | 06/30/2010 |  |  |  |  | NO | NO |  |  |  |  | CAREFUSION 10355812 13107270 |  |  | Disposition |  | 00:00:00:00:00:00 |  | High Risk | 1Y:00-MFG 2Y:00-BAT | 11/02/2017 |  | COOPER UNIVERSITY HOSPITAL |  |  |  |  | David Frye
|  | CAREFUSION | CAREFUSION ALARIS PC 8015 4.7 DISPLAY |  |  | SPD |  |  |  | 06/30/2010 |  |  |  |  | NO | NO |  |  |  |  | CAREFUSION 10355807 13107312 |  |  | Disposition |  | 00:00:00:00:00:00 |  | High Risk | 1Y:00-MFG 2Y:00-BAT | 11/15/2017 |  | COOPER UNIVERSITY HOSPITAL |  |  |  |  | David Frye
|  | CAREFUSION | CAREFUSION ALARIS PC 8015 4.7 DISPLAY |  |  | SPD |  |  |  | 06/03/2013 |  |  |  |  | NO | NO |  |  |  |  | CAREFUSION 10355802 13887611 |  |  | Disposition |  | 00:00:00:00:00:00 |  | High Risk | 1Y:00-MFG 2Y:00-BAT | 11/02/2017 |  | COOPER UNIVERSITY HOSPITAL |  |  | SPD |  | David Frye
|  | CAREFUSION | CAREFUSION ALARIS PC 8015 4.7 DISPLAY |  |  | SPD |  |  |  | 06/30/2010 |  |  |  |  | NO | NO |  |  |  |  | CAREFUSION 10355800 13107660 |  |  | Disposition |  | 00:00:00:00:00:00 |  | High Risk | 1Y:00-MFG 2Y:00-BAT | 11/13/2017 |  | COOPER UNIVERSITY HOSPITAL |  |  |  |  | David Frye
|  | CAREFUSION | CAREFUSION ALARIS PC 8015 4.7 DISPLAY |  |  | SPD |  |  |  | 06/01/2010 |  |  |  |  | NO | NO |  |  |  |  | CAREFUSION 10355792 13106051 |  |  | Disposition |  | 00:00:00:00:00:00 |  | High Risk | 1Y:00-MFG 2Y:00-BAT | 11/27/2017 |  | COOPER UNIVERSITY HOSPITAL |  |  |  |  | David Frye
|  | CAREFUSION | CAREFUSION ALARIS PC 8015 4.7 DISPLAY |  |  | SPD |  |  |  | 06/30/2010 |  |  |  |  | NO | NO |  |  |  |  | CAREFUSION 10355794 13106178 |  |  | Disposition |  | 00:00:00:00:00:00 |  | High Risk | 1Y:00-MFG 2Y:00-BAT | 11/06/2017 |  | COOPER UNIVERSITY HOSPITAL |  |  |  |  | David Frye
|  | CAREFUSION | CAREFUSION ALARIS PC 8015 4.7 DISPLAY |  |  | SPD |  |  |  | 06/01/2010 |  |  |  |  | NO | NO |  |  |  |  | CAREFUSION 10355788 13106811 |  |  | Disposition |  | 00:00:00:00:00:00 |  | High Risk | 1Y:00-MFG 2Y:00-BAT | 11/01/2017 |  | COOPER UNIVERSITY HOSPITAL |  |  |  |  | David Frye
|  | CAREFUSION | CAREFUSION ALARIS PC 8015 4.7 DISPLAY |  |  | SPD |  |  |  | 06/30/2010 |  |  |  |  | NO | NO |  |  |  |  | CAREFUSION 10355783 13104828 |  |  | Disposition |  | 00:00:00:00:00:00 |  | High Risk | 1Y:00-MFG 2Y:00-BAT | 11/06/2017 |  | COOPER UNIVERSITY HOSPITAL |  |  |  |  | David Frye
|  | CAREFUSION | CAREFUSION ALARIS PC 8015 4.7 DISPLAY |  |  | SPD |  |  |  | 06/30/2010 |  |  |  |  | NO | NO |  |  |  |  | CAREFUSION 10355767 13106836 |  |  | Disposition |  | 00:00:00:00:00:00 |  | High Risk | 1Y:00-MFG 2Y:00-BAT | 11/17/2017 |  | COOPER UNIVERSITY HOSPITAL |  |  |  |  | David Frye
|  | CAREFUSION | CAREFUSION ALARIS PC 8015 4.7 DISPLAY |  |  | SPD |  |  |  | 06/30/2010 |  |  |  |  | NO | NO |  |  |  |  | CAREFUSION 10355755 13107444 |  |  | Disposition |  | 00:00:00:00:00:00 |  | High Risk | 1Y:00-MFG 2Y:00-BAT | 11/15/2017 |  | COOPER UNIVERSITY HOSPITAL |  |  |  |  | David Frye
|  | CAREFUSION | CAREFUSION ALARIS PC 8015 4.7 DISPLAY |  |  | SPD |  |  |  | 06/30/2010 |  |  |  |  | NO | NO |  |  |  |  | CAREFUSION 10355735 13107434 |  |  | Disposition |  | 00:00:00:00:00:00 |  | High Risk | 1Y:00-MFG 2Y:00-BAT | 11/21/2017 |  | COOPER UNIVERSITY HOSPITAL |  |  |  |  | David Frye
|  | CAREFUSION | CAREFUSION ALARIS PC 8015 4.7 DISPLAY |  |  | SPD |  |  |  | 06/01/2010 |  |  |  |  | NO | NO |  |  |  |  | CAREFUSION 10355729 13105977 |  |  | Disposition |  | 00:00:00:00:00:00 |  | High Risk | 1Y:00-MFG 2Y:00-BAT | 11/22/2017 |  | COOPER UNIVERSITY HOSPITAL |  |  |  |  | David Frye
|  | CAREFUSION | CAREFUSION ALARIS PC 8015 4.7 DISPLAY |  |  | SPD |  |  |  | 06/30/2010 |  |  |  |  | NO | NO |  |  |  |  | CAREFUSION 10355691 13104637 |  |  | Disposition |  | 00:00:00:00:00:00 |  | High Risk | 1Y:00-MFG 2Y:00-BAT | 11/17/2017 |  | COOPER UNIVERSITY HOSPITAL |  |  |  |  | David Frye
|  | CAREFUSION | CAREFUSION ALARIS PC 8015 4.7 DISPLAY |  |  | SPD |  |  |  | 06/01/2010 |  |  |  |  | NO | NO |  |  |  |  | CAREFUSION 10355681 13106862 |  |  | Disposition |  | 00:00:00:00:00:00 |  | High Risk | 1Y:00-MFG 2Y:00-BAT | 11/02/2017 |  | COOPER UNIVERSITY HOSPITAL |  |  |  |  | David Frye
|  | CAREFUSION | CAREFUSION ALARIS PC 8015 4.7 DISPLAY |  |  | SPD |  |  |  | 06/01/2010 |  |  |  |  | NO | NO |  |  |  |  | CAREFUSION 10355674 13107107 |  |  | Disposition |  | 00:00:00:00:00:00 |  | High Risk | 1Y:00-MFG 2Y:00-BAT | 11/01/2017 |  | COOPER UNIVERSITY HOSPITAL |  |  |  |  | David Frye
|  | CAREFUSION | CAREFUSION ALARIS PC 8015 4.7 DISPLAY |  |  | SPD |  |  |  | 06/01/2010 |  |  |  |  | NO | NO |  |  |  |  | CAREFUSION 10355671 13105794 |  |  | Disposition |  | 00:00:00:00:00:00 |  | High Risk | 1Y:00-MFG 2Y:00-BAT | 11/01/2017 |  | COOPER UNIVERSITY HOSPITAL |  |  |  |  | David Frye
|  | CAREFUSION | CAREFUSION ALARIS PC 8015 4.7 DISPLAY |  |  | SPD |  |  |  | 06/30/2010 |  |  |  |  | NO | NO |  |  |  |  | CAREFUSION 10355595 13106996 |  |  | Disposition |  | 00:00:00:00:00:00 |  | High Risk | 1Y:00-MFG 2Y:00-BAT | 11/02/2017 |  | COOPER UNIVERSITY HOSPITAL |  |  |  |  | David Frye
|  | CAREFUSION | CAREFUSION ALARIS PC 8015 4.7 DISPLAY |  |  | SPD |  |  |  | 06/30/2010 |  |  |  |  | NO | NO |  |  |  |  | CAREFUSION 10355640 13107401 |  |  | Disposition |  | 00:00:00:00:00:00 |  | High Risk | 1Y:00-MFG 2Y:00-BAT | 11/10/2017 |  | COOPER UNIVERSITY HOSPITAL |  |  |  |  | David Frye
|  | CAREFUSION | CAREFUSION ALARIS PC 8015 4.7 DISPLAY |  |  | SPD |  |  |  | 06/30/2010 |  |  |  |  | NO | NO |  |  |  |  | CAREFUSION 10355626 13107334 |  |  | Disposition |  | 00:00:00:00:00:00 |  | High Risk | 1Y:00-MFG 2Y:00-BAT | 11/16/2017 |  | COOPER UNIVERSITY HOSPITAL |  |  |  |  | David Frye
|  | CAREFUSION | CAREFUSION ALARIS PC 8015 4.7 DISPLAY |  |  | SPD |  |  |  | 06/30/2010 |  |  |  |  | NO | NO |  |  |  |  | CAREFUSION 10355614 13104783 |  |  | Disposition |  | 00:00:00:00:00:00 |  | High Risk | 1Y:00-MFG 2Y:00-BAT | 11/06/2017 |  | COOPER UNIVERSITY HOSPITAL |  |  |  |  | David Frye
|  | CAREFUSION | CAREFUSION ALARIS PC 8015 4.7 DISPLAY |  |  | SPD |  |  |  | 06/30/2010 |  |  |  |  | NO | NO |  |  |  |  | CAREFUSION 10355602 13106587 |  |  | Disposition |  | 00:00:00:00:00:00 |  | High Risk | 1Y:00-MFG 2Y:00-BAT | 11/10/2017 |  | COOPER UNIVERSITY HOSPITAL |  |  |  |  | David Frye
|  | CAREFUSION | CAREFUSION ALARIS PC 8015 4.7 DISPLAY |  |  | SPD |  |  |  | 06/01/2010 |  |  |  |  | NO | NO |  |  |  |  | CAREFUSION 10355546 13107392 |  |  | Disposition |  | 00:00:00:00:00:00 |  | High Risk | 1Y:00-MFG 2Y:00-BAT | 11/01/2017 |  | COOPER UNIVERSITY HOSPITAL |  |  |  |  | David Frye
|  | CAREFUSION | CAREFUSION ALARIS PC 8015 4.7 DISPLAY |  |  | SPD |  |  |  | 06/30/2010 |  |  |  |  | NO | NO |  |  |  |  | CAREFUSION 10355547 13107223 |  |  | Disposition |  | 00:00:00:00:00:00 |  | High Risk | 1Y:00-MFG 2Y:00-BAT | 11/15/2017 |  | COOPER UNIVERSITY HOSPITAL |  |  |  |  | David Frye
|  | CAREFUSION | CAREFUSION ALARIS PC 8015 4.7 DISPLAY |  |  | SPD |  |  |  | 06/30/2010 |  |  |  |  | NO | NO |  |  |  |  | CAREFUSION 10355545 13106861 |  |  | Disposition |  | 00:00:00:00:00:00 |  | High Risk | 1Y:00-MFG 2Y:00-BAT | 11/06/2017 |  | COOPER UNIVERSITY HOSPITAL |  |  |  |  | David Frye
|  | CAREFUSION | CAREFUSION ALARIS PC 8015 4.7 DISPLAY |  |  | SPD |  |  |  | 07/03/2013 |  |  |  |  | NO | NO |  |  |  |  | CAREFUSION 10355544 13884216 |  |  | Disposition |  | 00:00:00:00:00:00 |  | High Risk | 1Y:00-MFG 2Y:00-BAT | 11/21/2017 |  | COOPER UNIVERSITY HOSPITAL |  |  |  |  | David Frye
|  | CAREFUSION | CAREFUSION ALARIS PC 8015 4.7 DISPLAY |  |  | SPD |  |  |  | 06/30/2010 |  |  |  |  | NO | NO |  |  |  |  | CAREFUSION 10355542 13105386 |  |  | Disposition |  | 00:00:00:00:00:00 |  | High Risk | 1Y:00-MFG 2Y:00-BAT | 11/16/2017 |  | COOPER UNIVERSITY HOSPITAL |  |  |  |  | David Frye
|  | CAREFUSION | CAREFUSION ALARIS PC 8015 4.7 DISPLAY |  |  | SPD |  |  |  | 06/30/2010 |  |  |  |  | NO | NO |  |  |  |  | CAREFUSION 10355540 13106835 |  |  | Disposition |  | 00:00:00:00:00:00 |  | High Risk | 1Y:00-MFG 2Y:00-BAT | 11/10/2017 |  | COOPER UNIVERSITY HOSPITAL |  |  |  |  | David Frye
|  | CAREFUSION | CAREFUSION ALARIS PC 8015 4.7 DISPLAY |  |  | SPD |  |  |  | 06/30/2010 |  |  |  |  | NO | NO |  |  |  |  | CAREFUSION 10355323 13106848 |  |  | Disposition |  | 00:00:00:00:00:00 |  | High Risk | 1Y:00-MFG 2Y:00-BAT | 11/17/2017 |  | COOPER UNIVERSITY HOSPITAL |  |  |  |  | David Frye
|  | CAREFUSION | CAREFUSION ALARIS PC 8015 4.7 DISPLAY |  |  | SPD |  |  |  | 06/30/2010 |  |  |  |  | NO | NO |  |  |  |  | CAREFUSION 10355312 13107471 |  |  | Disposition |  | 00:00:00:00:00:00 |  | High Risk | 1Y:00-MFG 2Y:00-BAT | 11/10/2017 |  | COOPER UNIVERSITY HOSPITAL |  |  |  |  | David Frye
|  | CAREFUSION | CAREFUSION ALARIS PC 8015 4.7 DISPLAY |  |  | SPD |  |  |  | 06/30/2010 |  |  |  |  | NO | NO |  |  |  |  | CAREFUSION 10355300 13107300 |  |  | Disposition |  | 00:00:00:00:00:00 |  | High Risk | 1Y:00-MFG 2Y:00-BAT | 11/07/2017 |  | COOPER UNIVERSITY HOSPITAL |  |  |  |  | David Frye
|  | CAREFUSION | CAREFUSION ALARIS PC 8015 4.7 DISPLAY |  |  | SPD |  |  |  | 01/01/1900 |  |  |  |  | NO | NO |  |  |  |  | CAREFUSION 10355289 13106544 |  |  | Disposition |  | 00:00:00:00:00:00 |  | High Risk | 1Y:00-MFG 2Y:00-BAT | 11/03/2017 |  | COOPER UNIVERSITY HOSPITAL |  |  |  |  | David Frye
|  | CAREFUSION | CAREFUSION ALARIS PC 8015 4.7 DISPLAY |  |  | SPD |  |  |  | 01/01/1900 |  |  |  |  | NO | NO |  |  |  |  | CAREFUSION 10355286 13106152 |  |  | Disposition |  | 00:00:00:00:00:00 |  | High Risk | 1Y:00-MFG 2Y:00-BAT | 11/21/2017 |  | COOPER UNIVERSITY HOSPITAL |  |  |  |  | David Frye
|  | CAREFUSION | CAREFUSION ALARIS PC 8015 4.7 DISPLAY |  |  | SPD |  |  |  | 06/30/2010 |  |  |  |  | NO | NO |  |  |  |  | CAREFUSION 10355282 13107164 |  |  | Disposition |  | 00:00:00:00:00:00 |  | High Risk | 1Y:00-MFG 2Y:00-BAT | 11/06/2017 |  | COOPER UNIVERSITY HOSPITAL |  |  |  |  | David Frye
|  | CAREFUSION | CAREFUSION ALARIS PC 8015 4.7 DISPLAY |  |  | SPD |  |  |  | 01/01/1900 |  |  |  |  | NO | NO |  |  |  |  | CAREFUSION 10355276 13105994 |  |  | Disposition |  | 00:00:00:00:00:00 |  | High Risk | 1Y:00-MFG 2Y:00-BAT | 11/15/2017 |  | COOPER UNIVERSITY HOSPITAL |  |  |  |  | David Frye
|  | CAREFUSION | CAREFUSION ALARIS PC 8015 4.7 DISPLAY |  |  | SPD |  |  |  | 01/01/1900 |  |  |  |  | NO | NO |  |  |  |  | CAREFUSION 10355274 13105999 |  |  | Disposition |  | 00:00:00:00:00:00 |  | High Risk | 1Y:00-MFG 2Y:00-BAT | 11/21/2017 |  | COOPER UNIVERSITY HOSPITAL |  |  |  |  | David Frye
|  | CAREFUSION | CAREFUSION ALARIS PC 8015 4.7 DISPLAY |  |  | SPD |  |  |  | 07/03/2013 |  |  |  |  | NO | NO |  |  |  |  | CAREFUSION 10355268 13888201 |  |  | Disposition |  | 00:00:00:00:00:00 |  | High Risk | 1Y:00-MFG 2Y:00-BAT | 11/16/2017 |  | COOPER UNIVERSITY HOSPITAL |  |  |  |  | David Frye
|  | CAREFUSION | CAREFUSION ALARIS PC 8015 4.7 DISPLAY |  |  | SPD |  |  |  | 07/03/2013 |  |  |  |  | NO | NO |  |  |  |  | CAREFUSION 10355260 13884324 |  |  | Disposition |  | 00:00:00:00:00:00 |  | High Risk | 1Y:00-MFG 2Y:00-BAT | 11/21/2017 |  | COOPER UNIVERSITY HOSPITAL |  |  | GAMMA KNIFE |  | David Frye
|  | CAREFUSION | CAREFUSION ALARIS PC 8015 4.7 DISPLAY |  |  | SPD |  |  |  | 06/30/2010 |  |  |  |  | NO | NO |  |  |  |  | CAREFUSION 10354963 13107161 |  |  | Disposition |  | 00:00:00:00:00:00 |  | High Risk | 1Y:00-MFG 2Y:00-BAT | 11/27/2017 |  | COOPER UNIVERSITY HOSPITAL |  |  |  |  | David Frye
|  | CAREFUSION | CAREFUSION ALARIS PC 8015 4.7 DISPLAY |  |  | SPD |  |  |  | 06/30/2010 |  |  |  |  | NO | NO |  |  |  |  | CAREFUSION 10354917 13105411 |  |  | Disposition |  | 00:00:00:00:00:00 |  | High Risk | 1Y:00-MFG 2Y:00-BAT | 11/10/2017 |  | COOPER UNIVERSITY HOSPITAL |  |  |  |  | David Frye
|  | CAREFUSION | CAREFUSION ALARIS PC 8015 4.7 DISPLAY |  |  | SPD |  |  |  | 06/30/2010 |  |  |  |  | NO | NO |  |  |  |  | CAREFUSION 10354887 13107089 |  |  | Disposition |  | 00:00:00:00:00:00 |  | High Risk | 1Y:00-MFG 2Y:00-BAT | 11/10/2017 |  | COOPER UNIVERSITY HOSPITAL |  |  |  |  | David Frye
|  | CAREFUSION | CAREFUSION ALARIS PC 8015 4.7 DISPLAY |  |  | SPD |  |  |  | 06/30/2010 |  |  |  |  | NO | NO |  |  |  |  | CAREFUSION 10354870 13107306 |  |  | Disposition |  | 00:00:00:00:00:00 |  | High Risk | 1Y:00-MFG 2Y:00-BAT | 11/07/2017 |  | COOPER UNIVERSITY HOSPITAL |  |  |  |  | David Frye
|  | CAREFUSION | CAREFUSION ALARIS PC 8015 4.7 DISPLAY |  |  | SPD |  |  |  | 06/30/2010 |  |  |  |  | NO | NO |  |  |  |  | CAREFUSION 10354864 13107623 |  |  | Disposition |  | 00:00:00:00:00:00 |  | High Risk | 1Y:00-MFG 2Y:00-BAT | 11/02/2017 |  | COOPER UNIVERSITY HOSPITAL |  |  |  |  | David Frye
|  | CAREFUSION | CAREFUSION ALARIS PC 8015 4.7 DISPLAY |  |  | SPD |  |  |  | 06/30/2010 |  |  |  |  | NO | NO |  |  |  |  | CAREFUSION 10354851 13107440 |  |  | Disposition |  | 00:00:00:00:00:00 |  | High Risk | 1Y:00-MFG 2Y:00-BAT | 11/03/2017 |  | COOPER UNIVERSITY HOSPITAL |  |  |  |  | David Frye
|  | CAREFUSION | CAREFUSION ALARIS PC 8015 4.7 DISPLAY |  |  | SPD |  |  |  | 06/30/2010 |  |  |  |  | NO | NO |  |  |  |  | CAREFUSION 10354838 13107152 |  |  | Disposition |  | 00:00:00:00:00:00 |  | High Risk | 1Y:00-MFG 2Y:00-BAT | 11/02/2017 |  | COOPER UNIVERSITY HOSPITAL |  |  |  |  | David Frye
|  | CAREFUSION | CAREFUSION ALARIS PC 8015 4.7 DISPLAY |  |  | SPD |  |  |  | 06/30/2010 |  |  |  |  | NO | NO |  |  |  |  | CAREFUSION 10354827 13107122 |  |  | Disposition |  | 00:00:00:00:00:00 |  | High Risk | 1Y:00-MFG 2Y:00-BAT | 11/01/2017 |  | COOPER UNIVERSITY HOSPITAL |  |  |  |  | David Frye
|  | CAREFUSION | CAREFUSION ALARIS PC 8015 4.7 DISPLAY |  |  | SPD |  |  |  | 04/04/2007 |  |  |  |  | NO | NO |  |  |  |  | CAREFUSION 10354797 12499034 |  |  | Disposition |  |  |  | High Risk | 1Y:00-MFG 2Y:00-BAT | 01/01/1900 | 12/01/2019 | COOPER UNIVERSITY HOSPITAL |  |  | PAR.ED |  | David Frye
|  | CAREFUSION | CAREFUSION ALARIS PC 8015 4.7 DISPLAY |  |  | SPD |  |  |  | 01/01/1900 |  |  |  |  | NO | NO |  |  |  |  | CAREFUSION 10354782 13105753 |  |  | Disposition |  | 00:00:00:00:00:00 |  | High Risk | 1Y:00-MFG 2Y:00-BAT | 11/16/2017 |  | COOPER UNIVERSITY HOSPITAL |  |  |  |  | David Frye
|  | CAREFUSION | CAREFUSION ALARIS PC 8015 4.7 DISPLAY |  |  | SPD |  |  |  | 01/01/1900 |  |  |  |  | NO | NO |  |  |  |  | CAREFUSION 10354767 13106617 |  |  | Disposition |  | 00:00:00:00:00:00 |  | High Risk | 1Y:00-MFG 2Y:00-BAT | 11/21/2017 |  | COOPER UNIVERSITY HOSPITAL |  |  |  |  | David Frye
|  | CAREFUSION | CAREFUSION ALARIS PC 8015 4.7 DISPLAY |  |  | SPD |  |  |  | 06/30/2010 |  |  |  |  | NO | NO |  |  |  |  | CAREFUSION 10354760 13107119 |  |  | Disposition |  | 00:00:00:00:00:00 |  | High Risk | 1Y:00-MFG 2Y:00-BAT | 11/28/2017 |  | COOPER UNIVERSITY HOSPITAL |  |  |  |  | David Frye
|  | CAREFUSION | CAREFUSION ALARIS PC 8015 4.7 DISPLAY |  |  | SPD |  |  |  | 06/30/2010 |  |  |  |  | NO | NO |  |  |  |  | CAREFUSION 10354758 13107136 |  |  | Disposition |  | 00:00:00:00:00:00 |  | High Risk | 1Y:00-MFG 2Y:00-BAT | 11/21/2017 |  | COOPER UNIVERSITY HOSPITAL |  |  |  |  | David Frye
|  | CAREFUSION | CAREFUSION ALARIS PC 8015 4.7 DISPLAY |  |  | SPD |  |  |  | 06/30/2010 |  |  |  |  | NO | NO |  |  |  |  | CAREFUSION 10354759 13106988 |  |  | Disposition |  | 00:00:00:00:00:00 |  | High Risk | 1Y:00-MFG 2Y:00-BAT | 11/06/2017 |  | COOPER UNIVERSITY HOSPITAL |  |  |  |  | David Frye
|  | CAREFUSION | CAREFUSION ALARIS PC 8015 4.7 DISPLAY |  |  | SPD |  |  |  | 06/30/2010 |  |  |  |  | NO | NO |  |  |  |  | CAREFUSION 10354757 13107162 |  |  | Disposition |  | 00:00:00:00:00:00 |  | High Risk | 1Y:00-MFG 2Y:00-BAT | 11/30/2017 |  | COOPER UNIVERSITY HOSPITAL |  |  |  |  | David Frye
|  | CAREFUSION | CAREFUSION ALARIS PC 8015 4.7 DISPLAY |  |  | SPD |  |  |  | 06/30/2010 |  |  |  |  | NO | NO |  |  |  |  | CAREFUSION 10354756 13105501 |  |  | Disposition |  | 00:00:00:00:00:00 |  | High Risk | 1Y:00-MFG 2Y:00-BAT | 11/06/2017 |  | COOPER UNIVERSITY HOSPITAL |  |  |  |  | David Frye
|  | CAREFUSION | CAREFUSION ALARIS PC 8015 4.7 DISPLAY |  |  | SPD |  |  |  | 06/30/2010 |  |  |  |  | NO | NO |  |  |  |  | CAREFUSION 10354753 13107155 |  |  | Disposition |  | 00:00:00:00:00:00 |  | High Risk | 1Y:00-MFG 2Y:00-BAT | 11/15/2017 |  | COOPER UNIVERSITY HOSPITAL |  |  |  |  | David Frye
|  | CAREFUSION | CAREFUSION ALARIS PC 8015 4.7 DISPLAY |  |  | SPD |  |  |  | 06/01/2010 |  |  |  |  | NO | NO |  |  |  |  | CAREFUSION 10354755 13106382 |  |  | Disposition |  | 00:00:00:00:00:00 |  | High Risk | 1Y:00-MFG 2Y:00-BAT | 11/10/2017 |  | COOPER UNIVERSITY HOSPITAL |  |  |  |  | David Frye
|  | CAREFUSION | CAREFUSION ALARIS PC 8015 4.7 DISPLAY |  |  | SPD |  |  |  | 06/01/2010 |  |  |  |  | NO | NO |  |  |  |  | CAREFUSION 10354754 13106100 |  |  | Disposition |  | 00:00:00:00:00:00 |  | High Risk | 1Y:00-MFG 2Y:00-BAT | 11/10/2017 |  | COOPER UNIVERSITY HOSPITAL |  |  |  |  | David Frye
|  | CAREFUSION | CAREFUSION ALARIS PC 8015 4.7 DISPLAY |  |  | SPD |  |  |  | 06/08/2015 |  |  |  |  | NO | NO |  |  |  |  | CAREFUSION 10349629 12752203 |  |  | Disposition |  | 00:00:00:00:00:00 |  | High Risk | 1Y:00-MFG 2Y:00-BAT | 11/30/2017 |  | COOPER UNIVERSITY HOSPITAL |  |  |  |  | David Frye
|  | CAREFUSION | CAREFUSION ALARIS PC 8015 4.7 DISPLAY |  |  | SPD |  |  |  | 06/01/2010 |  |  |  |  | NO | NO |  |  |  |  | CAREFUSION 10349658 13106838 |  |  | Disposition |  | 00:00:00:00:00:00 |  | High Risk | 1Y:00-MFG 2Y:00-BAT | 11/27/2017 |  | COOPER UNIVERSITY HOSPITAL |  |  |  |  | David Frye
|  | CAREFUSION | CAREFUSION ALARIS PC 8015 4.7 DISPLAY |  |  | SPD |  |  |  | 06/30/2010 |  |  |  |  | NO | NO |  |  |  |  | CAREFUSION 10349620 13107314 |  |  | Disposition |  | 00:00:00:00:00:00 |  | High Risk | 1Y:00-MFG 2Y:00-BAT | 11/08/2017 |  | COOPER UNIVERSITY HOSPITAL |  |  |  |  | David Frye
|  | CAREFUSION | CAREFUSION ALARIS PC 8015 4.7 DISPLAY |  |  | SPD |  |  |  | 06/30/2010 |  |  |  |  | NO | NO |  |  |  |  | CAREFUSION 10349452 13106616 |  |  | Disposition |  | 00:00:00:00:00:00 |  | High Risk | 1Y:00-MFG 2Y:00-BAT | 11/15/2017 |  | COOPER UNIVERSITY HOSPITAL |  |  |  |  | David Frye
|  | CAREFUSION | CAREFUSION ALARIS PC 8015 4.7 DISPLAY |  |  | SPD |  |  |  | 01/01/1900 |  |  |  |  | NO | NO |  |  |  |  | CAREFUSION 10349252 13107437 |  |  | Disposition |  | 00:00:00:00:00:00 |  | High Risk | 1Y:00-MFG 2Y:00-BAT | 11/15/2017 |  | COOPER UNIVERSITY HOSPITAL |  |  |  |  | David Frye
|  | CAREFUSION | CAREFUSION ALARIS PC 8015 4.7 DISPLAY |  |  | SPD |  |  |  | 06/30/2010 |  |  |  |  | NO | NO |  |  |  |  | CAREFUSION 10349245 13106830 |  |  | Disposition |  | 00:00:00:00:00:00 |  | High Risk | 1Y:00-MFG 2Y:00-BAT | 02/12/2018 |  | COOPER UNIVERSITY HOSPITAL |  |  | PHARMACY - 215 K |  | David Frye
|  | CAREFUSION | CAREFUSION ALARIS PC 8015 4.7 DISPLAY |  |  | SPD |  |  |  | 07/03/2013 |  |  |  |  | NO | NO |  |  |  |  | CAREFUSION 10349244 13884350 |  |  | Disposition |  | 00:00:00:00:00:00 |  | High Risk | 1Y:00-MFG 2Y:00-BAT | 11/07/2017 |  | COOPER UNIVERSITY HOSPITAL |  |  |  |  | David Frye
|  | CAREFUSION | CAREFUSION ALARIS PC 8015 4.7 DISPLAY |  |  | SPD |  |  |  | 01/01/1900 |  |  |  |  | NO | NO |  |  |  |  | CAREFUSION 10349230 13105785 |  |  | Disposition |  | 00:00:00:00:00:00 |  | High Risk | 1Y:00-MFG 2Y:00-BAT | 11/15/2017 |  | COOPER UNIVERSITY HOSPITAL |  |  |  |  | David Frye
|  | CAREFUSION | CAREFUSION ALARIS PC 8015 4.7 DISPLAY |  |  | SPD |  |  |  | 06/30/2010 |  |  |  |  | NO | NO |  |  |  |  | CAREFUSION 10349227 13107480 |  |  | Disposition |  | 00:00:00:00:00:00 |  | High Risk | 1Y:00-MFG 2Y:00-BAT | 11/13/2017 |  | COOPER UNIVERSITY HOSPITAL |  |  |  |  | David Frye
|  | CAREFUSION | CAREFUSION ALARIS PC 8015 4.7 DISPLAY |  |  | SPD |  |  |  | 01/01/1900 |  |  |  |  | NO | NO |  |  |  |  | CAREFUSION 10349213 13105784 |  |  | Disposition |  | 00:00:00:00:00:00 |  | High Risk | 1Y:00-MFG 2Y:00-BAT | 11/06/2017 |  | COOPER UNIVERSITY HOSPITAL |  |  | Bio-Med Shop Pump Area |  | David Frye
|  | CAREFUSION | CAREFUSION ALARIS PC 8015 4.7 DISPLAY |  |  | SPD |  |  |  | 06/30/2010 |  |  |  |  | NO | NO |  |  |  |  | CAREFUSION 10349209 13106818 |  |  | Disposition |  | 00:00:00:00:00:00 |  | High Risk | 1Y:00-MFG 2Y:00-BAT | 11/21/2017 |  | COOPER UNIVERSITY HOSPITAL |  |  |  |  | David Frye
|  | CAREFUSION | CAREFUSION ALARIS PC 8015 4.7 DISPLAY |  |  | SPD |  |  |  | 06/30/2010 |  |  |  |  | NO | NO |  |  |  |  | CAREFUSION 10349207 13107307 |  |  | Disposition |  | 00:00:00:00:00:00 |  | High Risk | 1Y:00-MFG 2Y:00-BAT | 11/10/2017 |  | COOPER UNIVERSITY HOSPITAL |  |  |  |  | David Frye
|  | CAREFUSION | CAREFUSION ALARIS PC 8015 4.7 DISPLAY |  |  | SPD |  |  |  | 06/30/2010 |  |  |  |  | NO | NO |  |  |  |  | CAREFUSION 10349194 13104947 |  |  | Disposition |  | 00:00:00:00:00:00 |  | High Risk | 1Y:00-MFG 2Y:00-BAT | 11/06/2017 |  | COOPER UNIVERSITY HOSPITAL |  |  |  |  | David Frye
|  | CAREFUSION | CAREFUSION ALARIS PC 8015 4.7 DISPLAY |  |  | SPD |  |  |  | 12/17/2009 |  |  |  |  | NO | NO |  |  |  |  | CAREFUSION 10349180 13037257 |  |  | Disposition |  | 00:00:00:00:00:00 |  | High Risk | 1Y:00-MFG 2Y:00-BAT | 11/01/2017 |  | COOPER UNIVERSITY HOSPITAL |  |  |  |  | David Frye
|  | CAREFUSION | CAREFUSION ALARIS PC 8015 4.7 DISPLAY |  |  | SPD |  |  |  | 07/03/2013 |  |  |  |  | NO | NO |  |  |  |  | CAREFUSION 10349179 13887959 |  |  | Disposition |  | 00:00:00:00:00:00 |  | High Risk | 1Y:00-MFG 2Y:00-BAT | 11/10/2017 |  | COOPER UNIVERSITY HOSPITAL |  |  |  |  | David Frye
|  | CAREFUSION | CAREFUSION ALARIS PC 8015 4.7 DISPLAY |  |  | SPD |  |  |  | 06/30/2010 |  |  |  |  | NO | NO |  |  |  |  | CAREFUSION 10349170 13106088 |  |  | Disposition |  | 00:00:00:00:00:00 |  | High Risk | 1Y:00-MFG 2Y:00-BAT | 11/10/2017 |  | COOPER UNIVERSITY HOSPITAL |  |  |  |  | David Frye
|  | CAREFUSION | CAREFUSION ALARIS PC 8015 4.7 DISPLAY |  |  | SPD |  |  |  | 06/30/2010 |  |  |  |  | NO | NO |  |  |  |  | CAREFUSION 10349169 13106713 |  |  | Disposition |  | 00:00:00:00:00:00 |  | High Risk | 1Y:00-MFG 2Y:00-BAT | 11/06/2017 |  | COOPER UNIVERSITY HOSPITAL |  |  |  |  | David Frye
|  | CAREFUSION | CAREFUSION ALARIS PC 8015 4.7 DISPLAY |  |  | SPD |  |  |  | 01/01/1900 |  |  |  |  | NO | NO |  |  |  |  | CAREFUSION 10349168 13105888 |  |  | Disposition |  | 00:00:00:00:00:00 |  | High Risk | 1Y:00-MFG 2Y:00-BAT | 11/10/2017 |  | COOPER UNIVERSITY HOSPITAL |  |  |  |  | David Frye
|  | CAREFUSION | CAREFUSION ALARIS PC 8015 4.7 DISPLAY |  |  | SPD |  |  |  | 06/30/2010 |  |  |  |  | NO | NO |  |  |  |  | CAREFUSION 10349165 13106724 |  |  | Disposition |  | 00:00:00:00:00:00 |  | High Risk | 1Y:00-MFG 2Y:00-BAT | 11/22/2017 |  | COOPER UNIVERSITY HOSPITAL |  |  |  |  | David Frye
|  | CAREFUSION | CAREFUSION ALARIS PC 8015 4.7 DISPLAY |  |  | SPD |  |  |  | 06/30/2010 |  |  |  |  | NO | NO |  |  |  |  | CAREFUSION 10349065 13106039 |  |  | Disposition |  | 00:00:00:00:00:00 |  | High Risk | 1Y:00-MFG 2Y:00-BAT | 11/02/2017 |  | COOPER UNIVERSITY HOSPITAL |  |  |  |  | David Frye
|  | CAREFUSION | CAREFUSION ALARIS PC 8015 4.7 DISPLAY |  |  | SPD |  |  |  | 06/30/2010 |  |  |  |  | NO | NO |  |  |  |  | CAREFUSION 10348344 13107160 |  |  | Disposition |  | 00:00:00:00:00:00 |  | High Risk | 1Y:00-MFG 2Y:00-BAT | 11/20/2017 |  | COOPER UNIVERSITY HOSPITAL |  |  |  |  | David Frye
|  | CAREFUSION | CAREFUSION ALARIS PC 8015 4.7 DISPLAY |  |  | SPD |  |  |  | 01/01/1900 |  |  |  |  | NO | NO |  |  |  |  | CAREFUSION 10348334 13105792 |  |  | Disposition |  | 00:00:00:00:00:00 |  | High Risk | 1Y:00-MFG 2Y:00-BAT | 11/02/2017 |  | COOPER UNIVERSITY HOSPITAL |  |  |  |  | David Frye
|  | CAREFUSION | CAREFUSION ALARIS PC 8015 4.7 DISPLAY |  |  | SPD |  |  |  | 06/30/2010 |  |  |  |  | NO | NO |  |  |  |  | CAREFUSION 10348331 13107432 |  |  | Disposition |  | 00:00:00:00:00:00 |  | High Risk | 1Y:00-MFG 2Y:00-BAT | 11/07/2017 |  | COOPER UNIVERSITY HOSPITAL |  |  |  |  | David Frye
|  | CAREFUSION | CAREFUSION ALARIS PC 8015 4.7 DISPLAY |  |  | SPD |  |  |  | 11/21/2017 |  |  |  |  | NO | NO |  |  |  |  | CAREFUSION 30149729 13106556 |  |  | Disposition |  | 00:00:00:00:00:00 |  | High Risk | 1Y:00-MFG 2Y:00-BAT | 11/21/2017 | 11/21/2017 | COOPER UNIVERSITY HOSPITAL |  |  |  |  | David Frye |  |  |  | 11/21/2017 | 11/21/2017 |  |  |  |  | 11/21/2017 | 11/21/2017
|  | CAREFUSION | CAREFUSION ALARIS PC 8015 4.7 DISPLAY |  |  | SPD |  |  |  | 11/22/2017 |  |  |  |  | NO | NO |  |  |  |  | CAREFUSION 30149725 13105471 |  |  | Disposition |  | 00:00:00:00:00:00 |  | High Risk | 1Y:00-MFG 2Y:00-BAT | 11/22/2017 | 11/22/2017 | COOPER UNIVERSITY HOSPITAL |  |  |  |  | David Frye |  |  |  | 11/22/2017 | 11/22/2017 |  |  |  |  | 11/22/2017 | 11/22/2017
|  | CAREFUSION | CAREFUSION ALARIS PC 8015 4.7 DISPLAY |  |  | SPD |  |  |  | 11/13/2017 |  |  |  |  | NO | NO |  |  |  |  | CAREFUSION 30149724 13884313 |  |  | Disposition |  | 00:00:00:00:00:00 |  | High Risk | 1Y:00-MFG 2Y:00-BAT | 11/13/2017 | 11/13/2017 | COOPER UNIVERSITY HOSPITAL |  |  |  |  | David Frye |  |  |  | 11/13/2017 | 11/13/2017 |  |  |  |  | 11/13/2017 | 11/13/2017
|  | CAREFUSION | CAREFUSION ALARIS PC 8015 4.7 DISPLAY |  |  | SPD |  |  |  | 11/20/2017 |  |  |  |  | NO | NO |  |  |  |  | CAREFUSION 30144979 13105893 |  |  | Disposition |  | 00:00:00:00:00:00 |  | High Risk | 1Y:00-MFG 2Y:00-BAT | 11/20/2017 | 11/20/2017 | COOPER UNIVERSITY HOSPITAL |  |  |  |  | David Frye |  |  |  | 11/20/2017 | 11/20/2017 |  |  |  |  | 11/20/2017 | 11/20/2017
|  | CAREFUSION | CAREFUSION ALARIS PC 8015 4.7 DISPLAY |  |  | SPD |  |  |  | 11/01/2017 |  |  |  |  | NO | NO |  |  |  |  | CAREFUSION 30144974 13105889 |  |  | Disposition |  | 00:00:00:00:00:00 |  | High Risk | 1Y:00-MFG 2Y:00-BAT | 11/01/2017 | 11/01/2017 | COOPER UNIVERSITY HOSPITAL |  |  |  |  | David Frye |  |  |  | 11/01/2017 | 11/01/2017 |  |  |  |  | 11/01/2017 | 11/01/2017
|  | CAREFUSION | CAREFUSION ALARIS PC 8015 4.7 DISPLAY |  |  | SPD |  |  |  | 11/28/2017 |  |  |  |  | NO | NO |  |  |  |  | CAREFUSION 30144971 13107237 |  |  | Disposition |  | 00:00:00:00:00:00 |  | High Risk | 1Y:00-MFG 2Y:00-BAT | 11/28/2017 | 11/28/2017 | COOPER UNIVERSITY HOSPITAL |  |  |  |  | David Frye |  |  |  | 11/28/2017 | 11/28/2017 |  |  |  |  | 11/28/2017 | 11/28/2017
|  | CAREFUSION | CAREFUSION ALARIS PC 8015 4.7 DISPLAY |  |  | SPD |  |  |  | 11/01/2017 |  |  |  |  | NO | NO |  |  |  |  | CAREFUSION 30144938 13106983 |  |  | Disposition |  | 00:00:00:00:00:00 |  | High Risk | 1Y:00-MFG 2Y:00-BAT | 11/01/2017 | 11/01/2017 | COOPER UNIVERSITY HOSPITAL |  |  |  |  | David Frye |  |  |  | 11/01/2017 | 11/01/2017 |  |  |  |  | 11/01/2017 | 11/01/2017
|  | CAREFUSION | CAREFUSION ALARIS PC 8015 4.7 DISPLAY |  |  | SPD |  |  |  | 11/06/2017 |  |  |  |  | NO | NO |  |  |  |  | CAREFUSION 30144919 13107400 |  |  | Disposition |  | 00:00:00:00:00:00 |  | High Risk | 1Y:00-MFG 2Y:00-BAT | 11/06/2017 | 11/06/2017 | COOPER UNIVERSITY HOSPITAL |  |  |  |  | David Frye |  |  |  | 11/06/2017 | 11/06/2017 |  |  |  |  | 11/06/2017 | 11/06/2017
|  | CAREFUSION | CAREFUSION ALARIS PC 8015 4.7 DISPLAY |  |  | SPD |  |  |  | 11/03/2017 |  |  |  |  | NO | NO |  |  |  |  | CAREFUSION 30144897 1387632 |  |  | Disposition |  | 00:00:00:00:00:00 |  | High Risk | 1Y:00-MFG 2Y:00-BAT | 11/03/2017 | 11/03/2017 | COOPER UNIVERSITY HOSPITAL |  |  |  |  | David Frye |  |  |  | 11/03/2017 | 11/03/2017 |  |  |  |  | 11/03/2017 | 11/03/2017
|  | CAREFUSION | CAREFUSION ALARIS PC 8015 4.7 DISPLAY |  |  | SPD |  |  |  | 11/17/2017 |  |  |  |  | NO | NO |  |  |  |  | CAREFUSION 30144893 13104735 |  |  | Disposition |  | 00:00:00:00:00:00 |  | High Risk | 1Y:00-MFG 2Y:00-BAT | 11/17/2017 | 11/17/2017 | COOPER UNIVERSITY HOSPITAL |  |  |  |  | David Frye |  |  |  | 11/17/2017 | 11/17/2017 |  |  |  |  | 11/17/2017 | 11/17/2017
|  | CAREFUSION | CAREFUSION ALARIS PC 8015 4.7 DISPLAY |  |  | SPD |  |  |  | 11/20/2017 |  |  |  |  | NO | NO |  |  |  |  | CAREFUSION 30144888 13106855 |  |  | Disposition |  | 00:00:00:00:00:00 |  | High Risk | 1Y:00-MFG 2Y:00-BAT | 11/20/2017 | 11/20/2017 | COOPER UNIVERSITY HOSPITAL |  |  |  |  | David Frye |  |  |  | 11/20/2017 | 11/20/2017 |  |  |  |  | 11/20/2017 | 11/20/2017
|  | CAREFUSION | CAREFUSION ALARIS PC 8015 4.7 DISPLAY |  |  | SPD |  |  |  | 11/13/2017 |  |  |  |  | NO | NO |  |  |  |  | CAREFUSION 30144883 13106821 |  |  | Disposition |  | 00:00:00:00:00:00 |  | High Risk | 1Y:00-MFG 2Y:00-BAT | 11/13/2017 | 11/13/2017 | COOPER UNIVERSITY HOSPITAL |  |  |  |  | David Frye |  |  |  | 11/13/2017 | 11/13/2017 |  |  |  |  | 11/13/2017 | 11/13/2017
|  | CAREFUSION | CAREFUSION ALARIS PC 8015 4.7 DISPLAY |  |  | SPD |  |  |  | 11/10/2017 |  |  |  |  | NO | NO |  |  |  |  | CAREFUSION 30144876 13107114 |  |  | Disposition |  | 00:00:00:00:00:00 |  | High Risk | 1Y:00-MFG 2Y:00-BAT | 11/10/2017 | 11/10/2017 | COOPER UNIVERSITY HOSPITAL |  |  | NURSING ADMIN COD AREA 5-3-17 |  | David Frye |  |  |  | 11/10/2017 | 11/10/2017 |  |  |  |  | 11/10/2017 | 11/10/2017
|  | CAREFUSION | CAREFUSION ALARIS PC 8015 4.7 DISPLAY |  |  | SPD |  |  |  | 11/06/2017 |  |  |  |  | NO | NO |  |  |  |  | CAREFUSION 30144872 13104665 |  |  | Disposition |  | 00:00:00:00:00:00 |  | High Risk | 1Y:00-MFG 2Y:00-BAT | 11/06/2017 | 11/06/2017 | COOPER UNIVERSITY HOSPITAL |  |  |  |  | David Frye |  |  |  | 11/06/2017 | 11/06/2017 |  |  |  |  | 11/06/2017 | 11/06/2017
|  | CAREFUSION | CAREFUSION ALARIS PC 8015 4.7 DISPLAY |  |  | SPD |  |  |  | 11/20/2017 |  |  |  |  | NO | NO |  |  |  |  | CAREFUSION 30144865 13107399 |  |  | Disposition |  | 00:00:00:00:00:00 |  | High Risk | 1Y:00-MFG 2Y:00-BAT | 11/20/2017 | 11/20/2017 | COOPER UNIVERSITY HOSPITAL |  |  |  |  | David Frye |  |  |  | 11/20/2017 | 11/20/2017 |  |  |  |  | 11/20/2017 | 11/20/2017
|  | CAREFUSION | CAREFUSION ALARIS PC 8015 4.7 DISPLAY |  |  | SPD |  |  |  | 11/02/2017 |  |  |  |  | NO | NO |  |  |  |  | CAREFUSION 30144860 13106854 |  |  | Disposition |  | 00:00:00:00:00:00 |  | High Risk | 1Y:00-MFG 2Y:00-BAT | 11/02/2017 | 11/02/2017 | COOPER UNIVERSITY HOSPITAL |  |  |  |  | David Frye |  |  |  | 11/02/2017 | 11/02/2017 |  |  |  |  | 11/02/2017 | 11/02/2017
|  | CAREFUSION | CAREFUSION ALARIS PC 8015 4.7 DISPLAY |  |  | SPD |  |  |  | 11/14/2017 |  |  |  |  | NO | NO |  |  |  |  | CAREFUSION 30144843 13107663 |  |  | Disposition |  | 00:00:00:00:00:00 |  | High Risk | 1Y:00-MFG 2Y:00-BAT | 11/14/2017 | 11/14/2017 | COOPER UNIVERSITY HOSPITAL |  |  |  |  | David Frye |  |  |  | 11/14/2017 | 11/14/2017 |  |  |  |  | 11/14/2017 | 11/14/2017
|  | CAREFUSION | CAREFUSION ALARIS PC 8015 4.7 DISPLAY |  |  | SPD |  |  |  | 11/13/2017 |  |  |  |  | NO | NO |  |  |  |  | CAREFUSION 30144839 13107133 |  |  | Disposition |  | 00:00:00:00:00:00 |  | High Risk | 1Y:00-MFG 2Y:00-BAT | 11/13/2017 | 11/13/2017 | COOPER UNIVERSITY HOSPITAL |  |  |  |  | David Frye |  |  |  | 11/13/2017 | 11/13/2017 |  |  |  |  | 11/13/2017 | 11/13/2017
|  | CAREFUSION | CAREFUSION ALARIS PC 8015 4.7 DISPLAY |  |  | SPD |  |  |  | 11/03/2017 |  |  |  |  | NO | NO |  |  |  |  | CAREFUSION 30144836 13107542 |  |  | Disposition |  | 00:00:00:00:00:00 |  | High Risk | 1Y:00-MFG 2Y:00-BAT | 11/03/2017 | 11/03/2017 | COOPER UNIVERSITY HOSPITAL |  |  |  |  | David Frye |  |  |  | 11/03/2017 | 11/03/2017 |  |  |  |  | 11/03/2017 | 11/03/2017
|  | CAREFUSION | CAREFUSION ALARIS PC 8015 4.7 DISPLAY |  |  | SPD |  |  |  | 11/20/2017 |  |  |  |  | NO | NO |  |  |  |  | CAREFUSION 30144834 13106722 |  |  | Disposition |  | 00:00:00:00:00:00 |  | High Risk | 1Y:00-MFG 2Y:00-BAT | 11/20/2017 | 11/20/2017 | COOPER UNIVERSITY HOSPITAL |  |  |  |  | David Frye |  |  |  | 11/20/2017 | 11/20/2017 |  |  |  |  | 11/20/2017 | 11/20/2017
|  | CAREFUSION | CAREFUSION ALARIS PC 8015 4.7 DISPLAY |  |  | SPD |  |  |  | 11/27/2017 |  |  |  |  | NO | NO |  |  |  |  | CAREFUSION 30144833 13107157 |  |  | Disposition |  | 00:00:00:00:00:00 |  | High Risk | 1Y:00-MFG 2Y:00-BAT | 11/27/2017 | 11/27/2017 | COOPER UNIVERSITY HOSPITAL |  |  |  |  | David Frye |  |  |  | 11/27/2017 | 11/27/2017 |  |  |  |  | 11/27/2017 | 11/27/2017
|  | CAREFUSION | CAREFUSION ALARIS PC 8015 4.7 DISPLAY |  |  | SPD |  |  |  | 11/10/2017 |  |  |  |  | NO | NO |  |  |  |  | CAREFUSION 30144830 13106723 |  |  | Disposition |  | 00:00:00:00:00:00 |  | High Risk | 1Y:00-MFG 2Y:00-BAT | 11/10/2017 | 11/10/2017 | COOPER UNIVERSITY HOSPITAL |  |  |  |  | David Frye |  |  |  | 11/10/2017 | 11/10/2017 |  |  |  |  | 11/10/2017 | 11/10/2017
|  | CAREFUSION | CAREFUSION ALARIS PC 8015 4.7 DISPLAY |  |  | SPD |  |  |  | 11/03/2017 |  |  |  |  | NO | NO |  |  |  |  | CAREFUSION 30144829 13107277 |  |  | Disposition |  | 00:00:00:00:00:00 |  | High Risk | 1Y:00-MFG 2Y:00-BAT | 11/03/2017 | 11/03/2017 | COOPER UNIVERSITY HOSPITAL |  |  |  |  | David Frye |  |  |  | 11/03/2017 | 11/03/2017 |  |  |  |  | 11/03/2017 | 11/03/2017
|  | CAREFUSION | CAREFUSION ALARIS PC 8015 4.7 DISPLAY |  |  | SPD |  |  |  | 11/21/2017 |  |  |  |  | NO | NO |  |  |  |  | CAREFUSION 30144827 13105825 |  |  | Disposition |  | 00:00:00:00:00:00 |  | High Risk | 1Y:00-MFG 2Y:00-BAT | 11/21/2017 | 11/21/2017 | COOPER UNIVERSITY HOSPITAL |  |  |  |  | David Frye |  |  |  | 11/21/2017 | 11/21/2017 |  |  |  |  | 11/21/2017 | 11/21/2017
|  | CAREFUSION | CAREFUSION ALARIS PC 8015 4.7 DISPLAY |  |  | SPD |  |  |  | 11/03/2017 |  |  |  |  | NO | NO |  |  |  |  | CAREFUSION 30144824 13107167 |  |  | Disposition |  | 00:00:00:00:00:00 |  | High Risk | 1Y:00-MFG 2Y:00-BAT | 11/03/2017 | 11/03/2017 | COOPER UNIVERSITY HOSPITAL |  |  |  |  | David Frye |  |  |  | 11/03/2017 | 11/03/2017 |  |  |  |  | 11/03/2017 | 11/03/2017
|  | CAREFUSION | CAREFUSION ALARIS PC 8015 4.7 DISPLAY |  |  | SPD |  |  |  | 11/13/2017 |  |  |  |  | NO | NO |  |  |  |  | CAREFUSION 30144823 13107292 |  |  | Disposition |  | 00:00:00:00:00:00 |  | High Risk | 1Y:00-MFG 2Y:00-BAT | 11/13/2017 | 11/13/2017 | COOPER UNIVERSITY HOSPITAL |  |  | CCL EP2 |  | David Frye |  |  |  | 11/13/2017 | 11/13/2017 |  |  |  |  | 11/13/2017 | 11/13/2017
|  | CAREFUSION | CAREFUSION ALARIS PC 8015 4.7 DISPLAY |  |  | SPD |  |  |  | 06/30/2010 |  |  |  |  | NO | NO |  |  |  |  | CAREFUSION 10347548 13104655 |  |  | Disposition |  | 00:00:00:00:00:00 |  | High Risk | 1Y:00-MFG 2Y:00-BAT | 11/20/2017 |  | COOPER UNIVERSITY HOSPITAL |  |  |  |  | David Frye
|  | CAREFUSION | CAREFUSION ALARIS PC 8015 4.7 DISPLAY |  |  | SPD |  |  |  | 11/22/2017 |  |  |  |  | NO | NO |  |  |  |  | CAREFUSION 30144800 13105998 |  |  | Disposition |  | 00:00:00:00:00:00 |  | High Risk | 1Y:00-MFG 2Y:00-BAT | 11/22/2017 | 11/22/2017 | COOPER UNIVERSITY HOSPITAL |  |  |  |  | David Frye |  |  |  | 11/22/2017 | 11/22/2017 |  |  |  |  | 11/22/2017 | 11/22/2017
|  | CAREFUSION | CAREFUSION ALARIS PC 8015 4.7 DISPLAY |  |  | SPD |  |  |  | 01/01/1900 |  |  |  |  | NO | NO |  |  |  |  | CAREFUSION 10347529 13105907 |  |  | Disposition |  | 00:00:00:00:00:00 |  | High Risk | 1Y:00-MFG 2Y:00-BAT | 11/17/2017 |  | COOPER UNIVERSITY HOSPITAL |  |  |  |  | David Frye
|  | CAREFUSION | CAREFUSION ALARIS PC 8015 4.7 DISPLAY |  |  | SPD |  |  |  | 11/03/2017 |  |  |  |  | NO | NO |  |  |  |  | CAREFUSION 30144794 13107384 |  |  | Disposition |  | 00:00:00:00:00:00 |  | High Risk | 1Y:00-MFG 2Y:00-BAT | 11/03/2017 | 11/03/2017 | COOPER UNIVERSITY HOSPITAL |  |  |  |  | David Frye |  |  |  | 11/03/2017 | 11/03/2017 |  |  |  |  | 11/03/2017 | 11/03/2017
|  | CAREFUSION | CAREFUSION ALARIS PC 8015 4.7 DISPLAY |  |  | SPD |  |  |  | 11/20/2017 |  |  |  |  | NO | NO |  |  |  |  | CAREFUSION 30144790 13105995 |  |  | Disposition |  | 00:00:00:00:00:00 |  | High Risk | 1Y:00-MFG 2Y:00-BAT | 11/20/2017 | 11/20/2017 | COOPER UNIVERSITY HOSPITAL |  |  |  |  | David Frye |  |  |  | 11/20/2017 | 11/20/2017 |  |  |  |  | 11/20/2017 | 11/20/2017
|  | CAREFUSION | CAREFUSION ALARIS PC 8015 4.7 DISPLAY |  |  | SPD |  |  |  | 11/07/2017 |  |  |  |  | NO | NO |  |  |  |  | CAREFUSION 30144781 13107138 |  |  | Disposition |  | 00:00:00:00:00:00 |  | High Risk | 1Y:00-MFG 2Y:00-BAT | 11/07/2017 | 11/07/2017 | COOPER UNIVERSITY HOSPITAL |  |  |  |  | David Frye |  |  |  | 11/07/2017 | 11/07/2017 |  |  |  |  | 11/07/2017 | 11/07/2017
|  | CAREFUSION | CAREFUSION ALARIS PC 8015 4.7 DISPLAY |  |  | SPD |  |  |  | 11/21/2017 |  |  |  |  | NO | NO |  |  |  |  | CAREFUSION 30144772 13106505 |  |  | Disposition |  | 00:00:00:00:00:00 |  | High Risk | 1Y:00-MFG 2Y:00-BAT | 11/21/2017 | 11/21/2017 | COOPER UNIVERSITY HOSPITAL |  |  |  |  | David Frye |  |  |  | 11/21/2017 | 11/21/2017 |  |  |  |  | 11/21/2017 | 11/21/2017
|  | CAREFUSION | CAREFUSION ALARIS PC 8015 4.7 DISPLAY |  |  | SPD |  |  |  | 11/06/2017 |  |  |  |  | NO | NO |  |  |  |  | CAREFUSION 30144765 13106727 |  |  | Disposition |  | 00:00:00:00:00:00 |  | High Risk | 1Y:00-MFG 2Y:00-BAT | 11/06/2017 | 11/06/2017 | COOPER UNIVERSITY HOSPITAL |  |  |  |  | David Frye |  |  |  | 11/06/2017 | 11/06/2017 |  |  |  |  | 11/06/2017 | 11/06/2017
|  | CAREFUSION | CAREFUSION ALARIS PC 8015 4.7 DISPLAY |  |  | SPD |  |  |  | 11/10/2017 |  |  |  |  | NO | NO |  |  |  |  | CAREFUSION 30144759 13107686 |  |  | Disposition |  | 00:00:00:00:00:00 |  | High Risk | 1Y:00-MFG 2Y:00-BAT | 11/10/2017 | 11/10/2017 | COOPER UNIVERSITY HOSPITAL |  |  |  |  | David Frye |  |  |  | 11/10/2017 | 11/10/2017 |  |  |  |  | 11/10/2017 | 11/10/2017
|  | CAREFUSION | CAREFUSION ALARIS PC 8015 4.7 DISPLAY |  |  | SPD |  |  |  | 11/10/2017 |  |  |  |  | NO | NO |  |  |  |  | CAREFUSION 30144755 13107355 |  |  | Disposition |  | 00:00:00:00:00:00 |  | High Risk | 1Y:00-MFG 2Y:00-BAT | 11/10/2017 | 11/10/2017 | COOPER UNIVERSITY HOSPITAL |  |  |  |  | David Frye |  |  |  | 11/10/2017 | 11/10/2017 |  |  |  |  | 11/10/2017 | 11/10/2017
|  | CAREFUSION | CAREFUSION ALARIS PC 8015 4.7 DISPLAY |  |  | SPD |  |  |  | 11/03/2017 |  |  |  |  | NO | NO |  |  |  |  | CAREFUSION 30144584 13105823 |  |  | Disposition |  | 00:00:00:00:00:00 |  | High Risk | 1Y:00-MFG 2Y:00-BAT | 11/03/2017 | 11/03/2017 | COOPER UNIVERSITY HOSPITAL |  |  |  |  | David Frye |  |  |  | 11/03/2017 | 11/03/2017 |  |  |  |  | 11/03/2017 | 11/03/2017
|  | CAREFUSION | CAREFUSION ALARIS PC 8015 4.7 DISPLAY |  |  | SPD |  |  |  | 11/09/2017 |  |  |  |  | NO | NO |  |  |  |  | CAREFUSION 30144582 13106608 |  |  | Disposition |  | 00:00:00:00:00:00 |  | High Risk | 1Y:00-MFG 2Y:00-BAT | 11/09/2017 | 11/09/2017 | COOPER UNIVERSITY HOSPITAL |  |  |  |  | David Frye |  |  |  | 11/09/2017 | 11/09/2017 |  |  |  |  | 11/09/2017 | 11/09/2017
|  | CAREFUSION | CAREFUSION ALARIS PC 8015 4.7 DISPLAY |  |  | SPD |  |  |  | 11/03/2017 |  |  |  |  | NO | NO |  |  |  |  | CAREFUSION 30144579 13107433 |  |  | Disposition |  | 00:00:00:00:00:00 |  | High Risk | 1Y:00-MFG 2Y:00-BAT | 11/03/2017 | 11/03/2017 | COOPER UNIVERSITY HOSPITAL |  |  |  |  | David Frye |  |  |  | 11/03/2017 | 11/03/2017 |  |  |  |  | 11/03/2017 | 11/03/2017
|  | CAREFUSION | CAREFUSION ALARIS PC 8015 4.7 DISPLAY |  |  | SPD |  |  |  | 11/20/2017 |  |  |  |  | NO | NO |  |  |  |  | CAREFUSION 30144576 13107268 |  |  | Disposition |  | 00:00:00:00:00:00 |  | High Risk | 1Y:00-MFG 2Y:00-BAT | 11/20/2017 | 11/20/2017 | COOPER UNIVERSITY HOSPITAL |  |  |  |  | David Frye |  |  |  | 11/20/2017 | 11/20/2017 |  |  |  |  | 11/20/2017 | 11/20/2017
|  | CAREFUSION | CAREFUSION ALARIS PC 8015 4.7 DISPLAY |  |  | SPD |  |  |  | 11/27/2017 |  |  |  |  | NO | NO |  |  |  |  | CAREFUSION 30144570 13107721 |  |  | Disposition |  | 00:00:00:00:00:00 |  | High Risk | 1Y:00-MFG 2Y:00-BAT | 11/27/2017 | 11/27/2017 | COOPER UNIVERSITY HOSPITAL |  |  |  |  | David Frye |  |  |  | 11/27/2017 | 11/27/2017 |  |  |  |  | 11/27/2017 | 11/27/2017
|  | CAREFUSION | CAREFUSION ALARIS PC 8015 4.7 DISPLAY |  |  | SPD |  |  |  | 11/08/2017 |  |  |  |  | NO | NO |  |  |  |  | CAREFUSION 30144566 13106898 |  |  | Disposition |  | 00:00:00:00:00:00 |  | High Risk | 1Y:00-MFG 2Y:00-BAT | 11/08/2017 | 11/08/2017 | COOPER UNIVERSITY HOSPITAL |  |  |  |  | David Frye |  |  |  | 11/08/2017 | 11/08/2017 |  |  |  |  | 11/08/2017 | 11/08/2017
|  | CAREFUSION | CAREFUSION ALARIS PC 8015 4.7 DISPLAY |  |  | SPD |  |  |  | 11/20/2017 |  |  |  |  | NO | NO |  |  |  |  | CAREFUSION 30144565 13106858 |  |  | Disposition |  | 00:00:00:00:00:00 |  | High Risk | 1Y:00-MFG 2Y:00-BAT | 11/20/2017 | 11/20/2017 | COOPER UNIVERSITY HOSPITAL |  |  |  |  | David Frye |  |  |  | 11/20/2017 | 11/20/2017 |  |  |  |  | 11/20/2017 | 11/20/2017
|  | CAREFUSION | CAREFUSION ALARIS PC 8015 4.7 DISPLAY |  |  | SPD |  |  |  | 11/21/2017 |  |  |  |  | NO | NO |  |  |  |  | CAREFUSION 30144563 13107117 |  |  | Disposition |  | 00:00:00:00:00:00 |  | High Risk | 1Y:00-MFG 2Y:00-BAT | 11/21/2017 | 11/21/2017 | COOPER UNIVERSITY HOSPITAL |  |  |  |  | David Frye |  |  |  | 11/21/2017 | 11/21/2017 |  |  |  |  | 11/21/2017 | 11/21/2017
|  | CAREFUSION | CAREFUSION ALARIS PC 8015 4.7 DISPLAY |  |  | SPD |  |  |  | 11/10/2017 |  |  |  |  | NO | NO |  |  |  |  | CAREFUSION 30144545 13884328 |  |  | Disposition |  | 00:00:00:00:00:00 |  | High Risk | 1Y:00-MFG 2Y:00-BAT | 11/10/2017 | 11/10/2017 | COOPER UNIVERSITY HOSPITAL |  |  |  |  | David Frye |  |  |  | 11/10/2017 | 11/10/2017 |  |  |  |  | 11/10/2017 | 11/10/2017
|  | CAREFUSION | CAREFUSION ALARIS PC 8015 4.7 DISPLAY |  |  | SPD |  |  |  | 11/13/2017 |  |  |  |  | NO | NO |  |  |  |  | CAREFUSION 30144531 13107688 |  |  | Disposition |  | 00:00:00:00:00:00 |  | High Risk | 1Y:00-MFG 2Y:00-BAT | 11/13/2017 | 11/13/2017 | COOPER UNIVERSITY HOSPITAL |  |  |  |  | David Frye |  |  |  | 11/13/2017 | 11/13/2017 |  |  |  |  | 11/13/2017 | 11/13/2017
|  | CAREFUSION | CAREFUSION ALARIS PC 8015 4.7 DISPLAY |  |  | SPD |  |  |  | 11/21/2017 |  |  |  |  | NO | NO |  |  |  |  | CAREFUSION 30144511 13107156 |  |  | Disposition |  | 00:00:00:00:00:00 |  | High Risk | 1Y:00-MFG 2Y:00-BAT | 11/21/2017 | 11/21/2017 | COOPER UNIVERSITY HOSPITAL |  |  |  |  | David Frye |  |  |  | 11/21/2017 | 11/21/2017 |  |  |  |  | 11/21/2017 | 11/21/2017
|  | CAREFUSION | CAREFUSION ALARIS PC 8015 4.7 DISPLAY |  |  | SPD |  |  |  | 11/21/2017 |  |  |  |  | NO | NO |  |  |  |  | CAREFUSION 30144508 13106612 |  |  | Disposition |  | 00:00:00:00:00:00 |  | High Risk | 1Y:00-MFG 2Y:00-BAT | 11/21/2017 | 11/21/2017 | COOPER UNIVERSITY HOSPITAL |  |  |  |  | David Frye |  |  |  | 11/21/2017 | 11/21/2017 |  |  |  |  | 11/21/2017 | 11/21/2017
|  | CAREFUSION | CAREFUSION ALARIS PC 8015 4.7 DISPLAY |  |  | SPD |  |  |  | 11/06/2017 |  |  |  |  | NO | NO |  |  |  |  | CAREFUSION 30144503 13106992 |  |  | Disposition |  | 00:00:00:00:00:00 |  | High Risk | 1Y:00-MFG 2Y:00-BAT | 11/06/2017 | 11/06/2017 | COOPER UNIVERSITY HOSPITAL |  |  |  |  | David Frye |  |  |  | 11/06/2017 | 11/06/2017 |  |  |  |  | 11/06/2017 | 11/06/2017
|  | CAREFUSION | CAREFUSION ALARIS PC 8015 4.7 DISPLAY |  |  | SPD |  |  |  | 11/17/2017 |  |  |  |  | NO | NO |  |  |  |  | CAREFUSION 30144260 13884291 |  |  | Disposition |  | 00:00:00:00:00:00 |  | High Risk | 1Y:00-MFG 2Y:00-BAT | 11/17/2017 | 11/17/2017 | COOPER UNIVERSITY HOSPITAL |  |  |  |  | David Frye |  |  |  | 11/17/2017 | 11/17/2017 |  |  |  |  | 11/17/2017 | 11/17/2017
|  | CAREFUSION | CAREFUSION ALARIS PC 8015 4.7 DISPLAY |  |  | SPD |  |  |  | 11/27/2017 |  |  |  |  | NO | NO |  |  |  |  | CAREFUSION 30144253 13106995 |  |  | Disposition |  | 00:00:00:00:00:00 |  | High Risk | 1Y:00-MFG 2Y:00-BAT | 11/27/2017 | 11/27/2017 | COOPER UNIVERSITY HOSPITAL |  |  |  |  | David Frye |  |  |  | 11/27/2017 | 11/27/2017 |  |  |  |  | 11/27/2017 | 11/27/2017
|  | CAREFUSION | CAREFUSION ALARIS PC 8015 4.7 DISPLAY |  |  | SPD |  |  |  | 11/06/2017 |  |  |  |  | NO | NO |  |  |  |  | CAREFUSION 30144059 13106415 |  |  | Disposition |  | 00:00:00:00:00:00 |  | High Risk | 1Y:00-MFG 2Y:00-BAT | 11/06/2017 | 11/06/2017 | COOPER UNIVERSITY HOSPITAL |  |  |  |  | David Frye |  |  |  | 11/06/2017 | 11/06/2017 |  |  |  |  | 11/06/2017 | 11/06/2017
|  | CAREFUSION | CAREFUSION ALARIS PC 8015 4.7 DISPLAY |  |  | SPD |  |  |  | 11/02/2017 |  |  |  |  | NO | NO |  |  |  |  | CAREFUSION 30143594 13107213 |  |  | Disposition |  | 00:00:00:00:00:00 |  | High Risk | 1Y:00-MFG 2Y:00-BAT | 11/02/2017 | 11/02/2017 | COOPER UNIVERSITY HOSPITAL |  |  |  |  | David Frye |  |  |  | 11/02/2017 | 11/02/2017 |  |  |  |  | 11/02/2017 | 11/02/2017
|  | CAREFUSION | CAREFUSION ALARIS PC 8015 4.7 DISPLAY |  |  | SPD |  |  |  | 11/10/2017 |  |  |  |  | NO | NO |  |  |  |  | CAREFUSION 30143591 13107298 |  |  | Disposition |  | 00:00:00:00:00:00 |  | High Risk | 1Y:00-MFG 2Y:00-BAT | 11/10/2017 | 11/10/2017 | COOPER UNIVERSITY HOSPITAL |  |  |  |  | David Frye |  |  |  | 11/10/2017 | 11/10/2017 |  |  |  |  | 11/10/2017 | 11/10/2017
|  | CAREFUSION | CAREFUSION ALARIS PC 8015 4.7 DISPLAY |  |  | SPD |  |  |  | 11/06/2017 |  |  |  |  | NO | NO |  |  |  |  | CAREFUSION 30143586 13884289 |  |  | Disposition |  | 00:00:00:00:00:00 |  | High Risk | 1Y:00-MFG 2Y:00-BAT | 11/06/2017 | 11/06/2017 | COOPER UNIVERSITY HOSPITAL |  |  |  |  | David Frye |  |  |  | 11/06/2017 | 11/06/2017 |  |  |  |  | 11/06/2017 | 11/06/2017
|  | CAREFUSION | CAREFUSION ALARIS PC 8015 4.7 DISPLAY |  |  | SPD |  |  |  | 11/28/2017 |  |  |  |  | NO | NO |  |  |  |  | CAREFUSION 30143570 13104716 |  |  | Disposition |  | 00:00:00:00:00:00 |  | High Risk | 1Y:00-MFG 2Y:00-BAT | 11/28/2017 | 11/28/2017 | COOPER UNIVERSITY HOSPITAL |  |  |  |  | David Frye |  |  |  | 11/28/2017 | 11/28/2017 |  |  |  |  | 11/28/2017 | 11/28/2017
|  | CAREFUSION | CAREFUSION ALARIS PC 8015 4.7 DISPLAY |  |  | SPD |  |  |  | 11/16/2017 |  |  |  |  | NO | NO |  |  |  |  | CAREFUSION 30143557 13107291 |  |  | Disposition |  | 00:00:00:00:00:00 |  | High Risk | 1Y:00-MFG 2Y:00-BAT | 11/16/2017 | 11/16/2017 | COOPER UNIVERSITY HOSPITAL |  |  |  |  | David Frye |  |  |  | 11/16/2017 | 11/16/2017 |  |  |  |  | 11/16/2017 | 11/16/2017
|  | CAREFUSION | CAREFUSION ALARIS PC 8015 4.7 DISPLAY |  |  | SPD |  |  |  | 11/06/2017 |  |  |  |  | NO | NO |  |  |  |  | CAREFUSION 30143530 13107337 |  |  | Disposition |  | 00:00:00:00:00:00 |  | High Risk | 1Y:00-MFG 2Y:00-BAT | 11/06/2017 | 11/06/2017 | COOPER UNIVERSITY HOSPITAL |  |  | Bio-Med Shop Pump Area |  | David Frye |  |  |  | 11/06/2017 | 11/06/2017 |  |  |  |  | 11/06/2017 | 11/06/2017
|  | CAREFUSION | CAREFUSION ALARIS PC 8015 4.7 DISPLAY |  |  | SPD |  |  |  | 11/08/2017 |  |  |  |  | NO | NO |  |  |  |  | CAREFUSION 30143523 13884298 |  |  | Disposition |  | 00:00:00:00:00:00 |  | High Risk | 1Y:00-MFG 2Y:00-BAT | 11/08/2017 | 11/08/2017 | COOPER UNIVERSITY HOSPITAL |  |  | BIOMED |  | David Frye |  |  |  | 11/08/2017 | 11/08/2017 |  |  |  |  | 11/08/2017 | 11/08/2017
|  | CAREFUSION | CAREFUSION ALARIS PC 8015 4.7 DISPLAY |  |  | VOORHEES SURGERY CENTER-OPERATING ROOM |  |  |  | 11/08/2013 |  |  |  |  | NO | NO |  |  |  |  | CAREFUSION 10346734 13782830 |  |  | Disposition |  |  |  | High Risk | 1Y:00-MFG 2Y:00-BAT | 12/01/2017 | 09/01/2020 | COOPER AMBULATORY OFF-SITES |  |  | SUITE E |  | JENNIFER BOMBARO
|  | CAREFUSION | CAREFUSION ALARIS PC 8015 4.7 DISPLAY |  |  | VOORHEES SURGERY CENTER-OPERATING ROOM |  |  |  | 11/08/2013 |  |  |  |  | NO | NO |  |  |  |  | CAREFUSION 10346730 13982846 |  |  | Disposition |  | 00:00:00:00:00:00 |  | High Risk | 1Y:00-MFG 2Y:00-BAT | 09/12/2018 | 09/01/2020 | COOPER AMBULATORY OFF-SITES |  |  | SUITE E |  | JENNIFER BOMBARO
|  | CAREFUSION | CAREFUSION ALARIS PC 8015 4.7 DISPLAY |  |  | VOORHEES SURGERY CENTER-OPERATING ROOM |  |  |  | 11/08/2013 |  |  |  |  | NO | NO |  |  |  |  | CAREFUSION 10346716 13982979 |  |  | Disposition |  | 00:00:00:00:00:00 |  | High Risk | 1Y:00-MFG 2Y:00-BAT | 09/12/2018 | 09/01/2020 | COOPER AMBULATORY OFF-SITES |  |  | SUITE E |  | JENNIFER BOMBARO
|  | CAREFUSION | CAREFUSION ALARIS PC 8015 4.7 DISPLAY |  |  | VOORHEES SURGERY CENTER-OPERATING ROOM |  |  |  | 11/08/2013 |  |  |  |  | NO | NO |  |  |  |  | CAREFUSION 10346712 13982845 |  |  | Disposition |  | 00:00:00:00:00:00 |  | High Risk | 1Y:00-MFG 2Y:00-BAT | 09/12/2018 | 09/01/2020 | COOPER AMBULATORY OFF-SITES |  |  | SUITE E |  | JENNIFER BOMBARO
|  | CAREFUSION | CAREFUSION ALARIS PC 8015 4.7 DISPLAY |  |  | VOORHEES SURGERY CENTER-OPERATING ROOM |  |  |  | 11/08/2013 |  |  |  |  | NO | NO |  |  |  |  | CAREFUSION 10346702 13983065 |  |  | Disposition |  | 00:00:00:00:00:00 |  | High Risk | 1Y:00-MFG 2Y:00-BAT | 09/12/2018 | 09/01/2020 | COOPER AMBULATORY OFF-SITES |  |  | SUITE E |  | JENNIFER BOMBARO
|  | CAREFUSION | CAREFUSION ALARIS PC 8015 4.7 DISPLAY |  |  | VOORHEES SURGERY CENTER-OPERATING ROOM |  |  |  | 11/08/2013 |  |  |  |  | NO | NO |  |  |  |  | CAREFUSION 10346693 13983039 |  |  | Disposition |  | 00:00:00:00:00:00 |  | High Risk | 1Y:00-MFG 2Y:00-BAT | 09/12/2018 | 09/01/2020 | COOPER AMBULATORY OFF-SITES |  |  | SUITE E |  | JENNIFER BOMBARO
|  | CAREFUSION | CAREFUSION ALARIS PC 8015 4.7 DISPLAY |  |  | VOORHEES SURGERY CENTER-OPERATING ROOM |  |  |  | 11/08/2013 |  |  |  |  | NO | NO |  |  |  |  | CAREFUSION 10346688 13982682 |  |  | Disposition |  | 00:00:00:00:00:00 |  | High Risk | 1Y:00-MFG 2Y:00-BAT | 09/12/2018 | 09/01/2020 | COOPER AMBULATORY OFF-SITES |  |  | SUITE E |  | JENNIFER BOMBARO
|  | CAREFUSION | CAREFUSION ALARIS PC 8015 4.7 DISPLAY |  |  | VOORHEES SURGERY CENTER-OPERATING ROOM |  |  |  | 11/08/2013 |  |  |  |  | NO | NO |  |  |  |  | CAREFUSION 10346684 13983094 |  |  | Disposition |  | 00:00:00:00:00:00 |  | High Risk | 1Y:00-MFG 2Y:00-BAT | 09/12/2018 | 09/01/2020 | COOPER AMBULATORY OFF-SITES |  |  | SUITE E |  | JENNIFER BOMBARO
|  | CAREFUSION | CAREFUSION ALARIS PC 8015 4.7 DISPLAY |  |  | SPD |  |  |  | 11/10/2017 |  |  |  |  | NO | NO |  |  |  |  | CAREFUSION 30143382 13106523 |  |  | Disposition |  | 00:00:00:00:00:00 |  | High Risk | 1Y:00-MFG 2Y:00-BAT | 11/10/2017 | 11/10/2017 | COOPER UNIVERSITY HOSPITAL |  |  |  |  | David Frye |  |  |  | 11/10/2017 | 11/10/2017 |  |  |  |  | 11/10/2017 | 11/10/2017
|  | CAREFUSION | CAREFUSION ALARIS PC 8015 4.7 DISPLAY |  |  | SPD |  |  |  | 11/30/2017 |  |  |  |  | NO | NO |  |  |  |  | CAREFUSION 30143374 13106489 |  |  | Disposition |  | 00:00:00:00:00:00 |  | High Risk | 1Y:00-MFG 2Y:00-BAT | 11/30/2017 | 11/30/2017 | COOPER UNIVERSITY HOSPITAL |  |  |  |  | David Frye |  |  |  | 11/30/2017 | 11/30/2017 |  |  |  |  | 11/30/2017 | 11/30/2017
|  | CAREFUSION | CAREFUSION ALARIS PC 8015 4.7 DISPLAY |  |  | SPD |  |  |  | 11/10/2017 |  |  |  |  | NO | NO |  |  |  |  | CAREFUSION 30143363 13107104 |  |  | Disposition |  | 00:00:00:00:00:00 |  | High Risk | 1Y:00-MFG 2Y:00-BAT | 11/10/2017 | 11/10/2017 | COOPER UNIVERSITY HOSPITAL |  |  |  |  | David Frye |  |  |  | 11/10/2017 | 11/10/2017 |  |  |  |  | 11/10/2017 | 11/10/2017
|  | CAREFUSION | CAREFUSION ALARIS PC 8015 4.7 DISPLAY |  |  | SPD |  |  |  | 11/07/2017 |  |  |  |  | NO | NO |  |  |  |  | CAREFUSION 30143354 13106776 |  |  | Disposition |  | 00:00:00:00:00:00 |  | High Risk | 1Y:00-MFG 2Y:00-BAT | 11/07/2017 | 11/07/2017 | COOPER UNIVERSITY HOSPITAL |  |  |  |  | David Frye |  |  |  | 11/07/2017 | 11/07/2017 |  |  |  |  | 11/07/2017 | 11/07/2017
|  | CAREFUSION | CAREFUSION ALARIS PC 8015 4.7 DISPLAY |  |  | SPD |  |  |  | 11/02/2017 |  |  |  |  | NO | NO |  |  |  |  | CAREFUSION 30143349 13105972 |  |  | Disposition |  | 00:00:00:00:00:00 |  | High Risk | 1Y:00-MFG 2Y:00-BAT | 11/02/2017 | 11/02/2017 | COOPER UNIVERSITY HOSPITAL |  |  |  |  | David Frye |  |  |  | 11/02/2017 | 11/02/2017 |  |  |  |  | 11/02/2017 | 11/02/2017
|  | CAREFUSION | CAREFUSION ALARIS PC 8015 4.7 DISPLAY |  |  | SPD |  |  |  | 11/01/2017 |  |  |  |  | NO | NO |  |  |  |  | CAREFUSION 30143344 13106607 |  |  | Disposition |  | 00:00:00:00:00:00 |  | High Risk | 1Y:00-MFG 2Y:00-BAT | 11/01/2017 | 11/01/2017 | COOPER UNIVERSITY HOSPITAL |  |  |  |  | David Frye |  |  |  | 11/01/2017 | 11/01/2017 |  |  |  |  | 11/01/2017 | 11/01/2017
|  | CAREFUSION | CAREFUSION ALARIS PC 8015 4.7 DISPLAY |  |  | SPD |  |  |  | 11/02/2017 |  |  |  |  | NO | NO |  |  |  |  | CAREFUSION 30143341 13106754 |  |  | Disposition |  | 00:00:00:00:00:00 |  | High Risk | 1Y:00-MFG 2Y:00-BAT | 11/02/2017 | 11/02/2017 | COOPER UNIVERSITY HOSPITAL |  |  |  |  | David Frye |  |  |  | 11/02/2017 | 11/02/2017 |  |  |  |  | 11/02/2017 | 11/02/2017
|  | CAREFUSION | CAREFUSION ALARIS PC 8015 4.7 DISPLAY |  |  | SPD |  |  |  | 11/20/2017 |  |  |  |  | NO | NO |  |  |  |  | CAREFUSION 30143338 13107662 |  |  | Disposition |  | 00:00:00:00:00:00 |  | High Risk | 1Y:00-MFG 2Y:00-BAT | 11/20/2017 | 11/20/2017 | COOPER UNIVERSITY HOSPITAL |  |  |  |  | David Frye |  |  |  | 11/20/2017 | 11/20/2017 |  |  |  |  | 11/20/2017 | 11/20/2017
|  | CAREFUSION | CAREFUSION ALARIS PC 8015 4.7 DISPLAY |  |  | SPD |  |  |  | 11/01/2017 |  |  |  |  | NO | NO |  |  |  |  | CAREFUSION 30143336 13107483 |  |  | Disposition |  | 00:00:00:00:00:00 |  | High Risk | 1Y:00-MFG 2Y:00-BAT | 11/01/2017 | 11/01/2017 | COOPER UNIVERSITY HOSPITAL |  |  |  |  | David Frye |  |  |  | 11/01/2017 | 11/01/2017 |  |  |  |  | 11/01/2017 | 11/01/2017
|  | CAREFUSION | CAREFUSION ALARIS PC 8015 4.7 DISPLAY |  |  | SPD |  |  |  | 11/30/2017 |  |  |  |  | NO | NO |  |  |  |  | CAREFUSION 30143333 13107262 |  |  | Disposition |  | 00:00:00:00:00:00 |  | High Risk | 1Y:00-MFG 2Y:00-BAT | 11/30/2017 | 11/30/2017 | COOPER UNIVERSITY HOSPITAL |  |  |  |  | David Frye |  |  |  | 11/30/2017 | 11/30/2017 |  |  |  |  | 11/30/2017 | 11/30/2017
|  | CAREFUSION | CAREFUSION ALARIS PC 8015 4.7 DISPLAY |  |  | SPD |  |  |  | 11/08/2017 |  |  |  |  | NO | NO |  |  |  |  | CAREFUSION 30143328 13106779 |  |  | Disposition |  | 00:00:00:00:00:00 |  | High Risk | 1Y:00-MFG 2Y:00-BAT | 11/08/2017 | 11/08/2017 | COOPER UNIVERSITY HOSPITAL |  |  |  |  | David Frye |  |  |  | 11/08/2017 | 11/08/2017 |  |  |  |  | 11/08/2017 | 11/08/2017
|  | CAREFUSION | CAREFUSION ALARIS PC 8015 4.7 DISPLAY |  |  | SPD |  |  |  | 11/15/2017 |  |  |  |  | NO | NO |  |  |  |  | CAREFUSION 30143319 13105457 |  |  | Disposition |  | 00:00:00:00:00:00 |  | High Risk | 1Y:00-MFG 2Y:00-BAT | 11/15/2017 | 11/15/2017 | COOPER UNIVERSITY HOSPITAL |  |  |  |  | David Frye |  |  |  | 11/15/2017 | 11/15/2017 |  |  |  |  | 11/15/2017 | 11/15/2017
|  | CAREFUSION | CAREFUSION ALARIS PC 8015 4.7 DISPLAY |  |  | SPD |  |  |  | 11/28/2017 |  |  |  |  | NO | NO |  |  |  |  | CAREFUSION 30143313 13107441 |  |  | Disposition |  | 00:00:00:00:00:00 |  | High Risk | 1Y:00-MFG 2Y:00-BAT | 11/28/2017 | 11/28/2017 | COOPER UNIVERSITY HOSPITAL |  |  |  |  | David Frye |  |  |  | 11/28/2017 | 11/28/2017 |  |  |  |  | 11/28/2017 | 11/28/2017
|  | CAREFUSION | CAREFUSION ALARIS PC 8015 4.7 DISPLAY |  |  | SPD |  |  |  | 11/03/2017 |  |  |  |  | NO | NO |  |  |  |  | CAREFUSION 30143305 13107719 |  |  | Disposition |  | 00:00:00:00:00:00 |  | High Risk | 1Y:00-MFG 2Y:00-BAT | 11/03/2017 | 11/03/2017 | COOPER UNIVERSITY HOSPITAL |  |  |  |  | David Frye |  |  |  | 11/03/2017 | 11/03/2017 |  |  |  |  | 11/03/2017 | 11/03/2017
|  | CAREFUSION | CAREFUSION ALARIS PC 8015 4.7 DISPLAY |  |  | SPD |  |  |  | 11/06/2017 |  |  |  |  | NO | NO |  |  |  |  | CAREFUSION 30143299 13105993 |  |  | Disposition |  | 00:00:00:00:00:00 |  | High Risk | 1Y:00-MFG 2Y:00-BAT | 11/06/2017 | 11/06/2017 | COOPER UNIVERSITY HOSPITAL |  |  |  |  | David Frye |  |  |  | 11/06/2017 | 11/06/2017 |  |  |  |  | 11/06/2017 | 11/06/2017
|  | CAREFUSION | CAREFUSION ALARIS PC 8015 4.7 DISPLAY |  |  | SPD |  |  |  | 11/13/2017 |  |  |  |  | NO | NO |  |  |  |  | CAREFUSION 30143294 13884213 |  |  | Disposition |  | 00:00:00:00:00:00 |  | High Risk | 1Y:00-MFG 2Y:00-BAT | 11/13/2017 | 11/13/2017 | COOPER UNIVERSITY HOSPITAL |  |  |  |  | David Frye |  |  |  | 11/13/2017 | 11/13/2017 |  |  |  |  | 11/13/2017 | 11/13/2017
|  | CAREFUSION | CAREFUSION ALARIS PC 8015 4.7 DISPLAY |  |  | SPD |  |  |  | 11/20/2017 |  |  |  |  | NO | NO |  |  |  |  | CAREFUSION 30143291 13106895 |  |  | Disposition |  | 00:00:00:00:00:00 |  | High Risk | 1Y:00-MFG 2Y:00-BAT | 11/20/2017 | 11/20/2017 | COOPER UNIVERSITY HOSPITAL |  |  |  |  | David Frye |  |  |  | 11/20/2017 | 11/20/2017 |  |  |  |  | 11/20/2017 | 11/20/2017
|  | CAREFUSION | CAREFUSION ALARIS PC 8015 4.7 DISPLAY |  |  | SPD |  |  |  | 11/10/2017 |  |  |  |  | NO | NO |  |  |  |  | CAREFUSION 30143287 13106110 |  |  | Disposition |  | 00:00:00:00:00:00 |  | High Risk | 1Y:00-MFG 2Y:00-BAT | 11/10/2017 | 11/10/2017 | COOPER UNIVERSITY HOSPITAL |  |  |  |  | David Frye |  |  |  | 11/10/2017 | 11/10/2017 |  |  |  |  | 11/10/2017 | 11/10/2017
|  | CAREFUSION | CAREFUSION ALARIS PC 8015 4.7 DISPLAY |  |  | SPD |  |  |  | 11/17/2017 |  |  |  |  | NO | NO |  |  |  |  | CAREFUSION 30143283 13106619 |  |  | Disposition |  | 00:00:00:00:00:00 |  | High Risk | 1Y:00-MFG 2Y:00-BAT | 11/17/2017 | 11/17/2017 | COOPER UNIVERSITY HOSPITAL |  |  |  |  | David Frye |  |  |  | 11/17/2017 | 11/17/2017 |  |  |  |  | 11/17/2017 | 11/17/2017
|  | CAREFUSION | CAREFUSION ALARIS PC 8015 4.7 DISPLAY |  |  | SPD |  |  |  | 11/17/2017 |  |  |  |  | NO | NO |  |  |  |  | CAREFUSION 30143280 13105486 |  |  | Disposition |  | 00:00:00:00:00:00 |  | High Risk | 1Y:00-MFG 2Y:00-BAT | 11/17/2017 | 11/17/2017 | COOPER UNIVERSITY HOSPITAL |  |  |  |  | David Frye |  |  |  | 11/17/2017 | 11/17/2017 |  |  |  |  | 11/17/2017 | 11/17/2017
|  | CAREFUSION | CAREFUSION ALARIS PC 8015 4.7 DISPLAY |  |  | SPD |  |  |  | 06/30/2010 |  |  |  |  | NO | NO |  |  |  |  | CAREFUSION 10346585 13107222 |  |  | Disposition |  | 00:00:00:00:00:00 |  | High Risk | 1Y:00-MFG 2Y:00-BAT | 11/02/2017 |  | COOPER UNIVERSITY HOSPITAL |  |  |  |  | David Frye
|  | CAREFUSION | CAREFUSION ALARIS PC 8015 4.7 DISPLAY |  |  | SPD |  |  |  | 11/13/2017 |  |  |  |  | NO | NO |  |  |  |  | CAREFUSION 30143266 13884212 |  |  | Disposition |  | 00:00:00:00:00:00 |  | High Risk | 1Y:00-MFG 2Y:00-BAT | 11/13/2017 | 11/13/2017 | COOPER UNIVERSITY HOSPITAL |  |  |  |  | David Frye |  |  |  | 11/13/2017 | 11/13/2017 |  |  |  |  | 11/13/2017 | 11/13/2017
|  | CAREFUSION | CAREFUSION ALARIS PC 8015 4.7 DISPLAY |  |  | SPD |  |  |  | 07/03/2013 |  |  |  |  | NO | NO |  |  |  |  | CAREFUSION 10346539 13884311 |  |  | Disposition |  | 00:00:00:00:00:00 |  | High Risk | 1Y:00-MFG 2Y:00-BAT | 11/01/2017 |  | COOPER UNIVERSITY HOSPITAL |  |  |  |  | David Frye
|  | CAREFUSION | CAREFUSION ALARIS PC 8015 4.7 DISPLAY |  |  | SPD |  |  |  | 11/03/2017 |  |  |  |  | NO | NO |  |  |  |  | CAREFUSION 30143159 13106871 |  |  | Disposition |  | 00:10:7A:75:BB:7F |  | High Risk | 1Y:00-MFG 2Y:00-BAT | 11/03/2017 | 11/03/2017 | COOPER UNIVERSITY HOSPITAL |  |  |  |  | David Frye |  |  |  | 11/03/2017 | 11/03/2017 |  |  |  |  | 11/03/2017 | 11/03/2017
|  | CAREFUSION | CAREFUSION ALARIS PC 8015 4.7 DISPLAY |  |  | SPD |  |  |  | 01/01/1900 |  |  |  |  | NO | NO |  |  |  |  | CAREFUSION 10346528 13107405 |  |  | Disposition |  | 00:00:00:00:00:00 |  | High Risk | 1Y:00-MFG 2Y:00-BAT | 11/06/2017 |  | COOPER UNIVERSITY HOSPITAL |  |  |  |  | David Frye
|  | CAREFUSION | CAREFUSION ALARIS PC 8015 4.7 DISPLAY |  |  | SPD |  |  |  | 07/03/2013 |  |  |  |  | NO | NO |  |  |  |  | CAREFUSION 10346526 13888156 |  |  | Disposition |  | 00:00:00:00:00:00 |  | High Risk | 1Y:00-MFG 2Y:00-BAT | 11/06/2017 |  | COOPER UNIVERSITY HOSPITAL |  |  |  |  | David Frye
|  | CAREFUSION | CAREFUSION ALARIS PC 8015 4.7 DISPLAY |  |  | SPD |  |  |  | 01/01/1900 |  |  |  |  | NO | NO |  |  |  |  | CAREFUSION 10346527 13106006 |  |  | Disposition |  | 00:00:00:00:00:00 |  | High Risk | 1Y:00-MFG 2Y:00-BAT | 11/02/2017 |  | COOPER UNIVERSITY HOSPITAL |  |  |  |  | David Frye
|  | CAREFUSION | CAREFUSION ALARIS PC 8015 4.7 DISPLAY |  |  | SPD |  |  |  | 11/06/2017 |  |  |  |  | NO | NO |  |  |  |  | CAREFUSION 30143113 13107411 |  |  | Disposition |  | 00:00:00:00:00:00 |  | High Risk | 1Y:00-MFG 2Y:00-BAT | 11/06/2017 | 11/06/2017 | COOPER UNIVERSITY HOSPITAL |  |  |  |  | David Frye |  |  |  | 11/06/2017 | 11/06/2017 |  |  |  |  | 11/06/2017 | 11/06/2017
|  | CAREFUSION | CAREFUSION ALARIS PC 8015 4.7 DISPLAY |  |  | SPD |  |  |  | 06/30/2010 |  |  |  |  | NO | NO |  |  |  |  | CAREFUSION 10346450 13106609 |  |  | Disposition |  | 00:00:00:00:00:00 |  | High Risk | 1Y:00-MFG 2Y:00-BAT | 11/07/2017 |  | COOPER UNIVERSITY HOSPITAL |  |  |  |  | David Frye
|  | CAREFUSION | CAREFUSION ALARIS PC 8015 4.7 DISPLAY |  |  | SPD |  |  |  | 07/03/2013 |  |  |  |  | NO | NO |  |  |  |  | CAREFUSION 10346443 13884335 |  |  | Disposition |  | 00:00:00:00:00:00 |  | High Risk | 1Y:00-MFG 2Y:00-BAT | 11/02/2017 |  | COOPER UNIVERSITY HOSPITAL |  |  |  |  | David Frye
|  | CAREFUSION | CAREFUSION ALARIS PC 8015 4.7 DISPLAY |  |  | SPD |  |  |  | 11/01/2017 |  |  |  |  | NO | NO |  |  |  |  | CAREFUSION 30143105 13107402 |  |  | Disposition |  | 00:00:00:00:00:00 |  | High Risk | 1Y:00-MFG 2Y:00-BAT | 11/01/2017 | 11/01/2017 | COOPER UNIVERSITY HOSPITAL |  |  |  |  | David Frye |  |  |  | 11/01/2017 | 11/01/2017 |  |  |  |  | 11/01/2017 | 11/01/2017
|  | CAREFUSION | CAREFUSION ALARIS PC 8015 4.7 DISPLAY |  |  | SPD |  |  |  | 06/30/2010 |  |  |  |  | NO | NO |  |  |  |  | CAREFUSION 10346384 13107049 |  |  | Disposition |  | 00:00:00:00:00:00 |  | High Risk | 1Y:00-MFG 2Y:00-BAT | 11/22/2017 |  | COOPER UNIVERSITY HOSPITAL |  |  |  |  | David Frye
|  | CAREFUSION | CAREFUSION ALARIS PC 8015 4.7 DISPLAY |  |  | SPD |  |  |  | 06/30/2010 |  |  |  |  | NO | NO |  |  |  |  | CAREFUSION 10346364 13106875 |  |  | Disposition |  | 00:00:00:00:00:00 |  | High Risk | 1Y:00-MFG 2Y:00-BAT | 11/15/2017 |  | COOPER UNIVERSITY HOSPITAL |  |  |  |  | David Frye
|  | CAREFUSION | CAREFUSION ALARIS PC 8015 4.7 DISPLAY |  |  | SPD |  |  |  | 01/01/1900 |  |  |  |  | NO | NO |  |  |  |  | CAREFUSION 10346340 13105933 |  |  | Disposition |  | 00:00:00:00:00:00 |  | High Risk | 1Y:00-MFG 2Y:00-BAT | 11/21/2017 |  | COOPER UNIVERSITY HOSPITAL |  |  |  |  | David Frye
|  | CAREFUSION | CAREFUSION ALARIS PC 8015 4.7 DISPLAY |  |  | SPD |  |  |  | 06/30/2010 |  |  |  |  | NO | NO |  |  |  |  | CAREFUSION 10346311 13106994 |  |  | Disposition |  | 00:00:00:00:00:00 |  | High Risk | 1Y:00-MFG 2Y:00-BAT | 11/16/2017 |  | COOPER UNIVERSITY HOSPITAL |  |  |  |  | David Frye
|  | CAREFUSION | CAREFUSION ALARIS PC 8015 4.7 DISPLAY |  |  | SPD |  |  |  | 06/30/2010 |  |  |  |  | NO | NO |  |  |  |  | CAREFUSION 10346257 13106870 |  |  | Disposition |  | 00:00:00:00:00:00 |  | High Risk | 1Y:00-MFG 2Y:00-BAT | 11/21/2017 |  | COOPER UNIVERSITY HOSPITAL |  |  |  |  | David Frye
|  | CAREFUSION | CAREFUSION ALARIS PC 8015 4.7 DISPLAY |  |  | SPD |  |  |  | 11/06/2017 |  |  |  |  | NO | NO |  |  |  |  | CAREFUSION 30143031 13107211 |  |  | Disposition |  | 00:14:4F:16:9D:6B |  | High Risk | 1Y:00-MFG 2Y:00-BAT | 11/06/2017 | 11/06/2017 | COOPER UNIVERSITY HOSPITAL |  |  |  |  | David Frye |  |  |  | 11/06/2017 | 11/06/2017 |  |  |  |  | 11/06/2017 | 11/06/2017
|  | CAREFUSION | CAREFUSION ALARIS PC 8015 4.7 DISPLAY |  |  | SPD |  |  |  | 11/03/2017 |  |  |  |  | NO | NO |  |  |  |  | CAREFUSION 30143037 13106462 |  |  | Disposition |  | 00:00:00:00:00:00 |  | High Risk | 1Y:00-MFG 2Y:00-BAT | 11/03/2017 | 11/03/2017 | COOPER UNIVERSITY HOSPITAL |  |  |  |  | David Frye |  |  |  | 11/03/2017 | 11/03/2017 |  |  |  |  | 11/03/2017 | 11/03/2017
|  | CAREFUSION | CAREFUSION ALARIS PC 8015 4.7 DISPLAY |  |  | SPD |  |  |  | 11/08/2017 |  |  |  |  | NO | NO |  |  |  |  | CAREFUSION 30143020 13107257 |  |  | Disposition |  | 00:00:00:00:00:00 |  | High Risk | 1Y:00-MFG 2Y:00-BAT | 11/08/2017 | 11/08/2017 | COOPER UNIVERSITY HOSPITAL |  |  |  |  | David Frye |  |  |  | 11/08/2017 | 11/08/2017 |  |  |  |  | 11/08/2017 | 11/08/2017
|  | CAREFUSION | CAREFUSION ALARIS PC 8015 4.7 DISPLAY |  |  | SPD |  |  |  | 11/14/2017 |  |  |  |  | NO | NO |  |  |  |  | CAREFUSION 30143008 13884302 |  |  | Disposition |  | 00:00:00:00:00:00 |  | High Risk | 1Y:00-MFG 2Y:00-BAT | 11/14/2017 | 11/14/2017 | COOPER UNIVERSITY HOSPITAL |  |  |  |  | David Frye |  |  |  | 11/14/2017 | 11/14/2017 |  |  |  |  | 11/14/2017 | 11/14/2017
|  | CAREFUSION | CAREFUSION ALARIS PC 8015 4.7 DISPLAY |  |  | VOORHEES SURGERY CENTER-OPERATING ROOM |  |  |  | 11/08/2013 |  |  |  |  | NO | NO |  |  |  |  | CAREFUSION 10346079 13982838 |  |  | Disposition |  | 00:00:00:00:00:00 |  | High Risk | 1Y:00-MFG 2Y:00-BAT | 09/12/2018 | 09/01/2020 | COOPER AMBULATORY OFF-SITES |  |  | SUITE E |  | JENNIFER BOMBARO
|  | CAREFUSION | CAREFUSION ALARIS PC 8015 4.7 DISPLAY |  |  | VOORHEES SURGERY CENTER-OPERATING ROOM |  |  |  | 11/08/2013 |  |  |  |  | NO | NO |  |  |  |  | CAREFUSION 10346072 13983008 |  |  | Disposition |  | 00:00:00:00:00:00 |  | High Risk | 1Y:00-MFG 2Y:00-BAT | 08/31/2018 | 09/01/2020 | COOPER AMBULATORY OFF-SITES |  |  | SUITE E |  | JENNIFER BOMBARO
|  | CAREFUSION | CAREFUSION ALARIS PC 8015 4.7 DISPLAY |  |  | VOORHEES SURGERY CENTER-OPERATING ROOM |  |  |  | 11/08/2013 |  |  |  |  | NO | NO |  |  |  |  | CAREFUSION 10346066 13983083 |  |  | Disposition |  | 00:00:00:00:00:00 |  | High Risk | 1Y:00-MFG 2Y:00-BAT | 09/12/2018 | 09/01/2020 | COOPER AMBULATORY OFF-SITES |  |  | SUITE E |  | JENNIFER BOMBARO
|  | CAREFUSION | CAREFUSION ALARIS PC 8015 4.7 DISPLAY |  |  | VOORHEES SURGERY CENTER-OPERATING ROOM |  |  |  | 11/08/2013 |  |  |  |  | NO | NO |  |  |  |  | CAREFUSION 10346062 13982738 |  |  | Disposition |  | 00:00:00:00:00:00 |  | High Risk | 1Y:00-MFG 2Y:00-BAT | 09/12/2018 | 09/01/2020 | COOPER AMBULATORY OFF-SITES |  |  | SUITE E |  | JENNIFER BOMBARO
|  | CAREFUSION | CAREFUSION ALARIS PC 8015 4.7 DISPLAY |  |  | VOORHEES SURGERY CENTER-OPERATING ROOM |  |  |  | 11/08/2013 |  |  |  |  | NO | NO |  |  |  |  | CAREFUSION 10346057 13983305 |  |  | Disposition |  | 00:00:00:00:00:00 |  | High Risk | 1Y:00-MFG 2Y:00-BAT | 09/12/2018 | 09/01/2020 | COOPER AMBULATORY OFF-SITES |  |  | SUITE E |  | JENNIFER BOMBARO
|  | CAREFUSION | CAREFUSION ALARIS PC 8015 4.7 DISPLAY |  |  | VOORHEES SURGERY CENTER-OPERATING ROOM |  |  |  | 11/08/2013 |  |  |  |  | NO | NO |  |  |  |  | CAREFUSION 10346055 13983118 |  |  | Disposition |  | 00:00:00:00:00:00 |  | High Risk | 1Y:00-MFG 2Y:00-BAT | 09/12/2018 | 09/01/2020 | COOPER AMBULATORY OFF-SITES |  |  | SUITE E |  | JENNIFER BOMBARO
|  | CAREFUSION | CAREFUSION ALARIS PC 8015 4.7 DISPLAY |  |  | VOORHEES SURGERY CENTER-OPERATING ROOM |  |  |  | 11/08/2013 |  |  |  |  | NO | NO |  |  |  |  | CAREFUSION 10346049 13983269 |  |  | Disposition |  | 00:00:00:00:00:00 |  | High Risk | 1Y:00-MFG 2Y:00-BAT | 09/12/2018 | 09/01/2020 | COOPER AMBULATORY OFF-SITES |  |  | SUITE E |  | JENNIFER BOMBARO
|  | CAREFUSION | CAREFUSION ALARIS PC 8015 4.7 DISPLAY |  |  | VOORHEES SURGERY CENTER-OPERATING ROOM |  |  |  | 11/08/2013 |  |  |  |  | NO | NO |  |  |  |  | CAREFUSION 10346022 13983253 |  |  | Disposition |  | 00:00:00:00:00:00 |  | High Risk | 1Y:00-MFG 2Y:00-BAT | 09/12/2018 | 09/01/2020 | COOPER AMBULATORY OFF-SITES |  |  | SUITE E |  | JENNIFER BOMBARO
|  | CAREFUSION | CAREFUSION ALARIS PC 8015 4.7 DISPLAY |  |  | SPD |  |  |  | 07/03/2013 |  |  |  |  | NO | NO |  |  |  |  | CAREFUSION 10346001 13884346 |  |  | Disposition |  | 00:00:00:00:00:00 |  | High Risk | 1Y:00-MFG 2Y:00-BAT | 11/06/2017 |  | COOPER UNIVERSITY HOSPITAL |  |  |  |  | David Frye
|  | CAREFUSION | CAREFUSION ALARIS PC 8015 4.7 DISPLAY |  |  | VOORHEES SURGERY CENTER-OPERATING ROOM |  |  |  | 11/08/2013 |  |  |  |  | NO | NO |  |  |  |  | CAREFUSION 10346006 13982809 |  |  | Disposition |  | 00:00:00:00:00:00 |  | High Risk | 1Y:00-MFG 2Y:00-BAT | 09/12/2018 | 09/01/2020 | COOPER AMBULATORY OFF-SITES |  |  | SUITE E |  | JENNIFER BOMBARO
|  | CAREFUSION | CAREFUSION ALARIS PC 8015 4.7 DISPLAY |  |  | SPD |  |  |  | 11/10/2017 |  |  |  |  | NO | NO |  |  |  |  | CAREFUSION 30142921 13104793 |  |  | Disposition |  | 00:00:00:00:00:00 |  | High Risk | 1Y:00-MFG 2Y:00-BAT | 11/10/2017 | 11/10/2017 | COOPER UNIVERSITY HOSPITAL |  |  |  |  | David Frye |  |  |  | 11/10/2017 | 11/10/2017 |  |  |  |  | 11/10/2017 | 11/10/2017
|  | CAREFUSION | CAREFUSION ALARIS PC 8015 4.7 DISPLAY |  |  | VOORHEES SURGERY CENTER-OPERATING ROOM |  |  |  | 11/08/2013 |  |  |  |  | NO | NO |  |  |  |  | CAREFUSION 10345496 13982956 |  |  | Disposition |  | 00:00:00:00:00:00 |  | High Risk | 1Y:00-MFG 2Y:00-BAT | 09/12/2018 | 09/01/2020 | COOPER AMBULATORY OFF-SITES |  |  | SUITE E |  | JENNIFER BOMBARO
|  | CAREFUSION | CAREFUSION ALARIS PC 8015 4.7 DISPLAY |  |  | VOORHEES SURGERY CENTER-OPERATING ROOM |  |  |  | 11/08/2013 |  |  |  |  | NO | NO |  |  |  |  | CAREFUSION 10345479 13983257 |  |  | Disposition |  | 00:00:00:00:00:00 |  | High Risk | 1Y:00-MFG 2Y:00-BAT | 09/12/2018 | 09/01/2020 | COOPER AMBULATORY OFF-SITES |  |  | SUITE E |  | JENNIFER BOMBARO
|  | CAREFUSION | CAREFUSION ALARIS PC 8015 4.7 DISPLAY |  |  | VOORHEES SURGERY CENTER-OPERATING ROOM |  |  |  | 11/08/2013 |  |  |  |  | NO | NO |  |  |  |  | CAREFUSION 10345422 13983093 |  |  | Disposition |  | 00:00:00:00:00:00 |  | High Risk | 1Y:00-MFG 2Y:00-BAT | 09/12/2018 | 09/01/2020 | COOPER AMBULATORY OFF-SITES |  |  | SUITE E |  | JENNIFER BOMBARO
|  | CAREFUSION | CAREFUSION ALARIS PC 8015 4.7 DISPLAY |  |  | SPD |  |  |  | 06/30/2010 |  |  |  |  | NO | NO |  |  |  |  | CAREFUSION 10345242 13104688 |  |  | Disposition |  | 00:00:00:00:00:00 |  | High Risk | 1Y:00-MFG 2Y:00-BAT | 11/22/2017 |  | COOPER UNIVERSITY HOSPITAL |  |  |  |  | David Frye
|  | CAREFUSION | CAREFUSION ALARIS PC 8015 4.7 DISPLAY |  |  | SPD |  |  |  | 01/01/1900 |  |  |  |  | NO | NO |  |  |  |  | CAREFUSION 10345233 13107439 |  |  | Disposition |  | 00:00:00:00:00:00 |  | High Risk | 1Y:00-MFG 2Y:00-BAT | 11/03/2017 |  | COOPER UNIVERSITY HOSPITAL |  |  |  |  | David Frye
|  | CAREFUSION | CAREFUSION ALARIS PC 8015 4.7 DISPLAY |  |  | SPD |  |  |  | 06/30/2010 |  |  |  |  | NO | NO |  |  |  |  | CAREFUSION 10345225 13106831 |  |  | Disposition |  | 00:00:00:00:00:00 |  | High Risk | 1Y:00-MFG 2Y:00-BAT | 11/21/2017 |  | COOPER UNIVERSITY HOSPITAL |  |  |  |  | David Frye
|  | CAREFUSION | CAREFUSION ALARIS PC 8015 4.7 DISPLAY |  |  | SPD |  |  |  | 06/30/2010 |  |  |  |  | NO | NO |  |  |  |  | CAREFUSION 10345215 13107154 |  |  | Disposition |  | 00:00:00:00:00:00 |  | High Risk | 1Y:00-MFG 2Y:00-BAT | 11/14/2017 |  | COOPER UNIVERSITY HOSPITAL |  |  |  |  | David Frye
|  | CAREFUSION | CAREFUSION ALARIS PC 8015 4.7 DISPLAY |  |  | SPD |  |  |  | 06/30/2010 |  |  |  |  | NO | NO |  |  |  |  | CAREFUSION 10345210 13106764 |  |  | Disposition |  | 00:00:00:00:00:00 |  | High Risk | 1Y:00-MFG 2Y:00-BAT | 11/20/2017 |  | COOPER UNIVERSITY HOSPITAL |  |  |  |  | David Frye
|  | CAREFUSION | CAREFUSION ALARIS PC 8015 4.7 DISPLAY |  |  | SPD |  |  |  | 01/01/1900 |  |  |  |  | NO | NO |  |  |  |  | CAREFUSION 10345199 13106721 |  |  | Disposition |  | 00:00:00:00:00:00 |  | High Risk | 1Y:00-MFG 2Y:00-BAT | 11/08/2017 |  | COOPER UNIVERSITY HOSPITAL |  |  |  |  | David Frye
|  | CAREFUSION | CAREFUSION ALARIS PC 8015 4.7 DISPLAY |  |  | SPD |  |  |  | 06/30/2010 |  |  |  |  | NO | NO |  |  |  |  | CAREFUSION 10345193 13107165 |  |  | Disposition |  | 00:00:00:00:00:00 |  | High Risk | 1Y:00-MFG 2Y:00-BAT | 11/13/2017 |  | COOPER UNIVERSITY HOSPITAL |  |  |  |  | David Frye
|  | CAREFUSION | CAREFUSION ALARIS PC 8015 4.7 DISPLAY |  |  | SPD |  |  |  | 06/01/2010 |  |  |  |  | NO | NO |  |  |  |  | CAREFUSION 10345190 13106805 |  |  | Disposition |  | 00:00:00:00:00:00 |  | High Risk | 1Y:00-MFG 2Y:00-BAT | 11/01/2017 |  | COOPER UNIVERSITY HOSPITAL |  |  |  |  | David Frye
|  | CAREFUSION | CAREFUSION ALARIS PC 8015 4.7 DISPLAY |  |  | SPD |  |  |  | 06/30/2010 |  |  |  |  | NO | NO |  |  |  |  | CAREFUSION 10345192 13106596 |  |  | Disposition |  | 00:00:00:00:00:00 |  | High Risk | 1Y:00-MFG 2Y:00-BAT | 11/06/2017 |  | COOPER UNIVERSITY HOSPITAL |  |  |  |  | David Frye
|  | CAREFUSION | CAREFUSION ALARIS PC 8015 4.7 DISPLAY |  |  | SPD |  |  |  | 01/01/1900 |  |  |  |  | NO | NO |  |  |  |  | CAREFUSION 10345181 13105750 |  |  | Disposition |  | 00:00:00:00:00:00 |  | High Risk | 1Y:00-MFG 2Y:00-BAT | 11/21/2017 |  | COOPER UNIVERSITY HOSPITAL |  |  |  |  | David Frye
|  | CAREFUSION | CAREFUSION ALARIS PC 8015 4.7 DISPLAY |  |  | SPD |  |  |  | 06/30/2010 |  |  |  |  | NO | NO |  |  |  |  | CAREFUSION 10345173 13106715 |  |  | Disposition |  | 00:00:00:00:00:00 |  | High Risk | 1Y:00-MFG 2Y:00-BAT | 11/17/2017 |  | COOPER UNIVERSITY HOSPITAL |  |  |  |  | David Frye
|  | CAREFUSION | CAREFUSION ALARIS PC 8015 4.7 DISPLAY |  |  | SPD |  |  |  | 06/30/2010 |  |  |  |  | NO | NO |  |  |  |  | CAREFUSION 10345169 13107290 |  |  | Disposition |  | 00:00:00:00:00:00 |  | High Risk | 1Y:00-MFG 2Y:00-BAT | 11/30/2017 |  | COOPER UNIVERSITY HOSPITAL |  |  |  |  | David Frye
|  | CAREFUSION | CAREFUSION ALARIS PC 8015 4.7 DISPLAY |  |  | SPD |  |  |  | 06/30/2010 |  |  |  |  | NO | NO |  |  |  |  | CAREFUSION 10345170 13107168 |  |  | Disposition |  | 00:00:00:00:00:00 |  | High Risk | 1Y:00-MFG 2Y:00-BAT | 11/10/2017 |  | COOPER UNIVERSITY HOSPITAL |  |  |  |  | David Frye
|  | CAREFUSION | CAREFUSION ALARIS PC 8015 4.7 DISPLAY |  |  | SPD |  |  |  | 06/30/2010 |  |  |  |  | NO | NO |  |  |  |  | CAREFUSION 10345164 13106007 |  |  | Disposition |  | 00:00:00:00:00:00 |  | High Risk | 1Y:00-MFG 2Y:00-BAT | 11/20/2017 |  | COOPER UNIVERSITY HOSPITAL |  |  |  |  | David Frye
|  | CAREFUSION | CAREFUSION ALARIS PC 8015 4.7 DISPLAY |  |  | SPD |  |  |  | 06/30/2010 |  |  |  |  | NO | NO |  |  |  |  | CAREFUSION 10345155 13107139 |  |  | Disposition |  | 00:00:00:00:00:00 |  | High Risk | 1Y:00-MFG 2Y:00-BAT | 11/21/2017 |  | COOPER UNIVERSITY HOSPITAL |  |  |  |  | David Frye
|  | CAREFUSION | CAREFUSION ALARIS PC 8015 4.7 DISPLAY |  |  | SPD |  |  |  | 06/30/2010 |  |  |  |  | NO | NO |  |  |  |  | CAREFUSION 10345148 13106019 |  |  | Disposition |  | 00:00:00:00:00:00 |  | High Risk | 1Y:00-MFG 2Y:00-BAT | 11/13/2017 |  | COOPER UNIVERSITY HOSPITAL |  |  |  |  | David Frye
|  | CAREFUSION | CAREFUSION ALARIS PC 8015 4.7 DISPLAY |  |  | SPD |  |  |  | 06/30/2010 |  |  |  |  | NO | NO |  |  |  |  | CAREFUSION 10345142 13105952 |  |  | Disposition |  | 00:00:00:00:00:00 |  | High Risk | 1Y:00-MFG 2Y:00-BAT | 11/03/2017 |  | COOPER UNIVERSITY HOSPITAL |  |  |  |  | David Frye
|  | CAREFUSION | CAREFUSION ALARIS PC 8015 4.7 DISPLAY |  |  | SPD |  |  |  | 06/30/2010 |  |  |  |  | NO | NO |  |  |  |  | CAREFUSION 10345146 13107388 |  |  | Disposition |  | 00:00:00:00:00:00 |  | High Risk | 1Y:00-MFG 2Y:00-BAT | 11/07/2017 |  | COOPER UNIVERSITY HOSPITAL |  |  |  |  | David Frye
|  | CAREFUSION | CAREFUSION ALARIS PC 8015 4.7 DISPLAY |  |  | SPD |  |  |  | 06/30/2010 |  |  |  |  | NO | NO |  |  |  |  | CAREFUSION 10345133 13107123 |  |  | Disposition |  | 00:00:00:00:00:00 |  | High Risk | 1Y:00-MFG 2Y:00-BAT | 11/01/2017 |  | COOPER UNIVERSITY HOSPITAL |  |  |  |  | David Frye
|  | CAREFUSION | CAREFUSION ALARIS PC 8015 4.7 DISPLAY |  |  | SPD |  |  |  | 06/30/2010 |  |  |  |  | NO | NO |  |  |  |  | CAREFUSION 10345128 13107120 |  |  | Disposition |  | 00:00:00:00:00:00 |  | High Risk | 1Y:00-MFG 2Y:00-BAT | 11/02/2017 |  | COOPER UNIVERSITY HOSPITAL |  |  |  |  | David Frye
|  | CAREFUSION | CAREFUSION ALARIS PC 8015 4.7 DISPLAY |  |  | SPD |  |  |  | 06/30/2010 |  |  |  |  | NO | NO |  |  |  |  | CAREFUSION 10345124 13107318 |  |  | Disposition |  | 00:00:00:00:00:00 |  | High Risk | 1Y:00-MFG 2Y:00-BAT | 11/08/2017 |  | COOPER UNIVERSITY HOSPITAL |  |  |  |  | David Frye
|  | CAREFUSION | CAREFUSION ALARIS PC 8015 4.7 DISPLAY |  |  | SPD |  |  |  | 06/30/2010 |  |  |  |  | NO | NO |  |  |  |  | CAREFUSION 10345122 13107619 |  |  | Disposition |  | 00:00:00:00:00:00 |  | High Risk | 1Y:00-MFG 2Y:00-BAT | 11/21/2017 |  | COOPER UNIVERSITY HOSPITAL |  |  |  |  | David Frye
|  | CAREFUSION | CAREFUSION ALARIS PC 8015 4.7 DISPLAY |  |  | SPD |  |  |  | 06/30/2010 |  |  |  |  | NO | NO |  |  |  |  | CAREFUSION 10345119 13105914 |  |  | Disposition |  | 00:00:00:00:00:00 |  | High Risk | 1Y:00-MFG 2Y:00-BAT | 11/13/2017 |  | COOPER UNIVERSITY HOSPITAL |  |  |  |  | David Frye
|  | CAREFUSION | CAREFUSION ALARIS PC 8015 4.7 DISPLAY |  |  | SPD |  |  |  | 07/03/2013 |  |  |  |  | NO | NO |  |  |  |  | CAREFUSION 10345109 13884195 |  |  | Disposition |  | 00:00:00:00:00:00 |  | High Risk | 1Y:00-MFG 2Y:00-BAT | 11/16/2017 |  | COOPER UNIVERSITY HOSPITAL |  |  |  |  | David Frye
|  | CAREFUSION | CAREFUSION ALARIS PC 8015 4.7 DISPLAY |  |  | VOORHEES SURGERY CENTER-HEM/ONC |  |  |  | 10/27/2011 |  |  |  |  | NO | NO |  |  |  |  | CAREFUSION 10344945 13540220 |  |  | Disposition |  | 00:00:00:00:00:00 |  | High Risk | 1Y:00-MFG 2Y:00-BAT | 09/13/2017 | 09/01/2020 | COOPER AMBULATORY OFF-SITES |  |  | SUITE M |  | MEGAN MCCAFFERTY
|  | CAREFUSION | CAREFUSION ALARIS PC 8015 4.7 DISPLAY |  |  | VOORHEES SURGERY CENTER-HEM/ONC |  |  |  | 10/27/2011 |  |  |  |  | NO | NO |  |  |  |  | CAREFUSION 10344941 13540150 |  |  | Disposition |  | 00:00:00:00:00:00 |  | High Risk | 1Y:00-MFG 2Y:00-BAT | 09/12/2017 | 09/01/2020 | COOPER AMBULATORY OFF-SITES |  |  | SUITE M |  | MEGAN MCCAFFERTY
|  | CAREFUSION | CAREFUSION ALARIS PC 8015 4.7 DISPLAY |  |  | VOORHEES SURGERY CENTER-HEM/ONC |  |  |  | 10/27/2011 |  |  |  |  | NO | NO |  |  |  |  | CAREFUSION 10344938 13540245 |  |  | Disposition |  | 00:00:00:00:00:00 |  | High Risk | 1Y:00-MFG 2Y:00-BAT | 09/13/2017 | 09/01/2020 | COOPER AMBULATORY OFF-SITES |  |  | SUITE M |  | MEGAN MCCAFFERTY
|  | CAREFUSION | CAREFUSION ALARIS PC 8015 4.7 DISPLAY |  |  | VOORHEES SURGERY CENTER-HEM/ONC |  |  |  | 10/27/2011 |  |  |  |  | NO | NO |  |  |  |  | CAREFUSION 10344935 13534931 |  |  | Disposition |  | 00:00:00:00:00:00 |  | High Risk | 1Y:00-MFG 2Y:00-BAT | 09/12/2017 | 09/01/2020 | COOPER AMBULATORY OFF-SITES |  |  | SUITE M |  | MEGAN MCCAFFERTY
|  | CAREFUSION | CAREFUSION ALARIS PC 8015 4.7 DISPLAY |  |  | VOORHEES SURGERY CENTER-HEM/ONC |  |  |  | 10/27/2011 |  |  |  |  | NO | NO |  |  |  |  | CAREFUSION 10344930 13540226 |  |  | Disposition |  | 00:00:00:00:00:00 |  | High Risk | 1Y:00-MFG 2Y:00-BAT | 09/13/2017 | 09/01/2020 | COOPER AMBULATORY OFF-SITES |  |  | SUITE M |  | MEGAN MCCAFFERTY
|  | CAREFUSION | CAREFUSION ALARIS PC 8015 4.7 DISPLAY |  |  | VOORHEES SURGERY CENTER-HEM/ONC |  |  |  | 10/27/2011 |  |  |  |  | NO | NO |  |  |  |  | CAREFUSION 10344923 13534927 |  |  | Disposition |  | 00:00:00:00:00:00 |  | High Risk | 1Y:00-MFG 2Y:00-BAT | 09/13/2017 | 09/01/2020 | COOPER AMBULATORY OFF-SITES |  |  | SUITE M |  | MEGAN MCCAFFERTY
|  | CAREFUSION | CAREFUSION ALARIS PC 8015 4.7 DISPLAY |  |  | VOORHEES SURGERY CENTER-HEM/ONC |  |  |  | 10/27/2011 |  |  |  |  | NO | NO |  |  |  |  | CAREFUSION 10344919 13534914 |  |  | Disposition |  | 00:00:00:00:00:00 |  | High Risk | 1Y:00-MFG 2Y:00-BAT | 09/13/2017 | 09/01/2020 | COOPER AMBULATORY OFF-SITES |  |  | SUITE M |  | MEGAN MCCAFFERTY
|  | CAREFUSION | CAREFUSION ALARIS PC 8015 4.7 DISPLAY |  |  | VOORHEES SURGERY CENTER-HEM/ONC |  |  |  | 10/27/2011 |  |  |  |  | NO | NO |  |  |  |  | CAREFUSION 10344915 13540143 |  |  | Disposition |  | 00:00:00:00:00:00 |  | High Risk | 1Y:00-MFG 2Y:00-BAT | 09/12/2017 | 09/01/2020 | COOPER AMBULATORY OFF-SITES |  |  | SUITE F |  | MEGAN MCCAFFERTY
|  | CAREFUSION | CAREFUSION ALARIS PC 8015 4.7 DISPLAY |  |  | VOORHEES SURGERY CENTER-HEM/ONC |  |  |  | 10/27/2011 |  |  |  |  | NO | NO |  |  |  |  | CAREFUSION 10344912 13534523 |  |  | Disposition |  | 00:00:00:00:00:00 |  | High Risk | 1Y:00-MFG 2Y:00-BAT | 09/12/2017 | 09/01/2020 | COOPER AMBULATORY OFF-SITES |  |  | SUITE M |  | MEGAN MCCAFFERTY
|  | CAREFUSION | CAREFUSION ALARIS PC 8015 4.7 DISPLAY |  |  | VOORHEES SURGERY CENTER-HEM/ONC |  |  |  | 10/27/2011 |  |  |  |  | NO | NO |  |  |  |  | CAREFUSION 10344909 13540202 |  |  | Disposition |  | 00:00:00:00:00:00 |  | High Risk | 1Y:00-MFG 2Y:00-BAT | 09/13/2017 | 09/01/2020 | COOPER AMBULATORY OFF-SITES |  |  | SUITE M |  | MEGAN MCCAFFERTY
|  | CAREFUSION | CAREFUSION ALARIS PC 8015 4.7 DISPLAY |  |  | VOORHEES SURGERY CENTER-HEM/ONC |  |  |  | 10/27/2011 |  |  |  |  | NO | NO |  |  |  |  | CAREFUSION 10344906 13540244 |  |  | Disposition |  | 00:00:00:00:00:00 |  | High Risk | 1Y:00-MFG 2Y:00-BAT | 09/13/2017 | 09/01/2020 | COOPER AMBULATORY OFF-SITES |  |  | SUITE M |  | MEGAN MCCAFFERTY
|  | CAREFUSION | CAREFUSION ALARIS PC 8015 4.7 DISPLAY |  |  | VOORHEES SURGERY CENTER-HEM/ONC |  |  |  | 10/27/2011 |  |  |  |  | NO | NO |  |  |  |  | CAREFUSION 10344902 13540108 |  |  | Disposition |  | 00:00:00:00:00:00 |  | High Risk | 1Y:00-MFG 2Y:00-BAT | 09/12/2017 | 09/01/2020 | COOPER AMBULATORY OFF-SITES |  |  | SUITE M |  | MEGAN MCCAFFERTY
|  | CAREFUSION | CAREFUSION ALARIS PC 8015 4.7 DISPLAY |  |  | VOORHEES SURGERY CENTER-HEM/ONC |  |  |  | 10/27/2011 |  |  |  |  | NO | NO |  |  |  |  | CAREFUSION 10344899 13534926 |  |  | Disposition |  | 00:00:00:00:00:00 |  | High Risk | 1Y:00-MFG 2Y:00-BAT | 09/13/2017 | 09/01/2020 | COOPER AMBULATORY OFF-SITES |  |  | SUITE M |  | MEGAN MCCAFFERTY
|  | CAREFUSION | CAREFUSION ALARIS PC 8015 4.7 DISPLAY |  |  | VOORHEES SURGERY CENTER-HEM/ONC |  |  |  | 10/27/2011 |  |  |  |  | NO | NO |  |  |  |  | CAREFUSION 10344894 13540083 |  |  | Disposition |  | 00:00:00:00:00:00 |  | High Risk | 1Y:00-MFG 2Y:00-BAT | 09/13/2017 | 09/01/2020 | COOPER AMBULATORY OFF-SITES |  |  | SUITE M |  | MEGAN MCCAFFERTY
|  | CAREFUSION | CAREFUSION ALARIS PC 8015 4.7 DISPLAY |  |  | VOORHEES SURGERY CENTER-HEM/ONC |  |  |  | 10/27/2011 |  |  |  |  | NO | NO |  |  |  |  | CAREFUSION 10344897 13540200 |  |  | Disposition |  | 00:00:00:00:00:00 |  | High Risk | 1Y:00-MFG 2Y:00-BAT | 09/12/2017 | 09/01/2020 | COOPER AMBULATORY OFF-SITES |  |  | SUITE M |  | MEGAN MCCAFFERTY
|  | CAREFUSION | CAREFUSION ALARIS PC 8015 4.7 DISPLAY |  |  | VOORHEES SURGERY CENTER-HEM/ONC |  |  |  | 10/27/2011 |  |  |  |  | NO | NO |  |  |  |  | CAREFUSION 10344888 13540256 |  |  | Disposition |  | 00:00:00:00:00:00 |  | High Risk | 1Y:00-MFG 2Y:00-BAT | 09/13/2017 | 09/01/2020 | COOPER AMBULATORY OFF-SITES |  |  | SUITE M |  | MEGAN MCCAFFERTY
|  | CAREFUSION | CAREFUSION ALARIS PC 8015 4.7 DISPLAY |  |  | VOORHEES SURGERY CENTER-HEM/ONC |  |  |  | 10/27/2011 |  |  |  |  | NO | NO |  |  |  |  | CAREFUSION 10344891 13540238 |  |  | Disposition |  | 00:00:00:00:00:00 |  | High Risk | 1Y:00-MFG 2Y:00-BAT | 09/13/2017 | 09/01/2020 | COOPER AMBULATORY OFF-SITES |  |  | SUITE M |  | MEGAN MCCAFFERTY
|  | CAREFUSION | CAREFUSION ALARIS PC 8015 4.7 DISPLAY |  |  | VOORHEES SURGERY CENTER-HEM/ONC |  |  |  | 10/27/2011 |  |  |  |  | NO | NO |  |  |  |  | CAREFUSION 10344885 13540252 |  |  | Disposition |  | 00:00:00:00:00:00 |  | High Risk | 1Y:00-MFG 2Y:00-BAT | 09/12/2017 | 09/01/2020 | COOPER AMBULATORY OFF-SITES |  |  | SUITE M |  | MEGAN MCCAFFERTY
|  | CAREFUSION | CAREFUSION ALARIS PC 8015 4.7 DISPLAY |  |  | VOORHEES SURGERY CENTER-HEM/ONC |  |  |  | 10/27/2011 |  |  |  |  | NO | NO |  |  |  |  | CAREFUSION 10344882 13540040 |  |  | Disposition |  | 00:00:00:00:00:00 |  | High Risk | 1Y:00-MFG 2Y:00-BAT | 09/12/2017 | 09/01/2020 | COOPER AMBULATORY OFF-SITES |  |  | SUITE M |  | MEGAN MCCAFFERTY
|  | CAREFUSION | CAREFUSION ALARIS PC 8015 4.7 DISPLAY |  |  | VOORHEES SURGERY CENTER-HEM/ONC |  |  |  | 10/27/2011 |  |  |  |  | NO | NO |  |  |  |  | CAREFUSION 10344876 13540225 |  |  | Disposition |  | 00:00:00:00:00:00 |  | High Risk | 1Y:00-MFG 2Y:00-BAT | 09/12/2017 | 09/01/2020 | COOPER AMBULATORY OFF-SITES |  |  | SUITE M |  | MEGAN MCCAFFERTY
|  | CAREFUSION | CAREFUSION ALARIS PC 8015 4.7 DISPLAY |  |  | VOORHEES SURGERY CENTER-HEM/ONC |  |  |  | 10/27/2011 |  |  |  |  | NO | NO |  |  |  |  | CAREFUSION 10344878 13540236 |  |  | Disposition |  | 00:00:00:00:00:00 |  | High Risk | 1Y:00-MFG 2Y:00-BAT | 09/13/2017 | 09/01/2020 | COOPER AMBULATORY OFF-SITES |  |  | SUITE M |  | MEGAN MCCAFFERTY
|  | CAREFUSION | CAREFUSION ALARIS PC 8015 5.7 DISPLAY |  |  | SPD |  |  |  | 11/01/2019 |  |  |  |  | NO | NO |  |  |  |  | CAREFUSION 11221691 15019377 |  |  | Active |  | 00:17:23:24:B4:40 |  | High Risk | 1Y:00-MFG 2Y:00-BAT | 11/01/2019 | 11/01/2019 | COOPER UNIVERSITY HOSPITAL |  |  |  | 0012478951 | David Frye | Performance Verification | Closed | Josh Harris | 11/01/2019 | 11/01/2019 | INCOMING INVENTORY | DEVICE INVENTORIED | EDC629E6-6EC3-483E-9173-D51E47D2D684 | Labor | 11/01/2019 | 11/01/2019 | Josh Harris
|  | CAREFUSION | CAREFUSION ALARIS PC 8015 5.7 DISPLAY |  |  | VOORHEES SURGERY CENTER-HEM/ONC |  |  |  | 08/12/2019 |  |  |  |  | NO | NO |  |  |  |  | CAREFUSION 11182584 15592905 |  |  | Active |  | 00:17:23:3D:B5:8A |  | High Risk | 1Y:00-MFG 2Y:00-BAT | 08/12/2019 | 08/12/2019 | COOPER AMBULATORY OFF-SITES |  |  | Performance Verification | WOT00000003443246 | MEGAN MCCAFFERTY | Performance Verification | Closed | Kirk Lis | 08/12/2019 | 08/12/2019 | Performance Verification for CAREFUSION 11182584 15592905 | Initial Install of Performance Verification. Device is ready for patient use. |  |  | 08/12/2019 | 08/12/2019
|  | CAREFUSION | CAREFUSION ALARIS PC 8015 5.7 DISPLAY |  |  | SPD |  |  |  | 11/01/2019 |  |  |  |  | NO | NO |  |  |  |  | CAREFUSION 11137212 15267520 |  |  | Active |  | 00:17:23:34:C7:BE |  | High Risk | 1Y:00-MFG 2Y:00-BAT | 11/01/2019 | 11/01/2019 | COOPER UNIVERSITY HOSPITAL |  |  | Moves | WOT00000001467871 | David Frye | Performance Verification | Completed |  | 11/01/2019 | 11/01/2019 | Performance Verification for CAREFUSION 11137212 15267520 | Initial Install of Performance Verification. Device is ready for patient use. |  |  | 11/01/2019 | 11/01/2019
|  | CAREFUSION | CAREFUSION ALARIS PC 8015 5.7 DISPLAY |  |  | SPD |  |  |  | 11/01/2019 |  |  |  |  | NO | NO |  |  |  |  | CAREFUSION 11136990 15273393 |  |  | Active |  | 00:17:23:34:A4:AB |  | High Risk | 1Y:00-MFG 2Y:00-BAT | 11/01/2019 | 11/01/2019 | COOPER UNIVERSITY HOSPITAL |  |  | Moves | WOT00000001467864 | David Frye | Performance Verification | Completed |  | 11/01/2019 | 11/01/2019 | Performance Verification for CAREFUSION 11136990 15273393 | Initial Install of Performance Verification. Device is ready for patient use. |  |  | 11/01/2019 | 11/01/2019
|  | CAREFUSION | CAREFUSION ALARIS PC 8015 5.7 DISPLAY |  |  | SPD |  |  |  | 11/01/2019 |  |  |  |  | NO | NO |  |  |  |  | CAREFUSION 11136855 15274011 |  |  | Active |  | 00:17:23:35:28:C0 |  | High Risk | 1Y:00-MFG 2Y:00-BAT | 11/01/2019 | 11/01/2019 | COOPER UNIVERSITY HOSPITAL |  |  | Moves | WOT00000001467309 | David Frye | Performance Verification | Completed |  | 11/01/2019 | 11/01/2019 | Performance Verification for CAREFUSION 11136855 15274011 | Initial Install of Performance Verification. Device is ready for patient use. |  |  | 11/01/2019 | 11/01/2019
|  | CAREFUSION | CAREFUSION ALARIS PC 8015 5.7 DISPLAY |  |  | SPD |  |  |  | 11/01/2019 |  |  |  |  | NO | NO |  |  |  |  | CAREFUSION 11136854 15274080 |  |  | Active |  | 00:17:23:35:70:B7 |  | High Risk | 1Y:00-MFG 2Y:00-BAT | 11/01/2019 | 11/01/2019 | COOPER UNIVERSITY HOSPITAL |  |  | Moves | WOT00000001460406 | David Frye | Performance Verification | Completed |  | 11/01/2019 | 11/01/2019 | Performance Verification for CAREFUSION 11136854 15274080 | Initial Install of Performance Verification. Device is ready for patient use. |  |  | 11/01/2019 | 11/01/2019
|  | CAREFUSION | CAREFUSION ALARIS PC 8015 5.7 DISPLAY |  |  | SPD |  |  |  | 11/01/2019 |  |  |  |  | NO | NO |  |  |  |  | CAREFUSION 11136821 15267934 |  |  | Active |  | 00:17:23:34:F7:73 |  | High Risk | 1Y:00-MFG 2Y:00-BAT | 11/01/2019 | 11/01/2019 | COOPER UNIVERSITY HOSPITAL |  |  | Moves | WOT00000001468120 | David Frye | Performance Verification | Completed |  | 11/01/2019 | 11/01/2019 | Performance Verification for CAREFUSION 11136821 15267934 | Initial Install of Performance Verification. Device is ready for patient use. |  |  | 11/01/2019 | 11/01/2019
|  | CAREFUSION | CAREFUSION ALARIS PC 8015 5.7 DISPLAY |  |  | SPD |  |  |  | 11/01/2019 |  |  |  |  | NO | NO |  |  |  |  | CAREFUSION 11136818 15268251 |  |  | Active |  | 00:17:23:34:B7:4D |  | High Risk | 1Y:00-MFG 2Y:00-BAT | 11/01/2019 | 11/01/2019 | COOPER UNIVERSITY HOSPITAL |  |  | Moves | WOT00000001460447 | David Frye | Performance Verification | Completed |  | 11/01/2019 | 11/01/2019 | Performance Verification for CAREFUSION 11136818 15268251 | Initial Install of Performance Verification. Device is ready for patient use. |  |  | 11/01/2019 | 11/01/2019
|  | CAREFUSION | CAREFUSION ALARIS PC 8015 5.7 DISPLAY |  |  | SPD |  |  |  | 11/01/2019 |  |  |  |  | NO | NO |  |  |  |  | CAREFUSION 11136796 15267826 |  |  | Active |  | 00:17:23:34:9E:6C |  | High Risk | 1Y:00-MFG 2Y:00-BAT | 11/01/2019 | 11/01/2019 | COOPER UNIVERSITY HOSPITAL |  |  | Moves | WOT00000001469636 | David Frye | Performance Verification | Completed |  | 11/01/2019 | 11/01/2019 | Performance Verification for CAREFUSION 11136796 15267826 | Initial Install of Performance Verification. Device is ready for patient use. |  |  | 11/01/2019 | 11/01/2019
|  | CAREFUSION | CAREFUSION ALARIS PC 8015 5.7 DISPLAY |  |  | SPD |  |  |  | 11/01/2019 |  |  |  |  | NO | NO |  |  |  |  | CAREFUSION 11136689 15268000 |  |  | Active |  | 00:17:23:34:C1:28 |  | High Risk | 1Y:00-MFG 2Y:00-BAT | 11/01/2019 | 11/01/2019 | COOPER UNIVERSITY HOSPITAL |  |  | Moves | WOT00000001468723 | David Frye | Performance Verification | Completed |  | 11/01/2019 | 11/01/2019 | Performance Verification for CAREFUSION 11136689 15268000 | Initial Install of Performance Verification. Device is ready for patient use. |  |  | 11/01/2019 | 11/01/2019
|  | CAREFUSION | CAREFUSION ALARIS PC 8015 5.7 DISPLAY |  |  | SPD |  |  |  | 11/01/2019 |  |  |  |  | NO | NO |  |  |  |  | CAREFUSION 11136624 15267717 |  |  | Active |  | 00:17:23:34:B1:B0 |  | High Risk | 1Y:00-MFG 2Y:00-BAT | 11/01/2019 | 11/01/2019 | COOPER UNIVERSITY HOSPITAL |  |  | Moves | WOT00000001469612 | David Frye | Performance Verification | Completed |  | 11/01/2019 | 11/01/2019 | Performance Verification for CAREFUSION 11136624 15267717 | Initial Install of Performance Verification. Device is ready for patient use. |  |  | 11/01/2019 | 11/01/2019
|  | CAREFUSION | CAREFUSION ALARIS PC 8015 5.7 DISPLAY |  |  | SPD |  |  |  | 11/01/2019 |  |  |  |  | NO | NO |  |  |  |  | CAREFUSION 11136493 15273860 |  |  | Active |  | 00:17:23:35:27:A0 |  | High Risk | 1Y:00-MFG 2Y:00-BAT | 11/01/2019 | 11/01/2019 | COOPER UNIVERSITY HOSPITAL |  |  | Moves | WOT00000001468054 | David Frye | Performance Verification | Completed |  | 11/01/2019 | 11/01/2019 | Performance Verification for CAREFUSION 11136493 15273860 | Initial Install of Performance Verification. Device is ready for patient use. |  |  | 11/01/2019 | 11/01/2019
|  | CAREFUSION | CAREFUSION ALARIS PC 8015 5.7 DISPLAY |  |  | SPD |  |  |  | 11/01/2019 |  |  |  |  | NO | NO |  |  |  |  | CAREFUSION 11136288 15274110 |  |  | Active |  | 00:17:23:35:03:AF |  | High Risk | 1Y:00-MFG 2Y:00-BAT | 11/01/2019 | 11/01/2019 | COOPER UNIVERSITY HOSPITAL |  |  | Moves | WOT00000001467311 | David Frye | Performance Verification | Completed |  | 11/01/2019 | 11/01/2019 | Performance Verification for CAREFUSION 11136288 15274110 | Initial Install of Performance Verification. Device is ready for patient use. |  |  | 11/01/2019 | 11/01/2019
|  | CAREFUSION | CAREFUSION ALARIS PC 8015 5.7 DISPLAY |  |  | SPD |  |  |  | 11/01/2019 |  |  |  |  | NO | NO |  |  |  |  | CAREFUSION 11136200 15273717 |  |  | Active |  | 00:17:23:34:A4:A5 |  | High Risk | 1Y:00-MFG 2Y:00-BAT | 11/01/2019 | 11/01/2019 | COOPER UNIVERSITY HOSPITAL |  |  | Moves | WOT00000001469805 | David Frye | Performance Verification | Completed |  | 11/01/2019 | 11/01/2019 | Performance Verification for CAREFUSION 11136200 15273717 | Initial Install of Performance Verification. Device is ready for patient use. |  |  | 11/01/2019 | 11/01/2019
|  | CAREFUSION | CAREFUSION ALARIS PC 8015 5.7 DISPLAY |  |  | SPD |  |  |  | 11/01/2019 |  |  |  |  | NO | NO |  |  |  |  | CAREFUSION 11136125 15273420 |  |  | Active |  | 00:17:23:34:FC:83 |  | High Risk | 1Y:00-MFG 2Y:00-BAT | 11/01/2019 | 11/01/2019 | COOPER UNIVERSITY HOSPITAL |  |  | Moves | WOT00000001468651 | David Frye | Performance Verification | Completed |  | 11/01/2019 | 11/01/2019 | Performance Verification for CAREFUSION 11136125 15273420 | Initial Install of Performance Verification. Device is ready for patient use. |  |  | 11/01/2019 | 11/01/2019
|  | CAREFUSION | CAREFUSION ALARIS PC 8015 5.7 DISPLAY |  |  | SPD |  |  |  | 11/01/2019 |  |  |  |  | NO | NO |  |  |  |  | CAREFUSION 11135659 15273236 |  |  | Active |  | 00:17:23:35:07:DE |  | High Risk | 1Y:00-MFG 2Y:00-BAT | 11/01/2019 | 11/01/2019 | COOPER UNIVERSITY HOSPITAL |  |  | Moves | WOT00000001466789 | David Frye | Performance Verification | Completed |  | 11/01/2019 | 11/01/2019 | Performance Verification for CAREFUSION 11135659 15273236 | Initial Install of Performance Verification. Device is ready for patient use. |  |  | 11/01/2019 | 11/01/2019
|  | CAREFUSION | CAREFUSION ALARIS PC 8015 5.7 DISPLAY |  |  | SPD |  |  |  | 11/01/2019 |  |  |  |  | NO | NO |  |  |  |  | CAREFUSION 11135637 15273487 |  |  | Active |  | 00:17:23:35:0F:4C |  | High Risk | 1Y:00-MFG 2Y:00-BAT | 11/01/2019 | 11/01/2019 | COOPER UNIVERSITY HOSPITAL |  |  | Moves | WOT00000001466793 | David Frye | Performance Verification | Completed |  | 11/01/2019 | 11/01/2019 | Performance Verification for CAREFUSION 11135637 15273487 | Initial Install of Performance Verification. Device is ready for patient use. |  |  | 11/01/2019 | 11/01/2019
|  | CAREFUSION | CAREFUSION ALARIS PC 8015 5.7 DISPLAY |  |  | SPD |  |  |  | 11/01/2019 |  |  |  |  | NO | NO |  |  |  |  | CAREFUSION 11135642 15271958 |  |  | Active |  | 00:17:23:34:FC:56 |  | High Risk | 1Y:00-MFG 2Y:00-BAT | 11/01/2019 | 11/01/2019 | COOPER UNIVERSITY HOSPITAL |  |  | Moves | WOT00000001467639 | David Frye | Performance Verification | Completed |  | 11/01/2019 | 11/01/2019 | Performance Verification for CAREFUSION 11135642 15271958 | Initial Install of Performance Verification. Device is ready for patient use. |  |  | 11/01/2019 | 11/01/2019
|  | CAREFUSION | CAREFUSION ALARIS PC 8015 5.7 DISPLAY |  |  | SPD |  |  |  | 11/01/2019 |  |  |  |  | NO | NO |  |  |  |  | CAREFUSION 11135530 15273824 |  |  | Active |  | 00:17:23:35:02:71 |  | High Risk | 1Y:00-MFG 2Y:00-BAT | 11/01/2019 | 11/01/2019 | COOPER UNIVERSITY HOSPITAL |  |  | Moves | WOT00000001468787 | David Frye | Performance Verification | Completed |  | 11/01/2019 | 11/01/2019 | Performance Verification for CAREFUSION 11135530 15273824 | Initial Install of Performance Verification. Device is ready for patient use. |  |  | 11/01/2019 | 11/01/2019
|  | CAREFUSION | CAREFUSION ALARIS PC 8015 5.7 DISPLAY |  |  | WILLINGBORO HEMATOLOGY/ONCOLOGY |  |  |  | 12/01/2017 |  |  |  |  | NO | NO |  |  |  |  | CAREFUSION 10752869 15021927 |  |  | Active |  | 00:17:23:25:70:0F |  | High Risk | 1Y:00-MFG 2Y:00-BAT | 09/17/2019 | 09/01/2020 | COOPER AMBULATORY OFF-SITES |  |  |  | 0012479100 | ANN DENTON | Performance Verification | Closed | Josh Harris | 12/01/2017 | 12/01/2017 | INCOMING INVENTORY | DEVICE INVENTORIED | D450A9DB-25AA-4EBA-B6BD-1350EE3F1C31 | Labor | 12/01/2017 | 12/01/2017 | Josh Harris
|  | CAREFUSION | CAREFUSION ALARIS PC 8015 5.7 DISPLAY |  |  | SPD |  |  |  | 12/01/2017 |  |  |  |  | NO | NO |  |  |  |  | CAREFUSION 10752858 15020090 |  |  | Disposition |  | 00:17:23:25:3B:44 |  | High Risk | 1Y:00-MFG 2Y:00-BAT | 03/25/2019 |  | COOPER UNIVERSITY HOSPITAL |  |  |  | 0012479064 | David Frye | Performance Verification | Closed | Josh Harris | 12/01/2017 | 12/01/2017 | INCOMING INVENTORY | DEVICE INVENTORIED | EDABF969-B87F-42DD-9398-C3AD9569E6C6 | Labor | 12/01/2017 | 12/01/2017 | Josh Harris
|  | CAREFUSION | CAREFUSION ALARIS PC 8015 5.7 DISPLAY |  |  | WILLINGBORO HEMATOLOGY/ONCOLOGY |  |  |  | 12/01/2017 |  |  |  |  | NO | NO |  |  |  |  | CAREFUSION 10752851 15019354 |  |  | Active |  | 00:17:23:24:DD:CE |  | High Risk | 1Y:00-MFG 2Y:00-BAT | 09/17/2019 | 09/01/2020 | COOPER AMBULATORY OFF-SITES |  |  |  | 0012479038 | ANN DENTON | Performance Verification | Closed | Josh Harris | 12/01/2017 | 12/01/2017 | INCOMING INVENTORY | DEVICE INVENTORIED | EAB58670-EF94-4C41-8D1B-F07375D4CB3D | Labor | 12/01/2017 | 12/01/2017 | Josh Harris
|  | CAREFUSION | CAREFUSION ALARIS PC 8015 5.7 DISPLAY |  |  | VOORHEES SURGERY CENTER-OPERATING ROOM |  |  |  | 12/01/2017 |  |  |  |  | NO | NO |  |  |  |  | CAREFUSION 10752831 15020290 |  |  | Active |  | 00:17:23:25:B6:A8 |  | High Risk | 1Y:00-MFG 2Y:00-BAT | 08/14/2019 | 09/01/2020 | COOPER AMBULATORY OFF-SITES |  |  | SUITE E | 0012478969 | JENNIFER BOMBARO | Preventative Maintenance | Closed | Josh Harris | 12/01/2017 | 12/01/2017 | PERFORMANCE ASSURANCE AT INVENTORY | INVENTORIED DEVICE AND ENSURED DEVICE WAS FUNCTIONING PROPERLY. | C1E71BEA-9FBE-412D-B37A-C5E88B42083A | Labor | 12/01/2017 | 12/01/2017 | Josh Harris
|  | CAREFUSION | CAREFUSION ALARIS PC 8015 5.7 DISPLAY |  |  | SPD |  |  |  | 11/10/2017 |  |  |  |  | NO | NO |  |  |  |  | CAREFUSION 30144506 13105011 |  |  | Disposition |  | 00:00:00:00:00:00 |  | High Risk | 1Y:00-MFG 2Y:00-BAT | 11/10/2017 | 11/10/2017 | COOPER UNIVERSITY HOSPITAL |  |  | PAR.ED |  | David Frye |  |  |  | 11/10/2017 | 11/10/2017 |  |  |  |  | 11/10/2017 | 11/10/2017
|  | CAREFUSION | CAREFUSION ALARIS PC UNIT SYSTEM 8000 |  |  | SPD |  |  |  | 06/15/2015 |  |  |  |  | NO | NO |  |  |  |  | CAREFUSION 18326 12424843 |  |  | Disposition |  |  |  | High Risk | 1Y:00-MFG 2Y:00-BAT | 06/15/2015 | 06/15/2015 | COOPER UNIVERSITY HOSPITAL |  |  | M.I.U.ROUND |  | David Frye |  |  |  | 06/15/2015 | 06/15/2015 |  |  |  |  | 06/15/2015 | 06/15/2015
|  | CAREFUSION | CAREFUSION ALARIS PC UNIT SYSTEM 8000 |  |  | SPD |  |  |  | 06/15/2015 |  |  |  |  | NO | NO |  |  |  |  | CAREFUSION 14014 12499931 |  |  | Disposition |  |  |  | High Risk | 1Y:00-MFG 2Y:00-BAT | 06/15/2015 | 06/15/2015 | COOPER UNIVERSITY HOSPITAL |  |  | PARPACU |  | David Frye |  |  |  | 06/15/2015 | 06/15/2015 |  |  |  |  | 06/15/2015 | 06/15/2015
|  | CAREFUSION | CAREFUSION ALARIS PC UNIT SYSTEM 8000 |  |  | SPD |  |  |  | 06/15/2015 |  |  |  |  | NO | NO |  |  |  |  | CAREFUSION 13961 12499844 |  |  | Disposition |  |  |  | High Risk | 1Y:00-MFG 2Y:00-BAT | 06/15/2015 | 06/15/2015 | COOPER UNIVERSITY HOSPITAL |  |  | CLEANINGAREA |  | David Frye |  |  |  | 06/15/2015 | 06/15/2015 |  |  |  |  | 06/15/2015 | 06/15/2015
|  | CAREFUSION | CAREFUSION ALARIS PC UNIT SYSTEM 8000 |  |  | SPD |  |  |  | 11/16/2004 |  |  |  |  | NO | NO |  |  |  |  | CAREFUSION 10368634 4127155 |  |  | Disposition |  |  |  | High Risk | 1Y:00-MFG 2Y:00-BAT | 01/01/1900 | 12/01/2019 | COOPER UNIVERSITY HOSPITAL |  |  | EKG |  | David Frye
|  | CAREFUSION | CAREFUSION ALARIS PC UNIT SYSTEM 8000 |  |  | SPD |  |  |  | 11/16/2004 |  |  |  |  | NO | NO |  |  |  |  | CAREFUSION 10368117 4127330 |  |  | Disposition |  |  |  | High Risk | 1Y:00-MFG 2Y:00-BAT | 01/01/1900 | 12/01/2019 | COOPER UNIVERSITY HOSPITAL |  |  | ANESTH. WORK RM |  | David Frye
|  | CAREFUSION | CAREFUSION ALARIS PC UNIT SYSTEM 8000 |  |  | SPD |  |  |  | 11/16/2004 |  |  |  |  | NO | NO |  |  |  |  | CAREFUSION 10367726 4126884 |  |  | Disposition |  |  |  | High Risk | 1Y:00-MFG 2Y:00-BAT | 01/01/1900 | 12/01/2019 | COOPER UNIVERSITY HOSPITAL |  |  | SPD |  | David Frye
|  | CAREFUSION | CAREFUSION ALARIS PC UNIT SYSTEM 8000 |  |  | SPD |  |  |  | 11/16/2004 |  |  |  |  | NO | NO |  |  |  |  | CAREFUSION 10367203 4127489 |  |  | Disposition |  |  |  | High Risk | 1Y:00-MFG 2Y:00-BAT | 01/01/1900 | 12/01/2019 | COOPER UNIVERSITY HOSPITAL |  |  | OR K7 |  | David Frye
|  | CAREFUSION | CAREFUSION ALARIS PC UNIT SYSTEM 8000 |  |  | SPD |  |  |  | 11/16/2004 |  |  |  |  | NO | NO |  |  |  |  | CAREFUSION 10365158 4127183 |  |  | Disposition |  |  |  | High Risk | 1Y:00-MFG 2Y:00-BAT | 01/01/1900 | 12/01/2019 | COOPER UNIVERSITY HOSPITAL |  |  | B-6 BIOMEDICAL |  | David Frye
|  | CAREFUSION | CAREFUSION ALARIS PC UNIT SYSTEM 8000 |  |  | SPD |  |  |  | 07/10/2006 |  |  |  |  | NO | NO |  |  |  |  | CAREFUSION 10365117 12425081 |  |  | Disposition |  |  |  | High Risk | 1Y:00-MFG 2Y:00-BAT | 01/01/1900 | 12/01/2019 | COOPER UNIVERSITY HOSPITAL |  |  | PARPACU |  | David Frye
|  | CAREFUSION | CAREFUSION ALARIS PC UNIT SYSTEM 8000 |  |  | SPD |  |  |  | 04/04/2007 |  |  |  |  | NO | NO |  |  |  |  | CAREFUSION 10364906 12499908 |  |  | Disposition |  |  |  | High Risk | 1Y:00-MFG 2Y:00-BAT | 01/01/1900 | 12/01/2019 | COOPER UNIVERSITY HOSPITAL |  |  | TRAUMAER |  | David Frye
|  | CAREFUSION | CAREFUSION ALARIS PC UNIT SYSTEM 8000 |  |  | SPD |  |  |  | 07/10/2006 |  |  |  |  | NO | NO |  |  |  |  | CAREFUSION 10364821 12425201 |  |  | Disposition |  |  |  | High Risk | 1Y:00-MFG 2Y:00-BAT | 01/01/1900 | 12/01/2019 | COOPER UNIVERSITY HOSPITAL |  |  | D343 L&D |  | David Frye
|  | CAREFUSION | CAREFUSION ALARIS PC UNIT SYSTEM 8000 |  |  | KELEMEN N10 |  |  |  | 04/04/2007 |  |  |  |  | NO | NO |  |  |  |  | CAREFUSION 10364815 12499795 |  |  | Disposition |  |  |  | High Risk | 1Y:00-MFG 2Y:00-BAT | 01/01/1900 | 12/01/2019 | COOPER UNIVERSITY HOSPITAL |  |  | D343 L&D |  | Lisa Brooks
|  | CAREFUSION | CAREFUSION ALARIS PC UNIT SYSTEM 8000 |  |  | SPD |  |  |  | 04/04/2007 |  |  |  |  | NO | NO |  |  |  |  | CAREFUSION 10360376 12499951 |  |  | Disposition |  |  |  | High Risk | 1Y:00-MFG 2Y:00-BAT | 01/01/1900 | 12/01/2019 | COOPER UNIVERSITY HOSPITAL |  |  | TRAUMA ICU/7N |  | David Frye
|  | CAREFUSION | CAREFUSION ALARIS PC UNIT SYSTEM 8000 |  |  | SPD |  |  |  | 11/16/2004 |  |  |  |  | NO | NO |  |  |  |  | CAREFUSION 10360257 4127525 |  |  | Disposition |  |  |  | High Risk | 1Y:00-MFG 2Y:00-BAT | 01/01/1900 | 12/01/2019 | COOPER UNIVERSITY HOSPITAL |  |  | PAR.ED |  | David Frye
|  | CAREFUSION | CAREFUSION ALARIS PC UNIT SYSTEM 8000 |  |  | BIOMEDICAL |  |  |  | 11/16/2004 |  |  |  |  | NO | NO |  |  |  |  | CAREFUSION 10357020 4127438 |  |  | Disposition |  |  |  | High Risk | 1Y:00-MFG 2Y:00-BAT | 01/01/1900 | 12/01/2019 | COOPER UNIVERSITY HOSPITAL |  |  | CLEANINGAREA |  | Bonnie Aichroch
|  | CAREFUSION | CAREFUSION ALARIS PC UNIT SYSTEM 8000 |  |  | BIOMEDICAL |  |  |  | 07/10/2006 |  |  |  |  | NO | NO |  |  |  |  | CAREFUSION 10357010 12425329 |  |  | Disposition |  |  |  | High Risk | 1Y:00-MFG 2Y:00-BAT | 01/01/1900 | 12/01/2019 | COOPER UNIVERSITY HOSPITAL |  |  | PAR.ED |  | Bonnie Aichroch
|  | CAREFUSION | CAREFUSION ALARIS PC UNIT SYSTEM 8000 |  |  | BIOMEDICAL |  |  |  | 04/04/2007 |  |  |  |  | NO | NO |  |  |  |  | CAREFUSION 10357008 12499412 |  |  | Disposition |  |  |  | High Risk | 1Y:00-MFG 2Y:00-BAT | 01/01/1900 | 12/01/2019 | COOPER UNIVERSITY HOSPITAL |  |  | O.R. |  | Bonnie Aichroch
|  | CAREFUSION | CAREFUSION ALARIS PC UNIT SYSTEM 8000 |  |  | SPD |  |  |  | 04/04/2007 |  |  |  |  | NO | NO |  |  |  |  | CAREFUSION 10356660 12498778 |  |  | Disposition |  |  |  | High Risk | 1Y:00-MFG 2Y:00-BAT | 01/01/1900 | 12/01/2019 | COOPER UNIVERSITY HOSPITAL |  |  | SPD |  | David Frye
|  | CAREFUSION | CAREFUSION ALARIS PC UNIT SYSTEM 8000 |  |  | SPD |  |  |  | 11/16/2004 |  |  |  |  | NO | NO |  |  |  |  | CAREFUSION 10355798 4127300 |  |  | Disposition |  |  |  | High Risk | 1Y:00-MFG 2Y:00-BAT | 01/01/1900 | 12/01/2019 | COOPER UNIVERSITY HOSPITAL |  |  | SPD |  | David Frye
|  | CAREFUSION | CAREFUSION ALARIS PC UNIT SYSTEM 8000 |  |  | SPD |  |  |  | 11/16/2004 |  |  |  |  | NO | NO |  |  |  |  | CAREFUSION 10355774 4127366 |  |  | Disposition |  |  |  | High Risk | 1Y:00-MFG 2Y:00-BAT | 01/01/1900 | 12/01/2019 | COOPER UNIVERSITY HOSPITAL |  |  | SPD |  | David Frye
|  | CAREFUSION | CAREFUSION ALARIS PC UNIT SYSTEM 8000 |  |  | SPD |  |  |  | 04/04/2007 |  |  |  |  | NO | NO |  |  |  |  | CAREFUSION 10355769 12499397 |  |  | Disposition |  |  |  | High Risk | 1Y:00-MFG 2Y:00-BAT | 01/01/1900 | 12/01/2019 | COOPER UNIVERSITY HOSPITAL |  |  | MEDSURG - 10TH |  | David Frye
|  | CAREFUSION | CAREFUSION ALARIS PC UNIT SYSTEM 8000 |  |  | SPD |  |  |  | 04/04/2007 |  |  |  |  | NO | NO |  |  |  |  | CAREFUSION 10355757 12499258 |  |  | Disposition |  |  |  | High Risk | 1Y:00-MFG 2Y:00-BAT | 01/01/1900 | 12/01/2019 | COOPER UNIVERSITY HOSPITAL |  |  | MEDSURG - 10TH |  | David Frye
|  | CAREFUSION | CAREFUSION ALARIS PC UNIT SYSTEM 8000 |  |  | SPD |  |  |  | 11/16/2004 |  |  |  |  | NO | NO |  |  |  |  | CAREFUSION 10355747 4127527 |  |  | Disposition |  |  |  | High Risk | 1Y:00-MFG 2Y:00-BAT | 01/01/1900 | 12/01/2019 | COOPER UNIVERSITY HOSPITAL |  |  | CCU |  | David Frye
|  | CAREFUSION | CAREFUSION ALARIS PC UNIT SYSTEM 8000 |  |  | SPD |  |  |  | 04/04/2007 |  |  |  |  | NO | NO |  |  |  |  | CAREFUSION 10355692 12498865 |  |  | Disposition |  |  |  | High Risk | 1Y:00-MFG 2Y:00-BAT | 01/01/1900 | 12/01/2019 | COOPER UNIVERSITY HOSPITAL |  |  | CCU |  | David Frye
|  | CAREFUSION | CAREFUSION ALARIS PC UNIT SYSTEM 8000 |  |  | SPD |  |  |  | 07/10/2006 |  |  |  |  | NO | NO |  |  |  |  | CAREFUSION 10355638 12425117 |  |  | Disposition |  |  |  | High Risk | 1Y:00-MFG 2Y:00-BAT | 01/01/1900 | 12/01/2019 | COOPER UNIVERSITY HOSPITAL |  |  | TSDU/7N |  | David Frye
|  | CAREFUSION | CAREFUSION ALARIS PC UNIT SYSTEM 8000 |  |  | SPD |  |  |  | 04/04/2007 |  |  |  |  | NO | NO |  |  |  |  | CAREFUSION 10355543 12498933 |  |  | Disposition |  |  |  | High Risk | 1Y:00-MFG 2Y:00-BAT | 01/01/1900 | 12/01/2019 | COOPER UNIVERSITY HOSPITAL |  |  | NORTH10ROUND |  | David Frye
|  | CAREFUSION | CAREFUSION ALARIS PC UNIT SYSTEM 8000 |  |  | SPD |  |  |  | 11/16/2004 |  |  |  |  | NO | NO |  |  |  |  | CAREFUSION 10355227 4127317 |  |  | Disposition |  |  |  | High Risk | 1Y:00-MFG 2Y:00-BAT | 01/01/1900 | 12/01/2019 | COOPER UNIVERSITY HOSPITAL |  |  | ICN |  | David Frye
|  | CAREFUSION | CAREFUSION ALARIS PC UNIT SYSTEM 8000 |  |  | SPD |  |  |  | 04/04/2007 |  |  |  |  | NO | NO |  |  |  |  | CAREFUSION 10355075 12499758 |  |  | Disposition |  |  |  | High Risk | 1Y:00-MFG 2Y:00-BAT | 01/01/1900 | 12/01/2019 | COOPER UNIVERSITY HOSPITAL |  |  | PARPACU |  | David Frye
|  | CAREFUSION | CAREFUSION ALARIS PC UNIT SYSTEM 8000 |  |  | SPD |  |  |  | 07/10/2006 |  |  |  |  | NO | NO |  |  |  |  | CAREFUSION 10354834 12425153 |  |  | Disposition |  |  |  | High Risk | 1Y:00-MFG 2Y:00-BAT | 01/01/1900 | 12/01/2019 | COOPER UNIVERSITY HOSPITAL |  |  | NICU-DOV12 |  | David Frye
|  | CAREFUSION | CAREFUSION ALARIS PC UNIT SYSTEM 8000 |  |  | SPD |  |  |  | 11/16/2004 |  |  |  |  | NO | NO |  |  |  |  | CAREFUSION 10354775 4127523 |  |  | Disposition |  |  |  | High Risk | 1Y:00-MFG 2Y:00-BAT | 01/01/1900 | 12/01/2019 | COOPER UNIVERSITY HOSPITAL |  |  | PAR.ED |  | David Frye
|  | CAREFUSION | CAREFUSION ALARIS PC UNIT SYSTEM 8000 |  |  | SPD |  |  |  | 01/01/1900 |  |  |  |  | NO | NO |  |  |  |  | CAREFUSION 30144902 4127538 |  |  | Disposition |  |  |  | High Risk | 1Y:00-MFG 2Y:00-BAT | 01/01/1900 | 01/01/1900 | COOPER UNIVERSITY HOSPITAL |  |  | B-6 BIOMEDICAL |  | David Frye |  |  |  | 01/01/1900 | 01/01/1900 |  |  |  |  | 01/01/1900 | 01/01/1900
|  | CAREFUSION | CAREFUSION ALARIS PC UNIT SYSTEM 8000 |  |  | SPD |  |  |  | 01/01/1900 |  |  |  |  | NO | NO |  |  |  |  | CAREFUSION 30144858 12416438 |  |  | Disposition |  |  |  | High Risk | 1Y:00-MFG 2Y:00-BAT | 01/01/1900 | 01/01/1900 | COOPER UNIVERSITY HOSPITAL |  |  | PARPACU |  | David Frye |  |  |  | 01/01/1900 | 01/01/1900 |  |  |  |  | 01/01/1900 | 01/01/1900
|  | CAREFUSION | CAREFUSION ALARIS PC UNIT SYSTEM 8000 |  |  | SPD |  |  |  | 11/16/2004 |  |  |  |  | NO | NO |  |  |  |  | CAREFUSION 10347549 4126586 |  |  | Disposition |  |  |  | High Risk | 1Y:00-MFG 2Y:00-BAT | 01/01/1900 | 12/01/2019 | COOPER UNIVERSITY HOSPITAL |  |  | ANGIO LAB 1 |  | David Frye
|  | CAREFUSION | CAREFUSION ALARIS PC UNIT SYSTEM 8000 |  |  | SPD |  |  |  | 11/16/2004 |  |  |  |  | NO | NO |  |  |  |  | CAREFUSION 10346974 4127591 |  |  | Disposition |  |  |  | High Risk | 1Y:00-MFG 2Y:00-BAT | 01/01/1900 | 12/01/2019 | COOPER UNIVERSITY HOSPITAL |  |  | CLEANINGAREA |  | David Frye
|  | CAREFUSION | CAREFUSION ALARIS PC UNIT SYSTEM 8000 |  |  | SPD |  |  |  | 01/01/1900 |  |  |  |  | NO | NO |  |  |  |  | CAREFUSION 30144787 12499774 |  |  | Disposition |  |  |  | High Risk | 1Y:00-MFG 2Y:00-BAT | 01/01/1900 | 01/01/1900 | COOPER UNIVERSITY HOSPITAL |  |  | B-6 BIOMEDICAL |  | David Frye |  |  |  | 01/01/1900 | 01/01/1900 |  |  |  |  | 01/01/1900 | 01/01/1900
|  | CAREFUSION | CAREFUSION ALARIS PC UNIT SYSTEM 8000 |  |  | SPD |  |  |  | 01/01/1900 |  |  |  |  | NO | NO |  |  |  |  | CAREFUSION 30144762 4127498 |  |  | Disposition |  |  |  | High Risk | 1Y:00-MFG 2Y:00-BAT | 01/01/1900 | 01/01/1900 | COOPER UNIVERSITY HOSPITAL |  |  | RECOVERY |  | David Frye |  |  |  | 01/01/1900 | 01/01/1900 |  |  |  |  | 01/01/1900 | 01/01/1900
|  | CAREFUSION | CAREFUSION ALARIS PC UNIT SYSTEM 8000 |  |  | SPD |  |  |  | 01/01/1900 |  |  |  |  | NO | NO |  |  |  |  | CAREFUSION 30144580 12499408 |  |  | Disposition |  |  |  | High Risk | 1Y:00-MFG 2Y:00-BAT | 01/01/1900 | 01/01/1900 | COOPER UNIVERSITY HOSPITAL |  |  | RECOVERY |  | David Frye |  |  |  | 01/01/1900 | 01/01/1900 |  |  |  |  | 01/01/1900 | 01/01/1900
|  | CAREFUSION | CAREFUSION ALARIS PC UNIT SYSTEM 8000 |  |  | SPD |  |  |  | 01/01/1900 |  |  |  |  | NO | NO |  |  |  |  | CAREFUSION 30144514 12498883 |  |  | Disposition |  |  |  | High Risk | 1Y:00-MFG 2Y:00-BAT | 01/01/1900 | 01/01/1900 | COOPER UNIVERSITY HOSPITAL |  |  | I.C.U. |  | David Frye |  |  |  | 01/01/1900 | 01/01/1900 |  |  |  |  | 01/01/1900 | 01/01/1900
|  | CAREFUSION | CAREFUSION ALARIS PC UNIT SYSTEM 8000 |  |  | SPD |  |  |  | 01/01/1900 |  |  |  |  | NO | NO |  |  |  |  | CAREFUSION 30143559 4127539 |  |  | Disposition |  |  |  | High Risk | 1Y:00-MFG 2Y:00-BAT | 01/01/1900 | 01/01/1900 | COOPER UNIVERSITY HOSPITAL |  |  | RECOVERY |  | David Frye |  |  |  | 01/01/1900 | 01/01/1900 |  |  |  |  | 01/01/1900 | 01/01/1900
|  | CAREFUSION | CAREFUSION ALARIS PC UNIT SYSTEM 8000 |  |  | SPD |  |  |  | 01/01/1900 |  |  |  |  | NO | NO |  |  |  |  | CAREFUSION 30143448 12499186 |  |  | Disposition |  |  |  | High Risk | 1Y:00-MFG 2Y:00-BAT | 01/01/1900 | 01/01/1900 | COOPER UNIVERSITY HOSPITAL |  |  | RM 453 |  | David Frye |  |  |  | 01/01/1900 | 01/01/1900 |  |  |  |  | 01/01/1900 | 01/01/1900
|  | CAREFUSION | CAREFUSION ALARIS PC UNIT SYSTEM 8000 |  |  | SPD |  |  |  | 01/01/1900 |  |  |  |  | NO | NO |  |  |  |  | CAREFUSION 30143377 12425015 |  |  | Disposition |  |  |  | High Risk | 1Y:00-MFG 2Y:00-BAT | 01/01/1900 | 01/01/1900 | COOPER UNIVERSITY HOSPITAL |  |  | RM 766 |  | David Frye |  |  |  | 01/01/1900 | 01/01/1900 |  |  |  |  | 01/01/1900 | 01/01/1900
|  | CAREFUSION | CAREFUSION ALARIS PC UNIT SYSTEM 8000 |  |  | SPD |  |  |  | 04/07/2007 |  |  |  |  | NO | NO |  |  |  |  | CAREFUSION 10346315 18499415 |  |  | Disposition |  |  |  | High Risk | 1Y:00-MFG 2Y:00-BAT | 01/01/1900 | 12/01/2019 | COOPER UNIVERSITY HOSPITAL |  |  | I.C.U.ROUND |  | David Frye
|  | CAREFUSION | CAREFUSION ALARIS PC UNIT SYSTEM 8000 |  |  | SPD |  |  |  | 07/10/2006 |  |  |  |  | NO | NO |  |  |  |  | CAREFUSION 10346313 12424645 |  |  | Disposition |  |  |  | High Risk | 1Y:00-MFG 2Y:00-BAT | 01/01/1900 | 12/01/2019 | COOPER UNIVERSITY HOSPITAL |  |  | B-6 BIOMEDICAL |  | David Frye
|  | CAREFUSION | CAREFUSION ALARIS PC UNIT SYSTEM 8000 |  |  | SPD |  |  |  | 11/16/2004 |  |  |  |  | NO | NO |  |  |  |  | CAREFUSION 10345205 4127590 |  |  | Disposition |  |  |  | High Risk | 1Y:00-MFG 2Y:00-BAT | 01/01/1900 | 12/01/2019 | COOPER UNIVERSITY HOSPITAL |  |  | PCU/8N |  | David Frye
|  | CAREFUSION | CAREFUSION ALARIS PC UNIT SYSTEM 8000 |  |  | SPD |  |  |  | 07/10/2006 |  |  |  |  | NO | NO |  |  |  |  | CAREFUSION 10345184 12425419 |  |  | Disposition |  |  |  | High Risk | 1Y:00-MFG 2Y:00-BAT | 01/01/1900 | 12/01/2019 | COOPER UNIVERSITY HOSPITAL |  |  | PCU/8N |  | David Frye
|  | CAREFUSION | CAREFUSION ALARIS PC UNIT SYSTEM 8000 |  |  | SPD |  |  |  | 04/04/2007 |  |  |  |  | NO | NO |  |  |  |  | CAREFUSION 10345153 12499607 |  |  | Disposition |  |  |  | High Risk | 1Y:00-MFG 2Y:00-BAT | 01/01/1900 | 12/01/2019 | COOPER UNIVERSITY HOSPITAL |  |  | PCU/8N |  | David Frye
|  | CAREFUSION | CAREFUSION ALARIS PC UNIT SYSTEM 8000 |  |  | SPD |  |  |  | 04/04/2007 |  |  |  |  | NO | NO |  |  |  |  | CAREFUSION 10345138 12499495 |  |  | Disposition |  |  |  | High Risk | 1Y:00-MFG 2Y:00-BAT | 01/01/1900 | 12/01/2019 | COOPER UNIVERSITY HOSPITAL |  |  | PCU/8N |  | David Frye
|  | CAREFUSION | CAREFUSION ALARIS PC UNIT SYSTEM 8000 |  |  | SPD |  |  |  | 11/16/2004 |  |  |  |  | NO | NO |  |  |  |  | CAREFUSION 09867 4127487 |  |  | Disposition |  |  |  | High Risk | 1Y:00-MFG 2Y:00-BAT | 06/15/2015 | 10/01/2020 | COOPER UNIVERSITY HOSPITAL |  |  | SOUTH10ROUND |  | David Frye
|  | CAREFUSION | CAREFUSION ALARIS PC UNIT SYSTEM 8000 |  |  | SPD |  |  |  | 11/16/2004 |  |  |  |  | NO | NO |  |  |  |  | CAREFUSION 09862 4127464 |  |  | Disposition |  |  |  | High Risk | 1Y:00-MFG 2Y:00-BAT | 06/15/2015 | 10/01/2020 | COOPER UNIVERSITY HOSPITAL |  |  | PAR.ED |  | David Frye
|  | CAREFUSION | CAREFUSION ALARIS PCA 8120 |  |  | SPD |  |  |  | 06/30/2010 |  |  |  |  | NO | NO |  |  |  |  | CAREFUSION 10725103 13107825 |  |  | Active |  | 99:99:99:99:99:99 |  | High Risk | 1Y:00-MFG | 11/19/2018 | 12/01/2019 | COOPER UNIVERSITY HOSPITAL |  |  |  |  | David Frye
|  | CAREFUSION | CAREFUSION ALARIS PCA 8120 |  |  | SPD |  |  |  | 06/30/2010 |  |  |  |  | NO | NO |  |  |  |  | CAREFUSION 10357026 13108039 |  |  | Disposition |  |  |  | High Risk | 1Y:00-MFG | 08/01/2016 | 04/01/2020 | COOPER UNIVERSITY HOSPITAL |  |  | APRIL |  | David Frye
|  | CAREFUSION | CAREFUSION ALARIS PCA 8120 |  |  | SPD |  |  |  | 11/15/2018 |  |  |  |  | NO | NO |  |  |  |  | CAREFUSION 30144878 13107841 |  |  | Active |  | 99:99:99:99:99:99 |  | High Risk | 1Y:00-MFG | 11/15/2018 | 11/15/2018 | COOPER UNIVERSITY HOSPITAL |  |  |  |  | David Frye |  |  |  | 11/15/2018 | 11/15/2018 |  |  |  |  | 11/15/2018 | 11/15/2018
|  | CAREFUSION | CAREFUSION ALARIS PUMP 8100 |  |  | SPD |  |  |  | 09/12/2018 |  |  |  |  | NO | NO |  |  |  |  | CAREFUSION 30126119 13111141 |  |  | Disposition |  | 99:99:99:99:99:99 |  | High Risk | 1Y:00-MFG | 09/12/2018 | 09/12/2018 | COOPER UNIVERSITY HOSPITAL |  |  |  |  | David Frye |  |  |  | 09/12/2018 | 09/12/2018 |  |  |  |  | 09/12/2018 | 09/12/2018
|  | CAREFUSION | CAREFUSION ALARIS PUMP 8100 |  |  | SPD |  |  |  | 09/14/2018 |  |  |  |  | NO | NO |  |  |  |  | CAREFUSION 30126100 13110475 |  |  | Disposition |  | 99:99:99:99:99:99 |  | High Risk | 1Y:00-MFG | 09/14/2018 | 09/14/2018 | COOPER UNIVERSITY HOSPITAL |  |  |  |  | David Frye |  |  |  | 09/14/2018 | 09/14/2018 |  |  |  |  | 09/14/2018 | 09/14/2018
|  | CAREFUSION | CAREFUSION ALARIS PUMP 8100 |  |  | SPD |  |  |  | 10/06/2017 |  |  |  |  | NO | NO |  |  |  |  | CAREFUSION 30126089 13110913 |  |  | Disposition |  | 99:99:99:99:99:99 |  | High Risk | 1Y:00-MFG | 10/06/2017 | 10/06/2017 | COOPER UNIVERSITY HOSPITAL |  |  |  |  | David Frye |  |  |  | 10/06/2017 | 10/06/2017 |  |  |  |  | 10/06/2017 | 10/06/2017
|  | CAREFUSION | CAREFUSION ALARIS PUMP 8100 |  |  | SPD |  |  |  | 10/06/2017 |  |  |  |  | NO | NO |  |  |  |  | CAREFUSION 30126047 13372289 |  |  | Disposition |  | 99:99:99:99:99:99 |  | High Risk | 1Y:00-MFG | 10/06/2017 | 10/06/2017 | COOPER UNIVERSITY HOSPITAL |  |  |  |  | David Frye |  |  |  | 10/06/2017 | 10/06/2017 |  |  |  |  | 10/06/2017 | 10/06/2017
|  | CAREFUSION | CAREFUSION ALARIS PUMP 8100 |  |  | VOORHEES SURGERY CENTER-HEM/ONC |  |  |  | 09/14/2018 |  |  |  |  | NO | NO |  |  |  |  | CAREFUSION 30126042 13520615 |  |  | Disposition |  | 99:99:99:99:99:99 |  | High Risk | 1Y:00-MFG | 09/14/2018 | 09/14/2018 | COOPER AMBULATORY OFF-SITES |  |  | SUITE M |  | MEGAN MCCAFFERTY |  |  |  | 09/14/2018 | 09/14/2018 |  |  |  |  | 09/14/2018 | 09/14/2018
|  | CAREFUSION | CAREFUSION ALARIS PUMP 8100 |  |  | VOORHEES SURGERY CENTER-HEM/ONC |  |  |  | 09/14/2018 |  |  |  |  | NO | NO |  |  |  |  | CAREFUSION 30126032 13520598 |  |  | Disposition |  | 99:99:99:99:99:99 |  | High Risk | 1Y:00-MFG | 09/14/2018 | 09/14/2018 | COOPER AMBULATORY OFF-SITES |  |  | SUITE F |  | MEGAN MCCAFFERTY |  |  |  | 09/14/2018 | 09/14/2018 |  |  |  |  | 09/14/2018 | 09/14/2018
|  | CAREFUSION | CAREFUSION ALARIS PUMP 8100 |  |  | VOORHEES SURGERY CENTER-HEM/ONC |  |  |  | 09/14/2018 |  |  |  |  | NO | NO |  |  |  |  | CAREFUSION 30126031 13520539 |  |  | Disposition |  | 99:99:99:99:99:99 |  | High Risk | 1Y:00-MFG | 09/14/2018 | 09/14/2018 | COOPER AMBULATORY OFF-SITES |  |  | SUITE F |  | MEGAN MCCAFFERTY |  |  |  | 09/14/2018 | 09/14/2018 |  |  |  |  | 09/14/2018 | 09/14/2018
|  | CAREFUSION | CAREFUSION ALARIS PUMP 8100 |  |  | VOORHEES SURGERY CENTER-HEM/ONC |  |  |  | 09/14/2018 |  |  |  |  | NO | NO |  |  |  |  | CAREFUSION 30126018 13520580 |  |  | Disposition |  | 99:99:99:99:99:99 |  | High Risk | 1Y:00-MFG | 09/14/2018 | 09/14/2018 | COOPER AMBULATORY OFF-SITES |  |  | SUITE F |  | MEGAN MCCAFFERTY |  |  |  | 09/14/2018 | 09/14/2018 |  |  |  |  | 09/14/2018 | 09/14/2018
|  | CAREFUSION | CAREFUSION ALARIS PUMP 8100 |  |  | VOORHEES SURGERY CENTER-HEM/ONC |  |  |  | 09/14/2018 |  |  |  |  | NO | NO |  |  |  |  | CAREFUSION 30126028 13520209 |  |  | Disposition |  | 99:99:99:99:99:99 |  | High Risk | 1Y:00-MFG | 09/14/2018 | 09/14/2018 | COOPER AMBULATORY OFF-SITES |  |  | SUITE F |  | MEGAN MCCAFFERTY |  |  |  | 09/14/2018 | 09/14/2018 |  |  |  |  | 09/14/2018 | 09/14/2018
|  | CAREFUSION | CAREFUSION ALARIS PUMP 8100 |  |  | VOORHEES SURGERY CENTER-HEM/ONC |  |  |  | 09/14/2018 |  |  |  |  | NO | NO |  |  |  |  | CAREFUSION 30126026 13520396 |  |  | Disposition |  | 99:99:99:99:99:99 |  | High Risk | 1Y:00-MFG | 09/14/2018 | 09/14/2018 | COOPER AMBULATORY OFF-SITES |  |  | SUITE F |  | MEGAN MCCAFFERTY |  |  |  | 09/14/2018 | 09/14/2018 |  |  |  |  | 09/14/2018 | 09/14/2018
|  | CAREFUSION | CAREFUSION ALARIS PUMP 8100 |  |  | VOORHEES SURGERY CENTER-HEM/ONC |  |  |  | 09/14/2018 |  |  |  |  | NO | NO |  |  |  |  | CAREFUSION 30126027 13520602 |  |  | Disposition |  | 99:99:99:99:99:99 |  | High Risk | 1Y:00-MFG | 09/14/2018 | 09/14/2018 | COOPER AMBULATORY OFF-SITES |  |  | SUITE F |  | MEGAN MCCAFFERTY |  |  |  | 09/14/2018 | 09/14/2018 |  |  |  |  | 09/14/2018 | 09/14/2018
|  | CAREFUSION | CAREFUSION ALARIS PUMP 8100 |  |  | VOORHEES SURGERY CENTER-HEM/ONC |  |  |  | 09/14/2018 |  |  |  |  | NO | NO |  |  |  |  | CAREFUSION 30126023 13520543 |  |  | Disposition |  | 99:99:99:99:99:99 |  | High Risk | 1Y:00-MFG | 09/14/2018 | 09/14/2018 | COOPER AMBULATORY OFF-SITES |  |  | SUITE F |  | MEGAN MCCAFFERTY |  |  |  | 09/14/2018 | 09/14/2018 |  |  |  |  | 09/14/2018 | 09/14/2018
|  | CAREFUSION | CAREFUSION ALARIS PUMP 8100 |  |  | VOORHEES SURGERY CENTER-HEM/ONC |  |  |  | 09/14/2018 |  |  |  |  | NO | NO |  |  |  |  | CAREFUSION 30126024 13520582 |  |  | Disposition |  | 99:99:99:99:99:99 |  | High Risk | 1Y:00-MFG | 09/14/2018 | 09/14/2018 | COOPER AMBULATORY OFF-SITES |  |  |  |  | MEGAN MCCAFFERTY |  |  |  | 09/14/2018 | 09/14/2018 |  |  |  |  | 09/14/2018 | 09/14/2018
|  | CAREFUSION | CAREFUSION ALARIS PUMP 8100 |  |  | VOORHEES SURGERY CENTER-HEM/ONC |  |  |  | 09/14/2018 |  |  |  |  | NO | NO |  |  |  |  | CAREFUSION 30126021 13520223 |  |  | Disposition |  | 99:99:99:99:99:99 |  | High Risk | 1Y:00-MFG | 09/14/2018 | 09/14/2018 | COOPER AMBULATORY OFF-SITES |  |  | SUITE F |  | MEGAN MCCAFFERTY |  |  |  | 09/14/2018 | 09/14/2018 |  |  |  |  | 09/14/2018 | 09/14/2018
|  | CAREFUSION | CAREFUSION ALARIS PUMP 8100 |  |  | VOORHEES SURGERY CENTER-HEM/ONC |  |  |  | 09/14/2018 |  |  |  |  | NO | NO |  |  |  |  | CAREFUSION 30126019 13520505 |  |  | Disposition |  | 99:99:99:99:99:99 |  | High Risk | 1Y:00-MFG | 09/14/2018 | 09/14/2018 | COOPER AMBULATORY OFF-SITES |  |  |  |  | MEGAN MCCAFFERTY |  |  |  | 09/14/2018 | 09/14/2018 |  |  |  |  | 09/14/2018 | 09/14/2018
|  | CAREFUSION | CAREFUSION ALARIS PUMP 8100 |  |  | VOORHEES SURGERY CENTER-HEM/ONC |  |  |  | 09/14/2018 |  |  |  |  | NO | NO |  |  |  |  | CAREFUSION 30126017 13520363 |  |  | Disposition |  | 99:99:99:99:99:99 |  | High Risk | 1Y:00-MFG | 09/14/2018 | 09/14/2018 | COOPER AMBULATORY OFF-SITES |  |  | SUITE F |  | MEGAN MCCAFFERTY |  |  |  | 09/14/2018 | 09/14/2018 |  |  |  |  | 09/14/2018 | 09/14/2018
|  | CAREFUSION | CAREFUSION ALARIS PUMP 8100 |  |  | SPD |  |  |  | 10/31/2017 |  |  |  |  | NO | NO |  |  |  |  | CAREFUSION 30126007 13112260 |  |  | Disposition |  | 99:99:99:99:99:99 |  | High Risk | 1Y:00-MFG | 10/31/2017 | 10/31/2017 | COOPER UNIVERSITY HOSPITAL |  |  |  |  | David Frye |  |  |  | 10/31/2017 | 10/31/2017 |  |  |  |  | 10/31/2017 | 10/31/2017
|  | CAREFUSION | CAREFUSION ALARIS PUMP 8100 |  |  | SPD |  |  |  | 10/06/2017 |  |  |  |  | NO | NO |  |  |  |  | CAREFUSION 30126009 3701896 |  |  | Disposition |  | 99:99:99:99:99:99 |  | High Risk | 1Y:00-MFG | 10/06/2017 | 10/06/2017 | COOPER UNIVERSITY HOSPITAL |  |  |  |  | David Frye |  |  |  | 10/06/2017 | 10/06/2017 |  |  |  |  | 10/06/2017 | 10/06/2017
|  | CAREFUSION | CAREFUSION ALARIS PUMP 8100 |  |  | SPD |  |  |  | 10/06/2017 |  |  |  |  | NO | NO |  |  |  |  | CAREFUSION 30126008 13111420 |  |  | Disposition |  | 99:99:99:99:99:99 |  | High Risk | 1Y:00-MFG | 10/06/2017 | 10/06/2017 | COOPER UNIVERSITY HOSPITAL |  |  |  |  | David Frye |  |  |  | 10/06/2017 | 10/06/2017 |  |  |  |  | 10/06/2017 | 10/06/2017
|  | CAREFUSION | CAREFUSION ALARIS PUMP 8100 |  |  | SPD |  |  |  | 10/10/2017 |  |  |  |  | NO | NO |  |  |  |  | CAREFUSION 30126002 13112284 |  |  | Disposition |  | 99:99:99:99:99:99 |  | High Risk | 1Y:00-MFG | 10/10/2017 | 10/10/2017 | COOPER UNIVERSITY HOSPITAL |  |  |  |  | David Frye |  |  |  | 10/10/2017 | 10/10/2017 |  |  |  |  | 10/10/2017 | 10/10/2017
|  | CAREFUSION | CAREFUSION ALARIS PUMP 8100 |  |  | SPD |  |  |  | 10/16/2017 |  |  |  |  | NO | NO |  |  |  |  | CAREFUSION 30101258 12980463 |  |  | Disposition |  | 99:99:99:99:99:99 |  | High Risk | 1Y:00-MFG | 10/16/2017 | 10/16/2017 | COOPER UNIVERSITY HOSPITAL |  |  |  |  | David Frye |  |  |  | 10/16/2017 | 10/16/2017 |  |  |  |  | 10/16/2017 | 10/16/2017
T8100/4014787 |  | CAREFUSION | CAREFUSION ALARIS PUMP 8100 |  |  | BIOMEDICAL |  |  |  | 03/25/2019 |  |  |  |  | NO | NO |  |  |  |  | CAREFUSION T8100/4014787 4014787 |  |  | Disposition | TR4014787 |  |  | High Risk | 1Y:00-MFG | 03/25/2019 | 03/25/2019 | COOPER UNIVERSITY HOSPITAL |  |  | Pump Team | WOT00000002403150 | Bonnie Aichroch | Performance Verification | Closed | Josh Harris | 03/25/2019 | 03/25/2019 | CEID Record Completion for CAREFUSION TR4014787 4014787 | inventoried rental unit | EXP2558021 | Labor | 03/25/2019 | 03/25/2019 | Josh Harris
T8100/4007655 |  | CAREFUSION | CAREFUSION ALARIS PUMP 8100 |  |  | BIOMEDICAL |  |  |  | 05/16/2019 |  |  |  |  | NO | NO |  |  |  |  | CAREFUSION T8100/4007655 4007655 |  |  | Temporary |  |  |  | High Risk | 1Y:00-MFG | 05/16/2019 | 05/16/2019 | COOPER UNIVERSITY HOSPITAL |  |  | Performance Verification | WOT00000002706724 | Bonnie Aichroch | Performance Verification | Closed | Josh Harris | 05/16/2019 | 05/16/2019 | Performance Verification for CAREFUSION T8100/4007655 4007655 | Initial Install of Performance Verification. Device is ready for patient use. |  |  | 05/16/2019 | 05/16/2019
T8100/4007226 |  | CAREFUSION | CAREFUSION ALARIS PUMP 8100 |  |  | BIOMEDICAL |  |  |  | 03/25/2019 |  |  |  |  | NO | NO |  |  |  |  | CAREFUSION T8100/4007226 4007226 |  |  | Temporary | TR4007226 |  |  | High Risk | 1Y:00-MFG | 03/25/2019 | 03/25/2019 | COOPER UNIVERSITY HOSPITAL |  |  | Pump Team | WOT00000002403240 | Bonnie Aichroch | Performance Verification | Closed | Josh Harris | 03/25/2019 | 03/25/2019 | CEID Record Completion for CAREFUSION TR4007226 4007226 | inventoried rental unit | EXP2558025 | Labor | 03/25/2019 | 03/25/2019 | Josh Harris
T8100/13515479 |  | CAREFUSION | CAREFUSION ALARIS PUMP 8100 |  |  | BIOMEDICAL |  |  |  | 03/25/2019 |  |  |  |  | NO | NO |  |  |  |  | CAREFUSION T8100/13515479 13515479 |  |  | Temporary | TR13515479 |  |  | High Risk | 1Y:00-MFG | 03/25/2019 | 03/25/2019 | COOPER UNIVERSITY HOSPITAL |  |  | Pump Team | WOT00000002403183 | Bonnie Aichroch | Performance Verification | Closed | Michael Youch | 03/25/2019 | 03/25/2019 | Performance Verification for CAREFUSION TR13515479 13515479 | Initial Install of Performance Verification. Device is ready for patient use. |  |  | 03/25/2019 | 03/25/2019
T8100/4006325 |  | CAREFUSION | CAREFUSION ALARIS PUMP 8100 |  |  | BIOMEDICAL |  |  |  | 03/25/2019 |  |  |  |  | NO | NO |  |  |  |  | CAREFUSION T8100/4006325 4006325 |  |  | Disposition | TR4006325 |  |  | High Risk | 1Y:00-MFG | 03/25/2019 | 03/25/2019 | COOPER UNIVERSITY HOSPITAL |  |  | Pump Team | WOT00000002403212 | Bonnie Aichroch | Performance Verification | Closed | Michael Youch | 03/25/2019 | 03/25/2019 | Performance Verification for CAREFUSION TR4006325 4006325 | Initial Install of Performance Verification. Device is ready for patient use. |  |  | 03/25/2019 | 03/25/2019
T8100/13515398 |  | CAREFUSION | CAREFUSION ALARIS PUMP 8100 |  |  | BIOMEDICAL |  |  |  | 03/25/2019 |  |  |  |  | NO | NO |  |  |  |  | CAREFUSION T8100/13515398 13515398 |  |  | Disposition | TR13515398 |  |  | High Risk | 1Y:00-MFG | 03/25/2019 | 03/25/2019 | COOPER UNIVERSITY HOSPITAL |  |  | Pump Team | WOT00000002403241 | Bonnie Aichroch | Performance Verification | Closed | Michael Youch | 03/25/2019 | 03/25/2019 | Performance Verification for CAREFUSION TR13515398 13515398 | Initial Install of Performance Verification. Device is ready for patient use. |  |  | 03/25/2019 | 03/25/2019
T8100/13515471 |  | CAREFUSION | CAREFUSION ALARIS PUMP 8100 |  |  | BIOMEDICAL |  |  |  | 03/25/2019 |  |  |  |  | NO | NO |  |  |  |  | CAREFUSION T8100/13515471 13515471 |  |  | Disposition | TR13515471 |  |  | High Risk | 1Y:00-MFG | 03/25/2019 | 03/25/2019 | COOPER UNIVERSITY HOSPITAL |  |  | Pump Team | WOT00000002403249 | Bonnie Aichroch | Performance Verification | Closed | Michael Youch | 03/25/2019 | 03/25/2019 | Performance Verification for CAREFUSION TR13515471 13515471 | Initial Install of Performance Verification. Device is ready for patient use. |  |  | 03/25/2019 | 03/25/2019
T8100/13515397 |  | CAREFUSION | CAREFUSION ALARIS PUMP 8100 |  |  | BIOMEDICAL |  |  |  | 03/25/2019 |  |  |  |  | NO | NO |  |  |  |  | CAREFUSION T8100/13515397 13515397 |  |  | Disposition | TR13515397 |  |  | High Risk | 1Y:00-MFG | 03/25/2019 | 03/25/2019 | COOPER UNIVERSITY HOSPITAL |  |  | Pump Team | WOT00000002403220 | Bonnie Aichroch | Performance Verification | Closed | Josh Harris | 03/25/2019 | 03/25/2019 | CEID Record Completion for CAREFUSION TR13515397 13515397 | inventoried rental unit | EXP2557997 | Labor | 03/25/2019 | 03/25/2019 | Josh Harris
T8100/13515330 |  | CAREFUSION | CAREFUSION ALARIS PUMP 8100 |  |  | BIOMEDICAL |  |  |  | 03/25/2019 |  |  |  |  | NO | NO |  |  |  |  | CAREFUSION T8100/13515330 13515330 |  |  | Disposition | TR13515330 |  |  | High Risk | 1Y:00-MFG | 03/25/2019 | 03/25/2019 | COOPER UNIVERSITY HOSPITAL |  |  | Pump Team | WOT00000002403243 | Bonnie Aichroch | Performance Verification | Closed | Michael Youch | 03/25/2019 | 03/25/2019 | Performance Verification for CAREFUSION TR13515330 13515330 | Initial Install of Performance Verification. Device is ready for patient use. |  |  | 03/25/2019 | 03/25/2019
T8100/13515174 |  | CAREFUSION | CAREFUSION ALARIS PUMP 8100 |  |  | BIOMEDICAL |  |  |  | 03/25/2019 |  |  |  |  | NO | NO |  |  |  |  | CAREFUSION T8100/13515174 13515174 |  |  | Disposition | TR13515174 |  |  | High Risk | 1Y:00-MFG | 03/25/2019 | 03/25/2019 | COOPER UNIVERSITY HOSPITAL |  |  | Pump Team | WOT00000002403227 | Bonnie Aichroch | Performance Verification | Closed | Josh Harris | 03/25/2019 | 03/25/2019 | CEID Record Completion for CAREFUSION TR13515174 13515174 | inventoried rental unit | EXP2557941 | Labor | 03/25/2019 | 03/25/2019 | Josh Harris
T8100/13515219 |  | CAREFUSION | CAREFUSION ALARIS PUMP 8100 |  |  | BIOMEDICAL |  |  |  | 03/25/2019 |  |  |  |  | NO | NO |  |  |  |  | CAREFUSION T8100/13515219 13515219 |  |  | Disposition | TR13515219 |  |  | High Risk | 1Y:00-MFG | 03/25/2019 | 03/25/2019 | COOPER UNIVERSITY HOSPITAL |  |  | Pump Team | WOT00000002403158 | Bonnie Aichroch | Performance Verification | Closed | Josh Harris | 03/25/2019 | 03/25/2019 | CEID Record Completion for CAREFUSION TR13515219 13515219 | inventoried rental unit | EXP2557945 | Labor | 03/25/2019 | 03/25/2019 | Josh Harris
T8100/13515163 |  | CAREFUSION | CAREFUSION ALARIS PUMP 8100 |  |  | BIOMEDICAL |  |  |  | 05/16/2019 |  |  |  |  | NO | NO |  |  |  |  | CAREFUSION T8100/13515163 13515163 |  |  | Temporary |  |  |  | High Risk | 1Y:00-MFG | 05/16/2019 | 05/16/2019 | COOPER UNIVERSITY HOSPITAL |  |  | Performance Verification | WOT00000002707471 | Bonnie Aichroch | Performance Verification | Closed | Josh Harris | 05/16/2019 | 05/16/2019 | Performance Verification for CAREFUSION T8100/13515163 13515163 | Initial Install of Performance Verification. Device is ready for patient use. |  |  | 05/16/2019 | 05/16/2019
T8100/13514897 |  | CAREFUSION | CAREFUSION ALARIS PUMP 8100 |  |  | BIOMEDICAL |  |  |  | 03/25/2019 |  |  |  |  | NO | NO |  |  |  |  | CAREFUSION T8100/13514897 13514897 |  |  | Temporary | TR13514897 |  |  | High Risk | 1Y:00-MFG | 03/25/2019 | 03/25/2019 | COOPER UNIVERSITY HOSPITAL |  |  | Pump Team | WOT00000002403156 | Bonnie Aichroch | Performance Verification | Closed | Josh Harris | 03/25/2019 | 03/25/2019 | CEID Record Completion for CAREFUSION TR13514897 13514897 | inventoried rental unit | EXP2557951 | Labor | 03/25/2019 | 03/25/2019 | Josh Harris
T8100/13440959 |  | CAREFUSION | CAREFUSION ALARIS PUMP 8100 |  |  | BIOMEDICAL |  |  |  | 03/25/2019 |  |  |  |  | NO | NO |  |  |  |  | CAREFUSION T8100/13440959 13440959 |  |  | Temporary | TR13440959 |  |  | High Risk | 1Y:00-MFG | 03/25/2019 | 03/25/2019 | COOPER UNIVERSITY HOSPITAL |  |  | Pump Team | WOT00000002403231 | Bonnie Aichroch | Performance Verification | Closed | Josh Harris | 03/25/2019 | 03/25/2019 | CEID Record Completion for CAREFUSION TR13440959 13440959 | inventoried rental unit | EXP2557952 | Labor | 03/25/2019 | 03/25/2019 | Josh Harris
T8100/13217424 |  | CAREFUSION | CAREFUSION ALARIS PUMP 8100 |  |  | BIOMEDICAL |  |  |  | 05/16/2019 |  |  |  |  | NO | NO |  |  |  |  | CAREFUSION T8100/13217424 13217424 |  |  | Temporary |  |  |  | High Risk | 1Y:00-MFG | 05/16/2019 | 05/16/2019 | COOPER UNIVERSITY HOSPITAL |  |  | Performance Verification | WOT00000002707462 | Bonnie Aichroch | Performance Verification | Closed | Josh Harris | 05/16/2019 | 05/16/2019 | Performance Verification for CAREFUSION T8100/13217424 13217424 | Initial Install of Performance Verification. Device is ready for patient use. |  |  | 05/16/2019 | 05/16/2019
T8100/13212804 |  | CAREFUSION | CAREFUSION ALARIS PUMP 8100 |  |  | BIOMEDICAL |  |  |  | 05/16/2019 |  |  |  |  | NO | NO |  |  |  |  | CAREFUSION T8100/13212804 13212804 |  |  | Temporary |  |  |  | High Risk | 1Y:00-MFG | 05/16/2019 | 05/16/2019 | COOPER UNIVERSITY HOSPITAL |  |  | Performance Verification | WOT00000002707451 | Bonnie Aichroch | Performance Verification | Closed | Josh Harris | 05/16/2019 | 05/16/2019 | Performance Verification for CAREFUSION T8100/13212804 13212804 | Initial Install of Performance Verification. Device is ready for patient use. |  |  | 05/16/2019 | 05/16/2019
T8100/13212341 |  | CAREFUSION | CAREFUSION ALARIS PUMP 8100 |  |  | BIOMEDICAL |  |  |  | 05/16/2019 |  |  |  |  | NO | NO |  |  |  |  | CAREFUSION T8100/13212341 13212341 |  |  | Temporary |  |  |  | High Risk | 1Y:00-MFG | 05/16/2019 | 05/16/2019 | COOPER UNIVERSITY HOSPITAL |  |  | Performance Verification | WOT00000002707433 | Bonnie Aichroch | Performance Verification | Closed | Josh Harris | 05/16/2019 | 05/16/2019 | Performance Verification for CAREFUSION T8100/13212341 13212341 | Initial Install of Performance Verification. Device is ready for patient use. |  |  | 05/16/2019 | 05/16/2019
T8100/13212673 |  | CAREFUSION | CAREFUSION ALARIS PUMP 8100 |  |  | BIOMEDICAL |  |  |  | 05/16/2019 |  |  |  |  | NO | NO |  |  |  |  | CAREFUSION T8100/13212673 13212673 |  |  | Temporary |  |  |  | High Risk | 1Y:00-MFG | 05/16/2019 | 05/16/2019 | COOPER UNIVERSITY HOSPITAL |  |  | Performance Verification | WOT00000002707442 | Bonnie Aichroch | Performance Verification | Closed | Josh Harris | 05/16/2019 | 05/16/2019 | Performance Verification for CAREFUSION T8100/13212673 13212673 | Initial Install of Performance Verification. Device is ready for patient use. |  |  | 05/16/2019 | 05/16/2019
|  | CAREFUSION | CAREFUSION ALARIS PUMP 8100 |  |  | SPD |  |  |  | 09/28/2015 |  |  |  |  | NO | NO |  |  |  |  | CAREFUSION 19405 13102505 |  |  | Disposition |  |  |  | High Risk | 1Y:00-MFG 2Y:00-BAT | 09/28/2015 | 09/28/2015 | COOPER UNIVERSITY HOSPITAL |  |  | CLEANINGAREA |  | David Frye |  |  |  | 09/28/2015 | 09/28/2015 |  |  |  |  | 09/28/2015 | 09/28/2015
|  | CAREFUSION | CAREFUSION ALARIS PUMP 8100 |  |  | SPD |  |  |  | 09/28/2015 |  |  |  |  | NO | NO |  |  |  |  | CAREFUSION 19319 13111379 |  |  | Disposition |  |  |  | High Risk | 1Y:00-MFG 2Y:00-BAT | 09/28/2015 | 09/28/2015 | COOPER UNIVERSITY HOSPITAL |  |  | TRAUMAICU |  | David Frye |  |  |  | 09/28/2015 | 09/28/2015 |  |  |  |  | 09/28/2015 | 09/28/2015
T8100/13212270 |  | CAREFUSION | CAREFUSION ALARIS PUMP 8100 |  |  | BIOMEDICAL |  |  |  | 03/25/2019 |  |  |  |  | NO | NO |  |  |  |  | CAREFUSION T8100/13212270 13212270 |  |  | Temporary | TR13212270 |  |  | High Risk | 1Y:00-MFG | 03/25/2019 | 03/25/2019 | COOPER UNIVERSITY HOSPITAL |  |  | Pump Team | WOT00000002403170 | Bonnie Aichroch | Performance Verification | Closed | Michael Youch | 03/25/2019 | 03/25/2019 | Performance Verification for CAREFUSION TR13212270 13212270 | Initial Install of Performance Verification. Device is ready for patient use. |  |  | 03/25/2019 | 03/25/2019
T8100/13108090 |  | CAREFUSION | CAREFUSION ALARIS PUMP 8100 |  |  | BIOMEDICAL |  |  |  | 05/16/2019 |  |  |  |  | NO | NO |  |  |  |  | CAREFUSION T8100/13108090 13108090 |  |  | Temporary |  |  |  | High Risk | 1Y:00-MFG | 05/16/2019 | 05/16/2019 | COOPER UNIVERSITY HOSPITAL |  |  | Performance Verification | WOT00000002707419 | Bonnie Aichroch | Performance Verification | Closed | Josh Harris | 05/16/2019 | 05/16/2019 | CEID Record Completion for CAREFUSION T8100/13108090 13108090 | Inventoried rental unit. | EXP2941662 | Labor | 05/16/2019 | 05/16/2019 | Josh Harris
T8100/13084991 |  | CAREFUSION | CAREFUSION ALARIS PUMP 8100 |  |  | BIOMEDICAL |  |  |  | 05/16/2019 |  |  |  |  | NO | NO |  |  |  |  | CAREFUSION T8100/13084991 13084991 |  |  | Temporary |  |  |  | High Risk | 1Y:00-MFG | 05/16/2019 | 05/16/2019 | COOPER UNIVERSITY HOSPITAL |  |  | Performance Verification | WOT00000002707401 | Bonnie Aichroch | Performance Verification | Closed | Josh Harris | 05/16/2019 | 05/16/2019 | Performance Verification for CAREFUSION T8100/13084991 13084991 | Initial Install of Performance Verification. Device is ready for patient use. |  |  | 05/16/2019 | 05/16/2019
T8100/13108038 |  | CAREFUSION | CAREFUSION ALARIS PUMP 8100 |  |  | BIOMEDICAL |  |  |  | 05/16/2019 |  |  |  |  | NO | NO |  |  |  |  | CAREFUSION T8100/13108038 13108038 |  |  | Temporary |  |  |  | High Risk | 1Y:00-MFG | 05/16/2019 | 05/16/2019 | COOPER UNIVERSITY HOSPITAL |  |  | Performance Verification | WOT00000002707413 | Bonnie Aichroch | Performance Verification | Closed | Josh Harris | 05/16/2019 | 05/16/2019 | CEID Record Completion for CAREFUSION T8100/13108038 13108038 | Inventoried rental unit. | EXP2941660 | Labor | 05/16/2019 | 05/16/2019 | Josh Harris
T8100/13083775 |  | CAREFUSION | CAREFUSION ALARIS PUMP 8100 |  |  | BIOMEDICAL |  |  |  | 05/16/2019 |  |  |  |  | NO | NO |  |  |  |  | CAREFUSION T8100/13083775 13083775 |  |  | Temporary |  |  |  | High Risk | 1Y:00-MFG | 05/16/2019 | 05/16/2019 | COOPER UNIVERSITY HOSPITAL |  |  | Performance Verification | WOT00000002707394 | Bonnie Aichroch | Performance Verification | Closed | Josh Harris | 05/16/2019 | 05/16/2019 | Performance Verification for CAREFUSION T8100/13083775 13083775 | Initial Install of Performance Verification. Device is ready for patient use. |  |  | 05/16/2019 | 05/16/2019
T8100/13047046 |  | CAREFUSION | CAREFUSION ALARIS PUMP 8100 |  |  | BIOMEDICAL |  |  |  | 05/16/2019 |  |  |  |  | NO | NO |  |  |  |  | CAREFUSION T8100/13047046 13047046 |  |  | Temporary |  |  |  | High Risk | 1Y:00-MFG | 05/16/2019 | 05/16/2019 | COOPER UNIVERSITY HOSPITAL |  |  | Performance Verification | WOT00000002707365 | Bonnie Aichroch | Performance Verification | Closed | Josh Harris | 05/16/2019 | 05/16/2019 | CEID Record Completion for CAREFUSION T8100/13047046 13047046 | Inventoried rental unit. | EXP2941608 | Labor | 05/16/2019 | 05/16/2019 | Josh Harris
T8100/13047563 |  | CAREFUSION | CAREFUSION ALARIS PUMP 8100 |  |  | BIOMEDICAL |  |  |  | 05/16/2019 |  |  |  |  | NO | NO |  |  |  |  | CAREFUSION T8100/13047563 13047563 |  |  | Temporary |  |  |  | High Risk | 1Y:00-MFG | 05/16/2019 | 05/16/2019 | COOPER UNIVERSITY HOSPITAL |  |  | Performance Verification | WOT00000002707383 | Bonnie Aichroch | Performance Verification | Closed | Josh Harris | 05/16/2019 | 05/16/2019 | Performance Verification for CAREFUSION T8100/13047563 13047563 | Initial Install of Performance Verification. Device is ready for patient use. |  |  | 05/16/2019 | 05/16/2019
T8100/13047514 |  | CAREFUSION | CAREFUSION ALARIS PUMP 8100 |  |  | BIOMEDICAL |  |  |  | 05/16/2019 |  |  |  |  | NO | NO |  |  |  |  | CAREFUSION T8100/13047514 13047514 |  |  | Temporary |  |  |  | High Risk | 1Y:00-MFG | 05/16/2019 | 05/16/2019 | COOPER UNIVERSITY HOSPITAL |  |  | Performance Verification | WOT00000002707375 | Bonnie Aichroch | Performance Verification | Closed | Josh Harris | 05/16/2019 | 05/16/2019 | Performance Verification for CAREFUSION T8100/13047514 13047514 | Initial Install of Performance Verification. Device is ready for patient use. |  |  | 05/16/2019 | 05/16/2019
T8100/13046933 |  | CAREFUSION | CAREFUSION ALARIS PUMP 8100 |  |  | BIOMEDICAL |  |  |  | 05/16/2019 |  |  |  |  | NO | NO |  |  |  |  | CAREFUSION T8100/13046933 13046933 |  |  | Temporary |  |  |  | High Risk | 1Y:00-MFG | 05/16/2019 | 05/16/2019 | COOPER UNIVERSITY HOSPITAL |  |  | Performance Verification | WOT00000002707326 | Bonnie Aichroch | Performance Verification | Closed | Josh Harris | 05/16/2019 | 05/16/2019 | Performance Verification for CAREFUSION T8100/13046933 13046933 | Initial Install of Performance Verification. Device is ready for patient use. |  |  | 05/16/2019 | 05/16/2019
T8100/13046941 |  | CAREFUSION | CAREFUSION ALARIS PUMP 8100 |  |  | BIOMEDICAL |  |  |  | 05/16/2019 |  |  |  |  | NO | NO |  |  |  |  | CAREFUSION T8100/13046941 13046941 |  |  | Temporary |  |  |  | High Risk | 1Y:00-MFG | 05/16/2019 | 05/16/2019 | COOPER UNIVERSITY HOSPITAL |  |  |  | WOT00000002707353 | Bonnie Aichroch | Performance Verification | Closed | Josh Harris | 05/16/2019 | 05/16/2019 | CEID Record Completion for CAREFUSION T8100/13046941 13046941 | Inventoried rental unit. | EXP2941610 | Labor | 05/16/2019 | 05/16/2019 | Josh Harris
T8100/13046856 |  | CAREFUSION | CAREFUSION ALARIS PUMP 8100 |  |  | BIOMEDICAL |  |  |  | 05/16/2019 |  |  |  |  | NO | NO |  |  |  |  | CAREFUSION T8100/13046856 13046856 |  |  | Temporary |  |  |  | High Risk | 1Y:00-MFG | 05/16/2019 | 05/16/2019 | COOPER UNIVERSITY HOSPITAL |  |  | Performance Verification | WOT00000002707314 | Bonnie Aichroch | Performance Verification | Closed | Josh Harris | 05/16/2019 | 05/16/2019 | Performance Verification for CAREFUSION T8100/13046856 13046856 | Initial Install of Performance Verification. Device is ready for patient use. |  |  | 05/16/2019 | 05/16/2019
T8100/13046770 |  | CAREFUSION | CAREFUSION ALARIS PUMP 8100 |  |  | BIOMEDICAL |  |  |  | 05/16/2019 |  |  |  |  | NO | NO |  |  |  |  | CAREFUSION T8100/13046770 13046770 |  |  | Temporary |  |  |  | High Risk | 1Y:00-MFG | 05/16/2019 | 05/16/2019 | COOPER UNIVERSITY HOSPITAL |  |  | Performance Verification | WOT00000002707301 | Bonnie Aichroch | Performance Verification | Closed | Josh Harris | 05/16/2019 | 05/16/2019 | Performance Verification for CAREFUSION T8100/13046770 13046770 | Initial Install of Performance Verification. Device is ready for patient use. |  |  | 05/16/2019 | 05/16/2019
T8100/13046759 |  | CAREFUSION | CAREFUSION ALARIS PUMP 8100 |  |  | BIOMEDICAL |  |  |  | 05/16/2019 |  |  |  |  | NO | NO |  |  |  |  | CAREFUSION T8100/13046759 13046759 |  |  | Temporary |  |  |  | High Risk | 1Y:00-MFG | 05/16/2019 | 05/16/2019 | COOPER UNIVERSITY HOSPITAL |  |  | Performance Verification | WOT00000002707292 | Bonnie Aichroch | Performance Verification | Closed | Josh Harris | 05/16/2019 | 05/16/2019 | Performance Verification for CAREFUSION T8100/13046759 13046759 | Initial Install of Performance Verification. Device is ready for patient use. |  |  | 05/16/2019 | 05/16/2019
T8100/13046652 |  | CAREFUSION | CAREFUSION ALARIS PUMP 8100 |  |  | BIOMEDICAL |  |  |  | 05/16/2019 |  |  |  |  | NO | NO |  |  |  |  | CAREFUSION T8100/13046652 13046652 |  |  | Temporary |  |  |  | High Risk | 1Y:00-MFG | 05/16/2019 | 05/16/2019 | COOPER UNIVERSITY HOSPITAL |  |  | Performance Verification | WOT00000002707272 | Bonnie Aichroch | Performance Verification | Closed | Josh Harris | 05/16/2019 | 05/16/2019 | Performance Verification for CAREFUSION T8100/13046652 13046652 | Initial Install of Performance Verification. Device is ready for patient use. |  |  | 05/16/2019 | 05/16/2019
T8100/13046640 |  | CAREFUSION | CAREFUSION ALARIS PUMP 8100 |  |  | BIOMEDICAL |  |  |  | 05/16/2019 |  |  |  |  | NO | NO |  |  |  |  | CAREFUSION T8100/13046640 13046640 |  |  | Temporary |  |  |  | High Risk | 1Y:00-MFG | 05/16/2019 | 05/16/2019 | COOPER UNIVERSITY HOSPITAL |  |  | Performance Verification | WOT00000002707255 | Bonnie Aichroch | Performance Verification | Closed | Josh Harris | 05/16/2019 | 05/16/2019 | Performance Verification for CAREFUSION T8100/13046640 13046640 | Initial Install of Performance Verification. Device is ready for patient use. |  |  | 05/16/2019 | 05/16/2019
T8100/13046588 |  | CAREFUSION | CAREFUSION ALARIS PUMP 8100 |  |  | BIOMEDICAL |  |  |  | 05/16/2019 |  |  |  |  | NO | NO |  |  |  |  | CAREFUSION T8100/13046588 13046588 |  |  | Temporary |  |  |  | High Risk | 1Y:00-MFG | 05/16/2019 | 05/16/2019 | COOPER UNIVERSITY HOSPITAL |  |  | Performance Verification | WOT00000002707223 | Bonnie Aichroch | Performance Verification | Closed | Josh Harris | 05/16/2019 | 05/16/2019 | Performance Verification for CAREFUSION T8100/13046588 13046588 | Initial Install of Performance Verification. Device is ready for patient use. |  |  | 05/16/2019 | 05/16/2019
T8100/13046604 |  | CAREFUSION | CAREFUSION ALARIS PUMP 8100 |  |  | BIOMEDICAL |  |  |  | 05/16/2019 |  |  |  |  | NO | NO |  |  |  |  | CAREFUSION T8100/13046604 13046604 |  |  | Temporary |  |  |  | High Risk | 1Y:00-MFG | 05/16/2019 | 05/16/2019 | COOPER UNIVERSITY HOSPITAL |  |  | Performance Verification | WOT00000002707241 | Bonnie Aichroch | Performance Verification | Closed | Josh Harris | 05/16/2019 | 05/16/2019 | Performance Verification for CAREFUSION T8100/13046604 13046604 | Initial Install of Performance Verification. Device is ready for patient use. |  |  | 05/16/2019 | 05/16/2019
T8100/13046586 |  | CAREFUSION | CAREFUSION ALARIS PUMP 8100 |  |  | BIOMEDICAL |  |  |  | 05/16/2019 |  |  |  |  | NO | NO |  |  |  |  | CAREFUSION T8100/13046586 13046586 |  |  | Temporary |  |  |  | High Risk | 1Y:00-MFG | 05/16/2019 | 05/16/2019 | COOPER UNIVERSITY HOSPITAL |  |  | Performance Verification | WOT00000002707203 | Bonnie Aichroch | Performance Verification | Closed | Josh Harris | 05/16/2019 | 05/16/2019 | Performance Verification for CAREFUSION T8100/13046586 13046586 | Initial Install of Performance Verification. Device is ready for patient use. |  |  | 05/16/2019 | 05/16/2019
T8100/13046548 |  | CAREFUSION | CAREFUSION ALARIS PUMP 8100 |  |  | BIOMEDICAL |  |  |  | 05/16/2019 |  |  |  |  | NO | NO |  |  |  |  | CAREFUSION T8100/13046548 13046548 |  |  | Temporary |  |  |  | High Risk | 1Y:00-MFG | 05/16/2019 | 05/16/2019 | COOPER UNIVERSITY HOSPITAL |  |  | Performance Verification | WOT00000002707176 | Bonnie Aichroch | Performance Verification | Closed | Josh Harris | 05/16/2019 | 05/16/2019 | Performance Verification for CAREFUSION T8100/13046548 13046548 | Initial Install of Performance Verification. Device is ready for patient use. |  |  | 05/16/2019 | 05/16/2019
T8100/13046330 |  | CAREFUSION | CAREFUSION ALARIS PUMP 8100 |  |  | BIOMEDICAL |  |  |  | 05/16/2019 |  |  |  |  | NO | NO |  |  |  |  | CAREFUSION T8100/13046330 13046330 |  |  | Temporary |  |  |  | High Risk | 1Y:00-MFG | 05/16/2019 | 05/16/2019 | COOPER UNIVERSITY HOSPITAL |  |  | Performance Verification | WOT00000002707168 | Bonnie Aichroch | Performance Verification | Closed | Josh Harris | 05/16/2019 | 05/16/2019 | Performance Verification for CAREFUSION T8100/13046330 13046330 | Initial Install of Performance Verification. Device is ready for patient use. |  |  | 05/16/2019 | 05/16/2019
T8100/13046076 |  | CAREFUSION | CAREFUSION ALARIS PUMP 8100 |  |  | BIOMEDICAL |  |  |  | 05/16/2019 |  |  |  |  | NO | NO |  |  |  |  | CAREFUSION T8100/13046076 13046076 |  |  | Temporary |  |  |  | High Risk | 1Y:00-MFG | 05/16/2019 | 05/16/2019 | COOPER UNIVERSITY HOSPITAL |  |  | Performance Verification | WOT00000002707067 | Bonnie Aichroch | Performance Verification | Closed | Josh Harris | 05/16/2019 | 05/16/2019 | Performance Verification for CAREFUSION T8100/13046076 13046076 | Initial Install of Performance Verification. Device is ready for patient use. |  |  | 05/16/2019 | 05/16/2019
T8100/13046088 |  | CAREFUSION | CAREFUSION ALARIS PUMP 8100 |  |  | BIOMEDICAL |  |  |  | 05/16/2019 |  |  |  |  | NO | NO |  |  |  |  | CAREFUSION T8100/13046088 13046088 |  |  | Temporary |  |  |  | High Risk | 1Y:00-MFG | 05/16/2019 | 05/16/2019 | COOPER UNIVERSITY HOSPITAL |  |  | Performance Verification | WOT00000002707093 | Bonnie Aichroch | Performance Verification | Closed | Josh Harris | 05/16/2019 | 05/16/2019 | Performance Verification for CAREFUSION T8100/13046088 13046088 | Initial Install of Performance Verification. Device is ready for patient use. |  |  | 05/16/2019 | 05/16/2019
T8100/13046224 |  | CAREFUSION | CAREFUSION ALARIS PUMP 8100 |  |  | BIOMEDICAL |  |  |  | 05/16/2019 |  |  |  |  | NO | NO |  |  |  |  | CAREFUSION T8100/13046224 13046224 |  |  | Temporary |  |  |  | High Risk | 1Y:00-MFG | 05/16/2019 | 05/16/2019 | COOPER UNIVERSITY HOSPITAL |  |  | Performance Verification | WOT00000002707124 | Bonnie Aichroch | Performance Verification | Closed | Josh Harris | 05/16/2019 | 05/16/2019 | Performance Verification for CAREFUSION T8100/13046224 13046224 | Initial Install of Performance Verification. Device is ready for patient use. |  |  | 05/16/2019 | 05/16/2019
T8100/13046113 |  | CAREFUSION | CAREFUSION ALARIS PUMP 8100 |  |  | BIOMEDICAL |  |  |  | 05/16/2019 |  |  |  |  | NO | NO |  |  |  |  | CAREFUSION T8100/13046113 13046113 |  |  | Temporary |  |  |  | High Risk | 1Y:00-MFG | 05/16/2019 | 05/16/2019 | COOPER UNIVERSITY HOSPITAL |  |  | Performance Verification | WOT00000002707117 | Bonnie Aichroch | Performance Verification | Closed | Josh Harris | 05/16/2019 | 05/16/2019 | Performance Verification for CAREFUSION T8100/13046113 13046113 | Initial Install of Performance Verification. Device is ready for patient use. |  |  | 05/16/2019 | 05/16/2019
T8100/13045904 |  | CAREFUSION | CAREFUSION ALARIS PUMP 8100 |  |  | BIOMEDICAL |  |  |  | 05/16/2019 |  |  |  |  | NO | NO |  |  |  |  | CAREFUSION T8100/13045904 13045904 |  |  | Temporary |  |  |  | High Risk | 1Y:00-MFG | 05/16/2019 | 05/16/2019 | COOPER UNIVERSITY HOSPITAL |  |  | Performance Verification | WOT00000002707060 | Bonnie Aichroch | Performance Verification | Closed | Josh Harris | 05/16/2019 | 05/16/2019 | Performance Verification for CAREFUSION T8100/13045904 13045904 | Initial Install of Performance Verification. Device is ready for patient use. |  |  | 05/16/2019 | 05/16/2019
T8100/12871886 |  | CAREFUSION | CAREFUSION ALARIS PUMP 8100 |  |  | BIOMEDICAL |  |  |  | 05/16/2019 |  |  |  |  | NO | NO |  |  |  |  | CAREFUSION T8100/12871886 12871886 |  |  | Temporary |  |  |  | High Risk | 1Y:00-MFG | 05/16/2019 | 05/16/2019 | COOPER UNIVERSITY HOSPITAL |  |  | Performance Verification | WOT00000002706985 | Bonnie Aichroch | Performance Verification | Closed | Josh Harris | 05/16/2019 | 05/16/2019 | CEID Record Completion for CAREFUSION T8100/12871886 12871886 | Inventoried rental unit. | EXP2941309 | Labor | 05/16/2019 | 05/16/2019 | Josh Harris
T8100/12871923 |  | CAREFUSION | CAREFUSION ALARIS PUMP 8100 |  |  | BIOMEDICAL |  |  |  | 05/16/2019 |  |  |  |  | NO | NO |  |  |  |  | CAREFUSION T8100/12871923 12871923 |  |  | Temporary |  |  |  | High Risk | 1Y:00-MFG | 05/16/2019 | 05/16/2019 | COOPER UNIVERSITY HOSPITAL |  |  | Performance Verification | WOT00000002707009 | Bonnie Aichroch | Performance Verification | Closed | Josh Harris | 05/16/2019 | 05/16/2019 | Performance Verification for CAREFUSION T8100/12871923 12871923 | Initial Install of Performance Verification. Device is ready for patient use. |  |  | 05/16/2019 | 05/16/2019
T8100/12871985 |  | CAREFUSION | CAREFUSION ALARIS PUMP 8100 |  |  | BIOMEDICAL |  |  |  | 03/25/2019 |  |  |  |  | NO | NO |  |  |  |  | CAREFUSION T8100/12871985 12871985 |  |  | Temporary | TR12871985 |  |  | High Risk | 1Y:00-MFG | 03/25/2019 | 03/25/2019 | COOPER UNIVERSITY HOSPITAL |  |  | Pump Team | WOT00000002403215 | Bonnie Aichroch | Performance Verification | Closed | Josh Harris | 03/25/2019 | 03/25/2019 | CEID Record Completion for CAREFUSION TR12871985 12871985 | inventoried rental unit | EXP2557886 | Labor | 03/25/2019 | 03/25/2019 | Josh Harris
T8100/13045307 |  | CAREFUSION | CAREFUSION ALARIS PUMP 8100 |  |  | BIOMEDICAL |  |  |  | 05/16/2019 |  |  |  |  | NO | NO |  |  |  |  | CAREFUSION T8100/13045307 13045307 |  |  | Temporary |  |  |  | High Risk | 1Y:00-MFG | 05/16/2019 | 05/16/2019 | COOPER UNIVERSITY HOSPITAL |  |  | Performance Verification | WOT00000002707050 | Bonnie Aichroch | Performance Verification | Closed | Josh Harris | 05/16/2019 | 05/16/2019 | Performance Verification for CAREFUSION T8100/13045307 13045307 | Initial Install of Performance Verification. Device is ready for patient use. |  |  | 05/16/2019 | 05/16/2019
T8100/12871089 |  | CAREFUSION | CAREFUSION ALARIS PUMP 8100 |  |  | BIOMEDICAL |  |  |  | 03/25/2019 |  |  |  |  | NO | NO |  |  |  |  | CAREFUSION T8100/12871089 12871089 |  |  | Temporary | TR12871089 |  |  | High Risk | 1Y:00-MFG | 03/25/2019 | 03/25/2019 | COOPER UNIVERSITY HOSPITAL |  |  | Pump Team | WOT00000002403207 | Bonnie Aichroch | Performance Verification | Closed | Josh Harris | 03/25/2019 | 03/25/2019 | CEID Record Completion for CAREFUSION TR12871089 12871089 | inventoried rental unit | EXP2557664 | Labor | 03/25/2019 | 03/25/2019 | Josh Harris
T8100/12870534 |  | CAREFUSION | CAREFUSION ALARIS PUMP 8100 |  |  | BIOMEDICAL |  |  |  | 05/16/2019 |  |  |  |  | NO | NO |  |  |  |  | CAREFUSION T8100/12870534 12870534 |  |  | Temporary |  |  |  | High Risk | 1Y:00-MFG | 05/16/2019 | 05/16/2019 | COOPER UNIVERSITY HOSPITAL |  |  | Performance Verification | WOT00000002706958 | Bonnie Aichroch | Performance Verification | Closed | Josh Harris | 05/16/2019 | 05/16/2019 | CEID Record Completion for CAREFUSION T8100/12870534 12870534 | Inventoried rental unit. | EXP2941310 | Labor | 05/16/2019 | 05/16/2019 | Josh Harris
T8100/12870481 |  | CAREFUSION | CAREFUSION ALARIS PUMP 8100 |  |  | BIOMEDICAL |  |  |  | 05/16/2019 |  |  |  |  | NO | NO |  |  |  |  | CAREFUSION T8100/12870481 12870481 |  |  | Temporary |  |  |  | High Risk | 1Y:00-MFG | 05/16/2019 | 05/16/2019 | COOPER UNIVERSITY HOSPITAL |  |  | Performance Verification | WOT00000002706889 | Bonnie Aichroch | Performance Verification | Closed | Josh Harris | 05/16/2019 | 05/16/2019 | Performance Verification for CAREFUSION T8100/12870481 12870481 | Initial Install of Performance Verification. Device is ready for patient use. |  |  | 05/16/2019 | 05/16/2019
T8100/12870414 |  | CAREFUSION | CAREFUSION ALARIS PUMP 8100 |  |  | BIOMEDICAL |  |  |  | 05/16/2019 |  |  |  |  | NO | NO |  |  |  |  | CAREFUSION T8100/12870414 12870414 |  |  | Temporary |  |  |  | High Risk | 1Y:00-MFG | 05/16/2019 | 05/16/2019 | COOPER UNIVERSITY HOSPITAL |  |  | Performance Verification | WOT00000002706882 | Bonnie Aichroch | Performance Verification | Closed | Josh Harris | 05/16/2019 | 05/16/2019 | Performance Verification for CAREFUSION T8100/12870414 12870414 | Initial Install of Performance Verification. Device is ready for patient use. |  |  | 05/16/2019 | 05/16/2019
T8100/12870272 |  | CAREFUSION | CAREFUSION ALARIS PUMP 8100 |  |  | BIOMEDICAL |  |  |  | 05/16/2019 |  |  |  |  | NO | NO |  |  |  |  | CAREFUSION T8100/12870272 12870272 |  |  | Temporary |  |  |  | High Risk | 1Y:00-MFG | 05/16/2019 | 05/16/2019 | COOPER UNIVERSITY HOSPITAL |  |  | Performance Verification | WOT00000002706868 | Bonnie Aichroch | Performance Verification | Closed | Josh Harris | 05/16/2019 | 05/16/2019 | Performance Verification for CAREFUSION T8100/12870272 12870272 | Initial Install of Performance Verification. Device is ready for patient use. |  |  | 05/16/2019 | 05/16/2019
T8100/12870304 |  | CAREFUSION | CAREFUSION ALARIS PUMP 8100 |  |  | BIOMEDICAL |  |  |  | 05/16/2019 |  |  |  |  | NO | NO |  |  |  |  | CAREFUSION T8100/12870304 12870304 |  |  | Temporary |  |  |  | High Risk | 1Y:00-MFG | 05/16/2019 | 05/16/2019 | COOPER UNIVERSITY HOSPITAL |  |  | Performance Verification | WOT00000002706874 | Bonnie Aichroch | Performance Verification | Closed | Josh Harris | 05/16/2019 | 05/16/2019 | CEID Record Completion for CAREFUSION T8100/12870304 12870304 | Inventoried rental unit. | EXP2941277 | Labor | 05/16/2019 | 05/16/2019 | Josh Harris
T8100/12869659 |  | CAREFUSION | CAREFUSION ALARIS PUMP 8100 |  |  | BIOMEDICAL |  |  |  | 03/25/2019 |  |  |  |  | NO | NO |  |  |  |  | CAREFUSION T8100/12869659 12869659 |  |  | Temporary | TR12869659 |  |  | High Risk | 1Y:00-MFG | 03/25/2019 | 03/25/2019 | COOPER UNIVERSITY HOSPITAL |  |  | Pump Team | WOT00000002403258 | Bonnie Aichroch | Performance Verification | Closed | Josh Harris | 03/25/2019 | 03/25/2019 | CEID Record Completion for CAREFUSION TR12869659 12869659 | inventoried rental unit | EXP2557546 | Labor | 03/25/2019 | 03/25/2019 | Josh Harris
T8100/12869556 |  | CAREFUSION | CAREFUSION ALARIS PUMP 8100 |  |  | BIOMEDICAL |  |  |  | 03/25/2019 |  |  |  |  | NO | NO |  |  |  |  | CAREFUSION T8100/12869556 12869556 |  |  | Temporary | TR12869556 |  |  | High Risk | 1Y:00-MFG | 03/25/2019 | 03/25/2019 | COOPER UNIVERSITY HOSPITAL |  |  | Pump Team | WOT00000002403174 | Bonnie Aichroch | Performance Verification | Closed | Michael Youch | 03/25/2019 | 03/25/2019 | Performance Verification for CAREFUSION TR12869556 12869556 | Initial Install of Performance Verification. Device is ready for patient use. |  |  | 03/25/2019 | 03/25/2019
T8100/12869115 |  | CAREFUSION | CAREFUSION ALARIS PUMP 8100 |  |  | BIOMEDICAL |  |  |  | 05/16/2019 |  |  |  |  | NO | NO |  |  |  |  | CAREFUSION T8100/12869115 12869115 |  |  | Temporary |  |  |  | High Risk | 1Y:00-MFG | 05/16/2019 | 05/16/2019 | COOPER UNIVERSITY HOSPITAL |  |  | Performance Verification | WOT00000002706793 | Bonnie Aichroch | Performance Verification | Closed | Josh Harris | 05/16/2019 | 05/16/2019 | Performance Verification for CAREFUSION T8100/12869115 12869115 | Initial Install of Performance Verification. Device is ready for patient use. |  |  | 05/16/2019 | 05/16/2019
T8100/12869409 |  | CAREFUSION | CAREFUSION ALARIS PUMP 8100 |  |  | BIOMEDICAL |  |  |  | 05/16/2019 |  |  |  |  | NO | NO |  |  |  |  | CAREFUSION T8100/12869409 12869409 |  |  | Temporary |  |  |  | High Risk | 1Y:00-MFG | 05/16/2019 | 05/16/2019 | COOPER UNIVERSITY HOSPITAL |  |  | Performance Verification | WOT00000002706861 | Bonnie Aichroch | Performance Verification | Closed | Josh Harris | 05/16/2019 | 05/16/2019 | Performance Verification for CAREFUSION T8100/12869409 12869409 | Initial Install of Performance Verification. Device is ready for patient use. |  |  | 05/16/2019 | 05/16/2019
T8100/12869069 |  | CAREFUSION | CAREFUSION ALARIS PUMP 8100 |  |  | BIOMEDICAL |  |  |  | 03/25/2019 |  |  |  |  | NO | NO |  |  |  |  | CAREFUSION T8100/12869069 12869069 |  |  | Temporary | TR12869069 |  |  | High Risk | 1Y:00-MFG | 03/25/2019 | 03/25/2019 | COOPER UNIVERSITY HOSPITAL |  |  | Pump Team | WOT00000002403232 | Bonnie Aichroch | Performance Verification | Closed | Michael Youch | 03/25/2019 | 03/25/2019 | Performance Verification for CAREFUSION TR12869069 12869069 | Initial Install of Performance Verification. Device is ready for patient use. |  |  | 03/25/2019 | 03/25/2019
T8100/12868733 |  | CAREFUSION | CAREFUSION ALARIS PUMP 8100 |  |  | BIOMEDICAL |  |  |  | 05/16/2019 |  |  |  |  | NO | NO |  |  |  |  | CAREFUSION T8100/12868733 12868733 |  |  | Temporary |  |  |  | High Risk | 1Y:00-MFG | 05/16/2019 | 05/16/2019 | COOPER UNIVERSITY HOSPITAL |  |  | Performance Verification | WOT00000002706787 | Bonnie Aichroch | Performance Verification | Closed | Josh Harris | 05/16/2019 | 05/16/2019 | Performance Verification for CAREFUSION T8100/12868733 12868733 | Initial Install of Performance Verification. Device is ready for patient use. |  |  | 05/16/2019 | 05/16/2019
T8100/12867780 |  | CAREFUSION | CAREFUSION ALARIS PUMP 8100 |  |  | BIOMEDICAL |  |  |  | 05/16/2019 |  |  |  |  | NO | NO |  |  |  |  | CAREFUSION T8100/12867780 12867780 |  |  | Temporary | TR7398PM |  |  | High Risk | 1Y:00-MFG | 05/16/2019 | 05/16/2019 | COOPER UNIVERSITY HOSPITAL |  |  | Performance Verification | WOT00000002134084 | Bonnie Aichroch | Performance Verification | Closed | Josh Harris | 05/16/2019 | 05/16/2019 | Performance Verification for CAREFUSION TR7398PM 12867780 | Initial Install of Performance Verification. Device is ready for patient use. |  |  | 05/16/2019 | 05/16/2019
T8100/12868676 |  | CAREFUSION | CAREFUSION ALARIS PUMP 8100 |  |  | BIOMEDICAL |  |  |  | 03/25/2019 |  |  |  |  | NO | NO |  |  |  |  | CAREFUSION T8100/12868676 12868676 |  |  | Temporary | TR12868676 |  |  | High Risk | 1Y:00-MFG | 03/25/2019 | 03/25/2019 | COOPER UNIVERSITY HOSPITAL |  |  | Pump Team | WOT00000002403208 | Bonnie Aichroch | Performance Verification | Closed | Michael Youch | 03/25/2019 | 03/25/2019 | Performance Verification for CAREFUSION TR12868676 12868676 | Initial Install of Performance Verification. Device is ready for patient use. |  |  | 03/25/2019 | 03/25/2019
T8100/12766378 |  | CAREFUSION | CAREFUSION ALARIS PUMP 8100 |  |  | BIOMEDICAL |  |  |  | 05/16/2019 |  |  |  |  | NO | NO |  |  |  |  | CAREFUSION T8100/12766378 12766378 |  |  | Temporary |  |  |  | High Risk | 1Y:00-MFG | 05/16/2019 | 05/16/2019 | COOPER UNIVERSITY HOSPITAL |  |  | Performance Verification | WOT00000002706767 | Bonnie Aichroch | Performance Verification | Closed | Josh Harris | 05/16/2019 | 05/16/2019 | CEID Record Completion for CAREFUSION T8100/12766378 12766378 | Inventoried rental unit. | EXP2941221 | Labor | 05/16/2019 | 05/16/2019 | Josh Harris
T8100/12686226 |  | CAREFUSION | CAREFUSION ALARIS PUMP 8100 |  |  | BIOMEDICAL |  |  |  | 05/16/2019 |  |  |  |  | NO | NO |  |  |  |  | CAREFUSION T8100/12686226 12686226 |  |  | Temporary |  |  |  | High Risk | 1Y:00-MFG | 05/16/2019 | 05/16/2019 | COOPER UNIVERSITY HOSPITAL |  |  | Performance Verification | WOT00000002706755 | Bonnie Aichroch | Performance Verification | Closed | Josh Harris | 05/16/2019 | 05/16/2019 | CEID Record Completion for CAREFUSION T8100/12686226 12686226 | Inventoried rental unit. | EXP2941218 | Labor | 05/16/2019 | 05/16/2019 | Josh Harris
T8100/12739422 |  | CAREFUSION | CAREFUSION ALARIS PUMP 8100 |  |  | BIOMEDICAL |  |  |  | 05/16/2019 |  |  |  |  | NO | NO |  |  |  |  | CAREFUSION T8100/12739422 12739422 |  |  | Temporary |  |  |  | High Risk | 1Y:00-MFG | 05/16/2019 | 05/16/2019 | COOPER UNIVERSITY HOSPITAL |  |  | Performance Verification | WOT00000002706763 | Bonnie Aichroch | Performance Verification | Closed | Josh Harris | 05/16/2019 | 05/16/2019 | Performance Verification for CAREFUSION T8100/12739422 12739422 | Initial Install of Performance Verification. Device is ready for patient use. |  |  | 05/16/2019 | 05/16/2019
T8100/12676741 |  | CAREFUSION | CAREFUSION ALARIS PUMP 8100 |  |  | BIOMEDICAL |  |  |  | 05/16/2019 |  |  |  |  | NO | NO |  |  |  |  | CAREFUSION T8100/12676741 12676741 |  |  | Temporary |  |  |  | High Risk | 1Y:00-MFG | 05/16/2019 | 05/16/2019 | COOPER UNIVERSITY HOSPITAL |  |  | Performance Verification | WOT00000002706744 | Bonnie Aichroch | Performance Verification | Closed | Josh Harris | 05/16/2019 | 05/16/2019 | Performance Verification for CAREFUSION T8100/12676741 12676741 | Initial Install of Performance Verification. Device is ready for patient use. |  |  | 05/16/2019 | 05/16/2019
T8100/12656535 |  | CAREFUSION | CAREFUSION ALARIS PUMP 8100 |  |  | BIOMEDICAL |  |  |  | 05/16/2019 |  |  |  |  | NO | NO |  |  |  |  | CAREFUSION T8100/12656535 12656535 |  |  | Temporary |  |  |  | High Risk | 1Y:00-MFG | 05/16/2019 | 05/16/2019 | COOPER UNIVERSITY HOSPITAL |  |  | Performance Verification | WOT00000002706736 | Bonnie Aichroch | Performance Verification | Closed | Josh Harris | 05/16/2019 | 05/16/2019 | Performance Verification for CAREFUSION T8100/12656535 12656535 | Initial Install of Performance Verification. Device is ready for patient use. |  |  | 05/16/2019 | 05/16/2019
|  | CAREFUSION | CAREFUSION ALARIS PUMP 8100 |  |  | SPD |  |  |  | 07/31/2018 |  |  |  |  | NO | NO |  |  |  |  | CAREFUSION 11221646 13102306 |  |  | Disposition |  | 99:99:99:99:99:99 |  | High Risk | 1Y:00-MFG | 07/31/2018 | 07/31/2018 | COOPER UNIVERSITY HOSPITAL |  |  |  |  | David Frye |  |  |  | 07/31/2018 | 07/31/2018 |  |  |  |  | 07/31/2018 | 07/31/2018
|  | CAREFUSION | CAREFUSION ALARIS PUMP 8100 |  |  | SPD |  |  |  | 07/31/2018 |  |  |  |  | NO | NO |  |  |  |  | CAREFUSION 11221647 13111752 |  |  | Disposition |  | 99:99:99:99:99:99 |  | High Risk | 1Y:00-MFG | 07/31/2018 | 07/31/2018 | COOPER UNIVERSITY HOSPITAL |  |  |  |  | David Frye |  |  |  | 07/31/2018 | 07/31/2018 |  |  |  |  | 07/31/2018 | 07/31/2018
|  | CAREFUSION | CAREFUSION ALARIS PUMP 8100 |  |  | SPD |  |  |  | 07/31/2018 |  |  |  |  | NO | NO |  |  |  |  | CAREFUSION 11221645 13110495 |  |  | Disposition |  | 99:99:99:99:99:99 |  | High Risk | 1Y:00-MFG | 07/31/2018 | 07/31/2018 | COOPER UNIVERSITY HOSPITAL |  |  |  |  | David Frye |  |  |  | 07/31/2018 | 07/31/2018 |  |  |  |  | 07/31/2018 | 07/31/2018
|  | CAREFUSION | CAREFUSION ALARIS PUMP 8100 |  |  | SPD |  |  |  | 07/31/2018 |  |  |  |  | NO | NO |  |  |  |  | CAREFUSION 11221644 13102866 |  |  | Disposition |  | 99:99:99:99:99:99 |  | High Risk | 1Y:00-MFG | 07/31/2018 | 07/31/2018 | COOPER UNIVERSITY HOSPITAL |  |  |  |  | David Frye |  |  |  | 07/31/2018 | 07/31/2018 |  |  |  |  | 07/31/2018 | 07/31/2018
|  | CAREFUSION | CAREFUSION ALARIS PUMP 8100 |  |  | SPD |  |  |  | 07/27/2018 |  |  |  |  | NO | NO |  |  |  |  | CAREFUSION 11221642 13102765 |  |  | Disposition |  | 99:99:99:99:99:99 |  | High Risk | 1Y:00-MFG | 07/27/2018 | 07/27/2018 | COOPER UNIVERSITY HOSPITAL |  |  |  |  | David Frye |  |  |  | 07/27/2018 | 07/27/2018 |  |  |  |  | 07/27/2018 | 07/27/2018
|  | CAREFUSION | CAREFUSION ALARIS PUMP 8100 |  |  | SPD |  |  |  | 07/27/2018 |  |  |  |  | NO | NO |  |  |  |  | CAREFUSION 11221641 13102600 |  |  | Disposition |  | 99:99:99:99:99:99 |  | High Risk | 1Y:00-MFG | 07/27/2018 | 07/27/2018 | COOPER UNIVERSITY HOSPITAL |  |  |  |  | David Frye |  |  |  | 07/27/2018 | 07/27/2018 |  |  |  |  | 07/27/2018 | 07/27/2018
|  | CAREFUSION | CAREFUSION ALARIS PUMP 8100 |  |  | SPD |  |  |  | 07/17/2018 |  |  |  |  | NO | NO |  |  |  |  | CAREFUSION 11221637 13102847 |  |  | Disposition |  | 99:99:99:99:99:99 |  | High Risk | 1Y:00-MFG | 07/17/2018 | 07/17/2018 | COOPER UNIVERSITY HOSPITAL |  |  |  |  | David Frye |  |  |  | 07/17/2018 | 07/17/2018 |  |  |  |  | 07/17/2018 | 07/17/2018
|  | CAREFUSION | CAREFUSION ALARIS PUMP 8100 |  |  | SPD |  |  |  | 07/12/2018 |  |  |  |  | NO | NO |  |  |  |  | CAREFUSION 11221634 13112752 |  |  | Disposition |  | 99:99:99:99:99:99 |  | High Risk | 1Y:00-MFG | 07/12/2018 | 07/12/2018 | COOPER UNIVERSITY HOSPITAL |  |  |  |  | David Frye |  |  |  | 07/12/2018 | 07/12/2018 |  |  |  |  | 07/12/2018 | 07/12/2018
|  | CAREFUSION | CAREFUSION ALARIS PUMP 8100 |  |  | SPD |  |  |  | 07/11/2018 |  |  |  |  | NO | NO |  |  |  |  | CAREFUSION 11221632 13102863 |  |  | Disposition |  | 99:99:99:99:99:99 |  | High Risk | 1Y:00-MFG | 07/11/2018 | 07/11/2018 | COOPER UNIVERSITY HOSPITAL |  |  |  |  | David Frye |  |  |  | 07/11/2018 | 07/11/2018 |  |  |  |  | 07/11/2018 | 07/11/2018
|  | CAREFUSION | CAREFUSION ALARIS PUMP 8100 |  |  | SPD |  |  |  | 07/05/2018 |  |  |  |  | NO | NO |  |  |  |  | CAREFUSION 11221627 13102274 |  |  | Disposition |  | 99:99:99:99:99:99 |  | High Risk | 1Y:00-MFG | 07/05/2018 | 07/05/2018 | COOPER UNIVERSITY HOSPITAL |  |  |  |  | David Frye |  |  |  | 07/05/2018 | 07/05/2018 |  |  |  |  | 07/05/2018 | 07/05/2018
|  | CAREFUSION | CAREFUSION ALARIS PUMP 8100 |  |  | SPD |  |  |  | 07/03/2018 |  |  |  |  | NO | NO |  |  |  |  | CAREFUSION 11221623 13101966 |  |  | Disposition |  | 99:99:99:99:99:99 |  | High Risk | 1Y:00-MFG | 07/03/2018 | 07/03/2018 | COOPER UNIVERSITY HOSPITAL |  |  |  |  | David Frye |  |  |  | 07/03/2018 | 07/03/2018 |  |  |  |  | 07/03/2018 | 07/03/2018
|  | CAREFUSION | CAREFUSION ALARIS PUMP 8100 |  |  | SPD |  |  |  | 07/03/2018 |  |  |  |  | NO | NO |  |  |  |  | CAREFUSION 11221624 13102501 |  |  | Disposition |  | 99:99:99:99:99:99 |  | High Risk | 1Y:00-MFG | 07/03/2018 | 07/03/2018 | COOPER UNIVERSITY HOSPITAL |  |  |  |  | David Frye |  |  |  | 07/03/2018 | 07/03/2018 |  |  |  |  | 07/03/2018 | 07/03/2018
|  | CAREFUSION | CAREFUSION ALARIS PUMP 8100 |  |  | SPD |  |  |  | 07/03/2018 |  |  |  |  | NO | NO |  |  |  |  | CAREFUSION 11221625 13102510 |  |  | Disposition |  | 99:99:99:99:99:99 |  | High Risk | 1Y:00-MFG | 07/03/2018 | 07/03/2018 | COOPER UNIVERSITY HOSPITAL |  |  |  |  | David Frye |  |  |  | 07/03/2018 | 07/03/2018 |  |  |  |  | 07/03/2018 | 07/03/2018
|  | CAREFUSION | CAREFUSION ALARIS PUMP 8100 |  |  | SPD |  |  |  | 06/28/2018 |  |  |  |  | NO | NO |  |  |  |  | CAREFUSION 11221626 13102712 |  |  | Disposition |  | 99:99:99:99:99:99 |  | High Risk | 1Y:00-MFG | 06/28/2018 | 06/28/2018 | COOPER UNIVERSITY HOSPITAL |  |  |  |  | David Frye |  |  |  | 06/28/2018 | 06/28/2018 |  |  |  |  | 06/28/2018 | 06/28/2018
|  | CAREFUSION | CAREFUSION ALARIS PUMP 8100 |  |  | SPD |  |  |  | 06/29/2018 |  |  |  |  | NO | NO |  |  |  |  | CAREFUSION 11221621 13110933 |  |  | Disposition |  | 99:99:99:99:99:99 |  | High Risk | 1Y:00-MFG | 06/29/2018 | 06/29/2018 | COOPER UNIVERSITY HOSPITAL |  |  |  |  | David Frye |  |  |  | 06/29/2018 | 06/29/2018 |  |  |  |  | 06/29/2018 | 06/29/2018
|  | CAREFUSION | CAREFUSION ALARIS PUMP 8100 |  |  | SPD |  |  |  | 06/27/2018 |  |  |  |  | NO | NO |  |  |  |  | CAREFUSION 11221614 13110769 |  |  | Disposition |  | 99:99:99:99:99:99 |  | High Risk | 1Y:00-MFG | 06/27/2018 | 06/27/2018 | COOPER UNIVERSITY HOSPITAL |  |  |  |  | David Frye |  |  |  | 06/27/2018 | 06/27/2018 |  |  |  |  | 06/27/2018 | 06/27/2018
|  | CAREFUSION | CAREFUSION ALARIS PUMP 8100 |  |  | SPD |  |  |  | 06/27/2018 |  |  |  |  | NO | NO |  |  |  |  | CAREFUSION 11221613 13101946 |  |  | Disposition |  | 99:99:99:99:99:99 |  | High Risk | 1Y:00-MFG | 06/27/2018 | 06/27/2018 | COOPER UNIVERSITY HOSPITAL |  |  |  |  | David Frye |  |  |  | 06/27/2018 | 06/27/2018 |  |  |  |  | 06/27/2018 | 06/27/2018
|  | CAREFUSION | CAREFUSION ALARIS PUMP 8100 |  |  | SPD |  |  |  | 06/27/2018 |  |  |  |  | NO | NO |  |  |  |  | CAREFUSION 11221611 13112755 |  |  | Disposition |  | 99:99:99:99:99:99 |  | High Risk | 1Y:00-MFG | 06/27/2018 | 06/27/2018 | COOPER UNIVERSITY HOSPITAL |  |  |  |  | David Frye |  |  |  | 06/27/2018 | 06/27/2018 |  |  |  |  | 06/27/2018 | 06/27/2018
|  | CAREFUSION | CAREFUSION ALARIS PUMP 8100 |  |  | SPD |  |  |  | 06/27/2018 |  |  |  |  | NO | NO |  |  |  |  | CAREFUSION 11221612 13110561 |  |  | Disposition |  | 99:99:99:99:99:99 |  | High Risk | 1Y:00-MFG | 06/27/2018 | 06/27/2018 | COOPER UNIVERSITY HOSPITAL |  |  |  |  | David Frye |  |  |  | 06/27/2018 | 06/27/2018 |  |  |  |  | 06/27/2018 | 06/27/2018
|  | CAREFUSION | CAREFUSION ALARIS PUMP 8100 |  |  | SPD |  |  |  | 06/22/2018 |  |  |  |  | NO | NO |  |  |  |  | CAREFUSION 11221603 13110599 |  |  | Disposition |  | 99:99:99:99:99:99 |  | High Risk | 1Y:00-MFG | 06/22/2018 | 06/22/2018 | COOPER UNIVERSITY HOSPITAL |  |  |  |  | David Frye |  |  |  | 06/22/2018 | 06/22/2018 |  |  |  |  | 06/22/2018 | 06/22/2018
|  | CAREFUSION | CAREFUSION ALARIS PUMP 8100 |  |  | SPD |  |  |  | 06/22/2018 |  |  |  |  | NO | NO |  |  |  |  | CAREFUSION 11221602 13102880 |  |  | Disposition |  | 99:99:99:99:99:99 |  | High Risk | 1Y:00-MFG | 06/22/2018 | 06/22/2018 | COOPER UNIVERSITY HOSPITAL |  |  |  |  | David Frye |  |  |  | 06/22/2018 | 06/22/2018 |  |  |  |  | 06/22/2018 | 06/22/2018
|  | CAREFUSION | CAREFUSION ALARIS PUMP 8100 |  |  | SPD |  |  |  | 06/22/2018 |  |  |  |  | NO | NO |  |  |  |  | CAREFUSION 11221600 13110890 |  |  | Disposition |  | 99:99:99:99:99:99 |  | High Risk | 1Y:00-MFG | 06/22/2018 | 06/22/2018 | COOPER UNIVERSITY HOSPITAL |  |  |  |  | David Frye |  |  |  | 06/22/2018 | 06/22/2018 |  |  |  |  | 06/22/2018 | 06/22/2018
|  | CAREFUSION | CAREFUSION ALARIS PUMP 8100 |  |  | SPD |  |  |  | 06/22/2018 |  |  |  |  | NO | NO |  |  |  |  | CAREFUSION 11221601 13102100 |  |  | Disposition |  | 99:99:99:99:99:99 |  | High Risk | 1Y:00-MFG | 06/22/2018 | 06/22/2018 | COOPER UNIVERSITY HOSPITAL |  |  |  |  | David Frye |  |  |  | 06/22/2018 | 06/22/2018 |  |  |  |  | 06/22/2018 | 06/22/2018
|  | CAREFUSION | CAREFUSION ALARIS PUMP 8100 |  |  | SPD |  |  |  | 06/22/2018 |  |  |  |  | NO | NO |  |  |  |  | CAREFUSION 11221599 13102341 |  |  | Disposition |  | 99:99:99:99:99:99 |  | High Risk | 1Y:00-MFG | 06/22/2018 | 06/22/2018 | COOPER UNIVERSITY HOSPITAL |  |  |  |  | David Frye |  |  |  | 06/22/2018 | 06/22/2018 |  |  |  |  | 06/22/2018 | 06/22/2018
|  | CAREFUSION | CAREFUSION ALARIS PUMP 8100 |  |  | SPD |  |  |  | 06/22/2018 |  |  |  |  | NO | NO |  |  |  |  | CAREFUSION 11221598 13102894 |  |  | Disposition |  | 99:99:99:99:99:99 |  | High Risk | 1Y:00-MFG | 06/22/2018 | 06/22/2018 | COOPER UNIVERSITY HOSPITAL |  |  |  |  | David Frye |  |  |  | 06/22/2018 | 06/22/2018 |  |  |  |  | 06/22/2018 | 06/22/2018
|  | CAREFUSION | CAREFUSION ALARIS PUMP 8100 |  |  | SPD |  |  |  | 06/22/2018 |  |  |  |  | NO | NO |  |  |  |  | CAREFUSION 11221581 13110768 |  |  | Disposition |  | 99:99:99:99:99:99 |  | High Risk | 1Y:00-MFG | 06/22/2018 | 06/22/2018 | COOPER UNIVERSITY HOSPITAL |  |  |  |  | David Frye |  |  |  | 06/22/2018 | 06/22/2018 |  |  |  |  | 06/22/2018 | 06/22/2018
|  | CAREFUSION | CAREFUSION ALARIS PUMP 8100 |  |  | SPD |  |  |  | 06/22/2018 |  |  |  |  | NO | NO |  |  |  |  | CAREFUSION 11221582 13110539 |  |  | Disposition |  | 99:99:99:99:99:99 |  | High Risk | 1Y:00-MFG | 06/22/2018 | 06/22/2018 | COOPER UNIVERSITY HOSPITAL |  |  |  |  | David Frye |  |  |  | 06/22/2018 | 06/22/2018 |  |  |  |  | 06/22/2018 | 06/22/2018
|  | CAREFUSION | CAREFUSION ALARIS PUMP 8100 |  |  | SPD |  |  |  | 06/22/2018 |  |  |  |  | NO | NO |  |  |  |  | CAREFUSION 11221580 13110431 |  |  | Disposition |  | 99:99:99:99:99:99 |  | High Risk | 1Y:00-MFG | 06/22/2018 | 06/22/2018 | COOPER UNIVERSITY HOSPITAL |  |  |  |  | David Frye |  |  |  | 06/22/2018 | 06/22/2018 |  |  |  |  | 06/22/2018 | 06/22/2018
|  | CAREFUSION | CAREFUSION ALARIS PUMP 8100 |  |  | SPD |  |  |  | 06/19/2018 |  |  |  |  | NO | NO |  |  |  |  | CAREFUSION 11221575 13102800 |  |  | Disposition |  | 99:99:99:99:99:99 |  | High Risk | 1Y:00-MFG | 06/19/2018 | 06/19/2018 | COOPER UNIVERSITY HOSPITAL |  |  |  |  | David Frye |  |  |  | 06/19/2018 | 06/19/2018 |  |  |  |  | 06/19/2018 | 06/19/2018
|  | CAREFUSION | CAREFUSION ALARIS PUMP 8100 |  |  | SPD |  |  |  | 06/18/2018 |  |  |  |  | NO | NO |  |  |  |  | CAREFUSION 11221570 13110866 |  |  | Disposition |  | 99:99:99:99:99:99 |  | High Risk | 1Y:00-MFG | 06/18/2018 | 06/18/2018 | COOPER UNIVERSITY HOSPITAL |  |  |  |  | David Frye |  |  |  | 06/18/2018 | 06/18/2018 |  |  |  |  | 06/18/2018 | 06/18/2018
|  | CAREFUSION | CAREFUSION ALARIS PUMP 8100 |  |  | SPD |  |  |  | 06/19/2018 |  |  |  |  | NO | NO |  |  |  |  | CAREFUSION 11221571 13112571 |  |  | Disposition |  | 99:99:99:99:99:99 |  | High Risk | 1Y:00-MFG | 06/19/2018 | 06/19/2018 | COOPER UNIVERSITY HOSPITAL |  |  |  |  | David Frye |  |  |  | 06/19/2018 | 06/19/2018 |  |  |  |  | 06/19/2018 | 06/19/2018
|  | CAREFUSION | CAREFUSION ALARIS PUMP 8100 |  |  | SPD |  |  |  | 06/19/2018 |  |  |  |  | NO | NO |  |  |  |  | CAREFUSION 11221572 13102299 |  |  | Disposition |  | 99:99:99:99:99:99 |  | High Risk | 1Y:00-MFG | 06/19/2018 | 06/19/2018 | COOPER UNIVERSITY HOSPITAL |  |  |  |  | David Frye |  |  |  | 06/19/2018 | 06/19/2018 |  |  |  |  | 06/19/2018 | 06/19/2018
|  | CAREFUSION | CAREFUSION ALARIS PUMP 8100 |  |  | SPD |  |  |  | 06/18/2018 |  |  |  |  | NO | NO |  |  |  |  | CAREFUSION 11221566 13102697 |  |  | Disposition |  | 99:99:99:99:99:99 |  | High Risk | 1Y:00-MFG | 06/18/2018 | 06/18/2018 | COOPER UNIVERSITY HOSPITAL |  |  |  |  | David Frye |  |  |  | 06/18/2018 | 06/18/2018 |  |  |  |  | 06/18/2018 | 06/18/2018
|  | CAREFUSION | CAREFUSION ALARIS PUMP 8100 |  |  | SPD |  |  |  | 06/18/2018 |  |  |  |  | NO | NO |  |  |  |  | CAREFUSION 11221567 13110433 |  |  | Disposition |  | 99:99:99:99:99:99 |  | High Risk | 1Y:00-MFG | 06/18/2018 | 06/18/2018 | COOPER UNIVERSITY HOSPITAL |  |  |  |  | David Frye |  |  |  | 06/18/2018 | 06/18/2018 |  |  |  |  | 06/18/2018 | 06/18/2018
|  | CAREFUSION | CAREFUSION ALARIS PUMP 8100 |  |  | SPD |  |  |  | 06/18/2018 |  |  |  |  | NO | NO |  |  |  |  | CAREFUSION 11221568 13110562 |  |  | Disposition |  | 99:99:99:99:99:99 |  | High Risk | 1Y:00-MFG | 06/18/2018 | 06/18/2018 | COOPER UNIVERSITY HOSPITAL |  |  |  |  | David Frye |  |  |  | 06/18/2018 | 06/18/2018 |  |  |  |  | 06/18/2018 | 06/18/2018
|  | CAREFUSION | CAREFUSION ALARIS PUMP 8100 |  |  | SPD |  |  |  | 06/18/2018 |  |  |  |  | NO | NO |  |  |  |  | CAREFUSION 11221569 13102570 |  |  | Disposition |  | 99:99:99:99:99:99 |  | High Risk | 1Y:00-MFG | 06/18/2018 | 06/18/2018 | COOPER UNIVERSITY HOSPITAL |  |  |  |  | David Frye |  |  |  | 06/18/2018 | 06/18/2018 |  |  |  |  | 06/18/2018 | 06/18/2018
|  | CAREFUSION | CAREFUSION ALARIS PUMP 8100 |  |  | SPD |  |  |  | 06/14/2018 |  |  |  |  | NO | NO |  |  |  |  | CAREFUSION 11221555 13110410 |  |  | Disposition |  | 99:99:99:99:99:99 |  | High Risk | 1Y:00-MFG | 06/14/2018 | 06/14/2018 | COOPER UNIVERSITY HOSPITAL |  |  |  |  | David Frye |  |  |  | 06/14/2018 | 06/14/2018 |  |  |  |  | 06/14/2018 | 06/14/2018
|  | CAREFUSION | CAREFUSION ALARIS PUMP 8100 |  |  | SPD |  |  |  | 06/14/2018 |  |  |  |  | NO | NO |  |  |  |  | CAREFUSION 11221556 13101017 |  |  | Disposition |  | 99:99:99:99:99:99 |  | High Risk | 1Y:00-MFG | 06/14/2018 | 06/14/2018 | COOPER UNIVERSITY HOSPITAL |  |  |  |  | David Frye |  |  |  | 06/14/2018 | 06/14/2018 |  |  |  |  | 06/14/2018 | 06/14/2018
|  | CAREFUSION | CAREFUSION ALARIS PUMP 8100 |  |  | SPD |  |  |  | 06/14/2018 |  |  |  |  | NO | NO |  |  |  |  | CAREFUSION 11221557 13110899 |  |  | Disposition |  | 99:99:99:99:99:99 |  | High Risk | 1Y:00-MFG | 06/14/2018 | 06/14/2018 | COOPER UNIVERSITY HOSPITAL |  |  |  |  | David Frye |  |  |  | 06/14/2018 | 06/14/2018 |  |  |  |  | 06/14/2018 | 06/14/2018
|  | CAREFUSION | CAREFUSION ALARIS PUMP 8100 |  |  | SPD |  |  |  | 06/14/2018 |  |  |  |  | NO | NO |  |  |  |  | CAREFUSION 11221558 13110570 |  |  | Disposition |  | 99:99:99:99:99:99 |  | High Risk | 1Y:00-MFG | 06/14/2018 | 06/14/2018 | COOPER UNIVERSITY HOSPITAL |  |  |  |  | David Frye |  |  |  | 06/14/2018 | 06/14/2018 |  |  |  |  | 06/14/2018 | 06/14/2018
|  | CAREFUSION | CAREFUSION ALARIS PUMP 8100 |  |  | SPD |  |  |  | 06/14/2018 |  |  |  |  | NO | NO |  |  |  |  | CAREFUSION 11221559 13110478 |  |  | Disposition |  | 99:99:99:99:99:99 |  | High Risk | 1Y:00-MFG | 06/14/2018 | 06/14/2018 | COOPER UNIVERSITY HOSPITAL |  |  |  |  | David Frye |  |  |  | 06/14/2018 | 06/14/2018 |  |  |  |  | 06/14/2018 | 06/14/2018
|  | CAREFUSION | CAREFUSION ALARIS PUMP 8100 |  |  | SPD |  |  |  | 06/18/2018 |  |  |  |  | NO | NO |  |  |  |  | CAREFUSION 11221565 13101083 |  |  | Disposition |  | 99:99:99:99:99:99 |  | High Risk | 1Y:00-MFG | 06/18/2018 | 06/18/2018 | COOPER UNIVERSITY HOSPITAL |  |  |  |  | David Frye |  |  |  | 06/18/2018 | 06/18/2018 |  |  |  |  | 06/18/2018 | 06/18/2018
|  | CAREFUSION | CAREFUSION ALARIS PUMP 8100 |  |  | SPD |  |  |  | 06/14/2018 |  |  |  |  | NO | NO |  |  |  |  | CAREFUSION 11221562 13102492 |  |  | Disposition |  | 99:99:99:99:99:99 |  | High Risk | 1Y:00-MFG | 06/14/2018 | 06/14/2018 | COOPER UNIVERSITY HOSPITAL |  |  |  |  | David Frye |  |  |  | 06/14/2018 | 06/14/2018 |  |  |  |  | 06/14/2018 | 06/14/2018
|  | CAREFUSION | CAREFUSION ALARIS PUMP 8100 |  |  | SPD |  |  |  | 06/14/2018 |  |  |  |  | NO | NO |  |  |  |  | CAREFUSION 11221560 13110414 |  |  | Disposition |  | 99:99:99:99:99:99 |  | High Risk | 1Y:00-MFG | 06/14/2018 | 06/14/2018 | COOPER UNIVERSITY HOSPITAL |  |  | ORPAVILION |  | David Frye |  |  |  | 06/14/2018 | 06/14/2018 |  |  |  |  | 06/14/2018 | 06/14/2018
|  | CAREFUSION | CAREFUSION ALARIS PUMP 8100 |  |  | SPD |  |  |  | 06/14/2018 |  |  |  |  | NO | NO |  |  |  |  | CAREFUSION 11221561 13110569 |  |  | Disposition |  | 99:99:99:99:99:99 |  | High Risk | 1Y:00-MFG | 06/14/2018 | 06/14/2018 | COOPER UNIVERSITY HOSPITAL |  |  |  |  | David Frye |  |  |  | 06/14/2018 | 06/14/2018 |  |  |  |  | 06/14/2018 | 06/14/2018
|  | CAREFUSION | CAREFUSION ALARIS PUMP 8100 |  |  | SPD |  |  |  | 06/13/2018 |  |  |  |  | NO | NO |  |  |  |  | CAREFUSION 11221553 13110554 |  |  | Disposition |  | 99:99:99:99:99:99 |  | High Risk | 1Y:00-MFG | 06/13/2018 | 06/13/2018 | COOPER UNIVERSITY HOSPITAL |  |  |  |  | David Frye |  |  |  | 06/13/2018 | 06/13/2018 |  |  |  |  | 06/13/2018 | 06/13/2018
|  | CAREFUSION | CAREFUSION ALARIS PUMP 8100 |  |  | SPD |  |  |  | 06/13/2018 |  |  |  |  | NO | NO |  |  |  |  | CAREFUSION 11221550 13102030 |  |  | Disposition |  | 99:99:99:99:99:99 |  | High Risk | 1Y:00-MFG | 06/13/2018 | 06/13/2018 | COOPER UNIVERSITY HOSPITAL |  |  |  |  | David Frye |  |  |  | 06/13/2018 | 06/13/2018 |  |  |  |  | 06/13/2018 | 06/13/2018
|  | CAREFUSION | CAREFUSION ALARIS PUMP 8100 |  |  | SPD |  |  |  | 06/13/2018 |  |  |  |  | NO | NO |  |  |  |  | CAREFUSION 11221551 12581099 |  |  | Disposition |  | 99:99:99:99:99:99 |  | High Risk | 1Y:00-MFG | 06/13/2018 | 06/13/2018 | COOPER UNIVERSITY HOSPITAL |  |  |  |  | David Frye |  |  |  | 06/13/2018 | 06/13/2018 |  |  |  |  | 06/13/2018 | 06/13/2018
|  | CAREFUSION | CAREFUSION ALARIS PUMP 8100 |  |  | SPD |  |  |  | 06/13/2018 |  |  |  |  | NO | NO |  |  |  |  | CAREFUSION 11221552 13102023 |  |  | Disposition |  | 99:99:99:99:99:99 |  | High Risk | 1Y:00-MFG | 06/13/2018 | 06/13/2018 | COOPER UNIVERSITY HOSPITAL |  |  |  |  | David Frye |  |  |  | 06/13/2018 | 06/13/2018 |  |  |  |  | 06/13/2018 | 06/13/2018
|  | CAREFUSION | CAREFUSION ALARIS PUMP 8100 |  |  | SPD |  |  |  | 06/13/2018 |  |  |  |  | NO | NO |  |  |  |  | CAREFUSION 11221549 13110906 |  |  | Disposition |  | 99:99:99:99:99:99 |  | High Risk | 1Y:00-MFG | 06/13/2018 | 06/13/2018 | COOPER UNIVERSITY HOSPITAL |  |  |  |  | David Frye |  |  |  | 06/13/2018 | 06/13/2018 |  |  |  |  | 06/13/2018 | 06/13/2018
|  | CAREFUSION | CAREFUSION ALARIS PUMP 8100 |  |  | SPD |  |  |  | 06/13/2018 |  |  |  |  | NO | NO |  |  |  |  | CAREFUSION 11221546 13110786 |  |  | Disposition |  | 99:99:99:99:99:99 |  | High Risk | 1Y:00-MFG | 06/13/2018 | 06/13/2018 | COOPER UNIVERSITY HOSPITAL |  |  |  |  | David Frye |  |  |  | 06/13/2018 | 06/13/2018 |  |  |  |  | 06/13/2018 | 06/13/2018
|  | CAREFUSION | CAREFUSION ALARIS PUMP 8100 |  |  | SPD |  |  |  | 06/13/2018 |  |  |  |  | NO | NO |  |  |  |  | CAREFUSION 11221547 13101960 |  |  | Disposition |  | 99:99:99:99:99:99 |  | High Risk | 1Y:00-MFG | 06/13/2018 | 06/13/2018 | COOPER UNIVERSITY HOSPITAL |  |  |  |  | David Frye |  |  |  | 06/13/2018 | 06/13/2018 |  |  |  |  | 06/13/2018 | 06/13/2018
|  | CAREFUSION | CAREFUSION ALARIS PUMP 8100 |  |  | SPD |  |  |  | 06/13/2018 |  |  |  |  | NO | NO |  |  |  |  | CAREFUSION 11221548 13109769 |  |  | Disposition |  | 99:99:99:99:99:99 |  | High Risk | 1Y:00-MFG | 06/13/2018 | 06/13/2018 | COOPER UNIVERSITY HOSPITAL |  |  |  |  | David Frye |  |  |  | 06/13/2018 | 06/13/2018 |  |  |  |  | 06/13/2018 | 06/13/2018
|  | CAREFUSION | CAREFUSION ALARIS PUMP 8100 |  |  | SPD |  |  |  | 06/13/2018 |  |  |  |  | NO | NO |  |  |  |  | CAREFUSION 11221545 13102837 |  |  | Disposition |  | 99:99:99:99:99:99 |  | High Risk | 1Y:00-MFG | 06/13/2018 | 06/13/2018 | COOPER UNIVERSITY HOSPITAL |  |  |  |  | David Frye |  |  |  | 06/13/2018 | 06/13/2018 |  |  |  |  | 06/13/2018 | 06/13/2018
|  | CAREFUSION | CAREFUSION ALARIS PUMP 8100 |  |  | SPD |  |  |  | 06/12/2018 |  |  |  |  | NO | NO |  |  |  |  | CAREFUSION 11221542 13110575 |  |  | Disposition |  | 99:99:99:99:99:99 |  | High Risk | 1Y:00-MFG | 06/12/2018 | 06/12/2018 | COOPER UNIVERSITY HOSPITAL |  |  |  |  | David Frye |  |  |  | 06/12/2018 | 06/12/2018 |  |  |  |  | 06/12/2018 | 06/12/2018
|  | CAREFUSION | CAREFUSION ALARIS PUMP 8100 |  |  | SPD |  |  |  | 06/12/2018 |  |  |  |  | NO | NO |  |  |  |  | CAREFUSION 11221543 13102865 |  |  | Disposition |  | 99:99:99:99:99:99 |  | High Risk | 1Y:00-MFG | 06/12/2018 | 06/12/2018 | COOPER UNIVERSITY HOSPITAL |  |  |  |  | David Frye |  |  |  | 06/12/2018 | 06/12/2018 |  |  |  |  | 06/12/2018 | 06/12/2018
|  | CAREFUSION | CAREFUSION ALARIS PUMP 8100 |  |  | SPD |  |  |  | 06/12/2018 |  |  |  |  | NO | NO |  |  |  |  | CAREFUSION 11221541 13102857 |  |  | Disposition |  | 99:99:99:99:99:99 |  | High Risk | 1Y:00-MFG | 06/12/2018 | 06/12/2018 | COOPER UNIVERSITY HOSPITAL |  |  |  |  | David Frye |  |  |  | 06/12/2018 | 06/12/2018 |  |  |  |  | 06/12/2018 | 06/12/2018
|  | CAREFUSION | CAREFUSION ALARIS PUMP 8100 |  |  | SPD |  |  |  | 06/12/2018 |  |  |  |  | NO | NO |  |  |  |  | CAREFUSION 11221536 13102086 |  |  | Disposition |  | 99:99:99:99:99:99 |  | High Risk | 1Y:00-MFG | 06/12/2018 | 06/12/2018 | COOPER UNIVERSITY HOSPITAL |  |  |  |  | David Frye |  |  |  | 06/12/2018 | 06/12/2018 |  |  |  |  | 06/12/2018 | 06/12/2018
|  | CAREFUSION | CAREFUSION ALARIS PUMP 8100 |  |  | SPD |  |  |  | 06/11/2018 |  |  |  |  | NO | NO |  |  |  |  | CAREFUSION 11221537 13102682 |  |  | Disposition |  | 99:99:99:99:99:99 |  | High Risk | 1Y:00-MFG | 06/11/2018 | 06/11/2018 | COOPER UNIVERSITY HOSPITAL |  |  |  |  | David Frye |  |  |  | 06/11/2018 | 06/11/2018 |  |  |  |  | 06/11/2018 | 06/11/2018
|  | CAREFUSION | CAREFUSION ALARIS PUMP 8100 |  |  | SPD |  |  |  | 06/12/2018 |  |  |  |  | NO | NO |  |  |  |  | CAREFUSION 11221538 13102669 |  |  | Disposition |  | 99:99:99:99:99:99 |  | High Risk | 1Y:00-MFG | 06/12/2018 | 06/12/2018 | COOPER UNIVERSITY HOSPITAL |  |  |  |  | David Frye |  |  |  | 06/12/2018 | 06/12/2018 |  |  |  |  | 06/12/2018 | 06/12/2018
|  | CAREFUSION | CAREFUSION ALARIS PUMP 8100 |  |  | SPD |  |  |  | 06/12/2018 |  |  |  |  | NO | NO |  |  |  |  | CAREFUSION 11221539 13110796 |  |  | Disposition |  | 99:99:99:99:99:99 |  | High Risk | 1Y:00-MFG | 06/12/2018 | 06/12/2018 | COOPER UNIVERSITY HOSPITAL |  |  |  |  | David Frye |  |  |  | 06/12/2018 | 06/12/2018 |  |  |  |  | 06/12/2018 | 06/12/2018
|  | CAREFUSION | CAREFUSION ALARIS PUMP 8100 |  |  | SPD |  |  |  | 06/12/2018 |  |  |  |  | NO | NO |  |  |  |  | CAREFUSION 11221540 13110845 |  |  | Disposition |  | 99:99:99:99:99:99 |  | High Risk | 1Y:00-MFG | 06/12/2018 | 06/12/2018 | COOPER UNIVERSITY HOSPITAL |  |  |  |  | David Frye |  |  |  | 06/12/2018 | 06/12/2018 |  |  |  |  | 06/12/2018 | 06/12/2018
|  | CAREFUSION | CAREFUSION ALARIS PUMP 8100 |  |  | SPD |  |  |  | 06/08/2018 |  |  |  |  | NO | NO |  |  |  |  | CAREFUSION 11221534 13102064 |  |  | Disposition |  | 99:99:99:99:99:99 |  | High Risk | 1Y:00-MFG | 06/08/2018 | 06/08/2018 | COOPER UNIVERSITY HOSPITAL |  |  |  |  | David Frye |  |  |  | 06/08/2018 | 06/08/2018 |  |  |  |  | 06/08/2018 | 06/08/2018
|  | CAREFUSION | CAREFUSION ALARIS PUMP 8100 |  |  | SPD |  |  |  | 06/08/2018 |  |  |  |  | NO | NO |  |  |  |  | CAREFUSION 11221533 13101877 |  |  | Disposition |  | 99:99:99:99:99:99 |  | High Risk | 1Y:00-MFG | 06/08/2018 | 06/08/2018 | COOPER UNIVERSITY HOSPITAL |  |  |  |  | David Frye |  |  |  | 06/08/2018 | 06/08/2018 |  |  |  |  | 06/08/2018 | 06/08/2018
|  | CAREFUSION | CAREFUSION ALARIS PUMP 8100 |  |  | SPD |  |  |  | 06/08/2018 |  |  |  |  | NO | NO |  |  |  |  | CAREFUSION 11221531 13102509 |  |  | Disposition |  | 99:99:99:99:99:99 |  | High Risk | 1Y:00-MFG | 06/08/2018 | 06/08/2018 | COOPER UNIVERSITY HOSPITAL |  |  |  |  | David Frye |  |  |  | 06/08/2018 | 06/08/2018 |  |  |  |  | 06/08/2018 | 06/08/2018
|  | CAREFUSION | CAREFUSION ALARIS PUMP 8100 |  |  | SPD |  |  |  | 06/11/2018 |  |  |  |  | NO | NO |  |  |  |  | CAREFUSION 11221532 13101864 |  |  | Disposition |  | 99:99:99:99:99:99 |  | High Risk | 1Y:00-MFG | 06/11/2018 | 06/11/2018 | COOPER UNIVERSITY HOSPITAL |  |  |  |  | David Frye |  |  |  | 06/11/2018 | 06/11/2018 |  |  |  |  | 06/11/2018 | 06/11/2018
|  | CAREFUSION | CAREFUSION ALARIS PUMP 8100 |  |  | SPD |  |  |  | 06/28/2018 |  |  |  |  | NO | NO |  |  |  |  | CAREFUSION 11221529 13102414 |  |  | Disposition |  | 99:99:99:99:99:99 |  | High Risk | 1Y:00-MFG | 06/28/2018 | 06/28/2018 | COOPER UNIVERSITY HOSPITAL |  |  |  |  | David Frye |  |  |  | 06/28/2018 | 06/28/2018 |  |  |  |  | 06/28/2018 | 06/28/2018
|  | CAREFUSION | CAREFUSION ALARIS PUMP 8100 |  |  | SPD |  |  |  | 06/08/2018 |  |  |  |  | NO | NO |  |  |  |  | CAREFUSION 11221530 13102250 |  |  | Disposition |  | 99:99:99:99:99:99 |  | High Risk | 1Y:00-MFG | 06/08/2018 | 06/08/2018 | COOPER UNIVERSITY HOSPITAL |  |  |  |  | David Frye |  |  |  | 06/08/2018 | 06/08/2018 |  |  |  |  | 06/08/2018 | 06/08/2018
|  | CAREFUSION | CAREFUSION ALARIS PUMP 8100 |  |  | SPD |  |  |  | 06/08/2018 |  |  |  |  | NO | NO |  |  |  |  | CAREFUSION 11221528 13102270 |  |  | Disposition |  | 99:99:99:99:99:99 |  | High Risk | 1Y:00-MFG | 06/08/2018 | 06/08/2018 | COOPER UNIVERSITY HOSPITAL |  |  |  |  | David Frye |  |  |  | 06/08/2018 | 06/08/2018 |  |  |  |  | 06/08/2018 | 06/08/2018
|  | CAREFUSION | CAREFUSION ALARIS PUMP 8100 |  |  | SPD |  |  |  | 06/06/2018 |  |  |  |  | NO | NO |  |  |  |  | CAREFUSION 11221527 13110600 |  |  | Disposition |  | 99:99:99:99:99:99 |  | High Risk | 1Y:00-MFG | 06/06/2018 | 06/06/2018 | COOPER UNIVERSITY HOSPITAL |  |  |  |  | David Frye |  |  |  | 06/06/2018 | 06/06/2018 |  |  |  |  | 06/06/2018 | 06/06/2018
|  | CAREFUSION | CAREFUSION ALARIS PUMP 8100 |  |  | SPD |  |  |  | 06/06/2018 |  |  |  |  | NO | NO |  |  |  |  | CAREFUSION 11221526 13102489 |  |  | Disposition |  | 99:99:99:99:99:99 |  | High Risk | 1Y:00-MFG | 06/06/2018 | 06/06/2018 | COOPER UNIVERSITY HOSPITAL |  |  |  |  | David Frye |  |  |  | 06/06/2018 | 06/06/2018 |  |  |  |  | 06/06/2018 | 06/06/2018
|  | CAREFUSION | CAREFUSION ALARIS PUMP 8100 |  |  | SPD |  |  |  | 06/06/2018 |  |  |  |  | NO | NO |  |  |  |  | CAREFUSION 11221525 13110482 |  |  | Disposition |  | 99:99:99:99:99:99 |  | High Risk | 1Y:00-MFG | 06/06/2018 | 06/06/2018 | COOPER UNIVERSITY HOSPITAL |  |  |  |  | David Frye |  |  |  | 06/06/2018 | 06/06/2018 |  |  |  |  | 06/06/2018 | 06/06/2018
|  | CAREFUSION | CAREFUSION ALARIS PUMP 8100 |  |  | SPD |  |  |  | 05/08/2018 |  |  |  |  | NO | NO |  |  |  |  | CAREFUSION 11221521 12985253 |  |  | Disposition |  | 99:99:99:99:99:99 |  | High Risk | 1Y:00-MFG | 05/08/2018 | 05/08/2018 | COOPER UNIVERSITY HOSPITAL |  |  | P06 |  | David Frye |  |  |  | 05/08/2018 | 05/08/2018 |  |  |  |  | 05/08/2018 | 05/08/2018
|  | CAREFUSION | CAREFUSION ALARIS PUMP 8100 |  |  | SPD |  |  |  | 06/06/2018 |  |  |  |  | NO | NO |  |  |  |  | CAREFUSION 11221523 13110586 |  |  | Disposition |  | 99:99:99:99:99:99 |  | High Risk | 1Y:00-MFG | 06/06/2018 | 06/06/2018 | COOPER UNIVERSITY HOSPITAL |  |  |  |  | David Frye |  |  |  | 06/06/2018 | 06/06/2018 |  |  |  |  | 06/06/2018 | 06/06/2018
|  | CAREFUSION | CAREFUSION ALARIS PUMP 8100 |  |  | SPD |  |  |  | 06/06/2018 |  |  |  |  | NO | NO |  |  |  |  | CAREFUSION 11221524 13102411 |  |  | Disposition |  | 99:99:99:99:99:99 |  | High Risk | 1Y:00-MFG | 06/06/2018 | 06/06/2018 | COOPER UNIVERSITY HOSPITAL |  |  |  |  | David Frye |  |  |  | 06/06/2018 | 06/06/2018 |  |  |  |  | 06/06/2018 | 06/06/2018
|  | CAREFUSION | CAREFUSION ALARIS PUMP 8100 |  |  | SPD |  |  |  | 05/02/2018 |  |  |  |  | NO | NO |  |  |  |  | CAREFUSION 11221503 13371932 |  |  | Disposition |  | 99:99:99:99:99:99 |  | High Risk | 1Y:00-MFG | 05/02/2018 | 05/02/2018 | COOPER UNIVERSITY HOSPITAL |  |  |  |  | David Frye |  |  |  | 05/02/2018 | 05/02/2018 |  |  |  |  | 05/02/2018 | 05/02/2018
|  | CAREFUSION | CAREFUSION ALARIS PUMP 8100 |  |  | SPD |  |  |  | 01/14/2019 |  |  |  |  | NO | NO |  |  |  |  | CAREFUSION 11137495 15260911 |  |  | Active |  | 99:99:99:99:99:99 |  | High Risk | 1Y:00-MFG | 01/14/2019 | 01/14/2019 | COOPER UNIVERSITY HOSPITAL |  |  | Moves | WOT00000001467709 | David Frye | Performance Verification | Completed |  | 01/14/2019 | 01/14/2019 | Performance Verification for CAREFUSION 11137495 15260911 | Initial Install of Performance Verification. Device is ready for patient use. |  |  | 01/14/2019 | 01/14/2019
|  | CAREFUSION | CAREFUSION ALARIS PUMP 8100 |  |  | SPD |  |  |  | 01/04/2019 |  |  |  |  | NO | NO |  |  |  |  | CAREFUSION 11137476 15262231 |  |  | Active |  | 99:99:99:99:99:99 |  | High Risk | 1Y:00-MFG | 01/04/2019 | 01/04/2019 | COOPER UNIVERSITY HOSPITAL |  |  | Moves | WOT00000001469372 | David Frye | Performance Verification | Completed |  | 01/04/2019 | 01/04/2019 | Performance Verification for CAREFUSION 11137476 15262231 | Initial Install of Performance Verification. Device is ready for patient use. |  |  | 01/04/2019 | 01/04/2019
|  | CAREFUSION | CAREFUSION ALARIS PUMP 8100 |  |  | SPD |  |  |  | 01/17/2019 |  |  |  |  | NO | NO |  |  |  |  | CAREFUSION 11137445 15260853 |  |  | Active |  | 99:99:99:99:99:99 |  | High Risk | 1Y:00-MFG | 01/17/2019 | 01/17/2019 | COOPER UNIVERSITY HOSPITAL |  |  | Moves | WOT00000001467485 | David Frye | Performance Verification | Completed |  | 01/17/2019 | 01/17/2019 | Performance Verification for CAREFUSION 11137445 15260853 | Initial Install of Performance Verification. Device is ready for patient use. |  |  | 01/17/2019 | 01/17/2019
|  | CAREFUSION | CAREFUSION ALARIS PUMP 8100 |  |  | SPD |  |  |  | 01/03/2019 |  |  |  |  | NO | NO |  |  |  |  | CAREFUSION 11137433 15261035 |  |  | Active |  | 99:99:99:99:99:99 |  | High Risk | 1Y:00-MFG | 01/03/2019 | 01/03/2019 | COOPER UNIVERSITY HOSPITAL |  |  | Moves | WOT00000001469445 | David Frye | Performance Verification | Completed |  | 01/03/2019 | 01/03/2019 | Performance Verification for CAREFUSION 11137433 15261035 | Initial Install of Performance Verification. Device is ready for patient use. |  |  | 01/03/2019 | 01/03/2019
|  | CAREFUSION | CAREFUSION ALARIS PUMP 8100 |  |  | SPD |  |  |  | 01/24/2019 |  |  |  |  | NO | NO |  |  |  |  | CAREFUSION 11137403 15262901 |  |  | Active |  | 99:99:99:99:99:99 |  | High Risk | 1Y:00-MFG | 01/24/2019 | 01/24/2019 | COOPER UNIVERSITY HOSPITAL |  |  | Moves | WOT00000001466991 | David Frye | Performance Verification | Completed |  | 01/24/2019 | 01/24/2019 | Performance Verification for CAREFUSION 11137403 15262901 | Initial Install of Performance Verification. Device is ready for patient use. |  |  | 01/24/2019 | 01/24/2019
|  | CAREFUSION | CAREFUSION ALARIS PUMP 8100 |  |  | SPD |  |  |  | 01/04/2019 |  |  |  |  | NO | NO |  |  |  |  | CAREFUSION 11137351 15263173 |  |  | Active |  | 99:99:99:99:99:99 |  | High Risk | 1Y:00-MFG | 01/04/2019 | 01/04/2019 | COOPER UNIVERSITY HOSPITAL |  |  | Moves | WOT00000001467746 | David Frye | Performance Verification | Completed |  | 01/04/2019 | 01/04/2019 | Performance Verification for CAREFUSION 11137351 15263173 | Initial Install of Performance Verification. Device is ready for patient use. |  |  | 01/04/2019 | 01/04/2019
|  | CAREFUSION | CAREFUSION ALARIS PUMP 8100 |  |  | SPD |  |  |  | 01/02/2019 |  |  |  |  | NO | NO |  |  |  |  | CAREFUSION 11137336 15262169 |  |  | Active |  | 99:99:99:99:99:99 |  | High Risk | 1Y:00-MFG | 01/02/2019 | 01/02/2019 | COOPER UNIVERSITY HOSPITAL |  |  | Moves | WOT00000001466600 | David Frye | Performance Verification | Completed |  | 01/02/2019 | 01/02/2019 | Performance Verification for CAREFUSION 11137336 15262169 | Initial Install of Performance Verification. Device is ready for patient use. |  |  | 01/02/2019 | 01/02/2019
|  | CAREFUSION | CAREFUSION ALARIS PUMP 8100 |  |  | SPD |  |  |  | 02/01/2019 |  |  |  |  | NO | NO |  |  |  |  | CAREFUSION 11137316 15260845 |  |  | Active |  | 99:99:99:99:99:99 |  | High Risk | 1Y:00-MFG | 02/01/2019 | 02/01/2019 | COOPER UNIVERSITY HOSPITAL |  |  | Moves | WOT00000001467474 | David Frye | Performance Verification | Completed |  | 02/01/2019 | 02/01/2019 | Performance Verification for CAREFUSION 11137316 15260845 | Initial Install of Performance Verification. Device is ready for patient use. |  |  | 02/01/2019 | 02/01/2019
|  | CAREFUSION | CAREFUSION ALARIS PUMP 8100 |  |  | SPD |  |  |  | 02/01/2019 |  |  |  |  | NO | NO |  |  |  |  | CAREFUSION 11137261 15261667 |  |  | Active |  | 99:99:99:99:99:99 |  | High Risk | 1Y:00-MFG | 02/01/2019 | 02/01/2019 | COOPER UNIVERSITY HOSPITAL |  |  | Moves | WOT00000001468839 | David Frye | Performance Verification | Completed |  | 02/01/2019 | 02/01/2019 | Performance Verification for CAREFUSION 11137261 15261667 | Initial Install of Performance Verification. Device is ready for patient use. |  |  | 02/01/2019 | 02/01/2019
|  | CAREFUSION | CAREFUSION ALARIS PUMP 8100 |  |  | SPD |  |  |  | 02/20/2019 |  |  |  |  | NO | NO |  |  |  |  | CAREFUSION 11137242 15258135 |  |  | Active |  | 99:99:99:99:99:99 |  | High Risk | 1Y:00-MFG | 02/20/2019 | 02/20/2019 | COOPER UNIVERSITY HOSPITAL |  |  | Moves | WOT00000001468091 | David Frye | Performance Verification | Completed |  | 02/20/2019 | 02/20/2019 | Performance Verification for CAREFUSION 11137242 15258135 | Initial Install of Performance Verification. Device is ready for patient use. |  |  | 02/20/2019 | 02/20/2019
|  | CAREFUSION | CAREFUSION ALARIS PUMP 8100 |  |  | SPD |  |  |  | 01/04/2019 |  |  |  |  | NO | NO |  |  |  |  | CAREFUSION 11137197 15261847 |  |  | Active |  | 99:99:99:99:99:99 |  | High Risk | 1Y:00-MFG | 01/04/2019 | 01/04/2019 | COOPER UNIVERSITY HOSPITAL |  |  | Moves | WOT00000001468144 | David Frye | Performance Verification | Completed |  | 01/04/2019 | 01/04/2019 | Performance Verification for CAREFUSION 11137197 15261847 | Initial Install of Performance Verification. Device is ready for patient use. |  |  | 01/04/2019 | 01/04/2019
|  | CAREFUSION | CAREFUSION ALARIS PUMP 8100 |  |  | SPD |  |  |  | 02/11/2019 |  |  |  |  | NO | NO |  |  |  |  | CAREFUSION 11137111 15262727 |  |  | Active |  | 99:99:99:99:99:99 |  | High Risk | 1Y:00-MFG | 02/11/2019 | 02/11/2019 | COOPER UNIVERSITY HOSPITAL |  |  | Moves | WOT00000001466745 | David Frye | Performance Verification | Completed |  | 02/11/2019 | 02/11/2019 | Performance Verification for CAREFUSION 11137111 15262727 | Initial Install of Performance Verification. Device is ready for patient use. |  |  | 02/11/2019 | 02/11/2019
|  | CAREFUSION | CAREFUSION ALARIS PUMP 8100 |  |  | SPD |  |  |  | 01/16/2019 |  |  |  |  | NO | NO |  |  |  |  | CAREFUSION 11137061 15260893 |  |  | Active |  | 99:99:99:99:99:99 |  | High Risk | 1Y:00-MFG | 01/16/2019 | 01/16/2019 | COOPER UNIVERSITY HOSPITAL |  |  | Moves | WOT00000001467505 | David Frye | Performance Verification | Completed |  | 01/16/2019 | 01/16/2019 | Performance Verification for CAREFUSION 11137061 15260893 | Initial Install of Performance Verification. Device is ready for patient use. |  |  | 01/16/2019 | 01/16/2019
|  | CAREFUSION | CAREFUSION ALARIS PUMP 8100 |  |  | SPD |  |  |  | 02/01/2019 |  |  |  |  | NO | NO |  |  |  |  | CAREFUSION 11137050 15261673 |  |  | Active |  | 99:99:99:99:99:99 |  | High Risk | 1Y:00-MFG | 02/01/2019 | 02/01/2019 | COOPER UNIVERSITY HOSPITAL |  |  | Moves | WOT00000001468846 | David Frye | Performance Verification | Completed |  | 02/01/2019 | 02/01/2019 | Performance Verification for CAREFUSION 11137050 15261673 | Initial Install of Performance Verification. Device is ready for patient use. |  |  | 02/01/2019 | 02/01/2019
|  | CAREFUSION | CAREFUSION ALARIS PUMP 8100 |  |  | SPD |  |  |  | 01/24/2019 |  |  |  |  | NO | NO |  |  |  |  | CAREFUSION 11137048 15260971 |  |  | Active |  | 99:99:99:99:99:99 |  | High Risk | 1Y:00-MFG | 01/24/2019 | 01/24/2019 | COOPER UNIVERSITY HOSPITAL |  |  | Moves | WOT00000001466709 | David Frye | Performance Verification | Completed |  | 01/24/2019 | 01/24/2019 | Performance Verification for CAREFUSION 11137048 15260971 | Initial Install of Performance Verification. Device is ready for patient use. |  |  | 01/24/2019 | 01/24/2019
|  | CAREFUSION | CAREFUSION ALARIS PUMP 8100 |  |  | SPD |  |  |  | 02/04/2019 |  |  |  |  | NO | NO |  |  |  |  | CAREFUSION 11137028 15261063 |  |  | Active |  | 99:99:99:99:99:99 |  | High Risk | 1Y:00-MFG | 02/04/2019 | 02/04/2019 | COOPER UNIVERSITY HOSPITAL |  |  | Moves | WOT00000001468427 | David Frye | Performance Verification | Completed |  | 02/04/2019 | 02/04/2019 | Performance Verification for CAREFUSION 11137028 15261063 | Initial Install of Performance Verification. Device is ready for patient use. |  |  | 02/04/2019 | 02/04/2019
|  | CAREFUSION | CAREFUSION ALARIS PUMP 8100 |  |  | SPD |  |  |  | 02/07/2019 |  |  |  |  | NO | NO |  |  |  |  | CAREFUSION 11136590 15261730 |  |  | Active |  | 99:99:99:99:99:99 |  | High Risk | 1Y:00-MFG | 02/07/2019 | 02/07/2019 | COOPER UNIVERSITY HOSPITAL |  |  | Moves | WOT00000001469095 | David Frye | Performance Verification | Completed |  | 02/07/2019 | 02/07/2019 | Performance Verification for CAREFUSION 11136590 15261730 | Initial Install of Performance Verification. Device is ready for patient use. |  |  | 02/07/2019 | 02/07/2019
|  | CAREFUSION | CAREFUSION ALARIS PUMP 8100 |  |  | SPD |  |  |  | 01/16/2019 |  |  |  |  | NO | NO |  |  |  |  | CAREFUSION 11136572 15263196 |  |  | Active |  | 99:99:99:99:99:99 |  | High Risk | 1Y:00-MFG | 01/16/2019 | 01/16/2019 | COOPER UNIVERSITY HOSPITAL |  |  | Moves | WOT00000001467758 | David Frye | Performance Verification | Completed |  | 01/16/2019 | 01/16/2019 | Performance Verification for CAREFUSION 11136572 15263196 | Initial Install of Performance Verification. Device is ready for patient use. |  |  | 01/16/2019 | 01/16/2019
|  | CAREFUSION | CAREFUSION ALARIS PUMP 8100 |  |  | SPD |  |  |  | 01/21/2019 |  |  |  |  | NO | NO |  |  |  |  | CAREFUSION 11136542 15261591 |  |  | Active |  | 99:99:99:99:99:99 |  | High Risk | 1Y:00-MFG | 01/21/2019 | 01/21/2019 | COOPER UNIVERSITY HOSPITAL |  |  | Moves | WOT00000001468972 | David Frye | Performance Verification | Completed |  | 01/21/2019 | 01/21/2019 | Performance Verification for CAREFUSION 11136542 15261591 | Initial Install of Performance Verification. Device is ready for patient use. |  |  | 01/21/2019 | 01/21/2019
|  | CAREFUSION | CAREFUSION ALARIS PUMP 8100 |  |  | SPD |  |  |  | 01/15/2019 |  |  |  |  | NO | NO |  |  |  |  | CAREFUSION 11136462 15270774 |  |  | Active |  | 99:99:99:99:99:99 |  | High Risk | 1Y:00-MFG | 01/15/2019 | 01/15/2019 | COOPER UNIVERSITY HOSPITAL |  |  | Moves | WOT00000001467449 | David Frye | Performance Verification | Completed |  | 01/15/2019 | 01/15/2019 | Performance Verification for CAREFUSION 11136462 15270774 | Initial Install of Performance Verification. Device is ready for patient use. |  |  | 01/15/2019 | 01/15/2019
|  | CAREFUSION | CAREFUSION ALARIS PUMP 8100 |  |  | SPD |  |  |  | 01/14/2019 |  |  |  |  | NO | NO |  |  |  |  | CAREFUSION 11136418 15266546 |  |  | Active |  | 99:99:99:99:99:99 |  | High Risk | 1Y:00-MFG | 01/14/2019 | 01/14/2019 | COOPER UNIVERSITY HOSPITAL |  |  | Moves | WOT00000001467142 | David Frye | Performance Verification | Completed |  | 01/14/2019 | 01/14/2019 | Performance Verification for CAREFUSION 11136418 15266546 | Initial Install of Performance Verification. Device is ready for patient use. |  |  | 01/14/2019 | 01/14/2019
|  | CAREFUSION | CAREFUSION ALARIS PUMP 8100 |  |  | SPD |  |  |  | 01/23/2019 |  |  |  |  | NO | NO |  |  |  |  | CAREFUSION 11136391 15269948 |  |  | Active |  | 99:99:99:99:99:99 |  | High Risk | 1Y:00-MFG | 01/23/2019 | 01/23/2019 | COOPER UNIVERSITY HOSPITAL |  |  | Moves | WOT00000001466829 | David Frye | Performance Verification | Completed |  | 01/23/2019 | 01/23/2019 | Performance Verification for CAREFUSION 11136391 15269948 | Initial Install of Performance Verification. Device is ready for patient use. |  |  | 01/23/2019 | 01/23/2019
|  | CAREFUSION | CAREFUSION ALARIS PUMP 8100 |  |  | SPD |  |  |  | 02/01/2019 |  |  |  |  | NO | NO |  |  |  |  | CAREFUSION 11136374 15270275 |  |  | Active |  | 99:99:99:99:99:99 |  | High Risk | 1Y:00-MFG | 02/01/2019 | 02/01/2019 | COOPER UNIVERSITY HOSPITAL |  |  | Moves | WOT00000001467176 | David Frye | Performance Verification | Completed |  | 02/01/2019 | 02/01/2019 | Performance Verification for CAREFUSION 11136374 15270275 | Initial Install of Performance Verification. Device is ready for patient use. |  |  | 02/01/2019 | 02/01/2019
|  | CAREFUSION | CAREFUSION ALARIS PUMP 8100 |  |  | SPD |  |  |  | 02/11/2019 |  |  |  |  | NO | NO |  |  |  |  | CAREFUSION 11136371 15271012 |  |  | Active |  | 99:99:99:99:99:99 |  | High Risk | 1Y:00-MFG | 02/11/2019 | 02/11/2019 | COOPER UNIVERSITY HOSPITAL |  |  | Moves | WOT00000001467600 | David Frye | Performance Verification | Completed |  | 02/11/2019 | 02/11/2019 | Performance Verification for CAREFUSION 11136371 15271012 | Initial Install of Performance Verification. Device is ready for patient use. |  |  | 02/11/2019 | 02/11/2019
|  | CAREFUSION | CAREFUSION ALARIS PUMP 8100 |  |  | SPD |  |  |  | 01/03/2019 |  |  |  |  | NO | NO |  |  |  |  | CAREFUSION 11136203 15269679 |  |  | Active |  | 99:99:99:99:99:99 |  | High Risk | 1Y:00-MFG | 01/03/2019 | 01/03/2019 | COOPER UNIVERSITY HOSPITAL |  |  | Moves | WOT00000001467679 | David Frye | Performance Verification | Completed |  | 01/03/2019 | 01/03/2019 | Performance Verification for CAREFUSION 11136203 15269679 | Initial Install of Performance Verification. Device is ready for patient use. |  |  | 01/03/2019 | 01/03/2019
|  | CAREFUSION | CAREFUSION ALARIS PUMP 8100 |  |  | SPD |  |  |  | 01/14/2019 |  |  |  |  | NO | NO |  |  |  |  | CAREFUSION 11136166 15269694 |  |  | Active |  | 99:99:99:99:99:99 |  | High Risk | 1Y:00-MFG | 01/14/2019 | 01/14/2019 | COOPER UNIVERSITY HOSPITAL |  |  | Moves | WOT00000001468364 | David Frye | Performance Verification | Completed |  | 01/14/2019 | 01/14/2019 | Performance Verification for CAREFUSION 11136166 15269694 | Initial Install of Performance Verification. Device is ready for patient use. |  |  | 01/14/2019 | 01/14/2019
|  | CAREFUSION | CAREFUSION ALARIS PUMP 8100 |  |  | SPD |  |  |  | 01/03/2019 |  |  |  |  | NO | NO |  |  |  |  | CAREFUSION 11136056 15266936 |  |  | Active |  | 99:99:99:99:99:99 |  | High Risk | 1Y:00-MFG | 01/03/2019 | 01/03/2019 | COOPER UNIVERSITY HOSPITAL |  |  | Moves | WOT00000001469781 | David Frye | Performance Verification | Completed |  | 01/03/2019 | 01/03/2019 | Performance Verification for CAREFUSION 11136056 15266936 | Initial Install of Performance Verification. Device is ready for patient use. |  |  | 01/03/2019 | 01/03/2019
|  | CAREFUSION | CAREFUSION ALARIS PUMP 8100 |  |  | VOORHEES SURGERY CENTER-HEM/ONC |  |  |  | 08/21/2019 |  |  |  |  | NO | NO |  |  |  |  | CAREFUSION 11135779 15605737 |  |  | Active |  |  |  | High Risk | 1Y:00-MFG | 08/21/2019 | 08/21/2019 | COOPER AMBULATORY OFF-SITES |  |  | Suite F | WOT00000003482168 | MEGAN MCCAFFERTY | Performance Verification | Closed | Kirk Lis | 08/21/2019 | 08/21/2019 | Performance Verification for CAREFUSION 11135779 15605737 | Initial Install of Performance Verification. Device is ready for patient use. |  |  | 08/21/2019 | 08/21/2019
|  | CAREFUSION | CAREFUSION ALARIS PUMP 8100 |  |  | VOORHEES SURGERY CENTER-HEM/ONC |  |  |  | 08/21/2019 |  |  |  |  | NO | NO |  |  |  |  | CAREFUSION 11135757 15599059 |  |  | Active |  |  |  | High Risk | 1Y:00-MFG | 08/21/2019 | 08/21/2019 | COOPER AMBULATORY OFF-SITES |  |  | Suite F | WOT00000003482092 | MEGAN MCCAFFERTY | Performance Verification | Closed | Kirk Lis | 08/21/2019 | 08/21/2019 | Performance Verification for CAREFUSION 11135757 15599059 | Initial Install of Performance Verification. Device is ready for patient use. |  |  | 08/21/2019 | 08/21/2019
58100/13515087 |  | CAREFUSION | CAREFUSION ALARIS PUMP 8100 |  |  | BIOMEDICAL |  |  |  | 03/25/2019 |  |  |  |  | NO | NO |  |  |  |  | CAREFUSION 58100/13515087 13515087 |  |  | Disposition | TR13515087 |  |  | High Risk | 1Y:00-MFG | 03/25/2019 | 03/25/2019 | COOPER UNIVERSITY HOSPITAL |  |  | Pump Team | WOT00000002403181 | Bonnie Aichroch | Performance Verification | Closed | Josh Harris | 03/25/2019 | 03/25/2019 | CEID Record Completion for CAREFUSION TR13515087 13515087 | inventoried rental unit | EXP2557948 | Labor | 03/25/2019 | 03/25/2019 | Josh Harris
|  | CAREFUSION | CAREFUSION ALARIS PUMP 8100 |  |  | SPD |  |  |  | 06/10/2015 |  |  |  |  | NO | NO |  |  |  |  | CAREFUSION 10769505 13520428 |  |  | Disposition |  | 99:99:99:99:99:99 |  | High Risk | 1Y:00-MFG | 03/15/2018 | 04/01/2020 | COOPER UNIVERSITY HOSPITAL |  |  |  | 0011469897 | David Frye | Preventative Maintenance | Closed | Bonnie Aichroth | 04/10/2017 | 04/10/2017 | PERFORMANCE ASSURANCE AT INVENTORY | INVENTORIED DEVICE AND ENSURED DEVICE WAS FUNCTIONING PROPERLY. | 400FB414-2AC0-4E51-AAF5-D2BA8DAFE991 | Labor | 04/10/2017 | 04/10/2017 | Josh Harris
|  | CAREFUSION | CAREFUSION ALARIS PUMP 8100 |  |  | SPD |  |  |  | 06/10/2015 |  |  |  |  | NO | NO |  |  |  |  | CAREFUSION 10769504 13520241 |  |  | Disposition |  | 99:99:99:99:99:99 |  | High Risk | 1Y:00-MFG | 03/15/2018 | 04/01/2020 | COOPER UNIVERSITY HOSPITAL |  |  |  | 0011469834 | David Frye | Preventative Maintenance | Closed | Bonnie Aichroth | 04/10/2017 | 04/10/2017 | PERFORMANCE ASSURANCE AT INVENTORY | INVENTORIED DEVICE AND ENSURED DEVICE WAS FUNCTIONING PROPERLY. | 8B870314-84DB-47A3-B5DA-ED8C302A505A | Labor | 04/10/2017 | 04/10/2017 | Josh Harris
|  | CAREFUSION | CAREFUSION ALARIS PUMP 8100 |  |  | SPD |  |  |  | 03/10/2011 |  |  |  |  | NO | NO |  |  |  |  | CAREFUSION 10752996 13371867 |  |  | Disposition |  | 99:99:99:99:99:99 |  | High Risk | 1Y:00-MFG | 10/02/2017 | 10/01/2020 | COOPER UNIVERSITY HOSPITAL |  |  |  |  | David Frye
|  | CAREFUSION | CAREFUSION ALARIS PUMP 8100 |  |  | SPD |  |  |  | 10/12/2012 |  |  |  |  | NO | NO |  |  |  |  | CAREFUSION 10752978 12332519 |  |  | Disposition |  | 99:99:99:99:99:99 |  | High Risk | 1Y:00-MFG | 08/30/2018 | 08/01/2020 | COOPER UNIVERSITY HOSPITAL |  |  |  |  | David Frye
|  | CAREFUSION | CAREFUSION ALARIS PUMP 8100 |  |  | SPD |  |  |  | 01/03/2018 |  |  |  |  | NO | NO |  |  |  |  | CAREFUSION 10752960 15065079 |  |  | Disposition |  | 99:99:99:99:99:99 |  | High Risk | 1Y:00-MFG | 06/07/2019 | 02/01/2020 | COOPER UNIVERSITY HOSPITAL |  |  |  | 0012599298 | David Frye | Performance Verification | Closed | Josh Harris | 01/03/2018 | 01/03/2018 | INCOMING INVENTORY | DEVICE INVENTORIED | 20A0528C-2B39-4114-AD1B-8B41AFAEE6A7 | Labor | 01/03/2018 | 01/03/2018 | Josh Harris
|  | CAREFUSION | CAREFUSION ALARIS PUMP 8100 |  |  | SPD |  |  |  | 01/03/2018 |  |  |  |  | NO | NO |  |  |  |  | CAREFUSION 10752946 15058034 |  |  | Disposition |  | 99:99:99:99:99:99 |  | High Risk | 1Y:00-MFG | 06/07/2019 | 02/01/2020 | COOPER UNIVERSITY HOSPITAL |  |  |  | 0012599262 | David Frye | Performance Verification | Closed | Josh Harris | 01/03/2018 | 01/03/2018 | INCOMING INVENTORY | DEVICE INVENTORIED | 5B607C33-B22F-42E3-8829-E1A17B7AC3B2 | Labor | 01/03/2018 | 01/03/2018 | Josh Harris
|  | CAREFUSION | CAREFUSION ALARIS PUMP 8100 |  |  | SPD |  |  |  | 06/30/2010 |  |  |  |  | NO | NO |  |  |  |  | CAREFUSION 10752709 13101059 |  |  | Disposition |  | 99:99:99:99:99:99 |  | High Risk | 1Y:00-MFG | 02/21/2018 | 03/01/2020 | COOPER UNIVERSITY HOSPITAL |  |  |  |  | David Frye
|  | CAREFUSION | CAREFUSION ALARIS PUMP 8100 |  |  | SPD |  |  |  | 10/12/2012 |  |  |  |  | NO | NO |  |  |  |  | CAREFUSION 10752710 12331439 |  |  | Disposition |  | 99:99:99:99:99:99 |  | High Risk | 1Y:00-MFG | 02/23/2018 | 03/01/2020 | COOPER UNIVERSITY HOSPITAL |  |  |  |  | David Frye
|  | CAREFUSION | CAREFUSION ALARIS PUMP 8100 |  |  | SPD |  |  |  | 05/29/2015 |  |  |  |  | NO | NO |  |  |  |  | CAREFUSION 10752748 3108630 |  |  | Disposition |  | 99:99:99:99:99:99 |  | High Risk | 1Y:00-MFG | 05/11/2018 | 06/01/2020 | COOPER UNIVERSITY HOSPITAL |  |  |  |  | David Frye
|  | CAREFUSION | CAREFUSION ALARIS PUMP 8100 |  |  | SPD |  |  |  | 06/30/2010 |  |  |  |  | NO | NO |  |  |  |  | CAREFUSION 10752749 13101726 |  |  | Disposition |  | 99:99:99:99:99:99 |  | High Risk | 1Y:00-MFG | 04/02/2018 | 04/01/2020 | COOPER UNIVERSITY HOSPITAL |  |  | APRIL |  | David Frye
|  | CAREFUSION | CAREFUSION ALARIS PUMP 8100 |  |  | SPD |  |  |  | 06/30/2010 |  |  |  |  | NO | NO |  |  |  |  | CAREFUSION 10752747 13111180 |  |  | Disposition |  | 99:99:99:99:99:99 |  | High Risk | 1Y:00-MFG | 03/27/2018 | 03/01/2020 | COOPER UNIVERSITY HOSPITAL |  |  |  |  | David Frye
|  | CAREFUSION | CAREFUSION ALARIS PUMP 8100 |  |  | SPD |  |  |  | 06/30/2010 |  |  |  |  | NO | NO |  |  |  |  | CAREFUSION 10752718 13112474 |  |  | Disposition |  | 99:99:99:99:99:99 |  | High Risk | 1Y:00-MFG | 03/15/2018 | 03/01/2020 | COOPER UNIVERSITY HOSPITAL |  |  |  |  | David Frye
|  | CAREFUSION | CAREFUSION ALARIS PUMP 8100 |  |  | SPD |  |  |  | 10/12/2012 |  |  |  |  | NO | NO |  |  |  |  | CAREFUSION 10752715 12332760 |  |  | Disposition |  | 99:99:99:99:99:99 |  | High Risk | 1Y:00-MFG | 03/15/2018 | 03/01/2020 | COOPER UNIVERSITY HOSPITAL |  |  |  |  | David Frye
|  | CAREFUSION | CAREFUSION ALARIS PUMP 8100 |  |  | SPD |  |  |  | 06/30/2010 |  |  |  |  | NO | NO |  |  |  |  | CAREFUSION 10752717 13110506 |  |  | Disposition |  | 99:99:99:99:99:99 |  | High Risk | 1Y:00-MFG | 03/15/2018 | 03/01/2020 | COOPER UNIVERSITY HOSPITAL |  |  |  |  | David Frye
|  | CAREFUSION | CAREFUSION ALARIS PUMP 8100 |  |  | SPD |  |  |  | 06/30/2010 |  |  |  |  | NO | NO |  |  |  |  | CAREFUSION 10752713 13111490 |  |  | Disposition |  | 99:99:99:99:99:99 |  | High Risk | 1Y:00-MFG | 03/09/2018 | 03/01/2020 | COOPER UNIVERSITY HOSPITAL |  |  |  |  | David Frye
|  | CAREFUSION | CAREFUSION ALARIS PUMP 8100 |  |  | SPD |  |  |  | 06/10/2015 |  |  |  |  | NO | NO |  |  |  |  | CAREFUSION 10752711 13110413 |  |  | Disposition |  | 99:99:99:99:99:99 |  | High Risk | 1Y:00-MFG | 02/23/2018 | 03/01/2020 | COOPER UNIVERSITY HOSPITAL |  |  |  |  | David Frye
|  | CAREFUSION | CAREFUSION ALARIS PUMP 8100 |  |  | SPD |  |  |  | 06/30/2010 |  |  |  |  | NO | NO |  |  |  |  | CAREFUSION 10752708 13102507 |  |  | Disposition |  | 99:99:99:99:99:99 |  | High Risk | 1Y:00-MFG | 02/21/2018 | 03/01/2020 | COOPER UNIVERSITY HOSPITAL |  |  |  |  | David Frye
|  | CAREFUSION | CAREFUSION ALARIS PUMP 8100 |  |  | SPD |  |  |  | 10/12/2012 |  |  |  |  | NO | NO |  |  |  |  | CAREFUSION 10752635 12331601 |  |  | Disposition |  | 99:99:99:99:99:99 |  | High Risk | 1Y:00-MFG | 02/15/2018 | 03/01/2020 | COOPER UNIVERSITY HOSPITAL |  |  |  |  | David Frye
|  | CAREFUSION | CAREFUSION ALARIS PUMP 8100 |  |  | SPD |  |  |  | 06/30/2010 |  |  |  |  | NO | NO |  |  |  |  | CAREFUSION 10752637 13102471 |  |  | Disposition |  | 99:99:99:99:99:99 |  | High Risk | 1Y:00-MFG | 02/16/2018 | 03/01/2020 | COOPER UNIVERSITY HOSPITAL |  |  |  |  | David Frye
|  | CAREFUSION | CAREFUSION ALARIS PUMP 8100 |  |  | SPD |  |  |  | 06/10/2015 |  |  |  |  | NO | NO |  |  |  |  | CAREFUSION 10752633 12633853 |  |  | Disposition |  | 99:99:99:99:99:99 |  | High Risk | 1Y:00-MFG | 02/15/2018 | 03/01/2020 | COOPER UNIVERSITY HOSPITAL |  |  |  |  | David Frye
|  | CAREFUSION | CAREFUSION ALARIS PUMP 8100 |  |  | SPD |  |  |  | 06/30/2010 |  |  |  |  | NO | NO |  |  |  |  | CAREFUSION 10752634 13102290 |  |  | Disposition |  | 99:99:99:99:99:99 |  | High Risk | 1Y:00-MFG | 02/15/2018 | 03/01/2020 | COOPER UNIVERSITY HOSPITAL |  |  |  |  | David Frye
|  | CAREFUSION | CAREFUSION ALARIS PUMP 8100 |  |  | SPD |  |  |  | 10/12/2012 |  |  |  |  | NO | NO |  |  |  |  | CAREFUSION 10752632 12330620 |  |  | Disposition |  | 99:99:99:99:99:99 |  | High Risk | 1Y:00-MFG | 02/15/2018 | 03/01/2020 | COOPER UNIVERSITY HOSPITAL |  |  |  |  | David Frye
|  | CAREFUSION | CAREFUSION ALARIS PUMP 8100 |  |  | SPD |  |  |  | 06/30/2010 |  |  |  |  | NO | NO |  |  |  |  | CAREFUSION 10732500 13111759 |  |  | Disposition |  | 99:99:99:99:99:99 |  | High Risk | 1Y:00-MFG | 04/16/2018 | 03/01/2020 | COOPER UNIVERSITY HOSPITAL |  |  |  |  | David Frye
|  | CAREFUSION | CAREFUSION ALARIS PUMP 8100 |  |  | SPD |  |  |  | 03/10/2011 |  |  |  |  | NO | NO |  |  |  |  | CAREFUSION 10732496 13371905 |  |  | Disposition |  | 99:99:99:99:99:99 |  | High Risk | 1Y:00-MFG | 04/05/2018 | 05/01/2020 | COOPER UNIVERSITY HOSPITAL |  |  | RECOVERY |  | David Frye
|  | CAREFUSION | CAREFUSION ALARIS PUMP 8100 |  |  | SPD |  |  |  | 06/30/2010 |  |  |  |  | NO | NO |  |  |  |  | CAREFUSION 10732497 13110958 |  |  | Disposition |  | 99:99:99:99:99:99 |  | High Risk | 1Y:00-MFG | 04/05/2018 | 05/01/2020 | COOPER UNIVERSITY HOSPITAL |  |  |  |  | David Frye
|  | CAREFUSION | CAREFUSION ALARIS PUMP 8100 |  |  | SPD |  |  |  | 06/30/2010 |  |  |  |  | NO | NO |  |  |  |  | CAREFUSION 10732498 13111114 |  |  | Disposition |  | 99:99:99:99:99:99 |  | High Risk | 1Y:00-MFG | 04/05/2018 | 05/01/2020 | COOPER UNIVERSITY HOSPITAL |  |  |  |  | David Frye
|  | CAREFUSION | CAREFUSION ALARIS PUMP 8100 |  |  | SPD |  |  |  | 06/30/2010 |  |  |  |  | NO | NO |  |  |  |  | CAREFUSION 10732495 13111442 |  |  | Disposition |  | 99:99:99:99:99:99 |  | High Risk | 1Y:00-MFG | 04/05/2018 | 05/01/2020 | COOPER UNIVERSITY HOSPITAL |  |  |  |  | David Frye
|  | CAREFUSION | CAREFUSION ALARIS PUMP 8100 |  |  | SPD |  |  |  | 11/17/2004 |  |  |  |  | NO | NO |  |  |  |  | CAREFUSION 10732490 4126342 |  |  | Disposition |  | 99:99:99:99:99:99 |  | High Risk | 1Y:00-MFG | 03/30/2018 | 03/01/2020 | COOPER UNIVERSITY HOSPITAL |  |  |  |  | David Frye
|  | CAREFUSION | CAREFUSION ALARIS PUMP 8100 |  |  | SPD |  |  |  | 09/10/2015 |  |  |  |  | NO | NO |  |  |  |  | CAREFUSION 10732359 13102737 |  |  | Disposition |  | 99:99:99:99:99:99 |  | High Risk | 1Y:00-MFG | 10/06/2017 | 10/01/2020 | COOPER UNIVERSITY HOSPITAL |  |  |  |  | David Frye
|  | CAREFUSION | CAREFUSION ALARIS PUMP 8100 |  |  | SPD |  |  |  | 06/30/2010 |  |  |  |  | NO | NO |  |  |  |  | CAREFUSION 10732280 13111761 |  |  | Disposition |  | 99:99:99:99:99:99 |  | High Risk | 1Y:00-MFG | 09/12/2018 | 09/01/2020 | COOPER UNIVERSITY HOSPITAL |  |  |  |  | David Frye
|  | CAREFUSION | CAREFUSION ALARIS PUMP 8100 |  |  | SPD |  |  |  | 06/30/2010 |  |  |  |  | NO | NO |  |  |  |  | CAREFUSION 10725252 13101516 |  |  | Disposition |  | 99:99:99:99:99:99 |  | High Risk | 1Y:00-MFG | 06/06/2018 | 07/01/2020 | COOPER UNIVERSITY HOSPITAL |  |  |  |  | David Frye
|  | CAREFUSION | CAREFUSION ALARIS PUMP 8100 |  |  | SPD |  |  |  | 06/30/2010 |  |  |  |  | NO | NO |  |  |  |  | CAREFUSION 10725251 13101919 |  |  | Disposition |  | 99:99:99:99:99:99 |  | High Risk | 1Y:00-MFG | 06/06/2018 | 07/01/2020 | COOPER UNIVERSITY HOSPITAL |  |  |  |  | David Frye
|  | CAREFUSION | CAREFUSION ALARIS PUMP 8100 |  |  | SPD |  |  |  | 06/30/2010 |  |  |  |  | NO | NO |  |  |  |  | CAREFUSION 10725249 13111860 |  |  | Disposition |  | 99:99:99:99:99:99 |  | High Risk | 1Y:00-MFG | 05/30/2018 | 06/01/2020 | COOPER UNIVERSITY HOSPITAL |  |  |  |  | David Frye
|  | CAREFUSION | CAREFUSION ALARIS PUMP 8100 |  |  | SPD |  |  |  | 07/15/2015 |  |  |  |  | NO | NO |  |  |  |  | CAREFUSION 10725248 13372156 |  |  | Disposition |  | 99:99:99:99:99:99 |  | High Risk | 1Y:00-MFG | 05/30/2018 | 06/01/2020 | COOPER UNIVERSITY HOSPITAL |  |  |  |  | David Frye
|  | CAREFUSION | CAREFUSION ALARIS PUMP 8100 |  |  | SPD |  |  |  | 06/30/2010 |  |  |  |  | NO | NO |  |  |  |  | CAREFUSION 10725246 13111451 |  |  | Disposition |  | 99:99:99:99:99:99 |  | High Risk | 1Y:00-MFG | 05/18/2018 | 05/01/2020 | COOPER UNIVERSITY HOSPITAL |  |  |  |  | David Frye
|  | CAREFUSION | CAREFUSION ALARIS PUMP 8100 |  |  | SPD |  |  |  | 11/17/2004 |  |  |  |  | NO | NO |  |  |  |  | CAREFUSION 10725242 4126142 |  |  | Disposition |  | 99:99:99:99:99:99 |  | High Risk | 1Y:00-MFG | 04/24/2018 | 10/01/2020 | COOPER UNIVERSITY HOSPITAL |  |  |  |  | David Frye
|  | CAREFUSION | CAREFUSION ALARIS PUMP 8100 |  |  | SPD |  |  |  | 06/10/2015 |  |  |  |  | NO | NO |  |  |  |  | CAREFUSION 10505264 13110907 |  |  | Disposition |  | 99:99:99:99:99:99 |  | High Risk | 1Y:00-MFG | 02/16/2018 | 03/01/2020 | COOPER UNIVERSITY HOSPITAL |  |  |  |  | David Frye
|  | CAREFUSION | CAREFUSION ALARIS PUMP 8100 |  |  | SPD |  |  |  | 06/16/2016 |  |  |  |  | NO | NO |  |  |  |  | CAREFUSION 10505225 14644473 |  |  | Disposition |  | 99:99:99:99:99:99 |  | High Risk | 1Y:00-MFG | 10/02/2017 | 10/01/2020 | COOPER UNIVERSITY HOSPITAL |  |  |  |  | David Frye
|  | CAREFUSION | CAREFUSION ALARIS PUMP 8100 |  |  | VOORHEES SURGERY CENTER-OPERATING ROOM |  |  |  | 06/16/2016 |  |  |  |  | NO | NO |  |  |  |  | CAREFUSION 10505223 14643196 |  |  | Active |  | 99:99:99:99:99:99 |  | High Risk | 1Y:00-MFG | 08/14/2019 | 09/01/2020 | COOPER AMBULATORY OFF-SITES |  |  | SUITE E |  | JENNIFER BOMBARO
|  | CAREFUSION | CAREFUSION ALARIS PUMP 8100 |  |  | WILLINGBORO HEMATOLOGY/ONCOLOGY |  |  |  | 06/16/2016 |  |  |  |  | NO | NO |  |  |  |  | CAREFUSION 10505210 14647020 |  |  | Active |  | 99:99:99:99:99:99 |  | High Risk | 1Y:00-MFG | 09/17/2019 | 09/01/2020 | COOPER AMBULATORY OFF-SITES |  |  |  |  | ANN DENTON
|  | CAREFUSION | CAREFUSION ALARIS PUMP 8100 |  |  | SPD |  |  |  | 06/16/2016 |  |  |  |  | NO | NO |  |  |  |  | CAREFUSION 10505202 14644291 |  |  | Disposition |  | 99:99:99:99:99:99 |  | High Risk | 1Y:00-MFG | 05/02/2018 | 06/01/2020 | COOPER UNIVERSITY HOSPITAL |  |  |  |  | David Frye
|  | CAREFUSION | CAREFUSION ALARIS PUMP 8100 |  |  | SPD |  |  |  | 06/10/2015 |  |  |  |  | NO | NO |  |  |  |  | CAREFUSION 10505065 13112303 |  |  | Disposition |  | 99:99:99:99:99:99 |  | High Risk | 1Y:00-MFG | 09/14/2018 | 09/01/2020 | COOPER UNIVERSITY HOSPITAL |  |  |  |  | David Frye
|  | CAREFUSION | CAREFUSION ALARIS PUMP 8100 |  |  | SPD |  |  |  | 11/06/2015 |  |  |  |  | NO | NO |  |  |  |  | CAREFUSION 10480071 14479270 |  |  | Disposition |  | 99:99:99:99:99:99 |  | High Risk | 1Y:00-MFG | 10/06/2017 | 10/01/2020 | COOPER UNIVERSITY HOSPITAL |  |  |  |  | David Frye
|  | CAREFUSION | CAREFUSION ALARIS PUMP 8100 |  |  | SPD |  |  |  | 11/06/2015 |  |  |  |  | NO | NO |  |  |  |  | CAREFUSION 10480070 14479365 |  |  | Disposition |  | 99:99:99:99:99:99 |  | High Risk | 1Y:00-MFG | 10/06/2017 | 10/01/2020 | COOPER UNIVERSITY HOSPITAL |  |  | south 9 961 w |  | David Frye
|  | CAREFUSION | CAREFUSION ALARIS PUMP 8100 |  |  | WILLINGBORO HEMATOLOGY/ONCOLOGY |  |  |  | 11/06/2015 |  |  |  |  | NO | NO |  |  |  |  | CAREFUSION 10480066 14495117 |  |  | Active |  | 99:99:99:99:99:99 |  | High Risk | 1Y:00-MFG | 09/17/2019 | 09/01/2020 | COOPER AMBULATORY OFF-SITES |  |  |  |  | ANN DENTON
|  | CAREFUSION | CAREFUSION ALARIS PUMP 8100 |  |  | WILLINGBORO HEMATOLOGY/ONCOLOGY |  |  |  | 11/06/2015 |  |  |  |  | NO | NO |  |  |  |  | CAREFUSION 10480058 14479475 |  |  | Active |  | 99:99:99:99:99:99 |  | High Risk | 1Y:00-MFG | 09/17/2019 | 09/01/2020 | COOPER AMBULATORY OFF-SITES |  |  |  |  | ANN DENTON
|  | CAREFUSION | CAREFUSION ALARIS PUMP 8100 |  |  | SPD |  |  |  | 11/06/2015 |  |  |  |  | NO | NO |  |  |  |  | CAREFUSION 10480057 14479491 |  |  | Disposition |  | 99:99:99:99:99:99 |  | High Risk | 1Y:00-MFG | 10/06/2017 | 10/01/2020 | COOPER UNIVERSITY HOSPITAL |  |  |  |  | David Frye
|  | CAREFUSION | CAREFUSION ALARIS PUMP 8100 |  |  | WILLINGBORO HEMATOLOGY/ONCOLOGY |  |  |  | 11/06/2015 |  |  |  |  | NO | NO |  |  |  |  | CAREFUSION 10480049 14479453 |  |  | Active |  | 99:99:99:99:99:99 |  | High Risk | 1Y:00-MFG | 09/17/2019 | 09/01/2020 | COOPER AMBULATORY OFF-SITES |  |  |  |  | ANN DENTON
|  | CAREFUSION | CAREFUSION ALARIS PUMP 8100 |  |  | SPD |  |  |  | 11/06/2015 |  |  |  |  | NO | NO |  |  |  |  | CAREFUSION 10480050 14479599 |  |  | Disposition |  | 99:99:99:99:99:99 |  | High Risk | 1Y:00-MFG | 10/02/2017 | 10/01/2020 | COOPER UNIVERSITY HOSPITAL |  |  |  |  | David Frye
|  | CAREFUSION | CAREFUSION ALARIS PUMP 8100 |  |  | SPD |  |  |  | 11/06/2015 |  |  |  |  | NO | NO |  |  |  |  | CAREFUSION 10480046 14479459 |  |  | Disposition |  | 99:99:99:99:99:99 |  | High Risk | 1Y:00-MFG | 10/09/2017 | 10/01/2020 | COOPER UNIVERSITY HOSPITAL |  |  | NURSING ADMIN COD AREA 5-3-17 |  | David Frye
|  | CAREFUSION | CAREFUSION ALARIS PUMP 8100 |  |  | SPD |  |  |  | 06/10/2015 |  |  |  |  | NO | NO |  |  |  |  | CAREFUSION 10480042 14479484 |  |  | Disposition |  | 99:99:99:99:99:99 |  | High Risk | 1Y:00-MFG | 10/06/2017 | 10/01/2020 | COOPER UNIVERSITY HOSPITAL |  |  |  |  | David Frye
|  | CAREFUSION | CAREFUSION ALARIS PUMP 8100 |  |  | SPD |  |  |  | 06/30/2010 |  |  |  |  | NO | NO |  |  |  |  | CAREFUSION 10369545 13111361 |  |  | Disposition |  | 99:99:99:99:99:99 |  | High Risk | 1Y:00-MFG | 09/12/2018 | 09/01/2020 | COOPER UNIVERSITY HOSPITAL |  |  |  |  | David Frye
|  | CAREFUSION | CAREFUSION ALARIS PUMP 8100 |  |  | SPD |  |  |  | 06/30/2010 |  |  |  |  | NO | NO |  |  |  |  | CAREFUSION 10369529 13111368 |  |  | Disposition |  | 99:99:99:99:99:99 |  | High Risk | 1Y:00-MFG | 09/12/2018 | 09/01/2020 | COOPER UNIVERSITY HOSPITAL |  |  |  |  | David Frye
|  | CAREFUSION | CAREFUSION ALARIS PUMP 8100 |  |  | SPD |  |  |  | 06/10/2015 |  |  |  |  | NO | NO |  |  |  |  | CAREFUSION 10369474 13111523 |  |  | Disposition |  | 99:99:99:99:99:99 |  | High Risk | 1Y:00-MFG | 10/06/2017 | 10/01/2020 | COOPER UNIVERSITY HOSPITAL |  |  |  |  | David Frye
|  | CAREFUSION | CAREFUSION ALARIS PUMP 8100 |  |  | SPD |  |  |  | 06/24/2015 |  |  |  |  | NO | NO |  |  |  |  | CAREFUSION 10369464 12990930 |  |  | Disposition |  | 99:99:99:99:99:99 |  | High Risk | 1Y:00-MFG | 10/06/2017 | 10/01/2020 | COOPER UNIVERSITY HOSPITAL |  |  |  |  | David Frye
|  | CAREFUSION | CAREFUSION ALARIS PUMP 8100 |  |  | SPD |  |  |  | 06/30/2010 |  |  |  |  | NO | NO |  |  |  |  | CAREFUSION 10369368 13111726 |  |  | Disposition |  | 99:99:99:99:99:99 |  | High Risk | 1Y:00-MFG | 09/12/2018 | 09/01/2020 | COOPER UNIVERSITY HOSPITAL |  |  |  |  | David Frye
|  | CAREFUSION | CAREFUSION ALARIS PUMP 8100 |  |  | SPD |  |  |  | 06/30/2010 |  |  |  |  | NO | NO |  |  |  |  | CAREFUSION 10369365 13111196 |  |  | Disposition |  | 99:99:99:99:99:99 |  | High Risk | 1Y:00-MFG | 09/12/2018 | 09/01/2020 | COOPER UNIVERSITY HOSPITAL |  |  |  |  | David Frye
|  | CAREFUSION | CAREFUSION ALARIS PUMP 8100 |  |  | SPD |  |  |  | 10/12/2012 |  |  |  |  | NO | NO |  |  |  |  | CAREFUSION 10369328 12332479 |  |  | Disposition |  | 99:99:99:99:99:99 |  | High Risk | 1Y:00-MFG | 02/15/2018 | 03/01/2020 | COOPER UNIVERSITY HOSPITAL |  |  |  |  | David Frye
|  | CAREFUSION | CAREFUSION ALARIS PUMP 8100 |  |  | SPD |  |  |  | 06/30/2010 |  |  |  |  | NO | NO |  |  |  |  | CAREFUSION 10369241 13111125 |  |  | Disposition |  | 99:99:99:99:99:99 |  | High Risk | 1Y:00-MFG | 09/12/2018 | 09/01/2020 | COOPER UNIVERSITY HOSPITAL |  |  |  |  | David Frye
|  | CAREFUSION | CAREFUSION ALARIS PUMP 8100 |  |  | SPD |  |  |  | 06/30/2010 |  |  |  |  | NO | NO |  |  |  |  | CAREFUSION 10369221 13111639 |  |  | Disposition |  | 99:99:99:99:99:99 |  | High Risk | 1Y:00-MFG | 09/12/2018 | 09/01/2020 | COOPER UNIVERSITY HOSPITAL |  |  |  |  | David Frye
|  | CAREFUSION | CAREFUSION ALARIS PUMP 8100 |  |  | SPD |  |  |  | 06/30/2010 |  |  |  |  | NO | NO |  |  |  |  | CAREFUSION 10369197 13102012 |  |  | Disposition |  | 99:99:99:99:99:99 |  | High Risk | 1Y:00-MFG | 06/11/2018 | 07/01/2020 | COOPER UNIVERSITY HOSPITAL |  |  |  |  | David Frye
|  | CAREFUSION | CAREFUSION ALARIS PUMP 8100 |  |  | SPD |  |  |  | 06/30/2010 |  |  |  |  | NO | NO |  |  |  |  | CAREFUSION 10369187 13102838 |  |  | Disposition |  | 99:99:99:99:99:99 |  | High Risk | 1Y:00-MFG | 06/28/2018 | 07/01/2020 | COOPER UNIVERSITY HOSPITAL |  |  |  |  | David Frye
|  | CAREFUSION | CAREFUSION ALARIS PUMP 8100 |  |  | SPD |  |  |  | 06/30/2010 |  |  |  |  | NO | NO |  |  |  |  | CAREFUSION 10369134 13111106 |  |  | Disposition |  | 99:99:99:99:99:99 |  | High Risk | 1Y:00-MFG | 09/12/2018 | 09/01/2020 | COOPER UNIVERSITY HOSPITAL |  |  |  |  | David Frye
|  | CAREFUSION | CAREFUSION ALARIS PUMP 8100 |  |  | SPD |  |  |  | 06/30/2010 |  |  |  |  | NO | NO |  |  |  |  | CAREFUSION 10369118 13110877 |  |  | Disposition |  | 99:99:99:99:99:99 |  | High Risk | 1Y:00-MFG | 07/19/2018 | 07/01/2020 | COOPER UNIVERSITY HOSPITAL |  |  |  |  | David Frye
TR9997PM |  | CAREFUSION | CAREFUSION ALARIS PUMP 8100 |  |  | SPD |  |  |  | 02/08/2019 |  |  |  |  | NO | NO |  |  |  |  | CAREFUSION TR9997PM 4007465 |  |  | Disposition |  |  |  | High Risk | 1Y:00-MFG | 02/08/2019 | 02/08/2019 | COOPER UNIVERSITY HOSPITAL |  |  | Performance Verification | WOT00000002134082 | David Frye | Performance Verification | Closed | Josh Harris | 02/08/2019 | 02/08/2019 | Performance Verification for CAREFUSION TR9997PM 4007465 | Initial Install of Performance Verification. Device is ready for patient use. |  |  | 02/08/2019 | 02/08/2019
TR8087PM |  | CAREFUSION | CAREFUSION ALARIS PUMP 8100 |  |  | SPD |  |  |  | 02/08/2019 |  |  |  |  | NO | NO |  |  |  |  | CAREFUSION TR8087PM 12870491 |  |  | Disposition |  |  |  | High Risk | 1Y:00-MFG | 02/08/2019 | 02/08/2019 | COOPER UNIVERSITY HOSPITAL |  |  | Performance Verification | WOT00000002134079 | David Frye | Performance Verification | Closed | Josh Harris | 02/08/2019 | 02/08/2019 | Performance Verification for CAREFUSION TR8087PM 12870491 | Initial Install of Performance Verification. Device is ready for patient use. |  |  | 02/08/2019 | 02/08/2019
TR8073PM |  | CAREFUSION | CAREFUSION ALARIS PUMP 8100 |  |  | SPD |  |  |  | 02/08/2019 |  |  |  |  | NO | NO |  |  |  |  | CAREFUSION TR8073PM 12738908 |  |  | Disposition |  |  |  | High Risk | 1Y:00-MFG | 02/08/2019 | 02/08/2019 | COOPER UNIVERSITY HOSPITAL |  |  | Performance Verification | WOT00000002134075 | David Frye | Performance Verification | Closed | Josh Harris | 02/08/2019 | 02/08/2019 | Performance Verification for CAREFUSION TR8073PM 12738908 | Initial Install of Performance Verification. Device is ready for patient use. |  |  | 02/08/2019 | 02/08/2019
|  | CAREFUSION | CAREFUSION ALARIS PUMP 8100 |  |  | SPD |  |  |  | 06/30/2010 |  |  |  |  | NO | NO |  |  |  |  | CAREFUSION 10369012 13112299 |  |  | Disposition |  | 99:99:99:99:99:99 |  | High Risk | 1Y:00-MFG | 10/10/2017 | 10/01/2020 | COOPER UNIVERSITY HOSPITAL |  |  |  |  | David Frye
TR7933PM |  | CAREFUSION | CAREFUSION ALARIS PUMP 8100 |  |  | SPD |  |  |  | 02/08/2019 |  |  |  |  | NO | NO |  |  |  |  | CAREFUSION TR7933PM 12871946 |  |  | Disposition |  |  |  | High Risk | 1Y:00-MFG | 02/08/2019 | 02/08/2019 | COOPER UNIVERSITY HOSPITAL |  |  | Performance Verification | WOT00000002134050 | David Frye | Performance Verification | Closed | Josh Harris | 02/08/2019 | 02/08/2019 | Performance Verification for CAREFUSION TR7933PM 12871946 | Initial Install of Performance Verification. Device is ready for patient use. |  |  | 02/08/2019 | 02/08/2019
|  | CAREFUSION | CAREFUSION ALARIS PUMP 8100 |  |  | SPD |  |  |  | 10/12/2012 |  |  |  |  | NO | NO |  |  |  |  | CAREFUSION 10368881 12346892 |  |  | Disposition |  | 99:99:99:99:99:99 |  | High Risk | 1Y:00-MFG | 02/20/2018 | 03/01/2020 | COOPER UNIVERSITY HOSPITAL |  |  |  |  | David Frye
|  | CAREFUSION | CAREFUSION ALARIS PUMP 8100 |  |  | SPD |  |  |  | 06/30/2010 |  |  |  |  | NO | NO |  |  |  |  | CAREFUSION 10368876 13111849 |  |  | Disposition |  | 99:99:99:99:99:99 |  | High Risk | 1Y:00-MFG | 10/06/2017 | 10/01/2020 | COOPER UNIVERSITY HOSPITAL |  |  |  |  | David Frye
TR7910PM |  | CAREFUSION | CAREFUSION ALARIS PUMP 8100 |  |  | SPD |  |  |  | 02/08/2019 |  |  |  |  | NO | NO |  |  |  |  | CAREFUSION TR7910PM 12868699 |  |  | Disposition |  |  |  | High Risk | 1Y:00-MFG | 02/08/2019 | 02/08/2019 | COOPER UNIVERSITY HOSPITAL |  |  | Performance Verification | WOT00000002134086 | David Frye | Performance Verification | Closed | Josh Harris | 02/08/2019 | 02/08/2019 | Performance Verification for CAREFUSION TR7910PM 12868699 | Initial Install of Performance Verification. Device is ready for patient use. |  |  | 02/08/2019 | 02/08/2019
|  | CAREFUSION | CAREFUSION ALARIS PUMP 8100 |  |  | SPD |  |  |  | 06/30/2010 |  |  |  |  | NO | NO |  |  |  |  | CAREFUSION 10368750 13111542 |  |  | Disposition |  | 99:99:99:99:99:99 |  | High Risk | 1Y:00-MFG | 09/12/2018 | 09/01/2020 | COOPER UNIVERSITY HOSPITAL |  |  |  |  | David Frye
|  | CAREFUSION | CAREFUSION ALARIS PUMP 8100 |  |  | SPD |  |  |  | 06/30/2010 |  |  |  |  | NO | NO |  |  |  |  | CAREFUSION 10368718 13102512 |  |  | Disposition |  | 99:99:99:99:99:99 |  | High Risk | 1Y:00-MFG | 06/27/2018 | 07/01/2020 | COOPER UNIVERSITY HOSPITAL |  |  |  |  | David Frye
|  | CAREFUSION | CAREFUSION ALARIS PUMP 8100 |  |  | SPD |  |  |  | 06/30/2010 |  |  |  |  | NO | NO |  |  |  |  | CAREFUSION 10368678 13102869 |  |  | Disposition |  | 99:99:99:99:99:99 |  | High Risk | 1Y:00-MFG | 07/11/2018 | 07/01/2020 | COOPER UNIVERSITY HOSPITAL |  |  |  |  | David Frye
|  | CAREFUSION | CAREFUSION ALARIS PUMP 8100 |  |  | SPD |  |  |  | 06/30/2010 |  |  |  |  | NO | NO |  |  |  |  | CAREFUSION 10368697 13112611 |  |  | Disposition |  | 99:99:99:99:99:99 |  | High Risk | 1Y:00-MFG | 10/06/2017 | 10/01/2020 | COOPER UNIVERSITY HOSPITAL |  |  |  |  | David Frye
|  | CAREFUSION | CAREFUSION ALARIS PUMP 8100 |  |  | SPD |  |  |  | 06/30/2010 |  |  |  |  | NO | NO |  |  |  |  | CAREFUSION 10368695 13101929 |  |  | Disposition |  | 99:99:99:99:99:99 |  | High Risk | 1Y:00-MFG | 06/13/2018 | 07/01/2020 | COOPER UNIVERSITY HOSPITAL |  |  | CAT SCAN HOLDING |  | David Frye
TR7905PM |  | CAREFUSION | CAREFUSION ALARIS PUMP 8100 |  |  | SPD |  |  |  | 02/08/2019 |  |  |  |  | NO | NO |  |  |  |  | CAREFUSION TR7905PM 12870994 |  |  | Disposition |  |  |  | High Risk | 1Y:00-MFG | 02/08/2019 | 02/08/2019 | COOPER UNIVERSITY HOSPITAL |  |  | Performance Verification | WOT00000002134060 | David Frye | Performance Verification | Closed | Josh Harris | 02/08/2019 | 02/08/2019 | Performance Verification for CAREFUSION TR7905PM 12870994 | Initial Install of Performance Verification. Device is ready for patient use. |  |  | 02/08/2019 | 02/08/2019
|  | CAREFUSION | CAREFUSION ALARIS PUMP 8100 |  |  | SPD |  |  |  | 06/30/2010 |  |  |  |  | NO | NO |  |  |  |  | CAREFUSION 10368638 13101079 |  |  | Disposition |  | 99:99:99:99:99:99 |  | High Risk | 1Y:00-MFG | 06/27/2018 | 07/01/2020 | COOPER UNIVERSITY HOSPITAL |  |  |  |  | David Frye
|  | CAREFUSION | CAREFUSION ALARIS PUMP 8100 |  |  | SPD |  |  |  | 10/12/2012 |  |  |  |  | NO | NO |  |  |  |  | CAREFUSION 10368633 12347290 |  |  | Disposition |  | 99:99:99:99:99:99 |  | High Risk | 1Y:00-MFG | 03/27/2018 | 03/01/2020 | COOPER UNIVERSITY HOSPITAL |  |  |  |  | David Frye
|  | CAREFUSION | CAREFUSION ALARIS PUMP 8100 |  |  | SPD |  |  |  | 06/30/2010 |  |  |  |  | NO | NO |  |  |  |  | CAREFUSION 10368626 13112819 |  |  | Disposition |  | 99:99:99:99:99:99 |  | High Risk | 1Y:00-MFG | 10/06/2017 | 10/01/2020 | COOPER UNIVERSITY HOSPITAL |  |  |  |  | David Frye
TR7517PM |  | CAREFUSION | CAREFUSION ALARIS PUMP 8100 |  |  | SPD |  |  |  | 02/08/2019 |  |  |  |  | NO | NO |  |  |  |  | CAREFUSION TR7517PM 12870436 |  |  | Disposition |  |  |  | High Risk | 1Y:00-MFG | 02/08/2019 | 02/08/2019 | COOPER UNIVERSITY HOSPITAL |  |  | Performance Verification | WOT00000002134077 | David Frye | Performance Verification | Closed | Josh Harris | 02/08/2019 | 02/08/2019 | Performance Verification for CAREFUSION TR7517PM 12870436 | Initial Install of Performance Verification. Device is ready for patient use. |  |  | 02/08/2019 | 02/08/2019
|  | CAREFUSION | CAREFUSION ALARIS PUMP 8100 |  |  | SPD |  |  |  | 06/30/2010 |  |  |  |  | NO | NO |  |  |  |  | CAREFUSION 10368524 13100997 |  |  | Disposition |  | 99:99:99:99:99:99 |  | High Risk | 1Y:00-MFG | 06/12/2018 | 07/01/2020 | COOPER UNIVERSITY HOSPITAL |  |  |  |  | David Frye
TR7393PM |  | CAREFUSION | CAREFUSION ALARIS PUMP 8100 |  |  | SPD |  |  |  | 02/08/2019 |  |  |  |  | NO | NO |  |  |  |  | CAREFUSION TR7393PM 12871059 |  |  | Disposition |  |  |  | High Risk | 1Y:00-MFG | 02/08/2019 | 02/08/2019 | COOPER UNIVERSITY HOSPITAL |  |  | Performance Verification | WOT00000002134038 | David Frye | Performance Verification | Closed | Josh Harris | 02/08/2019 | 02/08/2019 | Performance Verification for CAREFUSION TR7393PM 12871059 | Initial Install of Performance Verification. Device is ready for patient use. |  |  | 02/08/2019 | 02/08/2019
TR7387PM |  | CAREFUSION | CAREFUSION ALARIS PUMP 8100 |  |  | SPD |  |  |  | 02/08/2019 |  |  |  |  | NO | NO |  |  |  |  | CAREFUSION TR7387PM 12839477 |  |  | Disposition |  |  |  | High Risk | 1Y:00-MFG | 02/08/2019 | 02/08/2019 | COOPER UNIVERSITY HOSPITAL |  |  | Performance Verification | WOT00000002134071 | David Frye | Performance Verification | Closed | Josh Harris | 02/08/2019 | 02/08/2019 | Performance Verification for CAREFUSION TR7387PM 12839477 | Initial Install of Performance Verification. Device is ready for patient use. |  |  | 02/08/2019 | 02/08/2019
|  | CAREFUSION | CAREFUSION ALARIS PUMP 8100 |  |  | SPD |  |  |  | 06/30/2010 |  |  |  |  | NO | NO |  |  |  |  | CAREFUSION 10368371 13111896 |  |  | Disposition |  | 99:99:99:99:99:99 |  | High Risk | 1Y:00-MFG | 10/04/2017 | 10/01/2020 | COOPER UNIVERSITY HOSPITAL |  |  |  |  | David Frye
|  | CAREFUSION | CAREFUSION ALARIS PUMP 8100 |  |  | SPD |  |  |  | 06/30/2010 |  |  |  |  | NO | NO |  |  |  |  | CAREFUSION 10368369 13111503 |  |  | Disposition |  | 99:99:99:99:99:99 |  | High Risk | 1Y:00-MFG | 02/14/2018 | 03/01/2020 | COOPER UNIVERSITY HOSPITAL |  |  |  |  | David Frye
TR7295PM |  | CAREFUSION | CAREFUSION ALARIS PUMP 8100 |  |  | SPD |  |  |  | 02/08/2019 |  |  |  |  | NO | NO |  |  |  |  | CAREFUSION TR7295PM 12869483 |  |  | Disposition |  |  |  | High Risk | 1Y:00-MFG | 02/08/2019 | 02/08/2019 | COOPER UNIVERSITY HOSPITAL |  |  | Performance Verification | WOT00000002134046 | David Frye | Performance Verification | Closed | Josh Harris | 02/08/2019 | 02/08/2019 | Performance Verification for CAREFUSION TR7295PM 12869483 | Initial Install of Performance Verification. Device is ready for patient use. |  |  | 02/08/2019 | 02/08/2019
|  | CAREFUSION | CAREFUSION ALARIS PUMP 8100 |  |  | SPD |  |  |  | 06/30/2010 |  |  |  |  | NO | NO |  |  |  |  | CAREFUSION 10368250 13102796 |  |  | Disposition |  |  |  | High Risk | 1Y:00-MFG 2Y:00-BAT | 10/04/2016 | 07/01/2020 | COOPER UNIVERSITY HOSPITAL |  |  |  |  | David Frye
|  | CAREFUSION | CAREFUSION ALARIS PUMP 8100 |  |  | SPD |  |  |  | 06/30/2010 |  |  |  |  | NO | NO |  |  |  |  | CAREFUSION 10368245 13111550 |  |  | Disposition |  | 99:99:99:99:99:99 |  | High Risk | 1Y:00-MFG | 09/12/2018 | 09/01/2020 | COOPER UNIVERSITY HOSPITAL |  |  |  |  | David Frye
|  | CAREFUSION | CAREFUSION ALARIS PUMP 8100 |  |  | SPD |  |  |  | 10/12/2012 |  |  |  |  | NO | NO |  |  |  |  | CAREFUSION 10368238 12331737 |  |  | Disposition |  | 99:99:99:99:99:99 |  | High Risk | 1Y:00-MFG | 02/26/2018 | 03/01/2020 | COOPER UNIVERSITY HOSPITAL |  |  |  |  | David Frye
TR4895PM |  | CAREFUSION | CAREFUSION ALARIS PUMP 8100 |  |  | SPD |  |  |  | 02/08/2019 |  |  |  |  | NO | NO |  |  |  |  | CAREFUSION TR4895PM 2869288 |  |  | Disposition |  |  |  | High Risk | 1Y:00-MFG | 02/08/2019 | 02/08/2019 | COOPER UNIVERSITY HOSPITAL |  |  | Performance Verification | WOT00000002134073 | David Frye | Performance Verification | Closed | Josh Harris | 02/08/2019 | 02/08/2019 | Performance Verification for CAREFUSION TR4895PM 2869288 | Initial Install of Performance Verification. Device is ready for patient use. |  |  | 02/08/2019 | 02/08/2019
TR4850PM |  | CAREFUSION | CAREFUSION ALARIS PUMP 8100 |  |  | SPD |  |  |  | 02/08/2019 |  |  |  |  | NO | NO |  |  |  |  | CAREFUSION TR4850PM 12738742 |  |  | Disposition |  |  |  | High Risk | 1Y:00-MFG | 02/08/2019 | 02/08/2019 | COOPER UNIVERSITY HOSPITAL |  |  | Performance Verification | WOT00000002134045 | David Frye | Performance Verification | Closed | Josh Harris | 02/08/2019 | 02/08/2019 | CEID Record Completion for CAREFUSION TR4850PM 12738742 | Inventoried Rental Unit. | EXP2244037 | Labor | 02/08/2019 | 02/08/2019 | Josh Harris
TR4757PM |  | CAREFUSION | CAREFUSION ALARIS PUMP 8100 |  |  | SPD |  |  |  | 02/08/2019 |  |  |  |  | NO | NO |  |  |  |  | CAREFUSION TR4757PM 12767043 |  |  | Disposition |  |  |  | High Risk | 1Y:00-MFG | 02/08/2019 | 02/08/2019 | COOPER UNIVERSITY HOSPITAL |  |  | Performance Verification | WOT00000002134059 | David Frye | Performance Verification | Closed | Josh Harris | 02/08/2019 | 02/08/2019 | CEID Record Completion for CAREFUSION TR4757PM 12767043 | Inventoried Rental Unit. | EXP2244034 | Labor | 02/08/2019 | 02/08/2019 | Josh Harris
|  | CAREFUSION | CAREFUSION ALARIS PUMP 8100 |  |  | SPD |  |  |  | 10/12/2012 |  |  |  |  | NO | NO |  |  |  |  | CAREFUSION 10368060 12331848 |  |  | Disposition |  | 99:99:99:99:99:99 |  | High Risk | 1Y:00-MFG | 02/14/2018 | 03/01/2020 | COOPER UNIVERSITY HOSPITAL |  |  |  |  | David Frye
TR4018306 |  | CAREFUSION | CAREFUSION ALARIS PUMP 8100 |  |  | BIOMEDICAL |  |  |  | 03/25/2019 |  |  |  |  | NO | NO |  |  |  |  | CAREFUSION TR4018306 4018306 |  |  | Disposition |  |  |  | High Risk | 1Y:00-MFG | 03/25/2019 | 03/25/2019 | COOPER UNIVERSITY HOSPITAL |  |  | Pump Team | WOT00000002403164 | Bonnie Aichroch | Performance Verification | Closed | Michael Youch | 03/25/2019 | 03/25/2019 | Performance Verification for CAREFUSION TR4018306 4018306 | Initial Install of Performance Verification. Device is ready for patient use. |  |  | 03/25/2019 | 03/25/2019
TR13919PM |  | CAREFUSION | CAREFUSION ALARIS PUMP 8100 |  | 128770175PM | BIOMEDICAL |  |  |  | 01/09/2019 |  |  |  |  | NO | NO |  |  |  |  | CAREFUSION TR13919PM 128770175PM |  |  | Disposition |  |  |  | High Risk | 1Y:00-MFG | 01/09/2019 | 01/09/2019 | COOPER UNIVERSITY HOSPITAL |  |  | Performance Verification | WOT00000001967640 | Bonnie Aichroch | Performance Verification | Closed | Tom Burhart | 01/09/2019 | 01/09/2019 | Performance Verification for CAREFUSION TR13919PM 128770175PM | Initial Install of Performance Verification. Device is ready for patient use. |  |  | 01/09/2019 | 01/09/2019
TR13400386 |  | CAREFUSION | CAREFUSION ALARIS PUMP 8100 |  |  | BIOMEDICAL |  |  |  | 03/25/2019 |  |  |  |  | NO | NO |  |  |  |  | CAREFUSION TR13400386 13400386 |  |  | Disposition |  |  |  | High Risk | 1Y:00-MFG | 03/25/2019 | 03/25/2019 | COOPER UNIVERSITY HOSPITAL |  |  | Pump Team | WOT00000002403236 | Bonnie Aichroch | Performance Verification | Closed | Michael Youch | 03/25/2019 | 03/25/2019 | Performance Verification for CAREFUSION TR13400386 13400386 | Initial Install of Performance Verification. Device is ready for patient use. |  |  | 03/25/2019 | 03/25/2019
|  | CAREFUSION | CAREFUSION ALARIS PUMP 8100 |  |  | SPD |  |  |  | 06/30/2010 |  |  |  |  | NO | NO |  |  |  |  | CAREFUSION 10367899 13111452 |  |  | Disposition |  | 99:99:99:99:99:99 |  | High Risk | 1Y:00-MFG | 09/12/2018 | 09/01/2020 | COOPER UNIVERSITY HOSPITAL |  |  |  |  | David Frye
|  | CAREFUSION | CAREFUSION ALARIS PUMP 8100 |  |  | SPD |  |  |  | 03/10/2011 |  |  |  |  | NO | NO |  |  |  |  | CAREFUSION 10367897 13372166 |  |  | Disposition |  | 99:99:99:99:99:99 |  | High Risk | 1Y:00-MFG | 10/02/2017 | 10/01/2020 | COOPER UNIVERSITY HOSPITAL |  |  |  |  | David Frye
|  | CAREFUSION | CAREFUSION ALARIS PUMP 8100 |  |  | SPD |  |  |  | 06/30/2010 |  |  |  |  | NO | NO |  |  |  |  | CAREFUSION 10367895 13102228 |  |  | Disposition |  | 99:99:99:99:99:99 |  | High Risk | 1Y:00-MFG | 06/13/2018 | 07/01/2020 | COOPER UNIVERSITY HOSPITAL |  |  |  |  | David Frye
|  | CAREFUSION | CAREFUSION ALARIS PUMP 8100 |  |  | SPD |  |  |  | 10/12/2012 |  |  |  |  | NO | NO |  |  |  |  | CAREFUSION 10367896 12331644 |  |  | Disposition |  | 99:99:99:99:99:99 |  | High Risk | 1Y:00-MFG | 04/06/2018 | 03/01/2020 | COOPER UNIVERSITY HOSPITAL |  |  |  |  | David Frye
|  | CAREFUSION | CAREFUSION ALARIS PUMP 8100 |  |  | SPD |  |  |  | 06/30/2010 |  |  |  |  | NO | NO |  |  |  |  | CAREFUSION 10367893 13111444 |  |  | Disposition |  | 99:99:99:99:99:99 |  | High Risk | 1Y:00-MFG | 09/12/2018 | 09/01/2020 | COOPER UNIVERSITY HOSPITAL |  |  |  |  | David Frye
|  | CAREFUSION | CAREFUSION ALARIS PUMP 8100 |  |  | SPD |  |  |  | 06/30/2010 |  |  |  |  | NO | NO |  |  |  |  | CAREFUSION 10367892 13102474 |  |  | Disposition |  | 99:99:99:99:99:99 |  | High Risk | 1Y:00-MFG | 06/28/2018 | 07/01/2020 | COOPER UNIVERSITY HOSPITAL |  |  |  |  | David Frye
TR13212586 |  | CAREFUSION | CAREFUSION ALARIS PUMP 8100 |  |  | BIOMEDICAL |  |  |  | 03/25/2019 |  |  |  |  | NO | NO |  |  |  |  | CAREFUSION TR13212586 13212586 |  |  | Disposition |  |  |  | High Risk | 1Y:00-MFG | 03/25/2019 | 03/25/2019 | COOPER UNIVERSITY HOSPITAL |  |  | Pump Team | WOT00000002403162 | Bonnie Aichroch | Performance Verification | Closed | Michael Youch | 03/25/2019 | 03/25/2019 | Performance Verification for CAREFUSION TR13212586 13212586 | Initial Install of Performance Verification. Device is ready for patient use. |  |  | 03/25/2019 | 03/25/2019
TR12872074 |  | CAREFUSION | CAREFUSION ALARIS PUMP 8100 |  |  | BIOMEDICAL |  |  |  | 03/25/2019 |  |  |  |  | NO | NO |  |  |  |  | CAREFUSION TR12872074 12872074 |  |  | Disposition |  |  |  | High Risk | 1Y:00-MFG | 03/25/2019 | 03/25/2019 | COOPER UNIVERSITY HOSPITAL |  |  | Pump Team | WOT00000002403202 | Bonnie Aichroch | Performance Verification | Closed | Michael Youch | 03/25/2019 | 03/25/2019 | Performance Verification for CAREFUSION TR12872074 12872074 | Initial Install of Performance Verification. Device is ready for patient use. |  |  | 03/25/2019 | 03/25/2019
|  | CAREFUSION | CAREFUSION ALARIS PUMP 8100 |  |  | SPD |  |  |  | 03/10/2011 |  |  |  |  | NO | NO |  |  |  |  | CAREFUSION 10367838 13372316 |  |  | Disposition |  | 99:99:99:99:99:99 |  | High Risk | 1Y:00-MFG | 10/31/2017 | 10/01/2020 | COOPER UNIVERSITY HOSPITAL |  |  |  |  | David Frye
|  | CAREFUSION | CAREFUSION ALARIS PUMP 8100 |  |  | SPD |  |  |  | 06/30/2010 |  |  |  |  | NO | NO |  |  |  |  | CAREFUSION 10367801 13111269 |  |  | Disposition |  | 99:99:99:99:99:99 |  | High Risk | 1Y:00-MFG | 09/12/2018 | 09/01/2020 | COOPER UNIVERSITY HOSPITAL |  |  |  |  | David Frye
|  | CAREFUSION | CAREFUSION ALARIS PUMP 8100 |  |  | SPD |  |  |  | 06/30/2010 |  |  |  |  | NO | NO |  |  |  |  | CAREFUSION 10367798 13111115 |  |  | Disposition |  | 99:99:99:99:99:99 |  | High Risk | 1Y:00-MFG | 09/12/2018 | 09/01/2020 | COOPER UNIVERSITY HOSPITAL |  |  |  |  | David Frye
|  | CAREFUSION | CAREFUSION ALARIS PUMP 8100 |  |  | SPD |  |  |  | 06/30/2010 |  |  |  |  | NO | NO |  |  |  |  | CAREFUSION 10367758 13102889 |  |  | Disposition |  | 99:99:99:99:99:99 |  | High Risk | 1Y:00-MFG | 02/16/2018 | 03/01/2020 | COOPER UNIVERSITY HOSPITAL |  |  |  |  | David Frye
|  | CAREFUSION | CAREFUSION ALARIS PUMP 8100 |  |  | SPD |  |  |  | 06/30/2010 |  |  |  |  | NO | NO |  |  |  |  | CAREFUSION 10367757 13102904 |  |  | Disposition |  | 99:99:99:99:99:99 |  | High Risk | 1Y:00-MFG | 03/23/2018 | 03/01/2020 | COOPER UNIVERSITY HOSPITAL |  |  |  |  | David Frye
|  | CAREFUSION | CAREFUSION ALARIS PUMP 8100 |  |  | SPD |  |  |  | 06/30/2010 |  |  |  |  | NO | NO |  |  |  |  | CAREFUSION 10367756 13110803 |  |  | Disposition |  | 99:99:99:99:99:99 |  | High Risk | 1Y:00-MFG | 02/15/2018 | 03/01/2020 | COOPER UNIVERSITY HOSPITAL |  |  |  |  | David Frye
|  | CAREFUSION | CAREFUSION ALARIS PUMP 8100 |  |  | SPD |  |  |  | 06/30/2010 |  |  |  |  | NO | NO |  |  |  |  | CAREFUSION 10367755 13102060 |  |  | Disposition |  | 99:99:99:99:99:99 |  | High Risk | 1Y:00-MFG | 03/02/2018 | 03/01/2020 | COOPER UNIVERSITY HOSPITAL |  |  |  |  | David Frye
TR12871963 |  | CAREFUSION | CAREFUSION ALARIS PUMP 8100 |  |  | BIOMEDICAL |  |  |  | 03/25/2019 |  |  |  |  | NO | NO |  |  |  |  | CAREFUSION TR12871963 12871963 |  |  | Disposition |  |  |  | High Risk | 1Y:00-MFG | 03/25/2019 | 03/25/2019 | COOPER UNIVERSITY HOSPITAL |  |  | Pump Team | WOT00000002403198 | Bonnie Aichroch | Performance Verification | Closed | Michael Youch | 03/25/2019 | 03/25/2019 | Performance Verification for CAREFUSION TR12871963 12871963 | Initial Install of Performance Verification. Device is ready for patient use. |  |  | 03/25/2019 | 03/25/2019
|  | CAREFUSION | CAREFUSION ALARIS PUMP 8100 |  |  | SPD |  |  |  | 06/30/2010 |  |  |  |  | NO | NO |  |  |  |  | CAREFUSION 10367727 13112419 |  |  | Disposition |  | 99:99:99:99:99:99 |  | High Risk | 1Y:00-MFG | 10/06/2017 | 10/01/2020 | COOPER UNIVERSITY HOSPITAL |  |  |  |  | David Frye
|  | CAREFUSION | CAREFUSION ALARIS PUMP 8100 |  |  | SPD |  |  |  | 06/30/2010 |  |  |  |  | NO | NO |  |  |  |  | CAREFUSION 10367725 13112537 |  |  | Disposition |  | 99:99:99:99:99:99 |  | High Risk | 1Y:00-MFG | 10/06/2017 | 10/01/2020 | COOPER UNIVERSITY HOSPITAL |  |  |  |  | David Frye
TR12871850 |  | CAREFUSION | CAREFUSION ALARIS PUMP 8100 |  |  | BIOMEDICAL |  |  |  | 03/25/2019 |  |  |  |  | NO | NO |  |  |  |  | CAREFUSION TR12871850 12871850 |  |  | Disposition |  |  |  | High Risk | 1Y:00-MFG | 03/25/2019 | 03/25/2019 | COOPER UNIVERSITY HOSPITAL |  |  | Pump Team | WOT00000002403185 | Bonnie Aichroch | Performance Verification | Closed | Michael Youch | 03/25/2019 | 03/25/2019 | Performance Verification for CAREFUSION TR12871850 12871850 | Initial Install of Performance Verification. Device is ready for patient use. |  |  | 03/25/2019 | 03/25/2019
|  | CAREFUSION | CAREFUSION ALARIS PUMP 8100 |  |  | SPD |  |  |  | 06/30/2010 |  |  |  |  | NO | NO |  |  |  |  | CAREFUSION 10367707 13110787 |  |  | Disposition |  | 99:99:99:99:99:99 |  | High Risk | 1Y:00-MFG | 06/11/2018 | 07/01/2020 | COOPER UNIVERSITY HOSPITAL |  |  |  |  | David Frye
TR12871291 |  | CAREFUSION | CAREFUSION ALARIS PUMP 8100 |  |  | BIOMEDICAL |  |  |  | 03/25/2019 |  |  |  |  | NO | NO |  |  |  |  | CAREFUSION TR12871291 12871291 |  |  | Disposition |  |  |  | High Risk | 1Y:00-MFG | 03/25/2019 | 03/25/2019 | COOPER UNIVERSITY HOSPITAL |  |  | Pump Team | WOT00000002403193 | Bonnie Aichroch | Performance Verification | Closed | Josh Harris | 03/25/2019 | 03/25/2019 | CEID Record Completion for CAREFUSION TR12871291 12871291 | inventoried rental unit | EXP2557755 | Labor | 03/25/2019 | 03/25/2019 | Josh Harris
TR12871268 |  | CAREFUSION | CAREFUSION ALARIS PUMP 8100 |  |  | BIOMEDICAL |  |  |  | 03/25/2019 |  |  |  |  | NO | NO |  |  |  |  | CAREFUSION TR12871268 12871268 |  |  | Disposition |  |  |  | High Risk | 1Y:00-MFG | 03/25/2019 | 03/25/2019 | COOPER UNIVERSITY HOSPITAL |  |  | Pump Team | WOT00000002403253 | Bonnie Aichroch | Performance Verification | Closed | Michael Youch | 03/25/2019 | 03/25/2019 | Performance Verification for CAREFUSION TR12871268 12871268 | Initial Install of Performance Verification. Device is ready for patient use. |  |  | 03/25/2019 | 03/25/2019
TR12871231 |  | CAREFUSION | CAREFUSION ALARIS PUMP 8100 |  |  | BIOMEDICAL |  |  |  | 03/25/2019 |  |  |  |  | NO | NO |  |  |  |  | CAREFUSION TR12871231 12871231 |  |  | Disposition |  |  |  | High Risk | 1Y:00-MFG | 03/25/2019 | 03/25/2019 | COOPER UNIVERSITY HOSPITAL |  |  | Pump Team | WOT00000002403245 | Bonnie Aichroch | Performance Verification | Closed | Michael Youch | 03/25/2019 | 03/25/2019 | Performance Verification for CAREFUSION TR12871231 12871231 | Initial Install of Performance Verification. Device is ready for patient use. |  |  | 03/25/2019 | 03/25/2019
TR12871134 |  | CAREFUSION | CAREFUSION ALARIS PUMP 8100 |  |  | BIOMEDICAL |  |  |  | 03/25/2019 |  |  |  |  | NO | NO |  |  |  |  | CAREFUSION TR12871134 12871134 |  |  | Disposition |  |  |  | High Risk | 1Y:00-MFG | 03/25/2019 | 03/25/2019 | COOPER UNIVERSITY HOSPITAL |  |  | Pump Team | WOT00000002403166 | Bonnie Aichroch | Performance Verification | Closed | Michael Youch | 03/25/2019 | 03/25/2019 | Performance Verification for CAREFUSION TR12871134 12871134 | Initial Install of Performance Verification. Device is ready for patient use. |  |  | 03/25/2019 | 03/25/2019
TR12870733 |  | CAREFUSION | CAREFUSION ALARIS PUMP 8100 |  |  | BIOMEDICAL |  |  |  | 03/25/2019 |  |  |  |  | NO | NO |  |  |  |  | CAREFUSION TR12870733 12870733 |  |  | Disposition |  |  |  | High Risk | 1Y:00-MFG | 03/25/2019 | 03/25/2019 | COOPER UNIVERSITY HOSPITAL |  |  | Pump Team | WOT00000002403153 | Bonnie Aichroch | Performance Verification | Closed | Michael Youch | 03/25/2019 | 03/25/2019 | Performance Verification for CAREFUSION TR12870733 12870733 | Initial Install of Performance Verification. Device is ready for patient use. |  |  | 03/25/2019 | 03/25/2019
|  | CAREFUSION | CAREFUSION ALARIS PUMP 8100 |  |  | SPD |  |  |  | 03/10/2011 |  |  |  |  | NO | NO |  |  |  |  | CAREFUSION 10367546 13371819 |  |  | Disposition |  | 99:99:99:99:99:99 |  | High Risk | 1Y:00-MFG | 10/06/2017 | 10/01/2020 | COOPER UNIVERSITY HOSPITAL |  |  |  |  | David Frye
|  | CAREFUSION | CAREFUSION ALARIS PUMP 8100 |  |  | SPD |  |  |  | 06/30/2010 |  |  |  |  | NO | NO |  |  |  |  | CAREFUSION 10367542 13112344 |  |  | Disposition |  | 99:99:99:99:99:99 |  | High Risk | 1Y:00-MFG | 10/10/2017 | 10/01/2020 | COOPER UNIVERSITY HOSPITAL |  |  |  |  | David Frye
|  | CAREFUSION | CAREFUSION ALARIS PUMP 8100 |  |  | SPD |  |  |  | 06/30/2010 |  |  |  |  | NO | NO |  |  |  |  | CAREFUSION 10367539 13112530 |  |  | Disposition |  | 99:99:99:99:99:99 |  | High Risk | 1Y:00-MFG | 10/09/2017 | 10/01/2020 | COOPER UNIVERSITY HOSPITAL |  |  |  |  | David Frye
TR12870020 |  | CAREFUSION | CAREFUSION ALARIS PUMP 8100 |  |  | BIOMEDICAL |  |  |  | 03/25/2019 |  |  |  |  | NO | NO |  |  |  |  | CAREFUSION TR12870020 12870020 |  |  | Disposition |  |  |  | High Risk | 1Y:00-MFG | 03/25/2019 | 03/25/2019 | COOPER UNIVERSITY HOSPITAL |  |  | Pump Team | WOT00000002403194 | Bonnie Aichroch | Performance Verification | Closed | Michael Youch | 03/25/2019 | 03/25/2019 | Performance Verification for CAREFUSION TR12870020 12870020 | Initial Install of Performance Verification. Device is ready for patient use. |  |  | 03/25/2019 | 03/25/2019
TR12868879 |  | CAREFUSION | CAREFUSION ALARIS PUMP 8100 |  |  | BIOMEDICAL |  |  |  | 03/25/2019 |  |  |  |  | NO | NO |  |  |  |  | CAREFUSION TR12868879 12868879 |  |  | Disposition |  |  |  | High Risk | 1Y:00-MFG | 03/25/2019 | 03/25/2019 | COOPER UNIVERSITY HOSPITAL |  |  | Pump Team | WOT00000002403210 | Bonnie Aichroch | Performance Verification | Closed | Michael Youch | 03/25/2019 | 03/25/2019 | Performance Verification for CAREFUSION TR12868879 12868879 | Initial Install of Performance Verification. Device is ready for patient use. |  |  | 03/25/2019 | 03/25/2019
TR12869921 |  | CAREFUSION | CAREFUSION ALARIS PUMP 8100 |  |  | BIOMEDICAL |  |  |  | 03/25/2019 |  |  |  |  | NO | NO |  |  |  |  | CAREFUSION TR12869921 12869921 |  |  | Disposition |  |  |  | High Risk | 1Y:00-MFG | 03/25/2019 | 03/25/2019 | COOPER UNIVERSITY HOSPITAL |  |  | Pump Team | WOT00000002403251 | Bonnie Aichroch | Performance Verification | Closed | Michael Youch | 03/25/2019 | 03/25/2019 | Performance Verification for CAREFUSION TR12869921 12869921 | Initial Install of Performance Verification. Device is ready for patient use. |  |  | 03/25/2019 | 03/25/2019
|  | CAREFUSION | CAREFUSION ALARIS PUMP 8100 |  |  | SPD |  |  |  | 06/30/2010 |  |  |  |  | NO | NO |  |  |  |  | CAREFUSION 10367427 13112290 |  |  | Disposition |  | 99:99:99:99:99:99 |  | High Risk | 1Y:00-MFG | 10/02/2017 | 10/01/2020 | COOPER UNIVERSITY HOSPITAL |  |  |  |  | David Frye
TR12859388 |  | CAREFUSION | CAREFUSION ALARIS PUMP 8100 |  |  | BIOMEDICAL |  |  |  | 03/25/2019 |  |  |  |  | NO | NO |  |  |  |  | CAREFUSION TR12859388 12859388 |  |  | Disposition |  |  |  | High Risk | 1Y:00-MFG | 03/25/2019 | 03/25/2019 | COOPER UNIVERSITY HOSPITAL |  |  | Pump Team | WOT00000002403176 | Bonnie Aichroch | Performance Verification | Closed | Michael Youch | 03/25/2019 | 03/25/2019 | Performance Verification for CAREFUSION TR12859388 12859388 | Initial Install of Performance Verification. Device is ready for patient use. |  |  | 03/25/2019 | 03/25/2019
TR12739175 |  | CAREFUSION | CAREFUSION ALARIS PUMP 8100 |  |  | BIOMEDICAL |  |  |  | 03/25/2019 |  |  |  |  | NO | NO |  |  |  |  | CAREFUSION TR12739175 12739175 |  |  | Disposition |  |  |  | High Risk | 1Y:00-MFG | 03/25/2019 | 03/25/2019 | COOPER UNIVERSITY HOSPITAL |  |  | Pump Team | WOT00000002403260 | Bonnie Aichroch | Performance Verification | Closed | Josh Harris | 03/25/2019 | 03/25/2019 | CEID Record Completion for CAREFUSION TR12739175 12739175 | inventoried rental unit | EXP2557499 | Labor | 03/25/2019 | 03/25/2019 | Josh Harris
|  | CAREFUSION | CAREFUSION ALARIS PUMP 8100 |  |  | SPD |  |  |  | 06/30/2010 |  |  |  |  | NO | NO |  |  |  |  | CAREFUSION 10367322 13111109 |  |  | Disposition |  | 99:99:99:99:99:99 |  | High Risk | 1Y:00-MFG | 09/12/2018 | 09/01/2020 | COOPER UNIVERSITY HOSPITAL |  |  |  |  | David Frye
|  | CAREFUSION | CAREFUSION ALARIS PUMP 8100 |  |  | SPD |  |  |  | 10/12/2012 |  |  |  |  | NO | NO |  |  |  |  | CAREFUSION 10367302 12331112 |  |  | Disposition |  | 99:99:99:99:99:99 |  | High Risk | 1Y:00-MFG | 03/27/2018 | 03/01/2020 | COOPER UNIVERSITY HOSPITAL |  |  |  |  | David Frye
TR12839374 |  | CAREFUSION | CAREFUSION ALARIS PUMP 8100 |  |  | BIOMEDICAL |  |  |  | 03/25/2019 |  |  |  |  | NO | NO |  |  |  |  | CAREFUSION TR12839374 12839374 |  |  | Disposition |  |  |  | High Risk | 1Y:00-MFG | 03/25/2019 | 03/25/2019 | COOPER UNIVERSITY HOSPITAL |  |  | Pump Team | WOT00000002403159 | Bonnie Aichroch | Performance Verification | Closed | Michael Youch | 03/25/2019 | 03/25/2019 | Performance Verification for CAREFUSION TR12839374 12839374 | Initial Install of Performance Verification. Device is ready for patient use. |  |  | 03/25/2019 | 03/25/2019
|  | CAREFUSION | CAREFUSION ALARIS PUMP 8100 |  |  | SPD |  |  |  | 06/30/2010 |  |  |  |  | NO | NO |  |  |  |  | CAREFUSION 10367259 13112798 |  |  | Disposition |  | 99:99:99:99:99:99 |  | High Risk | 1Y:00-MFG | 10/02/2017 | 10/01/2020 | COOPER UNIVERSITY HOSPITAL |  |  |  |  | David Frye
|  | CAREFUSION | CAREFUSION ALARIS PUMP 8100 |  |  | SPD |  |  |  | 06/30/2010 |  |  |  |  | NO | NO |  |  |  |  | CAREFUSION 10367257 13112787 |  |  | Disposition |  | 99:99:99:99:99:99 |  | High Risk | 1Y:00-MFG | 10/06/2017 | 10/01/2020 | COOPER UNIVERSITY HOSPITAL |  |  |  |  | David Frye
TR12834907 |  | CAREFUSION | CAREFUSION ALARIS PUMP 8100 |  |  | BIOMEDICAL |  |  |  | 03/25/2019 |  |  |  |  | NO | NO |  |  |  |  | CAREFUSION TR12834907 12834907 |  |  | Disposition |  |  |  | High Risk | 1Y:00-MFG | 03/25/2019 | 03/25/2019 | COOPER UNIVERSITY HOSPITAL |  |  | Pump Team | WOT00000002403168 | Bonnie Aichroch | Performance Verification | Closed | Michael Youch | 03/25/2019 | 03/25/2019 | Performance Verification for CAREFUSION TR12834907 12834907 | Initial Install of Performance Verification. Device is ready for patient use. |  |  | 03/25/2019 | 03/25/2019
TR12738919 |  | CAREFUSION | CAREFUSION ALARIS PUMP 8100 |  |  | BIOMEDICAL |  |  |  | 03/25/2019 |  |  |  |  | NO | NO |  |  |  |  | CAREFUSION TR12738919 12738919 |  |  | Disposition |  |  |  | High Risk | 1Y:00-MFG | 03/25/2019 | 03/25/2019 | COOPER UNIVERSITY HOSPITAL |  |  | Pump Team | WOT00000002403224 | Bonnie Aichroch | Performance Verification | Closed | Michael Youch | 03/25/2019 | 03/25/2019 | Performance Verification for CAREFUSION TR12738919 12738919 | Initial Install of Performance Verification. Device is ready for patient use. |  |  | 03/25/2019 | 03/25/2019
TR12738765 |  | CAREFUSION | CAREFUSION ALARIS PUMP 8100 |  |  | BIOMEDICAL |  |  |  | 03/25/2019 |  |  |  |  | NO | NO |  |  |  |  | CAREFUSION TR12738765 12738765 |  |  | Disposition |  |  |  | High Risk | 1Y:00-MFG | 03/25/2019 | 03/25/2019 | COOPER UNIVERSITY HOSPITAL |  |  | Pump Team | WOT00000002403255 | Bonnie Aichroch | Performance Verification | Closed | Michael Youch | 03/25/2019 | 03/25/2019 | Performance Verification for CAREFUSION TR12738765 12738765 | Initial Install of Performance Verification. Device is ready for patient use. |  |  | 03/25/2019 | 03/25/2019
TR12738678 |  | CAREFUSION | CAREFUSION ALARIS PUMP 8100 |  |  | BIOMEDICAL |  |  |  | 03/25/2019 |  |  |  |  | NO | NO |  |  |  |  | CAREFUSION TR12738678 12738678 |  |  | Disposition |  |  |  | High Risk | 1Y:00-MFG | 03/25/2019 | 03/25/2019 | COOPER UNIVERSITY HOSPITAL |  |  | Pump Team | WOT00000002403200 | Bonnie Aichroch | Performance Verification | Closed | Michael Youch | 03/25/2019 | 03/25/2019 | Performance Verification for CAREFUSION TR12738678 12738678 | Initial Install of Performance Verification. Device is ready for patient use. |  |  | 03/25/2019 | 03/25/2019
TR12733797 |  | CAREFUSION | CAREFUSION ALARIS PUMP 8100 |  |  | BIOMEDICAL |  |  |  | 03/25/2019 |  |  |  |  | NO | NO |  |  |  |  | CAREFUSION TR12733797 12733797 |  |  | Disposition |  |  |  | High Risk | 1Y:00-MFG | 03/25/2019 | 03/25/2019 | COOPER UNIVERSITY HOSPITAL |  |  | Pump Team | WOT00000002403217 | Bonnie Aichroch | Performance Verification | Closed | Michael Youch | 03/25/2019 | 03/25/2019 | Performance Verification for CAREFUSION TR12733797 12733797 | Initial Install of Performance Verification. Device is ready for patient use. |  |  | 03/25/2019 | 03/25/2019
TR12686831 |  | CAREFUSION | CAREFUSION ALARIS PUMP 8100 |  |  | BIOMEDICAL |  |  |  | 03/25/2019 |  |  |  |  | NO | NO |  |  |  |  | CAREFUSION TR12686831 12686831 |  |  | Disposition |  |  |  | High Risk | 1Y:00-MFG | 03/25/2019 | 03/25/2019 | COOPER UNIVERSITY HOSPITAL |  |  | Pump Team | WOT00000002403172 | Bonnie Aichroch | Performance Verification | Closed | Michael Youch | 03/25/2019 | 03/25/2019 | Performance Verification for CAREFUSION TR12686831 12686831 | Initial Install of Performance Verification. Device is ready for patient use. |  |  | 03/25/2019 | 03/25/2019
TR12686629 |  | CAREFUSION | CAREFUSION ALARIS PUMP 8100 |  |  | BIOMEDICAL |  |  |  | 03/25/2019 |  |  |  |  | NO | NO |  |  |  |  | CAREFUSION TR12686629 12686629 |  |  | Disposition |  |  |  | High Risk | 1Y:00-MFG | 03/25/2019 | 03/25/2019 | COOPER UNIVERSITY HOSPITAL |  |  | Pump Team | WOT00000002403222 | Bonnie Aichroch | Performance Verification | Closed | Michael Youch | 03/25/2019 | 03/25/2019 | Performance Verification for CAREFUSION TR12686629 12686629 | Initial Install of Performance Verification. Device is ready for patient use. |  |  | 03/25/2019 | 03/25/2019
TR12685856 |  | CAREFUSION | CAREFUSION ALARIS PUMP 8100 |  |  | BIOMEDICAL |  |  |  | 03/25/2019 |  |  |  |  | NO | NO |  |  |  |  | CAREFUSION TR12685856 12685856 |  |  | Disposition |  |  |  | High Risk | 1Y:00-MFG | 03/25/2019 | 03/25/2019 | COOPER UNIVERSITY HOSPITAL |  |  | Pump Team | WOT00000002403178 | Bonnie Aichroch | Performance Verification | Closed | Michael Youch | 03/25/2019 | 03/25/2019 | Performance Verification for CAREFUSION TR12685856 12685856 | Initial Install of Performance Verification. Device is ready for patient use. |  |  | 03/25/2019 | 03/25/2019
|  | CAREFUSION | CAREFUSION ALARIS PUMP 8100 |  |  | SPD |  |  |  | 06/10/2015 |  |  |  |  | NO | NO |  |  |  |  | CAREFUSION 10366703 13101187 |  |  | Disposition |  | 99:99:99:99:99:99 |  | High Risk | 1Y:00-MFG | 10/06/2017 | 10/01/2020 | COOPER UNIVERSITY HOSPITAL |  |  |  |  | David Frye
|  | CAREFUSION | CAREFUSION ALARIS PUMP 8100 |  |  | SPD |  |  |  | 06/30/2010 |  |  |  |  | NO | NO |  |  |  |  | CAREFUSION 10366704 13102475 |  |  | Disposition |  | 99:99:99:99:99:99 |  | High Risk | 1Y:00-MFG | 06/06/2018 | 07/01/2020 | COOPER UNIVERSITY HOSPITAL |  |  |  |  | David Frye
|  | CAREFUSION | CAREFUSION ALARIS PUMP 8100 |  |  | SPD |  |  |  | 06/30/2010 |  |  |  |  | NO | NO |  |  |  |  | CAREFUSION 10366702 13112933 |  |  | Disposition |  | 99:99:99:99:99:99 |  | High Risk | 1Y:00-MFG | 10/06/2017 | 10/01/2020 | COOPER UNIVERSITY HOSPITAL |  |  |  |  | David Frye
|  | CAREFUSION | CAREFUSION ALARIS PUMP 8100 |  |  | SPD |  |  |  | 06/30/2010 |  |  |  |  | NO | NO |  |  |  |  | CAREFUSION 10366699 13111135 |  |  | Disposition |  |  |  | High Risk | 1Y:00-MFG 2Y:00-BAT | 09/28/2016 | 09/01/2020 | COOPER UNIVERSITY HOSPITAL |  |  | SPD |  | David Frye
|  | CAREFUSION | CAREFUSION ALARIS PUMP 8100 |  |  | SPD |  |  |  | 06/30/2010 |  |  |  |  | NO | NO |  |  |  |  | CAREFUSION 10366696 13112546 |  |  | Disposition |  | 99:99:99:99:99:99 |  | High Risk | 1Y:00-MFG | 10/02/2017 | 10/01/2020 | COOPER UNIVERSITY HOSPITAL |  |  |  |  | David Frye
|  | CAREFUSION | CAREFUSION ALARIS PUMP 8100 |  |  | SPD |  |  |  | 10/10/2006 |  |  |  |  | NO | NO |  |  |  |  | CAREFUSION 10366652 12419293 |  |  | Disposition |  | 99:99:99:99:99:99 |  | High Risk | 1Y:00-MFG | 04/16/2018 | 03/01/2020 | COOPER UNIVERSITY HOSPITAL |  |  |  |  | David Frye
|  | CAREFUSION | CAREFUSION ALARIS PUMP 8100 |  |  | SPD |  |  |  | 06/30/2010 |  |  |  |  | NO | NO |  |  |  |  | CAREFUSION 10366653 13110804 |  |  | Disposition |  | 99:99:99:99:99:99 |  | High Risk | 1Y:00-MFG | 06/08/2018 | 07/01/2020 | COOPER UNIVERSITY HOSPITAL |  |  |  |  | David Frye
|  | CAREFUSION | CAREFUSION ALARIS PUMP 8100 |  |  | SPD |  |  |  | 06/30/2010 |  |  |  |  | NO | NO |  |  |  |  | CAREFUSION 10366645 13111659 |  |  | Disposition |  | 99:99:99:99:99:99 |  | High Risk | 1Y:00-MFG | 09/12/2018 | 09/01/2020 | COOPER UNIVERSITY HOSPITAL |  |  |  |  | David Frye
|  | CAREFUSION | CAREFUSION ALARIS PUMP 8100 |  |  | SPD |  |  |  | 06/30/2010 |  |  |  |  | NO | NO |  |  |  |  | CAREFUSION 10366646 13111484 |  |  | Disposition |  | 99:99:99:99:99:99 |  | High Risk | 1Y:00-MFG | 09/12/2017 | 09/01/2020 | COOPER UNIVERSITY HOSPITAL |  |  |  |  | David Frye
|  | CAREFUSION | CAREFUSION ALARIS PUMP 8100 |  |  | SPD |  |  |  | 06/30/2010 |  |  |  |  | NO | NO |  |  |  |  | CAREFUSION 10366650 13101035 |  |  | Disposition |  | 99:99:99:99:99:99 |  | High Risk | 1Y:00-MFG | 06/13/2018 | 07/01/2020 | COOPER UNIVERSITY HOSPITAL |  |  |  |  | David Frye
|  | CAREFUSION | CAREFUSION ALARIS PUMP 8100 |  |  | SPD |  |  |  | 07/10/2006 |  |  |  |  | NO | NO |  |  |  |  | CAREFUSION 10366640 12425327 |  |  | Disposition |  |  |  | High Risk | 1Y:00-MFG 2Y:00-BAT | 01/01/1900 | 12/01/2019 | COOPER UNIVERSITY HOSPITAL |  |  | PARPACU |  | David Frye
|  | CAREFUSION | CAREFUSION ALARIS PUMP 8100 |  |  | SPD |  |  |  | 11/17/2004 |  |  |  |  | NO | NO |  |  |  |  | CAREFUSION 10366638 4126303 |  |  | Disposition |  | 99:99:99:99:99:99 |  | High Risk | 1Y:00-MFG | 03/15/2018 | 03/01/2020 | COOPER UNIVERSITY HOSPITAL |  |  |  |  | David Frye
TR12683206 |  | CAREFUSION | CAREFUSION ALARIS PUMP 8100 |  |  | BIOMEDICAL |  |  |  | 03/25/2019 |  |  |  |  | NO | NO |  |  |  |  | CAREFUSION TR12683206 12683206 |  |  | Disposition |  |  |  | High Risk | 1Y:00-MFG | 03/25/2019 | 03/25/2019 | COOPER UNIVERSITY HOSPITAL |  |  | Pump Team | WOT00000002403248 | Bonnie Aichroch | Performance Verification | Closed | Michael Youch | 03/25/2019 | 03/25/2019 | CEID Record Completion for CAREFUSION TR12683206 12683206 | Inventoried unit | EXP2553056 | Labor | 03/25/2019 | 03/25/2019 | Josh Harris
|  | CAREFUSION | CAREFUSION ALARIS PUMP 8100 |  |  | SPD |  |  |  | 06/30/2010 |  |  |  |  | NO | NO |  |  |  |  | CAREFUSION 10366629 13102751 |  |  | Disposition |  | 99:99:99:99:99:99 |  | High Risk | 1Y:00-MFG | 07/10/2018 | 07/01/2020 | COOPER UNIVERSITY HOSPITAL |  |  |  |  | David Frye
|  | CAREFUSION | CAREFUSION ALARIS PUMP 8100 |  |  | SPD |  |  |  | 03/10/2011 |  |  |  |  | NO | NO |  |  |  |  | CAREFUSION 10366618 13371986 |  |  | Disposition |  | 99:99:99:99:99:99 |  | High Risk | 1Y:00-MFG | 10/16/2017 | 10/01/2020 | COOPER UNIVERSITY HOSPITAL |  |  |  |  | David Frye
|  | CAREFUSION | CAREFUSION ALARIS PUMP 8100 |  |  | SPD |  |  |  | 06/30/2010 |  |  |  |  | NO | NO |  |  |  |  | CAREFUSION 10366619 13111411 |  |  | Disposition |  | 99:99:99:99:99:99 |  | High Risk | 1Y:00-MFG | 09/12/2018 | 09/01/2020 | COOPER UNIVERSITY HOSPITAL |  |  |  |  | David Frye
|  | CAREFUSION | CAREFUSION ALARIS PUMP 8100 |  |  | SPD |  |  |  | 06/30/2010 |  |  |  |  | NO | NO |  |  |  |  | CAREFUSION 10366620 13111346 |  |  | Disposition |  | 99:99:99:99:99:99 |  | High Risk | 1Y:00-MFG | 09/12/2018 | 09/01/2020 | COOPER UNIVERSITY HOSPITAL |  |  |  |  | David Frye
|  | CAREFUSION | CAREFUSION ALARIS PUMP 8100 |  |  | SPD |  |  |  | 06/30/2010 |  |  |  |  | NO | NO |  |  |  |  | CAREFUSION 10366621 13102914 |  |  | Disposition |  | 99:99:99:99:99:99 |  | High Risk | 1Y:00-MFG | 10/06/2017 | 10/01/2020 | COOPER UNIVERSITY HOSPITAL |  |  |  |  | David Frye
|  | CAREFUSION | CAREFUSION ALARIS PUMP 8100 |  |  | SPD |  |  |  | 06/30/2010 |  |  |  |  | NO | NO |  |  |  |  | CAREFUSION 10366627 13102026 |  |  | Disposition |  | 99:99:99:99:99:99 |  | High Risk | 1Y:00-MFG | 06/06/2018 | 07/01/2020 | COOPER UNIVERSITY HOSPITAL |  |  |  |  | David Frye
|  | CAREFUSION | CAREFUSION ALARIS PUMP 8100 |  |  | SPD |  |  |  | 10/12/2012 |  |  |  |  | NO | NO |  |  |  |  | CAREFUSION 10366628 12332227 |  |  | Disposition |  | 99:99:99:99:99:99 |  | High Risk | 1Y:00-MFG | 03/15/2018 | 03/01/2020 | COOPER UNIVERSITY HOSPITAL |  |  | L.D. |  | David Frye
TR12672588 |  | CAREFUSION | CAREFUSION ALARIS PUMP 8100 |  |  | BIOMEDICAL |  |  |  | 03/25/2019 |  |  |  |  | NO | NO |  |  |  |  | CAREFUSION TR12672588 12672588 |  |  | Disposition |  |  |  | High Risk | 1Y:00-MFG | 03/25/2019 | 03/25/2019 | COOPER UNIVERSITY HOSPITAL |  |  | Pump Team | WOT00000002403190 | Bonnie Aichroch | Performance Verification | Closed | Michael Youch | 03/25/2019 | 03/25/2019 | Performance Verification for CAREFUSION TR12672588 12672588 | Initial Install of Performance Verification. Device is ready for patient use. |  |  | 03/25/2019 | 03/25/2019
|  | CAREFUSION | CAREFUSION ALARIS PUMP 8100 |  |  | SPD |  |  |  | 06/30/2010 |  |  |  |  | NO | NO |  |  |  |  | CAREFUSION 10366615 13102097 |  |  | Disposition |  | 99:99:99:99:99:99 |  | High Risk | 1Y:00-MFG | 06/14/2018 | 07/01/2020 | COOPER UNIVERSITY HOSPITAL |  |  |  |  | David Frye
|  | CAREFUSION | CAREFUSION ALARIS PUMP 8100 |  |  | SPD |  |  |  | 06/30/2010 |  |  |  |  | NO | NO |  |  |  |  | CAREFUSION 10366616 13100779 |  |  | Disposition |  | 99:99:99:99:99:99 |  | High Risk | 1Y:00-MFG | 06/14/2018 | 07/01/2020 | COOPER UNIVERSITY HOSPITAL |  |  |  |  | David Frye
|  | CAREFUSION | CAREFUSION ALARIS PUMP 8100 |  |  | SPD |  |  |  | 06/10/2015 |  |  |  |  | NO | NO |  |  |  |  | CAREFUSION 10366617 13111342 |  |  | Disposition |  | 99:99:99:99:99:99 |  | High Risk | 1Y:00-MFG | 09/12/2018 | 09/01/2020 | COOPER UNIVERSITY HOSPITAL |  |  |  |  | David Frye
|  | CAREFUSION | CAREFUSION ALARIS PUMP 8100 |  |  | SPD |  |  |  | 06/30/2010 |  |  |  |  | NO | NO |  |  |  |  | CAREFUSION 10366546 13111746 |  |  | Disposition |  | 99:99:99:99:99:99 |  | High Risk | 1Y:00-MFG | 09/12/2018 | 09/01/2020 | COOPER UNIVERSITY HOSPITAL |  |  |  |  | David Frye
TR12655652 |  | CAREFUSION | CAREFUSION ALARIS PUMP 8100 |  |  | BIOMEDICAL |  |  |  | 03/25/2019 |  |  |  |  | NO | NO |  |  |  |  | CAREFUSION TR12655652 12655652 |  |  | Disposition |  |  |  | High Risk | 1Y:00-MFG | 03/25/2019 | 03/25/2019 | COOPER UNIVERSITY HOSPITAL |  |  | Pump Team | WOT00000002403152 | Bonnie Aichroch | Performance Verification | Closed | Michael Youch | 03/25/2019 | 03/25/2019 | CEID Record Completion for CAREFUSION TR12655652 12655652 | Inventoried unit | EXP2553059 | Labor | 03/25/2019 | 03/25/2019 | Josh Harris
|  | CAREFUSION | CAREFUSION ALARIS PUMP 8100 |  |  | SPD |  |  |  | 06/30/2010 |  |  |  |  | NO | NO |  |  |  |  | CAREFUSION 10366488 13111268 |  |  | Disposition |  | 99:99:99:99:99:99 |  | High Risk | 1Y:00-MFG | 09/12/2018 | 09/01/2020 | COOPER UNIVERSITY HOSPITAL |  |  |  |  | David Frye
|  | CAREFUSION | CAREFUSION ALARIS PUMP 8100 |  |  | SPD |  |  |  | 06/30/2010 |  |  |  |  | NO | NO |  |  |  |  | CAREFUSION 10366485 13111663 |  |  | Disposition |  | 99:99:99:99:99:99 |  | High Risk | 1Y:00-MFG | 09/12/2018 | 09/01/2020 | COOPER UNIVERSITY HOSPITAL |  |  |  |  | David Frye
TR12654098 |  | CAREFUSION | CAREFUSION ALARIS PUMP 8100 |  |  | BIOMEDICAL |  |  |  | 03/25/2019 |  |  |  |  | NO | NO |  |  |  |  | CAREFUSION TR12654098 12654098 |  |  | Disposition |  |  |  | High Risk | 1Y:00-MFG | 03/25/2019 | 03/25/2019 | COOPER UNIVERSITY HOSPITAL |  |  | Pump Team | WOT00000002403228 | Bonnie Aichroch | Performance Verification | Closed | Michael Youch | 03/25/2019 | 03/25/2019 | Performance Verification for CAREFUSION TR12654098 12654098 | Initial Install of Performance Verification. Device is ready for patient use. |  |  | 03/25/2019 | 03/25/2019
|  | CAREFUSION | CAREFUSION ALARIS PUMP 8100 |  |  | SPD |  |  |  | 03/10/2011 |  |  |  |  | NO | NO |  |  |  |  | CAREFUSION 10366463 13371851 |  |  | Disposition |  | 99:99:99:99:99:99 |  | High Risk | 1Y:00-MFG | 10/09/2017 | 10/01/2020 | COOPER UNIVERSITY HOSPITAL |  |  |  |  | David Frye
TR12476973 |  | CAREFUSION | CAREFUSION ALARIS PUMP 8100 |  |  | BIOMEDICAL |  |  |  | 03/25/2019 |  |  |  |  | NO | NO |  |  |  |  | CAREFUSION TR12476973 12476973 |  |  | Disposition |  |  |  | High Risk | 1Y:00-MFG | 03/25/2019 | 03/25/2019 | COOPER UNIVERSITY HOSPITAL |  |  | Pump Team | WOT00000002403234 | Bonnie Aichroch | Performance Verification | Closed | Michael Youch | 03/25/2019 | 03/25/2019 | Performance Verification for CAREFUSION TR12476973 12476973 | Initial Install of Performance Verification. Device is ready for patient use. |  |  | 03/25/2019 | 03/25/2019
|  | CAREFUSION | CAREFUSION ALARIS PUMP 8100 |  |  | SPD |  |  |  | 06/30/2010 |  |  |  |  | NO | NO |  |  |  |  | CAREFUSION 10366445 13102875 |  |  | Disposition |  | 99:99:99:99:99:99 |  | High Risk | 1Y:00-MFG | 06/06/2018 | 07/01/2020 | COOPER UNIVERSITY HOSPITAL |  |  |  |  | David Frye
TR11519PM |  | CAREFUSION | CAREFUSION ALARIS PUMP 8100 |  |  | BIOMEDICAL |  |  |  | 01/09/2019 |  |  |  |  | NO | NO |  |  |  |  | CAREFUSION TR11519PM 4125826 |  |  | Disposition |  |  |  | High Risk | 1Y:00-MFG | 01/09/2019 | 01/09/2019 | COOPER UNIVERSITY HOSPITAL |  |  | Performance Verification | WOT00000001967971 | Bonnie Aichroch | Performance Verification | Closed | Tom Burhart | 01/09/2019 | 01/09/2019 | Performance Verification for CAREFUSION TR11519PM 4125826 | Initial Install of Performance Verification. Device is ready for patient use. |  |  | 01/09/2019 | 01/09/2019
|  | CAREFUSION | CAREFUSION ALARIS PUMP 8100 |  |  | SPD |  |  |  | 06/30/2010 |  |  |  |  | NO | NO |  |  |  |  | CAREFUSION 10366368 13111295 |  |  | Disposition |  | 99:99:99:99:99:99 |  | High Risk | 1Y:00-MFG | 02/16/2018 | 03/01/2020 | COOPER UNIVERSITY HOSPITAL |  |  |  |  | David Frye
|  | CAREFUSION | CAREFUSION ALARIS PUMP 8100 |  |  | SPD |  |  |  | 06/30/2010 |  |  |  |  | NO | NO |  |  |  |  | CAREFUSION 10366345 13102824 |  |  | Disposition |  | 99:99:99:99:99:99 |  | High Risk | 1Y:00-MFG | 06/08/2018 | 07/01/2020 | COOPER UNIVERSITY HOSPITAL |  |  |  |  | David Frye
|  | CAREFUSION | CAREFUSION ALARIS PUMP 8100 |  |  | SPD |  |  |  | 06/30/2010 |  |  |  |  | NO | NO |  |  |  |  | CAREFUSION 10366340 13111130 |  |  | Disposition |  | 99:99:99:99:99:99 |  | High Risk | 1Y:00-MFG | 09/12/2018 | 09/01/2020 | COOPER UNIVERSITY HOSPITAL |  |  |  |  | David Frye
|  | CAREFUSION | CAREFUSION ALARIS PUMP 8100 |  |  | SPD |  |  |  | 10/12/2012 |  |  |  |  | NO | NO |  |  |  |  | CAREFUSION 10366339 12331693 |  |  | Disposition |  | 99:99:99:99:99:99 |  | High Risk | 1Y:00-MFG | 02/27/2018 | 03/01/2020 | COOPER UNIVERSITY HOSPITAL |  |  |  |  | David Frye
TR11436PM |  | CAREFUSION | CAREFUSION ALARIS PUMP 8100 |  | 12893388PM | BIOMEDICAL |  |  |  | 01/09/2019 |  |  |  |  | NO | NO |  |  |  |  | CAREFUSION TR11436PM 12893388PM |  |  | Disposition |  |  |  | High Risk | 1Y:00-MFG | 01/09/2019 | 01/09/2019 | COOPER UNIVERSITY HOSPITAL |  |  | Performance Verification | WOT00000001967595 | Bonnie Aichroch | Performance Verification | Closed | Tom Burhart | 01/09/2019 | 01/09/2019 | Performance Verification for CAREFUSION TR11436PM 12893388PM | Initial Install of Performance Verification. Device is ready for patient use. |  |  | 01/09/2019 | 01/09/2019
|  | CAREFUSION | CAREFUSION ALARIS PUMP 8100 |  |  | SPD |  |  |  | 06/30/2010 |  |  |  |  | NO | NO |  |  |  |  | CAREFUSION 10366333 13101959 |  |  | Disposition |  | 99:99:99:99:99:99 |  | High Risk | 1Y:00-MFG | 04/02/2018 | 04/01/2020 | COOPER UNIVERSITY HOSPITAL |  |  | APRIL |  | David Frye
|  | CAREFUSION | CAREFUSION ALARIS PUMP 8100 |  |  | SPD |  |  |  | 06/30/2010 |  |  |  |  | NO | NO |  |  |  |  | CAREFUSION 10366332 13101676 |  |  | Disposition |  | 99:99:99:99:99:99 |  | High Risk | 1Y:00-MFG | 04/13/2018 | 04/01/2020 | COOPER UNIVERSITY HOSPITAL |  |  | APRIL |  | David Frye
TR11189PM |  | CAREFUSION | CAREFUSION ALARIS PUMP 8100 |  | 12691469PM | BIOMEDICAL |  |  |  | 01/09/2019 |  |  |  |  | NO | NO |  |  |  |  | CAREFUSION TR11189PM 12691469PM |  |  | Disposition |  |  |  | High Risk | 1Y:00-MFG | 01/09/2019 | 01/09/2019 | COOPER UNIVERSITY HOSPITAL |  |  | Performance Verification | WOT00000001967845 | Bonnie Aichroch | Performance Verification | Closed | Tom Burhart | 01/09/2019 | 01/09/2019 | Performance Verification for CAREFUSION TR11189PM 12691469PM | Initial Install of Performance Verification. Device is ready for patient use. |  |  | 01/09/2019 | 01/09/2019
TR11178PM |  | CAREFUSION | CAREFUSION ALARIS PUMP 8100 |  |  | SPD |  |  |  | 02/08/2019 |  |  |  |  | NO | NO |  |  |  |  | CAREFUSION TR11178PM 13515223 |  |  | Disposition |  |  |  | High Risk | 1Y:00-MFG | 02/08/2019 | 02/08/2019 | COOPER UNIVERSITY HOSPITAL |  |  | Performance Verification | WOT00000002134067 | David Frye | Performance Verification | Closed | Josh Harris | 02/08/2019 | 02/08/2019 | Performance Verification for CAREFUSION TR11178PM 13515223 | Initial Install of Performance Verification. Device is ready for patient use. |  |  | 02/08/2019 | 02/08/2019
TR11177PM |  | CAREFUSION | CAREFUSION ALARIS PUMP 8100 |  | 13515422PM | BIOMEDICAL |  |  |  | 01/09/2019 |  |  |  |  | NO | NO |  |  |  |  | CAREFUSION TR11177PM 13515422PM |  |  | Disposition |  |  |  | High Risk | 1Y:00-MFG | 01/09/2019 | 01/09/2019 | COOPER UNIVERSITY HOSPITAL |  |  | Performance Verification | WOT00000001967713 | Bonnie Aichroch | Performance Verification | Closed | Tom Burhart | 01/09/2019 | 01/09/2019 | Performance Verification for CAREFUSION TR11177PM 13515422PM | Initial Install of Performance Verification. Device is ready for patient use. |  |  | 01/09/2019 | 01/09/2019
TR10984Pm |  | CAREFUSION | CAREFUSION ALARIS PUMP 8100 |  | 12393841PM | BIOMEDICAL |  |  |  | 01/09/2019 |  |  |  |  | NO | NO |  |  |  |  | CAREFUSION TR10984Pm 12393841PM |  |  | Disposition |  |  |  | High Risk | 1Y:00-MFG | 01/09/2019 | 01/09/2019 | COOPER UNIVERSITY HOSPITAL |  |  | Performance Verification | WOT00000001967471 | Bonnie Aichroch | Performance Verification | Closed | Tom Burhart | 01/09/2019 | 01/09/2019 | Performance Verification for CAREFUSION TR10984Pm 12393841PM | Initial Install of Performance Verification. Device is ready for patient use. |  |  | 01/09/2019 | 01/09/2019
TR10822PM |  | CAREFUSION | CAREFUSION ALARIS PUMP 8100 |  |  | SPD |  |  |  | 02/08/2019 |  |  |  |  | NO | NO |  |  |  |  | CAREFUSION TR10822PM 12684847 |  |  | Disposition |  |  |  | High Risk | 1Y:00-MFG | 02/08/2019 | 02/08/2019 | COOPER UNIVERSITY HOSPITAL |  |  | Performance Verification | WOT00000002134070 | David Frye | Performance Verification | Closed | Josh Harris | 02/08/2019 | 02/08/2019 | CEID Record Completion for CAREFUSION TR10822PM 12684847 | Inventoried Rental Unit. | EXP2244030 | Labor | 02/08/2019 | 02/08/2019 | Josh Harris
TR10815PM |  | CAREFUSION | CAREFUSION ALARIS PUMP 8100 |  | 13536850PM | BIOMEDICAL |  |  |  | 01/09/2019 |  |  |  |  | NO | NO |  |  |  |  | CAREFUSION TR10815PM 13536850PM |  |  | Disposition |  |  |  | High Risk | 1Y:00-MFG | 01/09/2019 | 01/09/2019 | COOPER UNIVERSITY HOSPITAL |  |  | Performance Verification | WOT00000001967884 | Bonnie Aichroch | Performance Verification | Closed | Tom Burhart | 01/09/2019 | 01/09/2019 | Performance Verification for CAREFUSION TR10815PM 13536850PM | Initial Install of Performance Verification. Device is ready for patient use. |  |  | 01/09/2019 | 01/09/2019
TR10710PM |  | CAREFUSION | CAREFUSION ALARIS PUMP 8100 |  |  | SPD |  |  |  | 02/08/2019 |  |  |  |  | NO | NO |  |  |  |  | CAREFUSION TR10710PM 4126372 |  |  | Disposition |  |  |  | High Risk | 1Y:00-MFG | 02/08/2019 | 02/08/2019 | COOPER UNIVERSITY HOSPITAL |  |  | Performance Verification | WOT00000002134054 | David Frye | Performance Verification | Closed | Josh Harris | 02/08/2019 | 02/08/2019 | Performance Verification for CAREFUSION TR10710PM 4126372 | Initial Install of Performance Verification. Device is ready for patient use. |  |  | 02/08/2019 | 02/08/2019
TR10696PM |  | CAREFUSION | CAREFUSION ALARIS PUMP 8100 |  | 4007655PM | BIOMEDICAL |  |  |  | 01/09/2019 |  |  |  |  | NO | NO |  |  |  |  | CAREFUSION TR10696PM 4007655PM |  |  | Disposition |  |  |  | High Risk | 1Y:00-MFG | 01/09/2019 | 01/09/2019 | COOPER UNIVERSITY HOSPITAL |  |  | Performance Verification | WOT00000001967143 | Bonnie Aichroch | Performance Verification | Closed | Tom Burhart | 01/09/2019 | 01/09/2019 | Performance Verification for CAREFUSION TR10696PM 4007655PM | Initial Install of Performance Verification. Device is ready for patient use. |  |  | 01/09/2019 | 01/09/2019
TR10680PM |  | CAREFUSION | CAREFUSION ALARIS PUMP 8100 |  |  | SPD |  |  |  | 02/08/2019 |  |  |  |  | NO | NO |  |  |  |  | CAREFUSION TR10680PM 13212696 |  |  | Disposition |  |  |  | High Risk | 1Y:00-MFG | 02/08/2019 | 02/08/2019 | COOPER UNIVERSITY HOSPITAL |  |  | Performance Verification | WOT00000002134040 | David Frye | Performance Verification | Closed | Josh Harris | 02/08/2019 | 02/08/2019 | Performance Verification for CAREFUSION TR10680PM 13212696 | Initial Install of Performance Verification. Device is ready for patient use. |  |  | 02/08/2019 | 02/08/2019
TR10653PM |  | CAREFUSION | CAREFUSION ALARIS PUMP 8100 |  | 13355888PM | BIOMEDICAL |  |  |  | 01/09/2019 |  |  |  |  | NO | NO |  |  |  |  | CAREFUSION TR10653PM 13355888PM |  |  | Disposition |  |  |  | High Risk | 1Y:00-MFG | 01/09/2019 | 01/09/2019 | COOPER UNIVERSITY HOSPITAL |  |  | Performance Verification | WOT00000001967806 | Bonnie Aichroch | Performance Verification | Closed | Tom Burhart | 01/09/2019 | 01/09/2019 | Performance Verification for CAREFUSION TR10653PM 13355888PM | Initial Install of Performance Verification. Device is ready for patient use. |  |  | 01/09/2019 | 01/09/2019
TR10563PM |  | CAREFUSION | CAREFUSION ALARIS PUMP 8100 |  | 12690798PM | BIOMEDICAL |  |  |  | 01/09/2019 |  |  |  |  | NO | NO |  |  |  |  | CAREFUSION TR10563PM 12690798PM |  |  | Disposition |  |  |  | High Risk | 1Y:00-MFG | 01/09/2019 | 01/09/2019 | COOPER UNIVERSITY HOSPITAL |  |  | Performance Verification | WOT00000001967911 | Bonnie Aichroch | Performance Verification | Closed | Josh Harris | 01/09/2019 | 01/09/2019 | CEID Record Completion for CAREFUSION TR10563PM 12690798PM | Inventoried Rental Alaris Pump. | EXP2287569 | Labor | 01/09/2019 | 01/09/2019 | Josh Harris
TR10535PM |  | CAREFUSION | CAREFUSION ALARIS PUMP 8100 |  | 13515058PM | BIOMEDICAL |  |  |  | 01/09/2019 |  |  |  |  | NO | NO |  |  |  |  | CAREFUSION TR10535PM 13515058PM |  |  | Disposition |  |  |  | High Risk | 1Y:00-MFG | 01/09/2019 | 01/09/2019 | COOPER UNIVERSITY HOSPITAL |  |  | Performance Verification | WOT00000001967754 | Bonnie Aichroch | Performance Verification | Closed | Tom Burhart | 01/09/2019 | 01/09/2019 | Performance Verification for CAREFUSION TR10535PM 13515058PM | Initial Install of Performance Verification. Device is ready for patient use. |  |  | 01/09/2019 | 01/09/2019
TR10529PM |  | CAREFUSION | CAREFUSION ALARIS PUMP 8100 |  | 12672120PM | BIOMEDICAL |  |  |  | 01/09/2019 |  |  |  |  | NO | NO |  |  |  |  | CAREFUSION TR10529PM 12672120PM |  |  | Disposition |  |  |  | High Risk | 1Y:00-MFG | 01/09/2019 | 01/09/2019 | COOPER UNIVERSITY HOSPITAL |  |  | Performance Verification | WOT00000001966777 | Bonnie Aichroch | Performance Verification | Closed | Tom Burhart | 01/09/2019 | 01/09/2019 | Performance Verification for CAREFUSION TR10529PM 12672120 | Initial Install of Performance Verification. Device is ready for patient use. |  |  | 01/09/2019 | 01/09/2019
TR10154PM |  | CAREFUSION | CAREFUSION ALARIS PUMP 8100 |  | 13212688PM | BIOMEDICAL |  |  |  | 01/09/2019 |  |  |  |  | NO | NO |  |  |  |  | CAREFUSION TR10154PM 13212688PM |  |  | Disposition |  |  |  | High Risk | 1Y:00-MFG | 01/09/2019 | 01/09/2019 | COOPER UNIVERSITY HOSPITAL |  |  | Performance Verification | WOT00000001967684 | Bonnie Aichroch | Performance Verification | Closed | Tom Burhart | 01/09/2019 | 01/09/2019 | Performance Verification for CAREFUSION TR10154PM 13212688PM | Initial Install of Performance Verification. Device is ready for patient use. |  |  | 01/09/2019 | 01/09/2019
TR10151PM |  | CAREFUSION | CAREFUSION ALARIS PUMP 8100 |  |  | SPD |  |  |  | 02/08/2019 |  |  |  |  | NO | NO |  |  |  |  | CAREFUSION TR10151PM 13415164 |  |  | Disposition |  |  |  | High Risk | 1Y:00-MFG | 02/08/2019 | 02/08/2019 | COOPER UNIVERSITY HOSPITAL |  |  | Performance Verification | WOT00000002134052 | David Frye | Performance Verification | Closed | Josh Harris | 02/08/2019 | 02/08/2019 | Performance Verification for CAREFUSION TR10151PM 13415164 | Initial Install of Performance Verification. Device is ready for patient use. |  |  | 02/08/2019 | 02/08/2019
TR10143PM |  | CAREFUSION | CAREFUSION ALARIS PUMP 8100 |  |  | SPD |  |  |  | 02/08/2019 |  |  |  |  | NO | NO |  |  |  |  | CAREFUSION TR10143PM 12738528 |  |  | Disposition |  |  |  | High Risk | 1Y:00-MFG | 02/08/2019 | 02/08/2019 | COOPER UNIVERSITY HOSPITAL |  |  | Performance Verification | WOT00000002134065 | David Frye | Performance Verification | Closed | Josh Harris | 02/08/2019 | 02/08/2019 | Performance Verification for CAREFUSION TR10143PM 12738528 | Initial Install of Performance Verification. Device is ready for patient use. |  |  | 02/08/2019 | 02/08/2019
|  | CAREFUSION | CAREFUSION ALARIS PUMP 8100 |  |  | COOPER CANCER CENTER |  |  |  | 10/02/2013 |  |  |  |  | NO | NO |  |  |  |  | CAREFUSION 10365627 4101303 |  |  | Disposition |  | 99:99:99:99:99:99 |  | High Risk | 1Y:00-MFG | 09/14/2018 | 09/01/2020 | COOPER AMBULATORY OFF-SITES |  |  | L3 - INFUSION |  | COLLEEN TEGELER
|  | CAREFUSION | CAREFUSION ALARIS PUMP 8100 |  |  | COOPER CANCER CENTER |  |  |  | 10/02/2013 |  |  |  |  | NO | NO |  |  |  |  | CAREFUSION 10365625 4095356 |  |  | Disposition |  | 99:99:99:99:99:99 |  | High Risk | 1Y:00-MFG | 09/14/2018 | 09/01/2020 | COOPER AMBULATORY OFF-SITES |  |  | L3 - INFUSION |  | COLLEEN TEGELER
|  | CAREFUSION | CAREFUSION ALARIS PUMP 8100 |  |  | COOPER CANCER CENTER |  |  |  | 10/02/2013 |  |  |  |  | NO | NO |  |  |  |  | CAREFUSION 10365623 4069332 |  |  | Disposition |  | 99:99:99:99:99:99 |  | High Risk | 1Y:00-MFG | 09/14/2018 | 09/01/2020 | COOPER AMBULATORY OFF-SITES |  |  | L3 - INFUSION |  | COLLEEN TEGELER
|  | CAREFUSION | CAREFUSION ALARIS PUMP 8100 |  |  | COOPER CANCER CENTER |  |  |  | 10/12/2012 |  |  |  |  | NO | NO |  |  |  |  | CAREFUSION 10365618 12331206 |  |  | Disposition |  | 99:99:99:99:99:99 |  | High Risk | 1Y:00-MFG | 09/14/2018 | 09/01/2020 | COOPER AMBULATORY OFF-SITES |  |  | L3 - INFUSION |  | COLLEEN TEGELER
TR10002PM |  | CAREFUSION | CAREFUSION ALARIS PUMP 8100 |  |  | BIOMEDICAL |  |  |  | 01/09/2019 |  |  |  |  | NO | NO |  |  |  |  | CAREFUSION TR10002PM 4125837 |  |  | Disposition |  |  |  | High Risk | 1Y:00-MFG | 01/09/2019 | 01/09/2019 | COOPER UNIVERSITY HOSPITAL |  |  | Performance Verification | WOT00000001967415 | Bonnie Aichroch | Performance Verification | Closed | Tom Burhart | 01/09/2019 | 01/09/2019 | Performance Verification for CAREFUSION TR10002PM 4125837 | Initial Install of Performance Verification. Device is ready for patient use. |  |  | 01/09/2019 | 01/09/2019
|  | CAREFUSION | CAREFUSION ALARIS PUMP 8100 |  |  | COOPER CANCER CENTER |  |  |  | 03/10/2011 |  |  |  |  | NO | NO |  |  |  |  | CAREFUSION 10365615 13371838 |  |  | Disposition |  | 99:99:99:99:99:99 |  | High Risk | 1Y:00-MFG | 09/14/2018 | 09/01/2020 | COOPER AMBULATORY OFF-SITES |  |  | L3 - INFUSION |  | COLLEEN TEGELER
|  | CAREFUSION | CAREFUSION ALARIS PUMP 8100 |  |  | COOPER CANCER CENTER |  |  |  | 06/30/2010 |  |  |  |  | NO | NO |  |  |  |  | CAREFUSION 10365613 13112277 |  |  | Disposition |  | 99:99:99:99:99:99 |  | High Risk | 1Y:00-MFG | 09/14/2018 | 09/01/2020 | COOPER AMBULATORY OFF-SITES |  |  | L3 - INFUSION |  | COLLEEN TEGELER
|  | CAREFUSION | CAREFUSION ALARIS PUMP 8100 |  |  | COOPER CANCER CENTER |  |  |  | 10/12/2012 |  |  |  |  | NO | NO |  |  |  |  | CAREFUSION 10365609 12331534 |  |  | Disposition |  | 99:99:99:99:99:99 |  | High Risk | 1Y:00-MFG | 09/14/2018 | 09/01/2020 | COOPER AMBULATORY OFF-SITES |  |  | L3 - INFUSION |  | COLLEEN TEGELER
|  | CAREFUSION | CAREFUSION ALARIS PUMP 8100 |  |  | COOPER CANCER CENTER |  |  |  | 06/30/2010 |  |  |  |  | NO | NO |  |  |  |  | CAREFUSION 10365607 13112274 |  |  | Disposition |  | 99:99:99:99:99:99 |  | High Risk | 1Y:00-MFG | 09/14/2018 | 09/01/2020 | COOPER AMBULATORY OFF-SITES |  |  | L3 - INFUSION |  | COLLEEN TEGELER
|  | CAREFUSION | CAREFUSION ALARIS PUMP 8100 |  |  | COOPER CANCER CENTER |  |  |  | 10/02/2013 |  |  |  |  | NO | NO |  |  |  |  | CAREFUSION 10365603 4089598 |  |  | Disposition |  | 99:99:99:99:99:99 |  | High Risk | 1Y:00-MFG | 09/14/2018 | 09/01/2020 | COOPER AMBULATORY OFF-SITES |  |  | L3 - INFUSION |  | COLLEEN TEGELER
|  | CAREFUSION | CAREFUSION ALARIS PUMP 8100 |  |  | COOPER CANCER CENTER |  |  |  | 10/02/2013 |  |  |  |  | NO | NO |  |  |  |  | CAREFUSION 10365605 4058615 |  |  | Disposition |  | 99:99:99:99:99:99 |  | High Risk | 1Y:00-MFG | 09/14/2018 | 09/01/2020 | COOPER AMBULATORY OFF-SITES |  |  | L3 - INFUSION |  | COLLEEN TEGELER
|  | CAREFUSION | CAREFUSION ALARIS PUMP 8100 |  |  | COOPER CANCER CENTER |  |  |  | 10/12/2012 |  |  |  |  | NO | NO |  |  |  |  | CAREFUSION 10365600 12332330 |  |  | Disposition |  | 99:99:99:99:99:99 |  | High Risk | 1Y:00-MFG | 09/14/2018 | 09/01/2020 | COOPER AMBULATORY OFF-SITES |  |  | L3 - INFUSION |  | COLLEEN TEGELER
TR09990PM |  | CAREFUSION | CAREFUSION ALARIS PUMP 8100 |  | 4019508PM | BIOMEDICAL |  |  |  | 01/09/2019 |  |  |  |  | NO | NO |  |  |  |  | CAREFUSION TR09990PM 4019508PM |  |  | Disposition |  |  |  | High Risk | 1Y:00-MFG | 01/09/2019 | 01/09/2019 | COOPER UNIVERSITY HOSPITAL |  |  | Performance Verification | WOT00000001968005 | Bonnie Aichroch | Performance Verification | Closed | Josh Harris | 01/09/2019 | 01/09/2019 | CEID Record Completion for CAREFUSION TR09990PM 4019508PM | Inventoried Rental Alaris Pump. | EXP2285513 | Labor | 01/09/2019 | 01/09/2019 | Josh Harris
|  | CAREFUSION | CAREFUSION ALARIS PUMP 8100 |  |  | COOPER CANCER CENTER |  |  |  | 10/12/2012 |  |  |  |  | NO | NO |  |  |  |  | CAREFUSION 10365597 12331847 |  |  | Disposition |  | 99:99:99:99:99:99 |  | High Risk | 1Y:00-MFG | 09/14/2018 | 09/01/2020 | COOPER AMBULATORY OFF-SITES |  |  | L3 - INFUSION |  | COLLEEN TEGELER
|  | CAREFUSION | CAREFUSION ALARIS PUMP 8100 |  |  | COOPER CANCER CENTER |  |  |  | 10/02/2013 |  |  |  |  | NO | NO |  |  |  |  | CAREFUSION 10365596 4099020 |  |  | Disposition |  | 99:99:99:99:99:99 |  | High Risk | 1Y:00-MFG | 09/13/2018 | 09/01/2020 | COOPER AMBULATORY OFF-SITES |  |  | L3 - INFUSION |  | COLLEEN TEGELER
TR08123PM |  | CAREFUSION | CAREFUSION ALARIS PUMP 8100 |  | 12876117PM | BIOMEDICAL |  |  |  | 01/09/2019 |  |  |  |  | NO | NO |  |  |  |  | CAREFUSION TR08123PM 12876117PM |  |  | Disposition |  |  |  | High Risk | 1Y:00-MFG | 01/09/2019 | 01/09/2019 | COOPER UNIVERSITY HOSPITAL |  |  | Performance Verification | WOT00000001967996 | Bonnie Aichroch | Performance Verification | Closed | Tom Burhart | 01/09/2019 | 01/09/2019 | Performance Verification for CAREFUSION TR08123PM 12876117PM | Initial Install of Performance Verification. Device is ready for patient use. |  |  | 01/09/2019 | 01/09/2019
|  | CAREFUSION | CAREFUSION ALARIS PUMP 8100 |  |  | COOPER CANCER CENTER |  |  |  | 10/02/2013 |  |  |  |  | NO | NO |  |  |  |  | CAREFUSION 10365592 4100606 |  |  | Disposition |  | 99:99:99:99:99:99 |  | High Risk | 1Y:00-MFG | 09/13/2018 | 09/01/2020 | COOPER AMBULATORY OFF-SITES |  |  | L3 - INFUSION |  | COLLEEN TEGELER
|  | CAREFUSION | CAREFUSION ALARIS PUMP 8100 |  |  | SPD |  |  |  | 07/25/2013 |  |  |  |  | NO | NO |  |  |  |  | CAREFUSION 10365589 13930410 |  |  | Disposition |  | 99:99:99:99:99:99 |  | High Risk | 1Y:00-MFG | 06/07/2019 | 02/01/2020 | COOPER UNIVERSITY HOSPITAL |  |  |  |  | David Frye
|  | CAREFUSION | CAREFUSION ALARIS PUMP 8100 |  |  | COOPER CANCER CENTER |  |  |  | 10/02/2013 |  |  |  |  | NO | NO |  |  |  |  | CAREFUSION 10365587 4109899 |  |  | Disposition |  | 99:99:99:99:99:99 |  | High Risk | 1Y:00-MFG | 09/13/2018 | 09/01/2020 | COOPER AMBULATORY OFF-SITES |  |  | L3 - INFUSION |  | COLLEEN TEGELER
|  | CAREFUSION | CAREFUSION ALARIS PUMP 8100 |  |  | COOPER CANCER CENTER |  |  |  | 10/02/2013 |  |  |  |  | NO | NO |  |  |  |  | CAREFUSION 10365584 4098407 |  |  | Disposition |  | 99:99:99:99:99:99 |  | High Risk | 1Y:00-MFG | 09/13/2018 | 09/01/2020 | COOPER AMBULATORY OFF-SITES |  |  | L3 - INFUSION |  | COLLEEN TEGELER
|  | CAREFUSION | CAREFUSION ALARIS PUMP 8100 |  |  | COOPER CANCER CENTER |  |  |  | 10/02/2013 |  |  |  |  | NO | NO |  |  |  |  | CAREFUSION 10365581 4100946 |  |  | Disposition |  | 99:99:99:99:99:99 |  | High Risk | 1Y:00-MFG | 09/13/2018 | 09/01/2020 | COOPER AMBULATORY OFF-SITES |  |  | L3 - INFUSION |  | COLLEEN TEGELER
|  | CAREFUSION | CAREFUSION ALARIS PUMP 8100 |  |  | COOPER CANCER CENTER |  |  |  | 10/02/2013 |  |  |  |  | NO | NO |  |  |  |  | CAREFUSION 10365580 4069721 |  |  | Disposition |  | 99:99:99:99:99:99 |  | High Risk | 1Y:00-MFG | 09/13/2018 | 09/01/2020 | COOPER AMBULATORY OFF-SITES |  |  | L3 - INFUSION |  | COLLEEN TEGELER
|  | CAREFUSION | CAREFUSION ALARIS PUMP 8100 |  |  | COOPER CANCER CENTER |  |  |  | 06/30/2010 |  |  |  |  | NO | NO |  |  |  |  | CAREFUSION 10365577 13111427 |  |  | Disposition |  | 99:99:99:99:99:99 |  | High Risk | 1Y:00-MFG | 09/13/2018 | 09/01/2020 | COOPER AMBULATORY OFF-SITES |  |  | L3 - INFUSION |  | COLLEEN TEGELER
TR08072PM |  | CAREFUSION | CAREFUSION ALARIS PUMP 8100 |  | 12674052PM | BIOMEDICAL |  |  |  | 01/09/2019 |  |  |  |  | NO | NO |  |  |  |  | CAREFUSION TR08072PM 12674052PM |  |  | Disposition |  |  |  | High Risk | 1Y:00-MFG | 01/09/2019 | 01/09/2019 | COOPER UNIVERSITY HOSPITAL |  |  | Performance Verification | WOT00000001967941 | Bonnie Aichroch | Performance Verification | Closed | Tom Burhart | 01/09/2019 | 01/09/2019 | Performance Verification for CAREFUSION TR08072PM 12674052PM | Initial Install of Performance Verification. Device is ready for patient use. |  |  | 01/09/2019 | 01/09/2019
|  | CAREFUSION | CAREFUSION ALARIS PUMP 8100 |  |  | COOPER CANCER CENTER |  |  |  | 10/12/2012 |  |  |  |  | NO | NO |  |  |  |  | CAREFUSION 10365576 12331677 |  |  | Disposition |  | 99:99:99:99:99:99 |  | High Risk | 1Y:00-MFG | 09/13/2018 | 09/01/2020 | COOPER AMBULATORY OFF-SITES |  |  | L3 - INFUSION |  | COLLEEN TEGELER
|  | CAREFUSION | CAREFUSION ALARIS PUMP 8100 |  |  | COOPER CANCER CENTER |  |  |  | 06/30/2010 |  |  |  |  | NO | NO |  |  |  |  | CAREFUSION 10365573 13101688 |  |  | Disposition |  | 99:99:99:99:99:99 |  | High Risk | 1Y:00-MFG | 09/13/2018 | 09/01/2020 | COOPER AMBULATORY OFF-SITES |  |  | L3 - INFUSION |  | COLLEEN TEGELER
|  | CAREFUSION | CAREFUSION ALARIS PUMP 8100 |  |  | COOPER CANCER CENTER |  |  |  | 10/02/2013 |  |  |  |  | NO | NO |  |  |  |  | CAREFUSION 10365571 4092374 |  |  | Disposition |  | 99:99:99:99:99:99 |  | High Risk | 1Y:00-MFG | 09/13/2018 | 09/01/2020 | COOPER AMBULATORY OFF-SITES |  |  | L3 - INFUSION |  | COLLEEN TEGELER
TR08062PM |  | CAREFUSION | CAREFUSION ALARIS PUMP 8100 |  | 12656904PM | BIOMEDICAL |  |  |  | 01/09/2019 |  |  |  |  | NO | NO |  |  |  |  | CAREFUSION TR08062PM 12656904PM |  |  | Disposition |  |  |  | High Risk | 1Y:00-MFG | 01/09/2019 | 01/09/2019 | COOPER UNIVERSITY HOSPITAL |  |  | Performance Verification | WOT00000001968084 | Bonnie Aichroch | Performance Verification | Closed | Tom Burhart | 01/09/2019 | 01/09/2019 | Performance Verification for CAREFUSION TR08062PM 12656904PM | Initial Install of Performance Verification. Device is ready for patient use. |  |  | 01/09/2019 | 01/09/2019
|  | CAREFUSION | CAREFUSION ALARIS PUMP 8100 |  |  | COOPER CANCER CENTER |  |  |  | 06/30/2010 |  |  |  |  | NO | NO |  |  |  |  | CAREFUSION 10365569 13111897 |  |  | Disposition |  | 99:99:99:99:99:99 |  | High Risk | 1Y:00-MFG | 09/13/2018 | 09/01/2020 | COOPER AMBULATORY OFF-SITES |  |  | L3 - INFUSION |  | COLLEEN TEGELER
|  | CAREFUSION | CAREFUSION ALARIS PUMP 8100 |  |  | COOPER CANCER CENTER |  |  |  | 10/02/2013 |  |  |  |  | NO | NO |  |  |  |  | CAREFUSION 10365563 12886173 |  |  | Disposition |  | 99:99:99:99:99:99 |  | High Risk | 1Y:00-MFG | 09/13/2018 | 09/01/2020 | COOPER AMBULATORY OFF-SITES |  |  | L3 - INFUSION |  | COLLEEN TEGELER
|  | CAREFUSION | CAREFUSION ALARIS PUMP 8100 |  |  | COOPER CANCER CENTER |  |  |  | 06/30/2010 |  |  |  |  | NO | NO |  |  |  |  | CAREFUSION 10365561 13111547 |  |  | Disposition |  | 99:99:99:99:99:99 |  | High Risk | 1Y:00-MFG | 09/13/2018 | 09/01/2020 | COOPER AMBULATORY OFF-SITES |  |  | L3 - INFUSION |  | COLLEEN TEGELER
|  | CAREFUSION | CAREFUSION ALARIS PUMP 8100 |  |  | COOPER CANCER CENTER |  |  |  | 06/30/2010 |  |  |  |  | NO | NO |  |  |  |  | CAREFUSION 10365558 13110782 |  |  | Disposition |  | 99:99:99:99:99:99 |  | High Risk | 1Y:00-MFG | 09/13/2018 | 09/01/2020 | COOPER AMBULATORY OFF-SITES |  |  | L3 - INFUSION |  | COLLEEN TEGELER
|  | CAREFUSION | CAREFUSION ALARIS PUMP 8100 |  |  | COOPER CANCER CENTER |  |  |  | 06/30/2010 |  |  |  |  | NO | NO |  |  |  |  | CAREFUSION 10365555 13101591 |  |  | Disposition |  | 99:99:99:99:99:99 |  | High Risk | 1Y:00-MFG | 09/13/2018 | 09/01/2020 | COOPER AMBULATORY OFF-SITES |  |  | L3 - INFUSION |  | COLLEEN TEGELER
|  | CAREFUSION | CAREFUSION ALARIS PUMP 8100 |  |  | COOPER CANCER CENTER |  |  |  | 10/02/2013 |  |  |  |  | NO | NO |  |  |  |  | CAREFUSION 10365550 4098203 |  |  | Disposition |  | 99:99:99:99:99:99 |  | High Risk | 1Y:00-MFG | 09/13/2018 | 09/01/2020 | COOPER AMBULATORY OFF-SITES |  |  | L3 - INFUSION |  | COLLEEN TEGELER
|  | CAREFUSION | CAREFUSION ALARIS PUMP 8100 |  |  | COOPER CANCER CENTER |  |  |  | 10/02/2013 |  |  |  |  | NO | NO |  |  |  |  | CAREFUSION 10365552 4069091 |  |  | Disposition |  | 99:99:99:99:99:99 |  | High Risk | 1Y:00-MFG | 09/13/2018 | 09/01/2020 | COOPER AMBULATORY OFF-SITES |  |  | L3 - INFUSION |  | COLLEEN TEGELER
TR07942PM |  | CAREFUSION | CAREFUSION ALARIS PUMP 8100 |  | 12869589PM | BIOMEDICAL |  |  |  | 01/09/2019 |  |  |  |  | NO | NO |  |  |  |  | CAREFUSION TR07942PM 12869589PM |  |  | Disposition |  |  |  | High Risk | 1Y:00-MFG | 01/09/2019 | 01/09/2019 | COOPER UNIVERSITY HOSPITAL |  |  | Performance Verification | WOT00000001968027 | Bonnie Aichroch | Performance Verification | Closed | Tom Burhart | 01/09/2019 | 01/09/2019 | Performance Verification for CAREFUSION TR07942PM 12869589PM | Initial Install of Performance Verification. Device is ready for patient use. |  |  | 01/09/2019 | 01/09/2019
|  | CAREFUSION | CAREFUSION ALARIS PUMP 8100 |  |  | COOPER CANCER CENTER |  |  |  | 10/27/2011 |  |  |  |  | NO | NO |  |  |  |  | CAREFUSION 10365534 13520656 |  |  | Disposition |  | 99:99:99:99:99:99 |  | High Risk | 1Y:00-MFG | 09/13/2018 | 09/01/2020 | COOPER AMBULATORY OFF-SITES |  |  | L1 - HOLDING |  | COLLEEN TEGELER
|  | CAREFUSION | CAREFUSION ALARIS PUMP 8100 |  |  | COOPER CANCER CENTER |  |  |  | 10/27/2011 |  |  |  |  | NO | NO |  |  |  |  | CAREFUSION 10365536 13520600 |  |  | Disposition |  | 99:99:99:99:99:99 |  | High Risk | 1Y:00-MFG | 09/13/2018 | 09/01/2020 | COOPER AMBULATORY OFF-SITES |  |  | L1 - HOLDING |  | COLLEEN TEGELER
|  | CAREFUSION | CAREFUSION ALARIS PUMP 8100 |  |  | COOPER CANCER CENTER |  |  |  | 10/27/2011 |  |  |  |  | NO | NO |  |  |  |  | CAREFUSION 10365540 13520217 |  |  | Disposition |  | 99:99:99:99:99:99 |  | High Risk | 1Y:00-MFG | 09/13/2018 | 09/01/2020 | COOPER AMBULATORY OFF-SITES |  |  | L1 - HOLDING |  | COLLEEN TEGELER
|  | CAREFUSION | CAREFUSION ALARIS PUMP 8100 |  |  | COOPER CANCER CENTER |  |  |  | 10/27/2011 |  |  |  |  | NO | NO |  |  |  |  | CAREFUSION 10365541 13520213 |  |  | Disposition |  | 99:99:99:99:99:99 |  | High Risk | 1Y:00-MFG | 09/13/2018 | 09/01/2020 | COOPER AMBULATORY OFF-SITES |  |  | L1 - HOLDING |  | COLLEEN TEGELER
|  | CAREFUSION | CAREFUSION ALARIS PUMP 8100 |  |  | COOPER CANCER CENTER |  |  |  | 10/27/2011 |  |  |  |  | NO | NO |  |  |  |  | CAREFUSION 10365531 13520619 |  |  | Disposition |  | 99:99:99:99:99:99 |  | High Risk | 1Y:00-MFG | 09/13/2018 | 09/01/2020 | COOPER AMBULATORY OFF-SITES |  |  | L1 - HOLDING |  | COLLEEN TEGELER
|  | CAREFUSION | CAREFUSION ALARIS PUMP 8100 |  |  | COOPER CANCER CENTER |  |  |  | 10/27/2011 |  |  |  |  | NO | NO |  |  |  |  | CAREFUSION 10365532 13520334 |  |  | Disposition |  | 99:99:99:99:99:99 |  | High Risk | 1Y:00-MFG | 09/13/2018 | 09/01/2020 | COOPER AMBULATORY OFF-SITES |  |  | L1 - HOLDING |  | COLLEEN TEGELER
TR07939PM |  | CAREFUSION | CAREFUSION ALARIS PUMP 8100 |  | 12869482PM | BIOMEDICAL |  |  |  | 01/09/2019 |  |  |  |  | NO | NO |  |  |  |  | CAREFUSION TR07939PM 12869482PM |  |  | Disposition |  |  |  | High Risk | 1Y:00-MFG | 01/09/2019 | 01/09/2019 | COOPER UNIVERSITY HOSPITAL |  |  | Performance Verification | WOT00000001967096 | Bonnie Aichroch | Performance Verification | Closed | Tom Burhart | 01/09/2019 | 01/09/2019 | Performance Verification for CAREFUSION TR07939PM 12869482PM | Initial Install of Performance Verification. Device is ready for patient use. |  |  | 01/09/2019 | 01/09/2019
TR07518PM |  | CAREFUSION | CAREFUSION ALARIS PUMP 8100 |  | 12869559PM | BIOMEDICAL |  |  |  | 01/09/2019 |  |  |  |  | NO | NO |  |  |  |  | CAREFUSION TR07518PM 12869559PM |  |  | Disposition |  |  |  | High Risk | 1Y:00-MFG | 01/09/2019 | 01/09/2019 | COOPER UNIVERSITY HOSPITAL |  |  | Performance Verification | WOT00000001967519 | Bonnie Aichroch | Performance Verification | Closed | Josh Harris | 01/09/2019 | 01/09/2019 | CEID Record Completion for CAREFUSION TR07518PM 12869559PM | Inventoried Rental Alaris Pump. | EXP2285462 | Labor | 01/09/2019 | 01/09/2019 | Josh Harris
TR07386PM |  | CAREFUSION | CAREFUSION ALARIS PUMP 8100 |  | 12870095PM | BIOMEDICAL |  |  |  | 01/09/2019 |  |  |  |  | NO | NO |  |  |  |  | CAREFUSION TR07386PM 12870095PM |  |  | Disposition |  |  |  | High Risk | 1Y:00-MFG | 01/09/2019 | 01/09/2019 | COOPER UNIVERSITY HOSPITAL |  |  | Performance Verification | WOT00000001968057 | Bonnie Aichroch | Performance Verification | Closed | Josh Harris | 01/09/2019 | 01/09/2019 | CEID Record Completion for CAREFUSION TR07386PM 12870095PM | Inventoried Rental Alaris Pump. | EXP2285463 | Labor | 01/09/2019 | 01/09/2019 | Josh Harris
TR07385PM |  | CAREFUSION | CAREFUSION ALARIS PUMP 8100 |  | 12673115PM | BIOMEDICAL |  |  |  | 01/09/2019 |  |  |  |  | NO | NO |  |  |  |  | CAREFUSION TR07385PM 12673115PM |  |  | Disposition |  |  |  | High Risk | 1Y:00-MFG | 01/09/2019 | 01/09/2019 | COOPER UNIVERSITY HOSPITAL |  |  | Performance Verification | WOT00000001968119 | Bonnie Aichroch | Performance Verification | Closed | Tom Burhart | 01/09/2019 | 01/09/2019 | Performance Verification for CAREFUSION TR07385PM 12673115PM | Initial Install of Performance Verification. Device is ready for patient use. |  |  | 01/09/2019 | 01/09/2019
Tr05083PM |  | CAREFUSION | CAREFUSION ALARIS PUMP 8100 |  | 12868790PM | BIOMEDICAL |  |  |  | 01/09/2019 |  |  |  |  | NO | NO |  |  |  |  | CAREFUSION Tr05083PM 12868790PM |  |  | Disposition |  |  |  | High Risk | 1Y:00-MFG | 01/09/2019 | 01/09/2019 | COOPER UNIVERSITY HOSPITAL |  |  | Performance Verification | WOT00000001967020 | Bonnie Aichroch | Performance Verification | Closed | Tom Burhart | 01/09/2019 | 01/09/2019 | Performance Verification for CAREFUSION Tr05083PM 12868790PM | Initial Install of Performance Verification. Device is ready for patient use. |  |  | 01/09/2019 | 01/09/2019
TR05027PM |  | CAREFUSION | CAREFUSION ALARIS PUMP 8100 |  | 12871113PM | BIOMEDICAL |  |  |  | 01/09/2019 |  |  |  |  | NO | NO |  |  |  |  | CAREFUSION TR05027PM 12871113PM |  |  | Disposition |  |  |  | High Risk | 1Y:00-MFG | 01/09/2019 | 01/09/2019 | COOPER UNIVERSITY HOSPITAL |  |  | Performance Verification | WOT00000001967186 | Bonnie Aichroch | Performance Verification | Closed | Tom Burhart | 01/09/2019 | 01/09/2019 | Performance Verification for CAREFUSION TR05027PM 12871113PM | Initial Install of Performance Verification. Device is ready for patient use. |  |  | 01/09/2019 | 01/09/2019
|  | CAREFUSION | CAREFUSION ALARIS PUMP 8100 |  |  | SPD |  |  |  | 06/30/2010 |  |  |  |  | NO | NO |  |  |  |  | CAREFUSION 10365373 13111339 |  |  | Disposition |  | 99:99:99:99:99:99 |  | High Risk | 1Y:00-MFG | 09/12/2018 | 09/01/2020 | COOPER UNIVERSITY HOSPITAL |  |  |  |  | David Frye
|  | CAREFUSION | CAREFUSION ALARIS PUMP 8100 |  |  | SPD |  |  |  | 06/30/2010 |  |  |  |  | NO | NO |  |  |  |  | CAREFUSION 10365374 13111235 |  |  | Disposition |  | 99:99:99:99:99:99 |  | High Risk | 1Y:00-MFG | 09/12/2018 | 09/01/2020 | COOPER UNIVERSITY HOSPITAL |  |  |  |  | David Frye
TR05005PM |  | CAREFUSION | CAREFUSION ALARIS PUMP 8100 |  | 12739069PM | BIOMEDICAL |  |  |  | 01/09/2019 |  |  |  |  | NO | NO |  |  |  |  | CAREFUSION TR05005PM 12739069PM |  |  | Disposition |  |  |  | High Risk | 1Y:00-MFG | 01/09/2019 | 01/09/2019 | COOPER UNIVERSITY HOSPITAL |  |  | Performance Verification | WOT00000001967556 | Bonnie Aichroch | Performance Verification | Closed | Tom Burhart | 01/09/2019 | 01/09/2019 | Performance Verification for CAREFUSION TR05005PM 12739069PM | Initial Install of Performance Verification. Device is ready for patient use. |  |  | 01/09/2019 | 01/09/2019
TR04908PM |  | CAREFUSION | CAREFUSION ALARIS PUMP 8100 |  | 12871128PM | BIOMEDICAL |  |  |  | 01/09/2019 |  |  |  |  | NO | NO |  |  |  |  | CAREFUSION TR04908PM 12871128PM |  |  | Disposition |  |  |  | High Risk | 1Y:00-MFG | 01/09/2019 | 01/09/2019 | COOPER UNIVERSITY HOSPITAL |  |  | Performance Verification | WOT00000001966920 | Bonnie Aichroch | Performance Verification | Closed | Tom Burhart | 01/09/2019 | 01/09/2019 | Performance Verification for CAREFUSION TR04908PM 12871128PM | Initial Install of Performance Verification. Device is ready for patient use. |  |  | 01/09/2019 | 01/09/2019
|  | CAREFUSION | CAREFUSION ALARIS PUMP 8100 |  |  | SPD |  |  |  | 06/30/2010 |  |  |  |  | NO | NO |  |  |  |  | CAREFUSION 10365276 13102628 |  |  | Disposition |  | 99:99:99:99:99:99 |  | High Risk | 1Y:00-MFG | 03/02/2018 | 04/01/2020 | COOPER UNIVERSITY HOSPITAL |  |  |  |  | David Frye
|  | CAREFUSION | CAREFUSION ALARIS PUMP 8100 |  |  | SPD |  |  |  | 06/30/2010 |  |  |  |  | NO | NO |  |  |  |  | CAREFUSION 10365274 13101008 |  |  | Disposition |  | 99:99:99:99:99:99 |  | High Risk | 1Y:00-MFG | 03/15/2018 | 04/01/2020 | COOPER UNIVERSITY HOSPITAL |  |  |  |  | David Frye
|  | CAREFUSION | CAREFUSION ALARIS PUMP 8100 |  |  | SPD |  |  |  | 06/30/2010 |  |  |  |  | NO | NO |  |  |  |  | CAREFUSION 10365273 13110434 |  |  | Disposition |  | 99:99:99:99:99:99 |  | High Risk | 1Y:00-MFG | 04/02/2018 | 04/01/2020 | COOPER UNIVERSITY HOSPITAL |  |  |  |  | David Frye
|  | CAREFUSION | CAREFUSION ALARIS PUMP 8100 |  |  | SPD |  |  |  | 11/17/2004 |  |  |  |  | NO | NO |  |  |  |  | CAREFUSION 10365271 4126352 |  |  | Disposition |  | 99:99:99:99:99:99 |  | High Risk | 1Y:00-MFG | 03/09/2018 | 03/01/2020 | COOPER UNIVERSITY HOSPITAL |  |  |  |  | David Frye
|  | CAREFUSION | CAREFUSION ALARIS PUMP 8100 |  |  | SPD |  |  |  | 03/10/2011 |  |  |  |  | NO | NO |  |  |  |  | CAREFUSION 10365270 13371935 |  |  | Disposition |  | 99:99:99:99:99:99 |  | High Risk | 1Y:00-MFG | 10/06/2017 | 10/01/2020 | COOPER UNIVERSITY HOSPITAL |  |  |  |  | David Frye
TR04907PM |  | CAREFUSION | CAREFUSION ALARIS PUMP 8100 |  | 12870345PM | BIOMEDICAL |  |  |  | 01/09/2019 |  |  |  |  | NO | NO |  |  |  |  | CAREFUSION TR04907PM 12870345PM |  |  | Disposition |  |  |  | High Risk | 1Y:00-MFG | 01/09/2019 | 01/09/2019 | COOPER UNIVERSITY HOSPITAL |  |  | Performance Verification | WOT00000001967778 | Bonnie Aichroch | Performance Verification | Closed | Tom Burhart | 01/09/2019 | 01/09/2019 | Performance Verification for CAREFUSION TR04907PM 12870345PM | Initial Install of Performance Verification. Device is ready for patient use. |  |  | 01/09/2019 | 01/09/2019
|  | CAREFUSION | CAREFUSION ALARIS PUMP 8100 |  |  | SPD |  |  |  | 06/30/2010 |  |  |  |  | NO | NO |  |  |  |  | CAREFUSION 10365160 13111271 |  |  | Disposition |  | 99:99:99:99:99:99 |  | High Risk | 1Y:00-MFG | 09/12/2018 | 09/01/2020 | COOPER UNIVERSITY HOSPITAL |  |  |  |  | David Frye
|  | CAREFUSION | CAREFUSION ALARIS PUMP 8100 |  |  | SPD |  |  |  | 11/17/2004 |  |  |  |  | NO | NO |  |  |  |  | CAREFUSION 10365161 4126161 |  |  | Disposition |  | 99:99:99:99:99:99 |  | High Risk | 1Y:00-MFG | 05/02/2018 | 03/01/2020 | COOPER UNIVERSITY HOSPITAL |  |  |  |  | David Frye
|  | CAREFUSION | CAREFUSION ALARIS PUMP 8100 |  |  | SPD |  |  |  | 06/30/2010 |  |  |  |  | NO | NO |  |  |  |  | CAREFUSION 10365157 13110471 |  |  | Disposition |  | 99:99:99:99:99:99 |  | High Risk | 1Y:00-MFG | 04/02/2018 | 04/01/2020 | COOPER UNIVERSITY HOSPITAL |  |  | APRIL |  | David Frye
|  | CAREFUSION | CAREFUSION ALARIS PUMP 8100 |  |  | SPD |  |  |  | 06/30/2010 |  |  |  |  | NO | NO |  |  |  |  | CAREFUSION 10365159 13111237 |  |  | Disposition |  | 99:99:99:99:99:99 |  | High Risk | 1Y:00-MFG | 09/12/2018 | 09/01/2020 | COOPER UNIVERSITY HOSPITAL |  |  | 2ND FL NURSING ADMIN |  | David Frye
|  | CAREFUSION | CAREFUSION ALARIS PUMP 8100 |  |  | SPD |  |  |  | 11/17/2004 |  |  |  |  | NO | NO |  |  |  |  | CAREFUSION 10365155 4126346 |  |  | Disposition |  | 99:99:99:99:99:99 |  | High Risk | 1Y:00-MFG | 02/14/2018 | 03/01/2020 | COOPER UNIVERSITY HOSPITAL |  |  |  |  | David Frye
|  | CAREFUSION | CAREFUSION ALARIS PUMP 8100 |  |  | SPD |  |  |  | 06/30/2010 |  |  |  |  | NO | NO |  |  |  |  | CAREFUSION 10365156 13101137 |  |  | Disposition |  | 99:99:99:99:99:99 |  | High Risk | 1Y:00-MFG | 03/02/2018 | 04/01/2020 | COOPER UNIVERSITY HOSPITAL |  |  |  |  | David Frye
|  | CAREFUSION | CAREFUSION ALARIS PUMP 8100 |  |  | SPD |  |  |  | 06/30/2010 |  |  |  |  | NO | NO |  |  |  |  | CAREFUSION 10365152 13110408 |  |  | Disposition |  | 99:99:99:99:99:99 |  | High Risk | 1Y:00-MFG | 03/02/2018 | 04/01/2020 | COOPER UNIVERSITY HOSPITAL |  |  | APRIL |  | David Frye
|  | CAREFUSION | CAREFUSION ALARIS PUMP 8100 |  |  | SPD |  |  |  | 06/30/2010 |  |  |  |  | NO | NO |  |  |  |  | CAREFUSION 10365150 13110814 |  |  | Disposition |  | 99:99:99:99:99:99 |  | High Risk | 1Y:00-MFG | 03/15/2018 | 04/01/2020 | COOPER UNIVERSITY HOSPITAL |  |  | APRIL |  | David Frye
|  | CAREFUSION | CAREFUSION ALARIS PUMP 8100 |  |  | SPD |  |  |  | 06/30/2010 |  |  |  |  | NO | NO |  |  |  |  | CAREFUSION 10365144 13101328 |  |  | Disposition |  | 99:99:99:99:99:99 |  | High Risk | 1Y:00-MFG | 04/24/2018 | 04/01/2020 | COOPER UNIVERSITY HOSPITAL |  |  | APRIL |  | David Frye
|  | CAREFUSION | CAREFUSION ALARIS PUMP 8100 |  |  | SPD |  |  |  | 06/30/2010 |  |  |  |  | NO | NO |  |  |  |  | CAREFUSION 10365139 13101610 |  |  | Disposition |  | 99:99:99:99:99:99 |  | High Risk | 1Y:00-MFG | 03/02/2018 | 04/01/2020 | COOPER UNIVERSITY HOSPITAL |  |  | APRIL |  | David Frye
|  | CAREFUSION | CAREFUSION ALARIS PUMP 8100 |  |  | SPD |  |  |  | 10/12/2012 |  |  |  |  | NO | NO |  |  |  |  | CAREFUSION 10365141 12331991 |  |  | Disposition |  | 99:99:99:99:99:99 |  | High Risk | 1Y:00-MFG | 02/15/2018 | 03/01/2020 | COOPER UNIVERSITY HOSPITAL |  |  |  |  | David Frye
|  | CAREFUSION | CAREFUSION ALARIS PUMP 8100 |  |  | SPD |  |  |  | 06/30/2010 |  |  |  |  | NO | NO |  |  |  |  | CAREFUSION 10365138 13111820 |  |  | Disposition |  | 99:99:99:99:99:99 |  | High Risk | 1Y:00-MFG | 10/31/2017 | 10/01/2020 | COOPER UNIVERSITY HOSPITAL |  |  |  |  | David Frye
|  | CAREFUSION | CAREFUSION ALARIS PUMP 8100 |  |  | SPD |  |  |  | 06/10/2015 |  |  |  |  | NO | NO |  |  |  |  | CAREFUSION 10365118 13111840 |  |  | Disposition |  | 99:99:99:99:99:99 |  | High Risk | 1Y:00-MFG | 09/12/2018 | 09/01/2020 | COOPER UNIVERSITY HOSPITAL |  |  |  |  | David Frye
|  | CAREFUSION | CAREFUSION ALARIS PUMP 8100 |  |  | SPD |  |  |  | 06/30/2010 |  |  |  |  | NO | NO |  |  |  |  | CAREFUSION 10365119 13112250 |  |  | Disposition |  |  |  | High Risk | 1Y:00-MFG | 01/02/2018 | 10/01/2020 | COOPER UNIVERSITY HOSPITAL |  |  | dial |  | David Frye
|  | CAREFUSION | CAREFUSION ALARIS PUMP 8100 |  |  | SPD |  |  |  | 06/30/2010 |  |  |  |  | NO | NO |  |  |  |  | CAREFUSION 10365113 13102327 |  |  | Disposition |  | 99:99:99:99:99:99 |  | High Risk | 1Y:00-MFG | 03/09/2018 | 04/01/2020 | COOPER UNIVERSITY HOSPITAL |  |  | APRIL |  | David Frye
|  | CAREFUSION | CAREFUSION ALARIS PUMP 8100 |  |  | SPD |  |  |  | 06/30/2010 |  |  |  |  | NO | NO |  |  |  |  | CAREFUSION 10365114 13110585 |  |  | Disposition |  | 99:99:99:99:99:99 |  | High Risk | 1Y:00-MFG | 03/02/2018 | 04/01/2020 | COOPER UNIVERSITY HOSPITAL |  |  | APRIL |  | David Frye
|  | CAREFUSION | CAREFUSION ALARIS PUMP 8100 |  |  | SPD |  |  |  | 06/30/2010 |  |  |  |  | NO | NO |  |  |  |  | CAREFUSION 10365110 13110964 |  |  | Disposition |  | 99:99:99:99:99:99 |  | High Risk | 1Y:00-MFG | 09/12/2018 | 09/01/2020 | COOPER UNIVERSITY HOSPITAL |  |  | PAR.ED |  | David Frye
|  | CAREFUSION | CAREFUSION ALARIS PUMP 8100 |  |  | SPD |  |  |  | 06/30/2010 |  |  |  |  | NO | NO |  |  |  |  | CAREFUSION 10365111 13101061 |  |  | Disposition |  | 99:99:99:99:99:99 |  | High Risk | 1Y:00-MFG | 04/12/2018 | 04/01/2020 | COOPER UNIVERSITY HOSPITAL |  |  | APRIL |  | David Frye
|  | CAREFUSION | CAREFUSION ALARIS PUMP 8100 |  |  | SPD |  |  |  | 10/12/2012 |  |  |  |  | NO | NO |  |  |  |  | CAREFUSION 10365109 12332381 |  |  | Disposition |  | 99:99:99:99:99:99 |  | High Risk | 1Y:00-MFG | 03/02/2018 | 03/01/2020 | COOPER UNIVERSITY HOSPITAL |  |  |  |  | David Frye
TR04901PM |  | CAREFUSION | CAREFUSION ALARIS PUMP 8100 |  | 12871923PM | BIOMEDICAL |  |  |  | 01/09/2019 |  |  |  |  | NO | NO |  |  |  |  | CAREFUSION TR04901PM 12871923PM |  |  | Disposition |  |  |  | High Risk | 1Y:00-MFG | 01/09/2019 | 01/09/2019 | COOPER UNIVERSITY HOSPITAL |  |  | Performance Verification | WOT00000001968105 | Bonnie Aichroch | Performance Verification | Closed | Josh Harris | 01/09/2019 | 01/09/2019 | CEID Record Completion for CAREFUSION TR04901PM 12871923PM | Inventoried Rental Alaris Pump. | EXP2285245 | Labor | 01/09/2019 | 01/09/2019 | Josh Harris
|  | CAREFUSION | CAREFUSION ALARIS PUMP 8100 |  |  | SPD |  |  |  | 06/30/2010 |  |  |  |  | NO | NO |  |  |  |  | CAREFUSION 10365107 13102292 |  |  | Disposition |  | 99:99:99:99:99:99 |  | High Risk | 1Y:00-MFG | 05/14/2018 | 04/01/2020 | COOPER UNIVERSITY HOSPITAL |  |  | APRIL |  | David Frye
|  | CAREFUSION | CAREFUSION ALARIS PUMP 8100 |  |  | SPD |  |  |  | 11/17/2004 |  |  |  |  | NO | NO |  |  |  |  | CAREFUSION 10365106 4126406 |  |  | Disposition |  | 99:99:99:99:99:99 |  | High Risk | 1Y:00-MFG | 02/16/2018 | 03/01/2020 | COOPER UNIVERSITY HOSPITAL |  |  |  |  | David Frye
|  | CAREFUSION | CAREFUSION ALARIS PUMP 8100 |  |  | SPD |  |  |  | 06/30/2010 |  |  |  |  | NO | NO |  |  |  |  | CAREFUSION 10365100 13102526 |  |  | Disposition |  | 99:99:99:99:99:99 |  | High Risk | 1Y:00-MFG | 04/16/2018 | 04/01/2020 | COOPER UNIVERSITY HOSPITAL |  |  | APRIL |  | David Frye
|  | CAREFUSION | CAREFUSION ALARIS PUMP 8100 |  |  | SPD |  |  |  | 06/30/2010 |  |  |  |  | NO | NO |  |  |  |  | CAREFUSION 10365096 13101955 |  |  | Disposition |  | 99:99:99:99:99:99 |  | High Risk | 1Y:00-MFG | 03/07/2018 | 04/01/2020 | COOPER UNIVERSITY HOSPITAL |  |  | APRIL |  | David Frye
|  | CAREFUSION | CAREFUSION ALARIS PUMP 8100 |  |  | SPD |  |  |  | 03/10/2011 |  |  |  |  | NO | NO |  |  |  |  | CAREFUSION 10365097 13371743 |  |  | Disposition |  | 99:99:99:99:99:99 |  | High Risk | 1Y:00-MFG | 10/02/2017 | 10/01/2020 | COOPER UNIVERSITY HOSPITAL |  |  |  |  | David Frye
|  | CAREFUSION | CAREFUSION ALARIS PUMP 8100 |  |  | SPD |  |  |  | 06/30/2010 |  |  |  |  | NO | NO |  |  |  |  | CAREFUSION 10365088 13112321 |  |  | Disposition |  | 99:99:99:99:99:99 |  | High Risk | 1Y:00-MFG | 05/30/2018 | 06/01/2020 | COOPER UNIVERSITY HOSPITAL |  |  |  |  | David Frye
TR04900PM |  | CAREFUSION | CAREFUSION ALARIS PUMP 8100 |  | 12870732PM | BIOMEDICAL |  |  |  | 01/09/2019 |  |  |  |  | NO | NO |  |  |  |  | CAREFUSION TR04900PM 12870732PM |  |  | Disposition |  |  |  | High Risk | 1Y:00-MFG | 01/09/2019 | 01/09/2019 | COOPER UNIVERSITY HOSPITAL |  |  | Performance Verification | WOT00000001966975 | Bonnie Aichroch | Performance Verification | Closed | Tom Burhart | 01/09/2019 | 01/09/2019 | Performance Verification for CAREFUSION TR04900PM 12870732PM | Initial Install of Performance Verification. Device is ready for patient use. |  |  | 01/09/2019 | 01/09/2019
|  | CAREFUSION | CAREFUSION ALARIS PUMP 8100 |  |  | SPD |  |  |  | 06/30/2010 |  |  |  |  | NO | NO |  |  |  |  | CAREFUSION 10365089 13102427 |  |  | Disposition |  |  |  | High Risk | 1Y:00-MFG | 04/06/2017 | 04/01/2020 | COOPER UNIVERSITY HOSPITAL |  |  | APRIL |  | David Frye
|  | CAREFUSION | CAREFUSION ALARIS PUMP 8100 |  |  | SPD |  |  |  | 06/30/2010 |  |  |  |  | NO | NO |  |  |  |  | CAREFUSION 10365081 13111238 |  |  | Disposition |  | 99:99:99:99:99:99 |  | High Risk | 1Y:00-MFG | 09/12/2018 | 09/01/2020 | COOPER UNIVERSITY HOSPITAL |  |  |  |  | David Frye
|  | CAREFUSION | CAREFUSION ALARIS PUMP 8100 |  |  | SPD |  |  |  | 03/10/2011 |  |  |  |  | NO | NO |  |  |  |  | CAREFUSION 10365080 2000674 |  |  | Disposition |  | 99:99:99:99:99:99 |  | High Risk | 1Y:00-MFG | 03/26/2018 | 03/01/2020 | COOPER UNIVERSITY HOSPITAL |  |  |  |  | David Frye
|  | CAREFUSION | CAREFUSION ALARIS PUMP 8100 |  |  | SPD |  |  |  | 10/12/2012 |  |  |  |  | NO | NO |  |  |  |  | CAREFUSION 10365059 12332740 |  |  | Disposition |  | 99:99:99:99:99:99 |  | High Risk | 1Y:00-MFG | 03/23/2018 | 03/01/2020 | COOPER UNIVERSITY HOSPITAL |  |  |  |  | David Frye
|  | CAREFUSION | CAREFUSION ALARIS PUMP 8100 |  |  | SPD |  |  |  | 06/30/2010 |  |  |  |  | NO | NO |  |  |  |  | CAREFUSION 10365036 13110426 |  |  | Disposition |  | 99:99:99:99:99:99 |  | High Risk | 1Y:00-MFG | 04/06/2018 | 04/01/2020 | COOPER UNIVERSITY HOSPITAL |  |  | APRIL |  | David Frye
|  | CAREFUSION | CAREFUSION ALARIS PUMP 8100 |  |  | SPD |  |  |  | 06/30/2010 |  |  |  |  | NO | NO |  |  |  |  | CAREFUSION 10365037 13111211 |  |  | Disposition |  | 99:99:99:99:99:99 |  | High Risk | 1Y:00-MFG | 09/12/2018 | 09/01/2020 | COOPER UNIVERSITY HOSPITAL |  |  |  |  | David Frye
|  | CAREFUSION | CAREFUSION ALARIS PUMP 8100 |  |  | SPD |  |  |  | 06/30/2010 |  |  |  |  | NO | NO |  |  |  |  | CAREFUSION 10365034 13112750 |  |  | Disposition |  | 99:99:99:99:99:99 |  | High Risk | 1Y:00-MFG | 05/23/2018 | 06/01/2020 | COOPER UNIVERSITY HOSPITAL |  |  |  |  | David Frye
|  | CAREFUSION | CAREFUSION ALARIS PUMP 8100 |  |  | SPD |  |  |  | 10/12/2012 |  |  |  |  | NO | NO |  |  |  |  | CAREFUSION 10365033 12331511 |  |  | Disposition |  | 99:99:99:99:99:99 |  | High Risk | 1Y:00-MFG | 02/23/2018 | 03/01/2020 | COOPER UNIVERSITY HOSPITAL |  |  |  |  | David Frye
|  | CAREFUSION | CAREFUSION ALARIS PUMP 8100 |  |  | SPD |  |  |  | 06/30/2010 |  |  |  |  | NO | NO |  |  |  |  | CAREFUSION 10365032 13111410 |  |  | Disposition |  | 99:99:99:99:99:99 |  | High Risk | 1Y:00-MFG | 09/12/2018 | 09/01/2020 | COOPER UNIVERSITY HOSPITAL |  |  |  |  | David Frye
|  | CAREFUSION | CAREFUSION ALARIS PUMP 8100 |  |  | SPD |  |  |  | 06/30/2010 |  |  |  |  | NO | NO |  |  |  |  | CAREFUSION 10365030 13102616 |  |  | Disposition |  | 99:99:99:99:99:99 |  | High Risk | 1Y:00-MFG | 04/02/2018 | 04/01/2020 | COOPER UNIVERSITY HOSPITAL |  |  | APRIL |  | David Frye
|  | CAREFUSION | CAREFUSION ALARIS PUMP 8100 |  |  | SPD |  |  |  | 06/30/2010 |  |  |  |  | NO | NO |  |  |  |  | CAREFUSION 10365027 13112005 |  |  | Disposition |  | 99:99:99:99:99:99 |  | High Risk | 1Y:00-MFG | 05/17/2018 | 06/01/2020 | COOPER UNIVERSITY HOSPITAL |  |  |  |  | David Frye
|  | CAREFUSION | CAREFUSION ALARIS PUMP 8100 |  |  | SPD |  |  |  | 11/17/2004 |  |  |  |  | NO | NO |  |  |  |  | CAREFUSION 10365018 4126364 |  |  | Disposition |  | 99:99:99:99:99:99 |  | High Risk | 1Y:00-MFG | 02/16/2018 | 03/01/2020 | COOPER UNIVERSITY HOSPITAL |  |  |  |  | David Frye
|  | CAREFUSION | CAREFUSION ALARIS PUMP 8100 |  |  | SPD |  |  |  | 06/30/2010 |  |  |  |  | NO | NO |  |  |  |  | CAREFUSION 10365012 13111428 |  |  | Disposition |  | 99:99:99:99:99:99 |  | High Risk | 1Y:00-MFG | 04/24/2018 | 03/01/2020 | COOPER UNIVERSITY HOSPITAL |  |  |  |  | David Frye
|  | CAREFUSION | CAREFUSION ALARIS PUMP 8100 |  |  | SPD |  |  |  | 06/30/2010 |  |  |  |  | NO | NO |  |  |  |  | CAREFUSION 10364946 13111120 |  |  | Disposition |  | 99:99:99:99:99:99 |  | High Risk | 1Y:00-MFG | 03/30/2018 | 03/01/2020 | COOPER UNIVERSITY HOSPITAL |  |  |  |  | David Frye
|  | CAREFUSION | CAREFUSION ALARIS PUMP 8100 |  |  | SPD |  |  |  | 06/30/2010 |  |  |  |  | NO | NO |  |  |  |  | CAREFUSION 10364943 13102783 |  |  | Disposition |  | 99:99:99:99:99:99 |  | High Risk | 1Y:00-MFG | 03/02/2018 | 04/01/2020 | COOPER UNIVERSITY HOSPITAL |  |  |  |  | David Frye
|  | CAREFUSION | CAREFUSION ALARIS PUMP 8100 |  |  | SPD |  |  |  | 10/12/2012 |  |  |  |  | NO | NO |  |  |  |  | CAREFUSION 10364932 12347274 |  |  | Disposition |  | 99:99:99:99:99:99 |  | High Risk | 1Y:00-MFG | 05/03/2018 | 06/01/2020 | COOPER UNIVERSITY HOSPITAL |  |  |  |  | David Frye
|  | CAREFUSION | CAREFUSION ALARIS PUMP 8100 |  |  | SPD |  |  |  | 06/30/2010 |  |  |  |  | NO | NO |  |  |  |  | CAREFUSION 10364931 13110840 |  |  | Disposition |  | 99:99:99:99:99:99 |  | High Risk | 1Y:00-MFG | 03/15/2018 | 04/01/2020 | COOPER UNIVERSITY HOSPITAL |  |  | APRIL |  | David Frye
|  | CAREFUSION | CAREFUSION ALARIS PUMP 8100 |  |  | SPD |  |  |  | 06/30/2010 |  |  |  |  | NO | NO |  |  |  |  | CAREFUSION 10364929 13111643 |  |  | Disposition |  | 99:99:99:99:99:99 |  | High Risk | 1Y:00-MFG | 03/15/2018 | 03/01/2020 | COOPER UNIVERSITY HOSPITAL |  |  |  |  | David Frye
|  | CAREFUSION | CAREFUSION ALARIS PUMP 8100 |  |  | SPD |  |  |  | 06/30/2010 |  |  |  |  | NO | NO |  |  |  |  | CAREFUSION 10364928 13111682 |  |  | Disposition |  | 99:99:99:99:99:99 |  | High Risk | 1Y:00-MFG | 09/12/2018 | 09/01/2020 | COOPER UNIVERSITY HOSPITAL |  |  |  |  | David Frye
|  | CAREFUSION | CAREFUSION ALARIS PUMP 8100 |  |  | SPD |  |  |  | 06/30/2010 |  |  |  |  | NO | NO |  |  |  |  | CAREFUSION 10364919 13110879 |  |  | Disposition |  | 99:99:99:99:99:99 |  | High Risk | 1Y:00-MFG | 03/02/2018 | 04/01/2020 | COOPER UNIVERSITY HOSPITAL |  |  |  |  | David Frye
|  | CAREFUSION | CAREFUSION ALARIS PUMP 8100 |  |  | SPD |  |  |  | 10/12/2012 |  |  |  |  | NO | NO |  |  |  |  | CAREFUSION 10364921 12332156 |  |  | Disposition |  | 99:99:99:99:99:99 |  | High Risk | 1Y:00-MFG | 02/20/2018 | 03/01/2020 | COOPER UNIVERSITY HOSPITAL |  |  |  |  | David Frye
|  | CAREFUSION | CAREFUSION ALARIS PUMP 8100 |  |  | SPD |  |  |  | 10/12/2012 |  |  |  |  | NO | NO |  |  |  |  | CAREFUSION 10364918 12332134 |  |  | Disposition |  | 99:99:99:99:99:99 |  | High Risk | 1Y:00-MFG | 03/27/2018 | 03/01/2020 | COOPER UNIVERSITY HOSPITAL |  |  |  |  | David Frye
|  | CAREFUSION | CAREFUSION ALARIS PUMP 8100 |  |  | SPD |  |  |  | 06/30/2010 |  |  |  |  | NO | NO |  |  |  |  | CAREFUSION 10364905 13111607 |  |  | Disposition |  | 99:99:99:99:99:99 |  | High Risk | 1Y:00-MFG | 09/12/2018 | 09/01/2020 | COOPER UNIVERSITY HOSPITAL |  |  |  |  | David Frye
|  | CAREFUSION | CAREFUSION ALARIS PUMP 8100 |  |  | SPD |  |  |  | 06/30/2010 |  |  |  |  | NO | NO |  |  |  |  | CAREFUSION 10364907 13111435 |  |  | Disposition |  | 99:99:99:99:99:99 |  | High Risk | 1Y:00-MFG | 09/12/2018 | 09/01/2020 | COOPER UNIVERSITY HOSPITAL |  |  |  |  | David Frye
|  | CAREFUSION | CAREFUSION ALARIS PUMP 8100 |  |  | SPD |  |  |  | 06/30/2010 |  |  |  |  | NO | NO |  |  |  |  | CAREFUSION 10364904 13102348 |  |  | Disposition |  | 99:99:99:99:99:99 |  | High Risk | 1Y:00-MFG | 03/02/2018 | 04/01/2020 | COOPER UNIVERSITY HOSPITAL |  |  | APRIL |  | David Frye
|  | CAREFUSION | CAREFUSION ALARIS PUMP 8100 |  |  | SPD |  |  |  | 06/30/2010 |  |  |  |  | NO | NO |  |  |  |  | CAREFUSION 10364894 13112884 |  |  | Disposition |  | 99:99:99:99:99:99 |  | High Risk | 1Y:00-MFG | 05/11/2018 | 06/01/2020 | COOPER UNIVERSITY HOSPITAL |  |  |  |  | David Frye
|  | CAREFUSION | CAREFUSION ALARIS PUMP 8100 |  |  | SPD |  |  |  | 06/30/2010 |  |  |  |  | NO | NO |  |  |  |  | CAREFUSION 10364895 13111859 |  |  | Disposition |  | 99:99:99:99:99:99 |  | High Risk | 1Y:00-MFG | 05/30/2018 | 06/01/2020 | COOPER UNIVERSITY HOSPITAL |  |  |  |  | David Frye
|  | CAREFUSION | CAREFUSION ALARIS PUMP 8100 |  |  | SPD |  |  |  | 06/30/2010 |  |  |  |  | NO | NO |  |  |  |  | CAREFUSION 10364891 13101953 |  |  | Disposition |  | 99:99:99:99:99:99 |  | High Risk | 1Y:00-MFG | 04/02/2018 | 04/01/2020 | COOPER UNIVERSITY HOSPITAL |  |  | APRIL |  | David Frye
|  | CAREFUSION | CAREFUSION ALARIS PUMP 8100 |  |  | SPD |  |  |  | 06/30/2010 |  |  |  |  | NO | NO |  |  |  |  | CAREFUSION 10364892 13111747 |  |  | Disposition |  | 99:99:99:99:99:99 |  | High Risk | 1Y:00-MFG | 09/12/2018 | 09/01/2020 | COOPER UNIVERSITY HOSPITAL |  |  |  |  | David Frye
|  | CAREFUSION | CAREFUSION ALARIS PUMP 8100 |  |  | SPD |  |  |  | 06/30/2010 |  |  |  |  | NO | NO |  |  |  |  | CAREFUSION 10364889 13111477 |  |  | Disposition |  | 99:99:99:99:99:99 |  | High Risk | 1Y:00-MFG | 09/12/2018 | 09/01/2020 | COOPER UNIVERSITY HOSPITAL |  |  |  |  | David Frye
|  | CAREFUSION | CAREFUSION ALARIS PUMP 8100 |  |  | SPD |  |  |  | 06/30/2010 |  |  |  |  | NO | NO |  |  |  |  | CAREFUSION 10364887 13101992 |  |  | Disposition |  | 99:99:99:99:99:99 |  | High Risk | 1Y:00-MFG | 02/13/2018 | 03/01/2020 | COOPER UNIVERSITY HOSPITAL |  |  |  |  | David Frye
|  | CAREFUSION | CAREFUSION ALARIS PUMP 8100 |  |  | SPD |  |  |  | 06/30/2010 |  |  |  |  | NO | NO |  |  |  |  | CAREFUSION 10364886 13111686 |  |  | Disposition |  | 99:99:99:99:99:99 |  | High Risk | 1Y:00-MFG | 09/12/2018 | 09/01/2020 | COOPER UNIVERSITY HOSPITAL |  |  |  |  | David Frye
|  | CAREFUSION | CAREFUSION ALARIS PUMP 8100 |  |  | SPD |  |  |  | 06/30/2010 |  |  |  |  | NO | NO |  |  |  |  | CAREFUSION 10364875 13112320 |  |  | Disposition |  | 99:99:99:99:99:99 |  | High Risk | 1Y:00-MFG | 05/16/2018 | 06/01/2020 | COOPER UNIVERSITY HOSPITAL |  |  |  |  | David Frye
|  | CAREFUSION | CAREFUSION ALARIS PUMP 8100 |  |  | SPD |  |  |  | 10/12/2012 |  |  |  |  | NO | NO |  |  |  |  | CAREFUSION 10364876 12347291 |  |  | Disposition |  | 99:99:99:99:99:99 |  | High Risk | 1Y:00-MFG | 03/15/2018 | 03/01/2020 | COOPER UNIVERSITY HOSPITAL |  |  |  |  | David Frye
|  | CAREFUSION | CAREFUSION ALARIS PUMP 8100 |  |  | SPD |  |  |  | 03/10/2011 |  |  |  |  | NO | NO |  |  |  |  | CAREFUSION 10364863 13371770 |  |  | Disposition |  | 99:99:99:99:99:99 |  | High Risk | 1Y:00-MFG | 03/02/2018 | 03/01/2020 | COOPER UNIVERSITY HOSPITAL |  |  |  |  | David Frye
|  | CAREFUSION | CAREFUSION ALARIS PUMP 8100 |  |  | SPD |  |  |  | 06/30/2010 |  |  |  |  | NO | NO |  |  |  |  | CAREFUSION 10364861 13111756 |  |  | Disposition |  | 99:99:99:99:99:99 |  | High Risk | 1Y:00-MFG | 09/12/2018 | 09/01/2020 | COOPER UNIVERSITY HOSPITAL |  |  |  |  | David Frye
|  | CAREFUSION | CAREFUSION ALARIS PUMP 8100 |  |  | SPD |  |  |  | 06/30/2010 |  |  |  |  | NO | NO |  |  |  |  | CAREFUSION 10364847 13102861 |  |  | Disposition |  | 99:99:99:99:99:99 |  | High Risk | 1Y:00-MFG | 03/15/2018 | 04/01/2020 | COOPER UNIVERSITY HOSPITAL |  |  | APRIL |  | David Frye
|  | CAREFUSION | CAREFUSION ALARIS PUMP 8100 |  |  | SPD |  |  |  | 06/30/2010 |  |  |  |  | NO | NO |  |  |  |  | CAREFUSION 10364835 13102038 |  |  | Disposition |  | 99:99:99:99:99:99 |  | High Risk | 1Y:00-MFG | 03/15/2018 | 04/01/2020 | COOPER UNIVERSITY HOSPITAL |  |  | APRIL |  | David Frye
|  | CAREFUSION | CAREFUSION ALARIS PUMP 8100 |  |  | SPD |  |  |  | 06/30/2010 |  |  |  |  | NO | NO |  |  |  |  | CAREFUSION 10364820 13102752 |  |  | Disposition |  | 99:99:99:99:99:99 |  | High Risk | 1Y:00-MFG | 03/09/2018 | 04/01/2020 | COOPER UNIVERSITY HOSPITAL |  |  | APRIL |  | David Frye
|  | CAREFUSION | CAREFUSION ALARIS PUMP 8100 |  |  | SPD |  |  |  | 06/30/2010 |  |  |  |  | NO | NO |  |  |  |  | CAREFUSION 10364814 13111501 |  |  | Disposition |  | 99:99:99:99:99:99 |  | High Risk | 1Y:00-MFG | 05/02/2018 | 05/01/2020 | COOPER UNIVERSITY HOSPITAL |  |  |  |  | David Frye
|  | CAREFUSION | CAREFUSION ALARIS PUMP 8100 |  |  | SPD |  |  |  | 06/30/2010 |  |  |  |  | NO | NO |  |  |  |  | CAREFUSION 10364787 13102283 |  |  | Disposition |  | 99:99:99:99:99:99 |  | High Risk | 1Y:00-MFG | 02/21/2018 | 03/01/2020 | COOPER UNIVERSITY HOSPITAL |  |  |  |  | David Frye
|  | CAREFUSION | CAREFUSION ALARIS PUMP 8100 |  |  | SPD |  |  |  | 06/30/2010 |  |  |  |  | NO | NO |  |  |  |  | CAREFUSION 10364777 13110800 |  |  | Disposition |  | 99:99:99:99:99:99 |  | High Risk | 1Y:00-MFG | 04/24/2018 | 04/01/2020 | COOPER UNIVERSITY HOSPITAL |  |  | APRIL |  | David Frye
|  | CAREFUSION | CAREFUSION ALARIS PUMP 8100 |  |  | SPD |  |  |  | 06/30/2010 |  |  |  |  | NO | NO |  |  |  |  | CAREFUSION 10364770 13112626 |  |  | Disposition |  | 99:99:99:99:99:99 |  | High Risk | 1Y:00-MFG | 05/16/2018 | 06/01/2020 | COOPER UNIVERSITY HOSPITAL |  |  |  |  | David Frye
|  | CAREFUSION | CAREFUSION ALARIS PUMP 8100 |  |  | SPD |  |  |  | 10/12/2012 |  |  |  |  | NO | NO |  |  |  |  | CAREFUSION 10364772 12346894 |  |  | Disposition |  | 99:99:99:99:99:99 |  | High Risk | 1Y:00-MFG | 03/27/2018 | 03/01/2020 | COOPER UNIVERSITY HOSPITAL |  |  |  |  | David Frye
|  | CAREFUSION | CAREFUSION ALARIS PUMP 8100 |  |  | SPD |  |  |  | 06/30/2010 |  |  |  |  | NO | NO |  |  |  |  | CAREFUSION 10364768 13101104 |  |  | Disposition |  | 99:99:99:99:99:99 |  | High Risk | 1Y:00-MFG | 03/15/2018 | 04/01/2020 | COOPER UNIVERSITY HOSPITAL |  |  | APRIL |  | David Frye
|  | CAREFUSION | CAREFUSION ALARIS PUMP 8100 |  |  | SPD |  |  |  | 03/10/2011 |  |  |  |  | NO | NO |  |  |  |  | CAREFUSION 10360492 13371863 |  |  | Disposition |  | 99:99:99:99:99:99 |  | High Risk | 1Y:00-MFG | 05/11/2018 | 06/01/2020 | COOPER UNIVERSITY HOSPITAL |  |  |  |  | David Frye
|  | CAREFUSION | CAREFUSION ALARIS PUMP 8100 |  |  | SPD |  |  |  | 06/30/2010 |  |  |  |  | NO | NO |  |  |  |  | CAREFUSION 10360493 13111457 |  |  | Disposition |  | 99:99:99:99:99:99 |  | High Risk | 1Y:00-MFG | 04/27/2018 | 05/01/2020 | COOPER UNIVERSITY HOSPITAL |  |  |  |  | David Frye
|  | CAREFUSION | CAREFUSION ALARIS PUMP 8100 |  |  | SPD |  |  |  | 10/12/2012 |  |  |  |  | NO | NO |  |  |  |  | CAREFUSION 10360491 12347307 |  |  | Disposition |  | 99:99:99:99:99:99 |  | High Risk | 1Y:00-MFG | 03/15/2018 | 03/01/2020 | COOPER UNIVERSITY HOSPITAL |  |  |  |  | David Frye
|  | CAREFUSION | CAREFUSION ALARIS PUMP 8100 |  |  | SPD |  |  |  | 10/12/2012 |  |  |  |  | NO | NO |  |  |  |  | CAREFUSION 10360490 12331844 |  |  | Disposition |  | 99:99:99:99:99:99 |  | High Risk | 1Y:00-MFG | 02/14/2018 | 03/01/2020 | COOPER UNIVERSITY HOSPITAL |  |  |  |  | David Frye
|  | CAREFUSION | CAREFUSION ALARIS PUMP 8100 |  |  | SPD |  |  |  | 06/30/2010 |  |  |  |  | NO | NO |  |  |  |  | CAREFUSION 10360465 13111215 |  |  | Disposition |  | 99:99:99:99:99:99 |  | High Risk | 1Y:00-MFG | 04/17/2018 | 05/01/2020 | COOPER UNIVERSITY HOSPITAL |  |  |  |  | David Frye
|  | CAREFUSION | CAREFUSION ALARIS PUMP 8100 |  |  | SPD |  |  |  | 06/30/2010 |  |  |  |  | NO | NO |  |  |  |  | CAREFUSION 10360406 13111373 |  |  | Disposition |  | 99:99:99:99:99:99 |  | High Risk | 1Y:00-MFG | 04/06/2018 | 05/01/2020 | COOPER UNIVERSITY HOSPITAL |  |  |  |  | David Frye
|  | CAREFUSION | CAREFUSION ALARIS PUMP 8100 |  |  | SPD |  |  |  | 06/30/2010 |  |  |  |  | NO | NO |  |  |  |  | CAREFUSION 10360397 13111664 |  |  | Disposition |  | 99:99:99:99:99:99 |  | High Risk | 1Y:00-MFG | 04/17/2018 | 05/01/2020 | COOPER UNIVERSITY HOSPITAL |  |  |  |  | David Frye
|  | CAREFUSION | CAREFUSION ALARIS PUMP 8100 |  |  | SPD |  |  |  | 06/30/2010 |  |  |  |  | NO | NO |  |  |  |  | CAREFUSION 10360388 13112137 |  |  | Disposition |  | 99:99:99:99:99:99 |  | High Risk | 1Y:00-MFG | 05/04/2018 | 06/01/2020 | COOPER UNIVERSITY HOSPITAL |  |  |  |  | David Frye
|  | CAREFUSION | CAREFUSION ALARIS PUMP 8100 |  |  | SPD |  |  |  | 06/30/2010 |  |  |  |  | NO | NO |  |  |  |  | CAREFUSION 10360384 13111867 |  |  | Disposition |  | 99:99:99:99:99:99 |  | High Risk | 1Y:00-MFG | 05/30/2018 | 06/01/2020 | COOPER UNIVERSITY HOSPITAL |  |  |  |  | David Frye
|  | CAREFUSION | CAREFUSION ALARIS PUMP 8100 |  |  | SPD |  |  |  | 10/12/2012 |  |  |  |  | NO | NO |  |  |  |  | CAREFUSION 10360387 12346776 |  |  | Disposition |  | 99:99:99:99:99:99 |  | High Risk | 1Y:00-MFG | 02/26/2018 | 03/01/2020 | COOPER UNIVERSITY HOSPITAL |  |  |  |  | David Frye
|  | CAREFUSION | CAREFUSION ALARIS PUMP 8100 |  |  | SPD |  |  |  | 06/30/2010 |  |  |  |  | NO | NO |  |  |  |  | CAREFUSION 10360382 13111266 |  |  | Disposition |  | 99:99:99:99:99:99 |  | High Risk | 1Y:00-MFG | 04/24/2018 | 05/01/2020 | COOPER UNIVERSITY HOSPITAL |  |  |  |  | David Frye
|  | CAREFUSION | CAREFUSION ALARIS PUMP 8100 |  |  | SPD |  |  |  | 06/30/2010 |  |  |  |  | NO | NO |  |  |  |  | CAREFUSION 10360379 13110708 |  |  | Disposition |  | 99:99:99:99:99:99 |  | High Risk | 1Y:00-MFG | 04/12/2018 | 04/01/2020 | COOPER UNIVERSITY HOSPITAL |  |  | APRIL |  | David Frye
|  | CAREFUSION | CAREFUSION ALARIS PUMP 8100 |  |  | SPD |  |  |  | 06/30/2010 |  |  |  |  | NO | NO |  |  |  |  | CAREFUSION 10360375 13110795 |  |  | Disposition |  | 99:99:99:99:99:99 |  | High Risk | 1Y:00-MFG | 04/24/2018 | 04/01/2020 | COOPER UNIVERSITY HOSPITAL |  |  |  |  | David Frye
|  | CAREFUSION | CAREFUSION ALARIS PUMP 8100 |  |  | SPD |  |  |  | 06/30/2010 |  |  |  |  | NO | NO |  |  |  |  | CAREFUSION 10360373 13111671 |  |  | Disposition |  | 99:99:99:99:99:99 |  | High Risk | 1Y:00-MFG | 04/16/2018 | 05/01/2020 | COOPER UNIVERSITY HOSPITAL |  |  |  |  | David Frye
|  | CAREFUSION | CAREFUSION ALARIS PUMP 8100 |  |  | SPD |  |  |  | 06/30/2010 |  |  |  |  | NO | NO |  |  |  |  | CAREFUSION 10360370 13111760 |  |  | Disposition |  | 99:99:99:99:99:99 |  | High Risk | 1Y:00-MFG | 04/06/2018 | 05/01/2020 | COOPER UNIVERSITY HOSPITAL |  |  |  |  | David Frye
|  | CAREFUSION | CAREFUSION ALARIS PUMP 8100 |  |  | SPD |  |  |  | 06/30/2010 |  |  |  |  | NO | NO |  |  |  |  | CAREFUSION 10360365 13111601 |  |  | Disposition |  | 99:99:99:99:99:99 |  | High Risk | 1Y:00-MFG | 04/24/2018 | 05/01/2020 | COOPER UNIVERSITY HOSPITAL |  |  |  |  | David Frye
|  | CAREFUSION | CAREFUSION ALARIS PUMP 8100 |  |  | SPD |  |  |  | 06/30/2010 |  |  |  |  | NO | NO |  |  |  |  | CAREFUSION 10360363 13111531 |  |  | Disposition |  | 99:99:99:99:99:99 |  | High Risk | 1Y:00-MFG | 04/05/2018 | 05/01/2020 | COOPER UNIVERSITY HOSPITAL |  |  |  |  | David Frye
|  | CAREFUSION | CAREFUSION ALARIS PUMP 8100 |  |  | SPD |  |  |  | 06/30/2010 |  |  |  |  | NO | NO |  |  |  |  | CAREFUSION 10360364 13101711 |  |  | Disposition |  | 99:99:99:99:99:99 |  | High Risk | 1Y:00-MFG | 03/07/2018 | 04/01/2020 | COOPER UNIVERSITY HOSPITAL |  |  | APRIL |  | David Frye
|  | CAREFUSION | CAREFUSION ALARIS PUMP 8100 |  |  | SPD |  |  |  | 06/30/2010 |  |  |  |  | NO | NO |  |  |  |  | CAREFUSION 10360358 13102352 |  |  | Disposition |  | 99:99:99:99:99:99 |  | High Risk | 1Y:00-MFG | 03/07/2018 | 04/01/2020 | COOPER UNIVERSITY HOSPITAL |  |  | APRIL |  | David Frye
|  | CAREFUSION | CAREFUSION ALARIS PUMP 8100 |  |  | SPD |  |  |  | 12/17/2009 |  |  |  |  | NO | NO |  |  |  |  | CAREFUSION 10360354 13022300 |  |  | Disposition |  | 99:99:99:99:99:99 |  | High Risk | 1Y:00-MFG | 03/15/2018 | 03/01/2020 | COOPER UNIVERSITY HOSPITAL |  |  |  |  | David Frye
|  | CAREFUSION | CAREFUSION ALARIS PUMP 8100 |  |  | SPD |  |  |  | 06/30/2010 |  |  |  |  | NO | NO |  |  |  |  | CAREFUSION 10357209 13111736 |  |  | Disposition |  | 99:99:99:99:99:99 |  | High Risk | 1Y:00-MFG | 04/05/2018 | 05/01/2020 | COOPER UNIVERSITY HOSPITAL |  |  |  |  | David Frye
|  | CAREFUSION | CAREFUSION ALARIS PUMP 8100 |  |  | SPD |  |  |  | 04/04/2007 |  |  |  |  | NO | NO |  |  |  |  | CAREFUSION 10357208 12499138 |  |  | Disposition |  |  |  | High Risk | 1Y:00-MFG 2Y:00-BAT | 01/01/1900 | 12/01/2019 | COOPER UNIVERSITY HOSPITAL |  |  | ICU |  | David Frye
|  | CAREFUSION | CAREFUSION ALARIS PUMP 8100 |  |  | SPD |  |  |  | 06/30/2010 |  |  |  |  | NO | NO |  |  |  |  | CAREFUSION 10357203 13111277 |  |  | Disposition |  | 99:99:99:99:99:99 |  | High Risk | 1Y:00-MFG | 04/25/2018 | 05/01/2020 | COOPER UNIVERSITY HOSPITAL |  |  |  |  | David Frye
|  | CAREFUSION | CAREFUSION ALARIS PUMP 8100 |  |  | SPD |  |  |  | 06/30/2010 |  |  |  |  | NO | NO |  |  |  |  | CAREFUSION 10357204 13111243 |  |  | Disposition |  | 99:99:99:99:99:99 |  | High Risk | 1Y:00-MFG | 04/05/2018 | 05/01/2020 | COOPER UNIVERSITY HOSPITAL |  |  |  |  | David Frye
|  | CAREFUSION | CAREFUSION ALARIS PUMP 8100 |  |  | SPD |  |  |  | 06/30/2010 |  |  |  |  | NO | NO |  |  |  |  | CAREFUSION 10357201 13111425 |  |  | Disposition |  | 99:99:99:99:99:99 |  | High Risk | 1Y:00-MFG | 04/27/2018 | 05/01/2020 | COOPER UNIVERSITY HOSPITAL |  |  |  |  | David Frye
|  | CAREFUSION | CAREFUSION ALARIS PUMP 8100 |  |  | SPD |  |  |  | 06/30/2010 |  |  |  |  | NO | NO |  |  |  |  | CAREFUSION 10357196 13111391 |  |  | Disposition |  | 99:99:99:99:99:99 |  | High Risk | 1Y:00-MFG | 05/03/2018 | 05/01/2020 | COOPER UNIVERSITY HOSPITAL |  |  |  |  | David Frye
|  | CAREFUSION | CAREFUSION ALARIS PUMP 8100 |  |  | SPD |  |  |  | 06/30/2010 |  |  |  |  | NO | NO |  |  |  |  | CAREFUSION 10357194 13101052 |  |  | Disposition |  | 99:99:99:99:99:99 |  | High Risk | 1Y:00-MFG | 03/07/2018 | 04/01/2020 | COOPER UNIVERSITY HOSPITAL |  |  | APRIL |  | David Frye
|  | CAREFUSION | CAREFUSION ALARIS PUMP 8100 |  |  | SPD |  |  |  | 10/12/2012 |  |  |  |  | NO | NO |  |  |  |  | CAREFUSION 10357192 12332104 |  |  | Disposition |  | 99:99:99:99:99:99 |  | High Risk | 1Y:00-MFG | 03/15/2018 | 03/01/2020 | COOPER UNIVERSITY HOSPITAL |  |  |  |  | David Frye
|  | CAREFUSION | CAREFUSION ALARIS PUMP 8100 |  |  | SPD |  |  |  | 06/30/2010 |  |  |  |  | NO | NO |  |  |  |  | CAREFUSION 10357193 13111874 |  |  | Disposition |  | 99:99:99:99:99:99 |  | High Risk | 1Y:00-MFG | 05/04/2018 | 06/01/2020 | COOPER UNIVERSITY HOSPITAL |  |  |  |  | David Frye
|  | CAREFUSION | CAREFUSION ALARIS PUMP 8100 |  |  | SPD |  |  |  | 04/04/2007 |  |  |  |  | NO | NO |  |  |  |  | CAREFUSION 10357189 12499907 |  |  | Disposition |  |  |  | High Risk | 1Y:00-MFG 2Y:00-BAT | 01/01/1900 | 12/01/2019 | COOPER UNIVERSITY HOSPITAL |  |  | ICU |  | David Frye
|  | CAREFUSION | CAREFUSION ALARIS PUMP 8100 |  |  | SPD |  |  |  | 04/04/2007 |  |  |  |  | NO | NO |  |  |  |  | CAREFUSION 10357181 12499784 |  |  | Disposition |  |  |  | High Risk | 1Y:00-MFG 2Y:00-BAT | 01/01/1900 | 12/01/2019 | COOPER UNIVERSITY HOSPITAL |  |  | RECOVERY |  | David Frye
|  | CAREFUSION | CAREFUSION ALARIS PUMP 8100 |  |  | SPD |  |  |  | 06/30/2010 |  |  |  |  | NO | NO |  |  |  |  | CAREFUSION 10357180 13110608 |  |  | Disposition |  | 99:99:99:99:99:99 |  | High Risk | 1Y:00-MFG | 03/09/2018 | 04/01/2020 | COOPER UNIVERSITY HOSPITAL |  |  | APRIL |  | David Frye
|  | CAREFUSION | CAREFUSION ALARIS PUMP 8100 |  |  | SPD |  |  |  | 10/12/2012 |  |  |  |  | NO | NO |  |  |  |  | CAREFUSION 10357178 12331810 |  |  | Disposition |  | 99:99:99:99:99:99 |  | High Risk | 1Y:00-MFG | 03/23/2018 | 03/01/2020 | COOPER UNIVERSITY HOSPITAL |  |  |  |  | David Frye
|  | CAREFUSION | CAREFUSION ALARIS PUMP 8100 |  |  | SPD |  |  |  | 10/12/2012 |  |  |  |  | NO | NO |  |  |  |  | CAREFUSION 10357179 12331398 |  |  | Disposition |  | 99:99:99:99:99:99 |  | High Risk | 1Y:00-MFG | 02/14/2018 | 03/01/2020 | COOPER UNIVERSITY HOSPITAL |  |  |  |  | David Frye
|  | CAREFUSION | CAREFUSION ALARIS PUMP 8100 |  |  | SPD |  |  |  | 06/30/2010 |  |  |  |  | NO | NO |  |  |  |  | CAREFUSION 10357161 13111486 |  |  | Disposition |  | 99:99:99:99:99:99 |  | High Risk | 1Y:00-MFG | 04/17/2018 | 05/01/2020 | COOPER UNIVERSITY HOSPITAL |  |  |  |  | David Frye
|  | CAREFUSION | CAREFUSION ALARIS PUMP 8100 |  |  | SPD |  |  |  | 06/30/2010 |  |  |  |  | NO | NO |  |  |  |  | CAREFUSION 10357164 13102815 |  |  | Disposition |  | 99:99:99:99:99:99 |  | High Risk | 1Y:00-MFG | 02/21/2018 | 03/01/2020 | COOPER UNIVERSITY HOSPITAL |  |  |  |  | David Frye
|  | CAREFUSION | CAREFUSION ALARIS PUMP 8100 |  |  | SPD |  |  |  | 06/30/2010 |  |  |  |  | NO | NO |  |  |  |  | CAREFUSION 10357163 13101943 |  |  | Disposition |  | 99:99:99:99:99:99 |  | High Risk | 1Y:00-MFG | 04/02/2018 | 04/01/2020 | COOPER UNIVERSITY HOSPITAL |  |  |  |  | David Frye
|  | CAREFUSION | CAREFUSION ALARIS PUMP 8100 |  |  | SPD |  |  |  | 06/30/2010 |  |  |  |  | NO | NO |  |  |  |  | CAREFUSION 10357148 13111608 |  |  | Disposition |  | 99:99:99:99:99:99 |  | High Risk | 1Y:00-MFG | 03/26/2018 | 03/01/2020 | COOPER UNIVERSITY HOSPITAL |  |  |  |  | David Frye
|  | CAREFUSION | CAREFUSION ALARIS PUMP 8100 |  |  | SPD |  |  |  | 06/30/2010 |  |  |  |  | NO | NO |  |  |  |  | CAREFUSION 10357149 13111272 |  |  | Disposition |  | 99:99:99:99:99:99 |  | High Risk | 1Y:00-MFG | 05/07/2018 | 05/01/2020 | COOPER UNIVERSITY HOSPITAL |  |  |  |  | David Frye
|  | CAREFUSION | CAREFUSION ALARIS PUMP 8100 |  |  | SPD |  |  |  | 06/30/2010 |  |  |  |  | NO | NO |  |  |  |  | CAREFUSION 10357147 13110841 |  |  | Disposition |  | 99:99:99:99:99:99 |  | High Risk | 1Y:00-MFG | 03/07/2018 | 04/01/2020 | COOPER UNIVERSITY HOSPITAL |  |  | APRIL |  | David Frye
|  | CAREFUSION | CAREFUSION ALARIS PUMP 8100 |  |  | SPD |  |  |  | 06/30/2010 |  |  |  |  | NO | NO |  |  |  |  | CAREFUSION 10357146 13112859 |  |  | Disposition |  | 99:99:99:99:99:99 |  | High Risk | 1Y:00-MFG | 05/08/2018 | 06/01/2020 | COOPER UNIVERSITY HOSPITAL |  |  |  |  | David Frye
|  | CAREFUSION | CAREFUSION ALARIS PUMP 8100 |  |  | SPD |  |  |  | 06/30/2010 |  |  |  |  | NO | NO |  |  |  |  | CAREFUSION 10357144 13110846 |  |  | Disposition |  | 99:99:99:99:99:99 |  | High Risk | 1Y:00-MFG | 04/02/2018 | 04/01/2020 | COOPER UNIVERSITY HOSPITAL |  |  | GAMMA KNIFE |  | David Frye
|  | CAREFUSION | CAREFUSION ALARIS PUMP 8100 |  |  | SPD |  |  |  | 06/30/2010 |  |  |  |  | NO | NO |  |  |  |  | CAREFUSION 10357143 13112009 |  |  | Disposition |  | 99:99:99:99:99:99 |  | High Risk | 1Y:00-MFG | 05/21/2018 | 06/01/2020 | COOPER UNIVERSITY HOSPITAL |  |  |  |  | David Frye
|  | CAREFUSION | CAREFUSION ALARIS PUMP 8100 |  |  | SPD |  |  |  | 06/30/2010 |  |  |  |  | NO | NO |  |  |  |  | CAREFUSION 10357142 13111640 |  |  | Disposition |  | 99:99:99:99:99:99 |  | High Risk | 1Y:00-MFG | 04/17/2018 | 05/01/2020 | COOPER UNIVERSITY HOSPITAL |  |  |  |  | David Frye
|  | CAREFUSION | CAREFUSION ALARIS PUMP 8100 |  |  | SPD |  |  |  | 06/30/2010 |  |  |  |  | NO | NO |  |  |  |  | CAREFUSION 10357120 13111455 |  |  | Disposition |  | 99:99:99:99:99:99 |  | High Risk | 1Y:00-MFG | 05/14/2018 | 05/01/2020 | COOPER UNIVERSITY HOSPITAL |  |  |  |  | David Frye
|  | CAREFUSION | CAREFUSION ALARIS PUMP 8100 |  |  | SPD |  |  |  | 06/30/2010 |  |  |  |  | NO | NO |  |  |  |  | CAREFUSION 10357121 13111256 |  |  | Disposition |  | 99:99:99:99:99:99 |  | High Risk | 1Y:00-MFG | 06/04/2018 | 05/01/2020 | COOPER UNIVERSITY HOSPITAL |  |  |  |  | David Frye
|  | CAREFUSION | CAREFUSION ALARIS PUMP 8100 |  |  | SPD |  |  |  | 06/30/2010 |  |  |  |  | NO | NO |  |  |  |  | CAREFUSION 10357113 13112018 |  |  | Disposition |  | 99:99:99:99:99:99 |  | High Risk | 1Y:00-MFG | 05/21/2018 | 06/01/2020 | COOPER UNIVERSITY HOSPITAL |  |  |  |  | David Frye
|  | CAREFUSION | CAREFUSION ALARIS PUMP 8100 |  |  | SPD |  |  |  | 06/30/2010 |  |  |  |  | NO | NO |  |  |  |  | CAREFUSION 10357108 13102034 |  |  | Disposition |  | 99:99:99:99:99:99 |  | High Risk | 1Y:00-MFG | 04/16/2018 | 04/01/2020 | COOPER UNIVERSITY HOSPITAL |  |  | APRIL |  | David Frye
|  | CAREFUSION | CAREFUSION ALARIS PUMP 8100 |  |  | SPD |  |  |  | 06/30/2010 |  |  |  |  | NO | NO |  |  |  |  | CAREFUSION 10357106 13110794 |  |  | Disposition |  | 99:99:99:99:99:99 |  | High Risk | 1Y:00-MFG | 03/15/2018 | 04/01/2020 | COOPER UNIVERSITY HOSPITAL |  |  | APRIL |  | David Frye
|  | CAREFUSION | CAREFUSION ALARIS PUMP 8100 |  |  | SPD |  |  |  | 06/30/2010 |  |  |  |  | NO | NO |  |  |  |  | CAREFUSION 10357103 13110602 |  |  | Disposition |  | 99:99:99:99:99:99 |  | High Risk | 1Y:00-MFG | 04/02/2018 | 04/01/2020 | COOPER UNIVERSITY HOSPITAL |  |  | APRIL |  | David Frye
|  | CAREFUSION | CAREFUSION ALARIS PUMP 8100 |  |  | SPD |  |  |  | 06/30/2010 |  |  |  |  | NO | NO |  |  |  |  | CAREFUSION 10357102 13102048 |  |  | Disposition |  | 99:99:99:99:99:99 |  | High Risk | 1Y:00-MFG | 03/07/2018 | 04/01/2020 | COOPER UNIVERSITY HOSPITAL |  |  | APRIL |  | David Frye
|  | CAREFUSION | CAREFUSION ALARIS PUMP 8100 |  |  | SPD |  |  |  | 06/30/2010 |  |  |  |  | NO | NO |  |  |  |  | CAREFUSION 10357099 13111884 |  |  | Disposition |  | 99:99:99:99:99:99 |  | High Risk | 1Y:00-MFG | 05/15/2018 | 06/01/2020 | COOPER UNIVERSITY HOSPITAL |  |  |  |  | David Frye
|  | CAREFUSION | CAREFUSION ALARIS PUMP 8100 |  |  | SPD |  |  |  | 06/10/2015 |  |  |  |  | NO | NO |  |  |  |  | CAREFUSION 10357101 13112311 |  |  | Disposition |  | 99:99:99:99:99:99 |  | High Risk | 1Y:00-MFG | 02/16/2018 | 03/01/2020 | COOPER UNIVERSITY HOSPITAL |  |  |  |  | David Frye
|  | CAREFUSION | CAREFUSION ALARIS PUMP 8100 |  |  | SPD |  |  |  | 06/30/2010 |  |  |  |  | NO | NO |  |  |  |  | CAREFUSION 10357096 13100453 |  |  | Disposition |  | 99:99:99:99:99:99 |  | High Risk | 1Y:00-MFG | 03/15/2018 | 03/01/2020 | COOPER UNIVERSITY HOSPITAL |  |  |  |  | David Frye
|  | CAREFUSION | CAREFUSION ALARIS PUMP 8100 |  |  | SPD |  |  |  | 06/30/2010 |  |  |  |  | NO | NO |  |  |  |  | CAREFUSION 10357092 13112871 |  |  | Disposition |  | 99:99:99:99:99:99 |  | High Risk | 1Y:00-MFG | 05/04/2018 | 06/01/2020 | COOPER UNIVERSITY HOSPITAL |  |  |  |  | David Frye
|  | CAREFUSION | CAREFUSION ALARIS PUMP 8100 |  |  | SPD |  |  |  | 06/30/2010 |  |  |  |  | NO | NO |  |  |  |  | CAREFUSION 10357082 13111194 |  |  | Disposition |  | 99:99:99:99:99:99 |  | High Risk | 1Y:00-MFG | 04/25/2018 | 05/01/2020 | COOPER UNIVERSITY HOSPITAL |  |  |  |  | David Frye
|  | CAREFUSION | CAREFUSION ALARIS PUMP 8100 |  |  | SPD |  |  |  | 06/30/2010 |  |  |  |  | NO | NO |  |  |  |  | CAREFUSION 10357058 13110994 |  |  | Disposition |  | 99:99:99:99:99:99 |  | High Risk | 1Y:00-MFG | 02/16/2018 | 03/01/2020 | COOPER UNIVERSITY HOSPITAL |  |  |  |  | David Frye
|  | CAREFUSION | CAREFUSION ALARIS PUMP 8100 |  |  | SPD |  |  |  | 06/30/2010 |  |  |  |  | NO | NO |  |  |  |  | CAREFUSION 10357053 13102797 |  |  | Disposition |  | 99:99:99:99:99:99 |  | High Risk | 1Y:00-MFG | 02/26/2018 | 03/01/2020 | COOPER UNIVERSITY HOSPITAL |  |  |  |  | David Frye
|  | CAREFUSION | CAREFUSION ALARIS PUMP 8100 |  |  | SPD |  |  |  | 03/10/2011 |  |  |  |  | NO | NO |  |  |  |  | CAREFUSION 10357047 13371923 |  |  | Disposition |  | 99:99:99:99:99:99 |  | High Risk | 1Y:00-MFG | 02/14/2018 | 03/01/2020 | COOPER UNIVERSITY HOSPITAL |  |  |  |  | David Frye
|  | CAREFUSION | CAREFUSION ALARIS PUMP 8100 |  |  | SPD |  |  |  | 10/12/2012 |  |  |  |  | NO | NO |  |  |  |  | CAREFUSION 10357051 12332552 |  |  | Disposition |  | 99:99:99:99:99:99 |  | High Risk | 1Y:00-MFG | 02/14/2018 | 03/01/2020 | COOPER UNIVERSITY HOSPITAL |  |  |  |  | David Frye
|  | CAREFUSION | CAREFUSION ALARIS PUMP 8100 |  |  | SPD |  |  |  | 06/30/2010 |  |  |  |  | NO | NO |  |  |  |  | CAREFUSION 10357043 13111856 |  |  | Disposition |  | 99:99:99:99:99:99 |  | High Risk | 1Y:00-MFG | 02/16/2018 | 03/01/2020 | COOPER UNIVERSITY HOSPITAL |  |  |  |  | David Frye
|  | CAREFUSION | CAREFUSION ALARIS PUMP 8100 |  |  | SPD |  |  |  | 06/30/2010 |  |  |  |  | NO | NO |  |  |  |  | CAREFUSION 10357041 13101095 |  |  | Disposition |  | 99:99:99:99:99:99 |  | High Risk | 1Y:00-MFG | 02/14/2018 | 03/01/2020 | COOPER UNIVERSITY HOSPITAL |  |  |  |  | David Frye
|  | CAREFUSION | CAREFUSION ALARIS PUMP 8100 |  |  | SPD |  |  |  | 06/30/2010 |  |  |  |  | NO | NO |  |  |  |  | CAREFUSION 10357046 13111956 |  |  | Disposition |  | 99:99:99:99:99:99 |  | High Risk | 1Y:00-MFG | 03/15/2018 | 03/01/2020 | COOPER UNIVERSITY HOSPITAL |  |  |  |  | David Frye
|  | CAREFUSION | CAREFUSION ALARIS PUMP 8100 |  |  | SPD |  |  |  | 10/12/2012 |  |  |  |  | NO | NO |  |  |  |  | CAREFUSION 10357045 12346994 |  |  | Disposition |  | 99:99:99:99:99:99 |  | High Risk | 1Y:00-MFG | 05/09/2018 | 03/01/2020 | COOPER UNIVERSITY HOSPITAL |  |  |  |  | David Frye
|  | CAREFUSION | CAREFUSION ALARIS PUMP 8100 |  |  | SPD |  |  |  | 06/30/2010 |  |  |  |  | NO | NO |  |  |  |  | CAREFUSION 10357042 13111765 |  |  | Disposition |  | 99:99:99:99:99:99 |  | High Risk | 1Y:00-MFG | 03/30/2018 | 03/01/2020 | COOPER UNIVERSITY HOSPITAL |  |  |  |  | David Frye
|  | CAREFUSION | CAREFUSION ALARIS PUMP 8100 |  |  | SPD |  |  |  | 06/30/2010 |  |  |  |  | NO | NO |  |  |  |  | CAREFUSION 10357038 13111720 |  |  | Disposition |  | 99:99:99:99:99:99 |  | High Risk | 1Y:00-MFG | 03/09/2018 | 03/01/2020 | COOPER UNIVERSITY HOSPITAL |  |  |  |  | David Frye
|  | CAREFUSION | CAREFUSION ALARIS PUMP 8100 |  |  | SPD |  |  |  | 10/12/2012 |  |  |  |  | NO | NO |  |  |  |  | CAREFUSION 10356746 12332121 |  |  | Disposition |  | 99:99:99:99:99:99 |  | High Risk | 1Y:00-MFG | 03/30/2018 | 03/01/2020 | COOPER UNIVERSITY HOSPITAL |  |  |  |  | David Frye
|  | CAREFUSION | CAREFUSION ALARIS PUMP 8100 |  |  | SPD |  |  |  | 06/30/2010 |  |  |  |  | NO | NO |  |  |  |  | CAREFUSION 10356742 13111407 |  |  | Disposition |  | 99:99:99:99:99:99 |  | High Risk | 1Y:00-MFG | 04/06/2018 | 05/01/2020 | COOPER UNIVERSITY HOSPITAL |  |  |  |  | David Frye
|  | CAREFUSION | CAREFUSION ALARIS PUMP 8100 |  |  | SPD |  |  |  | 06/30/2010 |  |  |  |  | NO | NO |  |  |  |  | CAREFUSION 10356736 13102524 |  |  | Disposition |  | 99:99:99:99:99:99 |  | High Risk | 1Y:00-MFG | 03/09/2018 | 04/01/2020 | COOPER UNIVERSITY HOSPITAL |  |  | APRIL |  | David Frye
|  | CAREFUSION | CAREFUSION ALARIS PUMP 8100 |  |  | SPD |  |  |  | 06/30/2010 |  |  |  |  | NO | NO |  |  |  |  | CAREFUSION 10356735 13109681 |  |  | Disposition |  | 99:99:99:99:99:99 |  | High Risk | 1Y:00-MFG | 04/02/2018 | 04/01/2020 | COOPER UNIVERSITY HOSPITAL |  |  | APRIL |  | David Frye
|  | CAREFUSION | CAREFUSION ALARIS PUMP 8100 |  |  | SPD |  |  |  | 06/30/2010 |  |  |  |  | NO | NO |  |  |  |  | CAREFUSION 10356730 13111733 |  |  | Disposition |  | 99:99:99:99:99:99 |  | High Risk | 1Y:00-MFG | 04/05/2018 | 05/01/2020 | COOPER UNIVERSITY HOSPITAL |  |  |  |  | David Frye
|  | CAREFUSION | CAREFUSION ALARIS PUMP 8100 |  |  | SPD |  |  |  | 10/12/2012 |  |  |  |  | NO | NO |  |  |  |  | CAREFUSION 10356725 12331850 |  |  | Disposition |  | 99:99:99:99:99:99 |  | High Risk | 1Y:00-MFG | 06/14/2018 | 03/01/2020 | COOPER UNIVERSITY HOSPITAL |  |  |  |  | David Frye
|  | CAREFUSION | CAREFUSION ALARIS PUMP 8100 |  |  | SPD |  |  |  | 06/30/2010 |  |  |  |  | NO | NO |  |  |  |  | CAREFUSION 10356720 13102470 |  |  | Disposition |  | 99:99:99:99:99:99 |  | High Risk | 1Y:00-MFG | 05/01/2018 | 04/01/2020 | COOPER UNIVERSITY HOSPITAL |  |  | APRIL |  | David Frye
|  | CAREFUSION | CAREFUSION ALARIS PUMP 8100 |  |  | SPD |  |  |  | 06/30/2010 |  |  |  |  | NO | NO |  |  |  |  | CAREFUSION 10356721 13101106 |  |  | Disposition |  | 99:99:99:99:99:99 |  | High Risk | 1Y:00-MFG | 03/15/2018 | 04/01/2020 | COOPER UNIVERSITY HOSPITAL |  |  | APRIL |  | David Frye
|  | CAREFUSION | CAREFUSION ALARIS PUMP 8100 |  |  | SPD |  |  |  | 06/30/2010 |  |  |  |  | NO | NO |  |  |  |  | CAREFUSION 10356719 13111485 |  |  | Disposition |  | 99:99:99:99:99:99 |  | High Risk | 1Y:00-MFG | 04/06/2018 | 05/01/2020 | COOPER UNIVERSITY HOSPITAL |  |  |  |  | David Frye
|  | CAREFUSION | CAREFUSION ALARIS PUMP 8100 |  |  | SPD |  |  |  | 06/30/2010 |  |  |  |  | NO | NO |  |  |  |  | CAREFUSION 10356714 13111337 |  |  | Disposition |  | 99:99:99:99:99:99 |  | High Risk | 1Y:00-MFG | 04/06/2018 | 05/01/2020 | COOPER UNIVERSITY HOSPITAL |  |  |  |  | David Frye
|  | CAREFUSION | CAREFUSION ALARIS PUMP 8100 |  |  | SPD |  |  |  | 06/30/2010 |  |  |  |  | NO | NO |  |  |  |  | CAREFUSION 10356704 13111833 |  |  | Disposition |  | 99:99:99:99:99:99 |  | High Risk | 1Y:00-MFG | 05/11/2018 | 06/01/2020 | COOPER UNIVERSITY HOSPITAL |  |  |  |  | David Frye
|  | CAREFUSION | CAREFUSION ALARIS PUMP 8100 |  |  | SPD |  |  |  | 06/30/2010 |  |  |  |  | NO | NO |  |  |  |  | CAREFUSION 10356707 13111673 |  |  | Disposition |  | 99:99:99:99:99:99 |  | High Risk | 1Y:00-MFG | 08/31/2018 | 05/01/2020 | COOPER UNIVERSITY HOSPITAL |  |  |  |  | David Frye
|  | CAREFUSION | CAREFUSION ALARIS PUMP 8100 |  |  | SPD |  |  |  | 06/30/2010 |  |  |  |  | NO | NO |  |  |  |  | CAREFUSION 10356700 13110941 |  |  | Disposition |  | 99:99:99:99:99:99 |  | High Risk | 1Y:00-MFG | 04/06/2018 | 05/01/2020 | COOPER UNIVERSITY HOSPITAL |  |  |  |  | David Frye
|  | CAREFUSION | CAREFUSION ALARIS PUMP 8100 |  |  | SPD |  |  |  | 06/30/2010 |  |  |  |  | NO | NO |  |  |  |  | CAREFUSION 10356685 13111936 |  |  | Disposition |  | 99:99:99:99:99:99 |  | High Risk | 1Y:00-MFG | 05/15/2018 | 06/01/2020 | COOPER UNIVERSITY HOSPITAL |  |  |  |  | David Frye
|  | CAREFUSION | CAREFUSION ALARIS PUMP 8100 |  |  | SPD |  |  |  | 06/30/2010 |  |  |  |  | NO | NO |  |  |  |  | CAREFUSION 10356662 13111745 |  |  | Disposition |  | 99:99:99:99:99:99 |  | High Risk | 1Y:00-MFG | 04/24/2018 | 05/01/2020 | COOPER UNIVERSITY HOSPITAL |  |  |  |  | David Frye
|  | CAREFUSION | CAREFUSION ALARIS PUMP 8100 |  |  | SPD |  |  |  | 06/30/2010 |  |  |  |  | NO | NO |  |  |  |  | CAREFUSION 10356659 13111881 |  |  | Disposition |  | 99:99:99:99:99:99 |  | High Risk | 1Y:00-MFG | 05/02/2018 | 06/01/2020 | COOPER UNIVERSITY HOSPITAL |  |  |  |  | David Frye
|  | CAREFUSION | CAREFUSION ALARIS PUMP 8100 |  |  | SPD |  |  |  | 06/30/2010 |  |  |  |  | NO | NO |  |  |  |  | CAREFUSION 10356661 13112767 |  |  | Disposition |  | 99:99:99:99:99:99 |  | High Risk | 1Y:00-MFG | 05/11/2018 | 06/01/2020 | COOPER UNIVERSITY HOSPITAL |  |  |  |  | David Frye
|  | CAREFUSION | CAREFUSION ALARIS PUMP 8100 |  |  | SPD |  |  |  | 06/30/2010 |  |  |  |  | NO | NO |  |  |  |  | CAREFUSION 10356648 13111667 |  |  | Disposition |  | 99:99:99:99:99:99 |  | High Risk | 1Y:00-MFG | 05/18/2018 | 05/01/2020 | COOPER UNIVERSITY HOSPITAL |  |  |  |  | David Frye
|  | CAREFUSION | CAREFUSION ALARIS PUMP 8100 |  |  | SPD |  |  |  | 06/30/2010 |  |  |  |  | NO | NO |  |  |  |  | CAREFUSION 10356649 13111388 |  |  | Disposition |  | 99:99:99:99:99:99 |  | High Risk | 1Y:00-MFG | 04/06/2018 | 05/01/2020 | COOPER UNIVERSITY HOSPITAL |  |  |  |  | David Frye
|  | CAREFUSION | CAREFUSION ALARIS PUMP 8100 |  |  | SPD |  |  |  | 06/30/2010 |  |  |  |  | NO | NO |  |  |  |  | CAREFUSION 10356640 13111751 |  |  | Disposition |  | 99:99:99:99:99:99 |  | High Risk | 1Y:00-MFG | 04/06/2018 | 05/01/2020 | COOPER UNIVERSITY HOSPITAL |  |  |  |  | David Frye
|  | CAREFUSION | CAREFUSION ALARIS PUMP 8100 |  |  | SPD |  |  |  | 06/30/2010 |  |  |  |  | NO | NO |  |  |  |  | CAREFUSION 10356616 13101921 |  |  | Disposition |  | 99:99:99:99:99:99 |  | High Risk | 1Y:00-MFG | 03/02/2018 | 04/01/2020 | COOPER UNIVERSITY HOSPITAL |  |  | APRIL |  | David Frye
|  | CAREFUSION | CAREFUSION ALARIS PUMP 8100 |  |  | SPD |  |  |  | 06/30/2010 |  |  |  |  | NO | NO |  |  |  |  | CAREFUSION 10356632 13102318 |  |  | Disposition |  | 99:99:99:99:99:99 |  | High Risk | 1Y:00-MFG | 04/24/2018 | 04/01/2020 | COOPER UNIVERSITY HOSPITAL |  |  | APRIL |  | David Frye
|  | CAREFUSION | CAREFUSION ALARIS PUMP 8100 |  |  | SPD |  |  |  | 06/30/2010 |  |  |  |  | NO | NO |  |  |  |  | CAREFUSION 10356633 13111534 |  |  | Disposition |  | 99:99:99:99:99:99 |  | High Risk | 1Y:00-MFG | 04/25/2018 | 05/01/2020 | COOPER UNIVERSITY HOSPITAL |  |  |  |  | David Frye
|  | CAREFUSION | CAREFUSION ALARIS PUMP 8100 |  |  | SPD |  |  |  | 06/30/2010 |  |  |  |  | NO | NO |  |  |  |  | CAREFUSION 10356624 13112406 |  |  | Disposition |  | 99:99:99:99:99:99 |  | High Risk | 1Y:00-MFG | 05/08/2018 | 06/01/2020 | COOPER UNIVERSITY HOSPITAL |  |  |  |  | David Frye
|  | CAREFUSION | CAREFUSION ALARIS PUMP 8100 |  |  | SPD |  |  |  | 06/30/2010 |  |  |  |  | NO | NO |  |  |  |  | CAREFUSION 10356626 13111975 |  |  | Disposition |  | 99:99:99:99:99:99 |  | High Risk | 1Y:00-MFG | 05/15/2018 | 06/01/2020 | COOPER UNIVERSITY HOSPITAL |  |  |  |  | David Frye
|  | CAREFUSION | CAREFUSION ALARIS PUMP 8100 |  |  | SPD |  |  |  | 06/30/2010 |  |  |  |  | NO | NO |  |  |  |  | CAREFUSION 10356620 13111456 |  |  | Disposition |  | 99:99:99:99:99:99 |  | High Risk | 1Y:00-MFG | 08/31/2018 | 05/01/2020 | COOPER UNIVERSITY HOSPITAL |  |  |  |  | David Frye
|  | CAREFUSION | CAREFUSION ALARIS PUMP 8100 |  |  | SPD |  |  |  | 06/30/2010 |  |  |  |  | NO | NO |  |  |  |  | CAREFUSION 10356619 13111219 |  |  | Disposition |  | 99:99:99:99:99:99 |  | High Risk | 1Y:00-MFG | 04/05/2018 | 05/01/2020 | COOPER UNIVERSITY HOSPITAL |  |  |  |  | David Frye
|  | CAREFUSION | CAREFUSION ALARIS PUMP 8100 |  |  | SPD |  |  |  | 06/30/2010 |  |  |  |  | NO | NO |  |  |  |  | CAREFUSION 10356617 13112423 |  |  | Disposition |  | 99:99:99:99:99:99 |  | High Risk | 1Y:00-MFG | 05/16/2018 | 06/01/2020 | COOPER UNIVERSITY HOSPITAL |  |  |  |  | David Frye
|  | CAREFUSION | CAREFUSION ALARIS PUMP 8100 |  |  | SPD |  |  |  | 06/30/2010 |  |  |  |  | NO | NO |  |  |  |  | CAREFUSION 10356612 13110454 |  |  | Disposition |  | 99:99:99:99:99:99 |  | High Risk | 1Y:00-MFG | 03/02/2018 | 04/01/2020 | COOPER UNIVERSITY HOSPITAL |  |  | APRIL |  | David Frye
|  | CAREFUSION | CAREFUSION ALARIS PUMP 8100 |  |  | SPD |  |  |  | 06/30/2010 |  |  |  |  | NO | NO |  |  |  |  | CAREFUSION 10356611 13112762 |  |  | Disposition |  | 99:99:99:99:99:99 |  | High Risk | 1Y:00-MFG | 05/30/2018 | 06/01/2020 | COOPER UNIVERSITY HOSPITAL |  |  |  |  | David Frye
|  | CAREFUSION | CAREFUSION ALARIS PUMP 8100 |  |  | SPD |  |  |  | 06/30/2010 |  |  |  |  | NO | NO |  |  |  |  | CAREFUSION 10356609 13111143 |  |  | Disposition |  | 99:99:99:99:99:99 |  | High Risk | 1Y:00-MFG | 05/14/2018 | 05/01/2020 | COOPER UNIVERSITY HOSPITAL |  |  |  |  | David Frye
|  | CAREFUSION | CAREFUSION ALARIS PUMP 8100 |  |  | SPD |  |  |  | 06/30/2010 |  |  |  |  | NO | NO |  |  |  |  | CAREFUSION 10356608 13111290 |  |  | Disposition |  | 99:99:99:99:99:99 |  | High Risk | 1Y:00-MFG | 04/06/2018 | 05/01/2020 | COOPER UNIVERSITY HOSPITAL |  |  |  |  | David Frye
|  | CAREFUSION | CAREFUSION ALARIS PUMP 8100 |  |  | SPD |  |  |  | 11/17/2004 |  |  |  |  | NO | NO |  |  |  |  | CAREFUSION 10356600 4126363 |  |  | Disposition |  | 99:99:99:99:99:99 |  | High Risk | 1Y:00-MFG | 02/23/2018 | 03/01/2020 | COOPER UNIVERSITY HOSPITAL |  |  |  |  | David Frye
|  | CAREFUSION | CAREFUSION ALARIS PUMP 8100 |  |  | SPD |  |  |  | 06/30/2010 |  |  |  |  | NO | NO |  |  |  |  | CAREFUSION 10356591 13110917 |  |  | Disposition |  | 99:99:99:99:99:99 |  | High Risk | 1Y:00-MFG | 04/24/2018 | 04/01/2020 | COOPER UNIVERSITY HOSPITAL |  |  | APRIL |  | David Frye
|  | CAREFUSION | CAREFUSION ALARIS PUMP 8100 |  |  | SPD |  |  |  | 06/30/2010 |  |  |  |  | NO | NO |  |  |  |  | CAREFUSION 10356578 13111331 |  |  | Disposition |  | 99:99:99:99:99:99 |  | High Risk | 1Y:00-MFG | 04/05/2018 | 05/01/2020 | COOPER UNIVERSITY HOSPITAL |  |  |  |  | David Frye
|  | CAREFUSION | CAREFUSION ALARIS PUMP 8100 |  |  | SPD |  |  |  | 06/30/2010 |  |  |  |  | NO | NO |  |  |  |  | CAREFUSION 10356565 13102235 |  |  | Disposition |  | 99:99:99:99:99:99 |  | High Risk | 1Y:00-MFG | 03/15/2018 | 04/01/2020 | COOPER UNIVERSITY HOSPITAL |  |  | APRIL |  | David Frye
|  | CAREFUSION | CAREFUSION ALARIS PUMP 8100 |  |  | SPD |  |  |  | 06/30/2010 |  |  |  |  | NO | NO |  |  |  |  | CAREFUSION 10356563 13111344 |  |  | Disposition |  | 99:99:99:99:99:99 |  | High Risk | 1Y:00-MFG | 06/28/2018 | 05/01/2020 | COOPER UNIVERSITY HOSPITAL |  |  |  |  | David Frye
|  | CAREFUSION | CAREFUSION ALARIS PUMP 8100 |  |  | SPD |  |  |  | 10/12/2012 |  |  |  |  | NO | NO |  |  |  |  | CAREFUSION 10356562 12332741 |  |  | Disposition |  | 99:99:99:99:99:99 |  | High Risk | 1Y:00-MFG | 03/27/2018 | 03/01/2020 | COOPER UNIVERSITY HOSPITAL |  |  |  |  | David Frye
|  | CAREFUSION | CAREFUSION ALARIS PUMP 8100 |  |  | SPD |  |  |  | 06/30/2010 |  |  |  |  | NO | NO |  |  |  |  | CAREFUSION 10356560 13111307 |  |  | Disposition |  | 99:99:99:99:99:99 |  | High Risk | 1Y:00-MFG | 04/05/2018 | 05/01/2020 | COOPER UNIVERSITY HOSPITAL |  |  |  |  | David Frye
|  | CAREFUSION | CAREFUSION ALARIS PUMP 8100 |  |  | SPD |  |  |  | 06/30/2010 |  |  |  |  | NO | NO |  |  |  |  | CAREFUSION 10356557 13110836 |  |  | Disposition |  | 99:99:99:99:99:99 |  | High Risk | 1Y:00-MFG | 03/07/2018 | 04/01/2020 | COOPER UNIVERSITY HOSPITAL |  |  |  |  | David Frye
|  | CAREFUSION | CAREFUSION ALARIS PUMP 8100 |  |  | SPD |  |  |  | 06/30/2010 |  |  |  |  | NO | NO |  |  |  |  | CAREFUSION 10356551 13112417 |  |  | Disposition |  | 99:99:99:99:99:99 |  | High Risk | 1Y:00-MFG | 05/15/2018 | 06/01/2020 | COOPER UNIVERSITY HOSPITAL |  |  |  |  | David Frye
|  | CAREFUSION | CAREFUSION ALARIS PUMP 8100 |  |  | SPD |  |  |  | 03/09/2016 |  |  |  |  | NO | NO |  |  |  |  | CAREFUSION 10356546 13101071 |  |  | Disposition |  | 99:99:99:99:99:99 |  | High Risk | 1Y:00-MFG | 05/21/2018 | 06/01/2020 | COOPER UNIVERSITY HOSPITAL |  |  |  |  | David Frye
|  | CAREFUSION | CAREFUSION ALARIS PUMP 8100 |  |  | SPD |  |  |  | 11/05/2015 |  |  |  |  | NO | NO |  |  |  |  | CAREFUSION 10356543 13372207 |  |  | Disposition |  | 99:99:99:99:99:99 |  | High Risk | 1Y:00-MFG | 04/02/2018 | 04/01/2020 | COOPER UNIVERSITY HOSPITAL |  |  |  |  | David Frye
|  | CAREFUSION | CAREFUSION ALARIS PUMP 8100 |  |  | SPD |  |  |  | 06/30/2010 |  |  |  |  | NO | NO |  |  |  |  | CAREFUSION 10356537 13110969 |  |  | Disposition |  | 99:99:99:99:99:99 |  | High Risk | 1Y:00-MFG | 04/24/2018 | 05/01/2020 | COOPER UNIVERSITY HOSPITAL |  |  |  |  | David Frye
|  | CAREFUSION | CAREFUSION ALARIS PUMP 8100 |  |  | SPD |  |  |  | 06/30/2010 |  |  |  |  | NO | NO |  |  |  |  | CAREFUSION 10356535 13111963 |  |  | Disposition |  | 99:99:99:99:99:99 |  | High Risk | 1Y:00-MFG | 05/15/2018 | 06/01/2020 | COOPER UNIVERSITY HOSPITAL |  |  |  |  | David Frye
|  | CAREFUSION | CAREFUSION ALARIS PUMP 8100 |  |  | SPD |  |  |  | 06/30/2010 |  |  |  |  | NO | NO |  |  |  |  | CAREFUSION 10356525 13110947 |  |  | Disposition |  | 99:99:99:99:99:99 |  | High Risk | 1Y:00-MFG | 04/03/2018 | 05/01/2020 | COOPER UNIVERSITY HOSPITAL |  |  |  |  | David Frye
|  | CAREFUSION | CAREFUSION ALARIS PUMP 8100 |  |  | SPD |  |  |  | 06/30/2010 |  |  |  |  | NO | NO |  |  |  |  | CAREFUSION 10356523 13111119 |  |  | Disposition |  | 99:99:99:99:99:99 |  | High Risk | 1Y:00-MFG | 02/20/2018 | 03/01/2020 | COOPER UNIVERSITY HOSPITAL |  |  |  |  | David Frye
|  | CAREFUSION | CAREFUSION ALARIS PUMP 8100 |  |  | SPD |  |  |  | 10/12/2012 |  |  |  |  | NO | NO |  |  |  |  | CAREFUSION 10356515 12331989 |  |  | Disposition |  | 99:99:99:99:99:99 |  | High Risk | 1Y:00-MFG | 04/16/2018 | 04/01/2020 | COOPER UNIVERSITY HOSPITAL |  |  | APRIL |  | David Frye
|  | CAREFUSION | CAREFUSION ALARIS PUMP 8100 |  |  | SPD |  |  |  | 06/30/2010 |  |  |  |  | NO | NO |  |  |  |  | CAREFUSION 10356506 13111655 |  |  | Disposition |  | 99:99:99:99:99:99 |  | High Risk | 1Y:00-MFG | 04/25/2018 | 05/01/2020 | COOPER UNIVERSITY HOSPITAL |  |  |  |  | David Frye
|  | CAREFUSION | CAREFUSION ALARIS PUMP 8100 |  |  | SPD |  |  |  | 06/30/2010 |  |  |  |  | NO | NO |  |  |  |  | CAREFUSION 10356295 13110945 |  |  | Disposition |  | 99:99:99:99:99:99 |  | High Risk | 1Y:00-MFG | 03/15/2018 | 03/01/2020 | COOPER UNIVERSITY HOSPITAL |  |  |  |  | David Frye
|  | CAREFUSION | CAREFUSION ALARIS PUMP 8100 |  |  | SPD |  |  |  | 06/30/2010 |  |  |  |  | NO | NO |  |  |  |  | CAREFUSION 10356297 13101878 |  |  | Disposition |  | 99:99:99:99:99:99 |  | High Risk | 1Y:00-MFG | 02/23/2018 | 03/01/2020 | COOPER UNIVERSITY HOSPITAL |  |  |  |  | David Frye
|  | CAREFUSION | CAREFUSION ALARIS PUMP 8100 |  |  | SPD |  |  |  | 10/12/2012 |  |  |  |  | NO | NO |  |  |  |  | CAREFUSION 10356288 12331647 |  |  | Disposition |  | 99:99:99:99:99:99 |  | High Risk | 1Y:00-MFG | 05/15/2018 | 03/01/2020 | COOPER UNIVERSITY HOSPITAL |  |  |  |  | David Frye
|  | CAREFUSION | CAREFUSION ALARIS PUMP 8100 |  |  | SPD |  |  |  | 06/30/2010 |  |  |  |  | NO | NO |  |  |  |  | CAREFUSION 10356269 13101965 |  |  | Disposition |  | 99:99:99:99:99:99 |  | High Risk | 1Y:00-MFG | 03/15/2018 | 04/01/2020 | COOPER UNIVERSITY HOSPITAL |  |  | APRIL |  | David Frye
|  | CAREFUSION | CAREFUSION ALARIS PUMP 8100 |  |  | SPD |  |  |  | 06/30/2010 |  |  |  |  | NO | NO |  |  |  |  | CAREFUSION 10356263 13102137 |  |  | Disposition |  | 99:99:99:99:99:99 |  | High Risk | 1Y:00-MFG | 03/15/2018 | 04/01/2020 | COOPER UNIVERSITY HOSPITAL |  |  | APRIL |  | David Frye
|  | CAREFUSION | CAREFUSION ALARIS PUMP 8100 |  |  | SPD |  |  |  | 06/30/2010 |  |  |  |  | NO | NO |  |  |  |  | CAREFUSION 10356259 13112971 |  |  | Disposition |  | 99:99:99:99:99:99 |  | High Risk | 1Y:00-MFG | 05/30/2018 | 06/01/2020 | COOPER UNIVERSITY HOSPITAL |  |  |  |  | David Frye
|  | CAREFUSION | CAREFUSION ALARIS PUMP 8100 |  |  | SPD |  |  |  | 10/12/2012 |  |  |  |  | NO | NO |  |  |  |  | CAREFUSION 10356256 12331849 |  |  | Disposition |  | 99:99:99:99:99:99 |  | High Risk | 1Y:00-MFG | 02/14/2018 | 03/01/2020 | COOPER UNIVERSITY HOSPITAL |  |  |  |  | David Frye
|  | CAREFUSION | CAREFUSION ALARIS PUMP 8100 |  |  | SPD |  |  |  | 06/30/2010 |  |  |  |  | NO | NO |  |  |  |  | CAREFUSION 10356253 13111065 |  |  | Disposition |  | 99:99:99:99:99:99 |  | High Risk | 1Y:00-MFG | 05/08/2018 | 05/01/2020 | COOPER UNIVERSITY HOSPITAL |  |  |  |  | David Frye
|  | CAREFUSION | CAREFUSION ALARIS PUMP 8100 |  |  | SPD |  |  |  | 06/30/2010 |  |  |  |  | NO | NO |  |  |  |  | CAREFUSION 10356147 13111145 |  |  | Disposition |  | 99:99:99:99:99:99 |  | High Risk | 1Y:00-MFG | 05/07/2018 | 05/01/2020 | COOPER UNIVERSITY HOSPITAL |  |  |  |  | David Frye
|  | CAREFUSION | CAREFUSION ALARIS PUMP 8100 |  |  | SPD |  |  |  | 06/30/2010 |  |  |  |  | NO | NO |  |  |  |  | CAREFUSION 10356145 13111691 |  |  | Disposition |  | 99:99:99:99:99:99 |  | High Risk | 1Y:00-MFG | 04/06/2018 | 05/01/2020 | COOPER UNIVERSITY HOSPITAL |  |  |  |  | David Frye
|  | CAREFUSION | CAREFUSION ALARIS PUMP 8100 |  |  | SPD |  |  |  | 06/30/2010 |  |  |  |  | NO | NO |  |  |  |  | CAREFUSION 10356146 13100591 |  |  | Disposition |  | 99:99:99:99:99:99 |  | High Risk | 1Y:00-MFG | 03/27/2018 | 03/01/2020 | COOPER UNIVERSITY HOSPITAL |  |  |  |  | David Frye
|  | CAREFUSION | CAREFUSION ALARIS PUMP 8100 |  |  | SPD |  |  |  | 06/30/2010 |  |  |  |  | NO | NO |  |  |  |  | CAREFUSION 10356142 13102087 |  |  | Disposition |  | 99:99:99:99:99:99 |  | High Risk | 1Y:00-MFG | 03/02/2018 | 04/01/2020 | COOPER UNIVERSITY HOSPITAL |  |  | APRIL |  | David Frye
|  | CAREFUSION | CAREFUSION ALARIS PUMP 8100 |  |  | SPD |  |  |  | 06/30/2010 |  |  |  |  | NO | NO |  |  |  |  | CAREFUSION 10356081 13111136 |  |  | Disposition |  | 99:99:99:99:99:99 |  | High Risk | 1Y:00-MFG | 04/03/2018 | 05/01/2020 | COOPER UNIVERSITY HOSPITAL |  |  |  |  | David Frye
|  | CAREFUSION | CAREFUSION ALARIS PUMP 8100 |  |  | SPD |  |  |  | 06/30/2010 |  |  |  |  | NO | NO |  |  |  |  | CAREFUSION 10356078 13111727 |  |  | Disposition |  | 99:99:99:99:99:99 |  | High Risk | 1Y:00-MFG | 08/31/2018 | 05/01/2020 | COOPER UNIVERSITY HOSPITAL |  |  |  |  | David Frye
|  | CAREFUSION | CAREFUSION ALARIS PUMP 8100 |  |  | SPD |  |  |  | 06/30/2010 |  |  |  |  | NO | NO |  |  |  |  | CAREFUSION 10356079 13112826 |  |  | Disposition |  | 99:99:99:99:99:99 |  | High Risk | 1Y:00-MFG | 05/08/2018 | 06/01/2020 | COOPER UNIVERSITY HOSPITAL |  |  |  |  | David Frye
|  | CAREFUSION | CAREFUSION ALARIS PUMP 8100 |  |  | SPD |  |  |  | 10/12/2012 |  |  |  |  | NO | NO |  |  |  |  | CAREFUSION 10356077 12331956 |  |  | Disposition |  | 99:99:99:99:99:99 |  | High Risk | 1Y:00-MFG | 03/01/2018 | 03/01/2020 | COOPER UNIVERSITY HOSPITAL |  |  |  |  | David Frye
|  | CAREFUSION | CAREFUSION ALARIS PUMP 8100 |  |  | SPD |  |  |  | 06/30/2010 |  |  |  |  | NO | NO |  |  |  |  | CAREFUSION 10356074 13111869 |  |  | Disposition |  | 99:99:99:99:99:99 |  | High Risk | 1Y:00-MFG | 05/15/2018 | 06/01/2020 | COOPER UNIVERSITY HOSPITAL |  |  |  |  | David Frye
|  | CAREFUSION | CAREFUSION ALARIS PUMP 8100 |  |  | SPD |  |  |  | 06/30/2010 |  |  |  |  | NO | NO |  |  |  |  | CAREFUSION 10356075 13111724 |  |  | Disposition |  | 99:99:99:99:99:99 |  | High Risk | 1Y:00-MFG | 04/05/2018 | 05/01/2020 | COOPER UNIVERSITY HOSPITAL |  |  |  |  | David Frye
|  | CAREFUSION | CAREFUSION ALARIS PUMP 8100 |  |  | SPD |  |  |  | 06/30/2010 |  |  |  |  | NO | NO |  |  |  |  | CAREFUSION 10356069 13112791 |  |  | Disposition |  | 99:99:99:99:99:99 |  | High Risk | 1Y:00-MFG | 05/15/2018 | 06/01/2020 | COOPER UNIVERSITY HOSPITAL |  |  |  |  | David Frye
|  | CAREFUSION | CAREFUSION ALARIS PUMP 8100 |  |  | SPD |  |  |  | 06/30/2010 |  |  |  |  | NO | NO |  |  |  |  | CAREFUSION 10356071 13111123 |  |  | Disposition |  | 99:99:99:99:99:99 |  | High Risk | 1Y:00-MFG | 04/25/2018 | 05/01/2020 | COOPER UNIVERSITY HOSPITAL |  |  |  |  | David Frye
|  | CAREFUSION | CAREFUSION ALARIS PUMP 8100 |  |  | SPD |  |  |  | 06/30/2010 |  |  |  |  | NO | NO |  |  |  |  | CAREFUSION 10356068 13111730 |  |  | Disposition |  | 99:99:99:99:99:99 |  | High Risk | 1Y:00-MFG | 04/06/2018 | 05/01/2020 | COOPER UNIVERSITY HOSPITAL |  |  |  |  | David Frye
|  | CAREFUSION | CAREFUSION ALARIS PUMP 8100 |  |  | SPD |  |  |  | 06/30/2010 |  |  |  |  | NO | NO |  |  |  |  | CAREFUSION 10356064 13111408 |  |  | Disposition |  | 99:99:99:99:99:99 |  | High Risk | 1Y:00-MFG | 04/05/2018 | 05/01/2020 | COOPER UNIVERSITY HOSPITAL |  |  |  |  | David Frye
|  | CAREFUSION | CAREFUSION ALARIS PUMP 8100 |  |  | SPD |  |  |  | 06/30/2010 |  |  |  |  | NO | NO |  |  |  |  | CAREFUSION 10356053 13111679 |  |  | Disposition |  | 99:99:99:99:99:99 |  | High Risk | 1Y:00-MFG | 04/17/2018 | 05/01/2020 | COOPER UNIVERSITY HOSPITAL |  |  |  |  | David Frye
|  | CAREFUSION | CAREFUSION ALARIS PUMP 8100 |  |  | SPD |  |  |  | 06/30/2010 |  |  |  |  | NO | NO |  |  |  |  | CAREFUSION 10356054 13102145 |  |  | Disposition |  | 99:99:99:99:99:99 |  | High Risk | 1Y:00-MFG | 04/24/2018 | 04/01/2020 | COOPER UNIVERSITY HOSPITAL |  |  | APRIL |  | David Frye
|  | CAREFUSION | CAREFUSION ALARIS PUMP 8100 |  |  | SPD |  |  |  | 06/30/2010 |  |  |  |  | NO | NO |  |  |  |  | CAREFUSION 10356052 13112270 |  |  | Disposition |  | 99:99:99:99:99:99 |  | High Risk | 1Y:00-MFG | 05/15/2018 | 06/01/2020 | COOPER UNIVERSITY HOSPITAL |  |  |  |  | David Frye
|  | CAREFUSION | CAREFUSION ALARIS PUMP 8100 |  |  | SPD |  |  |  | 06/30/2010 |  |  |  |  | NO | NO |  |  |  |  | CAREFUSION 10356048 13111754 |  |  | Disposition |  | 99:99:99:99:99:99 |  | High Risk | 1Y:00-MFG | 04/06/2018 | 05/01/2020 | COOPER UNIVERSITY HOSPITAL |  |  |  |  | David Frye
|  | CAREFUSION | CAREFUSION ALARIS PUMP 8100 |  |  | SPD |  |  |  | 12/17/2009 |  |  |  |  | NO | NO |  |  |  |  | CAREFUSION 10356039 13022867 |  |  | Disposition |  | 99:99:99:99:99:99 |  | High Risk | 1Y:00-MFG | 02/23/2018 | 03/01/2020 | COOPER UNIVERSITY HOSPITAL |  |  |  |  | David Frye
|  | CAREFUSION | CAREFUSION ALARIS PUMP 8100 |  |  | SPD |  |  |  | 06/30/2010 |  |  |  |  | NO | NO |  |  |  |  | CAREFUSION 10356034 13110372 |  |  | Disposition |  | 99:99:99:99:99:99 |  | High Risk | 1Y:00-MFG | 03/07/2018 | 04/01/2020 | COOPER UNIVERSITY HOSPITAL |  |  | APRIL |  | David Frye
|  | CAREFUSION | CAREFUSION ALARIS PUMP 8100 |  |  | SPD |  |  |  | 06/30/2010 |  |  |  |  | NO | NO |  |  |  |  | CAREFUSION 10356037 13111757 |  |  | Disposition |  | 99:99:99:99:99:99 |  | High Risk | 1Y:00-MFG | 05/07/2018 | 05/01/2020 | COOPER UNIVERSITY HOSPITAL |  |  |  |  | David Frye
|  | CAREFUSION | CAREFUSION ALARIS PUMP 8100 |  |  | SPD |  |  |  | 06/30/2010 |  |  |  |  | NO | NO |  |  |  |  | CAREFUSION 10356030 13111396 |  |  | Disposition |  | 99:99:99:99:99:99 |  | High Risk | 1Y:00-MFG | 04/05/2018 | 05/01/2020 | COOPER UNIVERSITY HOSPITAL |  |  |  |  | David Frye
|  | CAREFUSION | CAREFUSION ALARIS PUMP 8100 |  |  | SPD |  |  |  | 06/30/2010 |  |  |  |  | NO | NO |  |  |  |  | CAREFUSION 10356021 13101097 |  |  | Disposition |  | 99:99:99:99:99:99 |  | High Risk | 1Y:00-MFG | 04/02/2018 | 04/01/2020 | COOPER UNIVERSITY HOSPITAL |  |  | APRIL |  | David Frye
|  | CAREFUSION | CAREFUSION ALARIS PUMP 8100 |  |  | SPD |  |  |  | 03/10/2011 |  |  |  |  | NO | NO |  |  |  |  | CAREFUSION 10356018 13371799 |  |  | Disposition |  | 99:99:99:99:99:99 |  | High Risk | 1Y:00-MFG | 05/03/2018 | 06/01/2020 | COOPER UNIVERSITY HOSPITAL |  |  | RM 1058 |  | David Frye
|  | CAREFUSION | CAREFUSION ALARIS PUMP 8100 |  |  | SPD |  |  |  | 06/30/2010 |  |  |  |  | NO | NO |  |  |  |  | CAREFUSION 10356019 13112011 |  |  | Disposition |  | 99:99:99:99:99:99 |  | High Risk | 1Y:00-MFG | 05/15/2018 | 06/01/2020 | COOPER UNIVERSITY HOSPITAL |  |  |  |  | David Frye
|  | CAREFUSION | CAREFUSION ALARIS PUMP 8100 |  |  | SPD |  |  |  | 06/30/2010 |  |  |  |  | NO | NO |  |  |  |  | CAREFUSION 10356026 13111742 |  |  | Disposition |  | 99:99:99:99:99:99 |  | High Risk | 1Y:00-MFG | 04/06/2018 | 05/01/2020 | COOPER UNIVERSITY HOSPITAL |  |  |  |  | David Frye
|  | CAREFUSION | CAREFUSION ALARIS PUMP 8100 |  |  | SPD |  |  |  | 10/12/2012 |  |  |  |  | NO | NO |  |  |  |  | CAREFUSION 10356016 12331981 |  |  | Disposition |  | 99:99:99:99:99:99 |  | High Risk | 1Y:00-MFG | 02/20/2018 | 03/01/2020 | COOPER UNIVERSITY HOSPITAL |  |  |  |  | David Frye
|  | CAREFUSION | CAREFUSION ALARIS PUMP 8100 |  |  | SPD |  |  |  | 03/10/2011 |  |  |  |  | NO | NO |  |  |  |  | CAREFUSION 10356013 13371343 |  |  | Disposition |  | 99:99:99:99:99:99 |  | High Risk | 1Y:00-MFG | 05/17/2018 | 06/01/2020 | COOPER UNIVERSITY HOSPITAL |  |  |  |  | David Frye
|  | CAREFUSION | CAREFUSION ALARIS PUMP 8100 |  |  | SPD |  |  |  | 06/30/2010 |  |  |  |  | NO | NO |  |  |  |  | CAREFUSION 10356010 13110838 |  |  | Disposition |  | 99:99:99:99:99:99 |  | High Risk | 1Y:00-MFG | 03/15/2018 | 04/01/2020 | COOPER UNIVERSITY HOSPITAL |  |  | APRIL |  | David Frye
|  | CAREFUSION | CAREFUSION ALARIS PUMP 8100 |  |  | SPD |  |  |  | 06/30/2010 |  |  |  |  | NO | NO |  |  |  |  | CAREFUSION 10356011 13110571 |  |  | Disposition |  | 99:99:99:99:99:99 |  | High Risk | 1Y:00-MFG | 04/02/2018 | 04/01/2020 | COOPER UNIVERSITY HOSPITAL |  |  | APRIL |  | David Frye
|  | CAREFUSION | CAREFUSION ALARIS PUMP 8100 |  |  | SPD |  |  |  | 06/30/2010 |  |  |  |  | NO | NO |  |  |  |  | CAREFUSION 10356006 13111971 |  |  | Disposition |  | 99:99:99:99:99:99 |  | High Risk | 1Y:00-MFG | 06/29/2018 | 06/01/2020 | COOPER UNIVERSITY HOSPITAL |  |  |  |  | David Frye
|  | CAREFUSION | CAREFUSION ALARIS PUMP 8100 |  |  | SPD |  |  |  | 06/30/2010 |  |  |  |  | NO | NO |  |  |  |  | CAREFUSION 10355962 13111204 |  |  | Disposition |  | 99:99:99:99:99:99 |  | High Risk | 1Y:00-MFG | 04/06/2018 | 05/01/2020 | COOPER UNIVERSITY HOSPITAL |  |  |  |  | David Frye
|  | CAREFUSION | CAREFUSION ALARIS PUMP 8100 |  |  | SPD |  |  |  | 03/09/2016 |  |  |  |  | NO | NO |  |  |  |  | CAREFUSION 10355963 13111064 |  |  | Disposition |  | 99:99:99:99:99:99 |  | High Risk | 1Y:00-MFG | 04/16/2018 | 05/01/2020 | COOPER UNIVERSITY HOSPITAL |  |  |  |  | David Frye
|  | CAREFUSION | CAREFUSION ALARIS PUMP 8100 |  |  | SPD |  |  |  | 06/30/2010 |  |  |  |  | NO | NO |  |  |  |  | CAREFUSION 10355964 13111117 |  |  | Disposition |  | 99:99:99:99:99:99 |  | High Risk | 1Y:00-MFG | 04/06/2018 | 05/01/2020 | COOPER UNIVERSITY HOSPITAL |  |  |  |  | David Frye
|  | CAREFUSION | CAREFUSION ALARIS PUMP 8100 |  |  | SPD |  |  |  | 06/30/2010 |  |  |  |  | NO | NO |  |  |  |  | CAREFUSION 10355954 13102867 |  |  | Disposition |  | 99:99:99:99:99:99 |  | High Risk | 1Y:00-MFG | 04/02/2018 | 04/01/2020 | COOPER UNIVERSITY HOSPITAL |  |  | APRIL |  | David Frye
|  | CAREFUSION | CAREFUSION ALARIS PUMP 8100 |  |  | SPD |  |  |  | 03/10/2011 |  |  |  |  | NO | NO |  |  |  |  | CAREFUSION 10355955 13371908 |  |  | Disposition |  | 99:99:99:99:99:99 |  | High Risk | 1Y:00-MFG | 05/30/2018 | 06/01/2020 | COOPER UNIVERSITY HOSPITAL |  |  |  |  | David Frye
|  | CAREFUSION | CAREFUSION ALARIS PUMP 8100 |  |  | SPD |  |  |  | 06/10/2015 |  |  |  |  | NO | NO |  |  |  |  | CAREFUSION 10355957 13111950 |  |  | Disposition |  | 99:99:99:99:99:99 |  | High Risk | 1Y:00-MFG | 05/15/2018 | 06/01/2020 | COOPER UNIVERSITY HOSPITAL |  |  |  |  | David Frye
|  | CAREFUSION | CAREFUSION ALARIS PUMP 8100 |  |  | SPD |  |  |  | 06/30/2010 |  |  |  |  | NO | NO |  |  |  |  | CAREFUSION 10355961 13102408 |  |  | Disposition |  | 99:99:99:99:99:99 |  | High Risk | 1Y:00-MFG | 04/02/2018 | 04/01/2020 | COOPER UNIVERSITY HOSPITAL |  |  | APRIL |  | David Frye
|  | CAREFUSION | CAREFUSION ALARIS PUMP 8100 |  |  | SPD |  |  |  | 06/30/2010 |  |  |  |  | NO | NO |  |  |  |  | CAREFUSION 10355948 13110849 |  |  | Disposition |  | 99:99:99:99:99:99 |  | High Risk | 1Y:00-MFG | 03/07/2018 | 04/01/2020 | COOPER UNIVERSITY HOSPITAL |  |  | APRIL |  | David Frye
|  | CAREFUSION | CAREFUSION ALARIS PUMP 8100 |  |  | SPD |  |  |  | 12/02/2015 |  |  |  |  | NO | NO |  |  |  |  | CAREFUSION 10355952 13112887 |  |  | Disposition |  | 99:99:99:99:99:99 |  | High Risk | 1Y:00-MFG | 03/02/2018 | 04/01/2020 | COOPER UNIVERSITY HOSPITAL |  |  |  |  | David Frye
|  | CAREFUSION | CAREFUSION ALARIS PUMP 8100 |  |  | SPD |  |  |  | 06/30/2010 |  |  |  |  | NO | NO |  |  |  |  | CAREFUSION 10355841 13102702 |  |  | Disposition |  | 99:99:99:99:99:99 |  | High Risk | 1Y:00-MFG | 04/01/2018 | 04/01/2020 | COOPER UNIVERSITY HOSPITAL |  |  |  |  | David Frye
|  | CAREFUSION | CAREFUSION ALARIS PUMP 8100 |  |  | SPD |  |  |  | 11/17/2004 |  |  |  |  | NO | NO |  |  |  |  | CAREFUSION 10355840 4135048 |  |  | Disposition |  | 99:99:99:99:99:99 |  | High Risk | 1Y:00-MFG | 03/02/2018 | 03/01/2020 | COOPER UNIVERSITY HOSPITAL |  |  |  |  | David Frye
|  | CAREFUSION | CAREFUSION ALARIS PUMP 8100 |  |  | SPD |  |  |  | 06/30/2010 |  |  |  |  | NO | NO |  |  |  |  | CAREFUSION 10355828 13102906 |  |  | Disposition |  | 99:99:99:99:99:99 |  | High Risk | 1Y:00-MFG | 03/07/2018 | 04/01/2020 | COOPER UNIVERSITY HOSPITAL |  |  |  |  | David Frye
|  | CAREFUSION | CAREFUSION ALARIS PUMP 8100 |  |  | SPD |  |  |  | 06/30/2010 |  |  |  |  | NO | NO |  |  |  |  | CAREFUSION 10355830 13112347 |  |  | Disposition |  | 99:99:99:99:99:99 |  | High Risk | 1Y:00-MFG | 05/11/2018 | 06/01/2020 | COOPER UNIVERSITY HOSPITAL |  |  |  |  | David Frye
|  | CAREFUSION | CAREFUSION ALARIS PUMP 8100 |  |  | SPD |  |  |  | 10/12/2012 |  |  |  |  | NO | NO |  |  |  |  | CAREFUSION 10355825 12331718 |  |  | Disposition |  | 99:99:99:99:99:99 |  | High Risk | 1Y:00-MFG | 03/27/2018 | 03/01/2020 | COOPER UNIVERSITY HOSPITAL |  |  |  |  | David Frye
|  | CAREFUSION | CAREFUSION ALARIS PUMP 8100 |  |  | SPD |  |  |  | 06/30/2010 |  |  |  |  | NO | NO |  |  |  |  | CAREFUSION 10355820 13111131 |  |  | Disposition |  | 99:99:99:99:99:99 |  | High Risk | 1Y:00-MFG | 05/01/2018 | 05/01/2020 | COOPER UNIVERSITY HOSPITAL |  |  |  |  | David Frye
|  | CAREFUSION | CAREFUSION ALARIS PUMP 8100 |  |  | SPD |  |  |  | 06/30/2010 |  |  |  |  | NO | NO |  |  |  |  | CAREFUSION 10355818 13112545 |  |  | Disposition |  | 99:99:99:99:99:99 |  | High Risk | 1Y:00-MFG | 05/15/2018 | 06/01/2020 | COOPER UNIVERSITY HOSPITAL |  |  |  |  | David Frye
|  | CAREFUSION | CAREFUSION ALARIS PUMP 8100 |  |  | SPD |  |  |  | 06/30/2010 |  |  |  |  | NO | NO |  |  |  |  | CAREFUSION 10355813 13111476 |  |  | Disposition |  | 99:99:99:99:99:99 |  | High Risk | 1Y:00-MFG | 04/16/2018 | 05/01/2020 | COOPER UNIVERSITY HOSPITAL |  |  |  |  | David Frye
|  | CAREFUSION | CAREFUSION ALARIS PUMP 8100 |  |  | SPD |  |  |  | 06/30/2010 |  |  |  |  | NO | NO |  |  |  |  | CAREFUSION 10355816 13111112 |  |  | Disposition |  | 99:99:99:99:99:99 |  | High Risk | 1Y:00-MFG | 05/21/2018 | 05/01/2020 | COOPER UNIVERSITY HOSPITAL |  |  |  |  | David Frye
|  | CAREFUSION | CAREFUSION ALARIS PUMP 8100 |  |  | SPD |  |  |  | 06/30/2010 |  |  |  |  | NO | NO |  |  |  |  | CAREFUSION 10355810 13112306 |  |  | Disposition |  | 99:99:99:99:99:99 |  | High Risk | 1Y:00-MFG | 05/30/2018 | 06/01/2020 | COOPER UNIVERSITY HOSPITAL |  |  |  |  | David Frye
|  | CAREFUSION | CAREFUSION ALARIS PUMP 8100 |  |  | SPD |  |  |  | 06/30/2010 |  |  |  |  | NO | NO |  |  |  |  | CAREFUSION 10355808 13110869 |  |  | Disposition |  | 99:99:99:99:99:99 |  | High Risk | 1Y:00-MFG | 04/02/2018 | 04/01/2020 | COOPER UNIVERSITY HOSPITAL |  |  |  |  | David Frye
|  | CAREFUSION | CAREFUSION ALARIS PUMP 8100 |  |  | SPD |  |  |  | 06/30/2010 |  |  |  |  | NO | NO |  |  |  |  | CAREFUSION 10355805 13112524 |  |  | Disposition |  | 99:99:99:99:99:99 |  | High Risk | 1Y:00-MFG | 05/03/2018 | 06/01/2020 | COOPER UNIVERSITY HOSPITAL |  |  |  |  | David Frye
|  | CAREFUSION | CAREFUSION ALARIS PUMP 8100 |  |  | SPD |  |  |  | 06/30/2010 |  |  |  |  | NO | NO |  |  |  |  | CAREFUSION 10355801 13110779 |  |  | Disposition |  | 99:99:99:99:99:99 |  | High Risk | 1Y:00-MFG | 04/02/2018 | 04/01/2020 | COOPER UNIVERSITY HOSPITAL |  |  |  |  | David Frye
|  | CAREFUSION | CAREFUSION ALARIS PUMP 8100 |  |  | SPD |  |  |  | 06/30/2010 |  |  |  |  | NO | NO |  |  |  |  | CAREFUSION 10355799 13111132 |  |  | Disposition |  | 99:99:99:99:99:99 |  | High Risk | 1Y:00-MFG | 05/07/2018 | 05/01/2020 | COOPER UNIVERSITY HOSPITAL |  |  |  |  | David Frye
|  | CAREFUSION | CAREFUSION ALARIS PUMP 8100 |  |  | SPD |  |  |  | 06/30/2010 |  |  |  |  | NO | NO |  |  |  |  | CAREFUSION 10355797 13102850 |  |  | Disposition |  | 99:99:99:99:99:99 |  | High Risk | 1Y:00-MFG | 04/12/2018 | 04/01/2020 | COOPER UNIVERSITY HOSPITAL |  |  |  |  | David Frye
|  | CAREFUSION | CAREFUSION ALARIS PUMP 8100 |  |  | SPD |  |  |  | 06/30/2010 |  |  |  |  | NO | NO |  |  |  |  | CAREFUSION 10355795 13111110 |  |  | Disposition |  | 99:99:99:99:99:99 |  | High Risk | 1Y:00-MFG | 04/16/2018 | 05/01/2020 | COOPER UNIVERSITY HOSPITAL |  |  |  |  | David Frye
|  | CAREFUSION | CAREFUSION ALARIS PUMP 8100 |  |  | SPD |  |  |  | 10/12/2012 |  |  |  |  | NO | NO |  |  |  |  | CAREFUSION 10355789 12332438 |  |  | Disposition |  | 99:99:99:99:99:99 |  | High Risk | 1Y:00-MFG | 03/02/2018 | 03/01/2020 | COOPER UNIVERSITY HOSPITAL |  |  |  |  | David Frye
|  | CAREFUSION | CAREFUSION ALARIS PUMP 8100 |  |  | SPD |  |  |  | 06/30/2010 |  |  |  |  | NO | NO |  |  |  |  | CAREFUSION 10355787 13102322 |  |  | Disposition |  | 99:99:99:99:99:99 |  | High Risk | 1Y:00-MFG | 04/12/2018 | 04/01/2020 | COOPER UNIVERSITY HOSPITAL |  |  | APRIL |  | David Frye
|  | CAREFUSION | CAREFUSION ALARIS PUMP 8100 |  |  | SPD |  |  |  | 06/30/2010 |  |  |  |  | NO | NO |  |  |  |  | CAREFUSION 10355785 13111111 |  |  | Disposition |  | 99:99:99:99:99:99 |  | High Risk | 1Y:00-MFG | 04/06/2018 | 05/01/2020 | COOPER UNIVERSITY HOSPITAL |  |  |  |  | David Frye
|  | CAREFUSION | CAREFUSION ALARIS PUMP 8100 |  |  | SPD |  |  |  | 06/30/2010 |  |  |  |  | NO | NO |  |  |  |  | CAREFUSION 10355782 13112361 |  |  | Disposition |  | 99:99:99:99:99:99 |  | High Risk | 1Y:00-MFG | 05/15/2018 | 06/01/2020 | COOPER UNIVERSITY HOSPITAL |  |  |  |  | David Frye
|  | CAREFUSION | CAREFUSION ALARIS PUMP 8100 |  |  | SPD |  |  |  | 01/01/2006 |  |  |  |  | NO | NO |  |  |  |  | CAREFUSION 10355780 12332259 |  |  | Disposition |  | 99:99:99:99:99:99 |  | High Risk | 1Y:00-MFG | 03/28/2018 | 03/01/2020 | COOPER UNIVERSITY HOSPITAL |  |  |  |  | David Frye
|  | CAREFUSION | CAREFUSION ALARIS PUMP 8100 |  |  | SPD |  |  |  | 06/30/2010 |  |  |  |  | NO | NO |  |  |  |  | CAREFUSION 10355775 13112749 |  |  | Disposition |  | 99:99:99:99:99:99 |  | High Risk | 1Y:00-MFG | 05/18/2018 | 06/01/2020 | COOPER UNIVERSITY HOSPITAL |  |  |  |  | David Frye
|  | CAREFUSION | CAREFUSION ALARIS PUMP 8100 |  |  | SPD |  |  |  | 06/30/2010 |  |  |  |  | NO | NO |  |  |  |  | CAREFUSION 10355773 13111875 |  |  | Disposition |  | 99:99:99:99:99:99 |  | High Risk | 1Y:00-MFG | 05/08/2018 | 06/01/2020 | COOPER UNIVERSITY HOSPITAL |  |  |  |  | David Frye
|  | CAREFUSION | CAREFUSION ALARIS PUMP 8100 |  |  | SPD |  |  |  | 06/30/2010 |  |  |  |  | NO | NO |  |  |  |  | CAREFUSION 10355770 13111070 |  |  | Disposition |  | 99:99:99:99:99:99 |  | High Risk | 1Y:00-MFG | 04/27/2018 | 05/01/2020 | COOPER UNIVERSITY HOSPITAL |  |  |  |  | David Frye
|  | CAREFUSION | CAREFUSION ALARIS PUMP 8100 |  |  | SPD |  |  |  | 06/30/2010 |  |  |  |  | NO | NO |  |  |  |  | CAREFUSION 10355768 13102065 |  |  | Disposition |  | 99:99:99:99:99:99 |  | High Risk | 1Y:00-MFG | 04/16/2018 | 04/01/2020 | COOPER UNIVERSITY HOSPITAL |  |  | APRIL |  | David Frye
|  | CAREFUSION | CAREFUSION ALARIS PUMP 8100 |  |  | SPD |  |  |  | 06/30/2010 |  |  |  |  | NO | NO |  |  |  |  | CAREFUSION 10355758 13102504 |  |  | Disposition |  | 99:99:99:99:99:99 |  | High Risk | 1Y:00-MFG | 03/15/2018 | 04/01/2020 | COOPER UNIVERSITY HOSPITAL |  |  | APRIL |  | David Frye
|  | CAREFUSION | CAREFUSION ALARIS PUMP 8100 |  |  | SPD |  |  |  | 10/12/2012 |  |  |  |  | NO | NO |  |  |  |  | CAREFUSION 10355754 12346960 |  |  | Disposition |  | 99:99:99:99:99:99 |  | High Risk | 1Y:00-MFG | 03/28/2018 | 03/01/2020 | COOPER UNIVERSITY HOSPITAL |  |  |  |  | David Frye
|  | CAREFUSION | CAREFUSION ALARIS PUMP 8100 |  |  | SPD |  |  |  | 06/30/2010 |  |  |  |  | NO | NO |  |  |  |  | CAREFUSION 10355743 13102428 |  |  | Disposition |  | 99:99:99:99:99:99 |  | High Risk | 1Y:00-MFG | 03/02/2018 | 04/01/2020 | COOPER UNIVERSITY HOSPITAL |  |  | APRIL |  | David Frye
|  | CAREFUSION | CAREFUSION ALARIS PUMP 8100 |  |  | SPD |  |  |  | 06/30/2010 |  |  |  |  | NO | NO |  |  |  |  | CAREFUSION 10355744 13110850 |  |  | Disposition |  | 99:99:99:99:99:99 |  | High Risk | 1Y:00-MFG | 04/02/2018 | 04/01/2020 | COOPER UNIVERSITY HOSPITAL |  |  | APRIL |  | David Frye
|  | CAREFUSION | CAREFUSION ALARIS PUMP 8100 |  |  | SPD |  |  |  | 06/30/2010 |  |  |  |  | NO | NO |  |  |  |  | CAREFUSION 10355745 13101889 |  |  | Disposition |  | 99:99:99:99:99:99 |  | High Risk | 1Y:00-MFG | 03/07/2018 | 04/01/2020 | COOPER UNIVERSITY HOSPITAL |  |  | APRIL |  | David Frye
|  | CAREFUSION | CAREFUSION ALARIS PUMP 8100 |  |  | SPD |  |  |  | 06/30/2010 |  |  |  |  | NO | NO |  |  |  |  | CAREFUSION 10355746 13110606 |  |  | Disposition |  | 99:99:99:99:99:99 |  | High Risk | 1Y:00-MFG | 04/02/2018 | 04/01/2020 | COOPER UNIVERSITY HOSPITAL |  |  | APRIL |  | David Frye
|  | CAREFUSION | CAREFUSION ALARIS PUMP 8100 |  |  | SPD |  |  |  | 06/30/2010 |  |  |  |  | NO | NO |  |  |  |  | CAREFUSION 10355740 13111113 |  |  | Disposition |  | 99:99:99:99:99:99 |  | High Risk | 1Y:00-MFG | 05/02/2018 | 05/01/2020 | COOPER UNIVERSITY HOSPITAL |  |  |  |  | David Frye
|  | CAREFUSION | CAREFUSION ALARIS PUMP 8100 |  |  | SPD |  |  |  | 06/30/2010 |  |  |  |  | NO | NO |  |  |  |  | CAREFUSION 10355736 13112003 |  |  | Disposition |  | 99:99:99:99:99:99 |  | High Risk | 1Y:00-MFG | 05/16/2018 | 06/01/2020 | COOPER UNIVERSITY HOSPITAL |  |  |  |  | David Frye
|  | CAREFUSION | CAREFUSION ALARIS PUMP 8100 |  |  | SPD |  |  |  | 06/30/2010 |  |  |  |  | NO | NO |  |  |  |  | CAREFUSION 10355734 13112312 |  |  | Disposition |  | 99:99:99:99:99:99 |  | High Risk | 1Y:00-MFG | 05/18/2018 | 06/01/2020 | COOPER UNIVERSITY HOSPITAL |  |  |  |  | David Frye
|  | CAREFUSION | CAREFUSION ALARIS PUMP 8100 |  |  | SPD |  |  |  | 06/30/2010 |  |  |  |  | NO | NO |  |  |  |  | CAREFUSION 10355731 13101928 |  |  | Disposition |  | 99:99:99:99:99:99 |  | High Risk | 1Y:00-MFG | 04/16/2018 | 04/01/2020 | COOPER UNIVERSITY HOSPITAL |  |  | APRIL |  | David Frye
|  | CAREFUSION | CAREFUSION ALARIS PUMP 8100 |  |  | SPD |  |  |  | 06/30/2010 |  |  |  |  | NO | NO |  |  |  |  | CAREFUSION 10355728 13112905 |  |  | Disposition |  | 99:99:99:99:99:99 |  | High Risk | 1Y:00-MFG | 03/29/2018 | 03/01/2020 | COOPER UNIVERSITY HOSPITAL |  |  |  |  | David Frye
|  | CAREFUSION | CAREFUSION ALARIS PUMP 8100 |  |  | SPD |  |  |  | 10/12/2012 |  |  |  |  | NO | NO |  |  |  |  | CAREFUSION 10355730 12331369 |  |  | Disposition |  | 99:99:99:99:99:99 |  | High Risk | 1Y:00-MFG | 02/16/2018 | 03/01/2020 | COOPER UNIVERSITY HOSPITAL |  |  |  |  | David Frye
|  | CAREFUSION | CAREFUSION ALARIS PUMP 8100 |  |  | SPD |  |  |  | 06/30/2010 |  |  |  |  | NO | NO |  |  |  |  | CAREFUSION 10355727 13102786 |  |  | Disposition |  | 99:99:99:99:99:99 |  | High Risk | 1Y:00-MFG | 04/24/2018 | 04/01/2020 | COOPER UNIVERSITY HOSPITAL |  |  | APRIL |  | David Frye
|  | CAREFUSION | CAREFUSION ALARIS PUMP 8100 |  |  | SPD |  |  |  | 06/30/2010 |  |  |  |  | NO | NO |  |  |  |  | CAREFUSION 10355723 13110466 |  |  | Disposition |  | 99:99:99:99:99:99 |  | High Risk | 1Y:00-MFG | 03/15/2018 | 04/01/2020 | COOPER UNIVERSITY HOSPITAL |  |  | APRIL |  | David Frye
|  | CAREFUSION | CAREFUSION ALARIS PUMP 8100 |  |  | SPD |  |  |  | 06/30/2010 |  |  |  |  | NO | NO |  |  |  |  | CAREFUSION 10355696 13112475 |  |  | Disposition |  | 99:99:99:99:99:99 |  | High Risk | 1Y:00-MFG | 05/04/2018 | 06/01/2020 | COOPER UNIVERSITY HOSPITAL |  |  |  |  | David Frye
|  | CAREFUSION | CAREFUSION ALARIS PUMP 8100 |  |  | SPD |  |  |  | 10/12/2012 |  |  |  |  | NO | NO |  |  |  |  | CAREFUSION 10355706 12347352 |  |  | Disposition |  | 99:99:99:99:99:99 |  | High Risk | 1Y:00-MFG | 03/06/2018 | 03/01/2020 | COOPER UNIVERSITY HOSPITAL |  |  |  |  | David Frye
|  | CAREFUSION | CAREFUSION ALARIS PUMP 8100 |  |  | SPD |  |  |  | 06/10/2015 |  |  |  |  | NO | NO |  |  |  |  | CAREFUSION 10355693 13022974 |  |  | Disposition |  | 99:99:99:99:99:99 |  | High Risk | 1Y:00-MFG | 04/25/2018 | 05/01/2020 | COOPER UNIVERSITY HOSPITAL |  |  |  |  | David Frye
|  | CAREFUSION | CAREFUSION ALARIS PUMP 8100 |  |  | SPD |  |  |  | 06/30/2010 |  |  |  |  | NO | NO |  |  |  |  | CAREFUSION 10355695 13111225 |  |  | Disposition |  | 99:99:99:99:99:99 |  | High Risk | 1Y:00-MFG | 05/14/2018 | 05/01/2020 | COOPER UNIVERSITY HOSPITAL |  |  |  |  | David Frye
|  | CAREFUSION | CAREFUSION ALARIS PUMP 8100 |  |  | SPD |  |  |  | 03/10/2011 |  |  |  |  | NO | NO |  |  |  |  | CAREFUSION 10355694 13372180 |  |  | Disposition |  | 99:99:99:99:99:99 |  | High Risk | 1Y:00-MFG | 05/04/2018 | 06/01/2020 | COOPER UNIVERSITY HOSPITAL |  |  |  |  | David Frye
|  | CAREFUSION | CAREFUSION ALARIS PUMP 8100 |  |  | SPD |  |  |  | 06/30/2010 |  |  |  |  | NO | NO |  |  |  |  | CAREFUSION 10355675 13111327 |  |  | Disposition |  | 99:99:99:99:99:99 |  | High Risk | 1Y:00-MFG | 08/31/2018 | 05/01/2020 | COOPER UNIVERSITY HOSPITAL |  |  |  |  | David Frye
|  | CAREFUSION | CAREFUSION ALARIS PUMP 8100 |  |  | SPD |  |  |  | 06/30/2010 |  |  |  |  | NO | NO |  |  |  |  | CAREFUSION 10355673 13102010 |  |  | Disposition |  | 99:99:99:99:99:99 |  | High Risk | 1Y:00-MFG | 03/15/2018 | 04/01/2020 | COOPER UNIVERSITY HOSPITAL |  |  |  |  | David Frye
|  | CAREFUSION | CAREFUSION ALARIS PUMP 8100 |  |  | SPD |  |  |  | 06/30/2010 |  |  |  |  | NO | NO |  |  |  |  | CAREFUSION 10355672 13110577 |  |  | Disposition |  | 99:99:99:99:99:99 |  | High Risk | 1Y:00-MFG | 03/15/2018 | 04/01/2020 | COOPER UNIVERSITY HOSPITAL |  |  | APRIL |  | David Frye
|  | CAREFUSION | CAREFUSION ALARIS PUMP 8100 |  |  | SPD |  |  |  | 06/30/2010 |  |  |  |  | NO | NO |  |  |  |  | CAREFUSION 10355670 13102169 |  |  | Disposition |  | 99:99:99:99:99:99 |  | High Risk | 1Y:00-MFG | 04/12/2018 | 04/01/2020 | COOPER UNIVERSITY HOSPITAL |  |  | APRIL |  | David Frye
|  | CAREFUSION | CAREFUSION ALARIS PUMP 8100 |  |  | SPD |  |  |  | 11/17/2004 |  |  |  |  | NO | NO |  |  |  |  | CAREFUSION 10355669 4126348 |  |  | Disposition |  | 99:99:99:99:99:99 |  | High Risk | 1Y:00-MFG | 04/24/2018 | 03/01/2020 | COOPER UNIVERSITY HOSPITAL |  |  |  |  | David Frye
|  | CAREFUSION | CAREFUSION ALARIS PUMP 8100 |  |  | SPD |  |  |  | 06/30/2010 |  |  |  |  | NO | NO |  |  |  |  | CAREFUSION 10355594 13112345 |  |  | Disposition |  | 99:99:99:99:99:99 |  | High Risk | 1Y:00-MFG | 05/16/2018 | 06/01/2020 | COOPER UNIVERSITY HOSPITAL |  |  |  |  | David Frye
|  | CAREFUSION | CAREFUSION ALARIS PUMP 8100 |  |  | SPD |  |  |  | 06/30/2010 |  |  |  |  | NO | NO |  |  |  |  | CAREFUSION 10355625 13111635 |  |  | Disposition |  | 99:99:99:99:99:99 |  | High Risk | 1Y:00-MFG | 04/17/2018 | 05/01/2020 | COOPER UNIVERSITY HOSPITAL |  |  |  |  | David Frye
|  | CAREFUSION | CAREFUSION ALARIS PUMP 8100 |  |  | SPD |  |  |  | 06/30/2010 |  |  |  |  | NO | NO |  |  |  |  | CAREFUSION 10355611 13110706 |  |  | Disposition |  | 99:99:99:99:99:99 |  | High Risk | 1Y:00-MFG | 03/07/2018 | 04/01/2020 | COOPER UNIVERSITY HOSPITAL |  |  | APRIL |  | David Frye
|  | CAREFUSION | CAREFUSION ALARIS PUMP 8100 |  |  | SPD |  |  |  | 06/30/2010 |  |  |  |  | NO | NO |  |  |  |  | CAREFUSION 10355613 13112531 |  |  | Disposition |  | 99:99:99:99:99:99 |  | High Risk | 1Y:00-MFG | 05/04/2018 | 06/01/2020 | COOPER UNIVERSITY HOSPITAL |  |  |  |  | David Frye
|  | CAREFUSION | CAREFUSION ALARIS PUMP 8100 |  |  | SPD |  |  |  | 06/30/2010 |  |  |  |  | NO | NO |  |  |  |  | CAREFUSION 10355606 13111392 |  |  | Disposition |  | 99:99:99:99:99:99 |  | High Risk | 1Y:00-MFG | 04/25/2018 | 05/01/2020 | COOPER UNIVERSITY HOSPITAL |  |  |  |  | David Frye
|  | CAREFUSION | CAREFUSION ALARIS PUMP 8100 |  |  | SPD |  |  |  | 06/30/2010 |  |  |  |  | NO | NO |  |  |  |  | CAREFUSION 10355503 13102648 |  |  | Disposition |  | 99:99:99:99:99:99 |  | High Risk | 1Y:00-MFG | 05/21/2018 | 04/01/2020 | COOPER UNIVERSITY HOSPITAL |  |  | APRIL |  | David Frye
|  | CAREFUSION | CAREFUSION ALARIS PUMP 8100 |  |  | SPD |  |  |  | 10/12/2012 |  |  |  |  | NO | NO |  |  |  |  | CAREFUSION 10355314 12331490 |  |  | Disposition |  | 99:99:99:99:99:99 |  | High Risk | 1Y:00-MFG | 02/26/2018 | 03/01/2020 | COOPER UNIVERSITY HOSPITAL |  |  |  |  | David Frye
|  | CAREFUSION | CAREFUSION ALARIS PUMP 8100 |  |  | SPD |  |  |  | 06/30/2010 |  |  |  |  | NO | NO |  |  |  |  | CAREFUSION 10355301 13111102 |  |  | Disposition |  | 99:99:99:99:99:99 |  | High Risk | 1Y:00-MFG | 04/06/2018 | 05/01/2020 | COOPER UNIVERSITY HOSPITAL |  |  |  |  | David Frye
|  | CAREFUSION | CAREFUSION ALARIS PUMP 8100 |  |  | SPD |  |  |  | 10/12/2012 |  |  |  |  | NO | NO |  |  |  |  | CAREFUSION 10355311 12331513 |  |  | Disposition |  | 99:99:99:99:99:99 |  | High Risk | 1Y:00-MFG | 02/13/2018 | 03/01/2020 | COOPER UNIVERSITY HOSPITAL |  |  |  |  | David Frye
|  | CAREFUSION | CAREFUSION ALARIS PUMP 8100 |  |  | SPD |  |  |  | 06/30/2010 |  |  |  |  | NO | NO |  |  |  |  | CAREFUSION 10355299 13110553 |  |  | Disposition |  | 99:99:99:99:99:99 |  | High Risk | 1Y:00-MFG | 04/12/2018 | 04/01/2020 | COOPER UNIVERSITY HOSPITAL |  |  | APRIL |  | David Frye
|  | CAREFUSION | CAREFUSION ALARIS PUMP 8100 |  |  | SPD |  |  |  | 06/30/2010 |  |  |  |  | NO | NO |  |  |  |  | CAREFUSION 10355285 13110980 |  |  | Disposition |  | 99:99:99:99:99:99 |  | High Risk | 1Y:00-MFG | 05/07/2018 | 05/01/2020 | COOPER UNIVERSITY HOSPITAL |  |  |  |  | David Frye
|  | CAREFUSION | CAREFUSION ALARIS PUMP 8100 |  |  | SPD |  |  |  | 10/12/2012 |  |  |  |  | NO | NO |  |  |  |  | CAREFUSION 10355288 12332149 |  |  | Disposition |  | 99:99:99:99:99:99 |  | High Risk | 1Y:00-MFG | 03/15/2018 | 03/01/2020 | COOPER UNIVERSITY HOSPITAL |  |  |  |  | David Frye
|  | CAREFUSION | CAREFUSION ALARIS PUMP 8100 |  |  | SPD |  |  |  | 10/12/2012 |  |  |  |  | NO | NO |  |  |  |  | CAREFUSION 10355281 12331600 |  |  | Disposition |  | 99:99:99:99:99:99 |  | High Risk | 1Y:00-MFG | 03/15/2018 | 03/01/2020 | COOPER UNIVERSITY HOSPITAL |  |  |  |  | David Frye
|  | CAREFUSION | CAREFUSION ALARIS PUMP 8100 |  |  | SPD |  |  |  | 06/30/2010 |  |  |  |  | NO | NO |  |  |  |  | CAREFUSION 10355275 13111140 |  |  | Disposition |  | 99:99:99:99:99:99 |  | High Risk | 1Y:00-MFG | 04/17/2018 | 05/01/2020 | COOPER UNIVERSITY HOSPITAL |  |  |  |  | David Frye
|  | CAREFUSION | CAREFUSION ALARIS PUMP 8100 |  |  | SPD |  |  |  | 02/14/2018 |  |  |  |  | NO | NO |  |  |  |  | CAREFUSION 30212666 13102589 |  |  | Disposition |  | 99:99:99:99:99:99 |  | High Risk | 1Y:00-MFG | 02/14/2018 | 02/14/2018 | COOPER UNIVERSITY HOSPITAL |  |  |  |  | David Frye |  |  |  | 02/14/2018 | 02/14/2018 |  |  |  |  | 02/14/2018 | 02/14/2018
|  | CAREFUSION | CAREFUSION ALARIS PUMP 8100 |  |  | SPD |  |  |  | 12/17/2009 |  |  |  |  | NO | NO |  |  |  |  | CAREFUSION 10355273 13022876 |  |  | Disposition |  | 99:99:99:99:99:99 |  | High Risk | 1Y:00-MFG | 02/15/2018 | 03/01/2020 | COOPER UNIVERSITY HOSPITAL |  |  |  |  | David Frye
|  | CAREFUSION | CAREFUSION ALARIS PUMP 8100 |  |  | SPD |  |  |  | 06/30/2010 |  |  |  |  | NO | NO |  |  |  |  | CAREFUSION 10355267 13111548 |  |  | Disposition |  | 99:99:99:99:99:99 |  | High Risk | 1Y:00-MFG | 04/25/2018 | 05/01/2020 | COOPER UNIVERSITY HOSPITAL |  |  |  |  | David Frye
|  | CAREFUSION | CAREFUSION ALARIS PUMP 8100 |  |  | SPD |  |  |  | 06/30/2010 |  |  |  |  | NO | NO |  |  |  |  | CAREFUSION 10355266 13102656 |  |  | Disposition |  | 99:99:99:99:99:99 |  | High Risk | 1Y:00-MFG | 04/13/2018 | 04/01/2020 | COOPER UNIVERSITY HOSPITAL |  |  | APRIL |  | David Frye
|  | CAREFUSION | CAREFUSION ALARIS PUMP 8100 |  |  | SPD |  |  |  | 06/30/2010 |  |  |  |  | NO | NO |  |  |  |  | CAREFUSION 10355251 13102703 |  |  | Disposition |  | 99:99:99:99:99:99 |  | High Risk | 1Y:00-MFG | 03/02/2018 | 04/01/2020 | COOPER UNIVERSITY HOSPITAL |  |  | APRIL |  | David Frye
|  | CAREFUSION | CAREFUSION ALARIS PUMP 8100 |  |  | SPD |  |  |  | 06/30/2010 |  |  |  |  | NO | NO |  |  |  |  | CAREFUSION 10355252 13102058 |  |  | Disposition |  | 99:99:99:99:99:99 |  | High Risk | 1Y:00-MFG | 03/15/2018 | 04/01/2020 | COOPER UNIVERSITY HOSPITAL |  |  |  |  | David Frye
|  | CAREFUSION | CAREFUSION ALARIS PUMP 8100 |  |  | SPD |  |  |  | 06/30/2010 |  |  |  |  | NO | NO |  |  |  |  | CAREFUSION 10355241 13102896 |  |  | Disposition |  | 99:99:99:99:99:99 |  | High Risk | 1Y:00-MFG | 03/02/2018 | 04/01/2020 | COOPER UNIVERSITY HOSPITAL |  |  | APRIL |  | David Frye
|  | CAREFUSION | CAREFUSION ALARIS PUMP 8100 |  |  | SPD |  |  |  | 06/30/2010 |  |  |  |  | NO | NO |  |  |  |  | CAREFUSION 10355226 13112616 |  |  | Disposition |  | 99:99:99:99:99:99 |  | High Risk | 1Y:00-MFG | 06/01/2018 | 06/01/2020 | COOPER UNIVERSITY HOSPITAL |  |  | CLEANINGAREA |  | David Frye
|  | CAREFUSION | CAREFUSION ALARIS PUMP 8100 |  |  | SPD |  |  |  | 06/30/2010 |  |  |  |  | NO | NO |  |  |  |  | CAREFUSION 10355077 13111763 |  |  | Disposition |  | 99:99:99:99:99:99 |  | High Risk | 1Y:00-MFG | 06/06/2018 | 06/01/2020 | COOPER UNIVERSITY HOSPITAL |  |  |  |  | David Frye
|  | CAREFUSION | CAREFUSION ALARIS PUMP 8100 |  |  | SPD |  |  |  | 06/30/2010 |  |  |  |  | NO | NO |  |  |  |  | CAREFUSION 10355047 13111537 |  |  | Disposition |  | 99:99:99:99:99:99 |  | High Risk | 1Y:00-MFG | 04/06/2018 | 05/01/2020 | COOPER UNIVERSITY HOSPITAL |  |  |  |  | David Frye
|  | CAREFUSION | CAREFUSION ALARIS PUMP 8100 |  |  | SPD |  |  |  | 06/30/2010 |  |  |  |  | NO | NO |  |  |  |  | CAREFUSION 10354964 13111195 |  |  | Disposition |  | 99:99:99:99:99:99 |  | High Risk | 1Y:00-MFG | 04/05/2018 | 05/01/2020 | COOPER UNIVERSITY HOSPITAL |  |  |  |  | David Frye
|  | CAREFUSION | CAREFUSION ALARIS PUMP 8100 |  |  | SPD |  |  |  | 06/30/2010 |  |  |  |  | NO | NO |  |  |  |  | CAREFUSION 10354954 13111836 |  |  | Disposition |  | 99:99:99:99:99:99 |  | High Risk | 1Y:00-MFG | 05/08/2018 | 06/01/2020 | COOPER UNIVERSITY HOSPITAL |  |  |  |  | David Frye
|  | CAREFUSION | CAREFUSION ALARIS PUMP 8100 |  |  | SPD |  |  |  | 06/30/2010 |  |  |  |  | NO | NO |  |  |  |  | CAREFUSION 10354915 13111341 |  |  | Disposition |  | 99:99:99:99:99:99 |  | High Risk | 1Y:00-MFG | 05/08/2018 | 05/01/2020 | COOPER UNIVERSITY HOSPITAL |  |  |  |  | David Frye
|  | CAREFUSION | CAREFUSION ALARIS PUMP 8100 |  |  | SPD |  |  |  | 06/30/2010 |  |  |  |  | NO | NO |  |  |  |  | CAREFUSION 10354913 13112258 |  |  | Disposition |  | 99:99:99:99:99:99 |  | High Risk | 1Y:00-MFG | 05/16/2018 | 06/01/2020 | COOPER UNIVERSITY HOSPITAL |  |  |  |  | David Frye
|  | CAREFUSION | CAREFUSION ALARIS PUMP 8100 |  |  | SPD |  |  |  | 06/30/2010 |  |  |  |  | NO | NO |  |  |  |  | CAREFUSION 10354897 13112319 |  |  | Disposition |  | 99:99:99:99:99:99 |  | High Risk | 1Y:00-MFG | 05/23/2018 | 06/01/2020 | COOPER UNIVERSITY HOSPITAL |  |  |  |  | David Frye
|  | CAREFUSION | CAREFUSION ALARIS PUMP 8100 |  |  | SPD |  |  |  | 06/30/2010 |  |  |  |  | NO | NO |  |  |  |  | CAREFUSION 10354886 13101873 |  |  | Disposition |  | 99:99:99:99:99:99 |  | High Risk | 1Y:00-MFG | 03/15/2018 | 04/01/2020 | COOPER UNIVERSITY HOSPITAL |  |  | APRIL |  | David Frye
|  | CAREFUSION | CAREFUSION ALARIS PUMP 8100 |  |  | SPD |  |  |  | 06/30/2010 |  |  |  |  | NO | NO |  |  |  |  | CAREFUSION 10354884 13112006 |  |  | Disposition |  | 99:99:99:99:99:99 |  | High Risk | 1Y:00-MFG | 05/11/2018 | 06/01/2020 | COOPER UNIVERSITY HOSPITAL |  |  |  |  | David Frye
|  | CAREFUSION | CAREFUSION ALARIS PUMP 8100 |  |  | SPD |  |  |  | 10/10/2006 |  |  |  |  | NO | NO |  |  |  |  | CAREFUSION 10354835 12419340 |  |  | Disposition |  | 99:99:99:99:99:99 |  | High Risk | 1Y:00-MFG | 02/21/2018 | 03/01/2020 | COOPER UNIVERSITY HOSPITAL |  |  |  |  | David Frye
|  | CAREFUSION | CAREFUSION ALARIS PUMP 8100 |  |  | SPD |  |  |  | 10/12/2012 |  |  |  |  | NO | NO |  |  |  |  | CAREFUSION 10354836 12332023 |  |  | Disposition |  | 99:99:99:99:99:99 |  | High Risk | 1Y:00-MFG | 02/15/2018 | 03/01/2020 | COOPER UNIVERSITY HOSPITAL |  |  |  |  | David Frye
|  | CAREFUSION | CAREFUSION ALARIS PUMP 8100 |  |  | SPD |  |  |  | 06/30/2010 |  |  |  |  | NO | NO |  |  |  |  | CAREFUSION 10354839 13111810 |  |  | Disposition |  | 99:99:99:99:99:99 |  | High Risk | 1Y:00-MFG | 05/04/2018 | 06/01/2020 | COOPER UNIVERSITY HOSPITAL |  |  |  |  | David Frye
|  | CAREFUSION | CAREFUSION ALARIS PUMP 8100 |  |  | SPD |  |  |  | 06/30/2010 |  |  |  |  | NO | NO |  |  |  |  | CAREFUSION 10354828 13111846 |  |  | Disposition |  | 99:99:99:99:99:99 |  | High Risk | 1Y:00-MFG | 05/15/2018 | 06/01/2020 | COOPER UNIVERSITY HOSPITAL |  |  |  |  | David Frye
|  | CAREFUSION | CAREFUSION ALARIS PUMP 8100 |  |  | SPD |  |  |  | 03/10/2011 |  |  |  |  | NO | NO |  |  |  |  | CAREFUSION 10354795 13371238 |  |  | Disposition |  | 99:99:99:99:99:99 |  | High Risk | 1Y:00-MFG | 05/16/2018 | 06/01/2020 | COOPER UNIVERSITY HOSPITAL |  |  |  |  | David Frye
|  | CAREFUSION | CAREFUSION ALARIS PUMP 8100 |  |  | SPD |  |  |  | 06/30/2010 |  |  |  |  | NO | NO |  |  |  |  | CAREFUSION 10354774 13102868 |  |  | Disposition |  | 99:99:99:99:99:99 |  | High Risk | 1Y:00-MFG | 03/09/2018 | 04/01/2020 | COOPER UNIVERSITY HOSPITAL |  |  | APRIL |  | David Frye
|  | CAREFUSION | CAREFUSION ALARIS PUMP 8100 |  |  | SPD |  |  |  | 06/30/2010 |  |  |  |  | NO | NO |  |  |  |  | CAREFUSION 10354776 13111532 |  |  | Disposition |  | 99:99:99:99:99:99 |  | High Risk | 1Y:00-MFG | 05/14/2018 | 05/01/2020 | COOPER UNIVERSITY HOSPITAL |  |  |  |  | David Frye
|  | CAREFUSION | CAREFUSION ALARIS PUMP 8100 |  |  | SPD |  |  |  | 06/30/2010 |  |  |  |  | NO | NO |  |  |  |  | CAREFUSION 10349251 13102033 |  |  | Disposition |  | 99:99:99:99:99:99 |  | High Risk | 1Y:00-MFG | 08/31/2018 | 04/01/2020 | COOPER UNIVERSITY HOSPITAL |  |  | APRIL |  | David Frye
|  | CAREFUSION | CAREFUSION ALARIS PUMP 8100 |  |  | VOORHEES SURGERY CENTER-OPERATING ROOM |  |  |  | 11/08/2013 |  |  |  |  | NO | NO |  |  |  |  | CAREFUSION 10349250 13982141 |  |  | Disposition |  | 99:99:99:99:99:99 |  | High Risk | 1Y:00-MFG | 09/12/2018 | 09/01/2020 | COOPER AMBULATORY OFF-SITES |  |  | SUITE E |  | JENNIFER BOMBARO
|  | CAREFUSION | CAREFUSION ALARIS PUMP 8100 |  |  | SPD |  |  |  | 12/02/2015 |  |  |  |  | NO | NO |  |  |  |  | CAREFUSION 10349249 12872624 |  |  | Disposition |  | 99:99:99:99:99:99 |  | High Risk | 1Y:00-MFG | 04/06/2018 | 05/01/2020 | COOPER UNIVERSITY HOSPITAL |  |  |  |  | David Frye
|  | CAREFUSION | CAREFUSION ALARIS PUMP 8100 |  |  | SPD |  |  |  | 06/30/2010 |  |  |  |  | NO | NO |  |  |  |  | CAREFUSION 10349247 13112950 |  |  | Disposition |  | 99:99:99:99:99:99 |  | High Risk | 1Y:00-MFG | 08/31/2018 | 06/01/2020 | COOPER UNIVERSITY HOSPITAL |  |  |  |  | David Frye
|  | CAREFUSION | CAREFUSION ALARIS PUMP 8100 |  |  | SPD |  |  |  | 10/12/2012 |  |  |  |  | NO | NO |  |  |  |  | CAREFUSION 10349243 2000619 |  |  | Disposition |  | 99:99:99:99:99:99 |  | High Risk | 1Y:00-MFG | 03/09/2018 | 03/01/2020 | COOPER UNIVERSITY HOSPITAL |  |  |  |  | David Frye
|  | CAREFUSION | CAREFUSION ALARIS PUMP 8100 |  |  | SPD |  |  |  | 05/29/2015 |  |  |  |  | NO | NO |  |  |  |  | CAREFUSION 10349236 9954111 |  |  | Disposition |  | 99:99:99:99:99:99 |  | High Risk | 1Y:00-MFG | 05/03/2018 | 06/01/2020 | COOPER UNIVERSITY HOSPITAL |  |  |  |  | David Frye
|  | CAREFUSION | CAREFUSION ALARIS PUMP 8100 |  |  | SPD |  |  |  | 03/10/2011 |  |  |  |  | NO | NO |  |  |  |  | CAREFUSION 10349232 13371899 |  |  | Disposition |  | 99:99:99:99:99:99 |  | High Risk | 1Y:00-MFG | 05/16/2018 | 06/01/2020 | COOPER UNIVERSITY HOSPITAL |  |  |  |  | David Frye
|  | CAREFUSION | CAREFUSION ALARIS PUMP 8100 |  |  | SPD |  |  |  | 05/29/2015 |  |  |  |  | NO | NO |  |  |  |  | CAREFUSION 10349226 9878876 |  |  | Disposition |  | 99:99:99:99:99:99 |  | High Risk | 1Y:00-MFG | 06/28/2018 | 06/01/2020 | COOPER UNIVERSITY HOSPITAL |  |  |  |  | David Frye
|  | CAREFUSION | CAREFUSION ALARIS PUMP 8100 |  |  | SPD |  |  |  | 05/29/2015 |  |  |  |  | NO | NO |  |  |  |  | CAREFUSION 10349229 12748308 |  |  | Disposition |  | 99:99:99:99:99:99 |  | High Risk | 1Y:00-MFG | 05/15/2018 | 06/01/2020 | COOPER UNIVERSITY HOSPITAL |  |  |  |  | David Frye
|  | CAREFUSION | CAREFUSION ALARIS PUMP 8100 |  |  | SPD |  |  |  | 06/30/2010 |  |  |  |  | NO | NO |  |  |  |  | CAREFUSION 10349228 13102784 |  |  | Disposition |  | 99:99:99:99:99:99 |  | High Risk | 1Y:00-MFG | 03/07/2018 | 04/01/2020 | COOPER UNIVERSITY HOSPITAL |  |  | APRIL |  | David Frye
|  | CAREFUSION | CAREFUSION ALARIS PUMP 8100 |  |  | SPD |  |  |  | 05/29/2015 |  |  |  |  | NO | NO |  |  |  |  | CAREFUSION 10349225 4009992 |  |  | Disposition |  | 99:99:99:99:99:99 |  | High Risk | 1Y:00-MFG | 06/08/2018 | 06/01/2020 | COOPER UNIVERSITY HOSPITAL |  |  |  |  | David Frye
|  | CAREFUSION | CAREFUSION ALARIS PUMP 8100 |  |  | SPD |  |  |  | 05/29/2015 |  |  |  |  | NO | NO |  |  |  |  | CAREFUSION 10349221 013061392 |  |  | Disposition |  | 99:99:99:99:99:99 |  | High Risk | 1Y:00-MFG | 07/16/2018 | 06/01/2020 | COOPER UNIVERSITY HOSPITAL |  |  |  |  | David Frye
|  | CAREFUSION | CAREFUSION ALARIS PUMP 8100 |  |  | SPD |  |  |  | 05/29/2015 |  |  |  |  | NO | NO |  |  |  |  | CAREFUSION 10349222 13034441 |  |  | Disposition |  | 99:99:99:99:99:99 |  | High Risk | 1Y:00-MFG | 05/04/2018 | 06/01/2020 | COOPER UNIVERSITY HOSPITAL |  |  |  |  | David Frye
|  | CAREFUSION | CAREFUSION ALARIS PUMP 8100 |  |  | SPD |  |  |  | 05/29/2015 |  |  |  |  | NO | NO |  |  |  |  | CAREFUSION 10349215 12765281 |  |  | Disposition |  | 99:99:99:99:99:99 |  | High Risk | 1Y:00-MFG | 06/22/2018 | 06/01/2020 | COOPER UNIVERSITY HOSPITAL |  |  |  |  | David Frye
|  | CAREFUSION | CAREFUSION ALARIS PUMP 8100 |  |  | SPD |  |  |  | 06/30/2010 |  |  |  |  | NO | NO |  |  |  |  | CAREFUSION 10349219 13111397 |  |  | Disposition |  | 99:99:99:99:99:99 |  | High Risk | 1Y:00-MFG | 05/14/2018 | 05/01/2020 | COOPER UNIVERSITY HOSPITAL |  |  |  |  | David Frye
|  | CAREFUSION | CAREFUSION ALARIS PUMP 8100 |  |  | SPD |  |  |  | 05/29/2015 |  |  |  |  | NO | NO |  |  |  |  | CAREFUSION 10349218 9978304 |  |  | Disposition |  | 99:99:99:99:99:99 |  | High Risk | 1Y:00-MFG | 05/03/2018 | 06/01/2020 | COOPER UNIVERSITY HOSPITAL |  |  |  |  | David Frye
|  | CAREFUSION | CAREFUSION ALARIS PUMP 8100 |  |  | SPD |  |  |  | 12/09/2015 |  |  |  |  | NO | NO |  |  |  |  | CAREFUSION 10349214 13111732 |  |  | Disposition |  | 99:99:99:99:99:99 |  | High Risk | 1Y:00-MFG | 06/12/2018 | 06/01/2020 | COOPER UNIVERSITY HOSPITAL |  |  |  |  | David Frye
|  | CAREFUSION | CAREFUSION ALARIS PUMP 8100 |  |  | SPD |  |  |  | 06/30/2010 |  |  |  |  | NO | NO |  |  |  |  | CAREFUSION 10349212 13110541 |  |  | Disposition |  | 99:99:99:99:99:99 |  | High Risk | 1Y:00-MFG | 03/07/2018 | 04/01/2020 | COOPER UNIVERSITY HOSPITAL |  |  |  |  | David Frye
|  | CAREFUSION | CAREFUSION ALARIS PUMP 8100 |  |  | SPD |  |  |  | 08/03/2015 |  |  |  |  | NO | NO |  |  |  |  | CAREFUSION 10349208 13111332 |  |  | Disposition |  | 99:99:99:99:99:99 |  | High Risk | 1Y:00-MFG | 07/05/2018 | 06/01/2020 | COOPER UNIVERSITY HOSPITAL |  |  |  |  | David Frye
|  | CAREFUSION | CAREFUSION ALARIS PUMP 8100 |  |  | SPD |  |  |  | 06/30/2010 |  |  |  |  | NO | NO |  |  |  |  | CAREFUSION 10349193 13111603 |  |  | Disposition |  | 99:99:99:99:99:99 |  | High Risk | 1Y:00-MFG | 05/07/2018 | 05/01/2020 | COOPER UNIVERSITY HOSPITAL |  |  |  |  | David Frye
|  | CAREFUSION | CAREFUSION ALARIS PUMP 8100 |  |  | SPD |  |  |  | 05/29/2015 |  |  |  |  | NO | NO |  |  |  |  | CAREFUSION 10349192 12880769 |  |  | Disposition |  | 99:99:99:99:99:99 |  | High Risk | 1Y:00-MFG | 06/28/2018 | 06/01/2020 | COOPER UNIVERSITY HOSPITAL |  |  |  |  | David Frye
|  | CAREFUSION | CAREFUSION ALARIS PUMP 8100 |  |  | SPD |  |  |  | 05/29/2015 |  |  |  |  | NO | NO |  |  |  |  | CAREFUSION 10349190 12934367 |  |  | Disposition |  | 99:99:99:99:99:99 |  | High Risk | 1Y:00-MFG | 05/16/2018 | 06/01/2020 | COOPER UNIVERSITY HOSPITAL |  |  |  |  | David Frye
|  | CAREFUSION | CAREFUSION ALARIS PUMP 8100 |  |  | SPD |  |  |  | 06/30/2010 |  |  |  |  | NO | NO |  |  |  |  | CAREFUSION 10349188 13102482 |  |  | Disposition |  | 99:99:99:99:99:99 |  | High Risk | 1Y:00-MFG | 04/02/2018 | 04/01/2020 | COOPER UNIVERSITY HOSPITAL |  |  | APRIL |  | David Frye
|  | CAREFUSION | CAREFUSION ALARIS PUMP 8100 |  |  | SPD |  |  |  | 05/29/2015 |  |  |  |  | NO | NO |  |  |  |  | CAREFUSION 10349189 4001870 |  |  | Disposition |  | 99:99:99:99:99:99 |  | High Risk | 1Y:00-MFG | 05/03/2018 | 06/01/2020 | COOPER UNIVERSITY HOSPITAL |  |  |  |  | David Frye
|  | CAREFUSION | CAREFUSION ALARIS PUMP 8100 |  |  | SPD |  |  |  | 05/29/2015 |  |  |  |  | NO | NO |  |  |  |  | CAREFUSION 10349187 13018967 |  |  | Disposition |  | 99:99:99:99:99:99 |  | High Risk | 1Y:00-MFG | 05/30/2018 | 06/01/2020 | COOPER UNIVERSITY HOSPITAL |  |  |  |  | David Frye
|  | CAREFUSION | CAREFUSION ALARIS PUMP 8100 |  |  | SPD |  |  |  | 05/29/2015 |  |  |  |  | NO | NO |  |  |  |  | CAREFUSION 10349181 9901896 |  |  | Disposition |  | 99:99:99:99:99:99 |  | High Risk | 1Y:00-MFG | 08/30/2018 | 06/01/2020 | COOPER UNIVERSITY HOSPITAL |  |  |  |  | David Frye
|  | CAREFUSION | CAREFUSION ALARIS PUMP 8100 |  |  | SPD |  |  |  | 10/12/2012 |  |  |  |  | NO | NO |  |  |  |  | CAREFUSION 10349184 12332584 |  |  | Disposition |  | 99:99:99:99:99:99 |  | High Risk | 1Y:00-MFG | 05/08/2018 | 06/01/2020 | COOPER UNIVERSITY HOSPITAL |  |  |  |  | David Frye
|  | CAREFUSION | CAREFUSION ALARIS PUMP 8100 |  |  | SPD |  |  |  | 05/29/2015 |  |  |  |  | NO | NO |  |  |  |  | CAREFUSION 10349183 12991334 |  |  | Disposition |  | 99:99:99:99:99:99 |  | High Risk | 1Y:00-MFG | 05/02/2018 | 06/01/2020 | COOPER UNIVERSITY HOSPITAL |  |  |  |  | David Frye
|  | CAREFUSION | CAREFUSION ALARIS PUMP 8100 |  |  | SPD |  |  |  | 05/29/2015 |  |  |  |  | NO | NO |  |  |  |  | CAREFUSION 10349178 13017511 |  |  | Disposition |  | 99:99:99:99:99:99 |  | High Risk | 1Y:00-MFG | 08/30/2018 | 06/01/2020 | COOPER UNIVERSITY HOSPITAL |  |  |  |  | David Frye
|  | CAREFUSION | CAREFUSION ALARIS PUMP 8100 |  |  | SPD |  |  |  | 05/29/2015 |  |  |  |  | NO | NO |  |  |  |  | CAREFUSION 10349177 12771875 |  |  | Disposition |  | 99:99:99:99:99:99 |  | High Risk | 1Y:00-MFG | 05/03/2018 | 06/01/2020 | COOPER UNIVERSITY HOSPITAL |  |  |  |  | David Frye
|  | CAREFUSION | CAREFUSION ALARIS PUMP 8100 |  |  | SPD |  |  |  | 08/06/2015 |  |  |  |  | NO | NO |  |  |  |  | CAREFUSION 10349174 13112898 |  |  | Disposition |  | 99:99:99:99:99:99 |  | High Risk | 1Y:00-MFG | 05/16/2018 | 06/01/2020 | COOPER UNIVERSITY HOSPITAL |  |  |  |  | David Frye
|  | CAREFUSION | CAREFUSION ALARIS PUMP 8100 |  |  | SPD |  |  |  | 06/30/2010 |  |  |  |  | NO | NO |  |  |  |  | CAREFUSION 10349175 13102252 |  |  | Disposition |  | 99:99:99:99:99:99 |  | High Risk | 1Y:00-MFG | 03/15/2018 | 04/01/2020 | COOPER UNIVERSITY HOSPITAL |  |  | APRIL |  | David Frye
|  | CAREFUSION | CAREFUSION ALARIS PUMP 8100 |  |  | SPD |  |  |  | 06/30/2010 |  |  |  |  | NO | NO |  |  |  |  | CAREFUSION 10349172 13111276 |  |  | Disposition |  | 99:99:99:99:99:99 |  | High Risk | 1Y:00-MFG | 05/07/2018 | 05/01/2020 | COOPER UNIVERSITY HOSPITAL |  |  |  |  | David Frye
|  | CAREFUSION | CAREFUSION ALARIS PUMP 8100 |  |  | SPD |  |  |  | 05/29/2015 |  |  |  |  | NO | NO |  |  |  |  | CAREFUSION 10349171 12799858 |  |  | Disposition |  | 99:99:99:99:99:99 |  | High Risk | 1Y:00-MFG | 06/01/2018 | 06/01/2020 | COOPER UNIVERSITY HOSPITAL |  |  |  |  | David Frye
|  | CAREFUSION | CAREFUSION ALARIS PUMP 8100 |  |  | SPD |  |  |  | 05/29/2015 |  |  |  |  | NO | NO |  |  |  |  | CAREFUSION 10349164 12872519 |  |  | Disposition |  | 99:99:99:99:99:99 |  | High Risk | 1Y:00-MFG | 06/08/2018 | 06/01/2020 | COOPER UNIVERSITY HOSPITAL |  |  |  |  | David Frye
|  | CAREFUSION | CAREFUSION ALARIS PUMP 8100 |  |  | SPD |  |  |  | 05/29/2015 |  |  |  |  | NO | NO |  |  |  |  | CAREFUSION 10349158 12527528 |  |  | Disposition |  | 99:99:99:99:99:99 |  | High Risk | 1Y:00-MFG | 05/04/2018 | 06/01/2020 | COOPER UNIVERSITY HOSPITAL |  |  |  |  | David Frye
|  | CAREFUSION | CAREFUSION ALARIS PUMP 8100 |  |  | SPD |  |  |  | 05/29/2015 |  |  |  |  | NO | NO |  |  |  |  | CAREFUSION 10349151 4088123 |  |  | Disposition |  | 99:99:99:99:99:99 |  | High Risk | 1Y:00-MFG | 05/02/2018 | 06/01/2020 | COOPER UNIVERSITY HOSPITAL |  |  |  |  | David Frye
|  | CAREFUSION | CAREFUSION ALARIS PUMP 8100 |  |  | SPD |  |  |  | 05/29/2015 |  |  |  |  | NO | NO |  |  |  |  | CAREFUSION 10349066 4103272 |  |  | Disposition |  | 99:99:99:99:99:99 |  | High Risk | 1Y:00-MFG | 05/04/2018 | 06/01/2020 | COOPER UNIVERSITY HOSPITAL |  |  |  |  | David Frye
|  | CAREFUSION | CAREFUSION ALARIS PUMP 8100 |  |  | SPD |  |  |  | 05/29/2015 |  |  |  |  | NO | NO |  |  |  |  | CAREFUSION 10349062 12880898 |  |  | Disposition |  | 99:99:99:99:99:99 |  | High Risk | 1Y:00-MFG | 05/04/2018 | 06/01/2020 | COOPER UNIVERSITY HOSPITAL |  |  |  |  | David Frye
|  | CAREFUSION | CAREFUSION ALARIS PUMP 8100 |  |  | SPD |  |  |  | 05/29/2015 |  |  |  |  | NO | NO |  |  |  |  | CAREFUSION 10349063 12987396 |  |  | Disposition |  | 99:99:99:99:99:99 |  | High Risk | 1Y:00-MFG | 05/15/2018 | 06/01/2020 | COOPER UNIVERSITY HOSPITAL |  |  |  |  | David Frye
|  | CAREFUSION | CAREFUSION ALARIS PUMP 8100 |  |  | SPD |  |  |  | 05/29/2015 |  |  |  |  | NO | NO |  |  |  |  | CAREFUSION 10348450 12420420 |  |  | Disposition |  | 99:99:99:99:99:99 |  | High Risk | 1Y:00-MFG | 05/08/2018 | 06/01/2020 | COOPER UNIVERSITY HOSPITAL |  |  |  |  | David Frye
|  | CAREFUSION | CAREFUSION ALARIS PUMP 8100 |  |  | SPD |  |  |  | 05/29/2015 |  |  |  |  | NO | NO |  |  |  |  | CAREFUSION 10348343 9972266 |  |  | Disposition |  | 99:99:99:99:99:99 |  | High Risk | 1Y:00-MFG | 05/16/2018 | 06/01/2020 | COOPER UNIVERSITY HOSPITAL |  |  |  |  | David Frye
|  | CAREFUSION | CAREFUSION ALARIS PUMP 8100 |  |  | SPD |  |  |  | 05/29/2015 |  |  |  |  | NO | NO |  |  |  |  | CAREFUSION 10348342 9901037 |  |  | Disposition |  | 99:99:99:99:99:99 |  | High Risk | 1Y:00-MFG | 05/04/2018 | 06/01/2020 | COOPER UNIVERSITY HOSPITAL |  |  |  |  | David Frye
|  | CAREFUSION | CAREFUSION ALARIS PUMP 8100 |  |  | SPD |  |  |  | 05/29/2015 |  |  |  |  | NO | NO |  |  |  |  | CAREFUSION 10348341 12419655 |  |  | Disposition |  | 99:99:99:99:99:99 |  | High Risk | 1Y:00-MFG | 05/08/2018 | 06/01/2020 | COOPER UNIVERSITY HOSPITAL |  |  |  |  | David Frye
|  | CAREFUSION | CAREFUSION ALARIS PUMP 8100 |  |  | SPD |  |  |  | 05/29/2015 |  |  |  |  | NO | NO |  |  |  |  | CAREFUSION 10348340 4046186 |  |  | Disposition |  | 99:99:99:99:99:99 |  | High Risk | 1Y:00-MFG | 05/03/2018 | 06/01/2020 | COOPER UNIVERSITY HOSPITAL |  |  |  |  | David Frye
|  | CAREFUSION | CAREFUSION ALARIS PUMP 8100 |  |  | SPD |  |  |  | 06/30/2010 |  |  |  |  | NO | NO |  |  |  |  | CAREFUSION 10348335 13102675 |  |  | Disposition |  | 99:99:99:99:99:99 |  | High Risk | 1Y:00-MFG | 06/14/2018 | 04/01/2020 | COOPER UNIVERSITY HOSPITAL |  |  | APRIL |  | David Frye
|  | CAREFUSION | CAREFUSION ALARIS PUMP 8100 |  |  | SPD |  |  |  | 10/12/2012 |  |  |  |  | NO | NO |  |  |  |  | CAREFUSION 10348332 12331913 |  |  | Disposition |  | 99:99:99:99:99:99 |  | High Risk | 1Y:00-MFG | 02/23/2018 | 03/01/2020 | COOPER UNIVERSITY HOSPITAL |  |  |  |  | David Frye
|  | CAREFUSION | CAREFUSION ALARIS PUMP 8100 |  |  | SPD |  |  |  | 06/30/2010 |  |  |  |  | NO | NO |  |  |  |  | CAREFUSION 10348333 13110785 |  |  | Disposition |  | 99:99:99:99:99:99 |  | High Risk | 1Y:00-MFG | 03/02/2018 | 04/01/2020 | COOPER UNIVERSITY HOSPITAL |  |  | APRIL |  | David Frye
|  | CAREFUSION | CAREFUSION ALARIS PUMP 8100 |  |  | SPD |  |  |  | 08/30/2018 |  |  |  |  | NO | NO |  |  |  |  | CAREFUSION 30149733 13112317 |  |  | Disposition |  | 99:99:99:99:99:99 |  | High Risk | 1Y:00-MFG | 08/30/2018 | 08/30/2018 | COOPER UNIVERSITY HOSPITAL |  |  |  |  | David Frye |  |  |  | 08/30/2018 | 08/30/2018 |  |  |  |  | 08/30/2018 | 08/30/2018
|  | CAREFUSION | CAREFUSION ALARIS PUMP 8100 |  |  | SPD |  |  |  | 10/06/2017 |  |  |  |  | NO | NO |  |  |  |  | CAREFUSION 30149727 13112856 |  |  | Disposition |  | 99:99:99:99:99:99 |  | High Risk | 1Y:00-MFG | 10/06/2017 | 10/06/2017 | COOPER UNIVERSITY HOSPITAL |  |  |  |  | David Frye |  |  |  | 10/06/2017 | 10/06/2017 |  |  |  |  | 10/06/2017 | 10/06/2017
|  | CAREFUSION | CAREFUSION ALARIS PUMP 8100 |  |  | SPD |  |  |  | 08/30/2018 |  |  |  |  | NO | NO |  |  |  |  | CAREFUSION 30149723 13371887 |  |  | Disposition |  | 99:99:99:99:99:99 |  | High Risk | 1Y:00-MFG | 08/30/2018 | 08/30/2018 | COOPER UNIVERSITY HOSPITAL |  |  |  |  | David Frye |  |  |  | 08/30/2018 | 08/30/2018 |  |  |  |  | 08/30/2018 | 08/30/2018
|  | CAREFUSION | CAREFUSION ALARIS PUMP 8100 |  |  | SPD |  |  |  | 10/02/2017 |  |  |  |  | NO | NO |  |  |  |  | CAREFUSION 30149684 13051618 |  |  | Disposition |  | 99:99:99:99:99:99 |  | High Risk | 1Y:00-MFG | 10/02/2017 | 10/02/2017 | COOPER UNIVERSITY HOSPITAL |  |  |  |  | David Frye |  |  |  | 10/02/2017 | 10/02/2017 |  |  |  |  | 10/02/2017 | 10/02/2017
|  | CAREFUSION | CAREFUSION ALARIS PUMP 8100 |  |  | SPD |  |  |  | 08/30/2018 |  |  |  |  | NO | NO |  |  |  |  | CAREFUSION 30149533 12331169 |  |  | Disposition |  | 99:99:99:99:99:99 |  | High Risk | 1Y:00-MFG | 08/30/2018 | 08/30/2018 | COOPER UNIVERSITY HOSPITAL |  |  |  |  | David Frye |  |  |  | 08/30/2018 | 08/30/2018 |  |  |  |  | 08/30/2018 | 08/30/2018
|  | CAREFUSION | CAREFUSION ALARIS PUMP 8100 |  |  | SPD |  |  |  | 08/30/2018 |  |  |  |  | NO | NO |  |  |  |  | CAREFUSION 30144985 4126324 |  |  | Disposition |  | 99:99:99:99:99:99 |  | High Risk | 1Y:00-MFG | 08/30/2018 | 08/30/2018 | COOPER UNIVERSITY HOSPITAL |  |  |  |  | David Frye |  |  |  | 08/30/2018 | 08/30/2018 |  |  |  |  | 08/30/2018 | 08/30/2018
|  | CAREFUSION | CAREFUSION ALARIS PUMP 8100 |  |  | SPD |  |  |  | 08/30/2018 |  |  |  |  | NO | NO |  |  |  |  | CAREFUSION 30144976 12331736 |  |  | Disposition |  | 99:99:99:99:99:99 |  | High Risk | 1Y:00-MFG | 08/30/2018 | 08/30/2018 | COOPER UNIVERSITY HOSPITAL |  |  |  |  | David Frye |  |  |  | 08/30/2018 | 08/30/2018 |  |  |  |  | 08/30/2018 | 08/30/2018
|  | CAREFUSION | CAREFUSION ALARIS PUMP 8100 |  |  | SPD |  |  |  | 10/06/2017 |  |  |  |  | NO | NO |  |  |  |  | CAREFUSION 30144984 13112004 |  |  | Disposition |  | 99:99:99:99:99:99 |  | High Risk | 1Y:00-MFG | 10/06/2017 | 10/06/2017 | COOPER UNIVERSITY HOSPITAL |  |  |  |  | David Frye |  |  |  | 10/06/2017 | 10/06/2017 |  |  |  |  | 10/06/2017 | 10/06/2017
|  | CAREFUSION | CAREFUSION ALARIS PUMP 8100 |  |  | SPD |  |  |  | 08/30/2018 |  |  |  |  | NO | NO |  |  |  |  | CAREFUSION 30144975 12347323 |  |  | Disposition |  | 99:99:99:99:99:99 |  | High Risk | 1Y:00-MFG | 08/30/2018 | 08/30/2018 | COOPER UNIVERSITY HOSPITAL |  |  |  |  | David Frye |  |  |  | 08/30/2018 | 08/30/2018 |  |  |  |  | 08/30/2018 | 08/30/2018
|  | CAREFUSION | CAREFUSION ALARIS PUMP 8100 |  |  | SPD |  |  |  | 10/06/2017 |  |  |  |  | NO | NO |  |  |  |  | CAREFUSION 30144973 13111865 |  |  | Disposition |  | 99:99:99:99:99:99 |  | High Risk | 1Y:00-MFG | 10/06/2017 | 10/06/2017 | COOPER UNIVERSITY HOSPITAL |  |  |  |  | David Frye |  |  |  | 10/06/2017 | 10/06/2017 |  |  |  |  | 10/06/2017 | 10/06/2017
|  | CAREFUSION | CAREFUSION ALARIS PUMP 8100 |  |  | SPD |  |  |  | 09/13/2018 |  |  |  |  | NO | NO |  |  |  |  | CAREFUSION 30144969 13111606 |  |  | Disposition |  | 99:99:99:99:99:99 |  | High Risk | 1Y:00-MFG | 09/13/2018 | 09/13/2018 | COOPER UNIVERSITY HOSPITAL |  |  |  |  | David Frye |  |  |  | 09/13/2018 | 09/13/2018 |  |  |  |  | 09/13/2018 | 09/13/2018
|  | CAREFUSION | CAREFUSION ALARIS PUMP 8100 |  |  | SPD |  |  |  | 10/02/2017 |  |  |  |  | NO | NO |  |  |  |  | CAREFUSION 30144964 13371176 |  |  | Disposition |  | 99:99:99:99:99:99 |  | High Risk | 1Y:00-MFG | 10/02/2017 | 10/02/2017 | COOPER UNIVERSITY HOSPITAL |  |  |  |  | David Frye |  |  |  | 10/02/2017 | 10/02/2017 |  |  |  |  | 10/02/2017 | 10/02/2017
|  | CAREFUSION | CAREFUSION ALARIS PUMP 8100 |  |  | SPD |  |  |  | 10/06/2017 |  |  |  |  | NO | NO |  |  |  |  | CAREFUSION 30144962 13112272 |  |  | Disposition |  | 99:99:99:99:99:99 |  | High Risk | 1Y:00-MFG | 10/06/2017 | 10/06/2017 | COOPER UNIVERSITY HOSPITAL |  |  |  |  | David Frye |  |  |  | 10/06/2017 | 10/06/2017 |  |  |  |  | 10/06/2017 | 10/06/2017
|  | CAREFUSION | CAREFUSION ALARIS PUMP 8100 |  |  | SPD |  |  |  | 08/30/2018 |  |  |  |  | NO | NO |  |  |  |  | CAREFUSION 30144958 13111366 |  |  | Disposition |  | 99:99:99:99:99:99 |  | High Risk | 1Y:00-MFG | 08/30/2018 | 08/30/2018 | COOPER UNIVERSITY HOSPITAL |  |  | BIOMED |  | David Frye |  |  |  | 08/30/2018 | 08/30/2018 |  |  |  |  | 08/30/2018 | 08/30/2018
|  | CAREFUSION | CAREFUSION ALARIS PUMP 8100 |  |  | SPD |  |  |  | 10/10/2017 |  |  |  |  | NO | NO |  |  |  |  | CAREFUSION 30144959 13111845 |  |  | Disposition |  | 99:99:99:99:99:99 |  | High Risk | 1Y:00-MFG | 10/10/2017 | 10/10/2017 | COOPER UNIVERSITY HOSPITAL |  |  |  |  | David Frye |  |  |  | 10/10/2017 | 10/10/2017 |  |  |  |  | 10/10/2017 | 10/10/2017
|  | CAREFUSION | CAREFUSION ALARIS PUMP 8100 |  |  | SPD |  |  |  | 10/06/2017 |  |  |  |  | NO | NO |  |  |  |  | CAREFUSION 30144956 13372193 |  |  | Disposition |  | 99:99:99:99:99:99 |  | High Risk | 1Y:00-MFG | 10/06/2017 | 10/06/2017 | COOPER UNIVERSITY HOSPITAL |  |  |  |  | David Frye |  |  |  | 10/06/2017 | 10/06/2017 |  |  |  |  | 10/06/2017 | 10/06/2017
|  | CAREFUSION | CAREFUSION ALARIS PUMP 8100 |  |  | SPD |  |  |  | 09/13/2018 |  |  |  |  | NO | NO |  |  |  |  | CAREFUSION 30144939 13111489 |  |  | Disposition |  | 99:99:99:99:99:99 |  | High Risk | 1Y:00-MFG | 09/13/2018 | 09/13/2018 | COOPER UNIVERSITY HOSPITAL |  |  | FLUROSCOPY |  | David Frye |  |  |  | 09/13/2018 | 09/13/2018 |  |  |  |  | 09/13/2018 | 09/13/2018
|  | CAREFUSION | CAREFUSION ALARIS PUMP 8100 |  |  | SPD |  |  |  | 09/13/2018 |  |  |  |  | NO | NO |  |  |  |  | CAREFUSION 30144920 13111748 |  |  | Disposition |  | 99:99:99:99:99:99 |  | High Risk | 1Y:00-MFG | 09/13/2018 | 09/13/2018 | COOPER UNIVERSITY HOSPITAL |  |  |  |  | David Frye |  |  |  | 09/13/2018 | 09/13/2018 |  |  |  |  | 09/13/2018 | 09/13/2018
|  | CAREFUSION | CAREFUSION ALARIS PUMP 8100 |  |  | SPD |  |  |  | 07/09/2018 |  |  |  |  | NO | NO |  |  |  |  | CAREFUSION 30144903 13102189 |  |  | Disposition |  | 99:99:99:99:99:99 |  | High Risk | 1Y:00-MFG | 07/09/2018 | 07/09/2018 | COOPER UNIVERSITY HOSPITAL |  |  |  |  | David Frye |  |  |  | 07/09/2018 | 07/09/2018 |  |  |  |  | 07/09/2018 | 07/09/2018
|  | CAREFUSION | CAREFUSION ALARIS PUMP 8100 |  |  | SPD |  |  |  | 09/13/2018 |  |  |  |  | NO | NO |  |  |  |  | CAREFUSION 30144901 13111367 |  |  | Disposition |  | 99:99:99:99:99:99 |  | High Risk | 1Y:00-MFG | 09/13/2018 | 09/13/2018 | COOPER UNIVERSITY HOSPITAL |  |  |  |  | David Frye |  |  |  | 09/13/2018 | 09/13/2018 |  |  |  |  | 09/13/2018 | 09/13/2018
|  | CAREFUSION | CAREFUSION ALARIS PUMP 8100 |  |  | SPD |  |  |  | 09/13/2018 |  |  |  |  | NO | NO |  |  |  |  | CAREFUSION 30144896 13111349 |  |  | Disposition |  | 99:99:99:99:99:99 |  | High Risk | 1Y:00-MFG | 09/13/2018 | 09/13/2018 | COOPER UNIVERSITY HOSPITAL |  |  |  |  | David Frye |  |  |  | 09/13/2018 | 09/13/2018 |  |  |  |  | 09/13/2018 | 09/13/2018
|  | CAREFUSION | CAREFUSION ALARIS PUMP 8100 |  |  | SPD |  |  |  | 09/13/2018 |  |  |  |  | NO | NO |  |  |  |  | CAREFUSION 30144895 13111126 |  |  | Disposition |  | 99:99:99:99:99:99 |  | High Risk | 1Y:00-MFG | 09/13/2018 | 09/13/2018 | COOPER UNIVERSITY HOSPITAL |  |  |  |  | David Frye |  |  |  | 09/13/2018 | 09/13/2018 |  |  |  |  | 09/13/2018 | 09/13/2018
|  | CAREFUSION | CAREFUSION ALARIS PUMP 8100 |  |  | SPD |  |  |  | 08/30/2018 |  |  |  |  | NO | NO |  |  |  |  | CAREFUSION 30144892 12331645 |  |  | Disposition |  | 99:99:99:99:99:99 |  | High Risk | 1Y:00-MFG | 08/30/2018 | 08/30/2018 | COOPER UNIVERSITY HOSPITAL |  |  |  |  | David Frye |  |  |  | 08/30/2018 | 08/30/2018 |  |  |  |  | 08/30/2018 | 08/30/2018
|  | CAREFUSION | CAREFUSION ALARIS PUMP 8100 |  |  | SPD |  |  |  | 09/13/2018 |  |  |  |  | NO | NO |  |  |  |  | CAREFUSION 30144891 13111666 |  |  | Disposition |  | 99:99:99:99:99:99 |  | High Risk | 1Y:00-MFG | 09/13/2018 | 09/13/2018 | COOPER UNIVERSITY HOSPITAL |  |  |  |  | David Frye |  |  |  | 09/13/2018 | 09/13/2018 |  |  |  |  | 09/13/2018 | 09/13/2018
|  | CAREFUSION | CAREFUSION ALARIS PUMP 8100 |  |  | SPD |  |  |  | 10/12/2017 |  |  |  |  | NO | NO |  |  |  |  | CAREFUSION 30144886 13112858 |  |  | Disposition |  | 99:99:99:99:99:99 |  | High Risk | 1Y:00-MFG | 10/12/2017 | 10/12/2017 | COOPER UNIVERSITY HOSPITAL |  |  |  |  | David Frye |  |  |  | 10/12/2017 | 10/12/2017 |  |  |  |  | 10/12/2017 | 10/12/2017
|  | CAREFUSION | CAREFUSION ALARIS PUMP 8100 |  |  | SPD |  |  |  | 08/30/2018 |  |  |  |  | NO | NO |  |  |  |  | CAREFUSION 30144890 12331714 |  |  | Disposition |  | 99:99:99:99:99:99 |  | High Risk | 1Y:00-MFG | 08/30/2018 | 08/30/2018 | COOPER UNIVERSITY HOSPITAL |  |  |  |  | David Frye |  |  |  | 08/30/2018 | 08/30/2018 |  |  |  |  | 08/30/2018 | 08/30/2018
|  | CAREFUSION | CAREFUSION ALARIS PUMP 8100 |  |  | SPD |  |  |  | 08/30/2018 |  |  |  |  | NO | NO |  |  |  |  | CAREFUSION 30144882 13111852 |  |  | Disposition |  | 99:99:99:99:99:99 |  | High Risk | 1Y:00-MFG | 08/30/2018 | 08/30/2018 | COOPER UNIVERSITY HOSPITAL |  |  |  |  | David Frye |  |  |  | 08/30/2018 | 08/30/2018 |  |  |  |  | 08/30/2018 | 08/30/2018
|  | CAREFUSION | CAREFUSION ALARIS PUMP 8100 |  |  | SPD |  |  |  | 09/13/2018 |  |  |  |  | NO | NO |  |  |  |  | CAREFUSION 30144875 13111193 |  |  | Disposition |  | 99:99:99:99:99:99 |  | High Risk | 1Y:00-MFG | 09/13/2018 | 09/13/2018 | COOPER UNIVERSITY HOSPITAL |  |  |  |  | David Frye |  |  |  | 09/13/2018 | 09/13/2018 |  |  |  |  | 09/13/2018 | 09/13/2018
|  | CAREFUSION | CAREFUSION ALARIS PUMP 8100 |  |  | SPD |  |  |  | 09/13/2018 |  |  |  |  | NO | NO |  |  |  |  | CAREFUSION 30144871 13111433 |  |  | Disposition |  | 99:99:99:99:99:99 |  | High Risk | 1Y:00-MFG | 09/13/2018 | 09/13/2018 | COOPER UNIVERSITY HOSPITAL |  |  |  |  | David Frye |  |  |  | 09/13/2018 | 09/13/2018 |  |  |  |  | 09/13/2018 | 09/13/2018
|  | CAREFUSION | CAREFUSION ALARIS PUMP 8100 |  |  | SPD |  |  |  | 10/09/2017 |  |  |  |  | NO | NO |  |  |  |  | CAREFUSION 30144868 13112278 |  |  | Disposition |  | 99:99:99:99:99:99 |  | High Risk | 1Y:00-MFG | 10/09/2017 | 10/09/2017 | COOPER UNIVERSITY HOSPITAL |  |  |  |  | David Frye |  |  |  | 10/09/2017 | 10/09/2017 |  |  |  |  | 10/09/2017 | 10/09/2017
|  | CAREFUSION | CAREFUSION ALARIS PUMP 8100 |  |  | SPD |  |  |  | 09/13/2018 |  |  |  |  | NO | NO |  |  |  |  | CAREFUSION 30144864 13111138 |  |  | Disposition |  | 99:99:99:99:99:99 |  | High Risk | 1Y:00-MFG | 09/13/2018 | 09/13/2018 | COOPER UNIVERSITY HOSPITAL |  |  |  |  | David Frye |  |  |  | 09/13/2018 | 09/13/2018 |  |  |  |  | 09/13/2018 | 09/13/2018
|  | CAREFUSION | CAREFUSION ALARIS PUMP 8100 |  |  | SPD |  |  |  | 08/30/2018 |  |  |  |  | NO | NO |  |  |  |  | CAREFUSION 30144862 12332057 |  |  | Disposition |  | 99:99:99:99:99:99 |  | High Risk | 1Y:00-MFG | 08/30/2018 | 08/30/2018 | COOPER UNIVERSITY HOSPITAL |  |  |  |  | David Frye |  |  |  | 08/30/2018 | 08/30/2018 |  |  |  |  | 08/30/2018 | 08/30/2018
|  | CAREFUSION | CAREFUSION ALARIS PUMP 8100 |  |  | SPD |  |  |  | 09/13/2018 |  |  |  |  | NO | NO |  |  |  |  | CAREFUSION 30144857 13111147 |  |  | Disposition |  | 99:99:99:99:99:99 |  | High Risk | 1Y:00-MFG | 09/13/2018 | 09/13/2018 | COOPER UNIVERSITY HOSPITAL |  |  |  |  | David Frye |  |  |  | 09/13/2018 | 09/13/2018 |  |  |  |  | 09/13/2018 | 09/13/2018
|  | CAREFUSION | CAREFUSION ALARIS PUMP 8100 |  |  | SPD |  |  |  | 10/02/2017 |  |  |  |  | NO | NO |  |  |  |  | CAREFUSION 30144848 13112606 |  |  | Disposition |  | 99:99:99:99:99:99 |  | High Risk | 1Y:00-MFG | 10/02/2017 | 10/02/2017 | COOPER UNIVERSITY HOSPITAL |  |  |  |  | David Frye |  |  |  | 10/02/2017 | 10/02/2017 |  |  |  |  | 10/02/2017 | 10/02/2017
|  | CAREFUSION | CAREFUSION ALARIS PUMP 8100 |  |  | SPD |  |  |  | 06/28/2018 |  |  |  |  | NO | NO |  |  |  |  | CAREFUSION 30144846 13110499 |  |  | Disposition |  | 99:99:99:99:99:99 |  | High Risk | 1Y:00-MFG | 06/28/2018 | 06/28/2018 | COOPER UNIVERSITY HOSPITAL |  |  |  |  | David Frye |  |  |  | 06/28/2018 | 06/28/2018 |  |  |  |  | 06/28/2018 | 06/28/2018
|  | CAREFUSION | CAREFUSION ALARIS PUMP 8100 |  |  | SPD |  |  |  | 09/12/2018 |  |  |  |  | NO | NO |  |  |  |  | CAREFUSION 30144842 13111540 |  |  | Disposition |  | 99:99:99:99:99:99 |  | High Risk | 1Y:00-MFG | 09/12/2018 | 09/12/2018 | COOPER UNIVERSITY HOSPITAL |  |  |  |  | David Frye |  |  |  | 09/12/2018 | 09/12/2018 |  |  |  |  | 09/12/2018 | 09/12/2018
|  | CAREFUSION | CAREFUSION ALARIS PUMP 8100 |  |  | SPD |  |  |  | 09/13/2018 |  |  |  |  | NO | NO |  |  |  |  | CAREFUSION 30144838 13111755 |  |  | Disposition |  | 99:99:99:99:99:99 |  | High Risk | 1Y:00-MFG | 09/13/2018 | 09/13/2018 | COOPER UNIVERSITY HOSPITAL |  |  |  |  | David Frye |  |  |  | 09/13/2018 | 09/13/2018 |  |  |  |  | 09/13/2018 | 09/13/2018
|  | CAREFUSION | CAREFUSION ALARIS PUMP 8100 |  |  | SPD |  |  |  | 08/30/2018 |  |  |  |  | NO | NO |  |  |  |  | CAREFUSION 30144837 12331761 |  |  | Disposition |  | 99:99:99:99:99:99 |  | High Risk | 1Y:00-MFG | 08/30/2018 | 08/30/2018 | COOPER UNIVERSITY HOSPITAL |  |  |  |  | David Frye |  |  |  | 08/30/2018 | 08/30/2018 |  |  |  |  | 08/30/2018 | 08/30/2018
|  | CAREFUSION | CAREFUSION ALARIS PUMP 8100 |  |  | SPD |  |  |  | 09/13/2018 |  |  |  |  | NO | NO |  |  |  |  | CAREFUSION 30144835 13110942 |  |  | Disposition |  | 99:99:99:99:99:99 |  | High Risk | 1Y:00-MFG | 09/13/2018 | 09/13/2018 | COOPER UNIVERSITY HOSPITAL |  |  |  |  | David Frye |  |  |  | 09/13/2018 | 09/13/2018 |  |  |  |  | 09/13/2018 | 09/13/2018
|  | CAREFUSION | CAREFUSION ALARIS PUMP 8100 |  |  | SPD |  |  |  | 09/13/2018 |  |  |  |  | NO | NO |  |  |  |  | CAREFUSION 30144832 13111369 |  |  | Disposition |  | 99:99:99:99:99:99 |  | High Risk | 1Y:00-MFG | 09/13/2018 | 09/13/2018 | COOPER UNIVERSITY HOSPITAL |  |  |  |  | David Frye |  |  |  | 09/13/2018 | 09/13/2018 |  |  |  |  | 09/13/2018 | 09/13/2018
|  | CAREFUSION | CAREFUSION ALARIS PUMP 8100 |  |  | SPD |  |  |  | 10/06/2017 |  |  |  |  | NO | NO |  |  |  |  | CAREFUSION 30144831 13112625 |  |  | Disposition |  | 99:99:99:99:99:99 |  | High Risk | 1Y:00-MFG | 10/06/2017 | 10/06/2017 | COOPER UNIVERSITY HOSPITAL |  |  |  |  | David Frye |  |  |  | 10/06/2017 | 10/06/2017 |  |  |  |  | 10/06/2017 | 10/06/2017
|  | CAREFUSION | CAREFUSION ALARIS PUMP 8100 |  |  | SPD |  |  |  | 09/13/2018 |  |  |  |  | NO | NO |  |  |  |  | CAREFUSION 30144826 13111674 |  |  | Disposition |  | 99:99:99:99:99:99 |  | High Risk | 1Y:00-MFG | 09/13/2018 | 09/13/2018 | COOPER UNIVERSITY HOSPITAL |  |  |  |  | David Frye |  |  |  | 09/13/2018 | 09/13/2018 |  |  |  |  | 09/13/2018 | 09/13/2018
|  | CAREFUSION | CAREFUSION ALARIS PUMP 8100 |  |  | SPD |  |  |  | 09/13/2018 |  |  |  |  | NO | NO |  |  |  |  | CAREFUSION 30144825 13111454 |  |  | Disposition |  | 99:99:99:99:99:99 |  | High Risk | 1Y:00-MFG | 09/13/2018 | 09/13/2018 | COOPER UNIVERSITY HOSPITAL |  |  |  |  | David Frye |  |  |  | 09/13/2018 | 09/13/2018 |  |  |  |  | 09/13/2018 | 09/13/2018
|  | CAREFUSION | CAREFUSION ALARIS PUMP 8100 |  |  | SPD |  |  |  | 08/30/2018 |  |  |  |  | NO | NO |  |  |  |  | CAREFUSION 30144822 12346815 |  |  | Disposition |  | 99:99:99:99:99:99 |  | High Risk | 1Y:00-MFG | 08/30/2018 | 08/30/2018 | COOPER UNIVERSITY HOSPITAL |  |  |  |  | David Frye |  |  |  | 08/30/2018 | 08/30/2018 |  |  |  |  | 08/30/2018 | 08/30/2018
|  | CAREFUSION | CAREFUSION ALARIS PUMP 8100 |  |  | SPD |  |  |  | 08/30/2018 |  |  |  |  | NO | NO |  |  |  |  | CAREFUSION 30144802 4135096 |  |  | Disposition |  | 99:99:99:99:99:99 |  | High Risk | 1Y:00-MFG | 08/30/2018 | 08/30/2018 | COOPER UNIVERSITY HOSPITAL |  |  |  |  | David Frye |  |  |  | 08/30/2018 | 08/30/2018 |  |  |  |  | 08/30/2018 | 08/30/2018
|  | CAREFUSION | CAREFUSION ALARIS PUMP 8100 |  |  | SPD |  |  |  | 03/10/2011 |  |  |  |  | NO | NO |  |  |  |  | CAREFUSION 10347550 13372008 |  |  | Disposition |  | 99:99:99:99:99:99 |  | High Risk | 1Y:00-MFG | 05/04/2018 | 06/01/2020 | COOPER UNIVERSITY HOSPITAL |  |  |  |  | David Frye
|  | CAREFUSION | CAREFUSION ALARIS PUMP 8100 |  |  | SPD |  |  |  | 08/30/2018 |  |  |  |  | NO | NO |  |  |  |  | CAREFUSION 30144801 12331974 |  |  | Disposition |  | 99:99:99:99:99:99 |  | High Risk | 1Y:00-MFG | 08/30/2018 | 08/30/2018 | COOPER UNIVERSITY HOSPITAL |  |  |  |  | David Frye |  |  |  | 08/30/2018 | 08/30/2018 |  |  |  |  | 08/30/2018 | 08/30/2018
|  | CAREFUSION | CAREFUSION ALARIS PUMP 8100 |  |  | SPD |  |  |  | 06/30/2010 |  |  |  |  | NO | NO |  |  |  |  | CAREFUSION 10346973 13111105 |  |  | Disposition |  | 99:99:99:99:99:99 |  | High Risk | 1Y:00-MFG | 04/05/2018 | 05/01/2020 | COOPER UNIVERSITY HOSPITAL |  |  |  |  | David Frye
|  | CAREFUSION | CAREFUSION ALARIS PUMP 8100 |  |  | SPD |  |  |  | 08/30/2018 |  |  |  |  | NO | NO |  |  |  |  | CAREFUSION 30144798 4126374 |  |  | Disposition |  | 99:99:99:99:99:99 |  | High Risk | 1Y:00-MFG | 08/30/2018 | 08/30/2018 | COOPER UNIVERSITY HOSPITAL |  |  |  |  | David Frye |  |  |  | 08/30/2018 | 08/30/2018 |  |  |  |  | 08/30/2018 | 08/30/2018
|  | CAREFUSION | CAREFUSION ALARIS PUMP 8100 |  |  | SPD |  |  |  | 08/30/2018 |  |  |  |  | NO | NO |  |  |  |  | CAREFUSION 30144795 13111371 |  |  | Disposition |  | 99:99:99:99:99:99 |  | High Risk | 1Y:00-MFG | 08/30/2018 | 08/30/2018 | COOPER UNIVERSITY HOSPITAL |  |  |  |  | David Frye |  |  |  | 08/30/2018 | 08/30/2018 |  |  |  |  | 08/30/2018 | 08/30/2018
|  | CAREFUSION | CAREFUSION ALARIS PUMP 8100 |  |  | SPD |  |  |  | 09/13/2018 |  |  |  |  | NO | NO |  |  |  |  | CAREFUSION 30144786 13111103 |  |  | Disposition |  | 99:99:99:99:99:99 |  | High Risk | 1Y:00-MFG | 09/13/2018 | 09/13/2018 | COOPER UNIVERSITY HOSPITAL |  |  |  |  | David Frye |  |  |  | 09/13/2018 | 09/13/2018 |  |  |  |  | 09/13/2018 | 09/13/2018
|  | CAREFUSION | CAREFUSION ALARIS PUMP 8100 |  |  | SPD |  |  |  | 08/30/2018 |  |  |  |  | NO | NO |  |  |  |  | CAREFUSION 30144771 12346940 |  |  | Disposition |  | 99:99:99:99:99:99 |  | High Risk | 1Y:00-MFG | 08/30/2018 | 08/30/2018 | COOPER UNIVERSITY HOSPITAL |  |  |  |  | David Frye |  |  |  | 08/30/2018 | 08/30/2018 |  |  |  |  | 08/30/2018 | 08/30/2018
|  | CAREFUSION | CAREFUSION ALARIS PUMP 8100 |  |  | SPD |  |  |  | 09/12/2018 |  |  |  |  | NO | NO |  |  |  |  | CAREFUSION 30144770 13111121 |  |  | Disposition |  | 99:99:99:99:99:99 |  | High Risk | 1Y:00-MFG | 09/12/2018 | 09/12/2018 | COOPER UNIVERSITY HOSPITAL |  |  |  |  | David Frye |  |  |  | 09/12/2018 | 09/12/2018 |  |  |  |  | 09/12/2018 | 09/12/2018
|  | CAREFUSION | CAREFUSION ALARIS PUMP 8100 |  |  | SPD |  |  |  | 12/30/2016 |  |  |  |  | NO | NO |  |  |  |  | CAREFUSION 30144763 13111834 |  |  | Disposition |  |  |  | High Risk | 1Y:00-MFG | 12/30/2016 | 12/30/2016 | COOPER UNIVERSITY HOSPITAL |  |  |  |  | David Frye |  |  |  | 12/30/2016 | 12/30/2016 |  |  |  |  | 12/30/2016 | 12/30/2016
|  | CAREFUSION | CAREFUSION ALARIS PUMP 8100 |  |  | SPD |  |  |  | 09/12/2018 |  |  |  |  | NO | NO |  |  |  |  | CAREFUSION 30144761 13111108 |  |  | Disposition |  | 99:99:99:99:99:99 |  | High Risk | 1Y:00-MFG | 09/12/2018 | 09/12/2018 | COOPER UNIVERSITY HOSPITAL |  |  |  |  | David Frye |  |  |  | 09/12/2018 | 09/12/2018 |  |  |  |  | 09/12/2018 | 09/12/2018
|  | CAREFUSION | CAREFUSION ALARIS PUMP 8100 |  |  | SPD |  |  |  | 09/12/2018 |  |  |  |  | NO | NO |  |  |  |  | CAREFUSION 30144758 13111737 |  |  | Disposition |  | 99:99:99:99:99:99 |  | High Risk | 1Y:00-MFG | 09/12/2018 | 09/12/2018 | COOPER UNIVERSITY HOSPITAL |  |  |  |  | David Frye |  |  |  | 09/12/2018 | 09/12/2018 |  |  |  |  | 09/12/2018 | 09/12/2018
|  | CAREFUSION | CAREFUSION ALARIS PUMP 8100 |  |  | SPD |  |  |  | 10/06/2017 |  |  |  |  | NO | NO |  |  |  |  | CAREFUSION 30144753 13112855 |  |  | Disposition |  | 99:99:99:99:99:99 |  | High Risk | 1Y:00-MFG | 10/06/2017 | 10/06/2017 | COOPER UNIVERSITY HOSPITAL |  |  |  |  | David Frye |  |  |  | 10/06/2017 | 10/06/2017 |  |  |  |  | 10/06/2017 | 10/06/2017
|  | CAREFUSION | CAREFUSION ALARIS PUMP 8100 |  |  | SPD |  |  |  | 08/30/2018 |  |  |  |  | NO | NO |  |  |  |  | CAREFUSION 30144752 12331595 |  |  | Disposition |  | 99:99:99:99:99:99 |  | High Risk | 1Y:00-MFG | 08/30/2018 | 08/30/2018 | COOPER UNIVERSITY HOSPITAL |  |  |  |  | David Frye |  |  |  | 08/30/2018 | 08/30/2018 |  |  |  |  | 08/30/2018 | 08/30/2018
|  | CAREFUSION | CAREFUSION ALARIS PUMP 8100 |  |  | WILLINGBORO HEMATOLOGY/ONCOLOGY |  |  |  | 08/30/2018 |  |  |  |  | NO | NO |  |  |  |  | CAREFUSION 30144733 13497789 |  |  | Disposition |  | 99:99:99:99:99:99 |  | High Risk | 1Y:00-MFG | 08/30/2018 | 08/30/2018 | COOPER AMBULATORY OFF-SITES |  |  | EXAM 2 |  | ANN DENTON |  |  |  | 08/30/2018 | 08/30/2018 |  |  |  |  | 08/30/2018 | 08/30/2018
|  | CAREFUSION | CAREFUSION ALARIS PUMP 8100 |  |  | WILLINGBORO HEMATOLOGY/ONCOLOGY |  |  |  | 08/30/2018 |  |  |  |  | NO | NO |  |  |  |  | CAREFUSION 30144732 13520232 |  |  | Disposition |  | 99:99:99:99:99:99 |  | High Risk | 1Y:00-MFG | 08/30/2018 | 08/30/2018 | COOPER AMBULATORY OFF-SITES |  |  | EXAM 2 |  | ANN DENTON |  |  |  | 08/30/2018 | 08/30/2018 |  |  |  |  | 08/30/2018 | 08/30/2018
|  | CAREFUSION | CAREFUSION ALARIS PUMP 8100 |  |  | WILLINGBORO HEMATOLOGY/ONCOLOGY |  |  |  | 08/30/2018 |  |  |  |  | NO | NO |  |  |  |  | CAREFUSION 30144728 13520414 |  |  | Disposition |  | 99:99:99:99:99:99 |  | High Risk | 1Y:00-MFG | 08/30/2018 | 08/30/2018 | COOPER AMBULATORY OFF-SITES |  |  | INFUSION RM |  | ANN DENTON |  |  |  | 08/30/2018 | 08/30/2018 |  |  |  |  | 08/30/2018 | 08/30/2018
|  | CAREFUSION | CAREFUSION ALARIS PUMP 8100 |  |  | WILLINGBORO HEMATOLOGY/ONCOLOGY |  |  |  | 08/30/2018 |  |  |  |  | NO | NO |  |  |  |  | CAREFUSION 30144729 13520435 |  |  | Disposition |  | 99:99:99:99:99:99 |  | High Risk | 1Y:00-MFG | 08/30/2018 | 08/30/2018 | COOPER AMBULATORY OFF-SITES |  |  | INFUSION RM |  | ANN DENTON |  |  |  | 08/30/2018 | 08/30/2018 |  |  |  |  | 08/30/2018 | 08/30/2018
|  | CAREFUSION | CAREFUSION ALARIS PUMP 8100 |  |  | WILLINGBORO HEMATOLOGY/ONCOLOGY |  |  |  | 08/30/2018 |  |  |  |  | NO | NO |  |  |  |  | CAREFUSION 30144731 13520618 |  |  | Disposition |  | 99:99:99:99:99:99 |  | High Risk | 1Y:00-MFG | 08/30/2018 | 08/30/2018 | COOPER AMBULATORY OFF-SITES |  |  | INFUSION RM |  | ANN DENTON |  |  |  | 08/30/2018 | 08/30/2018 |  |  |  |  | 08/30/2018 | 08/30/2018
|  | CAREFUSION | CAREFUSION ALARIS PUMP 8100 |  |  | WILLINGBORO HEMATOLOGY/ONCOLOGY |  |  |  | 08/30/2018 |  |  |  |  | NO | NO |  |  |  |  | CAREFUSION 30144730 13520607 |  |  | Disposition |  | 99:99:99:99:99:99 |  | High Risk | 1Y:00-MFG | 08/30/2018 | 08/30/2018 | COOPER AMBULATORY OFF-SITES |  |  | INFUSION RM |  | ANN DENTON |  |  |  | 08/30/2018 | 08/30/2018 |  |  |  |  | 08/30/2018 | 08/30/2018
|  | CAREFUSION | CAREFUSION ALARIS PUMP 8100 |  |  | WILLINGBORO HEMATOLOGY/ONCOLOGY |  |  |  | 08/30/2018 |  |  |  |  | NO | NO |  |  |  |  | CAREFUSION 30144727 13520553 |  |  | Disposition |  | 99:99:99:99:99:99 |  | High Risk | 1Y:00-MFG | 08/30/2018 | 08/30/2018 | COOPER AMBULATORY OFF-SITES |  |  | INFUSION RM |  | ANN DENTON |  |  |  | 08/30/2018 | 08/30/2018 |  |  |  |  | 08/30/2018 | 08/30/2018
|  | CAREFUSION | CAREFUSION ALARIS PUMP 8100 |  |  | WILLINGBORO HEMATOLOGY/ONCOLOGY |  |  |  | 08/30/2018 |  |  |  |  | NO | NO |  |  |  |  | CAREFUSION 30144726 13520593 |  |  | Disposition |  | 99:99:99:99:99:99 |  | High Risk | 1Y:00-MFG | 08/30/2018 | 08/30/2018 | COOPER AMBULATORY OFF-SITES |  |  | INFUSION RM |  | ANN DENTON |  |  |  | 08/30/2018 | 08/30/2018 |  |  |  |  | 08/30/2018 | 08/30/2018
|  | CAREFUSION | CAREFUSION ALARIS PUMP 8100 |  |  | WILLINGBORO HEMATOLOGY/ONCOLOGY |  |  |  | 08/30/2018 |  |  |  |  | NO | NO |  |  |  |  | CAREFUSION 30144725 13520660 |  |  | Disposition |  | 99:99:99:99:99:99 |  | High Risk | 1Y:00-MFG | 08/30/2018 | 08/30/2018 | COOPER AMBULATORY OFF-SITES |  |  | INFUSION RM |  | ANN DENTON |  |  |  | 08/30/2018 | 08/30/2018 |  |  |  |  | 08/30/2018 | 08/30/2018
|  | CAREFUSION | CAREFUSION ALARIS PUMP 8100 |  |  | WILLINGBORO HEMATOLOGY/ONCOLOGY |  |  |  | 08/30/2018 |  |  |  |  | NO | NO |  |  |  |  | CAREFUSION 30144724 13520411 |  |  | Disposition |  | 99:99:99:99:99:99 |  | High Risk | 1Y:00-MFG | 08/30/2018 | 08/30/2018 | COOPER AMBULATORY OFF-SITES |  |  | INFUSION RM |  | ANN DENTON |  |  |  | 08/30/2018 | 08/30/2018 |  |  |  |  | 08/30/2018 | 08/30/2018
|  | CAREFUSION | CAREFUSION ALARIS PUMP 8100 |  |  | WILLINGBORO HEMATOLOGY/ONCOLOGY |  |  |  | 08/30/2018 |  |  |  |  | NO | NO |  |  |  |  | CAREFUSION 30144723 13520548 |  |  | Disposition |  | 99:99:99:99:99:99 |  | High Risk | 1Y:00-MFG | 08/30/2018 | 08/30/2018 | COOPER AMBULATORY OFF-SITES |  |  | INFUSION RM |  | ANN DENTON |  |  |  | 08/30/2018 | 08/30/2018 |  |  |  |  | 08/30/2018 | 08/30/2018
|  | CAREFUSION | CAREFUSION ALARIS PUMP 8100 |  |  | WILLINGBORO HEMATOLOGY/ONCOLOGY |  |  |  | 08/30/2018 |  |  |  |  | NO | NO |  |  |  |  | CAREFUSION 30144721 13520394 |  |  | Disposition |  | 99:99:99:99:99:99 |  | High Risk | 1Y:00-MFG | 08/30/2018 | 08/30/2018 | COOPER AMBULATORY OFF-SITES |  |  | INFUSION RM |  | ANN DENTON |  |  |  | 08/30/2018 | 08/30/2018 |  |  |  |  | 08/30/2018 | 08/30/2018
|  | CAREFUSION | CAREFUSION ALARIS PUMP 8100 |  |  | WILLINGBORO HEMATOLOGY/ONCOLOGY |  |  |  | 08/30/2018 |  |  |  |  | NO | NO |  |  |  |  | CAREFUSION 30144722 13520361 |  |  | Disposition |  | 99:99:99:99:99:99 |  | High Risk | 1Y:00-MFG | 08/30/2018 | 08/30/2018 | COOPER AMBULATORY OFF-SITES |  |  | INFUSION RM |  | ANN DENTON |  |  |  | 08/30/2018 | 08/30/2018 |  |  |  |  | 08/30/2018 | 08/30/2018
|  | CAREFUSION | CAREFUSION ALARIS PUMP 8100 |  |  | WILLINGBORO HEMATOLOGY/ONCOLOGY |  |  |  | 08/30/2018 |  |  |  |  | NO | NO |  |  |  |  | CAREFUSION 30144720 13520475 |  |  | Disposition |  | 99:99:99:99:99:99 |  | High Risk | 1Y:00-MFG | 08/30/2018 | 08/30/2018 | COOPER AMBULATORY OFF-SITES |  |  | INFUSION RM |  | ANN DENTON |  |  |  | 08/30/2018 | 08/30/2018 |  |  |  |  | 08/30/2018 | 08/30/2018
|  | CAREFUSION | CAREFUSION ALARIS PUMP 8100 |  |  | SPD |  |  |  | 09/13/2018 |  |  |  |  | NO | NO |  |  |  |  | CAREFUSION 30144714 13111142 |  |  | Disposition |  | 99:99:99:99:99:99 |  | High Risk | 1Y:00-MFG | 09/13/2018 | 09/13/2018 | COOPER UNIVERSITY HOSPITAL |  |  |  |  | David Frye |  |  |  | 09/13/2018 | 09/13/2018 |  |  |  |  | 09/13/2018 | 09/13/2018
|  | CAREFUSION | CAREFUSION ALARIS PUMP 8100 |  |  | SPD |  |  |  | 08/30/2018 |  |  |  |  | NO | NO |  |  |  |  | CAREFUSION 30144715 12330531 |  |  | Disposition |  | 99:99:99:99:99:99 |  | High Risk | 1Y:00-MFG | 08/30/2018 | 08/30/2018 | COOPER UNIVERSITY HOSPITAL |  |  |  |  | David Frye |  |  |  | 08/30/2018 | 08/30/2018 |  |  |  |  | 08/30/2018 | 08/30/2018
|  | CAREFUSION | CAREFUSION ALARIS PUMP 8100 |  |  | WILLINGBORO HEMATOLOGY/ONCOLOGY |  |  |  | 08/30/2018 |  |  |  |  | NO | NO |  |  |  |  | CAREFUSION 30144719 13496917 |  |  | Disposition |  | 99:99:99:99:99:99 |  | High Risk | 1Y:00-MFG | 08/30/2018 | 08/30/2018 | COOPER AMBULATORY OFF-SITES |  |  | INFUSION RM |  | ANN DENTON |  |  |  | 08/30/2018 | 08/30/2018 |  |  |  |  | 08/30/2018 | 08/30/2018
|  | CAREFUSION | CAREFUSION ALARIS PUMP 8100 |  |  | WILLINGBORO HEMATOLOGY/ONCOLOGY |  |  |  | 08/30/2018 |  |  |  |  | NO | NO |  |  |  |  | CAREFUSION 30144718 13520528 |  |  | Disposition |  | 99:99:99:99:99:99 |  | High Risk | 1Y:00-MFG | 08/30/2018 | 08/30/2018 | COOPER AMBULATORY OFF-SITES |  |  | INFUSION RM |  | ANN DENTON |  |  |  | 08/30/2018 | 08/30/2018 |  |  |  |  | 08/30/2018 | 08/30/2018
|  | CAREFUSION | CAREFUSION ALARIS PUMP 8100 |  |  | WILLINGBORO HEMATOLOGY/ONCOLOGY |  |  |  | 08/30/2018 |  |  |  |  | NO | NO |  |  |  |  | CAREFUSION 30144717 13520614 |  |  | Disposition |  | 99:99:99:99:99:99 |  | High Risk | 1Y:00-MFG | 08/30/2018 | 08/30/2018 | COOPER AMBULATORY OFF-SITES |  |  | INFUSION RM |  | ANN DENTON |  |  |  | 08/30/2018 | 08/30/2018 |  |  |  |  | 08/30/2018 | 08/30/2018
|  | CAREFUSION | CAREFUSION ALARIS PUMP 8100 |  |  | WILLINGBORO HEMATOLOGY/ONCOLOGY |  |  |  | 08/30/2018 |  |  |  |  | NO | NO |  |  |  |  | CAREFUSION 30144716 13520491 |  |  | Disposition |  | 99:99:99:99:99:99 |  | High Risk | 1Y:00-MFG | 08/30/2018 | 08/30/2018 | COOPER AMBULATORY OFF-SITES |  |  | INFUSION RM |  | ANN DENTON |  |  |  | 08/30/2018 | 08/30/2018 |  |  |  |  | 08/30/2018 | 08/30/2018
|  | CAREFUSION | CAREFUSION ALARIS PUMP 8100 |  |  | SPD |  |  |  | 08/30/2018 |  |  |  |  | NO | NO |  |  |  |  | CAREFUSION 30144642 4126416 |  |  | Disposition |  | 99:99:99:99:99:99 |  | High Risk | 1Y:00-MFG | 08/30/2018 | 08/30/2018 | COOPER UNIVERSITY HOSPITAL |  |  |  |  | David Frye |  |  |  | 08/30/2018 | 08/30/2018 |  |  |  |  | 08/30/2018 | 08/30/2018
|  | CAREFUSION | CAREFUSION ALARIS PUMP 8100 |  |  | SPD |  |  |  | 08/30/2018 |  |  |  |  | NO | NO |  |  |  |  | CAREFUSION 30144640 13372171 |  |  | Disposition |  | 99:99:99:99:99:99 |  | High Risk | 1Y:00-MFG | 08/30/2018 | 08/30/2018 | COOPER UNIVERSITY HOSPITAL |  |  |  |  | David Frye |  |  |  | 08/30/2018 | 08/30/2018 |  |  |  |  | 08/30/2018 | 08/30/2018
|  | CAREFUSION | CAREFUSION ALARIS PUMP 8100 |  |  | SPD |  |  |  | 08/30/2018 |  |  |  |  | NO | NO |  |  |  |  | CAREFUSION 30144641 13111133 |  |  | Disposition |  | 99:99:99:99:99:99 |  | High Risk | 1Y:00-MFG | 08/30/2018 | 08/30/2018 | COOPER UNIVERSITY HOSPITAL |  |  |  |  | David Frye |  |  |  | 08/30/2018 | 08/30/2018 |  |  |  |  | 08/30/2018 | 08/30/2018
|  | CAREFUSION | CAREFUSION ALARIS PUMP 8100 |  |  | SPD |  |  |  | 08/30/2018 |  |  |  |  | NO | NO |  |  |  |  | CAREFUSION 30144639 13110614 |  |  | Disposition |  | 99:99:99:99:99:99 |  | High Risk | 1Y:00-MFG | 08/30/2018 | 08/30/2018 | COOPER UNIVERSITY HOSPITAL |  |  |  |  | David Frye |  |  |  | 08/30/2018 | 08/30/2018 |  |  |  |  | 08/30/2018 | 08/30/2018
|  | CAREFUSION | CAREFUSION ALARIS PUMP 8100 |  |  | SPD |  |  |  | 08/30/2018 |  |  |  |  | NO | NO |  |  |  |  | CAREFUSION 30144637 13111137 |  |  | Disposition |  | 99:99:99:99:99:99 |  | High Risk | 1Y:00-MFG | 08/30/2018 | 08/30/2018 | COOPER UNIVERSITY HOSPITAL |  |  |  |  | David Frye |  |  |  | 08/30/2018 | 08/30/2018 |  |  |  |  | 08/30/2018 | 08/30/2018
|  | CAREFUSION | CAREFUSION ALARIS PUMP 8100 |  |  | SPD |  |  |  | 10/02/2017 |  |  |  |  | NO | NO |  |  |  |  | CAREFUSION 30144636 13112007 |  |  | Disposition |  | 99:99:99:99:99:99 |  | High Risk | 1Y:00-MFG | 10/02/2017 | 10/02/2017 | COOPER UNIVERSITY HOSPITAL |  |  |  |  | David Frye |  |  |  | 10/02/2017 | 10/02/2017 |  |  |  |  | 10/02/2017 | 10/02/2017
|  | CAREFUSION | CAREFUSION ALARIS PUMP 8100 |  |  | SPD |  |  |  | 08/30/2018 |  |  |  |  | NO | NO |  |  |  |  | CAREFUSION 30144633 13111495 |  |  | Disposition |  | 99:99:99:99:99:99 |  | High Risk | 1Y:00-MFG | 08/30/2018 | 08/30/2018 | COOPER UNIVERSITY HOSPITAL |  |  |  |  | David Frye |  |  |  | 08/30/2018 | 08/30/2018 |  |  |  |  | 08/30/2018 | 08/30/2018
|  | CAREFUSION | CAREFUSION ALARIS PUMP 8100 |  |  | SPD |  |  |  | 09/13/2018 |  |  |  |  | NO | NO |  |  |  |  | CAREFUSION 30144635 13111296 |  |  | Disposition |  | 99:99:99:99:99:99 |  | High Risk | 1Y:00-MFG | 09/13/2018 | 09/13/2018 | COOPER UNIVERSITY HOSPITAL |  |  |  |  | David Frye |  |  |  | 09/13/2018 | 09/13/2018 |  |  |  |  | 09/13/2018 | 09/13/2018
|  | CAREFUSION | CAREFUSION ALARIS PUMP 8100 |  |  | SPD |  |  |  | 08/30/2018 |  |  |  |  | NO | NO |  |  |  |  | CAREFUSION 30144629 4120700 |  |  | Disposition |  | 99:99:99:99:99:99 |  | High Risk | 1Y:00-MFG | 08/30/2018 | 08/30/2018 | COOPER UNIVERSITY HOSPITAL |  |  |  |  | David Frye |  |  |  | 08/30/2018 | 08/30/2018 |  |  |  |  | 08/30/2018 | 08/30/2018
|  | CAREFUSION | CAREFUSION ALARIS PUMP 8100 |  |  | SPD |  |  |  | 08/30/2018 |  |  |  |  | NO | NO |  |  |  |  | CAREFUSION 30144628 13112893 |  |  | Disposition |  | 99:99:99:99:99:99 |  | High Risk | 1Y:00-MFG | 08/30/2018 | 08/30/2018 | COOPER UNIVERSITY HOSPITAL |  |  |  |  | David Frye |  |  |  | 08/30/2018 | 08/30/2018 |  |  |  |  | 08/30/2018 | 08/30/2018
|  | CAREFUSION | CAREFUSION ALARIS PUMP 8100 |  |  | SPD |  |  |  | 08/30/2018 |  |  |  |  | NO | NO |  |  |  |  | CAREFUSION 30144627 13112848 |  |  | Disposition |  | 99:99:99:99:99:99 |  | High Risk | 1Y:00-MFG | 08/30/2018 | 08/30/2018 | COOPER UNIVERSITY HOSPITAL |  |  |  |  | David Frye |  |  |  | 08/30/2018 | 08/30/2018 |  |  |  |  | 08/30/2018 | 08/30/2018
|  | CAREFUSION | CAREFUSION ALARIS PUMP 8100 |  |  | SPD |  |  |  | 08/30/2018 |  |  |  |  | NO | NO |  |  |  |  | CAREFUSION 30144624 13372285 |  |  | Disposition |  | 99:99:99:99:99:99 |  | High Risk | 1Y:00-MFG | 08/30/2018 | 08/30/2018 | COOPER UNIVERSITY HOSPITAL |  |  |  |  | David Frye |  |  |  | 08/30/2018 | 08/30/2018 |  |  |  |  | 08/30/2018 | 08/30/2018
|  | CAREFUSION | CAREFUSION ALARIS PUMP 8100 |  |  | SPD |  |  |  | 08/30/2018 |  |  |  |  | NO | NO |  |  |  |  | CAREFUSION 30144620 13101103 |  |  | Disposition |  | 99:99:99:99:99:99 |  | High Risk | 1Y:00-MFG | 08/30/2018 | 08/30/2018 | COOPER UNIVERSITY HOSPITAL |  |  |  |  | David Frye |  |  |  | 08/30/2018 | 08/30/2018 |  |  |  |  | 08/30/2018 | 08/30/2018
|  | CAREFUSION | CAREFUSION ALARIS PUMP 8100 |  |  | SPD |  |  |  | 08/30/2018 |  |  |  |  | NO | NO |  |  |  |  | CAREFUSION 30144619 13112685 |  |  | Disposition |  | 99:99:99:99:99:99 |  | High Risk | 1Y:00-MFG | 08/30/2018 | 08/30/2018 | COOPER UNIVERSITY HOSPITAL |  |  |  |  | David Frye |  |  |  | 08/30/2018 | 08/30/2018 |  |  |  |  | 08/30/2018 | 08/30/2018
|  | CAREFUSION | CAREFUSION ALARIS PUMP 8100 |  |  | SPD |  |  |  | 08/30/2018 |  |  |  |  | NO | NO |  |  |  |  | CAREFUSION 30144613 13111439 |  |  | Disposition |  | 99:99:99:99:99:99 |  | High Risk | 1Y:00-MFG | 08/30/2018 | 08/30/2018 | COOPER UNIVERSITY HOSPITAL |  |  |  |  | David Frye |  |  |  | 08/30/2018 | 08/30/2018 |  |  |  |  | 08/30/2018 | 08/30/2018
|  | CAREFUSION | CAREFUSION ALARIS PUMP 8100 |  |  | SPD |  |  |  | 08/30/2018 |  |  |  |  | NO | NO |  |  |  |  | CAREFUSION 30144612 13111192 |  |  | Disposition |  | 99:99:99:99:99:99 |  | High Risk | 1Y:00-MFG | 08/30/2018 | 08/30/2018 | COOPER UNIVERSITY HOSPITAL |  |  |  |  | David Frye |  |  |  | 08/30/2018 | 08/30/2018 |  |  |  |  | 08/30/2018 | 08/30/2018
|  | CAREFUSION | CAREFUSION ALARIS PUMP 8100 |  |  | SPD |  |  |  | 08/30/2018 |  |  |  |  | NO | NO |  |  |  |  | CAREFUSION 30144605 13101885 |  |  | Disposition |  | 99:99:99:99:99:99 |  | High Risk | 1Y:00-MFG | 08/30/2018 | 08/30/2018 | COOPER UNIVERSITY HOSPITAL |  |  |  |  | David Frye |  |  |  | 08/30/2018 | 08/30/2018 |  |  |  |  | 08/30/2018 | 08/30/2018
|  | CAREFUSION | CAREFUSION ALARIS PUMP 8100 |  |  | SPD |  |  |  | 08/30/2018 |  |  |  |  | NO | NO |  |  |  |  | CAREFUSION 30144606 13102630 |  |  | Disposition |  | 99:99:99:99:99:99 |  | High Risk | 1Y:00-MFG | 08/30/2018 | 08/30/2018 | COOPER UNIVERSITY HOSPITAL |  |  |  |  | David Frye |  |  |  | 08/30/2018 | 08/30/2018 |  |  |  |  | 08/30/2018 | 08/30/2018
|  | CAREFUSION | CAREFUSION ALARIS PUMP 8100 |  |  | SPD |  |  |  | 08/30/2018 |  |  |  |  | NO | NO |  |  |  |  | CAREFUSION 30144607 13111811 |  |  | Disposition |  | 99:99:99:99:99:99 |  | High Risk | 1Y:00-MFG | 08/30/2018 | 08/30/2018 | COOPER UNIVERSITY HOSPITAL |  |  |  |  | David Frye |  |  |  | 08/30/2018 | 08/30/2018 |  |  |  |  | 08/30/2018 | 08/30/2018
|  | CAREFUSION | CAREFUSION ALARIS PUMP 8100 |  |  | SPD |  |  |  | 08/30/2018 |  |  |  |  | NO | NO |  |  |  |  | CAREFUSION 30144608 13110793 |  |  | Disposition |  | 99:99:99:99:99:99 |  | High Risk | 1Y:00-MFG | 08/30/2018 | 08/30/2018 | COOPER UNIVERSITY HOSPITAL |  |  |  |  | David Frye |  |  |  | 08/30/2018 | 08/30/2018 |  |  |  |  | 08/30/2018 | 08/30/2018
|  | CAREFUSION | CAREFUSION ALARIS PUMP 8100 |  |  | SPD |  |  |  | 08/30/2018 |  |  |  |  | NO | NO |  |  |  |  | CAREFUSION 30144604 12347338 |  |  | Disposition |  | 99:99:99:99:99:99 |  | High Risk | 1Y:00-MFG | 08/30/2018 | 08/30/2018 | COOPER UNIVERSITY HOSPITAL |  |  |  |  | David Frye |  |  |  | 08/30/2018 | 08/30/2018 |  |  |  |  | 08/30/2018 | 08/30/2018
|  | CAREFUSION | CAREFUSION ALARIS PUMP 8100 |  |  | SPD |  |  |  | 08/30/2018 |  |  |  |  | NO | NO |  |  |  |  | CAREFUSION 30144591 13111504 |  |  | Disposition |  | 99:99:99:99:99:99 |  | High Risk | 1Y:00-MFG | 08/30/2018 | 08/30/2018 | COOPER UNIVERSITY HOSPITAL |  |  |  |  | David Frye |  |  |  | 08/30/2018 | 08/30/2018 |  |  |  |  | 08/30/2018 | 08/30/2018
|  | CAREFUSION | CAREFUSION ALARIS PUMP 8100 |  |  | SPD |  |  |  | 08/30/2018 |  |  |  |  | NO | NO |  |  |  |  | CAREFUSION 30144590 13111426 |  |  | Disposition |  | 99:99:99:99:99:99 |  | High Risk | 1Y:00-MFG | 08/30/2018 | 08/30/2018 | COOPER UNIVERSITY HOSPITAL |  |  |  |  | David Frye |  |  |  | 08/30/2018 | 08/30/2018 |  |  |  |  | 08/30/2018 | 08/30/2018
|  | CAREFUSION | CAREFUSION ALARIS PUMP 8100 |  |  | SPD |  |  |  | 08/30/2018 |  |  |  |  | NO | NO |  |  |  |  | CAREFUSION 30144589 4126081 |  |  | Disposition |  | 99:99:99:99:99:99 |  | High Risk | 1Y:00-MFG | 08/30/2018 | 08/30/2018 | COOPER UNIVERSITY HOSPITAL |  |  |  |  | David Frye |  |  |  | 08/30/2018 | 08/30/2018 |  |  |  |  | 08/30/2018 | 08/30/2018
|  | CAREFUSION | CAREFUSION ALARIS PUMP 8100 |  |  | SPD |  |  |  | 08/30/2018 |  |  |  |  | NO | NO |  |  |  |  | CAREFUSION 30144588 13111063 |  |  | Disposition |  | 99:99:99:99:99:99 |  | High Risk | 1Y:00-MFG | 08/30/2018 | 08/30/2018 | COOPER UNIVERSITY HOSPITAL |  |  |  |  | David Frye |  |  |  | 08/30/2018 | 08/30/2018 |  |  |  |  | 08/30/2018 | 08/30/2018
|  | CAREFUSION | CAREFUSION ALARIS PUMP 8100 |  |  | SPD |  |  |  | 08/30/2018 |  |  |  |  | NO | NO |  |  |  |  | CAREFUSION 30144586 13101918 |  |  | Disposition |  | 99:99:99:99:99:99 |  | High Risk | 1Y:00-MFG | 08/30/2018 | 08/30/2018 | COOPER UNIVERSITY HOSPITAL |  |  |  |  | David Frye |  |  |  | 08/30/2018 | 08/30/2018 |  |  |  |  | 08/30/2018 | 08/30/2018
|  | CAREFUSION | CAREFUSION ALARIS PUMP 8100 |  |  | SPD |  |  |  | 08/30/2018 |  |  |  |  | NO | NO |  |  |  |  | CAREFUSION 30144587 13112478 |  |  | Disposition |  | 99:99:99:99:99:99 |  | High Risk | 1Y:00-MFG | 08/30/2018 | 08/30/2018 | COOPER UNIVERSITY HOSPITAL |  |  |  |  | David Frye |  |  |  | 08/30/2018 | 08/30/2018 |  |  |  |  | 08/30/2018 | 08/30/2018
|  | CAREFUSION | CAREFUSION ALARIS PUMP 8100 |  |  | SPD |  |  |  | 09/12/2018 |  |  |  |  | NO | NO |  |  |  |  | CAREFUSION 30144581 13111242 |  |  | Disposition |  | 99:99:99:99:99:99 |  | High Risk | 1Y:00-MFG | 09/12/2018 | 09/12/2018 | COOPER UNIVERSITY HOSPITAL |  |  |  |  | David Frye |  |  |  | 09/12/2018 | 09/12/2018 |  |  |  |  | 09/12/2018 | 09/12/2018
|  | CAREFUSION | CAREFUSION ALARIS PUMP 8100 |  |  | SPD |  |  |  | 09/13/2018 |  |  |  |  | NO | NO |  |  |  |  | CAREFUSION 30144578 13111223 |  |  | Disposition |  | 99:99:99:99:99:99 |  | High Risk | 1Y:00-MFG | 09/13/2018 | 09/13/2018 | COOPER UNIVERSITY HOSPITAL |  |  |  |  | David Frye |  |  |  | 09/13/2018 | 09/13/2018 |  |  |  |  | 09/13/2018 | 09/13/2018
|  | CAREFUSION | CAREFUSION ALARIS PUMP 8100 |  |  | SPD |  |  |  | 09/13/2018 |  |  |  |  | NO | NO |  |  |  |  | CAREFUSION 30144572 13111274 |  |  | Disposition |  | 99:99:99:99:99:99 |  | High Risk | 1Y:00-MFG | 09/13/2018 | 09/13/2018 | COOPER UNIVERSITY HOSPITAL |  |  |  |  | David Frye |  |  |  | 09/13/2018 | 09/13/2018 |  |  |  |  | 09/13/2018 | 09/13/2018
|  | CAREFUSION | CAREFUSION ALARIS PUMP 8100 |  |  | SPD |  |  |  | 08/30/2018 |  |  |  |  | NO | NO |  |  |  |  | CAREFUSION 30144568 12346820 |  |  | Disposition |  | 99:99:99:99:99:99 |  | High Risk | 1Y:00-MFG | 08/30/2018 | 08/30/2018 | COOPER UNIVERSITY HOSPITAL |  |  |  |  | David Frye |  |  |  | 08/30/2018 | 08/30/2018 |  |  |  |  | 08/30/2018 | 08/30/2018
|  | CAREFUSION | CAREFUSION ALARIS PUMP 8100 |  |  | SPD |  |  |  | 10/16/2017 |  |  |  |  | NO | NO |  |  |  |  | CAREFUSION 30144571 13112897 |  |  | Disposition |  | 99:99:99:99:99:99 |  | High Risk | 1Y:00-MFG | 10/16/2017 | 10/16/2017 | COOPER UNIVERSITY HOSPITAL |  |  |  |  | David Frye |  |  |  | 10/16/2017 | 10/16/2017 |  |  |  |  | 10/16/2017 | 10/16/2017
|  | CAREFUSION | CAREFUSION ALARIS PUMP 8100 |  |  | SPD |  |  |  | 09/13/2018 |  |  |  |  | NO | NO |  |  |  |  | CAREFUSION 30144567 13110946 |  |  | Disposition |  | 99:99:99:99:99:99 |  | High Risk | 1Y:00-MFG | 09/13/2018 | 09/13/2018 | COOPER UNIVERSITY HOSPITAL |  |  |  |  | David Frye |  |  |  | 09/13/2018 | 09/13/2018 |  |  |  |  | 09/13/2018 | 09/13/2018
|  | CAREFUSION | CAREFUSION ALARIS PUMP 8100 |  |  | SPD |  |  |  | 10/09/2017 |  |  |  |  | NO | NO |  |  |  |  | CAREFUSION 30144564 13111839 |  |  | Disposition |  | 99:99:99:99:99:99 |  | High Risk | 1Y:00-MFG | 10/09/2017 | 10/09/2017 | COOPER UNIVERSITY HOSPITAL |  |  |  |  | David Frye |  |  |  | 10/09/2017 | 10/09/2017 |  |  |  |  | 10/09/2017 | 10/09/2017
|  | CAREFUSION | CAREFUSION ALARIS PUMP 8100 |  |  | SPD |  |  |  | 10/06/2017 |  |  |  |  | NO | NO |  |  |  |  | CAREFUSION 30144562 13112266 |  |  | Disposition |  | 99:99:99:99:99:99 |  | High Risk | 1Y:00-MFG | 10/06/2017 | 10/06/2017 | COOPER UNIVERSITY HOSPITAL |  |  |  |  | David Frye |  |  |  | 10/06/2017 | 10/06/2017 |  |  |  |  | 10/06/2017 | 10/06/2017
|  | CAREFUSION | CAREFUSION ALARIS PUMP 8100 |  |  | SPD |  |  |  | 09/13/2018 |  |  |  |  | NO | NO |  |  |  |  | CAREFUSION 30144560 13111273 |  |  | Disposition |  | 99:99:99:99:99:99 |  | High Risk | 1Y:00-MFG | 09/13/2018 | 09/13/2018 | COOPER UNIVERSITY HOSPITAL |  |  |  |  | David Frye |  |  |  | 09/13/2018 | 09/13/2018 |  |  |  |  | 09/13/2018 | 09/13/2018
|  | CAREFUSION | CAREFUSION ALARIS PUMP 8100 |  |  | SPD |  |  |  | 09/12/2018 |  |  |  |  | NO | NO |  |  |  |  | CAREFUSION 30144549 13111107 |  |  | Disposition |  | 99:99:99:99:99:99 |  | High Risk | 1Y:00-MFG | 09/12/2018 | 09/12/2018 | COOPER UNIVERSITY HOSPITAL |  |  |  |  | David Frye |  |  |  | 09/12/2018 | 09/12/2018 |  |  |  |  | 09/12/2018 | 09/12/2018
|  | CAREFUSION | CAREFUSION ALARIS PUMP 8100 |  |  | SPD |  |  |  | 09/13/2018 |  |  |  |  | NO | NO |  |  |  |  | CAREFUSION 30144546 13111212 |  |  | Disposition |  | 99:99:99:99:99:99 |  | High Risk | 1Y:00-MFG | 09/13/2018 | 09/13/2018 | COOPER UNIVERSITY HOSPITAL |  |  |  |  | David Frye |  |  |  | 09/13/2018 | 09/13/2018 |  |  |  |  | 09/13/2018 | 09/13/2018
|  | CAREFUSION | CAREFUSION ALARIS PUMP 8100 |  |  | SPD |  |  |  | 09/13/2018 |  |  |  |  | NO | NO |  |  |  |  | CAREFUSION 30144544 13111749 |  |  | Disposition |  | 99:99:99:99:99:99 |  | High Risk | 1Y:00-MFG | 09/13/2018 | 09/13/2018 | COOPER UNIVERSITY HOSPITAL |  |  |  |  | David Frye |  |  |  | 09/13/2018 | 09/13/2018 |  |  |  |  | 09/13/2018 | 09/13/2018
|  | CAREFUSION | CAREFUSION ALARIS PUMP 8100 |  |  | SPD |  |  |  | 09/12/2018 |  |  |  |  | NO | NO |  |  |  |  | CAREFUSION 30144532 13111201 |  |  | Disposition |  | 99:99:99:99:99:99 |  | High Risk | 1Y:00-MFG | 09/12/2018 | 09/12/2018 | COOPER UNIVERSITY HOSPITAL |  |  |  |  | David Frye |  |  |  | 09/12/2018 | 09/12/2018 |  |  |  |  | 09/12/2018 | 09/12/2018
|  | CAREFUSION | CAREFUSION ALARIS PUMP 8100 |  |  | SPD |  |  |  | 10/02/2017 |  |  |  |  | NO | NO |  |  |  |  | CAREFUSION 30144521 13112581 |  |  | Disposition |  | 99:99:99:99:99:99 |  | High Risk | 1Y:00-MFG | 10/02/2017 | 10/02/2017 | COOPER UNIVERSITY HOSPITAL |  |  |  |  | David Frye |  |  |  | 10/02/2017 | 10/02/2017 |  |  |  |  | 10/02/2017 | 10/02/2017
|  | CAREFUSION | CAREFUSION ALARIS PUMP 8100 |  |  | SPD |  |  |  | 08/30/2018 |  |  |  |  | NO | NO |  |  |  |  | CAREFUSION 30144520 12331401 |  |  | Disposition |  | 99:99:99:99:99:99 |  | High Risk | 1Y:00-MFG | 08/30/2018 | 08/30/2018 | COOPER UNIVERSITY HOSPITAL |  |  |  |  | David Frye |  |  |  | 08/30/2018 | 08/30/2018 |  |  |  |  | 08/30/2018 | 08/30/2018
|  | CAREFUSION | CAREFUSION ALARIS PUMP 8100 |  |  | SPD |  |  |  | 10/06/2017 |  |  |  |  | NO | NO |  |  |  |  | CAREFUSION 30144519 13371745 |  |  | Disposition |  | 99:99:99:99:99:99 |  | High Risk | 1Y:00-MFG | 10/06/2017 | 10/06/2017 | COOPER UNIVERSITY HOSPITAL |  |  |  |  | David Frye |  |  |  | 10/06/2017 | 10/06/2017 |  |  |  |  | 10/06/2017 | 10/06/2017
|  | CAREFUSION | CAREFUSION ALARIS PUMP 8100 |  |  | SPD |  |  |  | 08/30/2018 |  |  |  |  | NO | NO |  |  |  |  | CAREFUSION 30144518 12418030 |  |  | Disposition |  | 99:99:99:99:99:99 |  | High Risk | 1Y:00-MFG | 08/30/2018 | 08/30/2018 | COOPER UNIVERSITY HOSPITAL |  |  |  |  | David Frye |  |  |  | 08/30/2018 | 08/30/2018 |  |  |  |  | 08/30/2018 | 08/30/2018
|  | CAREFUSION | CAREFUSION ALARIS PUMP 8100 |  |  | SPD |  |  |  | 08/30/2018 |  |  |  |  | NO | NO |  |  |  |  | CAREFUSION 30144515 12331694 |  |  | Disposition |  | 99:99:99:99:99:99 |  | High Risk | 1Y:00-MFG | 08/30/2018 | 08/30/2018 | COOPER UNIVERSITY HOSPITAL |  |  |  |  | David Frye |  |  |  | 08/30/2018 | 08/30/2018 |  |  |  |  | 08/30/2018 | 08/30/2018
|  | CAREFUSION | CAREFUSION ALARIS PUMP 8100 |  |  | SPD |  |  |  | 08/30/2018 |  |  |  |  | NO | NO |  |  |  |  | CAREFUSION 30144512 12790761 |  |  | Disposition |  | 99:99:99:99:99:99 |  | High Risk | 1Y:00-MFG | 08/30/2018 | 08/30/2018 | COOPER UNIVERSITY HOSPITAL |  |  |  |  | David Frye |  |  |  | 08/30/2018 | 08/30/2018 |  |  |  |  | 08/30/2018 | 08/30/2018
|  | CAREFUSION | CAREFUSION ALARIS PUMP 8100 |  |  | SPD |  |  |  | 09/13/2018 |  |  |  |  | NO | NO |  |  |  |  | CAREFUSION 30144509 13111226 |  |  | Disposition |  | 99:99:99:99:99:99 |  | High Risk | 1Y:00-MFG | 09/13/2018 | 09/13/2018 | COOPER UNIVERSITY HOSPITAL |  |  |  |  | David Frye |  |  |  | 09/13/2018 | 09/13/2018 |  |  |  |  | 09/13/2018 | 09/13/2018
|  | CAREFUSION | CAREFUSION ALARIS PUMP 8100 |  |  | SPD |  |  |  | 09/13/2018 |  |  |  |  | NO | NO |  |  |  |  | CAREFUSION 30144510 13111144 |  |  | Disposition |  | 99:99:99:99:99:99 |  | High Risk | 1Y:00-MFG | 09/13/2018 | 09/13/2018 | COOPER UNIVERSITY HOSPITAL |  |  |  |  | David Frye |  |  |  | 09/13/2018 | 09/13/2018 |  |  |  |  | 09/13/2018 | 09/13/2018
|  | CAREFUSION | CAREFUSION ALARIS PUMP 8100 |  |  | SPD |  |  |  | 08/30/2018 |  |  |  |  | NO | NO |  |  |  |  | CAREFUSION 30144507 12332695 |  |  | Disposition |  | 99:99:99:99:99:99 |  | High Risk | 1Y:00-MFG | 08/30/2018 | 08/30/2018 | COOPER UNIVERSITY HOSPITAL |  |  |  |  | David Frye |  |  |  | 08/30/2018 | 08/30/2018 |  |  |  |  | 08/30/2018 | 08/30/2018
|  | CAREFUSION | CAREFUSION ALARIS PUMP 8100 |  |  | SPD |  |  |  | 08/31/2016 |  |  |  |  | NO | NO |  |  |  |  | CAREFUSION 30144505 12332304 |  |  | Disposition |  |  |  | High Risk | 1Y:00-MFG 2Y:00-BAT | 08/31/2016 | 08/31/2016 | COOPER UNIVERSITY HOSPITAL |  |  | B-6 BIOMEDICAL |  | David Frye |  |  |  | 08/31/2016 | 08/31/2016 |  |  |  |  | 08/31/2016 | 08/31/2016
|  | CAREFUSION | CAREFUSION ALARIS PUMP 8100 |  |  | SPD |  |  |  | 08/30/2018 |  |  |  |  | NO | NO |  |  |  |  | CAREFUSION 30144504 12332571 |  |  | Disposition |  | 99:99:99:99:99:99 |  | High Risk | 1Y:00-MFG | 08/30/2018 | 08/30/2018 | COOPER UNIVERSITY HOSPITAL |  |  | MOVES |  | David Frye |  |  |  | 08/30/2018 | 08/30/2018 |  |  |  |  | 08/30/2018 | 08/30/2018
|  | CAREFUSION | CAREFUSION ALARIS PUMP 8100 |  |  | SPD |  |  |  | 10/06/2017 |  |  |  |  | NO | NO |  |  |  |  | CAREFUSION 30144502 13112008 |  |  | Disposition |  | 99:99:99:99:99:99 |  | High Risk | 1Y:00-MFG | 10/06/2017 | 10/06/2017 | COOPER UNIVERSITY HOSPITAL |  |  |  |  | David Frye |  |  |  | 10/06/2017 | 10/06/2017 |  |  |  |  | 10/06/2017 | 10/06/2017
|  | CAREFUSION | CAREFUSION ALARIS PUMP 8100 |  |  | SPD |  |  |  | 10/06/2017 |  |  |  |  | NO | NO |  |  |  |  | CAREFUSION 30144380 13371937 |  |  | Disposition |  | 99:99:99:99:99:99 |  | High Risk | 1Y:00-MFG | 10/06/2017 | 10/06/2017 | COOPER UNIVERSITY HOSPITAL |  |  | Bio-Med Shop Pump Area |  | David Frye |  |  |  | 10/06/2017 | 10/06/2017 |  |  |  |  | 10/06/2017 | 10/06/2017
|  | CAREFUSION | CAREFUSION ALARIS PUMP 8100 |  |  | SPD |  |  |  | 06/28/2018 |  |  |  |  | NO | NO |  |  |  |  | CAREFUSION 30144317 13102084 |  |  | Disposition |  | 99:99:99:99:99:99 |  | High Risk | 1Y:00-MFG | 06/28/2018 | 06/28/2018 | COOPER UNIVERSITY HOSPITAL |  |  |  |  | David Frye |  |  |  | 06/28/2018 | 06/28/2018 |  |  |  |  | 06/28/2018 | 06/28/2018
|  | CAREFUSION | CAREFUSION ALARIS PUMP 8100 |  |  | SPD |  |  |  | 08/30/2018 |  |  |  |  | NO | NO |  |  |  |  | CAREFUSION 30144315 13102687 |  |  | Disposition |  | 99:99:99:99:99:99 |  | High Risk | 1Y:00-MFG | 08/30/2018 | 08/30/2018 | COOPER UNIVERSITY HOSPITAL |  |  |  |  | David Frye |  |  |  | 08/30/2018 | 08/30/2018 |  |  |  |  | 08/30/2018 | 08/30/2018
|  | CAREFUSION | CAREFUSION ALARIS PUMP 8100 |  |  | SPD |  |  |  | 08/30/2018 |  |  |  |  | NO | NO |  |  |  |  | CAREFUSION 30144314 13102860 |  |  | Disposition |  | 99:99:99:99:99:99 |  | High Risk | 1Y:00-MFG | 08/30/2018 | 08/30/2018 | COOPER UNIVERSITY HOSPITAL |  |  |  |  | David Frye |  |  |  | 08/30/2018 | 08/30/2018 |  |  |  |  | 08/30/2018 | 08/30/2018
|  | CAREFUSION | CAREFUSION ALARIS PUMP 8100 |  |  | SPD |  |  |  | 08/30/2018 |  |  |  |  | NO | NO |  |  |  |  | CAREFUSION 30144313 13111134 |  |  | Disposition |  | 99:99:99:99:99:99 |  | High Risk | 1Y:00-MFG | 08/30/2018 | 08/30/2018 | COOPER UNIVERSITY HOSPITAL |  |  |  |  | David Frye |  |  |  | 08/30/2018 | 08/30/2018 |  |  |  |  | 08/30/2018 | 08/30/2018
|  | CAREFUSION | CAREFUSION ALARIS PUMP 8100 |  |  | SPD |  |  |  | 08/30/2018 |  |  |  |  | NO | NO |  |  |  |  | CAREFUSION 30144310 13110957 |  |  | Disposition |  | 99:99:99:99:99:99 |  | High Risk | 1Y:00-MFG | 08/30/2018 | 08/30/2018 | COOPER UNIVERSITY HOSPITAL |  |  |  |  | David Frye |  |  |  | 08/30/2018 | 08/30/2018 |  |  |  |  | 08/30/2018 | 08/30/2018
|  | CAREFUSION | CAREFUSION ALARIS PUMP 8100 |  |  | SPD |  |  |  | 08/30/2018 |  |  |  |  | NO | NO |  |  |  |  | CAREFUSION 30144308 13102047 |  |  | Disposition |  | 99:99:99:99:99:99 |  | High Risk | 1Y:00-MFG | 08/30/2018 | 08/30/2018 | COOPER UNIVERSITY HOSPITAL |  |  |  |  | David Frye |  |  |  | 08/30/2018 | 08/30/2018 |  |  |  |  | 08/30/2018 | 08/30/2018
|  | CAREFUSION | CAREFUSION ALARIS PUMP 8100 |  |  | SPD |  |  |  | 08/30/2018 |  |  |  |  | NO | NO |  |  |  |  | CAREFUSION 30144309 13110425 |  |  | Disposition |  | 99:99:99:99:99:99 |  | High Risk | 1Y:00-MFG | 08/30/2018 | 08/30/2018 | COOPER UNIVERSITY HOSPITAL |  |  |  |  | David Frye |  |  |  | 08/30/2018 | 08/30/2018 |  |  |  |  | 08/30/2018 | 08/30/2018
|  | CAREFUSION | CAREFUSION ALARIS PUMP 8100 |  |  | SPD |  |  |  | 08/30/2018 |  |  |  |  | NO | NO |  |  |  |  | CAREFUSION 30144306 12347373 |  |  | Disposition |  | 99:99:99:99:99:99 |  | High Risk | 1Y:00-MFG | 08/30/2018 | 08/30/2018 | COOPER UNIVERSITY HOSPITAL |  |  |  |  | David Frye |  |  |  | 08/30/2018 | 08/30/2018 |  |  |  |  | 08/30/2018 | 08/30/2018
|  | CAREFUSION | CAREFUSION ALARIS PUMP 8100 |  |  | SPD |  |  |  | 08/30/2018 |  |  |  |  | NO | NO |  |  |  |  | CAREFUSION 30144307 13111648 |  |  | Disposition |  | 99:99:99:99:99:99 |  | High Risk | 1Y:00-MFG | 08/30/2018 | 08/30/2018 | COOPER UNIVERSITY HOSPITAL |  |  |  |  | David Frye |  |  |  | 08/30/2018 | 08/30/2018 |  |  |  |  | 08/30/2018 | 08/30/2018
|  | CAREFUSION | CAREFUSION ALARIS PUMP 8100 |  |  | SPD |  |  |  | 08/30/2018 |  |  |  |  | NO | NO |  |  |  |  | CAREFUSION 30144304 13111478 |  |  | Disposition |  | 99:99:99:99:99:99 |  | High Risk | 1Y:00-MFG | 08/30/2018 | 08/30/2018 | COOPER UNIVERSITY HOSPITAL |  |  |  |  | David Frye |  |  |  | 08/30/2018 | 08/30/2018 |  |  |  |  | 08/30/2018 | 08/30/2018
|  | CAREFUSION | CAREFUSION ALARIS PUMP 8100 |  |  | SPD |  |  |  | 08/30/2018 |  |  |  |  | NO | NO |  |  |  |  | CAREFUSION 30144305 13112117 |  |  | Disposition |  | 99:99:99:99:99:99 |  | High Risk | 1Y:00-MFG | 08/30/2018 | 08/30/2018 | COOPER UNIVERSITY HOSPITAL |  |  |  |  | David Frye |  |  |  | 08/30/2018 | 08/30/2018 |  |  |  |  | 08/30/2018 | 08/30/2018
|  | CAREFUSION | CAREFUSION ALARIS PUMP 8100 |  |  | SPD |  |  |  | 08/30/2018 |  |  |  |  | NO | NO |  |  |  |  | CAREFUSION 30144303 13101446 |  |  | Disposition |  | 99:99:99:99:99:99 |  | High Risk | 1Y:00-MFG | 08/30/2018 | 08/30/2018 | COOPER UNIVERSITY HOSPITAL |  |  |  |  | David Frye |  |  |  | 08/30/2018 | 08/30/2018 |  |  |  |  | 08/30/2018 | 08/30/2018
|  | CAREFUSION | CAREFUSION ALARIS PUMP 8100 |  |  | SPD |  |  |  | 08/30/2018 |  |  |  |  | NO | NO |  |  |  |  | CAREFUSION 30144300 13110875 |  |  | Disposition |  | 99:99:99:99:99:99 |  | High Risk | 1Y:00-MFG | 08/30/2018 | 08/30/2018 | COOPER UNIVERSITY HOSPITAL |  |  |  |  | David Frye |  |  |  | 08/30/2018 | 08/30/2018 |  |  |  |  | 08/30/2018 | 08/30/2018
|  | CAREFUSION | CAREFUSION ALARIS PUMP 8100 |  |  | SPD |  |  |  | 08/30/2018 |  |  |  |  | NO | NO |  |  |  |  | CAREFUSION 30144302 13101092 |  |  | Disposition |  | 99:99:99:99:99:99 |  | High Risk | 1Y:00-MFG | 08/30/2018 | 08/30/2018 | COOPER UNIVERSITY HOSPITAL |  |  |  |  | David Frye |  |  |  | 08/30/2018 | 08/30/2018 |  |  |  |  | 08/30/2018 | 08/30/2018
|  | CAREFUSION | CAREFUSION ALARIS PUMP 8100 |  |  | SPD |  |  |  | 08/30/2018 |  |  |  |  | NO | NO |  |  |  |  | CAREFUSION 30144301 13111364 |  |  | Disposition |  | 99:99:99:99:99:99 |  | High Risk | 1Y:00-MFG | 08/30/2018 | 08/30/2018 | COOPER UNIVERSITY HOSPITAL |  |  |  |  | David Frye |  |  |  | 08/30/2018 | 08/30/2018 |  |  |  |  | 08/30/2018 | 08/30/2018
|  | CAREFUSION | CAREFUSION ALARIS PUMP 8100 |  |  | SPD |  |  |  | 08/30/2018 |  |  |  |  | NO | NO |  |  |  |  | CAREFUSION 30144299 13111729 |  |  | Disposition |  | 99:99:99:99:99:99 |  | High Risk | 1Y:00-MFG | 08/30/2018 | 08/30/2018 | COOPER UNIVERSITY HOSPITAL |  |  |  |  | David Frye |  |  |  | 08/30/2018 | 08/30/2018 |  |  |  |  | 08/30/2018 | 08/30/2018
|  | CAREFUSION | CAREFUSION ALARIS PUMP 8100 |  |  | SPD |  |  |  | 08/30/2018 |  |  |  |  | NO | NO |  |  |  |  | CAREFUSION 30144298 13110889 |  |  | Disposition |  | 99:99:99:99:99:99 |  | High Risk | 1Y:00-MFG | 08/30/2018 | 08/30/2018 | COOPER UNIVERSITY HOSPITAL |  |  |  |  | David Frye |  |  |  | 08/30/2018 | 08/30/2018 |  |  |  |  | 08/30/2018 | 08/30/2018
|  | CAREFUSION | CAREFUSION ALARIS PUMP 8100 |  |  | SPD |  |  |  | 08/30/2018 |  |  |  |  | NO | NO |  |  |  |  | CAREFUSION 30144295 13102547 |  |  | Disposition |  | 99:99:99:99:99:99 |  | High Risk | 1Y:00-MFG | 08/30/2018 | 08/30/2018 | COOPER UNIVERSITY HOSPITAL |  |  |  |  | David Frye |  |  |  | 08/30/2018 | 08/30/2018 |  |  |  |  | 08/30/2018 | 08/30/2018
|  | CAREFUSION | CAREFUSION ALARIS PUMP 8100 |  |  | SPD |  |  |  | 08/30/2018 |  |  |  |  | NO | NO |  |  |  |  | CAREFUSION 30144297 12332132 |  |  | Disposition |  | 99:99:99:99:99:99 |  | High Risk | 1Y:00-MFG | 08/30/2018 | 08/30/2018 | COOPER UNIVERSITY HOSPITAL |  |  |  |  | David Frye |  |  |  | 08/30/2018 | 08/30/2018 |  |  |  |  | 08/30/2018 | 08/30/2018
|  | CAREFUSION | CAREFUSION ALARIS PUMP 8100 |  |  | SPD |  |  |  | 08/30/2018 |  |  |  |  | NO | NO |  |  |  |  | CAREFUSION 30144296 13111240 |  |  | Disposition |  | 99:99:99:99:99:99 |  | High Risk | 1Y:00-MFG | 08/30/2018 | 08/30/2018 | COOPER UNIVERSITY HOSPITAL |  |  |  |  | David Frye |  |  |  | 08/30/2018 | 08/30/2018 |  |  |  |  | 08/30/2018 | 08/30/2018
|  | CAREFUSION | CAREFUSION ALARIS PUMP 8100 |  |  | SPD |  |  |  | 08/30/2018 |  |  |  |  | NO | NO |  |  |  |  | CAREFUSION 30144292 13111541 |  |  | Disposition |  | 99:99:99:99:99:99 |  | High Risk | 1Y:00-MFG | 08/30/2018 | 08/30/2018 | COOPER UNIVERSITY HOSPITAL |  |  |  |  | David Frye |  |  |  | 08/30/2018 | 08/30/2018 |  |  |  |  | 08/30/2018 | 08/30/2018
|  | CAREFUSION | CAREFUSION ALARIS PUMP 8100 |  |  | SPD |  |  |  | 09/13/2018 |  |  |  |  | NO | NO |  |  |  |  | CAREFUSION 30144294 13111696 |  |  | Disposition |  | 99:99:99:99:99:99 |  | High Risk | 1Y:00-MFG | 09/13/2018 | 09/13/2018 | COOPER UNIVERSITY HOSPITAL |  |  |  |  | David Frye |  |  |  | 09/13/2018 | 09/13/2018 |  |  |  |  | 09/13/2018 | 09/13/2018
|  | CAREFUSION | CAREFUSION ALARIS PUMP 8100 |  |  | SPD |  |  |  | 08/30/2018 |  |  |  |  | NO | NO |  |  |  |  | CAREFUSION 30144293 13102284 |  |  | Disposition |  | 99:99:99:99:99:99 |  | High Risk | 1Y:00-MFG | 08/30/2018 | 08/30/2018 | COOPER UNIVERSITY HOSPITAL |  |  |  |  | David Frye |  |  |  | 08/30/2018 | 08/30/2018 |  |  |  |  | 08/30/2018 | 08/30/2018
|  | CAREFUSION | CAREFUSION ALARIS PUMP 8100 |  |  | SPD |  |  |  | 08/30/2018 |  |  |  |  | NO | NO |  |  |  |  | CAREFUSION 30144291 13102430 |  |  | Disposition |  | 99:99:99:99:99:99 |  | High Risk | 1Y:00-MFG | 08/30/2018 | 08/30/2018 | COOPER UNIVERSITY HOSPITAL |  |  |  |  | David Frye |  |  |  | 08/30/2018 | 08/30/2018 |  |  |  |  | 08/30/2018 | 08/30/2018
|  | CAREFUSION | CAREFUSION ALARIS PUMP 8100 |  |  | SPD |  |  |  | 08/30/2018 |  |  |  |  | NO | NO |  |  |  |  | CAREFUSION 30144290 13111536 |  |  | Disposition |  | 99:99:99:99:99:99 |  | High Risk | 1Y:00-MFG | 08/30/2018 | 08/30/2018 | COOPER UNIVERSITY HOSPITAL |  |  |  |  | David Frye |  |  |  | 08/30/2018 | 08/30/2018 |  |  |  |  | 08/30/2018 | 08/30/2018
|  | CAREFUSION | CAREFUSION ALARIS PUMP 8100 |  |  | SPD |  |  |  | 08/30/2018 |  |  |  |  | NO | NO |  |  |  |  | CAREFUSION 30144257 12331691 |  |  | Disposition |  | 99:99:99:99:99:99 |  | High Risk | 1Y:00-MFG | 08/30/2018 | 08/30/2018 | COOPER UNIVERSITY HOSPITAL |  |  |  |  | David Frye |  |  |  | 08/30/2018 | 08/30/2018 |  |  |  |  | 08/30/2018 | 08/30/2018
|  | CAREFUSION | CAREFUSION ALARIS PUMP 8100 |  |  | SPD |  |  |  | 10/06/2017 |  |  |  |  | NO | NO |  |  |  |  | CAREFUSION 30144258 13112538 |  |  | Disposition |  | 99:99:99:99:99:99 |  | High Risk | 1Y:00-MFG | 10/06/2017 | 10/06/2017 | COOPER UNIVERSITY HOSPITAL |  |  |  |  | David Frye |  |  |  | 10/06/2017 | 10/06/2017 |  |  |  |  | 10/06/2017 | 10/06/2017
|  | CAREFUSION | CAREFUSION ALARIS PUMP 8100 |  |  | SPD |  |  |  | 08/30/2018 |  |  |  |  | NO | NO |  |  |  |  | CAREFUSION 30144262 12331170 |  |  | Disposition |  | 99:99:99:99:99:99 |  | High Risk | 1Y:00-MFG | 08/30/2018 | 08/30/2018 | COOPER UNIVERSITY HOSPITAL |  |  |  |  | David Frye |  |  |  | 08/30/2018 | 08/30/2018 |  |  |  |  | 08/30/2018 | 08/30/2018
|  | CAREFUSION | CAREFUSION ALARIS PUMP 8100 |  |  | SPD |  |  |  | 08/30/2018 |  |  |  |  | NO | NO |  |  |  |  | CAREFUSION 30144269 13110578 |  |  | Disposition |  | 99:99:99:99:99:99 |  | High Risk | 1Y:00-MFG | 08/30/2018 | 08/30/2018 | COOPER UNIVERSITY HOSPITAL |  |  |  |  | David Frye |  |  |  | 08/30/2018 | 08/30/2018 |  |  |  |  | 08/30/2018 | 08/30/2018
|  | CAREFUSION | CAREFUSION ALARIS PUMP 8100 |  |  | SPD |  |  |  | 08/30/2018 |  |  |  |  | NO | NO |  |  |  |  | CAREFUSION 30144268 13111104 |  |  | Disposition |  | 99:99:99:99:99:99 |  | High Risk | 1Y:00-MFG | 08/30/2018 | 08/30/2018 | COOPER UNIVERSITY HOSPITAL |  |  |  |  | David Frye |  |  |  | 08/30/2018 | 08/30/2018 |  |  |  |  | 08/30/2018 | 08/30/2018
|  | CAREFUSION | CAREFUSION ALARIS PUMP 8100 |  |  | SPD |  |  |  | 08/30/2018 |  |  |  |  | NO | NO |  |  |  |  | CAREFUSION 30144267 12329615 |  |  | Disposition |  | 99:99:99:99:99:99 |  | High Risk | 1Y:00-MFG | 08/30/2018 | 08/30/2018 | COOPER UNIVERSITY HOSPITAL |  |  |  |  | David Frye |  |  |  | 08/30/2018 | 08/30/2018 |  |  |  |  | 08/30/2018 | 08/30/2018
|  | CAREFUSION | CAREFUSION ALARIS PUMP 8100 |  |  | SPD |  |  |  | 08/30/2018 |  |  |  |  | NO | NO |  |  |  |  | CAREFUSION 30144265 13111222 |  |  | Disposition |  | 99:99:99:99:99:99 |  | High Risk | 1Y:00-MFG | 08/30/2018 | 08/30/2018 | COOPER UNIVERSITY HOSPITAL |  |  |  |  | David Frye |  |  |  | 08/30/2018 | 08/30/2018 |  |  |  |  | 08/30/2018 | 08/30/2018
|  | CAREFUSION | CAREFUSION ALARIS PUMP 8100 |  |  | SPD |  |  |  | 08/30/2018 |  |  |  |  | NO | NO |  |  |  |  | CAREFUSION 30144263 12331805 |  |  | Disposition |  | 99:99:99:99:99:99 |  | High Risk | 1Y:00-MFG | 08/30/2018 | 08/30/2018 | COOPER UNIVERSITY HOSPITAL |  |  |  |  | David Frye |  |  |  | 08/30/2018 | 08/30/2018 |  |  |  |  | 08/30/2018 | 08/30/2018
|  | CAREFUSION | CAREFUSION ALARIS PUMP 8100 |  |  | SPD |  |  |  | 08/30/2018 |  |  |  |  | NO | NO |  |  |  |  | CAREFUSION 30144266 13102862 |  |  | Disposition |  | 99:99:99:99:99:99 |  | High Risk | 1Y:00-MFG | 08/30/2018 | 08/30/2018 | COOPER UNIVERSITY HOSPITAL |  |  |  |  | David Frye |  |  |  | 08/30/2018 | 08/30/2018 |  |  |  |  | 08/30/2018 | 08/30/2018
|  | CAREFUSION | CAREFUSION ALARIS PUMP 8100 |  |  | SPD |  |  |  | 08/30/2018 |  |  |  |  | NO | NO |  |  |  |  | CAREFUSION 30144264 13358675 |  |  | Disposition |  | 99:99:99:99:99:99 |  | High Risk | 1Y:00-MFG | 08/30/2018 | 08/30/2018 | COOPER UNIVERSITY HOSPITAL |  |  |  |  | David Frye |  |  |  | 08/30/2018 | 08/30/2018 |  |  |  |  | 08/30/2018 | 08/30/2018
|  | CAREFUSION | CAREFUSION ALARIS PUMP 8100 |  |  | SPD |  |  |  | 10/06/2017 |  |  |  |  | NO | NO |  |  |  |  | CAREFUSION 30144254 13371754 |  |  | Disposition |  | 99:99:99:99:99:99 |  | High Risk | 1Y:00-MFG | 10/06/2017 | 10/06/2017 | COOPER UNIVERSITY HOSPITAL |  |  |  |  | David Frye |  |  |  | 10/06/2017 | 10/06/2017 |  |  |  |  | 10/06/2017 | 10/06/2017
|  | CAREFUSION | CAREFUSION ALARIS PUMP 8100 |  |  | SPD |  |  |  | 10/06/2017 |  |  |  |  | NO | NO |  |  |  |  | CAREFUSION 30144051 12331445 |  |  | Disposition |  | 99:99:99:99:99:99 |  | High Risk | 1Y:00-MFG | 10/06/2017 | 10/06/2017 | COOPER UNIVERSITY HOSPITAL |  |  |  |  | David Frye |  |  |  | 10/06/2017 | 10/06/2017 |  |  |  |  | 10/06/2017 | 10/06/2017
|  | CAREFUSION | CAREFUSION ALARIS PUMP 8100 |  |  | SPD |  |  |  | 10/06/2017 |  |  |  |  | NO | NO |  |  |  |  | CAREFUSION 30143611 13111122 |  |  | Disposition |  | 99:99:99:99:99:99 |  | High Risk | 1Y:00-MFG | 10/06/2017 | 10/06/2017 | COOPER UNIVERSITY HOSPITAL |  |  |  |  | David Frye |  |  |  | 10/06/2017 | 10/06/2017 |  |  |  |  | 10/06/2017 | 10/06/2017
|  | CAREFUSION | CAREFUSION ALARIS PUMP 8100 |  |  | SPD |  |  |  | 10/06/2017 |  |  |  |  | NO | NO |  |  |  |  | CAREFUSION 30143617 13102316 |  |  | Disposition |  | 99:99:99:99:99:99 |  | High Risk | 1Y:00-MFG | 10/06/2017 | 10/06/2017 | COOPER UNIVERSITY HOSPITAL |  |  |  |  | David Frye |  |  |  | 10/06/2017 | 10/06/2017 |  |  |  |  | 10/06/2017 | 10/06/2017
|  | CAREFUSION | CAREFUSION ALARIS PUMP 8100 |  |  | SPD |  |  |  | 08/30/2018 |  |  |  |  | NO | NO |  |  |  |  | CAREFUSION 30143601 9978038 |  |  | Disposition |  | 99:99:99:99:99:99 |  | High Risk | 1Y:00-MFG | 08/30/2018 | 08/30/2018 | COOPER UNIVERSITY HOSPITAL |  |  |  |  | David Frye |  |  |  | 08/30/2018 | 08/30/2018 |  |  |  |  | 08/30/2018 | 08/30/2018
|  | CAREFUSION | CAREFUSION ALARIS PUMP 8100 |  |  | SPD |  |  |  | 08/30/2018 |  |  |  |  | NO | NO |  |  |  |  | CAREFUSION 30143578 12331668 |  |  | Disposition |  | 99:99:99:99:99:99 |  | High Risk | 1Y:00-MFG | 08/30/2018 | 08/30/2018 | COOPER UNIVERSITY HOSPITAL |  |  |  |  | David Frye |  |  |  | 08/30/2018 | 08/30/2018 |  |  |  |  | 08/30/2018 | 08/30/2018
|  | CAREFUSION | CAREFUSION ALARIS PUMP 8100 |  |  | SPD |  |  |  | 08/30/2018 |  |  |  |  | NO | NO |  |  |  |  | CAREFUSION 30143571 13101253 |  |  | Disposition |  | 99:99:99:99:99:99 |  | High Risk | 1Y:00-MFG | 08/30/2018 | 08/30/2018 | COOPER UNIVERSITY HOSPITAL |  |  |  |  | David Frye |  |  |  | 08/30/2018 | 08/30/2018 |  |  |  |  | 08/30/2018 | 08/30/2018
|  | CAREFUSION | CAREFUSION ALARIS PUMP 8100 |  |  | SPD |  |  |  | 10/06/2017 |  |  |  |  | NO | NO |  |  |  |  | CAREFUSION 30143569 13112014 |  |  | Disposition |  | 99:99:99:99:99:99 |  | High Risk | 1Y:00-MFG | 10/06/2017 | 10/06/2017 | COOPER UNIVERSITY HOSPITAL |  |  |  |  | David Frye |  |  |  | 10/06/2017 | 10/06/2017 |  |  |  |  | 10/06/2017 | 10/06/2017
|  | CAREFUSION | CAREFUSION ALARIS PUMP 8100 |  |  | SPD |  |  |  | 09/12/2018 |  |  |  |  | NO | NO |  |  |  |  | CAREFUSION 30143568 13111350 |  |  | Disposition |  | 99:99:99:99:99:99 |  | High Risk | 1Y:00-MFG | 09/12/2018 | 09/12/2018 | COOPER UNIVERSITY HOSPITAL |  |  |  |  | David Frye |  |  |  | 09/12/2018 | 09/12/2018 |  |  |  |  | 09/12/2018 | 09/12/2018
|  | CAREFUSION | CAREFUSION ALARIS PUMP 8100 |  |  | SPD |  |  |  | 10/12/2017 |  |  |  |  | NO | NO |  |  |  |  | CAREFUSION 30143560 13112932 |  |  | Disposition |  | 99:99:99:99:99:99 |  | High Risk | 1Y:00-MFG | 10/12/2017 | 10/12/2017 | COOPER UNIVERSITY HOSPITAL |  |  |  |  | David Frye |  |  |  | 10/12/2017 | 10/12/2017 |  |  |  |  | 10/12/2017 | 10/12/2017
|  | CAREFUSION | CAREFUSION ALARIS PUMP 8100 |  |  | SPD |  |  |  | 10/30/2017 |  |  |  |  | NO | NO |  |  |  |  | CAREFUSION 30143561 13112781 |  |  | Disposition |  | 99:99:99:99:99:99 |  | High Risk | 1Y:00-MFG | 10/30/2017 | 10/30/2017 | COOPER UNIVERSITY HOSPITAL |  |  |  |  | David Frye |  |  |  | 10/30/2017 | 10/30/2017 |  |  |  |  | 10/30/2017 | 10/30/2017
|  | CAREFUSION | CAREFUSION ALARIS PUMP 8100 |  |  | SPD |  |  |  | 07/31/2018 |  |  |  |  | NO | NO |  |  |  |  | CAREFUSION 30143558 13101101 |  |  | Disposition |  | 99:99:99:99:99:99 |  | High Risk | 1Y:00-MFG | 07/31/2018 | 07/31/2018 | COOPER UNIVERSITY HOSPITAL |  |  |  |  | David Frye |  |  |  | 07/31/2018 | 07/31/2018 |  |  |  |  | 07/31/2018 | 07/31/2018
|  | CAREFUSION | CAREFUSION ALARIS PUMP 8100 |  |  | SPD |  |  |  | 09/13/2018 |  |  |  |  | NO | NO |  |  |  |  | CAREFUSION 30143555 13111401 |  |  | Disposition |  | 99:99:99:99:99:99 |  | High Risk | 1Y:00-MFG | 09/13/2018 | 09/13/2018 | COOPER UNIVERSITY HOSPITAL |  |  |  |  | David Frye |  |  |  | 09/13/2018 | 09/13/2018 |  |  |  |  | 09/13/2018 | 09/13/2018
|  | CAREFUSION | CAREFUSION ALARIS PUMP 8100 |  |  | SPD |  |  |  | 08/30/2018 |  |  |  |  | NO | NO |  |  |  |  | CAREFUSION 30143550 13111127 |  |  | Disposition |  | 99:99:99:99:99:99 |  | High Risk | 1Y:00-MFG | 08/30/2018 | 08/30/2018 | COOPER UNIVERSITY HOSPITAL |  |  |  |  | David Frye |  |  |  | 08/30/2018 | 08/30/2018 |  |  |  |  | 08/30/2018 | 08/30/2018
|  | CAREFUSION | CAREFUSION ALARIS PUMP 8100 |  |  | SPD |  |  |  | 08/30/2018 |  |  |  |  | NO | NO |  |  |  |  | CAREFUSION 30143545 13110605 |  |  | Disposition |  | 99:99:99:99:99:99 |  | High Risk | 1Y:00-MFG | 08/30/2018 | 08/30/2018 | COOPER UNIVERSITY HOSPITAL |  |  |  |  | David Frye |  |  |  | 08/30/2018 | 08/30/2018 |  |  |  |  | 08/30/2018 | 08/30/2018
|  | CAREFUSION | CAREFUSION ALARIS PUMP 8100 |  |  | SPD |  |  |  | 10/06/2017 |  |  |  |  | NO | NO |  |  |  |  | CAREFUSION 30143539 13111997 |  |  | Disposition |  | 99:99:99:99:99:99 |  | High Risk | 1Y:00-MFG | 10/06/2017 | 10/06/2017 | COOPER UNIVERSITY HOSPITAL |  |  |  |  | David Frye |  |  |  | 10/06/2017 | 10/06/2017 |  |  |  |  | 10/06/2017 | 10/06/2017
|  | CAREFUSION | CAREFUSION ALARIS PUMP 8100 |  |  | SPD |  |  |  | 08/30/2018 |  |  |  |  | NO | NO |  |  |  |  | CAREFUSION 30143531 12347014 |  |  | Disposition |  | 99:99:99:99:99:99 |  | High Risk | 1Y:00-MFG | 08/30/2018 | 08/30/2018 | COOPER UNIVERSITY HOSPITAL |  |  |  |  | David Frye |  |  |  | 08/30/2018 | 08/30/2018 |  |  |  |  | 08/30/2018 | 08/30/2018
|  | CAREFUSION | CAREFUSION ALARIS PUMP 8100 |  |  | SPD |  |  |  | 10/11/2017 |  |  |  |  | NO | NO |  |  |  |  | CAREFUSION 30143528 13371998 |  |  | Disposition |  | 99:99:99:99:99:99 |  | High Risk | 1Y:00-MFG | 10/11/2017 | 10/11/2017 | COOPER UNIVERSITY HOSPITAL |  |  |  |  | David Frye |  |  |  | 10/11/2017 | 10/11/2017 |  |  |  |  | 10/11/2017 | 10/11/2017
|  | CAREFUSION | CAREFUSION ALARIS PUMP 8100 |  |  | SPD |  |  |  | 09/13/2018 |  |  |  |  | NO | NO |  |  |  |  | CAREFUSION 30143514 13111360 |  |  | Disposition |  | 99:99:99:99:99:99 |  | High Risk | 1Y:00-MFG | 09/13/2018 | 09/13/2018 | COOPER UNIVERSITY HOSPITAL |  |  |  |  | David Frye |  |  |  | 09/13/2018 | 09/13/2018 |  |  |  |  | 09/13/2018 | 09/13/2018
|  | CAREFUSION | CAREFUSION ALARIS PUMP 8100 |  |  | SPD |  |  |  | 08/30/2018 |  |  |  |  | NO | NO |  |  |  |  | CAREFUSION 30143496 12331551 |  |  | Disposition |  | 99:99:99:99:99:99 |  | High Risk | 1Y:00-MFG | 08/30/2018 | 08/30/2018 | COOPER UNIVERSITY HOSPITAL |  |  |  |  | David Frye |  |  |  | 08/30/2018 | 08/30/2018 |  |  |  |  | 08/30/2018 | 08/30/2018
|  | CAREFUSION | CAREFUSION ALARIS PUMP 8100 |  |  | VOORHEES SURGERY CENTER-OPERATING ROOM |  |  |  | 11/08/2013 |  |  |  |  | NO | NO |  |  |  |  | CAREFUSION 10346735 13982144 |  |  | Disposition |  | 99:99:99:99:99:99 |  | High Risk | 1Y:00-MFG | 09/13/2017 | 09/01/2020 | COOPER AMBULATORY OFF-SITES |  |  | SUITE E |  | JENNIFER BOMBARO
|  | CAREFUSION | CAREFUSION ALARIS PUMP 8100 |  |  | VOORHEES SURGERY CENTER-OPERATING ROOM |  |  |  | 11/08/2013 |  |  |  |  | NO | NO |  |  |  |  | CAREFUSION 10346731 13982243 |  |  | Disposition |  | 99:99:99:99:99:99 |  | High Risk | 1Y:00-MFG | 09/13/2017 | 09/01/2020 | COOPER AMBULATORY OFF-SITES |  |  | SUITE E |  | JENNIFER BOMBARO
|  | CAREFUSION | CAREFUSION ALARIS PUMP 8100 |  |  | VOORHEES SURGERY CENTER-OPERATING ROOM |  |  |  | 11/08/2013 |  |  |  |  | NO | NO |  |  |  |  | CAREFUSION 10346717 13982595 |  |  | Disposition |  | 99:99:99:99:99:99 |  | High Risk | 1Y:00-MFG | 09/12/2018 | 09/01/2020 | COOPER AMBULATORY OFF-SITES |  |  | SUITE E |  | JENNIFER BOMBARO
|  | CAREFUSION | CAREFUSION ALARIS PUMP 8100 |  |  | VOORHEES SURGERY CENTER-OPERATING ROOM |  |  |  | 11/08/2013 |  |  |  |  | NO | NO |  |  |  |  | CAREFUSION 10346713 13982436 |  |  | Disposition |  | 99:99:99:99:99:99 |  | High Risk | 1Y:00-MFG | 09/12/2018 | 09/01/2020 | COOPER AMBULATORY OFF-SITES |  |  | SUITE E |  | JENNIFER BOMBARO
|  | CAREFUSION | CAREFUSION ALARIS PUMP 8100 |  |  | SPD |  |  |  | 01/02/2018 |  |  |  |  | NO | NO |  |  |  |  | CAREFUSION 30143464 13112316 |  |  | Disposition |  |  |  | High Risk | 1Y:00-MFG | 01/02/2018 | 01/02/2018 | COOPER UNIVERSITY HOSPITAL |  |  |  |  | David Frye |  |  |  | 01/02/2018 | 01/02/2018 |  |  |  |  | 01/02/2018 | 01/02/2018
|  | CAREFUSION | CAREFUSION ALARIS PUMP 8100 |  |  | SPD |  |  |  | 07/12/2018 |  |  |  |  | NO | NO |  |  |  |  | CAREFUSION 30143461 13110843 |  |  | Disposition |  | 99:99:99:99:99:99 |  | High Risk | 1Y:00-MFG | 07/12/2018 | 07/12/2018 | COOPER UNIVERSITY HOSPITAL |  |  |  |  | David Frye |  |  |  | 07/12/2018 | 07/12/2018 |  |  |  |  | 07/12/2018 | 07/12/2018
|  | CAREFUSION | CAREFUSION ALARIS PUMP 8100 |  |  | SPD |  |  |  | 09/13/2018 |  |  |  |  | NO | NO |  |  |  |  | CAREFUSION 30143459 13111739 |  |  | Disposition |  | 99:99:99:99:99:99 |  | High Risk | 1Y:00-MFG | 09/13/2018 | 09/13/2018 | COOPER UNIVERSITY HOSPITAL |  |  |  |  | David Frye |  |  |  | 09/13/2018 | 09/13/2018 |  |  |  |  | 09/13/2018 | 09/13/2018
|  | CAREFUSION | CAREFUSION ALARIS PUMP 8100 |  |  | SPD |  |  |  | 10/06/2017 |  |  |  |  | NO | NO |  |  |  |  | CAREFUSION 30143453 13112768 |  |  | Disposition |  | 99:99:99:99:99:99 |  | High Risk | 1Y:00-MFG | 10/06/2017 | 10/06/2017 | COOPER UNIVERSITY HOSPITAL |  |  |  |  | David Frye |  |  |  | 10/06/2017 | 10/06/2017 |  |  |  |  | 10/06/2017 | 10/06/2017
|  | CAREFUSION | CAREFUSION ALARIS PUMP 8100 |  |  | SPD |  |  |  | 09/13/2018 |  |  |  |  | NO | NO |  |  |  |  | CAREFUSION 30143440 13110959 |  |  | Disposition |  | 99:99:99:99:99:99 |  | High Risk | 1Y:00-MFG | 09/13/2018 | 09/13/2018 | COOPER UNIVERSITY HOSPITAL |  |  |  |  | David Frye |  |  |  | 09/13/2018 | 09/13/2018 |  |  |  |  | 09/13/2018 | 09/13/2018
|  | CAREFUSION | CAREFUSION ALARIS PUMP 8100 |  |  | VOORHEES SURGERY CENTER-OPERATING ROOM |  |  |  | 11/08/2013 |  |  |  |  | NO | NO |  |  |  |  | CAREFUSION 10346704 13982502 |  |  | Disposition |  | 99:99:99:99:99:99 |  | High Risk | 1Y:00-MFG | 09/12/2018 | 09/01/2020 | COOPER AMBULATORY OFF-SITES |  |  | SUITE E |  | JENNIFER BOMBARO
|  | CAREFUSION | CAREFUSION ALARIS PUMP 8100 |  |  | SPD |  |  |  | 10/06/2017 |  |  |  |  | NO | NO |  |  |  |  | CAREFUSION 30143431 13372012 |  |  | Disposition |  | 99:99:99:99:99:99 |  | High Risk | 1Y:00-MFG | 10/06/2017 | 10/06/2017 | COOPER UNIVERSITY HOSPITAL |  |  |  |  | David Frye |  |  |  | 10/06/2017 | 10/06/2017 |  |  |  |  | 10/06/2017 | 10/06/2017
|  | CAREFUSION | CAREFUSION ALARIS PUMP 8100 |  |  | VOORHEES SURGERY CENTER-OPERATING ROOM |  |  |  | 11/08/2013 |  |  |  |  | NO | NO |  |  |  |  | CAREFUSION 10346689 13982275 |  |  | Disposition |  | 99:99:99:99:99:99 |  | High Risk | 1Y:00-MFG | 09/12/2018 | 09/01/2020 | COOPER AMBULATORY OFF-SITES |  |  | SUITE E |  | JENNIFER BOMBARO
|  | CAREFUSION | CAREFUSION ALARIS PUMP 8100 |  |  | VOORHEES SURGERY CENTER-OPERATING ROOM |  |  |  | 11/08/2013 |  |  |  |  | NO | NO |  |  |  |  | CAREFUSION 10346683 13782486 |  |  | Disposition |  | 99:99:99:99:99:99 |  | High Risk | 1Y:00-MFG | 09/12/2018 | 09/01/2020 | COOPER AMBULATORY OFF-SITES |  |  | SUITE E |  | JENNIFER BOMBARO
|  | CAREFUSION | CAREFUSION ALARIS PUMP 8100 |  |  | SPD |  |  |  | 10/06/2017 |  |  |  |  | NO | NO |  |  |  |  | CAREFUSION 30143383 13101886 |  |  | Disposition |  | 99:99:99:99:99:99 |  | High Risk | 1Y:00-MFG | 10/06/2017 | 10/06/2017 | COOPER UNIVERSITY HOSPITAL |  |  |  |  | David Frye |  |  |  | 10/06/2017 | 10/06/2017 |  |  |  |  | 10/06/2017 | 10/06/2017
|  | CAREFUSION | CAREFUSION ALARIS PUMP 8100 |  |  | SPD |  |  |  | 09/13/2018 |  |  |  |  | NO | NO |  |  |  |  | CAREFUSION 30143376 13111660 |  |  | Disposition |  | 99:99:99:99:99:99 |  | High Risk | 1Y:00-MFG | 09/13/2018 | 09/13/2018 | COOPER UNIVERSITY HOSPITAL |  |  |  |  | David Frye |  |  |  | 09/13/2018 | 09/13/2018 |  |  |  |  | 09/13/2018 | 09/13/2018
|  | CAREFUSION | CAREFUSION ALARIS PUMP 8100 |  |  | SPD |  |  |  | 06/14/2018 |  |  |  |  | NO | NO |  |  |  |  | CAREFUSION 30143373 13102892 |  |  | Disposition |  | 99:99:99:99:99:99 |  | High Risk | 1Y:00-MFG | 06/14/2018 | 06/14/2018 | COOPER UNIVERSITY HOSPITAL |  |  |  |  | David Frye |  |  |  | 06/14/2018 | 06/14/2018 |  |  |  |  | 06/14/2018 | 06/14/2018
|  | CAREFUSION | CAREFUSION ALARIS PUMP 8100 |  |  | SPD |  |  |  | 10/06/2017 |  |  |  |  | NO | NO |  |  |  |  | CAREFUSION 30143361 13112275 |  |  | Disposition |  | 99:99:99:99:99:99 |  | High Risk | 1Y:00-MFG | 10/06/2017 | 10/06/2017 | COOPER UNIVERSITY HOSPITAL |  |  |  |  | David Frye |  |  |  | 10/06/2017 | 10/06/2017 |  |  |  |  | 10/06/2017 | 10/06/2017
|  | CAREFUSION | CAREFUSION ALARIS PUMP 8100 |  |  | SPD |  |  |  | 10/06/2017 |  |  |  |  | NO | NO |  |  |  |  | CAREFUSION 30143356 13112584 |  |  | Disposition |  | 99:99:99:99:99:99 |  | High Risk | 1Y:00-MFG | 10/06/2017 | 10/06/2017 | COOPER UNIVERSITY HOSPITAL |  |  |  |  | David Frye |  |  |  | 10/06/2017 | 10/06/2017 |  |  |  |  | 10/06/2017 | 10/06/2017
|  | CAREFUSION | CAREFUSION ALARIS PUMP 8100 |  |  | SPD |  |  |  | 09/13/2018 |  |  |  |  | NO | NO |  |  |  |  | CAREFUSION 30143352 13111329 |  |  | Disposition |  | 99:99:99:99:99:99 |  | High Risk | 1Y:00-MFG | 09/13/2018 | 09/13/2018 | COOPER UNIVERSITY HOSPITAL |  |  |  |  | David Frye |  |  |  | 09/13/2018 | 09/13/2018 |  |  |  |  | 09/13/2018 | 09/13/2018
|  | CAREFUSION | CAREFUSION ALARIS PUMP 8100 |  |  | SPD |  |  |  | 09/13/2018 |  |  |  |  | NO | NO |  |  |  |  | CAREFUSION 30143345 13111383 |  |  | Disposition |  | 99:99:99:99:99:99 |  | High Risk | 1Y:00-MFG | 09/13/2018 | 09/13/2018 | COOPER UNIVERSITY HOSPITAL |  |  |  |  | David Frye |  |  |  | 09/13/2018 | 09/13/2018 |  |  |  |  | 09/13/2018 | 09/13/2018
|  | CAREFUSION | CAREFUSION ALARIS PUMP 8100 |  |  | SPD |  |  |  | 09/13/2018 |  |  |  |  | NO | NO |  |  |  |  | CAREFUSION 30143340 13111543 |  |  | Disposition |  | 99:99:99:99:99:99 |  | High Risk | 1Y:00-MFG | 09/13/2018 | 09/13/2018 | COOPER UNIVERSITY HOSPITAL |  |  |  |  | David Frye |  |  |  | 09/13/2018 | 09/13/2018 |  |  |  |  | 09/13/2018 | 09/13/2018
|  | CAREFUSION | CAREFUSION ALARIS PUMP 8100 |  |  | SPD |  |  |  | 08/30/2018 |  |  |  |  | NO | NO |  |  |  |  | CAREFUSION 30143339 13102334 |  |  | Disposition |  | 99:99:99:99:99:99 |  | High Risk | 1Y:00-MFG | 08/30/2018 | 08/30/2018 | COOPER UNIVERSITY HOSPITAL |  |  |  |  | David Frye |  |  |  | 08/30/2018 | 08/30/2018 |  |  |  |  | 08/30/2018 | 08/30/2018
|  | CAREFUSION | CAREFUSION ALARIS PUMP 8100 |  |  | SPD |  |  |  | 10/06/2017 |  |  |  |  | NO | NO |  |  |  |  | CAREFUSION 30143330 13112852 |  |  | Disposition |  | 99:99:99:99:99:99 |  | High Risk | 1Y:00-MFG | 10/06/2017 | 10/06/2017 | COOPER UNIVERSITY HOSPITAL |  |  |  |  | David Frye |  |  |  | 10/06/2017 | 10/06/2017 |  |  |  |  | 10/06/2017 | 10/06/2017
|  | CAREFUSION | CAREFUSION ALARIS PUMP 8100 |  |  | SPD |  |  |  | 10/02/2017 |  |  |  |  | NO | NO |  |  |  |  | CAREFUSION 30143329 13111861 |  |  | Disposition |  | 99:99:99:99:99:99 |  | High Risk | 1Y:00-MFG | 10/02/2017 | 10/02/2017 | COOPER UNIVERSITY HOSPITAL |  |  |  |  | David Frye |  |  |  | 10/02/2017 | 10/02/2017 |  |  |  |  | 10/02/2017 | 10/02/2017
|  | CAREFUSION | CAREFUSION ALARIS PUMP 8100 |  |  | SPD |  |  |  | 09/13/2018 |  |  |  |  | NO | NO |  |  |  |  | CAREFUSION 30143327 13111328 |  |  | Disposition |  | 99:99:99:99:99:99 |  | High Risk | 1Y:00-MFG | 09/13/2018 | 09/13/2018 | COOPER UNIVERSITY HOSPITAL |  |  |  |  | David Frye |  |  |  | 09/13/2018 | 09/13/2018 |  |  |  |  | 09/13/2018 | 09/13/2018
|  | CAREFUSION | CAREFUSION ALARIS PUMP 8100 |  |  | SPD |  |  |  | 08/30/2018 |  |  |  |  | NO | NO |  |  |  |  | CAREFUSION 30143321 12331146 |  |  | Disposition |  | 99:99:99:99:99:99 |  | High Risk | 1Y:00-MFG | 08/30/2018 | 08/30/2018 | COOPER UNIVERSITY HOSPITAL |  |  |  |  | David Frye |  |  |  | 08/30/2018 | 08/30/2018 |  |  |  |  | 08/30/2018 | 08/30/2018
|  | CAREFUSION | CAREFUSION ALARIS PUMP 8100 |  |  | SPD |  |  |  | 09/13/2018 |  |  |  |  | NO | NO |  |  |  |  | CAREFUSION 30143320 13111683 |  |  | Disposition |  | 99:99:99:99:99:99 |  | High Risk | 1Y:00-MFG | 09/13/2018 | 09/13/2018 | COOPER UNIVERSITY HOSPITAL |  |  |  |  | David Frye |  |  |  | 09/13/2018 | 09/13/2018 |  |  |  |  | 09/13/2018 | 09/13/2018
|  | CAREFUSION | CAREFUSION ALARIS PUMP 8100 |  |  | SPD |  |  |  | 10/02/2017 |  |  |  |  | NO | NO |  |  |  |  | CAREFUSION 30143315 13112605 |  |  | Disposition |  | 99:99:99:99:99:99 |  | High Risk | 1Y:00-MFG | 10/02/2017 | 10/02/2017 | COOPER UNIVERSITY HOSPITAL |  |  |  |  | David Frye |  |  |  | 10/02/2017 | 10/02/2017 |  |  |  |  | 10/02/2017 | 10/02/2017
|  | CAREFUSION | CAREFUSION ALARIS PUMP 8100 |  |  | SPD |  |  |  | 09/13/2018 |  |  |  |  | NO | NO |  |  |  |  | CAREFUSION 30143309 13110952 |  |  | Disposition |  | 99:99:99:99:99:99 |  | High Risk | 1Y:00-MFG | 09/13/2018 | 09/13/2018 | COOPER UNIVERSITY HOSPITAL |  |  |  |  | David Frye |  |  |  | 09/13/2018 | 09/13/2018 |  |  |  |  | 09/13/2018 | 09/13/2018
|  | CAREFUSION | CAREFUSION ALARIS PUMP 8100 |  |  | SPD |  |  |  | 08/31/2018 |  |  |  |  | NO | NO |  |  |  |  | CAREFUSION 30143303 13100802 |  |  | Disposition |  | 99:99:99:99:99:99 |  | High Risk | 1Y:00-MFG | 08/31/2018 | 08/31/2018 | COOPER UNIVERSITY HOSPITAL |  |  |  |  | David Frye |  |  |  | 08/31/2018 | 08/31/2018 |  |  |  |  | 08/31/2018 | 08/31/2018
|  | CAREFUSION | CAREFUSION ALARIS PUMP 8100 |  |  | SPD |  |  |  | 08/30/2018 |  |  |  |  | NO | NO |  |  |  |  | CAREFUSION 30143304 4126403 |  |  | Disposition |  | 99:99:99:99:99:99 |  | High Risk | 1Y:00-MFG | 08/30/2018 | 08/30/2018 | COOPER UNIVERSITY HOSPITAL |  |  |  |  | David Frye |  |  |  | 08/30/2018 | 08/30/2018 |  |  |  |  | 08/30/2018 | 08/30/2018
|  | CAREFUSION | CAREFUSION ALARIS PUMP 8100 |  |  | SPD |  |  |  | 10/06/2017 |  |  |  |  | NO | NO |  |  |  |  | CAREFUSION 30143300 13372271 |  |  | Disposition |  | 99:99:99:99:99:99 |  | High Risk | 1Y:00-MFG | 10/06/2017 | 10/06/2017 | COOPER UNIVERSITY HOSPITAL |  |  |  |  | David Frye |  |  |  | 10/06/2017 | 10/06/2017 |  |  |  |  | 10/06/2017 | 10/06/2017
|  | CAREFUSION | CAREFUSION ALARIS PUMP 8100 |  |  | SPD |  |  |  | 09/13/2018 |  |  |  |  | NO | NO |  |  |  |  | CAREFUSION 30143295 13111698 |  |  | Disposition |  | 99:99:99:99:99:99 |  | High Risk | 1Y:00-MFG | 09/13/2018 | 09/13/2018 | COOPER UNIVERSITY HOSPITAL |  |  |  |  | David Frye |  |  |  | 09/13/2018 | 09/13/2018 |  |  |  |  | 09/13/2018 | 09/13/2018
|  | CAREFUSION | CAREFUSION ALARIS PUMP 8100 |  |  | SPD |  |  |  | 09/13/2018 |  |  |  |  | NO | NO |  |  |  |  | CAREFUSION 30143293 13102309 |  |  | Disposition |  | 99:99:99:99:99:99 |  | High Risk | 1Y:00-MFG | 09/13/2018 | 09/13/2018 | COOPER UNIVERSITY HOSPITAL |  |  |  |  | David Frye |  |  |  | 09/13/2018 | 09/13/2018 |  |  |  |  | 09/13/2018 | 09/13/2018
|  | CAREFUSION | CAREFUSION ALARIS PUMP 8100 |  |  | SPD |  |  |  | 08/30/2018 |  |  |  |  | NO | NO |  |  |  |  | CAREFUSION 30143290 13111750 |  |  | Disposition |  | 99:99:99:99:99:99 |  | High Risk | 1Y:00-MFG | 08/30/2018 | 08/30/2018 | COOPER UNIVERSITY HOSPITAL |  |  |  |  | David Frye |  |  |  | 08/30/2018 | 08/30/2018 |  |  |  |  | 08/30/2018 | 08/30/2018
|  | CAREFUSION | CAREFUSION ALARIS PUMP 8100 |  |  | SPD |  |  |  | 08/30/2018 |  |  |  |  | NO | NO |  |  |  |  | CAREFUSION 30143289 12330332 |  |  | Disposition |  | 99:99:99:99:99:99 |  | High Risk | 1Y:00-MFG | 08/30/2018 | 08/30/2018 | COOPER UNIVERSITY HOSPITAL |  |  |  |  | David Frye |  |  |  | 08/30/2018 | 08/30/2018 |  |  |  |  | 08/30/2018 | 08/30/2018
|  | CAREFUSION | CAREFUSION ALARIS PUMP 8100 |  |  | SPD |  |  |  | 10/06/2017 |  |  |  |  | NO | NO |  |  |  |  | CAREFUSION 30143288 13111600 |  |  | Disposition |  | 99:99:99:99:99:99 |  | High Risk | 1Y:00-MFG | 10/06/2017 | 10/06/2017 | COOPER UNIVERSITY HOSPITAL |  |  |  |  | David Frye |  |  |  | 10/06/2017 | 10/06/2017 |  |  |  |  | 10/06/2017 | 10/06/2017
|  | CAREFUSION | CAREFUSION ALARIS PUMP 8100 |  |  | SPD |  |  |  | 10/06/2017 |  |  |  |  | NO | NO |  |  |  |  | CAREFUSION 30143286 13112945 |  |  | Disposition |  | 99:99:99:99:99:99 |  | High Risk | 1Y:00-MFG | 10/06/2017 | 10/06/2017 | COOPER UNIVERSITY HOSPITAL |  |  |  |  | David Frye |  |  |  | 10/06/2017 | 10/06/2017 |  |  |  |  | 10/06/2017 | 10/06/2017
|  | CAREFUSION | CAREFUSION ALARIS PUMP 8100 |  |  | SPD |  |  |  | 09/13/2018 |  |  |  |  | NO | NO |  |  |  |  | CAREFUSION 30143285 13111464 |  |  | Disposition |  | 99:99:99:99:99:99 |  | High Risk | 1Y:00-MFG | 09/13/2018 | 09/13/2018 | COOPER UNIVERSITY HOSPITAL |  |  |  |  | David Frye |  |  |  | 09/13/2018 | 09/13/2018 |  |  |  |  | 09/13/2018 | 09/13/2018
|  | CAREFUSION | CAREFUSION ALARIS PUMP 8100 |  |  | SPD |  |  |  | 09/13/2018 |  |  |  |  | NO | NO |  |  |  |  | CAREFUSION 30143282 13111139 |  |  | Disposition |  | 99:99:99:99:99:99 |  | High Risk | 1Y:00-MFG | 09/13/2018 | 09/13/2018 | COOPER UNIVERSITY HOSPITAL |  |  |  |  | David Frye |  |  |  | 09/13/2018 | 09/13/2018 |  |  |  |  | 09/13/2018 | 09/13/2018
|  | CAREFUSION | CAREFUSION ALARIS PUMP 8100 |  |  | SPD |  |  |  | 09/13/2018 |  |  |  |  | NO | NO |  |  |  |  | CAREFUSION 30143279 13111179 |  |  | Disposition |  | 99:99:99:99:99:99 |  | High Risk | 1Y:00-MFG | 09/13/2018 | 09/13/2018 | COOPER UNIVERSITY HOSPITAL |  |  |  |  | David Frye |  |  |  | 09/13/2018 | 09/13/2018 |  |  |  |  | 09/13/2018 | 09/13/2018
|  | CAREFUSION | CAREFUSION ALARIS PUMP 8100 |  |  | SPD |  |  |  | 09/13/2018 |  |  |  |  | NO | NO |  |  |  |  | CAREFUSION 30143278 13111731 |  |  | Disposition |  | 99:99:99:99:99:99 |  | High Risk | 1Y:00-MFG | 09/13/2018 | 09/13/2018 | COOPER UNIVERSITY HOSPITAL |  |  |  |  | David Frye |  |  |  | 09/13/2018 | 09/13/2018 |  |  |  |  | 09/13/2018 | 09/13/2018
|  | CAREFUSION | CAREFUSION ALARIS PUMP 8100 |  |  | CENTRAL STERILE PROCESSING |  |  |  | 06/30/2010 |  |  |  |  | NO | NO |  |  |  |  | CAREFUSION 10346591 13102845 |  |  | Disposition |  |  |  | High Risk | 1Y:00-MFG 2Y:00-BAT | 07/29/2016 | 03/01/2020 | COOPER UNIVERSITY HOSPITAL |  |  | OR P07 |  | GINA GAROZZO
|  | CAREFUSION | CAREFUSION ALARIS PUMP 8100 |  |  | SPD |  |  |  | 06/30/2010 |  |  |  |  | NO | NO |  |  |  |  | CAREFUSION 10346584 13111819 |  |  | Disposition |  | 99:99:99:99:99:99 |  | High Risk | 1Y:00-MFG | 03/06/2018 | 03/01/2020 | COOPER UNIVERSITY HOSPITAL |  |  |  |  | David Frye
|  | CAREFUSION | CAREFUSION ALARIS PUMP 8100 |  |  | SPD |  |  |  | 09/13/2018 |  |  |  |  | NO | NO |  |  |  |  | CAREFUSION 30143270 13111533 |  |  | Disposition |  | 99:99:99:99:99:99 |  | High Risk | 1Y:00-MFG | 09/13/2018 | 09/13/2018 | COOPER UNIVERSITY HOSPITAL |  |  |  |  | David Frye |  |  |  | 09/13/2018 | 09/13/2018 |  |  |  |  | 09/13/2018 | 09/13/2018
|  | CAREFUSION | CAREFUSION ALARIS PUMP 8100 |  |  | SPD |  |  |  | 10/02/2017 |  |  |  |  | NO | NO |  |  |  |  | CAREFUSION 30143271 13111851 |  |  | Disposition |  | 99:99:99:99:99:99 |  | High Risk | 1Y:00-MFG | 10/02/2017 | 10/02/2017 | COOPER UNIVERSITY HOSPITAL |  |  |  |  | David Frye |  |  |  | 10/02/2017 | 10/02/2017 |  |  |  |  | 10/02/2017 | 10/02/2017
|  | CAREFUSION | CAREFUSION ALARIS PUMP 8100 |  |  | SPD |  |  |  | 10/06/2017 |  |  |  |  | NO | NO |  |  |  |  | CAREFUSION 30143274 13111960 |  |  | Disposition |  | 99:99:99:99:99:99 |  | High Risk | 1Y:00-MFG | 10/06/2017 | 10/06/2017 | COOPER UNIVERSITY HOSPITAL |  |  |  |  | David Frye |  |  |  | 10/06/2017 | 10/06/2017 |  |  |  |  | 10/06/2017 | 10/06/2017
|  | CAREFUSION | CAREFUSION ALARIS PUMP 8100 |  |  | SPD |  |  |  | 08/30/2018 |  |  |  |  | NO | NO |  |  |  |  | CAREFUSION 30143265 12330958 |  |  | Disposition |  | 99:99:99:99:99:99 |  | High Risk | 1Y:00-MFG | 08/30/2018 | 08/30/2018 | COOPER UNIVERSITY HOSPITAL |  |  |  |  | David Frye |  |  |  | 08/30/2018 | 08/30/2018 |  |  |  |  | 08/30/2018 | 08/30/2018
|  | CAREFUSION | CAREFUSION ALARIS PUMP 8100 |  |  | SPD |  |  |  | 09/12/2017 |  |  |  |  | NO | NO |  |  |  |  | CAREFUSION 30143131 13111398 |  |  | Disposition |  | 99:99:99:99:99:99 |  | High Risk | 1Y:00-MFG | 09/12/2017 | 09/12/2017 | COOPER UNIVERSITY HOSPITAL |  |  |  |  | David Frye |  |  |  | 09/12/2017 | 09/12/2017 |  |  |  |  | 09/12/2017 | 09/12/2017
|  | CAREFUSION | CAREFUSION ALARIS PUMP 8100 |  |  | SPD |  |  |  | 06/30/2010 |  |  |  |  | NO | NO |  |  |  |  | CAREFUSION 10346500 13101902 |  |  | Disposition |  | 99:99:99:99:99:99 |  | High Risk | 1Y:00-MFG | 03/15/2018 | 04/01/2020 | COOPER UNIVERSITY HOSPITAL |  |  | APRIL |  | David Frye
|  | CAREFUSION | CAREFUSION ALARIS PUMP 8100 |  |  | SPD |  |  |  | 08/30/2018 |  |  |  |  | NO | NO |  |  |  |  | CAREFUSION 30143114 4126220 |  |  | Disposition |  | 99:99:99:99:99:99 |  | High Risk | 1Y:00-MFG | 08/30/2018 | 08/30/2018 | COOPER UNIVERSITY HOSPITAL |  |  |  |  | David Frye |  |  |  | 08/30/2018 | 08/30/2018 |  |  |  |  | 08/30/2018 | 08/30/2018
|  | CAREFUSION | CAREFUSION ALARIS PUMP 8100 |  |  | SPD |  |  |  | 06/30/2010 |  |  |  |  | NO | NO |  |  |  |  | CAREFUSION 10346479 13111491 |  |  | Disposition |  | 99:99:99:99:99:99 |  | High Risk | 1Y:00-MFG | 05/14/2018 | 05/01/2020 | COOPER UNIVERSITY HOSPITAL |  |  |  |  | David Frye
|  | CAREFUSION | CAREFUSION ALARIS PUMP 8100 |  |  | SPD |  |  |  | 06/30/2010 |  |  |  |  | NO | NO |  |  |  |  | CAREFUSION 10346477 13110573 |  |  | Disposition |  | 99:99:99:99:99:99 |  | High Risk | 1Y:00-MFG | 04/02/2018 | 04/01/2020 | COOPER UNIVERSITY HOSPITAL |  |  | UHS |  | David Frye
|  | CAREFUSION | CAREFUSION ALARIS PUMP 8100 |  |  | SPD |  |  |  | 06/30/2010 |  |  |  |  | NO | NO |  |  |  |  | CAREFUSION 10346452 13111434 |  |  | Disposition |  | 99:99:99:99:99:99 |  | High Risk | 1Y:00-MFG | 04/25/2018 | 05/01/2020 | COOPER UNIVERSITY HOSPITAL |  |  |  |  | David Frye
|  | CAREFUSION | CAREFUSION ALARIS PUMP 8100 |  |  | SPD |  |  |  | 06/30/2010 |  |  |  |  | NO | NO |  |  |  |  | CAREFUSION 10346451 13112697 |  |  | Disposition |  | 99:99:99:99:99:99 |  | High Risk | 1Y:00-MFG | 05/21/2018 | 06/01/2020 | COOPER UNIVERSITY HOSPITAL |  |  |  |  | David Frye
|  | CAREFUSION | CAREFUSION ALARIS PUMP 8100 |  |  | SPD |  |  |  | 10/12/2012 |  |  |  |  | NO | NO |  |  |  |  | CAREFUSION 10346449 12331571 |  |  | Disposition |  | 99:99:99:99:99:99 |  | High Risk | 1Y:00-MFG | 03/02/2018 | 03/01/2020 | COOPER UNIVERSITY HOSPITAL |  |  |  |  | David Frye
|  | CAREFUSION | CAREFUSION ALARIS PUMP 8100 |  |  | SPD |  |  |  | 03/10/2011 |  |  |  |  | NO | NO |  |  |  |  | CAREFUSION 10346445 13372019 |  |  | Disposition |  | 99:99:99:99:99:99 |  | High Risk | 1Y:00-MFG | 05/02/2018 | 06/01/2020 | COOPER UNIVERSITY HOSPITAL |  |  |  |  | David Frye
|  | CAREFUSION | CAREFUSION ALARIS PUMP 8100 |  |  | SPD |  |  |  | 06/30/2010 |  |  |  |  | NO | NO |  |  |  |  | CAREFUSION 10346444 13111602 |  |  | Disposition |  | 99:99:99:99:99:99 |  | High Risk | 1Y:00-MFG | 04/17/2018 | 05/01/2020 | COOPER UNIVERSITY HOSPITAL |  |  |  |  | David Frye
|  | CAREFUSION | CAREFUSION ALARIS PUMP 8100 |  |  | SPD |  |  |  | 06/30/2010 |  |  |  |  | NO | NO |  |  |  |  | CAREFUSION 10346426 13111236 |  |  | Disposition |  | 99:99:99:99:99:99 |  | High Risk | 1Y:00-MFG | 04/17/2018 | 05/01/2020 | COOPER UNIVERSITY HOSPITAL |  |  |  |  | David Frye
|  | CAREFUSION | CAREFUSION ALARIS PUMP 8100 |  |  | SPD |  |  |  | 10/02/2017 |  |  |  |  | NO | NO |  |  |  |  | CAREFUSION 30143106 13112872 |  |  | Disposition |  | 99:99:99:99:99:99 |  | High Risk | 1Y:00-MFG | 10/02/2017 | 10/02/2017 | COOPER UNIVERSITY HOSPITAL |  |  |  |  | David Frye |  |  |  | 10/02/2017 | 10/02/2017 |  |  |  |  | 10/02/2017 | 10/02/2017
|  | CAREFUSION | CAREFUSION ALARIS PUMP 8100 |  |  | SPD |  |  |  | 06/30/2010 |  |  |  |  | NO | NO |  |  |  |  | CAREFUSION 10346316 13112919 |  |  | Disposition |  | 99:99:99:99:99:99 |  | High Risk | 1Y:00-MFG | 05/04/2018 | 06/01/2020 | COOPER UNIVERSITY HOSPITAL |  |  | Bio-Med Shop Pump Area |  | David Frye
|  | CAREFUSION | CAREFUSION ALARIS PUMP 8100 |  |  | SPD |  |  |  | 06/30/2010 |  |  |  |  | NO | NO |  |  |  |  | CAREFUSION 10346314 13110801 |  |  | Disposition |  | 99:99:99:99:99:99 |  | High Risk | 1Y:00-MFG | 03/15/2018 | 04/01/2020 | COOPER UNIVERSITY HOSPITAL |  |  | APRIL |  | David Frye
|  | CAREFUSION | CAREFUSION ALARIS PUMP 8100 |  |  | SPD |  |  |  | 06/30/2010 |  |  |  |  | NO | NO |  |  |  |  | CAREFUSION 10346310 13111124 |  |  | Disposition |  | 99:99:99:99:99:99 |  | High Risk | 1Y:00-MFG | 04/25/2018 | 05/01/2020 | COOPER UNIVERSITY HOSPITAL |  |  |  |  | David Frye
|  | CAREFUSION | CAREFUSION ALARIS PUMP 8100 |  |  | SPD |  |  |  | 10/12/2012 |  |  |  |  | NO | NO |  |  |  |  | CAREFUSION 10346312 12332415 |  |  | Disposition |  | 99:99:99:99:99:99 |  | High Risk | 1Y:00-MFG | 02/20/2018 | 03/01/2020 | COOPER UNIVERSITY HOSPITAL |  |  |  |  | David Frye
|  | CAREFUSION | CAREFUSION ALARIS PUMP 8100 |  |  | SPD |  |  |  | 06/14/2018 |  |  |  |  | NO | NO |  |  |  |  | CAREFUSION 30143082 12331642 |  |  | Disposition |  | 99:99:99:99:99:99 |  | High Risk | 1Y:00-MFG | 06/14/2018 | 06/14/2018 | COOPER UNIVERSITY HOSPITAL |  |  | BIOMED |  | David Frye |  |  |  | 06/14/2018 | 06/14/2018 |  |  |  |  | 06/14/2018 | 06/14/2018
|  | CAREFUSION | CAREFUSION ALARIS PUMP 8100 |  |  | SPD |  |  |  | 10/30/2017 |  |  |  |  | NO | NO |  |  |  |  | CAREFUSION 30143081 13111882 |  |  | Disposition |  | 99:99:99:99:99:99 |  | High Risk | 1Y:00-MFG | 10/30/2017 | 10/30/2017 | COOPER UNIVERSITY HOSPITAL |  |  |  |  | David Frye |  |  |  | 10/30/2017 | 10/30/2017 |  |  |  |  | 10/30/2017 | 10/30/2017
|  | CAREFUSION | CAREFUSION ALARIS PUMP 8100 |  |  | SPD |  |  |  | 08/30/2018 |  |  |  |  | NO | NO |  |  |  |  | CAREFUSION 30143077 13112854 |  |  | Disposition |  | 99:99:99:99:99:99 |  | High Risk | 1Y:00-MFG | 08/30/2018 | 08/30/2018 | COOPER UNIVERSITY HOSPITAL |  |  |  |  | David Frye |  |  |  | 08/30/2018 | 08/30/2018 |  |  |  |  | 08/30/2018 | 08/30/2018
|  | CAREFUSION | CAREFUSION ALARIS PUMP 8100 |  |  | SPD |  |  |  | 10/06/2017 |  |  |  |  | NO | NO |  |  |  |  | CAREFUSION 30143073 13112683 |  |  | Disposition |  | 99:99:99:99:99:99 |  | High Risk | 1Y:00-MFG | 10/06/2017 | 10/06/2017 | COOPER UNIVERSITY HOSPITAL |  |  |  |  | David Frye |  |  |  | 10/06/2017 | 10/06/2017 |  |  |  |  | 10/06/2017 | 10/06/2017
|  | CAREFUSION | CAREFUSION ALARIS PUMP 8100 |  |  | SPD |  |  |  | 10/02/2017 |  |  |  |  | NO | NO |  |  |  |  | CAREFUSION 30143071 13112901 |  |  | Disposition |  | 99:99:99:99:99:99 |  | High Risk | 1Y:00-MFG | 10/02/2017 | 10/02/2017 | COOPER UNIVERSITY HOSPITAL |  |  |  |  | David Frye |  |  |  | 10/02/2017 | 10/02/2017 |  |  |  |  | 10/02/2017 | 10/02/2017
|  | CAREFUSION | CAREFUSION ALARIS PUMP 8100 |  |  | SPD |  |  |  | 09/13/2018 |  |  |  |  | NO | NO |  |  |  |  | CAREFUSION 30143069 13111146 |  |  | Disposition |  | 99:99:99:99:99:99 |  | High Risk | 1Y:00-MFG | 09/13/2018 | 09/13/2018 | COOPER UNIVERSITY HOSPITAL |  |  |  |  | David Frye |  |  |  | 09/13/2018 | 09/13/2018 |  |  |  |  | 09/13/2018 | 09/13/2018
|  | CAREFUSION | CAREFUSION ALARIS PUMP 8100 |  |  | SPD |  |  |  | 09/13/2018 |  |  |  |  | NO | NO |  |  |  |  | CAREFUSION 30143062 13111213 |  |  | Disposition |  | 99:99:99:99:99:99 |  | High Risk | 1Y:00-MFG | 09/13/2018 | 09/13/2018 | COOPER UNIVERSITY HOSPITAL |  |  |  |  | David Frye |  |  |  | 09/13/2018 | 09/13/2018 |  |  |  |  | 09/13/2018 | 09/13/2018
|  | CAREFUSION | CAREFUSION ALARIS PUMP 8100 |  |  | SPD |  |  |  | 10/02/2017 |  |  |  |  | NO | NO |  |  |  |  | CAREFUSION 30143065 13112860 |  |  | Disposition |  | 99:99:99:99:99:99 |  | High Risk | 1Y:00-MFG | 10/02/2017 | 10/02/2017 | COOPER UNIVERSITY HOSPITAL |  |  |  |  | David Frye |  |  |  | 10/02/2017 | 10/02/2017 |  |  |  |  | 10/02/2017 | 10/02/2017
|  | CAREFUSION | CAREFUSION ALARIS PUMP 8100 |  |  | SPD |  |  |  | 09/13/2018 |  |  |  |  | NO | NO |  |  |  |  | CAREFUSION 30143067 13111694 |  |  | Disposition |  | 99:99:99:99:99:99 |  | High Risk | 1Y:00-MFG | 09/13/2018 | 09/13/2018 | COOPER UNIVERSITY HOSPITAL |  |  |  |  | David Frye |  |  |  | 09/13/2018 | 09/13/2018 |  |  |  |  | 09/13/2018 | 09/13/2018
|  | CAREFUSION | CAREFUSION ALARIS PUMP 8100 |  |  | SPD |  |  |  | 08/30/2018 |  |  |  |  | NO | NO |  |  |  |  | CAREFUSION 30143059 13110760 |  |  | Disposition |  | 99:99:99:99:99:99 |  | High Risk | 1Y:00-MFG | 08/30/2018 | 08/30/2018 | COOPER UNIVERSITY HOSPITAL |  |  |  |  | David Frye |  |  |  | 08/30/2018 | 08/30/2018 |  |  |  |  | 08/30/2018 | 08/30/2018
|  | CAREFUSION | CAREFUSION ALARIS PUMP 8100 |  |  | SPD |  |  |  | 08/30/2018 |  |  |  |  | NO | NO |  |  |  |  | CAREFUSION 30143057 13111762 |  |  | Disposition |  | 99:99:99:99:99:99 |  | High Risk | 1Y:00-MFG | 08/30/2018 | 08/30/2018 | COOPER UNIVERSITY HOSPITAL |  |  |  |  | David Frye |  |  |  | 08/30/2018 | 08/30/2018 |  |  |  |  | 08/30/2018 | 08/30/2018
|  | CAREFUSION | CAREFUSION ALARIS PUMP 8100 |  |  | SPD |  |  |  | 08/30/2018 |  |  |  |  | NO | NO |  |  |  |  | CAREFUSION 30143046 13111214 |  |  | Disposition |  | 99:99:99:99:99:99 |  | High Risk | 1Y:00-MFG | 08/30/2018 | 08/30/2018 | COOPER UNIVERSITY HOSPITAL |  |  |  |  | David Frye |  |  |  | 08/30/2018 | 08/30/2018 |  |  |  |  | 08/30/2018 | 08/30/2018
|  | CAREFUSION | CAREFUSION ALARIS PUMP 8100 |  |  | SPD |  |  |  | 09/13/2018 |  |  |  |  | NO | NO |  |  |  |  | CAREFUSION 30143027 13111518 |  |  | Disposition |  | 99:99:99:99:99:99 |  | High Risk | 1Y:00-MFG | 09/13/2018 | 09/13/2018 | COOPER UNIVERSITY HOSPITAL |  |  |  |  | David Frye |  |  |  | 09/13/2018 | 09/13/2018 |  |  |  |  | 09/13/2018 | 09/13/2018
|  | CAREFUSION | CAREFUSION ALARIS PUMP 8100 |  |  | SPD |  |  |  | 09/13/2018 |  |  |  |  | NO | NO |  |  |  |  | CAREFUSION 30143023 13111509 |  |  | Disposition |  | 99:99:99:99:99:99 |  | High Risk | 1Y:00-MFG | 09/13/2018 | 09/13/2018 | COOPER UNIVERSITY HOSPITAL |  |  |  |  | David Frye |  |  |  | 09/13/2018 | 09/13/2018 |  |  |  |  | 09/13/2018 | 09/13/2018
|  | CAREFUSION | CAREFUSION ALARIS PUMP 8100 |  |  | VOORHEES SURGERY CENTER-OPERATING ROOM |  |  |  | 11/08/2013 |  |  |  |  | NO | NO |  |  |  |  | CAREFUSION 10346078 13982428 |  |  | Disposition |  | 99:99:99:99:99:99 |  | High Risk | 1Y:00-MFG | 09/12/2018 | 09/01/2020 | COOPER AMBULATORY OFF-SITES |  |  | SUITE E |  | JENNIFER BOMBARO
|  | CAREFUSION | CAREFUSION ALARIS PUMP 8100 |  |  | VOORHEES SURGERY CENTER-OPERATING ROOM |  |  |  | 11/08/2013 |  |  |  |  | NO | NO |  |  |  |  | CAREFUSION 10346071 13941718 |  |  | Disposition |  | 99:99:99:99:99:99 |  | High Risk | 1Y:00-MFG | 09/12/2018 | 09/01/2020 | COOPER AMBULATORY OFF-SITES |  |  | SUITE E |  | JENNIFER BOMBARO
|  | CAREFUSION | CAREFUSION ALARIS PUMP 8100 |  |  | VOORHEES SURGERY CENTER-OPERATING ROOM |  |  |  | 11/08/2013 |  |  |  |  | NO | NO |  |  |  |  | CAREFUSION 10346065 13974664 |  |  | Disposition |  | 99:99:99:99:99:99 |  | High Risk | 1Y:00-MFG | 09/12/2018 | 09/01/2020 | COOPER AMBULATORY OFF-SITES |  |  | SUITE E |  | JENNIFER BOMBARO
|  | CAREFUSION | CAREFUSION ALARIS PUMP 8100 |  |  | VOORHEES SURGERY CENTER-OPERATING ROOM |  |  |  | 11/08/2013 |  |  |  |  | NO | NO |  |  |  |  | CAREFUSION 10346061 13979553 |  |  | Disposition |  | 99:99:99:99:99:99 |  | High Risk | 1Y:00-MFG | 09/12/2018 | 09/01/2020 | COOPER AMBULATORY OFF-SITES |  |  | SUITE E |  | JENNIFER BOMBARO
|  | CAREFUSION | CAREFUSION ALARIS PUMP 8100 |  |  | VOORHEES SURGERY CENTER-OPERATING ROOM |  |  |  | 11/08/2013 |  |  |  |  | NO | NO |  |  |  |  | CAREFUSION 10346054 13982437 |  |  | Disposition |  | 99:99:99:99:99:99 |  | High Risk | 1Y:00-MFG | 09/12/2018 | 09/01/2020 | COOPER AMBULATORY OFF-SITES |  |  | Pre-op Room 3 |  | JENNIFER BOMBARO
|  | CAREFUSION | CAREFUSION ALARIS PUMP 8100 |  |  | VOORHEES SURGERY CENTER-OPERATING ROOM |  |  |  | 11/08/2013 |  |  |  |  | NO | NO |  |  |  |  | CAREFUSION 10346056 13982485 |  |  | Disposition |  | 99:99:99:99:99:99 |  | High Risk | 1Y:00-MFG | 09/12/2018 | 09/01/2020 | COOPER AMBULATORY OFF-SITES |  |  | SUITE E |  | JENNIFER BOMBARO
|  | CAREFUSION | CAREFUSION ALARIS PUMP 8100 |  |  | VOORHEES SURGERY CENTER-OPERATING ROOM |  |  |  | 11/08/2013 |  |  |  |  | NO | NO |  |  |  |  | CAREFUSION 10346048 13982318 |  |  | Disposition |  | 99:99:99:99:99:99 |  | High Risk | 1Y:00-MFG | 09/12/2018 | 09/01/2020 | COOPER AMBULATORY OFF-SITES |  |  | SUITE E |  | JENNIFER BOMBARO
|  | CAREFUSION | CAREFUSION ALARIS PUMP 8100 |  |  | VOORHEES SURGERY CENTER-OPERATING ROOM |  |  |  | 10/27/2011 |  |  |  |  | NO | NO |  |  |  |  | CAREFUSION 10346043 13520545 |  |  | Disposition |  | 99:99:99:99:99:99 |  | High Risk | 1Y:00-MFG | 09/12/2018 | 09/01/2020 | COOPER AMBULATORY OFF-SITES |  |  | SUITE E |  | JENNIFER BOMBARO
|  | CAREFUSION | CAREFUSION ALARIS PUMP 8100 |  |  | VOORHEES SURGERY CENTER-OPERATING ROOM |  |  |  | 11/08/2013 |  |  |  |  | NO | NO |  |  |  |  | CAREFUSION 10346021 13982406 |  |  | Disposition |  | 99:99:99:99:99:99 |  | High Risk | 1Y:00-MFG | 09/12/2018 | 09/01/2020 | COOPER AMBULATORY OFF-SITES |  |  | SUITE E |  | JENNIFER BOMBARO
|  | CAREFUSION | CAREFUSION ALARIS PUMP 8100 |  |  | VOORHEES SURGERY CENTER-OPERATING ROOM |  |  |  | 11/08/2013 |  |  |  |  | NO | NO |  |  |  |  | CAREFUSION 10346003 13982284 |  |  | Disposition |  | 99:99:99:99:99:99 |  | High Risk | 1Y:00-MFG | 09/12/2018 | 09/01/2020 | COOPER AMBULATORY OFF-SITES |  |  | SUITE E |  | JENNIFER BOMBARO
|  | CAREFUSION | CAREFUSION ALARIS PUMP 8100 |  |  | SPD |  |  |  | 10/02/2017 |  |  |  |  | NO | NO |  |  |  |  | CAREFUSION 30142928 12331948 |  |  | Disposition |  | 99:99:99:99:99:99 |  | High Risk | 1Y:00-MFG | 10/02/2017 | 10/02/2017 | COOPER UNIVERSITY HOSPITAL |  |  |  |  | David Frye |  |  |  | 10/02/2017 | 10/02/2017 |  |  |  |  | 10/02/2017 | 10/02/2017
|  | CAREFUSION | CAREFUSION ALARIS PUMP 8100 |  |  | SPD |  |  |  | 10/02/2017 |  |  |  |  | NO | NO |  |  |  |  | CAREFUSION 30142922 13112040 |  |  | Disposition |  | 99:99:99:99:99:99 |  | High Risk | 1Y:00-MFG | 10/02/2017 | 10/02/2017 | COOPER UNIVERSITY HOSPITAL |  |  |  |  | David Frye |  |  |  | 10/02/2017 | 10/02/2017 |  |  |  |  | 10/02/2017 | 10/02/2017
|  | CAREFUSION | CAREFUSION ALARIS PUMP 8100 |  |  | SPD |  |  |  | 09/13/2018 |  |  |  |  | NO | NO |  |  |  |  | CAREFUSION 30142920 13111502 |  |  | Disposition |  | 99:99:99:99:99:99 |  | High Risk | 1Y:00-MFG | 09/13/2018 | 09/13/2018 | COOPER UNIVERSITY HOSPITAL |  |  |  |  | David Frye |  |  |  | 09/13/2018 | 09/13/2018 |  |  |  |  | 09/13/2018 | 09/13/2018
|  | CAREFUSION | CAREFUSION ALARIS PUMP 8100 |  |  | SPD |  |  |  | 09/13/2018 |  |  |  |  | NO | NO |  |  |  |  | CAREFUSION 30142909 13111429 |  |  | Disposition |  | 99:99:99:99:99:99 |  | High Risk | 1Y:00-MFG | 09/13/2018 | 09/13/2018 | COOPER UNIVERSITY HOSPITAL |  |  |  |  | David Frye |  |  |  | 09/13/2018 | 09/13/2018 |  |  |  |  | 09/13/2018 | 09/13/2018
|  | CAREFUSION | CAREFUSION ALARIS PUMP 8100 |  |  | SPD |  |  |  | 09/13/2018 |  |  |  |  | NO | NO |  |  |  |  | CAREFUSION 30142864 13111738 |  |  | Disposition |  | 99:99:99:99:99:99 |  | High Risk | 1Y:00-MFG | 09/13/2018 | 09/13/2018 | COOPER UNIVERSITY HOSPITAL |  |  |  |  | David Frye |  |  |  | 09/13/2018 | 09/13/2018 |  |  |  |  | 09/13/2018 | 09/13/2018
|  | CAREFUSION | CAREFUSION ALARIS PUMP 8100 |  |  | SPD |  |  |  | 09/12/2018 |  |  |  |  | NO | NO |  |  |  |  | CAREFUSION 30142851 13111378 |  |  | Disposition |  | 99:99:99:99:99:99 |  | High Risk | 1Y:00-MFG | 09/12/2018 | 09/12/2018 | COOPER UNIVERSITY HOSPITAL |  |  |  |  | David Frye |  |  |  | 09/12/2018 | 09/12/2018 |  |  |  |  | 09/12/2018 | 09/12/2018
|  | CAREFUSION | CAREFUSION ALARIS PUMP 8100 |  |  | SPD |  |  |  | 10/06/2017 |  |  |  |  | NO | NO |  |  |  |  | CAREFUSION 30142847 13372053 |  |  | Disposition |  | 99:99:99:99:99:99 |  | High Risk | 1Y:00-MFG | 10/06/2017 | 10/06/2017 | COOPER UNIVERSITY HOSPITAL |  |  |  |  | David Frye |  |  |  | 10/06/2017 | 10/06/2017 |  |  |  |  | 10/06/2017 | 10/06/2017
|  | CAREFUSION | CAREFUSION ALARIS PUMP 8100 |  |  | SPD |  |  |  | 10/06/2017 |  |  |  |  | NO | NO |  |  |  |  | CAREFUSION 30142845 13112815 |  |  | Disposition |  | 99:99:99:99:99:99 |  | High Risk | 1Y:00-MFG | 10/06/2017 | 10/06/2017 | COOPER UNIVERSITY HOSPITAL |  |  |  |  | David Frye |  |  |  | 10/06/2017 | 10/06/2017 |  |  |  |  | 10/06/2017 | 10/06/2017
|  | CAREFUSION | CAREFUSION ALARIS PUMP 8100 |  |  | SPD |  |  |  | 09/12/2018 |  |  |  |  | NO | NO |  |  |  |  | CAREFUSION 30142844 13111734 |  |  | Disposition |  | 99:99:99:99:99:99 |  | High Risk | 1Y:00-MFG | 09/12/2018 | 09/12/2018 | COOPER UNIVERSITY HOSPITAL |  |  |  |  | David Frye |  |  |  | 09/12/2018 | 09/12/2018 |  |  |  |  | 09/12/2018 | 09/12/2018
|  | CAREFUSION | CAREFUSION ALARIS PUMP 8100 |  |  | SPD |  |  |  | 10/06/2017 |  |  |  |  | NO | NO |  |  |  |  | CAREFUSION 30142843 13112974 |  |  | Disposition |  | 99:99:99:99:99:99 |  | High Risk | 1Y:00-MFG | 10/06/2017 | 10/06/2017 | COOPER UNIVERSITY HOSPITAL |  |  |  |  | David Frye |  |  |  | 10/06/2017 | 10/06/2017 |  |  |  |  | 10/06/2017 | 10/06/2017
|  | CAREFUSION | CAREFUSION ALARIS PUMP 8100 |  |  | SPD |  |  |  | 07/06/2018 |  |  |  |  | NO | NO |  |  |  |  | CAREFUSION 30142842 13102162 |  |  | Disposition |  | 99:99:99:99:99:99 |  | High Risk | 1Y:00-MFG | 07/06/2018 | 07/06/2018 | COOPER UNIVERSITY HOSPITAL |  |  |  |  | David Frye |  |  |  | 07/06/2018 | 07/06/2018 |  |  |  |  | 07/06/2018 | 07/06/2018
|  | CAREFUSION | CAREFUSION ALARIS PUMP 8100 |  |  | SPD |  |  |  | 09/12/2018 |  |  |  |  | NO | NO |  |  |  |  | CAREFUSION 30142840 13111450 |  |  | Disposition |  | 99:99:99:99:99:99 |  | High Risk | 1Y:00-MFG | 09/12/2018 | 09/12/2018 | COOPER UNIVERSITY HOSPITAL |  |  |  |  | David Frye |  |  |  | 09/12/2018 | 09/12/2018 |  |  |  |  | 09/12/2018 | 09/12/2018
|  | CAREFUSION | CAREFUSION ALARIS PUMP 8100 |  |  | SPD |  |  |  | 06/30/2010 |  |  |  |  | NO | NO |  |  |  |  | CAREFUSION 10345508 13102502 |  |  | Disposition |  | 99:99:99:99:99:99 |  | High Risk | 1Y:00-MFG | 03/02/2018 | 04/01/2020 | COOPER UNIVERSITY HOSPITAL |  |  | APRIL |  | David Frye
|  | CAREFUSION | CAREFUSION ALARIS PUMP 8100 |  |  | VOORHEES SURGERY CENTER-OPERATING ROOM |  |  |  | 11/08/2013 |  |  |  |  | NO | NO |  |  |  |  | CAREFUSION 10345497 13981334 |  |  | Disposition |  | 99:99:99:99:99:99 |  | High Risk | 1Y:00-MFG | 09/12/2018 | 09/01/2020 | COOPER AMBULATORY OFF-SITES |  |  | SUITE E |  | JENNIFER BOMBARO
|  | CAREFUSION | CAREFUSION ALARIS PUMP 8100 |  |  | VOORHEES SURGERY CENTER-OPERATING ROOM |  |  |  | 11/08/2013 |  |  |  |  | NO | NO |  |  |  |  | CAREFUSION 10345478 13982500 |  |  | Disposition |  | 99:99:99:99:99:99 |  | High Risk | 1Y:00-MFG | 09/12/2018 | 09/01/2020 | COOPER AMBULATORY OFF-SITES |  |  | SUITE E |  | JENNIFER BOMBARO
|  | CAREFUSION | CAREFUSION ALARIS PUMP 8100 |  |  | VOORHEES SURGERY CENTER-OPERATING ROOM |  |  |  | 11/08/2013 |  |  |  |  | NO | NO |  |  |  |  | CAREFUSION 10345421 13982445 |  |  | Disposition |  | 99:99:99:99:99:99 |  | High Risk | 1Y:00-MFG | 09/12/2018 | 09/01/2020 | COOPER AMBULATORY OFF-SITES |  |  | SUITE E |  | JENNIFER BOMBARO
|  | CAREFUSION | CAREFUSION ALARIS PUMP 8100 |  |  | SPD |  |  |  | 09/12/2018 |  |  |  |  | NO | NO |  |  |  |  | CAREFUSION 30142839 13111467 |  |  | Disposition |  | 99:99:99:99:99:99 |  | High Risk | 1Y:00-MFG | 09/12/2018 | 09/12/2018 | COOPER UNIVERSITY HOSPITAL |  |  |  |  | David Frye |  |  |  | 09/12/2018 | 09/12/2018 |  |  |  |  | 09/12/2018 | 09/12/2018
|  | CAREFUSION | CAREFUSION ALARIS PUMP 8100 |  |  | SPD |  |  |  | 09/12/2018 |  |  |  |  | NO | NO |  |  |  |  | CAREFUSION 30142837 13111481 |  |  | Disposition |  | 99:99:99:99:99:99 |  | High Risk | 1Y:00-MFG | 09/12/2018 | 09/12/2018 | COOPER UNIVERSITY HOSPITAL |  |  |  |  | David Frye |  |  |  | 09/12/2018 | 09/12/2018 |  |  |  |  | 09/12/2018 | 09/12/2018
|  | CAREFUSION | CAREFUSION ALARIS PUMP 8100 |  |  | SPD |  |  |  | 09/12/2018 |  |  |  |  | NO | NO |  |  |  |  | CAREFUSION 30142836 13111687 |  |  | Disposition |  | 99:99:99:99:99:99 |  | High Risk | 1Y:00-MFG | 09/12/2018 | 09/12/2018 | COOPER UNIVERSITY HOSPITAL |  |  |  |  | David Frye |  |  |  | 09/12/2018 | 09/12/2018 |  |  |  |  | 09/12/2018 | 09/12/2018
|  | CAREFUSION | CAREFUSION ALARIS PUMP 8100 |  |  | SPD |  |  |  | 06/30/2010 |  |  |  |  | NO | NO |  |  |  |  | CAREFUSION 10345243 13102562 |  |  | Disposition |  | 99:99:99:99:99:99 |  | High Risk | 1Y:00-MFG | 03/02/2018 | 03/01/2020 | COOPER UNIVERSITY HOSPITAL |  |  |  |  | David Frye
|  | CAREFUSION | CAREFUSION ALARIS PUMP 8100 |  |  | SPD |  |  |  | 06/30/2010 |  |  |  |  | NO | NO |  |  |  |  | CAREFUSION 10345241 13111278 |  |  | Disposition |  | 99:99:99:99:99:99 |  | High Risk | 1Y:00-MFG | 05/21/2018 | 05/01/2020 | COOPER UNIVERSITY HOSPITAL |  |  |  |  | David Frye
|  | CAREFUSION | CAREFUSION ALARIS PUMP 8100 |  |  | SPD |  |  |  | 10/12/2012 |  |  |  |  | NO | NO |  |  |  |  | CAREFUSION 10345239 12330676 |  |  | Disposition |  | 99:99:99:99:99:99 |  | High Risk | 1Y:00-MFG | 02/16/2018 | 03/01/2020 | COOPER UNIVERSITY HOSPITAL |  |  |  |  | David Frye
|  | CAREFUSION | CAREFUSION ALARIS PUMP 8100 |  |  | SPD |  |  |  | 06/30/2010 |  |  |  |  | NO | NO |  |  |  |  | CAREFUSION 10345240 13102134 |  |  | Disposition |  | 99:99:99:99:99:99 |  | High Risk | 1Y:00-MFG | 03/09/2018 | 04/01/2020 | COOPER UNIVERSITY HOSPITAL |  |  | APRIL |  | David Frye
|  | CAREFUSION | CAREFUSION ALARIS PUMP 8100 |  |  | SPD |  |  |  | 06/30/2010 |  |  |  |  | NO | NO |  |  |  |  | CAREFUSION 10345234 13111699 |  |  | Disposition |  | 99:99:99:99:99:99 |  | High Risk | 1Y:00-MFG | 05/02/2018 | 05/01/2020 | COOPER UNIVERSITY HOSPITAL |  |  |  |  | David Frye
|  | CAREFUSION | CAREFUSION ALARIS PUMP 8100 |  |  | SPD |  |  |  | 06/30/2010 |  |  |  |  | NO | NO |  |  |  |  | CAREFUSION 10345224 13102769 |  |  | Disposition |  | 99:99:99:99:99:99 |  | High Risk | 1Y:00-MFG | 03/07/2018 | 04/01/2020 | COOPER UNIVERSITY HOSPITAL |  |  | APRIL |  | David Frye
|  | CAREFUSION | CAREFUSION ALARIS PUMP 8100 |  |  | SPD |  |  |  | 10/12/2012 |  |  |  |  | NO | NO |  |  |  |  | CAREFUSION 10345223 12347015 |  |  | Disposition |  | 99:99:99:99:99:99 |  | High Risk | 1Y:00-MFG | 02/20/2018 | 03/01/2020 | COOPER UNIVERSITY HOSPITAL |  |  |  |  | David Frye
|  | CAREFUSION | CAREFUSION ALARIS PUMP 8100 |  |  | SPD |  |  |  | 06/30/2010 |  |  |  |  | NO | NO |  |  |  |  | CAREFUSION 10345213 13111632 |  |  | Disposition |  | 99:99:99:99:99:99 |  | High Risk | 1Y:00-MFG | 05/07/2018 | 05/01/2020 | COOPER UNIVERSITY HOSPITAL |  |  |  |  | David Frye
|  | CAREFUSION | CAREFUSION ALARIS PUMP 8100 |  |  | SPD |  |  |  | 06/30/2010 |  |  |  |  | NO | NO |  |  |  |  | CAREFUSION 10345216 13102618 |  |  | Disposition |  | 99:99:99:99:99:99 |  | High Risk | 1Y:00-MFG | 03/15/2018 | 04/01/2020 | COOPER UNIVERSITY HOSPITAL |  |  | APRIL |  | David Frye
|  | CAREFUSION | CAREFUSION ALARIS PUMP 8100 |  |  | SPD |  |  |  | 06/30/2010 |  |  |  |  | NO | NO |  |  |  |  | CAREFUSION 10345217 13102473 |  |  | Disposition |  | 99:99:99:99:99:99 |  | High Risk | 1Y:00-MFG | 03/15/2018 | 04/01/2020 | COOPER UNIVERSITY HOSPITAL |  |  | APRIL |  | David Frye
|  | CAREFUSION | CAREFUSION ALARIS PUMP 8100 |  |  | SPD |  |  |  | 06/30/2010 |  |  |  |  | NO | NO |  |  |  |  | CAREFUSION 10345218 13111937 |  |  | Disposition |  | 99:99:99:99:99:99 |  | High Risk | 1Y:00-MFG | 05/30/2018 | 06/01/2020 | COOPER UNIVERSITY HOSPITAL |  |  |  |  | David Frye
|  | CAREFUSION | CAREFUSION ALARIS PUMP 8100 |  |  | SPD |  |  |  | 06/30/2010 |  |  |  |  | NO | NO |  |  |  |  | CAREFUSION 10345222 13110922 |  |  | Disposition |  | 99:99:99:99:99:99 |  | High Risk | 1Y:00-MFG | 03/07/2018 | 04/01/2020 | COOPER UNIVERSITY HOSPITAL |  |  | APRIL |  | David Frye
|  | CAREFUSION | CAREFUSION ALARIS PUMP 8100 |  |  | SPD |  |  |  | 06/30/2010 |  |  |  |  | NO | NO |  |  |  |  | CAREFUSION 10345212 13111279 |  |  | Disposition |  | 99:99:99:99:99:99 |  | High Risk | 1Y:00-MFG | 04/25/2018 | 05/01/2020 | COOPER UNIVERSITY HOSPITAL |  |  |  |  | David Frye
|  | CAREFUSION | CAREFUSION ALARIS PUMP 8100 |  |  | SPD |  |  |  | 10/12/2012 |  |  |  |  | NO | NO |  |  |  |  | CAREFUSION 10345209 12331851 |  |  | Disposition |  | 99:99:99:99:99:99 |  | High Risk | 1Y:00-MFG | 02/23/2018 | 03/01/2020 | COOPER UNIVERSITY HOSPITAL |  |  |  |  | David Frye
|  | CAREFUSION | CAREFUSION ALARIS PUMP 8100 |  |  | SPD |  |  |  | 11/17/2004 |  |  |  |  | NO | NO |  |  |  |  | CAREFUSION 10345211 4126124 |  |  | Disposition |  | 99:99:99:99:99:99 |  | High Risk | 1Y:00-MFG | 03/02/2018 | 03/01/2020 | COOPER UNIVERSITY HOSPITAL |  |  |  |  | David Frye
|  | CAREFUSION | CAREFUSION ALARIS PUMP 8100 |  |  | SPD |  |  |  | 06/30/2010 |  |  |  |  | NO | NO |  |  |  |  | CAREFUSION 10345202 13111116 |  |  | Disposition |  | 99:99:99:99:99:99 |  | High Risk | 1Y:00-MFG | 05/02/2018 | 05/01/2020 | COOPER UNIVERSITY HOSPITAL |  |  |  |  | David Frye
|  | CAREFUSION | CAREFUSION ALARIS PUMP 8100 |  |  | SPD |  |  |  | 10/12/2012 |  |  |  |  | NO | NO |  |  |  |  | CAREFUSION 10345204 12331115 |  |  | Disposition |  | 99:99:99:99:99:99 |  | High Risk | 1Y:00-MFG | 03/09/2018 | 03/01/2020 | COOPER UNIVERSITY HOSPITAL |  |  |  |  | David Frye
|  | CAREFUSION | CAREFUSION ALARIS PUMP 8100 |  |  | SPD |  |  |  | 06/30/2010 |  |  |  |  | NO | NO |  |  |  |  | CAREFUSION 10345200 13111740 |  |  | Disposition |  | 99:99:99:99:99:99 |  | High Risk | 1Y:00-MFG | 04/24/2018 | 05/01/2020 | COOPER UNIVERSITY HOSPITAL |  |  |  |  | David Frye
|  | CAREFUSION | CAREFUSION ALARIS PUMP 8100 |  |  | SPD |  |  |  | 06/30/2010 |  |  |  |  | NO | NO |  |  |  |  | CAREFUSION 10345201 13111129 |  |  | Disposition |  | 99:99:99:99:99:99 |  | High Risk | 1Y:00-MFG | 04/06/2018 | 05/01/2020 | COOPER UNIVERSITY HOSPITAL |  |  |  |  | David Frye
|  | CAREFUSION | CAREFUSION ALARIS PUMP 8100 |  |  | SPD |  |  |  | 06/30/2010 |  |  |  |  | NO | NO |  |  |  |  | CAREFUSION 10345198 13111700 |  |  | Disposition |  | 99:99:99:99:99:99 |  | High Risk | 1Y:00-MFG | 05/07/2018 | 05/01/2020 | COOPER UNIVERSITY HOSPITAL |  |  |  |  | David Frye
|  | CAREFUSION | CAREFUSION ALARIS PUMP 8100 |  |  | SPD |  |  |  | 06/30/2010 |  |  |  |  | NO | NO |  |  |  |  | CAREFUSION 10345191 13102104 |  |  | Disposition |  | 99:99:99:99:99:99 |  | High Risk | 1Y:00-MFG | 04/13/2018 | 04/01/2020 | COOPER UNIVERSITY HOSPITAL |  |  | APRIL |  | David Frye
|  | CAREFUSION | CAREFUSION ALARIS PUMP 8100 |  |  | SPD |  |  |  | 06/30/2010 |  |  |  |  | NO | NO |  |  |  |  | CAREFUSION 10345194 13111735 |  |  | Disposition |  | 99:99:99:99:99:99 |  | High Risk | 1Y:00-MFG | 04/16/2018 | 05/01/2020 | COOPER UNIVERSITY HOSPITAL |  |  |  |  | David Frye
|  | CAREFUSION | CAREFUSION ALARIS PUMP 8100 |  |  | SPD |  |  |  | 06/30/2010 |  |  |  |  | NO | NO |  |  |  |  | CAREFUSION 10345189 13111128 |  |  | Disposition |  | 99:99:99:99:99:99 |  | High Risk | 1Y:00-MFG | 04/17/2018 | 05/01/2020 | COOPER UNIVERSITY HOSPITAL |  |  |  |  | David Frye
|  | CAREFUSION | CAREFUSION ALARIS PUMP 8100 |  |  | SPD |  |  |  | 06/30/2010 |  |  |  |  | NO | NO |  |  |  |  | CAREFUSION 10345183 13112286 |  |  | Disposition |  | 99:99:99:99:99:99 |  | High Risk | 1Y:00-MFG | 05/04/2018 | 06/01/2020 | COOPER UNIVERSITY HOSPITAL |  |  |  |  | David Frye
|  | CAREFUSION | CAREFUSION ALARIS PUMP 8100 |  |  | SPD |  |  |  | 06/30/2010 |  |  |  |  | NO | NO |  |  |  |  | CAREFUSION 10345182 13110572 |  |  | Disposition |  | 99:99:99:99:99:99 |  | High Risk | 1Y:00-MFG | 04/12/2018 | 04/01/2020 | COOPER UNIVERSITY HOSPITAL |  |  | APRIL |  | David Frye
|  | CAREFUSION | CAREFUSION ALARIS PUMP 8100 |  |  | SPD |  |  |  | 06/30/2010 |  |  |  |  | NO | NO |  |  |  |  | CAREFUSION 10345179 13112716 |  |  | Disposition |  | 99:99:99:99:99:99 |  | High Risk | 1Y:00-MFG | 05/02/2018 | 06/01/2020 | COOPER UNIVERSITY HOSPITAL |  |  |  |  | David Frye
|  | CAREFUSION | CAREFUSION ALARIS PUMP 8100 |  |  | SPD |  |  |  | 06/30/2010 |  |  |  |  | NO | NO |  |  |  |  | CAREFUSION 10345180 13111641 |  |  | Disposition |  | 99:99:99:99:99:99 |  | High Risk | 1Y:00-MFG | 04/06/2018 | 05/01/2020 | COOPER UNIVERSITY HOSPITAL |  |  |  |  | David Frye
|  | CAREFUSION | CAREFUSION ALARIS PUMP 8100 |  |  | SPD |  |  |  | 06/30/2010 |  |  |  |  | NO | NO |  |  |  |  | CAREFUSION 10345174 13111551 |  |  | Disposition |  | 99:99:99:99:99:99 |  | High Risk | 1Y:00-MFG | 04/05/2018 | 05/01/2020 | COOPER UNIVERSITY HOSPITAL |  |  |  |  | David Frye
|  | CAREFUSION | CAREFUSION ALARIS PUMP 8100 |  |  | SPD |  |  |  | 06/30/2010 |  |  |  |  | NO | NO |  |  |  |  | CAREFUSION 10345171 13112837 |  |  | Disposition |  | 99:99:99:99:99:99 |  | High Risk | 1Y:00-MFG | 05/08/2018 | 06/01/2020 | COOPER UNIVERSITY HOSPITAL |  |  |  |  | David Frye
|  | CAREFUSION | CAREFUSION ALARIS PUMP 8100 |  |  | SPD |  |  |  | 06/30/2010 |  |  |  |  | NO | NO |  |  |  |  | CAREFUSION 10345168 13110604 |  |  | Disposition |  | 99:99:99:99:99:99 |  | High Risk | 1Y:00-MFG | 03/15/2018 | 04/01/2020 | COOPER UNIVERSITY HOSPITAL |  |  |  |  | David Frye
|  | CAREFUSION | CAREFUSION ALARIS PUMP 8100 |  |  | SPD |  |  |  | 06/30/2010 |  |  |  |  | NO | NO |  |  |  |  | CAREFUSION 10345165 13101684 |  |  | Disposition |  | 99:99:99:99:99:99 |  | High Risk | 1Y:00-MFG | 03/07/2018 | 04/01/2020 | COOPER UNIVERSITY HOSPITAL |  |  | APRIL |  | David Frye
|  | CAREFUSION | CAREFUSION ALARIS PUMP 8100 |  |  | SPD |  |  |  | 06/30/2010 |  |  |  |  | NO | NO |  |  |  |  | CAREFUSION 10345154 13110784 |  |  | Disposition |  | 99:99:99:99:99:99 |  | High Risk | 1Y:00-MFG | 03/15/2018 | 04/01/2020 | COOPER UNIVERSITY HOSPITAL |  |  | APRIL |  | David Frye
|  | CAREFUSION | CAREFUSION ALARIS PUMP 8100 |  |  | SPD |  |  |  | 06/30/2010 |  |  |  |  | NO | NO |  |  |  |  | CAREFUSION 10345149 13101890 |  |  | Disposition |  | 99:99:99:99:99:99 |  | High Risk | 1Y:00-MFG | 04/02/2018 | 04/01/2020 | COOPER UNIVERSITY HOSPITAL |  |  | APRIL |  | David Frye
|  | CAREFUSION | CAREFUSION ALARIS PUMP 8100 |  |  | SPD |  |  |  | 06/30/2010 |  |  |  |  | NO | NO |  |  |  |  | CAREFUSION 10345152 13111422 |  |  | Disposition |  | 99:99:99:99:99:99 |  | High Risk | 1Y:00-MFG | 04/05/2018 | 05/01/2020 | COOPER UNIVERSITY HOSPITAL |  |  |  |  | David Frye
|  | CAREFUSION | CAREFUSION ALARIS PUMP 8100 |  |  | SPD |  |  |  | 11/17/2004 |  |  |  |  | NO | NO |  |  |  |  | CAREFUSION 10345147 4126366 |  |  | Disposition |  | 99:99:99:99:99:99 |  | High Risk | 1Y:00-MFG | 03/15/2018 | 03/01/2020 | COOPER UNIVERSITY HOSPITAL |  |  |  |  | David Frye
|  | CAREFUSION | CAREFUSION ALARIS PUMP 8100 |  |  | SPD |  |  |  | 09/12/2018 |  |  |  |  | NO | NO |  |  |  |  | CAREFUSION 30142770 13111395 |  |  | Disposition |  | 99:99:99:99:99:99 |  | High Risk | 1Y:00-MFG | 09/12/2018 | 09/12/2018 | COOPER UNIVERSITY HOSPITAL |  |  |  |  | David Frye |  |  |  | 09/12/2018 | 09/12/2018 |  |  |  |  | 09/12/2018 | 09/12/2018
|  | CAREFUSION | CAREFUSION ALARIS PUMP 8100 |  |  | SPD |  |  |  | 06/30/2010 |  |  |  |  | NO | NO |  |  |  |  | CAREFUSION 10345132 13102674 |  |  | Disposition |  | 99:99:99:99:99:99 |  | High Risk | 1Y:00-MFG | 03/09/2018 | 04/01/2020 | COOPER UNIVERSITY HOSPITAL |  |  | APRIL |  | David Frye
|  | CAREFUSION | CAREFUSION ALARIS PUMP 8100 |  |  | SPD |  |  |  | 06/30/2010 |  |  |  |  | NO | NO |  |  |  |  | CAREFUSION 10345134 13111118 |  |  | Disposition |  | 99:99:99:99:99:99 |  | High Risk | 1Y:00-MFG | 04/17/2018 | 05/01/2020 | COOPER UNIVERSITY HOSPITAL |  |  |  |  | David Frye
|  | CAREFUSION | CAREFUSION ALARIS PUMP 8100 |  |  | SPD |  |  |  | 06/30/2010 |  |  |  |  | NO | NO |  |  |  |  | CAREFUSION 10345137 13111517 |  |  | Disposition |  | 99:99:99:99:99:99 |  | High Risk | 1Y:00-MFG | 04/17/2018 | 05/01/2020 | COOPER UNIVERSITY HOSPITAL |  |  |  |  | David Frye
|  | CAREFUSION | CAREFUSION ALARIS PUMP 8100 |  |  | SPD |  |  |  | 11/17/2004 |  |  |  |  | NO | NO |  |  |  |  | CAREFUSION 10345127 4126382 |  |  | Disposition |  | 99:99:99:99:99:99 |  | High Risk | 1Y:00-MFG | 03/02/2018 | 03/01/2020 | COOPER UNIVERSITY HOSPITAL |  |  |  |  | David Frye
|  | CAREFUSION | CAREFUSION ALARIS PUMP 8100 |  |  | SPD |  |  |  | 11/17/2004 |  |  |  |  | NO | NO |  |  |  |  | CAREFUSION 10345129 4126375 |  |  | Disposition |  | 99:99:99:99:99:99 |  | High Risk | 1Y:00-MFG | 04/16/2018 | 03/01/2020 | COOPER UNIVERSITY HOSPITAL |  |  |  |  | David Frye
|  | CAREFUSION | CAREFUSION ALARIS PUMP 8100 |  |  | SPD |  |  |  | 06/30/2010 |  |  |  |  | NO | NO |  |  |  |  | CAREFUSION 10345125 13111453 |  |  | Disposition |  | 99:99:99:99:99:99 |  | High Risk | 1Y:00-MFG | 04/17/2018 | 05/01/2020 | COOPER UNIVERSITY HOSPITAL |  |  |  |  | David Frye
|  | CAREFUSION | CAREFUSION ALARIS PUMP 8100 |  |  | SPD |  |  |  | 06/30/2010 |  |  |  |  | NO | NO |  |  |  |  | CAREFUSION 10345123 13102328 |  |  | Disposition |  | 99:99:99:99:99:99 |  | High Risk | 1Y:00-MFG | 03/09/2018 | 04/01/2020 | COOPER UNIVERSITY HOSPITAL |  |  |  |  | David Frye
|  | CAREFUSION | CAREFUSION ALARIS PUMP 8100 |  |  | SPD |  |  |  | 06/30/2010 |  |  |  |  | NO | NO |  |  |  |  | CAREFUSION 10345115 13111741 |  |  | Disposition |  | 99:99:99:99:99:99 |  | High Risk | 1Y:00-MFG | 04/03/2018 | 05/01/2020 | COOPER UNIVERSITY HOSPITAL |  |  |  |  | David Frye
|  | CAREFUSION | CAREFUSION ALARIS PUMP 8100 |  |  | VOORHEES SURGERY CENTER-HEM/ONC |  |  |  | 10/27/2011 |  |  |  |  | NO | NO |  |  |  |  | CAREFUSION 10344946 13520210 |  |  | Disposition |  | 99:99:99:99:99:99 |  | High Risk | 1Y:00-MFG | 09/13/2017 | 09/01/2020 | COOPER AMBULATORY OFF-SITES |  |  | SUITE M |  | MEGAN MCCAFFERTY
|  | CAREFUSION | CAREFUSION ALARIS PUMP 8100 |  |  | VOORHEES SURGERY CENTER-HEM/ONC |  |  |  | 10/27/2011 |  |  |  |  | NO | NO |  |  |  |  | CAREFUSION 10344943 13520692 |  |  | Disposition |  | 99:99:99:99:99:99 |  | High Risk | 1Y:00-MFG | 09/13/2017 | 09/01/2020 | COOPER AMBULATORY OFF-SITES |  |  | SUITE M |  | MEGAN MCCAFFERTY
|  | CAREFUSION | CAREFUSION ALARIS PUMP 8100 |  |  | VOORHEES SURGERY CENTER-HEM/ONC |  |  |  | 10/27/2011 |  |  |  |  | NO | NO |  |  |  |  | CAREFUSION 10344944 13520221 |  |  | Disposition |  | 99:99:99:99:99:99 |  | High Risk | 1Y:00-MFG | 09/13/2017 | 09/01/2020 | COOPER AMBULATORY OFF-SITES |  |  | SUITE M |  | MEGAN MCCAFFERTY
|  | CAREFUSION | CAREFUSION ALARIS PUMP 8100 |  |  | VOORHEES SURGERY CENTER-HEM/ONC |  |  |  | 10/27/2011 |  |  |  |  | NO | NO |  |  |  |  | CAREFUSION 10344942 13520549 |  |  | Disposition |  | 99:99:99:99:99:99 |  | High Risk | 1Y:00-MFG | 09/13/2017 | 09/01/2020 | COOPER AMBULATORY OFF-SITES |  |  | SUITE M |  | MEGAN MCCAFFERTY
|  | CAREFUSION | CAREFUSION ALARIS PUMP 8100 |  |  | VOORHEES SURGERY CENTER-HEM/ONC |  |  |  | 10/27/2011 |  |  |  |  | NO | NO |  |  |  |  | CAREFUSION 10344939 13520517 |  |  | Disposition |  | 99:99:99:99:99:99 |  | High Risk | 1Y:00-MFG | 09/13/2017 | 09/01/2020 | COOPER AMBULATORY OFF-SITES |  |  | SUITE M |  | MEGAN MCCAFFERTY
|  | CAREFUSION | CAREFUSION ALARIS PUMP 8100 |  |  | VOORHEES SURGERY CENTER-HEM/ONC |  |  |  | 10/27/2011 |  |  |  |  | NO | NO |  |  |  |  | CAREFUSION 10344940 13520250 |  |  | Disposition |  | 99:99:99:99:99:99 |  | High Risk | 1Y:00-MFG | 09/13/2017 | 09/01/2020 | COOPER AMBULATORY OFF-SITES |  |  | SUITE M |  | MEGAN MCCAFFERTY
|  | CAREFUSION | CAREFUSION ALARIS PUMP 8100 |  |  | VOORHEES SURGERY CENTER-HEM/ONC |  |  |  | 10/27/2011 |  |  |  |  | NO | NO |  |  |  |  | CAREFUSION 10344933 13520360 |  |  | Disposition |  | 99:99:99:99:99:99 |  | High Risk | 1Y:00-MFG | 09/13/2017 | 09/01/2020 | COOPER AMBULATORY OFF-SITES |  |  | SUITE M |  | MEGAN MCCAFFERTY
|  | CAREFUSION | CAREFUSION ALARIS PUMP 8100 |  |  | VOORHEES SURGERY CENTER-HEM/ONC |  |  |  | 10/27/2011 |  |  |  |  | NO | NO |  |  |  |  | CAREFUSION 10344934 13520212 |  |  | Disposition |  | 99:99:99:99:99:99 |  | High Risk | 1Y:00-MFG | 09/13/2017 | 09/01/2020 | COOPER AMBULATORY OFF-SITES |  |  | SUITE M |  | MEGAN MCCAFFERTY
|  | CAREFUSION | CAREFUSION ALARIS PUMP 8100 |  |  | VOORHEES SURGERY CENTER-HEM/ONC |  |  |  | 10/27/2011 |  |  |  |  | NO | NO |  |  |  |  | CAREFUSION 10344936 13520398 |  |  | Disposition |  | 99:99:99:99:99:99 |  | High Risk | 1Y:00-MFG | 09/13/2017 | 09/01/2020 | COOPER AMBULATORY OFF-SITES |  |  | SUITE M |  | MEGAN MCCAFFERTY
|  | CAREFUSION | CAREFUSION ALARIS PUMP 8100 |  |  | VOORHEES SURGERY CENTER-HEM/ONC |  |  |  | 10/27/2011 |  |  |  |  | NO | NO |  |  |  |  | CAREFUSION 10344931 13520351 |  |  | Disposition |  | 99:99:99:99:99:99 |  | High Risk | 1Y:00-MFG | 09/13/2017 | 09/01/2020 | COOPER AMBULATORY OFF-SITES |  |  | SUITE M |  | MEGAN MCCAFFERTY
|  | CAREFUSION | CAREFUSION ALARIS PUMP 8100 |  |  | VOORHEES SURGERY CENTER-HEM/ONC |  |  |  | 10/27/2011 |  |  |  |  | NO | NO |  |  |  |  | CAREFUSION 10344929 13520493 |  |  | Disposition |  | 99:99:99:99:99:99 |  | High Risk | 1Y:00-MFG | 09/13/2017 | 09/01/2020 | COOPER AMBULATORY OFF-SITES |  |  | SUITE M |  | MEGAN MCCAFFERTY
|  | CAREFUSION | CAREFUSION ALARIS PUMP 8100 |  |  | VOORHEES SURGERY CENTER-HEM/ONC |  |  |  | 10/27/2011 |  |  |  |  | NO | NO |  |  |  |  | CAREFUSION 10344924 13520552 |  |  | Disposition |  | 99:99:99:99:99:99 |  | High Risk | 1Y:00-MFG | 09/13/2017 | 09/01/2020 | COOPER AMBULATORY OFF-SITES |  |  | SUITE M |  | MEGAN MCCAFFERTY
|  | CAREFUSION | CAREFUSION ALARIS PUMP 8100 |  |  | VOORHEES SURGERY CENTER-HEM/ONC |  |  |  | 10/27/2011 |  |  |  |  | NO | NO |  |  |  |  | CAREFUSION 10344922 13520693 |  |  | Disposition |  | 99:99:99:99:99:99 |  | High Risk | 1Y:00-MFG | 09/13/2017 | 09/01/2020 | COOPER AMBULATORY OFF-SITES |  |  | SUITE M |  | MEGAN MCCAFFERTY
|  | CAREFUSION | CAREFUSION ALARIS PUMP 8100 |  |  | VOORHEES SURGERY CENTER-HEM/ONC |  |  |  | 10/27/2011 |  |  |  |  | NO | NO |  |  |  |  | CAREFUSION 10344920 13520400 |  |  | Disposition |  | 99:99:99:99:99:99 |  | High Risk | 1Y:00-MFG | 09/13/2017 | 09/01/2020 | COOPER AMBULATORY OFF-SITES |  |  | SUITE F |  | MEGAN MCCAFFERTY
|  | CAREFUSION | CAREFUSION ALARIS PUMP 8100 |  |  | VOORHEES SURGERY CENTER-HEM/ONC |  |  |  | 10/27/2011 |  |  |  |  | NO | NO |  |  |  |  | CAREFUSION 10344918 13520664 |  |  | Disposition |  | 99:99:99:99:99:99 |  | High Risk | 1Y:00-MFG | 09/13/2017 | 09/01/2020 | COOPER AMBULATORY OFF-SITES |  |  | SUITE M |  | MEGAN MCCAFFERTY
|  | CAREFUSION | CAREFUSION ALARIS PUMP 8100 |  |  | VOORHEES SURGERY CENTER-HEM/ONC |  |  |  | 10/27/2011 |  |  |  |  | NO | NO |  |  |  |  | CAREFUSION 10344916 13520592 |  |  | Disposition |  | 99:99:99:99:99:99 |  | High Risk | 1Y:00-MFG | 09/13/2017 | 09/01/2020 | COOPER AMBULATORY OFF-SITES |  |  | SUITE M |  | MEGAN MCCAFFERTY
|  | CAREFUSION | CAREFUSION ALARIS PUMP 8100 |  |  | VOORHEES SURGERY CENTER-HEM/ONC |  |  |  | 10/27/2011 |  |  |  |  | NO | NO |  |  |  |  | CAREFUSION 10344914 13520534 |  |  | Disposition |  | 99:99:99:99:99:99 |  | High Risk | 1Y:00-MFG | 09/13/2017 | 09/01/2020 | COOPER AMBULATORY OFF-SITES |  |  | SUITE F |  | MEGAN MCCAFFERTY
|  | CAREFUSION | CAREFUSION ALARIS PUMP 8100 |  |  | VOORHEES SURGERY CENTER-HEM/ONC |  |  |  | 10/27/2011 |  |  |  |  | NO | NO |  |  |  |  | CAREFUSION 10344913 13520316 |  |  | Disposition |  | 99:99:99:99:99:99 |  | High Risk | 1Y:00-MFG | 09/13/2017 | 09/01/2020 | COOPER AMBULATORY OFF-SITES |  |  | SUITE M |  | MEGAN MCCAFFERTY
|  | CAREFUSION | CAREFUSION ALARIS PUMP 8100 |  |  | VOORHEES SURGERY CENTER-HEM/ONC |  |  |  | 10/27/2011 |  |  |  |  | NO | NO |  |  |  |  | CAREFUSION 10344911 13520238 |  |  | Disposition |  | 99:99:99:99:99:99 |  | High Risk | 1Y:00-MFG | 09/13/2017 | 09/01/2020 | COOPER AMBULATORY OFF-SITES |  |  | SUITE M |  | MEGAN MCCAFFERTY
|  | CAREFUSION | CAREFUSION ALARIS PUMP 8100 |  |  | VOORHEES SURGERY CENTER-HEM/ONC |  |  |  | 10/27/2011 |  |  |  |  | NO | NO |  |  |  |  | CAREFUSION 10344908 13520502 |  |  | Disposition |  | 99:99:99:99:99:99 |  | High Risk | 1Y:00-MFG | 09/13/2017 | 09/01/2020 | COOPER AMBULATORY OFF-SITES |  |  | SUITE M |  | MEGAN MCCAFFERTY
|  | CAREFUSION | CAREFUSION ALARIS PUMP 8100 |  |  | VOORHEES SURGERY CENTER-HEM/ONC |  |  |  | 10/27/2011 |  |  |  |  | NO | NO |  |  |  |  | CAREFUSION 10344910 13520673 |  |  | Disposition |  | 99:99:99:99:99:99 |  | High Risk | 1Y:00-MFG | 09/13/2017 | 09/01/2020 | COOPER AMBULATORY OFF-SITES |  |  | SUITE M |  | MEGAN MCCAFFERTY
|  | CAREFUSION | CAREFUSION ALARIS PUMP 8100 |  |  | VOORHEES SURGERY CENTER-HEM/ONC |  |  |  | 10/27/2011 |  |  |  |  | NO | NO |  |  |  |  | CAREFUSION 10344907 13520332 |  |  | Disposition |  | 99:99:99:99:99:99 |  | High Risk | 1Y:00-MFG | 09/13/2017 | 09/01/2020 | COOPER AMBULATORY OFF-SITES |  |  | SUITE M |  | MEGAN MCCAFFERTY
|  | CAREFUSION | CAREFUSION ALARIS PUMP 8100 |  |  | VOORHEES SURGERY CENTER-HEM/ONC |  |  |  | 10/27/2011 |  |  |  |  | NO | NO |  |  |  |  | CAREFUSION 10344905 13520294 |  |  | Disposition |  | 99:99:99:99:99:99 |  | High Risk | 1Y:00-MFG | 09/13/2017 | 09/01/2020 | COOPER AMBULATORY OFF-SITES |  |  | SUITE M |  | MEGAN MCCAFFERTY
|  | CAREFUSION | CAREFUSION ALARIS PUMP 8100 |  |  | VOORHEES SURGERY CENTER-HEM/ONC |  |  |  | 10/27/2011 |  |  |  |  | NO | NO |  |  |  |  | CAREFUSION 10344901 13520249 |  |  | Disposition |  | 99:99:99:99:99:99 |  | High Risk | 1Y:00-MFG | 09/13/2017 | 09/01/2020 | COOPER AMBULATORY OFF-SITES |  |  | SUITE M |  | MEGAN MCCAFFERTY
|  | CAREFUSION | CAREFUSION ALARIS PUMP 8100 |  |  | VOORHEES SURGERY CENTER-HEM/ONC |  |  |  | 10/27/2011 |  |  |  |  | NO | NO |  |  |  |  | CAREFUSION 10344903 13520529 |  |  | Disposition |  | 99:99:99:99:99:99 |  | High Risk | 1Y:00-MFG | 09/13/2017 | 09/01/2020 | COOPER AMBULATORY OFF-SITES |  |  | SUITE M |  | MEGAN MCCAFFERTY
|  | CAREFUSION | CAREFUSION ALARIS PUMP 8100 |  |  | VOORHEES SURGERY CENTER-HEM/ONC |  |  |  | 10/27/2011 |  |  |  |  | NO | NO |  |  |  |  | CAREFUSION 10344893 13520453 |  |  | Disposition |  | 99:99:99:99:99:99 |  | High Risk | 1Y:00-MFG | 09/13/2017 | 09/01/2020 | COOPER AMBULATORY OFF-SITES |  |  | SUITE M |  | MEGAN MCCAFFERTY
|  | CAREFUSION | CAREFUSION ALARIS PUMP 8100 |  |  | VOORHEES SURGERY CENTER-HEM/ONC |  |  |  | 10/27/2011 |  |  |  |  | NO | NO |  |  |  |  | CAREFUSION 10344900 13520551 |  |  | Disposition |  | 99:99:99:99:99:99 |  | High Risk | 1Y:00-MFG | 09/13/2017 | 09/01/2020 | COOPER AMBULATORY OFF-SITES |  |  | SUITE M |  | MEGAN MCCAFFERTY
|  | CAREFUSION | CAREFUSION ALARIS PUMP 8100 |  |  | VOORHEES SURGERY CENTER-HEM/ONC |  |  |  | 10/27/2011 |  |  |  |  | NO | NO |  |  |  |  | CAREFUSION 10344895 13520274 |  |  | Disposition |  | 99:99:99:99:99:99 |  | High Risk | 1Y:00-MFG | 09/13/2017 | 09/01/2020 | COOPER AMBULATORY OFF-SITES |  |  | SUITE M |  | MEGAN MCCAFFERTY
|  | CAREFUSION | CAREFUSION ALARIS PUMP 8100 |  |  | VOORHEES SURGERY CENTER-HEM/ONC |  |  |  | 10/27/2011 |  |  |  |  | NO | NO |  |  |  |  | CAREFUSION 10344896 13520668 |  |  | Disposition |  | 99:99:99:99:99:99 |  | High Risk | 1Y:00-MFG | 09/13/2017 | 09/01/2020 | COOPER AMBULATORY OFF-SITES |  |  | SUITE M |  | MEGAN MCCAFFERTY
|  | CAREFUSION | CAREFUSION ALARIS PUMP 8100 |  |  | VOORHEES SURGERY CENTER-HEM/ONC |  |  |  | 10/27/2011 |  |  |  |  | NO | NO |  |  |  |  | CAREFUSION 10344898 13520672 |  |  | Disposition |  | 99:99:99:99:99:99 |  | High Risk | 1Y:00-MFG | 09/13/2017 | 09/01/2020 | COOPER AMBULATORY OFF-SITES |  |  | SUITE M |  | MEGAN MCCAFFERTY
|  | CAREFUSION | CAREFUSION ALARIS PUMP 8100 |  |  | VOORHEES SURGERY CENTER-HEM/ONC |  |  |  | 10/27/2011 |  |  |  |  | NO | NO |  |  |  |  | CAREFUSION 10344889 13520433 |  |  | Disposition |  | 99:99:99:99:99:99 |  | High Risk | 1Y:00-MFG | 09/13/2017 | 09/01/2020 | COOPER AMBULATORY OFF-SITES |  |  | SUITE M |  | MEGAN MCCAFFERTY
|  | CAREFUSION | CAREFUSION ALARIS PUMP 8100 |  |  | VOORHEES SURGERY CENTER-HEM/ONC |  |  |  | 10/27/2011 |  |  |  |  | NO | NO |  |  |  |  | CAREFUSION 10344890 13520555 |  |  | Disposition |  | 99:99:99:99:99:99 |  | High Risk | 1Y:00-MFG | 09/13/2017 | 09/01/2020 | COOPER AMBULATORY OFF-SITES |  |  | SUITE M |  | MEGAN MCCAFFERTY
|  | CAREFUSION | CAREFUSION ALARIS PUMP 8100 |  |  | VOORHEES SURGERY CENTER-HEM/ONC |  |  |  | 10/27/2011 |  |  |  |  | NO | NO |  |  |  |  | CAREFUSION 10344892 13520406 |  |  | Disposition |  | 99:99:99:99:99:99 |  | High Risk | 1Y:00-MFG | 09/13/2017 | 09/01/2020 | COOPER AMBULATORY OFF-SITES |  |  | SUITE M |  | MEGAN MCCAFFERTY
|  | CAREFUSION | CAREFUSION ALARIS PUMP 8100 |  |  | VOORHEES SURGERY CENTER-HEM/ONC |  |  |  | 10/27/2011 |  |  |  |  | NO | NO |  |  |  |  | CAREFUSION 10344883 13520554 |  |  | Disposition |  | 99:99:99:99:99:99 |  | High Risk | 1Y:00-MFG | 09/13/2017 | 09/01/2020 | COOPER AMBULATORY OFF-SITES |  |  | SUITE M |  | MEGAN MCCAFFERTY
|  | CAREFUSION | CAREFUSION ALARIS PUMP 8100 |  |  | VOORHEES SURGERY CENTER-HEM/ONC |  |  |  | 10/27/2011 |  |  |  |  | NO | NO |  |  |  |  | CAREFUSION 10344884 13520627 |  |  | Disposition |  | 99:99:99:99:99:99 |  | High Risk | 1Y:00-MFG | 09/13/2017 | 09/01/2020 | COOPER AMBULATORY OFF-SITES |  |  | SUITE M |  | MEGAN MCCAFFERTY
|  | CAREFUSION | CAREFUSION ALARIS PUMP 8100 |  |  | VOORHEES SURGERY CENTER-HEM/ONC |  |  |  | 10/27/2011 |  |  |  |  | NO | NO |  |  |  |  | CAREFUSION 10344886 13520239 |  |  | Disposition |  | 99:99:99:99:99:99 |  | High Risk | 1Y:00-MFG | 09/13/2017 | 09/01/2020 | COOPER AMBULATORY OFF-SITES |  |  | SUITE M |  | MEGAN MCCAFFERTY
|  | CAREFUSION | CAREFUSION ALARIS PUMP 8100 |  |  | VOORHEES SURGERY CENTER-HEM/ONC |  |  |  | 10/27/2011 |  |  |  |  | NO | NO |  |  |  |  | CAREFUSION 10344887 13520471 |  |  | Disposition |  | 99:99:99:99:99:99 |  | High Risk | 1Y:00-MFG | 09/13/2017 | 09/01/2020 | COOPER AMBULATORY OFF-SITES |  |  | SUITE M |  | MEGAN MCCAFFERTY
|  | CAREFUSION | CAREFUSION ALARIS PUMP 8100 |  |  | VOORHEES SURGERY CENTER-HEM/ONC |  |  |  | 10/27/2011 |  |  |  |  | NO | NO |  |  |  |  | CAREFUSION 10344877 13520262 |  |  | Disposition |  | 99:99:99:99:99:99 |  | High Risk | 1Y:00-MFG | 09/14/2017 | 09/01/2020 | COOPER AMBULATORY OFF-SITES |  |  | SUITE M |  | MEGAN MCCAFFERTY
|  | CAREFUSION | CAREFUSION ALARIS PUMP 8100 |  |  | VOORHEES SURGERY CENTER-HEM/ONC |  |  |  | 10/27/2011 |  |  |  |  | NO | NO |  |  |  |  | CAREFUSION 10344879 13520448 |  |  | Disposition |  | 99:99:99:99:99:99 |  | High Risk | 1Y:00-MFG | 09/13/2017 | 09/01/2020 | COOPER AMBULATORY OFF-SITES |  |  | SUITE M |  | MEGAN MCCAFFERTY
|  | CAREFUSION | CAREFUSION ALARIS PUMP 8100 |  |  | VOORHEES SURGERY CENTER-HEM/ONC |  |  |  | 10/27/2011 |  |  |  |  | NO | NO |  |  |  |  | CAREFUSION 10344880 13520507 |  |  | Disposition |  | 99:99:99:99:99:99 |  | High Risk | 1Y:00-MFG | 09/13/2017 | 09/01/2020 | COOPER AMBULATORY OFF-SITES |  |  | SUITE M |  | MEGAN MCCAFFERTY
|  | CAREFUSION | CAREFUSION ALARIS PUMP 8100 |  |  | VOORHEES SURGERY CENTER-HEM/ONC |  |  |  | 10/27/2011 |  |  |  |  | NO | NO |  |  |  |  | CAREFUSION 10344875 13520399 |  |  | Disposition |  | 99:99:99:99:99:99 |  | High Risk | 1Y:00-MFG | 09/13/2017 | 09/01/2020 | COOPER AMBULATORY OFF-SITES |  |  | SUITE M |  | MEGAN MCCAFFERTY
|  | CAREFUSION | CAREFUSION ALARIS PUMP 8100 |  |  | VOORHEES SURGERY CENTER-HEM/ONC |  |  |  | 10/27/2011 |  |  |  |  | NO | NO |  |  |  |  | CAREFUSION 10344881 13520674 |  |  | Disposition |  | 99:99:99:99:99:99 |  | High Risk | 1Y:00-MFG | 09/13/2017 | 09/01/2020 | COOPER AMBULATORY OFF-SITES |  |  | SUITE M |  | MEGAN MCCAFFERTY
|  | CAREFUSION | CAREFUSION ALARIS SYSTEM ETCO2 8300 |  |  | SPD |  |  |  | 04/25/2019 |  |  |  |  | NO | NO |  |  |  |  | CAREFUSION 30126187 13846754 |  |  | Disposition |  | 99:99:99:99:99:99 |  | High Risk | 1Y:00-MFG | 04/25/2019 | 04/25/2019 | COOPER UNIVERSITY HOSPITAL |  |  |  |  | David Frye |  |  |  | 04/25/2019 | 04/25/2019 |  |  |  |  | 04/25/2019 | 04/25/2019
|  | CAREFUSION | CAREFUSION ALARIS SYSTEM ETCO2 8300 |  |  | SPD |  |  |  | 06/30/2010 |  |  |  |  | NO | NO |  |  |  |  | CAREFUSION 10356630 13111725 |  |  | Disposition |  | 99:99:99:99:99:99 |  | High Risk | 1Y:00-MFG | 04/25/2019 | 12/01/2019 | COOPER UNIVERSITY HOSPITAL |  |  |  |  | David Frye
|  | CAREFUSION | CAREFUSION ALARIS SYSTEM ETCO2 8300 |  |  | SPD |  |  |  | 05/01/2013 |  |  |  |  | NO | NO |  |  |  |  | CAREFUSION 10355525 13847035 |  |  | Disposition |  |  |  | High Risk | 1Y:00-MFG | 10/19/2016 | 06/01/2020 | COOPER UNIVERSITY HOSPITAL |  |  | RECOVERY |  | David Frye
|  | CAREFUSION | CAREFUSION ALARIS SYSTEM ETCO2 8300 |  |  | SPD |  |  |  | 05/01/2013 |  |  |  |  | NO | NO |  |  |  |  | CAREFUSION 10355511 13846939 |  |  | Disposition |  | 99:99:99:99:99:99 |  | High Risk | 1Y:00-MFG | 04/25/2019 | 12/01/2019 | COOPER UNIVERSITY HOSPITAL |  |  |  |  | David Frye
|  | CAREFUSION | CAREFUSION ALARIS SYSTEM ETCO2 8300 |  |  | SPD |  |  |  | 05/01/2013 |  |  |  |  | NO | NO |  |  |  |  | CAREFUSION 10355270 13845763 |  |  | Disposition |  |  |  | High Risk | 1Y:00-MFG | 03/26/2018 | 12/01/2020 | COOPER UNIVERSITY HOSPITAL |  |  | APRIL |  | David Frye
|  | CAREFUSION | CAREFUSION ALARIS SYSTEM ETCO2 8300 |  | 1310-21211 | SPD |  |  |  | 01/01/1900 |  |  |  |  | NO | NO |  |  |  |  | CAREFUSION 10347537 1310-21211 |  |  | Disposition |  |  |  | High Risk | 1Y:00-MFG | 01/01/1900 | 12/01/2019 | COOPER UNIVERSITY HOSPITAL |  |  | BIOMED SHOP |  | David Frye
|  | CAREFUSION | CAREFUSION ALARIS SYSTEM ETCO2 8300 |  | 1310-22123 | SPD |  |  |  | 01/01/1900 |  |  |  |  | NO | NO |  |  |  |  | CAREFUSION 10347538 1310-22123 |  |  | Disposition |  |  |  | High Risk | 1Y:00-MFG | 01/01/1900 | 12/01/2019 | COOPER UNIVERSITY HOSPITAL |  |  | BIOMED SHOP |  | David Frye
|  | CAREFUSION | CAREFUSION ALARIS SYSTEM ETCO2 8300 |  | 1310-22356 | SPD |  |  |  | 01/01/1900 |  |  |  |  | NO | NO |  |  |  |  | CAREFUSION 10347536 1310-22356 |  |  | Disposition |  |  |  | High Risk | 1Y:00-MFG | 01/01/1900 | 12/01/2019 | COOPER UNIVERSITY HOSPITAL |  |  | BIOMED SHOP |  | David Frye
|  | CAREFUSION | CAREFUSION ALARIS SYSTEM ETCO2 8300 |  |  | SPD |  |  |  | 11/15/2018 |  |  |  |  | NO | NO |  |  |  |  | CAREFUSION 30144625 13846335 |  |  | Active |  | 99:99:99:99:99:99 |  | High Risk | 1Y:00-MFG | 11/15/2018 | 11/15/2018 | COOPER UNIVERSITY HOSPITAL |  |  |  |  | David Frye |  |  |  | 11/15/2018 | 11/15/2018 |  |  |  |  | 11/15/2018 | 11/15/2018
|  | CAREFUSION | CAREFUSION ALARIS SYSTEM ETCO2 8300 |  |  | SPD |  |  |  | 11/14/2018 |  |  |  |  | NO | NO |  |  |  |  | CAREFUSION 30144528 13846035 |  |  | Active |  | 99:99:99:99:99:99 |  | High Risk | 1Y:00-MFG | 11/14/2018 | 11/14/2018 | COOPER UNIVERSITY HOSPITAL |  |  |  |  | David Frye |  |  |  | 11/14/2018 | 11/14/2018 |  |  |  |  | 11/14/2018 | 11/14/2018
|  | CAREFUSION | CAREFUSION ALARIS SYSTEM ETCO2 8300 |  |  | SPD |  |  |  | 12/17/2018 |  |  |  |  | NO | NO |  |  |  |  | CAREFUSION 30144272 13846597 |  |  | Active |  | 99:99:99:99:99:99 |  | High Risk | 1Y:00-MFG | 12/17/2018 | 12/17/2018 | COOPER UNIVERSITY HOSPITAL |  |  |  |  | David Frye |  |  |  | 12/17/2018 | 12/17/2018 |  |  |  |  | 12/17/2018 | 12/17/2018
|  | CAREFUSION | CAREFUSION ALARIS SYSTEM ETCO2 8300 |  |  | SPD |  |  |  | 05/01/2013 |  |  |  |  | NO | NO |  |  |  |  | CAREFUSION 10345207 13845614 |  |  | Disposition |  | 99:99:99:99:99:99 |  | High Risk | 1Y:00-MFG | 04/25/2019 | 12/01/2019 | COOPER UNIVERSITY HOSPITAL |  |  | APRIL |  | David Frye
|  | CAREFUSION | CAREFUSION ALARIS SYSTEM SYRINGE PUMP 8110 |  |  | SPD |  |  |  | 12/08/2017 |  |  |  |  | NO | NO |  |  |  |  | CAREFUSION 30142008 13103736 |  |  | Disposition |  | 99:99:99:99:99:99 |  | High Risk | 1Y:00-MFG | 12/08/2017 | 12/08/2017 | COOPER UNIVERSITY HOSPITAL |  |  |  |  | David Frye |  |  |  | 12/08/2017 | 12/08/2017 |  |  |  |  | 12/08/2017 | 12/08/2017
|  | CAREFUSION | CAREFUSION ALARIS SYSTEM SYRINGE PUMP 8110 |  |  | SPD |  |  |  | 09/12/2018 |  |  |  |  | NO | NO |  |  |  |  | CAREFUSION 30126198 4074952 |  |  | Disposition |  | 99:99:99:99:99:99 |  | High Risk | 1Y:00-MFG | 09/12/2018 | 09/12/2018 | COOPER UNIVERSITY HOSPITAL |  |  |  |  | David Frye |  |  |  | 09/12/2018 | 09/12/2018 |  |  |  |  | 09/12/2018 | 09/12/2018
|  | CAREFUSION | CAREFUSION ALARIS SYSTEM SYRINGE PUMP 8110 |  |  | SPD |  |  |  | 12/07/2017 |  |  |  |  | NO | NO |  |  |  |  | CAREFUSION 30126199 13019740 |  |  | Disposition |  | 99:99:99:99:99:99 |  | High Risk | 1Y:00-MFG | 12/07/2017 | 12/07/2017 | COOPER UNIVERSITY HOSPITAL |  |  |  |  | David Frye |  |  |  | 12/07/2017 | 12/07/2017 |  |  |  |  | 12/07/2017 | 12/07/2017
|  | CAREFUSION | CAREFUSION ALARIS SYSTEM SYRINGE PUMP 8110 |  |  | SPD |  |  |  | 12/19/2017 |  |  |  |  | NO | NO |  |  |  |  | CAREFUSION 30126116 13103746 |  |  | Disposition |  | 99:99:99:99:99:99 |  | High Risk | 1Y:00-MFG | 12/19/2017 | 12/19/2017 | COOPER UNIVERSITY HOSPITAL |  |  |  |  | David Frye |  |  |  | 12/19/2017 | 12/19/2017 |  |  |  |  | 12/19/2017 | 12/19/2017
RETIRED |  | CAREFUSION | CAREFUSION ALARIS SYSTEM SYRINGE PUMP 8110 |  |  | SPD |  |  |  | 09/21/2015 |  |  |  |  | NO | NO |  |  |  |  | CAREFUSION RETIRED 407467 |  |  | Disposition |  |  |  | High Risk | 1Y:00-MFG | 09/21/2015 | 09/21/2015 | COOPER UNIVERSITY HOSPITAL |  |  | PEDIATRICSROUND |  | David Frye |  |  |  | 09/21/2015 | 09/21/2015 |  |  |  |  | 09/21/2015 | 09/21/2015
|  | CAREFUSION | CAREFUSION ALARIS SYSTEM SYRINGE PUMP 8110 |  |  | SPD |  |  |  | 03/26/2018 |  |  |  |  | NO | NO |  |  |  |  | CAREFUSION 11221609 13103456 |  |  | Disposition |  | 99:99:99:99:99:99 |  | High Risk | 1Y:00-MFG | 03/26/2018 | 03/26/2018 | COOPER UNIVERSITY HOSPITAL |  |  |  |  | David Frye |  |  |  | 03/26/2018 | 03/26/2018 |  |  |  |  | 03/26/2018 | 03/26/2018
|  | CAREFUSION | CAREFUSION ALARIS SYSTEM SYRINGE PUMP 8110 |  |  | SPD |  |  |  | 06/07/2019 |  |  |  |  | NO | NO |  |  |  |  | CAREFUSION 11137286 15225660 |  |  | Active | dup11137286 | 99:99:99:99:99:99 |  | High Risk | 1Y:00-MFG | 06/07/2019 | 06/07/2019 | COOPER UNIVERSITY HOSPITAL |  |  | Moves | WOT00000001468005 | David Frye | Performance Verification | Completed |  | 06/07/2019 | 06/07/2019 | Performance Verification for CAREFUSION 11137286 15225660 | Initial Install of Performance Verification. Device is ready for patient use. |  |  | 06/07/2019 | 06/07/2019
|  | CAREFUSION | CAREFUSION ALARIS SYSTEM SYRINGE PUMP 8110 |  |  | SPD |  |  |  | 11/26/2018 |  |  |  |  | NO | NO |  |  |  |  | CAREFUSION 11137177 15226535 |  |  | Active |  | 99:99:99:99:99:99 |  | High Risk | 1Y:00-MFG | 11/26/2018 | 11/26/2018 | COOPER UNIVERSITY HOSPITAL |  |  | Moves | WOT00000001467426 | David Frye | Performance Verification | Completed |  | 11/26/2018 | 11/26/2018 | Performance Verification for CAREFUSION 11137177 15226535 | Initial Install of Performance Verification. Device is ready for patient use. |  |  | 11/26/2018 | 11/26/2018
|  | CAREFUSION | CAREFUSION ALARIS SYSTEM SYRINGE PUMP 8110 |  |  | SPD |  |  |  | 12/18/2018 |  |  |  |  | NO | NO |  |  |  |  | CAREFUSION 11137176 15226511 |  |  | Active |  | 99:99:99:99:99:99 |  | High Risk | 1Y:00-MFG | 12/18/2018 | 12/18/2018 | COOPER UNIVERSITY HOSPITAL |  |  | Moves | WOT00000001467424 | David Frye | Performance Verification | Completed |  | 12/18/2018 | 12/18/2018 | Performance Verification for CAREFUSION 11137176 15226511 | Initial Install of Performance Verification. Device is ready for patient use. |  |  | 12/18/2018 | 12/18/2018
|  | CAREFUSION | CAREFUSION ALARIS SYSTEM SYRINGE PUMP 8110 |  |  | SPD |  |  |  | 01/28/2019 |  |  |  |  | NO | NO |  |  |  |  | CAREFUSION 11137173 15225832 |  |  | Active |  | 99:99:99:99:99:99 |  | High Risk | 1Y:00-MFG | 01/28/2019 | 01/28/2019 | COOPER UNIVERSITY HOSPITAL |  |  | Moves | WOT00000001467195 | David Frye | Performance Verification | Completed |  | 01/28/2019 | 01/28/2019 | Performance Verification for CAREFUSION 11137173 15225832 | Initial Install of Performance Verification. Device is ready for patient use. |  |  | 01/28/2019 | 01/28/2019
|  | CAREFUSION | CAREFUSION ALARIS SYSTEM SYRINGE PUMP 8110 |  |  | SPD |  |  |  | 12/11/2018 |  |  |  |  | NO | NO |  |  |  |  | CAREFUSION 11137163 15226300 |  |  | Active |  | 99:99:99:99:99:99 |  | High Risk | 1Y:00-MFG | 12/11/2018 | 12/11/2018 | COOPER UNIVERSITY HOSPITAL |  |  | Moves | WOT00000001468247 | David Frye | Performance Verification | Completed |  | 12/11/2018 | 12/11/2018 | Performance Verification for CAREFUSION 11137163 15226300 | Initial Install of Performance Verification. Device is ready for patient use. |  |  | 12/11/2018 | 12/11/2018
|  | CAREFUSION | CAREFUSION ALARIS SYSTEM SYRINGE PUMP 8110 |  |  | VOORHEES SURGERY CENTER-OPERATING ROOM |  |  |  | 08/14/2019 |  |  |  |  | NO | NO |  |  |  |  | CAREFUSION 11137168 15226183 |  |  | Active |  | 99:99:99:99:99:99 |  | High Risk | 1Y:00-MFG | 08/14/2019 | 08/14/2019 | COOPER AMBULATORY OFF-SITES |  |  | SUITE E | WOT00000001468241 | JENNIFER BOMBARO | Performance Verification | Completed |  | 08/14/2019 | 08/14/2019 | Performance Verification for CAREFUSION 11137168 15226183 | Initial Install of Performance Verification. Device is ready for patient use. |  |  | 08/14/2019 | 08/14/2019
|  | CAREFUSION | CAREFUSION ALARIS SYSTEM SYRINGE PUMP 8110 |  |  | SPD |  |  |  | 11/29/2018 |  |  |  |  | NO | NO |  |  |  |  | CAREFUSION 11137154 15226137 |  |  | Active |  | 99:99:99:99:99:99 |  | High Risk | 1Y:00-MFG | 11/29/2018 | 11/29/2018 | COOPER UNIVERSITY HOSPITAL |  |  | Moves | WOT00000001468233 | David Frye | Performance Verification | Completed |  | 11/29/2018 | 11/29/2018 | Performance Verification for CAREFUSION 11137154 15226137 | Initial Install of Performance Verification. Device is ready for patient use. |  |  | 11/29/2018 | 11/29/2018
|  | CAREFUSION | CAREFUSION ALARIS SYSTEM SYRINGE PUMP 8110 |  |  | SPD |  |  |  | 11/27/2018 |  |  |  |  | NO | NO |  |  |  |  | CAREFUSION 11137155 15226311 |  |  | Active |  | 99:99:99:99:99:99 |  | High Risk | 1Y:00-MFG | 11/27/2018 | 11/27/2018 | COOPER UNIVERSITY HOSPITAL |  |  | Moves | WOT00000001468250 | David Frye | Performance Verification | Completed |  | 11/27/2018 | 11/27/2018 | Performance Verification for CAREFUSION 11137155 15226311 | Initial Install of Performance Verification. Device is ready for patient use. |  |  | 11/27/2018 | 11/27/2018
|  | CAREFUSION | CAREFUSION ALARIS SYSTEM SYRINGE PUMP 8110 |  |  | SPD |  |  |  | 11/30/2018 |  |  |  |  | NO | NO |  |  |  |  | CAREFUSION 11137159 15226324 |  |  | Active |  | 99:99:99:99:99:99 |  | High Risk | 1Y:00-MFG | 11/30/2018 | 11/30/2018 | COOPER UNIVERSITY HOSPITAL |  |  | Moves | WOT00000001468252 | David Frye | Performance Verification | Completed |  | 11/30/2018 | 11/30/2018 | Performance Verification for CAREFUSION 11137159 15226324 | Initial Install of Performance Verification. Device is ready for patient use. |  |  | 11/30/2018 | 11/30/2018
|  | CAREFUSION | CAREFUSION ALARIS SYSTEM SYRINGE PUMP 8110 |  |  | SPD |  |  |  | 06/07/2019 |  |  |  |  | NO | NO |  |  |  |  | CAREFUSION 11136918 15224546 |  |  | Active | dup11136918 | 99:99:99:99:99:99 |  | High Risk | 1Y:00-MFG | 06/07/2019 | 06/07/2019 | COOPER UNIVERSITY HOSPITAL |  |  | Moves | WOT00000001467944 | David Frye | Performance Verification | Completed |  | 06/07/2019 | 06/07/2019 | Performance Verification for CAREFUSION 11136918 15224546 | Initial Install of Performance Verification. Device is ready for patient use. |  |  | 06/07/2019 | 06/07/2019
|  | CAREFUSION | CAREFUSION ALARIS SYSTEM SYRINGE PUMP 8110 |  |  | SPD |  |  |  | 04/25/2019 |  |  |  |  | NO | NO |  |  |  |  | CAREFUSION 11136905 15224220 |  |  | Disposition |  | 99:99:99:99:99:99 |  | High Risk | 1Y:00-MFG | 04/25/2019 | 04/25/2019 | COOPER UNIVERSITY HOSPITAL |  |  | Moves | WOT00000001468952 | David Frye | Performance Verification | Completed |  | 04/25/2019 | 04/25/2019 | Performance Verification for CAREFUSION 11136905 15224220 | Initial Install of Performance Verification. Device is ready for patient use. |  |  | 04/25/2019 | 04/25/2019
|  | CAREFUSION | CAREFUSION ALARIS SYSTEM SYRINGE PUMP 8110 |  |  | VOORHEES SURGERY CENTER-OPERATING ROOM |  |  |  | 09/01/2019 |  |  |  |  | NO | NO |  |  |  |  | CAREFUSION 11136898 15224690 |  |  | Active |  | 99:99:99:99:99:99 |  | High Risk | 1Y:00-MFG | 09/01/2019 | 09/01/2019 | COOPER AMBULATORY OFF-SITES |  |  | SUITE E | WOT00000001467961 | JENNIFER BOMBARO | Performance Verification | Completed |  | 09/01/2019 | 09/01/2019 | Performance Verification for CAREFUSION 11136898 15224690 | Initial Install of Performance Verification. Device is ready for patient use. |  |  | 09/01/2019 | 09/01/2019
|  | CAREFUSION | CAREFUSION ALARIS SYSTEM SYRINGE PUMP 8110 |  |  | SPD |  |  |  | 06/30/2010 |  |  |  |  | NO | NO |  |  |  |  | CAREFUSION 10752981 13103781 |  |  | Disposition |  | 99:99:99:99:99:99 |  | High Risk | 1Y:00-MFG | 12/28/2017 | 12/01/2020 | COOPER UNIVERSITY HOSPITAL |  |  |  |  | David Frye
|  | CAREFUSION | CAREFUSION ALARIS SYSTEM SYRINGE PUMP 8110 |  |  | SPD |  |  |  | 12/01/2017 |  |  |  |  | NO | NO |  |  |  |  | CAREFUSION 10752813 15054261 |  |  | Active |  | 99:99:99:99:99:99 |  | High Risk | 1Y:00-MFG | 11/27/2018 | 12/01/2019 | COOPER UNIVERSITY HOSPITAL |  |  |  | 0012478867 | David Frye | Preventative Maintenance | Closed | Josh Harris | 12/01/2017 | 12/01/2017 | PERFORMANCE ASSURANCE AT INVENTORY | INVENTORIED DEVICE AND ENSURED DEVICE WAS FUNCTIONING PROPERLY. | CC616C01-137E-4489-9FF2-630F244662A3 | Labor | 12/01/2017 | 12/01/2017 | Josh Harris
|  | CAREFUSION | CAREFUSION ALARIS SYSTEM SYRINGE PUMP 8110 |  |  | SPD |  |  |  | 06/24/2015 |  |  |  |  | NO | NO |  |  |  |  | CAREFUSION 10732277 13104833 |  |  | Disposition |  | 99:99:99:99:99:99 |  | High Risk | 1Y:00-MFG | 12/11/2017 | 12/01/2020 | COOPER UNIVERSITY HOSPITAL |  |  |  |  | David Frye
|  | CAREFUSION | CAREFUSION ALARIS SYSTEM SYRINGE PUMP 8110 |  |  | SPD |  |  |  | 12/30/2009 |  |  |  |  | NO | NO |  |  |  |  | CAREFUSION 10725146 13019110 |  |  | Disposition |  | 99:99:99:99:99:99 |  | High Risk | 1Y:00-MFG | 12/11/2017 | 12/01/2020 | COOPER UNIVERSITY HOSPITAL |  |  |  |  | David Frye
|  | CAREFUSION | CAREFUSION ALARIS SYSTEM SYRINGE PUMP 8110 |  |  | SPD |  |  |  | 11/17/2004 |  |  |  |  | NO | NO |  |  |  |  | CAREFUSION 10725145 4110331 |  |  | Disposition |  | 99:99:99:99:99:99 |  | High Risk | 1Y:00-MFG | 12/11/2017 | 12/01/2020 | COOPER UNIVERSITY HOSPITAL |  |  |  |  | David Frye
|  | CAREFUSION | CAREFUSION ALARIS SYSTEM SYRINGE PUMP 8110 |  |  | SPD |  |  |  | 11/17/2004 |  |  |  |  | NO | NO |  |  |  |  | CAREFUSION 10725144 4111022 |  |  | Disposition |  | 99:99:99:99:99:99 |  | High Risk | 1Y:00-MFG | 12/11/2017 | 12/01/2020 | COOPER UNIVERSITY HOSPITAL |  |  |  |  | David Frye
|  | CAREFUSION | CAREFUSION ALARIS SYSTEM SYRINGE PUMP 8110 |  |  | SPD |  |  |  | 01/01/1900 |  |  |  |  | NO | NO |  |  |  |  | CAREFUSION 10725142 4074673 |  |  | Disposition |  | 99:99:99:99:99:99 |  | High Risk | 1Y:00-MFG | 12/08/2017 | 12/01/2020 | COOPER UNIVERSITY HOSPITAL |  |  |  |  | David Frye
|  | CAREFUSION | CAREFUSION ALARIS SYSTEM SYRINGE PUMP 8110 |  |  | SPD |  |  |  | 06/30/2010 |  |  |  |  | NO | NO |  |  |  |  | CAREFUSION 10725141 13103675 |  |  | Disposition |  | 99:99:99:99:99:99 |  | High Risk | 1Y:00-MFG | 12/08/2017 | 12/01/2020 | COOPER UNIVERSITY HOSPITAL |  |  |  |  | David Frye
|  | CAREFUSION | CAREFUSION ALARIS SYSTEM SYRINGE PUMP 8110 |  |  | SPD |  |  |  | 06/30/2010 |  |  |  |  | NO | NO |  |  |  |  | CAREFUSION 10725135 13103992 |  |  | Disposition |  | 99:99:99:99:99:99 |  | High Risk | 1Y:00-MFG | 12/08/2017 | 12/01/2020 | COOPER UNIVERSITY HOSPITAL |  |  |  |  | David Frye
|  | CAREFUSION | CAREFUSION ALARIS SYSTEM SYRINGE PUMP 8110 |  |  | SPD |  |  |  | 06/30/2010 |  |  |  |  | NO | NO |  |  |  |  | CAREFUSION 10725136 13103503 |  |  | Disposition |  | 99:99:99:99:99:99 |  | High Risk | 1Y:00-MFG | 12/07/2017 | 12/01/2020 | COOPER UNIVERSITY HOSPITAL |  |  |  |  | David Frye
|  | CAREFUSION | CAREFUSION ALARIS SYSTEM SYRINGE PUMP 8110 |  |  | SPD |  |  |  | 11/17/2004 |  |  |  |  | NO | NO |  |  |  |  | CAREFUSION 10725134 4074594 |  |  | Disposition |  | 99:99:99:99:99:99 |  | High Risk | 1Y:00-MFG | 12/08/2017 | 12/01/2020 | COOPER UNIVERSITY HOSPITAL |  |  |  |  | David Frye
|  | CAREFUSION | CAREFUSION ALARIS SYSTEM SYRINGE PUMP 8110 |  |  | SPD |  |  |  | 06/30/2010 |  |  |  |  | NO | NO |  |  |  |  | CAREFUSION 10725125 13104029 |  |  | Disposition |  | 99:99:99:99:99:99 |  | High Risk | 1Y:00-MFG | 12/07/2017 | 12/01/2020 | COOPER UNIVERSITY HOSPITAL |  |  |  |  | David Frye
|  | CAREFUSION | CAREFUSION ALARIS SYSTEM SYRINGE PUMP 8110 |  |  | SPD |  |  |  | 06/30/2010 |  |  |  |  | NO | NO |  |  |  |  | CAREFUSION 10725126 13103733 |  |  | Disposition |  | 99:99:99:99:99:99 |  | High Risk | 1Y:00-MFG | 12/07/2017 | 12/01/2020 | COOPER UNIVERSITY HOSPITAL |  |  |  |  | David Frye
|  | CAREFUSION | CAREFUSION ALARIS SYSTEM SYRINGE PUMP 8110 |  |  | SPD |  |  |  | 11/17/2004 |  |  |  |  | NO | NO |  |  |  |  | CAREFUSION 10725132 4110378 |  |  | Disposition |  | 99:99:99:99:99:99 |  | High Risk | 1Y:00-MFG | 12/07/2017 | 12/01/2020 | COOPER UNIVERSITY HOSPITAL |  |  |  |  | David Frye
|  | CAREFUSION | CAREFUSION ALARIS SYSTEM SYRINGE PUMP 8110 |  |  | SPD |  |  |  | 11/17/2004 |  |  |  |  | NO | NO |  |  |  |  | CAREFUSION 10725133 4110315 |  |  | Disposition |  | 99:99:99:99:99:99 |  | High Risk | 1Y:00-MFG | 12/08/2017 | 12/01/2020 | COOPER UNIVERSITY HOSPITAL |  |  |  |  | David Frye
|  | CAREFUSION | CAREFUSION ALARIS SYSTEM SYRINGE PUMP 8110 |  |  | SPD |  |  |  | 06/30/2010 |  |  |  |  | NO | NO |  |  |  |  | CAREFUSION 10725128 13103515 |  |  | Disposition |  | 99:99:99:99:99:99 |  | High Risk | 1Y:00-MFG | 12/07/2017 | 12/01/2020 | COOPER UNIVERSITY HOSPITAL |  |  |  |  | David Frye
|  | CAREFUSION | CAREFUSION ALARIS SYSTEM SYRINGE PUMP 8110 |  |  | SPD |  |  |  | 06/30/2010 |  |  |  |  | NO | NO |  |  |  |  | CAREFUSION 10725127 13103999 |  |  | Disposition |  | 99:99:99:99:99:99 |  | High Risk | 1Y:00-MFG | 12/07/2017 | 12/01/2020 | COOPER UNIVERSITY HOSPITAL |  |  |  |  | David Frye
|  | CAREFUSION | CAREFUSION ALARIS SYSTEM SYRINGE PUMP 8110 |  |  | SPD |  |  |  | 06/30/2010 |  |  |  |  | NO | NO |  |  |  |  | CAREFUSION 10725096 13104051 |  |  | Disposition |  | 99:99:99:99:99:99 |  | High Risk | 1Y:00-MFG | 12/04/2017 | 12/01/2020 | COOPER UNIVERSITY HOSPITAL |  |  |  |  | David Frye
|  | CAREFUSION | CAREFUSION ALARIS SYSTEM SYRINGE PUMP 8110 |  |  | SPD |  |  |  | 11/17/2004 |  |  |  |  | NO | NO |  |  |  |  | CAREFUSION 10725097 4111358 |  |  | Disposition |  | 99:99:99:99:99:99 |  | High Risk | 1Y:00-MFG | 12/04/2017 | 12/01/2020 | COOPER UNIVERSITY HOSPITAL |  |  | APRIL |  | David Frye
|  | CAREFUSION | CAREFUSION ALARIS SYSTEM SYRINGE PUMP 8110 |  |  | SPD |  |  |  | 11/17/2004 |  |  |  |  | NO | NO |  |  |  |  | CAREFUSION 10725098 4111359 |  |  | Disposition |  | 99:99:99:99:99:99 |  | High Risk | 1Y:00-MFG | 12/08/2017 | 12/01/2020 | COOPER UNIVERSITY HOSPITAL |  |  |  |  | David Frye
|  | CAREFUSION | CAREFUSION ALARIS SYSTEM SYRINGE PUMP 8110 |  |  | SPD |  |  |  | 06/30/2010 |  |  |  |  | NO | NO |  |  |  |  | CAREFUSION 10725094 13103335 |  |  | Disposition |  | 99:99:99:99:99:99 |  | High Risk | 1Y:00-MFG | 12/04/2017 | 12/01/2020 | COOPER UNIVERSITY HOSPITAL |  |  | NURSING ADMIN COD AREA 5-3-17 |  | David Frye
|  | CAREFUSION | CAREFUSION ALARIS SYSTEM SYRINGE PUMP 8110 |  |  | SPD |  |  |  | 11/17/2004 |  |  |  |  | NO | NO |  |  |  |  | CAREFUSION 10725095 4074285 |  |  | Disposition |  | 99:99:99:99:99:99 |  | High Risk | 1Y:00-MFG | 12/04/2017 | 12/01/2020 | COOPER UNIVERSITY HOSPITAL |  |  |  |  | David Frye
|  | CAREFUSION | CAREFUSION ALARIS SYSTEM SYRINGE PUMP 8110 |  |  | SPD |  |  |  | 11/17/2004 |  |  |  |  | NO | NO |  |  |  |  | CAREFUSION 10725093 4075355 |  |  | Disposition |  | 99:99:99:99:99:99 |  | High Risk | 1Y:00-MFG | 12/04/2017 | 12/01/2020 | COOPER UNIVERSITY HOSPITAL |  |  | APRIL |  | David Frye
|  | CAREFUSION | CAREFUSION ALARIS SYSTEM SYRINGE PUMP 8110 |  |  | SPD |  |  |  | 06/30/2010 |  |  |  |  | NO | NO |  |  |  |  | CAREFUSION 10725092 13103780 |  |  | Disposition |  | 99:99:99:99:99:99 |  | High Risk | 1Y:00-MFG | 12/04/2017 | 12/01/2020 | COOPER UNIVERSITY HOSPITAL |  |  |  |  | David Frye
|  | CAREFUSION | CAREFUSION ALARIS SYSTEM SYRINGE PUMP 8110 |  |  | SPD |  |  |  | 06/30/2010 |  |  |  |  | NO | NO |  |  |  |  | CAREFUSION 10725091 13103460 |  |  | Disposition |  | 99:99:99:99:99:99 |  | High Risk | 1Y:00-MFG | 12/04/2017 | 12/01/2020 | COOPER UNIVERSITY HOSPITAL |  |  |  |  | David Frye
|  | CAREFUSION | CAREFUSION ALARIS SYSTEM SYRINGE PUMP 8110 |  |  | SPD |  |  |  | 12/30/2009 |  |  |  |  | NO | NO |  |  |  |  | CAREFUSION 10725089 13019652 |  |  | Disposition |  | 99:99:99:99:99:99 |  | High Risk | 1Y:00-MFG | 12/04/2017 | 12/01/2020 | COOPER UNIVERSITY HOSPITAL |  |  |  |  | David Frye
|  | CAREFUSION | CAREFUSION ALARIS SYSTEM SYRINGE PUMP 8110 |  |  | SPD |  |  |  | 06/30/2010 |  |  |  |  | NO | NO |  |  |  |  | CAREFUSION 10725090 13103740 |  |  | Disposition |  | 99:99:99:99:99:99 |  | High Risk | 1Y:00-MFG | 12/04/2017 | 12/01/2020 | COOPER UNIVERSITY HOSPITAL |  |  |  |  | David Frye
|  | CAREFUSION | CAREFUSION ALARIS SYSTEM SYRINGE PUMP 8110 |  |  | SPD |  |  |  | 11/17/2004 |  |  |  |  | NO | NO |  |  |  |  | CAREFUSION 10725081 4109841 |  |  | Disposition |  | 99:99:99:99:99:99 |  | High Risk | 1Y:00-MFG | 12/01/2017 | 12/01/2020 | COOPER UNIVERSITY HOSPITAL |  |  |  |  | David Frye
|  | CAREFUSION | CAREFUSION ALARIS SYSTEM SYRINGE PUMP 8110 |  |  | SPD |  |  |  | 11/17/2004 |  |  |  |  | NO | NO |  |  |  |  | CAREFUSION 10725082 4075422 |  |  | Disposition |  | 99:99:99:99:99:99 |  | High Risk | 1Y:00-MFG | 12/01/2017 | 12/01/2020 | COOPER UNIVERSITY HOSPITAL |  |  | APRIL |  | David Frye
|  | CAREFUSION | CAREFUSION ALARIS SYSTEM SYRINGE PUMP 8110 |  |  | SPD |  |  |  | 12/30/2009 |  |  |  |  | NO | NO |  |  |  |  | CAREFUSION 10725088 13019013 |  |  | Disposition |  | 99:99:99:99:99:99 |  | High Risk | 1Y:00-MFG | 12/04/2017 | 12/01/2020 | COOPER UNIVERSITY HOSPITAL |  |  |  |  | David Frye
|  | CAREFUSION | CAREFUSION ALARIS SYSTEM SYRINGE PUMP 8110 |  |  | SPD |  |  |  | 06/30/2010 |  |  |  |  | NO | NO |  |  |  |  | CAREFUSION 10725087 13103051 |  |  | Disposition |  | 99:99:99:99:99:99 |  | High Risk | 1Y:00-MFG | 12/04/2017 | 12/01/2020 | COOPER UNIVERSITY HOSPITAL |  |  |  |  | David Frye
|  | CAREFUSION | CAREFUSION ALARIS SYSTEM SYRINGE PUMP 8110 |  |  | SPD |  |  |  | 12/30/2009 |  |  |  |  | NO | NO |  |  |  |  | CAREFUSION 10725083 13019573 |  |  | Disposition |  | 99:99:99:99:99:99 |  | High Risk | 1Y:00-MFG | 12/01/2017 | 12/01/2020 | COOPER UNIVERSITY HOSPITAL |  |  |  |  | David Frye
|  | CAREFUSION | CAREFUSION ALARIS SYSTEM SYRINGE PUMP 8110 |  |  | SPD |  |  |  | 11/17/2004 |  |  |  |  | NO | NO |  |  |  |  | CAREFUSION 10725084 4111428 |  |  | Disposition |  | 99:99:99:99:99:99 |  | High Risk | 1Y:00-MFG | 12/01/2017 | 12/01/2020 | COOPER UNIVERSITY HOSPITAL |  |  | APRIL |  | David Frye
|  | CAREFUSION | CAREFUSION ALARIS SYSTEM SYRINGE PUMP 8110 |  |  | SPD |  |  |  | 06/30/2010 |  |  |  |  | NO | NO |  |  |  |  | CAREFUSION 10725085 13103677 |  |  | Disposition |  | 99:99:99:99:99:99 |  | High Risk | 1Y:00-MFG | 12/01/2017 | 12/01/2020 | COOPER UNIVERSITY HOSPITAL |  |  | CLEANINGAREA |  | David Frye
|  | CAREFUSION | CAREFUSION ALARIS SYSTEM SYRINGE PUMP 8110 |  |  | SPD |  |  |  | 11/17/2004 |  |  |  |  | NO | NO |  |  |  |  | CAREFUSION 10725086 4111422 |  |  | Disposition |  | 99:99:99:99:99:99 |  | High Risk | 1Y:00-MFG | 12/01/2017 | 12/01/2020 | COOPER UNIVERSITY HOSPITAL |  |  | APRIL |  | David Frye
|  | CAREFUSION | CAREFUSION ALARIS SYSTEM SYRINGE PUMP 8110 |  |  | SPD |  |  |  | 06/30/2010 |  |  |  |  | NO | NO |  |  |  |  | CAREFUSION 10725079 13103521 |  |  | Disposition |  | 99:99:99:99:99:99 |  | High Risk | 1Y:00-MFG | 12/01/2017 | 12/01/2020 | COOPER UNIVERSITY HOSPITAL |  |  |  |  | David Frye
|  | CAREFUSION | CAREFUSION ALARIS SYSTEM SYRINGE PUMP 8110 |  |  | SPD |  |  |  | 06/30/2010 |  |  |  |  | NO | NO |  |  |  |  | CAREFUSION 10725080 13103929 |  |  | Disposition |  | 99:99:99:99:99:99 |  | High Risk | 1Y:00-MFG | 12/01/2017 | 12/01/2020 | COOPER UNIVERSITY HOSPITAL |  |  |  |  | David Frye
|  | CAREFUSION | CAREFUSION ALARIS SYSTEM SYRINGE PUMP 8110 |  |  | SPD |  |  |  | 06/24/2015 |  |  |  |  | NO | NO |  |  |  |  | CAREFUSION 10369471 13103674 |  |  | Disposition |  | 99:99:99:99:99:99 |  | High Risk | 1Y:00-MFG | 12/01/2017 | 12/01/2020 | COOPER UNIVERSITY HOSPITAL |  |  |  |  | David Frye
|  | CAREFUSION | CAREFUSION ALARIS SYSTEM SYRINGE PUMP 8110 |  |  | SPD |  |  |  | 11/17/2004 |  |  |  |  | NO | NO |  |  |  |  | CAREFUSION 10368182 9872750 |  |  | Disposition |  | 99:99:99:99:99:99 |  | High Risk | 1Y:00-MFG | 12/04/2017 | 12/01/2020 | COOPER UNIVERSITY HOSPITAL |  |  |  |  | David Frye
|  | CAREFUSION | CAREFUSION ALARIS SYSTEM SYRINGE PUMP 8110 |  |  | SPD |  |  |  | 06/30/2010 |  |  |  |  | NO | NO |  |  |  |  | CAREFUSION 10366353 13103673 |  |  | Disposition |  | 99:99:99:99:99:99 |  | High Risk | 1Y:00-MFG | 12/20/2017 | 12/01/2020 | COOPER UNIVERSITY HOSPITAL |  |  |  |  | David Frye
|  | CAREFUSION | CAREFUSION ALARIS SYSTEM SYRINGE PUMP 8110 |  |  | SPD |  |  |  | 06/30/2010 |  |  |  |  | NO | NO |  |  |  |  | CAREFUSION 10366337 13104659 |  |  | Disposition |  | 99:99:99:99:99:99 |  | High Risk | 1Y:00-MFG | 12/11/2017 | 12/01/2020 | COOPER UNIVERSITY HOSPITAL |  |  |  |  | David Frye
|  | CAREFUSION | CAREFUSION ALARIS SYSTEM SYRINGE PUMP 8110 |  |  | SPD |  |  |  | 12/04/2017 |  |  |  |  | NO | NO |  |  |  |  | CAREFUSION 30236296 13103779 |  |  | Disposition |  | 99:99:99:99:99:99 |  | High Risk | 1Y:00-MFG | 12/04/2017 | 12/04/2017 | COOPER UNIVERSITY HOSPITAL |  |  |  |  | David Frye |  |  |  | 12/04/2017 | 12/04/2017 |  |  |  |  | 12/04/2017 | 12/04/2017
|  | CAREFUSION | CAREFUSION ALARIS SYSTEM SYRINGE PUMP 8110 |  |  | SPD |  |  |  | 12/30/2009 |  |  |  |  | NO | NO |  |  |  |  | CAREFUSION 10365416 13019824 |  |  | Disposition |  | 99:99:99:99:99:99 |  | High Risk | 1Y:00-MFG | 12/11/2017 | 12/01/2020 | COOPER UNIVERSITY HOSPITAL |  |  |  |  | David Frye
|  | CAREFUSION | CAREFUSION ALARIS SYSTEM SYRINGE PUMP 8110 |  |  | SPD |  |  |  | 06/30/2010 |  |  |  |  | NO | NO |  |  |  |  | CAREFUSION 10364816 13105225 |  |  | Disposition |  | 99:99:99:99:99:99 |  | High Risk | 1Y:00-MFG | 12/19/2017 | 12/01/2020 | COOPER UNIVERSITY HOSPITAL |  |  |  |  | David Frye
|  | CAREFUSION | CAREFUSION ALARIS SYSTEM SYRINGE PUMP 8110 |  |  | SPD |  |  |  | 11/17/2004 |  |  |  |  | NO | NO |  |  |  |  | CAREFUSION 10364765 4110328 |  |  | Disposition |  | 99:99:99:99:99:99 |  | High Risk | 1Y:00-MFG | 12/08/2017 | 12/01/2020 | COOPER UNIVERSITY HOSPITAL |  |  | APRIL |  | David Frye
|  | CAREFUSION | CAREFUSION ALARIS SYSTEM SYRINGE PUMP 8110 |  |  | SPD |  |  |  | 11/17/2004 |  |  |  |  | NO | NO |  |  |  |  | CAREFUSION 10360470 4067371 |  |  | Disposition |  | 99:99:99:99:99:99 |  | High Risk | 1Y:00-MFG | 12/04/2017 | 12/01/2020 | COOPER UNIVERSITY HOSPITAL |  |  |  |  | David Frye
|  | CAREFUSION | CAREFUSION ALARIS SYSTEM SYRINGE PUMP 8110 |  |  | SPD |  |  |  | 06/30/2010 |  |  |  |  | NO | NO |  |  |  |  | CAREFUSION 10360407 13104042 |  |  | Disposition |  | 99:99:99:99:99:99 |  | High Risk | 1Y:00-MFG | 12/19/2017 | 12/01/2020 | COOPER UNIVERSITY HOSPITAL |  |  |  |  | David Frye
|  | CAREFUSION | CAREFUSION ALARIS SYSTEM SYRINGE PUMP 8110 |  |  | SPD |  |  |  | 12/30/2009 |  |  |  |  | NO | NO |  |  |  |  | CAREFUSION 10357030 13017587 |  |  | Disposition |  | 99:99:99:99:99:99 |  | High Risk | 1Y:00-MFG | 12/14/2017 | 12/01/2020 | COOPER UNIVERSITY HOSPITAL |  |  |  |  | David Frye
|  | CAREFUSION | CAREFUSION ALARIS SYSTEM SYRINGE PUMP 8110 |  |  | SPD |  |  |  | 11/17/2004 |  |  |  |  | NO | NO |  |  |  |  | CAREFUSION 10357027 4074960 |  |  | Disposition |  | 99:99:99:99:99:99 |  | High Risk | 1Y:00-MFG | 12/04/2017 | 12/01/2020 | COOPER UNIVERSITY HOSPITAL |  |  |  |  | David Frye
|  | CAREFUSION | CAREFUSION ALARIS SYSTEM SYRINGE PUMP 8110 |  |  | SPD |  |  |  | 11/17/2004 |  |  |  |  | NO | NO |  |  |  |  | CAREFUSION 10355250 4110238 |  |  | Disposition |  | 99:99:99:99:99:99 |  | High Risk | 1Y:00-MFG | 12/15/2017 | 12/01/2020 | COOPER UNIVERSITY HOSPITAL |  |  |  |  | David Frye
|  | CAREFUSION | CAREFUSION ALARIS SYSTEM SYRINGE PUMP 8110 |  |  | SPD |  |  |  | 06/30/2010 |  |  |  |  | NO | NO |  |  |  |  | CAREFUSION 10354883 13104673 |  |  | Disposition |  | 99:99:99:99:99:99 |  | High Risk | 1Y:00-MFG | 12/26/2017 | 12/01/2020 | COOPER UNIVERSITY HOSPITAL |  |  |  |  | David Frye
|  | CAREFUSION | CAREFUSION ALARIS SYSTEM SYRINGE PUMP 8110 |  |  | SPD |  |  |  | 06/30/2010 |  |  |  |  | NO | NO |  |  |  |  | CAREFUSION 10354833 13104028 |  |  | Disposition |  | 99:99:99:99:99:99 |  | High Risk | 1Y:00-MFG | 12/29/2017 | 12/01/2020 | COOPER UNIVERSITY HOSPITAL |  |  | 2ND FL NURSING ADMIN |  | David Frye
|  | CAREFUSION | CAREFUSION ALARIS SYSTEM SYRINGE PUMP 8110 |  |  | SPD |  |  |  | 12/30/2009 |  |  |  |  | NO | NO |  |  |  |  | CAREFUSION 10354840 13019330 |  |  | Disposition |  |  |  | High Risk | 1Y:00-MFG | 09/06/2016 | 05/01/2020 | COOPER UNIVERSITY HOSPITAL |  |  | MED/SURG6P |  | David Frye
|  | CAREFUSION | CAREFUSION ALARIS SYSTEM SYRINGE PUMP 8110 |  |  | SPD |  |  |  | 12/30/2009 |  |  |  |  | NO | NO |  |  |  |  | CAREFUSION 10354830 13015951 |  |  | Disposition |  |  |  | High Risk | 1Y:00-MFG | 03/26/2018 | 12/01/2020 | COOPER UNIVERSITY HOSPITAL |  |  |  |  | David Frye
|  | CAREFUSION | CAREFUSION ALARIS SYSTEM SYRINGE PUMP 8110 |  |  | SPD |  |  |  | 12/30/2009 |  |  |  |  | NO | NO |  |  |  |  | CAREFUSION 10354798 13019776 |  |  | Disposition |  | 99:99:99:99:99:99 |  | High Risk | 1Y:00-MFG | 09/12/2018 | 12/01/2020 | COOPER UNIVERSITY HOSPITAL |  |  |  |  | David Frye
|  | CAREFUSION | CAREFUSION ALARIS SYSTEM SYRINGE PUMP 8110 |  |  | SPD |  |  |  | 06/30/2010 |  |  |  |  | NO | NO |  |  |  |  | CAREFUSION 10354773 13103777 |  |  | Disposition |  | 99:99:99:99:99:99 |  | High Risk | 1Y:00-MFG | 12/19/2017 | 12/01/2020 | COOPER UNIVERSITY HOSPITAL |  |  |  |  | David Frye
|  | CAREFUSION | CAREFUSION ALARIS SYSTEM SYRINGE PUMP 8110 |  |  | SPD |  |  |  | 12/30/2009 |  |  |  |  | NO | NO |  |  |  |  | CAREFUSION 10354764 13017386 |  |  | Disposition |  |  |  | High Risk | 1Y:00-MFG | 03/26/2018 | 12/01/2020 | COOPER UNIVERSITY HOSPITAL |  |  |  |  | David Frye
|  | CAREFUSION | CAREFUSION ALARIS SYSTEM SYRINGE PUMP 8110 |  |  | SPD |  |  |  | 06/30/2010 |  |  |  |  | NO | NO |  |  |  |  | CAREFUSION 10354761 13103950 |  |  | Disposition |  | 99:99:99:99:99:99 |  | High Risk | 1Y:00-MFG | 12/08/2017 | 12/01/2020 | COOPER UNIVERSITY HOSPITAL |  |  |  |  | David Frye
|  | CAREFUSION | CAREFUSION ALARIS SYSTEM SYRINGE PUMP 8110 |  |  | SPD |  |  |  | 08/26/2015 |  |  |  |  | NO | NO |  |  |  |  | CAREFUSION 10349246 13103671 |  |  | Disposition |  | 99:99:99:99:99:99 |  | High Risk | 1Y:00-MFG | 12/28/2017 | 12/01/2020 | COOPER UNIVERSITY HOSPITAL |  |  | PHARMACY 215K |  | David Frye
|  | CAREFUSION | CAREFUSION ALARIS SYSTEM SYRINGE PUMP 8110 |  |  | SPD |  |  |  | 11/17/2004 |  |  |  |  | NO | NO |  |  |  |  | CAREFUSION 10349176 4073661 |  |  | Disposition |  | 99:99:99:99:99:99 |  | High Risk | 1Y:00-MFG | 12/19/2017 | 12/01/2020 | COOPER UNIVERSITY HOSPITAL |  |  |  |  | David Frye
|  | CAREFUSION | CAREFUSION ALARIS SYSTEM SYRINGE PUMP 8110 |  |  | SPD |  |  |  | 12/01/2017 |  |  |  |  | NO | NO |  |  |  |  | CAREFUSION 30149728 4074677 |  |  | Disposition |  | 99:99:99:99:99:99 |  | High Risk | 1Y:00-MFG | 12/01/2017 | 12/01/2017 | COOPER UNIVERSITY HOSPITAL |  |  |  |  | David Frye |  |  |  | 12/01/2017 | 12/01/2017 |  |  |  |  | 12/01/2017 | 12/01/2017
|  | CAREFUSION | CAREFUSION ALARIS SYSTEM SYRINGE PUMP 8110 |  |  | SPD |  |  |  | 12/14/2017 |  |  |  |  | NO | NO |  |  |  |  | CAREFUSION 30149726 13103732 |  |  | Disposition |  | 99:99:99:99:99:99 |  | High Risk | 1Y:00-MFG | 12/14/2017 | 12/14/2017 | COOPER UNIVERSITY HOSPITAL |  |  |  |  | David Frye |  |  |  | 12/14/2017 | 12/14/2017 |  |  |  |  | 12/14/2017 | 12/14/2017
|  | CAREFUSION | CAREFUSION ALARIS SYSTEM SYRINGE PUMP 8110 |  |  | SPD |  |  |  | 10/19/2016 |  |  |  |  | NO | NO |  |  |  |  | CAREFUSION 30144850 13105232 |  |  | Disposition |  |  |  | High Risk | 1Y:00-MFG | 10/19/2016 | 10/19/2016 | COOPER UNIVERSITY HOSPITAL |  |  | CLEANINGAREA |  | David Frye |  |  |  | 10/19/2016 | 10/19/2016 |  |  |  |  | 10/19/2016 | 10/19/2016
|  | CAREFUSION | CAREFUSION ALARIS SYSTEM SYRINGE PUMP 8110 |  |  | SPD |  |  |  | 12/11/2017 |  |  |  |  | NO | NO |  |  |  |  | CAREFUSION 30144610 13103459 |  |  | Disposition |  | 99:99:99:99:99:99 |  | High Risk | 1Y:00-MFG | 12/11/2017 | 12/11/2017 | COOPER UNIVERSITY HOSPITAL |  |  |  |  | David Frye |  |  |  | 12/11/2017 | 12/11/2017 |  |  |  |  | 12/11/2017 | 12/11/2017
|  | CAREFUSION | CAREFUSION ALARIS SYSTEM SYRINGE PUMP 8110 |  |  | SPD |  |  |  | 08/31/2016 |  |  |  |  | NO | NO |  |  |  |  | CAREFUSION 30144609 13103931 |  |  | Disposition |  |  |  | High Risk | 1Y:00-MFG | 08/31/2016 | 08/31/2016 | COOPER UNIVERSITY HOSPITAL |  |  | PAV8ROUNDS |  | David Frye |  |  |  | 08/31/2016 | 08/31/2016 |  |  |  |  | 08/31/2016 | 08/31/2016
|  | CAREFUSION | CAREFUSION ALARIS SYSTEM SYRINGE PUMP 8110 |  |  | SPD |  |  |  | 12/21/2017 |  |  |  |  | NO | NO |  |  |  |  | CAREFUSION 30144557 13019454 |  |  | Disposition |  | 99:99:99:99:99:99 |  | High Risk | 1Y:00-MFG | 12/21/2017 | 12/21/2017 | COOPER UNIVERSITY HOSPITAL |  |  |  |  | David Frye |  |  |  | 12/21/2017 | 12/21/2017 |  |  |  |  | 12/21/2017 | 12/21/2017
|  | CAREFUSION | CAREFUSION ALARIS SYSTEM SYRINGE PUMP 8110 |  |  | SPD |  |  |  | 12/01/2017 |  |  |  |  | NO | NO |  |  |  |  | CAREFUSION 30144552 13103672 |  |  | Disposition |  | 99:99:99:99:99:99 |  | High Risk | 1Y:00-MFG | 12/01/2017 | 12/01/2017 | COOPER UNIVERSITY HOSPITAL |  |  |  |  | David Frye |  |  |  | 12/01/2017 | 12/01/2017 |  |  |  |  | 12/01/2017 | 12/01/2017
|  | CAREFUSION | CAREFUSION ALARIS SYSTEM SYRINGE PUMP 8110 |  |  | SPD |  |  |  | 12/07/2017 |  |  |  |  | NO | NO |  |  |  |  | CAREFUSION 30144556 4094470 |  |  | Disposition |  | 99:99:99:99:99:99 |  | High Risk | 1Y:00-MFG | 12/07/2017 | 12/07/2017 | COOPER UNIVERSITY HOSPITAL |  |  | moves |  | David Frye |  |  |  | 12/07/2017 | 12/07/2017 |  |  |  |  | 12/07/2017 | 12/07/2017
|  | CAREFUSION | CAREFUSION ALARIS SYSTEM SYRINGE PUMP 8110 |  |  | SPD |  |  |  | 12/04/2017 |  |  |  |  | NO | NO |  |  |  |  | CAREFUSION 30144555 4111708 |  |  | Disposition |  | 99:99:99:99:99:99 |  | High Risk | 1Y:00-MFG | 12/04/2017 | 12/04/2017 | COOPER UNIVERSITY HOSPITAL |  |  |  |  | David Frye |  |  |  | 12/04/2017 | 12/04/2017 |  |  |  |  | 12/04/2017 | 12/04/2017
|  | CAREFUSION | CAREFUSION ALARIS SYSTEM SYRINGE PUMP 8110 |  |  | SPD |  |  |  | 12/01/2017 |  |  |  |  | NO | NO |  |  |  |  | CAREFUSION 30144553 4133006 |  |  | Disposition |  | 99:99:99:99:99:99 |  | High Risk | 1Y:00-MFG | 12/01/2017 | 12/01/2017 | COOPER UNIVERSITY HOSPITAL |  |  |  |  | David Frye |  |  |  | 12/01/2017 | 12/01/2017 |  |  |  |  | 12/01/2017 | 12/01/2017
|  | CAREFUSION | CAREFUSION ALARIS SYSTEM SYRINGE PUMP 8110 |  |  | SPD |  |  |  | 12/01/2017 |  |  |  |  | NO | NO |  |  |  |  | CAREFUSION 30144551 13018985 |  |  | Disposition |  | 99:99:99:99:99:99 |  | High Risk | 1Y:00-MFG | 12/01/2017 | 12/01/2017 | COOPER UNIVERSITY HOSPITAL |  |  |  |  | David Frye |  |  |  | 12/01/2017 | 12/01/2017 |  |  |  |  | 12/01/2017 | 12/01/2017
|  | CAREFUSION | CAREFUSION ALARIS SYSTEM SYRINGE PUMP 8110 |  |  | SPD |  |  |  | 12/19/2017 |  |  |  |  | NO | NO |  |  |  |  | CAREFUSION 30143551 13103957 |  |  | Disposition |  | 99:99:99:99:99:99 |  | High Risk | 1Y:00-MFG | 12/19/2017 | 12/19/2017 | COOPER UNIVERSITY HOSPITAL |  |  |  |  | David Frye |  |  |  | 12/19/2017 | 12/19/2017 |  |  |  |  | 12/19/2017 | 12/19/2017
|  | CAREFUSION | CAREFUSION ALARIS SYSTEM SYRINGE PUMP 8110 |  |  | SPD |  |  |  | 12/15/2017 |  |  |  |  | NO | NO |  |  |  |  | CAREFUSION 30143546 4074679 |  |  | Disposition |  | 99:99:99:99:99:99 |  | High Risk | 1Y:00-MFG | 12/15/2017 | 12/15/2017 | COOPER UNIVERSITY HOSPITAL |  |  |  |  | David Frye |  |  |  | 12/15/2017 | 12/15/2017 |  |  |  |  | 12/15/2017 | 12/15/2017
|  | CAREFUSION | CAREFUSION ALARIS SYSTEM SYRINGE PUMP 8110 |  |  | SPD |  |  |  | 12/19/2017 |  |  |  |  | NO | NO |  |  |  |  | CAREFUSION 30143548 4110738 |  |  | Disposition |  | 99:99:99:99:99:99 |  | High Risk | 1Y:00-MFG | 12/19/2017 | 12/19/2017 | COOPER UNIVERSITY HOSPITAL |  |  |  |  | David Frye |  |  |  | 12/19/2017 | 12/19/2017 |  |  |  |  | 12/19/2017 | 12/19/2017
|  | CAREFUSION | CAREFUSION ALARIS SYSTEM SYRINGE PUMP 8110 |  |  | SPD |  |  |  | 12/11/2017 |  |  |  |  | NO | NO |  |  |  |  | CAREFUSION 30143547 13104818 |  |  | Disposition |  | 99:99:99:99:99:99 |  | High Risk | 1Y:00-MFG | 12/11/2017 | 12/11/2017 | COOPER UNIVERSITY HOSPITAL |  |  |  |  | David Frye |  |  |  | 12/11/2017 | 12/11/2017 |  |  |  |  | 12/11/2017 | 12/11/2017
|  | CAREFUSION | CAREFUSION ALARIS SYSTEM SYRINGE PUMP 8110 |  |  | SPD |  |  |  | 12/01/2017 |  |  |  |  | NO | NO |  |  |  |  | CAREFUSION 30143538 13103627 |  |  | Disposition |  | 99:99:99:99:99:99 |  | High Risk | 1Y:00-MFG | 12/01/2017 | 12/01/2017 | COOPER UNIVERSITY HOSPITAL |  |  |  |  | David Frye |  |  |  | 12/01/2017 | 12/01/2017 |  |  |  |  | 12/01/2017 | 12/01/2017
|  | CAREFUSION | CAREFUSION ALARIS SYSTEM SYRINGE PUMP 8110 |  |  | SPD |  |  |  | 12/11/2017 |  |  |  |  | NO | NO |  |  |  |  | CAREFUSION 30143536 4074097 |  |  | Disposition |  | 99:99:99:99:99:99 |  | High Risk | 1Y:00-MFG | 12/11/2017 | 12/11/2017 | COOPER UNIVERSITY HOSPITAL |  |  |  |  | David Frye |  |  |  | 12/11/2017 | 12/11/2017 |  |  |  |  | 12/11/2017 | 12/11/2017
|  | CAREFUSION | CAREFUSION ALARIS SYSTEM SYRINGE PUMP 8110 |  |  | SPD |  |  |  | 12/11/2017 |  |  |  |  | NO | NO |  |  |  |  | CAREFUSION 30143532 12890610 |  |  | Disposition |  | 99:99:99:99:99:99 |  | High Risk | 1Y:00-MFG | 12/11/2017 | 12/11/2017 | COOPER UNIVERSITY HOSPITAL |  |  |  |  | David Frye |  |  |  | 12/11/2017 | 12/11/2017 |  |  |  |  | 12/11/2017 | 12/11/2017
|  | CAREFUSION | CAREFUSION ALARIS SYSTEM SYRINGE PUMP 8110 |  |  | SPD |  |  |  | 12/15/2017 |  |  |  |  | NO | NO |  |  |  |  | CAREFUSION 30143533 4094268 |  |  | Disposition |  | 99:99:99:99:99:99 |  | High Risk | 1Y:00-MFG | 12/15/2017 | 12/15/2017 | COOPER UNIVERSITY HOSPITAL |  |  |  |  | David Frye |  |  |  | 12/15/2017 | 12/15/2017 |  |  |  |  | 12/15/2017 | 12/15/2017
|  | CAREFUSION | CAREFUSION ALARIS SYSTEM SYRINGE PUMP 8110 |  |  | SPD |  |  |  | 12/01/2017 |  |  |  |  | NO | NO |  |  |  |  | CAREFUSION 30143535 13103778 |  |  | Disposition |  | 99:99:99:99:99:99 |  | High Risk | 1Y:00-MFG | 12/01/2017 | 12/01/2017 | COOPER UNIVERSITY HOSPITAL |  |  |  |  | David Frye |  |  |  | 12/01/2017 | 12/01/2017 |  |  |  |  | 12/01/2017 | 12/01/2017
|  | CAREFUSION | CAREFUSION ALARIS SYSTEM SYRINGE PUMP 8110 |  |  | SPD |  |  |  | 12/19/2017 |  |  |  |  | NO | NO |  |  |  |  | CAREFUSION 30143527 4111351 |  |  | Disposition |  | 99:99:99:99:99:99 |  | High Risk | 1Y:00-MFG | 12/19/2017 | 12/19/2017 | COOPER UNIVERSITY HOSPITAL |  |  |  |  | David Frye |  |  |  | 12/19/2017 | 12/19/2017 |  |  |  |  | 12/19/2017 | 12/19/2017
|  | CAREFUSION | CAREFUSION ALARIS SYSTEM SYRINGE PUMP 8110 |  |  | SPD |  |  |  | 12/20/2017 |  |  |  |  | NO | NO |  |  |  |  | CAREFUSION 30143364 13019359 |  |  | Disposition |  | 99:99:99:99:99:99 |  | High Risk | 1Y:00-MFG | 12/20/2017 | 12/20/2017 | COOPER UNIVERSITY HOSPITAL |  |  |  |  | David Frye |  |  |  | 12/20/2017 | 12/20/2017 |  |  |  |  | 12/20/2017 | 12/20/2017
|  | CAREFUSION | CAREFUSION ALARIS SYSTEM SYRINGE PUMP 8110 |  |  | SPD |  |  |  | 09/28/2016 |  |  |  |  | NO | NO |  |  |  |  | CAREFUSION 30143359 13103502 |  |  | Disposition |  |  |  | High Risk | 1Y:00-MFG | 09/28/2016 | 09/28/2016 | COOPER UNIVERSITY HOSPITAL |  |  | rm 757 |  | David Frye |  |  |  | 09/28/2016 | 09/28/2016 |  |  |  |  | 09/28/2016 | 09/28/2016
|  | CAREFUSION | CAREFUSION ALARIS SYSTEM SYRINGE PUMP 8110 |  |  | SPD |  |  |  | 06/10/2015 |  |  |  |  | NO | NO |  |  |  |  | CAREFUSION 10346258 13019653 |  |  | Disposition |  | 99:99:99:99:99:99 |  | High Risk | 1Y:00-MFG | 12/19/2017 | 12/01/2020 | COOPER UNIVERSITY HOSPITAL |  |  |  |  | David Frye
|  | CAREFUSION | CAREFUSION CALIBRATION PUMP 3L |  |  | VOORHEES SURGERY CENTER-PULMONARY |  |  |  | 05/03/2016 |  |  |  |  | NO | NO |  |  |  |  | CAREFUSION 10505009 95320769 |  |  | Active |  | 99:99:99:99:99:99 |  | Test Equipment | 1Y:00-GEN | 04/24/2019 | 04/01/2020 | COOPER AMBULATORY OFF-SITES |  |  |  |  | SUSAN PINE
|  | CAREFUSION | CAREFUSION CALIBRATION PUMP 3L |  |  | VOORHEES SURGERY CENTER-PULMONARY |  |  |  | 05/03/2016 |  |  |  |  | NO | NO |  |  |  |  | CAREFUSION 10505010 95319360 |  |  | Active |  | 99:99:99:99:99:99 |  | Test Equipment | 1Y:00-GEN | 04/24/2019 | 04/01/2020 | COOPER AMBULATORY OFF-SITES |  |  | IN PULL OUT DRAWERS PROC. RMS. |  | SUSAN PINE
|  | CAREFUSION | CAREFUSION ELITE 100 |  | EAL0605 | WILLINGBORO COOPER UNIVERSITY PHYSICIANS |  |  |  | 11/02/2019 |  |  |  |  | NO | NO |  |  |  |  | CAREFUSION 30144738 EAL0605 |  |  | Active |  | 99:99:99:99:99:99 |  | Equipment | PAAR:00-PVAR | 11/02/2019 | 11/02/2019 | COOPER AMBULATORY OFF-SITES |  |  | Room 107 Closet |  | PATTY LEWIS |  |  |  | 11/02/2019 | 11/02/2019 |  |  |  |  | 11/02/2019 | 11/02/2019
|  | CAREFUSION | CAREFUSION ELITE 100R |  | EAK1975 | MILLVILLE-AIR MED |  |  |  | 10/16/2019 |  |  |  |  | NO | NO |  |  |  |  | CAREFUSION 22346 EAK1975 |  |  | Disposition |  |  |  | Equipment | PAAR:00-PVAR | 10/16/2019 | 10/16/2019 | COOPER AMBULATORY OFF-SITES |  |  | MILLVILLE - CHOPPER |  | RICK ROHRBACH |  |  |  | 10/16/2019 | 10/16/2019 |  |  |  |  | 10/16/2019 | 10/16/2019
|  | CAREFUSION | CAREFUSION ELITE 200 |  | ECL1321 | TRAUMA ICU |  |  |  | 10/31/2019 |  |  |  |  | NO | NO |  |  |  |  | CAREFUSION 30142865 ECL1321 |  |  | Active |  | 99:99:99:99:99:99 |  | Equipment | PAAR:00-PVAR | 10/31/2019 | 10/31/2019 | COOPER UNIVERSITY HOSPITAL |  |  | TICU-CRASH CART |  | Diane Floyd |  |  |  | 10/31/2019 | 10/31/2019 |  |  |  |  | 10/31/2019 | 10/31/2019
|  | CAREFUSION | CAREFUSION ELITE 200 |  | ECL1323 | TRAUMA ICU |  |  |  | 11/02/2019 |  |  |  |  | NO | NO |  |  |  |  | CAREFUSION 30142863 ECL1323 |  |  | Disposition |  | 99:99:99:99:99:99 |  | Equipment | PAAR:00-PVAR | 11/02/2019 | 11/02/2019 | COOPER UNIVERSITY HOSPITAL |  |  | TICU-NURSE STATION | WOT00000000524403 | Diane Floyd | Disposition | Closed | Tom Burhart | 11/02/2019 | 11/02/2019 | Bulk Disposition CNL | see WOT00000002202581 Dispositioned from Work Order Task WOT00000000524403 CEID: 30142863 | EXP2972422 | Labor | 11/02/2019 | 11/02/2019 | Tom Burhart
|  | CAREFUSION | CAREFUSION IMEXDOP CT+ |  | CTVN0108 | EMERGENCY ROOM |  |  | excluded | 11/02/2019 |  |  |  |  | NO | NO |  |  |  |  | CAREFUSION 11222208 CTVN0108 |  |  | Active |  | 99:99:99:99:99:99 |  | Equipment | PAAR:00-PVAR | 11/02/2019 | 11/02/2019 | COOPER UNIVERSITY HOSPITAL |  |  | ER |  | KAREN GRUBER |  |  |  | 11/02/2019 | 11/02/2019 |  |  |  |  | 11/02/2019 | 11/02/2019
|  | CAREFUSION | CAREFUSION IMEXDOP CT+ |  | CTVL0686 | PAVILION PACU |  |  | excluded | 08/31/2011 |  |  |  |  | NO | NO |  |  |  |  | CAREFUSION 10368516 CTVL0686 |  |  | Active |  | 99:99:99:99:99:99 |  | Equipment | PAAR:00-PVAR | 10/31/2019 |  | COOPER UNIVERSITY HOSPITAL |  |  | PACU |  | FRANK OBRIEN
|  | CAREFUSION | CAREFUSION IMEXDOP CT+ |  | CTVM0L00 | TRAUMA ICU |  |  | excluded | 02/27/2012 |  |  |  |  | NO | NO |  |  |  |  | CAREFUSION 10365477 CTVM0L00 |  |  | Active |  | 99:99:99:99:99:99 |  | Equipment | PAAR:00-PVAR | 11/01/2019 |  | COOPER UNIVERSITY HOSPITAL |  |  | TRAUMA ICU 3RD FLOOR |  | Diane Floyd
|  | CAREFUSION | CAREFUSION LTV 1200 |  | E43842 | MILLVILLE-AIR MED |  |  |  | 04/07/2011 |  |  |  |  | NO | NO |  |  |  |  | CAREFUSION 10366970 E43842 |  |  | Disposition |  |  |  | Life Support | 2Y:00-MFG | 03/21/2016 | 03/01/2021 | COOPER AMBULATORY OFF-SITES |  |  | MAIN HANGER |  | RICK ROHRBACH
|  | CAREFUSION | CAREFUSION NICOLET CORTICAL STIMULATOR |  | MBR110634-0 | NEUROLOGY/EEG |  |  |  | 06/20/2016 |  |  |  |  | NO | NO |  |  |  |  | CAREFUSION 30144330 MBR110634-0 |  |  | Disposition |  |  |  | High Risk | 1Y:00-MFG | 06/20/2016 | 06/20/2016 | COOPER UNIVERSITY HOSPITAL |  |  | EEG |  | Debbie Hughes |  |  |  | 06/20/2016 | 06/20/2016 |  |  |  |  | 06/20/2016 | 06/20/2016
|  | CAREFUSION | CAREFUSION NICOLET NICVUE |  | RA090215 | NEUROLOGY/EEG |  |  |  | 04/13/2009 |  |  |  |  | NO | NO |  |  |  |  | CAREFUSION 10368666 RA090215 |  |  | Active |  | 00:19:0F:00:AC:29 |  | Equipment | PAAR:00-PVAR | 11/02/2019 |  | COOPER UNIVERSITY HOSPITAL |  |  | READING ROOM |  | Debbie Hughes
|  | CAREFUSION | CAREFUSION NICOLET NICVUE |  | RA090216 | NEUROLOGY/EEG |  |  |  | 04/13/2009 |  |  |  |  | NO | NO |  |  |  |  | CAREFUSION 10368665 RA090216 |  |  | Active |  | 00:19:0F:00:E0:C9 |  | Equipment | PAAR:00-PVAR | 11/01/2019 |  | COOPER UNIVERSITY HOSPITAL |  |  | EEG KELEMEN 2 |  | Debbie Hughes
|  | CAREFUSION | CAREFUSION NICOLET NICVUE |  | MY030326 | NEUROLOGY/EEG |  |  |  | 05/08/2003 |  |  |  |  | NO | NO |  |  |  |  | CAREFUSION 10368664 MY030326 |  |  | Disposition |  | 00:00:00:00:00:00 |  | Equipment | PAAR:00-PVAR | 11/02/2019 |  | COOPER UNIVERSITY HOSPITAL |  |  | READING ROOM | WOT00000000527723 | Debbie Hughes | Disposition | Closed | Kirk Lis | 02/08/2018 | 04/22/2019 | Bulk Disposition CNL | RESEARCHED EQUIPMENT. UNIT WAS TRASHED BY DEPARTMENT WITH THE PURCHASE OF NEW EEG MACHINES. | EXP2754125 | Labor | 04/22/2019 | 04/22/2019 | Kirk Lis
|  | CAREFUSION | CAREFUSION NICOLET NICVUE |  | RA110370M | NEUROLOGY/EEG |  |  |  | 04/13/2011 |  |  |  |  | NO | NO |  |  |  |  | CAREFUSION 10368662 RA110370M |  |  | Active |  | 00:19:0F:07:3D:82 |  | Equipment | PAAR:00-PVAR | 11/01/2019 |  | COOPER UNIVERSITY HOSPITAL |  |  | READING ROOM |  | Debbie Hughes
|  | CAREFUSION | CAREFUSION POCKET DOP II VASCULAR |  | P146434 | 401 KINGS HIGHWAY - ORTHOPEDICS |  |  | excluded | 01/01/1900 |  |  |  |  | NO | NO |  |  |  |  | CAREFUSION 10346106 P146434 |  |  | Active |  | 99:99:99:99:99:99 |  | Equipment | PAAR:00-PVAR | 11/02/2019 |  | COOPER AMBULATORY OFF-SITES |  |  | NURSES STATION |  | HELEN BOYLE
|  | CAREFUSION | CAREFUSION REVEL |  |  | MILLVILLE-AIR MED |  |  |  | 09/26/2019 |  |  |  |  | NO | NO |  |  |  |  | CAREFUSION 11221564 82938 |  |  | Active |  | 99:99:99:99:99:99 |  | Life Support | 6M:00-MFG | 09/26/2019 | 09/26/2019 | COOPER AMBULATORY OFF-SITES |  |  |  | WOT00000001072236 | RICK ROHRBACH | Performance Verification | Closed | Josh Harris | 09/26/2019 | 09/26/2019 | Performance Verification for CAREFUSION 11221564 82938 | Initial Install of Performance Verification. Device is ready for patient use. |  |  | 09/26/2019 | 09/26/2019
TL30126247 |  | CAREFUSION | CAREFUSION REVEL |  |  | MILLVILLE-AIR MED |  |  |  | 08/28/2017 |  |  |  |  | NO | NO |  |  |  |  | CAREFUSION TL30126247 64885 |  |  | Disposition |  |  |  | Life Support | 6M:00-MFG | 08/28/2017 | 08/28/2017 | COOPER AMBULATORY OFF-SITES |  |  |  |  | RICK ROHRBACH |  |  |  | 08/28/2017 | 08/28/2017 |  |  |  |  | 08/28/2017 | 08/28/2017
|  | CAREFUSION | CAREFUSION VMAX AUTOBOX |  | JMU000767A | VOORHEES SURGERY CENTER-PULMONARY |  |  |  | 01/11/2012 |  |  |  |  | NO | NO |  |  |  |  | CAREFUSION 10356792 JMU000767A |  |  | Disposition |  |  |  | Accessory | PAAR:00-PVAR | 11/02/2019 |  | COOPER AMBULATORY OFF-SITES |  |  | PFT Testing |  | SUSAN PINE
|  | CAREFUSION | CAREFUSION VMAX AUTOBOX |  | JMV003243-A | PENNSVILLE-MEDICINE |  |  |  | 11/08/2006 |  |  |  |  | NO | NO |  |  |  |  | CAREFUSION 10345911 JMV003243-A |  |  | Disposition |  |  |  | Accessory | PAAR:00-PVAR | 11/02/2019 |  | COOPER AMBULATORY OFF-SITES |  |  | EXAM 18 | 0011031954 | Heather Rhodes | Repair | Closed | Michael Youch | 01/06/2017 | 01/06/2017 | PULMONARY FUNCTION TESTING UNIT - NEEDS REMOVED AND DISPOSED OF, CALL FIRST - PENNSVILLE STE 100 | 1/6/2017 10:24:09 AM MDYOUCH (MDYOUCH 1/6/2017 10:00 AM) ITEM IS NO LONGER NEEDED AND IS NOT USABLE AT ANY OTHER SITES. JOANNA IS MAIKING ARRANGEMENTS WITH MATERIALS MGT TO PICK UP AND DISPOSE OF. 1/6/2017 10:28:09 AM MDYOUCH This device has been removed from an active status with the RSQ Database, and physically removed from the facility. Device retired on 1/6/2017; Authorized By: JOANNA GRANGER; Nature of Retirement: NO LONGER NEEDED; Days In Service: 582 | DA68BD38-A137-4E1A-850D-D062B00B0D0C | Labor | 01/06/2017 | 01/06/2017 | Michael Youch
|  | CARESTREAM HEALTH, INC. | CARESTREAM HEALTH, INC. DRX CORE 3543C |  |  | KINGS HIGHWAY-RADIOLOGY |  |  |  | 11/01/2019 |  |  |  |  | NO | NO |  |  |  |  | CARESTREAM HEALTH, INC. 11222055 183730120680 |  |  | Active |  | 99:99:99:99:99:99 |  | Accessory | 1Y:00-MFG | 11/01/2019 | 11/01/2019 | COOPER AMBULATORY OFF-SITES |  |  | Actual Plate | WOT00000001872737 | SUZEN SCHAFFER | Performance Verification | Closed | Charles Santomero | 11/01/2019 | 11/01/2019 | Performance Verification for CARESTREAM HEALTH, INC. 11222055 183730120680 | Initial Install of Performance Verification. Device is ready for patient use. |  |  | 11/01/2019 | 11/01/2019
|  | CARESTREAM HEALTH, INC. | CARESTREAM HEALTH, INC. DRX CORE 3543C |  |  | VOORHEES SURGERY CENTER-RADIOLOGY |  |  |  | 03/05/2019 |  |  |  |  | NO | NO |  |  |  |  | CARESTREAM HEALTH, INC. 11222048 181930120545 |  |  | Active |  |  |  | Accessory | 1Y:00-MFG | 03/05/2019 | 03/05/2019 | COOPER AMBULATORY OFF-SITES |  |  | Bldg 1, Suite B, Plate 2 of 2 | WOT00000002346547 | PAT STIENES | Performance Verification | Closed | Charles Santomero | 03/05/2019 | 03/05/2019 | Performance Verification for CARESTREAM HEALTH, INC. 11222048 181930120545 | Initial Install of Performance Verification. Device is ready for patient use. |  |  | 03/05/2019 | 03/05/2019
|  | CARESTREAM HEALTH, INC. | CARESTREAM HEALTH, INC. DRX CORE 3543C |  |  | ORTHOPEDICS |  |  |  | 03/05/2019 |  |  |  |  | NO | NO |  |  |  |  | CARESTREAM HEALTH, INC. 11208113 183830120694 |  |  | Active |  |  |  | Accessory | 1Y:00-MFG | 03/05/2019 | 03/05/2019 | COOPER AMBULATORY OFF-SITES |  |  | Marlton Rt 73 So STE 303 EVESHAM COMMONS | WOT00000002346245 | JOAN STEAD | Performance Verification | Closed | Charles Santomero | 03/05/2019 | 03/05/2019 | Performance Verification for CARESTREAM HEALTH, INC. 11208113 183830120694 | Initial Install of Performance Verification. Device is ready for patient use. |  |  | 03/05/2019 | 03/05/2019
|  | CARESTREAM HEALTH, INC. | CARESTREAM HEALTH, INC. DRX CORE 3543C |  |  | AUDUBON URGENT CARE |  |  |  | 08/14/2017 |  |  |  |  | NO | NO |  |  |  |  | CARESTREAM HEALTH, INC. 10732397 172030120114 |  |  | Active |  | 99:99:99:99:99:99 |  | Accessory | 1Y:00-MFG | 11/01/2019 | 11/01/2020 | COOPER AMBULATORY OFF-SITES |  |  | Actual Detector at Audubon UC | 0012494776 | MELISSA PORTOBANCO | Performance Verification | Closed | Josh Harris | 12/08/2017 | 12/08/2017 | INCOMING INVENTORY | DEVICE INVENTORIED | B9CEB039-BCF3-4F43-97E5-A11A3859FC9E | Labor | 12/08/2017 | 12/08/2017 | Josh Harris
|  | CARESTREAM HEALTH, INC. | CARESTREAM HEALTH, INC. DRX CORE 3543C |  |  | 401 KINGS HIGHWAY - ORTHOPEDICS |  |  |  | 08/14/2017 |  |  |  |  | NO | NO |  |  |  |  | CARESTREAM HEALTH, INC. 10732396 172430120154 |  |  | Active |  | 99:99:99:99:99:99 |  | Accessory | 1Y:00-MFG | 11/01/2019 | 11/01/2020 | COOPER AMBULATORY OFF-SITES |  |  | Actual Plate- 401 Kings Hwy South | 0012494767 | HELEN BOYLE | Performance Verification | Closed | Josh Harris | 12/08/2017 | 12/08/2017 | INCOMING INVENTORY | DEVICE INVENTORIED | 862302E4-F252-4ADC-9710-522C16465FDF | Labor | 12/08/2017 | 12/08/2017 | Josh Harris
|  | CARESTREAM HEALTH, INC. | CARESTREAM HEALTH, INC. DRX CORE 3543C |  |  | CHERRY HILL BONE AND JOINT |  |  |  | 08/04/2017 |  |  |  |  | NO | NO |  |  |  |  | CARESTREAM HEALTH, INC. 10732387 172430120150 |  |  | Active |  | 99:99:99:99:99:99 |  | Accessory | 1Y:00-MFG | 01/31/2019 | 01/01/2020 | COOPER AMBULATORY OFF-SITES |  |  | Hand Center-PLATE, 1878 RT 70- SUITE 5 | WOT00000000898623 | CASSANDRA RIVERA | Performance Verification | Closed | Charles Santomero | 05/03/2018 | 06/06/2019 | Performance Verification for CARESTREAM HEALTH, INC. 10732387 172430120150 | Initial Install of Performance Verification. Device is ready for patient use.
|  | CARESTREAM HEALTH, INC. | CARESTREAM HEALTH, INC. DRX CORE 3543C |  |  | RUNNEMEDE URGENT CARE |  |  |  | 07/07/2018 |  |  |  |  | NO | NO |  |  |  |  | CARESTREAM HEALTH, INC. 10649918 172030120117 |  |  | Active |  | 99:99:99:99:99:99 |  | Accessory | 1Y:00-MFG | 12/17/2018 | 01/01/2020 | COOPER AMBULATORY OFF-SITES |  |  | X-Ray Room | WOT00000001839954 | MELISSA PORTOBANCO | Performance Verification | Closed | Charles Santomero | 12/17/2018 | 06/24/2019 | Performance Verification for CARESTREAM HEALTH, INC. 10649918 172030120117 | Initial Install of Performance Verification. Device is ready for patient use.
|  | CARESTREAM HEALTH, INC. | CARESTREAM HEALTH, INC. DRX PLUS 3543C |  |  | VOORHEES SURGERY CENTER-RADIOLOGY |  |  |  | 03/05/2019 |  |  |  |  | NO | NO |  |  |  |  | CARESTREAM HEALTH, INC. 11222043 180630100358 |  |  | Active |  |  |  | Accessory | 1Y:00-MFG | 03/05/2019 | 03/05/2019 | COOPER AMBULATORY OFF-SITES |  |  | Bldg 1, Suite E/AMX, Plate 1 of 2 | WOT00000002346500 | PAT STIENES | Performance Verification | Closed | Charles Santomero | 03/05/2019 | 03/05/2019 | Performance Verification for CARESTREAM HEALTH, INC. 11222043 180630100358 | Initial Install of Performance Verification. Device is ready for patient use. |  |  | 03/05/2019 | 03/05/2019
|  | CARESTREAM HEALTH, INC. | CARESTREAM HEALTH, INC. DRX PLUS 3543C |  |  | AUDUBON URGENT CARE |  |  |  | 04/10/2017 |  |  |  |  | NO | NO |  |  |  |  | CARESTREAM HEALTH, INC. 10649906 171430100578 |  |  | Disposition |  | 99:99:99:99:99:99 |  | Accessory | 1Y:00-MFG | 11/27/2018 |  | COOPER AMBULATORY OFF-SITES |  |  | Dispositioned in Legacy, Audubon UC | 0012410614 | MELISSA PORTOBANCO | Performance Verification | Closed | Josh Harris | 11/17/2017 | 11/17/2017 | INCOMING INVENTORY | DEVICE INVENTORIED | 8E30AD38-3E22-4082-9CDD-88B8A2547C23 | Labor | 11/17/2017 | 11/17/2017 | Josh Harris
|  | CARESTREAM HEALTH, INC. | CARESTREAM HEALTH, INC. DRX PLUS 3543C |  |  | CINNAMINSON URGENT CARE |  |  |  | 06/26/2017 |  |  |  |  | NO | NO |  |  |  |  | CARESTREAM HEALTH, INC. 10505049 171230120089 |  |  | Active |  | 99:99:99:99:99:99 |  | Accessory | 1Y:00-MFG | 12/31/2018 | 12/01/2019 | COOPER AMBULATORY OFF-SITES |  |  | Actual Plate | 0012062745 | MELISSA PORTOBANCO | Preventative Maintenance | Closed | Charles Santomero | 08/24/2017 | 08/24/2017 | PERFORMANCE ASSURANCE AT INVENTORY | INVENTORIED DEVICE AND ENSURED DEVICE WAS FUNCTIONING PROPERLY. | 276D8B54-D4CC-40BF-854B-A39FBCB28EDA | Labor | 06/26/2017 | 06/26/2017 | Charles Santomero
|  | CARESTREAM HEALTH, INC. | CARESTREAM HEALTH, INC. DRX-1 CONSOLE |  |  | VOORHEES SURGERY CENTER-RADIOLOGY |  |  |  | 06/20/2019 |  |  |  |  | NO | NO |  |  |  |  | CARESTREAM HEALTH, INC. 11222044 2186 |  |  | Active |  | 00:40:45:3A:56:9D |  | Equipment | 1Y:00-MFG | 06/20/2019 | 06/20/2019 | COOPER AMBULATORY OFF-SITES |  |  | Suite E AMX4 Portable X-Ray | WOT00000002957337 | PAT STIENES | Performance Verification | Closed | Charles Santomero | 06/20/2019 | 06/20/2019 | Performance Verification for CARESTREAM HEALTH, INC. 11222044 2186 | Initial Install of Performance Verification. Device is ready for patient use. |  |  | 06/20/2019 | 06/20/2019
|  | CARESTREAM HEALTH, INC. | CARESTREAM HEALTH, INC. DRX-1 CONSOLE |  |  | RUNNEMEDE URGENT CARE |  |  |  | 07/07/2018 |  |  |  |  | NO | NO |  |  |  |  | CARESTREAM HEALTH, INC. 10649917 010482 |  |  | Active |  | 70:5A:0F:3A:54:85 |  | Equipment | 1Y:00-MFG | 12/17/2018 | 01/01/2020 | COOPER AMBULATORY OFF-SITES |  |  |  | WOT00000001839996 | MELISSA PORTOBANCO | Performance Verification | Closed | Charles Santomero | 12/17/2018 | 06/24/2019 | Performance Verification for CARESTREAM HEALTH, INC. 10649917 010482 | Initial Install of Performance Verification. Device is ready for patient use.
TDRXR1/3397 |  | CARESTREAM HEALTH, INC. | CARESTREAM HEALTH, INC. DRX-REVOLUTION |  |  | RADIOLOGY DIAGNOSTICS |  |  | long term rental that was returned | 09/30/2019 |  |  |  |  | NO | NO |  |  |  |  | CARESTREAM HEALTH, INC. TDRXR1/3397 3397 |  |  | Temporary | TL1122066 | C4:00:AD:15:AE:5A |  | Equipment | 1Y:00-MFG | 09/30/2019 | 09/30/2019 | COOPER UNIVERSITY HOSPITAL |  |  | ICU Storage | WOT00000001472810 | PAULETTE DUCKREY | Performance Verification | Closed | Charles Santomero | 09/30/2019 | 09/30/2019 | Performance Verification for CARESTREAM HEALTH, INC. TL1122066 3397 | Initial Install of Performance Verification. Device is ready for patient use. |  |  | 09/30/2019 | 09/30/2019
|  | CARESTREAM HEALTH, INC. | CARESTREAM HEALTH, INC. Q-RAD |  | QRAD-16R-1020 | RUNNEMEDE URGENT CARE |  |  |  | 07/07/2018 |  |  |  |  | NO | NO |  |  |  |  | CARESTREAM HEALTH, INC. 10649919 QRAD-16R-1020 |  |  | Active |  | 11:11:11:11:11:11 |  | Equipment | 1Y:00-MFG | 12/17/2018 | 01/01/2020 | COOPER AMBULATORY OFF-SITES |  |  | X-Ray Room | WOT00000001839732 | MELISSA PORTOBANCO | Performance Verification | Closed | Charles Santomero | 12/17/2018 | 06/29/2019 | Performance Verification for CARESTREAM HEALTH, INC. 10649919 QRAD-16R-1020 | Initial Install of Performance Verification. Device is ready for patient use.
|  | CARL ZEISS | CARL ZEISS 3CCD MONO NTSC |  | 6903-404502 | OR - KELEMEN 3 |  |  |  | 02/01/2016 |  |  |  |  | NO | NO |  |  |  |  | CARL ZEISS 10778 6903-404502 |  |  | Disposition |  |  |  | Equipment | 1Y:00-MFG | 02/01/2016 | 02/01/2016 | COOPER UNIVERSITY HOSPITAL |  |  |  |  | DOMINIC VENDETTA |  |  |  | 02/01/2016 | 02/01/2016 |  |  |  |  | 02/01/2016 | 02/01/2016
|  | CARL ZEISS | CARL ZEISS MEDILIVE MINDSTREAM |  |  | VOORHEES SURGERY CENTER-OPERATING ROOM |  |  |  | 07/23/2015 |  |  |  |  | NO | NO |  |  |  |  | CARL ZEISS 18113 6903405520 |  |  | Disposition |  |  |  | Equipment | 1Y:00-MFG | 07/23/2015 | 07/23/2015 | COOPER AMBULATORY OFF-SITES |  |  | SUITE E |  | JENNIFER BOMBARO |  |  |  | 07/23/2015 | 07/23/2015 |  |  |  |  | 07/23/2015 | 07/23/2015
|  | CARL ZEISS | CARL ZEISS OPMI PENTERO (HAS EOL) |  |  | OPERATING ROOM - PAVILION |  |  |  | 09/29/2004 |  |  |  |  | NO | NO |  |  |  |  | CARL ZEISS 10368288 401433 |  |  | Disposition |  | 90:1B:0E:0D:B4:6C |  | Equipment | PAAR:00-PVAR | 11/02/2019 |  | COOPER UNIVERSITY HOSPITAL |  |  | OR 5 | WOT00000000515521 | DOMINIC VENDETTA | Disposition | Closed | Salvatore Bombara | 02/08/2018 | 05/15/2019 | Bulk Disposition CNL | Unit has been retired | EXP2931447 | Labor | 05/15/2019 | 05/15/2019 | Salvatore Bombara
|  | CASTLE | CASTLE 2410M |  | CP410W06 | KELEMEN N6 |  |  |  | 12/28/2005 |  |  |  |  | NO | NO |  |  |  |  | CASTLE 10360497 CP410W06 |  |  | Active |  | 99:99:99:99:99:99 |  | Equipment | PAAR:00-PVAR | 11/02/2019 |  | COOPER UNIVERSITY HOSPITAL |  |  | PEDS/6N TREATMENT RM | WOT00000000523200 | Susan Cannon | Disposition | Closed | Gene Amodei | 02/08/2018 | 05/24/2019 | Bulk Disposition CNL
|  | CASTLE | CASTLE 2410M |  |  | VOORHEES SURGERY CENTER-SURGERY DEPT |  |  |  | 01/01/1900 |  |  |  |  | NO | NO |  |  |  |  | CASTLE 05349 9712070 |  |  | Disposition |  |  |  | Equipment | PAAR:00-PVAR | 10/16/2019 |  | COOPER AMBULATORY OFF-SITES |  |  | G207 |  | Theresa Megali
|  | CASTLE | CASTLE 2410M |  | LN9602118 | BIOMEDICAL |  |  |  | 01/01/1900 |  |  |  |  | NO | NO |  |  |  |  | CASTLE 04939 LN9602118 |  |  | Disposition |  |  |  | Equipment | PAAR:00-PVAR | 10/16/2019 |  | COOPER UNIVERSITY HOSPITAL |  |  | EMPLOYEE HEALTH |  | Bonnie Aichroch
|  | CASTLE | CASTLE 2410M |  | N0007070 | EMERGENCY ROOM |  |  |  | 01/01/1900 |  |  |  |  | NO | NO |  |  |  |  | CASTLE 01961 N0007070 |  |  | Disposition |  |  |  | Equipment | PAAR:00-PVAR | 10/16/2019 |  | COOPER UNIVERSITY HOSPITAL |  |  |  |  | KAREN GRUBER
|  | CHANGE HEALTHCARE | CHANGE HEALTHCARE CARDIOLOGY MC INFOSYSTEM (HCH200DW10) |  |  | CARDIAC CATH LAB |  |  |  | 10/31/2019 |  |  |  |  | NO | NO |  |  |  |  | CHANGE HEALTHCARE 30225175 202000125153 |  |  | Active |  |  |  | Equipment | PAAR:00-PVAR | 10/31/2019 | 10/31/2019 | COOPER UNIVERSITY HOSPITAL |  |  | CCL - Lab 2 Control Room | WOT00000002859700 | LINDA BEAN | Performance Verification | Closed | Stephen Zubrzycki | 10/31/2019 | 10/31/2019 | Performance Verification for UNMATCHED 30225175 202000125153 | Initial Install of Performance Verification. Device is ready for patient use. |  |  | 10/31/2019 | 10/31/2019
|  | CHANGE HEALTHCARE | CHANGE HEALTHCARE CARDIOLOGY MC INFOSYSTEM (HCH200DW10) |  |  | CARDIAC CATH LAB |  |  |  | 10/31/2019 |  |  |  |  | NO | NO |  |  |  |  | CHANGE HEALTHCARE 30225167 202000125154 |  |  | Active |  |  |  | Equipment | PAAR:00-PVAR | 10/31/2019 | 10/31/2019 | COOPER UNIVERSITY HOSPITAL |  |  | CCL - Lab 3 Control Room | WOT00000002859171 | LINDA BEAN | Performance Verification | Closed | Stephen Zubrzycki | 10/31/2019 | 10/31/2019 | Performance Verification for UNMATCHED 30225167 202000125154 | Initial Install of Performance Verification. Device is ready for patient use. |  |  | 10/31/2019 | 10/31/2019
|  | CHANGE HEALTHCARE | CHANGE HEALTHCARE CARDIOLOGY MC RT (HCH120DW10) |  |  | CARDIAC CATH LAB |  |  |  | 10/31/2019 |  |  |  |  | NO | NO |  |  |  |  | CHANGE HEALTHCARE 30225168 202000126153 |  |  | Active |  |  |  | Equipment | PAAR:00-PVAR | 10/31/2019 | 10/31/2019 | COOPER UNIVERSITY HOSPITAL |  |  | CCL - Lab 3 Control Room | WOT00000002859201 | LINDA BEAN | Performance Verification | Closed | Stephen Zubrzycki | 10/31/2019 | 10/31/2019 | Performance Verification for UNMATCHED 30225168 202000126153 | Initial Install of Performance Verification. Device is ready for patient use. |  |  | 10/31/2019 | 10/31/2019
|  | CHANGE HEALTHCARE | CHANGE HEALTHCARE CARDIOLOGY REVIEW STATION (HCR100DW10) |  |  | CARDIAC CATH LAB |  |  |  | 10/31/2019 |  |  |  |  | NO | NO |  |  |  |  | CHANGE HEALTHCARE 30225172 202000125148 |  |  | Active |  |  |  | Equipment | PAAR:00-PVAR | 10/31/2019 | 10/31/2019 | COOPER UNIVERSITY HOSPITAL |  |  | CCL - Lab 1 Control Room | WOT00000002859447 | LINDA BEAN | Performance Verification | Closed | Stephen Zubrzycki | 10/31/2019 | 10/31/2019 | Performance Verification for UNMATCHED 30225172 202000125148 | Initial Install of Performance Verification. Device is ready for patient use. |  |  | 10/31/2019 | 10/31/2019
|  | CHANGE HEALTHCARE | CHANGE HEALTHCARE CARDIOLOGY REVIEW STATION (HCR100DW10) |  |  | CARDIAC CATH LAB |  |  |  | 10/31/2019 |  |  |  |  | NO | NO |  |  |  |  | CHANGE HEALTHCARE 30225169 202000125151 |  |  | Active |  |  |  | Equipment | PAAR:00-PVAR | 10/31/2019 | 10/31/2019 | COOPER UNIVERSITY HOSPITAL |  |  | CCL - Lab 3 Control Room | WOT00000002859260 | LINDA BEAN | Performance Verification | Closed | Stephen Zubrzycki | 10/31/2019 | 10/31/2019 | Performance Verification for UNMATCHED 30225169 202000125151 | Initial Install of Performance Verification. Device is ready for patient use. |  |  | 10/31/2019 | 10/31/2019
|  | CHATILLON & SONS, INC., JOHN | CHATILLON & SONS, INC., JOHN 1309HDD |  | C-130699 | LAB HISTOLOGY |  |  |  | 10/31/2019 |  |  |  |  | NO | NO |  |  |  |  | CHATILLON & SONS, INC., JOHN 11207583 C-130699 |  |  | Active |  |  |  | Equipment | PAAR:00-PVAR | 10/31/2019 | 10/31/2019 | COOPER UNIVERSITY HOSPITAL |  |  | morgue | WOT00000001975087 | DALE MORRONE | Performance Verification | Closed | Gene Amodei | 10/31/2019 | 10/31/2019 | Performance Verification for CHATILLON & SONS, INC., JOHN 11207583 C-130699 | Initial Install of Performance Verification. Device is ready for patient use. |  |  | 10/31/2019 | 10/31/2019
|  | CHATILLON & SONS, INC., JOHN | CHATILLON & SONS, INC., JOHN 1309HDD |  | Not Known | LAB HISTOLOGY |  |  | gone per gene | 09/30/2019 |  |  |  |  | NO | NO |  |  |  |  | CHATILLON & SONS, INC., JOHN 30142078 Not Known |  |  | Active |  | 99:99:99:99:99:99 |  | Equipment | 1Y:00-MFG | 09/30/2019 | 09/30/2019 | COOPER UNIVERSITY HOSPITAL |  |  | MORGUE |  | DALE MORRONE |  |  |  | 09/30/2019 | 09/30/2019 |  |  |  |  | 09/30/2019 | 09/30/2019
|  | CHATTANOOGA GROUP, INC. | CHATTANOOGA GROUP, INC. 8DP300 |  | C086-0407 | HADDON HEIGHTS-FAMILY MEDICINE |  |  |  | 01/01/1900 |  |  |  |  | NO | NO |  |  |  |  | CHATTANOOGA GROUP, INC. 05917 C086-0407 |  |  | Disposition |  |  |  | Equipment | 1Y:00-MFG | 04/18/2016 | 09/01/2020 | COOPER AMBULATORY OFF-SITES |  |  | Room 6 |  | KELLIE STOUT
|  | CHATTANOOGA GROUP, INC. | CHATTANOOGA GROUP, INC. HYDROCOLLATOR |  | 2102429372C | BRACE ROAD-MEDICINE |  |  |  | 03/01/2015 |  |  |  |  | NO | NO |  |  |  |  | CHATTANOOGA GROUP, INC. 10365853 2102429372C |  |  | Active |  | 99:99:99:99:99:99 |  | Equipment | PAAR:00-PVAR | 11/02/2019 |  | COOPER AMBULATORY OFF-SITES |  |  | Neurology btwn EMG2 and EMG1 |  | Cheryl Peck
|  | CHATTANOOGA GROUP, INC. | CHATTANOOGA GROUP, INC. SS-2 HYDROCOLLATOR HOT PACK HEATER |  |  | VOORHEES ORTHOPEDICS |  |  |  | 01/01/1900 |  |  |  |  | NO | NO |  |  |  |  | CHATTANOOGA GROUP, INC. 10337413 8724 |  |  | Disposition |  |  |  | Equipment | PAAR:00-PVAR | 11/02/2019 |  | COOPER AMBULATORY OFF-SITES |  |  | ORTHO PHYSI THRPY BACK RM | 0011906792 | CAROL STRANTON | Repair | Closed | Stephen Zubrzycki | 07/18/2017 | 08/01/2017 | MOIST HEAT THERAPY PACK CONDITIONER - NOT TURNING ON - 900 CENTENNIAL BLVD BUILDING 2 SUITE 203 REHAB | 7/21/2017 2:24:53 PM SJZUBRZYCKI (SJZUBRZYCKI 7/21/2017 12:00 AM) ANALYZED UNIT. HAS A DRY ROTTED POWER CORD THAT NEEDS TO BE REPLACED. DEPT ALSO SAID THERE WAS ISSUES DRAINING 8/1/2017 10:52:43 AM SJZUBRZYCKI This device has been removed from an active status with the RSQ Database, and physically removed from the facility. Device retired on 8/1/2017; Authorized By: YES; Nature of Retirement: BEYOND ECONOMICAL REPAIR; Days In Service: 789 | 634EDDE2-9080-480C-9FED-19C8D263E93D | Parts | 01/01/1900 | 01/01/1900 | Stephen Zubrzycki
|  | CHICK SURGICAL | CHICK SURGICAL CLT |  | TBG1017 | OR - KELEMEN 3 |  |  |  | 11/02/2019 |  |  |  |  | NO | NO |  |  |  |  | CHICK SURGICAL 50006251 TBG1017 |  |  | Disposition |  |  |  | Equipment | PAAR:00-PVAR | 11/02/2019 | 11/02/2019 | COOPER UNIVERSITY HOSPITAL |  |  | P5 STORAGE RM |  | DOMINIC VENDETTA |  |  |  | 11/02/2019 | 11/02/2019 |  |  |  |  | 11/02/2019 | 11/02/2019
|  | CHOICEMMED | CHOICEMMED MD300C5 FINGERTIP |  |  | VOORHEES CARDIOLOGY |  |  |  | 05/10/2017 |  |  |  |  | NO | NO |  |  |  |  | CHOICEMMED 10732030 162003801148 |  |  | Active |  | 99:99:99:99:99:99 |  | Alarm | PAAR:00-PVAR | 10/31/2019 |  | COOPER AMBULATORY OFF-SITES |  |  |  | 0012389619 | KATHY COMO | Performance Verification | Closed | Josh Harris | 11/07/2017 | 11/07/2017 | INCOMING INVENTORY | DEVICE INVENTORIED | 0B4AB355-BA38-4171-BC3D-C534AA349775 | Labor | 11/07/2017 | 11/07/2017 | Josh Harris
|  | CHOICEMMED | CHOICEMMED MD300C5 FINGERTIP |  |  | VOORHEES CARDIOLOGY |  |  |  | 05/10/2017 |  |  |  |  | NO | NO |  |  |  |  | CHOICEMMED 10732027 162003801124 |  |  | Active |  | 99:99:99:99:99:99 |  | Alarm | PAAR:00-PVAR | 10/31/2019 |  | COOPER AMBULATORY OFF-SITES |  |  |  | 0012389627 | KATHY COMO | Performance Verification | Closed | Josh Harris | 11/07/2017 | 11/07/2017 | INCOMING INVENTORY | DEVICE INVENTORIED | A601CA82-4D98-496E-AFA7-FCA76E3D6DC8 | Labor | 11/07/2017 | 11/07/2017 | Josh Harris
|  | CHOICEMMED | CHOICEMMED MD300C5 FINGERTIP |  |  | VOORHEES CARDIOLOGY |  |  |  | 05/10/2017 |  |  |  |  | NO | NO |  |  |  |  | CHOICEMMED 10732028 162003801114 |  |  | Active |  | 99:99:99:99:99:99 |  | Alarm | PAAR:00-PVAR | 10/31/2019 |  | COOPER AMBULATORY OFF-SITES |  |  |  | 0012389626 | KATHY COMO | Preventative Maintenance | Closed | Josh Harris | 11/07/2017 | 11/07/2017 | PERFORMANCE ASSURANCE AT INVENTORY | INVENTORIED DEVICE AND ENSURED DEVICE WAS FUNCTIONING PROPERLY. | 48D43AC0-43A9-4DF8-BF85-F2CC733D25C8 | Labor | 05/10/2017 | 05/10/2017 | Kirk Lis
|  | CHOICEMMED | CHOICEMMED MD300C5 FINGERTIP |  |  | VOORHEES CARDIOLOGY |  |  |  | 05/10/2017 |  |  |  |  | NO | NO |  |  |  |  | CHOICEMMED 10732026 162003801135 |  |  | Active |  | 99:99:99:99:99:99 |  | Alarm | PAAR:00-PVAR | 10/31/2019 |  | COOPER AMBULATORY OFF-SITES |  |  |  | 0012389631 | KATHY COMO | Performance Verification | Closed | Josh Harris | 11/07/2017 | 11/07/2017 | INCOMING INVENTORY | DEVICE INVENTORIED | 634CAD1A-DA3B-48E1-A83A-3CB82CFF439B | Labor | 11/07/2017 | 11/07/2017 | Josh Harris
|  | CIANNA MEDICAL INC | CIANNA MEDICAL INC SAVI SCOUT |  |  | VOORHEES SURGERY CENTER-SURGERY DEPT |  |  |  | 01/07/2016 |  |  |  |  | NO | NO |  |  |  |  | CIANNA MEDICAL INC 10505008 3054 |  |  | Disposition |  |  |  | Equipment | 1Y:00-MFG | 04/20/2017 | 04/01/2020 | COOPER AMBULATORY OFF-SITES |  |  |  |  | Theresa Megali
|  | CIBA CORNING | CIBA CORNING 865 |  |  | RESPIRATORY |  |  |  | 01/01/1900 |  |  |  |  | NO | NO |  |  |  |  | CIBA CORNING 02991 02815 |  |  | Disposition |  |  |  | Equipment | 1Y:00-MFG | 08/04/2015 | 03/01/2020 | COOPER UNIVERSITY HOSPITAL |  |  | 3rd |  | KATHY LOFLAND
TL11208120 |  | CINCINNATI SUB-ZERO | CINCINNATI SUB-ZERO BLANKETROL III |  |  | INTENSIVE CARE UNIT |  |  |  | 06/21/2018 |  |  |  |  | NO | NO |  |  |  |  | CINCINNATI SUB-ZERO TL11208120 164306034 |  |  | Disposition |  | 99:99:99:99:99:99 |  | Equipment | 1Y:00-MFG | 06/21/2018 | 06/21/2018 | COOPER UNIVERSITY HOSPITAL |  |  | ER | WOT00000001065794 | CAROLYN RUMELL | Performance Verification | Closed | Michael Youch | 06/21/2018 | 06/21/2018 | Performance Verification for CINCINNATI SUB-ZERO TL11208120 164306034 | Initial Install of Performance Verification. Device is ready for patient use. |  |  | 06/21/2018 | 06/21/2018
|  | CINCINNATI SUB-ZERO | CINCINNATI SUB-ZERO BLANKETROL III |  | 082-3-00581 | SPD |  |  |  | 11/26/2008 |  |  |  |  | NO | NO |  |  |  |  | CINCINNATI SUB-ZERO 10345071 082-3-00581 |  |  | Disposition |  |  |  | Equipment | 6M:00-MFG | 04/26/2018 | 04/01/2020 | COOPER UNIVERSITY HOSPITAL |  |  | P4 - ICU STORAGE |  | David Frye
|  | CINCINNATI SUB-ZERO | CINCINNATI SUB-ZERO MICRO-TEMP LT |  | 193-LT-05208 | SPD |  |  |  | 10/31/2019 |  |  |  |  | NO | NO |  |  |  |  | CINCINNATI SUB-ZERO 11135840 193-LT-05208 |  |  | Active |  |  |  | Equipment | PAAR:00-PVAR | 10/31/2019 | 10/31/2019 | COOPER UNIVERSITY HOSPITAL |  |  | UHS | WOT00000004014376 | David Frye | Performance Verification | Closed | Josh Harris | 10/31/2019 | 10/31/2019 | Performance Verification for CINCINNATI SUB-ZERO 11135840 193-LT-05208 | Initial Install of Performance Verification. Device is ready for patient use. |  |  | 10/31/2019 | 10/31/2019
|  | CINCINNATI SUB-ZERO | CINCINNATI SUB-ZERO MICRO-TEMP LT |  | 193-LT-05204 | SPD |  |  |  | 10/31/2019 |  |  |  |  | NO | NO |  |  |  |  | CINCINNATI SUB-ZERO 11135837 193-LT-05204 |  |  | Active |  |  |  | Equipment | PAAR:00-PVAR | 10/31/2019 | 10/31/2019 | COOPER UNIVERSITY HOSPITAL |  |  | UHS | WOT00000004014370 | David Frye | Performance Verification | Closed | Josh Harris | 10/31/2019 | 10/31/2019 | Performance Verification for CINCINNATI SUB-ZERO 11135837 193-LT-05204 | Initial Install of Performance Verification. Device is ready for patient use. |  |  | 10/31/2019 | 10/31/2019
|  | CINCINNATI SUB-ZERO | CINCINNATI SUB-ZERO MICRO-TEMP LT |  | 193-LT-05231 | SPD |  |  |  | 10/31/2019 |  |  |  |  | NO | NO |  |  |  |  | CINCINNATI SUB-ZERO 11135822 193-LT-05231 |  |  | Active |  |  |  | Equipment | PAAR:00-PVAR | 10/31/2019 | 10/31/2019 | COOPER UNIVERSITY HOSPITAL |  |  | UHS | WOT00000004014332 | David Frye | Performance Verification | Closed | Josh Harris | 10/31/2019 | 10/31/2019 | Performance Verification for CINCINNATI SUB-ZERO 11135822 193-LT-05231 | Initial Install of Performance Verification. Device is ready for patient use. |  |  | 10/31/2019 | 10/31/2019
|  | CINCINNATI SUB-ZERO | CINCINNATI SUB-ZERO MICRO-TEMP LT |  | 193-LT-05198 | SPD |  |  |  | 10/31/2019 |  |  |  |  | NO | NO |  |  |  |  | CINCINNATI SUB-ZERO 11135813 193-LT-05198 |  |  | Active |  |  |  | Equipment | PAAR:00-PVAR | 10/31/2019 | 10/31/2019 | COOPER UNIVERSITY HOSPITAL |  |  | UHS | WOT00000004014309 | David Frye | Performance Verification | Closed | Josh Harris | 10/31/2019 | 10/31/2019 | Performance Verification for CINCINNATI SUB-ZERO 11135813 193-LT-05198 | Initial Install of Performance Verification. Device is ready for patient use. |  |  | 10/31/2019 | 10/31/2019
|  | CIRCON CORPORATION | CIRCON CORPORATION ALU-2B |  | J12561 | DO NOT USE - ELMER SURGERY |  |  |  | 10/16/2019 |  |  |  |  | NO | NO |  |  |  |  | CIRCON CORPORATION 26362 J12561 |  |  | Disposition |  |  |  | Equipment | PAAR:00-PVAR | 10/16/2019 | 10/16/2019 | COOPER AMBULATORY OFF-SITES |  |  | SUITE 4 |  | MARGE VANSANT |  |  |  | 10/16/2019 | 10/16/2019 |  |  |  |  | 10/16/2019 | 10/16/2019
|  | CIRCON CORPORATION | CIRCON CORPORATION ALU-2B |  |  | SHORT PROCEDURE UNIT |  |  |  | 04/10/1994 |  |  |  |  | NO | NO |  |  |  |  | CIRCON CORPORATION 10367454 0881 |  |  | Disposition |  |  |  | Equipment | PAAR:00-PVAR | 11/02/2019 |  | COOPER UNIVERSITY HOSPITAL |  |  | SHORT TERM | 0011665525 | Lisa Geoghegan | Repair | Closed | Michael Youch | 05/25/2017 | 05/25/2017 | LIGHT SOURCE - RETIRE - TMX | 5/25/2017 4:31:14 PM MDYOUCH (MDYOUCH 5/25/2017 4:00 PM) MERCY NO LONGER WANTS THIS ITEM 5/25/2017 4:31 PM MDYOUCH This device has been removed from an active status with the RSQ Database, and physically removed from the facility. Device retired on 5/25/2017; Authorized By: MERCY; Nature of Retirement: NO LONGER NEEDED; Days In Service: 720 | E1146731-3B2A-4584-86D6-81714D73973C | Labor | 05/25/2017 | 05/25/2017 | Michael Youch
|  | CIRCON CORPORATION | CIRCON CORPORATION ALU-2B |  | CH2393 | SHORT PROCEDURE UNIT |  |  |  | 01/18/2005 |  |  |  |  | NO | NO |  |  |  |  | CIRCON CORPORATION 10367453 CH2393 |  |  | Disposition |  |  |  | Equipment | PAAR:00-PVAR | 11/01/2019 |  | COOPER UNIVERSITY HOSPITAL |  |  | SPU/5N | 0011665482 | Lisa Geoghegan | Repair | Closed | Michael Youch | 05/25/2017 | 05/25/2017 | LIGHT SOURCE - RETIRE - TMX | 5/25/2017 4:29:56 PM MDYOUCH (MDYOUCH 5/25/2017 3:40 PM) MERCY NO LONGER WANTS THIS ITEM 5/25/2017 4:29:58 PM MDYOUCH This device has been removed from an active status with the RSQ Database, and physically removed from the facility. Device retired on 5/25/2017; Authorized By: MERCY; Nature of Retirement: NO LONGER NEEDED; Days In Service: 720 | 584169AD-0928-488F-AA0D-3778DCE3AF06 | Labor | 05/25/2017 | 05/25/2017 | Michael Youch
|  | CIRCON CORPORATION | CIRCON CORPORATION M3-70 |  |  | VOORHEES SURGERY CENTER-OPERATING ROOM |  |  |  | 06/16/2019 |  |  |  |  | NO | NO |  |  |  |  | CIRCON CORPORATION 043083 043083 |  |  | Active |  |  |  | Equipment | PAAR:00-PVAR | 10/31/2019 |  | COOPER AMBULATORY OFF-SITES |  |  | SUITE E | WOT00000002904589 | JENNIFER BOMBARO | Performance Verification | Completed | Kenneth Krips | 06/17/2019 | 06/17/2019 | Performance Verification for CIRCON CORPORATION 043083 043083 | Initial Install of Performance Verification. Device is ready for patient use.
|  | CIRCON CORPORATION | CIRCON CORPORATION MV-9086 |  | XEN1-2302 | SIMULATION OPERATION |  |  |  | 11/01/2019 |  |  |  |  | NO | NO |  |  |  |  | CIRCON CORPORATION 12553 XEN1-2302 |  |  | Disposition |  |  |  | Equipment | PAAR:00-PVAR | 11/01/2019 | 11/01/2019 | COOPER UNIVERSITY HOSPITAL |  |  | 9PAVSTORAGE |  | GREGG STAMAN |  |  |  | 11/01/2019 | 11/01/2019 |  |  |  |  | 11/01/2019 | 11/01/2019
|  | CIRCON CORPORATION | CIRCON CORPORATION MV-9086 |  | 709XIN1289 | OR - KELEMEN 3 |  |  |  | 01/01/1900 |  |  |  |  | NO | NO |  |  |  |  | CIRCON CORPORATION 01081 709XIN1289 |  |  | Disposition |  |  |  | Equipment | PAAR:00-PVAR | 10/16/2019 |  | COOPER UNIVERSITY HOSPITAL |  |  | SPD |  | DOMINIC VENDETTA
|  | CIRS | CIRS 042 |  |  | BIOMEDICAL |  |  |  | 12/20/2018 |  |  |  |  | NO | NO |  |  |  |  | CIRS 13879 7598 |  |  | Active |  | 99:99:99:99:99:99 |  | Test Equipment | 1Y:00-MFG | 12/20/2018 | 12/20/2018 | COOPER UNIVERSITY HOSPITAL |  |  |  |  | Bonnie Aichroch |  |  |  | 12/20/2018 | 12/20/2018 |  |  |  |  | 12/20/2018 | 12/20/2018
|  | CIVCO | CIVCO MT-RH-1500 |  |  | COOPER CANCER CENTER |  |  |  | 07/13/2013 |  |  |  |  | NO | NO |  |  |  |  | CIVCO 104802493 6027 |  |  | Active |  | 99:99:99:99:99:99 |  | Equipment | PAAR:00-PVAR | 10/31/2019 |  | COOPER AMBULATORY OFF-SITES |  |  | ROOM C1098 |  | COLLEEN TEGELER
|  | CIVCO | CIVCO MT-VL-1 |  | M048630 | CYBER KNIFE |  |  |  | 06/10/2015 |  |  |  |  | NO | NO |  |  |  |  | CIVCO 10649909 M048630 |  |  | Active |  | 99:99:99:99:99:99 |  | Equipment | PAAR:00-PVAR | 10/31/2019 |  | COOPER AMBULATORY OFF-SITES |  |  |  | 0012387186 | CINDY BAPTISTA | Performance Verification | Closed | Josh Harris | 11/06/2017 | 11/06/2017 | INCOMING INVENTORY | DEVICE INVENTORIED | 0122A10A-79D1-4984-8EFF-63BC5B6A3318 | Labor | 11/06/2017 | 11/06/2017 | Josh Harris
|  | CLAY ADAMS | CLAY ADAMS 425384 |  |  | LAB BLOOD BANK |  |  |  | 01/01/1900 |  |  |  |  | NO | NO |  |  |  |  | CLAY ADAMS 10367921 309511 |  |  | Disposition |  |  |  | Equipment | 1Y:00-MFG | 01/04/2016 | 01/01/2020 | COOPER UNIVERSITY HOSPITAL |  |  | BLOOD BANK |  | Barbara Bayne
|  | CLAY ADAMS | CLAY ADAMS COMPACT II |  |  | 1030 KINGS HIGHWAY-MEDICINE |  |  |  | 01/01/1900 |  |  |  |  | NO | NO |  |  |  |  | CLAY ADAMS 10365915 2990225 |  |  | Disposition |  |  |  | Equipment | 6M:00-MFG | 05/18/2016 | 05/01/2020 | COOPER AMBULATORY OFF-SITES |  |  | LAB |  | Bonnie Aichroch
|  | CLAY ADAMS | CLAY ADAMS MICRO-HEMATOCRIT |  | coophospnsn016 | LAB BLOOD BANK |  |  |  | 01/01/1900 |  |  |  |  | NO | NO |  |  |  |  | CLAY ADAMS 02113 coophospnsn016 |  |  | Disposition |  |  |  | Equipment | 1Y:00-MFG | 05/13/2016 | 01/01/2020 | COOPER UNIVERSITY HOSPITAL |  |  | 1ST |  | Barbara Bayne
|  | CLAY ADAMS | CLAY ADAMS SERO-FUGE 2001 |  | 123485769* | LAB BLOOD BANK |  |  |  | 09/15/2015 |  |  |  |  | NO | NO |  |  |  |  | CLAY ADAMS 123485769 123485769* |  |  | Disposition |  |  |  | Equipment | 6M:00-MFG | 09/15/2015 | 09/15/2015 | COOPER UNIVERSITY HOSPITAL |  |  | BIOMED SHOP |  | Barbara Bayne |  |  |  | 09/15/2015 | 09/15/2015 |  |  |  |  | 09/15/2015 | 09/15/2015
|  | CLAY ADAMS | CLAY ADAMS SERO-FUGE 2001 |  | Not Known | LAB BLOOD BANK |  |  |  | 09/15/2015 |  |  |  |  | NO | NO |  |  |  |  | CLAY ADAMS 92976301 Not Known |  |  | Disposition |  |  |  | Equipment | 6M:00-MFG | 09/15/2015 | 09/15/2015 | COOPER UNIVERSITY HOSPITAL |  |  | BLOOD BANK |  | Barbara Bayne |  |  |  | 09/15/2015 | 09/15/2015 |  |  |  |  | 09/15/2015 | 09/15/2015
|  | CLAY ADAMS | CLAY ADAMS SERO-FUGE 2001 |  | Not Known | LAB BLOOD BANK |  |  |  | 09/15/2015 |  |  |  |  | NO | NO |  |  |  |  | CLAY ADAMS 42976301 Not Known |  |  | Disposition |  |  |  | Equipment | 6M:00-MFG | 09/15/2015 | 09/15/2015 | COOPER UNIVERSITY HOSPITAL |  |  | BLOOD BANK |  | Barbara Bayne |  |  |  | 09/15/2015 | 09/15/2015 |  |  |  |  | 09/15/2015 | 09/15/2015
|  | CLAY ADAMS | CLAY ADAMS SERO-FUGE 2001 |  | Not Known | LAB BLOOD BANK |  |  |  | 11/14/2005 |  |  |  |  | NO | NO |  |  |  |  | CLAY ADAMS 02796031 Not Known |  |  | Disposition |  |  |  | Equipment | 6M:00-MFG | 09/15/2015 | 01/01/2020 | COOPER UNIVERSITY HOSPITAL |  |  | BLOOD BANK |  | Barbara Bayne
|  | CLAY ADAMS | CLAY ADAMS SERO-FUGE 2001 |  | Not Known | LAB BLOOD BANK |  |  |  | 11/14/2005 |  |  |  |  | NO | NO |  |  |  |  | CLAY ADAMS 01566301 Not Known |  |  | Disposition |  |  |  | Equipment | 6M:00-MFG | 09/15/2015 | 01/01/2020 | COOPER UNIVERSITY HOSPITAL |  |  | BIOMED SHOP |  | Barbara Bayne
|  | CLINTON INDUSTRIES | CLINTON INDUSTRIES HI LO BLOOD DRAWING CHAIR 6810 |  | CI6709 | VOORHEES SURGERY CENTER-HEM/ONC |  |  |  | 04/19/2019 |  |  |  |  | NO | NO |  |  |  |  | CLINTON INDUSTRIES 30149663 CI6709 |  |  | Active |  | 99:99:99:99:99:99 |  | Equipment | 1Y:00-MFG | 04/19/2019 | 04/19/2019 | COOPER AMBULATORY OFF-SITES |  |  | SUITE F |  | MEGAN MCCAFFERTY |  |  |  | 04/19/2019 | 04/19/2019 |  |  |  |  | 04/19/2019 | 04/19/2019
TL10732486 |  | COBE LABORATORIES | COBE LABORATORIES SPECTRA LRS SYSTEM |  | 1S02862 | COOPER CANCER CENTER-COOPER DAY-CHEMO |  |  |  | 09/24/2018 |  |  |  |  | NO | NO |  |  |  |  | COBE LABORATORIES TL10732486 1S02862 |  |  | Disposition |  | 99:99:99:99:99:99 |  | Equipment | 1Y:00-MFG | 09/24/2018 | 09/24/2018 | COOPER AMBULATORY OFF-SITES |  |  |  | 0012403864 | Bonnie Aichroch | Repair | Closed | Josh Harris | 09/24/2018 | 09/24/2018 | PHORESIS MACHINE - NEEDS SAFETY CHECK - 2 COOPER CANCER CENTER 3RD FLOOR | 11/21/2017 8:35:17 AM JXHARRIS (JXHARRIS 11/15/2017 12:00 AM) INVENTORIED UNIT. PERFORMED ESI. APPROVED FOR USE. | 8106BEE9-0579-4A0D-AB6B-2D84283363BE | Labor | 09/24/2018 | 09/24/2018 | Josh Harris
|  | COBE LABORATORIES | COBE LABORATORIES SPECTRATHERM |  |  | PHERESIS LAB |  |  |  | 01/01/1900 |  |  |  |  | NO | NO |  |  |  |  | COBE LABORATORIES 00223 1563 |  |  | Disposition |  |  |  | High Risk | 1Y:00-MFG | 05/12/2016 | 08/01/2020 | COOPER UNIVERSITY HOSPITAL |  |  | PHERESIS LAB |  | KAREN BINDER
|  | CODMAN & SHURTLEFF, INC. | CODMAN & SHURTLEFF, INC. CMC-III |  | HP3165AU | OPERATING ROOM - PAVILION |  |  |  | 02/07/2001 |  |  |  |  | NO | NO |  |  |  |  | CODMAN & SHURTLEFF, INC. 10367414 HP3165AU |  |  | Disposition |  |  |  | High Risk | 6M:00-MFG | 02/26/2018 | 02/01/2020 | COOPER UNIVERSITY HOSPITAL |  |  | OR STORAGE |  | DOMINIC VENDETTA
|  | CODMAN & SHURTLEFF, INC. | CODMAN & SHURTLEFF, INC. MALIS IRRIGATION MOD. |  | IR5706 | OPERATING ROOM - PAVILION |  |  |  | 02/07/2001 |  |  |  |  | NO | NO |  |  |  |  | CODMAN & SHURTLEFF, INC. 10367413 IR5706 |  |  | Disposition |  |  |  | Equipment | PAAR:00-PVAR | 11/01/2019 |  | COOPER UNIVERSITY HOSPITAL |  |  | OR STORAGE | WOT00000000560670 | DOMINIC VENDETTA | Disposition | Closed | Salvatore Bombara | 02/26/2018 | 02/26/2018 | Equipment Disposition | unit has been retired per Rebecca Estrada | EXP0166402 | Labor | 02/26/2018 | 02/26/2018 | Salvatore Bombara
|  | COGENT LIGHT TECHNOLOGIES | COGENT LIGHT TECHNOLOGIES SOLARTEC SOURCE 100 |  |  | OR - KELEMEN 3 |  |  |  | 04/19/2000 |  |  |  |  | NO | NO |  |  |  |  | COGENT LIGHT TECHNOLOGIES 10369138 25665 |  |  | Disposition |  | 99:99:99:99:99:99 |  | Equipment | PAAR:00-PVAR | 11/02/2019 |  | COOPER UNIVERSITY HOSPITAL |  |  | KELEMEN 2 storage | WOT00000000513887 | DOMINIC VENDETTA | Disposition | Closed | Salvatore Bombara | 02/08/2018 | 05/15/2019 | Bulk Disposition CNL | Unit has been replaced/upgraded. | EXP2933562 | Labor | 05/15/2019 | 05/15/2019 | Salvatore Bombara
|  | COGENT LIGHT TECHNOLOGIES | COGENT LIGHT TECHNOLOGIES SOLARTEC SOURCE 100 |  |  | OR - KELEMEN 3 |  |  |  | 04/19/2000 |  |  |  |  | NO | NO |  |  |  |  | COGENT LIGHT TECHNOLOGIES 01141 25567 |  |  | Disposition |  |  |  | Equipment | PAAR:00-PVAR | 10/16/2019 |  | COOPER UNIVERSITY HOSPITAL |  |  | 3rd |  | DOMINIC VENDETTA
|  | COHERENT, INC. | COHERENT, INC. CLEARSPOT 350 |  |  | VOORHEES SURGERY CENTER-OPERATING ROOM |  |  |  | 11/09/2001 |  |  |  |  | NO | NO |  |  |  |  | COHERENT, INC. 10732118 2286 |  |  | Active |  | 99:99:99:99:99:99 |  | Accessory | PAAR:00-PVAR | 10/31/2019 |  | COOPER AMBULATORY OFF-SITES |  |  | SUITE E | 0011878001 | JENNIFER BOMBARO | Preventative Maintenance | Closed | Michael Youch | 07/06/2017 | 07/18/2017 | Performance Assurance: 00-MFG | 7/18/2017 4:02:12 PM HDMCKEE AFTER REVIEW, THE REGULATORY DEPARTMENT HAS DETERMINED THAT THIS PM WORK ORDER IS TRULY NOT NEEDED IN ORDER TO REMAIN COMPLIANT. (HDMCKEE 7/18/2017 4:00 PM) WORK ORDER CLOSED AS NOT NEEDED. REFERENCE SERVICE NOW REQUEST NUMBER REG0006383 | 1E85D109-C6BE-4A16-84FA-30CC290AF3D7 | Labor | 07/18/2017 | 07/18/2017 | Heather McKee
|  | COLE-PARMER INSTRUMENTS | COLE-PARMER INSTRUMENTS 150 MM |  |  | BIOMEDICAL |  |  | excluded | 02/19/2019 |  |  |  |  | NO | NO |  |  |  |  | COLE-PARMER INSTRUMENTS 30212675 081573 |  |  | Active |  | 99:99:99:99:99:99 |  | Equipment | 1Y:00-MFG | 02/19/2019 | 02/19/2019 | COOPER UNIVERSITY HOSPITAL |  |  |  | 0012668141 | Bonnie Aichroch | Performance Verification | Closed | Josh Harris | 02/19/2019 | 02/19/2019 | INCOMING INVENTORY | DEVICE INVENTORIED | A7ECC178-6AC5-4877-A497-C86F1783D95A | Labor | 02/19/2019 | 02/19/2019 | Josh Harris
|  | COLE-PARMER INSTRUMENTS | COLE-PARMER INSTRUMENTS 94460-28 |  |  | COOPER CENTER FOR SPECIAL DIAGNOSTICS |  |  | excluded | 01/15/2009 |  |  |  |  | NO | NO |  |  |  |  | COLE-PARMER INSTRUMENTS 10365652 01190909 |  |  | Active |  | 99:99:99:99:99:99 |  | Test Equipment | 1Y:00-MFG | 06/14/2019 | 06/01/2020 | COOPER AMBULATORY OFF-SITES |  |  | FLOW CYTOMETRY |  | DR. BARNOWSKY
|  | COMMUNICATIONS AND POWER INDUSTRIES (CPI | COMMUNICATIONS AND POWER INDUSTRIES (CPI CMP 200 |  | GB136-0903 | CHERRY HILL URGENT CARE |  |  |  | 10/01/2012 |  |  |  |  | NO | NO |  |  |  |  | COMMUNICATIONS AND POWER INDUSTRIES (CPI 10346136 GB136-0903 |  |  | Disposition |  |  |  | Equipment | 6M:00-MIN 1Y:00-MFG 5Y:00-RPLC | 10/19/2016 | 04/01/2020 | COOPER AMBULATORY OFF-SITES |  |  | XRAY |  | MELISSA PORTOBANCO
|  | COMPAQ COMPUTER CORP. | COMPAQ COMPUTER CORP. P50 |  | W231KRB2A166 | 1050 KINGS HIGHWAY-MEDICINE |  |  |  | 01/01/1900 |  |  |  |  | NO | NO |  |  |  |  | COMPAQ COMPUTER CORP. 04967 W231KRB2A166 |  |  | Disposition |  |  |  | Accessory | 1Y:00-MFG | 04/18/2016 | 01/01/2020 | COOPER AMBULATORY OFF-SITES |  |  | X-RAY |  | Leah Willis
|  | CONE INSTRUMENTS | CONE INSTRUMENTS GW108 |  |  | ANTERPARTUM-INVITRO FERT |  |  | excluded | 01/19/2009 |  |  |  |  | NO | NO |  |  |  |  | CONE INSTRUMENTS 10355059 82707 |  |  | Active |  | 99:99:99:99:99:99 |  | Equipment | PAAR:00-PVAR | 11/02/2019 |  | COOPER UNIVERSITY HOSPITAL |  |  | D616 | WOT00000000519517 | GRACE SVEINBZORNSSON | Disposition | Closed | Gene Amodei | 02/08/2018 | 05/22/2019 | Bulk Disposition CNL
|  | CONE INSTRUMENTS | CONE INSTRUMENTS GW108 |  |  | RIPPA CENTER-OB/GYN |  |  | excluded | 09/22/2010 |  |  |  |  | NO | NO |  |  |  |  | CONE INSTRUMENTS 10315916 0610299 |  |  | Active |  | 99:99:99:99:99:99 |  | Equipment | PAAR:00-PVAR | 11/02/2019 |  | COOPER AMBULATORY OFF-SITES |  |  | PROCESSING ROOM 151 |  | PATRICIA HUFF
|  | CONE INSTRUMENTS | CONE INSTRUMENTS GW208 |  |  | PRINCETON-OB/GYN |  |  | excluded | 02/19/2008 |  |  |  |  | NO | NO |  |  |  |  | CONE INSTRUMENTS 10366214 80867 |  |  | Active |  | 99:99:99:99:99:99 |  | Equipment | PAAR:00-PVAR | 11/01/2019 |  | COOPER AMBULATORY OFF-SITES |  |  | Room 1 |  | LINDA CARON
|  | CONMED CORP. | CONMED CORP. 2000 |  | 99EGJ100 | 3 COOPER-HEM/ONC |  |  |  | 11/01/2019 |  |  |  |  | NO | NO |  |  |  |  | CONMED CORP. 30126215 99EGJ100 |  |  | Active |  | 99:99:99:99:99:99 |  | High Risk | 6M:00-MFG | 11/01/2019 | 11/01/2019 | COOPER AMBULATORY OFF-SITES |  |  | Suite 211 - Moves |  | LOIS CARR |  |  |  | 11/01/2019 | 11/01/2019 |  |  |  |  | 11/01/2019 | 11/01/2019
|  | CONMED CORP. | CONMED CORP. 60-8005-SYS-VAC |  | 05CGP069 | COOPER DIGESTIVE HEALTH-ENDOSCOPY |  |  |  | 02/01/2010 |  |  |  |  | NO | NO |  |  |  |  | CONMED CORP. 10347122 05CGP069 |  |  | Disposition |  | 99:99:99:99:99:99 |  | High Risk | 6M:00-MFG | 08/28/2018 | 02/01/2020 | COOPER AMBULATORY OFF-SITES |  |  | GI SUITE FELLOWSHIP ROAD |  | JEANNE GREER
|  | CONMED CORP. | CONMED CORP. AIRSEAL IFS |  | 1508CE0837 | OR - KELEMEN 3 |  |  |  | 01/12/2017 |  |  |  |  | NO | NO |  |  |  |  | CONMED CORP. 10769294 1508CE0837 |  |  | Disposition |  |  |  | High Risk | 1Y:00-MFG | 04/18/2017 | 02/01/2020 | COOPER UNIVERSITY HOSPITAL |  |  |  | 0011491182 | DOMINIC VENDETTA | Performance Verification | Closed | Bonnie Aichroth | 04/18/2017 | 04/18/2017 | INCOMING INVENTORY | DEVICE INVENTORIED | 7A31E89E-883C-4FC6-9760-D2C4CF6DAD8A | Labor | 04/18/2017 | 04/18/2017 | Bonnie Aichroth
|  | CONMED CORP. | CONMED CORP. BICAP II |  | 07EGT003 | COOPER DIGESTIVE HEALTH-ENDOSCOPY |  |  |  | 02/26/2008 |  |  |  |  | NO | NO |  |  |  |  | CONMED CORP. 10347148 07EGT003 |  |  | Disposition |  | 99:99:99:99:99:99 |  | High Risk | 6M:00-MFG | 08/28/2018 | 02/01/2020 | COOPER AMBULATORY OFF-SITES |  |  | PROCEDURE ROOM 198 |  | JEANNE GREER
|  | CONMED CORP. | CONMED CORP. BICAP II |  | 07EGT004 | COOPER DIGESTIVE HEALTH-ENDOSCOPY |  |  |  | 02/26/2008 |  |  |  |  | NO | NO |  |  |  |  | CONMED CORP. 10347119 07EGT004 |  |  | Disposition |  | 99:99:99:99:99:99 |  | High Risk | 6M:00-MFG | 08/28/2018 | 02/01/2020 | COOPER AMBULATORY OFF-SITES |  |  | Procedure room 200 |  | JEANNE GREER
|  | CONMED CORP. | CONMED CORP. BICAP II |  | 07EGT002 | COOPER DIGESTIVE HEALTH-ENDOSCOPY |  |  |  | 02/26/2008 |  |  |  |  | NO | NO |  |  |  |  | CONMED CORP. 10347098 07EGT002 |  |  | Disposition |  | 99:99:99:99:99:99 |  | High Risk | 6M:00-MFG | 08/29/2018 | 02/01/2020 | COOPER AMBULATORY OFF-SITES |  |  | PROCEDURE ROOM 1 |  | JEANNE GREER
|  | CONTINENTAL SCALE CORP | CONTINENTAL SCALE CORP HEALTH-O-METER |  |  | VOORHEES SURGERY CENTER-HEM/ONC |  |  |  | 12/21/2005 |  |  |  |  | NO | NO |  |  |  |  | CONTINENTAL SCALE CORP 10356754 138420 |  |  | Disposition |  | 99:99:99:99:99:99 |  | Equipment | 1Y:00-MFG | 06/14/2019 | 04/01/2020 | COOPER AMBULATORY OFF-SITES |  |  | SUITE M |  | MEGAN MCCAFFERTY
|  | CONTINENTAL SCALE CORP | CONTINENTAL SCALE CORP PATIENT SCALE NONE |  |  | MT. LAUREL-FAMILY MEDICINE |  |  |  | 01/01/1900 |  |  |  |  | NO | NO |  |  |  |  | CONTINENTAL SCALE CORP 10345870 194372 |  |  | Disposition |  | 99:99:99:99:99:99 |  | Equipment | 1Y:00-MFG | 03/07/2019 | 03/01/2020 | COOPER AMBULATORY OFF-SITES |  |  | exam 3 |  | SUE MAKO
|  | COOK MEDICAL | COOK MEDICAL DP-M350 |  | N129824 | OR - KELEMEN 3 |  |  |  | 09/15/2015 |  |  |  |  | NO | NO |  |  |  |  | COOK MEDICAL 10349447 N129824 |  |  | Active |  | 99:99:99:99:99:99 |  | Equipment | PAAR:00-PVAR | 10/31/2019 |  | COOPER UNIVERSITY HOSPITAL |  |  |  |  | DOMINIC VENDETTA
|  | COOPERSURGICAL, INC. | COOPERSURGICAL, INC. 6080 |  |  | RIPPA CENTER-OB/GYN |  |  |  | 01/01/1900 |  |  |  |  | NO | NO |  |  |  |  | COOPERSURGICAL, INC. 10315937 5011 |  |  | Disposition |  | 99:99:99:99:99:99 |  | Equipment | 1Y:00-MFG | 05/21/2018 | 05/01/2020 | COOPER AMBULATORY OFF-SITES |  |  | EQUIP RM 153 |  | PATRICIA HUFF
|  | COOPERSURGICAL, INC. | COOPERSURGICAL, INC. CLEARTONE CT250 |  |  | BURLINGTON OB/GYN |  |  |  | 01/01/1900 |  |  |  |  | NO | NO |  |  |  |  | COOPERSURGICAL, INC. 10365980 11130042 |  |  | Active |  | 99:99:99:99:99:99 |  | Equipment | PAAR:00-PVAR | 11/01/2019 |  | COOPER AMBULATORY OFF-SITES |  |  | exam 3 |  | Carey Myers
|  | COOPERSURGICAL, INC. | COOPERSURGICAL, INC. ENDOSEE |  | G1881000400408 | MULTI SPECIALTY CARE AT MARLTON |  |  |  | 10/31/2019 |  |  |  |  | NO | NO |  |  |  |  | COOPERSURGICAL, INC. 11239293 G1881000400408 |  |  | Active |  | 99:99:99:99:99:99 |  | Equipment | PAAR:00-PVAR | 10/31/2019 | 10/31/2019 | COOPER AMBULATORY OFF-SITES |  |  | OB/GYN | WOT00000001746561 | SUSAN MAKO | Service Request | Closed | Kirk Lis | 10/31/2019 | 10/31/2019 | Endo-see machine needs checked/tagged | INVENTORIED NEW EQUIPMENT | EXP1820490 | Labor | 10/31/2019 | 10/31/2019 | Kirk Lis
|  | COOPERSURGICAL, INC. | COOPERSURGICAL, INC. ENDOSEE |  | M1781000300322 | RIPPA CENTER-OB/GYN |  |  |  | 10/31/2019 |  |  |  |  | NO | NO |  |  |  |  | COOPERSURGICAL, INC. 11239284 M1781000300322 |  |  | Active |  | 99:99:99:99:99:99 |  | Equipment | PAAR:00-PVAR | 10/31/2019 | 10/31/2019 | COOPER AMBULATORY OFF-SITES |  |  | Rippa Center | WOT00000001166371 | PATRICIA HUFF | Performance Verification | Closed | Kirk Lis | 10/31/2019 | 10/31/2019 | Performance Verification for COOPERSURGICAL, INC. 11239284 M1781000300322 | Initial Install of Performance Verification. Device is ready for patient use. |  |  | 10/31/2019 | 10/31/2019
|  | COOPERSURGICAL, INC. | COOPERSURGICAL, INC. ENDOSEE |  | J1881000400144 | BURLINGTON OB/GYN |  |  |  | 10/31/2019 |  |  |  |  | NO | NO |  |  |  |  | COOPERSURGICAL, INC. 11200025 J1881000400144 |  |  | Active |  |  |  | Equipment | PAAR:00-PVAR | 10/31/2019 | 10/31/2019 | COOPER AMBULATORY OFF-SITES |  |  | MANAGERS OFFICE | WOT00000002493720 | Carey Myers | Service Request | Closed | Kirk Lis | 10/31/2019 | 10/31/2019 | Endosee - needs checked and tagged | INVENTORIED NEW EQUIPMENT | EXP2859819 | Labor | 10/31/2019 | 10/31/2019 | Kirk Lis
|  | COOPERSURGICAL, INC. | COOPERSURGICAL, INC. ENDOSEE |  | G1581000200403 | 3 COOPER-WOMENS CARE CENTER |  |  |  | 10/31/2019 |  |  |  |  | NO | NO |  |  |  |  | COOPERSURGICAL, INC. 30143497 G1581000200403 |  |  | Active |  | 99:99:99:99:99:99 |  | Equipment | PAAR:00-PVAR | 10/31/2019 | 10/31/2019 | COOPER AMBULATORY OFF-SITES |  |  | SUITE 300 - NURSES AREA |  | BONNIE MANNINO |  |  |  | 10/31/2019 | 10/31/2019 |  |  |  |  | 10/31/2019 | 10/31/2019
|  | COOPERSURGICAL, INC. | COOPERSURGICAL, INC. ENDOSEE CHARGING CRADLE |  | G1830200408 | MULTI SPECIALTY CARE AT MARLTON |  |  |  | 10/31/2019 |  |  |  |  | NO | NO |  |  |  |  | COOPERSURGICAL, INC. 11239294 G1830200408 |  |  | Active |  | 99:99:99:99:99:99 |  | Non-medical | PAAR:00-PVAR | 10/31/2019 | 10/31/2019 | COOPER AMBULATORY OFF-SITES |  |  | OB/GYN AREA | WOT00000001751630 | SUSAN MAKO | Performance Verification | Closed | Kirk Lis | 10/31/2019 | 10/31/2019 | Performance Verification for COOPERSURGICAL, INC. 11239294 G1830200408 | Initial Install of Performance Verification. Device is ready for patient use. |  |  | 10/31/2019 | 10/31/2019
|  | COOPERSURGICAL, INC. | COOPERSURGICAL, INC. ENDOSEE CHARGING CRADLE |  | J1830200144 | BURLINGTON OB/GYN |  |  |  | 10/31/2019 |  |  |  |  | NO | NO |  |  |  |  | COOPERSURGICAL, INC. 11200026 J1830200144 |  |  | Active |  |  |  | Non-medical | PAAR:00-PVAR | 10/31/2019 | 10/31/2019 | COOPER AMBULATORY OFF-SITES |  |  | MANAGERS OFFICE | WOT00000002500982 | Carey Myers | Performance Verification | Closed | Kirk Lis | 10/31/2019 | 10/31/2019 | Performance Verification for COOPERSURGICAL, INC. 11200026 J1830200144 | Initial Install of Performance Verification. Device is ready for patient use. |  |  | 10/31/2019 | 10/31/2019
|  | COOPERSURGICAL, INC. | COOPERSURGICAL, INC. LEEP SYSTEM 1000 |  | 1210F5223 | VOORHEES SURGERY CENTER-HEM/ONC |  |  |  | 07/19/2013 |  |  |  |  | NO | NO |  |  |  |  | COOPERSURGICAL, INC. 10348771 1210F5223 |  |  | Active |  | 99:99:99:99:99:99 |  | High Risk | 6M:00-MFG | 10/10/2019 | 04/01/2020 | COOPER AMBULATORY OFF-SITES |  |  | Suite F - Triage Room near Waiting |  | MEGAN MCCAFFERTY
|  | COOPERSURGICAL, INC. | COOPERSURGICAL, INC. TRIA II |  |  | 3 COOPER-MULTISPECIALTY CENTER |  |  |  | 10/31/2019 |  |  |  |  | NO | NO |  |  |  |  | COOPERSURGICAL, INC. 3022081 2016120007 |  |  | Active |  | 99:99:99:99:99:99 |  | Equipment | PAAR:00-PVAR | 10/31/2019 | 10/31/2019 | COOPER AMBULATORY OFF-SITES |  |  |  | 0012387151 | MARGIE OUTLER | Performance Verification | Closed | Josh Harris | 10/31/2019 | 10/31/2019 | INCOMING INVENTORY | DEVICE INVENTORIED | 228FDBA7-2364-43DF-A2CE-55CD355C027F | Labor | 10/31/2019 | 10/31/2019 | Josh Harris
|  | CORNING MEDICAL | CORNING MEDICAL 925 |  |  | LAB CHEMISTRY |  |  |  | 05/28/2001 |  |  |  |  | NO | NO |  |  |  |  | CORNING MEDICAL 10360262 3348 |  |  | Disposition |  | 99:99:99:99:99:99 |  | Equipment | 1Y:00-MFG | 09/28/2018 | 09/01/2020 | COOPER UNIVERSITY HOSPITAL |  |  | CHEMISTRY |  | Barbara Snyder
|  | CORNING MEDICAL | CORNING MEDICAL PC-320 |  | 308-1 | LAB MICROBIOLOGY |  |  |  | 01/01/1900 |  |  |  |  | NO | NO |  |  |  |  | CORNING MEDICAL 10367964 308-1 |  |  | Active |  | 99:99:99:99:99:99 |  | Equipment | 1Y:00-MFG | 01/18/2019 | 01/01/2020 | COOPER UNIVERSITY HOSPITAL |  |  | Microbiology - back room |  | COURTNEY BARRY
FM173711 |  | COROMETRICS MEDICAL SYSTEMS | COROMETRICS MEDICAL SYSTEMS 145 |  | NOT KNOWN | PRINCETON-OB/GYN |  |  |  | 09/20/2019 |  |  |  |  | NO | NO |  |  |  |  | COROMETRICS MEDICAL SYSTEMS FM173711 NOT KNOWN |  |  | Active |  |  |  | Alarm | 1Y:00-MFG | 09/20/2019 | 09/20/2019 | COOPER AMBULATORY OFF-SITES |  |  |  | WOT00000003761035 | LINDA CARON | Performance Verification | Completed | Gene Amodei | 09/20/2019 | 09/20/2019 | Performance Verification for COROMETRICS MEDICAL SYSTEMS FM173711 NOT KNOWN | Initial Install of Performance Verification. Device is ready for patient use. |  |  | 09/20/2019 | 09/20/2019
M18UP9711PS |  | COROMETRICS MEDICAL SYSTEMS | COROMETRICS MEDICAL SYSTEMS 2264LAX |  | M18UP9711PS | COOPER CANCER-- EGG HARBOR |  |  |  | 10/31/2019 |  |  |  |  | NO | NO |  |  |  |  | COROMETRICS MEDICAL SYSTEMS M18UP9711PS M18UP9711PS |  |  | Active |  |  |  | Equipment | PAAR:00-PVAR | 10/31/2019 | 10/31/2019 | COOPER AMBULATORY OFF-SITES |  |  | EGG HARBOR | WOT00000003227141 | VIOLET YACOVELLI | Performance Verification | Closed | Josh Harris | 10/31/2019 | 10/31/2019 | Performance Verification for COROMETRICS MEDICAL SYSTEMS M18UP9711PS M18UP9711PS | Initial Install of Performance Verification. Device is ready for patient use. |  |  | 10/31/2019 | 10/31/2019
H8UA6710P |  | COROMETRICS MEDICAL SYSTEMS | COROMETRICS MEDICAL SYSTEMS 5700LAX |  | H8UA6710P | WILLINGBORO CARDIOLOGY |  |  |  | 10/31/2019 |  |  |  |  | NO | NO |  |  |  |  | COROMETRICS MEDICAL SYSTEMS H8UA6710P H8UA6710P |  |  | Active |  | 99:99:99:99:99:99 |  | Accessory | PAAR:00-PVAR | 10/31/2019 | 10/31/2019 | COOPER AMBULATORY OFF-SITES |  |  | WILLINGBORO OB |  | JACKIE YOUNG |  |  |  | 10/31/2019 | 10/31/2019 |  |  |  |  | 10/31/2019 | 10/31/2019
D19UA8255PS |  | COROMETRICS MEDICAL SYSTEMS | COROMETRICS MEDICAL SYSTEMS 5700LAX |  | D19UA8255PS | COOPER CANCER-- EGG HARBOR |  |  |  | 10/31/2019 |  |  |  |  | NO | NO |  |  |  |  | COROMETRICS MEDICAL SYSTEMS D19UA8255PS D19UA8255PS |  |  | Active |  |  |  | Accessory | PAAR:00-PVAR | 10/31/2019 | 10/31/2019 | COOPER AMBULATORY OFF-SITES |  |  | EGG HARBOR | WOT00000003227134 | VIOLET YACOVELLI | Performance Verification | Closed | Josh Harris | 10/31/2019 | 10/31/2019 | Performance Verification for COROMETRICS MEDICAL SYSTEMS D19UA8255PS D19UA8255PS | Initial Install of Performance Verification. Device is ready for patient use. |  |  | 10/31/2019 | 10/31/2019
D19UA8214PS |  | COROMETRICS MEDICAL SYSTEMS | COROMETRICS MEDICAL SYSTEMS 5700LAX |  | D19UA8214PS | COOPER CANCER-- EGG HARBOR |  |  |  | 10/31/2019 |  |  |  |  | NO | NO |  |  |  |  | COROMETRICS MEDICAL SYSTEMS D19UA8214PS D19UA8214PS |  |  | Active |  |  |  | Accessory | PAAR:00-PVAR | 10/31/2019 | 10/31/2019 | COOPER AMBULATORY OFF-SITES |  |  | EGG HARBOR | WOT00000003227123 | VIOLET YACOVELLI | Performance Verification | Closed | Josh Harris | 10/31/2019 | 10/31/2019 | Performance Verification for COROMETRICS MEDICAL SYSTEMS D19UA8214PS D19UA8214PS | Initial Install of Performance Verification. Device is ready for patient use. |  |  | 10/31/2019 | 10/31/2019
|  | COVIDIEN | COVIDIEN BEDSIDE RESPIRATORY PATIENT MONITORING S |  | GBA1300327 | ANESTHESIOLOGY |  |  |  | 04/01/2013 |  |  |  |  | NO | NO |  |  |  |  | COVIDIEN 10368324 GBA1300327 |  |  | Disposition |  |  |  | Equipment | 1Y:00-MFG | 10/17/2017 | 10/01/2020 | COOPER UNIVERSITY HOSPITAL |  |  | OR K6 |  | GIACINTA ROUPAS
|  | COVIDIEN | COVIDIEN BEDSIDE RESPIRATORY PATIENT MONITORING S |  | VT09363 | ANESTHESIOLOGY |  |  |  | 12/17/2014 |  |  |  |  | NO | NO |  |  |  |  | COVIDIEN 10367553 VT09363 |  |  | Disposition |  |  |  | Equipment | 1Y:00-MFG | 06/20/2017 | 10/01/2020 | COOPER UNIVERSITY HOSPITAL |  |  | PAVILION OR 3 |  | GIACINTA ROUPAS
|  | COVIDIEN | COVIDIEN BEDSIDE RESPIRATORY PATIENT MONITORING S |  | VT24817 | CCU - CORONARY CARE UNIT |  |  |  | 10/09/2012 |  |  |  |  | NO | NO |  |  |  |  | COVIDIEN 10367281 VT24817 |  |  | Disposition |  | 99:99:99:99:99:99 |  | Equipment | 1Y:00-MFG | 06/29/2018 | 06/01/2020 | COOPER UNIVERSITY HOSPITAL |  |  | CCU CLEAN SUPPLY |  | CAROLYN RUMELL
|  | COVIDIEN | COVIDIEN BEDSIDE RESPIRATORY PATIENT MONITORING S |  | VT24842 | PEDIATRIC INTENSIVE CARE UNIT |  |  |  | 06/28/2013 |  |  |  |  | NO | NO |  |  |  |  | COVIDIEN 10360454 VT24842 |  |  | Disposition |  |  |  | Equipment | 1Y:00-MFG | 05/01/2018 | 03/01/2020 | COOPER UNIVERSITY HOSPITAL |  |  | PICU storage |  | Susan Cannon
|  | COVIDIEN | COVIDIEN BEDSIDE RESPIRATORY PATIENT MONITORING S |  | VT24847 | PEDIATRIC INTENSIVE CARE UNIT |  |  |  | 06/28/2013 |  |  |  |  | NO | NO |  |  |  |  | COVIDIEN 10360455 VT24847 |  |  | Active |  | 99:99:99:99:99:99 |  | Equipment | 1Y:00-MFG | 03/06/2019 | 03/01/2020 | COOPER UNIVERSITY HOSPITAL |  |  | PICU |  | Susan Cannon
|  | COVIDIEN | COVIDIEN BEDSIDE RESPIRATORY PATIENT MONITORING S |  | VT24852 | INTENSIVE CARE UNIT |  |  |  | 04/24/2013 |  |  |  |  | NO | NO |  |  |  |  | COVIDIEN 10355737 VT24852 |  |  | Disposition |  |  |  | Equipment | 1Y:00-MFG | 06/21/2017 | 06/01/2020 | COOPER UNIVERSITY HOSPITAL |  |  | CCU-9 |  | CAROLYN RUMELL
|  | COVIDIEN | COVIDIEN BEDSIDE RESPIRATORY PATIENT MONITORING S |  | GBA1300305 | ANESTHESIOLOGY |  |  |  | 04/01/2013 |  |  |  |  | NO | NO |  |  |  |  | COVIDIEN 10346587 GBA1300305 |  |  | Disposition |  |  |  | Equipment | 1Y:00-MFG | 02/09/2018 | 02/01/2020 | COOPER UNIVERSITY HOSPITAL |  |  | ANES |  | GIACINTA ROUPAS
|  | COVIDIEN | COVIDIEN BEDSIDE RESPIRATORY PATIENT MONITORING S |  | GBA1201974 | ANESTHESIOLOGY |  |  |  | 04/01/2013 |  |  |  |  | NO | NO |  |  |  |  | COVIDIEN 10346551 GBA1201974 |  |  | Disposition |  |  |  | Equipment | 1Y:00-MFG | 10/17/2017 | 10/01/2020 | COOPER UNIVERSITY HOSPITAL |  |  | OR P08 |  | GIACINTA ROUPAS
|  | COVIDIEN | COVIDIEN BIS VISTA |  | VT24861 | INTENSIVE CARE UNIT |  |  |  | 09/08/2015 |  |  |  |  | NO | NO |  |  |  |  | COVIDIEN 23801 VT24861 |  |  | Disposition |  |  |  | Equipment | 1Y:00-MFG | 09/08/2015 | 09/08/2015 | COOPER UNIVERSITY HOSPITAL |  |  | ICU |  | CAROLYN RUMELL |  |  |  | 09/08/2015 | 09/08/2015 |  |  |  |  | 09/08/2015 | 09/08/2015
|  | COVIDIEN | COVIDIEN BIS VISTA |  | VT24876 | INTENSIVE CARE UNIT |  |  |  | 09/08/2015 |  |  |  |  | NO | NO |  |  |  |  | COVIDIEN 23797 VT24876 |  |  | Disposition |  |  |  | Equipment | 1Y:00-MFG | 09/08/2015 | 09/08/2015 | COOPER UNIVERSITY HOSPITAL |  |  | ICU |  | CAROLYN RUMELL |  |  |  | 09/08/2015 | 09/08/2015 |  |  |  |  | 09/08/2015 | 09/08/2015
|  | COVIDIEN | COVIDIEN BIS VISTA |  | VT24872 | INTENSIVE CARE UNIT |  |  |  | 09/08/2015 |  |  |  |  | NO | NO |  |  |  |  | COVIDIEN 23445 VT24872 |  |  | Disposition |  |  |  | Equipment | 1Y:00-MFG | 09/08/2015 | 09/08/2015 | COOPER UNIVERSITY HOSPITAL |  |  | ICU |  | CAROLYN RUMELL |  |  |  | 09/08/2015 | 09/08/2015 |  |  |  |  | 09/08/2015 | 09/08/2015
|  | COVIDIEN | COVIDIEN BIS VISTA |  | VT24865 | ANESTHESIOLOGY |  |  |  | 10/30/2015 |  |  |  |  | NO | NO |  |  |  |  | COVIDIEN 23444 VT24865 |  |  | Disposition |  |  |  | Equipment | 1Y:00-MFG | 10/30/2015 | 10/30/2015 | COOPER UNIVERSITY HOSPITAL |  |  | OPERATING ROOM |  | GIACINTA ROUPAS |  |  |  | 10/30/2015 | 10/30/2015 |  |  |  |  | 10/30/2015 | 10/30/2015
|  | COVIDIEN | COVIDIEN BIS VISTA |  | VT25053 | INTENSIVE CARE UNIT |  |  |  | 09/08/2015 |  |  |  |  | NO | NO |  |  |  |  | COVIDIEN 23208 VT25053 |  |  | Disposition |  |  |  | Equipment | 1Y:00-MFG | 09/08/2015 | 09/08/2015 | COOPER UNIVERSITY HOSPITAL |  |  | ICU |  | CAROLYN RUMELL |  |  |  | 09/08/2015 | 09/08/2015 |  |  |  |  | 09/08/2015 | 09/08/2015
|  | COVIDIEN | COVIDIEN BIS VISTA |  | VT24854 | ANESTHESIOLOGY |  |  |  | 09/16/2015 |  |  |  |  | NO | NO |  |  |  |  | COVIDIEN 22991 VT24854 |  |  | Disposition |  |  |  | Equipment | 1Y:00-MFG | 09/16/2015 | 09/16/2015 | COOPER UNIVERSITY HOSPITAL |  |  | OPERATING ROOM |  | GIACINTA ROUPAS |  |  |  | 09/16/2015 | 09/16/2015 |  |  |  |  | 09/16/2015 | 09/16/2015
|  | COVIDIEN | COVIDIEN BIS VISTA |  | VT03347 | ANESTHESIOLOGY |  |  |  | 07/20/2016 |  |  |  |  | NO | NO |  |  |  |  | COVIDIEN 10505334 VT03347 |  |  | Disposition |  |  |  | Equipment | 1Y:00-MFG | 06/20/2017 | 10/01/2020 | COOPER UNIVERSITY HOSPITAL |  |  |  |  | GIACINTA ROUPAS
|  | COVIDIEN | COVIDIEN BIS VISTA |  | 185-0151 | INTENSIVE CARE UNIT |  |  |  | 08/30/2016 |  |  |  |  | NO | NO |  |  |  |  | COVIDIEN 10480474 185-0151 |  |  | Disposition |  |  |  | Equipment | 1Y:00-MFG | 06/21/2017 | 06/01/2020 | COOPER UNIVERSITY HOSPITAL |  |  | ICU |  | CAROLYN RUMELL
|  | COVIDIEN | COVIDIEN BIS VISTA |  | VT24853 | ANESTHESIOLOGY |  |  |  | 04/24/2013 |  |  |  |  | NO | NO |  |  |  |  | COVIDIEN 10369510 VT24853 |  |  | Disposition |  |  |  | Equipment | 1Y:00-MFG | 06/20/2017 | 10/01/2020 | COOPER UNIVERSITY HOSPITAL |  |  | OPERATING ROOM |  | GIACINTA ROUPAS
|  | COVIDIEN | COVIDIEN BIS VISTA |  | VT24881 | INTENSIVE CARE UNIT |  |  |  | 11/01/2012 |  |  |  |  | NO | NO |  |  |  |  | COVIDIEN 10367634 VT24881 |  |  | Disposition |  |  |  | Equipment | 1Y:00-MFG | 06/20/2016 | 06/01/2020 | COOPER UNIVERSITY HOSPITAL |  |  | ICU |  | CAROLYN RUMELL
|  | COVIDIEN | COVIDIEN BIS VISTA |  | VT25041 | INTENSIVE CARE UNIT |  |  |  | 11/01/2012 |  |  |  |  | NO | NO |  |  |  |  | COVIDIEN 10367624 VT25041 |  |  | Disposition |  |  |  | Equipment | 1Y:00-MFG | 06/21/2016 | 06/01/2020 | COOPER UNIVERSITY HOSPITAL |  |  | ICU |  | CAROLYN RUMELL
|  | COVIDIEN | COVIDIEN BIS VISTA |  | VT25044 | INTENSIVE CARE UNIT |  |  |  | 11/01/2012 |  |  |  |  | NO | NO |  |  |  |  | COVIDIEN 10367626 VT25044 |  |  | Disposition |  |  |  | Equipment | 1Y:00-MFG | 10/11/2016 | 06/01/2020 | COOPER UNIVERSITY HOSPITAL |  |  | ICU |  | CAROLYN RUMELL
|  | COVIDIEN | COVIDIEN BIS VISTA |  | VT24880 | ANESTHESIOLOGY |  |  |  | 10/12/2012 |  |  |  |  | NO | NO |  |  |  |  | COVIDIEN 10366677 VT24880 |  |  | Disposition |  |  |  | Equipment | 1Y:00-MFG | 06/20/2017 | 10/01/2020 | COOPER UNIVERSITY HOSPITAL |  |  | OR K2 |  | GIACINTA ROUPAS
|  | COVIDIEN | COVIDIEN BIS VISTA |  | VT24896 | INTENSIVE CARE UNIT |  |  |  | 11/01/2012 |  |  |  |  | NO | NO |  |  |  |  | COVIDIEN 10365256 VT24896 |  |  | Disposition |  |  |  | Equipment | 1Y:00-MFG | 01/01/1900 | 12/01/2019 | COOPER UNIVERSITY HOSPITAL |  |  | ICU |  | CAROLYN RUMELL
|  | COVIDIEN | COVIDIEN BIS VISTA |  | VT24857 | ANESTHESIOLOGY |  |  |  | 02/22/2013 |  |  |  |  | NO | NO |  |  |  |  | COVIDIEN 10355461 VT24857 |  |  | Disposition |  |  |  | Equipment | 1Y:00-MFG | 06/20/2017 | 10/01/2020 | COOPER UNIVERSITY HOSPITAL |  |  | OR 6 |  | GIACINTA ROUPAS
|  | COVIDIEN | COVIDIEN BIS VISTA |  | VT24841 | INTENSIVE CARE UNIT |  |  |  | 10/12/2012 |  |  |  |  | NO | NO |  |  |  |  | COVIDIEN 10349450 VT24841 |  |  | Disposition |  | 99:99:99:99:99:99 |  | Equipment | 1Y:00-MFG | 06/01/2019 | 06/01/2020 | COOPER UNIVERSITY HOSPITAL |  |  | STORAGE ROOM P470 |  | CAROLYN RUMELL
|  | COVIDIEN | COVIDIEN BIS VISTA |  | VT24845 | OPERATING ROOM - PAVILION |  |  |  | 04/24/2013 |  |  |  |  | NO | NO |  |  |  |  | COVIDIEN 10346590 VT24845 |  |  | Disposition |  |  |  | Equipment | 1Y:00-MFG | 06/20/2017 | 02/01/2020 | COOPER UNIVERSITY HOSPITAL |  |  | OR P07 |  | DOMINIC VENDETTA
|  | COVIDIEN | COVIDIEN BIS VISTA |  | VT24837 | ANESTHESIOLOGY |  |  |  | 02/22/2013 |  |  |  |  | NO | NO |  |  |  |  | COVIDIEN 10346545 VT24837 |  |  | Disposition |  |  |  | Equipment | 1Y:00-MFG | 06/20/2017 | 10/01/2020 | COOPER UNIVERSITY HOSPITAL |  |  | OR P04 |  | GIACINTA ROUPAS
|  | COVIDIEN | COVIDIEN GENIUS 2 |  | N17528630 | CHERRY HILL URGENT CARE |  |  | excluded | 11/08/2017 |  |  |  |  | NO | NO |  |  |  |  | COVIDIEN 10732185 N17528630 |  |  | Active |  | 99:99:99:99:99:99 |  | Equipment | PAAR:00-PVAR | 10/31/2019 |  | COOPER AMBULATORY OFF-SITES |  |  |  | 0012527434 | MELISSA PORTOBANCO | Preventative Maintenance | Closed | Josh Harris | 12/26/2017 | 12/26/2017 | PERFORMANCE ASSURANCE AT INVENTORY | INVENTORIED DEVICE AND ENSURED DEVICE WAS FUNCTIONING PROPERLY. | C84B4963-B732-402D-BC9D-712D23783BB6 | Labor | 11/08/2017 | 11/08/2017 | Kirk Lis
|  | COVIDIEN | COVIDIEN GENIUS 2 |  | N15600202 | CINNAMINSON URGENT CARE |  |  | excluded | 01/01/1900 |  |  |  |  | NO | NO |  |  |  |  | COVIDIEN 10365775 N15600202 |  |  | Active |  | 99:99:99:99:99:99 |  | Equipment | 1Y:00-MFG | 12/06/2018 | 12/01/2019 | COOPER AMBULATORY OFF-SITES |  |  | NURSES STATION |  | MELISSA PORTOBANCO
|  | COVIDIEN | COVIDIEN GENIUS 2 |  | N14552172 | CHERRY HILL URGENT CARE |  |  |  | 01/01/1900 |  |  |  |  | NO | NO |  |  |  |  | COVIDIEN 10346166 N14552172 |  |  | Disposition |  | 99:99:99:99:99:99 |  | Equipment | 1Y:00-MFG | 10/24/2018 | 10/01/2020 | COOPER AMBULATORY OFF-SITES |  |  | NURSES STATION |  | MELISSA PORTOBANCO
|  | COVIDIEN | COVIDIEN GENIUS 2 |  | N14579461 | COOPER CARE NOW-SHOPRITE CLINIC |  |  |  | 01/01/1900 |  |  |  |  | NO | NO |  |  |  |  | COVIDIEN 10346098 N14579461 |  |  | Disposition |  |  |  | Equipment | 1Y:00-MFG | 11/11/2015 |  | COOPER AMBULATORY OFF-SITES |  |  | 307 W. ROUTE 70 Marlton NJ |  | DR. BRAD BENDESKY
|  | COVIDIEN | COVIDIEN GR101704 |  | GBA1300311 | ANESTHESIOLOGY |  |  |  | 04/01/2013 |  |  |  |  | NO | NO |  |  |  |  | COVIDIEN 10369511 GBA1300311 |  |  | Disposition |  | 99:99:99:99:99:99 |  | Alarm | PAAR:00-PVAR | 11/01/2019 |  | COOPER UNIVERSITY HOSPITAL |  |  | OPERATING ROOM | WOT00000000525232 | GIACINTA ROUPAS | Disposition | Closed | Salvatore Bombara | 02/08/2018 | 05/15/2019 | Bulk Disposition CNL | Unit has been replaced/upgraded. | EXP2934419 | Labor | 05/15/2019 | 05/15/2019 | Salvatore Bombara
|  | COVIDIEN | COVIDIEN GR101704 |  | GBA1300314 | ANESTHESIOLOGY |  |  |  | 04/01/2013 |  |  |  |  | NO | NO |  |  |  |  | COVIDIEN 10369462 GBA1300314 |  |  | Disposition |  |  |  | Alarm | 1Y:00-MFG | 10/17/2017 | 10/01/2020 | COOPER UNIVERSITY HOSPITAL |  |  | L&D 2 |  | GIACINTA ROUPAS
|  | COVIDIEN | COVIDIEN GR101704 |  | GBA1201893 | OR - KELEMEN 3 |  |  |  | 04/01/2013 |  |  |  |  | NO | NO |  |  |  |  | COVIDIEN 10368440 GBA1201893 |  |  | Disposition |  | 99:99:99:99:99:99 |  | Alarm | PAAR:00-PVAR | 11/02/2019 |  | COOPER UNIVERSITY HOSPITAL |  |  | KELEMAN OR | WOT00000000525226 | DOMINIC VENDETTA | Disposition | Closed | Salvatore Bombara | 02/08/2018 | 05/15/2019 | Bulk Disposition CNL | Unit has been retired | EXP2931860 | Labor | 05/15/2019 | 05/15/2019 | Salvatore Bombara
|  | COVIDIEN | COVIDIEN KANGAROO CONNECT ENTERNAL FEEDING PUMP |  | C13049922 | SPD |  |  |  | 11/02/2019 |  |  |  |  | NO | NO |  |  |  |  | COVIDIEN 30126197 C13049922 |  |  | Disposition |  |  |  | Alarm | PAAR:00-PVAR | 11/02/2019 | 11/02/2019 | COOPER UNIVERSITY HOSPITAL |  |  | UHS |  | David Frye |  |  |  | 11/02/2019 | 11/02/2019 |  |  |  |  | 11/02/2019 | 11/02/2019
|  | COVIDIEN | COVIDIEN KANGAROO CONNECT ENTERNAL FEEDING PUMP |  | C13050028 | SPD |  |  |  | 11/02/2019 |  |  |  |  | NO | NO |  |  |  |  | COVIDIEN 30126194 C13050028 |  |  | Disposition |  |  |  | Alarm | PAAR:00-PVAR | 11/02/2019 | 11/02/2019 | COOPER UNIVERSITY HOSPITAL |  |  | UHS |  | David Frye |  |  |  | 11/02/2019 | 11/02/2019 |  |  |  |  | 11/02/2019 | 11/02/2019
|  | COVIDIEN | COVIDIEN KANGAROO CONNECT ENTERNAL FEEDING PUMP |  | C13049411 | SPD |  |  |  | 10/16/2019 |  |  |  |  | NO | NO |  |  |  |  | COVIDIEN 30126087 C13049411 |  |  | Disposition |  |  |  | Alarm | PAAR:00-PVAR | 10/16/2019 | 10/16/2019 | COOPER UNIVERSITY HOSPITAL |  |  |  |  | David Frye |  |  |  | 10/16/2019 | 10/16/2019 |  |  |  |  | 10/16/2019 | 10/16/2019
|  | COVIDIEN | COVIDIEN KANGAROO CONNECT ENTERNAL FEEDING PUMP |  | C13024504 | SPD |  |  |  | 10/31/2019 |  |  |  |  | NO | NO |  |  |  |  | COVIDIEN 30126052 C13024504 |  |  | Active |  | 99:99:99:99:99:99 |  | Alarm | PAAR:00-PVAR | 10/31/2019 | 10/31/2019 | COOPER UNIVERSITY HOSPITAL |  |  | SPD |  | David Frye |  |  |  | 10/31/2019 | 10/31/2019 |  |  |  |  | 10/31/2019 | 10/31/2019
|  | COVIDIEN | COVIDIEN KANGAROO CONNECT ENTERNAL FEEDING PUMP |  | C13050021 | SPD |  |  |  | 11/02/2019 |  |  |  |  | NO | NO |  |  |  |  | COVIDIEN 11221842 C13050021 |  |  | Active | 10356621, 10732374 | 99:99:99:99:99:99 |  | Alarm | PAAR:00-PVAR | 11/02/2019 | 11/02/2019 | COOPER UNIVERSITY HOSPITAL |  |  | SPD |  | David Frye |  |  |  | 11/02/2019 | 11/02/2019 |  |  |  |  | 11/02/2019 | 11/02/2019
|  | COVIDIEN | COVIDIEN KANGAROO CONNECT ENTERNAL FEEDING PUMP |  | C13051216 | SPD |  |  |  | 11/02/2019 |  |  |  |  | NO | NO |  |  |  |  | COVIDIEN 11221829 C13051216 |  |  | Active |  | 99:99:99:99:99:99 |  | Alarm | PAAR:00-PVAR | 11/02/2019 | 11/02/2019 | COOPER UNIVERSITY HOSPITAL |  |  | TICU-EQUIP STORAGE |  | David Frye |  |  |  | 11/02/2019 | 11/02/2019 |  |  |  |  | 11/02/2019 | 11/02/2019
|  | COVIDIEN | COVIDIEN KANGAROO CONNECT ENTERNAL FEEDING PUMP |  | C13051221 | SPD |  |  |  | 11/02/2019 |  |  |  |  | NO | NO |  |  |  |  | COVIDIEN 11221834 C13051221 |  |  | Active | 10345054, 30212617 | 99:99:99:99:99:99 |  | Alarm | PAAR:00-PVAR | 11/02/2019 | 11/02/2019 | COOPER UNIVERSITY HOSPITAL |  |  | SPD |  | David Frye |  |  |  | 11/02/2019 | 11/02/2019 |  |  |  |  | 11/02/2019 | 11/02/2019
|  | COVIDIEN | COVIDIEN KANGAROO CONNECT ENTERNAL FEEDING PUMP |  | C13046638 | SPD |  |  |  | 11/02/2019 |  |  |  |  | NO | NO |  |  |  |  | COVIDIEN 11221832 C13046638 |  |  | Disposition |  | 99:99:99:99:99:99 |  | Alarm | PAAR:00-PVAR | 11/02/2019 | 11/02/2019 | COOPER UNIVERSITY HOSPITAL |  |  | BIOMED SHOP |  | David Frye |  |  |  | 11/02/2019 | 11/02/2019 |  |  |  |  | 11/02/2019 | 11/02/2019
|  | COVIDIEN | COVIDIEN KANGAROO CONNECT ENTERNAL FEEDING PUMP |  | C13021665 | SPD |  |  |  | 11/02/2019 |  |  |  |  | NO | NO |  |  |  |  | COVIDIEN 11221820 C13021665 |  |  | Active |  | 99:99:99:99:99:99 |  | Alarm | PAAR:00-PVAR | 11/02/2019 | 11/02/2019 | COOPER UNIVERSITY HOSPITAL |  |  |  |  | David Frye |  |  |  | 11/02/2019 | 11/02/2019 |  |  |  |  | 11/02/2019 | 11/02/2019
|  | COVIDIEN | COVIDIEN KANGAROO CONNECT ENTERNAL FEEDING PUMP |  | C13049924 | SPD |  |  |  | 11/02/2019 |  |  |  |  | NO | NO |  |  |  |  | COVIDIEN 11221639 C13049924 |  |  | Active |  | 99:99:99:99:99:99 |  | Alarm | PAAR:00-PVAR | 11/02/2019 | 11/02/2019 | COOPER UNIVERSITY HOSPITAL |  |  |  |  | David Frye |  |  |  | 11/02/2019 | 11/02/2019 |  |  |  |  | 11/02/2019 | 11/02/2019
|  | COVIDIEN | COVIDIEN KANGAROO CONNECT ENTERNAL FEEDING PUMP |  | C13049443 | SPD |  |  |  | 11/02/2019 |  |  |  |  | NO | NO |  |  |  |  | COVIDIEN 10769745 C13049443 |  |  | Active |  | 99:99:99:99:99:99 |  | Alarm | PAAR:00-PVAR | 11/02/2019 | 11/02/2019 | COOPER UNIVERSITY HOSPITAL |  |  |  |  | David Frye |  |  |  | 11/02/2019 | 11/02/2019 |  |  |  |  | 11/02/2019 | 11/02/2019
|  | COVIDIEN | COVIDIEN KANGAROO CONNECT ENTERNAL FEEDING PUMP |  | C17170920 | SPD |  |  |  | 06/20/2017 |  |  |  |  | NO | NO |  |  |  |  | COVIDIEN 10769652 C17170920 |  |  | Active |  | 99:99:99:99:99:99 |  | Alarm | PAAR:00-PVAR | 10/31/2019 |  | COOPER UNIVERSITY HOSPITAL |  |  |  | 0011781485 | David Frye | Preventative Maintenance | Closed | Bonnie Aichroth | 06/21/2017 | 06/21/2017 | PERFORMANCE ASSURANCE AT INVENTORY | INVENTORIED DEVICE AND ENSURED DEVICE WAS FUNCTIONING PROPERLY. | 8DEED830-B7F2-4E63-9426-99844E9291FA | Labor | 06/20/2017 | 06/20/2017 | Josh Harris
|  | COVIDIEN | COVIDIEN KANGAROO CONNECT ENTERNAL FEEDING PUMP |  | C17170785 | SPD |  |  |  | 06/20/2017 |  |  |  |  | NO | NO |  |  |  |  | COVIDIEN 10769647 C17170785 |  |  | Active |  | 99:99:99:99:99:99 |  | Alarm | PAAR:00-PVAR | 10/31/2019 |  | COOPER UNIVERSITY HOSPITAL |  |  |  | 0011781427 | David Frye | Preventative Maintenance | Closed | Bonnie Aichroth | 06/21/2017 | 06/21/2017 | PERFORMANCE ASSURANCE AT INVENTORY | INVENTORIED DEVICE AND ENSURED DEVICE WAS FUNCTIONING PROPERLY. | 000ED04E-FBA9-48C1-AA8A-14094B8B0906 | Labor | 06/20/2017 | 06/20/2017 | Josh Harris
|  | COVIDIEN | COVIDIEN KANGAROO CONNECT ENTERNAL FEEDING PUMP |  | C12009430 | SPD |  |  |  | 09/01/2013 |  |  |  |  | NO | NO |  |  |  |  | COVIDIEN 10752972 C12009430 |  |  | Active |  | 99:99:99:99:99:99 |  | Alarm | PAAR:00-PVAR | 11/02/2019 |  | COOPER UNIVERSITY HOSPITAL |  |  | UHS |  | David Frye
|  | COVIDIEN | COVIDIEN KANGAROO CONNECT ENTERNAL FEEDING PUMP |  | C13051104 | SPD |  |  |  | 11/02/2019 |  |  |  |  | NO | NO |  |  |  |  | COVIDIEN 30244929 C13051104 |  |  | Active |  | 99:99:99:99:99:99 |  | Alarm | PAAR:00-PVAR | 11/02/2019 | 11/02/2019 | COOPER UNIVERSITY HOSPITAL |  |  | SPD |  | David Frye |  |  |  | 11/02/2019 | 11/02/2019 |  |  |  |  | 11/02/2019 | 11/02/2019
|  | COVIDIEN | COVIDIEN KANGAROO CONNECT ENTERNAL FEEDING PUMP |  | C13046647 | SPD |  |  |  | 10/31/2019 |  |  |  |  | NO | NO |  |  |  |  | COVIDIEN 30244928 C13046647 |  |  | Active |  | 99:99:99:99:99:99 |  | Alarm | PAAR:00-PVAR | 10/31/2019 | 10/31/2019 | COOPER UNIVERSITY HOSPITAL |  |  |  | 0011444143 | David Frye | Preventative Maintenance | Closed | Josh Harris | 10/31/2019 | 10/31/2019 | PERFORMANCE ASSURANCE AT INVENTORY | INVENTORIED DEVICE AND ENSURED DEVICE WAS FUNCTIONING PROPERLY. | 1867BD3A-966C-4E91-9A9C-06014868DE26 | Labor | 10/31/2019 | 10/31/2019 | Josh Harris
|  | COVIDIEN | COVIDIEN KANGAROO CONNECT ENTERNAL FEEDING PUMP |  | NOT KNOWN | INTENSIVE CARE UNIT |  |  |  | 01/01/1900 |  |  |  |  | NO | NO |  |  |  |  | COVIDIEN 10366356 NOT KNOWN |  |  | Disposition |  |  |  | Alarm | PAAR:00-PVAR | 11/02/2019 |  | COOPER UNIVERSITY HOSPITAL |  |  | P4/ICU 8 |  | CAROLYN RUMELL
|  | COVIDIEN | COVIDIEN KANGAROO CONNECT ENTERNAL FEEDING PUMP |  | C13051240 | SPD |  |  |  | 11/02/2019 |  |  |  |  | NO | NO |  |  |  |  | COVIDIEN 30236303 C13051240 |  |  | Active |  | 99:99:99:99:99:99 |  | Alarm | PAAR:00-PVAR | 11/02/2019 | 11/02/2019 | COOPER UNIVERSITY HOSPITAL |  |  | UHS |  | David Frye |  |  |  | 11/02/2019 | 11/02/2019 |  |  |  |  | 11/02/2019 | 11/02/2019
|  | COVIDIEN | COVIDIEN KANGAROO CONNECT ENTERNAL FEEDING PUMP |  | C13046624 | SPD |  |  |  | 09/01/2013 |  |  |  |  | NO | NO |  |  |  |  | COVIDIEN 10365342 C13046624 |  |  | Disposition |  |  |  | Alarm | PAAR:00-PVAR | 11/02/2019 |  | COOPER UNIVERSITY HOSPITAL |  |  | UHS |  | David Frye
|  | COVIDIEN | COVIDIEN KANGAROO CONNECT ENTERNAL FEEDING PUMP |  | C13049380 | SPD |  |  |  | 09/01/2013 |  |  |  |  | NO | NO |  |  |  |  | COVIDIEN 10365336 C13049380 |  |  | Disposition |  |  |  | Alarm | PAAR:00-PVAR | 11/02/2019 |  | COOPER UNIVERSITY HOSPITAL |  |  | uhs room |  | David Frye
|  | COVIDIEN | COVIDIEN KANGAROO CONNECT ENTERNAL FEEDING PUMP |  | C13051433 | SPD |  |  |  | 09/01/2013 |  |  |  |  | NO | NO |  |  |  |  | COVIDIEN 10365277 C13051433 |  |  | Active |  | 99:99:99:99:99:99 |  | Alarm | PAAR:00-PVAR | 11/02/2019 |  | COOPER UNIVERSITY HOSPITAL |  |  |  |  | David Frye
|  | COVIDIEN | COVIDIEN KANGAROO CONNECT ENTERNAL FEEDING PUMP |  | C13041269 | SPD |  |  |  | 09/01/2013 |  |  |  |  | NO | NO |  |  |  |  | COVIDIEN 10360340 C13041269 |  |  | Active |  | 99:99:99:99:99:99 |  | Alarm | PAAR:00-PVAR | 11/02/2019 |  | COOPER UNIVERSITY HOSPITAL |  |  | UHS |  | David Frye
|  | COVIDIEN | COVIDIEN KANGAROO CONNECT ENTERNAL FEEDING PUMP |  | C13046625 | SPD |  |  |  | 09/01/2013 |  |  |  |  | NO | NO |  |  |  |  | COVIDIEN 10357226 C13046625 |  |  | Active |  | 99:99:99:99:99:99 |  | Alarm | PAAR:00-PVAR | 11/02/2019 |  | COOPER UNIVERSITY HOSPITAL |  |  | UHS |  | David Frye
|  | COVIDIEN | COVIDIEN KANGAROO CONNECT ENTERNAL FEEDING PUMP |  | C13020060 | SPD |  |  |  | 09/01/2013 |  |  |  |  | NO | NO |  |  |  |  | COVIDIEN 10356280 C13020060 |  |  | Disposition |  |  |  | Alarm | PAAR:00-PVAR | 11/02/2019 |  | COOPER UNIVERSITY HOSPITAL |  |  | s1054 |  | David Frye
|  | COVIDIEN | COVIDIEN KANGAROO CONNECT ENTERNAL FEEDING PUMP |  | C13051238 | SPD |  |  |  | 09/01/2013 |  |  |  |  | NO | NO |  |  |  |  | COVIDIEN 10355781 C13051238 |  |  | Active |  | 99:99:99:99:99:99 |  | Alarm | PAAR:00-PVAR | 11/02/2019 |  | COOPER UNIVERSITY HOSPITAL |  |  | UHS |  | David Frye
|  | COVIDIEN | COVIDIEN KANGAROO CONNECT ENTERNAL FEEDING PUMP |  | C13046618 | SPD |  |  |  | 09/01/2013 |  |  |  |  | NO | NO |  |  |  |  | COVIDIEN 10355641 C13046618 |  |  | Disposition |  | 99:99:99:99:99:99 |  | Alarm | PAAR:00-PVAR | 11/02/2019 |  | COOPER UNIVERSITY HOSPITAL |  |  | UHS |  | David Frye
|  | COVIDIEN | COVIDIEN KANGAROO CONNECT ENTERNAL FEEDING PUMP |  | C13020509 | SPD |  |  |  | 09/01/2013 |  |  |  |  | NO | NO |  |  |  |  | COVIDIEN 10346447 C13020509 |  |  | Disposition |  |  |  | Alarm | PAAR:00-PVAR | 11/02/2019 |  | COOPER UNIVERSITY HOSPITAL |  |  | TICU |  | David Frye
|  | COVIDIEN | COVIDIEN KANGAROO CONNECT ENTERNAL FEEDING PUMP |  | C13050004 | SPD |  |  |  | 09/01/2013 |  |  |  |  | NO | NO |  |  |  |  | COVIDIEN 10345060 C13050004 |  |  | Active |  | 99:99:99:99:99:99 |  | Alarm | PAAR:00-PVAR | 11/02/2019 |  | COOPER UNIVERSITY HOSPITAL |  |  | SPD |  | David Frye
|  | COVIDIEN | COVIDIEN KANGAROO CONNECT ENTERNAL FEEDING PUMP |  | C13049929 | SPD |  |  |  | 09/01/2013 |  |  |  |  | NO | NO |  |  |  |  | COVIDIEN 10345053 C13049929 |  |  | Disposition |  |  |  | Alarm | PAAR:00-PVAR | 11/02/2019 |  | COOPER UNIVERSITY HOSPITAL |  |  | UHS |  | David Frye
|  | COVIDIEN | COVIDIEN KANGAROO CONNECT ENTERNAL FEEDING PUMP |  | C13049905 | SPD |  |  |  | 09/01/2013 |  |  |  |  | NO | NO |  |  |  |  | COVIDIEN 10345051 C13049905 |  |  | Disposition |  |  |  | Alarm | PAAR:00-PVAR | 11/02/2019 |  | COOPER UNIVERSITY HOSPITAL |  |  | SPD |  | David Frye
|  | COVIDIEN | COVIDIEN KANGAROO CONNECT ENTERNAL FEEDING PUMP |  | C13050020 | SPD |  |  |  | 09/01/2013 |  |  |  |  | NO | NO |  |  |  |  | COVIDIEN 10345049 C13050020 |  |  | Disposition |  |  |  | Alarm | PAAR:00-PVAR | 11/02/2019 |  | COOPER UNIVERSITY HOSPITAL |  |  | SPD |  | David Frye
|  | COVIDIEN | COVIDIEN KANGAROO CONNECT ENTERNAL FEEDING PUMP |  | C13049958 | SPD |  |  |  | 09/01/2013 |  |  |  |  | NO | NO |  |  |  |  | COVIDIEN 10345043 C13049958 |  |  | Active |  | 99:99:99:99:99:99 |  | Alarm | PAAR:00-PVAR | 11/02/2019 |  | COOPER UNIVERSITY HOSPITAL |  |  | UHS |  | David Frye
|  | COVIDIEN | COVIDIEN KANGAROO CONNECT ENTERNAL FEEDING PUMP |  | C13049919 | SPD |  |  |  | 09/01/2013 |  |  |  |  | NO | NO |  |  |  |  | COVIDIEN 10345044 C13049919 |  |  | Disposition |  |  |  | Alarm | PAAR:00-PVAR | 11/02/2019 |  | COOPER UNIVERSITY HOSPITAL |  |  |  |  | David Frye
|  | COVIDIEN | COVIDIEN KANGAROO CONNECT ENTERNAL FEEDING PUMP |  |  | SPD |  |  |  | 03/01/2013 |  |  |  |  | NO | NO |  |  |  |  | COVIDIEN 10345045 13046623 |  |  | Disposition |  |  |  | Alarm | PAAR:00-PVAR | 11/02/2019 |  | COOPER UNIVERSITY HOSPITAL |  |  | SPD |  | David Frye
|  | COVIDIEN | COVIDIEN KANGAROO CONNECT ENTERNAL FEEDING PUMP |  | C13051286 | SPD |  |  |  | 09/01/2013 |  |  |  |  | NO | NO |  |  |  |  | COVIDIEN 10345047 C13051286 |  |  | Disposition |  |  |  | Alarm | PAAR:00-PVAR | 11/02/2019 |  | COOPER UNIVERSITY HOSPITAL |  |  | UHS |  | David Frye
*C13049334 |  | COVIDIEN | COVIDIEN KANGAROO CONNECT ENTERNAL FEEDING PUMP |  | C13049334 | SPD |  |  |  | 09/01/2013 |  |  |  |  | NO | NO |  |  |  |  | COVIDIEN *C13049334 C13049334 |  |  | Disposition |  |  |  | Alarm | PAAR:00-PVAR | 11/02/2019 |  | COOPER UNIVERSITY HOSPITAL |  |  | ICU 4TH PAVILION |  | David Frye
|  | COVIDIEN | COVIDIEN NELLCOR BEDSIDE SPO2 |  | GBA1300317 | ANESTHESIOLOGY |  |  |  | 04/01/2013 |  |  |  |  | NO | NO |  |  |  |  | COVIDIEN 10369303 GBA1300317 |  |  | Disposition |  | 99:99:99:99:99:99 |  | Equipment | PAAR:00-PVAR | 11/02/2019 |  | COOPER UNIVERSITY HOSPITAL |  |  | KELEMEN OR | WOT00000000525233 | GIACINTA ROUPAS | Disposition | Closed | Salvatore Bombara | 02/08/2018 | 05/15/2019 | Bulk Disposition CNL | Unit has been replaced/upgraded. | EXP2934083 | Labor | 05/15/2019 | 05/15/2019 | Salvatore Bombara
|  | COVIDIEN | COVIDIEN NELLCOR BEDSIDE SPO2 |  | GBA1300234 | ANESTHESIOLOGY |  |  |  | 04/01/2013 |  |  |  |  | NO | NO |  |  |  |  | COVIDIEN 10368226 GBA1300234 |  |  | Disposition |  | 99:99:99:99:99:99 |  | Equipment | PAAR:00-PVAR | 11/02/2019 |  | COOPER UNIVERSITY HOSPITAL |  |  | 860 PAV | WOT00000002201049 | GIACINTA ROUPAS | Disposition | Closed | Salvatore Bombara | 02/14/2019 | 05/15/2019 | Bulk Disposition CNL | Unit has been retired | EXP2931254 | Labor | 05/15/2019 | 05/15/2019 | Salvatore Bombara
|  | COVIDIEN | COVIDIEN NELLCOR BEDSIDE SPO2 |  | GBA1201509 | ANESTHESIOLOGY |  |  |  | 04/01/2013 |  |  |  |  | NO | NO |  |  |  |  | COVIDIEN 10368116 GBA1201509 |  |  | Disposition |  |  |  | Equipment | PAAR:00-PVAR | 11/01/2019 |  | COOPER UNIVERSITY HOSPITAL |  |  | ANESTH WK RM | 0011914715 | GIACINTA ROUPAS | Repair | Closed | Salvatore Bombara | 07/20/2017 | 07/20/2017 | PULSEOX - NEEDS RETIRED - BIOMED | 7/20/2017 1:59:17 PM SXBOMBARA (SXBOMBARA 7/20/2017 12:00 AM) RETIRE 7/20/2017 1:59 PM SXBOMBARA This device has been removed from an active status with the RSQ Database, and physically removed from the facility. Device retired on 7/20/2017; Authorized By: MASIMO; Nature of Retirement: NO LONGER NEEDED; Days In Service: 776 | 2D1F7283-A002-4C7E-935C-2CAA167C322B | Labor | 07/20/2017 | 07/20/2017 | Salvatore Bombara
|  | COVIDIEN | COVIDIEN NELLCOR BEDSIDE SPO2 |  | GBA1300315 | ANESTHESIOLOGY |  |  |  | 04/01/2013 |  |  |  |  | NO | NO |  |  |  |  | COVIDIEN 10367571 GBA1300315 |  |  | Disposition |  |  |  | Equipment | PAAR:00-PVAR | 11/02/2019 |  | COOPER UNIVERSITY HOSPITAL |  |  | PAVILION OR PO5 | 0011914713 | GIACINTA ROUPAS | Repair | Closed | Salvatore Bombara | 07/20/2017 | 07/20/2017 | PULSEOX - NEEDS RETIRED - BIOMED | 7/20/2017 2:01:03 PM SXBOMBARA (SXBOMBARA 7/20/2017 12:00 AM) RETIRE 7/20/2017 2:01 PM SXBOMBARA This device has been removed from an active status with the RSQ Database, and physically removed from the facility. Device retired on 7/20/2017; Authorized By: MASIMO; Nature of Retirement: NO LONGER NEEDED; Days In Service: 776 | 34DD5769-506D-4CCF-9684-7A123E88437B | Labor | 07/20/2017 | 07/20/2017 | Salvatore Bombara
|  | COVIDIEN | COVIDIEN NELLCOR BEDSIDE SPO2 |  | GBA1201937 | SHORT PROCEDURE UNIT |  |  |  | 04/01/2013 |  |  |  |  | NO | NO |  |  |  |  | COVIDIEN 10367437 GBA1201937 |  |  | Disposition |  | 99:99:99:99:99:99 |  | Equipment | PAAR:00-PVAR | 11/02/2019 |  | COOPER UNIVERSITY HOSPITAL |  |  | SPU/5N | WOT00000000525229 | Lisa Geoghegan | Disposition | Closed | Michael Youch | 02/08/2018 | 05/16/2019 | Bulk Disposition CNL | Dispositioned Dispositioned from Work Order Task WOT00000000525229 CEID: 10367437 | EXP2945284 | Labor | 05/16/2019 | 05/16/2019 | Michael Youch
|  | COVIDIEN | COVIDIEN NELLCOR BEDSIDE SPO2 |  | GBA1300328 | ANESTHESIOLOGY |  |  |  | 04/01/2013 |  |  |  |  | NO | NO |  |  |  |  | COVIDIEN 10367352 GBA1300328 |  |  | Disposition |  |  |  | Equipment | PAAR:00-PVAR | 11/02/2019 |  | COOPER UNIVERSITY HOSPITAL |  |  | k pacu closet | 0011914714 | GIACINTA ROUPAS | Repair | Closed | Salvatore Bombara | 07/20/2017 | 07/20/2017 | PULSEOX - NEEDS RETIRED - BIOMED | 7/20/2017 2:00:10 PM SXBOMBARA (SXBOMBARA 7/20/2017 12:00 AM) RETIRE 7/20/2017 2:00 PM SXBOMBARA This device has been removed from an active status with the RSQ Database, and physically removed from the facility. Device retired on 7/20/2017; Authorized By: MASIMO; Nature of Retirement: NO LONGER NEEDED; Days In Service: 776 | BCD8D139-60FF-4F2B-89D9-49CFF646FFA5 | Labor | 07/20/2017 | 07/20/2017 | Salvatore Bombara
|  | COVIDIEN | COVIDIEN NELLCOR BEDSIDE SPO2 |  | GBA1201919 | ANESTHESIOLOGY |  |  |  | 04/01/2013 |  |  |  |  | NO | NO |  |  |  |  | COVIDIEN 10367320 GBA1201919 |  |  | Disposition |  | 99:99:99:99:99:99 |  | Equipment | PAAR:00-PVAR | 11/02/2019 |  | COOPER UNIVERSITY HOSPITAL |  |  | PACU CLOSET | WOT00000000525227 | GIACINTA ROUPAS | Disposition | Closed | Salvatore Bombara | 02/08/2018 | 05/15/2019 | Bulk Disposition CNL | Unit has been retired | EXP2925503 | Labor | 05/14/2019 | 05/14/2019 | Salvatore Bombara
|  | COVIDIEN | COVIDIEN NELLCOR BEDSIDE SPO2 |  | GBA1300309 | ANESTHESIOLOGY |  |  |  | 04/01/2013 |  |  |  |  | NO | NO |  |  |  |  | COVIDIEN 10367309 GBA1300309 |  |  | Disposition |  | 99:99:99:99:99:99 |  | Equipment | PAAR:00-PVAR | 11/01/2019 |  | COOPER UNIVERSITY HOSPITAL |  |  | or2 | WOT00000000525231 | GIACINTA ROUPAS | Disposition | Closed | Salvatore Bombara | 02/08/2018 | 05/15/2019 | Bulk Disposition CNL | Unit has been retired | EXP2925424 | Labor | 05/14/2019 | 05/14/2019 | Salvatore Bombara
|  | COVIDIEN | COVIDIEN NELLCOR BEDSIDE SPO2 |  | GBA1201891 | ANESTHESIOLOGY |  |  |  | 04/01/2013 |  |  |  |  | NO | NO |  |  |  |  | COVIDIEN 10356157 GBA1201891 |  |  | Disposition |  | 99:99:99:99:99:99 |  | Equipment | PAAR:00-PVAR | 11/02/2019 |  | COOPER UNIVERSITY HOSPITAL |  |  | OR-KELEMEN K6 |  | GIACINTA ROUPAS
|  | COVIDIEN | COVIDIEN NELLCOR BEDSIDE SPO2 |  | GBA1300320 | ANESTHESIOLOGY |  |  |  | 04/01/2013 |  |  |  |  | NO | NO |  |  |  |  | COVIDIEN 10356155 GBA1300320 |  |  | Disposition |  | 99:99:99:99:99:99 |  | Equipment | PAAR:00-PVAR | 11/02/2019 |  | COOPER UNIVERSITY HOSPITAL |  |  | PAV OR |  | GIACINTA ROUPAS
|  | COVIDIEN | COVIDIEN NELLCOR BEDSIDE SPO2 |  | GBA1201920 | ANESTHESIOLOGY |  |  |  | 04/01/2013 |  |  |  |  | NO | NO |  |  |  |  | COVIDIEN 10346289 GBA1201920 |  |  | Disposition |  | 99:99:99:99:99:99 |  | Equipment | PAAR:00-PVAR | 11/02/2019 |  | COOPER UNIVERSITY HOSPITAL |  |  | ANES |  | GIACINTA ROUPAS
|  | COVIDIEN | COVIDIEN NELLCOR PM1000N |  | GBB1602266 | PACU KELEMEN |  |  |  | 08/31/2016 |  |  |  |  | NO | NO |  |  |  |  | COVIDIEN 10649824 GBB1602266 |  |  | Active |  | 11:11:11:11:11:11 |  | Alarm | PAAR:00-PVAR | 10/31/2019 |  | COOPER UNIVERSITY HOSPITAL |  |  | PACU |  | FRANK OBRIEN
|  | COVIDIEN | COVIDIEN NELLCOR PM1000N |  | MBP1518320 | EMERGENCY ROOM |  |  |  | 02/03/2016 |  |  |  |  | NO | NO |  |  |  |  | COVIDIEN 10480346 MBP1518320 |  |  | Active |  | 11:11:11:11:11:11 |  | Alarm | PAAR:00-PVAR | 10/31/2019 |  | COOPER UNIVERSITY HOSPITAL |  |  |  |  | KAREN GRUBER
|  | COVIDIEN | COVIDIEN NELLCOR PM1000N |  | MBP1518321 | EMERGENCY ROOM |  |  |  | 02/03/2016 |  |  |  |  | NO | NO |  |  |  |  | COVIDIEN 10480347 MBP1518321 |  |  | Disposition |  | 11:11:11:11:11:11 |  | Alarm | PAAR:00-PVAR | 10/16/2019 |  | COOPER UNIVERSITY HOSPITAL |  |  |  |  | KAREN GRUBER
|  | COVITA | COVITA SMOKERLYZER |  | CM908578 | COOPER CANCER CENTER |  |  |  | 09/13/2019 |  |  |  |  | NO | NO |  |  |  |  | COVITA 30225127 CM908578 |  |  | Active |  | 99:99:99:99:99:99 |  | Equipment | 1Y:00-MFG | 09/13/2019 | 09/13/2019 | COOPER AMBULATORY OFF-SITES |  |  | Adrianne Barbara-Geigges 856-735-6134 | WOT00000001445083 | COLLEEN TEGELER | Performance Verification | Closed | Charles Santomero | 09/13/2019 | 09/13/2019 | CEID Record Completion for COVITA 30225127 CM908578 | Performance verification passed | EXP1404300 | Labor | 09/13/2019 | 09/13/2019 | Charles Santomero
|  | COVITA | COVITA SMOKERLYZER |  | CM908614 | COOPER CANCER CENTER |  |  |  | 09/13/2019 |  |  |  |  | NO | NO |  |  |  |  | COVITA 30225126 CM908614 |  |  | Active |  | 99:99:99:99:99:99 |  | Equipment | 1Y:00-MFG | 09/13/2019 | 09/13/2019 | COOPER AMBULATORY OFF-SITES |  |  | Adrianne Barbara-Geigges 856-735-6134 | WOT00000001445068 | COLLEEN TEGELER | Performance Verification | Closed | Charles Santomero | 09/13/2019 | 09/13/2019 | CEID Record Completion for COVITA 30225126 CM908614 | Performance verification passed | EXP1404232 | Labor | 09/13/2019 | 09/13/2019 | Charles Santomero
|  | COVITA | COVITA SMOKERLYZER |  | CM908613 | COOPER CANCER CENTER |  |  |  | 09/13/2019 |  |  |  |  | NO | NO |  |  |  |  | COVITA 30225124 CM908613 |  |  | Active |  | 99:99:99:99:99:99 |  | Equipment | 1Y:00-MFG | 09/13/2019 | 09/13/2019 | COOPER AMBULATORY OFF-SITES |  |  | Adrianne Barbara-Geigges 856-735-6134 | WOT00000001445017 | COLLEEN TEGELER | Performance Verification | Closed | Charles Santomero | 09/13/2019 | 09/13/2019 | Performance Verification for COVITA 30225124 CM908613 | Initial Install of Performance Verification. Device is ready for patient use. |  |  | 09/13/2019 | 09/13/2019
|  | COVITA | COVITA SMOKERLYZER |  | CM908585 | COOPER CANCER CENTER |  |  |  | 09/13/2019 |  |  |  |  | NO | NO |  |  |  |  | COVITA 30225125 CM908585 |  |  | Active |  | 99:99:99:99:99:99 |  | Equipment | 1Y:00-MFG | 09/13/2019 | 09/13/2019 | COOPER AMBULATORY OFF-SITES |  |  | Adrianne Barbara-Geigges 856-735-6134 | WOT00000001445042 | COLLEEN TEGELER | Performance Verification | Closed | Charles Santomero | 09/13/2019 | 09/13/2019 | Performance Verification for COVITA 30225125 CM908585 | Initial Install of Performance Verification. Device is ready for patient use. |  |  | 09/13/2019 | 09/13/2019
|  | CRITIKON COMPANY, L.L.C. | CRITIKON COMPANY, L.L.C. 8100 |  | 8110-0477 | 3 COOPER-WOMENS CARE CENTER |  |  |  | 01/01/1900 |  |  |  |  | NO | NO |  |  |  |  | CRITIKON COMPANY, L.L.C. 10346846 8110-0477 |  |  | Disposition |  | 99:99:99:99:99:99 |  | Alarm | PAAR:00-PVAR | 11/02/2019 |  | COOPER AMBULATORY OFF-SITES |  |  | Suite 300 - Moves |  | BONNIE MANNINO
|  | CRITIKON COMPANY, L.L.C. | CRITIKON COMPANY, L.L.C. DINAMAP PLUS |  | J2721 | VOORHEES PEDIATRICS |  |  |  | 01/01/1900 |  |  |  |  | NO | NO |  |  |  |  | CRITIKON COMPANY, L.L.C. 10345341 J2721 |  |  | Disposition |  |  |  | Alarm | 1Y:00-MFG | 04/20/2016 | 04/01/2020 | COOPER AMBULATORY OFF-SITES |  |  | B6 |  | MAUREEN OBRIEN
|  | CRITIKON COMPANY, L.L.C. | CRITIKON COMPANY, L.L.C. DINAMAP PRO 100 |  | 000M2419002 | VOORHEES CARDIOLOGY |  |  |  | 01/01/1900 |  |  |  |  | NO | NO |  |  |  |  | CRITIKON COMPANY, L.L.C. 10356975 000M2419002 |  |  | Disposition |  |  |  | Alarm | PAAR:00-PVAR | 11/02/2019 |  | COOPER AMBULATORY OFF-SITES |  |  | ECHO LAB | 0011356194 | KATHY COMO | Repair | Closed | Kirk Lis | 03/17/2017 | 04/11/2017 | BP MACHINE - BROKEN, DON'T NEED, WANT REMOVED - VOORHEES CARDIO STE 201 SUPPLY CLOSET | 3/23/2017 12:44:47 PM KALIS (KALIS 3/23/2017 12:00 AM) REMOVED EQUIPMENT FROM FACILITY 4/11/2017 4:16:39 PM KALIS (KALIS 4/11/2017 12:00 AM) REMOVED ALL STICKERS. GAVE UNIT TO ANN MAIER FOR CLINICAL EDUCATION. UNIT WAS DELIVERED TO VOORHEES CLOCK TOWER 4/11/2017 4:16:46 PM KALIS This device has been removed from an active status with the RSQ Database, and physically removed from the facility. Device retired on 4/11/2017; Authorized By: YES; Nature of Retirement: NO LONGER NEEDED; Days In Service: 677 | 16FA47E0-70A3-4D67-91FC-474401B7EE5B | Labor | 03/23/2017 | 03/23/2017 | Kirk Lis
|  | CRITIKON COMPANY, L.L.C. | CRITIKON COMPANY, L.L.C. DINAMAP PRO 100 |  | 010M2339039 | WILLINGBORO HEMATOLOGY/ONCOLOGY |  |  |  | 01/01/1900 |  |  |  |  | NO | NO |  |  |  |  | CRITIKON COMPANY, L.L.C. 05859 010M2339039 |  |  | Disposition |  |  |  | Alarm | PAAR:00-PVAR | 10/16/2019 |  | COOPER AMBULATORY OFF-SITES |  |  | SUITE M |  | ANN DENTON
|  | CRITIKON COMPANY, L.L.C. | CRITIKON COMPANY, L.L.C. DINAMAP PRO 400 |  | 032M0589083 | COOPER DIGESTIVE HEALTH-ENDOSCOPY |  |  |  | 01/01/1900 |  |  |  |  | NO | NO |  |  |  |  | CRITIKON COMPANY, L.L.C. 10347086 032M0589083 |  |  | Disposition |  | 99:99:99:99:99:99 |  | Alarm | PAAR:00-PVAR | 11/02/2019 |  | COOPER AMBULATORY OFF-SITES |  |  | GI SUITE |  | JEANNE GREER
|  | CRITIKON COMPANY, L.L.C. | CRITIKON COMPANY, L.L.C. DINAMAP XL |  | 9350-K3289 | 3 COOPER-PEDIATRICS |  |  |  | 01/01/1900 |  |  |  |  | NO | NO |  |  |  |  | CRITIKON COMPANY, L.L.C. 10346960 9350-K3289 |  |  | Active |  | 99:99:99:99:99:99 |  | Alarm | PAAR:00-PVAR | 11/02/2019 |  | COOPER AMBULATORY OFF-SITES |  |  | Suite 200 - Exam 220A | WOT00000003483197 | MAUREEN OBRIEN | Repair | Closed | Stephen Zubrzycki | 08/21/2019 | 08/30/2019 | not turning on while plugged in | Replaced battery and VPO | EXP3848466 | Parts |  |  | Stephen Zubrzycki
|  | CUDA PRODUCTS CORPORATION | CUDA PRODUCTS CORPORATION HLS-150 |  |  | SPD |  |  |  | 10/16/2019 |  |  |  |  | NO | NO |  |  |  |  | CUDA PRODUCTS CORPORATION 11123 5060466 |  |  | Disposition |  | 99:99:99:99:99:99 |  | Equipment | PAAR:00-PVAR | 10/16/2019 | 10/16/2019 | COOPER UNIVERSITY HOSPITAL |  |  | Disposition |  | David Frye |  |  |  | 10/16/2019 | 10/16/2019 |  |  |  |  | 10/16/2019 | 10/16/2019
|  | CURITY | CURITY 6024 |  |  | TSDU - KELEMEN S7 |  |  |  | 01/01/1900 |  |  |  |  | NO | NO |  |  |  |  | CURITY 00359 101545 |  |  | Disposition |  |  |  | Equipment | PAAR:00-PVAR | 10/16/2019 |  | COOPER UNIVERSITY HOSPITAL |  |  | N7 |  | JEN VANDER HORN
|  | CURITY | CURITY 6024 |  |  | CCU - CORONARY CARE UNIT |  |  |  | 01/01/1900 |  |  |  |  | NO | NO |  |  |  |  | CURITY 00688 101548 |  |  | Disposition |  |  |  | Equipment | PAAR:00-PVAR | 10/16/2019 |  | COOPER UNIVERSITY HOSPITAL |  |  | CCU |  | CAROLYN RUMELL
|  | CURLIN MEDICAL | CURLIN MEDICAL 6000 PLUS |  |  | ANESTHESIOLOGY |  |  |  | 12/24/2015 |  |  |  |  | NO | NO |  |  |  |  | CURLIN MEDICAL 10354951 234692 |  |  | Active |  | 99:99:99:99:99:99 |  | High Risk | 1Y:00-MFG 2Y:00-BAT | 10/24/2019 | 10/01/2020 | COOPER UNIVERSITY HOSPITAL |  |  | BIOMED |  | GIACINTA ROUPAS
|  | CURLIN MEDICAL | CURLIN MEDICAL PAINSMART IOD |  |  | ANESTHESIOLOGY |  |  |  | 11/01/2019 |  |  |  |  | NO | NO |  |  |  |  | CURLIN MEDICAL 30142025 234722 |  |  | Active |  | 99:99:99:99:99:99 |  | High Risk | 1Y:00-MFG | 11/01/2019 | 11/01/2019 | COOPER UNIVERSITY HOSPITAL |  |  | ANESTHESIA RESEARCH |  | GIACINTA ROUPAS |  |  |  | 11/01/2019 | 11/01/2019 |  |  |  |  | 11/01/2019 | 11/01/2019
|  | CURLIN MEDICAL | CURLIN MEDICAL PAINSMART IOD |  |  | ANESTHESIOLOGY |  |  |  | 12/02/2016 |  |  |  |  | NO | NO |  |  |  |  | CURLIN MEDICAL 30142021 234952 |  |  | Disposition |  |  |  | High Risk | 1Y:00-MFG | 12/02/2016 | 12/02/2016 | COOPER UNIVERSITY HOSPITAL |  |  | biomed storage |  | GIACINTA ROUPAS |  |  |  | 12/02/2016 | 12/02/2016 |  |  |  |  | 12/02/2016 | 12/02/2016
|  | CURLIN MEDICAL | CURLIN MEDICAL PAINSMART IOD |  |  | ANESTHESIOLOGY |  |  |  | 11/01/2019 |  |  |  |  | NO | NO |  |  |  |  | CURLIN MEDICAL 30142018 234758 |  |  | Active |  | 99:99:99:99:99:99 |  | High Risk | 1Y:00-MFG | 11/01/2019 | 11/01/2019 | COOPER UNIVERSITY HOSPITAL |  |  | ANESTHESIA RESEARCH |  | GIACINTA ROUPAS |  |  |  | 11/01/2019 | 11/01/2019 |  |  |  |  | 11/01/2019 | 11/01/2019
|  | CURLIN MEDICAL | CURLIN MEDICAL PAINSMART IOD |  |  | LABOR & DELIVERY |  |  |  | 12/02/2016 |  |  |  |  | NO | NO |  |  |  |  | CURLIN MEDICAL 30142013 234968 |  |  | Disposition |  |  |  | High Risk | 1Y:00-MFG | 12/02/2016 | 12/02/2016 | COOPER UNIVERSITY HOSPITAL |  |  | biomed storage |  | JOANNA HORST |  |  |  | 12/02/2016 | 12/02/2016 |  |  |  |  | 12/02/2016 | 12/02/2016
|  | CURLIN MEDICAL | CURLIN MEDICAL PAINSMART IOD |  |  | ANESTHESIOLOGY |  |  |  | 11/01/2019 |  |  |  |  | NO | NO |  |  |  |  | CURLIN MEDICAL 30142012 234965 |  |  | Active |  | 99:99:99:99:99:99 |  | High Risk | 1Y:00-MFG | 11/01/2019 | 11/01/2019 | COOPER UNIVERSITY HOSPITAL |  |  | PHARMACY |  | GIACINTA ROUPAS |  |  |  | 11/01/2019 | 11/01/2019 |  |  |  |  | 11/01/2019 | 11/01/2019
|  | CURLIN MEDICAL | CURLIN MEDICAL PAINSMART IOD |  |  | ANESTHESIOLOGY |  |  |  | 11/01/2019 |  |  |  |  | NO | NO |  |  |  |  | CURLIN MEDICAL 30142010 234765 |  |  | Active |  | 99:99:99:99:99:99 |  | High Risk | 1Y:00-MFG | 11/01/2019 | 11/01/2019 | COOPER UNIVERSITY HOSPITAL |  |  | L&D STORE ROOM |  | GIACINTA ROUPAS |  |  |  | 11/01/2019 | 11/01/2019 |  |  |  |  | 11/01/2019 | 11/01/2019
|  | CURLIN MEDICAL | CURLIN MEDICAL PAINSMART IOD |  |  | ANESTHESIOLOGY |  |  |  | 12/21/2016 |  |  |  |  | NO | NO |  |  |  |  | CURLIN MEDICAL 25551 234964 |  |  | Disposition |  |  |  | High Risk | 1Y:00-MFG | 12/21/2016 | 12/21/2016 | COOPER UNIVERSITY HOSPITAL |  |  |  |  | GIACINTA ROUPAS |  |  |  | 12/21/2016 | 12/21/2016 |  |  |  |  | 12/21/2016 | 12/21/2016
|  | CURLIN MEDICAL | CURLIN MEDICAL PAINSMART IOD |  |  | ANESTHESIOLOGY |  |  |  | 01/01/1900 |  |  |  |  | NO | NO |  |  |  |  | CURLIN MEDICAL 10369348 234845 |  |  | Disposition |  | 99:99:99:99:99:99 |  | High Risk | 1Y:00-MFG | 10/31/2018 | 10/01/2020 | COOPER UNIVERSITY HOSPITAL |  |  | STORAGE ROOM |  | GIACINTA ROUPAS
|  | CURLIN MEDICAL | CURLIN MEDICAL PAINSMART IOD |  |  | ANESTHESIOLOGY |  |  |  | 01/01/1900 |  |  |  |  | NO | NO |  |  |  |  | CURLIN MEDICAL 10369342 234705 |  |  | Disposition |  |  |  | High Risk | 1Y:00-MFG | 12/07/2016 | 10/01/2020 | COOPER UNIVERSITY HOSPITAL |  |  | STORAGE ROOM 3 FLOOR |  | GIACINTA ROUPAS
|  | CURLIN MEDICAL | CURLIN MEDICAL PAINSMART IOD |  |  | ANESTHESIOLOGY |  |  |  | 05/01/2019 |  |  |  |  | NO | NO |  |  |  |  | CURLIN MEDICAL 30143506 234954 |  |  | Active |  | 99:99:99:99:99:99 |  | High Risk | 1Y:00-MFG | 05/01/2019 | 05/01/2019 | COOPER UNIVERSITY HOSPITAL |  |  |  |  | GIACINTA ROUPAS |  |  |  | 05/01/2019 | 05/01/2019 |  |  |  |  | 05/01/2019 | 05/01/2019
|  | CURLIN MEDICAL | CURLIN MEDICAL PAINSMART IOD |  |  | LABOR & DELIVERY |  |  |  | 11/01/2019 |  |  |  |  | NO | NO |  |  |  |  | CURLIN MEDICAL 30142031 234747 |  |  | Active |  | 99:99:99:99:99:99 |  | High Risk | 1Y:00-MFG | 11/01/2019 | 11/01/2019 | COOPER UNIVERSITY HOSPITAL |  |  | biomed storage |  | JOANNA HORST |  |  |  | 11/01/2019 | 11/01/2019 |  |  |  |  | 11/01/2019 | 11/01/2019
|  | CUSTOM ULTRASONICS | CUSTOM ULTRASONICS 20000 |  |  | SPECIAL TEST |  |  |  | 10/16/2019 |  |  |  |  | NO | NO |  |  |  |  | CUSTOM ULTRASONICS 15333 4 |  |  | Disposition |  |  |  | Equipment | PAAR:00-PVAR | 10/16/2019 | 10/16/2019 | COOPER UNIVERSITY HOSPITAL |  |  | room 661 |  | AMY HANNAN |  |  |  | 10/16/2019 | 10/16/2019 |  |  |  |  | 10/16/2019 | 10/16/2019
|  | CUSTOM ULTRASONICS | CUSTOM ULTRASONICS 20000 |  |  | SPECIAL TEST |  |  |  | 10/16/2019 |  |  |  |  | NO | NO |  |  |  |  | CUSTOM ULTRASONICS 15334 5 |  |  | Disposition |  |  |  | Equipment | PAAR:00-PVAR | 10/16/2019 | 10/16/2019 | COOPER UNIVERSITY HOSPITAL |  |  | room 661 |  | AMY HANNAN |  |  |  | 10/16/2019 | 10/16/2019 |  |  |  |  | 10/16/2019 | 10/16/2019
|  | CUSTOM ULTRASONICS | CUSTOM ULTRASONICS 20000 |  |  | SPECIAL TEST |  |  |  | 10/16/2019 |  |  |  |  | NO | NO |  |  |  |  | CUSTOM ULTRASONICS 15330 1 |  |  | Disposition |  |  |  | Equipment | PAAR:00-PVAR | 10/16/2019 | 10/16/2019 | COOPER UNIVERSITY HOSPITAL |  |  | room 661 |  | AMY HANNAN |  |  |  | 10/16/2019 | 10/16/2019 |  |  |  |  | 10/16/2019 | 10/16/2019
|  | CUSTOM ULTRASONICS | CUSTOM ULTRASONICS 20000 |  |  | SPECIAL TEST |  |  |  | 10/16/2019 |  |  |  |  | NO | NO |  |  |  |  | CUSTOM ULTRASONICS 15331 2 |  |  | Disposition |  |  |  | Equipment | PAAR:00-PVAR | 10/16/2019 | 10/16/2019 | COOPER UNIVERSITY HOSPITAL |  |  | room 661 |  | AMY HANNAN |  |  |  | 10/16/2019 | 10/16/2019 |  |  |  |  | 10/16/2019 | 10/16/2019
|  | CUSTOM ULTRASONICS | CUSTOM ULTRASONICS 20000 |  |  | SPECIAL TEST |  |  |  | 10/16/2019 |  |  |  |  | NO | NO |  |  |  |  | CUSTOM ULTRASONICS 15332 3 |  |  | Disposition |  |  |  | Equipment | PAAR:00-PVAR | 10/16/2019 | 10/16/2019 | COOPER UNIVERSITY HOSPITAL |  |  | room 661 |  | AMY HANNAN |  |  |  | 10/16/2019 | 10/16/2019 |  |  |  |  | 10/16/2019 | 10/16/2019
|  | CUSTOM ULTRASONICS | CUSTOM ULTRASONICS 20000 |  | 102108-B/EQ3395-5 | VOORHEES SURGERY CENTER-SURGERY DEPT |  |  |  | 07/22/2008 |  |  |  |  | NO | NO |  |  |  |  | CUSTOM ULTRASONICS 10732115 102108-B/EQ3395-5 |  |  | Active |  | 99:99:99:99:99:99 |  | Equipment | PAAR:00-PVAR | 10/31/2019 |  | COOPER AMBULATORY OFF-SITES |  |  | SPD |  | Theresa Megali
|  | CUSTOM ULTRASONICS | CUSTOM ULTRASONICS 20000 |  | 041808-G/3277-2EQ | SPECIAL TEST |  |  |  | 05/28/2008 |  |  |  |  | NO | NO |  |  |  |  | CUSTOM ULTRASONICS 10369048 041808-G/3277-2EQ |  |  | Active |  | 99:99:99:99:99:99 |  | Equipment | PAAR:00-PVAR | 11/02/2019 |  | COOPER UNIVERSITY HOSPITAL |  |  | ROOM 646 | WOT00000000504831 | AMY HANNAN | Disposition | Closed | Salvatore Bombara | 02/08/2018 | 05/15/2019 | Bulk Disposition CNL
|  | CUSTOM ULTRASONICS | CUSTOM ULTRASONICS 20000 |  | 041808-H/3277-E3EQ | SPECIAL TEST |  |  |  | 05/28/2008 |  |  |  |  | NO | NO |  |  |  |  | CUSTOM ULTRASONICS 10369047 041808-H/3277-E3EQ |  |  | Active |  | 99:99:99:99:99:99 |  | Equipment | PAAR:00-PVAR | 11/02/2019 |  | COOPER UNIVERSITY HOSPITAL |  |  | ROOM 646 | WOT00000000504832 | AMY HANNAN | Disposition | Closed | Salvatore Bombara | 02/08/2018 | 05/14/2019 | Bulk Disposition CNL
|  | CUSTOM ULTRASONICS | CUSTOM ULTRASONICS 20000 |  | 0411808-F/3277-1EQ | SPECIAL TEST |  |  |  | 05/28/2008 |  |  |  |  | NO | NO |  |  |  |  | CUSTOM ULTRASONICS 10369046 0411808-F/3277-1EQ |  |  | Active |  | 99:99:99:99:99:99 |  | Equipment | PAAR:00-PVAR | 11/02/2019 |  | COOPER UNIVERSITY HOSPITAL |  |  | ROOM 646 | WOT00000000504805 | AMY HANNAN | Disposition | Closed | Salvatore Bombara | 02/08/2018 | 05/14/2019 | Bulk Disposition CNL
|  | CUSTOM ULTRASONICS | CUSTOM ULTRASONICS 20000 |  | Not Known | COOPER DIGESTIVE HEALTH-ENDOSCOPY |  |  |  | 01/01/1900 |  |  |  |  | NO | NO |  |  |  |  | CUSTOM ULTRASONICS 10347138 Not Known |  |  | Active |  | 99:99:99:99:99:99 |  | Equipment | PAAR:00-PVAR | 11/01/2019 |  | COOPER AMBULATORY OFF-SITES |  |  | Suite 102 - Procedure Side |  | JEANNE GREER
|  | CUSTOM ULTRASONICS | CUSTOM ULTRASONICS 83 PLUS |  |  | BRACHFIELD MEDICAL ASSOCIATES-MEDICINE |  |  |  | 06/08/2005 |  |  |  |  | NO | NO |  |  |  |  | CUSTOM ULTRASONICS 10367170 08103 |  |  | Active |  | 99:99:99:99:99:99 |  | Equipment | PAAR:00-PVAR | 11/02/2019 |  | COOPER AMBULATORY OFF-SITES |  |  | ENDO SCOPE PROCESSING ROOM |  | CATHY CRAWFORD
|  | CUSTOM ULTRASONICS | CUSTOM ULTRASONICS 83 PLUS |  | CAP-01 | ANESTHESIOLOGY |  |  |  | 12/01/2004 |  |  |  |  | NO | NO |  |  |  |  | CUSTOM ULTRASONICS 10349398 CAP-01 |  |  | Disposition |  | 99:99:99:99:99:99 |  | Equipment | 1Y:00-MFG | 10/18/2018 | 10/01/2020 | COOPER UNIVERSITY HOSPITAL |  |  | OR - P321 |  | GIACINTA ROUPAS
|  | CUTERA, INC. | CUTERA, INC. XEO GENESIS |  | X12230 | CHERRY HILL SPECIALITY HUB |  |  |  | 05/03/2017 |  |  |  |  | NO | NO |  |  |  |  | CUTERA, INC. 10480179 X12230 |  |  | Disposition |  | 99:99:99:99:99:99 |  | High Risk | 6M:00-MFG | 05/31/2019 | 05/01/2020 | COOPER AMBULATORY OFF-SITES |  |  | Procedure 2 | 0011786107 | APRIL DIXON | Preventative Maintenance | Closed | Bonnie Aichroth | 06/22/2017 | 06/22/2017 | PERFORMANCE ASSURANCE AT INVENTORY | INVENTORIED DEVICE AND ENSURED DEVICE WAS FUNCTIONING PROPERLY. | 092843E8-9248-4151-87D0-F10170D4FB7C | Labor | 05/03/2017 | 05/03/2017 | Michael Youch
|  | CYBEX | CYBEX FITRON |  | 1660M01D036 | PHYSICAL THERAPY |  |  |  | 01/01/1900 |  |  |  |  | NO | NO |  |  |  |  | CYBEX 08425 1660M01D036 |  |  | Disposition |  |  |  | Equipment | PAAR:00-PVAR | 10/16/2019 |  | COOPER UNIVERSITY HOSPITAL |  |  | WAS 3 COOPER 1ST FL RM 116 |  | JOSEPHINE HONG
|  | CYBEX | CYBEX FITRON |  |  | BIOMEDICAL |  |  |  | 01/01/1900 |  |  |  |  | NO | NO |  |  |  |  | CYBEX 03191 1682210501 |  |  | Disposition |  |  |  | Equipment | PAAR:00-PVAR | 10/16/2019 |  | COOPER UNIVERSITY HOSPITAL |  |  | WAS 3 COOPER PT |  | Bonnie Aichroch
|  | CYBEX | CYBEX UBE |  | 2460M344310 | CHERRY HILL PHYSICAL THERAPY |  |  |  | 01/01/1900 |  |  |  |  | NO | NO |  |  |  |  | CYBEX 10366077 2460M344310 |  |  | Disposition |  | 99:99:99:99:99:99 |  | Equipment | PAAR:00-PVAR | 11/02/2019 |  | COOPER AMBULATORY OFF-SITES |  |  | EXERCISE ROOM | WOT00000002903902 | COURTNEY BUDD | Service Request | Closed | Stephen Zubrzycki | 06/17/2019 | 06/17/2019 | Needs to be retired | Dispositioning unit. Removed stickers. Too large to fit in our van. Gave them Pat Amatrudi's contact info so they can coordinate with her to dispose of unit. | EXP3177136 | Labor | 06/17/2019 | 06/17/2019 | Stephen Zubrzycki
|  | DALE TECHNOLOGY CORP. | DALE TECHNOLOGY CORP. 600 |  | 63412-600 | BIOMEDICAL |  |  |  | 01/29/2019 |  |  |  |  | NO | NO |  |  |  |  | DALE TECHNOLOGY CORP. 30212650 63412-600 |  |  | Active |  | 99:99:99:99:99:99 |  | Test Equipment | 1Y:00-VEN | 01/29/2019 | 01/29/2019 | COOPER UNIVERSITY HOSPITAL |  |  |  | 0011050009 | Bonnie Aichroch | Preventative Maintenance | Closed | Michael Youch | 01/29/2019 | 01/29/2019 | PERFORMANCE ASSURANCE AT INVENTORY | INVENTORIED DEVICE AND ENSURED DEVICE WAS FUNCTIONING PROPERLY. 1/12/2017 3:22:58 PM BGAICHROTH CALIBRATION COMPLETED BY BC GROUP 1/9/17 | FBC67AD0-2A16-42E4-8805-2213D83F42F0 | Labor | 01/29/2019 | 01/29/2019 | Michael Youch
|  | DALE TECHNOLOGY CORP. | DALE TECHNOLOGY CORP. LT544D |  |  | BIOMEDICAL |  |  |  | 01/31/2019 |  |  |  |  | NO | NO |  |  |  |  | DALE TECHNOLOGY CORP. 30244980 9547001 |  |  | Disposition |  | 99:99:99:99:99:99 |  | Test Equipment | 1Y:00-VEN | 01/31/2019 | 01/31/2019 | COOPER UNIVERSITY HOSPITAL |  |  | BIOMED | 0011038898 | Bonnie Aichroch | Performance Verification | Closed | Bonnie Aichroth | 01/31/2019 | 01/31/2019 | INCOMING INVENTORY | DEVICE INVENTORIED | 6879B32C-0FC5-457C-9DE5-7C24CACC52BC | Labor | 01/31/2019 | 01/31/2019 | Bonnie Aichroth
|  | DALE TECHNOLOGY CORP. | DALE TECHNOLOGY CORP. LT544D-20 |  |  | BIOMEDICAL |  |  |  | 12/11/2015 |  |  |  |  | NO | NO |  |  |  |  | DALE TECHNOLOGY CORP. 10480308 493508 |  |  | Active |  | 99:99:99:99:99:99 |  | Test Equipment | 1Y:00-VEN | 01/29/2019 | 01/01/2020 | COOPER UNIVERSITY HOSPITAL |  |  | BIOMED |  | Bonnie Aichroch
|  | DAMON/IEC DIVISION | DAMON/IEC DIVISION CU 5000 |  |  | LAB CHEMISTRY |  |  |  | 01/01/1900 |  |  |  |  | NO | NO |  |  |  |  | DAMON/IEC DIVISION 10368951 23452381 |  |  | Disposition |  |  |  | Equipment | 6M:00-MFG | 10/28/2015 | 03/01/2020 | COOPER UNIVERSITY HOSPITAL |  |  | RM 310 |  | Barbara Snyder
|  | DATACHEM, INC. | DATACHEM, INC. FLO TEM ILE |  | 3649P | PHERESIS LAB |  |  |  | 01/01/1900 |  |  |  |  | NO | NO |  |  |  |  | DATACHEM, INC. 00204 3649P |  |  | Disposition |  |  |  | High Risk | 1Y:00-MFG | 08/04/2015 | 08/01/2020 | COOPER UNIVERSITY HOSPITAL |  |  |  |  | KAREN BINDER
|  | DATASCOPE CORP. | DATASCOPE CORP. IABP DOPPLER |  | 900LX0A30976-08 | CCU - CORONARY CARE UNIT |  |  |  | 10/11/2016 |  |  |  |  | NO | NO |  |  |  |  | DATASCOPE CORP. 30142826 900LX0A30976-08 |  |  | Disposition |  |  |  | Equipment | 1Y:00-MFG | 10/11/2016 | 10/11/2016 | COOPER UNIVERSITY HOSPITAL |  |  | CCU NURSE STATION |  | CAROLYN RUMELL |  |  |  | 10/11/2016 | 10/11/2016 |  |  |  |  | 10/11/2016 | 10/11/2016
|  | DATEX OHMEDA | DATEX OHMEDA 3000 IWS |  | HCAY00094 | INTENSIVE CARE NURSERY |  |  |  | 12/06/1994 |  |  |  |  | NO | NO |  |  |  |  | DATEX OHMEDA 10355186 HCAY00094 |  |  | Active |  | 99:99:99:99:99:99 |  | High Risk | 1Y:00-MFG | 09/19/2019 | 09/01/2020 | COOPER UNIVERSITY HOSPITAL |  |  | SEVENTH FLOOR DORRANCE STORAGE |  | JOANNE FOX
|  | DATEX OHMEDA | DATEX OHMEDA ALADIN 2 CASSETTE - SEV |  | BGBL01890 | ANESTHESIOLOGY |  |  |  | 10/16/2019 |  |  |  |  | NO | NO |  |  |  |  | DATEX OHMEDA 30294978 BGBL01890 |  |  | Disposition |  | 99:99:99:99:99:99 |  | Accessory | PAAR:00-PVAR | 10/16/2019 | 10/16/2019 | COOPER UNIVERSITY HOSPITAL |  |  | Performance Verification | WOT00000001572169 | GIACINTA ROUPAS | Performance Verification | Closed | Salvatore Bombara | 10/16/2019 | 10/16/2019 | Performance Verification for DATEX OHMEDA 30294978 BGBL01890 | Initial Install of Performance Verification. Device is ready for patient use. |  |  | 10/16/2019 | 10/16/2019
|  | DATEX OHMEDA | DATEX OHMEDA ALADIN 2 CASSETTE- DES |  | BGAU00703 | ANESTHESIOLOGY |  |  |  | 10/31/2019 |  |  |  |  | NO | NO |  |  |  |  | DATEX OHMEDA 30146333 BGAU00703 |  |  | Active |  | 99:99:99:99:99:99 |  | Accessory | PAAR:00-PVAR | 10/31/2019 | 10/31/2019 | COOPER UNIVERSITY HOSPITAL |  |  | OPERATING ROOM K12 |  | GIACINTA ROUPAS |  |  |  | 10/31/2019 | 10/31/2019 |  |  |  |  | 10/31/2019 | 10/31/2019
|  | DATEX OHMEDA | DATEX OHMEDA ALADIN 2 CASSETTE- DES |  | BGCM00332 | ANESTHESIOLOGY |  |  |  | 11/02/2019 |  |  |  |  | NO | NO |  |  |  |  | DATEX OHMEDA 30144704 BGCM00332 |  |  | Disposition |  |  |  | Accessory | PAAR:00-PVAR | 11/02/2019 | 11/02/2019 | COOPER UNIVERSITY HOSPITAL |  |  | OR K6 |  | GIACINTA ROUPAS |  |  |  | 11/02/2019 | 11/02/2019 |  |  |  |  | 11/02/2019 | 11/02/2019
|  | DATEX OHMEDA | DATEX OHMEDA ALADIN 2 CASSETTE- ISO |  | BGAM00476 | ANESTHESIOLOGY |  |  |  | 01/01/1900 |  |  |  |  | NO | NO |  |  |  |  | DATEX OHMEDA 10368108 BGAM00476 |  |  | Active |  | 99:99:99:99:99:99 |  | Accessory | PAAR:00-PVAR | 11/01/2019 |  | COOPER UNIVERSITY HOSPITAL |  |  | ANESTH WK RM | WOT00000002200724 | GIACINTA ROUPAS | Disposition | Closed | Salvatore Bombara | 02/14/2019 | 05/20/2019 | Bulk Disposition CNL
|  | DATEX OHMEDA | DATEX OHMEDA ALADIN 2 CASSETTE- ISO |  | SAHBGAU00708 | ANESTHESIOLOGY |  |  |  | 10/31/2019 |  |  |  |  | NO | NO |  |  |  |  | DATEX OHMEDA 30146342 SAHBGAU00708 |  |  | Active |  | 99:99:99:99:99:99 |  | Accessory | PAAR:00-PVAR | 10/31/2019 | 10/31/2019 | COOPER UNIVERSITY HOSPITAL |  |  | ROOM 8 OR KELEMEN |  | GIACINTA ROUPAS |  |  |  | 10/31/2019 | 10/31/2019 |  |  |  |  | 10/31/2019 | 10/31/2019
|  | DATEX OHMEDA | DATEX OHMEDA ALADIN 2 CASSETTE- SEV |  | BGBN00542 | ANESTHESIOLOGY |  |  |  | 10/16/2019 |  |  |  |  | NO | NO |  |  |  |  | DATEX OHMEDA 17422 BGBN00542 |  |  | Disposition |  |  |  | Accessory | PAAR:00-PVAR | 10/16/2019 | 10/16/2019 | COOPER UNIVERSITY HOSPITAL |  |  | OPERATING ROOM |  | GIACINTA ROUPAS |  |  |  | 10/16/2019 | 10/16/2019 |  |  |  |  | 10/16/2019 | 10/16/2019
|  | DATEX OHMEDA | DATEX OHMEDA ALADIN 2 CASSETTE- SEV |  | BGBM00169 | ANESTHESIOLOGY |  |  |  | 01/24/2008 |  |  |  |  | NO | NO |  |  |  |  | DATEX OHMEDA 10368235 BGBM00169 |  |  | Active |  | 99:99:99:99:99:99 |  | Accessory | PAAR:00-PVAR | 11/02/2019 |  | COOPER UNIVERSITY HOSPITAL |  |  | pav or 9 | WOT00000002201061 | GIACINTA ROUPAS | Disposition | Closed | Salvatore Bombara | 02/14/2019 | 05/22/2019 | Bulk Disposition CNL
|  | DATEX OHMEDA | DATEX OHMEDA ALADIN 2 CASSETTE- SEV |  | BGBM00171 | ANESTHESIOLOGY |  |  |  | 01/24/2008 |  |  |  |  | NO | NO |  |  |  |  | DATEX OHMEDA 10367563 BGBM00171 |  |  | Active |  | 99:99:99:99:99:99 |  | Accessory | PAAR:00-PVAR | 11/02/2019 |  | COOPER UNIVERSITY HOSPITAL |  |  | kel or 8 | WOT00000002200179 | GIACINTA ROUPAS | Disposition | Closed | Salvatore Bombara | 02/14/2019 | 05/19/2019 | Bulk Disposition CNL
|  | DATEX OHMEDA | DATEX OHMEDA CARDIOCAP/5 |  | FBWF00936 | ANESTHESIOLOGY |  |  |  | 01/01/1900 |  |  |  |  | NO | NO |  |  |  |  | DATEX OHMEDA 10367440 FBWF00936 |  |  | Disposition |  |  |  | High Risk | 6M:00-MFG | 09/13/2017 | 03/01/2020 | COOPER UNIVERSITY HOSPITAL |  |  | SPU/5N |  | GIACINTA ROUPAS
|  | DATEX OHMEDA | DATEX OHMEDA CARDIOCAP/5 |  |  | SPECIAL TEST |  |  |  | 12/30/2005 |  |  |  |  | NO | NO |  |  |  |  | DATEX OHMEDA 10356481 6082423 |  |  | Disposition |  |  |  | High Risk | 6M:00-MFG | 01/12/2016 | 01/01/2020 | COOPER UNIVERSITY HOSPITAL |  |  | ENDOSCOPY 4 |  | AMY HANNAN
|  | DATEX OHMEDA | DATEX OHMEDA CARE PLUS 4000 |  | HCHG00081 | INTENSIVE CARE NURSERY |  |  |  | 06/01/2003 |  |  |  |  | NO | NO |  |  |  |  | DATEX OHMEDA 07468 HCHG00081 |  |  | Disposition |  |  |  | Life Support | 6M:00-MFG | 11/17/2016 |  | COOPER UNIVERSITY HOSPITAL |  |  |  |  | JOANNE FOX
|  | DATEX OHMEDA | DATEX OHMEDA CARE PLUS 4000 |  | HCHG00082 | INTENSIVE CARE NURSERY |  |  |  | 06/01/2003 |  |  |  |  | NO | NO |  |  |  |  | DATEX OHMEDA 07481 HCHG00082 |  |  | Disposition |  |  |  | Life Support | 6M:00-MFG | 07/02/2015 |  | COOPER UNIVERSITY HOSPITAL |  |  |  |  | JOANNE FOX
|  | DATEX OHMEDA | DATEX OHMEDA CARE PLUS 4000 |  | HCHG00086 | KELEMEN N6 |  |  |  | 06/01/2003 |  |  |  |  | NO | NO |  |  |  |  | DATEX OHMEDA 07483 HCHG00086 |  |  | Disposition |  |  |  | Life Support | 6M:00-MFG | 05/15/2016 | 02/01/2020 | COOPER UNIVERSITY HOSPITAL |  |  | 7-Jun |  | Susan Cannon
|  | DATEX OHMEDA | DATEX OHMEDA D-FPD15-00 |  | DTK42122050 | VOORHEES SURGERY CENTER-OPERATING ROOM |  |  |  | 11/05/2010 |  |  |  |  | NO | NO |  |  |  |  | DATEX OHMEDA 10366660 DTK42122050 |  |  | Disposition |  |  |  | Accessory | 1Y:00-MFG | 04/28/2016 | 04/01/2020 | COOPER AMBULATORY OFF-SITES |  |  | K3 |  | JENNIFER BOMBARO
|  | DATEX OHMEDA | DATEX OHMEDA D-FPD15-00 |  | DTL08120508 | VOORHEES SURGERY CENTER-OPERATING ROOM |  |  |  | 06/24/2011 |  |  |  |  | NO | NO |  |  |  |  | DATEX OHMEDA 10347233 DTL08120508 |  |  | Disposition |  |  |  | Accessory | 1Y:00-MFG | 04/20/2018 | 04/01/2020 | COOPER AMBULATORY OFF-SITES |  |  | SUITE E |  | JENNIFER BOMBARO
|  | DATEX OHMEDA | DATEX OHMEDA D-FPD15-00 |  | DTL08120494 | VOORHEES SURGERY CENTER-OPERATING ROOM |  |  |  | 06/24/2011 |  |  |  |  | NO | NO |  |  |  |  | DATEX OHMEDA 10347224 DTL08120494 |  |  | Disposition |  | 99:99:99:99:99:99 |  | Accessory | 1Y:00-MFG | 03/13/2018 | 03/01/2020 | COOPER AMBULATORY OFF-SITES |  |  | PROCEEDURE ROOM E140 |  | JENNIFER BOMBARO
|  | DATEX OHMEDA | DATEX OHMEDA D-LCC15 |  | M1019PN | ANESTHESIOLOGY |  |  |  | 01/01/1900 |  |  |  |  | NO | NO |  |  |  |  | DATEX OHMEDA 10369297 M1019PN |  |  | Disposition |  |  |  | Accessory | PAAR:00-PVAR | 11/01/2019 |  | COOPER UNIVERSITY HOSPITAL |  |  | KELEMEN OR -K1 |  | GIACINTA ROUPAS
|  | DATEX OHMEDA | DATEX OHMEDA D-LCC15 |  | M1019PN4232267 | SURGICAL CARE UNIT |  |  |  | 01/27/2005 |  |  |  |  | NO | NO |  |  |  |  | DATEX OHMEDA 10369021 M1019PN4232267 |  |  | Disposition |  |  |  | Accessory | PAAR:00-PVAR | 11/01/2019 |  | COOPER UNIVERSITY HOSPITAL |  |  | rm 34 |  | Lisa Geoghegan
|  | DATEX OHMEDA | DATEX OHMEDA D-LCC15 |  | M0019PN2520050 | OR - KELEMEN 3 |  |  |  | 06/01/2003 |  |  |  |  | NO | NO |  |  |  |  | DATEX OHMEDA 10368568 M0019PN2520050 |  |  | Disposition |  |  |  | Accessory | PAAR:00-PVAR | 10/16/2019 |  | COOPER UNIVERSITY HOSPITAL |  |  | K1 |  | DOMINIC VENDETTA
|  | DATEX OHMEDA | DATEX OHMEDA D-LCC15 |  | M1019PN4450234 | OR - KELEMEN 3 |  |  |  | 09/01/2005 |  |  |  |  | NO | NO |  |  |  |  | DATEX OHMEDA 10366672 M1019PN4450234 |  |  | Disposition |  |  |  | Accessory | PAAR:00-PVAR | 10/16/2019 |  | COOPER UNIVERSITY HOSPITAL |  |  | OPERATING ROOM K2 | 0011464777 | DOMINIC VENDETTA | Preventative Maintenance | Closed | Salvatore Bombara | 04/07/2017 | 04/11/2017 | Retire Device | 4/11/2017 11:36:48 AM SXBOMBARA (SXBOMBARA 4/11/2017 12:00 AM) UNIT HAS BEEN REPLACED. RETIRE UNIT. 4/11/2017 11:36 AM SXBOMBARA This device has been removed from an active status with the RSQ Database, and physically removed from the facility. Device retired on 4/11/2017; Authorized By: DATEX; Nature of Retirement: NO LONGER NEEDED; Days In Service: 676 | 5C8A53C4-2406-4937-9A50-190AB4BD2B5F | Labor | 04/11/2017 | 04/11/2017 | Salvatore Bombara
|  | DATEX OHMEDA | DATEX OHMEDA D-LCC15-03 |  | M0051PN4090028 | OR - KELEMEN 3 |  |  |  | 12/20/2005 |  |  |  |  | NO | NO |  |  |  |  | DATEX OHMEDA 10368485 M0051PN4090028 |  |  | Disposition |  | 99:99:99:99:99:99 |  | Accessory | PAAR:00-PVAR | 11/02/2019 |  | COOPER UNIVERSITY HOSPITAL |  |  | K4 | WOT00000000527479 | DOMINIC VENDETTA | Disposition | Closed | Salvatore Bombara | 02/08/2018 | 05/15/2019 | Bulk Disposition CNL | Unit has been replaced/upgraded. | EXP2933284 | Labor | 05/15/2019 | 05/15/2019 | Salvatore Bombara
|  | DATEX OHMEDA | DATEX OHMEDA D-LCC15-03 |  | M1019PN4231063 | ANESTHESIOLOGY |  |  |  | 03/10/2005 |  |  |  |  | NO | NO |  |  |  |  | DATEX OHMEDA 10365305 M1019PN4231063 |  |  | Disposition |  |  |  | Accessory | PAAR:00-PVAR | 11/02/2019 |  | COOPER UNIVERSITY HOSPITAL |  |  | BIOMED |  | GIACINTA ROUPAS
|  | DATEX OHMEDA | DATEX OHMEDA D-LCC15-03 |  | M0051PN409006 | OR - KELEMEN 3 |  |  |  | 12/20/2005 |  |  |  |  | NO | NO |  |  |  |  | DATEX OHMEDA 10364993 M0051PN409006 |  |  | Disposition |  |  |  | Accessory | PAAR:00-PVAR | 11/02/2019 |  | COOPER UNIVERSITY HOSPITAL |  |  | BIOMED | 0011513562 | DOMINIC VENDETTA | Repair | Closed | Salvatore Bombara | 04/26/2017 | 04/26/2017 | VIDEO DISPLAY - NEEDS RETIRED - TMX | 4/26/2017 10:51:52 AM SXBOMBARA (SXBOMBARA 4/26/2017 12:00 AM) RICH DISPOSED OF THIS MONITOR. RETIRE 4/26/2017 10:51 AM SXBOMBARA This device has been removed from an active status with the RSQ Database, and physically removed from the facility. Device retired on 4/26/2017; Authorized By: RICH; Nature of Retirement: NO LONGER NEEDED; Days In Service: 691 | E3E71454-1322-4C67-BC18-84A2AB76F226 | Labor | 04/26/2017 | 04/26/2017 | Salvatore Bombara
|  | DATEX OHMEDA | DATEX OHMEDA D-LCC15-03 |  | M1019PN4230093 | ANESTHESIOLOGY |  |  |  | 03/10/2005 |  |  |  |  | NO | NO |  |  |  |  | DATEX OHMEDA 10356153 M1019PN4230093 |  |  | Disposition |  |  |  | Accessory | PAAR:00-PVAR | 10/16/2019 |  | COOPER UNIVERSITY HOSPITAL |  |  | OR-KELEMEN K4 |  | GIACINTA ROUPAS
|  | DATEX OHMEDA | DATEX OHMEDA D-LCC15-03 |  | M1019PN4232273 | OR - KELEMEN 3 |  |  |  | 01/01/1900 |  |  |  |  | NO | NO |  |  |  |  | DATEX OHMEDA 10355501 M1019PN4232273 |  |  | Disposition |  |  |  | Accessory | PAAR:00-PVAR | 10/16/2019 |  | COOPER UNIVERSITY HOSPITAL |  |  | OR 9 |  | DOMINIC VENDETTA
|  | DATEX OHMEDA | DATEX OHMEDA D-LCC15-03 |  | M1019PN4231187 | ANESTHESIOLOGY |  |  |  | 03/10/2005 |  |  |  |  | NO | NO |  |  |  |  | DATEX OHMEDA 10355088 M1019PN4231187 |  |  | Disposition |  |  |  | Accessory | PAAR:00-PVAR | 10/16/2019 |  | COOPER UNIVERSITY HOSPITAL |  |  | OR 1 |  | GIACINTA ROUPAS
|  | DATEX OHMEDA | DATEX OHMEDA D-LCC15-03 |  | M0019PN2520098 | LABOR & DELIVERY |  |  |  | 06/01/2003 |  |  |  |  | NO | NO |  |  |  |  | DATEX OHMEDA 10354902 M0019PN2520098 |  |  | Disposition |  |  |  | Accessory | 1Y:00-MFG | 07/20/2015 |  | COOPER UNIVERSITY HOSPITAL |  |  | OR ROOM 2 |  | JOANNA HORST
|  | DATEX OHMEDA | DATEX OHMEDA D-LCC15-03 |  | M0019PN2520110 | ANESTHESIOLOGY |  |  |  | 04/14/2016 |  |  |  |  | NO | NO |  |  |  |  | DATEX OHMEDA 30143408 M0019PN2520110 |  |  | Disposition |  |  |  | Accessory | 6M:00-MFG | 04/14/2016 | 04/14/2016 | COOPER UNIVERSITY HOSPITAL |  |  | SPECIAL TEST |  | GIACINTA ROUPAS |  |  |  | 04/14/2016 | 04/14/2016 |  |  |  |  | 04/14/2016 | 04/14/2016
|  | DATEX OHMEDA | DATEX OHMEDA D-VNC15 |  |  | LAB CHEMISTRY |  |  |  | 01/01/1900 |  |  |  |  | NO | NO |  |  |  |  | DATEX OHMEDA 10369411 235146 |  |  | Disposition |  |  |  | Accessory | 1Y:00-MFG | 03/14/2016 | 03/01/2020 | COOPER UNIVERSITY HOSPITAL |  |  |  |  | Barbara Snyder
|  | DATEX OHMEDA | DATEX OHMEDA E-BIS |  |  | ANESTHESIOLOGY |  |  |  | 02/23/2009 |  |  |  |  | NO | NO |  |  |  |  | DATEX OHMEDA 10348275 6354882 |  |  | Disposition |  |  |  | Equipment | PAAR:00-PVAR | 10/16/2019 |  | COOPER UNIVERSITY HOSPITAL |  |  | Anes work room | 0011464732 | GIACINTA ROUPAS | Preventative Maintenance | Closed | Salvatore Bombara | 04/07/2017 | 04/07/2017 | Retire Device | 4/7/2017 2:22:02 PM SXBOMBARA (SXBOMBARA 4/7/2017 12:00 AM) UNIT HAS BEEN REPLACED AND OR TRADED IN. RETIRE UNIT 4/7/2017 2:22 PM SXBOMBARA This device has been removed from an active status with the RSQ Database, and physically removed from the facility. Device retired on 4/7/2017; Authorized By: GE; Nature of Retirement: NO LONGER NEEDED; Days In Service: 672 | AEAEFE44-99A6-471D-9CF7-A0C16CB1741B | Labor | 04/07/2017 | 04/07/2017 | Salvatore Bombara
|  | DATEX OHMEDA | DATEX OHMEDA E-BIS |  |  | ANESTHESIOLOGY |  |  |  | 02/23/2009 |  |  |  |  | NO | NO |  |  |  |  | DATEX OHMEDA 10348274 6356966 |  |  | Disposition |  |  |  | Equipment | PAAR:00-PVAR | 10/16/2019 |  | COOPER UNIVERSITY HOSPITAL |  |  | Anes work room | 0011464731 | GIACINTA ROUPAS | Preventative Maintenance | Closed | Salvatore Bombara | 04/07/2017 | 04/07/2017 | Retire Device | 4/7/2017 2:22:24 PM SXBOMBARA (SXBOMBARA 4/7/2017 12:00 AM) UNIT HAS BEEN REPLACED AND OR TRADED IN. RETIRE UNIT 4/7/2017 2:22 PM SXBOMBARA This device has been removed from an active status with the RSQ Database, and physically removed from the facility. Device retired on 4/7/2017; Authorized By: GE; Nature of Retirement: NO LONGER NEEDED; Days In Service: 672 | AA2A26D7-0525-4E66-99CE-3B04B93C632F | Labor | 04/07/2017 | 04/07/2017 | Salvatore Bombara
|  | DATEX OHMEDA | DATEX OHMEDA E-BIS |  |  | VOORHEES SURGERY CENTER-OPERATING ROOM |  |  |  | 11/05/2010 |  |  |  |  | NO | NO |  |  |  |  | DATEX OHMEDA 10348273 6662705 |  |  | Disposition |  |  |  | Equipment | PAAR:00-PVAR | 10/16/2019 |  | COOPER AMBULATORY OFF-SITES |  |  | cooper anes work room | 0011464730 | JENNIFER BOMBARO | Preventative Maintenance | Closed | Kirk Lis | 04/07/2017 | 04/25/2017 | Retire Device | 4/25/2017 8:47:30 AM KALIS (KALIS 4/24/2017 12:00 AM) INVESTIGATED PA. RETIREMENT CHECK LIST WAS NOT COMPLETED ? CLOSE OUT DISPOSITION WO 4/25/2017 8:47 AM KALIS This device has been removed from an active status with the RSQ Database, and physically removed from the facility. Device retired on 4/25/2017; Authorized By: YES; Nature of Retirement: NO LONGER NEEDED; Days In Service: 691 | B03BE41C-06D6-47BA-8D64-7D9C42C43482 | Labor | 04/24/2017 | 04/24/2017 | Kirk Lis
|  | DATEX OHMEDA | DATEX OHMEDA E-BIS |  |  | OPERATING ROOM - PAVILION |  |  |  | 02/09/2009 |  |  |  |  | NO | NO |  |  |  |  | DATEX OHMEDA 10348260 6400551 |  |  | Disposition |  |  |  | Equipment | PAAR:00-PVAR | 10/16/2019 |  | COOPER UNIVERSITY HOSPITAL |  |  | Anes work room | 0011464724 | DOMINIC VENDETTA | Preventative Maintenance | Closed | Salvatore Bombara | 04/07/2017 | 04/11/2017 | Retire Device | 4/11/2017 11:23:10 AM SXBOMBARA (SXBOMBARA 4/11/2017 12:00 AM) UNIT HAS BEEN REPLACED. RETIRE UNIT. 4/11/2017 11:23 AM SXBOMBARA This device has been removed from an active status with the RSQ Database, and physically removed from the facility. Device retired on 4/11/2017; Authorized By: DATEX; Nature of Retirement: NO LONGER NEEDED; Days In Service: 676 | 25BC6DDB-4EC4-4771-BB2F-09C56983D9D1 | Labor | 04/11/2017 | 04/11/2017 | Salvatore Bombara
|  | DATEX OHMEDA | DATEX OHMEDA E-BIS |  |  | ANESTHESIOLOGY |  |  |  | 02/23/2009 |  |  |  |  | NO | NO |  |  |  |  | DATEX OHMEDA 10348258 6333924 |  |  | Disposition |  |  |  | Equipment | PAAR:00-PVAR | 10/16/2019 |  | COOPER UNIVERSITY HOSPITAL |  |  | Anes work room | 0011464723 | GIACINTA ROUPAS | Preventative Maintenance | Closed | Salvatore Bombara | 04/07/2017 | 04/07/2017 | Retire Device | 4/7/2017 2:21:35 PM SXBOMBARA (SXBOMBARA 4/7/2017 12:00 AM) UNIT HAS BEEN REPLACED AND OR TRADED IN. RETIRE UNIT 4/7/2017 2:21 PM SXBOMBARA This device has been removed from an active status with the RSQ Database, and physically removed from the facility. Device retired on 4/7/2017; Authorized By: GE; Nature of Retirement: NO LONGER NEEDED; Days In Service: 672 | FA03E301-FC1C-4371-92D0-57B4C69E8457 | Labor | 04/07/2017 | 04/07/2017 | Salvatore Bombara
|  | DATEX OHMEDA | DATEX OHMEDA E-CAIO-00 |  |  | ANESTHESIOLOGY |  |  |  | 01/25/2018 |  |  |  |  | NO | NO |  |  |  |  | DATEX OHMEDA 19123 6414633 |  |  | Disposition |  |  |  | High Risk | 1Y:00-MFG | 01/25/2018 | 01/25/2018 | COOPER UNIVERSITY HOSPITAL |  |  | Room 10 |  | GIACINTA ROUPAS |  |  |  | 01/25/2018 | 01/25/2018 |  |  |  |  | 01/25/2018 | 01/25/2018
|  | DATEX OHMEDA | DATEX OHMEDA E-CAIO-00 |  |  | VOORHEES SURGERY CENTER-OPERATING ROOM |  |  |  | 02/20/2008 |  |  |  |  | NO | NO |  |  |  |  | DATEX OHMEDA 10346032 6296075 |  |  | Active |  | 99:99:99:99:99:99 |  | High Risk | 6M:00-MFG | 09/26/2019 | 03/01/2020 | COOPER AMBULATORY OFF-SITES |  |  | SPARE E121 |  | JENNIFER BOMBARO
|  | DATEX OHMEDA | DATEX OHMEDA E-CAIO-00 |  |  | VOORHEES SURGERY CENTER-OPERATING ROOM |  |  |  | 01/01/1900 |  |  |  |  | NO | NO |  |  |  |  | DATEX OHMEDA 04941 391412 |  |  | Disposition |  |  |  | High Risk | PAAR:00-PVAR | 10/16/2019 |  | COOPER AMBULATORY OFF-SITES |  |  |  |  | JENNIFER BOMBARO
|  | DATEX OHMEDA | DATEX OHMEDA E-CAIO-00 |  |  | VOORHEES SURGERY CENTER-OPERATING ROOM |  |  |  | 01/01/1900 |  |  |  |  | NO | NO |  |  |  |  | DATEX OHMEDA 04934 390393 |  |  | Disposition |  |  |  | High Risk | PAAR:00-PVAR | 10/16/2019 |  | COOPER AMBULATORY OFF-SITES |  |  |  |  | JENNIFER BOMBARO
|  | DATEX OHMEDA | DATEX OHMEDA E-CAIO-00 |  |  | VOORHEES SURGERY CENTER-OPERATING ROOM |  |  |  | 01/01/1900 |  |  |  |  | NO | NO |  |  |  |  | DATEX OHMEDA 04938 392711 |  |  | Disposition |  |  |  | High Risk | PAAR:00-PVAR | 10/16/2019 |  | COOPER AMBULATORY OFF-SITES |  |  |  |  | JENNIFER BOMBARO
|  | DATEX OHMEDA | DATEX OHMEDA E-NSAT-00 |  |  | ANESTHESIOLOGY |  |  |  | 02/23/2009 |  |  |  |  | NO | NO |  |  |  |  | DATEX OHMEDA 10348261 6400587 |  |  | Disposition |  |  |  | Equipment | PAAR:00-PVAR | 10/16/2019 |  | COOPER UNIVERSITY HOSPITAL |  |  | PAVILION 3 | 0011464800 | GIACINTA ROUPAS | Preventative Maintenance | Closed | Salvatore Bombara | 04/07/2017 | 04/11/2017 | Retire Device | 4/11/2017 11:10:46 AM SXBOMBARA (SXBOMBARA 4/11/2017 12:00 AM) UNIT HAS BEEN REPLACED. RETIRE THIS UNIT 4/11/2017 11:10 AM SXBOMBARA This device has been removed from an active status with the RSQ Database, and physically removed from the facility. Device retired on 4/11/2017; Authorized By: DATEX; Nature of Retirement: NO LONGER NEEDED; Days In Service: 676 | 37AA3B06-AF01-4E83-BCB4-95D9A79D5243 | Labor | 04/11/2017 | 04/11/2017 | Salvatore Bombara
|  | DATEX OHMEDA | DATEX OHMEDA E-NSATX |  |  | ANESTHESIOLOGY |  |  |  | 02/23/2009 |  |  |  |  | NO | NO |  |  |  |  | DATEX OHMEDA 10369274 6400598 |  |  | Disposition |  |  |  | Alarm | PAAR:00-PVAR | 10/16/2019 |  | COOPER UNIVERSITY HOSPITAL |  |  | KELEMEN OR 4 | 0011464753 | GIACINTA ROUPAS | Preventative Maintenance | Closed | Salvatore Bombara | 04/07/2017 | 04/07/2017 | Retire Device | 4/7/2017 2:01:47 PM SXBOMBARA (SXBOMBARA 4/7/2017 12:00 AM) UNIT HAS BEEN REPLACED AND OR TRADED IN. RETIRE UNIT 4/7/2017 2:01 PM SXBOMBARA This device has been removed from an active status with the RSQ Database, and physically removed from the facility. Device retired on 4/7/2017; Authorized By: GE; Nature of Retirement: NO LONGER NEEDED; Days In Service: 672 | 4833F7E1-38AD-44EC-A3B3-2C118A1970C3 | Labor | 04/07/2017 | 04/07/2017 | Salvatore Bombara
|  | DATEX OHMEDA | DATEX OHMEDA E-NSATX |  |  | OPERATING ROOM - PAVILION |  |  |  | 02/09/2009 |  |  |  |  | NO | NO |  |  |  |  | DATEX OHMEDA 10367566 6400583 |  |  | Disposition |  |  |  | Alarm | PAAR:00-PVAR | 10/16/2019 |  | COOPER UNIVERSITY HOSPITAL |  |  | PAVILION OR PO5 | 0011464747 | DOMINIC VENDETTA | Preventative Maintenance | Closed | Salvatore Bombara | 04/07/2017 | 04/11/2017 | Retire Device | 4/11/2017 11:23:59 AM SXBOMBARA (SXBOMBARA 4/11/2017 12:00 AM) UNIT HAS BEEN REPLACED. RETIRE UNIT. 4/11/2017 11:23 AM SXBOMBARA This device has been removed from an active status with the RSQ Database, and physically removed from the facility. Device retired on 4/11/2017; Authorized By: DATEX; Nature of Retirement: NO LONGER NEEDED; Days In Service: 676 | 11F054B2-FADA-43EF-A8E3-7BCFCFB21AB1 | Labor | 04/11/2017 | 04/11/2017 | Salvatore Bombara
|  | DATEX OHMEDA | DATEX OHMEDA E-NSATX |  |  | ANESTHESIOLOGY |  |  |  | 01/01/1900 |  |  |  |  | NO | NO |  |  |  |  | DATEX OHMEDA 10348265 6342113 |  |  | Disposition |  | 99:99:99:99:99:99 |  | Alarm | PAAR:00-PVAR | 11/02/2019 |  | COOPER UNIVERSITY HOSPITAL |  |  | anesth wkrm | WOT00000000518135 | GIACINTA ROUPAS | Disposition | Closed | Salvatore Bombara | 02/08/2018 | 05/14/2019 | Bulk Disposition CNL | unit has been retired | EXP2920837 | Labor | 05/14/2019 | 05/14/2019 | Salvatore Bombara
|  | DATEX OHMEDA | DATEX OHMEDA E-NSATX |  |  | VOORHEES SURGERY CENTER-OPERATING ROOM |  |  |  | 06/24/2011 |  |  |  |  | NO | NO |  |  |  |  | DATEX OHMEDA 10347236 6740922 |  |  | Disposition |  |  |  | Alarm | PAAR:00-PVAR | 11/02/2019 |  | COOPER AMBULATORY OFF-SITES |  |  | SUITE E | 0011914722 | JENNIFER BOMBARO | Repair | Closed | Salvatore Bombara | 07/20/2017 | 07/20/2017 | PULSEOX - NEEDS RETIRED - BIOMED | 7/20/2017 2:05:51 PM SXBOMBARA (SXBOMBARA 7/20/2017 12:00 AM) RETIRE 7/20/2017 2:05 PM SXBOMBARA This device has been removed from an active status with the RSQ Database, and physically removed from the facility. Device retired on 7/20/2017; Authorized By: MASIMO; Nature of Retirement: NO LONGER NEEDED; Days In Service: 777 | 1F7CD6C0-4AC1-444D-B201-FF4B16FCBFAB | Labor | 07/20/2017 | 07/20/2017 | Salvatore Bombara
|  | DATEX OHMEDA | DATEX OHMEDA E-NSATX |  |  | ANESTHESIOLOGY |  |  |  | 01/30/2008 |  |  |  |  | NO | NO |  |  |  |  | DATEX OHMEDA 10346650 6345962 |  |  | Disposition |  |  |  | Alarm | PAAR:00-PVAR | 10/16/2019 |  | COOPER UNIVERSITY HOSPITAL |  |  | pav or 7 | 0011464719 | GIACINTA ROUPAS | Preventative Maintenance | Closed | Salvatore Bombara | 04/07/2017 | 04/07/2017 | Retire Device | 4/7/2017 2:00:12 PM SXBOMBARA (SXBOMBARA 4/7/2017 12:00 AM) UNIT HAS BEEN REPLACED AND OR TRADED IN. RETIRE UNIT 4/7/2017 2:00 PM SXBOMBARA This device has been removed from an active status with the RSQ Database, and physically removed from the facility. Device retired on 4/7/2017; Authorized By: GE; Nature of Retirement: NO LONGER NEEDED; Days In Service: 672 | A15628AC-874E-4A1E-910F-D2D0CFA38C07 | Labor | 04/07/2017 | 04/07/2017 | Salvatore Bombara
|  | DATEX OHMEDA | DATEX OHMEDA E-NSATX |  |  | ANESTHESIOLOGY |  |  |  | 02/09/2009 |  |  |  |  | NO | NO |  |  |  |  | DATEX OHMEDA 10346582 6400595 |  |  | Disposition |  |  |  | Alarm | PAAR:00-PVAR | 10/16/2019 |  | COOPER UNIVERSITY HOSPITAL |  |  | kel or 3 | 0011464715 | GIACINTA ROUPAS | Preventative Maintenance | Closed | Salvatore Bombara | 04/07/2017 | 04/07/2017 | Retire Device | 4/7/2017 2:00:43 PM SXBOMBARA (SXBOMBARA 4/7/2017 12:00 AM) UNIT HAS BEEN REPLACED AND OR TRADED IN. RETIRE UNIT 4/7/2017 2:00 PM SXBOMBARA This device has been removed from an active status with the RSQ Database, and physically removed from the facility. Device retired on 4/7/2017; Authorized By: GE; Nature of Retirement: NO LONGER NEEDED; Days In Service: 672 | D00D95FA-2EBA-4FCE-8902-A404DE5EA086 | Labor | 04/07/2017 | 04/07/2017 | Salvatore Bombara
|  | DATEX OHMEDA | DATEX OHMEDA E-PP |  |  | ANESTHESIOLOGY |  |  |  | 02/23/2009 |  |  |  |  | NO | NO |  |  |  |  | DATEX OHMEDA 10346580 6392100 |  |  | Disposition |  |  |  | Alarm | PAAR:00-PVAR | 10/16/2019 |  | COOPER UNIVERSITY HOSPITAL |  |  | OR P07 | 0011464713 | GIACINTA ROUPAS | Preventative Maintenance | Closed | Salvatore Bombara | 04/07/2017 | 04/07/2017 | Retire Device | 4/7/2017 2:18:32 PM SXBOMBARA (SXBOMBARA 4/7/2017 12:00 AM) UNIT HAS BEEN REPLACED AND OR TRADED IN. RETIRE UNIT 4/7/2017 2:18 PM SXBOMBARA This device has been removed from an active status with the RSQ Database, and physically removed from the facility. Device retired on 4/7/2017; Authorized By: GE; Nature of Retirement: NO LONGER NEEDED; Days In Service: 672 | 9AEB60E3-F7CD-49AC-8EB9-25892BEC7AE6 | Labor | 04/07/2017 | 04/07/2017 | Salvatore Bombara
|  | DATEX OHMEDA | DATEX OHMEDA E-PRESTN |  |  | OR - KELEMEN 3 |  |  |  | 01/30/2008 |  |  |  |  | NO | NO |  |  |  |  | DATEX OHMEDA 10368124 6181764 |  |  | Disposition |  |  |  | Alarm | PAAR:00-PVAR | 10/16/2019 |  | COOPER UNIVERSITY HOSPITAL |  |  | kel or 3 | 0011464748 | DOMINIC VENDETTA | Preventative Maintenance | Closed | Salvatore Bombara | 04/07/2017 | 04/11/2017 | Retire Device | 4/11/2017 11:31:44 AM SXBOMBARA (SXBOMBARA 4/11/2017 12:00 AM) UNIT HAS BEEN REPLACED. RETIRE UNIT. 4/11/2017 11:31 AM SXBOMBARA This device has been removed from an active status with the RSQ Database, and physically removed from the facility. Device retired on 4/11/2017; Authorized By: DATEX; Nature of Retirement: NO LONGER NEEDED; Days In Service: 676 | E3C07E3E-E378-4498-B639-29254786794F | Labor | 04/11/2017 | 04/11/2017 | Salvatore Bombara
|  | DATEX OHMEDA | DATEX OHMEDA E-PRESTN |  |  | OPERATING ROOM - PAVILION |  |  |  | 02/04/2009 |  |  |  |  | NO | NO |  |  |  |  | DATEX OHMEDA 10367568 6432308 |  |  | Disposition |  | 99:99:99:99:99:99 |  | Alarm | PAAR:00-PVAR | 11/02/2019 |  | COOPER UNIVERSITY HOSPITAL |  |  | PAVILION OR PO5 |  | DOMINIC VENDETTA
|  | DATEX OHMEDA | DATEX OHMEDA E-PRESTN |  |  | ANESTHESIOLOGY |  |  |  | 02/23/2009 |  |  |  |  | NO | NO |  |  |  |  | DATEX OHMEDA 10367497 6181863 |  |  | Disposition |  |  |  | Alarm | PAAR:00-PVAR | 10/16/2019 |  | COOPER UNIVERSITY HOSPITAL |  |  | OR-K5 |  | GIACINTA ROUPAS
|  | DATEX OHMEDA | DATEX OHMEDA E-PRESTN |  |  | ANESTHESIOLOGY |  |  |  | 11/05/2010 |  |  |  |  | NO | NO |  |  |  |  | DATEX OHMEDA 10367349 6341304 |  |  | Disposition |  |  |  | Alarm | PAAR:00-PVAR | 10/16/2019 |  | COOPER UNIVERSITY HOSPITAL |  |  | PAVILION OR 10 |  | GIACINTA ROUPAS
|  | DATEX OHMEDA | DATEX OHMEDA E-PRESTN |  |  | OPERATING ROOM - PAVILION |  |  |  | 10/16/2019 |  |  |  |  | NO | NO |  |  |  |  | DATEX OHMEDA 30142945 6434049 |  |  | Disposition |  |  |  | Alarm | PAAR:00-PVAR | 10/16/2019 | 10/16/2019 | COOPER UNIVERSITY HOSPITAL |  |  | OPERATING ROOM K2 |  | DOMINIC VENDETTA |  |  |  | 10/16/2019 | 10/16/2019 |  |  |  |  | 10/16/2019 | 10/16/2019
|  | DATEX OHMEDA | DATEX OHMEDA E-PRETN |  |  | PAVILION PACU |  |  |  | 10/16/2019 |  |  |  |  | NO | NO |  |  |  |  | DATEX OHMEDA 15100 6181768 |  |  | Disposition |  | 99:99:99:99:99:99 |  | Equipment | PAAR:00-PVAR | 10/16/2019 | 10/16/2019 | COOPER UNIVERSITY HOSPITAL |  |  | bed 16 |  | FRANK OBRIEN |  |  |  | 10/16/2019 | 10/16/2019 |  |  |  |  | 10/16/2019 | 10/16/2019
|  | DATEX OHMEDA | DATEX OHMEDA E-PRETN |  |  | PAVILION PACU |  |  |  | 10/16/2019 |  |  |  |  | NO | NO |  |  |  |  | DATEX OHMEDA 15106 6181757 |  |  | Disposition |  | 99:99:99:99:99:99 |  | Equipment | PAAR:00-PVAR | 10/16/2019 | 10/16/2019 | COOPER UNIVERSITY HOSPITAL |  |  | BED 9 |  | FRANK OBRIEN |  |  |  | 10/16/2019 | 10/16/2019 |  |  |  |  | 10/16/2019 | 10/16/2019
|  | DATEX OHMEDA | DATEX OHMEDA E-PRETN |  |  | ANESTHESIOLOGY |  |  |  | 02/23/2009 |  |  |  |  | NO | NO |  |  |  |  | DATEX OHMEDA 10368343 6181860 |  |  | Disposition |  |  |  | Equipment | PAAR:00-PVAR | 10/16/2019 |  | COOPER UNIVERSITY HOSPITAL |  |  | Pav OR 5 |  | GIACINTA ROUPAS
|  | DATEX OHMEDA | DATEX OHMEDA E-PRETN |  |  | ANESTHESIOLOGY |  |  |  | 11/05/2010 |  |  |  |  | NO | NO |  |  |  |  | DATEX OHMEDA 10366462 6689238 |  |  | Disposition |  |  |  | Equipment | PAAR:00-PVAR | 10/16/2019 |  | COOPER UNIVERSITY HOSPITAL |  |  | BIOMED SHOP |  | GIACINTA ROUPAS
|  | DATEX OHMEDA | DATEX OHMEDA E-PRETN |  |  | VOORHEES SURGERY CENTER-OPERATING ROOM |  |  |  | 06/24/2011 |  |  |  |  | NO | NO |  |  |  |  | DATEX OHMEDA 10347234 6736093 |  |  | Disposition |  | 99:99:99:99:99:99 |  | Equipment | PAAR:00-PVAR | 11/02/2019 |  | COOPER AMBULATORY OFF-SITES |  |  | SUITE E | WOT00000001418564 | JENNIFER BOMBARO | Disposition | Closed | Salvatore Bombara | 09/11/2018 | 09/28/2018 | Equipment Disposition | unit has been retired | EXP1341844 | Labor | 09/11/2018 | 09/11/2018 | Salvatore Bombara
|  | DATEX OHMEDA | DATEX OHMEDA E-PRETN |  |  | ANESTHESIOLOGY |  |  |  | 01/30/2008 |  |  |  |  | NO | NO |  |  |  |  | DATEX OHMEDA 10346651 6174604 |  |  | Disposition |  |  |  | Equipment | PAAR:00-PVAR | 10/16/2019 |  | COOPER UNIVERSITY HOSPITAL |  |  | OR P01 |  | GIACINTA ROUPAS
|  | DATEX OHMEDA | DATEX OHMEDA E-PRETN |  |  | VOORHEES SURGERY CENTER-OPERATING ROOM |  |  |  | 06/24/2011 |  |  |  |  | NO | NO |  |  |  |  | DATEX OHMEDA 10346033 6736100 |  |  | Disposition |  | 99:99:99:99:99:99 |  | Equipment | PAAR:00-PVAR | 11/01/2019 |  | COOPER AMBULATORY OFF-SITES |  |  | OR 2 | WOT00000000905408 | JENNIFER BOMBARO | Repair | Closed | Salvatore Bombara | 05/07/2018 | 07/30/2018 | will not do BP's | drove to location. investigated/evaluation on this unit. determined that the bp hose was broken. replaced hose from site stock. advised staff the correct bp hose to purchase and par levels. | EXP0523381 | Labor | 05/07/2018 | 05/07/2018 | Salvatore Bombara
|  | DATEX OHMEDA | DATEX OHMEDA E-PSM |  |  | COOPER DIGESTIVE HEALTH-ENDOSCOPY |  |  |  | 02/28/2008 |  |  |  |  | NO | NO |  |  |  |  | DATEX OHMEDA 1034928 6373045 |  |  | Disposition |  |  |  | Equipment | PAAR:00-PVAR | 11/02/2019 |  | COOPER AMBULATORY OFF-SITES |  |  | DISPOSITION |  | JEANNE GREER
|  | DATEX OHMEDA | DATEX OHMEDA E-PSM |  |  | COOPER DIGESTIVE HEALTH-ENDOSCOPY |  |  |  | 02/28/2008 |  |  |  |  | NO | NO |  |  |  |  | DATEX OHMEDA 10349268 6375010 |  |  | Active |  | 99:99:99:99:99:99 |  | Equipment | PAAR:00-PVAR | 10/31/2019 |  | COOPER AMBULATORY OFF-SITES |  |  | HOLDING AREA |  | JEANNE GREER
|  | DATEX OHMEDA | DATEX OHMEDA E-PSMP |  |  | COOPER DIGESTIVE HEALTH-ENDOSCOPY |  |  |  | 11/01/2019 |  |  |  |  | NO | NO |  |  |  |  | DATEX OHMEDA 30142005 6295853 |  |  | Active |  | 99:99:99:99:99:99 |  | Accessory | PAAR:00-PVAR | 11/01/2019 | 11/01/2019 | COOPER AMBULATORY OFF-SITES |  |  | Suite 102 - Procedure Room | 0011204806 | JEANNE GREER | Repair | Closed | Kirk Lis | 11/01/2019 | 11/01/2019 | MONITOR MODULE - NOT REGISTERING BP - DIGESTIVE HEALTH, 501 FELLOWSHIP RD, SUITE 102 | 2/21/2017 11:07:58 AM KALIS (KALIS 2/15/2017 12:00 AM) VERIFIED PROBLEM WITH NIBP 3/6/2017 9:37:10 AM KALIS (KALIS 3/3/2017 12:00 AM) EVALUATED MODULE OPERATION 4/3/2017 1:31:32 PM KALIS (KALIS 4/3/2017 12:00 AM) PERFORMED TROUBLESHOOTING ON MODULE. ORDERED NIBP PCB 4/10/2017 11:23:19 AM KALIS (KALIS 4/10/2017 12:00 AM) INSTALLED NEW NIBP PCB. TESTED UNIT UNIT OK 4/10/2017 11:46:06 AM KALIS (KALIS 4/10/2017 12:00 AM) INSTALLED NEW NIBP PCB AND TESTED 4/10/2017 11:48:20 AM KALIS (KALIS 4/10/2017 12:00 AM) REPEATED WORK PROCESS BY ACCIDENT 4/11/2017 9:05:52 AM KALIS (KALIS 4/11/2017 12:00 AM) RETURNED MODULE TO SERVICE. RECHECKED PARAMETERS | CD055C57-951D-47CF-BD01-631DE9746607 | Labor | 11/01/2019 | 11/01/2019 | Kirk Lis
|  | DATEX OHMEDA | DATEX OHMEDA E-REC-00 |  |  | OPERATING ROOM - PAVILION |  |  |  | 10/16/2019 |  |  |  |  | NO | NO |  |  |  |  | DATEX OHMEDA 19109 6392147 |  |  | Disposition |  | 99:99:99:99:99:99 |  | Equipment | PAAR:00-PVAR | 10/16/2019 | 10/16/2019 | COOPER UNIVERSITY HOSPITAL |  |  | PAV OR 10 |  | DOMINIC VENDETTA |  |  |  | 10/16/2019 | 10/16/2019 |  |  |  |  | 10/16/2019 | 10/16/2019
|  | DATEX OHMEDA | DATEX OHMEDA E-REC-00 |  |  | PAVILION PACU |  |  |  | 10/16/2019 |  |  |  |  | NO | NO |  |  |  |  | DATEX OHMEDA 15104 6339033 |  |  | Disposition |  |  |  | Equipment | PAAR:00-PVAR | 10/16/2019 | 10/16/2019 | COOPER UNIVERSITY HOSPITAL |  |  | BED 9 |  | FRANK OBRIEN |  |  |  | 10/16/2019 | 10/16/2019 |  |  |  |  | 10/16/2019 | 10/16/2019
|  | DATEX OHMEDA | DATEX OHMEDA E-REC-00 |  |  | ANESTHESIOLOGY |  |  |  | 02/23/2009 |  |  |  |  | NO | NO |  |  |  |  | DATEX OHMEDA 10369276 6392170 |  |  | Disposition |  |  |  | Equipment | PAAR:00-PVAR | 10/16/2019 |  | COOPER UNIVERSITY HOSPITAL |  |  | KELEMEN OR 4 | 0011464754 | GIACINTA ROUPAS | Preventative Maintenance | Closed | Salvatore Bombara | 04/07/2017 | 04/07/2017 | Retire Device | 4/7/2017 2:47:13 PM SXBOMBARA (SXBOMBARA 4/7/2017 12:00 AM) UNIT HAS BEEN REPLACED AND OR TRADED IN. RETIRE UNIT 4/7/2017 2:47 PM SXBOMBARA This device has been removed from an active status with the RSQ Database, and physically removed from the facility. Device retired on 4/7/2017; Authorized By: GE; Nature of Retirement: NO LONGER NEEDED; Days In Service: 672 | C8AF5A38-2435-459F-9AD1-C75865446285 | Labor | 04/07/2017 | 04/07/2017 | Salvatore Bombara
|  | DATEX OHMEDA | DATEX OHMEDA E-REC-00 |  |  | PACU KELEMEN |  |  |  | 01/30/2008 |  |  |  |  | NO | NO |  |  |  |  | DATEX OHMEDA 10368511 6339030 |  |  | Disposition |  | 99:99:99:99:99:99 |  | Equipment | PAAR:00-PVAR | 11/01/2019 |  | COOPER UNIVERSITY HOSPITAL |  |  | pacu storage | 0012492172 | FRANK OBRIEN | Repair | Closed | Richard Jolly | 12/07/2017 | 12/07/2017 | RECORDER MODULE - REMOVE FROM SERVICE - TMX | 12/7/2017 4:07:59 PM RCJOLLY (RCJOLLY 12/7/2017 10:00 AM) REMOVE FROM SERVICE 12/7/2017 4:08:02 PM RCJOLLY This device has been removed from an active status with the RSQ Database, and physically removed from the facility. Device retired on 12/7/2017; Authorized By: RICH JOILY; Nature of Retirement: NO LONGER NEEDED; Days In Service: 916 | AC83BDEB-8077-4973-8ACD-6E928F7F62EB | Labor | 12/07/2017 | 12/07/2017 | Richard Jolly
|  | DATEX OHMEDA | DATEX OHMEDA E-REC-00 |  |  | PACU KELEMEN |  |  |  | 01/30/2008 |  |  |  |  | NO | NO |  |  |  |  | DATEX OHMEDA 10368510 6346269 |  |  | Disposition |  | 99:99:99:99:99:99 |  | Equipment | PAAR:00-PVAR | 11/02/2019 |  | COOPER UNIVERSITY HOSPITAL |  |  | pacu storage | 0012492177 | FRANK OBRIEN | Repair | Closed | Richard Jolly | 12/07/2017 | 12/07/2017 | RECORDER MODULE - REMOVE FROM SERVICE - TMX | 12/7/2017 4:09:43 PM RCJOLLY (RCJOLLY 12/7/2017 10:00 AM) REMOVE FROM SERVICE 12/7/2017 4:09:45 PM RCJOLLY This device has been removed from an active status with the RSQ Database, and physically removed from the facility. Device retired on 12/7/2017; Authorized By: RICH JOLLY; Nature of Retirement: NO LONGER NEEDED; Days In Service: 916 | 705EECB3-B658-4CAB-9555-D6BF012A04F3 | Labor | 12/07/2017 | 12/07/2017 | Richard Jolly
|  | DATEX OHMEDA | DATEX OHMEDA E-REC-00 |  |  | OPERATING ROOM - PAVILION |  |  |  | 02/04/2009 |  |  |  |  | NO | NO |  |  |  |  | DATEX OHMEDA 10367565 6392419 |  |  | Disposition |  |  |  | Equipment | PAAR:00-PVAR | 10/16/2019 |  | COOPER UNIVERSITY HOSPITAL |  |  | PAVILION OR PO5 | 0011464746 | DOMINIC VENDETTA | Preventative Maintenance | Closed | Salvatore Bombara | 04/07/2017 | 04/11/2017 | Retire Device | 4/11/2017 11:21:57 AM SXBOMBARA (SXBOMBARA 4/11/2017 12:00 AM) UNIT HAS BEEN REPLACED. RETIRE UNIT. 4/11/2017 11:21 AM SXBOMBARA This device has been removed from an active status with the RSQ Database, and physically removed from the facility. Device retired on 4/11/2017; Authorized By: DATEX; Nature of Retirement: NO LONGER NEEDED; Days In Service: 676 | D140B590-9188-4F7C-BAA9-D25611A6DFD6 | Labor | 04/11/2017 | 04/11/2017 | Salvatore Bombara
|  | DATEX OHMEDA | DATEX OHMEDA E-REC-00 |  |  | ANESTHESIOLOGY |  |  |  | 02/23/2009 |  |  |  |  | NO | NO |  |  |  |  | DATEX OHMEDA 10367498 6392169 |  |  | Disposition |  |  |  | Equipment | PAAR:00-PVAR | 10/16/2019 |  | COOPER UNIVERSITY HOSPITAL |  |  | OR-K5 | 0011464744 | GIACINTA ROUPAS | Preventative Maintenance | Closed | Salvatore Bombara | 04/07/2017 | 04/07/2017 | Retire Device | 4/7/2017 2:46:35 PM SXBOMBARA (SXBOMBARA 4/7/2017 12:00 AM) UNIT HAS BEEN REPLACED AND OR TRADED IN. RETIRE UNIT 4/7/2017 2:46 PM SXBOMBARA This device has been removed from an active status with the RSQ Database, and physically removed from the facility. Device retired on 4/7/2017; Authorized By: GE; Nature of Retirement: NO LONGER NEEDED; Days In Service: 672 | 501926D7-8EBB-4913-B6C8-1A329A643BA8 | Labor | 04/07/2017 | 04/07/2017 | Salvatore Bombara
|  | DATEX OHMEDA | DATEX OHMEDA E-REC-00 |  |  | VOORHEES SURGERY CENTER-OPERATING ROOM |  |  |  | 06/24/2011 |  |  |  |  | NO | NO |  |  |  |  | DATEX OHMEDA 10356237 6744318 |  |  | Active |  | 99:99:99:99:99:99 |  | Equipment | PAAR:00-PVAR | 11/02/2019 |  | COOPER AMBULATORY OFF-SITES |  |  | SUITE E |  | JENNIFER BOMBARO
|  | DATEX OHMEDA | DATEX OHMEDA E-REC-00 |  |  | ANESTHESIOLOGY |  |  |  | 02/23/2009 |  |  |  |  | NO | NO |  |  |  |  | DATEX OHMEDA 10348280 6386457 |  |  | Disposition |  |  |  | Equipment | PAAR:00-PVAR | 10/16/2019 |  | COOPER UNIVERSITY HOSPITAL |  |  | pav or 1 | 0011464735 | GIACINTA ROUPAS | Preventative Maintenance | Closed | Salvatore Bombara | 04/07/2017 | 04/07/2017 | Retire Device | 4/7/2017 2:46:06 PM SXBOMBARA (SXBOMBARA 4/7/2017 12:00 AM) UNIT HAS BEEN REPLACED AND OR TRADED IN. RETIRE UNIT 4/7/2017 2:46 PM SXBOMBARA This device has been removed from an active status with the RSQ Database, and physically removed from the facility. Device retired on 4/7/2017; Authorized By: GE; Nature of Retirement: NO LONGER NEEDED; Days In Service: 672 | E473A860-5706-415E-839E-D2FC8AAFAC87 | Labor | 04/07/2017 | 04/07/2017 | Salvatore Bombara
|  | DATEX OHMEDA | DATEX OHMEDA E-REC-00 |  |  | ANESTHESIOLOGY |  |  |  | 10/16/2019 |  |  |  |  | NO | NO |  |  |  |  | DATEX OHMEDA 30144706 6421965 |  |  | Disposition |  |  |  | Equipment | PAAR:00-PVAR | 10/16/2019 | 10/16/2019 | COOPER UNIVERSITY HOSPITAL |  |  | OR K6 | 0011464769 | GIACINTA ROUPAS | Preventative Maintenance | Closed | Salvatore Bombara | 10/16/2019 | 10/16/2019 | Retire Device | 4/7/2017 2:48:21 PM SXBOMBARA (SXBOMBARA 4/7/2017 12:00 AM) UNIT HAS BEEN REPLACED AND OR TRADED IN. RETIRE UNIT 4/7/2017 2:48 PM SXBOMBARA This device has been removed from an active status with the RSQ Database, and physically removed from the facility. Device retired on 4/7/2017; Authorized By: GE; Nature of Retirement: NO LONGER NEEDED; Days In Service: 672 | 67918B76-31DA-4BD2-B69E-A1DC93CDF81D | Labor | 10/16/2019 | 10/16/2019 | Salvatore Bombara
|  | DATEX OHMEDA | DATEX OHMEDA E-REC-00 |  |  | OR - KELEMEN 3 |  |  |  | 10/16/2019 |  |  |  |  | NO | NO |  |  |  |  | DATEX OHMEDA 30142944 6343904 |  |  | Disposition |  |  |  | Equipment | PAAR:00-PVAR | 10/16/2019 | 10/16/2019 | COOPER UNIVERSITY HOSPITAL |  |  | kel or 2 | 0011464762 | DOMINIC VENDETTA | Preventative Maintenance | Closed | Salvatore Bombara | 10/16/2019 | 10/16/2019 | Retire Device | 4/11/2017 11:37:23 AM SXBOMBARA (SXBOMBARA 4/11/2017 12:00 AM) UNIT HAS BEEN REPLACED. RETIRE UNIT. 4/11/2017 11:37 AM SXBOMBARA This device has been removed from an active status with the RSQ Database, and physically removed from the facility. Device retired on 4/11/2017; Authorized By: DATEX; Nature of Retirement: NO LONGER NEEDED; Days In Service: 676 | ADFE2850-E268-4405-9DE7-5D5A9C297560 | Labor | 10/16/2019 | 10/16/2019 | Salvatore Bombara
|  | DATEX OHMEDA | DATEX OHMEDA E-REC-00 |  |  | VOORHEES SURGERY CENTER-OPERATING ROOM |  |  |  | 10/16/2019 |  |  |  |  | NO | NO |  |  |  |  | DATEX OHMEDA 30142933 6692543 |  |  | Disposition |  |  |  | Equipment | PAAR:00-PVAR | 10/16/2019 | 10/16/2019 | COOPER AMBULATORY OFF-SITES |  |  | kel or 3 | 0011464761 | JENNIFER BOMBARO | Preventative Maintenance | Closed | Kirk Lis | 10/16/2019 | 10/16/2019 | Retire Device | 4/25/2017 7:38:30 AM BGAICHROTH no longer in department 4/25/2017 7:38:32 AM BGAICHROTH This device has been removed from an active status with the RSQ Database, and physically removed from the facility. Device retired on 4/25/2017; Authorized By: YES; Nature of Retirement: NO LONGER NEEDED; Days In Service: 691 | BEBAA862-64FA-49F9-85CF-862C9E985314 | Labor | 10/16/2019 | 10/16/2019 | Bonnie Aichroth
|  | DATEX OHMEDA | DATEX OHMEDA F-CU8 |  |  | ANESTHESIOLOGY |  |  |  | 06/01/2003 |  |  |  |  | NO | NO |  |  |  |  | DATEX OHMEDA 10369463 4888078 |  |  | Disposition |  |  |  | Equipment | PAAR:00-PVAR | 10/16/2019 |  | COOPER UNIVERSITY HOSPITAL |  |  | OR 2 |  | GIACINTA ROUPAS
|  | DATEX OHMEDA | DATEX OHMEDA F-CU8 |  |  | LABOR & DELIVERY |  |  |  | 06/24/2015 |  |  |  |  | NO | NO |  |  |  |  | DATEX OHMEDA 10369468 4875952 |  |  | Disposition |  |  |  | Equipment | PAAR:00-PVAR | 10/16/2019 |  | COOPER UNIVERSITY HOSPITAL |  |  | OR 1 |  | JOANNA HORST
|  | DATEX OHMEDA | DATEX OHMEDA F-CU8 |  |  | ANESTHESIOLOGY |  |  |  | 03/10/2005 |  |  |  |  | NO | NO |  |  |  |  | DATEX OHMEDA 10368960 565729 |  |  | Disposition |  |  |  | Equipment | PAAR:00-PVAR | 10/16/2019 |  | COOPER UNIVERSITY HOSPITAL |  |  |  |  | GIACINTA ROUPAS
|  | DATEX OHMEDA | DATEX OHMEDA F-CU8 |  |  | SURGICAL CARE UNIT |  |  |  | 01/27/2005 |  |  |  |  | NO | NO |  |  |  |  | DATEX OHMEDA 10368565 5170849 |  |  | Disposition |  |  |  | Equipment | PAAR:00-PVAR | 11/02/2019 |  | COOPER UNIVERSITY HOSPITAL |  |  | Bed 35 | 0011028399 | Lisa Geoghegan | Repair | Closed | Richard Jolly | 01/05/2017 | 01/12/2017 | HOUSING MODULE - RETIRE - TMX | 1/12/2017 2:57:55 PM RCJOLLY (RCJOLLY 1/12/2017 10:00 AM) REMOVED FROM SERVICE 1/12/2017 2:57:57 PM RCJOLLY This device has been removed from an active status with the RSQ Database, and physically removed from the facility. Device retired on 1/12/2017; Authorized By: YES; Nature of Retirement: BEYOND ECONOMICAL REPAIR; Days In Service: 587 | E2B61B83-9690-4D68-9F57-8E4599B6288B | Labor | 01/12/2017 | 01/12/2017 | Richard Jolly
|  | DATEX OHMEDA | DATEX OHMEDA F-CU8 |  |  | SURGICAL CARE UNIT |  |  |  | 06/01/2003 |  |  |  |  | NO | NO |  |  |  |  | DATEX OHMEDA 10368558 4875957 |  |  | Disposition |  |  |  | Equipment | PAAR:00-PVAR | 11/02/2019 |  | COOPER UNIVERSITY HOSPITAL |  |  | BED 33 |  | Lisa Geoghegan
|  | DATEX OHMEDA | DATEX OHMEDA F-CU8 |  |  | ANESTHESIOLOGY |  |  |  | 03/10/2005 |  |  |  |  | NO | NO |  |  |  |  | DATEX OHMEDA 10367312 5167476 |  |  | Disposition |  |  |  | Equipment | PAAR:00-PVAR | 10/16/2019 |  | COOPER UNIVERSITY HOSPITAL |  |  | PAVILION OR2 | 0011464792 | GIACINTA ROUPAS | Preventative Maintenance | Closed | Salvatore Bombara | 04/07/2017 | 04/07/2017 | Retire Device | 4/7/2017 3:02:19 PM SXBOMBARA (SXBOMBARA 4/7/2017 12:00 AM) UNIT HAS BEEN REPLACED AND OR TRADED IN. RETIRE UNIT 4/7/2017 3:02 PM SXBOMBARA This device has been removed from an active status with the RSQ Database, and physically removed from the facility. Device retired on 4/7/2017; Authorized By: GE; Nature of Retirement: NO LONGER NEEDED; Days In Service: 672 | 16AE6B7A-85AF-491D-A1DF-2B130E427582 | Labor | 04/07/2017 | 04/07/2017 | Salvatore Bombara
|  | DATEX OHMEDA | DATEX OHMEDA F-CU8 |  |  | ANESTHESIOLOGY |  |  |  | 03/10/2005 |  |  |  |  | NO | NO |  |  |  |  | DATEX OHMEDA 10366551 5167482 |  |  | Disposition |  |  |  | Equipment | PAAR:00-PVAR | 11/02/2019 |  | COOPER UNIVERSITY HOSPITAL |  |  | BIOMED |  | GIACINTA ROUPAS
|  | DATEX OHMEDA | DATEX OHMEDA F-CU8 |  |  | ANESTHESIOLOGY |  |  |  | 10/16/2019 |  |  |  |  | NO | NO |  |  |  |  | DATEX OHMEDA 30144477 4875956 |  |  | Disposition |  |  |  | Equipment | PAAR:00-PVAR | 10/16/2019 | 10/16/2019 | COOPER UNIVERSITY HOSPITAL |  |  | Pav OR 4 |  | GIACINTA ROUPAS |  |  |  | 10/16/2019 | 10/16/2019 |  |  |  |  | 10/16/2019 | 10/16/2019
|  | DATEX OHMEDA | DATEX OHMEDA F-CU8 |  |  | ANESTHESIOLOGY |  |  |  | 03/10/2005 |  |  |  |  | NO | NO |  |  |  |  | DATEX OHMEDA 10346577 5165717 |  |  | Disposition |  |  |  | Equipment | PAAR:00-PVAR | 10/16/2019 |  | COOPER UNIVERSITY HOSPITAL |  |  | OR P07 | 0011464799 | GIACINTA ROUPAS | Preventative Maintenance | Closed | Salvatore Bombara | 04/07/2017 | 04/07/2017 | Retire Device | 4/7/2017 2:49:19 PM SXBOMBARA (SXBOMBARA 4/7/2017 12:00 AM) UNIT HAS BEEN REPLACED AND OR TRADED IN. RETIRE UNIT 4/7/2017 2:49 PM SXBOMBARA This device has been removed from an active status with the RSQ Database, and physically removed from the facility. Device retired on 4/7/2017; Authorized By: GE; Nature of Retirement: NO LONGER NEEDED; Days In Service: 672 | 11FE9FBD-BA31-4B5A-A71B-A5CD4D4070E4 | Labor | 04/07/2017 | 04/07/2017 | Salvatore Bombara
|  | DATEX OHMEDA | DATEX OHMEDA F-CU8 |  |  | OPERATING ROOM - PAVILION |  |  |  | 01/01/1900 |  |  |  |  | NO | NO |  |  |  |  | DATEX OHMEDA 10346533 5190183 |  |  | Disposition |  |  |  | Equipment | PAAR:00-PVAR | 10/16/2019 |  | COOPER UNIVERSITY HOSPITAL |  |  | Pav OR 6 |  | DOMINIC VENDETTA
|  | DATEX OHMEDA | DATEX OHMEDA F-CU8 |  |  | ANESTHESIOLOGY |  |  |  | 10/16/2019 |  |  |  |  | NO | NO |  |  |  |  | DATEX OHMEDA 30142899 5165726 |  |  | Disposition |  |  |  | Equipment | PAAR:00-PVAR | 10/16/2019 | 10/16/2019 | COOPER UNIVERSITY HOSPITAL |  |  | KELEMEN-K7 | 0011464788 | GIACINTA ROUPAS | Preventative Maintenance | Closed | Salvatore Bombara | 10/16/2019 | 10/16/2019 | Retire Device | 4/7/2017 3:01:55 PM SXBOMBARA (SXBOMBARA 4/7/2017 12:00 AM) UNIT HAS BEEN REPLACED AND OR TRADED IN. RETIRE UNIT 4/7/2017 3:01 PM SXBOMBARA This device has been removed from an active status with the RSQ Database, and physically removed from the facility. Device retired on 4/7/2017; Authorized By: GE; Nature of Retirement: NO LONGER NEEDED; Days In Service: 672 | 75EE52D9-40EF-454E-8532-78F4EC4623FE | Labor | 10/16/2019 | 10/16/2019 | Salvatore Bombara
|  | DATEX OHMEDA | DATEX OHMEDA F-CU8 |  |  | ANESTHESIOLOGY |  |  |  | 01/01/1900 |  |  |  |  | NO | NO |  |  |  |  | DATEX OHMEDA 07375 4875951 |  |  | Disposition |  |  |  | Equipment | PAAR:00-PVAR | 10/16/2019 |  | COOPER UNIVERSITY HOSPITAL |  |  | RM 4 |  | GIACINTA ROUPAS
|  | DATEX OHMEDA | DATEX OHMEDA F-CU8-11-VG2 |  | 1011-8084-00 | OPERATING ROOM - PAVILION |  |  |  | 02/09/2009 |  |  |  |  | NO | NO |  |  |  |  | DATEX OHMEDA 10369313 1011-8084-00 |  |  | Disposition |  |  |  | Alarm | 1Y:00-MFG | 02/21/2017 | 02/01/2020 | COOPER UNIVERSITY HOSPITAL |  |  | rm 8 |  | DOMINIC VENDETTA
|  | DATEX OHMEDA | DATEX OHMEDA F-CU8-11-VG2 |  |  | ANESTHESIOLOGY |  |  |  | 02/23/2009 |  |  |  |  | NO | NO |  |  |  |  | DATEX OHMEDA 10369272 6300125 |  |  | Disposition |  |  |  | Alarm | 1Y:00-MFG | 04/07/2017 | 10/01/2020 | COOPER UNIVERSITY HOSPITAL |  |  | KELEMEN OR 4 |  | GIACINTA ROUPAS
|  | DATEX OHMEDA | DATEX OHMEDA F-CU8-11-VG2 |  |  | ANESTHESIOLOGY |  |  |  | 02/23/2009 |  |  |  |  | NO | NO |  |  |  |  | DATEX OHMEDA 10368326 6364497 |  |  | Disposition |  |  |  | Alarm | 1Y:00-MFG | 04/07/2017 | 10/01/2020 | COOPER UNIVERSITY HOSPITAL |  |  | OR P10 |  | GIACINTA ROUPAS
|  | DATEX OHMEDA | DATEX OHMEDA F-CU8-11-VG2 |  |  | ANESTHESIOLOGY |  |  |  | 02/23/2009 |  |  |  |  | NO | NO |  |  |  |  | DATEX OHMEDA 10367501 6380127 |  |  | Disposition |  |  |  | Alarm | 1Y:00-MFG | 04/07/2017 | 10/01/2020 | COOPER UNIVERSITY HOSPITAL |  |  | OR-K5 |  | GIACINTA ROUPAS
|  | DATEX OHMEDA | DATEX OHMEDA F-CU8-11-VG2 |  |  | ANESTHESIOLOGY |  |  |  | 07/22/2008 |  |  |  |  | NO | NO |  |  |  |  | DATEX OHMEDA 10367373 6364487 |  |  | Disposition |  |  |  | Alarm | 1Y:00-MFG | 04/07/2017 | 10/01/2020 | COOPER UNIVERSITY HOSPITAL |  |  | PAVILION OR 8 |  | GIACINTA ROUPAS
|  | DATEX OHMEDA | DATEX OHMEDA F-CU8-11-VG2 |  |  | ANESTHESIOLOGY |  |  |  | 01/30/2008 |  |  |  |  | NO | NO |  |  |  |  | DATEX OHMEDA 10366679 6310952 |  |  | Disposition |  |  |  | Alarm | 1Y:00-MFG | 04/07/2017 | 10/01/2020 | COOPER UNIVERSITY HOSPITAL |  |  | OR K2 |  | GIACINTA ROUPAS
|  | DATEX OHMEDA | DATEX OHMEDA F-CU8-11-VG2 |  |  | ANESTHESIOLOGY |  |  |  | 07/22/2008 |  |  |  |  | NO | NO |  |  |  |  | DATEX OHMEDA 10366667 6694241 |  |  | Disposition |  |  |  | Alarm | 1Y:00-MFG | 04/07/2017 | 10/01/2020 | COOPER UNIVERSITY HOSPITAL |  |  | K3 - OR |  | GIACINTA ROUPAS
|  | DATEX OHMEDA | DATEX OHMEDA F-CU8-11-VG2 |  |  | ANESTHESIOLOGY |  |  |  | 02/23/2009 |  |  |  |  | NO | NO |  |  |  |  | DATEX OHMEDA 10349453 8364480 |  |  | Disposition |  |  |  | Alarm | 1Y:00-MFG | 04/07/2017 | 10/01/2020 | COOPER UNIVERSITY HOSPITAL |  |  | PAVILION 3 |  | GIACINTA ROUPAS
|  | DATEX OHMEDA | DATEX OHMEDA F-CU8-11-VG2 |  |  | ANESTHESIOLOGY |  |  |  | 07/22/2008 |  |  |  |  | NO | NO |  |  |  |  | DATEX OHMEDA 10349405 6380145 |  |  | Disposition |  |  |  | Alarm | 1Y:00-MFG | 04/07/2017 | 10/01/2020 | COOPER UNIVERSITY HOSPITAL |  |  | KEL OR K1 |  | GIACINTA ROUPAS
|  | DATEX OHMEDA | DATEX OHMEDA F-CU8-11-VG2 |  |  | ANESTHESIOLOGY |  |  |  | 04/07/2017 |  |  |  |  | NO | NO |  |  |  |  | DATEX OHMEDA 30144481 6310946 |  |  | Disposition |  |  |  | Alarm | 1Y:00-MFG | 04/07/2017 | 04/07/2017 | COOPER UNIVERSITY HOSPITAL |  |  | OR P3 |  | GIACINTA ROUPAS |  |  |  | 04/07/2017 | 04/07/2017 |  |  |  |  | 04/07/2017 | 04/07/2017
|  | DATEX OHMEDA | DATEX OHMEDA F-CU8-11-VG2 |  |  | ANESTHESIOLOGY |  |  |  | 04/07/2017 |  |  |  |  | NO | NO |  |  |  |  | DATEX OHMEDA 30142855 6310951 |  |  | Disposition |  |  |  | Alarm | 1Y:00-MFG | 04/07/2017 | 04/07/2017 | COOPER UNIVERSITY HOSPITAL |  |  | OR-KELEMEN K6 |  | GIACINTA ROUPAS |  |  |  | 04/07/2017 | 04/07/2017 |  |  |  |  | 04/07/2017 | 04/07/2017
|  | DATEX OHMEDA | DATEX OHMEDA F-CU8-12-VG2 |  |  | VOORHEES SURGERY CENTER-OPERATING ROOM |  |  |  | 06/24/2011 |  |  |  |  | NO | NO |  |  |  |  | DATEX OHMEDA 10347239 67288074 |  |  | Disposition |  | 99:99:99:99:99:99 |  | Accessory | 1Y:00-MFG | 04/20/2018 | 04/01/2020 | COOPER AMBULATORY OFF-SITES |  |  |  |  | JENNIFER BOMBARO
|  | DATEX OHMEDA | DATEX OHMEDA F-CU8-12-VG2 |  |  | VOORHEES SURGERY CENTER-OPERATING ROOM |  |  |  | 06/24/2011 |  |  |  |  | NO | NO |  |  |  |  | DATEX OHMEDA 10345486 6744113 |  |  | Disposition |  | 99:99:99:99:99:99 |  | Accessory | 1Y:00-MFG | 03/13/2018 | 03/01/2020 | COOPER AMBULATORY OFF-SITES |  |  | PROCEEDURE ROOM E140 |  | JENNIFER BOMBARO
|  | DATEX OHMEDA | DATEX OHMEDA F-CU8-28-03 |  |  | LAB CHEMISTRY |  |  |  | 01/01/1900 |  |  |  |  | NO | NO |  |  |  |  | DATEX OHMEDA 10369412 106124 |  |  | Disposition |  |  |  | Equipment | 1Y:00-MFG | 03/23/2016 | 03/01/2020 | COOPER UNIVERSITY HOSPITAL |  |  |  |  | Barbara Snyder
|  | DATEX OHMEDA | DATEX OHMEDA F-CU8..09 |  |  | ANESTHESIOLOGY |  |  |  | 09/08/2005 |  |  |  |  | NO | NO |  |  |  |  | DATEX OHMEDA 10369509 5189212 |  |  | Disposition |  |  |  | Alarm | 1Y:00-MFG | 04/07/2017 | 10/01/2020 | COOPER UNIVERSITY HOSPITAL |  |  | OR - P011 |  | GIACINTA ROUPAS
|  | DATEX OHMEDA | DATEX OHMEDA F-CU8..09 |  |  | SURGICAL CARE UNIT |  |  |  | 06/01/2003 |  |  |  |  | NO | NO |  |  |  |  | DATEX OHMEDA 10368541 4888073 |  |  | Disposition |  |  |  | Alarm | 1Y:00-MFG | 06/28/2016 | 06/01/2020 | COOPER UNIVERSITY HOSPITAL |  |  | BED 31 |  | Lisa Geoghegan
|  | DATEX OHMEDA | DATEX OHMEDA F-EXT4 |  |  | VOORHEES SURGERY CENTER-OPERATING ROOM |  |  |  | 06/24/2011 |  |  |  |  | NO | NO |  |  |  |  | DATEX OHMEDA 10345502 6762379 |  |  | Disposition |  | 99:99:99:99:99:99 |  | Equipment | PAAR:00-PVAR | 11/02/2019 |  | COOPER AMBULATORY OFF-SITES |  |  | OR 3 | WOT00000001418705 | JENNIFER BOMBARO | Disposition | Closed | Salvatore Bombara | 09/11/2018 | 09/28/2018 | Equipment Disposition | unit has been retired | EXP1342140 | Labor | 09/11/2018 | 09/11/2018 | Salvatore Bombara
|  | DATEX OHMEDA | DATEX OHMEDA F-EXT4 |  |  | VOORHEES SURGERY CENTER-OPERATING ROOM |  |  |  | 06/24/2011 |  |  |  |  | NO | NO |  |  |  |  | DATEX OHMEDA 10345485 7843571 |  |  | Disposition |  | 99:99:99:99:99:99 |  | Equipment | PAAR:00-PVAR | 11/02/2019 |  | COOPER AMBULATORY OFF-SITES |  |  | OR 1 | WOT00000001418635 | JENNIFER BOMBARO | Disposition | Closed | Salvatore Bombara | 09/11/2018 | 09/28/2018 | Equipment Disposition | unit has been retired | EXP1341965 | Labor | 09/11/2018 | 09/11/2018 | Salvatore Bombara
|  | DATEX OHMEDA | DATEX OHMEDA F-EXT4 |  |  | VOORHEES SURGERY CENTER-OPERATING ROOM |  |  |  | 06/24/2011 |  |  |  |  | NO | NO |  |  |  |  | DATEX OHMEDA 10345482 6762380 |  |  | Disposition |  | 99:99:99:99:99:99 |  | Equipment | PAAR:00-PVAR | 11/01/2019 |  | COOPER AMBULATORY OFF-SITES |  |  | OR 1 | WOT00000001418609 | JENNIFER BOMBARO | Disposition | Closed | Salvatore Bombara | 09/11/2018 | 12/20/2018 | Equipment Disposition | Retire unit | EXP1897035 | Labor | 12/14/2018 | 12/14/2018 | Salvatore Bombara
|  | DATEX OHMEDA | DATEX OHMEDA F-EXT4 |  |  | ANESTHESIOLOGY |  |  |  | 03/11/2005 |  |  |  |  | NO | NO |  |  |  |  | DATEX OHMEDA 10274 5154629 |  |  | Disposition |  |  |  | Equipment | PAAR:00-PVAR | 10/16/2019 |  | COOPER UNIVERSITY HOSPITAL |  |  |  |  | GIACINTA ROUPAS
|  | DATEX OHMEDA | DATEX OHMEDA F-EXT4 |  |  | ANESTHESIOLOGY |  |  |  | 03/11/2005 |  |  |  |  | NO | NO |  |  |  |  | DATEX OHMEDA 10275 5083475 |  |  | Disposition |  |  |  | Equipment | PAAR:00-PVAR | 10/16/2019 |  | COOPER UNIVERSITY HOSPITAL |  |  |  |  | GIACINTA ROUPAS
|  | DATEX OHMEDA | DATEX OHMEDA F-EXT4 |  | NSNCOOPERAMB0012 | VOORHEES SURGERY CENTER-OPERATING ROOM |  |  |  | 01/01/1900 |  |  |  |  | NO | NO |  |  |  |  | DATEX OHMEDA 08075 NSNCOOPERAMB0012 |  |  | Disposition |  |  |  | Equipment | PAAR:00-PVAR | 10/16/2019 |  | COOPER AMBULATORY OFF-SITES |  |  | SUITE E |  | JENNIFER BOMBARO
|  | DATEX OHMEDA | DATEX OHMEDA F-LM..01. |  |  | VOORHEES SURGERY CENTER-OPERATING ROOM |  |  |  | 06/20/2001 |  |  |  |  | NO | NO |  |  |  |  | DATEX OHMEDA 10346714 4412247 |  |  | Disposition |  | 99:99:99:99:99:99 |  | Alarm | 1Y:00-MFG | 04/19/2018 | 04/01/2020 | COOPER AMBULATORY OFF-SITES |  |  | STORE ROOM |  | JENNIFER BOMBARO
|  | DATEX OHMEDA | DATEX OHMEDA M-BIS |  |  | ANESTHESIOLOGY |  |  |  | 01/01/1900 |  |  |  |  | NO | NO |  |  |  |  | DATEX OHMEDA 10348278 5227208 |  |  | Disposition |  |  |  | Equipment | PAAR:00-PVAR | 10/16/2019 |  | COOPER UNIVERSITY HOSPITAL |  |  | ANESTH WK RM | 0011464733 | GIACINTA ROUPAS | Preventative Maintenance | Closed | Salvatore Bombara | 04/07/2017 | 04/07/2017 | Retire Device | 4/7/2017 2:37:12 PM SXBOMBARA (SXBOMBARA 4/7/2017 12:00 AM) UNIT HAS BEEN REPLACED AND OR TRADED IN. RETIRE UNIT 4/7/2017 2:37 PM SXBOMBARA This device has been removed from an active status with the RSQ Database, and physically removed from the facility. Device retired on 4/7/2017; Authorized By: GE; Nature of Retirement: NO LONGER NEEDED; Days In Service: 672 | 4DAADC4F-0432-4305-8A6C-9B64FAD7879A | Labor | 04/07/2017 | 04/07/2017 | Salvatore Bombara
|  | DATEX OHMEDA | DATEX OHMEDA M-CAIO-02 |  |  | ANESTHESIOLOGY |  |  |  | 03/10/2005 |  |  |  |  | NO | NO |  |  |  |  | DATEX OHMEDA 10369416 5162467 |  |  | Disposition |  | 99:99:99:99:99:99 |  | High Risk | 6M:00-MFG | 07/27/2018 | 03/01/2020 | COOPER UNIVERSITY HOSPITAL |  |  |  |  | GIACINTA ROUPAS
|  | DATEX OHMEDA | DATEX OHMEDA M-CAIO-02 |  |  | ANESTHESIOLOGY |  |  |  | 03/10/2005 |  |  |  |  | NO | NO |  |  |  |  | DATEX OHMEDA 10367569 5162542 |  |  | Disposition |  |  |  | High Risk | 6M:00-MFG | 04/07/2017 | 04/01/2020 | COOPER UNIVERSITY HOSPITAL |  |  | Anes work room |  | GIACINTA ROUPAS
|  | DATEX OHMEDA | DATEX OHMEDA M-CAIO-02 |  |  | ANESTHESIOLOGY |  |  |  | 03/10/2005 |  |  |  |  | NO | NO |  |  |  |  | DATEX OHMEDA 10348255 5155084 |  |  | Disposition |  | 99:99:99:99:99:99 |  | High Risk | 6M:00-MFG | 04/22/2019 | 04/01/2020 | COOPER UNIVERSITY HOSPITAL |  |  | Shop |  | GIACINTA ROUPAS
|  | DATEX OHMEDA | DATEX OHMEDA M-COP-00-00 |  |  | ANESTHESIOLOGY |  |  |  | 01/01/1900 |  |  |  |  | NO | NO |  |  |  |  | DATEX OHMEDA 10369415 210654 |  |  | Disposition |  | 99:99:99:99:99:99 |  | Equipment | PAAR:00-PVAR | 11/02/2019 |  | COOPER UNIVERSITY HOSPITAL |  |  | ANESTHESIA | WOT00000000513198 | GIACINTA ROUPAS | Disposition | Closed | Salvatore Bombara | 02/08/2018 | 05/14/2019 | Bulk Disposition CNL
|  | DATEX OHMEDA | DATEX OHMEDA M-COP-00-00 |  | Z10137 | ANESTHESIOLOGY |  |  |  | 01/01/1900 |  |  |  |  | NO | NO |  |  |  |  | DATEX OHMEDA 10348282 Z10137 |  |  | Disposition |  |  |  | Equipment | PAAR:00-PVAR | 10/16/2019 |  | COOPER UNIVERSITY HOSPITAL |  |  | ANESTH WK RM | 0011464801 | GIACINTA ROUPAS | Preventative Maintenance | Closed | Salvatore Bombara | 04/07/2017 | 04/07/2017 | Retire Device | 4/7/2017 2:44:12 PM SXBOMBARA (SXBOMBARA 4/7/2017 12:00 AM) UNIT HAS BEEN REPLACED AND OR TRADED IN. RETIRE UNIT 4/7/2017 2:44 PM SXBOMBARA This device has been removed from an active status with the RSQ Database, and physically removed from the facility. Device retired on 4/7/2017; Authorized By: GE; Nature of Retirement: NO LONGER NEEDED; Days In Service: 672 | B6D91580-5999-4635-A0F6-4254E89D8755 | Labor | 04/07/2017 | 04/07/2017 | Salvatore Bombara
|  | DATEX OHMEDA | DATEX OHMEDA M-COP-00-00 |  |  | ANESTHESIOLOGY |  |  |  | 01/01/1900 |  |  |  |  | NO | NO |  |  |  |  | DATEX OHMEDA 10348271 201457 |  |  | Disposition |  |  |  | Equipment | PAAR:00-PVAR | 10/16/2019 |  | COOPER UNIVERSITY HOSPITAL |  |  | ANESTH WK RM | 0011464729 | GIACINTA ROUPAS | Preventative Maintenance | Closed | Salvatore Bombara | 04/07/2017 | 04/07/2017 | Retire Device | 4/7/2017 2:43:20 PM SXBOMBARA (SXBOMBARA 4/7/2017 12:00 AM) UNIT HAS BEEN REPLACED AND OR TRADED IN. RETIRE UNIT 4/7/2017 2:43 PM SXBOMBARA This device has been removed from an active status with the RSQ Database, and physically removed from the facility. Device retired on 4/7/2017; Authorized By: GE; Nature of Retirement: NO LONGER NEEDED; Days In Service: 672 | 9FB96239-DFEE-45EC-B1ED-45752DA4912E | Labor | 04/07/2017 | 04/07/2017 | Salvatore Bombara
|  | DATEX OHMEDA | DATEX OHMEDA M-COP-00-00 |  |  | ANESTHESIOLOGY |  |  |  | 10/16/2019 |  |  |  |  | NO | NO |  |  |  |  | DATEX OHMEDA 30142939 5167769 |  |  | Disposition |  |  |  | Equipment | PAAR:00-PVAR | 10/16/2019 | 10/16/2019 | COOPER UNIVERSITY HOSPITAL |  |  | OR K2 | 0011464804 | GIACINTA ROUPAS | Preventative Maintenance | Closed | Salvatore Bombara | 10/16/2019 | 10/16/2019 | Retire Device | 4/7/2017 2:43:48 PM SXBOMBARA (SXBOMBARA 4/7/2017 12:00 AM) UNIT HAS BEEN REPLACED AND OR TRADED IN. RETIRE UNIT 4/7/2017 2:43 PM SXBOMBARA This device has been removed from an active status with the RSQ Database, and physically removed from the facility. Device retired on 4/7/2017; Authorized By: GE; Nature of Retirement: NO LONGER NEEDED; Days In Service: 672 | 2CC4658B-EACA-431E-9212-E79E41563500 | Labor | 10/16/2019 | 10/16/2019 | Salvatore Bombara
|  | DATEX OHMEDA | DATEX OHMEDA M-COP-03 |  |  | PAVILION PACU |  |  |  | 09/16/2005 |  |  |  |  | NO | NO |  |  |  |  | DATEX OHMEDA 10695 5185001 |  |  | Disposition |  |  |  | Alarm | PAAR:00-PVAR | 10/16/2019 |  | COOPER UNIVERSITY HOSPITAL |  |  |  |  | FRANK OBRIEN
|  | DATEX OHMEDA | DATEX OHMEDA M-COP-03 |  |  | ANESTHESIOLOGY |  |  |  | 03/10/2005 |  |  |  |  | NO | NO |  |  |  |  | DATEX OHMEDA 10223 5161878 |  |  | Disposition |  |  |  | Alarm | PAAR:00-PVAR | 10/16/2019 |  | COOPER UNIVERSITY HOSPITAL |  |  |  |  | GIACINTA ROUPAS
|  | DATEX OHMEDA | DATEX OHMEDA M-COPSV |  |  | PAVILION PACU |  |  |  | 01/27/2005 |  |  |  |  | NO | NO |  |  |  |  | DATEX OHMEDA 10038 5167780 |  |  | Disposition |  |  |  | Equipment | PAAR:00-PVAR | 10/16/2019 |  | COOPER UNIVERSITY HOSPITAL |  |  |  |  | FRANK OBRIEN
|  | DATEX OHMEDA | DATEX OHMEDA M-ETP-00-03 |  |  | ANESTHESIOLOGY |  |  |  | 01/01/1900 |  |  |  |  | NO | NO |  |  |  |  | DATEX OHMEDA 10369413 115679 |  |  | Disposition |  | 99:99:99:99:99:99 |  | Equipment | PAAR:00-PVAR | 11/02/2019 |  | COOPER UNIVERSITY HOSPITAL |  |  | picu rm 3 | WOT00000000508532 | GIACINTA ROUPAS | Disposition | Closed | Salvatore Bombara | 02/08/2018 | 05/14/2019 | Bulk Disposition CNL
|  | DATEX OHMEDA | DATEX OHMEDA M-ETP-00-03 |  |  | ANESTHESIOLOGY |  |  |  | 01/01/1900 |  |  |  |  | NO | NO |  |  |  |  | DATEX OHMEDA 10366464 115687 |  |  | Disposition |  |  |  | Equipment | PAAR:00-PVAR | 11/02/2019 |  | COOPER UNIVERSITY HOSPITAL |  |  | BIOMED |  | GIACINTA ROUPAS
|  | DATEX OHMEDA | DATEX OHMEDA M-ETP-00-03 |  |  | BIOMEDICAL |  |  |  | 01/01/1900 |  |  |  |  | NO | NO |  |  |  |  | DATEX OHMEDA 10365379 113207 |  |  | Disposition |  |  |  | Equipment | PAAR:00-PVAR | 11/02/2019 |  | COOPER UNIVERSITY HOSPITAL |  |  | BIOMED SHOP |  | Bonnie Aichroch
|  | DATEX OHMEDA | DATEX OHMEDA M-ETP-00-03 |  |  | ANESTHESIOLOGY |  |  |  | 01/01/1900 |  |  |  |  | NO | NO |  |  |  |  | DATEX OHMEDA 10354935 115689 |  |  | Disposition |  |  |  | Equipment | PAAR:00-PVAR | 11/02/2019 |  | COOPER UNIVERSITY HOSPITAL |  |  | L&D OR ROOM 2 | 0011581922 | GIACINTA ROUPAS | Repair | Closed | Richard Jolly | 04/28/2017 | 04/28/2017 | MODULE - RETIRE - TMX | 4/28/2017 3:39:55 PM RCJOLLY (RCJOLLY 4/28/2017 10:00 AM) REMOVE FROM SERVICE 4/28/2017 3:39:57 PM RCJOLLY This device has been removed from an active status with the RSQ Database, and physically removed from the facility. Device retired on 4/28/2017; Authorized By: YES; Nature of Retirement: NO LONGER NEEDED; Days In Service: 693 | 1AE42869-7DA4-4880-A5D1-0E0F05B24016 | Labor | 04/28/2017 | 04/28/2017 | Richard Jolly
|  | DATEX OHMEDA | DATEX OHMEDA M-ETP-00-03 |  |  | BIOMEDICAL |  |  |  | 01/01/1900 |  |  |  |  | NO | NO |  |  |  |  | DATEX OHMEDA 09490 135219 |  |  | Disposition |  |  |  | Equipment | PAAR:00-PVAR | 11/02/2019 |  | COOPER UNIVERSITY HOSPITAL |  |  | BIOMED SHOP |  | Bonnie Aichroch
|  | DATEX OHMEDA | DATEX OHMEDA M-ETP-00-03 |  |  | ANESTHESIOLOGY |  |  |  | 01/01/1900 |  |  |  |  | NO | NO |  |  |  |  | DATEX OHMEDA 01284 115917 |  |  | Disposition |  |  |  | Equipment | PAAR:00-PVAR | 10/16/2019 |  | COOPER UNIVERSITY HOSPITAL |  |  | ANESTHESIA |  | GIACINTA ROUPAS
|  | DATEX OHMEDA | DATEX OHMEDA M-ETP-00-03 |  |  | ANESTHESIOLOGY |  |  |  | 01/01/1900 |  |  |  |  | NO | NO |  |  |  |  | DATEX OHMEDA 01331 115690 |  |  | Disposition |  |  |  | Equipment | PAAR:00-PVAR | 10/16/2019 |  | COOPER UNIVERSITY HOSPITAL |  |  |  |  | GIACINTA ROUPAS
|  | DATEX OHMEDA | DATEX OHMEDA M-ETP-00-03 |  |  | ANESTHESIOLOGY |  |  |  | 01/01/1900 |  |  |  |  | NO | NO |  |  |  |  | DATEX OHMEDA 01356 115692 |  |  | Disposition |  |  |  | Equipment | PAAR:00-PVAR | 10/16/2019 |  | COOPER UNIVERSITY HOSPITAL |  |  | ANESTHESIA |  | GIACINTA ROUPAS
|  | DATEX OHMEDA | DATEX OHMEDA M-ETP-00-03 |  |  | ANESTHESIOLOGY |  |  |  | 01/01/1900 |  |  |  |  | NO | NO |  |  |  |  | DATEX OHMEDA 00783 115688 |  |  | Disposition |  |  |  | Equipment | PAAR:00-PVAR | 10/16/2019 |  | COOPER UNIVERSITY HOSPITAL |  |  | ANESTHESIA |  | GIACINTA ROUPAS
|  | DATEX OHMEDA | DATEX OHMEDA M-ETP-00-03 |  |  | ANESTHESIOLOGY |  |  |  | 01/01/1900 |  |  |  |  | NO | NO |  |  |  |  | DATEX OHMEDA 01070 114265 |  |  | Disposition |  |  |  | Equipment | PAAR:00-PVAR | 10/16/2019 |  | COOPER UNIVERSITY HOSPITAL |  |  | ANESTHESIA |  | GIACINTA ROUPAS
|  | DATEX OHMEDA | DATEX OHMEDA M-EXT |  |  | ANESTHESIOLOGY |  |  |  | 03/10/2005 |  |  |  |  | NO | NO |  |  |  |  | DATEX OHMEDA 10216 7017372 |  |  | Disposition |  |  |  | Equipment | PAAR:00-PVAR | 10/16/2019 |  | COOPER UNIVERSITY HOSPITAL |  |  |  |  | GIACINTA ROUPAS
|  | DATEX OHMEDA | DATEX OHMEDA M-EXT |  |  | ANESTHESIOLOGY |  |  |  | 03/10/2005 |  |  |  |  | NO | NO |  |  |  |  | DATEX OHMEDA 10247 7017382 |  |  | Disposition |  |  |  | Equipment | PAAR:00-PVAR | 10/16/2019 |  | COOPER UNIVERSITY HOSPITAL |  |  |  |  | GIACINTA ROUPAS
|  | DATEX OHMEDA | DATEX OHMEDA M-EXT |  |  | ANESTHESIOLOGY |  |  |  | 03/10/2005 |  |  |  |  | NO | NO |  |  |  |  | DATEX OHMEDA 10248 7017373 |  |  | Disposition |  |  |  | Equipment | PAAR:00-PVAR | 10/16/2019 |  | COOPER UNIVERSITY HOSPITAL |  |  |  |  | GIACINTA ROUPAS
|  | DATEX OHMEDA | DATEX OHMEDA M-EXT |  |  | ANESTHESIOLOGY |  |  |  | 03/10/2005 |  |  |  |  | NO | NO |  |  |  |  | DATEX OHMEDA 10257 7017371 |  |  | Disposition |  |  |  | Equipment | PAAR:00-PVAR | 10/16/2019 |  | COOPER UNIVERSITY HOSPITAL |  |  |  |  | GIACINTA ROUPAS
|  | DATEX OHMEDA | DATEX OHMEDA M-EXT |  |  | ANESTHESIOLOGY |  |  |  | 03/10/2005 |  |  |  |  | NO | NO |  |  |  |  | DATEX OHMEDA 10258 7017374 |  |  | Disposition |  |  |  | Equipment | PAAR:00-PVAR | 10/16/2019 |  | COOPER UNIVERSITY HOSPITAL |  |  |  |  | GIACINTA ROUPAS
|  | DATEX OHMEDA | DATEX OHMEDA M-EXT |  |  | ANESTHESIOLOGY |  |  |  | 03/10/2005 |  |  |  |  | NO | NO |  |  |  |  | DATEX OHMEDA 10259 7017391 |  |  | Disposition |  |  |  | Equipment | PAAR:00-PVAR | 10/16/2019 |  | COOPER UNIVERSITY HOSPITAL |  |  |  |  | GIACINTA ROUPAS
|  | DATEX OHMEDA | DATEX OHMEDA M-EXT |  |  | ANESTHESIOLOGY |  |  |  | 03/10/2005 |  |  |  |  | NO | NO |  |  |  |  | DATEX OHMEDA 10261 7017349 |  |  | Disposition |  |  |  | Equipment | PAAR:00-PVAR | 10/16/2019 |  | COOPER UNIVERSITY HOSPITAL |  |  |  |  | GIACINTA ROUPAS
|  | DATEX OHMEDA | DATEX OHMEDA M-EXT |  |  | ANESTHESIOLOGY |  |  |  | 03/10/2005 |  |  |  |  | NO | NO |  |  |  |  | DATEX OHMEDA 10262 7017390 |  |  | Disposition |  |  |  | Equipment | PAAR:00-PVAR | 10/16/2019 |  | COOPER UNIVERSITY HOSPITAL |  |  |  |  | GIACINTA ROUPAS
|  | DATEX OHMEDA | DATEX OHMEDA M-EXT |  |  | ANESTHESIOLOGY |  |  |  | 03/10/2005 |  |  |  |  | NO | NO |  |  |  |  | DATEX OHMEDA 10277 7017368 |  |  | Disposition |  |  |  | Equipment | PAAR:00-PVAR | 10/16/2019 |  | COOPER UNIVERSITY HOSPITAL |  |  |  |  | GIACINTA ROUPAS
|  | DATEX OHMEDA | DATEX OHMEDA M-EXT |  |  | ANESTHESIOLOGY |  |  |  | 03/10/2005 |  |  |  |  | NO | NO |  |  |  |  | DATEX OHMEDA 10278 7017364 |  |  | Disposition |  |  |  | Equipment | PAAR:00-PVAR | 10/16/2019 |  | COOPER UNIVERSITY HOSPITAL |  |  |  |  | GIACINTA ROUPAS
|  | DATEX OHMEDA | DATEX OHMEDA M-NESTPR |  |  | OR - KELEMEN 3 |  |  |  | 10/16/2019 |  |  |  |  | NO | NO |  |  |  |  | DATEX OHMEDA 30144707 4687237 |  |  | Disposition |  |  |  | Equipment | PAAR:00-PVAR | 10/16/2019 | 10/16/2019 | COOPER UNIVERSITY HOSPITAL |  |  | kel or 4 |  | DOMINIC VENDETTA |  |  |  | 10/16/2019 | 10/16/2019 |  |  |  |  | 10/16/2019 | 10/16/2019
|  | DATEX OHMEDA | DATEX OHMEDA M-NESTPR-00-00 |  |  | ANESTHESIOLOGY |  |  |  | 10/16/2019 |  |  |  |  | NO | NO |  |  |  |  | DATEX OHMEDA 30142833 783325 |  |  | Disposition |  |  |  | Alarm | PAAR:00-PVAR | 10/16/2019 | 10/16/2019 | COOPER UNIVERSITY HOSPITAL |  |  | PAVILION OR2 | 0011464803 | GIACINTA ROUPAS | Preventative Maintenance | Closed | Salvatore Bombara | 10/16/2019 | 10/16/2019 | Retire Device | 4/7/2017 3:02:53 PM SXBOMBARA (SXBOMBARA 4/7/2017 12:00 AM) UNIT HAS BEEN REPLACED AND OR TRADED IN. RETIRE UNIT 4/7/2017 3:02 PM SXBOMBARA This device has been removed from an active status with the RSQ Database, and physically removed from the facility. Device retired on 4/7/2017; Authorized By: GE; Nature of Retirement: NO LONGER NEEDED; Days In Service: 672 | F3F71167-353A-4D60-BB62-34CC5691EEA5 | Labor | 10/16/2019 | 10/16/2019 | Salvatore Bombara
|  | DATEX OHMEDA | DATEX OHMEDA M-NESTPR..01 |  |  | OPERATING ROOM - PAVILION |  |  |  | 06/01/2003 |  |  |  |  | NO | NO |  |  |  |  | DATEX OHMEDA 10369327 4687234 |  |  | Disposition |  |  |  | Equipment | PAAR:00-PVAR | 10/16/2019 |  | COOPER UNIVERSITY HOSPITAL |  |  | P11 | 0011774231 | DOMINIC VENDETTA | Preventative Maintenance | Closed | Salvatore Bombara | 06/19/2017 | 06/20/2017 | Retire Device | 6/20/2017 2:53:14 PM SXBOMBARA (SXBOMBARA 6/20/2017 12:00 AM) THIS UNIT HAS BEEN RETIRED 6/20/2017 2:53 PM SXBOMBARA This device has been removed from an active status with the RSQ Database, and physically removed from the facility. Device retired on 6/20/2017; Authorized By: OR; Nature of Retirement: NO LONGER NEEDED; Days In Service: 746 | DE7C8A88-5940-4B1B-8514-E45A64E8341A | Labor | 06/20/2017 | 06/20/2017 | Salvatore Bombara
|  | DATEX OHMEDA | DATEX OHMEDA M-NESTPR..01 |  |  | ANESTHESIOLOGY |  |  |  | 06/01/2003 |  |  |  |  | NO | NO |  |  |  |  | DATEX OHMEDA 10366466 4875316 |  |  | Disposition |  |  |  | Equipment | PAAR:00-PVAR | 11/02/2019 |  | COOPER UNIVERSITY HOSPITAL |  |  | BIOMED SHOP |  | GIACINTA ROUPAS
|  | DATEX OHMEDA | DATEX OHMEDA M-NESTPR..01 |  |  | ANESTHESIOLOGY |  |  |  | 06/01/2003 |  |  |  |  | NO | NO |  |  |  |  | DATEX OHMEDA 10365378 4875313 |  |  | Disposition |  |  |  | Equipment | PAAR:00-PVAR | 11/02/2019 |  | COOPER UNIVERSITY HOSPITAL |  |  | PRE-OP |  | GIACINTA ROUPAS
|  | DATEX OHMEDA | DATEX OHMEDA M-NESTPR..01 |  |  | ANESTHESIOLOGY |  |  |  | 04/01/2003 |  |  |  |  | NO | NO |  |  |  |  | DATEX OHMEDA 07503 4687238 |  |  | Disposition |  |  |  | Equipment | PAAR:00-PVAR | 10/16/2019 |  | COOPER UNIVERSITY HOSPITAL |  |  | PRE-OP OR PACU |  | GIACINTA ROUPAS
|  | DATEX OHMEDA | DATEX OHMEDA M-NESTPR..01 |  |  | ANESTHESIOLOGY |  |  |  | 06/01/2003 |  |  |  |  | NO | NO |  |  |  |  | DATEX OHMEDA 07389 4687236 |  |  | Disposition |  |  |  | Equipment | PAAR:00-PVAR | 10/16/2019 |  | COOPER UNIVERSITY HOSPITAL |  |  | PRE-OP |  | GIACINTA ROUPAS
|  | DATEX OHMEDA | DATEX OHMEDA M-NETPR-00-00 |  |  | PAVILION PACU |  |  |  | 01/01/1900 |  |  |  |  | NO | NO |  |  |  |  | DATEX OHMEDA 04940 782335 |  |  | Disposition |  |  |  | Equipment | PAAR:00-PVAR | 10/16/2019 |  | COOPER UNIVERSITY HOSPITAL |  |  | 3RD FLOOR KELEMEN |  | FRANK OBRIEN
|  | DATEX OHMEDA | DATEX OHMEDA M-NETPR-00-00 |  |  | VOORHEES SURGERY CENTER-OPERATING ROOM |  |  |  | 01/01/1900 |  |  |  |  | NO | NO |  |  |  |  | DATEX OHMEDA 04935 783405 |  |  | Disposition |  |  |  | Equipment | PAAR:00-PVAR | 10/16/2019 |  | COOPER AMBULATORY OFF-SITES |  |  |  |  | JENNIFER BOMBARO
|  | DATEX OHMEDA | DATEX OHMEDA M-NETPR..1 |  |  | PAVILION PACU |  |  |  | 06/01/2003 |  |  |  |  | NO | NO |  |  |  |  | DATEX OHMEDA 10365376 4875314 |  |  | Disposition |  |  |  | Equipment | PAAR:00-PVAR | 11/01/2019 |  | COOPER UNIVERSITY HOSPITAL |  |  | BIOMED SHOP |  | FRANK OBRIEN
|  | DATEX OHMEDA | DATEX OHMEDA M-NETPR..1 |  |  | ANESTHESIOLOGY |  |  |  | 06/01/2003 |  |  |  |  | NO | NO |  |  |  |  | DATEX OHMEDA 10346546 4687231 |  |  | Disposition |  |  |  | Equipment | PAAR:00-PVAR | 10/16/2019 |  | COOPER UNIVERSITY HOSPITAL |  |  | Pav OR 6 | 0011464711 | GIACINTA ROUPAS | Preventative Maintenance | Closed | Salvatore Bombara | 04/07/2017 | 04/11/2017 | Retire Device | 4/11/2017 10:59:28 AM SXBOMBARA (SXBOMBARA 4/11/2017 12:00 AM) UNIT HAS BEEN REPLACED. RETIRE THIS UNIT 4/11/2017 10:59 AM SXBOMBARA This device has been removed from an active status with the RSQ Database, and physically removed from the facility. Device retired on 4/11/2017; Authorized By: DATEX; Nature of Retirement: NO LONGER NEEDED; Days In Service: 676 | 5A892B0E-B2D1-466D-B103-8284D10348CA | Labor | 04/11/2017 | 04/11/2017 | Salvatore Bombara
|  | DATEX OHMEDA | DATEX OHMEDA M-NETPR..1 |  |  | OPERATING ROOM - PAVILION |  |  |  | 06/01/2003 |  |  |  |  | NO | NO |  |  |  |  | DATEX OHMEDA 10346536 4875315 |  |  | Disposition |  |  |  | Equipment | PAAR:00-PVAR | 10/16/2019 |  | COOPER UNIVERSITY HOSPITAL |  |  | kel or 1 | 0011464710 | DOMINIC VENDETTA | Preventative Maintenance | Closed | Salvatore Bombara | 04/07/2017 | 04/11/2017 | Retire Device | 4/11/2017 11:20:54 AM SXBOMBARA (SXBOMBARA 4/11/2017 12:00 AM) UNIT HAS BEEN REPLACED. RETIRE UNIT. 4/11/2017 11:20 AM SXBOMBARA This device has been removed from an active status with the RSQ Database, and physically removed from the facility. Device retired on 4/11/2017; Authorized By: DATEX; Nature of Retirement: NO LONGER NEEDED; Days In Service: 676 | 832628DC-9589-415A-93D4-62FA835CFF05 | Labor | 04/11/2017 | 04/11/2017 | Salvatore Bombara
|  | DATEX OHMEDA | DATEX OHMEDA M-NETPR..1 |  |  | VOORHEES SURGERY CENTER-OPERATING ROOM |  |  |  | 06/01/2003 |  |  |  |  | NO | NO |  |  |  |  | DATEX OHMEDA 07386 4687239 |  |  | Disposition |  |  |  | Equipment | PAAR:00-PVAR | 10/16/2019 |  | COOPER AMBULATORY OFF-SITES |  |  | SUITE E |  | JENNIFER BOMBARO
|  | DATEX OHMEDA | DATEX OHMEDA M-NIBP-00-03 |  |  | ANESTHESIOLOGY |  |  |  | 01/01/1900 |  |  |  |  | NO | NO |  |  |  |  | DATEX OHMEDA 10354936 135868 |  |  | Disposition |  |  |  | Alarm | PAAR:00-PVAR | 11/02/2019 |  | COOPER UNIVERSITY HOSPITAL |  |  | ANESTHESIA | 0011581921 | GIACINTA ROUPAS | Repair | Closed | Richard Jolly | 04/28/2017 | 04/28/2017 | MODULE - RETIRE - TMX | 4/28/2017 3:38:14 PM RCJOLLY (RCJOLLY 4/28/2017 10:00 AM) REMOVE FROM SERVICE 4/28/2017 3:38:44 PM RCJOLLY This device has been removed from an active status with the RSQ Database, and physically removed from the facility. Device retired on 4/28/2017; Authorized By: YES; Nature of Retirement: NO LONGER NEEDED; Days In Service: 693 | A3C27411-2081-48DD-8765-E4DF67008246 | Labor | 04/28/2017 | 04/28/2017 | Richard Jolly
|  | DATEX OHMEDA | DATEX OHMEDA M-NIBP-00-03 |  |  | LABOR & DELIVERY |  |  |  | 01/01/1900 |  |  |  |  | NO | NO |  |  |  |  | DATEX OHMEDA 02936 136688 |  |  | Disposition |  |  |  | Alarm | PAAR:00-PVAR | 11/02/2019 |  | COOPER UNIVERSITY HOSPITAL |  |  | BIOMED SHOP |  | JOANNA HORST
|  | DATEX OHMEDA | DATEX OHMEDA M-NIBP-00-03 |  |  | SURGICAL CARE UNIT |  |  |  | 01/01/1900 |  |  |  |  | NO | NO |  |  |  |  | DATEX OHMEDA 01220 135186 |  |  | Disposition |  |  |  | Alarm | PAAR:00-PVAR | 10/16/2019 |  | COOPER UNIVERSITY HOSPITAL |  |  | SDS - 3 KELEMEN |  | Lisa Geoghegan
|  | DATEX OHMEDA | DATEX OHMEDA M-NIBP-00-03 |  |  | ANESTHESIOLOGY |  |  |  | 01/01/1900 |  |  |  |  | NO | NO |  |  |  |  | DATEX OHMEDA 01283 135126 |  |  | Disposition |  |  |  | Alarm | PAAR:00-PVAR | 10/16/2019 |  | COOPER UNIVERSITY HOSPITAL |  |  | ANESTHESIA |  | GIACINTA ROUPAS
|  | DATEX OHMEDA | DATEX OHMEDA M-NIBP-00-03 |  |  | ANESTHESIOLOGY |  |  |  | 01/01/1900 |  |  |  |  | NO | NO |  |  |  |  | DATEX OHMEDA 01330 135192 |  |  | Disposition |  |  |  | Alarm | PAAR:00-PVAR | 10/16/2019 |  | COOPER UNIVERSITY HOSPITAL |  |  |  |  | GIACINTA ROUPAS
|  | DATEX OHMEDA | DATEX OHMEDA M-NIBP-00-03 |  |  | ANESTHESIOLOGY |  |  |  | 01/01/1900 |  |  |  |  | NO | NO |  |  |  |  | DATEX OHMEDA 00744 135121 |  |  | Disposition |  |  |  | Alarm | PAAR:00-PVAR | 10/16/2019 |  | COOPER UNIVERSITY HOSPITAL |  |  | ANESTHESIA |  | GIACINTA ROUPAS
|  | DATEX OHMEDA | DATEX OHMEDA M-NIBP-00-03 |  |  | ANESTHESIOLOGY |  |  |  | 01/01/1900 |  |  |  |  | NO | NO |  |  |  |  | DATEX OHMEDA 00761 135189 |  |  | Disposition |  |  |  | Alarm | PAAR:00-PVAR | 10/16/2019 |  | COOPER UNIVERSITY HOSPITAL |  |  | ANESTHESIA |  | GIACINTA ROUPAS
|  | DATEX OHMEDA | DATEX OHMEDA M-NIBP-00-03 |  |  | ANESTHESIOLOGY |  |  |  | 01/01/1900 |  |  |  |  | NO | NO |  |  |  |  | DATEX OHMEDA 01052 135201 |  |  | Disposition |  |  |  | Alarm | PAAR:00-PVAR | 10/16/2019 |  | COOPER UNIVERSITY HOSPITAL |  |  | ANESTHESIA |  | GIACINTA ROUPAS
|  | DATEX OHMEDA | DATEX OHMEDA M-NMT-00-01 |  |  | ANESTHESIOLOGY |  |  |  | 01/01/1900 |  |  |  |  | NO | NO |  |  |  |  | DATEX OHMEDA 10348281 5005314 |  |  | Disposition |  |  |  | Equipment | PAAR:00-PVAR | 10/16/2019 |  | COOPER UNIVERSITY HOSPITAL |  |  | kel or 4 | 0011464736 | GIACINTA ROUPAS | Preventative Maintenance | Closed | Salvatore Bombara | 04/07/2017 | 04/07/2017 | Retire Device | 4/7/2017 2:36:46 PM SXBOMBARA (SXBOMBARA 4/7/2017 12:00 AM) UNIT HAS BEEN REPLACED AND OR TRADED IN. RETIRE UNIT 4/7/2017 2:36 PM SXBOMBARA This device has been removed from an active status with the RSQ Database, and physically removed from the facility. Device retired on 4/7/2017; Authorized By: GE; Nature of Retirement: NO LONGER NEEDED; Days In Service: 672 | B247FC1C-61DC-44A8-AAD3-F04977621516 | Labor | 04/07/2017 | 04/07/2017 | Salvatore Bombara
|  | DATEX OHMEDA | DATEX OHMEDA M-NMT-00-01 |  |  | ANESTHESIOLOGY |  |  |  | 01/01/1900 |  |  |  |  | NO | NO |  |  |  |  | DATEX OHMEDA 10348217 3936007 |  |  | Disposition |  | 99:99:99:99:99:99 |  | Equipment | PAAR:00-PVAR | 11/01/2019 |  | COOPER UNIVERSITY HOSPITAL |  |  | pav or 11 | WOT00000000515367 | GIACINTA ROUPAS | Disposition | Closed | Salvatore Bombara | 02/08/2018 | 05/14/2019 | Bulk Disposition CNL
|  | DATEX OHMEDA | DATEX OHMEDA M-NSAT-00-00 |  |  | LAB CHEMISTRY |  |  |  | 01/01/1900 |  |  |  |  | NO | NO |  |  |  |  | DATEX OHMEDA 10369414 285276 |  |  | Disposition |  |  |  | Equipment | 1Y:00-MFG | 03/23/2016 | 03/01/2020 | COOPER UNIVERSITY HOSPITAL |  |  |  |  | Barbara Snyder
|  | DATEX OHMEDA | DATEX OHMEDA M-NSAT-00-00 |  |  | SURGICAL CARE UNIT |  |  |  | 01/01/1900 |  |  |  |  | NO | NO |  |  |  |  | DATEX OHMEDA 10368561 4974503 |  |  | Disposition |  | 99:99:99:99:99:99 |  | Equipment | PAAR:00-PVAR | 11/02/2019 |  | COOPER UNIVERSITY HOSPITAL |  |  | BED 36 | WOT00000000516416 | Lisa Geoghegan | Disposition | Closed | Zhan Kiselev | 02/08/2018 | 05/25/2019 | Bulk Disposition CNL | Device no longer in the hospital | EXP3009547 | Labor | 05/24/2019 | 05/24/2019 | Zhan Kiselev
|  | DATEX OHMEDA | DATEX OHMEDA M-NSAT-00-00 |  |  | ANESTHESIOLOGY |  |  |  | 01/01/1900 |  |  |  |  | NO | NO |  |  |  |  | DATEX OHMEDA 10368230 285173 |  |  | Disposition |  |  |  | Equipment | PAAR:00-PVAR | 10/16/2019 |  | COOPER UNIVERSITY HOSPITAL |  |  | Anes work room | 0011464750 | GIACINTA ROUPAS | Preventative Maintenance | Closed | Salvatore Bombara | 04/07/2017 | 04/07/2017 | Retire Device | 4/7/2017 2:37:59 PM SXBOMBARA (SXBOMBARA 4/7/2017 12:00 AM) UNIT HAS BEEN REPLACED AND OR TRADED IN. RETIRE UNIT 4/7/2017 2:37 PM SXBOMBARA This device has been removed from an active status with the RSQ Database, and physically removed from the facility. Device retired on 4/7/2017; Authorized By: GE; Nature of Retirement: NO LONGER NEEDED; Days In Service: 672 | CE1B2D19-FB7A-489C-B628-FB27EBA704BC | Labor | 04/07/2017 | 04/07/2017 | Salvatore Bombara
|  | DATEX OHMEDA | DATEX OHMEDA M-NSAT-00-00 |  |  | ANESTHESIOLOGY |  |  |  | 01/01/1900 |  |  |  |  | NO | NO |  |  |  |  | DATEX OHMEDA 01195 285175 |  |  | Disposition |  |  |  | Equipment | PAAR:00-PVAR | 10/16/2019 |  | COOPER UNIVERSITY HOSPITAL |  |  | ANESTHESIA |  | GIACINTA ROUPAS
|  | DATEX OHMEDA | DATEX OHMEDA M-NSAT-00-00 |  |  | ANESTHESIOLOGY |  |  |  | 01/01/1900 |  |  |  |  | NO | NO |  |  |  |  | DATEX OHMEDA 01217 285158 |  |  | Disposition |  |  |  | Equipment | PAAR:00-PVAR | 10/16/2019 |  | COOPER UNIVERSITY HOSPITAL |  |  | ANESTHESIA |  | GIACINTA ROUPAS
|  | DATEX OHMEDA | DATEX OHMEDA M-NSAT-00-00 |  |  | ANESTHESIOLOGY |  |  |  | 01/01/1900 |  |  |  |  | NO | NO |  |  |  |  | DATEX OHMEDA 01250 285179 |  |  | Disposition |  |  |  | Equipment | PAAR:00-PVAR | 10/16/2019 |  | COOPER UNIVERSITY HOSPITAL |  |  |  |  | GIACINTA ROUPAS
|  | DATEX OHMEDA | DATEX OHMEDA M-NSAT-00-00 |  |  | ANESTHESIOLOGY |  |  |  | 01/01/1900 |  |  |  |  | NO | NO |  |  |  |  | DATEX OHMEDA 01281 285178 |  |  | Disposition |  |  |  | Equipment | PAAR:00-PVAR | 10/16/2019 |  | COOPER UNIVERSITY HOSPITAL |  |  | ANESTHESIA |  | GIACINTA ROUPAS
|  | DATEX OHMEDA | DATEX OHMEDA M-NSAT-00-00 |  |  | ANESTHESIOLOGY |  |  |  | 01/01/1900 |  |  |  |  | NO | NO |  |  |  |  | DATEX OHMEDA 01319 285183 |  |  | Disposition |  |  |  | Equipment | PAAR:00-PVAR | 10/16/2019 |  | COOPER UNIVERSITY HOSPITAL |  |  | ANESTHESIA |  | GIACINTA ROUPAS
|  | DATEX OHMEDA | DATEX OHMEDA M-NSAT-00-00 |  |  | ANESTHESIOLOGY |  |  |  | 01/01/1900 |  |  |  |  | NO | NO |  |  |  |  | DATEX OHMEDA 01328 285117 |  |  | Disposition |  |  |  | Equipment | PAAR:00-PVAR | 11/02/2019 |  | COOPER UNIVERSITY HOSPITAL |  |  | BIOMED |  | GIACINTA ROUPAS
|  | DATEX OHMEDA | DATEX OHMEDA M-NSAT-00-00 |  |  | ANESTHESIOLOGY |  |  |  | 01/01/1900 |  |  |  |  | NO | NO |  |  |  |  | DATEX OHMEDA 00743 285176 |  |  | Disposition |  |  |  | Equipment | PAAR:00-PVAR | 10/16/2019 |  | COOPER UNIVERSITY HOSPITAL |  |  | ANESTHESIA |  | GIACINTA ROUPAS
|  | DATEX OHMEDA | DATEX OHMEDA M-NSAT-00-00 |  |  | ANESTHESIOLOGY |  |  |  | 01/01/1900 |  |  |  |  | NO | NO |  |  |  |  | DATEX OHMEDA 00759 285167 |  |  | Disposition |  |  |  | Equipment | PAAR:00-PVAR | 10/16/2019 |  | COOPER UNIVERSITY HOSPITAL |  |  | ANESTHESIA |  | GIACINTA ROUPAS
|  | DATEX OHMEDA | DATEX OHMEDA M-NSAT-00-00 |  |  | ANESTHESIOLOGY |  |  |  | 01/01/1900 |  |  |  |  | NO | NO |  |  |  |  | DATEX OHMEDA 00780 285182 |  |  | Disposition |  |  |  | Equipment | PAAR:00-PVAR | 10/16/2019 |  | COOPER UNIVERSITY HOSPITAL |  |  | ANESTHESIA |  | GIACINTA ROUPAS
|  | DATEX OHMEDA | DATEX OHMEDA M-NSAT-00-00 |  |  | ANESTHESIOLOGY |  |  |  | 01/01/1900 |  |  |  |  | NO | NO |  |  |  |  | DATEX OHMEDA 01051 285174 |  |  | Disposition |  |  |  | Equipment | PAAR:00-PVAR | 10/16/2019 |  | COOPER UNIVERSITY HOSPITAL |  |  | ANESTHESIA |  | GIACINTA ROUPAS
|  | DATEX OHMEDA | DATEX OHMEDA M-NSAT-04 |  |  | ANESTHESIOLOGY |  |  |  | 10/16/2019 |  |  |  |  | NO | NO |  |  |  |  | DATEX OHMEDA 21806 5178434 |  |  | Disposition |  |  |  | Equipment | PAAR:00-PVAR | 10/16/2019 | 10/16/2019 | COOPER UNIVERSITY HOSPITAL |  |  | OPERATING ROOM |  | GIACINTA ROUPAS |  |  |  | 10/16/2019 | 10/16/2019 |  |  |  |  | 10/16/2019 | 10/16/2019
|  | DATEX OHMEDA | DATEX OHMEDA M-NSAT-04 |  |  | PAVILION PACU |  |  |  | 09/16/2005 |  |  |  |  | NO | NO |  |  |  |  | DATEX OHMEDA 10692 5187685 |  |  | Disposition |  |  |  | Equipment | PAAR:00-PVAR | 10/16/2019 |  | COOPER UNIVERSITY HOSPITAL |  |  |  |  | FRANK OBRIEN
|  | DATEX OHMEDA | DATEX OHMEDA M-NSAT-04 |  |  | PAVILION PACU |  |  |  | 09/15/2005 |  |  |  |  | NO | NO |  |  |  |  | DATEX OHMEDA 10688 5187667 |  |  | Disposition |  |  |  | Equipment | PAAR:00-PVAR | 10/16/2019 |  | COOPER UNIVERSITY HOSPITAL |  |  |  |  | FRANK OBRIEN
|  | DATEX OHMEDA | DATEX OHMEDA M-NSAT-04 |  |  | OPERATING ROOM - PAVILION |  |  |  | 10/18/2005 |  |  |  |  | NO | NO |  |  |  |  | DATEX OHMEDA 10369325 5187666 |  |  | Disposition |  |  |  | Equipment | PAAR:00-PVAR | 10/16/2019 |  | COOPER UNIVERSITY HOSPITAL |  |  | pav or 1 | 0011464757 | DOMINIC VENDETTA | Preventative Maintenance | Closed | Salvatore Bombara | 04/07/2017 | 04/11/2017 | Retire Device | 4/11/2017 11:22:24 AM SXBOMBARA (SXBOMBARA 4/11/2017 12:00 AM) UNIT HAS BEEN REPLACED. RETIRE UNIT. 4/11/2017 11:22 AM SXBOMBARA This device has been removed from an active status with the RSQ Database, and physically removed from the facility. Device retired on 4/11/2017; Authorized By: DATEX; Nature of Retirement: NO LONGER NEEDED; Days In Service: 676 | A4894C35-D49E-40F7-86DF-5759A9C16B40 | Labor | 04/11/2017 | 04/11/2017 | Salvatore Bombara
|  | DATEX OHMEDA | DATEX OHMEDA M-NSAT-04 |  |  | OR - KELEMEN 3 |  |  |  | 09/16/2005 |  |  |  |  | NO | NO |  |  |  |  | DATEX OHMEDA 10369300 5178432 |  |  | Disposition |  |  |  | Equipment | PAAR:00-PVAR | 10/16/2019 |  | COOPER UNIVERSITY HOSPITAL |  |  | KELEMEN OR 6 | 0011464756 | DOMINIC VENDETTA | Preventative Maintenance | Closed | Salvatore Bombara | 04/07/2017 | 04/11/2017 | Retire Device | 4/11/2017 11:36:03 AM SXBOMBARA (SXBOMBARA 4/11/2017 12:00 AM) UNIT HAS BEEN REPLACED. RETIRE UNIT. 4/11/2017 11:36 AM SXBOMBARA This device has been removed from an active status with the RSQ Database, and physically removed from the facility. Device retired on 4/11/2017; Authorized By: DATEX; Nature of Retirement: NO LONGER NEEDED; Days In Service: 676 | 8175EC2E-968D-462B-971D-926FFBF10799 | Labor | 04/11/2017 | 04/11/2017 | Salvatore Bombara
|  | DATEX OHMEDA | DATEX OHMEDA M-NSAT-04 |  |  | SURGICAL CARE UNIT |  |  |  | 06/01/2003 |  |  |  |  | NO | NO |  |  |  |  | DATEX OHMEDA 10369020 4875566 |  |  | Disposition |  | 99:99:99:99:99:99 |  | Equipment | PAAR:00-PVAR | 11/02/2019 |  | COOPER UNIVERSITY HOSPITAL |  |  | rm 37 | WOT00000000516358 | Lisa Geoghegan | Disposition | Closed | Zhan Kiselev | 02/08/2018 | 05/25/2019 | Bulk Disposition CNL | Device no longer in the hospital | EXP3009577 | Labor | 05/24/2019 | 05/24/2019 | Zhan Kiselev
|  | DATEX OHMEDA | DATEX OHMEDA M-NSAT-04 |  |  | SURGICAL CARE UNIT |  |  |  | 06/01/2003 |  |  |  |  | NO | NO |  |  |  |  | DATEX OHMEDA 10368566 4875568 |  |  | Disposition |  |  |  | Equipment | PAAR:00-PVAR | 11/02/2019 |  | COOPER UNIVERSITY HOSPITAL |  |  | Bed 35 | 0011028412 | Lisa Geoghegan | Repair | Closed | Richard Jolly | 01/05/2017 | 01/12/2017 | MONITOR - RETIRE - TMX | 1/12/2017 2:59:59 PM RCJOLLY (RCJOLLY 1/12/2017 10:00 AM) REMOVED FROM SERVICE 1/12/2017 3:00:23 PM RCJOLLY This device has been removed from an active status with the RSQ Database, and physically removed from the facility. Device retired on 1/12/2017; Authorized By: YES; Nature of Retirement: BEYOND ECONOMICAL REPAIR; Days In Service: 587 | 078D081D-74D0-44E9-87C8-9E97AD4AFDBF | Labor | 01/12/2017 | 01/12/2017 | Richard Jolly
|  | DATEX OHMEDA | DATEX OHMEDA M-NSAT-04 |  |  | SURGICAL CARE UNIT |  |  |  | 01/26/2005 |  |  |  |  | NO | NO |  |  |  |  | DATEX OHMEDA 10368556 5143507 |  |  | Disposition |  |  |  | Equipment | PAAR:00-PVAR | 11/02/2019 |  | COOPER UNIVERSITY HOSPITAL |  |  | BED 31 | 0011089668 | Lisa Geoghegan | Repair | Closed | Zhan Kiselev | 01/26/2017 | 01/27/2017 | PULSE OX MODULE - FELL APART - SCU SLOT 31 | 1/27/2017 10:14:04 AM ZXKISELEV (ZXKISELEV 1/27/2017 12:00 AM) PICKED UP UNIT. REPLACED IT WITH DIFFERENT ONE FROM OTHER MONITOR. UNIT WAS DROPPED AND BROKEN AND CAN NOT BE FIXED. 1/27/2017 11:17:47 AM ZXKISELEV (ZXKISELEV 1/27/2017 12:00 AM) EXCHANGED MODULE WITH A DIFFERENT ONE 1/27/2017 11:18:03 AM ZXKISELEV This device has been removed from an active status with the RSQ Database, and physically removed from the facility. Device retired on 1/27/2017; Authorized By: YES; Nature of Retirement: BEYOND ECONOMICAL REPAIR; Days In Service: 602 | F0C1F194-480D-4133-B360-134EDF5458E5 | Labor | 01/27/2017 | 01/27/2017 | Zhan Kiselev
|  | DATEX OHMEDA | DATEX OHMEDA M-NSAT-04 |  |  | SURGICAL CARE UNIT |  |  |  | 06/01/2003 |  |  |  |  | NO | NO |  |  |  |  | DATEX OHMEDA 10368546 4875571 |  |  | Disposition |  | 99:99:99:99:99:99 |  | Equipment | PAAR:00-PVAR | 11/02/2019 |  | COOPER UNIVERSITY HOSPITAL |  |  | RM 29 | WOT00000000516359 | Lisa Geoghegan | Disposition | Closed | Zhan Kiselev | 02/08/2018 | 05/25/2019 | Bulk Disposition CNL | Device no longer in the hospital | EXP3009473 | Labor | 05/24/2019 | 05/24/2019 | Zhan Kiselev
|  | DATEX OHMEDA | DATEX OHMEDA M-NSAT-04 |  |  | SURGICAL CARE UNIT |  |  |  | 06/01/2003 |  |  |  |  | NO | NO |  |  |  |  | DATEX OHMEDA 10368542 4852519 |  |  | Disposition |  | 99:99:99:99:99:99 |  | Equipment | PAAR:00-PVAR | 11/02/2019 |  | COOPER UNIVERSITY HOSPITAL |  |  | BED 38 | WOT00000000516347 | Lisa Geoghegan | Disposition | Closed | Zhan Kiselev | 02/08/2018 | 05/25/2019 | Bulk Disposition CNL | Device no longer in the hospital | EXP3009439 | Labor | 05/24/2019 | 05/24/2019 | Zhan Kiselev
|  | DATEX OHMEDA | DATEX OHMEDA M-NSAT-04 |  |  | SURGICAL CARE UNIT |  |  |  | 01/26/2005 |  |  |  |  | NO | NO |  |  |  |  | DATEX OHMEDA 10368538 5170188 |  |  | Disposition |  | 99:99:99:99:99:99 |  | Equipment | PAAR:00-PVAR | 11/02/2019 |  | COOPER UNIVERSITY HOSPITAL |  |  | RM 30 | WOT00000000516912 | Lisa Geoghegan | Disposition | Closed | Zhan Kiselev | 02/08/2018 | 05/25/2019 | Bulk Disposition CNL | Device no longer in the hospital | EXP3009405 | Labor | 05/24/2019 | 05/24/2019 | Zhan Kiselev
|  | DATEX OHMEDA | DATEX OHMEDA M-NSAT-04 |  |  | ANESTHESIOLOGY |  |  |  | 01/01/1900 |  |  |  |  | NO | NO |  |  |  |  | DATEX OHMEDA 10367555 4875572 |  |  | Disposition |  |  |  | Equipment | PAAR:00-PVAR | 10/16/2019 |  | COOPER UNIVERSITY HOSPITAL |  |  | Anes work room | 0011464745 | GIACINTA ROUPAS | Preventative Maintenance | Closed | Salvatore Bombara | 04/07/2017 | 04/11/2017 | Retire Device | 4/11/2017 11:11:25 AM SXBOMBARA (SXBOMBARA 4/11/2017 12:00 AM) UNIT HAS BEEN REPLACED. RETIRE THIS UNIT 4/11/2017 11:11 AM SXBOMBARA This device has been removed from an active status with the RSQ Database, and physically removed from the facility. Device retired on 4/11/2017; Authorized By: DATEX; Nature of Retirement: NO LONGER NEEDED; Days In Service: 676 | 72D4627A-3064-4259-A59F-46B06D1B7F02 | Labor | 04/11/2017 | 04/11/2017 | Salvatore Bombara
|  | DATEX OHMEDA | DATEX OHMEDA M-NSAT-04 |  |  | ANESTHESIOLOGY |  |  |  | 03/10/2005 |  |  |  |  | NO | NO |  |  |  |  | DATEX OHMEDA 10366465 5143495 |  |  | Disposition |  |  |  | Equipment | PAAR:00-PVAR | 11/02/2019 |  | COOPER UNIVERSITY HOSPITAL |  |  | BIOMED SHOP |  | GIACINTA ROUPAS
|  | DATEX OHMEDA | DATEX OHMEDA M-NSAT-04 |  |  | OPERATING ROOM - PAVILION |  |  |  | 10/16/2019 |  |  |  |  | NO | NO |  |  |  |  | DATEX OHMEDA 30149531 5187669 |  |  | Disposition |  |  |  | Equipment | PAAR:00-PVAR | 10/16/2019 | 10/16/2019 | COOPER UNIVERSITY HOSPITAL |  |  | OR P10 | 0011464772 | DOMINIC VENDETTA | Preventative Maintenance | Closed | Salvatore Bombara | 10/16/2019 | 10/16/2019 | Retire Device | 4/11/2017 11:22:46 AM SXBOMBARA (SXBOMBARA 4/11/2017 12:00 AM) UNIT HAS BEEN REPLACED. RETIRE UNIT. 4/11/2017 11:22 AM SXBOMBARA This device has been removed from an active status with the RSQ Database, and physically removed from the facility. Device retired on 4/11/2017; Authorized By: DATEX; Nature of Retirement: NO LONGER NEEDED; Days In Service: 676 | F9B796C7-1D25-45C7-9326-3D200DD1B99D | Labor | 10/16/2019 | 10/16/2019 | Salvatore Bombara
|  | DATEX OHMEDA | DATEX OHMEDA M-NSAT-04 |  |  | SURGICAL CARE UNIT |  |  |  | 01/01/1900 |  |  |  |  | NO | NO |  |  |  |  | DATEX OHMEDA 10347514 5143502 |  |  | Disposition |  | 99:99:99:99:99:99 |  | Equipment | PAAR:00-PVAR | 11/02/2019 |  | COOPER UNIVERSITY HOSPITAL |  |  | BED 40 | WOT00000000516891 | Lisa Geoghegan | Disposition | Closed | Zhan Kiselev | 02/08/2018 | 05/25/2019 | Bulk Disposition CNL | No longer in the hospital | EXP3009330 | Labor | 05/24/2019 | 05/24/2019 | Zhan Kiselev
|  | DATEX OHMEDA | DATEX OHMEDA M-NSAT-04 |  | Not Known | SURGICAL CARE UNIT |  |  |  | 01/01/1900 |  |  |  |  | NO | NO |  |  |  |  | DATEX OHMEDA 10347509 Not Known |  |  | Disposition |  | 99:99:99:99:99:99 |  | Equipment | PAAR:00-PVAR | 11/02/2019 |  | COOPER UNIVERSITY HOSPITAL |  |  | BED 41 | WOT00000000530462 | Lisa Geoghegan | Disposition | Closed | Zhan Kiselev | 02/08/2018 | 05/25/2019 | Bulk Disposition CNL | No longer in the hospital | EXP3009293 | Labor | 05/24/2019 | 05/24/2019 | Zhan Kiselev
|  | DATEX OHMEDA | DATEX OHMEDA M-NSAT-04 |  |  | SURGICAL CARE UNIT |  |  |  | 01/01/1900 |  |  |  |  | NO | NO |  |  |  |  | DATEX OHMEDA 10347504 10347504 |  |  | Disposition |  | 99:99:99:99:99:99 |  | Equipment | PAAR:00-PVAR | 11/01/2019 |  | COOPER UNIVERSITY HOSPITAL |  |  | Bed 28 | WOT00000000507480 | Lisa Geoghegan | Disposition | Closed | Zhan Kiselev | 02/08/2018 | 05/25/2019 | Bulk Disposition CNL | No longer in the hospital | EXP3009241 | Labor | 05/24/2019 | 05/24/2019 | Zhan Kiselev
|  | DATEX OHMEDA | DATEX OHMEDA M-NSAT-04 |  |  | ANESTHESIOLOGY |  |  |  | 10/16/2019 |  |  |  |  | NO | NO |  |  |  |  | DATEX OHMEDA 30144062 4878633 |  |  | Disposition |  |  |  | Equipment | PAAR:00-PVAR | 10/16/2019 | 10/16/2019 | COOPER UNIVERSITY HOSPITAL |  |  | pav or 9 | 0011464768 | GIACINTA ROUPAS | Preventative Maintenance | Closed | Salvatore Bombara | 10/16/2019 | 10/16/2019 | Retire Device | 4/7/2017 2:23:08 PM SXBOMBARA (SXBOMBARA 4/7/2017 12:00 AM) UNIT HAS BEEN REPLACED AND OR TRADED IN. RETIRE UNIT 4/7/2017 2:23 PM SXBOMBARA This device has been removed from an active status with the RSQ Database, and physically removed from the facility. Device retired on 4/7/2017; Authorized By: GE; Nature of Retirement: NO LONGER NEEDED; Days In Service: 672 | 13D64868-656D-4B12-9AF3-FEEE8D2574D3 | Labor | 10/16/2019 | 10/16/2019 | Salvatore Bombara
|  | DATEX OHMEDA | DATEX OHMEDA M-NSAT-04 |  |  | OR - KELEMEN 3 |  |  |  | 11/02/2019 |  |  |  |  | NO | NO |  |  |  |  | DATEX OHMEDA 30144040 5198316 |  |  | Disposition |  | 99:99:99:99:99:99 |  | Equipment | PAAR:00-PVAR | 11/02/2019 | 11/02/2019 | COOPER UNIVERSITY HOSPITAL |  |  | OR 6 | WOT00000000516932 | DOMINIC VENDETTA | Disposition | Closed | Salvatore Bombara | 11/02/2019 | 11/02/2019 | Bulk Disposition CNL | Unit has been removed from service | EXP2940388 | Labor | 11/02/2019 | 11/02/2019 | Salvatore Bombara
|  | DATEX OHMEDA | DATEX OHMEDA M-NSAT-04 |  |  | LABOR & DELIVERY |  |  |  | 10/16/2019 |  |  |  |  | NO | NO |  |  |  |  | DATEX OHMEDA 30143507 4878628 |  |  | Disposition |  |  |  | Equipment | PAAR:00-PVAR | 10/16/2019 | 10/16/2019 | COOPER UNIVERSITY HOSPITAL |  |  | L&D OR 1 |  | JOANNA HORST |  |  |  | 10/16/2019 | 10/16/2019 |  |  |  |  | 10/16/2019 | 10/16/2019
|  | DATEX OHMEDA | DATEX OHMEDA M-NSAT-04 |  |  | ANESTHESIOLOGY |  |  |  | 03/10/2005 |  |  |  |  | NO | NO |  |  |  |  | DATEX OHMEDA 10346547 5143473 |  |  | Disposition |  | 99:99:99:99:99:99 |  | Equipment | PAAR:00-PVAR | 11/02/2019 |  | COOPER UNIVERSITY HOSPITAL |  |  | OR P04 | WOT00000000516890 | GIACINTA ROUPAS | Disposition | Closed | Salvatore Bombara | 02/08/2018 | 05/13/2019 | Bulk Disposition CNL | Unit has been retired | EXP2915331 | Labor | 05/13/2019 | 05/13/2019 | Salvatore Bombara
|  | DATEX OHMEDA | DATEX OHMEDA M-NSAT-04 |  |  | OPERATING ROOM - PAVILION |  |  |  | 09/15/2005 |  |  |  |  | NO | NO |  |  |  |  | DATEX OHMEDA 10346535 5178438 |  |  | Disposition |  | 99:99:99:99:99:99 |  | Equipment | PAAR:00-PVAR | 11/02/2019 |  | COOPER UNIVERSITY HOSPITAL |  |  | P OR 2 | WOT00000000516919 | DOMINIC VENDETTA | Disposition | Closed | Salvatore Bombara | 02/08/2018 | 05/13/2019 | Bulk Disposition CNL | Unit has been retired | EXP2914579 | Labor | 05/13/2019 | 05/13/2019 | Salvatore Bombara
|  | DATEX OHMEDA | DATEX OHMEDA M-NSAT-04 |  |  | SURGICAL CARE UNIT |  |  |  | 01/26/2005 |  |  |  |  | NO | NO |  |  |  |  | DATEX OHMEDA 10346386 5173107 |  |  | Disposition |  | 99:99:99:99:99:99 |  | Equipment | PAAR:00-PVAR | 11/02/2019 |  | COOPER UNIVERSITY HOSPITAL |  |  | SDS - 3 KELEMEN BED 39 | WOT00000000516917 | Lisa Geoghegan | Disposition | Closed | Zhan Kiselev | 02/08/2018 | 05/25/2019 | Bulk Disposition CNL | No longer in the hospital | EXP3009182 | Labor | 05/24/2019 | 05/24/2019 | Zhan Kiselev
|  | DATEX OHMEDA | DATEX OHMEDA M-NSAT-04 |  |  | ANESTHESIOLOGY |  |  |  | 10/16/2019 |  |  |  |  | NO | NO |  |  |  |  | DATEX OHMEDA 30142931 5142466 |  |  | Disposition |  |  |  | Equipment | PAAR:00-PVAR | 10/16/2019 | 10/16/2019 | COOPER UNIVERSITY HOSPITAL |  |  | OR K5 | 0011464760 | GIACINTA ROUPAS | Preventative Maintenance | Closed | Salvatore Bombara | 10/16/2019 | 10/16/2019 | Retire Device | 4/11/2017 11:11:49 AM SXBOMBARA (SXBOMBARA 4/11/2017 12:00 AM) UNIT HAS BEEN REPLACED. RETIRE THIS UNIT 4/11/2017 11:11 AM SXBOMBARA This device has been removed from an active status with the RSQ Database, and physically removed from the facility. Device retired on 4/11/2017; Authorized By: DATEX; Nature of Retirement: NO LONGER NEEDED; Days In Service: 676 | 2B100C6B-BB97-4865-B141-D67B93F84D2C | Labor | 10/16/2019 | 10/16/2019 | Salvatore Bombara
|  | DATEX OHMEDA | DATEX OHMEDA M-NSAT-04 |  |  | ANESTHESIOLOGY |  |  |  | 11/02/2019 |  |  |  |  | NO | NO |  |  |  |  | DATEX OHMEDA 30142929 5143484 |  |  | Disposition |  |  |  | Equipment | PAAR:00-PVAR | 11/02/2019 | 11/02/2019 | COOPER UNIVERSITY HOSPITAL |  |  | OR K2 |  | GIACINTA ROUPAS |  |  |  | 11/02/2019 | 11/02/2019 |  |  |  |  | 11/02/2019 | 11/02/2019
|  | DATEX OHMEDA | DATEX OHMEDA M-NSAT-04 |  |  | ANESTHESIOLOGY |  |  |  | 10/16/2019 |  |  |  |  | NO | NO |  |  |  |  | DATEX OHMEDA 30142832 4875569 |  |  | Disposition |  |  |  | Equipment | PAAR:00-PVAR | 10/16/2019 | 10/16/2019 | COOPER UNIVERSITY HOSPITAL |  |  | PAV OR 3 | 0011464759 | GIACINTA ROUPAS | Preventative Maintenance | Closed | Salvatore Bombara | 10/16/2019 | 10/16/2019 | Retire Device | 4/7/2017 2:22:47 PM SXBOMBARA (SXBOMBARA 4/7/2017 12:00 AM) UNIT HAS BEEN REPLACED AND OR TRADED IN. RETIRE UNIT 4/7/2017 2:22 PM SXBOMBARA This device has been removed from an active status with the RSQ Database, and physically removed from the facility. Device retired on 4/7/2017; Authorized By: GE; Nature of Retirement: NO LONGER NEEDED; Days In Service: 672 | 260F6E8D-1E04-4CC4-B70E-A0E87C72D041 | Labor | 10/16/2019 | 10/16/2019 | Salvatore Bombara
|  | DATEX OHMEDA | DATEX OHMEDA M-NSAT-04 |  |  | ANESTHESIOLOGY |  |  |  | 03/10/2005 |  |  |  |  | NO | NO |  |  |  |  | DATEX OHMEDA 10252 5143476 |  |  | Disposition |  |  |  | Equipment | PAAR:00-PVAR | 10/16/2019 |  | COOPER UNIVERSITY HOSPITAL |  |  |  |  | GIACINTA ROUPAS
|  | DATEX OHMEDA | DATEX OHMEDA M-NSAT-04 |  |  | SURGICAL CARE UNIT |  |  |  | 09/08/2005 |  |  |  |  | NO | NO |  |  |  |  | DATEX OHMEDA 10303 5178425 |  |  | Disposition |  |  |  | Equipment | PAAR:00-PVAR | 10/16/2019 |  | COOPER UNIVERSITY HOSPITAL |  |  | SDS - 3 KELEMEN |  | Lisa Geoghegan
|  | DATEX OHMEDA | DATEX OHMEDA M-NSAT-04 |  |  | ANESTHESIOLOGY |  |  |  | 03/10/2005 |  |  |  |  | NO | NO |  |  |  |  | DATEX OHMEDA 10282 5143481 |  |  | Disposition |  |  |  | Equipment | PAAR:00-PVAR | 10/16/2019 |  | COOPER UNIVERSITY HOSPITAL |  |  |  |  | GIACINTA ROUPAS
|  | DATEX OHMEDA | DATEX OHMEDA M-NSAT-04 |  |  | ANESTHESIOLOGY |  |  |  | 03/10/2005 |  |  |  |  | NO | NO |  |  |  |  | DATEX OHMEDA 10283 5142453 |  |  | Disposition |  |  |  | Equipment | PAAR:00-PVAR | 10/16/2019 |  | COOPER UNIVERSITY HOSPITAL |  |  |  |  | GIACINTA ROUPAS
|  | DATEX OHMEDA | DATEX OHMEDA M-NSAT-04 |  |  | ANESTHESIOLOGY |  |  |  | 03/10/2005 |  |  |  |  | NO | NO |  |  |  |  | DATEX OHMEDA 10281 5142470 |  |  | Disposition |  |  |  | Equipment | PAAR:00-PVAR | 10/16/2019 |  | COOPER UNIVERSITY HOSPITAL |  |  |  |  | GIACINTA ROUPAS
|  | DATEX OHMEDA | DATEX OHMEDA M-NSAT-04 |  |  | ANESTHESIOLOGY |  |  |  | 03/10/2005 |  |  |  |  | NO | NO |  |  |  |  | DATEX OHMEDA 10280 5142480 |  |  | Disposition |  |  |  | Equipment | PAAR:00-PVAR | 10/16/2019 |  | COOPER UNIVERSITY HOSPITAL |  |  |  |  | GIACINTA ROUPAS
|  | DATEX OHMEDA | DATEX OHMEDA M-NSAT-04 |  |  | PAVILION PACU |  |  |  | 01/26/2005 |  |  |  |  | NO | NO |  |  |  |  | DATEX OHMEDA 10029 5170189 |  |  | Disposition |  |  |  | Equipment | PAAR:00-PVAR | 10/16/2019 |  | COOPER UNIVERSITY HOSPITAL |  |  |  |  | FRANK OBRIEN
|  | DATEX OHMEDA | DATEX OHMEDA M-NSAT-04 |  |  | PAVILION PACU |  |  |  | 01/26/2005 |  |  |  |  | NO | NO |  |  |  |  | DATEX OHMEDA 10026 5173104 |  |  | Disposition |  |  |  | Equipment | PAAR:00-PVAR | 10/16/2019 |  | COOPER UNIVERSITY HOSPITAL |  |  |  |  | FRANK OBRIEN
|  | DATEX OHMEDA | DATEX OHMEDA M-NSAT-04 |  |  | PAVILION PACU |  |  |  | 01/26/2005 |  |  |  |  | NO | NO |  |  |  |  | DATEX OHMEDA 10022 5170171 |  |  | Disposition |  |  |  | Equipment | PAAR:00-PVAR | 10/16/2019 |  | COOPER UNIVERSITY HOSPITAL |  |  |  |  | FRANK OBRIEN
|  | DATEX OHMEDA | DATEX OHMEDA M-NSAT-04 |  |  | ANESTHESIOLOGY |  |  |  | 04/01/2003 |  |  |  |  | NO | NO |  |  |  |  | DATEX OHMEDA 07504 4878639 |  |  | Disposition |  |  |  | Equipment | PAAR:00-PVAR | 10/16/2019 |  | COOPER UNIVERSITY HOSPITAL |  |  | HOLDING OR PACU |  | GIACINTA ROUPAS
|  | DATEX OHMEDA | DATEX OHMEDA M-NSAT-04 |  |  | PAVILION PACU |  |  |  | 04/01/2003 |  |  |  |  | NO | NO |  |  |  |  | DATEX OHMEDA 07509 4878636 |  |  | Disposition |  |  |  | Equipment | PAAR:00-PVAR | 10/16/2019 |  | COOPER UNIVERSITY HOSPITAL |  |  | HOLDING AREA OR PACU |  | FRANK OBRIEN
|  | DATEX OHMEDA | DATEX OHMEDA M-NSAT-04 |  |  | PAVILION PACU |  |  |  | 06/01/2003 |  |  |  |  | NO | NO |  |  |  |  | DATEX OHMEDA 07398 4875573 |  |  | Disposition |  |  |  | Equipment | PAAR:00-PVAR | 10/16/2019 |  | COOPER UNIVERSITY HOSPITAL |  |  |  |  | FRANK OBRIEN
|  | DATEX OHMEDA | DATEX OHMEDA M-NSAT-04 |  |  | ANESTHESIOLOGY |  |  |  | 06/01/2003 |  |  |  |  | NO | NO |  |  |  |  | DATEX OHMEDA 07395 4875567 |  |  | Disposition |  |  |  | Equipment | PAAR:00-PVAR | 10/16/2019 |  | COOPER UNIVERSITY HOSPITAL |  |  | PRE-OP |  | GIACINTA ROUPAS
|  | DATEX OHMEDA | DATEX OHMEDA M-NSAT..01 |  |  | SURGICAL CARE UNIT |  |  |  | 01/01/1900 |  |  |  |  | NO | NO |  |  |  |  | DATEX OHMEDA 10368551 4974508 |  |  | Disposition |  | 99:99:99:99:99:99 |  | Equipment | PAAR:00-PVAR | 11/02/2019 |  | COOPER UNIVERSITY HOSPITAL |  |  | BED 32 | WOT00000000516417 | Lisa Geoghegan | Disposition | Closed | Zhan Kiselev | 02/08/2018 | 05/25/2019 | Bulk Disposition CNL | Device no longer in the hospital | EXP3009509 | Labor | 05/24/2019 | 05/24/2019 | Zhan Kiselev
|  | DATEX OHMEDA | DATEX OHMEDA M-P..04 |  |  | ANESTHESIOLOGY |  |  |  | 03/10/2005 |  |  |  |  | NO | NO |  |  |  |  | DATEX OHMEDA 10367495 5167854 |  |  | Disposition |  |  |  | Equipment | PAAR:00-PVAR | 10/16/2019 |  | COOPER UNIVERSITY HOSPITAL |  |  | OR-K5 | 0011464743 | GIACINTA ROUPAS | Preventative Maintenance | Closed | Salvatore Bombara | 04/07/2017 | 04/11/2017 | Retire Device | 4/11/2017 11:02:27 AM SXBOMBARA (SXBOMBARA 4/11/2017 12:00 AM) UNIT HAS BEEN REPLACED. RETIRE THIS UNIT 4/11/2017 11:02 AM SXBOMBARA This device has been removed from an active status with the RSQ Database, and physically removed from the facility. Device retired on 4/11/2017; Authorized By: DATEX; Nature of Retirement: NO LONGER NEEDED; Days In Service: 676 | 9C73B139-5585-4C19-A8F4-50BE99EBB355 | Labor | 04/11/2017 | 04/11/2017 | Salvatore Bombara
|  | DATEX OHMEDA | DATEX OHMEDA M-P..04 |  |  | ANESTHESIOLOGY |  |  |  | 10/16/2019 |  |  |  |  | NO | NO |  |  |  |  | DATEX OHMEDA 30144038 5195861 |  |  | Disposition |  |  |  | Equipment | PAAR:00-PVAR | 10/16/2019 | 10/16/2019 | COOPER UNIVERSITY HOSPITAL |  |  | Pav OR 5 | 0011464764 | GIACINTA ROUPAS | Preventative Maintenance | Closed | Salvatore Bombara | 10/16/2019 | 10/16/2019 | Retire Device | 4/11/2017 11:02:52 AM SXBOMBARA (SXBOMBARA 4/11/2017 12:00 AM) UNIT HAS BEEN REPLACED. RETIRE THIS UNIT 4/11/2017 11:02 AM SXBOMBARA This device has been removed from an active status with the RSQ Database, and physically removed from the facility. Device retired on 4/11/2017; Authorized By: DATEX; Nature of Retirement: NO LONGER NEEDED; Days In Service: 676 | E47DAABD-CA58-4B42-895A-B0CFCE15FB1A | Labor | 10/16/2019 | 10/16/2019 | Salvatore Bombara
|  | DATEX OHMEDA | DATEX OHMEDA M-P..04 |  |  | ANESTHESIOLOGY |  |  |  | 03/10/2005 |  |  |  |  | NO | NO |  |  |  |  | DATEX OHMEDA 10346648 5167853 |  |  | Disposition |  |  |  | Equipment | PAAR:00-PVAR | 10/16/2019 |  | COOPER UNIVERSITY HOSPITAL |  |  | kel or 3 | 0011464718 | GIACINTA ROUPAS | Preventative Maintenance | Closed | Salvatore Bombara | 04/07/2017 | 04/11/2017 | Retire Device | 4/11/2017 11:01:01 AM SXBOMBARA (SXBOMBARA 4/11/2017 12:00 AM) UNIT HAS BEEN REPLACED. RETIRE THIS UNIT 4/11/2017 11:01 AM SXBOMBARA This device has been removed from an active status with the RSQ Database, and physically removed from the facility. Device retired on 4/11/2017; Authorized By: DATEX; Nature of Retirement: NO LONGER NEEDED; Days In Service: 676 | 898D9F22-7B97-4E72-B9FC-FCE8D27C7F3A | Labor | 04/11/2017 | 04/11/2017 | Salvatore Bombara
KELEMEN OR |  | DATEX OHMEDA | DATEX OHMEDA M-PRESTN |  |  | OR - KELEMEN 3 |  |  |  | 11/02/2019 |  |  |  |  | NO | NO |  |  |  |  | DATEX OHMEDA KELEMEN OR 5124715 |  |  | Disposition |  | 99:99:99:99:99:99 |  | Equipment | PAAR:00-PVAR | 11/02/2019 | 11/02/2019 | COOPER UNIVERSITY HOSPITAL |  |  |  | WOT00000000516858 | DOMINIC VENDETTA | Disposition | Closed | Salvatore Bombara | 11/02/2019 | 11/02/2019 | Bulk Disposition CNL | Unit has been removed from service | EXP2945941 | Labor | 11/02/2019 | 11/02/2019 | Salvatore Bombara
|  | DATEX OHMEDA | DATEX OHMEDA M-PRESTN |  |  | ANESTHESIOLOGY |  |  |  | 03/10/2005 |  |  |  |  | NO | NO |  |  |  |  | DATEX OHMEDA 10369299 5165486 |  |  | Disposition |  |  |  | Equipment | PAAR:00-PVAR | 10/16/2019 |  | COOPER UNIVERSITY HOSPITAL |  |  | pav or 7 |  | GIACINTA ROUPAS
|  | DATEX OHMEDA | DATEX OHMEDA M-PRESTN |  |  | PAVILION PACU |  |  |  | 01/26/2005 |  |  |  |  | NO | NO |  |  |  |  | DATEX OHMEDA 10368567 5173710 |  |  | Disposition |  |  |  | Equipment | PAAR:00-PVAR | 10/16/2019 |  | COOPER UNIVERSITY HOSPITAL |  |  | BED 36 | 0011464802 | FRANK OBRIEN | Preventative Maintenance | Closed | Richard Jolly | 04/07/2017 | 04/12/2017 | Retire Device | 4/12/2017 2:43:54 PM RCJOLLY (RCJOLLY 4/3/2017 10:00 AM) REMOVED ALL THE OR OLD GE EQUIPMENT 4/12/2017 2:43:57 PM RCJOLLY This device has been removed from an active status with the RSQ Database, and physically removed from the facility. Device retired on 4/12/2017; Authorized By: YES; Nature of Retirement: TRADED IN; Days In Service: 677 | 30223F69-30F8-44A2-8983-3909A273117E | Labor | 04/03/2017 | 04/03/2017 | Richard Jolly
|  | DATEX OHMEDA | DATEX OHMEDA M-PRESTN |  |  | ANESTHESIOLOGY |  |  |  | 03/10/2005 |  |  |  |  | NO | NO |  |  |  |  | DATEX OHMEDA 10368231 5133204 |  |  | Disposition |  |  |  | Equipment | PAAR:00-PVAR | 10/16/2019 |  | COOPER UNIVERSITY HOSPITAL |  |  | KELEMEN-K7 | 0011464751 | GIACINTA ROUPAS | Preventative Maintenance | Closed | Salvatore Bombara | 04/07/2017 | 04/11/2017 | Retire Device | 4/11/2017 10:58:40 AM SXBOMBARA (SXBOMBARA 4/11/2017 12:00 AM) UNIT HAS BEEN REPLACED. RETIRE THIS UNIT 4/11/2017 10:58 AM SXBOMBARA This device has been removed from an active status with the RSQ Database, and physically removed from the facility. Device retired on 4/11/2017; Authorized By: DATEX; Nature of Retirement: NO LONGER NEEDED; Days In Service: 676 | ABE7146E-FE32-4BB9-95D5-C45D6121B072 | Labor | 04/11/2017 | 04/11/2017 | Salvatore Bombara
|  | DATEX OHMEDA | DATEX OHMEDA M-PRESTN..01 |  |  | SURGICAL CARE UNIT |  |  |  | 01/01/1900 |  |  |  |  | NO | NO |  |  |  |  | DATEX OHMEDA 10368537 6110985 |  |  | Disposition |  | 99:99:99:99:99:99 |  | Alarm | PAAR:00-PVAR | 11/02/2019 |  | COOPER UNIVERSITY HOSPITAL |  |  | RM 30 | WOT00000001087287 | Lisa Geoghegan | Repair | Closed | Zhan Kiselev | 06/29/2018 | 07/30/2018 | BP cuff is not inflating | Unit is no longer supported and cannot be repaired. Module is no longer supported and can't be fixed. Dispositioned from Work Order Task WOT00000001088818 CEID: 10368537 | EXP0840283 | Labor | 06/29/2018 | 06/29/2018 | Zhan Kiselev
|  | DATEX OHMEDA | DATEX OHMEDA M-PRETN |  |  | PAVILION PACU |  |  |  | 10/16/2019 |  |  |  |  | NO | NO |  |  |  |  | DATEX OHMEDA 13643 5186747 |  |  | Disposition |  |  |  | Equipment | PAAR:00-PVAR | 10/16/2019 | 10/16/2019 | COOPER UNIVERSITY HOSPITAL |  |  | 3RD FLOOR |  | FRANK OBRIEN |  |  |  | 10/16/2019 | 10/16/2019 |  |  |  |  | 10/16/2019 | 10/16/2019
|  | DATEX OHMEDA | DATEX OHMEDA M-PRETN |  |  | PAVILION PACU |  |  |  | 09/16/2005 |  |  |  |  | NO | NO |  |  |  |  | DATEX OHMEDA 10699 5181059 |  |  | Disposition |  |  |  | Equipment | PAAR:00-PVAR | 10/16/2019 |  | COOPER UNIVERSITY HOSPITAL |  |  |  |  | FRANK OBRIEN
|  | DATEX OHMEDA | DATEX OHMEDA M-PRETN |  |  | PAVILION PACU |  |  |  | 09/16/2005 |  |  |  |  | NO | NO |  |  |  |  | DATEX OHMEDA 10716 5176595 |  |  | Disposition |  |  |  | Equipment | PAAR:00-PVAR | 10/16/2019 |  | COOPER UNIVERSITY HOSPITAL |  |  |  |  | FRANK OBRIEN
|  | DATEX OHMEDA | DATEX OHMEDA M-PRETN |  |  | ANESTHESIOLOGY |  |  |  | 09/15/2005 |  |  |  |  | NO | NO |  |  |  |  | DATEX OHMEDA 10367556 5186564 |  |  | Disposition |  |  |  | Equipment | PAAR:00-PVAR | 10/16/2019 |  | COOPER UNIVERSITY HOSPITAL |  |  | L&D | 0011774203 | GIACINTA ROUPAS | Preventative Maintenance | Closed | Salvatore Bombara | 06/19/2017 | 06/20/2017 | Retire Device | 6/20/2017 2:37:20 PM SXBOMBARA (SXBOMBARA 6/20/2017 12:00 AM) THIS UNIT HAS BEEN RETIRED 6/20/2017 2:37 PM SXBOMBARA This device has been removed from an active status with the RSQ Database, and physically removed from the facility. Device retired on 6/20/2017; Authorized By: OR; Nature of Retirement: NO LONGER NEEDED; Days In Service: 746 | 6321D275-0EB7-4CB3-B18F-EC57A5D2907D | Labor | 06/20/2017 | 06/20/2017 | Salvatore Bombara
|  | DATEX OHMEDA | DATEX OHMEDA M-PRETN |  |  | ANESTHESIOLOGY |  |  |  | 10/16/2019 |  |  |  |  | NO | NO |  |  |  |  | DATEX OHMEDA 30144061 5133211 |  |  | Disposition |  |  |  | Equipment | PAAR:00-PVAR | 10/16/2019 | 10/16/2019 | COOPER UNIVERSITY HOSPITAL |  |  | pav or 9 | 0011464767 | GIACINTA ROUPAS | Preventative Maintenance | Closed | Salvatore Bombara | 10/16/2019 | 10/16/2019 | Retire Device | 4/11/2017 10:59:49 AM SXBOMBARA (SXBOMBARA 4/11/2017 12:00 AM) UNIT HAS BEEN REPLACED. RETIRE THIS UNIT 4/11/2017 10:59 AM SXBOMBARA This device has been removed from an active status with the RSQ Database, and physically removed from the facility. Device retired on 4/11/2017; Authorized By: DATEX; Nature of Retirement: NO LONGER NEEDED; Days In Service: 676 | 92532075-01B8-4669-9F95-4B86FEAF65F8 | Labor | 10/16/2019 | 10/16/2019 | Salvatore Bombara
|  | DATEX OHMEDA | DATEX OHMEDA M-PRETN |  |  | ANESTHESIOLOGY |  |  |  | 11/02/2019 |  |  |  |  | NO | NO |  |  |  |  | DATEX OHMEDA 30143508 5186743 |  |  | Disposition |  |  |  | Equipment | PAAR:00-PVAR | 11/02/2019 | 11/02/2019 | COOPER UNIVERSITY HOSPITAL |  |  | OR |  | GIACINTA ROUPAS |  |  |  | 11/02/2019 | 11/02/2019 |  |  |  |  | 11/02/2019 | 11/02/2019
|  | DATEX OHMEDA | DATEX OHMEDA M-PRETN |  |  | ANESTHESIOLOGY |  |  |  | 09/16/2005 |  |  |  |  | NO | NO |  |  |  |  | DATEX OHMEDA 10346583 5186761 |  |  | Disposition |  |  |  | Equipment | PAAR:00-PVAR | 10/16/2019 |  | COOPER UNIVERSITY HOSPITAL |  |  | OR P11 | 0011464716 | GIACINTA ROUPAS | Preventative Maintenance | Closed | Salvatore Bombara | 04/07/2017 | 04/11/2017 | Retire Device | 4/11/2017 11:00:15 AM SXBOMBARA (SXBOMBARA 4/11/2017 12:00 AM) UNIT HAS BEEN REPLACED. RETIRE THIS UNIT 4/11/2017 11:00 AM SXBOMBARA This device has been removed from an active status with the RSQ Database, and physically removed from the facility. Device retired on 4/11/2017; Authorized By: DATEX; Nature of Retirement: NO LONGER NEEDED; Days In Service: 676 | 16D1C03F-8296-492E-98E2-5F5FBB123A30 | Labor | 04/11/2017 | 04/11/2017 | Salvatore Bombara
|  | DATEX OHMEDA | DATEX OHMEDA M-PRETN |  |  | ANESTHESIOLOGY |  |  |  | 03/10/2005 |  |  |  |  | NO | NO |  |  |  |  | DATEX OHMEDA 10228 5133206 |  |  | Disposition |  |  |  | Equipment | PAAR:00-PVAR | 10/16/2019 |  | COOPER UNIVERSITY HOSPITAL |  |  |  |  | GIACINTA ROUPAS
|  | DATEX OHMEDA | DATEX OHMEDA M-PRETN |  |  | SURGICAL CARE UNIT |  |  |  | 03/10/2005 |  |  |  |  | NO | NO |  |  |  |  | DATEX OHMEDA 10232 5172113 |  |  | Disposition |  |  |  | Equipment | PAAR:00-PVAR | 10/16/2019 |  | COOPER UNIVERSITY HOSPITAL |  |  | SDS - 3 KELEMEN |  | Lisa Geoghegan
|  | DATEX OHMEDA | DATEX OHMEDA M-PRETN |  |  | ANESTHESIOLOGY |  |  |  | 03/10/2005 |  |  |  |  | NO | NO |  |  |  |  | DATEX OHMEDA 10235 5133207 |  |  | Disposition |  |  |  | Equipment | PAAR:00-PVAR | 10/16/2019 |  | COOPER UNIVERSITY HOSPITAL |  |  |  |  | GIACINTA ROUPAS
|  | DATEX OHMEDA | DATEX OHMEDA M-PRETN |  |  | SURGICAL CARE UNIT |  |  |  | 03/10/2005 |  |  |  |  | NO | NO |  |  |  |  | DATEX OHMEDA 10236 5165478 |  |  | Disposition |  |  |  | Equipment | PAAR:00-PVAR | 10/16/2019 |  | COOPER UNIVERSITY HOSPITAL |  |  | SCU |  | Lisa Geoghegan
|  | DATEX OHMEDA | DATEX OHMEDA M-PRETN |  |  | PAVILION PACU |  |  |  | 01/26/2005 |  |  |  |  | NO | NO |  |  |  |  | DATEX OHMEDA 10034 5172092 |  |  | Disposition |  |  |  | Equipment | PAAR:00-PVAR | 10/16/2019 |  | COOPER UNIVERSITY HOSPITAL |  |  |  |  | FRANK OBRIEN
|  | DATEX OHMEDA | DATEX OHMEDA M-PT |  |  | PAVILION PACU |  |  |  | 09/15/2005 |  |  |  |  | NO | NO |  |  |  |  | DATEX OHMEDA 10691 5206888 |  |  | Disposition |  |  |  | Equipment | PAAR:00-PVAR | 10/16/2019 |  | COOPER UNIVERSITY HOSPITAL |  |  |  |  | FRANK OBRIEN
|  | DATEX OHMEDA | DATEX OHMEDA M-PT |  |  | ANESTHESIOLOGY |  |  |  | 01/01/1900 |  |  |  |  | NO | NO |  |  |  |  | DATEX OHMEDA 10365380 205127 |  |  | Disposition |  | 99:99:99:99:99:99 |  | Equipment | PAAR:00-PVAR | 11/02/2019 |  | COOPER UNIVERSITY HOSPITAL |  |  | ANESTHESIA | WOT00000000513081 | GIACINTA ROUPAS | Disposition | Closed | Salvatore Bombara | 02/08/2018 | 05/15/2019 | Bulk Disposition CNL | Unit has been retired | EXP2925210 | Labor | 05/14/2019 | 05/14/2019 | Salvatore Bombara
|  | DATEX OHMEDA | DATEX OHMEDA M-PT |  |  | OPERATING ROOM - PAVILION |  |  |  | 10/16/2019 |  |  |  |  | NO | NO |  |  |  |  | DATEX OHMEDA 30149532 5206878 |  |  | Disposition |  |  |  | Equipment | PAAR:00-PVAR | 10/16/2019 | 10/16/2019 | COOPER UNIVERSITY HOSPITAL |  |  | OR P10 | 0011464805 | DOMINIC VENDETTA | Preventative Maintenance | Closed | Salvatore Bombara | 10/16/2019 | 10/16/2019 | Retire Device | 4/11/2017 11:23:31 AM SXBOMBARA (SXBOMBARA 4/11/2017 12:00 AM) UNIT HAS BEEN REPLACED. RETIRE UNIT. 4/11/2017 11:23 AM SXBOMBARA This device has been removed from an active status with the RSQ Database, and physically removed from the facility. Device retired on 4/11/2017; Authorized By: DATEX; Nature of Retirement: NO LONGER NEEDED; Days In Service: 676 | C337D0EF-8372-4F3E-BAEA-A0CA94722069 | Labor | 10/16/2019 | 10/16/2019 | Salvatore Bombara
|  | DATEX OHMEDA | DATEX OHMEDA M-PT |  |  | ANESTHESIOLOGY |  |  |  | 01/01/1900 |  |  |  |  | NO | NO |  |  |  |  | DATEX OHMEDA 01282 205125 |  |  | Disposition |  |  |  | Equipment | PAAR:00-PVAR | 10/16/2019 |  | COOPER UNIVERSITY HOSPITAL |  |  | ANESTHESIA |  | GIACINTA ROUPAS
|  | DATEX OHMEDA | DATEX OHMEDA M-REC-00-02 |  |  | OPERATING ROOM - PAVILION |  |  |  | 01/01/1900 |  |  |  |  | NO | NO |  |  |  |  | DATEX OHMEDA 10369326 123879 |  |  | Disposition |  | 99:99:99:99:99:99 |  | Equipment | PAAR:00-PVAR | 11/02/2019 |  | COOPER UNIVERSITY HOSPITAL |  |  | P11 | WOT00000000509329 | DOMINIC VENDETTA | Disposition | Closed | Salvatore Bombara | 02/08/2018 | 05/15/2019 | Bulk Disposition CNL | Unit has been removed from service | EXP2934273 | Labor | 05/15/2019 | 05/15/2019 | Salvatore Bombara
|  | DATEX OHMEDA | DATEX OHMEDA M-REC-00-02 |  |  | ANESTHESIOLOGY |  |  |  | 01/01/1900 |  |  |  |  | NO | NO |  |  |  |  | DATEX OHMEDA 10369298 123241 |  |  | Disposition |  |  |  | Equipment | PAAR:00-PVAR | 10/16/2019 |  | COOPER UNIVERSITY HOSPITAL |  |  | kel or 1 | 0011089965 | GIACINTA ROUPAS | Repair | Closed | Salvatore Bombara | 01/26/2017 | 01/30/2017 | MONITOR - TEMP READS ERRATICALLY - OR RM 1 | 1/30/2017 11:54:42 AM SXBOMBARA (SXBOMBARA 1/27/2017 12:00 AM) ADVISED STAFF TO SWAP CABLES. IF THAT DID NOT WORK TO SWAP TEMP CONTROL BOX. | 507E6C65-CDA0-4EC8-9D48-4B81C4BF90BA | Labor | 01/27/2017 | 01/27/2017 | Salvatore Bombara
|  | DATEX OHMEDA | DATEX OHMEDA M-REC-00-02 |  |  | ANESTHESIOLOGY |  |  |  | 01/01/1900 |  |  |  |  | NO | NO |  |  |  |  | DATEX OHMEDA 10348285 4859836 |  |  | Disposition |  |  |  | Equipment | PAAR:00-PVAR | 10/16/2019 |  | COOPER UNIVERSITY HOSPITAL |  |  | ANESTH WK RM | 0011464739 | GIACINTA ROUPAS | Preventative Maintenance | Closed | Salvatore Bombara | 04/07/2017 | 04/07/2017 | Retire Device | 4/7/2017 3:09:21 PM SXBOMBARA (SXBOMBARA 4/7/2017 12:00 AM) UNIT HAS BEEN REPLACED AND OR TRADED IN. RETIRE UNIT 4/7/2017 3:09 PM SXBOMBARA This device has been removed from an active status with the RSQ Database, and physically removed from the facility. Device retired on 4/7/2017; Authorized By: GE; Nature of Retirement: NO LONGER NEEDED; Days In Service: 672 | A90399D9-2DBD-4AA4-AF61-EE234CD8C272 | Labor | 04/07/2017 | 04/07/2017 | Salvatore Bombara
|  | DATEX OHMEDA | DATEX OHMEDA M-REC-00-02 |  |  | ANESTHESIOLOGY |  |  |  | 01/01/1900 |  |  |  |  | NO | NO |  |  |  |  | DATEX OHMEDA 10348283 123217 |  |  | Disposition |  |  |  | Equipment | PAAR:00-PVAR | 10/16/2019 |  | COOPER UNIVERSITY HOSPITAL |  |  | Anes work room | 0011464737 | GIACINTA ROUPAS | Preventative Maintenance | Closed | Salvatore Bombara | 04/07/2017 | 04/07/2017 | Retire Device | 4/7/2017 3:07:14 PM SXBOMBARA (SXBOMBARA 4/7/2017 12:00 AM) UNIT HAS BEEN REPLACED AND OR TRADED IN. RETIRE UNIT 4/7/2017 3:07 PM SXBOMBARA This device has been removed from an active status with the RSQ Database, and physically removed from the facility. Device retired on 4/7/2017; Authorized By: GE; Nature of Retirement: NO LONGER NEEDED; Days In Service: 672 | 9DACFBF9-39DB-458E-98E1-D1DEF75B8F61 | Labor | 04/07/2017 | 04/07/2017 | Salvatore Bombara
|  | DATEX OHMEDA | DATEX OHMEDA M-REC-00-02 |  |  | ANESTHESIOLOGY |  |  |  | 01/01/1900 |  |  |  |  | NO | NO |  |  |  |  | DATEX OHMEDA 10348269 123249 |  |  | Disposition |  |  |  | Equipment | PAAR:00-PVAR | 10/16/2019 |  | COOPER UNIVERSITY HOSPITAL |  |  | Anes work room | 0011464727 | GIACINTA ROUPAS | Preventative Maintenance | Closed | Salvatore Bombara | 04/07/2017 | 04/07/2017 | Retire Device | 4/7/2017 3:08:07 PM SXBOMBARA (SXBOMBARA 4/7/2017 12:00 AM) UNIT HAS BEEN REPLACED AND OR TRADED IN. RETIRE UNIT 4/7/2017 3:08 PM SXBOMBARA This device has been removed from an active status with the RSQ Database, and physically removed from the facility. Device retired on 4/7/2017; Authorized By: GE; Nature of Retirement: NO LONGER NEEDED; Days In Service: 672 | CC9044A7-F196-4D2D-A75F-A866D66D9BCB | Labor | 04/07/2017 | 04/07/2017 | Salvatore Bombara
|  | DATEX OHMEDA | DATEX OHMEDA M-REC-00-02 |  |  | ANESTHESIOLOGY |  |  |  | 11/02/2019 |  |  |  |  | NO | NO |  |  |  |  | DATEX OHMEDA 30143411 123199 |  |  | Disposition |  |  |  | Equipment | PAAR:00-PVAR | 11/02/2019 | 11/02/2019 | COOPER UNIVERSITY HOSPITAL |  |  | 9PAVSTORAGE |  | GIACINTA ROUPAS |  |  |  | 11/02/2019 | 11/02/2019 |  |  |  |  | 11/02/2019 | 11/02/2019
|  | DATEX OHMEDA | DATEX OHMEDA M-REC-00-02 |  | 123-196 | ANESTHESIOLOGY |  |  |  | 01/01/1900 |  |  |  |  | NO | NO |  |  |  |  | DATEX OHMEDA 01249 123-196 |  |  | Disposition |  |  |  | Equipment | PAAR:00-PVAR | 10/16/2019 |  | COOPER UNIVERSITY HOSPITAL |  |  |  |  | GIACINTA ROUPAS
|  | DATEX OHMEDA | DATEX OHMEDA M-REC-00-02 |  |  | ANESTHESIOLOGY |  |  |  | 01/01/1900 |  |  |  |  | NO | NO |  |  |  |  | DATEX OHMEDA 01280 123250 |  |  | Disposition |  |  |  | Equipment | PAAR:00-PVAR | 10/16/2019 |  | COOPER UNIVERSITY HOSPITAL |  |  | ANESTHIA |  | GIACINTA ROUPAS
|  | DATEX OHMEDA | DATEX OHMEDA M-REC-00-02 |  |  | ANESTHESIOLOGY |  |  |  | 01/01/1900 |  |  |  |  | NO | NO |  |  |  |  | DATEX OHMEDA 01318 123252 |  |  | Disposition |  |  |  | Equipment | PAAR:00-PVAR | 10/16/2019 |  | COOPER UNIVERSITY HOSPITAL |  |  | ANESTHIA |  | GIACINTA ROUPAS
|  | DATEX OHMEDA | DATEX OHMEDA M-REC-00-02 |  |  | ANESTHESIOLOGY |  |  |  | 01/01/1900 |  |  |  |  | NO | NO |  |  |  |  | DATEX OHMEDA 01066 123194 |  |  | Disposition |  |  |  | Equipment | PAAR:00-PVAR | 10/16/2019 |  | COOPER UNIVERSITY HOSPITAL |  |  | ANESTHIA |  | GIACINTA ROUPAS
|  | DATEX OHMEDA | DATEX OHMEDA M-REC-00-03 |  |  | OR - KELEMEN 3 |  |  |  | 10/16/2019 |  |  |  |  | NO | NO |  |  |  |  | DATEX OHMEDA 10891 4811157 |  |  | Disposition |  |  |  | Equipment | PAAR:00-PVAR | 10/16/2019 | 10/16/2019 | COOPER UNIVERSITY HOSPITAL |  |  | HOLDING AREA |  | DOMINIC VENDETTA |  |  |  | 10/16/2019 | 10/16/2019 |  |  |  |  | 10/16/2019 | 10/16/2019
|  | DATEX OHMEDA | DATEX OHMEDA M-REC-00-03 |  |  | OR - KELEMEN 3 |  |  |  | 10/16/2019 |  |  |  |  | NO | NO |  |  |  |  | DATEX OHMEDA 10888 4875634 |  |  | Disposition |  |  |  | Equipment | PAAR:00-PVAR | 10/16/2019 | 10/16/2019 | COOPER UNIVERSITY HOSPITAL |  |  | HOLDING AREA |  | DOMINIC VENDETTA |  |  |  | 10/16/2019 | 10/16/2019 |  |  |  |  | 10/16/2019 | 10/16/2019
|  | DATEX OHMEDA | DATEX OHMEDA M-REC-00-03 |  |  | PAVILION PACU |  |  |  | 09/15/2005 |  |  |  |  | NO | NO |  |  |  |  | DATEX OHMEDA 10684 5207284 |  |  | Disposition |  |  |  | Equipment | PAAR:00-PVAR | 10/16/2019 |  | COOPER UNIVERSITY HOSPITAL |  |  |  |  | FRANK OBRIEN
|  | DATEX OHMEDA | DATEX OHMEDA M-REC-00-03 |  |  | PAVILION PACU |  |  |  | 09/15/2005 |  |  |  |  | NO | NO |  |  |  |  | DATEX OHMEDA 10689 5198317 |  |  | Disposition |  |  |  | Equipment | PAAR:00-PVAR | 10/16/2019 |  | COOPER UNIVERSITY HOSPITAL |  |  |  |  | FRANK OBRIEN
|  | DATEX OHMEDA | DATEX OHMEDA M-REC-00-03 |  |  | ANESTHESIOLOGY |  |  |  | 09/08/2005 |  |  |  |  | NO | NO |  |  |  |  | DATEX OHMEDA 10367554 5208127 |  |  | Disposition |  | 99:99:99:99:99:99 |  | Equipment | PAAR:00-PVAR | 11/02/2019 |  | COOPER UNIVERSITY HOSPITAL |  |  | PAVILION OR 3 | WOT00000000516954 | GIACINTA ROUPAS | Disposition | Closed | Salvatore Bombara | 02/08/2018 | 05/15/2019 | Bulk Disposition CNL | Unit has been retired | EXP2929315 | Labor | 05/15/2019 | 05/15/2019 | Salvatore Bombara
|  | DATEX OHMEDA | DATEX OHMEDA M-REC-00-03 |  |  | ANESTHESIOLOGY |  |  |  | 06/01/2003 |  |  |  |  | NO | NO |  |  |  |  | DATEX OHMEDA 10354934 4868205 |  |  | Disposition |  |  |  | Equipment | PAAR:00-PVAR | 11/02/2019 |  | COOPER UNIVERSITY HOSPITAL |  |  | PRE-OP | 0011581923 | GIACINTA ROUPAS | Repair | Closed | Richard Jolly | 04/28/2017 | 04/28/2017 | MODULE - RETIRE - TMX | 4/28/2017 3:41:40 PM RCJOLLY (RCJOLLY 4/28/2017 10:00 AM) REMOVE FROM SERVICE 4/28/2017 3:41:43 PM RCJOLLY This device has been removed from an active status with the RSQ Database, and physically removed from the facility. Device retired on 4/28/2017; Authorized By: YES; Nature of Retirement: NO LONGER NEEDED; Days In Service: 693 | BC0CC918-62AA-4EC0-B3C2-327F74C4F170 | Labor | 04/28/2017 | 04/28/2017 | Richard Jolly
|  | DATEX OHMEDA | DATEX OHMEDA M-REC-00-03 |  |  | ANESTHESIOLOGY |  |  |  | 06/01/2003 |  |  |  |  | NO | NO |  |  |  |  | DATEX OHMEDA 07410 4859311 |  |  | Disposition |  |  |  | Equipment | PAAR:00-PVAR | 10/16/2019 |  | COOPER UNIVERSITY HOSPITAL |  |  | PRE-OP |  | GIACINTA ROUPAS
|  | DATEX OHMEDA | DATEX OHMEDA M-REC-00-03 |  |  | PAVILION PACU |  |  |  | 01/27/2005 |  |  |  |  | NO | NO |  |  |  |  | DATEX OHMEDA 10030 5162652 |  |  | Disposition |  |  |  | Equipment | PAAR:00-PVAR | 10/16/2019 |  | COOPER UNIVERSITY HOSPITAL |  |  |  |  | FRANK OBRIEN
|  | DATEX OHMEDA | DATEX OHMEDA M-REC-00-03 |  |  | PAVILION PACU |  |  |  | 01/27/2005 |  |  |  |  | NO | NO |  |  |  |  | DATEX OHMEDA 10036 5164745 |  |  | Disposition |  |  |  | Equipment | PAAR:00-PVAR | 10/16/2019 |  | COOPER UNIVERSITY HOSPITAL |  |  |  |  | FRANK OBRIEN
|  | DATEX OHMEDA | DATEX OHMEDA M-REC-00-03 |  |  | PAVILION PACU |  |  |  | 01/27/2005 |  |  |  |  | NO | NO |  |  |  |  | DATEX OHMEDA 10037 5161562 |  |  | Disposition |  |  |  | Equipment | PAAR:00-PVAR | 10/16/2019 |  | COOPER UNIVERSITY HOSPITAL |  |  |  |  | FRANK OBRIEN
|  | DATEX OHMEDA | DATEX OHMEDA M-REC-00-03 |  |  | ANESTHESIOLOGY |  |  |  | 06/01/2003 |  |  |  |  | NO | NO |  |  |  |  | DATEX OHMEDA 07411 4875627 |  |  | Disposition |  |  |  | Equipment | PAAR:00-PVAR | 10/16/2019 |  | COOPER UNIVERSITY HOSPITAL |  |  | PRE-OP |  | GIACINTA ROUPAS
|  | DATEX OHMEDA | DATEX OHMEDA M-REC-00-03 |  |  | ANESTHESIOLOGY |  |  |  | 06/01/2003 |  |  |  |  | NO | NO |  |  |  |  | DATEX OHMEDA 07412 4859292 |  |  | Disposition |  |  |  | Equipment | PAAR:00-PVAR | 10/16/2019 |  | COOPER UNIVERSITY HOSPITAL |  |  | PRE-OP |  | GIACINTA ROUPAS
|  | DATEX OHMEDA | DATEX OHMEDA M-REC-00-03 |  |  | ANESTHESIOLOGY |  |  |  | 04/01/2003 |  |  |  |  | NO | NO |  |  |  |  | DATEX OHMEDA 07505 4862990 |  |  | Disposition |  |  |  | Equipment | PAAR:00-PVAR | 10/16/2019 |  | COOPER UNIVERSITY HOSPITAL |  |  | HOLDING OR PACU |  | GIACINTA ROUPAS
|  | DATEX OHMEDA | DATEX OHMEDA M-REC-00-03 |  |  | PAVILION PACU |  |  |  | 04/01/2003 |  |  |  |  | NO | NO |  |  |  |  | DATEX OHMEDA 07510 4859331 |  |  | Disposition |  |  |  | Equipment | PAAR:00-PVAR | 10/16/2019 |  | COOPER UNIVERSITY HOSPITAL |  |  | HOLDING AREA OR PACU |  | FRANK OBRIEN
|  | DATEX OHMEDA | DATEX OHMEDA M-REC-00-03 |  |  | SURGICAL CARE UNIT |  |  |  | 06/01/2003 |  |  |  |  | NO | NO |  |  |  |  | DATEX OHMEDA 07408 7878656 |  |  | Disposition |  |  |  | Equipment | PAAR:00-PVAR | 10/16/2019 |  | COOPER UNIVERSITY HOSPITAL |  |  | SDS - 3 KELEMEN |  | Lisa Geoghegan
|  | DATEX OHMEDA | DATEX OHMEDA M-REC-00-03 |  |  | PAVILION PACU |  |  |  | 06/01/2003 |  |  |  |  | NO | NO |  |  |  |  | DATEX OHMEDA 07407 4878655 |  |  | Disposition |  |  |  | Equipment | PAAR:00-PVAR | 10/16/2019 |  | COOPER UNIVERSITY HOSPITAL |  |  |  |  | FRANK OBRIEN
|  | DATEX OHMEDA | DATEX OHMEDA M-REC-00-03 |  |  | PAVILION PACU |  |  |  | 06/01/2003 |  |  |  |  | NO | NO |  |  |  |  | DATEX OHMEDA 07406 4878660 |  |  | Disposition |  |  |  | Equipment | PAAR:00-PVAR | 10/16/2019 |  | COOPER UNIVERSITY HOSPITAL |  |  |  |  | FRANK OBRIEN
|  | DATEX OHMEDA | DATEX OHMEDA M-REC-00-03 |  |  | PAVILION PACU |  |  |  | 06/01/2003 |  |  |  |  | NO | NO |  |  |  |  | DATEX OHMEDA 07405 4868196 |  |  | Disposition |  |  |  | Equipment | PAAR:00-PVAR | 10/16/2019 |  | COOPER UNIVERSITY HOSPITAL |  |  |  |  | FRANK OBRIEN
|  | DATEX OHMEDA | DATEX OHMEDA M-REC-00-03 |  |  | SURGICAL CARE UNIT |  |  |  | 06/01/2003 |  |  |  |  | NO | NO |  |  |  |  | DATEX OHMEDA 07404 4659282 |  |  | Disposition |  |  |  | Equipment | PAAR:00-PVAR | 10/16/2019 |  | COOPER UNIVERSITY HOSPITAL |  |  | SDS - 3 KELEMEN |  | Lisa Geoghegan
|  | DATEX OHMEDA | DATEX OHMEDA M-REC..02 |  |  | ANESTHESIOLOGY |  |  |  | 11/02/2019 |  |  |  |  | NO | NO |  |  |  |  | DATEX OHMEDA 30142831 123211 |  |  | Disposition |  | 99:99:99:99:99:99 |  | Equipment | PAAR:00-PVAR | 11/02/2019 | 11/02/2019 | COOPER UNIVERSITY HOSPITAL |  |  | PAVILION OR2 | WOT00000000509184 | GIACINTA ROUPAS | Disposition | Closed | Salvatore Bombara | 11/02/2019 | 11/02/2019 | Bulk Disposition CNL | Unit has been removed from service | EXP2940285 | Labor | 11/02/2019 | 11/02/2019 | Salvatore Bombara
|  | DATEX OHMEDA | DATEX OHMEDA M-REC..3. |  |  | LABOR & DELIVERY |  |  |  | 06/24/2015 |  |  |  |  | NO | NO |  |  |  |  | DATEX OHMEDA 10369465 4859279 |  |  | Disposition |  |  |  | Equipment | PAAR:00-PVAR | 10/16/2019 |  | COOPER UNIVERSITY HOSPITAL |  |  | L&D OR 1 |  | JOANNA HORST
|  | DATEX OHMEDA | DATEX OHMEDA M-REC..3. |  |  | OR - KELEMEN 3 |  |  |  | 01/01/1900 |  |  |  |  | NO | NO |  |  |  |  | DATEX OHMEDA 10368229 4878661 |  |  | Disposition |  |  |  | Equipment | PAAR:00-PVAR | 10/16/2019 |  | COOPER UNIVERSITY HOSPITAL |  |  | KELEMEN-K7 | 0011464749 | DOMINIC VENDETTA | Preventative Maintenance | Closed | Salvatore Bombara | 04/07/2017 | 04/11/2017 | Retire Device | 4/11/2017 11:37:55 AM SXBOMBARA (SXBOMBARA 4/11/2017 12:00 AM) UNIT HAS BEEN REPLACED. RETIRE UNIT. 4/11/2017 11:37 AM SXBOMBARA This device has been removed from an active status with the RSQ Database, and physically removed from the facility. Device retired on 4/11/2017; Authorized By: DATEX; Nature of Retirement: NO LONGER NEEDED; Days In Service: 676 | B1005FA1-6FC8-4080-A095-1B793A0515B5 | Labor | 04/11/2017 | 04/11/2017 | Salvatore Bombara
|  | DATEX OHMEDA | DATEX OHMEDA M-REC..3. |  |  | ANESTHESIOLOGY |  |  |  | 09/01/2005 |  |  |  |  | NO | NO |  |  |  |  | DATEX OHMEDA 10348279 5208130 |  |  | Disposition |  |  |  | Equipment | PAAR:00-PVAR | 10/16/2019 |  | COOPER UNIVERSITY HOSPITAL |  |  | ANESTH WK RM | 0011464734 | GIACINTA ROUPAS | Preventative Maintenance | Closed | Salvatore Bombara | 04/07/2017 | 04/11/2017 | Retire Device | 4/11/2017 10:58:12 AM SXBOMBARA (SXBOMBARA 4/11/2017 12:00 AM) UNIT HAS BEEN REPLACED. RETIRE THIS UNIT 4/11/2017 10:58 AM SXBOMBARA This device has been removed from an active status with the RSQ Database, and physically removed from the facility. Device retired on 4/11/2017; Authorized By: DATEX; Nature of Retirement: NO LONGER NEEDED; Days In Service: 676 | CD1C817C-5343-4FFC-9157-828FE8F163EB | Labor | 04/11/2017 | 04/11/2017 | Salvatore Bombara
|  | DATEX OHMEDA | DATEX OHMEDA M-REC..3. |  |  | OR - KELEMEN 3 |  |  |  | 11/02/2019 |  |  |  |  | NO | NO |  |  |  |  | DATEX OHMEDA 30144057 5164751 |  |  | Disposition |  | 99:99:99:99:99:99 |  | Equipment | PAAR:00-PVAR | 11/02/2019 | 11/02/2019 | COOPER UNIVERSITY HOSPITAL |  |  | pav or 9 | WOT00000000516906 | DOMINIC VENDETTA | Disposition | Closed | Salvatore Bombara | 11/02/2019 | 11/02/2019 | Bulk Disposition CNL | Unit has been removed from service | EXP2940536 | Labor | 11/02/2019 | 11/02/2019 | Salvatore Bombara
|  | DATEX OHMEDA | DATEX OHMEDA M-REC..3. |  |  | ANESTHESIOLOGY |  |  |  | 01/01/1900 |  |  |  |  | NO | NO |  |  |  |  | DATEX OHMEDA 10346578 4859306 |  |  | Disposition |  |  |  | Equipment | PAAR:00-PVAR | 10/16/2019 |  | COOPER UNIVERSITY HOSPITAL |  |  | OR P07 | 0011464712 | GIACINTA ROUPAS | Preventative Maintenance | Closed | Salvatore Bombara | 04/07/2017 | 04/11/2017 | Retire Device | 4/11/2017 10:57:27 AM SXBOMBARA (SXBOMBARA 4/11/2017 12:00 AM) UNIT HAS BEEN REPLACED. RETIRE THIS UNIT 4/11/2017 10:57 AM SXBOMBARA This device has been removed from an active status with the RSQ Database, and physically removed from the facility. Device retired on 4/11/2017; Authorized By: DATEX; Nature of Retirement: NO LONGER NEEDED; Days In Service: 676 | A2A66896-96CC-40F6-BA63-910976FF8840 | Labor | 04/11/2017 | 04/11/2017 | Salvatore Bombara
|  | DATEX OHMEDA | DATEX OHMEDA M-REC..3. |  |  | ANESTHESIOLOGY |  |  |  | 01/27/2005 |  |  |  |  | NO | NO |  |  |  |  | DATEX OHMEDA 10346548 5162656 |  |  | Disposition |  | 99:99:99:99:99:99 |  | Equipment | PAAR:00-PVAR | 11/02/2019 |  | COOPER UNIVERSITY HOSPITAL |  |  | OR P04 | WOT00000000516905 | GIACINTA ROUPAS | Disposition | Closed | Salvatore Bombara | 02/08/2018 | 05/13/2019 | Bulk Disposition CNL | Unit has been retired | EXP2915377 | Labor | 05/13/2019 | 05/13/2019 | Salvatore Bombara
|  | DATEX OHMEDA | DATEX OHMEDA M-REC..3. |  |  | OPERATING ROOM - PAVILION |  |  |  | 06/01/2003 |  |  |  |  | NO | NO |  |  |  |  | DATEX OHMEDA 10346534 4859321 |  |  | Disposition |  |  |  | Equipment | PAAR:00-PVAR | 10/16/2019 |  | COOPER UNIVERSITY HOSPITAL |  |  | EQUIPMENT STORAGE P316 | 0011774232 | DOMINIC VENDETTA | Preventative Maintenance | Closed | Salvatore Bombara | 06/19/2017 | 06/20/2017 | Retire Device | 6/20/2017 2:53:55 PM SXBOMBARA (SXBOMBARA 6/20/2017 12:00 AM) THIS UNIT HAS BEEN RETIRED 6/20/2017 2:53 PM SXBOMBARA This device has been removed from an active status with the RSQ Database, and physically removed from the facility. Device retired on 6/20/2017; Authorized By: OR; Nature of Retirement: NO LONGER NEEDED; Days In Service: 746 | 6B846DBB-BF9D-464F-ABE0-B8420CC1AAFD | Labor | 06/20/2017 | 06/20/2017 | Salvatore Bombara
|  | DATEX OHMEDA | DATEX OHMEDA M-REC..3. |  |  | OPERATING ROOM - PAVILION |  |  |  | 01/27/2005 |  |  |  |  | NO | NO |  |  |  |  | DATEX OHMEDA 10346530 5164760 |  |  | Disposition |  | 99:99:99:99:99:99 |  | Equipment | PAAR:00-PVAR | 11/02/2019 |  | COOPER UNIVERSITY HOSPITAL |  |  | EQUIPMENT STORAGE P316 | WOT00000000516907 | DOMINIC VENDETTA | Disposition | Closed | Salvatore Bombara | 02/08/2018 | 05/13/2019 | Bulk Disposition CNL | Unit has been retired | EXP2914540 | Labor | 05/13/2019 | 05/13/2019 | Salvatore Bombara
|  | DATEX OHMEDA | DATEX OHMEDA M904E |  |  | PAVILION PACU |  |  |  | 01/26/2005 |  |  |  |  | NO | NO |  |  |  |  | DATEX OHMEDA 10024 5173652 |  |  | Disposition |  |  |  | Life Support | 1Y:00-MFG | 01/21/2016 | 06/01/2020 | COOPER UNIVERSITY HOSPITAL |  |  | PACU |  | FRANK OBRIEN
|  | DATEX OHMEDA | DATEX OHMEDA NORMOCAP 200 |  |  | SHORT PROCEDURE UNIT |  |  |  | 01/01/1900 |  |  |  |  | NO | NO |  |  |  |  | DATEX OHMEDA 00593 15333 |  |  | Disposition |  |  |  | Alarm | 1Y:00-MFG | 08/04/2015 | 06/01/2020 | COOPER UNIVERSITY HOSPITAL |  |  | RM 522 |  | Lisa Geoghegan
|  | DATEX OHMEDA | DATEX OHMEDA S/5 ANESTHESIA MONITORING SYSTEM |  | M1019PN445025 | ANESTHESIOLOGY |  |  |  | 09/08/2005 |  |  |  |  | NO | NO |  |  |  |  | DATEX OHMEDA 10369513 M1019PN445025 |  |  | Disposition |  |  |  | Alarm | 1Y:00-MFG | 04/07/2017 | 10/01/2020 | COOPER UNIVERSITY HOSPITAL |  |  | OR - Room P11 |  | GIACINTA ROUPAS
|  | DATEX OHMEDA | DATEX OHMEDA S/5 ANESTHESIA MONITORING SYSTEM |  | M1019PN4231181 | ANESTHESIOLOGY |  |  |  | 03/10/2005 |  |  |  |  | NO | NO |  |  |  |  | DATEX OHMEDA 10346576 M1019PN4231181 |  |  | Disposition |  |  |  | Alarm | 1Y:00-MFG | 04/07/2017 | 10/01/2020 | COOPER UNIVERSITY HOSPITAL |  |  | OR P07 |  | GIACINTA ROUPAS
|  | DATEX OHMEDA | DATEX OHMEDA S/5 ANESTHESIA MONITORING SYSTEM |  | M0019PN2520118 | ANESTHESIOLOGY |  |  |  | 01/01/1900 |  |  |  |  | NO | NO |  |  |  |  | DATEX OHMEDA 10346544 M0019PN2520118 |  |  | Disposition |  |  |  | Alarm | 1Y:00-MFG | 04/07/2017 | 10/01/2020 | COOPER UNIVERSITY HOSPITAL |  |  | OR P04 |  | GIACINTA ROUPAS
|  | DATEX OHMEDA | DATEX OHMEDA S/5 MONITOR SYSTEM |  | M0019PN2520079 | SURGICAL CARE UNIT |  |  |  | 06/01/2003 |  |  |  |  | NO | NO |  |  |  |  | DATEX OHMEDA 10368555 M0019PN2520079 |  |  | Disposition |  |  |  | Alarm | 1Y:00-MFG | 09/21/2015 | 06/01/2020 | COOPER UNIVERSITY HOSPITAL |  |  | BED 33 |  | Lisa Geoghegan
|  | DATEX OHMEDA | DATEX OHMEDA S/5 MONITOR SYSTEM |  | M1019PN4231153 | ANESTHESIOLOGY |  |  |  | 03/10/2005 |  |  |  |  | NO | NO |  |  |  |  | DATEX OHMEDA 10368223 M1019PN4231153 |  |  | Disposition |  |  |  | Alarm | 1Y:00-MFG | 10/17/2017 | 10/01/2020 | COOPER UNIVERSITY HOSPITAL |  |  | K7 |  | GIACINTA ROUPAS
|  | DATEX OHMEDA | DATEX OHMEDA S/5 MONITOR SYSTEM |  | M1019PN4231152 | ANESTHESIOLOGY |  |  |  | 03/10/2005 |  |  |  |  | NO | NO |  |  |  |  | DATEX OHMEDA 10367311 M1019PN4231152 |  |  | Disposition |  |  |  | Alarm | 1Y:00-MFG | 04/07/2017 | 10/01/2020 | COOPER UNIVERSITY HOSPITAL |  |  | or2 |  | GIACINTA ROUPAS
|  | DATEX OHMEDA | DATEX OHMEDA S/5 MONITOR SYSTEM |  | M1019PN4450343 | OPERATING ROOM - PAVILION |  |  |  | 01/01/1900 |  |  |  |  | NO | NO |  |  |  |  | DATEX OHMEDA 10346532 M1019PN4450343 |  |  | Disposition |  |  |  | Alarm | 1Y:00-MFG | 01/01/1900 | 12/01/2019 | COOPER UNIVERSITY HOSPITAL |  |  | EQUIPMENT STORAGE P316 |  | DOMINIC VENDETTA
|  | DATEX OHMEDA | DATEX OHMEDA S/5 MONITOR SYSTEM |  | M1019PN4450229 | OPERATING ROOM - PAVILION |  |  |  | 01/01/1900 |  |  |  |  | NO | NO |  |  |  |  | DATEX OHMEDA 10346531 M1019PN4450229 |  |  | Disposition |  |  |  | Alarm | 1Y:00-MFG | 02/09/2016 | 02/01/2020 | COOPER UNIVERSITY HOSPITAL |  |  | EQUIPMENT STORAGE P316 |  | DOMINIC VENDETTA
|  | DATEX OHMEDA | DATEX OHMEDA TEC 5 FUNNEL FILL ISOTEC VAPORIZER |  | bcyy04209 | PERFUSION |  |  |  | 01/01/1900 |  |  |  |  | NO | NO |  |  |  |  | DATEX OHMEDA 10369309 bcyy04209 |  |  | Active |  | 99:99:99:99:99:99 |  | High Risk | 1Y:00-MFG | 02/15/2019 | 02/01/2020 | COOPER UNIVERSITY HOSPITAL |  |  | Pav Anes Work Rm |  | Bonnie Aichroch
|  | DATEX OHMEDA | DATEX OHMEDA TEC 5 FUNNEL FILL ISOTEC VAPORIZER |  | BCYY05433 | PERFUSION |  |  |  | 01/01/1900 |  |  |  |  | NO | NO |  |  |  |  | DATEX OHMEDA 10368308 BCYY05433 |  |  | Disposition |  | 99:99:99:99:99:99 |  | High Risk | 1Y:00-MFG | 02/24/2018 | 02/01/2020 | COOPER UNIVERSITY HOSPITAL |  |  | S3 CART |  | Bonnie Aichroch
|  | DATEX OHMEDA | DATEX OHMEDA TEC 5 FUNNEL FILL ISOTEC VAPORIZER |  | bcyy04403 | ANESTHESIOLOGY |  |  |  | 01/01/1900 |  |  |  |  | NO | NO |  |  |  |  | DATEX OHMEDA 10367307 bcyy04403 |  |  | Disposition |  |  |  | High Risk | 1Y:00-MFG | 10/16/2017 | 10/01/2020 | COOPER UNIVERSITY HOSPITAL |  |  | or2 |  | GIACINTA ROUPAS
|  | DATEX OHMEDA | DATEX OHMEDA TEC 5 FUNNEL FILL ISOTEC VAPORIZER |  | bcyx02572 | ANESTHESIOLOGY |  |  |  | 01/01/1900 |  |  |  |  | NO | NO |  |  |  |  | DATEX OHMEDA 10366390 bcyx02572 |  |  | Disposition |  |  |  | High Risk | 1Y:00-MFG | 10/12/2015 | 10/01/2020 | COOPER UNIVERSITY HOSPITAL |  |  | PAVILION OR STOR |  | GIACINTA ROUPAS
|  | DATEX OHMEDA | DATEX OHMEDA TEC 5 FUNNEL FILL ISOTEC VAPORIZER |  | bcyv01337 | PERFUSION |  |  |  | 01/01/1900 |  |  |  |  | NO | NO |  |  |  |  | DATEX OHMEDA 10355395 bcyv01337 |  |  | Active |  | 99:99:99:99:99:99 |  | High Risk | 1Y:00-MFG | 02/15/2019 | 02/01/2020 | COOPER UNIVERSITY HOSPITAL |  |  | S3 CART |  | Bonnie Aichroch
|  | DATEX OHMEDA | DATEX OHMEDA TEC 6 |  | ACTB11173 | ANESTHESIOLOGY |  |  |  | 10/12/2015 |  |  |  |  | NO | NO |  |  |  |  | DATEX OHMEDA 14992 ACTB11173 |  |  | Disposition |  |  |  | High Risk | 1Y:00-MFG | 10/12/2015 | 10/12/2015 | COOPER UNIVERSITY HOSPITAL |  |  | OPERATING ROOM |  | GIACINTA ROUPAS |  |  |  | 10/12/2015 | 10/12/2015 |  |  |  |  | 10/12/2015 | 10/12/2015
|  | DATEX OHMEDA | DATEX OHMEDA TEC 6 |  | ACT208165 | ANESTHESIOLOGY |  |  |  | 10/17/2017 |  |  |  |  | NO | NO |  |  |  |  | DATEX OHMEDA 13457 ACT208165 |  |  | Disposition |  |  |  | High Risk | 1Y:00-MFG | 10/17/2017 | 10/17/2017 | COOPER UNIVERSITY HOSPITAL |  |  | OR |  | GIACINTA ROUPAS |  |  |  | 10/17/2017 | 10/17/2017 |  |  |  |  | 10/17/2017 | 10/17/2017
|  | DATEX OHMEDA | DATEX OHMEDA TEC 6 |  | ACTW33583 | ANESTHESIOLOGY |  |  |  | 10/17/2017 |  |  |  |  | NO | NO |  |  |  |  | DATEX OHMEDA 13456 ACTW33583 |  |  | Disposition |  |  |  | High Risk | 1Y:00-MFG | 10/17/2017 | 10/17/2017 | COOPER UNIVERSITY HOSPITAL |  |  | OR |  | GIACINTA ROUPAS |  |  |  | 10/17/2017 | 10/17/2017 |  |  |  |  | 10/17/2017 | 10/17/2017
|  | DATEX OHMEDA | DATEX OHMEDA TEC 6 |  | ACWA51166 | ANESTHESIOLOGY |  |  |  | 10/17/2017 |  |  |  |  | NO | NO |  |  |  |  | DATEX OHMEDA 13455 ACWA51166 |  |  | Disposition |  |  |  | High Risk | 1Y:00-MFG | 10/17/2017 | 10/17/2017 | COOPER UNIVERSITY HOSPITAL |  |  | OR |  | GIACINTA ROUPAS |  |  |  | 10/17/2017 | 10/17/2017 |  |  |  |  | 10/17/2017 | 10/17/2017
|  | DATEX OHMEDA | DATEX OHMEDA TEC 6 |  | ACTD14042 | ANESTHESIOLOGY |  |  |  | 10/17/2017 |  |  |  |  | NO | NO |  |  |  |  | DATEX OHMEDA 12869 ACTD14042 |  |  | Disposition |  |  |  | High Risk | 1Y:00-MFG | 10/17/2017 | 10/17/2017 | COOPER UNIVERSITY HOSPITAL |  |  | OR |  | GIACINTA ROUPAS |  |  |  | 10/17/2017 | 10/17/2017 |  |  |  |  | 10/17/2017 | 10/17/2017
|  | DATEX OHMEDA | DATEX OHMEDA TEC 6 |  | ACWW41175 | ANESTHESIOLOGY |  |  |  | 10/17/2017 |  |  |  |  | NO | NO |  |  |  |  | DATEX OHMEDA 12868 ACWW41175 |  |  | Disposition |  |  |  | High Risk | 1Y:00-MFG | 10/17/2017 | 10/17/2017 | COOPER UNIVERSITY HOSPITAL |  |  | OR |  | GIACINTA ROUPAS |  |  |  | 10/17/2017 | 10/17/2017 |  |  |  |  | 10/17/2017 | 10/17/2017
|  | DATEX OHMEDA | DATEX OHMEDA TEC 6 |  | ACTX32046 | ANESTHESIOLOGY |  |  |  | 10/17/2017 |  |  |  |  | NO | NO |  |  |  |  | DATEX OHMEDA 12565 ACTX32046 |  |  | Disposition |  |  |  | High Risk | 1Y:00-MFG | 10/17/2017 | 10/17/2017 | COOPER UNIVERSITY HOSPITAL |  |  | OR |  | GIACINTA ROUPAS |  |  |  | 10/17/2017 | 10/17/2017 |  |  |  |  | 10/17/2017 | 10/17/2017
|  | DATEX OHMEDA | DATEX OHMEDA TEC 6 |  | ACWW42247 | ANESTHESIOLOGY |  |  |  | 10/17/2017 |  |  |  |  | NO | NO |  |  |  |  | DATEX OHMEDA 12564 ACWW42247 |  |  | Disposition |  |  |  | High Risk | 1Y:00-MFG | 10/17/2017 | 10/17/2017 | COOPER UNIVERSITY HOSPITAL |  |  | OR |  | GIACINTA ROUPAS |  |  |  | 10/17/2017 | 10/17/2017 |  |  |  |  | 10/17/2017 | 10/17/2017
|  | DATEX OHMEDA | DATEX OHMEDA TEC 6 |  | ACWD11054 | ANESTHESIOLOGY |  |  |  | 10/17/2017 |  |  |  |  | NO | NO |  |  |  |  | DATEX OHMEDA 12562 ACWD11054 |  |  | Disposition |  |  |  | High Risk | 1Y:00-MFG | 10/17/2017 | 10/17/2017 | COOPER UNIVERSITY HOSPITAL |  |  | OR |  | GIACINTA ROUPAS |  |  |  | 10/17/2017 | 10/17/2017 |  |  |  |  | 10/17/2017 | 10/17/2017
|  | DATEX OHMEDA | DATEX OHMEDA TEC 6 |  | ACTY38100 | ANESTHESIOLOGY |  |  |  | 10/17/2017 |  |  |  |  | NO | NO |  |  |  |  | DATEX OHMEDA 12563 ACTY38100 |  |  | Disposition |  |  |  | High Risk | 1Y:00-MFG | 10/17/2017 | 10/17/2017 | COOPER UNIVERSITY HOSPITAL |  |  | OR |  | GIACINTA ROUPAS |  |  |  | 10/17/2017 | 10/17/2017 |  |  |  |  | 10/17/2017 | 10/17/2017
|  | DATEX OHMEDA | DATEX OHMEDA TEC 6 |  | ACTY46090 | ANESTHESIOLOGY |  |  |  | 10/17/2017 |  |  |  |  | NO | NO |  |  |  |  | DATEX OHMEDA 12558 ACTY46090 |  |  | Disposition |  |  |  | High Risk | 1Y:00-MFG | 10/17/2017 | 10/17/2017 | COOPER UNIVERSITY HOSPITAL |  |  | OR |  | GIACINTA ROUPAS |  |  |  | 10/17/2017 | 10/17/2017 |  |  |  |  | 10/17/2017 | 10/17/2017
|  | DATEX OHMEDA | DATEX OHMEDA TEC 6 |  | ACTY04323 | ANESTHESIOLOGY |  |  |  | 10/17/2017 |  |  |  |  | NO | NO |  |  |  |  | DATEX OHMEDA 12560 ACTY04323 |  |  | Disposition |  |  |  | High Risk | 1Y:00-MFG | 10/17/2017 | 10/17/2017 | COOPER UNIVERSITY HOSPITAL |  |  | OR |  | GIACINTA ROUPAS |  |  |  | 10/17/2017 | 10/17/2017 |  |  |  |  | 10/17/2017 | 10/17/2017
|  | DATEX OHMEDA | DATEX OHMEDA TEC 6 |  | ACTW33103 | ANESTHESIOLOGY |  |  |  | 10/17/2006 |  |  |  |  | NO | NO |  |  |  |  | DATEX OHMEDA 10368064 ACTW33103 |  |  | Disposition |  |  |  | High Risk | 1Y:00-MFG | 07/14/2016 | 07/01/2020 | COOPER UNIVERSITY HOSPITAL |  |  | ANESTH WK RM |  | GIACINTA ROUPAS
|  | DATEX OHMEDA | DATEX OHMEDA TEC 6 |  | ACTW37012 | ANESTHESIOLOGY |  |  |  | 10/17/2006 |  |  |  |  | NO | NO |  |  |  |  | DATEX OHMEDA 10367305 ACTW37012 |  |  | Disposition |  |  |  | High Risk | 1Y:00-MFG | 10/03/2017 | 10/01/2020 | COOPER UNIVERSITY HOSPITAL |  |  | or2 |  | GIACINTA ROUPAS
|  | DATEX OHMEDA | DATEX OHMEDA TEC 6 PLUS |  | AETMO4112 | VOORHEES SURGERY CENTER-OPERATING ROOM |  |  |  | 04/18/2019 |  |  |  |  | NO | NO |  |  |  |  | DATEX OHMEDA 10769717 AETMO4112 |  |  | Active |  | 99:99:99:99:99:99 |  | High Risk | 1Y:00-MFG | 04/18/2019 | 04/18/2019 | COOPER AMBULATORY OFF-SITES |  |  |  | 0011857319 | JENNIFER BOMBARO | Performance Verification | Closed | Salvatore Bombara | 04/18/2019 | 04/18/2019 | INCOMING INVENTORY | DEVICE INVENTORIED | 780C343B-327E-48FB-9AFD-F00BAAF2B1FE | Labor | 04/18/2019 | 04/18/2019 | Salvatore Bombara
|  | DATEX OHMEDA | DATEX OHMEDA TEC 6 PLUS |  | AETN24024 | ANESTHESIOLOGY |  |  |  | 05/12/2017 |  |  |  |  | NO | NO |  |  |  |  | DATEX OHMEDA 10769549 AETN24024 |  |  | Active |  | 99:99:99:99:99:99 |  | High Risk | 1Y:00-MFG | 10/29/2019 | 10/01/2020 | COOPER UNIVERSITY HOSPITAL |  |  | Kel OR K2 | 0011632631 | GIACINTA ROUPAS | Performance Verification | Closed | Salvatore Bombara | 05/12/2017 | 05/12/2017 | INCOMING INVENTORY | DEVICE INVENTORIED | F49940E4-15D6-44AB-B921-E5419F9B1EF6 | Labor | 05/12/2017 | 05/12/2017 | Salvatore Bombara
|  | DATEX OHMEDA | DATEX OHMEDA TEC 6 PLUS |  | AESQ40078 | ANESTHESIOLOGY |  |  |  | 04/07/2017 |  |  |  |  | NO | NO |  |  |  |  | DATEX OHMEDA 10769452 AESQ40078 |  |  | Active |  | 99:99:99:99:99:99 |  | High Risk | 1Y:00-MFG | 10/29/2019 | 10/01/2020 | COOPER UNIVERSITY HOSPITAL |  |  | KEL OR 1 SER CONTRACT BAXTER | 0011464065 | GIACINTA ROUPAS | Preventative Maintenance | Closed | Salvatore Bombara | 04/07/2017 | 04/07/2017 | PERFORMANCE ASSURANCE AT INVENTORY | INVENTORIED DEVICE AND ENSURED DEVICE WAS FUNCTIONING PROPERLY. | 1C75729B-A6FE-4D00-9312-DDFFC7553F5F | Labor | 04/07/2017 | 04/07/2017 | Salvatore Bombara
|  | DATEX OHMEDA | DATEX OHMEDA TEC 6 PLUS |  | AETQ28031 | VOORHEES SURGERY CENTER-OPERATING ROOM |  |  |  | 11/01/2017 |  |  |  |  | NO | NO |  |  |  |  | DATEX OHMEDA 10732360 AETQ28031 |  |  | Active |  | 99:99:99:99:99:99 |  | High Risk | 1Y:00-MFG | 09/26/2019 | 09/01/2020 | COOPER AMBULATORY OFF-SITES |  |  | Spare | 0012376000 | JENNIFER BOMBARO | Performance Verification | Closed | Josh Harris | 11/01/2017 | 11/01/2017 | INCOMING INVENTORY | DEVICE INVENTORIED | B6833125-87CA-45F0-BF5A-9891CDD9B554 | Labor | 11/01/2017 | 11/01/2017 | Josh Harris
|  | DATEX OHMEDA | DATEX OHMEDA TEC 6 PLUS |  | aetk19025 | ANESTHESIOLOGY |  |  |  | 01/01/1900 |  |  |  |  | NO | NO |  |  |  |  | DATEX OHMEDA 10369336 aetk19025 |  |  | Disposition |  |  |  | High Risk | 1Y:00-MFG | 10/24/2017 | 10/01/2020 | COOPER UNIVERSITY HOSPITAL |  |  | PAVILION-OR |  | GIACINTA ROUPAS
|  | DATEX OHMEDA | DATEX OHMEDA TEC 6 PLUS |  | aetj35025 | ANESTHESIOLOGY |  |  |  | 01/01/1900 |  |  |  |  | NO | NO |  |  |  |  | DATEX OHMEDA 10369286 aetj35025 |  |  | Disposition |  |  |  | High Risk | 1Y:00-MFG | 10/26/2016 | 10/01/2020 | COOPER UNIVERSITY HOSPITAL |  |  | KELEMEN OR |  | GIACINTA ROUPAS
|  | DATEX OHMEDA | DATEX OHMEDA TEC 6 PLUS |  | AETK07035 | ANESTHESIOLOGY |  |  |  | 06/28/2015 |  |  |  |  | NO | NO |  |  |  |  | DATEX OHMEDA 10368962 AETK07035 |  |  | Disposition |  |  |  | High Risk | 1Y:00-MFG | 02/21/2017 | 02/01/2020 | COOPER UNIVERSITY HOSPITAL |  |  | KELEMEN or 1 |  | GIACINTA ROUPAS
|  | DATEX OHMEDA | DATEX OHMEDA TEC 6 PLUS |  | AETM24040 | VOORHEES SURGERY CENTER-OPERATING ROOM |  |  |  | 06/27/2015 |  |  |  |  | NO | NO |  |  |  |  | DATEX OHMEDA 10348804 AETM24040 |  |  | Disposition |  |  |  | High Risk | 1Y:00-MFG | 03/18/2017 | 03/01/2020 | COOPER AMBULATORY OFF-SITES |  |  | OR 3 |  | JENNIFER BOMBARO
|  | DATEX OHMEDA | DATEX OHMEDA TEC 6 PLUS |  | AETP07003 | VOORHEES SURGERY CENTER-OPERATING ROOM |  |  |  | 06/27/2015 |  |  |  |  | NO | NO |  |  |  |  | DATEX OHMEDA 10348799 AETP07003 |  |  | Disposition |  |  |  | High Risk | 1Y:00-MFG | 03/18/2017 | 03/01/2020 | COOPER AMBULATORY OFF-SITES |  |  | OR 4 |  | JENNIFER BOMBARO
|  | DATEX OHMEDA | DATEX OHMEDA TEC 7 |  | BEGJ00294 | OR - KELEMEN 3 |  |  |  | 09/01/2005 |  |  |  |  | NO | NO |  |  |  |  | DATEX OHMEDA 10666 BEGJ00294 |  |  | Disposition |  |  |  | High Risk | 6M:00-MFG | 10/26/2016 | 02/01/2020 | COOPER UNIVERSITY HOSPITAL |  |  |  |  | DOMINIC VENDETTA
|  | DATEX OHMEDA | DATEX OHMEDA TEC 7 |  | bejl08722 | ANESTHESIOLOGY |  |  |  | 01/01/1900 |  |  |  |  | NO | NO |  |  |  |  | DATEX OHMEDA 10368444 bejl08722 |  |  | Disposition |  | 99:99:99:99:99:99 |  | High Risk | 6M:00-MFG | 05/31/2018 | 02/01/2020 | COOPER UNIVERSITY HOSPITAL |  |  | KELEMAN SUPPLY ROOM |  | GIACINTA ROUPAS
|  | DATEX OHMEDA | DATEX OHMEDA TEC 7 ISO |  | begg00801 | OR - KELEMEN 3 |  |  |  | 01/01/1900 |  |  |  |  | NO | NO |  |  |  |  | DATEX OHMEDA 10368441 begg00801 |  |  | Disposition |  | 99:99:99:99:99:99 |  | High Risk | 6M:00-MFG | 05/29/2019 | 02/01/2020 | COOPER UNIVERSITY HOSPITAL |  |  | KELEMAN SUPPLY ROOM |  | DOMINIC VENDETTA
|  | DATEX OHMEDA | DATEX OHMEDA TEC 7 SEVO |  | BEJL06936 | VOORHEES SURGERY CENTER-OPERATING ROOM |  |  |  | 11/01/2017 |  |  |  |  | NO | NO |  |  |  |  | DATEX OHMEDA 10732363 BEJL06936 |  |  | Active |  | 99:99:99:99:99:99 |  | High Risk | 1Y:00-MFG | 09/25/2019 | 09/01/2020 | COOPER AMBULATORY OFF-SITES |  |  |  | 0012376020 | JENNIFER BOMBARO | Performance Verification | Closed | Josh Harris | 11/01/2017 | 11/01/2017 | INCOMING INVENTORY | DEVICE INVENTORIED | 7EAD2665-4EAF-4F12-993E-75812EEABA6C | Labor | 11/01/2017 | 11/01/2017 | Josh Harris
|  | DATEX OHMEDA | DATEX OHMEDA TEC 7 SEVO |  | BEJL08824 | VOORHEES SURGERY CENTER-OPERATING ROOM |  |  |  | 11/01/2017 |  |  |  |  | NO | NO |  |  |  |  | DATEX OHMEDA 10732364 BEJL08824 |  |  | Active |  | 99:99:99:99:99:99 |  | High Risk | 1Y:00-MFG | 09/25/2019 | 09/01/2020 | COOPER AMBULATORY OFF-SITES |  |  |  | 0012376022 | JENNIFER BOMBARO | Performance Verification | Closed | Josh Harris | 11/01/2017 | 11/01/2017 | INCOMING INVENTORY | DEVICE INVENTORIED | B0752A4D-04F0-49D6-9DDF-3BFD947AEFB1 | Labor | 11/01/2017 | 11/01/2017 | Josh Harris
|  | DATEX OHMEDA | DATEX OHMEDA TEC 7 SEVO |  | BEJP00399 | VOORHEES SURGERY CENTER-OPERATING ROOM |  |  |  | 11/01/2017 |  |  |  |  | NO | NO |  |  |  |  | DATEX OHMEDA 10732362 BEJP00399 |  |  | Disposition |  | 99:99:99:99:99:99 |  | High Risk | 1Y:00-MFG | 09/27/2018 | 09/01/2020 | COOPER AMBULATORY OFF-SITES |  |  |  | 0012376017 | JENNIFER BOMBARO | Preventative Maintenance | Closed | Josh Harris | 11/01/2017 | 11/01/2017 | PERFORMANCE ASSURANCE AT INVENTORY | INVENTORIED DEVICE AND ENSURED DEVICE WAS FUNCTIONING PROPERLY. | 5BCA53B9-4082-43A8-B491-79AA1BDA1296 | Labor | 11/01/2017 | 11/01/2017 | Salvatore Bombara
|  | DATEX OHMEDA | DATEX OHMEDA TEC 7 SEVO |  | bejk04194 | ANESTHESIOLOGY |  |  |  | 01/01/1900 |  |  |  |  | NO | NO |  |  |  |  | DATEX OHMEDA 10369335 bejk04194 |  |  | Disposition |  |  |  | High Risk | 6M:00-MFG | 04/25/2016 | 04/01/2020 | COOPER UNIVERSITY HOSPITAL |  |  | PAVILION OR |  | GIACINTA ROUPAS
|  | DATEX OHMEDA | DATEX OHMEDA TEC 7 SEVO |  | bejq02500 | ANESTHESIOLOGY |  |  |  | 01/01/1900 |  |  |  |  | NO | NO |  |  |  |  | DATEX OHMEDA 10369310 bejq02500 |  |  | Active |  | 99:99:99:99:99:99 |  | High Risk | 1Y:00-MFG | 02/23/2019 | 02/01/2020 | COOPER UNIVERSITY HOSPITAL |  |  | P 10 |  | GIACINTA ROUPAS
|  | DATEX OHMEDA | DATEX OHMEDA TEC 7 SEVO |  | BEJK04390 | ANESTHESIOLOGY |  |  |  | 01/01/1900 |  |  |  |  | NO | NO |  |  |  |  | DATEX OHMEDA 10369285 BEJK04390 |  |  | Disposition |  |  |  | High Risk | 6M:00-MFG | 04/24/2017 | 04/01/2020 | COOPER UNIVERSITY HOSPITAL |  |  | KELEMEN OR |  | GIACINTA ROUPAS
|  | DATEX OHMEDA | DATEX OHMEDA TEC 7 SEVO |  | BEJR06699 | VOORHEES SURGERY CENTER-OPERATING ROOM |  |  |  | 06/18/2019 |  |  |  |  | NO | NO |  |  |  |  | DATEX OHMEDA 30294999 BEJR06699 |  |  | Active |  |  |  | High Risk | 1Y:00-MFG | 06/18/2019 | 06/18/2019 | COOPER AMBULATORY OFF-SITES |  |  | Voorhees Anesthsia | WOT00000002936042 | JENNIFER BOMBARO | Performance Verification | Closed | Salvatore Bombara | 06/18/2019 | 06/18/2019 | Performance Verification for DATEX OHMEDA 30294999 BEJR06699 | Initial Install of Performance Verification. Device is ready for patient use. |  |  | 06/18/2019 | 06/18/2019
|  | DATEX OHMEDA | DATEX OHMEDA TEC 7 SEVO |  | bejk04198 | ANESTHESIOLOGY |  |  |  | 01/01/1900 |  |  |  |  | NO | NO |  |  |  |  | DATEX OHMEDA 10367502 bejk04198 |  |  | Disposition |  |  |  | High Risk | 6M:00-MFG | 02/21/2017 | 02/01/2020 | COOPER UNIVERSITY HOSPITAL |  |  |  |  | GIACINTA ROUPAS
|  | DATEX OHMEDA | DATEX OHMEDA TEC 7 SEVO |  | BEJK09405 | ANESTHESIOLOGY |  |  |  | 10/30/2019 |  |  |  |  | NO | NO |  |  |  |  | DATEX OHMEDA 30294858 BEJK09405 |  |  | Active |  | 99:99:99:99:99:99 |  | High Risk | 1Y:00-MFG | 10/30/2019 | 10/30/2019 | COOPER UNIVERSITY HOSPITAL |  |  | KELEMEN OPERATING ROOM K2 | 0012155493 | GIACINTA ROUPAS | Performance Verification | Closed | Salvatore Bombara | 10/30/2019 | 10/30/2019 | INCOMING INVENTORY | DEVICE INVENTORIED | 75739CE7-15EF-41B4-953F-1F5E721257DA | Labor | 10/30/2019 | 10/30/2019 | Bonnie Aichroth
|  | DATEX OHMEDA | DATEX OHMEDA TEC 7 SEVO |  | BEJJ05151 | ANESTHESIOLOGY |  |  |  | 01/01/1900 |  |  |  |  | NO | NO |  |  |  |  | DATEX OHMEDA 10366448 BEJJ05151 |  |  | Active |  | 99:99:99:99:99:99 |  | High Risk | 1Y:00-MFG | 05/29/2019 | 05/01/2020 | COOPER UNIVERSITY HOSPITAL |  |  | MRI/B12 |  | GIACINTA ROUPAS
|  | DATEX OHMEDA | DATEX OHMEDA TEC 7 SEVO |  | bejk04167 | ANESTHESIOLOGY |  |  |  | 01/01/1900 |  |  |  |  | NO | NO |  |  |  |  | DATEX OHMEDA 10356246 bejk04167 |  |  | Disposition |  | 99:99:99:99:99:99 |  | High Risk | 6M:00-MFG | 08/29/2018 | 04/01/2020 | COOPER UNIVERSITY HOSPITAL |  |  | PAVILION OR STOR |  | GIACINTA ROUPAS
|  | DATEX OHMEDA | DATEX OHMEDA TEC 7 SEVO |  | bejk03602 | ANESTHESIOLOGY |  |  |  | 01/01/1900 |  |  |  |  | NO | NO |  |  |  |  | DATEX OHMEDA 10356245 bejk03602 |  |  | Disposition |  | 99:99:99:99:99:99 |  | High Risk | 6M:00-MFG | 04/10/2018 | 04/01/2020 | COOPER UNIVERSITY HOSPITAL |  |  | PAVILION OR STOR |  | GIACINTA ROUPAS
|  | DATEX OHMEDA | DATEX OHMEDA TEC 7 SEVO |  | BEJK06152 | VOORHEES SURGERY CENTER-OPERATING ROOM |  |  |  | 06/27/2015 |  |  |  |  | NO | NO |  |  |  |  | DATEX OHMEDA 10348803 BEJK06152 |  |  | Disposition |  |  |  | High Risk | 6M:00-MFG | 09/17/2017 | 03/01/2020 | COOPER AMBULATORY OFF-SITES |  |  | OR 3 |  | JENNIFER BOMBARO
|  | DATEX OHMEDA | DATEX OHMEDA TEC 7 SEVO |  | BEJK04031 | VOORHEES SURGERY CENTER-OPERATING ROOM |  |  |  | 06/27/2015 |  |  |  |  | NO | NO |  |  |  |  | DATEX OHMEDA 10348802 BEJK04031 |  |  | Disposition |  |  |  | High Risk | 6M:00-MFG | 09/17/2017 | 03/01/2020 | COOPER AMBULATORY OFF-SITES |  |  | OR 4 |  | JENNIFER BOMBARO
|  | DATEX OHMEDA | DATEX OHMEDA TEC 7 SEVO |  | BEJK05970 | VOORHEES SURGERY CENTER-OPERATING ROOM |  |  |  | 06/27/2015 |  |  |  |  | NO | NO |  |  |  |  | DATEX OHMEDA 10348793 BEJK05970 |  |  | Disposition |  |  |  | High Risk | 6M:00-MFG | 09/17/2017 | 03/01/2020 | COOPER AMBULATORY OFF-SITES |  |  | OR 2 |  | JENNIFER BOMBARO
|  | DATEX OHMEDA | DATEX OHMEDA TEC 7 SEVO |  | BEJK10195 | VOORHEES SURGERY CENTER-OPERATING ROOM |  |  |  | 09/17/2017 |  |  |  |  | NO | NO |  |  |  |  | DATEX OHMEDA 30144066 BEJK10195 |  |  | Disposition |  |  |  | High Risk | 6M:00-MFG | 09/17/2017 | 09/17/2017 | COOPER AMBULATORY OFF-SITES |  |  | OR 1 |  | JENNIFER BOMBARO |  |  |  | 09/17/2017 | 09/17/2017 |  |  |  |  | 09/17/2017 | 09/17/2017
|  | DATEX OHMEDA | DATEX OHMEDA TUFFSAT |  | FCB14420004SA | 6017 MAIN ST-PLASTICS |  |  |  | 11/02/2019 |  |  |  |  | NO | NO |  |  |  |  | DATEX OHMEDA 30071322 FCB14420004SA |  |  | Active |  | 99:99:99:99:99:99 |  | Alarm | PAAR:00-PVAR | 11/02/2019 | 11/02/2019 | COOPER AMBULATORY OFF-SITES |  |  | nurse stat | WOT00000002115275 | ANNE MAIER | Repair | Closed | Kirk Lis | 11/02/2019 | 11/02/2019 | not display, cord is frayed | FINGER PROBE NOT OPERATING CORRECTLY. NEEDS TO BE REPLACED REPLACED PROBE . PERFORMED OVP. UNIT BACK IN SERVICE | EXP2263827 | Labor | 11/02/2019 | 11/02/2019 | Kirk Lis
|  | DATEX OHMEDA | DATEX OHMEDA TUFFSAT |  | FCB13380485SA | COOPER CANCER CENTER |  |  |  | 10/16/2019 |  |  |  |  | NO | NO |  |  |  |  | DATEX OHMEDA 25055 FCB13380485SA |  |  | Disposition |  |  |  | Alarm | PAAR:00-PVAR | 10/16/2019 | 10/16/2019 | COOPER AMBULATORY OFF-SITES |  |  | DISPOSITION |  | COLLEEN TEGELER |  |  |  | 10/16/2019 | 10/16/2019 |  |  |  |  | 10/16/2019 | 10/16/2019
|  | DATEX OHMEDA | DATEX OHMEDA TUFFSAT |  | FCB13380482SA | COOPER CANCER CENTER |  |  |  | 10/16/2019 |  |  |  |  | NO | NO |  |  |  |  | DATEX OHMEDA 25056 FCB13380482SA |  |  | Disposition |  |  |  | Alarm | PAAR:00-PVAR | 10/16/2019 | 10/16/2019 | COOPER AMBULATORY OFF-SITES |  |  | DISPOSITION |  | COLLEEN TEGELER |  |  |  | 10/16/2019 | 10/16/2019 |  |  |  |  | 10/16/2019 | 10/16/2019
|  | DATEX OHMEDA | DATEX OHMEDA TUFFSAT |  | FCB13380484SA | COOPER CANCER CENTER |  |  |  | 10/16/2019 |  |  |  |  | NO | NO |  |  |  |  | DATEX OHMEDA 25054 FCB13380484SA |  |  | Disposition |  |  |  | Alarm | PAAR:00-PVAR | 10/16/2019 | 10/16/2019 | COOPER AMBULATORY OFF-SITES |  |  | DISPOSITION |  | COLLEEN TEGELER |  |  |  | 10/16/2019 | 10/16/2019 |  |  |  |  | 10/16/2019 | 10/16/2019
|  | DATEX OHMEDA | DATEX OHMEDA TUFFSAT |  | FCB13390072SA | COOPER CANCER CENTER |  |  |  | 10/16/2019 |  |  |  |  | NO | NO |  |  |  |  | DATEX OHMEDA 25053 FCB13390072SA |  |  | Disposition |  |  |  | Alarm | PAAR:00-PVAR | 10/16/2019 | 10/16/2019 | COOPER AMBULATORY OFF-SITES |  |  | DISPOSITION |  | COLLEEN TEGELER |  |  |  | 10/16/2019 | 10/16/2019 |  |  |  |  | 10/16/2019 | 10/16/2019
|  | DATEX OHMEDA | DATEX OHMEDA TUFFSAT |  | FCB13390081SA | COOPER CANCER CENTER |  |  |  | 10/16/2019 |  |  |  |  | NO | NO |  |  |  |  | DATEX OHMEDA 25052 FCB13390081SA |  |  | Disposition |  |  |  | Alarm | PAAR:00-PVAR | 10/16/2019 | 10/16/2019 | COOPER AMBULATORY OFF-SITES |  |  | DISPOSITION |  | COLLEEN TEGELER |  |  |  | 10/16/2019 | 10/16/2019 |  |  |  |  | 10/16/2019 | 10/16/2019
|  | DATEX OHMEDA | DATEX OHMEDA TUFFSAT |  | FCB13390091SA | COOPER CANCER CENTER |  |  |  | 10/16/2019 |  |  |  |  | NO | NO |  |  |  |  | DATEX OHMEDA 25048 FCB13390091SA |  |  | Disposition |  |  |  | Alarm | PAAR:00-PVAR | 10/16/2019 | 10/16/2019 | COOPER AMBULATORY OFF-SITES |  |  | DISPOSITION |  | COLLEEN TEGELER |  |  |  | 10/16/2019 | 10/16/2019 |  |  |  |  | 10/16/2019 | 10/16/2019
|  | DATEX OHMEDA | DATEX OHMEDA TUFFSAT |  | FCB13380487SA | COOPER CANCER CENTER |  |  |  | 10/16/2019 |  |  |  |  | NO | NO |  |  |  |  | DATEX OHMEDA 25050 FCB13380487SA |  |  | Disposition |  |  |  | Alarm | PAAR:00-PVAR | 10/16/2019 | 10/16/2019 | COOPER AMBULATORY OFF-SITES |  |  | DISPOSITION |  | COLLEEN TEGELER |  |  |  | 10/16/2019 | 10/16/2019 |  |  |  |  | 10/16/2019 | 10/16/2019
|  | DATEX OHMEDA | DATEX OHMEDA TUFFSAT |  | FCB13390062SA | COOPER CANCER CENTER |  |  |  | 10/16/2019 |  |  |  |  | NO | NO |  |  |  |  | DATEX OHMEDA 25047 FCB13390062SA |  |  | Disposition |  |  |  | Alarm | PAAR:00-PVAR | 10/16/2019 | 10/16/2019 | COOPER AMBULATORY OFF-SITES |  |  | DISPOSITION |  | COLLEEN TEGELER |  |  |  | 10/16/2019 | 10/16/2019 |  |  |  |  | 10/16/2019 | 10/16/2019
|  | DATEX OHMEDA | DATEX OHMEDA TUFFSAT |  | FCB13390061SA | COOPER CANCER CENTER |  |  |  | 10/16/2019 |  |  |  |  | NO | NO |  |  |  |  | DATEX OHMEDA 25046 FCB13390061SA |  |  | Disposition |  |  |  | Alarm | PAAR:00-PVAR | 10/16/2019 | 10/16/2019 | COOPER AMBULATORY OFF-SITES |  |  | DISPOSITION |  | COLLEEN TEGELER |  |  |  | 10/16/2019 | 10/16/2019 |  |  |  |  | 10/16/2019 | 10/16/2019
|  | DATEX OHMEDA | DATEX OHMEDA TUFFSAT |  | FCB13220130SA | CHERRY HILL URGENT CARE |  |  |  | 10/16/2019 |  |  |  |  | NO | NO |  |  |  |  | DATEX OHMEDA 24374 FCB13220130SA |  |  | Disposition |  |  |  | Alarm | PAAR:00-PVAR | 10/16/2019 | 10/16/2019 | COOPER AMBULATORY OFF-SITES |  |  | URGENT CARE |  | MELISSA PORTOBANCO |  |  |  | 10/16/2019 | 10/16/2019 |  |  |  |  | 10/16/2019 | 10/16/2019
|  | DATEX OHMEDA | DATEX OHMEDA TUFFSAT |  | FCB111903915A | VOORHEES SURGERY CENTER-SURGERY DEPT |  |  |  | 10/16/2019 |  |  |  |  | NO | NO |  |  |  |  | DATEX OHMEDA 21311 FCB111903915A |  |  | Disposition |  |  |  | Alarm | PAAR:00-PVAR | 10/16/2019 | 10/16/2019 | COOPER AMBULATORY OFF-SITES |  |  | SUITE G |  | Theresa Megali |  |  |  | 10/16/2019 | 10/16/2019 |  |  |  |  | 10/16/2019 | 10/16/2019
|  | DATEX OHMEDA | DATEX OHMEDA TUFFSAT |  | FCB12330023SA | CHERRY HILL URGENT CARE |  |  |  | 10/31/2019 |  |  |  |  | NO | NO |  |  |  |  | DATEX OHMEDA 11187515 FCB12330023SA |  |  | Active |  | 99:99:99:99:99:99 |  | Alarm | PAAR:00-PVAR | 10/31/2019 | 10/31/2019 | COOPER AMBULATORY OFF-SITES |  |  | 2001 Rt 70E - Nurses Station Cabinet | WOT00000001574263 | MELISSA PORTOBANCO | Performance Verification | Closed | Stephen Zubrzycki | 10/31/2019 | 10/31/2019 | Performance Verification for DATEX OHMEDA 11187515 FCB12330023SA | Initial Install of Performance Verification. Device is ready for patient use. |  |  | 10/31/2019 | 10/31/2019
|  | DATEX OHMEDA | DATEX OHMEDA TUFFSAT |  | FCB06090226A | BRACE ROAD-CARDIOLOGY |  |  |  | 05/10/2007 |  |  |  |  | NO | NO |  |  |  |  | DATEX OHMEDA 10732058 FCB06090226A |  |  | Disposition |  |  |  | Alarm | PAAR:00-PVAR | 10/16/2019 |  | COOPER AMBULATORY OFF-SITES |  |  | IN CABINET |  | Beth Mook
|  | DATEX OHMEDA | DATEX OHMEDA TUFFSAT |  | FCB13410285SA | AUDUBON URGENT CARE |  |  |  | 10/01/2013 |  |  |  |  | NO | NO |  |  |  |  | DATEX OHMEDA 10366257 FCB13410285SA |  |  | Active |  | 99:99:99:99:99:99 |  | Alarm | PAAR:00-PVAR | 11/02/2019 |  | COOPER AMBULATORY OFF-SITES |  |  | MOVES |  | MELISSA PORTOBANCO
|  | DATEX OHMEDA | DATEX OHMEDA TUFFSAT |  | FCB11440375SA | KROC CENTER-FAMILY MEDICINE |  |  |  | 01/27/2012 |  |  |  |  | NO | NO |  |  |  |  | DATEX OHMEDA 10365719 FCB11440375SA |  |  | Active |  | 99:99:99:99:99:99 |  | Alarm | PAAR:00-PVAR | 11/01/2019 |  | COOPER AMBULATORY OFF-SITES |  |  | MEDICINE CRAMER HILL |  | JESSICA NIEVES
|  | DATEX OHMEDA | DATEX OHMEDA TUFFSAT |  | FCB14370152SA | 3 COOPER - MEDICINE DEPARTMENT |  |  |  | 11/02/2019 |  |  |  |  | NO | NO |  |  |  |  | DATEX OHMEDA 30225119 FCB14370152SA |  |  | Active |  | 99:99:99:99:99:99 |  | Alarm | PAAR:00-PVAR | 11/02/2019 | 11/02/2019 | COOPER AMBULATORY OFF-SITES |  |  | Suite 215 - Nurses Station | WOT00000001049079 | NANCY LOUIS | Repair | Closed | Stephen Zubrzycki | 11/02/2019 | 11/02/2019 | Broken case | Acknowledged. Analyzed unit. Ordering case Replaced case and VPO | EXP0793569 | Labor | 11/02/2019 | 11/02/2019 | Stephen Zubrzycki
|  | DATEX OHMEDA | DATEX OHMEDA TUFFSAT |  | FCB134300825A | AUDUBON URGENT CARE |  |  |  | 10/31/2019 |  |  |  |  | NO | NO |  |  |  |  | DATEX OHMEDA 30225042 FCB134300825A |  |  | Active |  | 99:99:99:99:99:99 |  | Alarm | PAAR:00-PVAR | 10/31/2019 | 10/31/2019 | COOPER AMBULATORY OFF-SITES |  |  | MOVES |  | MELISSA PORTOBANCO |  |  |  | 10/31/2019 | 10/31/2019 |  |  |  |  | 10/31/2019 | 10/31/2019
|  | DATEX OHMEDA | DATEX OHMEDA TUFFSAT |  | FCB05470099SA | VOORHEES INTERNAL MEDICINE |  |  |  | 10/31/2019 |  |  |  |  | NO | NO |  |  |  |  | DATEX OHMEDA 30146363 FCB05470099SA |  |  | Active |  | 99:99:99:99:99:99 |  | Alarm | PAAR:00-PVAR | 10/31/2019 | 10/31/2019 | COOPER AMBULATORY OFF-SITES |  |  | SUITE K |  | JENNY BETLER |  |  |  | 10/31/2019 | 10/31/2019 |  |  |  |  | 10/31/2019 | 10/31/2019
|  | DCI INTERNATIONAL | DCI INTERNATIONAL AUTOMATIC CONTROLS FOR 3 HANDPIECES |  | 19300A | MOORESTOWN-CLEFT PALATE |  |  |  | 01/01/1900 |  |  |  |  | NO | NO |  |  |  |  | DCI INTERNATIONAL 10366160 19300A |  |  | Disposition |  |  |  | Equipment | PAAR:00-PVAR | 11/02/2019 |  | COOPER AMBULATORY OFF-SITES |  |  | EXAM 2 |  | MARILYN COHEN
|  | DCI INTERNATIONAL | DCI INTERNATIONAL AUTOMATIC CONTROLS FOR 3 HANDPIECES |  |  | MOORESTOWN-CLEFT PALATE |  |  |  | 01/01/1900 |  |  |  |  | NO | NO |  |  |  |  | DCI INTERNATIONAL 10366158 19300 |  |  | Disposition |  |  |  | Equipment | PAAR:00-PVAR | 11/02/2019 |  | COOPER AMBULATORY OFF-SITES |  |  | EXAM 1 |  | MARILYN COHEN
|  | DEHAG | DEHAG 504 |  |  | BUNKER HILL-SURGERY |  |  |  | 12/21/2018 |  |  |  |  | NO | NO |  |  |  |  | DEHAG 30126201 20130930 |  |  | Disposition |  | 99:99:99:99:99:99 |  | Equipment | 1Y:00-MFG | 12/21/2018 | 12/21/2018 | COOPER AMBULATORY OFF-SITES |  |  | SUITE 2 |  | ANNE MAIER |  |  |  | 12/21/2018 | 12/21/2018 |  |  |  |  | 12/21/2018 | 12/21/2018
|  | DELL COMPUTER CORPORATION | DELL COMPUTER CORPORATION 1504FP |  | 280FXZL671 | NUCLEAR MEDICINE |  |  |  | 04/18/2016 |  |  |  |  | NO | NO |  |  |  |  | DELL COMPUTER CORPORATION 14933 280FXZL671 |  |  | Disposition |  |  |  | Accessory | 1Y:00-MFG | 04/18/2016 | 04/18/2016 | COOPER UNIVERSITY HOSPITAL |  |  | K-B83 |  | Donna Handy |  |  |  | 04/18/2016 | 04/18/2016 |  |  |  |  | 04/18/2016 | 04/18/2016
|  | DELL COMPUTER CORPORATION | DELL COMPUTER CORPORATION 1703FPS |  | 0C064646633 | VOORHEES SURGERY CENTER-PULMONARY |  |  |  | 06/08/2004 |  |  |  |  | NO | NO |  |  |  |  | DELL COMPUTER CORPORATION 10348041 0C064646633 |  |  | Active |  | 99:99:99:99:99:99 |  | Accessory | PAAR:00-PVAR | 11/02/2019 |  | COOPER AMBULATORY OFF-SITES |  |  | PFT ROOM 2 |  | SUSAN PINE
|  | DELL COMPUTER CORPORATION | DELL COMPUTER CORPORATION 1707FPF |  | ACZE | KELEMEN 8 PCU |  |  |  | 10/16/2019 |  |  |  |  | NO | NO |  |  |  |  | DELL COMPUTER CORPORATION 12842 ACZE |  |  | Disposition |  | 99:99:99:99:99:99 |  | Accessory | PAAR:00-PVAR | 10/16/2019 | 10/16/2019 | COOPER UNIVERSITY HOSPITAL |  |  | S8 - NURSES' STATION |  | BYRON WELLS |  |  |  | 10/16/2019 | 10/16/2019 |  |  |  |  | 10/16/2019 | 10/16/2019
|  | DELL COMPUTER CORPORATION | DELL COMPUTER CORPORATION ADVANTAGE |  | MX0V719M7426224V10VL | NEUROLOGY/EEG |  |  |  | 10/16/2019 |  |  |  |  | NO | NO |  |  |  |  | DELL COMPUTER CORPORATION 30142224 MX0V719M7426224V10VL |  |  | Disposition |  |  |  | Non-medical | PAAR:00-PVAR | 10/16/2019 | 10/16/2019 | COOPER UNIVERSITY HOSPITAL |  |  | PAVILION - ROOM 783 |  | Debbie Hughes |  |  |  | 10/16/2019 | 10/16/2019 |  |  |  |  | 10/16/2019 | 10/16/2019
|  | DELL COMPUTER CORPORATION | DELL COMPUTER CORPORATION ADVANTAGE |  | MX0JU436742628361ANS | NEUROLOGY/EEG |  |  |  | 10/16/2019 |  |  |  |  | NO | NO |  |  |  |  | DELL COMPUTER CORPORATION 30142208 MX0JU436742628361ANS |  |  | Disposition |  |  |  | Non-medical | PAAR:00-PVAR | 10/16/2019 | 10/16/2019 | COOPER UNIVERSITY HOSPITAL |  |  | ROOM P783 PAVILION |  | Debbie Hughes |  |  |  | 10/16/2019 | 10/16/2019 |  |  |  |  | 10/16/2019 | 10/16/2019
|  | DELL COMPUTER CORPORATION | DELL COMPUTER CORPORATION D12U |  | H21QSX1 | LAB CHEMISTRY |  |  |  | 08/28/2018 |  |  |  |  | NO | NO |  |  |  |  | DELL COMPUTER CORPORATION 30142076 H21QSX1 |  |  | Disposition |  | 99:99:99:99:99:99 |  | Non-medical | 1Y:00-MFG | 08/28/2018 | 08/28/2018 | COOPER UNIVERSITY HOSPITAL |  |  |  |  | Barbara Snyder |  |  |  | 08/28/2018 | 08/28/2018 |  |  |  |  | 08/28/2018 | 08/28/2018
|  | DELL COMPUTER CORPORATION | DELL COMPUTER CORPORATION D12U |  |  | RADIATION ONCOLOGY |  |  |  | 01/01/1900 |  |  |  |  | NO | NO |  |  |  |  | DELL COMPUTER CORPORATION 02215 09119706 |  |  | Disposition |  |  |  | Non-medical | 1Y:00-MFG | 04/18/2016 | 05/01/2020 | COOPER UNIVERSITY HOSPITAL |  |  |  |  | COLLEEN TEGELER
|  | DELL COMPUTER CORPORATION | DELL COMPUTER CORPORATION DHM |  | GVGLWOJ | CARDIAC CATH LAB |  |  |  | 01/01/1900 |  |  |  |  | NO | NO |  |  |  |  | DELL COMPUTER CORPORATION 07327 GVGLWOJ |  |  | Disposition |  |  |  | Non-medical | PAAR:00-PVAR | 10/16/2019 |  | COOPER UNIVERSITY HOSPITAL |  |  | EP LAB |  | LINDA BEAN
|  | DELL COMPUTER CORPORATION | DELL COMPUTER CORPORATION E190SF |  | CN07TKK5728721CJHPCI | BRACHFIELD MEDICAL ASSOCIATES-MEDICINE |  |  |  | 02/17/2012 |  |  |  |  | NO | NO |  |  |  |  | DELL COMPUTER CORPORATION 10348010 CN07TKK5728721CJHPCI |  |  | Active |  | 99:99:99:99:99:99 |  | Accessory | PAAR:00-PVAR | 11/02/2019 |  | COOPER AMBULATORY OFF-SITES |  |  | PFT Lab |  | CATHY CRAWFORD
|  | DELL COMPUTER CORPORATION | DELL COMPUTER CORPORATION GX270 |  | 0932RY1 | VOORHEES SURGERY CENTER-PULMONARY |  |  |  | 05/13/2016 |  |  |  |  | NO | NO |  |  |  |  | DELL COMPUTER CORPORATION 11897 0932RY1 |  |  | Disposition |  |  |  | Equipment | 1Y:00-MFG | 05/13/2016 | 05/13/2016 | COOPER AMBULATORY OFF-SITES |  |  | SUITE K216 |  | SUSAN PINE |  |  |  | 05/13/2016 | 05/13/2016 |  |  |  |  | 05/13/2016 | 05/13/2016
|  | DELL COMPUTER CORPORATION | DELL COMPUTER CORPORATION GX270 |  | 13NJ061 | VOORHEES SURGERY CENTER-PULMONARY |  |  |  | 05/13/2016 |  |  |  |  | NO | NO |  |  |  |  | DELL COMPUTER CORPORATION 11896 13NJ061 |  |  | Disposition |  |  |  | Equipment | 1Y:00-MFG | 05/13/2016 | 05/13/2016 | COOPER AMBULATORY OFF-SITES |  |  | SUITE K217 |  | SUSAN PINE |  |  |  | 05/13/2016 | 05/13/2016 |  |  |  |  | 05/13/2016 | 05/13/2016
|  | DELL COMPUTER CORPORATION | DELL COMPUTER CORPORATION GX280 |  | 3XBW971 | NUCLEAR MEDICINE |  |  |  | 05/31/2016 |  |  |  |  | NO | NO |  |  |  |  | DELL COMPUTER CORPORATION 13510 3XBW971 |  |  | Disposition |  |  |  | Equipment | 1Y:00-MFG | 05/31/2016 | 05/31/2016 | COOPER UNIVERSITY HOSPITAL |  |  | ROOM B80 KELEMEN |  | Donna Handy |  |  |  | 05/31/2016 | 05/31/2016 |  |  |  |  | 05/31/2016 | 05/31/2016
|  | DELL COMPUTER CORPORATION | DELL COMPUTER CORPORATION GX620 |  | 5X0VB1 | DO NOT USE SALEM-CARDIOVASCULAR |  |  |  | 05/13/2016 |  |  |  |  | NO | NO |  |  |  |  | DELL COMPUTER CORPORATION 14722 5X0VB1 |  |  | Disposition |  |  |  | Equipment | 1Y:00-MFG | 05/13/2016 | 05/13/2016 | COOPER AMBULATORY OFF-SITES |  |  |  |  | SUSAN WHITZELL |  |  |  | 05/13/2016 | 05/13/2016 |  |  |  |  | 05/13/2016 | 05/13/2016
|  | DELL COMPUTER CORPORATION | DELL COMPUTER CORPORATION GX620 |  | H698842 | PENNSVILLE-MEDICINE |  |  |  | 11/08/2006 |  |  |  |  | NO | NO |  |  |  |  | DELL COMPUTER CORPORATION 10369502 H698842 |  |  | Disposition |  |  |  | Equipment | 1Y:00-MFG | 08/11/2017 | 08/01/2020 | COOPER AMBULATORY OFF-SITES |  |  | KELEMEN 644 |  | Heather Rhodes
|  | DELL COMPUTER CORPORATION | DELL COMPUTER CORPORATION GX620 |  | 80L2C | RADIATION ONCOLOGY |  |  |  | 01/01/1900 |  |  |  |  | NO | NO |  |  |  |  | DELL COMPUTER CORPORATION 02213 80L2C |  |  | Disposition |  |  |  | Equipment | 1Y:00-MFG | 04/18/2016 | 05/01/2020 | COOPER UNIVERSITY HOSPITAL |  |  | B |  | COLLEEN TEGELER
|  | DELL COMPUTER CORPORATION | DELL COMPUTER CORPORATION LATITUDE D520 |  | 9T3KF11 | VOORHEES SURGERY CENTER-SLEEP LAB |  |  |  | 01/01/1900 |  |  |  |  | NO | NO |  |  |  |  | DELL COMPUTER CORPORATION 06374 9T3KF11 |  |  | Disposition |  |  |  | Non-medical | 1Y:00-MFG | 04/18/2016 | 04/01/2020 | COOPER AMBULATORY OFF-SITES |  |  | SUITE K NURSING STATION |  | TARA BELFIORE
|  | DELL COMPUTER CORPORATION | DELL COMPUTER CORPORATION LATITUDE D520 |  | 9P3KF11 | VOORHEES SURGERY CENTER-SLEEP LAB |  |  |  | 01/01/1900 |  |  |  |  | NO | NO |  |  |  |  | DELL COMPUTER CORPORATION 06375 9P3KF11 |  |  | Disposition |  |  |  | Non-medical | 1Y:00-MFG | 04/18/2016 | 04/01/2020 | COOPER AMBULATORY OFF-SITES |  |  | SUITE F |  | TARA BELFIORE
|  | DELL COMPUTER CORPORATION | DELL COMPUTER CORPORATION LATITUDE D520 |  | 214KF11 | VOORHEES SURGERY CENTER-SLEEP LAB |  |  |  | 01/01/1900 |  |  |  |  | NO | NO |  |  |  |  | DELL COMPUTER CORPORATION 06376 214KF11 |  |  | Disposition |  |  |  | Non-medical | 1Y:00-MFG | 04/18/2016 | 04/01/2020 | COOPER AMBULATORY OFF-SITES |  |  | SUITE F NURSING STATION |  | TARA BELFIORE
|  | DELL COMPUTER CORPORATION | DELL COMPUTER CORPORATION LATITUDE D520 |  | 5Q3KF11 | VOORHEES SURGERY CENTER-SLEEP LAB |  |  |  | 01/01/1900 |  |  |  |  | NO | NO |  |  |  |  | DELL COMPUTER CORPORATION 06377 5Q3KF11 |  |  | Disposition |  |  |  | Non-medical | 1Y:00-MFG | 04/18/2016 | 04/01/2020 | COOPER AMBULATORY OFF-SITES |  |  | SUITE F |  | TARA BELFIORE
|  | DELL COMPUTER CORPORATION | DELL COMPUTER CORPORATION LATITUDE D520 |  |  | VOORHEES SURGERY CENTER-SLEEP LAB |  |  |  | 01/01/1900 |  |  |  |  | NO | NO |  |  |  |  | DELL COMPUTER CORPORATION 06688 00019049510501 |  |  | Disposition |  |  |  | Non-medical | 1Y:00-MFG | 04/18/2016 | 04/01/2020 | COOPER AMBULATORY OFF-SITES |  |  | SUITE J |  | TARA BELFIORE
|  | DELL COMPUTER CORPORATION | DELL COMPUTER CORPORATION LATITUDE D520 |  |  | VOORHEES SURGERY CENTER-SLEEP LAB |  |  |  | 01/01/1900 |  |  |  |  | NO | NO |  |  |  |  | DELL COMPUTER CORPORATION 06699 00019082725794 |  |  | Disposition |  |  |  | Non-medical | 1Y:00-MFG | 04/18/2016 | 04/01/2020 | COOPER AMBULATORY OFF-SITES |  |  | SUITE J |  | TARA BELFIORE
|  | DELL COMPUTER CORPORATION | DELL COMPUTER CORPORATION LATITUDE D520 |  |  | VOORHEES SURGERY CENTER-SLEEP LAB |  |  |  | 01/01/1900 |  |  |  |  | NO | NO |  |  |  |  | DELL COMPUTER CORPORATION 06700 00019082725797 |  |  | Disposition |  |  |  | Non-medical | 1Y:00-MFG | 04/18/2016 | 04/01/2020 | COOPER AMBULATORY OFF-SITES |  |  | SUITE J |  | TARA BELFIORE
|  | DELL COMPUTER CORPORATION | DELL COMPUTER CORPORATION LATITUDE D620 |  |  | BIOMEDICAL |  |  |  | 10/16/2019 |  |  |  |  | NO | NO |  |  |  |  | DELL COMPUTER CORPORATION 16369 7264462717 |  |  | Disposition |  |  |  | Equipment | PAAR:00-PVAR | 10/16/2019 | 10/16/2019 | COOPER UNIVERSITY HOSPITAL |  |  |  |  | Bonnie Aichroch |  |  |  | 10/16/2019 | 10/16/2019 |  |  |  |  | 10/16/2019 | 10/16/2019
|  | DELL COMPUTER CORPORATION | DELL COMPUTER CORPORATION LATITUDE D620 |  |  | BIOMEDICAL |  |  |  | 10/16/2019 |  |  |  |  | NO | NO |  |  |  |  | DELL COMPUTER CORPORATION 16368 13025940913 |  |  | Disposition |  |  |  | Equipment | PAAR:00-PVAR | 10/16/2019 | 10/16/2019 | COOPER UNIVERSITY HOSPITAL |  |  |  |  | Bonnie Aichroch |  |  |  | 10/16/2019 | 10/16/2019 |  |  |  |  | 10/16/2019 | 10/16/2019
|  | DELL COMPUTER CORPORATION | DELL COMPUTER CORPORATION LATITUDE E5420 |  | 525B391 | PULMONARY LAB |  |  |  | 05/15/2016 |  |  |  |  | NO | NO |  |  |  |  | DELL COMPUTER CORPORATION 11164 525B391 |  |  | Disposition |  |  |  | Non-medical | 1Y:00-MFG | 05/15/2016 | 05/15/2016 | COOPER UNIVERSITY HOSPITAL |  |  | pulm |  | KATHY LOFLAND |  |  |  | 05/15/2016 | 05/15/2016 |  |  |  |  | 05/15/2016 | 05/15/2016
|  | DELL COMPUTER CORPORATION | DELL COMPUTER CORPORATION LATITUDE E6430 |  | 6SZR1M1 | BIOMEDICAL |  |  |  | 12/03/2015 |  |  |  |  | NO | NO |  |  |  |  | DELL COMPUTER CORPORATION 18345 6SZR1M1 |  |  | Disposition |  |  |  | Non-medical | 1Y:00-MFG | 12/03/2015 | 12/03/2015 | COOPER UNIVERSITY HOSPITAL |  |  | BIOMED |  | Bonnie Aichroch |  |  |  | 12/03/2015 | 12/03/2015 |  |  |  |  | 12/03/2015 | 12/03/2015
|  | DELL COMPUTER CORPORATION | DELL COMPUTER CORPORATION LATITUDE L7440 |  | 7LROW | SLEEP LAB |  |  |  | 01/01/1900 |  |  |  |  | NO | NO |  |  |  |  | DELL COMPUTER CORPORATION 05080 7LROW |  |  | Disposition |  |  |  | Non-medical | 1Y:00-MFG | 05/13/2016 |  | COOPER UNIVERSITY HOSPITAL |  |  |  |  | JOE DRUCTOR
|  | DELL COMPUTER CORPORATION | DELL COMPUTER CORPORATION LATITUDE L7440 |  | AEQ96171224 | SLEEP LAB |  |  |  | 01/01/1900 |  |  |  |  | NO | NO |  |  |  |  | DELL COMPUTER CORPORATION 05083 AEQ96171224 |  |  | Disposition |  |  |  | Non-medical | 1Y:00-MFG | 05/13/2016 |  | COOPER UNIVERSITY HOSPITAL |  |  |  |  | JOE DRUCTOR
|  | DELL COMPUTER CORPORATION | DELL COMPUTER CORPORATION LATITUDE L7440 |  | AEQ96171243 | SLEEP LAB |  |  |  | 01/01/1900 |  |  |  |  | NO | NO |  |  |  |  | DELL COMPUTER CORPORATION 05070 AEQ96171243 |  |  | Disposition |  |  |  | Non-medical | 1Y:00-MFG | 05/15/2016 |  | COOPER UNIVERSITY HOSPITAL |  |  |  |  | JOE DRUCTOR
|  | DELL COMPUTER CORPORATION | DELL COMPUTER CORPORATION OPTIPLEX |  | GGNSGS1 | VOORHEES SURGERY CENTER-PULMONARY |  |  |  | 01/11/2012 |  |  |  |  | NO | NO |  |  |  |  | DELL COMPUTER CORPORATION 10348044 GGNSGS1 |  |  | Disposition |  |  |  | Non-medical | PAAR:00-PVAR | 11/01/2019 |  | COOPER AMBULATORY OFF-SITES |  |  | SUITE K |  | SUSAN PINE
|  | DELL COMPUTER CORPORATION | DELL COMPUTER CORPORATION OPTIPLEX |  | JT2HXR1 | VOORHEES SURGERY CENTER-PULMONARY |  |  |  | 01/11/2012 |  |  |  |  | NO | NO |  |  |  |  | DELL COMPUTER CORPORATION 10348040 JT2HXR1 |  |  | Disposition |  |  |  | Non-medical | PAAR:00-PVAR | 11/02/2019 |  | COOPER AMBULATORY OFF-SITES |  |  | SUITE K PFT RM 2 |  | SUSAN PINE
|  | DELL COMPUTER CORPORATION | DELL COMPUTER CORPORATION OPTIPLEX 3010 |  | OP41104 | SPECIAL TEST |  |  |  | 01/16/2019 |  |  |  |  | NO | NO |  |  |  |  | DELL COMPUTER CORPORATION 1769359 OP41104 |  |  | Disposition |  | 00:00:00:00:00:00 |  | Equipment | 1Y:00-MFG | 01/16/2019 | 01/16/2019 | COOPER UNIVERSITY HOSPITAL |  |  |  | 0012403315 | AMY HANNAN | Performance Verification | Closed | Josh Harris | 01/16/2019 | 01/16/2019 | INCOMING INVENTORY | DEVICE INVENTORIED | 1EB839AD-E9DC-4A69-98CB-4BA90F15CD94 | Labor | 01/16/2019 | 01/16/2019 | Josh Harris
|  | DELL COMPUTER CORPORATION | DELL COMPUTER CORPORATION OPTIPLEX 320 |  | 7LRFJ | SLEEP LAB |  |  |  | 01/01/1900 |  |  |  |  | NO | NO |  |  |  |  | DELL COMPUTER CORPORATION 05074 7LRFJ |  |  | Disposition |  |  |  | Non-medical | 1Y:00-MFG | 05/15/2016 |  | COOPER UNIVERSITY HOSPITAL |  |  |  |  | JOE DRUCTOR
|  | DELL COMPUTER CORPORATION | DELL COMPUTER CORPORATION OPTIPLEX 755 |  | D27PFJ7 | SPECIAL TEST |  |  |  | 10/16/2019 |  |  |  |  | NO | NO |  |  |  |  | DELL COMPUTER CORPORATION 30143141 D27PFJ7 |  |  | Disposition |  | 00:00:00:00:00:00 |  | Non-medical | PAAR:00-PVAR | 10/16/2019 | 10/16/2019 | COOPER UNIVERSITY HOSPITAL |  |  | SPECIAL TEST - 6 KELE |  | AMY HANNAN |  |  |  | 10/16/2019 | 10/16/2019 |  |  |  |  | 10/16/2019 | 10/16/2019
|  | DELL COMPUTER CORPORATION | DELL COMPUTER CORPORATION OPTIPLEX 780 |  | BJN7DP1 | RADIOLOGY DIAGNOSTICS |  |  |  | 10/16/2019 |  |  |  |  | NO | NO |  |  |  |  | DELL COMPUTER CORPORATION 21341 BJN7DP1 |  |  | Disposition |  |  |  | Equipment | PAAR:00-PVAR | 10/16/2019 | 10/16/2019 | COOPER UNIVERSITY HOSPITAL |  |  | EMERGENCY DEPARTMENT |  | PAULETTE DUCKREY |  |  |  | 10/16/2019 | 10/16/2019 |  |  |  |  | 10/16/2019 | 10/16/2019
|  | DELL COMPUTER CORPORATION | DELL COMPUTER CORPORATION OPTIPLEX 780 |  | 6P0RYQ1 | RADIOLOGY DIAGNOSTICS |  |  |  | 01/01/2001 |  |  |  |  | NO | NO |  |  |  |  | DELL COMPUTER CORPORATION 10369333 6P0RYQ1 |  |  | Disposition |  | 00:00:00:00:00:00 |  | Equipment | PAAR:00-PVAR | 11/02/2019 |  | COOPER UNIVERSITY HOSPITAL |  |  | PAV OR NURSES' STATION | WOT00000000518420 | PAULETTE DUCKREY | Disposition | Closed | Charles Santomero | 02/08/2018 | 03/25/2019 | Bulk Disposition CNL | Device has been disposed of as e-waste trash. | EXP2472116 | Labor | 03/13/2019 | 03/13/2019 | Charles Santomero
|  | DELL COMPUTER CORPORATION | DELL COMPUTER CORPORATION OPTIPLEX 790 |  |  | CHERRY HILL URGENT CARE |  |  |  | 10/16/2019 |  |  |  |  | NO | NO |  |  |  |  | DELL COMPUTER CORPORATION 23186 7494524065 |  |  | Disposition |  |  |  | Equipment | PAAR:00-PVAR | 10/16/2019 | 10/16/2019 | COOPER AMBULATORY OFF-SITES |  |  | URGENT CARE RT 70 |  | MELISSA PORTOBANCO |  |  |  | 10/16/2019 | 10/16/2019 |  |  |  |  | 10/16/2019 | 10/16/2019
|  | DELL COMPUTER CORPORATION | DELL COMPUTER CORPORATION OPTIPLEX 790 |  | 00186-151-123-746 | BRACHFIELD MEDICAL ASSOCIATES-MEDICINE |  |  |  | 02/17/2012 |  |  |  |  | NO | NO |  |  |  |  | DELL COMPUTER CORPORATION 10348004 00186-151-123-746 |  |  | Disposition |  |  |  | Equipment | PAAR:00-PVAR | 11/02/2019 |  | COOPER AMBULATORY OFF-SITES |  |  | A WING PFT LAB |  | CATHY CRAWFORD
|  | DELL COMPUTER CORPORATION | DELL COMPUTER CORPORATION OPTIPLEX GX1 FETAL MONITOR |  | 37QSJS1 | PULMONARY LAB |  |  |  | 04/18/2016 |  |  |  |  | NO | NO |  |  |  |  | DELL COMPUTER CORPORATION 22567 37QSJS1 |  |  | Disposition |  |  |  | Equipment | 1Y:00-MFG | 04/18/2016 | 04/18/2016 | COOPER UNIVERSITY HOSPITAL |  |  | PULMONARY ROOM 644 |  | KATHY LOFLAND |  |  |  | 04/18/2016 | 04/18/2016 |  |  |  |  | 04/18/2016 | 04/18/2016
|  | DELL COMPUTER CORPORATION | DELL COMPUTER CORPORATION OPTIPLEX GX1 FETAL MONITOR |  | CVR1GQ1 | PULMONARY LAB |  |  |  | 04/18/2016 |  |  |  |  | NO | NO |  |  |  |  | DELL COMPUTER CORPORATION 21328 CVR1GQ1 |  |  | Disposition |  |  |  | Equipment | 1Y:00-MFG | 04/18/2016 | 04/18/2016 | COOPER UNIVERSITY HOSPITAL |  |  | IN PATIENT UNIT S6 |  | KATHY LOFLAND |  |  |  | 04/18/2016 | 04/18/2016 |  |  |  |  | 04/18/2016 | 04/18/2016
|  | DELL COMPUTER CORPORATION | DELL COMPUTER CORPORATION POWER EDGE 2300 |  |  | VOORHEES SURGERY CENTER-SLEEP LAB |  |  |  | 01/01/1900 |  |  |  |  | NO | NO |  |  |  |  | DELL COMPUTER CORPORATION 06687 00019049510516 |  |  | Disposition |  |  |  | Equipment | 1Y:00-MFG | 04/18/2016 | 04/01/2020 | COOPER AMBULATORY OFF-SITES |  |  | SUITE J |  | TARA BELFIORE
|  | DENTALEZ GROUP | DENTALEZ GROUP PL200 |  |  | MOORESTOWN-CLEFT PALATE |  |  |  | 01/01/1900 |  |  |  |  | NO | NO |  |  |  |  | DENTALEZ GROUP 10366167 10089 |  |  | Active |  | 99:99:99:99:99:99 |  | Equipment | PAAR:00-PVAR | 11/02/2019 |  | COOPER AMBULATORY OFF-SITES |  |  | EXAM 2 |  | MARILYN COHEN
|  | DENTALEZ GROUP | DENTALEZ GROUP PL200 |  |  | MOORESTOWN-CLEFT PALATE |  |  |  | 01/01/1900 |  |  |  |  | NO | NO |  |  |  |  | DENTALEZ GROUP 10366166 16410 |  |  | Active |  | 99:99:99:99:99:99 |  | Equipment | PAAR:00-PVAR | 11/02/2019 |  | COOPER AMBULATORY OFF-SITES |  |  | EXAM 1 |  | MARILYN COHEN
|  | DENTLIGHT | DENTLIGHT FUSION 4.0 |  | 1AF63477 | 6017 MAIN ST-PLASTICS |  |  |  | 10/01/2014 |  |  |  |  | NO | NO |  |  |  |  | DENTLIGHT 10345783 1AF63477 |  |  | Active |  | 99:99:99:99:99:99 |  | Equipment | PAAR:00-PVAR | 11/01/2019 |  | COOPER AMBULATORY OFF-SITES |  |  | ORAL SIDE PROC B |  | ANNE MAIER
|  | DERUNGS LICHT | DERUNGS LICHT HALUX 50 SX |  | 013-113-200 | PEDIATRICS SOUTH 7 |  |  |  | 05/15/2016 |  |  |  |  | NO | NO |  |  |  |  | DERUNGS LICHT 17000 013-113-200 |  |  | Disposition |  |  |  | Equipment | 1Y:00-MFG | 05/15/2016 | 05/15/2016 | COOPER UNIVERSITY HOSPITAL |  |  | 7 SOUTH |  | JOANNE FOX |  |  |  | 05/15/2016 | 05/15/2016 |  |  |  |  | 05/15/2016 | 05/15/2016
|  | DETECTO | DETECTO 062504 |  | NSNCOOPERAMB0008 | 6017 MAIN ST-PLASTICS |  |  |  | 01/01/1900 |  |  |  |  | NO | NO |  |  |  |  | DETECTO 06727 NSNCOOPERAMB0008 |  |  | Disposition |  |  |  | Equipment | 1Y:00-MFG | 12/09/2015 | 10/01/2020 | COOPER AMBULATORY OFF-SITES |  |  | PLASTICS |  | ANNE MAIER
|  | DETECTO | DETECTO 253 |  | E30315-0169 | PULMONARY LAB |  |  | excluded | 12/01/2015 |  |  |  |  | NO | NO |  |  |  |  | DETECTO 10482055 E30315-0169 |  |  | Active |  | 99:99:99:99:99:99 |  | Equipment | PAAR:00-PVAR | 10/31/2019 |  | COOPER UNIVERSITY HOSPITAL |  |  | ROOM 652 |  | KATHY LOFLAND
|  | DETECTO | DETECTO 339 |  | Not Known | VOORHEES SURGERY CENTER-PULMONARY |  |  |  | 01/01/1900 |  |  |  |  | NO | NO |  |  |  |  | DETECTO 10356807 Not Known |  |  | Disposition |  |  |  | Equipment | 6M:00-CAL | 04/01/2016 | 04/01/2020 | COOPER AMBULATORY OFF-SITES |  |  | K222/EXAM PROCEDURE ROOM |  | SUSAN PINE
|  | DETECTO | DETECTO 339 |  | NOT KNOWN | VOORHEES SURGERY CENTER-PULMONARY |  |  |  | 01/01/1900 |  |  |  |  | NO | NO |  |  |  |  | DETECTO 10356793 NOT KNOWN |  |  | Disposition |  | 99:99:99:99:99:99 |  | Equipment | 6M:00-CAL | 04/19/2019 | 04/01/2020 | COOPER AMBULATORY OFF-SITES |  |  | Suite K - K221 - Rm 3 |  | SUSAN PINE
|  | DETECTO | DETECTO 339 |  | NOT KNOWN | VOORHEES SURGERY CENTER-PULMONARY |  |  |  | 01/01/1900 |  |  |  |  | NO | NO |  |  |  |  | DETECTO 10356774 NOT KNOWN |  |  | Disposition |  | 99:99:99:99:99:99 |  | Equipment | 6M:00-CAL | 04/19/2019 | 04/01/2020 | COOPER AMBULATORY OFF-SITES |  |  | Suite K - K223 - Rm 1 |  | SUSAN PINE
|  | DETECTO | DETECTO 339 |  | E30806-0122 | ANTERPARTUM-INVITRO FERT |  |  | excluded | 06/24/2015 |  |  |  |  | NO | NO |  |  |  |  | DETECTO 10355024 E30806-0122 |  |  | Active |  | 99:99:99:99:99:99 |  | Equipment | 6M:00-CAL | 07/29/2019 | 01/01/2020 | COOPER UNIVERSITY HOSPITAL |  |  | D617 |  | GRACE SVEINBZORNSSON
|  | DETECTO | DETECTO 339 |  | 9805-2518 | VOORHEES SURGERY CENTER-OPERATING ROOM |  |  |  | 01/01/2010 |  |  |  |  | NO | NO |  |  |  |  | DETECTO 10346069 9805-2518 |  |  | Disposition |  |  |  | Equipment | 6M:00-CAL | 04/25/2016 | 04/01/2020 | COOPER AMBULATORY OFF-SITES |  |  | PRE-OP BATHROOM |  | JENNIFER BOMBARO
|  | DETECTO | DETECTO 3P7044 |  | 9108-2489 | MAPLE SHADE-FAMILY MEDICINE |  |  | excluded | 07/20/2004 |  |  |  |  | NO | NO |  |  |  |  | DETECTO 10346751 9108-2489 |  |  | Active |  | 99:99:99:99:99:99 |  | Equipment | 6M:00-CAL | 09/05/2019 | 03/01/2020 | COOPER AMBULATORY OFF-SITES |  |  | EXAM ROOM |  | ANDREA GRAHAM
|  | DETECTO | DETECTO 3P7044 |  | coophospnsn045 | PULMONARY LAB |  |  | excluded | 01/01/1900 |  |  |  |  | NO | NO |  |  |  |  | DETECTO 06973 coophospnsn045 |  |  | Active |  | 99:99:99:99:99:99 |  | Equipment | 6M:00-CAL | 11/01/2019 | 05/01/2020 | COOPER UNIVERSITY HOSPITAL |  |  |  |  | KATHY LOFLAND
|  | DETECTO | DETECTO 442 |  | 3P7044 | PHYSICAL THERAPY DEPARTMENT |  |  | excluded | 10/31/2019 |  |  |  |  | NO | NO |  |  |  |  | DETECTO 10769746 3P7044 |  |  | Active |  | 99:99:99:99:99:99 |  | Equipment | PAAR:00-PVAR | 10/31/2019 | 10/31/2019 | COOPER AMBULATORY OFF-SITES |  |  | Glassboro Bone & Joint | 0012396963 | COURTNEY BUDD | Preventative Maintenance | Closed | Josh Harris | 10/31/2019 | 10/31/2019 | PERFORMANCE ASSURANCE AT INVENTORY | INVENTORIED DEVICE AND ENSURED DEVICE WAS FUNCTIONING PROPERLY. | A2EB947F-243F-44FC-8845-348A685A28D9 | Labor | 10/31/2019 | 10/31/2019 | Josh Harris
|  | DETECTO | DETECTO 450 |  | 9504-4067-66 | BIOMEDICAL |  |  |  | 12/21/2015 |  |  |  |  | NO | NO |  |  |  |  | DETECTO 11813 9504-4067-66 |  |  | Disposition |  |  |  | Equipment | 1Y:00-MFG | 12/21/2015 | 12/21/2015 | COOPER UNIVERSITY HOSPITAL |  |  |  |  | Bonnie Aichroch |  |  |  | 12/21/2015 | 12/21/2015 |  |  |  |  | 12/21/2015 | 12/21/2015
|  | DETECTO | DETECTO 459-CH |  | 9611-10 | LINCOLN DRIVE-FAMILY MEDICINE |  |  | excluded | 01/01/1900 |  |  |  |  | NO | NO |  |  |  |  | DETECTO 10346746 9611-10 |  |  | Active |  | 99:99:99:99:99:99 |  | Equipment | 6M:00-CAL | 10/08/2019 | 04/01/2020 | COOPER AMBULATORY OFF-SITES |  |  | 701 Rt 73N - Peds Vitals Area |  | SCOTT GROFF
|  | DETECTO | DETECTO 502KL |  | NOT KNOWN | 3 COOPER - SURGERY DEPARTMENT |  |  | excluded | 01/01/1900 |  |  |  |  | NO | NO |  |  |  |  | DETECTO 10346837 NOT KNOWN |  |  | Active |  | 99:99:99:99:99:99 |  | Equipment | 6M:00-CAL | 11/01/2019 | 05/01/2020 | COOPER AMBULATORY OFF-SITES |  |  | Suite 403 - Hallway |  | ANNE MAIER
|  | DETECTO | DETECTO 502KL |  | NOT KNOWN | 3 COOPER - SURGERY DEPARTMENT |  |  | excluded | 01/01/1900 |  |  |  |  | NO | NO |  |  |  |  | DETECTO 10346822 NOT KNOWN |  |  | Active |  | 99:99:99:99:99:99 |  | Equipment | 6M:00-CAL | 11/01/2019 | 05/01/2020 | COOPER AMBULATORY OFF-SITES |  |  | SUITE 403 - Back Room |  | ANNE MAIER
|  | DETECTO | DETECTO 502KL |  | Not Known | 3 COOPER - SURGERY DEPARTMENT |  |  | excluded | 01/01/1900 |  |  |  |  | NO | NO |  |  |  |  | DETECTO 10346818 Not Known |  |  | Active |  | 99:99:99:99:99:99 |  | Equipment | 6M:00-CAL | 11/01/2019 | 05/01/2020 | COOPER AMBULATORY OFF-SITES |  |  | Suite 403 - Exam 9 |  | ANNE MAIER
|  | DETECTO | DETECTO 502KL |  | Not Known | 3 COOPER - SURGERY DEPARTMENT |  |  | excluded | 01/01/1900 |  |  |  |  | NO | NO |  |  |  |  | DETECTO 10346812 Not Known |  |  | Active |  | 99:99:99:99:99:99 |  | Equipment | 6M:00-CAL | 11/01/2019 | 05/01/2020 | COOPER AMBULATORY OFF-SITES |  |  | Suite 403 - Exam 16 |  | ANNE MAIER
|  | DETECTO | DETECTO 502KL |  | Not Known | 3 COOPER - SURGERY DEPARTMENT |  |  | excluded | 01/01/1900 |  |  |  |  | NO | NO |  |  |  |  | DETECTO 10346813 Not Known |  |  | Active |  | 99:99:99:99:99:99 |  | Equipment | 6M:00-CAL | 11/01/2019 | 05/01/2020 | COOPER AMBULATORY OFF-SITES |  |  | Suite 403 - Exam 18 |  | ANNE MAIER
|  | DETECTO | DETECTO 502KL |  | NOT KNOWN | 3 COOPER - SURGERY DEPARTMENT |  |  | excluded | 01/01/1900 |  |  |  |  | NO | NO |  |  |  |  | DETECTO 10346811 NOT KNOWN |  |  | Active |  | 99:99:99:99:99:99 |  | Equipment | 6M:00-CAL | 11/01/2019 | 05/01/2020 | COOPER AMBULATORY OFF-SITES |  |  | Suite 403 - Exam 17 |  | ANNE MAIER
|  | DETECTO | DETECTO 502KL |  | NOT KNOWN | 3 COOPER - SURGERY DEPARTMENT |  |  | excluded | 01/01/1900 |  |  |  |  | NO | NO |  |  |  |  | DETECTO 10346810 NOT KNOWN |  |  | Active |  | 99:99:99:99:99:99 |  | Equipment | 6M:00-CAL | 11/01/2019 | 05/01/2020 | COOPER AMBULATORY OFF-SITES |  |  | Suite 403 - Exam 15 |  | ANNE MAIER
|  | DETECTO | DETECTO 6437 |  | E23213-0236 | RIPPA CENTER-OB/GYN |  |  | excluded | 08/01/2013 |  |  |  |  | NO | NO |  |  |  |  | DETECTO 10315930 E23213-0236 |  |  | Active |  | 99:99:99:99:99:99 |  | Equipment | 6M:00-CAL | 05/10/2019 | 05/01/2020 | COOPER AMBULATORY OFF-SITES |  |  | OB/GYN NURSES STAT |  | PATRICIA HUFF
|  | DETECTO | DETECTO 6550 |  | E19710-0038 | VOORHEES PEDIATRICS |  |  | excluded | 08/24/2010 |  |  |  |  | NO | NO |  |  |  |  | DETECTO 10347010 E19710-0038 |  |  | Active |  | 99:99:99:99:99:99 |  | Equipment | PAAR:00-PVAR | 10/31/2019 |  | COOPER AMBULATORY OFF-SITES |  |  | 6400 Main St. |  | MAUREEN OBRIEN
|  | DETECTO | DETECTO 6735 |  | E33201-0045 | BUNKER HILL-PEDIATRICS |  |  | excluded | 01/01/1900 |  |  |  |  | NO | NO |  |  |  |  | DETECTO 10366770 E33201-0045 |  |  | Active |  | 99:99:99:99:99:99 |  | Equipment | 6M:00-CAL | 11/01/2019 | 05/01/2020 | COOPER AMBULATORY OFF-SITES |  |  | OUTSIDE EXAM RM 1 |  | MAUREEN OBRIEN
|  | DETECTO | DETECTO 750 |  | NOT KNOWN | 3 COOPER-HEM/ONC |  |  | excluded | 11/01/2019 |  |  |  |  | NO | NO |  |  |  |  | DETECTO 30126216 NOT KNOWN |  |  | Active |  | 99:99:99:99:99:99 |  | Equipment | 6M:00-CAL | 11/01/2019 | 11/01/2019 | COOPER AMBULATORY OFF-SITES |  |  | Suite 211 - Hallway |  | LOIS CARR |  |  |  | 11/01/2019 | 11/01/2019 |  |  |  |  | 11/01/2019 | 11/01/2019
|  | DETECTO | DETECTO 750 |  | E10717-0111 | COOPER PRIMARY CARE |  |  | excluded | 10/31/2019 |  |  |  |  | NO | NO |  |  |  |  | DETECTO 10769682 E10717-0111 |  |  | Active |  | 99:99:99:99:99:99 |  | Equipment | PAAR:00-PVAR | 10/31/2019 | 10/31/2019 | COOPER AMBULATORY OFF-SITES |  |  | RUNNEMEDE | 0012056072 | CINDY PATTEN | Performance Verification | Closed | Richard Jolly | 10/31/2019 | 10/31/2019 | INCOMING INVENTORY | DEVICE INVENTORIED | 1CD50823-8998-4843-8EF5-DF915D52A4E1 | Labor | 10/31/2019 | 10/31/2019 | Bonnie Aichroth
|  | DETECTO | DETECTO 750 |  | E30315-0169 | PULMONARY LAB |  |  | excluded | 11/11/2015 |  |  |  |  | NO | NO |  |  |  |  | DETECTO 10480255 E30315-0169 |  |  | Active |  | 99:99:99:99:99:99 |  | Equipment | PAAR:00-PVAR | 10/31/2019 |  | COOPER UNIVERSITY HOSPITAL |  |  |  | 0012411718 | KATHY LOFLAND | Preventative Maintenance | Closed | Michael Youch | 11/17/2017 | 11/17/2017 | PERFORMANCE ASSURANCE AT INVENTORY | INVENTORIED DEVICE AND ENSURED DEVICE WAS FUNCTIONING PROPERLY. | B215873D-979F-4594-9658-32799FE1353C | Labor | 11/17/2017 | 11/17/2017 | Michael Youch
|  | DETECTO | DETECTO 750 |  | E22315-0233 | BUNKER HILL-PEDIATRICS |  |  | excluded | 02/22/2016 |  |  |  |  | NO | NO |  |  |  |  | DETECTO 10480145 E22315-0233 |  |  | Active |  | 99:99:99:99:99:99 |  | Equipment | PAAR:00-PVAR | 10/31/2019 |  | COOPER AMBULATORY OFF-SITES |  |  |  |  | MAUREEN OBRIEN
|  | DETECTO | DETECTO 750 |  | E02715-0027 | MOORESTOWN-PEDIATRICS |  |  | excluded | 01/01/1900 |  |  |  |  | NO | NO |  |  |  |  | DETECTO 10366153 E02715-0027 |  |  | Active |  | 99:99:99:99:99:99 |  | Equipment | 6M:00-CAL | 07/02/2019 | 01/01/2020 | COOPER AMBULATORY OFF-SITES |  |  | TRIAGE-MARTER AVE - SUITE 402 |  | MAUREEN OBRIEN
|  | DETECTO | DETECTO 750 |  | E01008-0078 | BURLINGTON OUTPATIENT PEDIATRICS |  |  | excluded | 01/31/2008 |  |  |  |  | NO | NO |  |  |  |  | DETECTO 10365996 E01008-0078 |  |  | Active |  | 99:99:99:99:99:99 |  | Equipment | 6M:00-CAL | 08/09/2019 | 02/01/2020 | COOPER AMBULATORY OFF-SITES |  |  | NURSES STATION |  | CHARMAINE RHETT
|  | DETECTO | DETECTO 750 |  | E10107-0131 | 3 COOPER-EARLY INTERVENTION PROGRAM |  |  | excluded | 03/30/2007 |  |  |  |  | NO | NO |  |  |  |  | DETECTO 10346790 E10107-0131 |  |  | Active |  | 99:99:99:99:99:99 |  | Equipment | 6M:00-CAL | 11/01/2019 | 05/01/2020 | COOPER AMBULATORY OFF-SITES |  |  | Suite 513 - Exam 8 |  | Sue Cooper
|  | DETECTO | DETECTO 750 |  | E16313-0183 | 3 COOPER-MULTISPECIALTY CENTER |  |  | excluded | 04/01/2013 |  |  |  |  | NO | NO |  |  |  |  | DETECTO 10345570 E16313-0183 |  |  | Active |  | 99:99:99:99:99:99 |  | Equipment | 6M:00-CAL | 11/01/2019 | 05/01/2020 | COOPER AMBULATORY OFF-SITES |  |  | Suite 104 - R Hallway |  | MARGIE OUTLER
|  | DETECTO | DETECTO 750 |  | E01008-0084 | MT. LAUREL-PULMONARY |  |  | excluded | 05/15/2008 |  |  |  |  | NO | NO |  |  |  |  | DETECTO 10345389 E01008-0084 |  |  | Active |  | 99:99:99:99:99:99 |  | Equipment | 6M:00-CAL | 08/07/2019 | 02/01/2020 | COOPER AMBULATORY OFF-SITES |  |  | EXAM 10 |  | KATHY LOFLAND
|  | DETECTO | DETECTO 758C |  | E243-020085 | NUCLEAR MEDICINE |  |  |  | 01/01/1900 |  |  |  |  | NO | NO |  |  |  |  | DETECTO 10368715 E243-020085 |  |  | Disposition |  | 99:99:99:99:99:99 |  | Equipment | 6M:00-CAL | 05/25/2018 | 05/01/2020 | COOPER UNIVERSITY HOSPITAL |  |  | B95 |  | Donna Handy
|  | DETECTO | DETECTO 758C |  | E27410-0409 | BUNKER HILL-INTERNAL MEDICINE |  |  |  | 09/27/2010 |  |  |  |  | NO | NO |  |  |  |  | DETECTO 10366758 E27410-0409 |  |  | Disposition |  | 99:99:99:99:99:99 |  | Equipment | 6M:00-CAL | 05/06/2019 |  | COOPER AMBULATORY OFF-SITES |  |  | HALLWAY OUTSIDE EXAM 3 |  | SUSAN BABCOCK
|  | DETECTO | DETECTO 758C |  | 758C | HADDON HEIGHTS-FAMILY MEDICINE |  |  | excluded | 01/01/1900 |  |  |  |  | NO | NO |  |  |  |  | DETECTO 10365787 758C |  |  | Active |  | 99:99:99:99:99:99 |  | Equipment | 6M:00-CAL | 09/16/2019 | 03/01/2020 | COOPER AMBULATORY OFF-SITES |  |  | NURSES STATION |  | KELLIE STOUT
|  | DETECTO | DETECTO 758C |  | E06802-008 | VOORHEES SURGERY CENTER-RADIATION/ONC |  |  |  | 01/01/1900 |  |  |  |  | NO | NO |  |  |  |  | DETECTO 10356858 E06802-008 |  |  | Disposition |  |  |  | Equipment | 6M:00-CAL | 10/19/2016 | 04/01/2020 | COOPER AMBULATORY OFF-SITES |  |  | EXAM HALLWAY |  | COLLEEN TEGELER
|  | DETECTO | DETECTO 758C |  | E09303-0107 | INCU - KELEMEN S10 |  |  |  | 01/01/1900 |  |  |  |  | NO | NO |  |  |  |  | DETECTO 10356110 E09303-0107 |  |  | Disposition |  | 99:99:99:99:99:99 |  | Equipment | 6M:00-CAL | 05/25/2018 |  | COOPER UNIVERSITY HOSPITAL |  |  | RM 809 |  | Lisa Brooks
|  | DETECTO | DETECTO 758C |  | E12501-0030 | VOORHEES PEDIATRICS |  |  |  | 01/01/1900 |  |  |  |  | NO | NO |  |  |  |  | DETECTO 10347021 E12501-0030 |  |  | Disposition |  |  |  | Equipment | 6M:00-CAL | 05/02/2016 | 04/01/2020 | COOPER AMBULATORY OFF-SITES |  |  | RM B6 |  | MAUREEN OBRIEN
|  | DETECTO | DETECTO 758C |  | E29311-0023 | VOORHEES PEDIATRICS |  |  | excluded | 10/06/2011 |  |  |  |  | NO | NO |  |  |  |  | DETECTO 10347015 E29311-0023 |  |  | Active |  | 99:99:99:99:99:99 |  | Equipment | 6M:00-CAL | 10/09/2019 | 04/01/2020 | COOPER AMBULATORY OFF-SITES |  |  | 6400 Main St. - Triage Rm |  | MAUREEN OBRIEN
|  | DETECTO | DETECTO 758C |  | E27410-0406 | BUNKER HILL-INTERNAL MEDICINE |  |  |  | 09/27/2010 |  |  |  |  | NO | NO |  |  |  |  | DETECTO 10345727 E27410-0406 |  |  | Disposition |  | 99:99:99:99:99:99 |  | Equipment | 6M:00-CAL | 05/06/2019 |  | COOPER AMBULATORY OFF-SITES |  |  | INTERNAL MED - HALLWAY |  | SUSAN BABCOCK
|  | DETECTO | DETECTO 758C |  | E02309-0111 | 3 COOPER-PEDIATRICS |  |  | excluded | 02/26/2009 |  |  |  |  | NO | NO |  |  |  |  | DETECTO 10345636 E02309-0111 |  |  | Active |  | 99:99:99:99:99:99 |  | Equipment | 6M:00-CAL | 11/01/2019 | 05/01/2020 | COOPER AMBULATORY OFF-SITES |  |  | Suite 200 - Exam 1 |  | MAUREEN OBRIEN
|  | DETECTO | DETECTO 758C |  | E10708-0329 | CYBER KNIFE |  |  |  | 05/28/2008 |  |  |  |  | NO | NO |  |  |  |  | DETECTO 10345412 E10708-0329 |  |  | Disposition |  | 99:99:99:99:99:99 |  | Equipment | 6M:00-CAL | 10/01/2019 | 04/01/2020 | COOPER AMBULATORY OFF-SITES |  |  | HALLWAY |  | CINDY BAPTISTA
|  | DETECTO | DETECTO 758C |  | E29311-0024 | VOORHEES PEDIATRICS |  |  | excluded | 10/06/2011 |  |  |  |  | NO | NO |  |  |  |  | DETECTO 10345344 E29311-0024 |  |  | Active |  | 99:99:99:99:99:99 |  | Equipment | 6M:00-CAL | 10/09/2019 | 04/01/2020 | COOPER AMBULATORY OFF-SITES |  |  | 6400 Main St. - B1 |  | MAUREEN OBRIEN
|  | DETECTO | DETECTO 758C |  | E34111-0101 | VOORHEES PEDIATRICS |  |  | excluded | 01/10/2012 |  |  |  |  | NO | NO |  |  |  |  | DETECTO 10345335 E34111-0101 |  |  | Active |  | 99:99:99:99:99:99 |  | Equipment | 6M:00-CAL | 10/09/2019 | 04/01/2020 | COOPER AMBULATORY OFF-SITES |  |  | 6400 Main St. - B6 |  | MAUREEN OBRIEN
|  | DETECTO | DETECTO 758C |  | E34111-0107 | VOORHEES PEDIATRICS |  |  | excluded | 01/10/2012 |  |  |  |  | NO | NO |  |  |  |  | DETECTO 10345336 E34111-0107 |  |  | Active |  | 99:99:99:99:99:99 |  | Equipment | 6M:00-CAL | 10/21/2019 | 04/01/2020 | COOPER AMBULATORY OFF-SITES |  |  | 6400 Main St. - B4 |  | MAUREEN OBRIEN
|  | DETECTO | DETECTO 758C |  | E05713-0389 | VOORHEES PEDIATRICS |  |  | excluded | 03/07/2013 |  |  |  |  | NO | NO |  |  |  |  | DETECTO 10345333 E05713-0389 |  |  | Active |  | 99:99:99:99:99:99 |  | Equipment | 6M:00-CAL | 10/09/2019 | 04/01/2020 | COOPER AMBULATORY OFF-SITES |  |  | 6400 Main St. - B5 |  | MAUREEN OBRIEN
|  | DETECTO | DETECTO 758C |  | E07113-0066 | VOORHEES PEDIATRICS |  |  | excluded | 04/10/2013 |  |  |  |  | NO | NO |  |  |  |  | DETECTO 10345329 E07113-0066 |  |  | Active |  | 99:99:99:99:99:99 |  | Equipment | 6M:00-CAL | 10/09/2019 | 04/01/2020 | COOPER AMBULATORY OFF-SITES |  |  | 6400 Main St. - B7 |  | MAUREEN OBRIEN
|  | DETECTO | DETECTO 758C |  | E05713-0387 | VOORHEES PEDIATRICS |  |  | excluded | 03/07/2013 |  |  |  |  | NO | NO |  |  |  |  | DETECTO 10345331 E05713-0387 |  |  | Active |  | 99:99:99:99:99:99 |  | Equipment | 6M:00-CAL | 10/09/2019 | 04/01/2020 | COOPER AMBULATORY OFF-SITES |  |  | 6400 Main St. - B3 |  | MAUREEN OBRIEN
|  | DETECTO | DETECTO 758C |  | E07113-0070 | VOORHEES PEDIATRICS |  |  | excluded | 04/10/2013 |  |  |  |  | NO | NO |  |  |  |  | DETECTO 10345326 E07113-0070 |  |  | Active |  | 99:99:99:99:99:99 |  | Equipment | 6M:00-CAL | 10/09/2019 | 04/01/2020 | COOPER AMBULATORY OFF-SITES |  |  | 6400 Main St. - B2 |  | MAUREEN OBRIEN
|  | DETECTO | DETECTO 8435-8432 |  |  | COOPER CANCER-- EGG HARBOR |  |  | excluded | 10/31/2019 |  |  |  |  | NO | NO |  |  |  |  | DETECTO 10769729 |  |  | Active |  | 99:99:99:99:99:99 |  | Equipment | PAAR:00-PVAR | 10/31/2019 | 10/31/2019 | COOPER AMBULATORY OFF-SITES |  |  |  | 0012025472 | VIOLET YACOVELLI | Preventative Maintenance | Closed | Josh Harris | 10/31/2019 | 10/31/2019 | PERFORMANCE ASSURANCE AT INVENTORY | INVENTORIED DEVICE AND ENSURED DEVICE WAS FUNCTIONING PROPERLY. | E1A57E33-D1D2-45F3-AA27-082A205A8152 | Labor | 10/31/2019 | 10/31/2019 | Josh Harris
|  | DETECTO | DETECTO 8440 |  | NOT KNOWN | AUDUBON URGENT CARE |  |  | excluded | 01/01/1900 |  |  |  |  | NO | NO |  |  |  |  | DETECTO 10366261 NOT KNOWN |  |  | Active |  | 99:99:99:99:99:99 |  | Equipment | 6M:00-CAL | 10/08/2019 | 04/01/2020 | COOPER AMBULATORY OFF-SITES |  |  | 318 S White Horse Pike - HALLWAY |  | MELISSA PORTOBANCO
|  | DETECTO | DETECTO 8440 |  | E35112-0314 | 3 COOPER-PEDIATRICS |  |  |  | 08/01/2013 |  |  |  |  | NO | NO |  |  |  |  | DETECTO 10345708 E35112-0314 |  |  | Disposition |  | 99:99:99:99:99:99 |  | Equipment | 6M:00-CAL | 05/29/2018 |  | COOPER AMBULATORY OFF-SITES |  |  | SUITE 200 - Exam 27 Shelf |  | MAUREEN OBRIEN
|  | DETECTO | DETECTO 8850 |  |  | INTENSIVE CARE NURSERY |  |  |  | 10/16/2019 |  |  |  |  | NO | NO |  |  |  |  | DETECTO 30142226 8852359150020 |  |  | Disposition |  | 99:99:99:99:99:99 |  | Equipment | PAAR:00-PVAR | 10/16/2019 | 10/16/2019 | COOPER UNIVERSITY HOSPITAL |  |  |  |  | JOANNE FOX |  |  |  | 10/16/2019 | 10/16/2019 |  |  |  |  | 10/16/2019 | 10/16/2019
|  | DETECTO | DETECTO 8850 |  |  | INTENSIVE CARE NURSERY |  |  | excluded | 10/31/2019 |  |  |  |  | NO | NO |  |  |  |  | DETECTO 30142225 8852359150019 |  |  | Active |  | 99:99:99:99:99:99 |  | Equipment | PAAR:00-PVAR | 10/31/2019 | 10/31/2019 | COOPER UNIVERSITY HOSPITAL |  |  |  |  | JOANNE FOX |  |  |  | 10/31/2019 | 10/31/2019 |  |  |  |  | 10/31/2019 | 10/31/2019
|  | DETECTO | DETECTO ADULT |  | SL09790180815329 | 6200 MAIN ST-SURGERY |  |  |  | 10/16/2019 |  |  |  |  | NO | NO |  |  |  |  | DETECTO 11239292 SL09790180815329 |  |  | Disposition |  | 99:99:99:99:99:99 |  | Equipment | PAAR:00-PVAR | 10/16/2019 | 10/16/2019 | COOPER AMBULATORY OFF-SITES |  |  |  | WOT00000001408648 | BOBBIE MICKLE | Performance Verification | Closed | Kirk Lis | 10/16/2019 | 10/16/2019 | Performance Verification for DETECTO 11239292 SL09790180815329 | Initial Install of Performance Verification. Device is ready for patient use. |  |  | 10/16/2019 | 10/16/2019
|  | DETECTO | DETECTO AP-4KD |  | E32715-0013 | LABOR & DELIVERY |  |  | excluded | 11/01/2019 |  |  |  |  | NO | NO |  |  |  |  | DETECTO 11207643 E32715-0013 |  |  | Active |  |  |  | Equipment | 6M:00-CAL | 11/01/2019 | 11/01/2019 | COOPER UNIVERSITY HOSPITAL |  |  | Performance Verification | WOT00000003017765 | JOANNA HORST | Performance Verification | Closed | Gene Amodei | 11/01/2019 | 11/01/2019 | Performance Verification for DETECTO 11207643 E32715-0013 | Initial Install of Performance Verification. Device is ready for patient use. |  |  | 11/01/2019 | 11/01/2019
|  | DETECTO | DETECTO AP-4KD |  | 24416-0007 | LABOR & DELIVERY |  |  | excluded | 11/01/2019 |  |  |  |  | NO | NO |  |  |  |  | DETECTO 30244940 24416-0007 |  |  | Active |  | 99:99:99:99:99:99 |  | Equipment | 6M:00-CAL | 11/01/2019 | 11/01/2019 | COOPER UNIVERSITY HOSPITAL |  |  |  | 0012493691 | JOANNA HORST | Preventative Maintenance | Closed | Josh Harris | 11/01/2019 | 11/01/2019 | PERFORMANCE ASSURANCE AT INVENTORY | INVENTORIED DEVICE AND ENSURED DEVICE WAS FUNCTIONING PROPERLY. | FCC6390C-57D1-42B3-97DC-264A38C2430C | Labor | 11/01/2019 | 11/01/2019 | Gene Amodei
|  | DETECTO | DETECTO AP-4KD |  | 24416-0010 | LABOR & DELIVERY |  |  | excluded | 11/01/2019 |  |  |  |  | NO | NO |  |  |  |  | DETECTO 30212656 24416-0010 |  |  | Active |  | 99:99:99:99:99:99 |  | Equipment | 6M:00-CAL | 11/01/2019 | 11/01/2019 | COOPER UNIVERSITY HOSPITAL |  |  |  | 0012493636 | JOANNA HORST | Performance Verification | Closed | Josh Harris | 11/01/2019 | 11/01/2019 | INCOMING INVENTORY | DEVICE INVENTORIED | 1D01C930-7507-4C08-AF9D-C638BAA1B759 | Labor | 11/01/2019 | 11/01/2019 | Josh Harris
|  | DETECTO | DETECTO AP-4KD |  | 224416-0006 | LABOR & DELIVERY |  |  | excluded | 11/01/2019 |  |  |  |  | NO | NO |  |  |  |  | DETECTO 30212647 224416-0006 |  |  | Active |  | 99:99:99:99:99:99 |  | Equipment | 6M:00-CAL | 11/01/2019 | 11/01/2019 | COOPER UNIVERSITY HOSPITAL |  |  |  | 0012493643 | JOANNA HORST | Performance Verification | Closed | Josh Harris | 11/01/2019 | 11/01/2019 | INCOMING INVENTORY | DEVICE INVENTORIED | FE1B0803-EB07-40EA-BB44-C425A4CA4E7A | Labor | 11/01/2019 | 11/01/2019 | Josh Harris
|  | DETECTO | DETECTO AP-4KD |  | 24416-0011 | LABOR & DELIVERY |  |  | excluded | 11/01/2019 |  |  |  |  | NO | NO |  |  |  |  | DETECTO 30212626 24416-0011 |  |  | Active |  | 99:99:99:99:99:99 |  | Equipment | 6M:00-CAL | 11/01/2019 | 11/01/2019 | COOPER UNIVERSITY HOSPITAL |  |  |  | 0012493648 | JOANNA HORST | Performance Verification | Closed | Josh Harris | 11/01/2019 | 11/01/2019 | INCOMING INVENTORY | DEVICE INVENTORIED | 3DC881E5-91DF-4EB9-8CF9-6707524DA6C4 | Labor | 11/01/2019 | 11/01/2019 | Josh Harris
|  | DETECTO | DETECTO AP-4KD |  | 24416-0012 | LABOR & DELIVERY |  |  | excluded | 11/01/2019 |  |  |  |  | NO | NO |  |  |  |  | DETECTO 30212625 24416-0012 |  |  | Active |  | 99:99:99:99:99:99 |  | Equipment | 6M:00-CAL | 11/01/2019 | 11/01/2019 | COOPER UNIVERSITY HOSPITAL |  |  |  | 0012493655 | JOANNA HORST | Preventative Maintenance | Closed | Josh Harris | 11/01/2019 | 11/01/2019 | PERFORMANCE ASSURANCE AT INVENTORY | INVENTORIED DEVICE AND ENSURED DEVICE WAS FUNCTIONING PROPERLY. | AF14C143-EC3F-4056-A0DE-947CE504FA60 | Labor | 11/01/2019 | 11/01/2019 | Gene Amodei
|  | DETECTO | DETECTO AP-4KD |  | 24416-0008 | LABOR & DELIVERY |  |  | excluded | 11/01/2019 |  |  |  |  | NO | NO |  |  |  |  | DETECTO 30212624 24416-0008 |  |  | Active |  | 99:99:99:99:99:99 |  | Equipment | 6M:00-CAL | 11/01/2019 | 11/01/2019 | COOPER UNIVERSITY HOSPITAL |  |  |  | 0012493670 | JOANNA HORST | Performance Verification | Closed | Josh Harris | 11/01/2019 | 11/01/2019 | INCOMING INVENTORY | DEVICE INVENTORIED | C5506845-D808-48FF-BB73-C4634BF684F7 | Labor | 11/01/2019 | 11/01/2019 | Josh Harris
|  | DETECTO | DETECTO APEX |  | E26117-0264 | VOORHEES CARDIOLOGY SUITE 102 |  |  | excluded | 12/06/2017 |  |  |  |  | NO | NO |  |  |  |  | DETECTO 10732219 E26117-0264 |  |  | Active |  | 99:99:99:99:99:99 |  | Equipment | PAAR:00-PVAR | 10/31/2019 |  | COOPER AMBULATORY OFF-SITES |  |  |  | 0012586397 | MICHELE MOLINARI | Preventative Maintenance | Closed | Josh Harris | 12/27/2017 | 12/27/2017 | PERFORMANCE ASSURANCE AT INVENTORY | INVENTORIED DEVICE AND ENSURED DEVICE WAS FUNCTIONING PROPERLY. | 63F5D538-DD72-4B17-8667-B46B16D69AD7 | Labor | 12/06/2017 | 12/06/2017 | Kirk Lis
|  | DETECTO | DETECTO CN-20 |  | 9806-080 | 3 COOPER-PEDIATRICS |  |  | excluded | 11/22/2019 |  |  |  |  | NO | NO |  |  |  |  | DETECTO 30280031 9806-080 |  |  | Active |  | 99:99:99:99:99:99 |  | Equipment | PAAR:00-PVAR | 11/22/2019 | 11/22/2019 | COOPER AMBULATORY OFF-SITES |  |  | Suite 200 - Exam 209 |  | MAUREEN OBRIEN |  |  |  | 11/22/2019 | 11/22/2019 |  |  |  |  | 11/22/2019 | 11/22/2019
|  | DETECTO | DETECTO CN20L |  | 9708-023 | KROC CENTER-FAMILY MEDICINE |  |  | excluded | 09/28/2005 |  |  |  |  | NO | NO |  |  |  |  | DETECTO 10365707 9708-023 |  |  | Active |  | 99:99:99:99:99:99 |  | Equipment | 6M:00-CAL | 05/07/2019 | 05/01/2020 | COOPER AMBULATORY OFF-SITES |  |  | 3156 RIVER ROAD |  | JESSICA NIEVES
|  | DETECTO | DETECTO FLOOR SCALE |  |  | 3 COOPER-PSYCHIATRY |  |  | excluded | 10/31/2019 |  |  |  |  | NO | NO |  |  |  |  | DETECTO 30126219 30126219 |  |  | Active |  | 99:99:99:99:99:99 |  | Equipment | PAAR:00-PVAR | 10/31/2019 | 10/31/2019 | COOPER AMBULATORY OFF-SITES |  |  | Suite 307 - Hallway |  | Andrea Junaid |  |  |  | 10/31/2019 | 10/31/2019 |  |  |  |  | 10/31/2019 | 10/31/2019
|  | DETECTO | DETECTO FLOOR SCALE |  | Not Known | PHYSICAL THERAPY |  |  | excluded | 01/01/1900 |  |  |  |  | NO | NO |  |  |  |  | DETECTO 10367456 Not Known |  |  | Active |  | 99:99:99:99:99:99 |  | Equipment | 6M:00-CAL | 05/31/2019 | 05/01/2020 | COOPER UNIVERSITY HOSPITAL |  |  | PT/ RM 546 |  | JOSEPHINE HONG
|  | DETECTO | DETECTO FLOOR SCALE |  | Not Known | BUNKER HILL-OB/GYN |  |  |  | 01/01/1900 |  |  |  |  | NO | NO |  |  |  |  | DETECTO 10366985 Not Known |  |  | Disposition |  |  |  | Equipment | 6M:00-CAL | 11/01/2015 |  | COOPER AMBULATORY OFF-SITES |  |  | HALLWAY |  | LISA POTTS
|  | DETECTO | DETECTO FLOOR SCALE |  | Not Known | BUNKER HILL-SURGERY |  |  | excluded | 01/01/1900 |  |  |  |  | NO | NO |  |  |  |  | DETECTO 10366884 Not Known |  |  | Active |  | 99:99:99:99:99:99 |  | Equipment | 6M:00-CAL | 06/27/2019 | 12/01/2019 | COOPER AMBULATORY OFF-SITES |  |  | Podiatry HALLWAY |  | ANNE MAIER
|  | DETECTO | DETECTO FLOOR SCALE |  | Not Known | BUNKER HILL-SURGERY |  |  | excluded | 01/01/1900 |  |  |  |  | NO | NO |  |  |  |  | DETECTO 10366851 Not Known |  |  | Active |  | 99:99:99:99:99:99 |  | Equipment | 6M:00-CAL | 06/27/2019 | 12/01/2019 | COOPER AMBULATORY OFF-SITES |  |  | HALLWAY |  | ANNE MAIER
|  | DETECTO | DETECTO FLOOR SCALE |  | E16113-0037 | GLOUCESTER-MEDICINE |  |  |  | 01/01/2013 |  |  |  |  | NO | NO |  |  |  |  | DETECTO 10366849 E16113-0037 |  |  | Disposition |  |  |  | Equipment | 6M:00-CAL | 03/09/2016 | 03/01/2020 | COOPER AMBULATORY OFF-SITES |  |  | Exam 1 - Closed |  | KELLIE STOUT
|  | DETECTO | DETECTO FLOOR SCALE |  | 0402-1346 | GLOUCESTER-MEDICINE |  |  |  | 01/01/1900 |  |  |  |  | NO | NO |  |  |  |  | DETECTO 10366844 0402-1346 |  |  | Disposition |  |  |  | Equipment | 6M:00-CAL | 03/09/2016 | 03/01/2020 | COOPER AMBULATORY OFF-SITES |  |  | EXAM 4 - Closing |  | KELLIE STOUT
|  | DETECTO | DETECTO FLOOR SCALE |  | 0206-1818 | GLOUCESTER-MEDICINE |  |  |  | 01/01/1900 |  |  |  |  | NO | NO |  |  |  |  | DETECTO 10366846 0206-1818 |  |  | Disposition |  |  |  | Equipment | 6M:00-CAL | 03/09/2016 | 03/01/2020 | COOPER AMBULATORY OFF-SITES |  |  | EXAM 3 - Closing |  | KELLIE STOUT
|  | DETECTO | DETECTO FLOOR SCALE |  | 0005-1401 | GLOUCESTER-MEDICINE |  |  |  | 10/04/2005 |  |  |  |  | NO | NO |  |  |  |  | DETECTO 10366839 0005-1401 |  |  | Disposition |  |  |  | Equipment | 6M:00-CAL | 03/09/2016 | 03/01/2020 | COOPER AMBULATORY OFF-SITES |  |  | EXAM 2 - Closing |  | KELLIE STOUT
|  | DETECTO | DETECTO FLOOR SCALE |  | Not Known | THOROFARE-INTERNAL MEDICINE |  |  |  | 01/01/1900 |  |  |  |  | NO | NO |  |  |  |  | DETECTO 10366830 Not Known |  |  | Disposition |  | 99:99:99:99:99:99 |  | Equipment | 6M:00-CAL | 01/22/2019 | 01/01/2020 | COOPER AMBULATORY OFF-SITES |  |  | NEAR ENTRANCE |  | Cheryl Peck
|  | DETECTO | DETECTO FLOOR SCALE |  | Not Known | FAMILY MEDICAL SEWELL |  |  |  | 01/01/1900 |  |  |  |  | NO | NO |  |  |  |  | DETECTO 10366812 Not Known |  |  | Disposition |  | 99:99:99:99:99:99 |  | Equipment | 6M:00-CAL | 10/14/2019 | 04/01/2020 | COOPER AMBULATORY OFF-SITES |  |  | HALLWAY |  | MARIANNE SHIEPAN
|  | DETECTO | DETECTO FLOOR SCALE |  | 9302-1204 | FAMILY MEDICAL SEWELL |  |  |  | 01/01/1900 |  |  |  |  | NO | NO |  |  |  |  | DETECTO 10366806 9302-1204 |  |  | Disposition |  | 99:99:99:99:99:99 |  | Equipment | 6M:00-CAL | 10/14/2019 | 04/01/2020 | COOPER AMBULATORY OFF-SITES |  |  | HALLWAY |  | MARIANNE SHIEPAN
|  | DETECTO | DETECTO FLOOR SCALE |  | Not Known | FAMILY MEDICAL SEWELL |  |  |  | 01/01/1900 |  |  |  |  | NO | NO |  |  |  |  | DETECTO 10366803 Not Known |  |  | Disposition |  |  |  | Equipment | 6M:00-CAL | 04/01/2016 | 04/01/2020 | COOPER AMBULATORY OFF-SITES |  |  | EXAM 5 |  | MARIANNE SHIEPAN
|  | DETECTO | DETECTO FLOOR SCALE |  | Not Known | TURNERSVILLE CARDIOLOGY |  |  |  | 01/01/1900 |  |  |  |  | NO | NO |  |  |  |  | DETECTO 10366786 Not Known |  |  | Disposition |  |  |  | Equipment | PAAR:00-PVAR | 11/02/2019 |  | COOPER AMBULATORY OFF-SITES |  |  | HALLWAY NEXT TO EXAM 1 |  | MICHELE MOLINARI
|  | DETECTO | DETECTO FLOOR SCALE |  | Not Known | BURLINGTON OB/GYN |  |  | excluded | 01/01/1900 |  |  |  |  | NO | NO |  |  |  |  | DETECTO 10366252 Not Known |  |  | Active |  | 99:99:99:99:99:99 |  | Equipment | 6M:00-CAL | 11/01/2019 | 05/01/2020 | COOPER AMBULATORY OFF-SITES |  |  | EXAM 6 |  | Carey Myers
|  | DETECTO | DETECTO FLOOR SCALE |  | Not Known | MOORESTOWN-FAMILY MEDICINE |  |  | excluded | 07/13/2004 |  |  |  |  | NO | NO |  |  |  |  | DETECTO 10366212 Not Known |  |  | Active |  | 99:99:99:99:99:99 |  | Equipment | 6M:00-CAL | 07/02/2019 | 01/01/2020 | COOPER AMBULATORY OFF-SITES |  |  | HALLWAY |  | LYNNE DEJOSEPH
|  | DETECTO | DETECTO FLOOR SCALE |  |  | MOORESTOWN-FAMILY MEDICINE |  |  | excluded | 07/13/2004 |  |  |  |  | NO | NO |  |  |  |  | DETECTO 10366187 10366487 |  |  | Active |  | 99:99:99:99:99:99 |  | Equipment | 6M:00-CAL | 07/02/2019 | 01/01/2020 | COOPER AMBULATORY OFF-SITES |  |  | Exam 7 |  | LYNNE DEJOSEPH
|  | DETECTO | DETECTO FLOOR SCALE |  | Not Known | MAPLE SHADE-FAMILY MEDICINE |  |  | excluded | 01/01/1900 |  |  |  |  | NO | NO |  |  |  |  | DETECTO 10366174 Not Known |  |  | Active |  | 99:99:99:99:99:99 |  | Equipment | 6M:00-CAL | 09/05/2019 | 03/01/2020 | COOPER AMBULATORY OFF-SITES |  |  | EXAM 2 |  | ANDREA GRAHAM
|  | DETECTO | DETECTO FLOOR SCALE |  | Not Known | MAPLE SHADE-FAMILY MEDICINE |  |  | excluded | 01/01/1900 |  |  |  |  | NO | NO |  |  |  |  | DETECTO 10366170 Not Known |  |  | Active |  | 99:99:99:99:99:99 |  | Equipment | 6M:00-CAL | 09/05/2019 | 03/01/2020 | COOPER AMBULATORY OFF-SITES |  |  | EXAM 1 |  | ANDREA GRAHAM
|  | DETECTO | DETECTO FLOOR SCALE |  | 3P704 | BRACE ROAD-CARDIOLOGY |  |  | excluded | 01/01/1900 |  |  |  |  | NO | NO |  |  |  |  | DETECTO 10366034 3P704 |  |  | Active |  | 99:99:99:99:99:99 |  | Equipment | 6M:00-CAL | 05/06/2019 | 05/01/2020 | COOPER AMBULATORY OFF-SITES |  |  | ROOM 2 |  | Beth Mook
|  | DETECTO | DETECTO FLOOR SCALE |  | Not Known | BRACE ROAD-CARDIOLOGY |  |  | excluded | 01/01/1900 |  |  |  |  | NO | NO |  |  |  |  | DETECTO 10366026 Not Known |  |  | Active |  | 99:99:99:99:99:99 |  | Equipment | 6M:00-CAL | 05/06/2019 | 05/01/2020 | COOPER AMBULATORY OFF-SITES |  |  | ROOM 3 |  | Beth Mook
|  | DETECTO | DETECTO FLOOR SCALE |  | Not Known | BRACE ROAD-CARDIOLOGY |  |  | excluded | 01/01/1900 |  |  |  |  | NO | NO |  |  |  |  | DETECTO 10366023 Not Known |  |  | Active |  | 99:99:99:99:99:99 |  | Equipment | 6M:00-CAL | 05/06/2019 | 05/01/2020 | COOPER AMBULATORY OFF-SITES |  |  | exam 4 |  | Beth Mook
|  | DETECTO | DETECTO FLOOR SCALE |  | Not Known | BRACE ROAD-CARDIOLOGY |  |  | excluded | 01/01/1900 |  |  |  |  | NO | NO |  |  |  |  | DETECTO 10366024 Not Known |  |  | Active |  | 99:99:99:99:99:99 |  | Equipment | 6M:00-CAL | 05/03/2019 | 05/01/2020 | COOPER AMBULATORY OFF-SITES |  |  | EXAM 5 |  | Beth Mook
|  | DETECTO | DETECTO FLOOR SCALE |  | Not Known | BRACE ROAD-CARDIOLOGY |  |  | excluded | 01/01/1900 |  |  |  |  | NO | NO |  |  |  |  | DETECTO 10366022 Not Known |  |  | Active |  | 99:99:99:99:99:99 |  | Equipment | 6M:00-CAL | 05/06/2019 | 05/01/2020 | COOPER AMBULATORY OFF-SITES |  |  | EXAM 5 |  | Beth Mook
|  | DETECTO | DETECTO FLOOR SCALE |  | Not Known | BURLINGTON OB/GYN |  |  |  | 01/01/1900 |  |  |  |  | NO | NO |  |  |  |  | DETECTO 10365985 Not Known |  |  | Disposition |  | 99:99:99:99:99:99 |  | Equipment | 6M:00-CAL | 05/25/2018 |  | COOPER AMBULATORY OFF-SITES |  |  | NURSES STATION |  | Carey Myers
|  | DETECTO | DETECTO FLOOR SCALE |  | Not Known | BRACE ROAD-MEDICINE |  |  |  | 01/01/1900 |  |  |  |  | NO | NO |  |  |  |  | DETECTO 10365859 Not Known |  |  | Disposition |  | 99:99:99:99:99:99 |  | Equipment | 6M:00-CAL | 05/25/2018 | 05/01/2020 | COOPER AMBULATORY OFF-SITES |  |  | Neurology Suite 100 Room 6 |  | Cheryl Peck
|  | DETECTO | DETECTO FLOOR SCALE |  | Not Known | BRACE ROAD-MEDICINE |  |  |  | 01/01/1900 |  |  |  |  | NO | NO |  |  |  |  | DETECTO 10365858 Not Known |  |  | Disposition |  | 99:99:99:99:99:99 |  | Equipment | 6M:00-CAL | 05/31/2019 | 05/01/2020 | COOPER AMBULATORY OFF-SITES |  |  | Neurology Suite 100 Room 2 |  | Cheryl Peck
|  | DETECTO | DETECTO FLOOR SCALE |  |  | BRACE ROAD-MEDICINE |  |  |  | 01/01/1900 |  |  |  |  | NO | NO |  |  |  |  | DETECTO 10365845 10365845 |  |  | Disposition |  | 99:99:99:99:99:99 |  | Equipment | 6M:00-CAL | 05/10/2019 | 05/01/2020 | COOPER AMBULATORY OFF-SITES |  |  | ENDOCRONOLOGY HALLWAY |  | Cheryl Peck
|  | DETECTO | DETECTO FLOOR SCALE |  |  | BRACE ROAD-MEDICINE |  |  | excluded | 01/01/1900 |  |  |  |  | NO | NO |  |  |  |  | DETECTO 10365834 10365834 |  |  | Active |  | 99:99:99:99:99:99 |  | Equipment | 6M:00-CAL | 05/06/2019 | 05/01/2020 | COOPER AMBULATORY OFF-SITES |  |  | Endocrinology Room 2 |  | Cheryl Peck
|  | DETECTO | DETECTO FLOOR SCALE |  | NSNCOOPERAMB0011 | 3 COOPER-PSYCHIATRY |  |  |  | 01/01/1900 |  |  |  |  | NO | NO |  |  |  |  | DETECTO 10349206 NSNCOOPERAMB0011 |  |  | Disposition |  |  |  | Equipment | 6M:00-CAL | 11/10/2017 |  | COOPER AMBULATORY OFF-SITES |  |  | SUITE 307 - Exam 4 |  | Andrea Junaid
|  | DETECTO | DETECTO FLOOR SCALE |  | 26886** | 3 COOPER - MEDICINE DEPARTMENT |  |  | excluded | 01/01/1900 |  |  |  |  | NO | NO |  |  |  |  | DETECTO 10346951 26886** |  |  | Active |  | 99:99:99:99:99:99 |  | Equipment | 6M:00-CAL | 11/01/2019 | 05/01/2020 | COOPER AMBULATORY OFF-SITES |  |  | Suite 215 - Exam 5 |  | NANCY LOUIS
|  | DETECTO | DETECTO FLOOR SCALE |  | Not Known | PENNSVILLE-MEDICINE |  |  | excluded | 01/01/1900 |  |  |  |  | NO | NO |  |  |  |  | DETECTO 10345948 Not Known |  |  | Active |  | 99:99:99:99:99:99 |  | Equipment | 6M:00-CAL | 08/21/2019 | 02/01/2020 | COOPER AMBULATORY OFF-SITES |  |  | HALLWAY |  | Heather Rhodes
|  | DETECTO | DETECTO FLOOR SCALE |  | Not Known | PENNSVILLE-MEDICINE |  |  | excluded | 01/01/1900 |  |  |  |  | NO | NO |  |  |  |  | DETECTO 10345910 Not Known |  |  | Active |  | 99:99:99:99:99:99 |  | Equipment | 6M:00-CAL | 08/21/2019 | 02/01/2020 | COOPER AMBULATORY OFF-SITES |  |  | EXAM 18 |  | Heather Rhodes
|  | DETECTO | DETECTO FLOOR SCALE |  | Not Known | WOODSTOWN - CARDIOLOGY |  |  |  | 01/01/1900 |  |  |  |  | NO | NO |  |  |  |  | DETECTO 10345905 Not Known |  |  | Disposition |  |  |  | Equipment | 6M:00-CAL | 04/01/2016 | 01/01/2020 | COOPER AMBULATORY OFF-SITES |  |  | NOT BROUGHT FROM SALEM |  | SUSAN WHITZELL
|  | DETECTO | DETECTO FLOOR SCALE |  | Not Known | VOORHEES UROGYNECOLOGY |  |  |  | 01/01/1900 |  |  |  |  | NO | NO |  |  |  |  | DETECTO 10345844 Not Known |  |  | Disposition |  |  |  | Equipment | 6M:00-CAL | 04/01/2016 | 04/01/2020 | COOPER AMBULATORY OFF-SITES |  |  | EXAM RM 4 PT ROOM |  | Sheronda Coppage-Belt
|  | DETECTO | DETECTO FLOOR SCALE |  | NOT KNOWN | 6200 MAIN ST-SURGERY |  |  | excluded | 01/01/1900 |  |  |  |  | NO | NO |  |  |  |  | DETECTO 10345823 NOT KNOWN |  |  | Active |  | 99:99:99:99:99:99 |  | Equipment | 6M:00-CAL | 10/29/2019 | 04/01/2020 | COOPER AMBULATORY OFF-SITES |  |  | 6200 Main St. - ENT - Back Hall |  | BOBBIE MICKLE
|  | DETECTO | DETECTO FLOOR SCALE |  | NOT KNOWN | 3 COOPER-PREADMISSION TESTING |  |  | excluded | 01/01/1900 |  |  |  |  | NO | NO |  |  |  |  | DETECTO 10345533 NOT KNOWN |  |  | Active |  | 99:99:99:99:99:99 |  | Equipment | 6M:00-CAL | 11/01/2019 | 05/01/2020 | COOPER AMBULATORY OFF-SITES |  |  | Suite 116 - Exam 116E |  | Karen Capone
|  | DETECTO | DETECTO MB130 |  | OLC001789 | 6017 MAIN ST-PLASTICS |  |  | excluded | 05/10/2011 |  |  |  |  | NO | NO |  |  |  |  | DETECTO 10345797 OLC001789 |  |  | Active |  | 99:99:99:99:99:99 |  | Equipment | 6M:00-CAL | 10/18/2019 | 04/01/2020 | COOPER AMBULATORY OFF-SITES |  |  | Suite 200 - Plastics - Proc D |  | ANNE MAIER
|  | DETECTO | DETECTO MEDVUE |  | L1136DD4 | 3 COOPER-URBAN DEVELOPMENT |  |  | excluded | 10/31/2019 |  |  |  |  | NO | NO |  |  |  |  | DETECTO 30126046 L1136DD4 |  |  | Active |  | 99:99:99:99:99:99 |  | Equipment | PAAR:00-PVAR | 10/31/2019 | 10/31/2019 | COOPER AMBULATORY OFF-SITES |  |  | Suite 220 - Conference Room |  | BRENDA LOPEZ |  |  |  | 10/31/2019 | 10/31/2019 |  |  |  |  | 10/31/2019 | 10/31/2019
|  | DETECTO | DETECTO MEDVUE |  | E22513-0296 | RIPPA CENTER-OB/GYN |  |  | excluded | 10/31/2019 |  |  |  |  | NO | NO |  |  |  |  | DETECTO 210337412 E22513-0296 |  |  | Active |  | 99:99:99:99:99:99 |  | Equipment | PAAR:00-PVAR | 10/31/2019 | 10/31/2019 | COOPER AMBULATORY OFF-SITES |  |  | CONSULT RM 5 |  | PATRICIA HUFF |  |  |  | 10/31/2019 | 10/31/2019 |  |  |  |  | 10/31/2019 | 10/31/2019
|  | DETECTO | DETECTO MEDVUE |  | E23213-0235 | RIPPA CENTER-OB/GYN |  |  | excluded | 10/31/2019 |  |  |  |  | NO | NO |  |  |  |  | DETECTO 210337353 E23213-0235 |  |  | Active |  | 99:99:99:99:99:99 |  | Equipment | PAAR:00-PVAR | 10/31/2019 | 10/31/2019 | COOPER AMBULATORY OFF-SITES |  |  | OUTSIDE EXAM 12 |  | PATRICIA HUFF |  |  |  | 10/31/2019 | 10/31/2019 |  |  |  |  | 10/31/2019 | 10/31/2019
|  | DETECTO | DETECTO MEDVUE |  | E15915-0273 | COOPER CANCER CENTER-MULTIDISCIPLINARY CLINIC |  |  |  | 10/16/2019 |  |  |  |  | NO | NO |  |  |  |  | DETECTO 11221684 E15915-0273 |  |  | Disposition |  | 99:99:99:99:99:99 |  | Equipment | PAAR:00-PVAR | 10/16/2019 | 10/16/2019 | COOPER AMBULATORY OFF-SITES |  |  | Left Side |  | ROXANNE BERGER |  |  |  | 10/16/2019 | 10/16/2019 |  |  |  |  | 10/16/2019 | 10/16/2019
|  | DETECTO | DETECTO MEDVUE |  | E26715-0031 | COOPER CANCER-- EGG HARBOR |  |  | excluded | 10/31/2019 |  |  |  |  | NO | NO |  |  |  |  | DETECTO 10769732 E26715-0031 |  |  | Active |  | 99:99:99:99:99:99 |  | Equipment | PAAR:00-PVAR | 10/31/2019 | 10/31/2019 | COOPER AMBULATORY OFF-SITES |  |  |  | 0012025479 | VIOLET YACOVELLI | Preventative Maintenance | Closed | Josh Harris | 10/31/2019 | 10/31/2019 | PERFORMANCE ASSURANCE AT INVENTORY | INVENTORIED DEVICE AND ENSURED DEVICE WAS FUNCTIONING PROPERLY. | 8A000096-78A9-43BE-84B7-8D1EA5E174D5 | Labor | 10/31/2019 | 10/31/2019 | Josh Harris
|  | DETECTO | DETECTO MEDVUE |  | E26715-0030 | 3 COOPER-PSYCHIATRY |  |  | excluded | 04/20/2017 |  |  |  |  | NO | NO |  |  |  |  | DETECTO 10725007 E26715-0030 |  |  | Active |  | 99:99:99:99:99:99 |  | Equipment | PAAR:00-PVAR | 10/31/2019 |  | COOPER AMBULATORY OFF-SITES |  |  |  | 0012037091 | Andrea Junaid | Performance Verification | Closed | Stephen Zubrzycki | 08/15/2017 | 08/15/2017 | INCOMING INVENTORY | DEVICE INVENTORIED | FED1BB8B-D76F-4B66-AC5A-6CFA2F57F206 | Labor | 08/15/2017 | 08/15/2017 | Bonnie Aichroth
|  | DETECTO | DETECTO MEDVUE |  | E26715-0033 | BRACE ROAD-MEDICINE |  |  | excluded | 08/08/2016 |  |  |  |  | NO | NO |  |  |  |  | DETECTO 10505481 E26715-0033 |  |  | Active |  | 99:99:99:99:99:99 |  | Equipment | PAAR:00-PVAR | 10/31/2019 |  | COOPER AMBULATORY OFF-SITES |  |  | EXAM RM 4 |  | Cheryl Peck
|  | DETECTO | DETECTO MEDVUE |  | E04116-0124 | PSYCHIATRIC UNIT |  |  | excluded | 02/26/2016 |  |  |  |  | NO | NO |  |  |  |  | DETECTO 10505266 E04116-0124 |  |  | Active |  | 99:99:99:99:99:99 |  | Equipment | PAAR:00-PVAR | 10/31/2019 |  | COOPER UNIVERSITY HOSPITAL |  |  | 1011 MAIN STREET |  | CATHERINE MELINIOTIS
|  | DETECTO | DETECTO MEDVUE |  | E26316-0146 | WOODLYNNE FAMILY MEDICINE |  |  | excluded | 11/08/2016 |  |  |  |  | NO | NO |  |  |  |  | DETECTO 10505130 E26316-0146 |  |  | Active |  | 99:99:99:99:99:99 |  | Equipment | PAAR:00-PVAR | 10/31/2019 |  | COOPER AMBULATORY OFF-SITES |  |  | Runnameade | 0011494749 | SHEILA HERNANDEZ | Performance Verification | Closed | Bonnie Aichroth | 04/19/2017 | 04/19/2017 | INCOMING INVENTORY | DEVICE INVENTORIED | 2532160D-02BE-430A-BDCC-7BFACB91A367 | Labor | 04/19/2017 | 04/19/2017 | Bonnie Aichroth
|  | DETECTO | DETECTO MEDVUE |  | E15215-0158 | 3 COOPER - PAIN MANAGEMENT |  |  | excluded | 02/22/2016 |  |  |  |  | NO | NO |  |  |  |  | DETECTO 10505061 E15215-0158 |  |  | Active |  | 99:99:99:99:99:99 |  | Equipment | PAAR:00-PVAR | 10/31/2019 |  | COOPER AMBULATORY OFF-SITES |  |  | SUITE 314 - LAST R ROOM |  | SHARON CHRISTOPHER
|  | DETECTO | DETECTO MEDVUE |  | E26715-0025 | COOPER BONE & JOINT- GLASSBORO |  |  | excluded | 11/12/2015 |  |  |  |  | NO | NO |  |  |  |  | DETECTO 10480206 E26715-0025 |  |  | Active |  | 99:99:99:99:99:99 |  | Equipment | PAAR:00-PVAR | 10/31/2019 |  | COOPER AMBULATORY OFF-SITES |  |  | inspira side |  | COURTNEY BUDD
|  | DETECTO | DETECTO MEDVUE |  | E26715-0027 | BUNKER HILL-OB/GYN |  |  |  | 11/11/2015 |  |  |  |  | NO | NO |  |  |  |  | DETECTO 10480131 E26715-0027 |  |  | Disposition |  | 99:99:99:99:99:99 |  | Equipment | PAAR:00-PVAR | 10/16/2019 |  | COOPER AMBULATORY OFF-SITES |  |  | OB HALLWAY |  | LISA POTTS
|  | DETECTO | DETECTO MEDVUE |  | E26715-0029 | BUNKER HILL-OB/GYN |  |  | excluded | 11/12/2015 |  |  |  |  | NO | NO |  |  |  |  | DETECTO 10480125 E26715-0029 |  |  | Active |  | 99:99:99:99:99:99 |  | Equipment | PAAR:00-PVAR | 10/31/2019 |  | COOPER AMBULATORY OFF-SITES |  |  | OB hall |  | LISA POTTS
|  | DETECTO | DETECTO MEDVUE |  | E26715-0032 | PRINCETON-OB/GYN |  |  | excluded | 10/23/2015 |  |  |  |  | NO | NO |  |  |  |  | DETECTO 10480020 E26715-0032 |  |  | Active |  | 99:99:99:99:99:99 |  | Equipment | PAAR:00-PVAR | 10/31/2019 |  | COOPER AMBULATORY OFF-SITES |  |  | NST |  | LINDA CARON
|  | DETECTO | DETECTO MEDVUE |  | E26715-0028 | BUNKER HILL-PEDIATRICS |  |  | excluded | 11/22/2017 |  |  |  |  | NO | NO |  |  |  |  | DETECTO 10369494 E26715-0028 |  |  | Active |  | 99:99:99:99:99:99 |  | Equipment | PAAR:00-PVAR | 10/31/2019 |  | COOPER AMBULATORY OFF-SITES |  |  | Peds hallway | WOT00000001720643 | MAUREEN OBRIEN | Performance Verification | Closed | Michael Youch | 11/16/2018 | 06/29/2019 | Performance Verification for DETECTO 10369494 E26715-0028 | Initial Install of Performance Verification. Device is ready for patient use.
|  | DETECTO | DETECTO MEDVUE |  | E15215-0161 | HEART INSTITUTE |  |  | excluded | 08/12/2015 |  |  |  |  | NO | NO |  |  |  |  | DETECTO 10368993 E15215-0161 |  |  | Active |  | 99:99:99:99:99:99 |  | Equipment | PAAR:00-PVAR | 10/31/2019 |  | COOPER AMBULATORY OFF-SITES |  |  | exam room 5 | 0011080816 | KATHRYN COMO | Performance Verification | Closed | Bonnie Aichroth | 01/24/2017 | 01/24/2017 | INCOMING INVENTORY | DEVICE INVENTORIED | 198BCAA4-C30C-48E6-9616-BC6A16FD8C1F | Labor | 01/24/2017 | 01/24/2017 | Bonnie Aichroth
|  | DETECTO | DETECTO MEDVUE |  | E15215-0157 | HEART INSTITUTE |  |  | excluded | 07/10/2015 |  |  |  |  | NO | NO |  |  |  |  | DETECTO 10368990 E15215-0157 |  |  | Active |  | 99:99:99:99:99:99 |  | Equipment | PAAR:00-PVAR | 10/31/2019 |  | COOPER AMBULATORY OFF-SITES |  |  | ROOM 4 |  | KATHRYN COMO
|  | DETECTO | DETECTO MEDVUE |  | E15215-0159 | HEART INSTITUTE |  |  | excluded | 07/10/2015 |  |  |  |  | NO | NO |  |  |  |  | DETECTO 10368987 E15215-0159 |  |  | Active |  | 99:99:99:99:99:99 |  | Equipment | PAAR:00-PVAR | 10/31/2019 |  | COOPER AMBULATORY OFF-SITES |  |  | ROOM 3 |  | KATHRYN COMO
|  | DETECTO | DETECTO MEDVUE |  | E15215-0154 | HEART INSTITUTE |  |  | excluded | 07/10/2015 |  |  |  |  | NO | NO |  |  |  |  | DETECTO 10368984 E15215-0154 |  |  | Active |  | 99:99:99:99:99:99 |  | Equipment | PAAR:00-PVAR | 10/31/2019 |  | COOPER AMBULATORY OFF-SITES |  |  | ROOM 2 |  | KATHRYN COMO
|  | DETECTO | DETECTO MEDVUE |  | E15215-0164 | HEART INSTITUTE |  |  | excluded | 07/10/2015 |  |  |  |  | NO | NO |  |  |  |  | DETECTO 10368981 E15215-0164 |  |  | Active |  | 99:99:99:99:99:99 |  | Equipment | PAAR:00-PVAR | 10/31/2019 |  | COOPER AMBULATORY OFF-SITES |  |  | Room 1 |  | KATHRYN COMO
|  | DETECTO | DETECTO MEDVUE |  | Not Known | WOODSTOWN - CARDIOLOGY |  |  |  | 01/01/1900 |  |  |  |  | NO | NO |  |  |  |  | DETECTO 10366964 Not Known |  |  | Disposition |  |  |  | Equipment | 6M:00-CAL | 04/12/2016 | 01/01/2020 | COOPER AMBULATORY OFF-SITES |  |  | NOT BROUGHT FROM ELMER |  | SUSAN WHITZELL
|  | DETECTO | DETECTO MEDVUE |  | E17513-0026 | BURLINGTON OUTPATIENT PEDIATRICS |  |  | excluded | 08/15/2013 |  |  |  |  | NO | NO |  |  |  |  | DETECTO 10365999 E17513-0026 |  |  | Active |  | 99:99:99:99:99:99 |  | Equipment | PAAR:00-PVAR | 10/31/2019 |  | COOPER AMBULATORY OFF-SITES |  |  | NURSES STATION |  | CHARMAINE RHETT
|  | DETECTO | DETECTO MEDVUE |  | E01615-0223 | BRACE ROAD-MEDICINE |  |  | excluded | 01/01/1900 |  |  |  |  | NO | NO |  |  |  |  | DETECTO 10365865 E01615-0223 |  |  | Active |  | 99:99:99:99:99:99 |  | Equipment | PAAR:00-PVAR | 10/31/2019 |  | COOPER AMBULATORY OFF-SITES |  |  | INTERNAL MEDICINE HALLWAY |  | Cheryl Peck
|  | DETECTO | DETECTO MEDVUE |  | E30814-0061 | CINNAMINSON URGENT CARE |  |  | excluded | 01/01/1900 |  |  |  |  | NO | NO |  |  |  |  | DETECTO 10365768 E30814-0061 |  |  | Active |  | 99:99:99:99:99:99 |  | Equipment | PAAR:00-PVAR | 10/31/2019 |  | COOPER AMBULATORY OFF-SITES |  |  | HALLWAY |  | MELISSA PORTOBANCO
|  | DETECTO | DETECTO MEDVUE |  | E30014-0123 | KROC CENTER-FAMILY MEDICINE |  |  | excluded | 10/24/2014 |  |  |  |  | NO | NO |  |  |  |  | DETECTO 10365708 E30014-0123 |  |  | Active |  | 99:99:99:99:99:99 |  | Equipment | PAAR:00-PVAR | 10/31/2019 |  | COOPER AMBULATORY OFF-SITES |  |  | HALLWAY |  | JESSICA NIEVES
|  | DETECTO | DETECTO MEDVUE |  | E21713-0045 | COOPER CANCER CENTER-MULTIDISCIPLINARY CLINIC |  |  | excluded | 07/03/2013 |  |  |  |  | NO | NO |  |  |  |  | DETECTO 10360311 E21713-0045 |  |  | Active |  | 99:99:99:99:99:99 |  | Equipment | PAAR:00-PVAR | 10/31/2019 |  | COOPER AMBULATORY OFF-SITES |  |  | RM 2216 |  | ROXANNE BERGER
|  | DETECTO | DETECTO MEDVUE |  | E15215-0153 | VOORHEES SURGERY CENTER-HEM/ONC |  |  | excluded | 08/03/2015 |  |  |  |  | NO | NO |  |  |  |  | DETECTO 10349370 E15215-0153 |  |  | Active |  | 99:99:99:99:99:99 |  | Equipment | PAAR:00-PVAR | 10/31/2019 |  | COOPER AMBULATORY OFF-SITES |  |  | SUITE F - ROOM 1 |  | MEGAN MCCAFFERTY
|  | DETECTO | DETECTO MEDVUE |  | E15915-0280 | VOORHEES SURGERY CENTER-HEM/ONC |  |  | excluded | 08/03/2015 |  |  |  |  | NO | NO |  |  |  |  | DETECTO 10349366 E15915-0280 |  |  | Active |  | 99:99:99:99:99:99 |  | Equipment | PAAR:00-PVAR | 10/31/2019 |  | COOPER AMBULATORY OFF-SITES |  |  | SUITE F - ROOM 5 |  | MEGAN MCCAFFERTY
|  | DETECTO | DETECTO MEDVUE |  | E15215-0162 | VOORHEES SURGERY CENTER-HEM/ONC |  |  | excluded | 08/03/2015 |  |  |  |  | NO | NO |  |  |  |  | DETECTO 10349363 E15215-0162 |  |  | Active |  | 99:99:99:99:99:99 |  | Equipment | PAAR:00-PVAR | 10/31/2019 |  | COOPER AMBULATORY OFF-SITES |  |  | SUITE F - ROOM 2 |  | MEGAN MCCAFFERTY
|  | DETECTO | DETECTO MEDVUE |  | E15915-0274 | VOORHEES SURGERY CENTER-HEM/ONC |  |  | excluded | 08/03/2015 |  |  |  |  | NO | NO |  |  |  |  | DETECTO 10349356 E15915-0274 |  |  | Active |  | 99:99:99:99:99:99 |  | Equipment | PAAR:00-PVAR | 10/31/2019 |  | COOPER AMBULATORY OFF-SITES |  |  | SUITE F - ROOM 4 |  | MEGAN MCCAFFERTY
|  | DETECTO | DETECTO MEDVUE |  | E15915-0272 | VOORHEES SURGERY CENTER-HEM/ONC |  |  | excluded | 08/03/2015 |  |  |  |  | NO | NO |  |  |  |  | DETECTO 10349359 E15915-0272 |  |  | Active |  | 99:99:99:99:99:99 |  | Equipment | PAAR:00-PVAR | 10/31/2019 |  | COOPER AMBULATORY OFF-SITES |  |  | SUITE F - ROOM 3 |  | MEGAN MCCAFFERTY
|  | DETECTO | DETECTO MEDVUE |  | E15215-0169 | VOORHEES SURGERY CENTER-HEM/ONC |  |  | excluded | 08/03/2015 |  |  |  |  | NO | NO |  |  |  |  | DETECTO 10349350 E15215-0169 |  |  | Active |  | 99:99:99:99:99:99 |  | Equipment | PAAR:00-PVAR | 10/31/2019 |  | COOPER AMBULATORY OFF-SITES |  |  | SUITE F - ROOM 6 |  | MEGAN MCCAFFERTY
|  | DETECTO | DETECTO MEDVUE |  | E159M15-0207 | VOORHEES INTERNAL MEDICINE |  |  | excluded | 06/10/2015 |  |  |  |  | NO | NO |  |  |  |  | DETECTO 10349272 E159M15-0207 |  |  | Active |  | 99:99:99:99:99:99 |  | Equipment | PAAR:00-PVAR | 10/31/2019 |  | COOPER AMBULATORY OFF-SITES |  |  | SUITE 202 EXAM RM 11 |  | JENNY BETLER
|  | DETECTO | DETECTO MEDVUE |  | E26715-0017 | VOORHEES SURGERY CENTER - GYN/ONCOLOGY |  |  | excluded | 10/31/2019 |  |  |  |  | NO | NO |  |  |  |  | DETECTO 30149658 E26715-0017 |  |  | Active |  | 99:99:99:99:99:99 |  | Equipment | PAAR:00-PVAR | 10/31/2019 | 10/31/2019 | COOPER AMBULATORY OFF-SITES |  |  |  |  | SUE MALTMAN |  |  |  | 10/31/2019 | 10/31/2019 |  |  |  |  | 10/31/2019 | 10/31/2019
|  | DETECTO | DETECTO MEDVUE |  | E26715-0023 | VOORHEES SURGERY CENTER-HEM/ONC |  |  | excluded | 10/31/2019 |  |  |  |  | NO | NO |  |  |  |  | DETECTO 30149656 E26715-0023 |  |  | Active |  | 99:99:99:99:99:99 |  | Equipment | PAAR:00-PVAR | 10/31/2019 | 10/31/2019 | COOPER AMBULATORY OFF-SITES |  |  | SUITE F |  | MEGAN MCCAFFERTY |  |  |  | 10/31/2019 | 10/31/2019 |  |  |  |  | 10/31/2019 | 10/31/2019
|  | DETECTO | DETECTO MEDVUE |  | E15915-0275 | VOORHEES INTERNAL MEDICINE |  |  | excluded | 10/31/2019 |  |  |  |  | NO | NO |  |  |  |  | DETECTO 30149597 E15915-0275 |  |  | Active |  | 99:99:99:99:99:99 |  | Equipment | PAAR:00-PVAR | 10/31/2019 | 10/31/2019 | COOPER AMBULATORY OFF-SITES |  |  | SUITE 202 - EXAM RM 11 |  | JENNY BETLER |  |  |  | 10/31/2019 | 10/31/2019 |  |  |  |  | 10/31/2019 | 10/31/2019
|  | DETECTO | DETECTO MEDVUE |  | E14013-0125 | VOORHEES PEDIATRICS |  |  | excluded | 01/01/2013 |  |  |  |  | NO | NO |  |  |  |  | DETECTO 10347014 E14013-0125 |  |  | Active |  | 99:99:99:99:99:99 |  | Equipment | PAAR:00-PVAR | 10/31/2019 |  | COOPER AMBULATORY OFF-SITES |  |  | 6400 MAIN STREET |  | MAUREEN OBRIEN
|  | DETECTO | DETECTO MEDVUE |  | E15-413-0171 | 3 COOPER-URBAN DEVELOPMENT |  |  | excluded | 07/01/2013 |  |  |  |  | NO | NO |  |  |  |  | DETECTO 10346959 E15-413-0171 |  |  | Active |  | 99:99:99:99:99:99 |  | Equipment | PAAR:00-PVAR | 10/31/2019 |  | COOPER AMBULATORY OFF-SITES |  |  | SUITE 220 - WAITING HALLWAY |  | BRENDA LOPEZ
|  | DETECTO | DETECTO MEDVUE |  | E05015-0130 | 401 KINGS HIGHWAY - ORTHOPEDICS |  |  | excluded | 01/01/1900 |  |  |  |  | NO | NO |  |  |  |  | DETECTO 10346111 E05015-0130 |  |  | Active |  | 99:99:99:99:99:99 |  | Equipment | PAAR:00-PVAR | 10/31/2019 |  | COOPER AMBULATORY OFF-SITES |  |  | HALLWAY |  | HELEN BOYLE
|  | DETECTO | DETECTO MEDVUE |  | E28214-0014 | VOORHEES INTERNAL MEDICINE |  |  | excluded | 11/05/2014 |  |  |  |  | NO | NO |  |  |  |  | DETECTO 10346094 E28214-0014 |  |  | Active |  | 99:99:99:99:99:99 |  | Equipment | PAAR:00-PVAR | 10/31/2019 |  | COOPER AMBULATORY OFF-SITES |  |  | INTERNAL MED. VOORHEES #2 |  | JENNY BETLER
|  | DETECTO | DETECTO MEDVUE |  | E15215-0170 | WOODSTOWN - CARDIOLOGY |  |  | excluded | 10/31/2019 |  |  |  |  | NO | NO |  |  |  |  | DETECTO 30142949 E15215-0170 |  |  | Active |  | 99:99:99:99:99:99 |  | Equipment | PAAR:00-PVAR | 10/31/2019 | 10/31/2019 | COOPER AMBULATORY OFF-SITES |  |  | EXAM 2 |  | SUSAN WHITZELL |  |  |  | 10/31/2019 | 10/31/2019 |  |  |  |  | 10/31/2019 | 10/31/2019
|  | DETECTO | DETECTO MEDVUE |  | E15215-0156 | WOODSTOWN - CARDIOLOGY |  |  | excluded | 10/31/2019 |  |  |  |  | NO | NO |  |  |  |  | DETECTO 30142948 E15215-0156 |  |  | Active |  | 99:99:99:99:99:99 |  | Equipment | PAAR:00-PVAR | 10/31/2019 | 10/31/2019 | COOPER AMBULATORY OFF-SITES |  |  | exam 4 |  | SUSAN WHITZELL |  |  |  | 10/31/2019 | 10/31/2019 |  |  |  |  | 10/31/2019 | 10/31/2019
|  | DETECTO | DETECTO MEDVUE |  | E15215-0155 | WOODSTOWN - CARDIOLOGY |  |  | excluded | 10/31/2019 |  |  |  |  | NO | NO |  |  |  |  | DETECTO 30142947 E15215-0155 |  |  | Active |  | 99:99:99:99:99:99 |  | Equipment | PAAR:00-PVAR | 10/31/2019 | 10/31/2019 | COOPER AMBULATORY OFF-SITES |  |  | EXAM 1 |  | SUSAN WHITZELL |  |  |  | 10/31/2019 | 10/31/2019 |  |  |  |  | 10/31/2019 | 10/31/2019
|  | DETECTO | DETECTO MEDVUE |  | E15215-0171 | WOODSTOWN - CARDIOLOGY |  |  | excluded | 10/31/2019 |  |  |  |  | NO | NO |  |  |  |  | DETECTO 30142946 E15215-0171 |  |  | Active |  | 99:99:99:99:99:99 |  | Equipment | PAAR:00-PVAR | 10/31/2019 | 10/31/2019 | COOPER AMBULATORY OFF-SITES |  |  | EXAM 6 |  | SUSAN WHITZELL |  |  |  | 10/31/2019 | 10/31/2019 |  |  |  |  | 10/31/2019 | 10/31/2019
|  | DETECTO | DETECTO MEDVUE |  | E15215-0163 | WOODSTOWN - CARDIOLOGY |  |  | excluded | 10/31/2019 |  |  |  |  | NO | NO |  |  |  |  | DETECTO 30142942 E15215-0163 |  |  | Active |  | 99:99:99:99:99:99 |  | Equipment | PAAR:00-PVAR | 10/31/2019 | 10/31/2019 | COOPER AMBULATORY OFF-SITES |  |  | EXAM 5 |  | SUSAN WHITZELL |  |  |  | 10/31/2019 | 10/31/2019 |  |  |  |  | 10/31/2019 | 10/31/2019
|  | DETECTO | DETECTO MEDVUE |  | E18215-0160 | WOODSTOWN - CARDIOLOGY |  |  | excluded | 10/31/2019 |  |  |  |  | NO | NO |  |  |  |  | DETECTO 30142941 E18215-0160 |  |  | Active |  | 99:99:99:99:99:99 |  | Equipment | PAAR:00-PVAR | 10/31/2019 | 10/31/2019 | COOPER AMBULATORY OFF-SITES |  |  | exam 3 |  | SUSAN WHITZELL |  |  |  | 10/31/2019 | 10/31/2019 |  |  |  |  | 10/31/2019 | 10/31/2019
|  | DETECTO | DETECTO MEDVUE |  | E17513-0030 | 3 COOPER-PEDIATRICS |  |  | excluded | 08/11/2014 |  |  |  |  | NO | NO |  |  |  |  | DETECTO 10345707 E17513-0030 |  |  | Active |  | 99:99:99:99:99:99 |  | Equipment | PAAR:00-PVAR | 10/31/2019 |  | COOPER AMBULATORY OFF-SITES |  |  | Suite 200 - Exam 27 |  | MAUREEN OBRIEN
|  | DETECTO | DETECTO MEDVUE |  | E21313-0060 | 3 COOPER-PEDIATRICS |  |  | excluded | 09/03/2013 |  |  |  |  | NO | NO |  |  |  |  | DETECTO 10345702 E21313-0060 |  |  | Active |  | 99:99:99:99:99:99 |  | Equipment | PAAR:00-PVAR | 10/31/2019 |  | COOPER AMBULATORY OFF-SITES |  |  | Suite 200 - Exam 25 |  | MAUREEN OBRIEN
|  | DETECTO | DETECTO MEDVUE |  | E22513-0300 | RIPPA CENTER-OB/GYN |  |  | excluded | 09/16/2013 |  |  |  |  | NO | NO |  |  |  |  | DETECTO 10256238 E22513-0300 |  |  | Active |  | 99:99:99:99:99:99 |  | Equipment | PAAR:00-PVAR | 10/31/2019 |  | COOPER AMBULATORY OFF-SITES |  |  | OUTSIDE ROOM 149 |  | PATRICIA HUFF
|  | DETECTO | DETECTO MV2 |  | E22217-0269 | CCU - CORONARY CARE UNIT |  |  | excluded | 10/31/2019 |  |  |  |  | NO | NO |  |  |  |  | DETECTO 10769685 E22217-0269 |  |  | Active |  | 99:99:99:99:99:99 |  | Equipment | PAAR:00-PVAR | 10/31/2019 | 10/31/2019 | COOPER UNIVERSITY HOSPITAL |  |  |  | 0012167909 | CAROLYN RUMELL | Performance Verification | Closed | Richard Jolly | 10/31/2019 | 10/31/2019 | INCOMING INVENTORY | DEVICE INVENTORIED | D803640C-50B7-4B57-B3F8-522D259DDE02 | Labor | 10/31/2019 | 10/31/2019 | Richard Jolly
|  | DETECTO | DETECTO PRODOC |  | NOT KNOWN | PEDIATRIC INTENSIVE CARE UNIT |  |  |  | 11/08/2017 |  |  |  |  | NO | NO |  |  |  |  | DETECTO 10732426 NOT KNOWN |  |  | Disposition |  | 99:99:99:99:99:99 |  | Equipment | PAAR:00-PVAR | 10/16/2019 |  | COOPER UNIVERSITY HOSPITAL |  |  | Peds 7 | 0012396996 | Susan Cannon | Preventative Maintenance | Closed | Josh Harris | 11/10/2017 | 11/14/2017 | PERFORMANCE ASSURANCE AT INVENTORY | INVENTORIED DEVICE AND ENSURED DEVICE WAS FUNCTIONING PROPERLY. 11/14/2017 8:07:57 AM JXHARRIS (JXHARRIS 11/14/2017 12:00 AM) INVENTORIED DEVICE AND ENSURED DEVICE WAS FUNCTIONING PROPERLY. 11/14/2017 8:07 AM JXHARRIS | 65941AED-29B6-4EB9-8F5D-74B83B63F34A | Labor | 11/14/2017 | 11/14/2017 | Josh Harris
|  | DETECTO | DETECTO SCALE |  | Not Known | 3 COOPER-COOPER RESEARCH INSTITUTE |  |  | excluded | 11/01/2019 |  |  |  |  | NO | NO |  |  |  |  | DETECTO 30126051 Not Known |  |  | Active |  | 99:99:99:99:99:99 |  | Equipment | 1Y:00-MFG | 11/01/2019 | 11/01/2019 | COOPER AMBULATORY OFF-SITES |  |  | Suite 1102B - Lab |  | CHRISTINE RICKETTE |  |  |  | 11/01/2019 | 11/01/2019 |  |  |  |  | 11/01/2019 | 11/01/2019
|  | DETECTO | DETECTO SCALE |  | SL09790171212397 | BURLINGTON OB/GYN |  |  | excluded | 10/31/2019 |  |  |  |  | NO | NO |  |  |  |  | DETECTO 11239278 SL09790171212397 |  |  | Active |  | 99:99:99:99:99:99 |  | Equipment | PAAR:00-PVAR | 10/31/2019 | 10/31/2019 | COOPER AMBULATORY OFF-SITES |  |  | Performance Verification | WOT00000000927583 | Carey Myers | Performance Verification | Closed | Kirk Lis | 10/31/2019 | 10/31/2019 | Performance Verification for DETECTO 11239278 SL09790171212397 | Initial Install of Performance Verification. Device is ready for patient use. |  |  | 10/31/2019 | 10/31/2019
|  | DETECTO | DETECTO SCALE |  | SL09790180213769 | 1101 KINGS HIGHWAY |  |  | excluded | 03/28/2018 |  |  |  |  | NO | NO |  |  |  |  | DETECTO 10725169 SL09790180213769 |  |  | Active |  | 99:99:99:99:99:99 |  | Equipment | PAAR:00-PVAR | 10/31/2019 |  | COOPER AMBULATORY OFF-SITES |  |  | PHYSICAL THERAPY AREA | WOT00000000681872 | STEVE LOWE | Service Request | Closed | Kirk Lis | 03/28/2018 | 05/18/2018 | new scale - check and tag | inventoried new scale | EXP0312266 | Labor | 03/28/2018 | 03/28/2018 | Kirk Lis
|  | DETECTO | DETECTO SCALE |  | NOT KNOWN | CLEMENTON INTERNAL MEDICINE |  |  | excluded | 04/28/2015 |  |  |  |  | NO | NO |  |  |  |  | DETECTO 10480240 NOT KNOWN |  |  | Active |  | 99:99:99:99:99:99 |  | Equipment | PAAR:00-PVAR | 11/06/2019 |  | COOPER AMBULATORY OFF-SITES |  |  |  |  | GLORIA CRUZ
|  | DETECTO | DETECTO SCALE |  | Not Known | STRESS TEST |  |  | excluded | 01/01/1900 |  |  |  |  | NO | NO |  |  |  |  | DETECTO 10368723 Not Known |  |  | Active |  | 99:99:99:99:99:99 |  | Equipment | 6M:00-CAL | 07/19/2019 | 01/01/2020 | COOPER UNIVERSITY HOSPITAL |  |  | B79 |  | KIM HUMMEL
|  | DETECTO | DETECTO SCALE |  | 9506-4067-36 | BUNKER HILL-SURGERY |  |  | excluded | 05/14/2009 |  |  |  |  | NO | NO |  |  |  |  | DETECTO 10366895 9506-4067-36 |  |  | Active |  | 99:99:99:99:99:99 |  | Equipment | 6M:00-CAL | 06/27/2019 | 12/01/2019 | COOPER AMBULATORY OFF-SITES |  |  | Podiatry storage |  | ANNE MAIER
|  | DETECTO | DETECTO SCALE |  |  | KELEMEN 9 |  |  |  | 06/10/2004 |  |  |  |  | NO | NO |  |  |  |  | DETECTO 103664690 3007044 |  |  | Disposition |  |  |  | Equipment | 6M:00-CAL | 12/22/2015 | 12/01/2019 | COOPER UNIVERSITY HOSPITAL |  |  | INFUSION THER ROOM 908 |  | LAURA ZIMMERMAN
|  | DETECTO | DETECTO SCALE |  | 9506-389 | KINGS HIGHWAY - OB/GYN |  |  | excluded | 01/01/1900 |  |  |  |  | NO | NO |  |  |  |  | DETECTO 10366323 9506-389 |  |  | Active |  | 99:99:99:99:99:99 |  | Equipment | 6M:00-CAL | 07/11/2019 | 01/01/2020 | COOPER AMBULATORY OFF-SITES |  |  | HALLWAY |  | DONNA ONEILL
|  | DETECTO | DETECTO SCALE |  | 24917* | WOODLYNNE FAMILY MEDICINE |  |  |  | 01/01/1900 |  |  |  |  | NO | NO |  |  |  |  | DETECTO 10365733 24917* |  |  | Disposition |  | 99:99:99:99:99:99 |  | Equipment | 6M:00-CAL | 11/01/2019 | 05/01/2020 | COOPER AMBULATORY OFF-SITES |  |  | IN STORAGE IN BASEMENT AREA |  | SHEILA HERNANDEZ
|  | DETECTO | DETECTO SCALE |  | E15915-0277 | VOORHEES INTERNAL MEDICINE |  |  | excluded | 07/10/2015 |  |  |  |  | NO | NO |  |  |  |  | DETECTO 10349259 E15915-0277 |  |  | Active |  | 99:99:99:99:99:99 |  | Equipment | 6M:00-CAL | 08/21/2019 | 02/01/2020 | COOPER AMBULATORY OFF-SITES |  |  | ROOM 1062 SUITE 202 |  | JENNY BETLER
|  | DETECTO | DETECTO SCALE |  | E15915-0279 | ORTHOPEDICS |  |  | excluded | 07/10/2015 |  |  |  |  | NO | NO |  |  |  |  | DETECTO 10349260 E15915-0279 |  |  | Active |  | 99:99:99:99:99:99 |  | Equipment | 6M:00-CAL | 08/26/2019 | 02/01/2020 | COOPER AMBULATORY OFF-SITES |  |  | MAIN ROOM |  | JOAN STEAD
|  | DETECTO | DETECTO SCALE |  | 9006-2769 | 3 COOPER - MEDICINE DEPARTMENT |  |  | excluded | 01/01/2001 |  |  |  |  | NO | NO |  |  |  |  | DETECTO 10346979 9006-2769 |  |  | Active |  | 99:99:99:99:99:99 |  | Equipment | 6M:00-CAL | 11/01/2019 | 05/01/2020 | COOPER AMBULATORY OFF-SITES |  |  | Suite 215 - Exam 6 |  | NANCY LOUIS
|  | DETECTO | DETECTO SCALE |  |  | 3 COOPER - MEDICINE DEPARTMENT |  |  |  | 11/22/2004 |  |  |  |  | NO | NO |  |  |  |  | DETECTO 10346952 09931 |  |  | Disposition |  |  |  | Equipment | 6M:00-CAL | 05/04/2017 |  | COOPER AMBULATORY OFF-SITES |  |  | SUITE 215 - EXAM 3 |  | NANCY LOUIS
|  | DETECTO | DETECTO SCALE |  |  | 3 COOPER - MEDICINE DEPARTMENT |  |  | excluded | 01/01/1900 |  |  |  |  | NO | NO |  |  |  |  | DETECTO 10346930 11034 |  |  | Active |  | 99:99:99:99:99:99 |  | Equipment | 6M:00-CAL | 11/01/2019 | 05/01/2020 | COOPER AMBULATORY OFF-SITES |  |  | Suite 215 - Exam 4 |  | NANCY LOUIS
|  | DETECTO | DETECTO SCALE |  | Not Known | 3 COOPER - MEDICINE DEPARTMENT |  |  | excluded | 01/01/1900 |  |  |  |  | NO | NO |  |  |  |  | DETECTO 10346925 Not Known |  |  | Active |  | 99:99:99:99:99:99 |  | Equipment | 6M:00-CAL | 11/01/2019 | 05/01/2020 | COOPER AMBULATORY OFF-SITES |  |  | Suite 215 - Exam 1 |  | NANCY LOUIS
|  | DETECTO | DETECTO SCALE |  | Not Known | 3 COOPER - MEDICINE DEPARTMENT |  |  | excluded | 01/01/1900 |  |  |  |  | NO | NO |  |  |  |  | DETECTO 10346920 Not Known |  |  | Active |  | 99:99:99:99:99:99 |  | Equipment | 6M:00-CAL | 11/01/2019 | 05/01/2020 | COOPER AMBULATORY OFF-SITES |  |  | Suite 215 - Exam 15 |  | NANCY LOUIS
|  | DETECTO | DETECTO SCALE |  | 9006-2774 | 3 COOPER - MEDICINE DEPARTMENT |  |  | excluded | 01/01/2001 |  |  |  |  | NO | NO |  |  |  |  | DETECTO 10346914 9006-2774 |  |  | Active |  | 99:99:99:99:99:99 |  | Equipment | 6M:00-CAL | 11/01/2019 | 05/01/2020 | COOPER AMBULATORY OFF-SITES |  |  | Suite 215 - Exam 10 |  | NANCY LOUIS
|  | DETECTO | DETECTO SCALE |  | Not Known | 3 COOPER - MEDICINE DEPARTMENT |  |  | excluded | 01/01/1900 |  |  |  |  | NO | NO |  |  |  |  | DETECTO 10346909 Not Known |  |  | Active |  | 99:99:99:99:99:99 |  | Equipment | 6M:00-CAL | 11/01/2019 | 05/01/2020 | COOPER AMBULATORY OFF-SITES |  |  | SUITE 215 - EXAM 9 |  | NANCY LOUIS
|  | DETECTO | DETECTO SCALE |  | Not Known | 3 COOPER - MEDICINE DEPARTMENT |  |  | excluded | 11/22/2004 |  |  |  |  | NO | NO |  |  |  |  | DETECTO 10346902 Not Known |  |  | Active |  | 99:99:99:99:99:99 |  | Equipment | 6M:00-CAL | 11/01/2019 | 05/01/2020 | COOPER AMBULATORY OFF-SITES |  |  | Suite 215 - Exam 7 |  | NANCY LOUIS
|  | DETECTO | DETECTO SCALE |  | 0411-1269 | 3 COOPER - MEDICINE DEPARTMENT |  |  | excluded | 01/01/1900 |  |  |  |  | NO | NO |  |  |  |  | DETECTO 10346885 0411-1269 |  |  | Active |  | 99:99:99:99:99:99 |  | Equipment | 6M:00-CAL | 11/01/2019 | 05/01/2020 | COOPER AMBULATORY OFF-SITES |  |  | Suite 215 - Exam 3 |  | NANCY LOUIS
|  | DETECTO | DETECTO SOLO DIGITAL EYE-LEVEL PHYSICIAN SCALE |  | SL09790171212414 | MOORESTOWN-FAMILY PEDIATRICS |  |  | excluded | 10/31/2019 |  |  |  |  | NO | NO |  |  |  |  | DETECTO 11239312 SL09790171212414 |  |  | Active |  | 99:99:99:99:99:99 |  | Equipment | PAAR:00-PVAR | 10/31/2019 | 10/31/2019 | COOPER AMBULATORY OFF-SITES |  |  | Triage Rm | WOT00000001946539 | Theresa Jamison | Performance Verification | Closed | Kirk Lis | 10/31/2019 | 10/31/2019 | Performance Verification for DETECTO 11239312 SL09790171212414 | Initial Install of Performance Verification. Device is ready for patient use. |  |  | 10/31/2019 | 10/31/2019
|  | DETECTO | DETECTO SOLO DIGITAL EYE-LEVEL PHYSICIAN SCALE |  | SL09790180414213 | FAMILY MEDICAL SEWELL |  |  | excluded | 10/31/2019 |  |  |  |  | NO | NO |  |  |  |  | DETECTO 11208345 SL09790180414213 |  |  | Active |  | 99:99:99:99:99:99 |  | Equipment | PAAR:00-PVAR | 10/31/2019 | 10/31/2019 | COOPER AMBULATORY OFF-SITES |  |  | Hallway front | WOT00000001609821 | MARIANNE SHIEPAN | Performance Verification | Closed | Michael Youch | 10/31/2019 | 10/31/2019 | Performance Verification for DETECTO 11208345 SL09790180414213 | Initial Install of Performance Verification. Device is ready for patient use. |  |  | 10/31/2019 | 10/31/2019
|  | DETECTO | DETECTO SOLO DIGITAL EYE-LEVEL PHYSICIAN SCALE |  | SL09790180815442 | BUNKER HILL-SURGERY |  |  | excluded | 10/31/2019 |  |  |  |  | NO | NO |  |  |  |  | DETECTO 11208347 SL09790180815442 |  |  | Active |  | 99:99:99:99:99:99 |  | Equipment | PAAR:00-PVAR | 10/31/2019 | 10/31/2019 | COOPER AMBULATORY OFF-SITES |  |  | Hallway | WOT00000001609969 | ANNE MAIER | Performance Verification | Closed | Michael Youch | 10/31/2019 | 10/31/2019 | CEID Record Completion for DETECTO 11208347 SL09790180815442 | Visual Inspection: double insulated, no exposed conductors, no frayed wires. | EXP1629598 | Labor | 10/31/2019 | 10/31/2019 | Michael Youch
|  | DETECTO | DETECTO SOLO DIGITAL EYE-LEVEL PHYSICIAN SCALE |  | SL09790180414241 | THOROFARE-INTERNAL MEDICINE |  |  | excluded | 10/31/2019 |  |  |  |  | NO | NO |  |  |  |  | DETECTO 11208023 SL09790180414241 |  |  | Active |  |  |  | Equipment | PAAR:00-PVAR | 10/31/2019 | 10/31/2019 | COOPER AMBULATORY OFF-SITES |  |  | Performance Verification | WOT00000001960939 | Cheryl Peck | Performance Verification | Closed | Michael Youch | 10/31/2019 | 10/31/2019 | Performance Verification for DETECTO 11208023 SL09790180414241 | Initial Install of Performance Verification. Device is ready for patient use. |  |  | 10/31/2019 | 10/31/2019
|  | DETECTO | DETECTO SOLO DIGITAL EYE-LEVEL PHYSICIAN SCALE |  | SL09790180815336 | INTERNAL MEDICINE |  |  | excluded | 10/31/2019 |  |  |  |  | NO | NO |  |  |  |  | DETECTO 11200096 SL09790180815336 |  |  | Active |  |  |  | Equipment | PAAR:00-PVAR | 10/31/2019 | 10/31/2019 | COOPER AMBULATORY OFF-SITES |  |  | Performance Verification | WOT00000003960062 | CINDY PATTEN | Performance Verification | Closed | Kirk Lis | 10/31/2019 | 10/31/2019 | Performance Verification for DETECTO 11200096 SL09790180815336 | Initial Install of Performance Verification. Device is ready for patient use. |  |  | 10/31/2019 | 10/31/2019
|  | DETECTO | DETECTO SOLO DIGITAL EYE-LEVEL PHYSICIAN SCALE |  | SL09790180815179 | 6200 MAIN ST-SURGERY |  |  | excluded | 10/31/2019 |  |  |  |  | NO | NO |  |  |  |  | DETECTO 11200023 SL09790180815179 |  |  | Active |  |  |  | Equipment | PAAR:00-PVAR | 10/31/2019 | 10/31/2019 | COOPER AMBULATORY OFF-SITES |  |  | HALLWAY | WOT00000002406885 | BOBBIE MICKLE | Service Request | Closed | Kirk Lis | 10/31/2019 | 10/31/2019 | new scale needs to be checked and tagged | INVENTORIED NEW EQUIPMENT | EXP2594632 | Labor | 10/31/2019 | 10/31/2019 | Kirk Lis
|  | DETECTO | DETECTO SOLO DIGITAL EYE-LEVEL PHYSICIAN SCALE |  | SL09790180414194 | CLEMENTON INTERNAL MEDICINE |  |  | excluded | 10/31/2019 |  |  |  |  | NO | NO |  |  |  |  | DETECTO 11200017 SL09790180414194 |  |  | Active |  |  |  | Equipment | PAAR:00-PVAR | 10/31/2019 | 10/31/2019 | COOPER AMBULATORY OFF-SITES |  |  | HALLWAY | WOT00000002357227 | GLORIA CRUZ | Performance Verification | Closed | Kirk Lis | 10/31/2019 | 10/31/2019 | Performance Verification for DETECTO 11200017 SL09790180414194 | Initial Install of Performance Verification. Device is ready for patient use. |  |  | 10/31/2019 | 10/31/2019
|  | DETECTO | DETECTO SOLO DIGITAL EYE-LEVEL PHYSICIAN SCALE |  | SL09790171012203 | BRACE ROAD-MEDICINE |  |  | excluded | 10/31/2019 |  |  |  |  | NO | NO |  |  |  |  | DETECTO 11200014 SL09790171012203 |  |  | Active |  |  |  | Equipment | PAAR:00-PVAR | 10/31/2019 | 10/31/2019 | COOPER AMBULATORY OFF-SITES |  |  | RM 5 | WOT00000002338250 | Cheryl Peck | Performance Verification | Closed | Kirk Lis | 10/31/2019 | 10/31/2019 | Performance Verification for DETECTO 11200014 SL09790171012203 | Initial Install of Performance Verification. Device is ready for patient use. |  |  | 10/31/2019 | 10/31/2019
|  | DETECTO | DETECTO SOLO DIGITAL EYE-LEVEL PHYSICIAN SCALE |  | SL09790171012213 | BRACE ROAD-MEDICINE |  |  | excluded | 10/31/2019 |  |  |  |  | NO | NO |  |  |  |  | DETECTO 11200013 SL09790171012213 |  |  | Active |  |  |  | Equipment | PAAR:00-PVAR | 10/31/2019 | 10/31/2019 | COOPER AMBULATORY OFF-SITES |  |  | RM 3 | WOT00000002338212 | Cheryl Peck | Performance Verification | Closed | Kirk Lis | 10/31/2019 | 10/31/2019 | CEID Record Completion for DETECTO 11200013 SL09790171012213 | inventory new equipment | EXP2407969 | Labor | 10/31/2019 | 10/31/2019 | Kirk Lis
|  | DETECTO | DETECTO SOLO DIGITAL EYE-LEVEL PHYSICIAN SCALE |  | SL09790171012130 | BRACE ROAD-MEDICINE |  |  | excluded | 10/31/2019 |  |  |  |  | NO | NO |  |  |  |  | DETECTO 11200012 SL09790171012130 |  |  | Active |  |  |  | Equipment | PAAR:00-PVAR | 10/31/2019 | 10/31/2019 | COOPER AMBULATORY OFF-SITES |  |  | RM 1 | WOT00000002338155 | Cheryl Peck | Performance Verification | Closed | Kirk Lis | 10/31/2019 | 10/31/2019 | Performance Verification for DETECTO 11200012 SL09790171012130 | Initial Install of Performance Verification. Device is ready for patient use. |  |  | 10/31/2019 | 10/31/2019
|  | DETECTO | DETECTO SOLO DIGITAL EYE-LEVEL PHYSICIAN SCALE |  | SL09790171012209 | BRACE ROAD-MEDICINE |  |  | excluded | 10/31/2019 |  |  |  |  | NO | NO |  |  |  |  | DETECTO 11200011 SL09790171012209 |  |  | Active |  |  |  | Equipment | PAAR:00-PVAR | 10/31/2019 | 10/31/2019 | COOPER AMBULATORY OFF-SITES |  |  | RM 5 | WOT00000002338122 | Cheryl Peck | Performance Verification | Closed | Kirk Lis | 10/31/2019 | 10/31/2019 | CEID Record Completion for DETECTO 11200011 SL09790171012209 | INVENTORIED NEW EQUIPMENT | EXP2405924 | Labor | 10/31/2019 | 10/31/2019 | Kirk Lis
|  | DETECTO | DETECTO SOLO DIGITAL EYE-LEVEL PHYSICIAN SCALE |  | SL09790171012118 | BRACE ROAD-MEDICINE |  |  | excluded | 10/31/2019 |  |  |  |  | NO | NO |  |  |  |  | DETECTO 11200006 SL09790171012118 |  |  | Active |  |  |  | Equipment | PAAR:00-PVAR | 10/31/2019 | 10/31/2019 | COOPER AMBULATORY OFF-SITES |  |  | RM 6 | WOT00000002338094 | Cheryl Peck | Performance Verification | Closed | Kirk Lis | 10/31/2019 | 10/31/2019 | Performance Verification for DETECTO 11200006 SL09790171012118 | Initial Install of Performance Verification. Device is ready for patient use. |  |  | 10/31/2019 | 10/31/2019
|  | DETECTO | DETECTO SOLO DIGITAL EYE-LEVEL PHYSICIAN SCALE |  | SL09790180615066 | VOORHEES UROGYNECOLOGY |  |  | excluded | 10/31/2019 |  |  |  |  | NO | NO |  |  |  |  | DETECTO 11200003 SL09790180615066 |  |  | Active |  |  |  | Equipment | PAAR:00-PVAR | 10/31/2019 | 10/31/2019 | COOPER AMBULATORY OFF-SITES |  |  | 6017 MAIN ST | WOT00000001984029 | Sheronda Coppage-Belt | Service Request | Closed | Kirk Lis | 10/31/2019 | 10/31/2019 | Scale- Needs checked and tagged, Please call with ETA | RECEIVED THIS WOT AFTER UNIT WAS INVENTORIED. UNIT IS IN SYSTEM Kirk inventoried unit. | EXP2264012 | Labor | 10/31/2019 | 10/31/2019 | Kirk Lis
|  | DETECTO | DETECTO SOLO DIGITAL EYE-LEVEL PHYSICIAN SCALE |  | SL09790160510923 | KINGS HIGHWAY - OB/GYN |  |  | excluded | 07/06/2017 |  |  |  |  | NO | NO |  |  |  |  | DETECTO 10732117 SL09790160510923 |  |  | Active |  | 99:99:99:99:99:99 |  | Equipment | PAAR:00-PVAR | 10/31/2019 |  | COOPER AMBULATORY OFF-SITES |  |  |  | 0011994484 | DONNA ONEILL | Performance Verification | Closed | Kirk Lis | 08/01/2017 | 08/01/2017 | INCOMING INVENTORY | DEVICE INVENTORIED | D2230888-14EE-453C-B5C1-D5BF2D23B877 | Labor | 08/01/2017 | 08/01/2017 | Bonnie Aichroth
|  | DETECTO | DETECTO SOLO DIGITAL EYE-LEVEL PHYSICIAN SCALE |  | SL097901600310159 | COOPER HAND CENTER AT CHERRY HILL |  |  | excluded | 05/18/2017 |  |  |  |  | NO | NO |  |  |  |  | DETECTO 10732055 SL097901600310159 |  |  | Active |  | 99:99:99:99:99:99 |  | Equipment | PAAR:00-PVAR | 10/31/2019 |  | COOPER AMBULATORY OFF-SITES |  |  |  | 0012408748 | ALLISON SHARP | Performance Verification | Closed | Josh Harris | 11/16/2017 | 11/16/2017 | INCOMING INVENTORY | DEVICE INVENTORIED | AF77146D-1295-4C9A-A49C-E338345054A1 | Labor | 11/16/2017 | 11/16/2017 | Josh Harris
|  | DETECTO | DETECTO SOLO DIGITAL EYE-LEVEL PHYSICIAN SCALE |  | SL09790160310209 | SICKLERVILLE SURGERY CENTER |  |  | excluded | 05/03/2017 |  |  |  |  | NO | NO |  |  |  |  | DETECTO 10480181 SL09790160310209 |  |  | Active |  | 99:99:99:99:99:99 |  | Equipment | PAAR:00-PVAR | 10/31/2019 |  | COOPER AMBULATORY OFF-SITES |  |  |  | 0011610404 | Leslie Harrop | Preventative Maintenance | Closed | Michael Youch | 05/03/2017 | 05/03/2017 | PERFORMANCE ASSURANCE AT INVENTORY | INVENTORIED DEVICE AND ENSURED DEVICE WAS FUNCTIONING PROPERLY. | BE29F901-4EA8-4549-AE54-646402D850A8 | Labor | 05/03/2017 | 05/03/2017 | Michael Youch
|  | DETECTO | DETECTO SOLO DIGITAL EYE-LEVEL PHYSICIAN SCALE |  | SL09790180815379 | BUNKER HILL-OB/GYN |  |  | excluded | 10/31/2019 |  |  |  |  | NO | NO |  |  |  |  | DETECTO 30244829 SL09790180815379 |  |  | Active |  |  |  | Equipment | PAAR:00-PVAR | 10/31/2019 | 10/31/2019 | COOPER AMBULATORY OFF-SITES |  |  | Hallway back desk | WOT00000002720765 | LISA POTTS | Service Request | Closed | Michael Youch | 10/31/2019 | 10/31/2019 | Scale - needs checked and tagged | Inventoried, safety, and documentation . | EXP3102403 | Labor | 10/31/2019 | 10/31/2019 | Michael Youch
|  | DETECTO | DETECTO SOLO DIGITAL EYE-LEVEL PHYSICIAN SCALE |  | SL09790180414209 | COOPER INTERNAL MEDICINE- 416 HADDON |  |  | excluded | 10/31/2019 |  |  |  |  | NO | NO |  |  |  |  | DETECTO 30225160 SL09790180414209 |  |  | Active |  | 99:99:99:99:99:99 |  | Equipment | PAAR:00-PVAR | 10/31/2019 | 10/31/2019 | COOPER AMBULATORY OFF-SITES |  |  | 416 Haddon Ave. - Exam Room | WOT00000001719098 |  | Performance Verification | Closed | Stephen Zubrzycki | 10/31/2019 | 10/31/2019 | CEID Record Completion for DETECTO 30225160 SL09790180414209 | Inventoried unit | EXP1737937 | Labor | 10/31/2019 | 10/31/2019 | Stephen Zubrzycki
|  | DETECTO | DETECTO SOLO DIGITAL EYE-LEVEL PHYSICIAN SCALE |  | SL09790180615035 | 127 CHURCH - SURGERY |  |  | excluded | 10/31/2019 |  |  |  |  | NO | NO |  |  |  |  | DETECTO 30225143 SL09790180615035 |  |  | Active |  | 99:99:99:99:99:99 |  | Equipment | PAAR:00-PVAR | 10/31/2019 | 10/31/2019 | COOPER AMBULATORY OFF-SITES |  |  | 127 Church - Hallway | WOT00000001472265 | Carmen Rivera | Performance Verification | Closed | Stephen Zubrzycki | 10/31/2019 | 10/31/2019 | Performance Verification for DETECTO 30225143 SL09790180615035 | Initial Install of Performance Verification. Device is ready for patient use. |  |  | 10/31/2019 | 10/31/2019
|  | DETECTO | DETECTO SOLO DIGITAL EYE-LEVEL PHYSICIAN SCALE |  | SL09790180614786 | BRACE ROAD-MEDICINE |  |  | excluded | 10/31/2019 |  |  |  |  | NO | NO |  |  |  |  | DETECTO 30225142 SL09790180614786 |  |  | Active |  | 99:99:99:99:99:99 |  | Equipment | PAAR:00-PVAR | 10/31/2019 | 10/31/2019 | COOPER AMBULATORY OFF-SITES |  |  | 1210 Brace Road | WOT00000001549197 | Cheryl Peck | Performance Verification | Closed | Stephen Zubrzycki | 10/31/2019 | 10/31/2019 | CEID Record Completion for DETECTO 30225142 SL09790180614786 | Inventoried unit | EXP1494205 | Labor | 10/31/2019 | 10/31/2019 | Stephen Zubrzycki
|  | DETECTO | DETECTO SOLO DIGITAL EYE-LEVEL PHYSICIAN SCALE |  | SL09790160310488 | 3 COOPER-CARDIAC DIAGNOSTIC CENTER |  |  | excluded | 10/31/2019 |  |  |  |  | NO | NO |  |  |  |  | DETECTO 30225076 SL09790160310488 |  |  | Active |  | 99:99:99:99:99:99 |  | Equipment | PAAR:00-PVAR | 10/31/2019 | 10/31/2019 | COOPER AMBULATORY OFF-SITES |  |  |  | 0011611847 | CARLA TRUELL | Performance Verification | Closed | Bonnie Aichroth | 10/31/2019 | 10/31/2019 | INCOMING INVENTORY | DEVICE INVENTORIED | 22046978-4F23-4BDB-A488-B84346864ABD | Labor | 10/31/2019 | 10/31/2019 | Bonnie Aichroth
|  | DETECTO | DETECTO SOLO DIGITAL EYE-LEVEL PHYSICIAN SCALE |  | SL09790160310493 | 3 COOPER-CARDIAC DIAGNOSTIC CENTER |  |  | excluded | 10/31/2019 |  |  |  |  | NO | NO |  |  |  |  | DETECTO 30225075 SL09790160310493 |  |  | Active |  | 99:99:99:99:99:99 |  | Equipment | PAAR:00-PVAR | 10/31/2019 | 10/31/2019 | COOPER AMBULATORY OFF-SITES |  |  |  | 0011611855 | CARLA TRUELL | Preventative Maintenance | Closed | Bonnie Aichroth | 10/31/2019 | 10/31/2019 | PERFORMANCE ASSURANCE AT INVENTORY | INVENTORIED DEVICE AND ENSURED DEVICE WAS FUNCTIONING PROPERLY. | 97D057C3-A8A2-4216-B7F6-B8C1DC81D8E1 | Labor | 10/31/2019 | 10/31/2019 | Stephen Zubrzycki
|  | DETECTO | DETECTO WEIGH BEAM EYE-LEVEL 439 |  |  | 3 COOPER - MEDICINE DEPARTMENT |  |  | excluded | 11/01/2019 |  |  |  |  | NO | NO |  |  |  |  | DETECTO 11187702 04031926 |  |  | Active |  | 99:99:99:99:99:99 |  | Equipment | 6M:00-CAL | 11/01/2019 | 11/01/2019 | COOPER AMBULATORY OFF-SITES |  |  | Suite 215 - Exam 11 |  | NANCY LOUIS |  |  |  | 11/01/2019 | 11/01/2019 |  |  |  |  | 11/01/2019 | 11/01/2019
|  | DETECTO | DETECTO WEIGH BEAM EYE-LEVEL 439 |  | 9407-1621 | KINGS HIGHWAY-MEDICINE |  |  |  | 01/01/1900 |  |  |  |  | NO | NO |  |  |  |  | DETECTO 10366288 9407-1621 |  |  | Disposition |  | 99:99:99:99:99:99 |  | Equipment | 6M:00-CAL | 10/14/2019 | 04/01/2020 | COOPER AMBULATORY OFF-SITES |  |  | 1103 N Kings Hwy - Medicine - Exam 10 |  | CHRISTINE MULLER
|  | DETECTO | DETECTO WEIGH BEAM EYE-LEVEL 439 |  | 9407-1618 | KINGS HIGHWAY-MEDICINE |  |  |  | 01/01/1900 |  |  |  |  | NO | NO |  |  |  |  | DETECTO 10366285 9407-1618 |  |  | Disposition |  | 99:99:99:99:99:99 |  | Equipment | 6M:00-CAL | 10/14/2019 | 04/01/2020 | COOPER AMBULATORY OFF-SITES |  |  | 1103 N Kings Hwy - Medicine - Exam 8 |  | CHRISTINE MULLER
|  | DETECTO | DETECTO WEIGH BEAM EYE-LEVEL 439 |  | 9407-1624 | KINGS HIGHWAY-MEDICINE |  |  |  | 01/01/1900 |  |  |  |  | NO | NO |  |  |  |  | DETECTO 10366280 9407-1624 |  |  | Disposition |  | 99:99:99:99:99:99 |  | Equipment | 6M:00-CAL | 10/14/2019 | 04/01/2020 | COOPER AMBULATORY OFF-SITES |  |  | 1103 N Kings Hwy - Medicine - Exam 9 |  | CHRISTINE MULLER
|  | DETECTO | DETECTO WEIGH BEAM EYE-LEVEL 439 |  |  | KINGS HIGHWAY-RADIOLOGY |  |  | excluded | 01/01/2012 |  |  |  |  | NO | NO |  |  |  |  | DETECTO 10366067 04031922 |  |  | Active |  | 99:99:99:99:99:99 |  | Equipment | 6M:00-CAL | 05/30/2019 | 05/01/2020 | COOPER AMBULATORY OFF-SITES |  |  | Kings Hwy Rm 106 |  | SUZEN SCHAFFER
|  | DETECTO | DETECTO WEIGH BEAM EYE-LEVEL 439 |  | 0602-1384 | 127 CHURCH - SURGERY |  |  | excluded | 01/01/2005 |  |  |  |  | NO | NO |  |  |  |  | DETECTO 10365954 0602-1384 |  |  | Active |  | 99:99:99:99:99:99 |  | Equipment | 6M:00-CAL | 06/05/2019 | 12/01/2019 | COOPER AMBULATORY OFF-SITES |  |  | EXAM 2 |  | Carmen Rivera
|  | DETECTO | DETECTO WEIGH BEAM EYE-LEVEL 439 |  | Not Known | BRACE ROAD-MEDICINE |  |  |  | 01/01/1900 |  |  |  |  | NO | NO |  |  |  |  | DETECTO 10365890 Not Known |  |  | Disposition |  | 99:99:99:99:99:99 |  | Equipment | 6M:00-CAL | 05/31/2019 | 05/01/2020 | COOPER AMBULATORY OFF-SITES |  |  | Neurology Suite 100 Room 5 |  | Cheryl Peck
|  | DETECTO | DETECTO WEIGH BEAM EYE-LEVEL 439 |  | E05808-0281 | BRACE ROAD-MEDICINE |  |  |  | 04/02/2008 |  |  |  |  | NO | NO |  |  |  |  | DETECTO 10365888 E05808-0281 |  |  | Disposition |  |  |  | Equipment | 6M:00-CAL | 11/02/2017 | 05/01/2020 | COOPER AMBULATORY OFF-SITES |  |  | Neurology Suite 100 Room 4 |  | Cheryl Peck
|  | DETECTO | DETECTO WEIGH BEAM EYE-LEVEL 439 |  | E05808-0280 | CHERRY HILL SPECIALITY HUB |  |  | excluded | 04/02/2008 |  |  |  |  | NO | NO |  |  |  |  | DETECTO 10365886 E05808-0280 |  |  | Active |  | 99:99:99:99:99:99 |  | Equipment | 6M:00-CAL | 05/09/2019 | 05/01/2020 | COOPER AMBULATORY OFF-SITES |  |  | 1935 Rte 70E - 1st Floor Hallway |  | APRIL DIXON
|  | DETECTO | DETECTO WEIGH BEAM EYE-LEVEL 439 |  |  | 3 COOPER - MEDICINE DEPARTMENT |  |  | excluded | 06/15/2004 |  |  |  |  | NO | NO |  |  |  |  | DETECTO 10346990 04052280 |  |  | Active |  | 99:99:99:99:99:99 |  | Equipment | 6M:00-CAL | 11/01/2019 | 05/01/2020 | COOPER AMBULATORY OFF-SITES |  |  | Suite 215 - Exam 12 |  | NANCY LOUIS
|  | DETECTO | DETECTO WEIGH BEAM EYE-LEVEL 439 |  |  | 3 COOPER - MEDICINE DEPARTMENT |  |  | excluded | 06/15/2004 |  |  |  |  | NO | NO |  |  |  |  | DETECTO 10346982 04052284 |  |  | Active |  | 99:99:99:99:99:99 |  | Equipment | 6M:00-CAL | 11/01/2019 | 05/01/2020 | COOPER AMBULATORY OFF-SITES |  |  | Suite 215 - Exam 2 |  | NANCY LOUIS
|  | DETECTO | DETECTO WEIGH BEAM EYE-LEVEL 439 |  | 0405-710 | 3 COOPER - MEDICINE DEPARTMENT |  |  |  | 05/25/2004 |  |  |  |  | NO | NO |  |  |  |  | DETECTO 10346916 0405-710 |  |  | Disposition |  |  |  | Equipment | 6M:00-CAL | 05/04/2017 |  | COOPER AMBULATORY OFF-SITES |  |  | SUITE 215 - EXAM 13 |  | NANCY LOUIS
|  | DETECTO | DETECTO WEIGH BEAM EYE-LEVEL 439 |  |  | 3 COOPER - MEDICINE DEPARTMENT |  |  | excluded | 05/11/2004 |  |  |  |  | NO | NO |  |  |  |  | DETECTO 10346906 04031917 |  |  | Active |  | 99:99:99:99:99:99 |  | Equipment | 6M:00-CAL | 11/01/2019 | 05/01/2020 | COOPER AMBULATORY OFF-SITES |  |  | Suite 215 - Exam 8 |  | NANCY LOUIS
|  | DETECTO | DETECTO WEIGH BEAM EYE-LEVEL 448 |  |  | PULMONARY LAB |  |  | excluded | 03/23/2005 |  |  |  |  | NO | NO |  |  |  |  | DETECTO 10055 0503 |  |  | Active |  | 99:99:99:99:99:99 |  | Equipment | 6M:00-CAL | 11/01/2019 | 05/01/2020 | COOPER UNIVERSITY HOSPITAL |  |  | PULMONARY RM 644 |  | KATHY LOFLAND
|  | DEVICOR MEDICAL PRODUCTS | DEVICOR MEDICAL PRODUCTS NEOPROBE GDS (2300) |  |  | VOORHEES SURGERY CENTER-OPERATING ROOM |  |  |  | 10/16/2019 |  |  |  |  | NO | NO |  |  |  |  | DEVICOR MEDICAL PRODUCTS 11239291 141167423 |  |  | Disposition |  |  |  | Equipment | PAAR:00-PVAR | 10/16/2019 | 10/16/2019 | COOPER AMBULATORY OFF-SITES |  |  | Performance Verification | WOT00000001338527 | JENNIFER BOMBARO | Performance Verification | Closed | Kirk Lis | 10/16/2019 | 10/16/2019 | Performance Verification for DEVICOR MEDICAL PRODUCTS 11239291 141167423 | Initial Install of Performance Verification. Device is ready for patient use. |  |  | 10/16/2019 | 10/16/2019
|  | DEVILBISS | DEVILBISS 3655LT |  | 3LT6447337 | AUDUBON URGENT CARE |  |  |  | 01/20/2016 |  |  |  |  | NO | NO |  |  |  |  | DEVILBISS 10480229 3LT6447337 |  |  | Active |  | 99:99:99:99:99:99 |  | Equipment | PAAR:00-PVAR | 10/31/2019 |  | COOPER AMBULATORY OFF-SITES |  |  |  |  | MELISSA PORTOBANCO
|  | DEVILBISS | DEVILBISS PULMO AID |  | D3205718 | MOORESTOWN-FAMILY MEDICINE |  |  |  | 10/31/2019 |  |  |  |  | NO | NO |  |  |  |  | DEVILBISS 10769711 D3205718 |  |  | Active |  | 99:99:99:99:99:99 |  | Equipment | PAAR:00-PVAR | 10/31/2019 | 10/31/2019 | COOPER AMBULATORY OFF-SITES |  |  |  | 0012499904 | LYNNE DEJOSEPH | Repair | Closed | Kirk Lis | 10/31/2019 | 10/31/2019 | NEBULIZER - CONNECTOR PIECE BROKEN/KNOB WHERE THEY ATTACH THE TUBING - FAMILY MEDICINE MOORESTOWN MA STATION | 12/13/2017 11:08:22 AM KALIS (KALIS 12/12/2017 12:00 AM) TRAVEL TIME 12/13/2017 11:09:49 AM KALIS (KALIS 12/12/2017 12:00 AM) ANALYZED UNIT. OBSERVED COMPLAINT. TAKING UNIT BACK TO DEPT. 12/18/2017 4:26:34 PM KALIS (KALIS 12/18/2017 12:00 AM) RESEARCHED UNIT 'S HISTORY. RESAERCHED VENDOR . ORDERED PART 12/22/2017 4:20:00 PM KALIS (KALIS 12/22/2017 12:00 AM) DISSASSEMBLED UNIT. INSTALLED NEW TUBING CONNECTOR ASSEMBLY. REASSEMBLED UNIT. PERFORMED OVP 12/27/2017 1:33:29 PM KALIS (KALIS 12/27/2017 12:00 AM) SHIPPED UNIT TO STEPHNIE VIA COURRIER | 19BBD6A3-124A-4340-8A59-109A73E59A3E | Labor | 10/31/2019 | 10/31/2019 | Kirk Lis
|  | DEVILBISS | DEVILBISS PULMO AID |  |  | GLOUCESTER-MEDICINE |  |  |  | 08/08/2016 |  |  |  |  | NO | NO |  |  |  |  | DEVILBISS 10505475 03090862 |  |  | Active |  | 99:99:99:99:99:99 |  | Equipment | PAAR:00-PVAR | 10/31/2019 |  | COOPER AMBULATORY OFF-SITES |  |  | 430 S. BROADWAY-CLOSET |  | KELLIE STOUT
|  | DEVILBISS | DEVILBISS PULMO AID |  | D3074016 | THOROFARE-INTERNAL MEDICINE |  |  |  | 01/01/1900 |  |  |  |  | NO | NO |  |  |  |  | DEVILBISS 10366836 D3074016 |  |  | Active |  | 99:99:99:99:99:99 |  | Equipment | PAAR:00-PVAR | 11/02/2019 |  | COOPER AMBULATORY OFF-SITES |  |  | Storage near nurses station |  | Cheryl Peck
|  | DEVILBISS | DEVILBISS PULMO AID |  | D3051279 | FAMILY MEDICAL SEWELL |  |  |  | 10/08/2008 |  |  |  |  | NO | NO |  |  |  |  | DEVILBISS 10366814 D3051279 |  |  | Active |  | 99:99:99:99:99:99 |  | Equipment | PAAR:00-PVAR | 11/02/2019 |  | COOPER AMBULATORY OFF-SITES |  |  | SUPPLY CLOSET |  | MARIANNE SHIEPAN
|  | DEVILBISS | DEVILBISS PULMO-AIDE 561 |  |  | 3 COOPER - MEDICINE DEPARTMENT |  |  |  | 10/31/2019 |  |  |  |  | NO | NO |  |  |  |  | DEVILBISS 11221512 042286 |  |  | Active |  | 99:99:99:99:99:99 |  | Equipment | PAAR:00-PVAR | 10/31/2019 | 10/31/2019 | COOPER AMBULATORY OFF-SITES |  |  |  | WOT00000001085395 | NANCY LOUIS | Performance Verification | Closed | Stephen Zubrzycki | 10/31/2019 | 10/31/2019 | Performance Verification for DEVILBISS 11221512 042286 | Initial Install of Performance Verification. Device is ready for patient use. |  |  | 10/31/2019 | 10/31/2019
|  | DEVILBISS | DEVILBISS PULMOAIDE |  | D2492217 | 1050 KINGS HIGHWAY-MEDICINE |  |  |  | 01/01/2000 |  |  |  |  | NO | NO |  |  |  |  | DEVILBISS 10366058 D2492217 |  |  | Active |  | 99:99:99:99:99:99 |  | Equipment | PAAR:00-PVAR | 11/02/2019 |  | COOPER AMBULATORY OFF-SITES |  |  | NURSES STATION |  | Leah Willis
|  | DEVILBISS | DEVILBISS PULMOAIDE |  | D2721347 | HADDON HEIGHTS-FAMILY MEDICINE |  |  |  | 11/02/2019 |  |  |  |  | NO | NO |  |  |  |  | DEVILBISS 30225048 D2721347 |  |  | Active |  | 99:99:99:99:99:99 |  | Equipment | PAAR:00-PVAR | 11/02/2019 | 11/02/2019 | COOPER AMBULATORY OFF-SITES |  |  | Nurses Station Cabinet |  | KELLIE STOUT |  |  |  | 11/02/2019 | 11/02/2019 |  |  |  |  | 11/02/2019 | 11/02/2019
|  | DEVILBISS | DEVILBISS PULMOMATE 4650D |  |  | 3 COOPER-EARLY INTERVENTION PROGRAM |  |  |  | 11/17/2017 |  |  |  |  | NO | NO |  |  |  |  | DEVILBISS 10725060 306111247 |  |  | Active |  | 99:99:99:99:99:99 |  | Equipment | PAAR:00-PVAR | 10/31/2019 |  | COOPER AMBULATORY OFF-SITES |  |  |  | 0012526882 | Sue Cooper | Preventative Maintenance | Closed | Josh Harris | 12/26/2017 | 12/26/2017 | PERFORMANCE ASSURANCE AT INVENTORY | INVENTORIED DEVICE AND ENSURED DEVICE WAS FUNCTIONING PROPERLY. | 82232B4B-32C4-4C73-BAC9-1F4809034365 | Labor | 11/17/2017 | 11/17/2017 | Stephen Zubrzycki
|  | DEVILBISS | DEVILBISS PULMOMATE 4650D |  | D3472367 | HADDON HEIGHTS-FAMILY MEDICINE |  |  |  | 05/04/2009 |  |  |  |  | NO | NO |  |  |  |  | DEVILBISS 10365799 D3472367 |  |  | Active |  | 99:99:99:99:99:99 |  | Equipment | PAAR:00-PVAR | 11/02/2019 |  | COOPER AMBULATORY OFF-SITES |  |  | Nurses Station Caninet |  | KELLIE STOUT
|  | DIAGNOSTIC ULTRASOUND CORP. | DIAGNOSTIC ULTRASOUND CORP. BLADDERSCAN BVI 3000 |  |  | 127 CHURCH - SURGERY |  |  |  | 01/20/2005 |  |  |  |  | NO | NO |  |  |  |  | DIAGNOSTIC ULTRASOUND CORP. 10365932 04338113 |  |  | Disposition |  |  |  | Equipment | 1Y:00-MFG | 06/29/2017 | 06/01/2020 | COOPER AMBULATORY OFF-SITES |  |  | NURSES STATION |  | Carmen Rivera
|  | DIAGNOSTICA STAGO | DIAGNOSTICA STAGO ST-ART |  | BA96035815 | LAB HEMATOLOGY |  |  | donated | 08/25/2006 |  |  |  |  | NO | NO |  |  |  |  | DIAGNOSTICA STAGO 10367678 BA96035815 |  |  | Active |  | 99:99:99:99:99:99 |  | Equipment | 1Y:00-MFG | 03/26/2019 | 03/01/2020 | COOPER UNIVERSITY HOSPITAL |  |  | HEMATOLOGY |  | DALE MORRONE
|  | DICKSON CO., THE | DICKSON CO., THE KT856 |  |  | PENNSVILLE-MEDICINE |  |  |  | 06/10/2009 |  |  |  |  | NO | NO |  |  |  |  | DICKSON CO., THE 10345909 09113228 |  |  | Active |  | 99:99:99:99:99:99 |  | Equipment | PAAR:00-PVAR | 11/02/2019 |  | COOPER AMBULATORY OFF-SITES |  |  | LAB |  | Heather Rhodes
|  | DIFFCOUNT | DIFFCOUNT MD-108 |  |  | LAB HEMATOLOGY |  |  |  | 01/01/1900 |  |  |  |  | NO | NO |  |  |  |  | DIFFCOUNT 10366623 55724 |  |  | Active |  | 99:99:99:99:99:99 |  | Equipment | 1Y:00-MFG | 03/18/2019 | 03/01/2020 | COOPER UNIVERSITY HOSPITAL |  |  | HEMATOLOGY |  | DALE MORRONE
|  | DORAN MEDICAL | DORAN MEDICAL DS4050 |  |  | CAT SCAN |  |  |  | 10/31/2019 |  |  |  |  | NO | NO |  |  |  |  | DORAN MEDICAL 11222060 12160158 |  |  | Active |  | 99:99:99:99:99:99 |  | Equipment | PAAR:00-PVAR | 10/31/2019 | 10/31/2019 | COOPER UNIVERSITY HOSPITAL |  |  | Radiology Nursing | WOT00000001303994 | PAULETTE DUCKREY | Performance Verification | Closed | Charles Santomero | 10/31/2019 | 10/31/2019 | Performance Verification for DORAN MEDICAL 11222060 12160158 | Initial Install of Performance Verification. Device is ready for patient use. |  |  | 10/31/2019 | 10/31/2019
|  | DORAN MEDICAL | DORAN MEDICAL DS5100 |  | DS5102871 | CAT SCAN |  |  |  | 10/31/2019 |  |  |  |  | NO | NO |  |  |  |  | DORAN MEDICAL 11222046 DS5102871 |  |  | Active |  | 99:99:99:99:99:99 |  | Equipment | PAAR:00-PVAR | 10/31/2019 | 10/31/2019 | COOPER UNIVERSITY HOSPITAL |  |  | Rad Nursing | WOT00000001047801 | PAULETTE DUCKREY | Performance Verification | Closed | Charles Santomero | 10/31/2019 | 10/31/2019 | Performance Verification for DORAN MEDICAL 11222046 DS5102871 | Initial Install of Performance Verification. Device is ready for patient use. |  |  | 10/31/2019 | 10/31/2019
|  | DORNIER MEDICAL SYSTEMS | DORNIER MEDICAL SYSTEMS MEDILAS H |  | 3006-1-135 | OPERATING ROOM - PAVILION |  |  |  | 12/29/2000 |  |  |  |  | NO | NO |  |  |  |  | DORNIER MEDICAL SYSTEMS 10346664 3006-1-135 |  |  | Disposition |  | 99:99:99:99:99:99 |  | High Risk | 1Y:00-MFG | 02/28/2019 | 02/01/2020 | COOPER UNIVERSITY HOSPITAL |  |  | OR STORAGE AREA |  | DOMINIC VENDETTA
|  | DOSTMANN | DOSTMANN P 750-PT |  |  | LAB BLOOD BANK |  |  |  | 10/31/2019 |  |  |  |  | NO | NO |  |  |  |  | DOSTMANN 11207729 75014110349 |  |  | Active |  |  |  | Test Equipment | PAAR:00-PVAR | 10/31/2019 | 10/31/2019 | COOPER UNIVERSITY HOSPITAL |  |  |  | WOT00000004134532 | Barbara Bayne | Performance Verification | Completed | Gene Amodei | 10/31/2019 | 10/31/2019 | Performance Verification for DOSTMANN 11207729 75014110349 | Initial Install of Performance Verification. Device is ready for patient use. |  |  | 10/31/2019 | 10/31/2019
|  | DRAEGER | DRAEGER D-VAPOR |  | ARWF-0394 | ANESTHESIOLOGY |  |  |  | 10/04/2017 |  |  |  |  | NO | NO |  |  |  |  | DRAEGER 30294881 ARWF-0394 |  |  | Disposition |  |  |  | High Risk | 1Y:00-MFG | 10/04/2017 | 10/04/2017 | COOPER UNIVERSITY HOSPITAL |  |  |  | 0012263728 | GIACINTA ROUPAS | Repair | Closed | Salvatore Bombara | 10/04/2017 | 10/04/2017 | ANESTHESIA VAPORIZER - CLOUDY SITE GLASS - TMX | 10/4/2017 12:04:45 PM SXBOMBARA (SXBOMBARA 10/4/2017 12:00 AM) CONFIRMED ERROR. SET UNIT UP FOR SWAP OUT. RA# 111927 10/12/2017 12:14:47 PM SXBOMBARA (SXBOMBARA 10/12/2017 12:00 AM) RECEIVED REPLACEMENT. PACKED UP AND SHIPPED OUT FOR EXCHANGE 10/12/2017 12:14 PM SXBOMBARA This device has been removed from an active status with the RSQ Database, and physically removed from the facility. Device retired on 10/12/2017; Authorized By: BAXTER; Nature of Retirement: TRADED IN; Days In Service: 8 | CF0CCDB2-EABC-4DC2-AE9C-29DA27BFAF70 | Labor | 10/04/2017 | 10/04/2017 | Salvatore Bombara
|  | DRAEGER | DRAEGER D-VAPOR |  | arul-0085 | ANESTHESIOLOGY |  |  |  | 01/01/1900 |  |  |  |  | NO | NO |  |  |  |  | DRAEGER 10355447 arul-0085 |  |  | Disposition |  |  |  | High Risk | 1Y:00-MFG | 07/28/2016 | 07/01/2020 | COOPER UNIVERSITY HOSPITAL |  |  | STORAGE ROOM |  | GIACINTA ROUPAS
|  | DRAEGER | DRAEGER D-VAPOR |  | 2L010500US0200 | OPERATING ROOM - PAVILION |  |  |  | 01/01/1900 |  |  |  |  | NO | NO |  |  |  |  | DRAEGER 10355441 2L010500US0200 |  |  | Disposition |  |  |  | High Risk | 1Y:00-MFG | 02/01/2016 | 02/01/2020 | COOPER UNIVERSITY HOSPITAL |  |  | EQUIPMENT STORAGE P316 |  | DOMINIC VENDETTA
|  | DRAEGER | DRAEGER D-VAPOR |  | ASAF-0222 | ANESTHESIOLOGY |  |  |  | 01/01/1900 |  |  |  |  | NO | NO |  |  |  |  | DRAEGER 10346655 ASAF-0222 |  |  | Disposition |  |  |  | High Risk | 1Y:00-MFG | 07/28/2016 | 07/01/2020 | COOPER UNIVERSITY HOSPITAL |  |  | OR P01 |  | GIACINTA ROUPAS
|  | DRAEGER | DRAEGER D-VAPOR(M35500-20) |  | ARWF-0143 | ANESTHESIOLOGY |  |  |  | 10/27/2015 |  |  |  |  | NO | NO |  |  |  |  | DRAEGER 14538 ARWF-0143 |  |  | Disposition |  |  |  | High Risk | 1Y:00-MFG | 10/27/2015 | 10/27/2015 | COOPER UNIVERSITY HOSPITAL |  |  | K3 |  | GIACINTA ROUPAS |  |  |  | 10/27/2015 | 10/27/2015 |  |  |  |  | 10/27/2015 | 10/27/2015
|  | DRAEGER | DRAEGER NARKOMED 6400 |  |  | ANESTHESIOLOGY |  |  |  | 06/13/2005 |  |  |  |  | NO | NO |  |  |  |  | DRAEGER 10287 40126 |  |  | Disposition |  |  |  | Life Support | 3M:00-MFG | 01/01/1900 | 12/01/2019 | COOPER UNIVERSITY HOSPITAL |  |  | 3RD FOOR OR |  | GIACINTA ROUPAS
|  | DRAEGER | DRAEGER NARKOMED GS |  |  | ANESTHESIOLOGY |  |  |  | 03/01/2016 |  |  |  |  | NO | NO |  |  |  |  | DRAEGER 30143406 15098 |  |  | Disposition |  |  |  | Life Support | 3M:00-MFG | 03/01/2016 | 03/01/2016 | COOPER UNIVERSITY HOSPITAL |  |  | KELLEMAN STORAGE |  | GIACINTA ROUPAS |  |  |  | 03/01/2016 | 03/01/2016 |  |  |  |  | 03/01/2016 | 03/01/2016
|  | DRAEGER | DRAEGER VAPOR 2000-SEVO |  | ARYB-1279 | ANESTHESIOLOGY |  |  |  | 12/14/2011 |  |  |  |  | NO | NO |  |  |  |  | DRAEGER 10368330 ARYB-1279 |  |  | Disposition |  | 99:99:99:99:99:99 |  | High Risk | 1Y:00-MFG | 07/26/2017 | 07/01/2020 | COOPER UNIVERSITY HOSPITAL |  |  | OR P10 |  | GIACINTA ROUPAS
|  | DRAEGER | DRAEGER VAPOR 2000-SEVO |  | ARXK-0829 | ANESTHESIOLOGY |  |  |  | 10/16/2017 |  |  |  |  | NO | NO |  |  |  |  | DRAEGER 30294866 ARXK-0829 |  |  | Disposition |  |  |  | High Risk | 1Y:00-MFG | 10/16/2017 | 10/16/2017 | COOPER UNIVERSITY HOSPITAL |  |  |  | 0011861859 | GIACINTA ROUPAS | Performance Verification | Closed | Salvatore Bombara | 10/16/2017 | 10/16/2017 | INCOMING INVENTORY | DEVICE INVENTORIED | 5B12DBF9-8981-4B54-A9FA-B93F6372C5B5 | Labor | 10/16/2017 | 10/16/2017 | Salvatore Bombara
|  | DRIVE MEDICAL | DRIVE MEDICAL POWER NEB ULTRA |  | 13S131101383 | BUNKER HILL-INTERNAL MEDICINE |  |  |  | 01/01/1900 |  |  |  |  | NO | NO |  |  |  |  | DRIVE MEDICAL 10345745 13S131101383 |  |  | Active |  | 99:99:99:99:99:99 |  | Equipment | PAAR:00-PVAR | 11/02/2019 |  | COOPER AMBULATORY OFF-SITES |  |  | MEDICAL ASSISTANT OFFICE |  | SUSAN BABCOCK
|  | DRIVE MEDICAL | DRIVE MEDICAL POWER NEB ULTRA |  | 13S131101320 | BUNKER HILL-INTERNAL MEDICINE |  |  |  | 01/01/1900 |  |  |  |  | NO | NO |  |  |  |  | DRIVE MEDICAL 10345746 13S131101320 |  |  | Active |  | 99:99:99:99:99:99 |  | Equipment | PAAR:00-PVAR | 11/02/2019 |  | COOPER AMBULATORY OFF-SITES |  |  | MEDICAL ASSISTANT OFFICE |  | SUSAN BABCOCK
|  | DRIVE MEDICAL | DRIVE MEDICAL POWER NEB ULTRA |  | 13S131101381 | COOPER FAMILY MEDICINE AT CAMDEN COUNTY COLLEGE |  |  |  | 01/01/1900 |  |  |  |  | NO | NO |  |  |  |  | DRIVE MEDICAL 10345743 13S131101381 |  |  | Disposition |  |  |  | Equipment | PAAR:00-PVAR | 11/02/2019 |  | COOPER AMBULATORY OFF-SITES |  |  | Cabinet - D | 0011479432 | KATHLEEN CLIFFORD | Repair | Closed | Stephen Zubrzycki | 04/13/2017 | 04/13/2017 | NEBULIZER - RETIRE -TMX | 4/13/2017 8:35:43 AM SJZUBRZYCKI (SJZUBRZYCKI 4/13/2017 12:00 AM) CNL DURING EQUIPMENT VALIDATION. VERIFIED WITH STAFF THAT THEY WERE GETTING A NEW NEBUILIZER AND THE OLD ONE WAS NO LONGER IN THE DEPT. 4/13/2017 8:36:10 AM SJZUBRZYCKI This device has been removed from an active status with the RSQ Database, and physically removed from the facility. Device retired on 4/13/2017; Authorized By: YES; Nature of Retirement: NO LONGER NEEDED; Days In Service: 679 | 209C27BD-8648-4DB8-9845-676B173EC34A | Labor | 04/13/2017 | 04/13/2017 | Stephen Zubrzycki
|  | DRIVE MEDICAL | DRIVE MEDICAL SENTRA EC |  |  | RUNNEMEDE URGENT CARE |  |  | excluded | 10/31/2019 |  |  |  |  | NO | NO |  |  |  |  | DRIVE MEDICAL 10769683 451611145828 |  |  | Active |  | 99:99:99:99:99:99 |  | Equipment | PAAR:00-PVAR | 10/31/2019 | 10/31/2019 | COOPER AMBULATORY OFF-SITES |  |  |  | 0012056088 | MELISSA PORTOBANCO | Preventative Maintenance | Closed | Richard Jolly | 10/31/2019 | 10/31/2019 | PERFORMANCE ASSURANCE AT INVENTORY | INVENTORIED DEVICE AND ENSURED DEVICE WAS FUNCTIONING PROPERLY. | 079FF613-915E-46DC-8DCE-952C54306942 | Labor | 10/31/2019 | 10/31/2019 | Richard Jolly
|  | DRIVE MEDICAL | DRIVE MEDICAL SENTRA EC |  |  | 401 KINGS HIGHWAY - ORTHOPEDICS |  |  | excluded | 03/01/2017 |  |  |  |  | NO | NO |  |  |  |  | DRIVE MEDICAL 10769372 481611152718 |  |  | Active |  | 99:99:99:99:99:99 |  | Equipment | PAAR:00-PVAR | 10/31/2019 |  | COOPER AMBULATORY OFF-SITES |  |  |  | 0011983262 | HELEN BOYLE | Preventative Maintenance | Closed | Bonnie Aichroth | 07/27/2017 | 07/27/2017 | PERFORMANCE ASSURANCE AT INVENTORY | INVENTORIED DEVICE AND ENSURED DEVICE WAS FUNCTIONING PROPERLY. | 0B8179C1-3754-4EF5-A26E-8B56D8FF7860 | Labor | 03/01/2017 | 03/01/2017 | Kirk Lis
|  | DRIVE MEDICAL | DRIVE MEDICAL SENTRA EC |  | AD5010123GP | PATIENT TRANSPORT |  |  |  | 12/31/2014 |  |  |  |  | NO | NO |  |  |  |  | DRIVE MEDICAL 10366643 AD5010123GP |  |  | Disposition |  |  |  | Equipment | PAAR:00-PVAR | 11/01/2019 |  | COOPER UNIVERSITY HOSPITAL |  |  | BASEMENT |  | Bonnie Aichroch
|  | DRIVE MEDICAL | DRIVE MEDICAL SENTRA EC |  | 4Y16050120 | COOPER FAMILY MEDICINE AT CAMDEN COUNTY COLLEGE |  |  | excluded | 10/31/2019 |  |  |  |  | NO | NO |  |  |  |  | DRIVE MEDICAL 30225251 4Y16050120 |  |  | Active |  |  |  | Equipment | PAAR:00-PVAR | 10/31/2019 | 10/31/2019 | COOPER AMBULATORY OFF-SITES |  |  | CCC - Storage | WOT00000003487281 | KATHLEEN CLIFFORD | Repair | Closed | Stephen Zubrzycki | 10/31/2019 | 10/31/2019 | Wheelchair - Leg is bent | Analyzed unit. Frame is bent. Tried to bend back but need to go back with larger tools to get better leverage. Will go back Monday morning (8/26/19) Repaired leg section and VPO. Travel time | EXP3783731 | Labor | 10/31/2019 | 10/31/2019 | Stephen Zubrzycki
|  | DUPACO, INC. | DUPACO, INC. 32450 |  | 906A | INTENSIVE CARE NURSERY |  |  |  | 01/01/1900 |  |  |  |  | NO | NO |  |  |  |  | DUPACO, INC. 10347749 906A |  |  | Disposition |  |  |  | High Risk | 6M:00-MFG | 02/13/2017 | 02/01/2020 | COOPER UNIVERSITY HOSPITAL |  |  | 5th |  | JOANNE FOX
|  | DUPACO, INC. | DUPACO, INC. 32450 |  |  | BIOMEDICAL |  |  |  | 01/01/1900 |  |  |  |  | NO | NO |  |  |  |  | DUPACO, INC. 03325 5187 |  |  | Disposition |  |  |  | High Risk | 1Y:00-MFG | 12/01/2015 | 12/01/2020 | COOPER UNIVERSITY HOSPITAL |  |  | BIOMED 3RD SARAH COOPER |  | Bonnie Aichroch
|  | DUPONT SORVALL | DUPONT SORVALL CRONEX |  |  | OR - KELEMEN 3 |  |  |  | 01/01/1900 |  |  |  |  | NO | NO |  |  |  |  | DUPONT SORVALL 04713 123 |  |  | Disposition |  |  |  | Equipment | 1Y:00-MFG | 02/01/2016 | 02/01/2020 | COOPER UNIVERSITY HOSPITAL |  |  |  |  | DOMINIC VENDETTA
|  | DUPONT/BIOMEDICAL | DUPONT/BIOMEDICAL A-P |  |  | Shipping Locations |  |  |  | 01/01/1900 |  |  |  |  | NO | NO |  |  |  |  | DUPONT/BIOMEDICAL 04715 456 |  |  | Disposition |  |  |  | Equipment | 1Y:00-MFG | 02/01/2016 | 02/01/2020 | COOPER UNIVERSITY HOSPITAL
|  | DUPONT/BIOMEDICAL | DUPONT/BIOMEDICAL A-P |  | 345BW979 | OR - KELEMEN 3 |  |  |  | 01/01/1900 |  |  |  |  | NO | NO |  |  |  |  | DUPONT/BIOMEDICAL 04714 345BW979 |  |  | Disposition |  |  |  | Equipment | 1Y:00-MFG | 02/01/2016 | 02/01/2020 | COOPER UNIVERSITY HOSPITAL |  |  |  |  | DOMINIC VENDETTA
|  | DYMO CORPORATION | DYMO CORPORATION LABELWRITER 450 TURBO |  |  | LAB CHEMISTRY |  |  |  | 10/16/2019 |  |  |  |  | NO | NO |  |  |  |  | DYMO CORPORATION 30142075 1535021750283 |  |  | Disposition |  |  |  | Non-medical | PAAR:00-PVAR | 10/16/2019 | 10/16/2019 | COOPER UNIVERSITY HOSPITAL |  |  |  |  | Barbara Snyder |  |  |  | 10/16/2019 | 10/16/2019 |  |  |  |  | 10/16/2019 | 10/16/2019
|  | DYNATRONICS CORPORATION | DYNATRONICS CORPORATION 1 SECTION PEDESTAL HI-LO TREATMENT TABLE |  | TOOL809 | VOORHEES CARDIOLOGY |  |  |  | 09/14/2005 |  |  |  |  | NO | NO |  |  |  |  | DYNATRONICS CORPORATION 10356977 TOOL809 |  |  | Active |  | 99:99:99:99:99:99 |  | Equipment | PAAR:00-PVAR | 11/02/2019 |  | COOPER AMBULATORY OFF-SITES |  |  | Perephial/Vascular Lab |  | KATHY COMO
|  | DYONICS INC | DYONICS INC 7205841 |  | WA11482 | VOORHEES SURGERY CENTER-OPERATING ROOM |  |  |  | 01/01/1900 |  |  |  |  | NO | NO |  |  |  |  | DYONICS INC 10347182 WA11482 |  |  | Disposition |  |  |  | High Risk | 6M:00-MFG | 04/13/2017 | 04/01/2020 | COOPER AMBULATORY OFF-SITES |  |  | STORAGE ROOM |  | JENNIFER BOMBARO
DYONICS 7205922/VY16006 |  | DYONICS INC | DYONICS INC 7205922 |  | VY16006 | OR - KELEMEN 3 |  |  | excluded | 11/02/2019 |  |  |  |  | NO | NO |  |  |  |  | DYONICS INC DYONICS 7205922/VY16006 VY16006 |  |  | Active |  | 99:99:99:99:99:99 |  | Equipment | PAAR:00-PVAR | 11/02/2019 | 11/02/2019 | COOPER UNIVERSITY HOSPITAL |  |  |  | WOT00000000536090 | DOMINIC VENDETTA | Disposition | Closed | Kenneth Krips | 11/02/2019 | 11/02/2019 | Bulk Disposition CNL |  |  |  | 11/02/2019 | 11/02/2019
DYONICS 7205922/VY15933 |  | DYONICS INC | DYONICS INC 7205922 |  | VY15933 | OR - KELEMEN 3 |  |  | excluded | 11/02/2019 |  |  |  |  | NO | NO |  |  |  |  | DYONICS INC DYONICS 7205922/VY15933 VY15933 |  |  | Active |  | 99:99:99:99:99:99 |  | Equipment | PAAR:00-PVAR | 11/02/2019 | 11/02/2019 | COOPER UNIVERSITY HOSPITAL |  |  |  |  | DOMINIC VENDETTA |  |  |  | 11/02/2019 | 11/02/2019 |  |  |  |  | 11/02/2019 | 11/02/2019
|  | EAGLE | EAGLE SM260 |  |  | VOORHEES SURGERY CENTER-OPERATING ROOM |  |  |  | 01/01/1900 |  |  |  |  | NO | NO |  |  |  |  | EAGLE 10347206 0044488 |  |  | Disposition |  |  |  | Equipment | 1Y:00-MFG | 04/25/2016 | 04/01/2020 | COOPER AMBULATORY OFF-SITES |  |  | STORAGE ROOM |  | JENNIFER BOMBARO
|  | ECHOWARM | ECHOWARM DD7E |  | 00WCY4 | 3 COOPER-PEDIATRICS |  |  |  | 09/20/2005 |  |  |  |  | NO | NO |  |  |  |  | ECHOWARM 10345648 00WCY4 |  |  | Active |  | 99:99:99:99:99:99 |  | Equipment | PAAR:00-PVAR | 11/02/2019 |  | COOPER AMBULATORY OFF-SITES |  |  | Suite 200 - Exam 202 |  | MAUREEN OBRIEN
|  | EDAN INSTRUMENTS, INC. | EDAN INSTRUMENTS, INC. SONOTRAX BASIC |  | 304124-M17C06840026 | WILLINGBORO COOPER UNIVERSITY PHYSICIANS |  |  |  | 06/06/2018 |  |  |  |  | NO | NO |  |  |  |  | EDAN INSTRUMENTS, INC. 10725204 304124-M17C06840026 |  |  | Active |  | 99:99:99:99:99:99 |  | Equipment | 1Y:00-MFG | 03/07/2019 | 03/01/2020 | COOPER AMBULATORY OFF-SITES |  |  | JFK LOCATION WILLINGBORO | WOT00000001027525 | PATTY LEWIS | Performance Verification | Closed | Kirk Lis | 06/06/2018 | 06/12/2019 | Performance Verification for EDAN INSTRUMENTS, INC. 10725204 304124-M17C06840026 | Initial Install of Performance Verification. Device is ready for patient use.
|  | EDAN INSTRUMENTS, INC. | EDAN INSTRUMENTS, INC. SONOTRAX BASIC |  | 304123-M17906980013 | CHERRY HILL SPECIALITY HUB |  |  |  | 06/14/2019 |  |  |  |  | NO | NO |  |  |  |  | EDAN INSTRUMENTS, INC. 30212682 304123-M17906980013 |  |  | Disposition |  | 99:99:99:99:99:99 |  | Equipment | 1Y:00-MFG | 06/14/2019 | 06/14/2019 | COOPER AMBULATORY OFF-SITES |  |  |  | WOT00000000941252 | APRIL DIXON | Performance Verification | Closed | Michael Youch | 06/14/2019 | 06/14/2019 | Performance Verification for EDAN INSTRUMENTS, INC. 30212682 304123-M17906980013 | Initial Install of Performance Verification. Device is ready for patient use. |  |  | 06/14/2019 | 06/14/2019
|  | EDWARDS LIFESCIENCE | EDWARDS LIFESCIENCE EV1000 DATABOX |  | EVD60771 | ANESTHESIOLOGY |  |  |  | 06/20/2017 |  |  |  |  | NO | NO |  |  |  |  | EDWARDS LIFESCIENCE 10769576 EVD60771 |  |  | Disposition |  |  |  | Equipment | 1Y:00-MFG | 10/18/2017 | 10/01/2020 | COOPER UNIVERSITY HOSPITAL |  |  |  | 0012063323 | GIACINTA ROUPAS | Preventative Maintenance | Closed | Salvatore Bombara | 08/24/2017 | 08/24/2017 | PERFORMANCE ASSURANCE AT INVENTORY | INVENTORIED DEVICE AND ENSURED DEVICE WAS FUNCTIONING PROPERLY. | D011827A-B795-4725-807F-1D364A2454A5 | Labor | 06/20/2017 | 06/20/2017 | Salvatore Bombara
|  | EDWARDS LIFESCIENCE | EDWARDS LIFESCIENCE EV1000 DATABOX |  | EVED60352 | ANESTHESIOLOGY |  |  |  | 06/20/2017 |  |  |  |  | NO | NO |  |  |  |  | EDWARDS LIFESCIENCE 10769574 EVED60352 |  |  | Disposition |  |  |  | Equipment | 1Y:00-MFG | 10/17/2017 | 10/01/2020 | COOPER UNIVERSITY HOSPITAL |  |  |  | 0012063311 | GIACINTA ROUPAS | Performance Verification | Closed | Salvatore Bombara | 08/24/2017 | 08/24/2017 | INCOMING INVENTORY | DEVICE INVENTORIED | 1345872D-7032-4452-993E-27429486C1A3 | Labor | 08/24/2017 | 08/24/2017 | Bonnie Aichroth
|  | EDWARDS LIFESCIENCE | EDWARDS LIFESCIENCE EV1000 DATABOX |  | EVD83686 | ANESTHESIOLOGY |  |  |  | 06/20/2017 |  |  |  |  | NO | NO |  |  |  |  | EDWARDS LIFESCIENCE 10769572 EVD83686 |  |  | Active |  | 99:99:99:99:99:99 |  | Equipment | 1Y:00-MFG | 10/29/2019 | 10/01/2020 | COOPER UNIVERSITY HOSPITAL |  |  | P6 | 0012063300 | GIACINTA ROUPAS | Performance Verification | Closed | Salvatore Bombara | 08/24/2017 | 08/24/2017 | INCOMING INVENTORY | DEVICE INVENTORIED | D7CE2086-B0B2-4590-A703-7178EA5B89A8 | Labor | 08/24/2017 | 08/24/2017 | Bonnie Aichroth
|  | EDWARDS LIFESCIENCE | EDWARDS LIFESCIENCE EV1000 DATABOX |  | EVD60865 | ANESTHESIOLOGY |  |  |  | 06/20/2017 |  |  |  |  | NO | NO |  |  |  |  | EDWARDS LIFESCIENCE 10769573 EVD60865 |  |  | Disposition |  |  |  | Equipment | 1Y:00-MFG | 10/17/2017 | 10/01/2020 | COOPER UNIVERSITY HOSPITAL |  |  |  | 0012063305 | GIACINTA ROUPAS | Performance Verification | Closed | Salvatore Bombara | 08/24/2017 | 08/24/2017 | INCOMING INVENTORY | DEVICE INVENTORIED | F6BC5033-AA54-4614-BFFC-D4EF3DE73C2B | Labor | 08/24/2017 | 08/24/2017 | Bonnie Aichroth
|  | EDWARDS LIFESCIENCE | EDWARDS LIFESCIENCE EV1000 DATABOX |  | EV083013 | ANESTHESIOLOGY |  |  |  | 09/25/2017 |  |  |  |  | NO | NO |  |  |  |  | EDWARDS LIFESCIENCE 10732328 EV083013 |  |  | Active |  | 99:99:99:99:99:99 |  | Equipment | 1Y:00-MFG | 10/28/2019 | 10/01/2020 | COOPER UNIVERSITY HOSPITAL |  |  | Pav OR P10 | 0012501135 | GIACINTA ROUPAS | Preventative Maintenance | Closed | Josh Harris | 12/12/2017 | 12/12/2017 | PERFORMANCE ASSURANCE AT INVENTORY | INVENTORIED DEVICE AND ENSURED DEVICE WAS FUNCTIONING PROPERLY. | EFC9F5D6-2720-40C5-98E0-41BD862E8F8F | Labor | 09/25/2017 | 09/25/2017 | Richard Jolly
|  | EDWARDS LIFESCIENCE | EDWARDS LIFESCIENCE EV1000 DATABOX |  | EVD61223 | ANESTHESIOLOGY |  |  |  | 09/25/2017 |  |  |  |  | NO | NO |  |  |  |  | EDWARDS LIFESCIENCE 10732327 EVD61223 |  |  | Active |  | 99:99:99:99:99:99 |  | Equipment | 1Y:00-MFG | 10/28/2019 | 10/01/2020 | COOPER UNIVERSITY HOSPITAL |  |  | Pav OR 7 | 0012501138 | GIACINTA ROUPAS | Performance Verification | Closed | Josh Harris | 12/12/2017 | 12/12/2017 | INCOMING INVENTORY | DEVICE INVENTORIED | 0CA291A1-9770-4D17-9D28-85D05FDC42D5 | Labor | 12/12/2017 | 12/12/2017 | Josh Harris
|  | EDWARDS LIFESCIENCE | EDWARDS LIFESCIENCE EV1000 DATABOX |  | EVD80786 | OR - KELEMEN 3 |  |  |  | 02/26/2018 |  |  |  |  | NO | NO |  |  |  |  | EDWARDS LIFESCIENCE 30225023 EVD80786 |  |  | Disposition |  |  |  | Equipment | 1Y:00-MFG | 02/26/2018 | 02/26/2018 | COOPER UNIVERSITY HOSPITAL |  |  | P6 |  | DOMINIC VENDETTA |  |  |  | 02/26/2018 | 02/26/2018 |  |  |  |  | 02/26/2018 | 02/26/2018
|  | EDWARDS LIFESCIENCE | EDWARDS LIFESCIENCE EV1000 DATABOX |  | EVD81084 | OR - KELEMEN 3 |  |  |  | 02/26/2018 |  |  |  |  | NO | NO |  |  |  |  | EDWARDS LIFESCIENCE 30225022 EVD81084 |  |  | Disposition |  |  |  | Equipment | 1Y:00-MFG | 02/26/2018 | 02/26/2018 | COOPER UNIVERSITY HOSPITAL |  |  | P10 |  | DOMINIC VENDETTA |  |  |  | 02/26/2018 | 02/26/2018 |  |  |  |  | 02/26/2018 | 02/26/2018
|  | EDWARDS LIFESCIENCE | EDWARDS LIFESCIENCE EV1000 PUMP UNIT |  |  | OPERATING ROOM - PAVILION |  |  |  | 01/01/1900 |  |  |  |  | NO | NO |  |  |  |  | EDWARDS LIFESCIENCE 10356243 600153000349 |  |  | Disposition |  |  |  | Equipment | 1Y:00-MFG | 02/09/2016 | 02/01/2020 | COOPER UNIVERSITY HOSPITAL |  |  | P OR STORAGE |  | DOMINIC VENDETTA
|  | EDWARDS LIFESCIENCE | EDWARDS LIFESCIENCE TRUCAL |  |  | BIOMEDICAL |  |  |  | 01/01/1900 |  |  |  |  | NO | NO |  |  |  |  | EDWARDS LIFESCIENCE 10929 5595 |  |  | Disposition |  |  |  | Test Equipment | 1Y:00-VEN | 01/01/1900 | 01/01/1900 | COOPER UNIVERSITY HOSPITAL |  |  | shop |  | Bonnie Aichroch |  |  |  | 01/01/1900 | 01/01/1900 |  |  |  |  | 01/01/1900 | 01/01/1900
|  | EDWARDS LIFESCIENCE | EDWARDS LIFESCIENCE TRUCAL |  |  | BIOMEDICAL |  |  |  | 01/29/2019 |  |  |  |  | NO | NO |  |  |  |  | EDWARDS LIFESCIENCE 10930 3772 |  |  | Active |  | 99:99:99:99:99:99 |  | Test Equipment | 1Y:00-VEN | 01/29/2019 | 01/29/2019 | COOPER UNIVERSITY HOSPITAL |  |  | shop | 0011040437 | Bonnie Aichroch | Preventative Maintenance | Closed | Michael Youch | 01/29/2019 | 01/29/2019 | Performance Assurance: 00-VEN | 1/10/2017 8:28:09 AM BGAICHROTH CALIBRATION COMPLETED BY BC GROUP 1/9/17 | 325103C0-A7E9-48EC-B549-278826FB6A0F | Labor | 01/29/2019 | 01/29/2019 | Bonnie Aichroth
|  | EDWARDS LIFESCIENCE | EDWARDS LIFESCIENCE VIGILANCE I |  | A3023L | INTENSIVE CARE UNIT |  |  |  | 08/27/2007 |  |  |  |  | NO | NO |  |  |  |  | EDWARDS LIFESCIENCE 10367638 A3023L |  |  | Disposition |  |  |  | Equipment | 1Y:00-MFG | 06/20/2017 | 06/01/2020 | COOPER UNIVERSITY HOSPITAL |  |  | STORAGE ROOM P470 |  | CAROLYN RUMELL
|  | EDWARDS LIFESCIENCE | EDWARDS LIFESCIENCE VIGILANCE I |  | A1583L | INTENSIVE CARE UNIT |  |  |  | 01/03/2006 |  |  |  |  | NO | NO |  |  |  |  | EDWARDS LIFESCIENCE 10367637 A1583L |  |  | Disposition |  |  |  | Equipment | 1Y:00-MFG | 01/01/1900 | 12/01/2019 | COOPER UNIVERSITY HOSPITAL |  |  | STORAGE ROOM P470 |  | CAROLYN RUMELL
|  | EDWARDS LIFESCIENCE | EDWARDS LIFESCIENCE VIGILANCE I |  | 31109L | INTENSIVE CARE UNIT |  |  |  | 01/01/1900 |  |  |  |  | NO | NO |  |  |  |  | EDWARDS LIFESCIENCE 10367636 31109L |  |  | Disposition |  |  |  | Equipment | 1Y:00-MFG | 06/16/2017 | 06/01/2020 | COOPER UNIVERSITY HOSPITAL |  |  | STORAGE ROOM P470 |  | CAROLYN RUMELL
|  | EDWARDS LIFESCIENCE | EDWARDS LIFESCIENCE VIGILANCE I |  | A5538L | INTENSIVE CARE UNIT |  |  |  | 04/01/2004 |  |  |  |  | NO | NO |  |  |  |  | EDWARDS LIFESCIENCE 10367631 A5538L |  |  | Disposition |  |  |  | Equipment | 1Y:00-MFG | 07/28/2015 | 06/01/2020 | COOPER UNIVERSITY HOSPITAL |  |  | storage rm p470 |  | CAROLYN RUMELL
|  | EDWARDS LIFESCIENCE | EDWARDS LIFESCIENCE VIGILANCE I |  | A4963L | INTENSIVE CARE UNIT |  |  |  | 09/30/2005 |  |  |  |  | NO | NO |  |  |  |  | EDWARDS LIFESCIENCE 10367282 A4963L |  |  | Disposition |  |  |  | Equipment | 1Y:00-MFG | 06/20/2017 | 06/01/2020 | COOPER UNIVERSITY HOSPITAL |  |  | CCU CLEAN SUPPLY |  | CAROLYN RUMELL
|  | EDWARDS LIFESCIENCE | EDWARDS LIFESCIENCE VIGILANCE II |  | VG010287 | INTENSIVE CARE UNIT |  |  |  | 05/25/2010 |  |  |  |  | NO | NO |  |  |  |  | EDWARDS LIFESCIENCE 10367623 VG010287 |  |  | Disposition |  |  |  | Alarm | 1Y:00-MFG | 10/06/2015 | 06/01/2020 | COOPER UNIVERSITY HOSPITAL |  |  | ICU |  | CAROLYN RUMELL
|  | EDWARDS LIFESCIENCE | EDWARDS LIFESCIENCE VIGILANCE II |  | VG006933 | INTENSIVE CARE UNIT |  |  |  | 01/15/2009 |  |  |  |  | NO | NO |  |  |  |  | EDWARDS LIFESCIENCE 10367264 VG006933 |  |  | Active |  | 99:99:99:99:99:99 |  | Alarm | 1Y:00-MFG | 06/26/2019 | 06/01/2020 | COOPER UNIVERSITY HOSPITAL |  |  | CCU |  | CAROLYN RUMELL
|  | EDWARDS LIFESCIENCE | EDWARDS LIFESCIENCE VIGILANCE II |  | VG010288 | INTENSIVE CARE UNIT |  |  |  | 05/25/2010 |  |  |  |  | NO | NO |  |  |  |  | EDWARDS LIFESCIENCE 10366534 VG010288 |  |  | Disposition |  |  |  | Alarm | 1Y:00-MFG | 01/01/1900 | 12/01/2019 | COOPER UNIVERSITY HOSPITAL |  |  | ICU |  | CAROLYN RUMELL
|  | EDWARDS LIFESCIENCE | EDWARDS LIFESCIENCE VIGILEO |  | VL009911 | ANESTHESIOLOGY |  |  |  | 10/10/2016 |  |  |  |  | NO | NO |  |  |  |  | EDWARDS LIFESCIENCE 10649841 VL009911 |  |  | Disposition |  |  |  | Alarm | 1Y:00-MFG | 06/20/2017 | 10/01/2020 | COOPER UNIVERSITY HOSPITAL |  |  |  |  | GIACINTA ROUPAS
|  | EDWARDS LIFESCIENCE | EDWARDS LIFESCIENCE VIGILEO |  | VL004648 | ANESTHESIOLOGY |  |  |  | 11/16/2009 |  |  |  |  | NO | NO |  |  |  |  | EDWARDS LIFESCIENCE 10369302 VL004648 |  |  | Disposition |  |  |  | Alarm | 1Y:00-MFG | 06/20/2017 | 10/01/2020 | COOPER UNIVERSITY HOSPITAL |  |  | KELEMEN OR-7 |  | GIACINTA ROUPAS
|  | EDWARDS LIFESCIENCE | EDWARDS LIFESCIENCE VIGILEO |  | VL008179 | ANESTHESIOLOGY |  |  |  | 07/24/2013 |  |  |  |  | NO | NO |  |  |  |  | EDWARDS LIFESCIENCE 10369279 VL008179 |  |  | Disposition |  |  |  | Alarm | 1Y:00-MFG | 06/20/2017 | 10/01/2020 | COOPER UNIVERSITY HOSPITAL |  |  | KELEMEN OR 4 |  | GIACINTA ROUPAS
|  | EDWARDS LIFESCIENCE | EDWARDS LIFESCIENCE VIGILEO |  | VL018090 | ANESTHESIOLOGY |  |  |  | 08/01/2012 |  |  |  |  | NO | NO |  |  |  |  | EDWARDS LIFESCIENCE 10368490 VL018090 |  |  | Disposition |  |  |  | Alarm | 1Y:00-MFG | 06/20/2017 | 10/01/2020 | COOPER UNIVERSITY HOSPITAL |  |  | pacu storage |  | GIACINTA ROUPAS
|  | EDWARDS LIFESCIENCE | EDWARDS LIFESCIENCE VIGILEO |  | VL011332 | ANESTHESIOLOGY |  |  |  | 06/12/2012 |  |  |  |  | NO | NO |  |  |  |  | EDWARDS LIFESCIENCE 10368227 VL011332 |  |  | Disposition |  |  |  | Alarm | 1Y:00-MFG | 12/22/2016 | 10/01/2020 | COOPER UNIVERSITY HOSPITAL |  |  | KELEMEN-K5 |  | GIACINTA ROUPAS
|  | EDWARDS LIFESCIENCE | EDWARDS LIFESCIENCE VIGILEO |  | VL017422 | TRAUMA ICU |  |  |  | 04/03/2012 |  |  |  |  | NO | NO |  |  |  |  | EDWARDS LIFESCIENCE 10368072 VL017422 |  |  | Disposition |  |  |  | Alarm | 1Y:00-MFG | 06/19/2017 | 02/01/2020 | COOPER UNIVERSITY HOSPITAL |  |  | TICU-BED5 |  | Diane Floyd
|  | EDWARDS LIFESCIENCE | EDWARDS LIFESCIENCE VIGILEO |  | VL017423 | TRAUMA ICU |  |  |  | 04/03/2012 |  |  |  |  | NO | NO |  |  |  |  | EDWARDS LIFESCIENCE 10368048 VL017423 |  |  | Disposition |  |  |  | Alarm | 1Y:00-MFG | 06/19/2017 | 02/01/2020 | COOPER UNIVERSITY HOSPITAL |  |  | TICU-STORAGE |  | Diane Floyd
|  | EDWARDS LIFESCIENCE | EDWARDS LIFESCIENCE VIGILEO |  | VL017424 | TRAUMA ICU |  |  |  | 04/03/2012 |  |  |  |  | NO | NO |  |  |  |  | EDWARDS LIFESCIENCE 10368054 VL017424 |  |  | Disposition |  |  |  | Alarm | 1Y:00-MFG | 06/19/2017 | 02/01/2020 | COOPER UNIVERSITY HOSPITAL |  |  | TICU-STORAGE |  | Diane Floyd
|  | EDWARDS LIFESCIENCE | EDWARDS LIFESCIENCE VIGILEO |  | VL008232 | ANESTHESIOLOGY |  |  |  | 02/05/2008 |  |  |  |  | NO | NO |  |  |  |  | EDWARDS LIFESCIENCE 10367817 VL008232 |  |  | Disposition |  | 99:99:99:99:99:99 |  | Alarm | 1Y:00-MFG | 01/29/2019 | 10/01/2020 | COOPER UNIVERSITY HOSPITAL |  |  | CARD CATH LAB |  | GIACINTA ROUPAS
|  | EDWARDS LIFESCIENCE | EDWARDS LIFESCIENCE VIGILEO |  | VL013903 | ANESTHESIOLOGY |  |  |  | 12/04/2013 |  |  |  |  | NO | NO |  |  |  |  | EDWARDS LIFESCIENCE 10367572 VL013903 |  |  | Disposition |  | 99:99:99:99:99:99 |  | Alarm | 1Y:00-MFG | 01/29/2019 | 10/01/2020 | COOPER UNIVERSITY HOSPITAL |  |  | PAVILION OR PO4 |  | GIACINTA ROUPAS
|  | EDWARDS LIFESCIENCE | EDWARDS LIFESCIENCE VIGILEO |  | VL015445 | ANESTHESIOLOGY |  |  |  | 01/18/2011 |  |  |  |  | NO | NO |  |  |  |  | EDWARDS LIFESCIENCE 10367318 VL015445 |  |  | Disposition |  |  |  | Alarm | 1Y:00-MFG | 06/20/2017 | 10/01/2020 | COOPER UNIVERSITY HOSPITAL |  |  | PAVILION OR 3 |  | GIACINTA ROUPAS
|  | EDWARDS LIFESCIENCE | EDWARDS LIFESCIENCE VIGILEO |  | VL007724 | ANESTHESIOLOGY |  |  |  | 06/28/2013 |  |  |  |  | NO | NO |  |  |  |  | EDWARDS LIFESCIENCE 10367308 VL007724 |  |  | Disposition |  |  |  | Alarm | 1Y:00-MFG | 06/20/2017 | 10/01/2020 | COOPER UNIVERSITY HOSPITAL |  |  | or2 |  | GIACINTA ROUPAS
|  | EDWARDS LIFESCIENCE | EDWARDS LIFESCIENCE VIGILEO |  | VL004704 | INTENSIVE CARE UNIT |  |  |  | 07/11/2011 |  |  |  |  | NO | NO |  |  |  |  | EDWARDS LIFESCIENCE 10367274 VL004704 |  |  | Disposition |  | 99:99:99:99:99:99 |  | Alarm | 1Y:00-MFG | 06/27/2018 | 06/01/2020 | COOPER UNIVERSITY HOSPITAL |  |  | CCU -CLEAN RM |  | CAROLYN RUMELL
|  | EDWARDS LIFESCIENCE | EDWARDS LIFESCIENCE VIGILEO |  | VL011501 | ANESTHESIOLOGY |  |  |  | 03/11/2010 |  |  |  |  | NO | NO |  |  |  |  | EDWARDS LIFESCIENCE 10366676 VL011501 |  |  | Disposition |  |  |  | Alarm | 1Y:00-MFG | 10/20/2015 | 10/01/2020 | COOPER UNIVERSITY HOSPITAL |  |  | OR K2 |  | GIACINTA ROUPAS
|  | EDWARDS LIFESCIENCE | EDWARDS LIFESCIENCE VIGILEO |  | VL01957 | ANESTHESIOLOGY |  |  |  | 09/06/2012 |  |  |  |  | NO | NO |  |  |  |  | EDWARDS LIFESCIENCE 10356160 VL01957 |  |  | Disposition |  |  |  | Alarm | 1Y:00-MFG | 10/20/2015 | 10/01/2020 | COOPER UNIVERSITY HOSPITAL |  |  | OR-KELEMEN K6 |  | GIACINTA ROUPAS
|  | EDWARDS LIFESCIENCE | EDWARDS LIFESCIENCE VIGILEO |  | VL004748 | ANESTHESIOLOGY |  |  |  | 02/13/2011 |  |  |  |  | NO | NO |  |  |  |  | EDWARDS LIFESCIENCE 10346646 VL004748 |  |  | Disposition |  |  |  | Alarm | 1Y:00-MFG | 06/20/2017 | 10/01/2020 | COOPER UNIVERSITY HOSPITAL |  |  | OR P01 |  | GIACINTA ROUPAS
|  | EDWARDS LIFESCIENCE | EDWARDS LIFESCIENCE VIGILEO |  | VL015444 | OPERATING ROOM - PAVILION |  |  |  | 01/18/2011 |  |  |  |  | NO | NO |  |  |  |  | EDWARDS LIFESCIENCE 10346589 VL015444 |  |  | Disposition |  |  |  | Alarm | 1Y:00-MFG | 06/20/2017 | 02/01/2020 | COOPER UNIVERSITY HOSPITAL |  |  | OR P07 |  | DOMINIC VENDETTA
|  | EDWARDS LIFESCIENCE | EDWARDS LIFESCIENCE VIGILEO |  | VL013127 | ANESTHESIOLOGY |  |  |  | 02/23/2010 |  |  |  |  | NO | NO |  |  |  |  | EDWARDS LIFESCIENCE 10346550 VL013127 |  |  | Disposition |  |  |  | Alarm | 1Y:00-MFG | 06/20/2017 | 10/01/2020 | COOPER UNIVERSITY HOSPITAL |  |  | L&D 2 |  | GIACINTA ROUPAS
|  | EIZO | EIZO FLEXSCAN |  |  | ANGIOGRAPHY |  |  |  | 08/01/2007 |  |  |  |  | NO | NO |  |  |  |  | EIZO 10366235 28751106 |  |  | Disposition |  | 99:99:99:99:99:99 |  | Accessory | PAAR:00-PVAR | 11/02/2019 |  | COOPER UNIVERSITY HOSPITAL |  |  | B34A - Lab 2 Control | WOT00000000514189 | PAULETTE DUCKREY | Disposition | Closed | Charles Santomero | 02/08/2018 | 05/14/2019 | Bulk Disposition CNL
|  | EIZO | EIZO FLEXSCAN |  |  | ANGIOGRAPHY |  |  |  | 08/01/2007 |  |  |  |  | NO | NO |  |  |  |  | EIZO 10366230 31209126 |  |  | Disposition |  | 99:99:99:99:99:99 |  | Accessory | PAAR:00-PVAR | 11/01/2019 |  | COOPER UNIVERSITY HOSPITAL |  |  | B34A - Lab 2 Control | WOT00000000514610 | PAULETTE DUCKREY | Disposition | Closed | Charles Santomero | 02/08/2018 | 05/14/2019 | Bulk Disposition CNL
|  | EIZO | EIZO RADIFORCE LS580W |  | shxe5001029 | KENNEDY CATH LAB |  |  |  | 01/01/1900 |  |  |  |  | NO | NO |  |  |  |  | EIZO 10367225 shxe5001029 |  |  | Active |  | 99:99:99:99:99:99 |  | Accessory | PAAR:00-PVAR | 11/02/2019 |  | COOPER AMBULATORY OFF-SITES |  |  | KENNEDY CATH LAB |  | Bonnie Aichroch
|  | ELECTRONIC WAVEFORM LAB, INC. | ELECTRONIC WAVEFORM LAB, INC. H WAVE |  |  | VOORHEES ORTHOPEDICS |  |  |  | 01/01/1900 |  |  |  |  | NO | NO |  |  |  |  | ELECTRONIC WAVEFORM LAB, INC. 10356900 516066 |  |  | Disposition |  |  |  | Equipment | 1Y:00-MFG | 02/19/2016 | 02/01/2020 | COOPER AMBULATORY OFF-SITES |  |  | ORTHO HYDRO THERAPY |  | CAROL STRANTON
|  | ELEKTA INSTRUMENTS | ELEKTA INSTRUMENTS XVI IMAGING |  | XPC5704 | COOPER CANCER CENTER |  |  |  | 07/12/2012 |  |  |  |  | NO | NO |  |  |  |  | ELEKTA INSTRUMENTS 10369663 XPC5704 |  |  | Disposition |  |  |  | Equipment | 1Y:00-MFG | 09/30/2016 | 09/01/2020 | COOPER AMBULATORY OFF-SITES |  |  | RETIRED!! ROOM1 |  | COLLEEN TEGELER
|  | ELEKTA INSTRUMENTS | ELEKTA INSTRUMENTS XVI IMAGING |  | XPC5702 | COOPER CANCER CENTER |  |  |  | 07/12/2012 |  |  |  |  | NO | NO |  |  |  |  | ELEKTA INSTRUMENTS 10369662 XPC5702 |  |  | Disposition |  |  |  | Equipment | 1Y:00-MFG | 09/30/2016 | 09/01/2020 | COOPER AMBULATORY OFF-SITES |  |  | RETIRED! ROOM 2 |  | COLLEEN TEGELER
|  | ELEKTA, INC. | ELEKTA, INC. IVIEW GT |  | IPC2824 | COOPER CANCER CENTER |  |  |  | 07/12/2012 |  |  |  |  | NO | NO |  |  |  |  | ELEKTA, INC. 10369664 IPC2824 |  |  | Active |  | 99:99:99:99:99:99 |  | Equipment | PAAR:00-PVAR | 10/31/2019 |  | COOPER AMBULATORY OFF-SITES |  |  | Control Room 1 & 2 |  | COLLEEN TEGELER
|  | ELEKTA, INC. | ELEKTA, INC. IVIEW GT |  | IPC2811 | COOPER CANCER CENTER |  |  |  | 07/12/2012 |  |  |  |  | NO | NO |  |  |  |  | ELEKTA, INC. 10369661 IPC2811 |  |  | Active |  | 99:99:99:99:99:99 |  | Equipment | PAAR:00-PVAR | 10/31/2019 |  | COOPER AMBULATORY OFF-SITES |  |  | Control Room 1 & 2 |  | COLLEEN TEGELER
|  | ELLMAN INTERNATIONAL INC. | ELLMAN INTERNATIONAL INC. SURGITRON 4.0 DUAL RF |  | 5434J | 6200 MAIN ST-SURGERY |  |  |  | 04/01/2010 |  |  |  |  | NO | NO |  |  |  |  | ELLMAN INTERNATIONAL INC. 10345762 5434J |  |  | Active |  | 99:99:99:99:99:99 |  | High Risk | 6M:00-MFG | 10/18/2019 | 04/01/2020 | COOPER AMBULATORY OFF-SITES |  |  | 6200 Main St. - Oral - Proc A |  | BOBBIE MICKLE
|  | ELO TOUCHSYSTEMS, INC. | ELO TOUCHSYSTEMS, INC. 1929LM TOUCHSCREEN |  | B17C005754 | SAME DAY OR-2ND FL PAVILION |  |  |  | 10/31/2019 |  |  |  |  | NO | NO |  |  |  |  | ELO TOUCHSYSTEMS, INC. 11239182 B17C005754 |  |  | Active |  | 99:99:99:99:99:99 |  | Accessory | PAAR:00-PVAR | 10/31/2019 | 10/31/2019 | COOPER UNIVERSITY HOSPITAL |  |  | SD OR 3 | WOT00000000625944 | JOE DRUCTOR | Performance Verification | Closed | Salvatore Bombara | 10/31/2019 | 10/31/2019 | Performance Verification for ELO TOUCHSYSTEMS, INC. 11239182 B17C005754 | Initial Install of Performance Verification. Device is ready for patient use. |  |  | 10/31/2019 | 10/31/2019
|  | ELO TOUCHSYSTEMS, INC. | ELO TOUCHSYSTEMS, INC. ESY1529L |  | E11C014751 | COOPER DIGESTIVE HEALTH-ENDOSCOPY |  |  |  | 01/01/1900 |  |  |  |  | NO | NO |  |  |  |  | ELO TOUCHSYSTEMS, INC. 10347143 E11C014751 |  |  | Disposition |  |  |  | Alarm | 1Y:00-MFG | 02/09/2017 | 02/01/2020 | COOPER AMBULATORY OFF-SITES |  |  | PROCEDURE RM 2 |  | JEANNE GREER
|  | ELO TOUCHSYSTEMS, INC. | ELO TOUCHSYSTEMS, INC. ESY1529L |  | D12C004557 | COOPER DIGESTIVE HEALTH-ENDOSCOPY |  |  |  | 01/01/1900 |  |  |  |  | NO | NO |  |  |  |  | ELO TOUCHSYSTEMS, INC. 10347114 D12C004557 |  |  | Disposition |  |  |  | Alarm | 1Y:00-MFG | 02/09/2017 | 02/01/2020 | COOPER AMBULATORY OFF-SITES |  |  | PROCEDURE RM 4 |  | JEANNE GREER
|  | ELO TOUCHSYSTEMS, INC. | ELO TOUCHSYSTEMS, INC. ESY1529L |  | E11C014762 | COOPER DIGESTIVE HEALTH-ENDOSCOPY |  |  |  | 01/01/1900 |  |  |  |  | NO | NO |  |  |  |  | ELO TOUCHSYSTEMS, INC. 10347096 E11C014762 |  |  | Disposition |  |  |  | Alarm | 1Y:00-MFG | 02/09/2017 | 02/01/2020 | COOPER AMBULATORY OFF-SITES |  |  | PROCEDURE RM 1 |  | JEANNE GREER
|  | ELO TOUCHSYSTEMS, INC. | ELO TOUCHSYSTEMS, INC. ET1729L |  | 727516220C | SPECIAL TEST |  |  |  | 11/02/2019 |  |  |  |  | NO | NO |  |  |  |  | ELO TOUCHSYSTEMS, INC. 30143436 727516220C |  |  | Active |  | 99:99:99:99:99:99 |  | Accessory | PAAR:00-PVAR | 11/02/2019 | 11/02/2019 | COOPER UNIVERSITY HOSPITAL |  |  | SPECIAL TEST - 6 KELE | WOT00000000518677 | AMY HANNAN | Disposition | Closed | Gene Amodei | 11/02/2019 | 11/02/2019 | Bulk Disposition CNL |  |  |  | 11/02/2019 | 11/02/2019
|  | ELO TOUCHSYSTEMS, INC. | ELO TOUCHSYSTEMS, INC. ET1928L |  | E11C035200 | RADIOLOGY DIAGNOSTICS |  |  |  | 07/21/2011 |  |  |  |  | NO | NO |  |  |  |  | ELO TOUCHSYSTEMS, INC. 10368208 E11C035200 |  |  | Active |  | 99:99:99:99:99:99 |  | Accessory | PAAR:00-PVAR | 11/02/2019 |  | COOPER UNIVERSITY HOSPITAL |  |  | ER/XRAY CONTROL |  | PAULETTE DUCKREY
|  | EMPI INC | EMPI INC DUPEL |  |  | CHERRY HILL PHYSICAL THERAPY |  |  |  | 01/01/2001 |  |  |  |  | NO | NO |  |  |  |  | EMPI INC 10366097 6015556 |  |  | Active |  | 99:99:99:99:99:99 |  | Equipment | PAAR:00-PVAR | 11/01/2019 |  | COOPER AMBULATORY OFF-SITES |  |  | Physician Office |  | COURTNEY BUDD
|  | EMPI INC | EMPI INC DUPEL |  |  | CHERRY HILL PHYSICAL THERAPY |  |  |  | 01/01/1900 |  |  |  |  | NO | NO |  |  |  |  | EMPI INC 10366096 6015555 |  |  | Active |  | 99:99:99:99:99:99 |  | Equipment | PAAR:00-PVAR | 11/02/2019 |  | COOPER AMBULATORY OFF-SITES |  |  | Physician Office |  | COURTNEY BUDD
|  | ENOCHS EXAM ROOM FURN., INC. | ENOCHS EXAM ROOM FURN., INC. 225U |  | Not Known | BRACHFIELD MEDICAL ASSOCIATES-MEDICINE |  |  | excluded | 01/01/1900 |  |  |  |  | NO | NO |  |  |  |  | ENOCHS EXAM ROOM FURN., INC. 10367068 Not Known |  |  | Active |  | 99:99:99:99:99:99 |  | Equipment | PAAR:00-PVAR | 11/02/2019 |  | COOPER AMBULATORY OFF-SITES |  |  | C102 |  | CATHY CRAWFORD
|  | ENOCHS EXAM ROOM FURN., INC. | ENOCHS EXAM ROOM FURN., INC. 225U |  | Not Known | BRACHFIELD MEDICAL ASSOCIATES-MEDICINE |  |  | excluded | 01/01/1900 |  |  |  |  | NO | NO |  |  |  |  | ENOCHS EXAM ROOM FURN., INC. 10367062 Not Known |  |  | Active |  | 99:99:99:99:99:99 |  | Equipment | PAAR:00-PVAR | 11/02/2019 |  | COOPER AMBULATORY OFF-SITES |  |  | C104 |  | CATHY CRAWFORD
|  | ENOCHS EXAM ROOM FURN., INC. | ENOCHS EXAM ROOM FURN., INC. 225U |  |  | BUNKER HILL-INTERNAL MEDICINE |  |  | excluded | 01/01/1900 |  |  |  |  | NO | NO |  |  |  |  | ENOCHS EXAM ROOM FURN., INC. 10366769 10366769 |  |  | Active |  | 99:99:99:99:99:99 |  | Equipment | PAAR:00-PVAR | 11/02/2019 |  | COOPER AMBULATORY OFF-SITES |  |  | EXAM 2 |  | SUSAN BABCOCK
|  | ENOCHS EXAM ROOM FURN., INC. | ENOCHS EXAM ROOM FURN., INC. 225U |  | Not Known | BUNKER HILL-INTERNAL MEDICINE |  |  | excluded | 01/01/1900 |  |  |  |  | NO | NO |  |  |  |  | ENOCHS EXAM ROOM FURN., INC. 10366765 Not Known |  |  | Active |  | 99:99:99:99:99:99 |  | Equipment | PAAR:00-PVAR | 11/02/2019 |  | COOPER AMBULATORY OFF-SITES |  |  | EXAM 1 |  | SUSAN BABCOCK
|  | ENOCHS EXAM ROOM FURN., INC. | ENOCHS EXAM ROOM FURN., INC. 225U |  | Not Known | BUNKER HILL-INTERNAL MEDICINE |  |  | excluded | 11/02/2019 |  |  |  |  | NO | NO |  |  |  |  | ENOCHS EXAM ROOM FURN., INC. 30142991 Not Known |  |  | Active |  | 99:99:99:99:99:99 |  | Equipment | PAAR:00-PVAR | 11/02/2019 | 11/02/2019 | COOPER AMBULATORY OFF-SITES |  |  | exam 5 |  | SUSAN BABCOCK |  |  |  | 11/02/2019 | 11/02/2019 |  |  |  |  | 11/02/2019 | 11/02/2019
|  | ENOCHS EXAM ROOM FURN., INC. | ENOCHS EXAM ROOM FURN., INC. 71 |  | Not Known | BUNKER HILL-SURGERY |  |  | excluded | 01/01/1900 |  |  |  |  | NO | NO |  |  |  |  | ENOCHS EXAM ROOM FURN., INC. 10366881 Not Known |  |  | Active |  | 99:99:99:99:99:99 |  | Equipment | PAAR:00-PVAR | 11/02/2019 |  | COOPER AMBULATORY OFF-SITES |  |  | Podiatry EXAM 2 |  | ANNE MAIER
|  | ENOCHS EXAM ROOM FURN., INC. | ENOCHS EXAM ROOM FURN., INC. POWER 4000 |  | H453 | BRACE ROAD-MEDICINE |  |  | excluded | 01/01/1900 |  |  |  |  | NO | NO |  |  |  |  | ENOCHS EXAM ROOM FURN., INC. 10365876 H453 |  |  | Active |  | 99:99:99:99:99:99 |  | Equipment | PAAR:00-PVAR | 11/02/2019 |  | COOPER AMBULATORY OFF-SITES |  |  | Internal Medicine Exam 2 |  | Cheryl Peck
|  | ENOCHS EXAM ROOM FURN., INC. | ENOCHS EXAM ROOM FURN., INC. POWER 4000 |  | H464 | BRACE ROAD-MEDICINE |  |  | excluded | 01/01/1900 |  |  |  |  | NO | NO |  |  |  |  | ENOCHS EXAM ROOM FURN., INC. 10365873 H464 |  |  | Active |  | 99:99:99:99:99:99 |  | Equipment | PAAR:00-PVAR | 11/02/2019 |  | COOPER AMBULATORY OFF-SITES |  |  | Internal Medicine Exam 6 |  | Cheryl Peck
|  | ENOVA ILLUMINATION | ENOVA ILLUMINATION B4X DIGITAL BATTERY PACK |  | 20442-B4X | OR - KELEMEN 3 |  |  |  | 10/31/2019 |  |  |  |  | NO | NO |  |  |  |  | ENOVA ILLUMINATION 30142100 20442-B4X |  |  | Active |  | 99:99:99:99:99:99 |  | Non-medical | PAAR:00-PVAR | 10/31/2019 | 10/31/2019 | COOPER UNIVERSITY HOSPITAL |  |  |  |  | DOMINIC VENDETTA |  |  |  | 10/31/2019 | 10/31/2019 |  |  |  |  | 10/31/2019 | 10/31/2019
|  | ENOVA ILLUMINATION | ENOVA ILLUMINATION CYCLOPS XLT-125 |  |  | OR - KELEMEN 3 |  |  |  | 10/16/2019 |  |  |  |  | NO | NO |  |  |  |  | ENOVA ILLUMINATION 30294832 30294832 |  |  | Disposition |  |  |  | Equipment | PAAR:00-PVAR | 10/16/2019 | 10/16/2019 | COOPER UNIVERSITY HOSPITAL |  |  |  | 0011736962 | DOMINIC VENDETTA | Repair | Closed | Salvatore Bombara | 10/16/2019 | 10/16/2019 | BROKEN CONNECTION | 6/5/2017 3:35:59 PM SXBOMBARA (SXBOMBARA 6/5/2017 12:00 AM) DUPLICATE SERVICE CALL | 837E0931-5776-49B4-8DAF-FEFA19F7001B | Labor | 10/16/2019 | 10/16/2019 | Salvatore Bombara
|  | ENOVA ILLUMINATION | ENOVA ILLUMINATION IRIS |  | Not Known | OR - KELEMEN 3 |  |  |  | 09/01/2015 |  |  |  |  | NO | NO |  |  |  |  | ENOVA ILLUMINATION 10349387 Not Known |  |  | Disposition |  |  |  | Equipment | PAAR:00-PVAR | 10/16/2019 |  | COOPER UNIVERSITY HOSPITAL |  |  |  |  | DOMINIC VENDETTA
|  | EPPENDORF | EPPENDORF 5430 |  | 5428YK805770 | COOPER CENTER FOR SPECIAL DIAGNOSTICS |  |  |  | 08/18/2009 |  |  |  |  | NO | NO |  |  |  |  | EPPENDORF 10365655 5428YK805770 |  |  | Disposition |  | 99:99:99:99:99:99 |  | Equipment | 6M:00-MFG 3Y:00-RPLC 7Y:00-MIN | 06/21/2019 | 12/01/2019 | COOPER AMBULATORY OFF-SITES |  |  | SPECIAL DIAGNOSTICS |  | DR. BARNOWSKY
|  | EPPENDORF | EPPENDORF 5702 |  |  | INTENSIVE CARE UNIT |  |  |  | 06/07/2017 |  |  |  |  | NO | NO |  |  |  |  | EPPENDORF 30142918 0005165 |  |  | Disposition |  |  |  | Equipment | 6M:00-MFG | 06/07/2017 | 06/07/2017 | COOPER UNIVERSITY HOSPITAL |  |  | ICU |  | CAROLYN RUMELL |  |  |  | 06/07/2017 | 06/07/2017 |  |  |  |  | 06/07/2017 | 06/07/2017
|  | EPPENDORF | EPPENDORF 5804 |  | 5804Y914935 | COOPER CENTER FOR SPECIAL DIAGNOSTICS |  |  |  | 05/06/2010 |  |  |  |  | NO | NO |  |  |  |  | EPPENDORF 10365654 5804Y914935 |  |  | Active |  | 99:99:99:99:99:99 |  | Equipment | 6M:00-MFG 2Y:00-RPLC | 06/18/2019 | 12/01/2019 | COOPER AMBULATORY OFF-SITES |  |  | SPECIAL DIAGNOSTICS |  | DR. BARNOWSKY
|  | ERBE USA INC | ERBE USA INC APC-300 |  | B-1338 | COOPER DIGESTIVE HEALTH-ENDOSCOPY |  |  |  | 04/08/1998 |  |  |  |  | NO | NO |  |  |  |  | ERBE USA INC 10347126 B-1338 |  |  | Disposition |  | 99:99:99:99:99:99 |  | High Risk | 6M:00-MFG | 08/28/2018 | 02/01/2020 | COOPER AMBULATORY OFF-SITES |  |  | GI CENTER |  | JEANNE GREER
|  | ERBE USA INC | ERBE USA INC ERBOTOM ICC 200 |  | D-1510 | SPECIAL TEST |  |  |  | 06/10/2015 |  |  |  |  | NO | NO |  |  |  |  | ERBE USA INC 10349497 D-1510 |  |  | Disposition |  | 99:99:99:99:99:99 |  | High Risk | 6M:00-MFG | 01/24/2019 | 01/01/2020 | COOPER UNIVERSITY HOSPITAL |  |  |  |  | AMY HANNAN
|  | ERBE USA INC | ERBE USA INC ICC 200E |  | E-1634 | COOPER DIGESTIVE HEALTH-ENDOSCOPY |  |  |  | 10/03/2006 |  |  |  |  | NO | NO |  |  |  |  | ERBE USA INC 10367153 E-1634 |  |  | Disposition |  | 99:99:99:99:99:99 |  | High Risk | 6M:00-MFG | 12/20/2018 | 12/01/2019 | COOPER AMBULATORY OFF-SITES |  |  | ENDOSCOPY |  | JEANNE GREER
|  | ERBE USA INC | ERBE USA INC ICC 200E |  | D1278 | COOPER DIGESTIVE HEALTH-ENDOSCOPY |  |  |  | 01/01/1900 |  |  |  |  | NO | NO |  |  |  |  | ERBE USA INC 10347127 D1278 |  |  | Disposition |  | 99:99:99:99:99:99 |  | High Risk | 6M:00-MFG | 08/28/2018 | 02/01/2020 | COOPER AMBULATORY OFF-SITES |  |  | GI CENTER |  | JEANNE GREER
|  | ERBE USA INC | ERBE USA INC ICC 200E |  | D-1510 | SPECIAL TEST |  |  |  | 07/26/2016 |  |  |  |  | NO | NO |  |  |  |  | ERBE USA INC 30143432 D-1510 |  |  | Disposition |  |  |  | High Risk | 6M:00-MFG | 07/26/2016 | 07/26/2016 | COOPER UNIVERSITY HOSPITAL |  |  | RADIOLOGY |  | AMY HANNAN |  |  |  | 07/26/2016 | 07/26/2016 |  |  |  |  | 07/26/2016 | 07/26/2016
|  | ERBE USA INC | ERBE USA INC ICC 200E |  | E-1978 | SPECIAL TEST |  |  |  | 01/12/2016 |  |  |  |  | NO | NO |  |  |  |  | ERBE USA INC 30143404 E-1978 |  |  | Disposition |  |  |  | High Risk | 6M:00-MFG | 01/12/2016 | 01/12/2016 | COOPER UNIVERSITY HOSPITAL |  |  | 6 SOUTH |  | AMY HANNAN |  |  |  | 01/12/2016 | 01/12/2016 |  |  |  |  | 01/12/2016 | 01/12/2016
|  | ESAOTE | ESAOTE BIOSOUND 7300 MYLAB |  |  | VOORHEES CARDIOLOGY SUITE 102 |  |  |  | 01/01/1900 |  |  |  |  | NO | NO |  |  |  |  | ESAOTE 20662 03630 |  |  | Disposition |  |  |  | Equipment | 1Y:00-MFG | 01/01/1900 | 01/01/1900 | COOPER AMBULATORY OFF-SITES |  |  | LAURAL OAK |  | MICHELE MOLINARI |  |  |  | 01/01/1900 | 01/01/1900 |  |  |  |  | 01/01/1900 | 01/01/1900
|  | ESTECH USA | ESTECH USA COBRA |  | 110112-011 | OPERATING ROOM - PAVILION |  |  |  | 08/06/2013 |  |  |  |  | NO | NO |  |  |  |  | ESTECH USA 10355464 110112-011 |  |  | Active |  | 99:99:99:99:99:99 |  | High Risk | 6M:00-MFG | 08/22/2019 | 02/01/2020 | COOPER UNIVERSITY HOSPITAL |  |  | Pav OR Store Rm |  | DOMINIC VENDETTA
|  | ETHICON ENDO-SURGERY, INC | ETHICON ENDO-SURGERY, INC G300 |  | GN4022758 | VOORHEES SURGERY CENTER-OPERATING ROOM |  |  |  | 01/01/1900 |  |  |  |  | NO | NO |  |  |  |  | ETHICON ENDO-SURGERY, INC 10347205 GN4022758 |  |  | Disposition |  |  |  | High Risk | 1Y:00-MFG | 04/25/2016 | 04/01/2020 | COOPER AMBULATORY OFF-SITES |  |  | SUITE E |  | JENNIFER BOMBARO
|  | ETHICON ENDO-SURGERY, INC | ETHICON ENDO-SURGERY, INC THERMACHOICE II |  | R28193 | VOORHEES SURGERY CENTER-OPERATING ROOM |  |  |  | 12/19/2013 |  |  |  |  | NO | NO |  |  |  |  | ETHICON ENDO-SURGERY, INC 10347190 R28193 |  |  | Disposition |  |  |  | High Risk | 6M:00-MFG | 10/21/2016 | 04/01/2020 | COOPER AMBULATORY OFF-SITES |  |  | SUITE E |  | JENNIFER BOMBARO
|  | EXCEL TECHNOLOGY, INC | EXCEL TECHNOLOGY, INC ULTRA III |  |  | PHYSICAL THERAPY |  |  |  | 01/01/1900 |  |  |  |  | NO | NO |  |  |  |  | EXCEL TECHNOLOGY, INC 10367463 6055 |  |  | Disposition |  | 99:99:99:99:99:99 |  | Equipment | 1Y:00-MFG | 05/31/2019 | 05/01/2020 | COOPER UNIVERSITY HOSPITAL |  |  | PT/OT RM 546 |  | JOSEPHINE HONG
|  | EXERGEN | EXERGEN TAT 2000 |  | No SN# | SAME DAY PACU-2ND FL PAVILION |  |  | excluded | 10/31/2019 |  |  |  |  | NO | NO |  |  |  |  | EXERGEN 30294976 No SN# |  |  | Active |  | 99:99:99:99:99:99 |  | Equipment | PAAR:00-PVAR | 10/31/2019 | 10/31/2019 | COOPER UNIVERSITY HOSPITAL |  |  | Performance Verification | WOT00000001465041 | Lisa Geoghegan | Performance Verification | Closed | Salvatore Bombara | 10/31/2019 | 10/31/2019 | Performance Verification for EXERGEN 30294976 No SN# | Initial Install of Performance Verification. Device is ready for patient use. |  |  | 10/31/2019 | 10/31/2019
|  | EXERGEN | EXERGEN TAT 2000 |  | NOT KNOWN | SAME DAY PACU-2ND FL PAVILION |  |  |  | 10/16/2019 |  |  |  |  | NO | NO |  |  |  |  | EXERGEN 30286019 NOT KNOWN |  |  | Disposition |  | 99:99:99:99:99:99 |  | Equipment | PAAR:00-PVAR | 10/16/2019 | 10/16/2019 | COOPER UNIVERSITY HOSPITAL |  |  | Performance Verification | WOT00000000654425 | Lisa Geoghegan | Performance Verification | Closed | Richard Jolly | 10/16/2019 | 10/16/2019 | Performance Verification for EXERGEN 30286019 NOT KNOWN | Initial Install of Performance Verification. Device is ready for patient use. |  |  | 10/16/2019 | 10/16/2019
|  | EXERGEN | EXERGEN TAT 2000 |  | NOT KNOWN | SAME DAY PACU-2ND FL PAVILION |  |  |  | 10/16/2019 |  |  |  |  | NO | NO |  |  |  |  | EXERGEN 30286020 NOT KNOWN |  |  | Disposition |  | 99:99:99:99:99:99 |  | Equipment | PAAR:00-PVAR | 10/16/2019 | 10/16/2019 | COOPER UNIVERSITY HOSPITAL |  |  | Performance Verification | WOT00000000652663 | Lisa Geoghegan | Performance Verification | Closed | Richard Jolly | 10/16/2019 | 10/16/2019 | Performance Verification for EXERGEN 30286020 NOT KNOWN | Initial Install of Performance Verification. Device is ready for patient use. |  |  | 10/16/2019 | 10/16/2019
|  | EXERGEN | EXERGEN TAT 2000 |  | NOT KNOWN | SAME DAY PACU-2ND FL PAVILION |  |  | excluded | 10/31/2019 |  |  |  |  | NO | NO |  |  |  |  | EXERGEN 30286018 NOT KNOWN |  |  | Active |  | 99:99:99:99:99:99 |  | Equipment | PAAR:00-PVAR | 10/31/2019 | 10/31/2019 | COOPER UNIVERSITY HOSPITAL |  |  | Performance Verification | WOT00000000653801 | Lisa Geoghegan | Performance Verification | Closed | Richard Jolly | 10/31/2019 | 10/31/2019 | Performance Verification for EXERGEN 30286018 NOT KNOWN | Initial Install of Performance Verification. Device is ready for patient use. |  |  | 10/31/2019 | 10/31/2019
|  | EXERGEN | EXERGEN TAT 2000 |  | NOT KNOWN | SAME DAY PACU-2ND FL PAVILION |  |  | excluded | 10/31/2019 |  |  |  |  | NO | NO |  |  |  |  | EXERGEN 30286017 NOT KNOWN |  |  | Active |  | 99:99:99:99:99:99 |  | Equipment | PAAR:00-PVAR | 10/31/2019 | 10/31/2019 | COOPER UNIVERSITY HOSPITAL |  |  | Performance Verification | WOT00000000653787 | Lisa Geoghegan | Performance Verification | Closed | Richard Jolly | 10/31/2019 | 10/31/2019 | Performance Verification for EXERGEN 30286017 NOT KNOWN | Initial Install of Performance Verification. Device is ready for patient use. |  |  | 10/31/2019 | 10/31/2019
|  | EXERGEN | EXERGEN TAT 2000 |  | NOT KNOWN | SAME DAY PACU-2ND FL PAVILION |  |  |  | 10/16/2019 |  |  |  |  | NO | NO |  |  |  |  | EXERGEN 30286016 NOT KNOWN |  |  | Disposition |  | 99:99:99:99:99:99 |  | Equipment | PAAR:00-PVAR | 10/16/2019 | 10/16/2019 | COOPER UNIVERSITY HOSPITAL |  |  | Performance Verification | WOT00000000653764 | Lisa Geoghegan | Performance Verification | Closed | Richard Jolly | 10/16/2019 | 10/16/2019 | Performance Verification for EXERGEN 30286016 NOT KNOWN | Initial Install of Performance Verification. Device is ready for patient use. |  |  | 10/16/2019 | 10/16/2019
|  | EXERGEN | EXERGEN TAT 2000 |  | NOT KNOWN | SAME DAY PACU-2ND FL PAVILION |  |  | excluded | 10/31/2019 |  |  |  |  | NO | NO |  |  |  |  | EXERGEN 30286015 NOT KNOWN |  |  | Active |  | 99:99:99:99:99:99 |  | Equipment | PAAR:00-PVAR | 10/31/2019 | 10/31/2019 | COOPER UNIVERSITY HOSPITAL |  |  | Performance Verification | WOT00000000653733 | Lisa Geoghegan | Performance Verification | Closed | Richard Jolly | 10/31/2019 | 10/31/2019 | Performance Verification for EXERGEN 30286015 NOT KNOWN | Initial Install of Performance Verification. Device is ready for patient use. |  |  | 10/31/2019 | 10/31/2019
|  | EXERGEN | EXERGEN TAT 2000 |  |  | SAME DAY PACU-2ND FL PAVILION |  |  | excluded | 10/31/2019 |  |  |  |  | NO | NO |  |  |  |  | EXERGEN 30286014 40002 |  |  | Active |  | 99:99:99:99:99:99 |  | Equipment | PAAR:00-PVAR | 10/31/2019 | 10/31/2019 | COOPER UNIVERSITY HOSPITAL |  |  | SD PACU | WOT00000001039546 | Lisa Geoghegan | Repair | Closed | Salvatore Bombara | 10/31/2019 | 10/31/2019 | thermometer - not staying on when trying to use it, changed battery still not working | Unable to duplicate any error. Ordered battery covers. No Charge | EXP0725629 | Labor | 10/31/2019 | 10/31/2019 | Salvatore Bombara
|  | EXERGEN | EXERGEN TAT 2000 |  | NOT KNOWN | SAME DAY PACU-2ND FL PAVILION |  |  | excluded | 10/31/2019 |  |  |  |  | NO | NO |  |  |  |  | EXERGEN 30286013 NOT KNOWN |  |  | Active |  | 99:99:99:99:99:99 |  | Equipment | PAAR:00-PVAR | 10/31/2019 | 10/31/2019 | COOPER UNIVERSITY HOSPITAL |  |  | Performance Verification | WOT00000000653557 | Lisa Geoghegan | Performance Verification | Closed | Richard Jolly | 10/31/2019 | 10/31/2019 | Performance Verification for EXERGEN 30286013 NOT KNOWN | Initial Install of Performance Verification. Device is ready for patient use. |  |  | 10/31/2019 | 10/31/2019
|  | EXERGEN | EXERGEN TAT 2000 |  | NOT KNOWN | SAME DAY PACU-2ND FL PAVILION |  |  | excluded | 10/31/2019 |  |  |  |  | NO | NO |  |  |  |  | EXERGEN 30286012 NOT KNOWN |  |  | Active |  | 99:99:99:99:99:99 |  | Equipment | PAAR:00-PVAR | 10/31/2019 | 10/31/2019 | COOPER UNIVERSITY HOSPITAL |  |  | Performance Verification | WOT00000000652679 | Lisa Geoghegan | Performance Verification | Closed | Richard Jolly | 10/31/2019 | 10/31/2019 | Performance Verification for EXERGEN 30286012 NOT KNOWN | Initial Install of Performance Verification. Device is ready for patient use. |  |  | 10/31/2019 | 10/31/2019
|  | EXERGEN | EXERGEN TAT 2000 |  | NOT KNOWN | SAME DAY PREOP -2ND FL PAVILION |  |  | excluded | 10/31/2019 |  |  |  |  | NO | NO |  |  |  |  | EXERGEN 30280063 NOT KNOWN |  |  | Active | 30294777, 30294977 | 99:99:99:99:99:99 |  | Equipment | PAAR:00-PVAR | 10/31/2019 | 10/31/2019 | COOPER UNIVERSITY HOSPITAL |  |  | Performance Verification | WOT00000001572136 | JOE DRUCTOR | Performance Verification | Closed | Salvatore Bombara | 10/31/2019 | 10/31/2019 | Performance Verification for EXERGEN 30294777 NOT KNOWN | Initial Install of Performance Verification. Device is ready for patient use. |  |  | 10/31/2019 | 10/31/2019
|  | EXERGEN | EXERGEN TAT 2000 |  | NOT KNOWN | SAME DAY PACU-2ND FL PAVILION |  |  | excluded | 10/31/2019 |  |  |  |  | NO | NO |  |  |  |  | EXERGEN 30268014 NOT KNOWN |  |  | Active |  | 99:99:99:99:99:99 |  | Equipment | PAAR:00-PVAR | 10/31/2019 | 10/31/2019 | COOPER UNIVERSITY HOSPITAL |  |  | Performance Verification | WOT00000000654434 | Lisa Geoghegan | Performance Verification | Closed | Richard Jolly | 10/31/2019 | 10/31/2019 | Performance Verification for EXERGEN 30268014 NOT KNOWN | Initial Install of Performance Verification. Device is ready for patient use. |  |  | 10/31/2019 | 10/31/2019
|  | EXERGEN | EXERGEN TAT 5000 |  | A673170 | VOORHEES SURGERY CENTER-OPERATING ROOM |  |  | excluded | 12/18/2017 |  |  |  |  | NO | NO |  |  |  |  | EXERGEN 10752513 A673170 |  |  | Active |  | 99:99:99:99:99:99 |  | Equipment | PAAR:00-PVAR | 10/31/2019 |  | COOPER AMBULATORY OFF-SITES |  |  |  | 0012740528 | JENNIFER BOMBARO | Preventative Maintenance | Closed | Josh Harris | 01/30/2018 | 01/30/2018 | PERFORMANCE ASSURANCE AT INVENTORY | INVENTORIED DEVICE AND ENSURED DEVICE WAS FUNCTIONING PROPERLY. | 92FD454F-BB8F-437B-8D43-29D1A75E999F | Labor | 12/18/2017 | 12/18/2017 | Kirk Lis
|  | EXERGEN | EXERGEN TAT 5000 |  | A719894 | VOORHEES SURGERY CENTER-OPERATING ROOM |  |  | excluded | 01/16/2018 |  |  |  |  | NO | NO |  |  |  |  | EXERGEN 10732238 A719894 |  |  | Active |  | 99:99:99:99:99:99 |  | Equipment | PAAR:00-PVAR | 10/31/2019 |  | COOPER AMBULATORY OFF-SITES |  |  |  | 0012678270 | JENNIFER BOMBARO | Performance Verification | Closed | Josh Harris | 01/26/2018 | 01/26/2018 | INCOMING INVENTORY | DEVICE INVENTORIED | 5C05DE2B-A5F5-4430-BB2B-72D78C6198C8 | Labor | 01/26/2018 | 01/26/2018 | Josh Harris
|  | EXERGEN | EXERGEN TAT 5000 |  | A720504 | SHORT PROCEDURE UNIT |  |  | excluded | 10/31/2019 |  |  |  |  | NO | NO |  |  |  |  | EXERGEN 30294922 A720504 |  |  | Active |  | 99:99:99:99:99:99 |  | Equipment | PAAR:00-PVAR | 10/31/2019 | 10/31/2019 | COOPER UNIVERSITY HOSPITAL |  |  |  | 0012678183 | Lisa Geoghegan | Performance Verification | Closed | Josh Harris | 10/31/2019 | 10/31/2019 | INCOMING INVENTORY | DEVICE INVENTORIED | 923C0EE6-1EAA-41D8-A191-F4AE32BF433D | Labor | 10/31/2019 | 10/31/2019 | Josh Harris
|  | EXERGEN | EXERGEN TAT 5000 |  | A643428 | PACU KELEMEN |  |  | excluded | 10/31/2019 |  |  |  |  | NO | NO |  |  |  |  | EXERGEN 30294875 A643428 |  |  | Active |  | 99:99:99:99:99:99 |  | Equipment | PAAR:00-PVAR | 10/31/2019 | 10/31/2019 | COOPER UNIVERSITY HOSPITAL |  |  |  | 0011930149 | FRANK OBRIEN | Performance Verification | Closed | Richard Jolly | 10/31/2019 | 10/31/2019 | INCOMING INVENTORY | DEVICE INVENTORIED | F11344CA-B433-449C-B3F9-F6157D8C9B8D | Labor | 10/31/2019 | 10/31/2019 | Richard Jolly
|  | EXERGEN | EXERGEN TAT 5000 |  | A854888 | PACU KELEMEN |  |  | excluded | 10/31/2019 |  |  |  |  | NO | NO |  |  |  |  | EXERGEN 30286078 A854888 |  |  | Active |  |  |  | Equipment | PAAR:00-PVAR | 10/31/2019 | 10/31/2019 | COOPER UNIVERSITY HOSPITAL |  |  | Performance Verification | WOT00000003281384 | FRANK OBRIEN | Performance Verification | Closed | Josh Harris | 10/31/2019 | 10/31/2019 | CEID Record Completion for EXERGEN 30286078 A854888 | Inventoried unit. | EXP3591638 | Labor | 10/31/2019 | 10/31/2019 | Josh Harris
|  | EXERGEN | EXERGEN TAT 5000 |  | A831104 | PAVILION PACU |  |  | excluded | 10/31/2019 |  |  |  |  | NO | NO |  |  |  |  | EXERGEN 30286069 A831104 |  |  | Active |  |  |  | Equipment | PAAR:00-PVAR | 10/31/2019 | 10/31/2019 | COOPER UNIVERSITY HOSPITAL |  |  | PAVILION PACU | WOT00000002491162 | FRANK OBRIEN | Performance Verification | Closed | Richard Jolly | 10/31/2019 | 10/31/2019 | Performance Verification for EXERGEN 30286069 A831104 | Initial Install of Performance Verification. Device is ready for patient use. |  |  | 10/31/2019 | 10/31/2019
|  | EXERGEN | EXERGEN TAT 5000 |  | A832352 | PAVILION PACU |  |  | excluded | 10/31/2019 |  |  |  |  | NO | NO |  |  |  |  | EXERGEN 30286068 A832352 |  |  | Active |  |  |  | Equipment | PAAR:00-PVAR | 10/31/2019 | 10/31/2019 | COOPER UNIVERSITY HOSPITAL |  |  | PAVILION PACU | WOT00000002491264 | FRANK OBRIEN | Performance Verification | Closed | Richard Jolly | 10/31/2019 | 10/31/2019 | Performance Verification for EXERGEN 30286068 A832352 | Initial Install of Performance Verification. Device is ready for patient use. |  |  | 10/31/2019 | 10/31/2019
|  | EXERGEN | EXERGEN TAT 5000 |  | A826391 | PACU KELEMEN |  |  | excluded | 10/31/2019 |  |  |  |  | NO | NO |  |  |  |  | EXERGEN 30286065 A826391 |  |  | Active |  |  |  | Equipment | PAAR:00-PVAR | 10/31/2019 | 10/31/2019 | COOPER UNIVERSITY HOSPITAL |  |  | PACU KELEMEN | WOT00000002387793 | FRANK OBRIEN | Performance Verification | Closed | Richard Jolly | 10/31/2019 | 10/31/2019 | Performance Verification for EXERGEN 30286065 A826391 | Initial Install of Performance Verification. Device is ready for patient use. |  |  | 10/31/2019 | 10/31/2019
|  | EXERGEN | EXERGEN TAT 5000 |  | A832353 | PAVILION PACU |  |  | excluded | 10/31/2019 |  |  |  |  | NO | NO |  |  |  |  | EXERGEN 30286067 A832353 |  |  | Active |  |  |  | Equipment | PAAR:00-PVAR | 10/31/2019 | 10/31/2019 | COOPER UNIVERSITY HOSPITAL |  |  | PAVILION PACU | WOT00000002491241 | FRANK OBRIEN | Performance Verification | Closed | Richard Jolly | 10/31/2019 | 10/31/2019 | Performance Verification for EXERGEN 30286067 A832353 | Initial Install of Performance Verification. Device is ready for patient use. |  |  | 10/31/2019 | 10/31/2019
|  | EXERGEN | EXERGEN TAT 5000 |  | A832128 | PAVILION PACU |  |  | excluded | 10/31/2019 |  |  |  |  | NO | NO |  |  |  |  | EXERGEN 30286066 A832128 |  |  | Active |  |  |  | Equipment | PAAR:00-PVAR | 10/31/2019 | 10/31/2019 | COOPER UNIVERSITY HOSPITAL |  |  | PAVILION PACU | WOT00000002491201 | FRANK OBRIEN | Performance Verification | Closed | Richard Jolly | 10/31/2019 | 10/31/2019 | Performance Verification for EXERGEN 30286066 A832128 | Initial Install of Performance Verification. Device is ready for patient use. |  |  | 10/31/2019 | 10/31/2019
|  | EXERGEN | EXERGEN TAT 5000 |  | A826389 | PACU KELEMEN |  |  | excluded | 10/31/2019 |  |  |  |  | NO | NO |  |  |  |  | EXERGEN 30286064 A826389 |  |  | Active |  |  |  | Equipment | PAAR:00-PVAR | 10/31/2019 | 10/31/2019 | COOPER UNIVERSITY HOSPITAL |  |  | Performance Verification | WOT00000002387821 | FRANK OBRIEN | Performance Verification | Closed | Richard Jolly | 10/31/2019 | 10/31/2019 | Performance Verification for EXERGEN 30286064 A826389 | Initial Install of Performance Verification. Device is ready for patient use. |  |  | 10/31/2019 | 10/31/2019
|  | EXERGEN | EXERGEN TAT 5000 |  | A826375 | PACU KELEMEN |  |  | excluded | 10/31/2019 |  |  |  |  | NO | NO |  |  |  |  | EXERGEN 30286063 A826375 |  |  | Active |  |  |  | Equipment | PAAR:00-PVAR | 10/31/2019 | 10/31/2019 | COOPER UNIVERSITY HOSPITAL |  |  | KELEMEN 3RD FLOOR | WOT00000002387850 | FRANK OBRIEN | Performance Verification | Closed | Richard Jolly | 10/31/2019 | 10/31/2019 | Performance Verification for EXERGEN 30286063 A826375 | Initial Install of Performance Verification. Device is ready for patient use. |  |  | 10/31/2019 | 10/31/2019
|  | EXERGEN | EXERGEN TAT 5000 |  | A826404 | PACU KELEMEN |  |  | excluded | 10/31/2019 |  |  |  |  | NO | NO |  |  |  |  | EXERGEN 30286062 A826404 |  |  | Active |  |  |  | Equipment | PAAR:00-PVAR | 10/31/2019 | 10/31/2019 | COOPER UNIVERSITY HOSPITAL |  |  | Performance Verification | WOT00000002388880 | FRANK OBRIEN | Performance Verification | Closed | Richard Jolly | 10/31/2019 | 10/31/2019 | Performance Verification for EXERGEN 30286062 A826404 | Initial Install of Performance Verification. Device is ready for patient use. |  |  | 10/31/2019 | 10/31/2019
|  | EXERGEN | EXERGEN TAT 5000 |  | A826406 | PACU KELEMEN |  |  | excluded | 10/31/2019 |  |  |  |  | NO | NO |  |  |  |  | EXERGEN 30286061 A826406 |  |  | Active |  |  |  | Equipment | PAAR:00-PVAR | 10/31/2019 | 10/31/2019 | COOPER UNIVERSITY HOSPITAL |  |  | Performance Verification | WOT00000002388894 | FRANK OBRIEN | Performance Verification | Closed | Richard Jolly | 10/31/2019 | 10/31/2019 | Performance Verification for EXERGEN 30286061 A826406 | Initial Install of Performance Verification. Device is ready for patient use. |  |  | 10/31/2019 | 10/31/2019
|  | EXERGEN | EXERGEN TAT 5000 |  | A 652460 | PACU KELEMEN |  |  | excluded | 10/31/2019 |  |  |  |  | NO | NO |  |  |  |  | EXERGEN 30286037 A 652460 |  |  | Active |  | 99:99:99:99:99:99 |  | Equipment | PAAR:00-PVAR | 10/31/2019 | 10/31/2019 | COOPER UNIVERSITY HOSPITAL |  |  | Performance Verification | WOT00000001024291 | FRANK OBRIEN | Performance Verification | Closed | Richard Jolly | 10/31/2019 | 10/31/2019 | Performance Verification for EXERGEN 30286037 A 652460 | Initial Install of Performance Verification. Device is ready for patient use. |  |  | 10/31/2019 | 10/31/2019
|  | EXERGEN | EXERGEN TAT 5000 |  | A 659352 | PACU KELEMEN |  |  | excluded | 10/31/2019 |  |  |  |  | NO | NO |  |  |  |  | EXERGEN 30286036 A 659352 |  |  | Active |  | 99:99:99:99:99:99 |  | Equipment | PAAR:00-PVAR | 10/31/2019 | 10/31/2019 | COOPER UNIVERSITY HOSPITAL |  |  | Performance Verification | WOT00000001024271 | FRANK OBRIEN | Performance Verification | Closed | Richard Jolly | 10/31/2019 | 10/31/2019 | Performance Verification for EXERGEN 30286036 A 659352 | Initial Install of Performance Verification. Device is ready for patient use. |  |  | 10/31/2019 | 10/31/2019
|  | EXERGEN | EXERGEN TAT 5000 |  | A 6449458 | PACU KELEMEN |  |  | excluded | 10/31/2019 |  |  |  |  | NO | NO |  |  |  |  | EXERGEN 30286035 A 6449458 |  |  | Active |  | 99:99:99:99:99:99 |  | Equipment | PAAR:00-PVAR | 10/31/2019 | 10/31/2019 | COOPER UNIVERSITY HOSPITAL |  |  | Performance Verification | WOT00000001024255 | FRANK OBRIEN | Performance Verification | Closed | Richard Jolly | 10/31/2019 | 10/31/2019 | Performance Verification for EXERGEN 30286036 A 6449458 | Initial Install of Performance Verification. Device is ready for patient use. |  |  | 10/31/2019 | 10/31/2019
|  | EXERGEN | EXERGEN TAT 5000 |  | A 653158 | PACU KELEMEN |  |  | excluded | 10/31/2019 |  |  |  |  | NO | NO |  |  |  |  | EXERGEN 30286034 A 653158 |  |  | Active |  | 99:99:99:99:99:99 |  | Equipment | PAAR:00-PVAR | 10/31/2019 | 10/31/2019 | COOPER UNIVERSITY HOSPITAL |  |  | Performance Verification | WOT00000001024326 | FRANK OBRIEN | Performance Verification | Closed | Richard Jolly | 10/31/2019 | 10/31/2019 | Performance Verification for EXERGEN 30286034 A 653158 | Initial Install of Performance Verification. Device is ready for patient use. |  |  | 10/31/2019 | 10/31/2019
|  | EXERGEN | EXERGEN TAT 5000 |  | A720533 | SURGICAL CARE UNIT |  |  | excluded | 10/31/2019 |  |  |  |  | NO | NO |  |  |  |  | EXERGEN 30280004 A720533 |  |  | Active |  | 99:99:99:99:99:99 |  | Equipment | PAAR:00-PVAR | 10/31/2019 | 10/31/2019 | COOPER UNIVERSITY HOSPITAL |  |  |  | 0012678496 | Lisa Geoghegan | Preventative Maintenance | Closed | Josh Harris | 10/31/2019 | 10/31/2019 | PERFORMANCE ASSURANCE AT INVENTORY | INVENTORIED DEVICE AND ENSURED DEVICE WAS FUNCTIONING PROPERLY. | 318EB75E-8D57-45F4-A195-AB23E29B901E | Labor | 10/31/2019 | 10/31/2019 | Zhan Kiselev
|  | EXERGEN | EXERGEN TAT 5000 |  | A720512 | SURGICAL CARE UNIT |  |  | excluded | 10/31/2019 |  |  |  |  | NO | NO |  |  |  |  | EXERGEN 30280003 A720512 |  |  | Active |  | 99:99:99:99:99:99 |  | Equipment | PAAR:00-PVAR | 10/31/2019 | 10/31/2019 | COOPER UNIVERSITY HOSPITAL |  |  |  | 0012678499 | Lisa Geoghegan | Performance Verification | Closed | Josh Harris | 10/31/2019 | 10/31/2019 | INCOMING INVENTORY | DEVICE INVENTORIED | C986C406-3A10-4659-B5B3-72D5133E6541 | Labor | 10/31/2019 | 10/31/2019 | Josh Harris
|  | EXERGEN | EXERGEN TAT 5000 |  | A793739 | PAVILION PACU |  |  | excluded | 10/31/2019 |  |  |  |  | NO | NO |  |  |  |  | EXERGEN 30236344 A793739 |  |  | Active |  | 99:99:99:99:99:99 |  | Equipment | PAAR:00-PVAR | 10/31/2019 | 10/31/2019 | COOPER UNIVERSITY HOSPITAL |  |  | Performance Verification | WOT00000001800751 | FRANK OBRIEN | Performance Verification | Closed | Richard Jolly | 10/31/2019 | 10/31/2019 | Performance Verification for EXERGEN 30236344 A793739 | Initial Install of Performance Verification. Device is ready for patient use. |  |  | 10/31/2019 | 10/31/2019
|  | EXERGEN | EXERGEN TAT 5000 |  | A793758 | PAVILION PACU |  |  | excluded | 10/31/2019 |  |  |  |  | NO | NO |  |  |  |  | EXERGEN 30236343 A793758 |  |  | Active |  | 99:99:99:99:99:99 |  | Equipment | PAAR:00-PVAR | 10/31/2019 | 10/31/2019 | COOPER UNIVERSITY HOSPITAL |  |  | Performance Verification | WOT00000001800720 | FRANK OBRIEN | Performance Verification | Closed | Richard Jolly | 10/31/2019 | 10/31/2019 | Performance Verification for EXERGEN 30236343 A793758 | Initial Install of Performance Verification. Device is ready for patient use. |  |  | 10/31/2019 | 10/31/2019
|  | EXERGEN | EXERGEN TAT 5000 |  | A793744 | PAVILION PACU |  |  | excluded | 10/31/2019 |  |  |  |  | NO | NO |  |  |  |  | EXERGEN 30236342 A793744 |  |  | Active |  | 99:99:99:99:99:99 |  | Equipment | PAAR:00-PVAR | 10/31/2019 | 10/31/2019 | COOPER UNIVERSITY HOSPITAL |  |  | Performance Verification | WOT00000001800691 | FRANK OBRIEN | Performance Verification | Closed | Richard Jolly | 10/31/2019 | 10/31/2019 | Performance Verification for EXERGEN 30236342 A793744 | Initial Install of Performance Verification. Device is ready for patient use. |  |  | 10/31/2019 | 10/31/2019
|  | EXERGEN | EXERGEN TAT 5000 |  | A793741 | PAVILION PACU |  |  | excluded | 10/31/2019 |  |  |  |  | NO | NO |  |  |  |  | EXERGEN 30236341 A793741 |  |  | Active |  | 99:99:99:99:99:99 |  | Equipment | PAAR:00-PVAR | 10/31/2019 | 10/31/2019 | COOPER UNIVERSITY HOSPITAL |  |  | Performance Verification | WOT00000001800661 | FRANK OBRIEN | Performance Verification | Closed | Richard Jolly | 10/31/2019 | 10/31/2019 | Performance Verification for EXERGEN 30236341 A793741 | Initial Install of Performance Verification. Device is ready for patient use. |  |  | 10/31/2019 | 10/31/2019
|  | EXERGEN | EXERGEN TAT 5000 |  | A793769 | PAVILION PACU |  |  | excluded | 10/31/2019 |  |  |  |  | NO | NO |  |  |  |  | EXERGEN 30236340 A793769 |  |  | Active |  | 99:99:99:99:99:99 |  | Equipment | PAAR:00-PVAR | 10/31/2019 | 10/31/2019 | COOPER UNIVERSITY HOSPITAL |  |  | Performance Verification | WOT00000001800589 | FRANK OBRIEN | Performance Verification | Closed | Richard Jolly | 10/31/2019 | 10/31/2019 | Performance Verification for EXERGEN 30236340 A793769 | Initial Install of Performance Verification. Device is ready for patient use. |  |  | 10/31/2019 | 10/31/2019
|  | EXERGEN | EXERGEN TAT 5000 |  | A793770 | PAVILION PACU |  |  | excluded | 10/31/2019 |  |  |  |  | NO | NO |  |  |  |  | EXERGEN 30236339 A793770 |  |  | Active |  | 99:99:99:99:99:99 |  | Equipment | PAAR:00-PVAR | 10/31/2019 | 10/31/2019 | COOPER UNIVERSITY HOSPITAL |  |  | Performance Verification | WOT00000001798628 | FRANK OBRIEN | Performance Verification | Closed | Richard Jolly | 10/31/2019 | 10/31/2019 | Performance Verification for EXERGEN 30236339 A793770 | Initial Install of Performance Verification. Device is ready for patient use. |  |  | 10/31/2019 | 10/31/2019
|  | EXERGEN | EXERGEN TAT 5000 |  | A793748 | PAVILION PACU |  |  | excluded | 10/31/2019 |  |  |  |  | NO | NO |  |  |  |  | EXERGEN 30236338 A793748 |  |  | Active |  | 99:99:99:99:99:99 |  | Equipment | PAAR:00-PVAR | 10/31/2019 | 10/31/2019 | COOPER UNIVERSITY HOSPITAL |  |  | Performance Verification | WOT00000001798198 | FRANK OBRIEN | Performance Verification | Closed | Richard Jolly | 10/31/2019 | 10/31/2019 | CEID Record Completion for EXERGEN 30236338 A793748 | new equipment install | EXP2304109 | Labor | 10/31/2019 | 10/31/2019 | Richard Jolly
|  | EXERGEN | EXERGEN TAT 5000 |  | A793766 | PAVILION PACU |  |  | excluded | 10/31/2019 |  |  |  |  | NO | NO |  |  |  |  | EXERGEN 30236337 A793766 |  |  | Active |  | 99:99:99:99:99:99 |  | Equipment | PAAR:00-PVAR | 10/31/2019 | 10/31/2019 | COOPER UNIVERSITY HOSPITAL |  |  | Performance Verification | WOT00000001798162 | FRANK OBRIEN | Performance Verification | Closed | Richard Jolly | 10/31/2019 | 10/31/2019 | CEID Record Completion for EXERGEN 30236337 A793766 | new equipment install | EXP2304143 | Labor | 10/31/2019 | 10/31/2019 | Richard Jolly
|  | EXERGEN | EXERGEN TAT 5000 |  | A793745 | PAVILION PACU |  |  |  | 10/16/2019 |  |  |  |  | NO | NO |  |  |  |  | EXERGEN 30236336 A793745 |  |  | Disposition |  | 99:99:99:99:99:99 |  | Equipment | PAAR:00-PVAR | 10/16/2019 | 10/16/2019 | COOPER UNIVERSITY HOSPITAL |  |  |  | WOT00000001798038 | FRANK OBRIEN | Performance Verification | Closed | Richard Jolly | 10/16/2019 | 10/16/2019 | Performance Verification for EXERGEN 30236336 A793745 | Initial Install of Performance Verification. Device is ready for patient use. |  |  | 10/16/2019 | 10/16/2019
|  | EXERGEN | EXERGEN TAT 5000 |  | A676189 | PACU KELEMEN |  |  | excluded | 10/31/2019 |  |  |  |  | NO | NO |  |  |  |  | EXERGEN 30236331 A676189 |  |  | Active |  | 99:99:99:99:99:99 |  | Equipment | PAAR:00-PVAR | 10/31/2019 | 10/31/2019 | COOPER UNIVERSITY HOSPITAL |  |  |  | 0012678476 | FRANK OBRIEN | Preventative Maintenance | Closed | Josh Harris | 10/31/2019 | 10/31/2019 | PERFORMANCE ASSURANCE AT INVENTORY | INVENTORIED DEVICE AND ENSURED DEVICE WAS FUNCTIONING PROPERLY. | B7299E93-F827-409B-9675-CF31B9DFBFB9 | Labor | 10/31/2019 | 10/31/2019 | Richard Jolly
|  | EXERGEN | EXERGEN TAT 5000 |  | A655035 | VOORHEES SURGERY CENTER-OPERATING ROOM |  |  |  | 10/16/2019 |  |  |  |  | NO | NO |  |  |  |  | EXERGEN 30225093 A655035 |  |  | Disposition |  | 99:99:99:99:99:99 |  | Equipment | PAAR:00-PVAR | 10/16/2019 | 10/16/2019 | COOPER AMBULATORY OFF-SITES |  |  | SUITE E - PACU BAY 4 | 0012141837 | JENNIFER BOMBARO | Preventative Maintenance | Closed | Stephen Zubrzycki | 10/16/2019 | 10/16/2019 | PERFORMANCE ASSURANCE AT INVENTORY | INVENTORIED DEVICE AND ENSURED DEVICE WAS FUNCTIONING PROPERLY. | 7B367294-2C4A-4662-AD63-D1A86D165A7C | Labor | 10/16/2019 | 10/16/2019 | Stephen Zubrzycki
|  | EXERGEN | EXERGEN TAT 5000 |  | A476712 | PACU KELEMEN |  |  | excluded | 10/31/2019 |  |  |  |  | NO | NO |  |  |  |  | EXERGEN 30149611 A476712 |  |  | Active |  | 99:99:99:99:99:99 |  | Equipment | PAAR:00-PVAR | 10/31/2019 | 10/31/2019 | COOPER UNIVERSITY HOSPITAL |  |  | kel pacu |  | FRANK OBRIEN |  |  |  | 10/31/2019 | 10/31/2019 |  |  |  |  | 10/31/2019 | 10/31/2019
|  | EXERGEN | EXERGEN TAT 5000 |  | A603420 | VOORHEES SURGERY CENTER-OPERATING ROOM |  |  | excluded | 10/31/2019 |  |  |  |  | NO | NO |  |  |  |  | EXERGEN 30146378 A603420 |  |  | Active |  | 99:99:99:99:99:99 |  | Equipment | PAAR:00-PVAR | 10/31/2019 | 10/31/2019 | COOPER AMBULATORY OFF-SITES |  |  |  | 0011609338 | JENNIFER BOMBARO | Preventative Maintenance | Closed | Bonnie Aichroth | 10/31/2019 | 10/31/2019 | PERFORMANCE ASSURANCE AT INVENTORY | INVENTORIED DEVICE AND ENSURED DEVICE WAS FUNCTIONING PROPERLY. | 6D83F64F-F46D-44B6-9384-2362F242FF51 | Labor | 10/31/2019 | 10/31/2019 | Kirk Lis
|  | EXERGEN | EXERGEN TAT 5000 |  | A597857 | VOORHEES SURGERY CENTER-OPERATING ROOM |  |  | excluded | 10/31/2019 |  |  |  |  | NO | NO |  |  |  |  | EXERGEN 30146377 A597857 |  |  | Active |  | 99:99:99:99:99:99 |  | Equipment | PAAR:00-PVAR | 10/31/2019 | 10/31/2019 | COOPER AMBULATORY OFF-SITES |  |  |  | 0011609340 | JENNIFER BOMBARO | Performance Verification | Closed | Bonnie Aichroth | 10/31/2019 | 10/31/2019 | INCOMING INVENTORY | DEVICE INVENTORIED | 85104D67-E49A-48E3-9A59-0EAA2A1BEF50 | Labor | 10/31/2019 | 10/31/2019 | Bonnie Aichroth
|  | EXERGEN | EXERGEN TAT 5000 |  | A597513 | VOORHEES SURGERY CENTER-OPERATING ROOM |  |  | excluded | 10/31/2019 |  |  |  |  | NO | NO |  |  |  |  | EXERGEN 30146376 A597513 |  |  | Active |  | 99:99:99:99:99:99 |  | Equipment | PAAR:00-PVAR | 10/31/2019 | 10/31/2019 | COOPER AMBULATORY OFF-SITES |  |  |  | 0011609344 | JENNIFER BOMBARO | Performance Verification | Closed | Bonnie Aichroth | 10/31/2019 | 10/31/2019 | INCOMING INVENTORY | DEVICE INVENTORIED | E52AD882-C8AE-40EE-8AEA-B053E82E407D | Labor | 10/31/2019 | 10/31/2019 | Bonnie Aichroth
|  | EXERGEN | EXERGEN TAT 5000 |  | A597502 | VOORHEES SURGERY CENTER-OPERATING ROOM |  |  | excluded | 10/31/2019 |  |  |  |  | NO | NO |  |  |  |  | EXERGEN 30146375 A597502 |  |  | Active |  | 99:99:99:99:99:99 |  | Equipment | PAAR:00-PVAR | 10/31/2019 | 10/31/2019 | COOPER AMBULATORY OFF-SITES |  |  |  | 0011609348 | JENNIFER BOMBARO | Performance Verification | Closed | Bonnie Aichroth | 10/31/2019 | 10/31/2019 | INCOMING INVENTORY | DEVICE INVENTORIED | BC488ADE-235C-47FC-9096-F3E7E2CFFEB7 | Labor | 10/31/2019 | 10/31/2019 | Bonnie Aichroth
|  | EXERGEN | EXERGEN TAT 5000 |  | A531414 | PAVILION PACU |  |  | excluded | 10/31/2019 |  |  |  |  | NO | NO |  |  |  |  | EXERGEN 30146292 A531414 |  |  | Active |  | 99:99:99:99:99:99 |  | Equipment | PAAR:00-PVAR | 10/31/2019 | 10/31/2019 | COOPER UNIVERSITY HOSPITAL |  |  |  |  | FRANK OBRIEN |  |  |  | 10/31/2019 | 10/31/2019 |  |  |  |  | 10/31/2019 | 10/31/2019
|  | EXERGEN | EXERGEN TAT 5000 |  | A126816 | SURGICAL CARE UNIT |  |  |  | 11/02/2019 |  |  |  |  | NO | NO |  |  |  |  | EXERGEN 30144320 A126816 |  |  | Disposition |  | 99:99:99:99:99:99 |  | Equipment | PAAR:00-PVAR | 11/02/2019 | 11/02/2019 | COOPER UNIVERSITY HOSPITAL |  |  | NURSES STATION | WOT00000002203945 | Lisa Geoghegan | Disposition | Closed | Zhan Kiselev | 11/02/2019 | 11/02/2019 | Bulk Disposition CNL | Device no longer in the hospital | EXP3009638 | Labor | 11/02/2019 | 11/02/2019 | Zhan Kiselev
|  | EXERGEN | EXERGEN TAT 5000 |  | A308059 | SURGICAL CARE UNIT |  |  |  | 11/01/2019 |  |  |  |  | NO | NO |  |  |  |  | EXERGEN 30144319 A308059 |  |  | Disposition |  | 99:99:99:99:99:99 |  | Equipment | PAAR:00-PVAR | 11/01/2019 | 11/01/2019 | COOPER UNIVERSITY HOSPITAL |  |  | NURSES STATION |  | Lisa Geoghegan |  |  |  | 11/01/2019 | 11/01/2019 |  |  |  |  | 11/01/2019 | 11/01/2019
|  | EXERGEN | EXERGEN TAT 5000 |  | A242306 | PACU KELEMEN |  |  |  | 11/02/2019 |  |  |  |  | NO | NO |  |  |  |  | EXERGEN 30144318 A242306 |  |  | Disposition |  |  |  | Equipment | PAAR:00-PVAR | 11/02/2019 | 11/02/2019 | COOPER UNIVERSITY HOSPITAL |  |  | K10 | 0011787068 | FRANK OBRIEN | Repair | Closed | Richard Jolly | 11/02/2019 | 11/02/2019 | THERMOMETER - CRACKED - PACU PAVILION 3RD FL UNIT SECRATARY DESK | 6/27/2017 9:19:24 AM RCJOLLY (RCJOLLY 6/23/2017 1:00 AM) PICKED UP UNIT MADE A FEW CALLS 7/11/2017 8:52:13 AM RCJOLLY (RCJOLLY 6/28/2017 10:00 AM) SHIPPED UNIT OUT FOR REPAIR AT NO COST 7/26/2017 10:47:19 AM RCJOLLY (RCJOLLY 7/26/2017 10:00 AM) EXCHANGE THE UNIT WITH A NEW ONE UNDER WARRANT 7/26/2017 10:47:22 AM RCJOLLY This device has been removed from an active status with the RSQ Database, and physically removed from the facility. Device retired on 7/26/2017; Authorized By: YES; Nature of Retirement: TRADED IN; Days In Service: 782 | DF7E44B5-15F4-4686-A223-732D01D6FF5D | Labor | 11/02/2019 | 11/02/2019 | Richard Jolly
|  | EXERGEN | EXERGEN TAT 5000 |  | A242281 | PACU KELEMEN |  |  | excluded | 11/01/2019 |  |  |  |  | NO | NO |  |  |  |  | EXERGEN 30144316 A242281 |  |  | Active |  | 99:99:99:99:99:99 |  | Equipment | PAAR:00-PVAR | 11/01/2019 | 11/01/2019 | COOPER UNIVERSITY HOSPITAL |  |  | K4 | WOT00000000520853 | FRANK OBRIEN | Disposition | Closed | Richard Jolly | 11/01/2019 | 11/01/2019 | Bulk Disposition CNL |  |  |  | 11/01/2019 | 11/01/2019
|  | EXERGEN | EXERGEN TAT 5000 |  | A242450 | PACU KELEMEN |  |  | excluded | 11/02/2019 |  |  |  |  | NO | NO |  |  |  |  | EXERGEN 30143482 A242450 |  |  | Active |  | 99:99:99:99:99:99 |  | Equipment | PAAR:00-PVAR | 11/02/2019 | 11/02/2019 | COOPER UNIVERSITY HOSPITAL |  |  | PACU | WOT00000000520856 | FRANK OBRIEN | Disposition | Closed | Richard Jolly | 11/02/2019 | 11/02/2019 | Bulk Disposition CNL |  |  |  | 11/02/2019 | 11/02/2019
|  | EXERGEN | EXERGEN TAT 5000 |  | A513195 | RADIOLOGY DIAGNOSTICS |  |  | excluded | 10/31/2019 |  |  |  |  | NO | NO |  |  |  |  | EXERGEN 30143180 A513195 |  |  | Active |  | 99:99:99:99:99:99 |  | Equipment | PAAR:00-PVAR | 10/31/2019 | 10/31/2019 | COOPER UNIVERSITY HOSPITAL |  |  |  |  | PAULETTE DUCKREY |  |  |  | 10/31/2019 | 10/31/2019 |  |  |  |  | 10/31/2019 | 10/31/2019
|  | EXERGEN | EXERGEN TAT 5000 |  | A513188 | RADIOLOGY DIAGNOSTICS |  |  | excluded | 10/31/2019 |  |  |  |  | NO | NO |  |  |  |  | EXERGEN 30143181 A513188 |  |  | Active |  | 99:99:99:99:99:99 |  | Equipment | PAAR:00-PVAR | 10/31/2019 | 10/31/2019 | COOPER UNIVERSITY HOSPITAL |  |  |  |  | PAULETTE DUCKREY |  |  |  | 10/31/2019 | 10/31/2019 |  |  |  |  | 10/31/2019 | 10/31/2019
|  | EXERGEN | EXERGEN TAT 5000 |  | A495732 | RADIOLOGY DIAGNOSTICS |  |  | excluded | 10/31/2019 |  |  |  |  | NO | NO |  |  |  |  | EXERGEN 30143182 A495732 |  |  | Active |  | 99:99:99:99:99:99 |  | Equipment | PAAR:00-PVAR | 10/31/2019 | 10/31/2019 | COOPER UNIVERSITY HOSPITAL |  |  |  |  | PAULETTE DUCKREY |  |  |  | 10/31/2019 | 10/31/2019 |  |  |  |  | 10/31/2019 | 10/31/2019
|  | EXERGEN | EXERGEN TAT 5000 |  | A466488 | SURGICAL CARE UNIT |  |  |  | 10/16/2019 |  |  |  |  | NO | NO |  |  |  |  | EXERGEN 30142966 A466488 |  |  | Disposition |  | 99:99:99:99:99:99 |  | Equipment | PAAR:00-PVAR | 10/16/2019 | 10/16/2019 | COOPER UNIVERSITY HOSPITAL |  |  |  | 0011876103 | Lisa Geoghegan | Repair | Closed | Zhan Kiselev | 10/16/2019 | 10/16/2019 | THERMOMETER - BATTERIES CHANGE - 5TH RM 527 | 7/7/2017 4:52:02 PM ZXKISELEV (ZXKISELEV 7/6/2017 12:00 AM) REPLACED 9 VOLT BATTERY | B562DF93-4FCA-4E7D-BA27-02375DFE565A | Labor | 10/16/2019 | 10/16/2019 | Zhan Kiselev
|  | EXERGEN | EXERGEN TAT 5000 |  | A242304 | PAVILION PACU |  |  | excluded | 11/02/2019 |  |  |  |  | NO | NO |  |  |  |  | EXERGEN 30142860 A242304 |  |  | Active |  | 99:99:99:99:99:99 |  | Equipment | PAAR:00-PVAR | 11/02/2019 | 11/02/2019 | COOPER UNIVERSITY HOSPITAL |  |  | PAVILION-3RD | WOT00000000520855 | FRANK OBRIEN | Disposition | Closed | Richard Jolly | 11/02/2019 | 11/02/2019 | Bulk Disposition CNL |  |  |  | 11/02/2019 | 11/02/2019
|  | EXERGEN | EXERGEN TAT 5000 |  | A199737 | OR - KELEMEN 3 |  |  | excluded | 11/02/2019 |  |  |  |  | NO | NO |  |  |  |  | EXERGEN 30142857 A199737 |  |  | Active |  | 99:99:99:99:99:99 |  | Equipment | PAAR:00-PVAR | 11/02/2019 | 11/02/2019 | COOPER UNIVERSITY HOSPITAL |  |  | holding |  | DOMINIC VENDETTA |  |  |  | 11/02/2019 | 11/02/2019 |  |  |  |  | 11/02/2019 | 11/02/2019
|  | EXERGEN | EXERGEN TAT 5000 |  | A242284 | PAVILION PACU |  |  | excluded | 11/02/2019 |  |  |  |  | NO | NO |  |  |  |  | EXERGEN 30142858 A242284 |  |  | Active |  | 99:99:99:99:99:99 |  | Equipment | PAAR:00-PVAR | 11/02/2019 | 11/02/2019 | COOPER UNIVERSITY HOSPITAL |  |  | PAVILION-3RD B | WOT00000000520854 | FRANK OBRIEN | Disposition | Closed | Richard Jolly | 11/02/2019 | 11/02/2019 | Bulk Disposition CNL |  |  |  | 11/02/2019 | 11/02/2019
|  | EXERGEN | EXERGEN TAT 5000 |  | A168634 | OR - KELEMEN 3 |  |  | excluded | 11/02/2019 |  |  |  |  | NO | NO |  |  |  |  | EXERGEN 30142856 A168634 |  |  | Active |  | 99:99:99:99:99:99 |  | Equipment | PAAR:00-PVAR | 11/02/2019 | 11/02/2019 | COOPER UNIVERSITY HOSPITAL |  |  | holding | WOT00000000520793 | DOMINIC VENDETTA | Disposition | Closed | Salvatore Bombara | 11/02/2019 | 11/02/2019 | Bulk Disposition CNL |  |  |  | 11/02/2019 | 11/02/2019
|  | EXERGEN | EXERGEN TAT 5000 |  | A242514 | PACU KELEMEN |  |  |  | 11/01/2019 |  |  |  |  | NO | NO |  |  |  |  | EXERGEN 30142853 A242514 |  |  | Disposition |  |  |  | Equipment | PAAR:00-PVAR | 11/01/2019 | 11/01/2019 | COOPER UNIVERSITY HOSPITAL |  |  | PAVILION-3 BED 4 |  | FRANK OBRIEN |  |  |  | 11/01/2019 | 11/01/2019 |  |  |  |  | 11/01/2019 | 11/01/2019
|  | EXERGEN | EXERGEN TAT 5000 |  | A536042 | VOORHEES SURGERY CENTER-OPERATING ROOM |  |  | excluded | 10/31/2019 |  |  |  |  | NO | NO |  |  |  |  | EXERGEN 30142131 A536042 |  |  | Active |  | 99:99:99:99:99:99 |  | Equipment | PAAR:00-PVAR | 10/31/2019 | 10/31/2019 | COOPER AMBULATORY OFF-SITES |  |  | SUITE E |  | JENNIFER BOMBARO |  |  |  | 10/31/2019 | 10/31/2019 |  |  |  |  | 10/31/2019 | 10/31/2019
|  | EXERGEN | EXERGEN TAT 5000 |  | A536127 | VOORHEES SURGERY CENTER-OPERATING ROOM |  |  | excluded | 10/31/2019 |  |  |  |  | NO | NO |  |  |  |  | EXERGEN 30142129 A536127 |  |  | Active |  | 99:99:99:99:99:99 |  | Equipment | PAAR:00-PVAR | 10/31/2019 | 10/31/2019 | COOPER AMBULATORY OFF-SITES |  |  | SUITE E |  | JENNIFER BOMBARO |  |  |  | 10/31/2019 | 10/31/2019 |  |  |  |  | 10/31/2019 | 10/31/2019
|  | EXERGEN | EXERGEN TAT 5000 |  | A536013 | VOORHEES SURGERY CENTER-OPERATING ROOM |  |  | excluded | 10/31/2019 |  |  |  |  | NO | NO |  |  |  |  | EXERGEN 30142130 A536013 |  |  | Active |  | 99:99:99:99:99:99 |  | Equipment | PAAR:00-PVAR | 10/31/2019 | 10/31/2019 | COOPER AMBULATORY OFF-SITES |  |  | SUITE E |  | JENNIFER BOMBARO |  |  |  | 10/31/2019 | 10/31/2019 |  |  |  |  | 10/31/2019 | 10/31/2019
|  | EXERGEN | EXERGEN TAT 5000 |  | A503160 | VOORHEES SURGERY CENTER-OPERATING ROOM |  |  |  | 10/16/2019 |  |  |  |  | NO | NO |  |  |  |  | EXERGEN 30142128 A503160 |  |  | Disposition |  |  |  | Equipment | PAAR:00-PVAR | 10/16/2019 | 10/16/2019 | COOPER AMBULATORY OFF-SITES |  |  | SUITE E |  | JENNIFER BOMBARO |  |  |  | 10/16/2019 | 10/16/2019 |  |  |  |  | 10/16/2019 | 10/16/2019
|  | EXERGEN | EXERGEN TAT 5000 |  | A536019 | VOORHEES SURGERY CENTER-OPERATING ROOM |  |  | excluded | 10/31/2019 |  |  |  |  | NO | NO |  |  |  |  | EXERGEN 30142127 A536019 |  |  | Active |  | 99:99:99:99:99:99 |  | Equipment | PAAR:00-PVAR | 10/31/2019 | 10/31/2019 | COOPER AMBULATORY OFF-SITES |  |  |  |  | JENNIFER BOMBARO |  |  |  | 10/31/2019 | 10/31/2019 |  |  |  |  | 10/31/2019 | 10/31/2019
|  | EXERGEN | EXERGEN TAT 5000 |  | A438128 | ANGIOGRAPHY |  |  |  | 11/02/2019 |  |  |  |  | NO | NO |  |  |  |  | EXERGEN 30142050 A438128 |  |  | Disposition |  |  |  | Equipment | PAAR:00-PVAR | 11/02/2019 | 11/02/2019 | COOPER UNIVERSITY HOSPITAL |  |  | DISPOSITION |  | PAULETTE DUCKREY |  |  |  | 11/02/2019 | 11/02/2019 |  |  |  |  | 11/02/2019 | 11/02/2019
|  | EXERGEN | EXERGEN TEMPORAL SCANNER |  | A870463 | VOORHEES SURGERY CENTER-OPERATING ROOM |  |  | excluded | 10/31/2019 |  |  |  |  | NO | NO |  |  |  |  | EXERGEN 11200090 A870463 |  |  | Active |  |  |  | Equipment | PAAR:00-PVAR | 10/31/2019 | 10/31/2019 | COOPER AMBULATORY OFF-SITES |  |  | PACU 4 | WOT00000003763463 | JENNIFER BOMBARO | Performance Verification | Closed | Kirk Lis | 10/31/2019 | 10/31/2019 | Performance Verification for EXERGEN 11200090 A870463 | Initial Install of Performance Verification. Device is ready for patient use. |  |  | 10/31/2019 | 10/31/2019
|  | EXERGEN | EXERGEN TEMPORAL SCANNER |  | A659765 | VOORHEES INTERNAL MEDICINE |  |  | excluded | 03/20/2018 |  |  |  |  | NO | NO |  |  |  |  | EXERGEN 10732227 A659765 |  |  | Active |  | 99:99:99:99:99:99 |  | Equipment | PAAR:00-PVAR | 10/31/2019 |  | COOPER AMBULATORY OFF-SITES |  |  | BUILDING #2 | WOT00000000665415 | JENNY BETLER | Service Request | Closed | Kirk Lis | 03/20/2018 | 05/18/2018 | New temporal scanner - needs safety check and tagged | INVENTORIED NEW EQUIPMENT | EXP0252080 | Labor | 03/20/2018 | 03/20/2018 | Kirk Lis
|  | EXERGEN | EXERGEN TEMPORAL SCANNER |  | A577624 | VOORHEES SURGERY CENTER-OPERATING ROOM |  |  | excluded | 12/15/2016 |  |  |  |  | NO | NO |  |  |  |  | EXERGEN 10649940 A577624 |  |  | Active |  | 99:99:99:99:99:99 |  | Equipment | PAAR:00-PVAR | 10/31/2019 |  | COOPER AMBULATORY OFF-SITES |  |  |  | 0011491316 | JENNIFER BOMBARO | Performance Verification | Closed | Bonnie Aichroth | 04/18/2017 | 04/18/2017 | INCOMING INVENTORY | DEVICE INVENTORIED | F879DEC4-000A-4FF2-95B5-068386378691 | Labor | 04/18/2017 | 04/18/2017 | Bonnie Aichroth
|  | EXERGEN | EXERGEN TEMPORAL SCANNER |  | A577655 | VOORHEES SURGERY CENTER-OPERATING ROOM |  |  | excluded | 12/15/2016 |  |  |  |  | NO | NO |  |  |  |  | EXERGEN 10649939 A577655 |  |  | Active |  | 99:99:99:99:99:99 |  | Equipment | PAAR:00-PVAR | 10/31/2019 |  | COOPER AMBULATORY OFF-SITES |  |  |  | 0011491313 | JENNIFER BOMBARO | Performance Verification | Closed | Bonnie Aichroth | 04/18/2017 | 04/18/2017 | INCOMING INVENTORY | DEVICE INVENTORIED | 67E298D8-5973-4889-B0F9-758B1844CE4E | Labor | 04/18/2017 | 04/18/2017 | Bonnie Aichroth
|  | EXERGEN | EXERGEN TEMPORAL SCANNER |  | A578737 | VOORHEES SURGERY CENTER-OPERATING ROOM |  |  | excluded | 12/15/2016 |  |  |  |  | NO | NO |  |  |  |  | EXERGEN 10649936 A578737 |  |  | Active |  | 99:99:99:99:99:99 |  | Equipment | PAAR:00-PVAR | 10/31/2019 |  | COOPER AMBULATORY OFF-SITES |  |  |  | 0011491308 | JENNIFER BOMBARO | Performance Verification | Closed | Bonnie Aichroth | 04/18/2017 | 04/18/2017 | INCOMING INVENTORY | DEVICE INVENTORIED | B9691E45-FCE6-464E-91DE-5EEC03C19A24 | Labor | 04/18/2017 | 04/18/2017 | Bonnie Aichroth
|  | EXERGEN | EXERGEN TEMPORAL SCANNER |  | A577657 | VOORHEES SURGERY CENTER-OPERATING ROOM |  |  | excluded | 12/15/2016 |  |  |  |  | NO | NO |  |  |  |  | EXERGEN 10649934 A577657 |  |  | Active |  | 99:99:99:99:99:99 |  | Equipment | PAAR:00-PVAR | 10/31/2019 |  | COOPER AMBULATORY OFF-SITES |  |  |  | 0011491299 | JENNIFER BOMBARO | Performance Verification | Closed | Bonnie Aichroth | 04/18/2017 | 04/18/2017 | INCOMING INVENTORY | DEVICE INVENTORIED | 92A7CF8F-81A1-440C-AF56-2E6AC0B161CF | Labor | 04/18/2017 | 04/18/2017 | Bonnie Aichroth
|  | EXERGEN | EXERGEN TEMPORAL SCANNER |  | A573220 | VOORHEES SURGERY CENTER-OPERATING ROOM |  |  | excluded | 12/15/2016 |  |  |  |  | NO | NO |  |  |  |  | EXERGEN 10649935 A573220 |  |  | Active |  | 99:99:99:99:99:99 |  | Equipment | PAAR:00-PVAR | 10/31/2019 |  | COOPER AMBULATORY OFF-SITES |  |  |  | 0011491304 | JENNIFER BOMBARO | Preventative Maintenance | Closed | Bonnie Aichroth | 04/18/2017 | 04/18/2017 | PERFORMANCE ASSURANCE AT INVENTORY | INVENTORIED DEVICE AND ENSURED DEVICE WAS FUNCTIONING PROPERLY. | A6DB6389-31E8-4BCE-B00D-02D50A64D5E7 | Labor | 12/15/2016 | 12/15/2016 | Kirk Lis
|  | EXERGEN | EXERGEN TEMPORAL SCANNER |  | A577645 | VOORHEES SURGERY CENTER-OPERATING ROOM |  |  | excluded | 12/15/2016 |  |  |  |  | NO | NO |  |  |  |  | EXERGEN 10649933 A577645 |  |  | Active |  | 99:99:99:99:99:99 |  | Equipment | PAAR:00-PVAR | 10/31/2019 |  | COOPER AMBULATORY OFF-SITES |  |  |  | 0011491295 | JENNIFER BOMBARO | Performance Verification | Closed | Bonnie Aichroth | 04/18/2017 | 04/18/2017 | INCOMING INVENTORY | DEVICE INVENTORIED | 5BE39EA6-F97E-44A2-9D45-C22BB4149595 | Labor | 04/18/2017 | 04/18/2017 | Bonnie Aichroth
|  | EXERGEN | EXERGEN TEMPORAL SCANNER |  | A577623 | VOORHEES SURGERY CENTER-OPERATING ROOM |  |  | excluded | 12/15/2016 |  |  |  |  | NO | NO |  |  |  |  | EXERGEN 10649932 A577623 |  |  | Active |  | 99:99:99:99:99:99 |  | Equipment | PAAR:00-PVAR | 10/31/2019 |  | COOPER AMBULATORY OFF-SITES |  |  |  | 0011491292 | JENNIFER BOMBARO | Preventative Maintenance | Closed | Bonnie Aichroth | 04/18/2017 | 04/18/2017 | PERFORMANCE ASSURANCE AT INVENTORY | INVENTORIED DEVICE AND ENSURED DEVICE WAS FUNCTIONING PROPERLY. | 200AFE3F-A3F7-4841-9D3E-6302F9C6EB68 | Labor | 12/15/2016 | 12/15/2016 | Kirk Lis
|  | EXERGEN | EXERGEN TEMPORAL SCANNER |  | A597478 | VOORHEES SURGERY CENTER-OPERATING ROOM |  |  | excluded | 12/15/2016 |  |  |  |  | NO | NO |  |  |  |  | EXERGEN 10649931 A597478 |  |  | Active |  | 99:99:99:99:99:99 |  | Equipment | PAAR:00-PVAR | 10/31/2019 |  | COOPER AMBULATORY OFF-SITES |  |  |  | 0011491318 | JENNIFER BOMBARO | Performance Verification | Closed | Bonnie Aichroth | 04/18/2017 | 04/18/2017 | INCOMING INVENTORY | DEVICE INVENTORIED | 078F7A4C-4353-4AFB-8014-187D8545871C | Labor | 04/18/2017 | 04/18/2017 | Bonnie Aichroth
|  | EXTECH INSTRUMENTS CORP. | EXTECH INSTRUMENTS CORP. EX503 |  |  | BIOMEDICAL |  |  |  | 06/10/2015 |  |  |  |  | NO | NO |  |  |  |  | EXTECH INSTRUMENTS CORP. 10480317 07129310 |  |  | Disposition |  |  |  | Test Equipment | 1Y:00-VEN | 01/12/2017 | 01/01/2020 | COOPER UNIVERSITY HOSPITAL |  |  |  |  | Bonnie Aichroch
|  | FACELAKE | FACELAKE PULSE OXIMETER |  |  | MARLTON-DERMATOLOGY |  |  |  | 01/01/1900 |  |  |  |  | NO | NO |  |  |  |  | FACELAKE 04177 01698 |  |  | Disposition |  |  |  | Equipment | 1Y:00-MFG | 04/18/2016 | 05/01/2020 | COOPER AMBULATORY OFF-SITES |  |  | HALL CRASHCART |  | MICHELE CANALE
|  | FAXITRON | FAXITRON PATHVISION |  | 2327A40341 | LAB HISTOLOGY |  |  | traded? | 09/30/2019 |  |  |  |  | NO | NO |  |  |  |  | FAXITRON 11207508 2327A40341 |  |  | Active |  | 99:99:99:99:99:99 |  | Equipment | 1Y:00-MFG | 09/30/2019 | 09/30/2019 | COOPER UNIVERSITY HOSPITAL |  |  | Histology Lab | WOT00000001286594 | DALE MORRONE | Performance Verification | Closed | Gene Amodei | 09/30/2019 | 09/30/2019 | Performance Verification for 11207508 2327A40342 | Initial Install of Performance Verification. Device is ready for patient use. |  |  | 09/30/2019 | 09/30/2019
|  | FENWAL ELECTRONICS, INC. | FENWAL ELECTRONICS, INC. HEMATRON |  |  | LAB BLOOD BANK |  |  |  | 06/26/1996 |  |  |  |  | NO | NO |  |  |  |  | FENWAL ELECTRONICS, INC. 10369070 2980 |  |  | Active |  | 99:99:99:99:99:99 |  | Non-medical | 1Y:00-MFG | 01/17/2019 | 01/01/2020 | COOPER UNIVERSITY HOSPITAL |  |  | BLOOD BANK |  | Barbara Bayne
|  | FENWAL LABS. | FENWAL LABS. HEMATRON II |  |  | LAB BLOOD BANK |  |  | gone per gene | 01/01/1900 |  |  |  |  | NO | NO |  |  |  |  | FENWAL LABS. 10369073 1531 |  |  | Active |  | 99:99:99:99:99:99 |  | Non-medical | 1Y:00-MFG | 01/09/2019 | 01/01/2020 | COOPER UNIVERSITY HOSPITAL |  |  | 1ST blood bank |  | Barbara Bayne
|  | FERNO-ILLE | FERNO-ILLE 100 |  |  | PHYSICAL THERAPY |  |  |  | 01/01/1900 |  |  |  |  | NO | NO |  |  |  |  | FERNO-ILLE 10367467 19265793 |  |  | Disposition |  | 99:99:99:99:99:99 |  | High Risk | 6M:00-MFG | 05/31/2019 | 05/01/2020 | COOPER UNIVERSITY HOSPITAL |  |  | PT/OT RM 546 |  | JOSEPHINE HONG
|  | FERNO-ILLE | FERNO-ILLE 100 |  |  | PHYSICAL THERAPY |  |  |  | 01/01/1900 |  |  |  |  | NO | NO |  |  |  |  | FERNO-ILLE 05245 199800 |  |  | Disposition |  |  |  | High Risk | 6M:00-MFG | 05/15/2016 | 05/01/2020 | COOPER UNIVERSITY HOSPITAL |  |  | SUITE 100 |  | JOSEPHINE HONG
|  | FERNO-ILLE | FERNO-ILLE 196 |  |  | PHYSICAL THERAPY |  |  |  | 01/01/1900 |  |  |  |  | NO | NO |  |  |  |  | FERNO-ILLE 10367468 206218 |  |  | Disposition |  | 99:99:99:99:99:99 |  | High Risk | 1Y:00-MFG | 05/25/2018 | 05/01/2020 | COOPER UNIVERSITY HOSPITAL |  |  | PT/OT RM 546 |  | JOSEPHINE HONG
|  | FIBEROPTIC MEDICAL PRODUCTS | FIBEROPTIC MEDICAL PRODUCTS WALLABY |  |  | INTENSIVE CARE NURSERY |  |  |  | 01/01/1900 |  |  |  |  | NO | NO |  |  |  |  | FIBEROPTIC MEDICAL PRODUCTS 10365010 002634 |  |  | Disposition |  |  |  | Equipment | 1Y:00-MFG | 10/26/2015 | 08/01/2020 | COOPER UNIVERSITY HOSPITAL |  |  | S6 |  | JOANNE FOX
|  | FIBEROPTIC MEDICAL PRODUCTS | FIBEROPTIC MEDICAL PRODUCTS WALLABY |  |  | INTENSIVE CARE NURSERY |  |  |  | 01/01/1900 |  |  |  |  | NO | NO |  |  |  |  | FIBEROPTIC MEDICAL PRODUCTS 10355203 000555 |  |  | Disposition |  |  |  | Equipment | 1Y:00-MFG | 10/19/2017 | 10/01/2020 | COOPER UNIVERSITY HOSPITAL |  |  | SEVENTH FLOOR DORRANCE STORAGE |  | JOANNE FOX
|  | FIBEROPTIC MEDICAL PRODUCTS | FIBEROPTIC MEDICAL PRODUCTS WALLABY |  |  | INTENSIVE CARE NURSERY |  |  |  | 01/01/1900 |  |  |  |  | NO | NO |  |  |  |  | FIBEROPTIC MEDICAL PRODUCTS 10355201 00572 |  |  | Disposition |  |  |  | Equipment | 1Y:00-MFG | 10/27/2017 | 10/01/2020 | COOPER UNIVERSITY HOSPITAL |  |  | SEVENTH FLOOR DORRANCE STORAGE |  | JOANNE FOX
|  | FIBEROPTIC MEDICAL PRODUCTS | FIBEROPTIC MEDICAL PRODUCTS WALLABY |  |  | KELEMEN N6 |  |  |  | 07/13/1993 |  |  |  |  | NO | NO |  |  |  |  | FIBEROPTIC MEDICAL PRODUCTS 03091 500890 |  |  | Disposition |  |  |  | Equipment | 1Y:00-MFG | 05/15/2016 | 08/01/2020 | COOPER UNIVERSITY HOSPITAL |  |  | 5th |  | Susan Cannon
|  | FILAC CORP. | FILAC CORP. F-1500 |  | LX0713701 | NEUROSURGERY VOORHEES |  |  |  | 03/24/2009 |  |  |  |  | NO | NO |  |  |  |  | FILAC CORP. 10365826 LX0713701 |  |  | Active |  | 99:99:99:99:99:99 |  | Equipment | PAAR:00-PVAR | 11/02/2019 |  | COOPER AMBULATORY OFF-SITES |  |  | Nurses Closet |  | MARITZA NIEVES
|  | FILAC CORP. | FILAC CORP. F-1500 |  | LX0514226 | 401 KINGS HIGHWAY - ORTHOPEDICS |  |  |  | 01/01/1900 |  |  |  |  | NO | NO |  |  |  |  | FILAC CORP. 10346105 LX0514226 |  |  | Active |  | 99:99:99:99:99:99 |  | Equipment | PAAR:00-PVAR | 11/02/2019 |  | COOPER AMBULATORY OFF-SITES |  |  | NURSES STATION |  | HELEN BOYLE
|  | FISHER SCIENTIFIC INTERNATIONAL | FISHER SCIENTIFIC INTERNATIONAL 14-505-21 |  |  | LAB CHEMISTRY |  |  |  | 01/01/1900 |  |  |  |  | NO | NO |  |  |  |  | FISHER SCIENTIFIC INTERNATIONAL 10369407 60700430 |  |  | Disposition |  |  |  | Equipment | 1Y:00-MFG | 03/14/2016 | 03/01/2020 | COOPER UNIVERSITY HOSPITAL |  |  |  |  | Barbara Snyder
|  | FISHER SCIENTIFIC INTERNATIONAL | FISHER SCIENTIFIC INTERNATIONAL AGGLUTINATION VIEWER E322008 |  | E322008 | LAB BLOOD BANK |  |  |  | 02/15/2010 |  |  |  |  | NO | NO |  |  |  |  | FISHER SCIENTIFIC INTERNATIONAL 10369069 E322008 |  |  | Disposition |  |  |  | Equipment | PAAR:00-PVAR | 10/16/2019 |  | COOPER UNIVERSITY HOSPITAL |  |  | BLOOD BANK |  | Barbara Bayne
|  | FISHER SCIENTIFIC INTERNATIONAL | FISHER SCIENTIFIC INTERNATIONAL HEAT BLOCK |  |  | LAB MICROBIOLOGY |  |  |  | 01/01/1900 |  |  |  |  | NO | NO |  |  |  |  | FISHER SCIENTIFIC INTERNATIONAL 10366632 71000082 |  |  | Disposition |  |  |  | Equipment | 1Y:00-MFG | 01/20/2016 | 01/01/2020 | COOPER UNIVERSITY HOSPITAL |  |  | micro viral load room |  | COURTNEY BARRY
|  | FISHER-PAYKEL | FISHER-PAYKEL MR850JHU |  |  | RESPIRATORY |  |  |  | 05/15/2016 |  |  |  |  | NO | NO |  |  |  |  | FISHER-PAYKEL 24385 1.3031917252e+011 |  |  | Disposition |  |  |  | Equipment | 1Y:00-MFG | 05/15/2016 | 05/15/2016 | COOPER UNIVERSITY HOSPITAL |  |  |  |  | KATHY LOFLAND |  |  |  | 05/15/2016 | 05/15/2016 |  |  |  |  | 05/15/2016 | 05/15/2016
|  | FISHER-PAYKEL | FISHER-PAYKEL MR850JHU |  |  | RESPIRATORY |  |  |  | 05/15/2016 |  |  |  |  | NO | NO |  |  |  |  | FISHER-PAYKEL 21821 1.1082411828e+011 |  |  | Disposition |  |  |  | Equipment | 1Y:00-MFG | 05/15/2016 | 05/15/2016 | COOPER UNIVERSITY HOSPITAL |  |  | RESPIRATORY |  | KATHY LOFLAND |  |  |  | 05/15/2016 | 05/15/2016 |  |  |  |  | 05/15/2016 | 05/15/2016
|  | FISHER-PAYKEL | FISHER-PAYKEL MR850JHU |  |  | RESPIRATORY |  |  |  | 05/15/2016 |  |  |  |  | NO | NO |  |  |  |  | FISHER-PAYKEL 21823 1.1062911439e+011 |  |  | Disposition |  |  |  | Equipment | 1Y:00-MFG | 05/15/2016 | 05/15/2016 | COOPER UNIVERSITY HOSPITAL |  |  | RESPIRATORY |  | KATHY LOFLAND |  |  |  | 05/15/2016 | 05/15/2016 |  |  |  |  | 05/15/2016 | 05/15/2016
|  | FISHER-PAYKEL | FISHER-PAYKEL MR850JHU |  |  | RESPIRATORY |  |  |  | 05/15/2016 |  |  |  |  | NO | NO |  |  |  |  | FISHER-PAYKEL 18157 090611052276 |  |  | Disposition |  |  |  | Equipment | 1Y:00-MFG | 05/15/2016 | 05/15/2016 | COOPER UNIVERSITY HOSPITAL |  |  | REPSIRATORY |  | KATHY LOFLAND |  |  |  | 05/15/2016 | 05/15/2016 |  |  |  |  | 05/15/2016 | 05/15/2016
|  | FISHER-PAYKEL | FISHER-PAYKEL MR850JHU |  |  | RESPIRATORY |  |  |  | 05/15/2016 |  |  |  |  | NO | NO |  |  |  |  | FISHER-PAYKEL 18156 090611052284 |  |  | Disposition |  |  |  | Equipment | 1Y:00-MFG | 05/15/2016 | 05/15/2016 | COOPER UNIVERSITY HOSPITAL |  |  | RESPIRATORY |  | KATHY LOFLAND |  |  |  | 05/15/2016 | 05/15/2016 |  |  |  |  | 05/15/2016 | 05/15/2016
|  | FISHER-PAYKEL | FISHER-PAYKEL MR850JHU |  |  | RESPIRATORY |  |  |  | 05/15/2016 |  |  |  |  | NO | NO |  |  |  |  | FISHER-PAYKEL 18154 090611052291 |  |  | Disposition |  |  |  | Equipment | 1Y:00-MFG | 05/15/2016 | 05/15/2016 | COOPER UNIVERSITY HOSPITAL |  |  | RESPIRATORY |  | KATHY LOFLAND |  |  |  | 05/15/2016 | 05/15/2016 |  |  |  |  | 05/15/2016 | 05/15/2016
|  | FISHER-PAYKEL | FISHER-PAYKEL MR850JHU |  |  | RESPIRATORY |  |  |  | 05/15/2016 |  |  |  |  | NO | NO |  |  |  |  | FISHER-PAYKEL 17807 090618052801 |  |  | Disposition |  |  |  | Equipment | 1Y:00-MFG | 05/15/2016 | 05/15/2016 | COOPER UNIVERSITY HOSPITAL |  |  | RESPIRATORY THERAPY |  | KATHY LOFLAND |  |  |  | 05/15/2016 | 05/15/2016 |  |  |  |  | 05/15/2016 | 05/15/2016
|  | FISHER-PAYKEL | FISHER-PAYKEL MR850JHU |  |  | RESPIRATORY |  |  |  | 05/15/2016 |  |  |  |  | NO | NO |  |  |  |  | FISHER-PAYKEL 16131 081016034269 |  |  | Disposition |  |  |  | Equipment | 1Y:00-MFG | 05/15/2016 | 05/15/2016 | COOPER UNIVERSITY HOSPITAL |  |  |  |  | KATHY LOFLAND |  |  |  | 05/15/2016 | 05/15/2016 |  |  |  |  | 05/15/2016 | 05/15/2016
|  | FISHER-PAYKEL | FISHER-PAYKEL MR850JHU |  |  | RESPIRATORY |  |  |  | 05/15/2016 |  |  |  |  | NO | NO |  |  |  |  | FISHER-PAYKEL 16124 081017034434 |  |  | Disposition |  |  |  | Equipment | 1Y:00-MFG | 05/15/2016 | 05/15/2016 | COOPER UNIVERSITY HOSPITAL |  |  |  |  | KATHY LOFLAND |  |  |  | 05/15/2016 | 05/15/2016 |  |  |  |  | 05/15/2016 | 05/15/2016
|  | FISHER-PAYKEL | FISHER-PAYKEL MR850JHU |  |  | RESPIRATORY |  |  |  | 05/15/2016 |  |  |  |  | NO | NO |  |  |  |  | FISHER-PAYKEL 16125 081017034396 |  |  | Disposition |  |  |  | Equipment | 1Y:00-MFG | 05/15/2016 | 05/15/2016 | COOPER UNIVERSITY HOSPITAL |  |  |  |  | KATHY LOFLAND |  |  |  | 05/15/2016 | 05/15/2016 |  |  |  |  | 05/15/2016 | 05/15/2016
|  | FISHER-PAYKEL | FISHER-PAYKEL MR850JHU |  |  | RESPIRATORY |  |  |  | 05/15/2016 |  |  |  |  | NO | NO |  |  |  |  | FISHER-PAYKEL 16118 060904020244 |  |  | Disposition |  |  |  | Equipment | 1Y:00-MFG | 05/15/2016 | 05/15/2016 | COOPER UNIVERSITY HOSPITAL |  |  |  |  | KATHY LOFLAND |  |  |  | 05/15/2016 | 05/15/2016 |  |  |  |  | 05/15/2016 | 05/15/2016
|  | FISHER-PAYKEL | FISHER-PAYKEL MR850JHU |  |  | RESPIRATORY |  |  |  | 05/15/2016 |  |  |  |  | NO | NO |  |  |  |  | FISHER-PAYKEL 15899 060502009491 |  |  | Disposition |  |  |  | Equipment | 1Y:00-MFG | 05/15/2016 | 05/15/2016 | COOPER UNIVERSITY HOSPITAL |  |  | ICN |  | KATHY LOFLAND |  |  |  | 05/15/2016 | 05/15/2016 |  |  |  |  | 05/15/2016 | 05/15/2016
|  | FISHER-PAYKEL | FISHER-PAYKEL MR850JHU |  |  | RESPIRATORY |  |  |  | 05/15/2016 |  |  |  |  | NO | NO |  |  |  |  | FISHER-PAYKEL 15677 081017034402 |  |  | Disposition |  |  |  | Equipment | 1Y:00-MFG | 05/15/2016 | 05/15/2016 | COOPER UNIVERSITY HOSPITAL |  |  |  |  | KATHY LOFLAND |  |  |  | 05/15/2016 | 05/15/2016 |  |  |  |  | 05/15/2016 | 05/15/2016
|  | FISHER-PAYKEL | FISHER-PAYKEL MR850JHU |  |  | RESPIRATORY |  |  |  | 05/15/2016 |  |  |  |  | NO | NO |  |  |  |  | FISHER-PAYKEL 15676 081021034817 |  |  | Disposition |  |  |  | Equipment | 1Y:00-MFG | 05/15/2016 | 05/15/2016 | COOPER UNIVERSITY HOSPITAL |  |  |  |  | KATHY LOFLAND |  |  |  | 05/15/2016 | 05/15/2016 |  |  |  |  | 05/15/2016 | 05/15/2016
|  | FISHER-PAYKEL | FISHER-PAYKEL MR850JHU |  |  | RESPIRATORY |  |  |  | 05/15/2016 |  |  |  |  | NO | NO |  |  |  |  | FISHER-PAYKEL 15675 081017034426 |  |  | Disposition |  |  |  | Equipment | 1Y:00-MFG | 05/15/2016 | 05/15/2016 | COOPER UNIVERSITY HOSPITAL |  |  |  |  | KATHY LOFLAND |  |  |  | 05/15/2016 | 05/15/2016 |  |  |  |  | 05/15/2016 | 05/15/2016
|  | FISHER-PAYKEL | FISHER-PAYKEL MR850JHU |  |  | RESPIRATORY |  |  |  | 05/15/2016 |  |  |  |  | NO | NO |  |  |  |  | FISHER-PAYKEL 15674 081016034265 |  |  | Disposition |  |  |  | Equipment | 1Y:00-MFG | 05/15/2016 | 05/15/2016 | COOPER UNIVERSITY HOSPITAL |  |  |  |  | KATHY LOFLAND |  |  |  | 05/15/2016 | 05/15/2016 |  |  |  |  | 05/15/2016 | 05/15/2016
|  | FISHER-PAYKEL | FISHER-PAYKEL MR850JHU |  |  | RESPIRATORY |  |  |  | 05/15/2016 |  |  |  |  | NO | NO |  |  |  |  | FISHER-PAYKEL 13527 060904020328 |  |  | Disposition |  |  |  | Equipment | 1Y:00-MFG | 05/15/2016 | 05/15/2016 | COOPER UNIVERSITY HOSPITAL |  |  | ICN |  | KATHY LOFLAND |  |  |  | 05/15/2016 | 05/15/2016 |  |  |  |  | 05/15/2016 | 05/15/2016
|  | FISHER-PAYKEL | FISHER-PAYKEL MR850JHU |  |  | RESPIRATORY |  |  |  | 05/15/2016 |  |  |  |  | NO | NO |  |  |  |  | FISHER-PAYKEL 12540 020423001323 |  |  | Disposition |  |  |  | Equipment | 1Y:00-MFG | 05/15/2016 | 05/15/2016 | COOPER UNIVERSITY HOSPITAL |  |  |  |  | KATHY LOFLAND |  |  |  | 05/15/2016 | 05/15/2016 |  |  |  |  | 05/15/2016 | 05/15/2016
|  | FISHER-PAYKEL | FISHER-PAYKEL MR850JHU |  |  | RESPIRATORY |  |  | excluded | 10/31/2019 |  |  |  |  | NO | NO |  |  |  |  | FISHER-PAYKEL 11208142 150714258074 |  |  | Active |  | 99:99:99:99:99:99 |  | Equipment | PAAR:00-PVAR | 10/31/2019 | 10/31/2019 | COOPER UNIVERSITY HOSPITAL |  |  |  | WOT00000001166479 | KATHY LOFLAND | Performance Verification | Closed | Michael Youch | 10/31/2019 | 10/31/2019 | Performance Verification for FISHER-PAYKEL 11208142 150714258074 | Initial Install of Performance Verification. Device is ready for patient use. |  |  | 10/31/2019 | 10/31/2019
|  | FISHER-PAYKEL | FISHER-PAYKEL MR850JHU |  |  | RESPIRATORY |  |  | excluded | 10/31/2019 |  |  |  |  | NO | NO |  |  |  |  | FISHER-PAYKEL 11208141 161124302972 |  |  | Active |  | 99:99:99:99:99:99 |  | Equipment | PAAR:00-PVAR | 10/31/2019 | 10/31/2019 | COOPER UNIVERSITY HOSPITAL |  |  |  | WOT00000001166449 | KATHY LOFLAND | Performance Verification | Closed | Michael Youch | 10/31/2019 | 10/31/2019 | Performance Verification for FISHER-PAYKEL 11208141 161124302972 | Initial Install of Performance Verification. Device is ready for patient use. |  |  | 10/31/2019 | 10/31/2019
|  | FISHER-PAYKEL | FISHER-PAYKEL MR850JHU |  |  | RESPIRATORY |  |  | excluded | 10/31/2019 |  |  |  |  | NO | NO |  |  |  |  | FISHER-PAYKEL 11208133 161130303776 |  |  | Active |  | 99:99:99:99:99:99 |  | Equipment | PAAR:00-PVAR | 10/31/2019 | 10/31/2019 | COOPER UNIVERSITY HOSPITAL |  |  |  | 0011984156 | KATHY LOFLAND | Performance Verification | Closed | Bonnie Aichroth | 10/31/2019 | 10/31/2019 | INCOMING INVENTORY | DEVICE INVENTORIED | 5061F65E-57F0-490F-80C1-5A337BB40AED | Labor | 10/31/2019 | 10/31/2019 | Bonnie Aichroth
|  | FISHER-PAYKEL | FISHER-PAYKEL MR850JHU |  |  | RESPIRATORY |  |  | excluded | 10/31/2019 |  |  |  |  | NO | NO |  |  |  |  | FISHER-PAYKEL 11208131 150707256729 |  |  | Active |  | 99:99:99:99:99:99 |  | Equipment | PAAR:00-PVAR | 10/31/2019 | 10/31/2019 | COOPER UNIVERSITY HOSPITAL |  |  |  | WOT00000001166250 | KATHY LOFLAND | Performance Verification | Closed | Michael Youch | 10/31/2019 | 10/31/2019 | Performance Verification for FISHER-PAYKEL 11208131 150707256729 | Initial Install of Performance Verification. Device is ready for patient use. |  |  | 10/31/2019 | 10/31/2019
|  | FISHER-PAYKEL | FISHER-PAYKEL MR850JHU |  |  | RESPIRATORY |  |  | excluded | 04/13/2017 |  |  |  |  | NO | NO |  |  |  |  | FISHER-PAYKEL 10725552 161130303735 |  |  | Active |  | 99:99:99:99:99:99 |  | Equipment | PAAR:00-PVAR | 10/31/2019 |  | COOPER UNIVERSITY HOSPITAL |  |  |  | 0011984209 | KATHY LOFLAND | Preventative Maintenance | Closed | Bonnie Aichroth | 07/27/2017 | 07/27/2017 | PERFORMANCE ASSURANCE AT INVENTORY | INVENTORIED DEVICE AND ENSURED DEVICE WAS FUNCTIONING PROPERLY. | 2706707F-7913-4A95-8C98-47170BEF16D8 | Labor | 04/13/2017 | 04/13/2017 | Michael Youch
|  | FISHER-PAYKEL | FISHER-PAYKEL MR850JHU |  |  | RESPIRATORY |  |  | excluded | 04/13/2017 |  |  |  |  | NO | NO |  |  |  |  | FISHER-PAYKEL 10725550 161130303744 |  |  | Active |  | 99:99:99:99:99:99 |  | Equipment | PAAR:00-PVAR | 10/31/2019 |  | COOPER UNIVERSITY HOSPITAL |  |  |  | 0011984195 | KATHY LOFLAND | Preventative Maintenance | Closed | Bonnie Aichroth | 07/27/2017 | 07/27/2017 | PERFORMANCE ASSURANCE AT INVENTORY | INVENTORIED DEVICE AND ENSURED DEVICE WAS FUNCTIONING PROPERLY. | E023B027-0EB0-427B-AAF9-3F9666CDABCC | Labor | 04/13/2017 | 04/13/2017 | Michael Youch
|  | FISHER-PAYKEL | FISHER-PAYKEL MR850JHU |  |  | RESPIRATORY |  |  | excluded | 04/13/2017 |  |  |  |  | NO | NO |  |  |  |  | FISHER-PAYKEL 10725553 161130303739 |  |  | Active |  | 99:99:99:99:99:99 |  | Equipment | PAAR:00-PVAR | 10/31/2019 |  | COOPER UNIVERSITY HOSPITAL |  |  |  | 0011984214 | KATHY LOFLAND | Performance Verification | Closed | Bonnie Aichroth | 07/27/2017 | 07/27/2017 | INCOMING INVENTORY | DEVICE INVENTORIED | 9E2E6F08-C0D5-417D-8915-FBD0062B6A51 | Labor | 07/27/2017 | 07/27/2017 | Bonnie Aichroth
|  | FISHER-PAYKEL | FISHER-PAYKEL MR850JHU |  |  | RESPIRATORY |  |  | excluded | 04/13/2017 |  |  |  |  | NO | NO |  |  |  |  | FISHER-PAYKEL 10725551 161130303758 |  |  | Active |  | 99:99:99:99:99:99 |  | Equipment | PAAR:00-PVAR | 10/31/2019 |  | COOPER UNIVERSITY HOSPITAL |  |  |  | 0011984203 | KATHY LOFLAND | Performance Verification | Closed | Bonnie Aichroth | 07/27/2017 | 07/27/2017 | INCOMING INVENTORY | DEVICE INVENTORIED | F26AC61E-985D-40B8-ABE7-D1AD58DED048 | Labor | 07/27/2017 | 07/27/2017 | Bonnie Aichroth
|  | FISHER-PAYKEL | FISHER-PAYKEL MR850JHU |  |  | RESPIRATORY |  |  | excluded | 04/13/2017 |  |  |  |  | NO | NO |  |  |  |  | FISHER-PAYKEL 10725548 161130303775 |  |  | Active |  | 99:99:99:99:99:99 |  | Equipment | PAAR:00-PVAR | 10/31/2019 |  | COOPER UNIVERSITY HOSPITAL |  |  |  | 0011984176 | KATHY LOFLAND | Performance Verification | Closed | Bonnie Aichroth | 07/27/2017 | 07/27/2017 | INCOMING INVENTORY | DEVICE INVENTORIED | 4F2C0B7B-1329-480D-9BC0-6C8F6E2CC4DC | Labor | 07/27/2017 | 07/27/2017 | Bonnie Aichroth
|  | FISHER-PAYKEL | FISHER-PAYKEL MR850JHU |  |  | RESPIRATORY |  |  | excluded | 04/13/2017 |  |  |  |  | NO | NO |  |  |  |  | FISHER-PAYKEL 10725549 161130303763 |  |  | Active |  | 99:99:99:99:99:99 |  | Equipment | PAAR:00-PVAR | 10/31/2019 |  | COOPER UNIVERSITY HOSPITAL |  |  |  | 0011984187 | KATHY LOFLAND | Performance Verification | Closed | Bonnie Aichroth | 07/27/2017 | 07/27/2017 | INCOMING INVENTORY | DEVICE INVENTORIED | F854084B-2A2C-4297-A6F5-3534FB83FBBE | Labor | 07/27/2017 | 07/27/2017 | Bonnie Aichroth
|  | FISHER-PAYKEL | FISHER-PAYKEL MR850JHU |  |  | RESPIRATORY |  |  | excluded | 04/13/2017 |  |  |  |  | NO | NO |  |  |  |  | FISHER-PAYKEL 10725547 161130303737 |  |  | Active |  | 99:99:99:99:99:99 |  | Equipment | PAAR:00-PVAR | 10/31/2019 |  | COOPER UNIVERSITY HOSPITAL |  |  |  | 0011984165 | KATHY LOFLAND | Performance Verification | Closed | Bonnie Aichroth | 07/27/2017 | 07/27/2017 | INCOMING INVENTORY | DEVICE INVENTORIED | 338794DA-FCD1-4FA1-8008-AED67E6B6A89 | Labor | 07/27/2017 | 07/27/2017 | Bonnie Aichroth
|  | FISHER-PAYKEL | FISHER-PAYKEL MR850JHU |  |  | RESPIRATORY |  |  | excluded | 04/13/2017 |  |  |  |  | NO | NO |  |  |  |  | FISHER-PAYKEL 10725540 161130303750 |  |  | Active |  | 99:99:99:99:99:99 |  | Equipment | PAAR:00-PVAR | 10/31/2019 |  | COOPER UNIVERSITY HOSPITAL |  |  |  | 0011983842 | KATHY LOFLAND | Preventative Maintenance | Closed | Bonnie Aichroth | 07/27/2017 | 07/27/2017 | PERFORMANCE ASSURANCE AT INVENTORY | INVENTORIED DEVICE AND ENSURED DEVICE WAS FUNCTIONING PROPERLY. | F88C7730-9A00-47B7-9FEC-265CAFAC4917 | Labor | 04/13/2017 | 04/13/2017 | Michael Youch
|  | FISHER-PAYKEL | FISHER-PAYKEL MR850JHU |  |  | RESPIRATORY |  |  | excluded | 04/13/2017 |  |  |  |  | NO | NO |  |  |  |  | FISHER-PAYKEL 10725545 161130303748 |  |  | Active |  | 99:99:99:99:99:99 |  | Equipment | PAAR:00-PVAR | 10/31/2019 |  | COOPER UNIVERSITY HOSPITAL |  |  |  | 0011984148 | KATHY LOFLAND | Preventative Maintenance | Closed | Bonnie Aichroth | 07/27/2017 | 07/27/2017 | PERFORMANCE ASSURANCE AT INVENTORY | INVENTORIED DEVICE AND ENSURED DEVICE WAS FUNCTIONING PROPERLY. | A839D936-717C-460E-8692-1BA7DDD0C424 | Labor | 04/13/2017 | 04/13/2017 | Michael Youch
|  | FISHER-PAYKEL | FISHER-PAYKEL MR850JHU |  |  | RESPIRATORY |  |  | excluded | 04/13/2017 |  |  |  |  | NO | NO |  |  |  |  | FISHER-PAYKEL 10725544 161130303745 |  |  | Active |  | 99:99:99:99:99:99 |  | Equipment | PAAR:00-PVAR | 10/31/2019 |  | COOPER UNIVERSITY HOSPITAL |  |  |  | 0011984140 | KATHY LOFLAND | Preventative Maintenance | Closed | Bonnie Aichroth | 07/27/2017 | 07/27/2017 | PERFORMANCE ASSURANCE AT INVENTORY | INVENTORIED DEVICE AND ENSURED DEVICE WAS FUNCTIONING PROPERLY. | 9928F2BC-90D8-4270-AEAC-0EAFF043E342 | Labor | 04/13/2017 | 04/13/2017 | Michael Youch
|  | FISHER-PAYKEL | FISHER-PAYKEL MR850JHU |  |  | RESPIRATORY |  |  | excluded | 04/13/2017 |  |  |  |  | NO | NO |  |  |  |  | FISHER-PAYKEL 10725541 161130303795 |  |  | Active |  | 99:99:99:99:99:99 |  | Equipment | PAAR:00-PVAR | 10/31/2019 |  | COOPER UNIVERSITY HOSPITAL |  |  |  | 0011983848 | KATHY LOFLAND | Performance Verification | Closed | Bonnie Aichroth | 07/27/2017 | 07/27/2017 | INCOMING INVENTORY | DEVICE INVENTORIED | CE9EA35C-15F2-4A36-AB92-9F3F6B537D38 | Labor | 07/27/2017 | 07/27/2017 | Bonnie Aichroth
|  | FISHER-PAYKEL | FISHER-PAYKEL MR850JHU |  |  | RESPIRATORY |  |  | excluded | 04/13/2017 |  |  |  |  | NO | NO |  |  |  |  | FISHER-PAYKEL 10725542 161130303736 |  |  | Active |  | 99:99:99:99:99:99 |  | Equipment | PAAR:00-PVAR | 10/31/2019 |  | COOPER UNIVERSITY HOSPITAL |  |  |  | 0011984118 | KATHY LOFLAND | Performance Verification | Closed | Bonnie Aichroth | 07/27/2017 | 07/27/2017 | INCOMING INVENTORY | DEVICE INVENTORIED | E714DD07-5504-48D5-BE69-BB6AA71286CD | Labor | 07/27/2017 | 07/27/2017 | Bonnie Aichroth
|  | FISHER-PAYKEL | FISHER-PAYKEL MR850JHU |  |  | RESPIRATORY |  |  | excluded | 04/13/2017 |  |  |  |  | NO | NO |  |  |  |  | FISHER-PAYKEL 10725543 161130303751 |  |  | Active |  | 99:99:99:99:99:99 |  | Equipment | PAAR:00-PVAR | 10/31/2019 |  | COOPER UNIVERSITY HOSPITAL |  |  |  | 0011984132 | KATHY LOFLAND | Performance Verification | Closed | Bonnie Aichroth | 07/27/2017 | 07/27/2017 | INCOMING INVENTORY | DEVICE INVENTORIED | FDC2B71F-D2AC-4EEB-90FE-8A710C96DAB4 | Labor | 07/27/2017 | 07/27/2017 | Bonnie Aichroth
|  | FISHER-PAYKEL | FISHER-PAYKEL MR850JHU |  |  | RESPIRATORY |  |  | excluded | 04/13/2017 |  |  |  |  | NO | NO |  |  |  |  | FISHER-PAYKEL 10725539 161130303769 |  |  | Active |  | 99:99:99:99:99:99 |  | Equipment | PAAR:00-PVAR | 10/31/2019 |  | COOPER UNIVERSITY HOSPITAL |  |  |  | 0011983829 | KATHY LOFLAND | Preventative Maintenance | Closed | Bonnie Aichroth | 07/27/2017 | 07/27/2017 | PERFORMANCE ASSURANCE AT INVENTORY | INVENTORIED DEVICE AND ENSURED DEVICE WAS FUNCTIONING PROPERLY. | C6AD4B37-526B-4F93-8725-856FEC7D2363 | Labor | 04/13/2017 | 04/13/2017 | Michael Youch
|  | FISHER-PAYKEL | FISHER-PAYKEL MR850JHU |  |  | RESPIRATORY |  |  | excluded | 04/13/2017 |  |  |  |  | NO | NO |  |  |  |  | FISHER-PAYKEL 10725537 161130303780 |  |  | Active |  | 99:99:99:99:99:99 |  | Equipment | PAAR:00-PVAR | 10/31/2019 |  | COOPER UNIVERSITY HOSPITAL |  |  |  | 0011983779 | KATHY LOFLAND | Performance Verification | Closed | Bonnie Aichroth | 07/27/2017 | 07/27/2017 | INCOMING INVENTORY | DEVICE INVENTORIED | 43E5DC99-255C-4368-8E8F-F05274A1B078 | Labor | 07/27/2017 | 07/27/2017 | Bonnie Aichroth
|  | FISHER-PAYKEL | FISHER-PAYKEL MR850JHU |  |  | RESPIRATORY |  |  | excluded | 04/13/2017 |  |  |  |  | NO | NO |  |  |  |  | FISHER-PAYKEL 10725538 161130303765 |  |  | Active |  | 99:99:99:99:99:99 |  | Equipment | PAAR:00-PVAR | 10/31/2019 |  | COOPER UNIVERSITY HOSPITAL |  |  |  | 0011983788 | KATHY LOFLAND | Performance Verification | Closed | Bonnie Aichroth | 07/27/2017 | 07/27/2017 | INCOMING INVENTORY | DEVICE INVENTORIED | F51E3A1E-0496-4718-976F-7C174A5B7B99 | Labor | 07/27/2017 | 07/27/2017 | Bonnie Aichroth
|  | FISHER-PAYKEL | FISHER-PAYKEL MR850JHU |  |  | RESPIRATORY |  |  | excluded | 04/13/2017 |  |  |  |  | NO | NO |  |  |  |  | FISHER-PAYKEL 10725535 161130303789 |  |  | Active |  | 99:99:99:99:99:99 |  | Equipment | PAAR:00-PVAR | 10/31/2019 |  | COOPER UNIVERSITY HOSPITAL |  |  |  | 0011983765 | KATHY LOFLAND | Preventative Maintenance | Closed | Bonnie Aichroth | 07/27/2017 | 07/27/2017 | PERFORMANCE ASSURANCE AT INVENTORY | INVENTORIED DEVICE AND ENSURED DEVICE WAS FUNCTIONING PROPERLY. | 6E7F9644-82CC-458F-8206-89722CCD638B | Labor | 04/13/2017 | 04/13/2017 | Michael Youch
|  | FISHER-PAYKEL | FISHER-PAYKEL MR850JHU |  |  | RESPIRATORY |  |  | excluded | 04/13/2017 |  |  |  |  | NO | NO |  |  |  |  | FISHER-PAYKEL 10725534 161130303805 |  |  | Active |  | 99:99:99:99:99:99 |  | Equipment | PAAR:00-PVAR | 10/31/2019 |  | COOPER UNIVERSITY HOSPITAL |  |  |  | 0011983755 | KATHY LOFLAND | Performance Verification | Closed | Bonnie Aichroth | 07/27/2017 | 07/27/2017 | INCOMING INVENTORY | DEVICE INVENTORIED | 188DF254-BC53-444B-80F3-D0C5451C27E4 | Labor | 07/27/2017 | 07/27/2017 | Bonnie Aichroth
|  | FISHER-PAYKEL | FISHER-PAYKEL MR850JHU |  |  | RESPIRATORY |  |  | excluded | 04/13/2017 |  |  |  |  | NO | NO |  |  |  |  | FISHER-PAYKEL 10725533 161130303798 |  |  | Active |  | 99:99:99:99:99:99 |  | Equipment | PAAR:00-PVAR | 10/31/2019 |  | COOPER UNIVERSITY HOSPITAL |  |  |  | 0011983749 | KATHY LOFLAND | Performance Verification | Closed | Bonnie Aichroth | 07/27/2017 | 07/27/2017 | INCOMING INVENTORY | DEVICE INVENTORIED | 30ACCD05-585C-4621-B1F2-B9058189B093 | Labor | 07/27/2017 | 07/27/2017 | Bonnie Aichroth
|  | FISHER-PAYKEL | FISHER-PAYKEL MR850JHU |  |  | RESPIRATORY |  |  | excluded | 04/13/2017 |  |  |  |  | NO | NO |  |  |  |  | FISHER-PAYKEL 10725532 161130303801 |  |  | Active |  | 99:99:99:99:99:99 |  | Equipment | PAAR:00-PVAR | 10/31/2019 |  | COOPER UNIVERSITY HOSPITAL |  |  |  | 0011983741 | KATHY LOFLAND | Performance Verification | Closed | Bonnie Aichroth | 07/27/2017 | 07/27/2017 | INCOMING INVENTORY | DEVICE INVENTORIED | BE2AF5D4-A862-46C3-9A63-EEF19A713026 | Labor | 07/27/2017 | 07/27/2017 | Bonnie Aichroth
|  | FISHER-PAYKEL | FISHER-PAYKEL MR850JHU |  |  | RESPIRATORY |  |  | excluded | 04/13/2017 |  |  |  |  | NO | NO |  |  |  |  | FISHER-PAYKEL 10725531 161130303802 |  |  | Active |  | 99:99:99:99:99:99 |  | Equipment | PAAR:00-PVAR | 10/31/2019 |  | COOPER UNIVERSITY HOSPITAL |  |  |  | 0011983735 | KATHY LOFLAND | Performance Verification | Closed | Bonnie Aichroth | 07/27/2017 | 07/27/2017 | INCOMING INVENTORY | DEVICE INVENTORIED | BF13116E-2745-41A6-9743-ABB389C0390E | Labor | 07/27/2017 | 07/27/2017 | Bonnie Aichroth
|  | FISHER-PAYKEL | FISHER-PAYKEL MR850JHU |  |  | RESPIRATORY |  |  | excluded | 04/13/2017 |  |  |  |  | NO | NO |  |  |  |  | FISHER-PAYKEL 10725530 161130303811 |  |  | Active |  | 99:99:99:99:99:99 |  | Equipment | PAAR:00-PVAR | 10/31/2019 |  | COOPER UNIVERSITY HOSPITAL |  |  |  | 0011983728 | KATHY LOFLAND | Performance Verification | Closed | Bonnie Aichroth | 07/27/2017 | 07/27/2017 | INCOMING INVENTORY | DEVICE INVENTORIED | 76F69A73-CC14-4826-B8B1-8DFF3D167374 | Labor | 07/27/2017 | 07/27/2017 | Bonnie Aichroth
|  | FISHER-PAYKEL | FISHER-PAYKEL MR850JHU |  |  | RESPIRATORY |  |  | excluded | 04/13/2017 |  |  |  |  | NO | NO |  |  |  |  | FISHER-PAYKEL 10725529 161130303806 |  |  | Active |  | 99:99:99:99:99:99 |  | Equipment | PAAR:00-PVAR | 10/31/2019 |  | COOPER UNIVERSITY HOSPITAL |  |  |  | 0011983723 | KATHY LOFLAND | Performance Verification | Closed | Bonnie Aichroth | 07/27/2017 | 07/27/2017 | INCOMING INVENTORY | DEVICE INVENTORIED | 2BD58AF2-1EF0-4303-910D-99BEAA1FA3BF | Labor | 07/27/2017 | 07/27/2017 | Bonnie Aichroth
|  | FISHER-PAYKEL | FISHER-PAYKEL MR850JHU |  |  | RESPIRATORY |  |  | excluded | 04/13/2017 |  |  |  |  | NO | NO |  |  |  |  | FISHER-PAYKEL 10725527 161130303803 |  |  | Active |  | 99:99:99:99:99:99 |  | Equipment | PAAR:00-PVAR | 10/31/2019 |  | COOPER UNIVERSITY HOSPITAL |  |  |  | 0011984211 | KATHY LOFLAND | Preventative Maintenance | Closed | Bonnie Aichroth | 07/27/2017 | 07/27/2017 | PERFORMANCE ASSURANCE AT INVENTORY | INVENTORIED DEVICE AND ENSURED DEVICE WAS FUNCTIONING PROPERLY. | 75E6F698-4885-4A3F-A1B8-CFBFC3DEC89B | Labor | 04/13/2017 | 04/13/2017 | Michael Youch
|  | FISHER-PAYKEL | FISHER-PAYKEL MR850JHU |  |  | RESPIRATORY |  |  | excluded | 04/13/2017 |  |  |  |  | NO | NO |  |  |  |  | FISHER-PAYKEL 10725526 161130303743 |  |  | Active |  | 99:99:99:99:99:99 |  | Equipment | PAAR:00-PVAR | 10/31/2019 |  | COOPER UNIVERSITY HOSPITAL |  |  |  | 0011984205 | KATHY LOFLAND | Performance Verification | Closed | Bonnie Aichroth | 07/27/2017 | 07/27/2017 | INCOMING INVENTORY | DEVICE INVENTORIED | 247CAA87-F22C-4105-A05A-DBA359F06BFB | Labor | 07/27/2017 | 07/27/2017 | Bonnie Aichroth
|  | FISHER-PAYKEL | FISHER-PAYKEL MR850JHU |  |  | RESPIRATORY |  |  | excluded | 04/13/2017 |  |  |  |  | NO | NO |  |  |  |  | FISHER-PAYKEL 10725525 161130303778 |  |  | Active |  | 99:99:99:99:99:99 |  | Equipment | PAAR:00-PVAR | 10/31/2019 |  | COOPER UNIVERSITY HOSPITAL |  |  |  | 0011984200 | KATHY LOFLAND | Performance Verification | Closed | Bonnie Aichroth | 07/27/2017 | 07/27/2017 | INCOMING INVENTORY | DEVICE INVENTORIED | 0FA2F4DA-8665-493B-8502-3DF1CF938A0F | Labor | 07/27/2017 | 07/27/2017 | Bonnie Aichroth
|  | FISHER-PAYKEL | FISHER-PAYKEL MR850JHU |  |  | RESPIRATORY |  |  | excluded | 04/13/2017 |  |  |  |  | NO | NO |  |  |  |  | FISHER-PAYKEL 10725524 161130303754 |  |  | Active |  | 99:99:99:99:99:99 |  | Equipment | PAAR:00-PVAR | 10/31/2019 |  | COOPER UNIVERSITY HOSPITAL |  |  |  | 0011984192 | KATHY LOFLAND | Preventative Maintenance | Closed | Bonnie Aichroth | 07/27/2017 | 07/27/2017 | PERFORMANCE ASSURANCE AT INVENTORY | INVENTORIED DEVICE AND ENSURED DEVICE WAS FUNCTIONING PROPERLY. | 584716EA-125B-4E10-B4D7-7281EDAB9887 | Labor | 04/13/2017 | 04/13/2017 | Michael Youch
|  | FISHER-PAYKEL | FISHER-PAYKEL MR850JHU |  |  | RESPIRATORY |  |  | excluded | 04/13/2017 |  |  |  |  | NO | NO |  |  |  |  | FISHER-PAYKEL 10725523 161130303755 |  |  | Active |  | 99:99:99:99:99:99 |  | Equipment | PAAR:00-PVAR | 10/31/2019 |  | COOPER UNIVERSITY HOSPITAL |  |  |  | 0011984180 | KATHY LOFLAND | Preventative Maintenance | Closed | Bonnie Aichroth | 07/27/2017 | 07/27/2017 | PERFORMANCE ASSURANCE AT INVENTORY | INVENTORIED DEVICE AND ENSURED DEVICE WAS FUNCTIONING PROPERLY. | 107891E4-0847-4063-A12C-DCB0BB2F64FE | Labor | 04/13/2017 | 04/13/2017 | Michael Youch
|  | FISHER-PAYKEL | FISHER-PAYKEL MR850JHU |  |  | RESPIRATORY |  |  | excluded | 04/13/2017 |  |  |  |  | NO | NO |  |  |  |  | FISHER-PAYKEL 10725522 161130303734 |  |  | Active |  | 99:99:99:99:99:99 |  | Equipment | PAAR:00-PVAR | 10/31/2019 |  | COOPER UNIVERSITY HOSPITAL |  |  |  | 0011984171 | KATHY LOFLAND | Preventative Maintenance | Closed | Bonnie Aichroth | 07/27/2017 | 07/27/2017 | PERFORMANCE ASSURANCE AT INVENTORY | INVENTORIED DEVICE AND ENSURED DEVICE WAS FUNCTIONING PROPERLY. | 062AAC2A-243A-4333-9F68-598177A8C7B1 | Labor | 04/13/2017 | 04/13/2017 | Michael Youch
|  | FISHER-PAYKEL | FISHER-PAYKEL MR850JHU |  |  | RESPIRATORY |  |  | excluded | 04/13/2017 |  |  |  |  | NO | NO |  |  |  |  | FISHER-PAYKEL 10725520 161130303752 |  |  | Active |  | 99:99:99:99:99:99 |  | Equipment | PAAR:00-PVAR | 10/31/2019 |  | COOPER UNIVERSITY HOSPITAL |  |  |  | 0011984151 | KATHY LOFLAND | Performance Verification | Closed | Bonnie Aichroth | 07/27/2017 | 07/27/2017 | INCOMING INVENTORY | DEVICE INVENTORIED | F6258076-487A-449C-A371-9EDB9248FA0E | Labor | 07/27/2017 | 07/27/2017 | Bonnie Aichroth
|  | FISHER-PAYKEL | FISHER-PAYKEL MR850JHU |  |  | RESPIRATORY |  |  | excluded | 04/13/2017 |  |  |  |  | NO | NO |  |  |  |  | FISHER-PAYKEL 10725515 161130303793 |  |  | Active |  | 99:99:99:99:99:99 |  | Equipment | PAAR:00-PVAR | 10/31/2019 |  | COOPER UNIVERSITY HOSPITAL |  |  |  | 0011983844 | KATHY LOFLAND | Performance Verification | Closed | Bonnie Aichroth | 07/27/2017 | 07/27/2017 | INCOMING INVENTORY | DEVICE INVENTORIED | 5B01DC06-DA4F-4351-A628-1CFB17EC9E25 | Labor | 07/27/2017 | 07/27/2017 | Bonnie Aichroth
|  | FISHER-PAYKEL | FISHER-PAYKEL MR850JHU |  |  | RESPIRATORY |  |  | excluded | 04/13/2017 |  |  |  |  | NO | NO |  |  |  |  | FISHER-PAYKEL 10725521 161130303753 |  |  | Active |  | 99:99:99:99:99:99 |  | Equipment | PAAR:00-PVAR | 10/31/2019 |  | COOPER UNIVERSITY HOSPITAL |  |  |  | 0011984158 | KATHY LOFLAND | Performance Verification | Closed | Bonnie Aichroth | 07/27/2017 | 07/27/2017 | INCOMING INVENTORY | DEVICE INVENTORIED | 99C16582-003D-4E6C-B5B6-C43F6FF15AC4 | Labor | 07/27/2017 | 07/27/2017 | Bonnie Aichroth
|  | FISHER-PAYKEL | FISHER-PAYKEL MR850JHU |  |  | RESPIRATORY |  |  | excluded | 04/13/2017 |  |  |  |  | NO | NO |  |  |  |  | FISHER-PAYKEL 10725519 161130303791 |  |  | Active |  | 99:99:99:99:99:99 |  | Equipment | PAAR:00-PVAR | 10/31/2019 |  | COOPER UNIVERSITY HOSPITAL |  |  |  | 0011984141 | KATHY LOFLAND | Performance Verification | Closed | Bonnie Aichroth | 07/27/2017 | 07/27/2017 | INCOMING INVENTORY | DEVICE INVENTORIED | 0A7F7E40-44A9-4EF6-B76D-CF6E3564EEA1 | Labor | 07/27/2017 | 07/27/2017 | Bonnie Aichroth
|  | FISHER-PAYKEL | FISHER-PAYKEL MR850JHU |  |  | RESPIRATORY |  |  | excluded | 04/13/2017 |  |  |  |  | NO | NO |  |  |  |  | FISHER-PAYKEL 10725518 161130303810 |  |  | Active |  | 99:99:99:99:99:99 |  | Equipment | PAAR:00-PVAR | 10/31/2019 |  | COOPER UNIVERSITY HOSPITAL |  |  |  | 0011984134 | KATHY LOFLAND | Performance Verification | Closed | Bonnie Aichroth | 07/27/2017 | 07/27/2017 | INCOMING INVENTORY | DEVICE INVENTORIED | 6B83A511-7709-44CF-9280-FD14DCE17E64 | Labor | 07/27/2017 | 07/27/2017 | Bonnie Aichroth
|  | FISHER-PAYKEL | FISHER-PAYKEL MR850JHU |  |  | RESPIRATORY |  |  | excluded | 04/13/2017 |  |  |  |  | NO | NO |  |  |  |  | FISHER-PAYKEL 10725517 161130303768 |  |  | Active |  | 99:99:99:99:99:99 |  | Equipment | PAAR:00-PVAR | 10/31/2019 |  | COOPER UNIVERSITY HOSPITAL |  |  |  | 0011984129 | KATHY LOFLAND | Performance Verification | Closed | Bonnie Aichroth | 07/27/2017 | 07/27/2017 | INCOMING INVENTORY | DEVICE INVENTORIED | 4DF66FF1-8339-42D7-B9A6-20FB14284586 | Labor | 07/27/2017 | 07/27/2017 | Bonnie Aichroth
|  | FISHER-PAYKEL | FISHER-PAYKEL MR850JHU |  |  | RESPIRATORY |  |  | excluded | 04/13/2017 |  |  |  |  | NO | NO |  |  |  |  | FISHER-PAYKEL 10725512 161130303747 |  |  | Active |  | 99:99:99:99:99:99 |  | Equipment | PAAR:00-PVAR | 10/31/2019 |  | COOPER UNIVERSITY HOSPITAL |  |  |  | 0011983781 | KATHY LOFLAND | Performance Verification | Closed | Bonnie Aichroth | 07/27/2017 | 07/27/2017 | INCOMING INVENTORY | DEVICE INVENTORIED | 8CE687BE-2029-47AB-A300-10AD8C021145 | Labor | 07/27/2017 | 07/27/2017 | Bonnie Aichroth
|  | FISHER-PAYKEL | FISHER-PAYKEL MR850JHU |  |  | RESPIRATORY |  |  | excluded | 04/13/2017 |  |  |  |  | NO | NO |  |  |  |  | FISHER-PAYKEL 10725511 161130303777 |  |  | Active |  | 99:99:99:99:99:99 |  | Equipment | PAAR:00-PVAR | 10/31/2019 |  | COOPER UNIVERSITY HOSPITAL |  |  |  | 0011983774 | KATHY LOFLAND | Performance Verification | Closed | Bonnie Aichroth | 07/27/2017 | 07/27/2017 | INCOMING INVENTORY | DEVICE INVENTORIED | E3517BF2-FB0C-4379-BC79-11B882B9FE9D | Labor | 07/27/2017 | 07/27/2017 | Bonnie Aichroth
|  | FISHER-PAYKEL | FISHER-PAYKEL MR850JHU |  |  | RESPIRATORY |  |  | excluded | 04/13/2017 |  |  |  |  | NO | NO |  |  |  |  | FISHER-PAYKEL 10725510 161130303746 |  |  | Active |  | 99:99:99:99:99:99 |  | Equipment | PAAR:00-PVAR | 10/31/2019 |  | COOPER UNIVERSITY HOSPITAL |  |  |  | 0011983770 | KATHY LOFLAND | Preventative Maintenance | Closed | Bonnie Aichroth | 07/27/2017 | 07/27/2017 | PERFORMANCE ASSURANCE AT INVENTORY | INVENTORIED DEVICE AND ENSURED DEVICE WAS FUNCTIONING PROPERLY. | 34297C95-918B-4975-952E-71CE523C7E99 | Labor | 04/13/2017 | 04/13/2017 | Michael Youch
|  | FISHER-PAYKEL | FISHER-PAYKEL MR850JHU |  |  | RESPIRATORY |  |  | excluded | 04/13/2017 |  |  |  |  | NO | NO |  |  |  |  | FISHER-PAYKEL 10725507 161130303749 |  |  | Active |  | 99:99:99:99:99:99 |  | Equipment | PAAR:00-PVAR | 10/31/2019 |  | COOPER UNIVERSITY HOSPITAL |  |  |  | 0011983747 | KATHY LOFLAND | Preventative Maintenance | Closed | Bonnie Aichroth | 07/27/2017 | 07/27/2017 | PERFORMANCE ASSURANCE AT INVENTORY | INVENTORIED DEVICE AND ENSURED DEVICE WAS FUNCTIONING PROPERLY. | B04A3C84-60EB-4123-AE89-93118A4674C8 | Labor | 04/13/2017 | 04/13/2017 | Michael Youch
|  | FISHER-PAYKEL | FISHER-PAYKEL MR850JHU |  |  | RESPIRATORY |  |  | excluded | 04/13/2017 |  |  |  |  | NO | NO |  |  |  |  | FISHER-PAYKEL 10725506 161130303783 |  |  | Active |  | 99:99:99:99:99:99 |  | Equipment | PAAR:00-PVAR | 10/31/2019 |  | COOPER UNIVERSITY HOSPITAL |  |  |  | 0011983739 | KATHY LOFLAND | Preventative Maintenance | Closed | Bonnie Aichroth | 07/27/2017 | 07/27/2017 | PERFORMANCE ASSURANCE AT INVENTORY | INVENTORIED DEVICE AND ENSURED DEVICE WAS FUNCTIONING PROPERLY. | 044F1930-4A0D-4D2E-AA77-C0B6F11171FC | Labor | 04/13/2017 | 04/13/2017 | Michael Youch
|  | FISHER-PAYKEL | FISHER-PAYKEL MR850JHU |  |  | RESPIRATORY |  |  | excluded | 04/13/2017 |  |  |  |  | NO | NO |  |  |  |  | FISHER-PAYKEL 10725504 161130303786 |  |  | Active |  | 99:99:99:99:99:99 |  | Equipment | PAAR:00-PVAR | 10/31/2019 |  | COOPER UNIVERSITY HOSPITAL |  |  |  | 0011983727 | KATHY LOFLAND | Preventative Maintenance | Closed | Bonnie Aichroth | 07/27/2017 | 07/27/2017 | PERFORMANCE ASSURANCE AT INVENTORY | INVENTORIED DEVICE AND ENSURED DEVICE WAS FUNCTIONING PROPERLY. | 58BBE6BD-CC63-41CA-AF0F-BC8034B4BA4B | Labor | 04/13/2017 | 04/13/2017 | Michael Youch
|  | FISHER-PAYKEL | FISHER-PAYKEL MR850JHU |  |  | RESPIRATORY |  |  | excluded | 04/13/2017 |  |  |  |  | NO | NO |  |  |  |  | FISHER-PAYKEL 10725505 161130303738 |  |  | Active |  | 99:99:99:99:99:99 |  | Equipment | PAAR:00-PVAR | 10/31/2019 |  | COOPER UNIVERSITY HOSPITAL |  |  |  | 0011983733 | KATHY LOFLAND | Preventative Maintenance | Closed | Bonnie Aichroth | 07/27/2017 | 07/27/2017 | PERFORMANCE ASSURANCE AT INVENTORY | INVENTORIED DEVICE AND ENSURED DEVICE WAS FUNCTIONING PROPERLY. | BCBF0C71-8C57-4F53-B436-B9F8B10F83CD | Labor | 04/13/2017 | 04/13/2017 | Michael Youch
|  | FISHER-PAYKEL | FISHER-PAYKEL MR850JHU |  |  | RESPIRATORY |  |  |  | 04/13/2017 |  |  |  |  | NO | NO |  |  |  |  | FISHER-PAYKEL 10725503 161130303782 |  |  | Disposition |  | 99:99:99:99:99:99 |  | Equipment | PAAR:00-PVAR | 10/16/2019 |  | COOPER UNIVERSITY HOSPITAL |  |  |  | 0011983721 | KATHY LOFLAND | Performance Verification | Closed | Bonnie Aichroth | 07/27/2017 | 07/27/2017 | INCOMING INVENTORY | DEVICE INVENTORIED | 221092EE-214F-4F04-9D1A-D5248B40EBCB | Labor | 07/27/2017 | 07/27/2017 | Bonnie Aichroth
|  | FISHER-PAYKEL | FISHER-PAYKEL MR850JHU |  |  | RESPIRATORY |  |  |  | 12/09/2008 |  |  |  |  | NO | NO |  |  |  |  | FISHER-PAYKEL 10505012 081021034806 |  |  | Disposition |  | 99:99:99:99:99:99 |  | Equipment | 1Y:00-MFG | 02/18/2019 | 03/01/2020 | COOPER UNIVERSITY HOSPITAL |  |  | ICU |  | KATHY LOFLAND
|  | FISHER-PAYKEL | FISHER-PAYKEL MR850JHU |  |  | RESPIRATORY |  |  |  | 06/09/2004 |  |  |  |  | NO | NO |  |  |  |  | FISHER-PAYKEL 10369062 040315002484 |  |  | Disposition |  | 99:99:99:99:99:99 |  | Equipment | 1Y:00-MFG | 02/18/2019 | 03/01/2020 | COOPER UNIVERSITY HOSPITAL |  |  | Servo 27 |  | KATHY LOFLAND
|  | FISHER-PAYKEL | FISHER-PAYKEL MR850JHU |  |  | RESPIRATORY |  |  |  | 06/01/2013 |  |  |  |  | NO | NO |  |  |  |  | FISHER-PAYKEL 10369059 130318172354 |  |  | Disposition |  | 99:99:99:99:99:99 |  | Equipment | 1Y:00-MFG | 02/18/2019 | 03/01/2020 | COOPER UNIVERSITY HOSPITAL |  |  | NICU STOR |  | KATHY LOFLAND
|  | FISHER-PAYKEL | FISHER-PAYKEL MR850JHU |  |  | RESPIRATORY |  |  |  | 01/01/1900 |  |  |  |  | NO | NO |  |  |  |  | FISHER-PAYKEL 10369056 1300318172348 |  |  | Disposition |  | 99:99:99:99:99:99 |  | Equipment | 1Y:00-MFG | 02/18/2019 | 03/01/2020 | COOPER UNIVERSITY HOSPITAL |  |  | STORAGE |  | KATHY LOFLAND
|  | FISHER-PAYKEL | FISHER-PAYKEL MR850JHU |  |  | RESPIRATORY |  |  |  | 01/01/1900 |  |  |  |  | NO | NO |  |  |  |  | FISHER-PAYKEL 10368938 040315002406 |  |  | Disposition |  |  |  | Equipment | 1Y:00-MFG | 04/01/2016 | 03/01/2020 | COOPER UNIVERSITY HOSPITAL |  |  | 3RD FLOOR |  | KATHY LOFLAND
|  | FISHER-PAYKEL | FISHER-PAYKEL MR850JHU |  |  | RESPIRATORY |  |  |  | 09/19/2011 |  |  |  |  | NO | NO |  |  |  |  | FISHER-PAYKEL 10368599 1.1082411829e011 |  |  | Disposition |  |  |  | Equipment | 1Y:00-MFG | 04/01/2016 | 03/01/2020 | COOPER UNIVERSITY HOSPITAL |  |  | STORAGE |  | KATHY LOFLAND
|  | FISHER-PAYKEL | FISHER-PAYKEL MR850JHU |  |  | RESPIRATORY |  |  |  | 09/19/2011 |  |  |  |  | NO | NO |  |  |  |  | FISHER-PAYKEL 10368598 11071114639 |  |  | Disposition |  | 99:99:99:99:99:99 |  | Equipment | 1Y:00-MFG | 02/18/2019 | 03/01/2020 | COOPER UNIVERSITY HOSPITAL |  |  | Servo 26 |  | KATHY LOFLAND
|  | FISHER-PAYKEL | FISHER-PAYKEL MR850JHU |  |  | RESPIRATORY |  |  |  | 06/09/2004 |  |  |  |  | NO | NO |  |  |  |  | FISHER-PAYKEL 10368593 040315002383 |  |  | Disposition |  | 99:99:99:99:99:99 |  | Equipment | 1Y:00-MFG | 02/18/2019 | 03/01/2020 | COOPER UNIVERSITY HOSPITAL |  |  | ICN |  | KATHY LOFLAND
|  | FISHER-PAYKEL | FISHER-PAYKEL MR850JHU |  |  | RESPIRATORY |  |  |  | 09/19/2011 |  |  |  |  | NO | NO |  |  |  |  | FISHER-PAYKEL 10366541 1.1062911438e+011 |  |  | Disposition |  |  |  | Equipment | 1Y:00-MFG | 04/01/2016 | 03/01/2020 | COOPER UNIVERSITY HOSPITAL |  |  | RESPIRATORY |  | KATHY LOFLAND
|  | FISHER-PAYKEL | FISHER-PAYKEL MR850JHU |  |  | RESPIRATORY |  |  |  | 12/09/2008 |  |  |  |  | NO | NO |  |  |  |  | FISHER-PAYKEL 10366539 081016034280 |  |  | Disposition |  | 99:99:99:99:99:99 |  | Equipment | 1Y:00-MFG | 02/18/2019 | 03/01/2020 | COOPER UNIVERSITY HOSPITAL |  |  | GE VENT 1 |  | KATHY LOFLAND
|  | FISHER-PAYKEL | FISHER-PAYKEL MR850JHU |  |  | RESPIRATORY |  |  |  | 12/09/2008 |  |  |  |  | NO | NO |  |  |  |  | FISHER-PAYKEL 10366403 081016034271 |  |  | Disposition |  | 99:99:99:99:99:99 |  | Equipment | 1Y:00-MFG | 02/18/2019 | 03/01/2020 | COOPER UNIVERSITY HOSPITAL |  |  | KELEMEN - 3RD |  | KATHY LOFLAND
|  | FISHER-PAYKEL | FISHER-PAYKEL MR850JHU |  |  | RESPIRATORY |  |  |  | 01/01/1900 |  |  |  |  | NO | NO |  |  |  |  | FISHER-PAYKEL 10366407 020508001797 |  |  | Disposition |  | 99:99:99:99:99:99 |  | Equipment | 1Y:00-MFG | 02/18/2019 | 03/01/2020 | COOPER UNIVERSITY HOSPITAL |  |  | KELEMEN-3RD |  | KATHY LOFLAND
|  | FISHER-PAYKEL | FISHER-PAYKEL MR850JHU |  |  | RESPIRATORY |  |  |  | 01/01/1900 |  |  |  |  | NO | NO |  |  |  |  | FISHER-PAYKEL 10366408 020430001500 |  |  | Disposition |  | 99:99:99:99:99:99 |  | Equipment | 1Y:00-MFG | 02/18/2019 | 03/01/2020 | COOPER UNIVERSITY HOSPITAL |  |  | KELEMEN- 3RD |  | KATHY LOFLAND
|  | FISHER-PAYKEL | FISHER-PAYKEL MR850JHU |  |  | RESPIRATORY |  |  |  | 01/01/1900 |  |  |  |  | NO | NO |  |  |  |  | FISHER-PAYKEL 10366409 130318172350 |  |  | Disposition |  | 99:99:99:99:99:99 |  | Equipment | 1Y:00-MFG | 02/18/2019 | 03/01/2020 | COOPER UNIVERSITY HOSPITAL |  |  | KELEMEN-3RD |  | KATHY LOFLAND
|  | FISHER-PAYKEL | FISHER-PAYKEL MR850JHU |  |  | RESPIRATORY |  |  |  | 06/09/2004 |  |  |  |  | NO | NO |  |  |  |  | FISHER-PAYKEL 10366393 040315002377 |  |  | Disposition |  | 99:99:99:99:99:99 |  | Equipment | 1Y:00-MFG | 02/18/2019 | 03/01/2020 | COOPER UNIVERSITY HOSPITAL |  |  | KELEMEN-3 |  | KATHY LOFLAND
|  | FISHER-PAYKEL | FISHER-PAYKEL MR850JHU |  |  | RESPIRATORY |  |  |  | 01/01/1900 |  |  |  |  | NO | NO |  |  |  |  | FISHER-PAYKEL 10366392 110629114375 |  |  | Disposition |  | 99:99:99:99:99:99 |  | Equipment | 1Y:00-MFG | 02/18/2019 | 03/01/2020 | COOPER UNIVERSITY HOSPITAL |  |  | NICU EVITA 13522 |  | KATHY LOFLAND
|  | FISHER-PAYKEL | FISHER-PAYKEL MR850JHU |  |  | RESPIRATORY |  |  |  | 01/01/1900 |  |  |  |  | NO | NO |  |  |  |  | FISHER-PAYKEL 10366355 040315002457 |  |  | Disposition |  | 99:99:99:99:99:99 |  | Equipment | 1Y:00-MFG | 02/18/2019 | 03/01/2020 | COOPER UNIVERSITY HOSPITAL |  |  | 3RD FLOOR |  | KATHY LOFLAND
|  | FISHER-PAYKEL | FISHER-PAYKEL MR850JHU |  |  | RESPIRATORY |  |  |  | 09/19/2011 |  |  |  |  | NO | NO |  |  |  |  | FISHER-PAYKEL 10366351 1.1082311814e+011 |  |  | Disposition |  | 99:99:99:99:99:99 |  | Equipment | 1Y:00-MFG | 02/18/2019 | 03/01/2020 | COOPER UNIVERSITY HOSPITAL |  |  | Nicu on a Drager |  | KATHY LOFLAND
|  | FISHER-PAYKEL | FISHER-PAYKEL MR850JHU |  |  | RESPIRATORY |  |  |  | 06/09/2004 |  |  |  |  | NO | NO |  |  |  |  | FISHER-PAYKEL 10366346 040315002470 |  |  | Disposition |  | 99:99:99:99:99:99 |  | Equipment | 1Y:00-MFG | 02/18/2019 | 03/01/2020 | COOPER UNIVERSITY HOSPITAL |  |  | Servo 20 |  | KATHY LOFLAND
|  | FISHER-PAYKEL | FISHER-PAYKEL MR850JHU |  |  | RESPIRATORY |  |  |  | 06/09/2004 |  |  |  |  | NO | NO |  |  |  |  | FISHER-PAYKEL 10365498 040315002432 |  |  | Disposition |  | 99:99:99:99:99:99 |  | Equipment | 1Y:00-MFG | 02/18/2019 | 03/01/2020 | COOPER UNIVERSITY HOSPITAL |  |  |  |  | KATHY LOFLAND
|  | FISHER-PAYKEL | FISHER-PAYKEL MR850JHU |  |  | RESPIRATORY |  |  |  | 09/19/2011 |  |  |  |  | NO | NO |  |  |  |  | FISHER-PAYKEL 10365499 1.1081811791e+011 |  |  | Disposition |  | 99:99:99:99:99:99 |  | Equipment | 1Y:00-MFG | 02/18/2019 | 03/01/2020 | COOPER UNIVERSITY HOSPITAL |  |  | 3100A 18288 |  | KATHY LOFLAND
|  | FISHER-PAYKEL | FISHER-PAYKEL MR850JHU |  |  | RESPIRATORY |  |  |  | 06/01/2013 |  |  |  |  | NO | NO |  |  |  |  | FISHER-PAYKEL 10365497 1.3031817234e+011 |  |  | Disposition |  | 99:99:99:99:99:99 |  | Equipment | 1Y:00-MFG | 02/18/2019 | 03/01/2020 | COOPER UNIVERSITY HOSPITAL |  |  | GE VENT 5 |  | KATHY LOFLAND
|  | FISHER-PAYKEL | FISHER-PAYKEL MR850JHU |  | Not Known | RESPIRATORY |  |  |  | 10/15/2015 |  |  |  |  | NO | NO |  |  |  |  | FISHER-PAYKEL 10365496 Not Known |  |  | Disposition |  | 99:99:99:99:99:99 |  | Equipment | 1Y:00-MFG | 02/18/2019 | 03/01/2020 | COOPER UNIVERSITY HOSPITAL |  |  | GE VENT 7 |  | KATHY LOFLAND
|  | FISHER-PAYKEL | FISHER-PAYKEL MR850JHU |  |  | RESPIRATORY |  |  |  | 01/01/1900 |  |  |  |  | NO | NO |  |  |  |  | FISHER-PAYKEL 10365443 040315002411 |  |  | Disposition |  | 99:99:99:99:99:99 |  | Equipment | 1Y:00-MFG | 02/18/2019 | 03/01/2020 | COOPER UNIVERSITY HOSPITAL |  |  | GE VENT 9 |  | KATHY LOFLAND
|  | FISHER-PAYKEL | FISHER-PAYKEL MR850JHU |  |  | RESPIRATORY |  |  |  | 06/01/2013 |  |  |  |  | NO | NO |  |  |  |  | FISHER-PAYKEL 10365369 1.3031817236e+011 |  |  | Disposition |  | 99:99:99:99:99:99 |  | Equipment | 1Y:00-MFG | 02/18/2019 | 03/01/2020 | COOPER UNIVERSITY HOSPITAL |  |  | 7TH FLOOR NICU STORAGE |  | KATHY LOFLAND
|  | FISHER-PAYKEL | FISHER-PAYKEL MR850JHU |  |  | RESPIRATORY |  |  |  | 06/01/2013 |  |  |  |  | NO | NO |  |  |  |  | FISHER-PAYKEL 10365364 1.3030717114e+011 |  |  | Disposition |  | 99:99:99:99:99:99 |  | Equipment | 1Y:00-MFG | 02/18/2019 | 03/01/2020 | COOPER UNIVERSITY HOSPITAL |  |  | 7TH FLOOR NICU STORAGE |  | KATHY LOFLAND
|  | FISHER-PAYKEL | FISHER-PAYKEL MR850JHU |  |  | RESPIRATORY |  |  |  | 06/09/2004 |  |  |  |  | NO | NO |  |  |  |  | FISHER-PAYKEL 10365322 040315002458 |  |  | Disposition |  | 99:99:99:99:99:99 |  | Equipment | 1Y:00-MFG | 02/18/2019 | 03/01/2020 | COOPER UNIVERSITY HOSPITAL |  |  | OUTSIDE BIOMED SHOP |  | KATHY LOFLAND
|  | FISHER-PAYKEL | FISHER-PAYKEL MR850JHU |  |  | RESPIRATORY |  |  |  | 09/19/2011 |  |  |  |  | NO | NO |  |  |  |  | FISHER-PAYKEL 10364967 1.1070111464e+011 |  |  | Disposition |  | 99:99:99:99:99:99 |  | Equipment | 1Y:00-MFG | 02/18/2019 | 03/01/2020 | COOPER UNIVERSITY HOSPITAL |  |  | GE VENT 12 |  | KATHY LOFLAND
|  | FISHER-PAYKEL | FISHER-PAYKEL MR850JHU |  |  | RESPIRATORY |  |  |  | 06/01/2013 |  |  |  |  | NO | NO |  |  |  |  | FISHER-PAYKEL 10364950 1.3031917253e+011 |  |  | Disposition |  | 99:99:99:99:99:99 |  | Equipment | 1Y:00-MFG | 02/18/2019 | 03/01/2020 | COOPER UNIVERSITY HOSPITAL |  |  | PAVILION icu bed 8 |  | KATHY LOFLAND
|  | FISHER-PAYKEL | FISHER-PAYKEL MR850JHU |  |  | RESPIRATORY |  |  |  | 12/09/2008 |  |  |  |  | NO | NO |  |  |  |  | FISHER-PAYKEL 10364908 081016034255 |  |  | Disposition |  | 99:99:99:99:99:99 |  | Equipment | 1Y:00-MFG | 02/18/2019 | 03/01/2020 | COOPER UNIVERSITY HOSPITAL |  |  | ICU BED 3 |  | KATHY LOFLAND
|  | FISHER-PAYKEL | FISHER-PAYKEL MR850JHU |  |  | RESPIRATORY |  |  |  | 11/18/2009 |  |  |  |  | NO | NO |  |  |  |  | FISHER-PAYKEL 10357160 090618052688 |  |  | Disposition |  | 99:99:99:99:99:99 |  | Equipment | 1Y:00-MFG | 02/18/2019 | 03/01/2020 | COOPER UNIVERSITY HOSPITAL |  |  | ICU |  | KATHY LOFLAND
|  | FISHER-PAYKEL | FISHER-PAYKEL MR850JHU |  |  | RESPIRATORY |  |  |  | 06/01/2013 |  |  |  |  | NO | NO |  |  |  |  | FISHER-PAYKEL 10357152 1.3030717116e+011 |  |  | Disposition |  | 99:99:99:99:99:99 |  | Equipment | 1Y:00-MFG | 02/18/2019 | 03/01/2020 | COOPER UNIVERSITY HOSPITAL |  |  | NICU-DOV12 |  | KATHY LOFLAND
|  | FISHER-PAYKEL | FISHER-PAYKEL MR850JHU |  |  | RESPIRATORY |  |  |  | 11/18/2009 |  |  |  |  | NO | NO |  |  |  |  | FISHER-PAYKEL 10357122 090618052685 |  |  | Disposition |  | 99:99:99:99:99:99 |  | Equipment | 1Y:00-MFG | 02/18/2019 | 03/01/2020 | COOPER UNIVERSITY HOSPITAL |  |  | RESPIRATORY THERAPY |  | KATHY LOFLAND
|  | FISHER-PAYKEL | FISHER-PAYKEL MR850JHU |  |  | RESPIRATORY |  |  |  | 10/21/2009 |  |  |  |  | NO | NO |  |  |  |  | FISHER-PAYKEL 10357083 090710054443 |  |  | Disposition |  | 99:99:99:99:99:99 |  | Equipment | 1Y:00-MFG | 02/18/2019 | 03/01/2020 | COOPER UNIVERSITY HOSPITAL |  |  | RESPIRATORY |  | KATHY LOFLAND
|  | FISHER-PAYKEL | FISHER-PAYKEL MR850JHU |  |  | RESPIRATORY |  |  |  | 06/25/2015 |  |  |  |  | NO | NO |  |  |  |  | FISHER-PAYKEL 10355712 130318172344 |  |  | Disposition |  |  |  | Equipment | 1Y:00-MFG | 02/28/2018 | 02/01/2020 | COOPER UNIVERSITY HOSPITAL |  |  |  |  | KATHY LOFLAND
|  | FISHER-PAYKEL | FISHER-PAYKEL MR850JHU |  |  | RESPIRATORY |  |  |  | 06/01/2013 |  |  |  |  | NO | NO |  |  |  |  | FISHER-PAYKEL 10355699 1.3031817237e+011 |  |  | Disposition |  | 99:99:99:99:99:99 |  | Equipment | 1Y:00-MFG | 02/18/2019 | 03/01/2020 | COOPER UNIVERSITY HOSPITAL |  |  | CCU |  | KATHY LOFLAND
|  | FISHER-PAYKEL | FISHER-PAYKEL MR850JHU |  |  | RESPIRATORY |  |  |  | 09/19/2011 |  |  |  |  | NO | NO |  |  |  |  | FISHER-PAYKEL 10355244 1.108181179e+011 |  |  | Disposition |  | 99:99:99:99:99:99 |  | Equipment | 1Y:00-MFG | 02/18/2019 | 03/01/2020 | COOPER UNIVERSITY HOSPITAL |  |  | NICU ON EVITA 13521 |  | KATHY LOFLAND
|  | FISHER-PAYKEL | FISHER-PAYKEL MR850JHU |  |  | RESPIRATORY |  |  |  | 11/20/2009 |  |  |  |  | NO | NO |  |  |  |  | FISHER-PAYKEL 10354908 090611052242 |  |  | Disposition |  | 99:99:99:99:99:99 |  | Equipment | 1Y:00-MFG | 02/18/2019 | 03/01/2020 | COOPER UNIVERSITY HOSPITAL |  |  | CARDINAL BED 7 |  | KATHY LOFLAND
|  | FISHER-PAYKEL | FISHER-PAYKEL MR850JHU |  |  | RESPIRATORY |  |  |  | 01/01/1900 |  |  |  |  | NO | NO |  |  |  |  | FISHER-PAYKEL 10354792 040315002482 |  |  | Disposition |  | 99:99:99:99:99:99 |  | Equipment | 1Y:00-MFG | 02/18/2019 | 03/01/2020 | COOPER UNIVERSITY HOSPITAL |  |  | 3RD FLOOR |  | KATHY LOFLAND
|  | FISHER-PAYKEL | FISHER-PAYKEL MR850JHU |  |  | RESPIRATORY |  |  |  | 12/09/2008 |  |  |  |  | NO | NO |  |  |  |  | FISHER-PAYKEL 1035171 081021034809 |  |  | Disposition |  |  |  | Equipment | 1Y:00-MFG | 04/01/2016 | 03/01/2020 | COOPER UNIVERSITY HOSPITAL |  |  | ICU |  | KATHY LOFLAND
|  | FISHER-PAYKEL | FISHER-PAYKEL MR850JHU |  |  | RESPIRATORY |  |  |  | 06/25/2015 |  |  |  |  | NO | NO |  |  |  |  | FISHER-PAYKEL 10348775 130318172375 |  |  | Disposition |  | 99:99:99:99:99:99 |  | Equipment | 1Y:00-MFG | 02/18/2019 | 05/01/2020 | COOPER UNIVERSITY HOSPITAL |  |  | 7TH FL STORAGE |  | KATHY LOFLAND
|  | FISHER-PAYKEL | FISHER-PAYKEL MR850JHU |  |  | RESPIRATORY |  |  |  | 12/09/2008 |  |  |  |  | NO | NO |  |  |  |  | FISHER-PAYKEL 10347688 081016034247 |  |  | Disposition |  | 99:99:99:99:99:99 |  | Equipment | 1Y:00-MFG | 02/18/2019 | 03/01/2020 | COOPER UNIVERSITY HOSPITAL |  |  | RESPIRATORY |  | KATHY LOFLAND
|  | FISHER-PAYKEL | FISHER-PAYKEL MR850JHU |  |  | RESPIRATORY |  |  |  | 06/01/2013 |  |  |  |  | NO | NO |  |  |  |  | FISHER-PAYKEL 10346453 1.3030717117e+011 |  |  | Disposition |  |  |  | Equipment | 1Y:00-MFG | 04/01/2016 | 03/01/2020 | COOPER UNIVERSITY HOSPITAL |  |  | TICU-BED09 |  | KATHY LOFLAND
|  | FISHER-PAYKEL | FISHER-PAYKEL MR850JHU |  |  | RESPIRATORY |  |  |  | 02/18/2019 |  |  |  |  | NO | NO |  |  |  |  | FISHER-PAYKEL 30142906 1.3031917254e+011 |  |  | Disposition |  | 99:99:99:99:99:99 |  | Equipment | 1Y:00-MFG | 02/18/2019 | 02/18/2019 | COOPER UNIVERSITY HOSPITAL |  |  | ICU Bed 16 |  | KATHY LOFLAND |  |  |  | 02/18/2019 | 02/18/2019 |  |  |  |  | 02/18/2019 | 02/18/2019
|  | FISHER-PAYKEL | FISHER-PAYKEL MR850JHU |  |  | RESPIRATORY |  |  |  | 01/01/1900 |  |  |  |  | NO | NO |  |  |  |  | FISHER-PAYKEL 10312654 020508001747 |  |  | Disposition |  | 99:99:99:99:99:99 |  | Equipment | 1Y:00-MFG | 02/18/2019 | 03/01/2020 | COOPER UNIVERSITY HOSPITAL |  |  | ICU BED 31 |  | KATHY LOFLAND
|  | FISHER-PAYKEL | FISHER-PAYKEL MR850JHU |  |  | RESPIRATORY |  |  |  | 06/09/2004 |  |  |  |  | NO | NO |  |  |  |  | FISHER-PAYKEL 09551 040315002468 |  |  | Disposition |  |  |  | Equipment | 1Y:00-MFG | 03/26/2018 | 03/01/2020 | COOPER UNIVERSITY HOSPITAL |  |  |  |  | KATHY LOFLAND
|  | FISHER-PAYKEL | FISHER-PAYKEL MR850JHU |  |  | RESPIRATORY |  |  |  | 06/09/2004 |  |  |  |  | NO | NO |  |  |  |  | FISHER-PAYKEL 09547 040315002387 |  |  | Disposition |  |  |  | Equipment | 1Y:00-MFG | 05/15/2016 | 03/01/2020 | COOPER UNIVERSITY HOSPITAL |  |  |  |  | KATHY LOFLAND
|  | FISHER-PAYKEL | FISHER-PAYKEL MR850JHU |  |  | RESPIRATORY |  |  |  | 01/01/1900 |  |  |  |  | NO | NO |  |  |  |  | FISHER-PAYKEL 09545 040315002392 |  |  | Disposition |  |  |  | Equipment | 1Y:00-MFG | 05/15/2016 | 03/01/2020 | COOPER UNIVERSITY HOSPITAL |  |  | 3RD FLOOR |  | KATHY LOFLAND
|  | FISHER-PAYKEL | FISHER-PAYKEL MR850JHU |  |  | RESPIRATORY |  |  |  | 01/01/1900 |  |  |  |  | NO | NO |  |  |  |  | FISHER-PAYKEL 09544 040315002466 |  |  | Disposition |  |  |  | Equipment | 1Y:00-MFG | 05/15/2016 | 03/01/2020 | COOPER UNIVERSITY HOSPITAL |  |  |  |  | KATHY LOFLAND
|  | FISHER-PAYKEL | FISHER-PAYKEL MR850JHU |  |  | RESPIRATORY |  |  |  | 06/09/2004 |  |  |  |  | NO | NO |  |  |  |  | FISHER-PAYKEL 09539 040315002419 |  |  | Disposition |  |  |  | Equipment | 1Y:00-MFG | 05/15/2016 | 03/01/2020 | COOPER UNIVERSITY HOSPITAL |  |  |  |  | KATHY LOFLAND
|  | FISHER-PAYKEL | FISHER-PAYKEL MR850JHU |  |  | RESPIRATORY |  |  |  | 01/01/1900 |  |  |  |  | NO | NO |  |  |  |  | FISHER-PAYKEL 09534 040315002434 |  |  | Disposition |  |  |  | Equipment | 1Y:00-MFG | 05/15/2016 | 03/01/2020 | COOPER UNIVERSITY HOSPITAL |  |  | 3RD FLOOR |  | KATHY LOFLAND
|  | FISHER-PAYKEL | FISHER-PAYKEL MR850JHU |  |  | RESPIRATORY |  |  |  | 01/01/1900 |  |  |  |  | NO | NO |  |  |  |  | FISHER-PAYKEL 09535 040315002442 |  |  | Disposition |  |  |  | Equipment | 1Y:00-MFG | 05/15/2016 | 03/01/2020 | COOPER UNIVERSITY HOSPITAL |  |  | 3RD FLOOR |  | KATHY LOFLAND
|  | FISHER-PAYKEL | FISHER-PAYKEL MR850JHU |  |  | RESPIRATORY |  |  |  | 06/09/2004 |  |  |  |  | NO | NO |  |  |  |  | FISHER-PAYKEL 09532 040315002405 |  |  | Disposition |  |  |  | Equipment | 1Y:00-MFG | 05/15/2016 | 03/01/2020 | COOPER UNIVERSITY HOSPITAL |  |  |  |  | KATHY LOFLAND
|  | FISHER-PAYKEL | FISHER-PAYKEL MR850JHU |  |  | RESPIRATORY |  |  |  | 06/09/2004 |  |  |  |  | NO | NO |  |  |  |  | FISHER-PAYKEL 09531 040315002390 |  |  | Disposition |  |  |  | Equipment | 1Y:00-MFG | 05/15/2016 | 03/01/2020 | COOPER UNIVERSITY HOSPITAL |  |  |  |  | KATHY LOFLAND
|  | FISHER-PAYKEL | FISHER-PAYKEL MR850JHU |  |  | RESPIRATORY |  |  |  | 06/09/2004 |  |  |  |  | NO | NO |  |  |  |  | FISHER-PAYKEL 09527 040315002431 |  |  | Disposition |  |  |  | Equipment | 1Y:00-MFG | 05/15/2016 | 03/01/2020 | COOPER UNIVERSITY HOSPITAL |  |  |  |  | KATHY LOFLAND
|  | FISHER-PAYKEL | FISHER-PAYKEL MR850JHU |  |  | RESPIRATORY |  |  |  | 06/09/2004 |  |  |  |  | NO | NO |  |  |  |  | FISHER-PAYKEL 09529 040315002408 |  |  | Disposition |  |  |  | Equipment | 1Y:00-MFG | 05/15/2016 | 03/01/2020 | COOPER UNIVERSITY HOSPITAL |  |  |  |  | KATHY LOFLAND
|  | FISHER-PAYKEL | FISHER-PAYKEL MR850JHU |  |  | RESPIRATORY |  |  |  | 01/01/1900 |  |  |  |  | NO | NO |  |  |  |  | FISHER-PAYKEL 09519 040315002485 |  |  | Disposition |  |  |  | Equipment | 1Y:00-MFG | 05/15/2016 | 03/01/2020 | COOPER UNIVERSITY HOSPITAL |  |  | 3RD FLOOR |  | KATHY LOFLAND
|  | FISHER-PAYKEL | FISHER-PAYKEL MR850JHU |  |  | RESPIRATORY |  |  |  | 06/09/2004 |  |  |  |  | NO | NO |  |  |  |  | FISHER-PAYKEL 09525 040315002416 |  |  | Disposition |  |  |  | Equipment | 1Y:00-MFG | 05/15/2016 | 03/01/2020 | COOPER UNIVERSITY HOSPITAL |  |  |  |  | KATHY LOFLAND
|  | FISHER-PAYKEL | FISHER-PAYKEL MR850JHU |  |  | RESPIRATORY |  |  |  | 01/01/1900 |  |  |  |  | NO | NO |  |  |  |  | FISHER-PAYKEL 09515 040315002421 |  |  | Disposition |  |  |  | Equipment | 1Y:00-MFG | 05/15/2016 | 03/01/2020 | COOPER UNIVERSITY HOSPITAL |  |  | 3RD FLOOR |  | KATHY LOFLAND
|  | FISHER-PAYKEL | FISHER-PAYKEL MR850JHU |  |  | RESPIRATORY |  |  |  | 01/01/1900 |  |  |  |  | NO | NO |  |  |  |  | FISHER-PAYKEL 09516 040315002499 |  |  | Disposition |  |  |  | Equipment | 1Y:00-MFG | 05/15/2016 | 03/01/2020 | COOPER UNIVERSITY HOSPITAL |  |  | 3RD FLOOR |  | KATHY LOFLAND
|  | FISHER-PAYKEL | FISHER-PAYKEL MR850JHU |  |  | RESPIRATORY |  |  |  | 01/01/1900 |  |  |  |  | NO | NO |  |  |  |  | FISHER-PAYKEL 09513 040315002463 |  |  | Disposition |  |  |  | Equipment | 1Y:00-MFG | 05/15/2016 | 03/01/2020 | COOPER UNIVERSITY HOSPITAL |  |  | 3RD FLOOR |  | KATHY LOFLAND
|  | FISHER-PAYKEL | FISHER-PAYKEL MR850JHU |  |  | RESPIRATORY |  |  |  | 01/01/1900 |  |  |  |  | NO | NO |  |  |  |  | FISHER-PAYKEL 06451 020430001503 |  |  | Disposition |  |  |  | Equipment | 1Y:00-MFG | 05/15/2016 | 03/01/2020 | COOPER UNIVERSITY HOSPITAL |  |  |  |  | KATHY LOFLAND
|  | FISHER-PAYKEL | FISHER-PAYKEL MR850JHU |  |  | RESPIRATORY |  |  |  | 01/01/1900 |  |  |  |  | NO | NO |  |  |  |  | FISHER-PAYKEL 06459 020423001297 |  |  | Disposition |  |  |  | Equipment | 1Y:00-MFG | 05/15/2016 | 03/01/2020 | COOPER UNIVERSITY HOSPITAL |  |  |  |  | KATHY LOFLAND
|  | FLUKE BIOMEDICAL CORPORATION | FLUKE BIOMEDICAL CORPORATION 179 TRUE RMS |  |  | BIOMEDICAL |  |  |  | 06/11/2018 |  |  |  |  | NO | NO |  |  |  |  | FLUKE BIOMEDICAL CORPORATION 30006122 27200371 |  |  | Disposition |  |  |  | Test Equipment | 1Y:00-VEN | 06/11/2018 | 06/11/2018 | COOPER UNIVERSITY HOSPITAL |  |  |  | 0011040382 | Bonnie Aichroch | Preventative Maintenance | Closed | Bonnie Aichroth | 06/11/2018 | 06/11/2018 | PERFORMANCE ASSURANCE AT INVENTORY | INVENTORIED DEVICE AND ENSURED DEVICE WAS FUNCTIONING PROPERLY. | E2E034F8-CC0D-424D-A2A3-2B06E7443EBD | Labor | 06/11/2018 | 06/11/2018 | Gene Amodei
|  | FLUKE BIOMEDICAL CORPORATION | FLUKE BIOMEDICAL CORPORATION 179 TRUE RMS |  | Not Known | BIOMEDICAL |  |  |  | 01/24/2018 |  |  |  |  | NO | NO |  |  |  |  | FLUKE BIOMEDICAL CORPORATION 10770664 Not Known |  |  | Disposition |  | 99:99:99:99:99:99 |  | Test Equipment | 1Y:00-VEN | 01/24/2018 | 01/24/2018 | COOPER UNIVERSITY HOSPITAL |  |  | biomed shop | 0012668020 | Bonnie Aichroch | Preventative Maintenance | Closed | Michael Youch | 01/24/2018 | 01/24/2018 | Performance Assurance: 00-VEN | 1/24/2018 8:23:47 AM TJBURHART (TJBURHART 1/24/2018 12:00 AM) BC GROUP (VENDOR) COMPLETED THE PA TESTING AND PA HAS PASSED. PAPERWORK IS INCLUDED. 1/24/2018 8:23 AM TJBURHART | A1774069-A5C4-4DBA-A6D9-F0D425CEBB0C | Labor | 01/24/2018 | 01/24/2018 | Tom Burhart
|  | FLUKE BIOMEDICAL CORPORATION | FLUKE BIOMEDICAL CORPORATION 179 TRUE RMS |  |  | BIOMEDICAL |  |  |  | 12/21/2018 |  |  |  |  | NO | NO |  |  |  |  | FLUKE BIOMEDICAL CORPORATION 30244991 42740008 |  |  | Active |  | 99:99:99:99:99:99 |  | Test Equipment | 1Y:00-VEN | 12/21/2018 | 12/21/2018 | COOPER UNIVERSITY HOSPITAL |  |  | This unit was purchased by cooper not Tr | WOT00000001302151 | Bonnie Aichroch | Performance Verification | Closed | Gene Amodei | 12/21/2018 | 12/21/2018 | CEID Record Completion for FLUKE BIOMEDICAL CORPORATION 11207527 42740008 | vpo | EXP2323344 | Labor | 12/21/2018 | 12/21/2018 | Gene Amodei
|  | FLUKE BIOMEDICAL CORPORATION | FLUKE BIOMEDICAL CORPORATION 180 |  |  | BIOMEDICAL |  |  |  | 12/15/2015 |  |  |  |  | NO | NO |  |  |  |  | FLUKE BIOMEDICAL CORPORATION 10480312 9351008 |  |  | Active |  | 99:99:99:99:99:99 |  | Test Equipment | 1Y:00-VEN | 01/29/2019 | 01/01/2020 | COOPER UNIVERSITY HOSPITAL |  |  | BIOMED |  | Bonnie Aichroch
|  | FLUKE BIOMEDICAL CORPORATION | FLUKE BIOMEDICAL CORPORATION 451 |  |  | 3 COOPER-GAMMA KNIFE |  |  |  | 01/01/1900 |  |  |  |  | NO | NO |  |  |  |  | FLUKE BIOMEDICAL CORPORATION 10345520 0000000989 |  |  | Disposition |  |  |  | Test Equipment | 1Y:00-VEN | 09/30/2016 | 09/01/2020 | COOPER AMBULATORY OFF-SITES |  |  | CONTROL ROOM |  | ANNE BEXTON
|  | FLUKE BIOMEDICAL CORPORATION | FLUKE BIOMEDICAL CORPORATION 80-TK |  |  | BIOMEDICAL |  |  |  | 01/29/2019 |  |  |  |  | NO | NO |  |  |  |  | FLUKE BIOMEDICAL CORPORATION 30143188 31080013 |  |  | Active |  | 99:99:99:99:99:99 |  | Test Equipment | 1Y:00-VEN | 01/29/2019 | 01/29/2019 | COOPER UNIVERSITY HOSPITAL |  |  | BIOMED |  | Bonnie Aichroch |  |  |  | 01/29/2019 | 01/29/2019 |  |  |  |  | 01/29/2019 | 01/29/2019
|  | FLUKE BIOMEDICAL CORPORATION | FLUKE BIOMEDICAL CORPORATION 87V |  |  | BIOMEDICAL |  |  |  | 01/01/1900 |  |  |  |  | NO | NO |  |  |  |  | FLUKE BIOMEDICAL CORPORATION 10364971 30040118 |  |  | Disposition |  | 99:99:99:99:99:99 |  | Test Equipment | 1Y:00-VEN | 01/31/2019 | 01/01/2020 | COOPER UNIVERSITY HOSPITAL |  |  | BIOMED |  | Bonnie Aichroch
|  | FLUKE BIOMEDICAL CORPORATION | FLUKE BIOMEDICAL CORPORATION 87V |  |  | BIOMEDICAL |  |  |  | 01/29/2019 |  |  |  |  | NO | NO |  |  |  |  | FLUKE BIOMEDICAL CORPORATION 30143187 31290078 |  |  | Active |  | 99:99:99:99:99:99 |  | Test Equipment | 1Y:00-VEN | 01/29/2019 | 01/29/2019 | COOPER UNIVERSITY HOSPITAL |  |  | BIOMED |  | Bonnie Aichroch |  |  |  | 01/29/2019 | 01/29/2019 |  |  |  |  | 01/29/2019 | 01/29/2019
|  | FLUKE BIOMEDICAL CORPORATION | FLUKE BIOMEDICAL CORPORATION 87V |  |  | BIOMEDICAL |  |  |  | 01/11/2017 |  |  |  |  | NO | NO |  |  |  |  | FLUKE BIOMEDICAL CORPORATION 30142156 90350182 |  |  | Disposition |  |  |  | Test Equipment | 1Y:00-VEN | 01/11/2017 | 01/11/2017 | COOPER UNIVERSITY HOSPITAL |  |  |  |  | Bonnie Aichroch |  |  |  | 01/11/2017 | 01/11/2017 |  |  |  |  | 01/11/2017 | 01/11/2017
|  | FLUKE BIOMEDICAL CORPORATION | FLUKE BIOMEDICAL CORPORATION 87V |  |  | BIOMEDICAL |  |  |  | 01/29/2019 |  |  |  |  | NO | NO |  |  |  |  | FLUKE BIOMEDICAL CORPORATION 30142149 10860213 |  |  | Active |  | 99:99:99:99:99:99 |  | Test Equipment | 1Y:00-VEN | 01/29/2019 | 01/29/2019 | COOPER UNIVERSITY HOSPITAL |  |  | BIOMED |  | Bonnie Aichroch |  |  |  | 01/29/2019 | 01/29/2019 |  |  |  |  | 01/29/2019 | 01/29/2019
|  | FLUKE BIOMEDICAL CORPORATION | FLUKE BIOMEDICAL CORPORATION ESA609 |  |  | BIOMEDICAL |  |  |  | 12/14/2015 |  |  |  |  | NO | NO |  |  |  |  | FLUKE BIOMEDICAL CORPORATION 10480309 3051013 |  |  | Active |  | 99:99:99:99:99:99 |  | Test Equipment | 1Y:00-VEN | 01/29/2019 | 01/01/2020 | COOPER UNIVERSITY HOSPITAL |  |  | BIOMED |  | Bonnie Aichroch
|  | FLUKE BIOMEDICAL CORPORATION | FLUKE BIOMEDICAL CORPORATION PS410 ECG/ARRYTHMIA SIMULATOR |  |  | BIOMEDICAL |  |  |  | 01/29/2019 |  |  |  |  | NO | NO |  |  |  |  | FLUKE BIOMEDICAL CORPORATION 30142148 1259120 |  |  | Active |  | 99:99:99:99:99:99 |  | Test Equipment | 1Y:00-VEN | 01/29/2019 | 01/29/2019 | COOPER UNIVERSITY HOSPITAL |  |  | BIOMED |  | Bonnie Aichroch |  |  |  | 01/29/2019 | 01/29/2019 |  |  |  |  | 01/29/2019 | 01/29/2019
|  | FLUKE CORPORATION | FLUKE CORPORATION 105B SERIES 2 |  | DM6660262 | BIOMEDICAL |  |  |  | 02/26/2018 |  |  |  |  | NO | NO |  |  |  |  | FLUKE CORPORATION 30236285 DM6660262 |  |  | Disposition |  |  |  | Test Equipment | 1Y:00-VEN | 02/26/2018 | 02/26/2018 | COOPER UNIVERSITY HOSPITAL |  |  | BIOMED | 0011038781 | Bonnie Aichroch | Preventative Maintenance | Closed | Michael Youch | 02/26/2018 | 02/26/2018 | Performance Assurance: 00-VEN | 1/9/2017 3:17:05 PM BGAICHROTH CALIBRATION COMPLETED BY BC GROUP 1/9/17 | 7AA62A3C-AE40-44B0-986E-2C1538F40EAA | Labor | 02/26/2018 | 02/26/2018 | Bonnie Aichroth
|  | FLUKE CORPORATION | FLUKE CORPORATION 179 |  |  | BIOMEDICAL |  |  |  | 01/30/2019 |  |  |  |  | NO | NO |  |  |  |  | FLUKE CORPORATION 659766 17070664 |  |  | Active |  | 99:99:99:99:99:99 |  | Test Equipment | 1Y:00-VEN | 01/30/2019 | 01/30/2019 | COOPER UNIVERSITY HOSPITAL |  |  | Steve's Bench |  | Bonnie Aichroch |  |  |  | 01/30/2019 | 01/30/2019 |  |  |  |  | 01/30/2019 | 01/30/2019
|  | FLUKE CORPORATION | FLUKE CORPORATION 179 |  |  | BIOMEDICAL |  |  |  | 01/30/2019 |  |  |  |  | NO | NO |  |  |  |  | FLUKE CORPORATION 647429 20270469 |  |  | Active |  | 99:99:99:99:99:99 |  | Test Equipment | 1Y:00-VEN | 01/30/2019 | 01/30/2019 | COOPER UNIVERSITY HOSPITAL |  |  | BIOMED |  | Bonnie Aichroch |  |  |  | 01/30/2019 | 01/30/2019 |  |  |  |  | 01/30/2019 | 01/30/2019
|  | FLUKE CORPORATION | FLUKE CORPORATION 179 |  |  | BIOMEDICAL |  |  |  | 03/22/2016 |  |  |  |  | NO | NO |  |  |  |  | FLUKE CORPORATION 647428 20270334 |  |  | Disposition |  |  |  | Test Equipment | 1Y:00-VEN | 03/22/2016 | 03/22/2016 | COOPER UNIVERSITY HOSPITAL |  |  |  |  | Bonnie Aichroch |  |  |  | 03/22/2016 | 03/22/2016 |  |  |  |  | 03/22/2016 | 03/22/2016
|  | FLUKE CORPORATION | FLUKE CORPORATION 77 |  |  | BIOMEDICAL |  |  |  | 01/01/1900 |  |  |  |  | NO | NO |  |  |  |  | FLUKE CORPORATION 07170 81360320 |  |  | Disposition |  |  |  | Test Equipment | 1Y:00-VEN | 05/13/2016 | 12/01/2020 | COOPER UNIVERSITY HOSPITAL |  |  |  |  | Bonnie Aichroch
|  | FLUKE CORPORATION | FLUKE CORPORATION 87 TRUE RMS |  |  | BIOMEDICAL |  |  |  | 05/25/2005 |  |  |  |  | NO | NO |  |  |  |  | FLUKE CORPORATION 10388 60730871 |  |  | Disposition |  |  |  | Test Equipment | 1Y:00-VEN | 05/13/2016 | 12/01/2020 | COOPER UNIVERSITY HOSPITAL |  |  | BIOMED |  | Bonnie Aichroch
|  | FLUKE NETWORKS | FLUKE NETWORKS INTELLITONE PRO 200 |  |  | BIOMEDICAL |  |  |  | 06/17/2009 |  |  |  |  | NO | NO |  |  |  |  | FLUKE NETWORKS 10366455 9744269 |  |  | Active |  | 99:99:99:99:99:99 |  | Test Equipment | PAAR:00-PVAR | 10/31/2019 |  | COOPER UNIVERSITY HOSPITAL |  |  | BIOMED | 0012352289 | Bonnie Aichroch | Preventative Maintenance | Closed | Michael Youch | 11/01/2017 | 11/16/2017 | Performance Assurance: 00-VEN | 11/16/2017 9:42:04 AM MDYOUCH (MDYOUCH 11/16/2017 9:10 AM) PA COMPLETED 11/16/2017 9:42 AM MDYOUCH | 23A45A6E-305E-49F4-B2C9-A78EFA06549F | Labor | 11/16/2017 | 11/16/2017 | Michael Youch
|  | FLUKE NETWORKS | FLUKE NETWORKS INTELLITONE PRO 200 |  |  | BIOMEDICAL |  |  |  | 10/31/2019 |  |  |  |  | NO | NO |  |  |  |  | FLUKE NETWORKS 30142057 16606 |  |  | Active |  | 99:99:99:99:99:99 |  | Test Equipment | PAAR:00-PVAR | 10/31/2019 | 10/31/2019 | COOPER UNIVERSITY HOSPITAL |  |  | BIOMED | 0012352288 | Bonnie Aichroch | Preventative Maintenance | Closed | Michael Youch | 10/31/2019 | 10/31/2019 | Performance Assurance: 00-VEN | 11/16/2017 9:41:32 AM MDYOUCH (MDYOUCH 11/16/2017 9:00 AM) PA COMPLETED 11/16/2017 9:41 AM MDYOUCH | 49E3D932-3C82-4C88-9CE7-4DA646536E15 | Labor | 10/31/2019 | 10/31/2019 | Michael Youch
|  | FLUOROSCAN | FLUOROSCAN OFFICEMATE |  | 02-0103-01 | VOORHEES SURGERY CENTER-OPERATING ROOM |  |  |  | 01/01/1900 |  |  |  |  | NO | NO |  |  |  |  | FLUOROSCAN 10345471 02-0103-01 |  |  | Disposition |  |  |  | Equipment | 1Y:00-MFG | 04/29/2016 | 04/01/2020 | COOPER AMBULATORY OFF-SITES |  |  | CLEAN UTILITY |  | JENNIFER BOMBARO
|  | FONIX | FONIX FA-10 |  |  | 6200 MAIN ST-SURGERY |  |  |  | 05/01/2013 |  |  |  |  | NO | NO |  |  |  |  | FONIX 10345785 1491 |  |  | Disposition |  |  |  | Equipment | 1Y:00-MFG | 10/16/2015 | 10/01/2020 | COOPER AMBULATORY OFF-SITES |  |  | AUDIOLOGY ROOM |  | BOBBIE MICKLE
|  | FORMA SCIENTIFIC | FORMA SCIENTIFIC 1102 |  | 12677-189 | LAB MICROBIOLOGY |  |  |  | 01/01/1900 |  |  |  |  | NO | NO |  |  |  |  | FORMA SCIENTIFIC 04049 12677-189 |  |  | Disposition |  |  |  | Equipment | 1Y:00-MFG | 05/15/2016 | 01/01/2020 | COOPER UNIVERSITY HOSPITAL |  |  | SUITE 410 |  | COURTNEY BARRY
|  | FRESENIUS MEDICAL NORTH AMERICA | FRESENIUS MEDICAL NORTH AMERICA 2008K |  | 6K0S-704F | DIALYSIS PROCEDURE CENTER |  |  |  | 07/28/2016 |  |  |  |  | NO | NO |  |  |  |  | FRESENIUS MEDICAL NORTH AMERICA 21016 6K0S-704F |  |  | Disposition |  |  |  | Life Support | 6M:00-MFG | 07/28/2016 | 07/28/2016 | COOPER UNIVERSITY HOSPITAL |  |  | DIALYSIS |  | GERRY DNUNZIO |  |  |  | 07/28/2016 | 07/28/2016 |  |  |  |  | 07/28/2016 | 07/28/2016
|  | FRESENIUS MEDICAL NORTH AMERICA | FRESENIUS MEDICAL NORTH AMERICA 2008K |  | 6K0S-723F | DIALYSIS PROCEDURE CENTER |  |  |  | 01/16/2009 |  |  |  |  | NO | NO |  |  |  |  | FRESENIUS MEDICAL NORTH AMERICA 10367528 6K0S-723F |  |  | Disposition |  |  |  | Life Support | 6M:00-MFG | 09/06/2016 | 03/01/2020 | COOPER UNIVERSITY HOSPITAL |  |  | DIALYSIS |  | GERRY DNUNZIO
|  | FRESENIUS MEDICAL NORTH AMERICA | FRESENIUS MEDICAL NORTH AMERICA 2008K |  | 6K0S-681F | DIALYSIS PROCEDURE CENTER |  |  |  | 01/16/2009 |  |  |  |  | NO | NO |  |  |  |  | FRESENIUS MEDICAL NORTH AMERICA 10367532 6K0S-681F |  |  | Disposition |  |  |  | Life Support | 6M:00-MFG | 06/01/2016 | 12/01/2019 | COOPER UNIVERSITY HOSPITAL |  |  | DIALYSIS |  | GERRY DNUNZIO
|  | FRESENIUS MEDICAL NORTH AMERICA | FRESENIUS MEDICAL NORTH AMERICA 2008K |  | 6K0S-814F | DIALYSIS PROCEDURE CENTER |  |  |  | 01/16/2009 |  |  |  |  | NO | NO |  |  |  |  | FRESENIUS MEDICAL NORTH AMERICA 10367527 6K0S-814F |  |  | Disposition |  |  |  | Life Support | 6M:00-MFG | 06/01/2016 | 12/01/2019 | COOPER UNIVERSITY HOSPITAL |  |  | DIALYSIS |  | GERRY DNUNZIO
|  | FRESENIUS MEDICAL NORTH AMERICA | FRESENIUS MEDICAL NORTH AMERICA 2008K |  | 6K0S-722F | DIALYSIS PROCEDURE CENTER |  |  |  | 01/16/2009 |  |  |  |  | NO | NO |  |  |  |  | FRESENIUS MEDICAL NORTH AMERICA 10367523 6K0S-722F |  |  | Disposition |  |  |  | Life Support | 6M:00-MFG | 05/25/2016 | 05/01/2020 | COOPER UNIVERSITY HOSPITAL |  |  | DIALYSIS |  | GERRY DNUNZIO
|  | FRESENIUS MEDICAL NORTH AMERICA | FRESENIUS MEDICAL NORTH AMERICA 2008K |  | 6K0S-715F | DIALYSIS PROCEDURE CENTER |  |  |  | 01/16/2009 |  |  |  |  | NO | NO |  |  |  |  | FRESENIUS MEDICAL NORTH AMERICA 10367521 6K0S-715F |  |  | Disposition |  |  |  | Life Support | 6M:00-MFG | 05/25/2016 | 05/01/2020 | COOPER UNIVERSITY HOSPITAL |  |  | DIALYSIS |  | GERRY DNUNZIO
|  | FRESENIUS MEDICAL NORTH AMERICA | FRESENIUS MEDICAL NORTH AMERICA 2008K |  | 6K0S-748F | DIALYSIS PROCEDURE CENTER |  |  |  | 01/16/2009 |  |  |  |  | NO | NO |  |  |  |  | FRESENIUS MEDICAL NORTH AMERICA 10367519 6K0S-748F |  |  | Disposition |  |  |  | Life Support | 6M:00-MFG | 07/28/2016 | 01/01/2020 | COOPER UNIVERSITY HOSPITAL |  |  | DIALYSIS |  | GERRY DNUNZIO
|  | FRESENIUS MEDICAL NORTH AMERICA | FRESENIUS MEDICAL NORTH AMERICA 2008K |  | 6K0S-712F | DIALYSIS PROCEDURE CENTER |  |  |  | 01/16/2009 |  |  |  |  | NO | NO |  |  |  |  | FRESENIUS MEDICAL NORTH AMERICA 10367518 6K0S-712F |  |  | Disposition |  |  |  | Life Support | 6M:00-MFG | 09/06/2016 | 03/01/2020 | COOPER UNIVERSITY HOSPITAL |  |  | DIALYSIS |  | GERRY DNUNZIO
|  | FRESENIUS MEDICAL NORTH AMERICA | FRESENIUS MEDICAL NORTH AMERICA 2008K2 |  | 9KOS-145782 | DIALYSIS PROCEDURE CENTER |  |  |  | 09/06/2016 |  |  |  |  | NO | NO |  |  |  |  | FRESENIUS MEDICAL NORTH AMERICA 10505116 9KOS-145782 |  |  | Disposition |  | 99:99:99:99:99:99 |  | Life Support | 6M:00-MFG | 06/28/2018 | 12/01/2019 | COOPER UNIVERSITY HOSPITAL |  |  |  | 0011468832 | GERRY DNUNZIO | Performance Verification | Closed | Bonnie Aichroth | 04/10/2017 | 04/10/2017 | INCOMING INVENTORY | DEVICE INVENTORIED | 256306F1-0837-4F51-9A5D-9AE34E835C47 | Labor | 04/10/2017 | 04/10/2017 | Bonnie Aichroth
|  | FRESENIUS MEDICAL NORTH AMERICA | FRESENIUS MEDICAL NORTH AMERICA 2008K2 |  | OKOS-161482 | DIALYSIS PROCEDURE CENTER |  |  |  | 09/06/2016 |  |  |  |  | NO | NO |  |  |  |  | FRESENIUS MEDICAL NORTH AMERICA 10505115 OKOS-161482 |  |  | Disposition |  | 99:99:99:99:99:99 |  | Life Support | 6M:00-MFG | 11/27/2018 | 05/01/2020 | COOPER UNIVERSITY HOSPITAL |  |  | traded in | 0011468844 | GERRY DNUNZIO | Performance Verification | Closed | Bonnie Aichroth | 04/10/2017 | 04/10/2017 | INCOMING INVENTORY | DEVICE INVENTORIED | DD0F16D2-0505-4437-9C68-8C674F3EB3FE | Labor | 04/10/2017 | 04/10/2017 | Bonnie Aichroth
|  | FRIGITRONICS | FRIGITRONICS CE-82 |  |  | OR - KELEMEN 3 |  |  |  | 01/01/1900 |  |  |  |  | NO | NO |  |  |  |  | FRIGITRONICS 00797 028804 |  |  | Disposition |  |  |  | Equipment | 1Y:00-MFG | 02/01/2016 | 02/01/2020 | COOPER UNIVERSITY HOSPITAL |  |  | 3rd |  | DOMINIC VENDETTA
|  | FUJI MEDICAL | FUJI MEDICAL ASPIRE CR CONSOLE |  |  | KINGS HIGHWAY-RADIOLOGY |  |  |  | 01/22/2019 |  |  |  |  | NO | NO |  |  |  |  | FUJI MEDICAL 30143150 44630115 |  |  | Disposition |  | BC:30:5B:9D:F9:BD |  | Equipment | 1Y:00-MFG | 01/22/2019 | 01/22/2019 | COOPER AMBULATORY OFF-SITES |  |  | HALLWAY |  | SUZEN SCHAFFER |  |  |  | 01/22/2019 | 01/22/2019 |  |  |  |  | 01/22/2019 | 01/22/2019
|  | FUJI MEDICAL | FUJI MEDICAL ASPIRE CR CONSOLE |  | 8B1SYQ1 | VOORHEES SURGERY CENTER-RADIOLOGY |  |  |  | 12/29/2004 |  |  |  |  | NO | NO |  |  |  |  | FUJI MEDICAL 10344964 8B1SYQ1 |  |  | Disposition |  | 00:00:00:00:00:00 |  | Equipment | 1Y:00-MFG | 04/24/2018 | 04/01/2020 | COOPER AMBULATORY OFF-SITES |  |  | SUITE B-GENERAL X-RAY RM |  | PAT STIENES
|  | FUJI MEDICAL | FUJI MEDICAL CLEARVIEW CS |  |  | RADIOLOGY DIAGNOSTICS |  |  |  | 12/06/2012 |  |  |  |  | NO | NO |  |  |  |  | FUJI MEDICAL 10368712 47120912 |  |  | Disposition |  |  |  | Equipment | 1Y:00-MFG | 05/31/2016 | 05/01/2020 | COOPER UNIVERSITY HOSPITAL |  |  | RADIOLOGY |  | PAULETTE DUCKREY
|  | FUJI MEDICAL | FUJI MEDICAL CLEARVIEW CS |  |  | VOORHEES SURGERY CENTER-RADIOLOGY |  |  |  | 12/29/2004 |  |  |  |  | NO | NO |  |  |  |  | FUJI MEDICAL 10344963 46920747 |  |  | Disposition |  | 00:00:00:00:00:00 |  | Equipment | 1Y:00-MFG | 04/24/2018 | 04/01/2020 | COOPER AMBULATORY OFF-SITES |  |  | GENERAL X-RAY RM |  | PAT STIENES
|  | FUJI MEDICAL | FUJI MEDICAL CR-IR 356 |  |  | AUDUBON URGENT CARE |  |  |  | 08/27/2013 |  |  |  |  | NO | NO |  |  |  |  | FUJI MEDICAL 10365746 36762419 |  |  | Disposition |  | 74:46:A0:97:6A:3A |  | Equipment | 1Y:00-MFG | 09/11/2017 | 09/01/2020 | COOPER AMBULATORY OFF-SITES |  |  | room 109 |  | MELISSA PORTOBANCO
|  | FUJI MEDICAL | FUJI MEDICAL DR-ID 601SE |  | SQ79527 | RADIOLOGY DIAGNOSTICS |  |  |  | 05/30/2017 |  |  |  |  | NO | NO |  |  |  |  | FUJI MEDICAL 30143478 SQ79527 |  |  | Disposition |  |  |  | Equipment | 1Y:00-MFG | 05/30/2017 | 05/30/2017 | COOPER UNIVERSITY HOSPITAL |  |  | EMERGENCY DEPARTMENT |  | PAULETTE DUCKREY |  |  |  | 05/30/2017 | 05/30/2017 |  |  |  |  | 05/30/2017 | 05/30/2017
|  | FUJI MEDICAL | FUJI MEDICAL DRYPIX 3000 |  |  | RADIOLOGY DIAGNOSTICS |  |  |  | 09/08/2004 |  |  |  |  | NO | NO |  |  |  |  | FUJI MEDICAL 10346362 46522544 |  |  | Disposition |  | 00:00:00:00:00:00 |  | Equipment | PAAR:00-PVAR | 11/02/2019 |  | COOPER UNIVERSITY HOSPITAL |  |  | OR-KELEMEN | WOT00000000516246 | PAULETTE DUCKREY | Disposition | Closed | Charles Santomero | 02/08/2018 | 03/25/2019 | Bulk Disposition CNL | Device permanently removed from cooper health system. | EXP2399943 | Labor | 03/01/2019 | 03/01/2019 | Charles Santomero
|  | FUJI MEDICAL | FUJI MEDICAL DRYPIX 5000 |  |  | RADIOLOGY DIAGNOSTICS |  |  |  | 09/01/2004 |  |  |  |  | NO | NO |  |  |  |  | FUJI MEDICAL 10369527 37020062 |  |  | Disposition |  | 00:00:00:00:00:00 |  | Equipment | PAAR:00-PVAR | 11/02/2019 |  | COOPER UNIVERSITY HOSPITAL |  |  | B7 | WOT00000000515086 | PAULETTE DUCKREY | Disposition | Closed | Charles Santomero | 02/08/2018 | 03/25/2019 | Bulk Disposition CNL | Device is in storage awaiting disposal. It will never be used again at Cooper, as Cooper no longer uses Fuji CR x-ray systems. | EXP2471651 | Labor | 03/13/2019 | 03/13/2019 | Charles Santomero
|  | FUJI MEDICAL | FUJI MEDICAL DRYPIX 7000 |  |  | VOORHEES SURGERY CENTER-RADIOLOGY |  |  |  | 12/29/2004 |  |  |  |  | NO | NO |  |  |  |  | FUJI MEDICAL 10345868 36421890 |  |  | Active |  | 00:00:74:76:54:F9 |  | Equipment | PAAR:00-PVAR | 11/02/2019 |  | COOPER AMBULATORY OFF-SITES |  |  | SUITE B MRI |  | PAT STIENES
|  | FUJI MEDICAL | FUJI MEDICAL FCR PRIMA T2 |  |  | CHERRY HILL BONE AND JOINT |  |  |  | 01/08/2018 |  |  |  |  | NO | NO |  |  |  |  | FUJI MEDICAL 30143157 26220563 |  |  | Disposition |  | 00:00:00:00:00:00 |  | Equipment | 1Y:00-MFG | 01/08/2018 | 01/08/2018 | COOPER AMBULATORY OFF-SITES |  |  |  | 0011478549 | CASSANDRA RIVERA | Performance Verification | Closed | Bonnie Aichroth | 01/08/2018 | 01/08/2018 | INCOMING INVENTORY | DEVICE INVENTORIED | 8B1BA9BB-123F-434A-8892-62E9434B060B | Labor | 01/08/2018 | 01/08/2018 | Bonnie Aichroth
|  | FUJI MEDICAL | FUJI MEDICAL FCR XG-1 |  |  | 3 COOPER-RADIOLOGY |  |  |  | 09/01/2004 |  |  |  |  | NO | NO |  |  |  |  | FUJI MEDICAL 10345970 46830237 |  |  | Disposition |  | BC:30:5B:C7:D9:4B |  | Equipment | 1Y:00-MFG | 03/25/2019 | 03/01/2020 | COOPER AMBULATORY OFF-SITES |  |  | NEXT GENERAL XRAY |  | JUDY ADIRZONE
|  | FUJI MEDICAL | FUJI MEDICAL FCR XG5000 PLUS |  |  | RADIOLOGY DIAGNOSTICS |  |  |  | 01/01/1900 |  |  |  |  | NO | NO |  |  |  |  | FUJI MEDICAL 10368191 46921085 |  |  | Disposition |  | 00:C0:2D:12:55:E9 |  | Equipment | 1Y:00-MFG | 05/25/2018 | 05/01/2020 | COOPER UNIVERSITY HOSPITAL |  |  | FLUORO KEL BASEMENT-Dispositioned |  | PAULETTE DUCKREY
|  | FUJI MEDICAL | FUJI MEDICAL FDR D-EVO |  |  | RADIOLOGY DIAGNOSTICS |  |  |  | 05/31/2016 |  |  |  |  | NO | NO |  |  |  |  | FUJI MEDICAL 21342 07220651 |  |  | Disposition |  |  |  | Accessory | 1Y:00-MFG | 05/31/2016 | 05/31/2016 | COOPER UNIVERSITY HOSPITAL |  |  | EMERGENCY DEPARTMENT |  | PAULETTE DUCKREY |  |  |  | 05/31/2016 | 05/31/2016 |  |  |  |  | 05/31/2016 | 05/31/2016
|  | FUJI MEDICAL | FUJI MEDICAL FDR D-EVO |  |  | RADIOLOGY DIAGNOSTICS |  |  |  | 07/21/2011 |  |  |  |  | NO | NO |  |  |  |  | FUJI MEDICAL 10347609 16320884 |  |  | Disposition |  |  |  | Accessory | 1Y:00-MFG | 05/25/2017 | 05/01/2020 | COOPER UNIVERSITY HOSPITAL |  |  | X-RAY ROOM 2 |  | PAULETTE DUCKREY
|  | FUJI MEDICAL | FUJI MEDICAL IIP WS |  | 3ZY56L1 | VOORHEES ORTHOPEDICS |  |  |  | 12/29/2004 |  |  |  |  | NO | NO |  |  |  |  | FUJI MEDICAL 10356930 3ZY56L1 |  |  | Disposition |  |  |  | Equipment | 1Y:00-MFG | 04/10/2018 | 02/01/2020 | COOPER AMBULATORY OFF-SITES |  |  | BDLG 2 SUITE 203 RADIOLOGY |  | CAROL STRANTON
|  | FUJI MEDICAL | FUJI MEDICAL OPTIPLEX GX620 |  | 18HPQB1 | RADIOLOGY DIAGNOSTICS |  |  |  | 12/06/2012 |  |  |  |  | NO | NO |  |  |  |  | FUJI MEDICAL 10368714 18HPQB1 |  |  | Disposition |  | 00:13:72:24:53:10 |  | Equipment | PAAR:00-PVAR | 11/02/2019 |  | COOPER UNIVERSITY HOSPITAL |  |  | RM B71-Dispositioned | WOT00000000512294 | PAULETTE DUCKREY | Disposition | Closed | Charles Santomero | 02/08/2018 | 04/05/2019 | Bulk Disposition CNL | Permanently dispositioned from Cooper. | EXP2626033 | Labor | 04/03/2019 | 04/03/2019 | Charles Santomero
|  | FUJI MEDICAL | FUJI MEDICAL SMART CR |  |  | RADIOLOGY DIAGNOSTICS |  |  |  | 09/01/2004 |  |  |  |  | NO | NO |  |  |  |  | FUJI MEDICAL 10369315 46830240 |  |  | Disposition |  |  |  | Equipment | 1Y:00-MFG | 05/31/2016 | 05/01/2020 | COOPER UNIVERSITY HOSPITAL |  |  | OR PAVILION |  | PAULETTE DUCKREY
|  | FUJI MEDICAL | FUJI MEDICAL SMART CR |  |  | RADIOLOGY DIAGNOSTICS |  |  |  | 01/01/1900 |  |  |  |  | NO | NO |  |  |  |  | FUJI MEDICAL 10368743 46830245 |  |  | Disposition |  | BC:30:5B:C7:D4:FA |  | Equipment | 1Y:00-MFG | 01/08/2018 | 01/01/2020 | COOPER UNIVERSITY HOSPITAL |  |  | ED X-RAY |  | PAULETTE DUCKREY
|  | FUJI MEDICAL | FUJI MEDICAL SMART CR |  |  | RADIOLOGY DIAGNOSTICS |  |  |  | 09/01/2004 |  |  |  |  | NO | NO |  |  |  |  | FUJI MEDICAL 10368158 46830244 |  |  | Disposition |  |  |  | Equipment | 1Y:00-MFG | 10/13/2016 | 05/01/2020 | COOPER UNIVERSITY HOSPITAL |  |  | ER X-RAY |  | PAULETTE DUCKREY
|  | FUJI MEDICAL | FUJI MEDICAL SMART CR |  |  | VOORHEES ORTHOPEDICS |  |  |  | 06/01/2004 |  |  |  |  | NO | NO |  |  |  |  | FUJI MEDICAL 10356929 46629527 |  |  | Disposition |  | 00:25:64:A0:7E:81 |  | Equipment | 1Y:00-MFG | 02/27/2017 | 02/01/2020 | COOPER AMBULATORY OFF-SITES |  |  | BDLG 2 SUITE 203 RADIOLOGY |  | CAROL STRANTON
|  | FUJI MEDICAL | FUJI MEDICAL SMART CR |  |  | RADIOLOGY DIAGNOSTICS |  |  |  | 09/01/2004 |  |  |  |  | NO | NO |  |  |  |  | FUJI MEDICAL 10346361 46830242 |  |  | Disposition |  |  |  | Equipment | 1Y:00-MFG | 05/20/2017 | 05/01/2020 | COOPER UNIVERSITY HOSPITAL |  |  | OR-KELEMEN RM 375 |  | PAULETTE DUCKREY
TSonoSiteS2/045MRB |  | FUJIFILM | FUJIFILM SONOSITE SII |  | 045MRB | ANESTHESIOLOGY |  |  |  | 10/01/2019 |  |  |  |  | NO | NO |  |  |  |  | FUJIFILM TSonoSiteS2/045MRB 045MRB |  |  | Disposition |  |  |  | Equipment | 1Y:00-MFG | 10/01/2019 | 10/01/2019 | COOPER UNIVERSITY HOSPITAL |  |  | Performance Verification | WOT00000002743524 | GIACINTA ROUPAS | Performance Verification | Closed | Zhan Kiselev | 10/01/2019 | 10/01/2019 | Performance Verification for FUJIFILM TSonoSiteS2/045MRB 045MRB | Initial Install of Performance Verification. Device is ready for patient use. |  |  | 10/01/2019 | 10/01/2019
EB470P/B040A038 |  | FUJINON, INC. | FUJINON, INC. EB-470S |  | B040A038 | PULMONARY LAB |  |  |  | 11/02/2019 |  |  |  |  | NO | NO |  |  |  |  | FUJINON, INC. EB470P/B040A038 B040A038 |  |  | Disposition |  |  |  | Equipment | PAAR:00-PVAR | 11/02/2019 | 11/02/2019 | COOPER UNIVERSITY HOSPITAL |  |  | BRONCH LAB |  | KATHY LOFLAND |  |  |  | 11/02/2019 | 11/02/2019 |  |  |  |  | 11/02/2019 | 11/02/2019
EB-470S/1B046A105 |  | FUJINON, INC. | FUJINON, INC. EB-470S |  | 1B046A105 | PULMONARY LAB |  |  |  | 11/02/2019 |  |  |  |  | NO | NO |  |  |  |  | FUJINON, INC. EB-470S/1B046A105 1B046A105 |  |  | Disposition |  |  |  | Equipment | PAAR:00-PVAR | 11/02/2019 | 11/02/2019 | COOPER UNIVERSITY HOSPITAL |  |  | PULMONARY |  | KATHY LOFLAND |  |  |  | 11/02/2019 | 11/02/2019 |  |  |  |  | 11/02/2019 | 11/02/2019
EB-4705/1B034A013 |  | FUJINON, INC. | FUJINON, INC. EB-470S |  | 1B034A013 | PULMONARY LAB |  |  |  | 11/02/2019 |  |  |  |  | NO | NO |  |  |  |  | FUJINON, INC. EB-4705/1B034A013 1B034A013 |  |  | Disposition |  |  |  | Equipment | PAAR:00-PVAR | 11/02/2019 | 11/02/2019 | COOPER UNIVERSITY HOSPITAL |  |  | PULMONARY |  | KATHY LOFLAND |  |  |  | 11/02/2019 | 11/02/2019 |  |  |  |  | 11/02/2019 | 11/02/2019
EB-470T |  | FUJINON, INC. | FUJINON, INC. EB-470T |  | 1B035A002 | PULMONARY LAB |  |  |  | 11/01/2019 |  |  |  |  | NO | NO |  |  |  |  | FUJINON, INC. EB-470T 1B035A002 |  |  | Disposition |  |  |  | Equipment | PAAR:00-PVAR | 11/01/2019 | 11/01/2019 | COOPER UNIVERSITY HOSPITAL |  |  | PULMONARY |  | KATHY LOFLAND |  |  |  | 11/01/2019 | 11/01/2019 |  |  |  |  | 11/01/2019 | 11/01/2019
FUJINON 2005/1B035A018 |  | FUJINON, INC. | FUJINON, INC. EC-250LP5 |  | 1B035A018 | PULMONARY LAB |  |  |  | 11/02/2019 |  |  |  |  | NO | NO |  |  |  |  | FUJINON, INC. FUJINON 2005/1B035A018 1B035A018 |  |  | Disposition |  |  |  | Equipment | PAAR:00-PVAR | 11/02/2019 | 11/02/2019 | COOPER UNIVERSITY HOSPITAL |  |  | Bronc Room |  | KATHY LOFLAND |  |  |  | 11/02/2019 | 11/02/2019 |  |  |  |  | 11/02/2019 | 11/02/2019
|  | FUJINON, INC. | FUJINON, INC. VP-4400 |  | 2V395A156 | PULMONARY LAB |  |  |  | 12/01/2006 |  |  |  |  | NO | NO |  |  |  |  | FUJINON, INC. 10366600 2V395A156 |  |  | Disposition |  |  |  | Equipment | PAAR:00-PVAR | 11/02/2019 |  | COOPER UNIVERSITY HOSPITAL |  |  | BRONCH RM - PULM LAB |  | KATHY LOFLAND
|  | FUJINON, INC. | FUJINON, INC. XL-4400 |  | 25081A156 | PULMONARY LAB |  |  |  | 12/01/2006 |  |  |  |  | NO | NO |  |  |  |  | FUJINON, INC. 10366599 25081A156 |  |  | Disposition |  |  |  | Equipment | PAAR:00-PVAR | 11/02/2019 |  | COOPER UNIVERSITY HOSPITAL |  |  | OUTSIDE BIOMED SHOP |  | KATHY LOFLAND
|  | FUJITSU | FUJITSU FTP-628WSL120 |  | YBNJ060082 | PULMONARY LAB |  |  |  | 05/19/2005 |  |  |  |  | NO | NO |  |  |  |  | FUJITSU 10365468 YBNJ060082 |  |  | Disposition |  |  |  | Non-medical | 1Y:00-MFG | 11/16/2015 |  | COOPER UNIVERSITY HOSPITAL |  |  | 9PAVSTORAGE |  | KATHY LOFLAND
|  | GAGNE, INC | GAGNE, INC PORTA-TRACE |  |  | VOORHEES SURGERY CENTER-RADIOLOGY |  |  |  | 01/01/1900 |  |  |  |  | NO | NO |  |  |  |  | GAGNE, INC 06316 00034174 |  |  | Disposition |  |  |  | Equipment | 1Y:00-MFG | 04/18/2016 | 04/01/2020 | COOPER AMBULATORY OFF-SITES |  |  | D103 |  | PAT STIENES
|  | GAST MANUFACTURING | GAST MANUFACTURING 0190 |  |  | COOPER CENTER FOR SPECIAL DIAGNOSTICS |  |  |  | 06/28/2010 |  |  |  |  | NO | NO |  |  |  |  | GAST MANUFACTURING 10365660 0909610614 |  |  | Active |  | 99:99:99:99:99:99 |  | Equipment | PAAR:00-PVAR | 11/02/2019 |  | COOPER AMBULATORY OFF-SITES |  |  | SPECIAL DIAGNOSTICS |  | DR. BARNOWSKY
|  | GAST MANUFACTURING | GAST MANUFACTURING DOL-101-AA |  |  | LAB MICROBIOLOGY |  |  |  | 05/15/2016 |  |  |  |  | NO | NO |  |  |  |  | GAST MANUFACTURING 18064 0507613706 |  |  | Disposition |  |  |  | High Risk | 1Y:00-MFG | 05/15/2016 | 05/15/2016 | COOPER UNIVERSITY HOSPITAL |  |  | MICROBIOLOGY |  | COURTNEY BARRY |  |  |  | 05/15/2016 | 05/15/2016 |  |  |  |  | 05/15/2016 | 05/15/2016
|  | GE MEDICAL SYSTEMS | GE MEDICAL SYSTEMS 117300 |  | SH6182100865SA | 3 COOPER-EARLY INTERVENTION PROGRAM |  |  |  | 10/31/2019 |  |  |  |  | NO | NO |  |  |  |  | GE MEDICAL SYSTEMS 1122211 SH6182100865SA |  |  | Active |  |  |  | Equipment | PAAR:00-PVAR | 10/31/2019 | 10/31/2019 | COOPER AMBULATORY OFF-SITES |  |  | SUITE 513 | WOT00000003783910 | Sue Cooper | Performance Verification | Completed | Kirk Lis | 10/31/2019 | 10/31/2019 | Performance Verification for GE MEDICAL SYSTEMS 1122211 SH6182100865SA | Initial Install of Performance Verification. Device is ready for patient use. |  |  | 10/31/2019 | 10/31/2019
|  | GE MEDICAL SYSTEMS | GE MEDICAL SYSTEMS 12L-RS |  | 10306YP9 | BRACE ROAD-MEDICINE |  |  |  | 12/11/2014 |  |  |  |  | NO | NO |  |  |  |  | GE MEDICAL SYSTEMS 10365831 10306YP9 |  |  | Active |  | 99:99:99:99:99:99 |  | Accessory | 1Y:00-MFG | 05/24/2019 | 05/01/2020 | COOPER AMBULATORY OFF-SITES |  |  | Endocrinology Room 3 | 0011830482 | Cheryl Peck | Preventative Maintenance | Closed | Zhan Kiselev | 07/01/2017 | 07/14/2017 | Performance Assurance: 00-MFG | 7/14/2017 2:27:41 PM ZXKISELEV (ZXKISELEV 7/14/2017 12:00 AM) PM WILL BE DONE ON THE NEXT ULTRASOUND PM CYCLE 7/14/2017 2:27 PM ZXKISELEV | 034E5489-6641-4F19-97C8-D740088E9965 | Labor | 07/14/2017 | 07/14/2017 | Zhan Kiselev
|  | GE MEDICAL SYSTEMS | GE MEDICAL SYSTEMS 2009000-001 |  |  | 3 COOPER-MULTISPECIALTY CENTER |  |  |  | 03/25/2013 |  |  |  |  | NO | NO |  |  |  |  | GE MEDICAL SYSTEMS 10349160 10140734 |  |  | Disposition |  |  |  | Equipment | 1Y:00-MFG | 11/16/2017 |  | COOPER AMBULATORY OFF-SITES |  |  | SUITE 104 - L NURSES STATION |  | MARGIE OUTLER
|  | GE MEDICAL SYSTEMS | GE MEDICAL SYSTEMS 2111146 DIGITAL RECORDER CONTROLLER |  |  | CARDIAC CATH LAB |  |  |  | 05/10/2010 |  |  |  |  | NO | NO |  |  |  |  | GE MEDICAL SYSTEMS 10367825 3661 |  |  | Active |  | 99:99:99:99:99:99 |  | Equipment | 1Y:00-MFG | 09/13/2019 | 08/01/2020 | COOPER UNIVERSITY HOSPITAL |  |  | LAB 1 CCL CONTROL ROOM |  | LINDA BEAN
|  | GE MEDICAL SYSTEMS | GE MEDICAL SYSTEMS 3CB |  | 47607Y | LABOR & DELIVERY |  |  |  | 06/25/2015 |  |  |  |  | NO | NO |  |  |  |  | GE MEDICAL SYSTEMS 10354997 47607Y |  |  | Disposition |  | 99:99:99:99:99:99 |  | Accessory | PAAR:00-PVAR | 11/01/2019 |  | COOPER UNIVERSITY HOSPITAL |  |  | RM NOC |  | JOANNA HORST
|  | GE MEDICAL SYSTEMS | GE MEDICAL SYSTEMS 46-276276004G2 |  | Not Known | CARDIAC CATH LAB |  |  |  | 02/16/2006 |  |  |  |  | NO | NO |  |  |  |  | GE MEDICAL SYSTEMS 10347593 Not Known |  |  | Disposition |  |  |  | Equipment | 1Y:00-MFG | 04/07/2017 | 04/01/2020 | COOPER UNIVERSITY HOSPITAL |  |  | LAB 4 |  | LINDA BEAN
|  | GE MEDICAL SYSTEMS | GE MEDICAL SYSTEMS 4C |  | 79615PD1 | LABOR & DELIVERY |  |  |  | 07/14/2017 |  |  |  |  | NO | NO |  |  |  |  | GE MEDICAL SYSTEMS 10769615 79615PD1 |  |  | Disposition | TL10769615 | 99:99:99:99:99:99 |  | Accessory | 1Y:00-MFG | 11/19/2018 |  | COOPER UNIVERSITY HOSPITAL |  |  |  | 0011904030 | JOANNA HORST | Performance Verification | Closed | Bonnie Aichroth | 07/17/2017 | 07/17/2017 | INCOMING INVENTORY | DEVICE INVENTORIED | CE012AEF-69B7-4DCB-988A-449F61819021 | Labor | 07/17/2017 | 07/17/2017 | Bonnie Aichroth
|  | GE MEDICAL SYSTEMS | GE MEDICAL SYSTEMS 4C |  | 79584PD9 | LABOR & DELIVERY |  |  |  | 12/13/2016 |  |  |  |  | NO | NO |  |  |  |  | GE MEDICAL SYSTEMS 10649776 79584PD9 |  |  | Disposition |  |  |  | Accessory | 1Y:00-MFG | 11/14/2017 |  | COOPER UNIVERSITY HOSPITAL |  |  |  | 0011897934 | JOANNA HORST | Repair | Closed | Zhan Kiselev | 07/13/2017 | 07/24/2017 | PROBE - RANGE RELIEF NEEDS REPAIRED - TMX | 7/13/2017 2:33:58 PM ZXKISELEV (ZXKISELEV 7/13/2017 12:00 AM) STRAIN RELIEVE NEEDS TO BE REPAIRED 7/24/2017 4:24:36 PM ZXKISELEV (ZXKISELEV 7/24/2017 12:00 AM) WILL BE KEEPING A LOANER UNIT AS A EXCHANGE. CEID#10769615 7/24/2017 4:24:53 PM ZXKISELEV This device has been removed from an active status with the RSQ Database, and physically removed from the facility. Device retired on 7/24/2017; Authorized By: YES; Nature of Retirement: OTHER - WILL BE KEEPING A LOANER UNIT AS A EXCHANG; Days In Service: 11 | 3762B2AA-3C85-4FCE-85DE-BF51247108B1 | Labor | 07/24/2017 | 07/24/2017 | Zhan Kiselev
|  | GE MEDICAL SYSTEMS | GE MEDICAL SYSTEMS 4C |  | 191987WX7 | LABOR & DELIVERY |  |  |  | 11/15/2018 |  |  |  |  | NO | NO |  |  |  |  | GE MEDICAL SYSTEMS 30286003 191987WX7 |  |  | Disposition |  | 99:99:99:99:99:99 |  | Accessory | 1Y:00-MFG | 11/15/2018 | 11/15/2018 | COOPER UNIVERSITY HOSPITAL |  |  |  | 0012526950 | JOANNA HORST | Performance Verification | Closed | Josh Harris | 11/15/2018 | 11/15/2018 | INCOMING INVENTORY | DEVICE INVENTORIED | 5A835A06-020E-462D-AF53-C50CE369A184 | Labor | 11/15/2018 | 11/15/2018 | Josh Harris
|  | GE MEDICAL SYSTEMS | GE MEDICAL SYSTEMS 4C |  | 71466WX7 | ANTERPARTUM-INVITRO FERT |  |  |  | 01/10/2008 |  |  |  |  | NO | NO |  |  |  |  | GE MEDICAL SYSTEMS 10355020 71466WX7 |  |  | Disposition |  |  |  | Accessory | 1Y:00-MFG | 07/27/2017 | 01/01/2020 | COOPER UNIVERSITY HOSPITAL |  |  | D617 | 0011353875 | GRACE SVEINBZORNSSON | Repair | Closed | Zhan Kiselev | 03/16/2017 | 04/06/2017 | ULTRASOUND - PROBE IS CRACKED - DORENCE BUILDING, 6TH FLR | 3/16/2017 4:57:04 PM ZXKISELEV (ZXKISELEV 3/16/2017 12:00 AM) REQUESTED LOANER. PROBE IS SEPARATING 4/6/2017 3:42:30 PM ZXKISELEV (ZXKISELEV 4/4/2017 12:00 AM) KEEPING LOANER UNIT AS A EXCHANGE INSTEAD OF REPAIRING IT. (ZXKISELEV 4/6/2017 12:00 AM) LOANER SERIAL NUMBER 48331WX3 4/6/2017 3:48:54 PM ZXKISELEV This device has been removed from an active status with the RSQ Database, and physically removed from the facility. Device retired on 4/6/2017; Authorized By: YES; Nature of Retirement: OTHER - KEEPING LOANER PROBE; Days In Service: 671 | 70730E56-521C-400F-B624-4981EB084DCB | Labor | 04/06/2017 | 04/06/2017 | Zhan Kiselev
|  | GE MEDICAL SYSTEMS | GE MEDICAL SYSTEMS 4C |  | 302233WX2 | LABOR & DELIVERY |  |  |  | 11/14/2017 |  |  |  |  | NO | NO |  |  |  |  | GE MEDICAL SYSTEMS 30143503 302233WX2 |  |  | Disposition |  |  |  | Accessory | 1Y:00-MFG | 11/14/2017 | 11/14/2017 | COOPER UNIVERSITY HOSPITAL |  |  | D6 |  | JOANNA HORST |  |  |  | 11/14/2017 | 11/14/2017 |  |  |  |  | 11/14/2017 | 11/14/2017
|  | GE MEDICAL SYSTEMS | GE MEDICAL SYSTEMS 800A |  | 84G17VW | VOORHEES SURGERY CENTER-OPERATING ROOM |  |  |  | 02/14/2013 |  |  |  |  | NO | NO |  |  |  |  | GE MEDICAL SYSTEMS 10345427 84G17VW |  |  | Disposition |  |  |  | Equipment | PAAR:00-PVAR | 11/02/2019 |  | COOPER AMBULATORY OFF-SITES |  |  | OR 4 |  | JENNIFER BOMBARO
|  | GE MEDICAL SYSTEMS | GE MEDICAL SYSTEMS 9800 |  | 82-3769 | RADIOLOGY DIAGNOSTICS |  |  |  | 12/30/2005 |  |  |  |  | NO | NO |  |  |  |  | GE MEDICAL SYSTEMS 10367433 82-3769 |  |  | Disposition |  |  |  | Equipment | 6M:00-MFG 1Y:00-MIN | 11/30/2016 | 05/01/2020 | COOPER UNIVERSITY HOSPITAL |  |  | PAVILION OR |  | PAULETTE DUCKREY
TL11208100 |  | GE MEDICAL SYSTEMS | GE MEDICAL SYSTEMS 9L-D |  | 176789WP6 | ULTRASOUND |  |  |  | 11/12/2018 |  |  |  |  | NO | NO |  |  |  |  | GE MEDICAL SYSTEMS TL11208100 176789WP6 |  |  | Disposition |  | 99:99:99:99:99:99 |  | Accessory | 1Y:00-MFG | 11/12/2018 | 11/12/2018 | COOPER UNIVERSITY HOSPITAL |  |  |  | WOT00000001708797 | Tracy Saldutti | Performance Verification | Closed | Zhan Kiselev | 11/12/2018 | 11/12/2018 | Performance Verification for GE MEDICAL SYSTEMS TL11208100 176789WP6 | Initial Install of Performance Verification. Device is ready for patient use. |  |  | 11/12/2018 | 11/12/2018
|  | GE MEDICAL SYSTEMS | GE MEDICAL SYSTEMS 9L-D |  | 110143WP5 | 1101 KINGS HIGHWAY |  |  |  | 09/06/2019 |  |  |  |  | NO | NO |  |  |  |  | GE MEDICAL SYSTEMS 11208062 110143WP5 |  |  | Disposition |  |  |  | Accessory | 1Y:00-MFG | 09/06/2019 | 09/06/2019 | COOPER AMBULATORY OFF-SITES |  |  | 1101 kings highway | WOT00000003667762 | STEVE LOWE | Repair | Completed | Zhan Kiselev | 09/06/2019 | 09/06/2019 | Transducer (9L non linear) is giving a waterfall artifact, gets worse when the harmonics are put on | Analyzed unit. Probes needs to be sent out for repair. Ordering loaner probe. Delivered Loaner Probe Keeping a loaner unit as a repair exchange. Dispositioned from Work Order Task WOT00000003986410 CEID: 11208062 | EXP3902010 | Labor | 09/06/2019 | 09/06/2019 | Zhan Kiselev
|  | GE MEDICAL SYSTEMS | GE MEDICAL SYSTEMS 9L-D |  | 110150WP0 | ULTRASOUND |  |  |  | 07/14/2017 |  |  |  |  | NO | NO |  |  |  |  | GE MEDICAL SYSTEMS 30144348 110150WP0 |  |  | Disposition |  |  |  | Accessory | 1Y:00-MFG | 07/14/2017 | 07/14/2017 | COOPER UNIVERSITY HOSPITAL |  |  | B20 |  | Tracy Saldutti |  |  |  | 07/14/2017 | 07/14/2017 |  |  |  |  | 07/14/2017 | 07/14/2017
|  | GE MEDICAL SYSTEMS | GE MEDICAL SYSTEMS 9L-D |  | 108563WP8 | ULTRASOUND |  |  |  | 10/16/2019 |  |  |  |  | NO | NO |  |  |  |  | GE MEDICAL SYSTEMS 30144344 108563WP8 |  |  | Disposition |  | 99:99:99:99:99:99 |  | Accessory | PAAR:00-PVAR | 10/16/2019 | 10/16/2019 | COOPER UNIVERSITY HOSPITAL |  |  | B18 | 0011830970 | Tracy Saldutti | Preventative Maintenance | Closed | Zhan Kiselev | 10/16/2019 | 10/16/2019 | Performance Assurance: 00-MFG | 7/14/2017 12:00:15 PM ZXKISELEV (ZXKISELEV 7/14/2017 12:00 AM) PM WILL BE DONE ON THE NEXT ULTRASOUND PM CYCLE 7/14/2017 12:00 PM ZXKISELEV | 907B96B9-C2F6-4EED-9895-8F103296EFCB | Labor | 10/16/2019 | 10/16/2019 | Zhan Kiselev
|  | GE MEDICAL SYSTEMS | GE MEDICAL SYSTEMS 9L-D |  | 109256WP8 | ULTRASOUND |  |  |  | 07/14/2017 |  |  |  |  | NO | NO |  |  |  |  | GE MEDICAL SYSTEMS 30144340 109256WP8 |  |  | Disposition |  |  |  | Accessory | 1Y:00-MFG | 07/14/2017 | 07/14/2017 | COOPER UNIVERSITY HOSPITAL |  |  | B16 | 0011355991 | Tracy Saldutti | Repair | Closed | Charles Santomero | 07/14/2017 | 07/14/2017 | TRANSDUCER - CRACKED CABLE, WIRES EXPOSED - ULTRASOUND BASEMENT | 3/17/2017 1:42:18 PM CTSANTOMERO (CTSANTOMERO 3/17/2017 12:00 AM) SMALL SPLIT IN CABLE NEAR STRAIN RELIEF. ONLY SOME SHIELDING VISIBLE, BUT OTHERWISE PROBE WORKS FINE. MANAGER ASKED TO HAVE IT TAPED. APPLIED ELECTRICAL TAPE TO COVER SPLIT. OVP, RTS. | EA9477A4-7C5C-4A88-9F06-6086FA887BE9 | Labor | 07/14/2017 | 07/14/2017 | Charles Santomero
|  | GE MEDICAL SYSTEMS | GE MEDICAL SYSTEMS AB2-7 |  | 39633WP3 | BURLINGTON OB/GYN |  |  |  | 11/04/2005 |  |  |  |  | NO | NO |  |  |  |  | GE MEDICAL SYSTEMS 10365975 39633WP3 |  |  | Disposition |  |  |  | Accessory | 1Y:00-MFG | 11/17/2017 |  | COOPER AMBULATORY OFF-SITES |  |  | EXAM 5 | 0011830488 | Carey Myers | Preventative Maintenance | Closed | Zhan Kiselev | 07/01/2017 | 07/14/2017 | Performance Assurance: 00-MFG | 7/14/2017 2:52:34 PM ZXKISELEV (ZXKISELEV 7/14/2017 12:00 AM) PM WILL BE DONE IN THE NEXT ULTRASOUND PM CYCLE | F214A743-3D7A-4E3E-9DCB-A1579518909D | Labor | 07/14/2017 | 07/14/2017 | Zhan Kiselev
|  | GE MEDICAL SYSTEMS | GE MEDICAL SYSTEMS AB2-7 |  | 98921KR0 | ANTERPARTUM-INVITRO FERT |  |  |  | 06/25/2015 |  |  |  |  | NO | NO |  |  |  |  | GE MEDICAL SYSTEMS 10365329 98921KR0 |  |  | Disposition |  |  |  | Accessory | 1Y:00-MFG | 07/27/2017 | 01/01/2020 | COOPER UNIVERSITY HOSPITAL |  |  | D616 |  | GRACE SVEINBZORNSSON
|  | GE MEDICAL SYSTEMS | GE MEDICAL SYSTEMS AB2-7 |  | 41464WP9 | RIPPA CENTER-OB/GYN |  |  |  | 01/01/1900 |  |  |  |  | NO | NO |  |  |  |  | GE MEDICAL SYSTEMS 10315941 41464WP9 |  |  | Disposition |  | 99:99:99:99:99:99 |  | Accessory | 1Y:00-MFG | 05/31/2018 | 05/01/2020 | COOPER AMBULATORY OFF-SITES |  |  | PROCESSING ROOM 151 |  | PATRICIA HUFF
|  | GE MEDICAL SYSTEMS | GE MEDICAL SYSTEMS ADVANTAGE WORKSTATION VOLUMESHARE5 |  | 2WA0270V88 | CARDIAC CATH LAB |  |  |  | 05/10/2010 |  |  |  |  | NO | NO |  |  |  |  | GE MEDICAL SYSTEMS 10367827 2WA0270V88 |  |  | Active |  | 00:1B:21:6A:B5:16 |  | Equipment | 1Y:00-MFG | 09/13/2019 | 08/01/2020 | COOPER UNIVERSITY HOSPITAL |  |  | LAB 1 CCL |  | LINDA BEAN
|  | GE MEDICAL SYSTEMS | GE MEDICAL SYSTEMS ADVANTX |  | 464426BU6 | CARDIAC CATH LAB |  |  |  | 01/11/2006 |  |  |  |  | NO | NO |  |  |  |  | GE MEDICAL SYSTEMS 10369532 464426BU6 |  |  | Disposition |  |  |  | Equipment | 6M:00-MFG 1Y:00-MIN 2Y:00-RPLC | 04/07/2016 | 04/01/2020 | COOPER UNIVERSITY HOSPITAL |  |  | LAB 1 |  | LINDA BEAN
|  | GE MEDICAL SYSTEMS | GE MEDICAL SYSTEMS ADVANTX |  | 148455M09 | CARDIAC CATH LAB |  |  |  | 01/11/2006 |  |  |  |  | NO | NO |  |  |  |  | GE MEDICAL SYSTEMS 10369522 148455M09 |  |  | Disposition |  |  |  | Equipment | 6M:00-MFG 1Y:00-MIN 2Y:00-RPLC | 01/01/1900 | 12/01/2019 | COOPER UNIVERSITY HOSPITAL |  |  | EP Lab 1 |  | LINDA BEAN
|  | GE MEDICAL SYSTEMS | GE MEDICAL SYSTEMS ADVANTX |  | 431298BU9 | CARDIAC CATH LAB |  |  |  | 01/01/2005 |  |  |  |  | NO | NO |  |  |  |  | GE MEDICAL SYSTEMS 10347579 431298BU9 |  |  | Disposition |  |  |  | Equipment | 6M:00-MFG 1Y:00-MIN 2Y:00-RPLC | 04/07/2016 | 02/01/2020 | COOPER UNIVERSITY HOSPITAL |  |  | LAB 4 |  | LINDA BEAN
|  | GE MEDICAL SYSTEMS | GE MEDICAL SYSTEMS APEX PRO |  | L3TT4043G | INCU - KELEMEN S10 |  |  |  | 10/31/2019 |  |  |  |  | NO | NO |  |  |  |  | GE MEDICAL SYSTEMS 22509 L3TT4043G |  |  | Active |  | 99:99:99:99:99:99 |  | Equipment | PAAR:00-PVAR | 10/31/2019 | 10/31/2019 | COOPER UNIVERSITY HOSPITAL |  |  | PCU | 0012325683 | Lisa Brooks | Preventative Maintenance | Closed | Michael Youch | 10/31/2019 | 10/31/2019 | PERFORMANCE ASSURANCE AT INVENTORY | INVENTORIED DEVICE AND ENSURED DEVICE WAS FUNCTIONING PROPERLY. | 0FA78CB5-F6A9-412B-969B-54B0FF95CA75 | Labor | 10/31/2019 | 10/31/2019 | Michael Youch
|  | GE MEDICAL SYSTEMS | GE MEDICAL SYSTEMS APEX PRO |  | RT913240858GA | KELEMEN 8 PCU |  |  |  | 10/31/2019 |  |  |  |  | NO | NO |  |  |  |  | GE MEDICAL SYSTEMS 11208314 RT913240858GA |  |  | Active |  | 99:99:99:99:99:99 |  | Equipment | PAAR:00-PVAR | 10/31/2019 | 10/31/2019 | COOPER UNIVERSITY HOSPITAL |  |  | TELEMETRY ROOM |  | BYRON WELLS |  |  |  | 10/31/2019 | 10/31/2019 |  |  |  |  | 10/31/2019 | 10/31/2019
|  | GE MEDICAL SYSTEMS | GE MEDICAL SYSTEMS APEX PRO |  | B4TT6794G | CARDIAC CATH LAB |  |  |  | 08/11/2010 |  |  |  |  | NO | NO |  |  |  |  | GE MEDICAL SYSTEMS 10369479 B4TT6794G |  |  | Disposition |  | 99:99:99:99:99:99 |  | Equipment | PAAR:00-PVAR | 11/02/2019 |  | COOPER UNIVERSITY HOSPITAL |  |  | med room |  | LINDA BEAN
|  | GE MEDICAL SYSTEMS | GE MEDICAL SYSTEMS APEX PRO |  | rt907039700g | KELEMEN 8 PCU |  |  |  | 11/02/2019 |  |  |  |  | NO | NO |  |  |  |  | GE MEDICAL SYSTEMS 30286005 rt907039700g |  |  | Disposition |  | 99:99:99:99:99:99 |  | Equipment | PAAR:00-PVAR | 11/02/2019 | 11/02/2019 | COOPER UNIVERSITY HOSPITAL |  |  | PCU/8N MONITOR RM | WOT00000002206652 | BYRON WELLS | Disposition | Closed | Michael Youch | 11/02/2019 | 11/02/2019 | Bulk Disposition CNL | Equipment was lost by department and was replaced. | EXP2944337 | Labor | 11/02/2019 | 11/02/2019 | Michael Youch
|  | GE MEDICAL SYSTEMS | GE MEDICAL SYSTEMS APEX PRO |  | K1TT5305G | KELEMEN 8 PCU |  |  |  | 10/16/2019 |  |  |  |  | NO | NO |  |  |  |  | GE MEDICAL SYSTEMS 30244818 K1TT5305G |  |  | Disposition |  | 99:99:99:99:99:99 |  | Equipment | PAAR:00-PVAR | 10/16/2019 | 10/16/2019 | COOPER UNIVERSITY HOSPITAL |  |  | PCU |  | BYRON WELLS |  |  |  | 10/16/2019 | 10/16/2019 |  |  |  |  | 10/16/2019 | 10/16/2019
|  | GE MEDICAL SYSTEMS | GE MEDICAL SYSTEMS APEX PRO |  | RT906396867GA | KELEMEN 8 PCU |  |  |  | 10/24/2006 |  |  |  |  | NO | NO |  |  |  |  | GE MEDICAL SYSTEMS 10347523 RT906396867GA |  |  | Disposition |  | 99:99:99:99:99:99 |  | Equipment | PAAR:00-PVAR | 11/02/2019 |  | COOPER UNIVERSITY HOSPITAL |  |  |  | WOT00000002200427 | BYRON WELLS | Disposition | Closed | Michael Youch | 02/14/2019 | 05/14/2019 | Bulk Disposition CNL | Equipment was lost by department and was replaced. | EXP2919694 | Labor | 05/14/2019 | 05/14/2019 | Michael Youch
|  | GE MEDICAL SYSTEMS | GE MEDICAL SYSTEMS APEX PRO |  | RT907039703GA | KELEMEN 8 PCU |  |  |  | 05/01/2007 |  |  |  |  | NO | NO |  |  |  |  | GE MEDICAL SYSTEMS 10347520 RT907039703GA |  |  | Active |  | 99:99:99:99:99:99 |  | Equipment | PAAR:00-PVAR | 11/02/2019 |  | COOPER UNIVERSITY HOSPITAL |  |  |  |  | BYRON WELLS
|  | GE MEDICAL SYSTEMS | GE MEDICAL SYSTEMS APEX PRO |  | RT909096153GA | KELEMEN 8 PCU |  |  |  | 11/02/2019 |  |  |  |  | NO | NO |  |  |  |  | GE MEDICAL SYSTEMS 30144362 RT909096153GA |  |  | Disposition |  | 99:99:99:99:99:99 |  | Equipment | PAAR:00-PVAR | 11/02/2019 | 11/02/2019 | COOPER UNIVERSITY HOSPITAL |  |  | MONITOR ROOM | WOT00000000533536 | BYRON WELLS | Disposition | Closed | Michael Youch | 11/02/2019 | 11/02/2019 | Bulk Disposition CNL | Dispositioned Dispositioned from Work Order Task WOT00000000533536 CEID: 30144362 | EXP2946972 | Labor | 11/02/2019 | 11/02/2019 | Michael Youch
|  | GE MEDICAL SYSTEMS | GE MEDICAL SYSTEMS APEX PRO |  | RT907213062GA | KELEMEN 8 PCU |  |  |  | 11/02/2019 |  |  |  |  | NO | NO |  |  |  |  | GE MEDICAL SYSTEMS 30144359 RT907213062GA |  |  | Active |  | 99:99:99:99:99:99 |  | Equipment | PAAR:00-PVAR | 11/02/2019 | 11/02/2019 | COOPER UNIVERSITY HOSPITAL |  |  | PCU | WOT00000002204109 | BYRON WELLS | Disposition | Closed | Michael Youch | 11/02/2019 | 11/02/2019 | Bulk Disposition CNL |  |  |  | 11/02/2019 | 11/02/2019
|  | GE MEDICAL SYSTEMS | GE MEDICAL SYSTEMS APEX PRO |  | j0tt0410gp | KELEMEN 8 PCU |  |  |  | 11/02/2019 |  |  |  |  | NO | NO |  |  |  |  | GE MEDICAL SYSTEMS 30144361 j0tt0410gp |  |  | Disposition |  |  |  | Equipment | PAAR:00-PVAR | 11/02/2019 | 11/02/2019 | COOPER UNIVERSITY HOSPITAL |  |  | MONITOR ROOM |  | BYRON WELLS |  |  |  | 11/02/2019 | 11/02/2019 |  |  |  |  | 11/02/2019 | 11/02/2019
|  | GE MEDICAL SYSTEMS | GE MEDICAL SYSTEMS APEX PRO |  | G2TT1958G | KELEMEN 8 PCU |  |  |  | 11/02/2019 |  |  |  |  | NO | NO |  |  |  |  | GE MEDICAL SYSTEMS 30144355 G2TT1958G |  |  | Disposition |  |  |  | Equipment | PAAR:00-PVAR | 11/02/2019 | 11/02/2019 | COOPER UNIVERSITY HOSPITAL |  |  | MONITOR ROOM |  | BYRON WELLS |  |  |  | 11/02/2019 | 11/02/2019 |  |  |  |  | 11/02/2019 | 11/02/2019
|  | GE MEDICAL SYSTEMS | GE MEDICAL SYSTEMS APEX PRO |  | RT914307646GA | KELEMEN 8 PCU |  |  |  | 11/02/2019 |  |  |  |  | NO | NO |  |  |  |  | GE MEDICAL SYSTEMS 30144354 RT914307646GA |  |  | Disposition |  | 99:99:99:99:99:99 |  | Equipment | PAAR:00-PVAR | 11/02/2019 | 11/02/2019 | COOPER UNIVERSITY HOSPITAL |  |  | MONITOR ROOM | WOT00000000533675 | BYRON WELLS | Disposition | Closed | Michael Youch | 11/02/2019 | 11/02/2019 | Bulk Disposition CNL | dis-positioned Dispositioned from Work Order Task WOT00000002204087 CEID: 30144354 | EXP2949928 | Labor | 11/02/2019 | 11/02/2019 | Michael Youch
|  | GE MEDICAL SYSTEMS | GE MEDICAL SYSTEMS APEX PRO |  | RT906529396GA | KELEMEN 8 PCU |  |  |  | 11/02/2019 |  |  |  |  | NO | NO |  |  |  |  | GE MEDICAL SYSTEMS 30144352 RT906529396GA |  |  | Disposition |  | 99:99:99:99:99:99 |  | Equipment | PAAR:00-PVAR | 11/02/2019 | 11/02/2019 | COOPER UNIVERSITY HOSPITAL |  |  | MONITOR ROOM | WOT00000000533504 | BYRON WELLS | Disposition | Closed | Michael Youch | 11/02/2019 | 11/02/2019 | Bulk Disposition CNL | Dispositioned Dispositioned from Work Order Task WOT00000002204073 CEID: 30144352 | EXP2946952 | Labor | 11/02/2019 | 11/02/2019 | Michael Youch
|  | GE MEDICAL SYSTEMS | GE MEDICAL SYSTEMS APEX PRO |  | RT912344229GA | KELEMEN 8 PCU |  |  |  | 11/02/2019 |  |  |  |  | NO | NO |  |  |  |  | GE MEDICAL SYSTEMS 30144353 RT912344229GA |  |  | Disposition |  | 99:99:99:99:99:99 |  | Equipment | PAAR:00-PVAR | 11/02/2019 | 11/02/2019 | COOPER UNIVERSITY HOSPITAL |  |  | MONITOR ROOM | WOT00000002204081 | BYRON WELLS | Disposition | Closed | Michael Youch | 11/02/2019 | 11/02/2019 | Bulk Disposition CNL | Equipment was lost by department and was replaced. | EXP2943785 | Labor | 11/02/2019 | 11/02/2019 | Michael Youch
|  | GE MEDICAL SYSTEMS | GE MEDICAL SYSTEMS APEX PRO |  | RT907152236GA | KELEMEN 8 PCU |  |  |  | 11/02/2019 |  |  |  |  | NO | NO |  |  |  |  | GE MEDICAL SYSTEMS 30144351 RT907152236GA |  |  | Active |  | 99:99:99:99:99:99 |  | Equipment | PAAR:00-PVAR | 11/02/2019 | 11/02/2019 | COOPER UNIVERSITY HOSPITAL |  |  | MONITOR ROOM | WOT00000002204067 | BYRON WELLS | Disposition | Closed | Michael Youch | 11/02/2019 | 11/02/2019 | Bulk Disposition CNL |  |  |  | 11/02/2019 | 11/02/2019
|  | GE MEDICAL SYSTEMS | GE MEDICAL SYSTEMS APEX PRO |  | JOTTO404GP | KELEMEN 8 PCU |  |  |  | 11/01/2019 |  |  |  |  | NO | NO |  |  |  |  | GE MEDICAL SYSTEMS 30142820 JOTTO404GP |  |  | Active |  | 99:99:99:99:99:99 |  | Equipment | PAAR:00-PVAR | 11/01/2019 | 11/01/2019 | COOPER UNIVERSITY HOSPITAL |  |  | s10 | WOT00000000527107 | BYRON WELLS | Disposition | Closed | Michael Youch | 11/01/2019 | 11/01/2019 | Bulk Disposition CNL |  |  |  | 11/01/2019 | 11/01/2019
|  | GE MEDICAL SYSTEMS | GE MEDICAL SYSTEMS APEX PRO |  | j0tt0326gp | KELEMEN 8 PCU |  |  |  | 11/02/2019 |  |  |  |  | NO | NO |  |  |  |  | GE MEDICAL SYSTEMS 30142807 j0tt0326gp |  |  | Disposition |  |  |  | Equipment | PAAR:00-PVAR | 11/02/2019 | 11/02/2019 | COOPER UNIVERSITY HOSPITAL |  |  | PCU/8N MONITOR RM |  | BYRON WELLS |  |  |  | 11/02/2019 | 11/02/2019 |  |  |  |  | 11/02/2019 | 11/02/2019
|  | GE MEDICAL SYSTEMS | GE MEDICAL SYSTEMS APEX PRO |  | G2TT1957G | KELEMEN 8 PCU |  |  |  | 11/02/2019 |  |  |  |  | NO | NO |  |  |  |  | GE MEDICAL SYSTEMS 30142806 G2TT1957G |  |  | Disposition |  | 99:99:99:99:99:99 |  | Equipment | PAAR:00-PVAR | 11/02/2019 | 11/02/2019 | COOPER UNIVERSITY HOSPITAL |  |  | PCU/8N MONITOR RM | WOT00000000525178 | BYRON WELLS | Disposition | Closed | Michael Youch | 11/02/2019 | 11/02/2019 | Bulk Disposition CNL | Dispositioned Dispositioned from Work Order Task WOT00000000525178 CEID: 30142806 | EXP2946804 | Labor | 11/02/2019 | 11/02/2019 | Michael Youch
|  | GE MEDICAL SYSTEMS | GE MEDICAL SYSTEMS APEX PRO |  | JOTTO390GP | KELEMEN 8 PCU |  |  |  | 11/02/2019 |  |  |  |  | NO | NO |  |  |  |  | GE MEDICAL SYSTEMS 30142805 JOTTO390GP |  |  | Disposition |  | 99:99:99:99:99:99 |  | Equipment | PAAR:00-PVAR | 11/02/2019 | 11/02/2019 | COOPER UNIVERSITY HOSPITAL |  |  | PCU/8N MONITOR RM | WOT00000002202434 | BYRON WELLS | Disposition | Closed | Michael Youch | 11/02/2019 | 11/02/2019 | Bulk Disposition CNL | Equipment was lost by department and was replaced. | EXP2943283 | Labor | 11/02/2019 | 11/02/2019 | Michael Youch
|  | GE MEDICAL SYSTEMS | GE MEDICAL SYSTEMS APEX PRO |  | B4TT6702G | KELEMEN 8 PCU |  |  |  | 11/02/2019 |  |  |  |  | NO | NO |  |  |  |  | GE MEDICAL SYSTEMS 30142803 B4TT6702G |  |  | Active |  | 99:99:99:99:99:99 |  | Equipment | PAAR:00-PVAR | 11/02/2019 | 11/02/2019 | COOPER UNIVERSITY HOSPITAL |  |  | PCU/8N MONITOR RM | 0012656898 | BYRON WELLS | Repair | Closed | Richard Jolly | 11/02/2019 | 11/02/2019 | TELE BOX - NOT READING - 10S KELEMAN NURSE STATION | 1/18/2018 8:43:48 AM SXBOMBARA (SXBOMBARA 1/16/2018 12:00 AM) RETRIEVED UNIT FOR EVAL 2/2/2018 11:45:06 AM RCJOLLY (RCJOLLY 1/31/2018 10:00 AM) HAD TO CLEAN CONTACT | 515B6D3F-2E6B-409C-88B3-B5142A57CD1E | Labor | 11/02/2019 | 11/02/2019 | Salvatore Bombara
|  | GE MEDICAL SYSTEMS | GE MEDICAL SYSTEMS APEX PRO |  | RT907039710GA | KELEMEN 8 PCU |  |  |  | 11/01/2019 |  |  |  |  | NO | NO |  |  |  |  | GE MEDICAL SYSTEMS 30142800 RT907039710GA |  |  | Active |  | 99:99:99:99:99:99 |  | Equipment | PAAR:00-PVAR | 11/01/2019 | 11/01/2019 | COOPER UNIVERSITY HOSPITAL |  |  | PCU/8N MONITOR RM | WOT00000002202414 | BYRON WELLS | Disposition | Closed | Michael Youch | 11/01/2019 | 11/01/2019 | Bulk Disposition CNL |  |  |  | 11/01/2019 | 11/01/2019
|  | GE MEDICAL SYSTEMS | GE MEDICAL SYSTEMS APEX PRO |  | KOTT0436GP | KELEMEN 8 PCU |  |  |  | 11/02/2019 |  |  |  |  | NO | NO |  |  |  |  | GE MEDICAL SYSTEMS 30142801 KOTT0436GP |  |  | Disposition |  | 99:99:99:99:99:99 |  | Equipment | PAAR:00-PVAR | 11/02/2019 | 11/02/2019 | COOPER UNIVERSITY HOSPITAL |  |  | PCU/8N MONITOR RM | WOT00000000527306 | BYRON WELLS | Disposition | Closed | Michael Youch | 11/02/2019 | 11/02/2019 | Bulk Disposition CNL | Dispositioned Dispositioned from Work Order Task WOT00000002202420 CEID: 30142801 | EXP2946798 | Labor | 11/02/2019 | 11/02/2019 | Michael Youch
|  | GE MEDICAL SYSTEMS | GE MEDICAL SYSTEMS APEX PRO |  | G2TT1944G | KELEMEN 8 PCU |  |  |  | 11/02/2019 |  |  |  |  | NO | NO |  |  |  |  | GE MEDICAL SYSTEMS 30142799 G2TT1944G |  |  | Disposition |  |  |  | Equipment | PAAR:00-PVAR | 11/02/2019 | 11/02/2019 | COOPER UNIVERSITY HOSPITAL |  |  | PCU/8N MONITOR RM | 0012141842 | BYRON WELLS | Repair | Closed | Zhan Kiselev | 11/02/2019 | 11/02/2019 | TELEBOX - BATTERY DOOR BROKEN, DOESN'T CONNECT TO PATIENT - KELEMAN S10 NURSES TATION | 9/8/2017 5:12:02 PM ZXKISELEV (ZXKISELEV 9/8/2017 12:00 AM) PICKED UP UNIT. 9/11/2017 2:06:45 PM ZXKISELEV (MDYOUCH 9/8/2017 12:00 AM) NO PARTS AVAILABLE. END OF LIFE 9/11/2017 2:07:17 PM ZXKISELEV This device has been removed from an active status with the RSQ Database, and physically removed from the facility. Device retired on 9/11/2017; Authorized By: YES; Nature of Retirement: OTHER - NO PARTS AVAILABLE. END OF LIFE; Days In Service: 829 | 6DA4C6D0-F256-4FE5-AEE8-A3A541AEEF60 | Labor | 11/02/2019 | 11/02/2019 | Zhan Kiselev
|  | GE MEDICAL SYSTEMS | GE MEDICAL SYSTEMS APEX PRO |  | RT907061194GA | KELEMEN 8 PCU |  |  |  | 11/02/2019 |  |  |  |  | NO | NO |  |  |  |  | GE MEDICAL SYSTEMS 30142797 RT907061194GA |  |  | Disposition |  | 99:99:99:99:99:99 |  | Equipment | PAAR:00-PVAR | 11/02/2019 | 11/02/2019 | COOPER UNIVERSITY HOSPITAL |  |  | PCU/8N MONITOR RM | WOT00000000533506 | BYRON WELLS | Disposition | Closed | Michael Youch | 11/02/2019 | 11/02/2019 | Bulk Disposition CNL | Dispositioned Dispositioned from Work Order Task WOT00000000533506 CEID: 30142797 | EXP2946790 | Labor | 11/02/2019 | 11/02/2019 | Michael Youch
|  | GE MEDICAL SYSTEMS | GE MEDICAL SYSTEMS APEX PRO |  | G2TT2001G | KELEMEN 8 PCU |  |  |  | 11/02/2019 |  |  |  |  | NO | NO |  |  |  |  | GE MEDICAL SYSTEMS 30142794 G2TT2001G |  |  | Active |  | 99:99:99:99:99:99 |  | Equipment | PAAR:00-PVAR | 11/02/2019 | 11/02/2019 | COOPER UNIVERSITY HOSPITAL |  |  | 8594 tele room | 0011319896 | BYRON WELLS | Repair | Closed | Josh Harris | 11/02/2019 | 11/02/2019 | TELE BOX - NOT COMPATIBLE FOR SYSTEM - PAV 6 | 3/7/2017 8:21:25 AM JXHARRIS (JXHARRIS 3/7/2017 12:00 AM) SPOKE WITH PAM FROM P6. SAID THAT THEIR TELEBOX DID NOT WORK ON THEIR FLOOR. SPOKE WITH RICH JOLLY, HE INSTRUCTED THAT WE DO NOT COME IN FOR TELEBOXES. WE CANNOT REPROGRAM THEM FOR DIFFERENT FLOORS. INSTRUCTED THEM TO BORROW FROM ANOTHER FLOOR. THEY HAVE NOT REPORTED HAVING A BROKEN TELEBOX. | C2B8AD9B-3C77-4ACA-B8C2-87D09A4353CE | Labor | 11/02/2019 | 11/02/2019 | Josh Harris
|  | GE MEDICAL SYSTEMS | GE MEDICAL SYSTEMS APEX PRO |  | RT907039717GA | KELEMEN 8 PCU |  |  |  | 11/02/2019 |  |  |  |  | NO | NO |  |  |  |  | GE MEDICAL SYSTEMS 30142784 RT907039717GA |  |  | Active |  | 99:99:99:99:99:99 |  | Equipment | PAAR:00-PVAR | 11/02/2019 | 11/02/2019 | COOPER UNIVERSITY HOSPITAL |  |  | PCU/8N MONITOR RM |  | BYRON WELLS |  |  |  | 11/02/2019 | 11/02/2019 |  |  |  |  | 11/02/2019 | 11/02/2019
|  | GE MEDICAL SYSTEMS | GE MEDICAL SYSTEMS APEX PRO |  | RT906417209GA | KELEMEN 8 PCU |  |  |  | 11/02/2019 |  |  |  |  | NO | NO |  |  |  |  | GE MEDICAL SYSTEMS 30142782 RT906417209GA |  |  | Disposition |  | 99:99:99:99:99:99 |  | Equipment | PAAR:00-PVAR | 11/02/2019 | 11/02/2019 | COOPER UNIVERSITY HOSPITAL |  |  | PCU/8N MONITOR RM |  | BYRON WELLS |  |  |  | 11/02/2019 | 11/02/2019 |  |  |  |  | 11/02/2019 | 11/02/2019
|  | GE MEDICAL SYSTEMS | GE MEDICAL SYSTEMS APEX PRO |  | RT907152241GA | KELEMEN 8 PCU |  |  |  | 11/02/2019 |  |  |  |  | NO | NO |  |  |  |  | GE MEDICAL SYSTEMS 30142783 RT907152241GA |  |  | Active |  | 99:99:99:99:99:99 |  | Equipment | PAAR:00-PVAR | 11/02/2019 | 11/02/2019 | COOPER UNIVERSITY HOSPITAL |  |  | 8628 tele rm | WOT00000002202331 | BYRON WELLS | Disposition | Closed | Michael Youch | 11/02/2019 | 11/02/2019 | Bulk Disposition CNL |  |  |  | 11/02/2019 | 11/02/2019
|  | GE MEDICAL SYSTEMS | GE MEDICAL SYSTEMS APEX PRO |  | RT907039711GA | KELEMEN 8 PCU |  |  |  | 11/02/2019 |  |  |  |  | NO | NO |  |  |  |  | GE MEDICAL SYSTEMS 30142781 RT907039711GA |  |  | Active |  | 99:99:99:99:99:99 |  | Equipment | PAAR:00-PVAR | 11/02/2019 | 11/02/2019 | COOPER UNIVERSITY HOSPITAL |  |  | PCU | WOT00000002202317 | BYRON WELLS | Disposition | Closed | Michael Youch | 11/02/2019 | 11/02/2019 | Bulk Disposition CNL |  |  |  | 11/02/2019 | 11/02/2019
|  | GE MEDICAL SYSTEMS | GE MEDICAL SYSTEMS APEX PRO |  | k0tt0495gp | KELEMEN 8 PCU |  |  |  | 11/01/2019 |  |  |  |  | NO | NO |  |  |  |  | GE MEDICAL SYSTEMS 30142779 k0tt0495gp |  |  | Disposition |  |  |  | Equipment | PAAR:00-PVAR | 11/01/2019 | 11/01/2019 | COOPER UNIVERSITY HOSPITAL |  |  | PCU/8N MONITOR RM | 0011316924 | BYRON WELLS | Repair | Closed | Michael Youch | 11/01/2019 | 11/01/2019 | MONITOR - NOT SYNCING - 10TH FLR KELEMEN SOUTH NURSE STATION | 3/8/2017 3:58:54 PM MDYOUCH (MDYOUCH 3/7/2017 8:00 AM) UNIT WILL NOT TRANSMIT AND IS NO LONGER SUPPORTED FOR PARTS OR LABOR. LINDA IS ORDERING REPLACEMENTS FOR UNITS NOT REPAIRABLE OR LOST. 3/8/2017 4:00:42 PM MDYOUCH This device has been removed from an active status with the RSQ Database, and physically removed from the facility. Device retired on 3/8/2017; Authorized By: BIOMED; Nature of Retirement: BEYOND ECONOMICAL REPAIR; Days In Service: 642 | 6E3153BE-D6F3-4EE6-9B69-7FC4BC2E3416 | Labor | 11/01/2019 | 11/01/2019 | Michael Youch
|  | GE MEDICAL SYSTEMS | GE MEDICAL SYSTEMS APEX PRO |  | KOTTO513GP | KELEMEN 8 PCU |  |  |  | 11/02/2019 |  |  |  |  | NO | NO |  |  |  |  | GE MEDICAL SYSTEMS 30142764 KOTTO513GP |  |  | Disposition |  | 99:99:99:99:99:99 |  | Equipment | PAAR:00-PVAR | 11/02/2019 | 11/02/2019 | COOPER UNIVERSITY HOSPITAL |  |  | PCU/8N MONITOR RM |  | BYRON WELLS |  |  |  | 11/02/2019 | 11/02/2019 |  |  |  |  | 11/02/2019 | 11/02/2019
|  | GE MEDICAL SYSTEMS | GE MEDICAL SYSTEMS APEXPRO CH TRANSMITTER |  | RT913240878GA | KELEMEN 8 PCU |  |  |  | 10/31/2019 |  |  |  |  | NO | NO |  |  |  |  | GE MEDICAL SYSTEMS 24540 RT913240878GA |  |  | Active |  | 99:99:99:99:99:99 |  | Accessory | PAAR:00-PVAR | 10/31/2019 | 10/31/2019 | COOPER UNIVERSITY HOSPITAL |  |  |  | 0012325570 | BYRON WELLS | Performance Verification | Closed | Michael Youch | 10/31/2019 | 10/31/2019 | INCOMING INVENTORY | DEVICE INVENTORIED | B3881194-4752-4406-9433-11B489078C28 | Labor | 10/31/2019 | 10/31/2019 | Michael Youch
|  | GE MEDICAL SYSTEMS | GE MEDICAL SYSTEMS APEXPRO CH TRANSMITTER |  | RT910254196GA | MED/SURG 6 PAVILION |  |  |  | 10/16/2019 |  |  |  |  | NO | NO |  |  |  |  | GE MEDICAL SYSTEMS 20625 RT910254196GA |  |  | Disposition |  | 99:99:99:99:99:99 |  | Accessory | PAAR:00-PVAR | 10/16/2019 | 10/16/2019 | COOPER UNIVERSITY HOSPITAL |  |  |  | 0012325394 | BRIAN OSHAUGHNESSY | Performance Verification | Closed | Michael Youch | 10/16/2019 | 10/16/2019 | INCOMING INVENTORY | DEVICE INVENTORIED | B33D97E5-1C50-48B3-ABB0-A64970E236B4 | Labor | 10/16/2019 | 10/16/2019 | Michael Youch
|  | GE MEDICAL SYSTEMS | GE MEDICAL SYSTEMS APEXPRO CH TRANSMITTER |  | RT909471696GA | NEURO/ORTHO/MEDSURG/7 PAV |  |  |  | 10/16/2019 |  |  |  |  | NO | NO |  |  |  |  | GE MEDICAL SYSTEMS 18209 RT909471696GA |  |  | Disposition |  | 99:99:99:99:99:99 |  | Accessory | PAAR:00-PVAR | 10/16/2019 | 10/16/2019 | COOPER UNIVERSITY HOSPITAL |  |  | S10 NURSE STATION | 0011059121 | Pam Young | Preventative Maintenance | Closed | Michael Youch | 10/16/2019 | 10/16/2019 | PERFORMANCE ASSURANCE AT INVENTORY | INVENTORIED DEVICE AND ENSURED DEVICE WAS FUNCTIONING PROPERLY. | BC49B8E0-FE00-431F-B4DA-85D70F97A5D6 | Labor | 10/16/2019 | 10/16/2019 | Michael Youch
|  | GE MEDICAL SYSTEMS | GE MEDICAL SYSTEMS APEXPRO CH TRANSMITTER |  | RT907039720GA | KELEMEN 8 PCU |  |  |  | 10/16/2019 |  |  |  |  | NO | NO |  |  |  |  | GE MEDICAL SYSTEMS 14617 RT907039720GA |  |  | Disposition |  | 99:99:99:99:99:99 |  | Accessory | PAAR:00-PVAR | 10/16/2019 | 10/16/2019 | COOPER UNIVERSITY HOSPITAL |  |  |  | 0012325495 | BYRON WELLS | Performance Verification | Closed | Michael Youch | 10/16/2019 | 10/16/2019 | INCOMING INVENTORY | DEVICE INVENTORIED | 2AD7E6A7-B6F1-4EC3-9A73-6DEEB0086D7F | Labor | 10/16/2019 | 10/16/2019 | Michael Youch
|  | GE MEDICAL SYSTEMS | GE MEDICAL SYSTEMS APEXPRO CH TRANSMITTER |  | RT914307640GA | KELEMEN 8 PCU |  |  |  | 11/02/2019 |  |  |  |  | NO | NO |  |  |  |  | GE MEDICAL SYSTEMS 11208412 RT914307640GA |  |  | Active |  | 99:99:99:99:99:99 |  | Accessory | PAAR:00-PVAR | 11/02/2019 | 11/02/2019 | COOPER UNIVERSITY HOSPITAL |  |  | TTX 8623 | WOT00000001565207 | BYRON WELLS | Cyber Remediation | Closed | Richard Jolly | 11/02/2019 | 11/02/2019 | SFT000240 GE Apex Pro Wannacry Patch | This activity was created in error. Only the CIC devices should have received WOs. A new Activity will be issued for ONLY the Apex Pro CIC devices Updated by: Annette Richard This activity was created in error. Only the CIC devices should have received WOs. A new Activity will be issued for ONLY the Apex Pro CIC devices Updated by: Annette Richard |  |  | 11/02/2019 | 11/02/2019
|  | GE MEDICAL SYSTEMS | GE MEDICAL SYSTEMS APEXPRO CH TRANSMITTER |  | RT918300021SA | CDU - CLINICAL DECISION UNIT-9 KELEMEN |  |  |  | 10/31/2019 |  |  |  |  | NO | NO |  |  |  |  | GE MEDICAL SYSTEMS 11208265 RT918300021SA |  |  | Active |  | 99:99:99:99:99:99 |  | Accessory | PAAR:00-PVAR | 10/31/2019 | 10/31/2019 | COOPER UNIVERSITY HOSPITAL |  |  | TTX 8643 | WOT00000001564167 | KAREN GRUBER | Performance Verification | Closed | Michael Youch | 10/31/2019 | 10/31/2019 | Performance Verification for GE MEDICAL SYSTEMS 11208265 RT918300021SA | Initial Install of Performance Verification. Device is ready for patient use. |  |  | 10/31/2019 | 10/31/2019
|  | GE MEDICAL SYSTEMS | GE MEDICAL SYSTEMS APEXPRO CH TRANSMITTER |  | RT918300020SA | CDU - CLINICAL DECISION UNIT-9 KELEMEN |  |  |  | 10/31/2019 |  |  |  |  | NO | NO |  |  |  |  | GE MEDICAL SYSTEMS 11208264 RT918300020SA |  |  | Active |  | 99:99:99:99:99:99 |  | Accessory | PAAR:00-PVAR | 10/31/2019 | 10/31/2019 | COOPER UNIVERSITY HOSPITAL |  |  | TTX 8597 | WOT00000001564153 | KAREN GRUBER | Performance Verification | Closed | Michael Youch | 10/31/2019 | 10/31/2019 | Performance Verification for GE MEDICAL SYSTEMS 11208264 RT918300020SA | Initial Install of Performance Verification. Device is ready for patient use. |  |  | 10/31/2019 | 10/31/2019
|  | GE MEDICAL SYSTEMS | GE MEDICAL SYSTEMS APEXPRO CH TRANSMITTER |  | RT918300019SA | MED/SURG 6 PAVILION |  |  |  | 10/31/2019 |  |  |  |  | NO | NO |  |  |  |  | GE MEDICAL SYSTEMS 11208263 RT918300019SA |  |  | Active |  | 99:99:99:99:99:99 |  | Accessory | PAAR:00-PVAR | 10/31/2019 | 10/31/2019 | COOPER UNIVERSITY HOSPITAL |  |  | TTX 8639 | WOT00000001564139 | BRIAN OSHAUGHNESSY | Performance Verification | Closed | Michael Youch | 10/31/2019 | 10/31/2019 | Performance Verification for GE MEDICAL SYSTEMS 11208263 RT918300019SA | Initial Install of Performance Verification. Device is ready for patient use. |  |  | 10/31/2019 | 10/31/2019
|  | GE MEDICAL SYSTEMS | GE MEDICAL SYSTEMS APEXPRO CH TRANSMITTER |  | RT918300018SA | MED/SURG 6 PAVILION |  |  |  | 10/31/2019 |  |  |  |  | NO | NO |  |  |  |  | GE MEDICAL SYSTEMS 11208262 RT918300018SA |  |  | Active |  | 99:99:99:99:99:99 |  | Accessory | PAAR:00-PVAR | 10/31/2019 | 10/31/2019 | COOPER UNIVERSITY HOSPITAL |  |  | TTX 8569 | WOT00000001564127 | BRIAN OSHAUGHNESSY | Performance Verification | Closed | Michael Youch | 10/31/2019 | 10/31/2019 | Performance Verification for GE MEDICAL SYSTEMS 11208262 RT918300018SA | Initial Install of Performance Verification. Device is ready for patient use. |  |  | 10/31/2019 | 10/31/2019
|  | GE MEDICAL SYSTEMS | GE MEDICAL SYSTEMS APEXPRO CH TRANSMITTER |  | RT918300001SA | MED/SURG 6 PAVILION |  |  |  | 10/31/2019 |  |  |  |  | NO | NO |  |  |  |  | GE MEDICAL SYSTEMS 11208260 RT918300001SA |  |  | Active |  | 99:99:99:99:99:99 |  | Accessory | PAAR:00-PVAR | 10/31/2019 | 10/31/2019 | COOPER UNIVERSITY HOSPITAL |  |  | TTX 8525 | WOT00000001564115 | BRIAN OSHAUGHNESSY | Performance Verification | Closed | Michael Youch | 10/31/2019 | 10/31/2019 | CEID Record Completion for GE MEDICAL SYSTEMS 11208260 RT918300001SA | Inventoried, documented, programmed channel, verified. | EXP1596615 | Labor | 10/31/2019 | 10/31/2019 | Michael Youch
|  | GE MEDICAL SYSTEMS | GE MEDICAL SYSTEMS APEXPRO CH TRANSMITTER |  | RT918290048SA | INCU - KELEMEN S10 |  |  |  | 10/31/2019 |  |  |  |  | NO | NO |  |  |  |  | GE MEDICAL SYSTEMS 11208259 RT918290048SA |  |  | Active |  | 99:99:99:99:99:99 |  | Accessory | PAAR:00-PVAR | 10/31/2019 | 10/31/2019 | COOPER UNIVERSITY HOSPITAL |  |  | TTX 8744 | WOT00000001564105 | Lisa Brooks | Performance Verification | Closed | Michael Youch | 10/31/2019 | 10/31/2019 | Performance Verification for GE MEDICAL SYSTEMS 11208259 RT918290048SA | Initial Install of Performance Verification. Device is ready for patient use. |  |  | 10/31/2019 | 10/31/2019
|  | GE MEDICAL SYSTEMS | GE MEDICAL SYSTEMS APEXPRO CH TRANSMITTER |  | RT918290046SA | INCU - KELEMEN S10 |  |  |  | 10/31/2019 |  |  |  |  | NO | NO |  |  |  |  | GE MEDICAL SYSTEMS 11208258 RT918290046SA |  |  | Active |  | 99:99:99:99:99:99 |  | Accessory | PAAR:00-PVAR | 10/31/2019 | 10/31/2019 | COOPER UNIVERSITY HOSPITAL |  |  | TTX 8716 | WOT00000001564098 | Lisa Brooks | Performance Verification | Closed | Michael Youch | 10/31/2019 | 10/31/2019 | Performance Verification for GE MEDICAL SYSTEMS 11208258 RT918290046SA | Initial Install of Performance Verification. Device is ready for patient use. |  |  | 10/31/2019 | 10/31/2019
|  | GE MEDICAL SYSTEMS | GE MEDICAL SYSTEMS APEXPRO CH TRANSMITTER |  | RT918290044SA | INCU - KELEMEN S10 |  |  |  | 10/31/2019 |  |  |  |  | NO | NO |  |  |  |  | GE MEDICAL SYSTEMS 11208257 RT918290044SA |  |  | Active |  | 99:99:99:99:99:99 |  | Accessory | PAAR:00-PVAR | 10/31/2019 | 10/31/2019 | COOPER UNIVERSITY HOSPITAL |  |  | TTX 8712 | WOT00000001564089 | Lisa Brooks | Performance Verification | Closed | Michael Youch | 10/31/2019 | 10/31/2019 | Performance Verification for GE MEDICAL SYSTEMS 11208257 RT918290044SA | Initial Install of Performance Verification. Device is ready for patient use. |  |  | 10/31/2019 | 10/31/2019
|  | GE MEDICAL SYSTEMS | GE MEDICAL SYSTEMS APEXPRO CH TRANSMITTER |  | RT918290041SA | INCU - KELEMEN S10 |  |  |  | 10/31/2019 |  |  |  |  | NO | NO |  |  |  |  | GE MEDICAL SYSTEMS 11208256 RT918290041SA |  |  | Active |  | 99:99:99:99:99:99 |  | Accessory | PAAR:00-PVAR | 10/31/2019 | 10/31/2019 | COOPER UNIVERSITY HOSPITAL |  |  | TTX 8710 | WOT00000001564081 | Lisa Brooks | Performance Verification | Closed | Michael Youch | 10/31/2019 | 10/31/2019 | Performance Verification for GE MEDICAL SYSTEMS 11208256 RT918290041SA | Initial Install of Performance Verification. Device is ready for patient use. |  |  | 10/31/2019 | 10/31/2019
|  | GE MEDICAL SYSTEMS | GE MEDICAL SYSTEMS APEXPRO CH TRANSMITTER |  | RT918290036SA | INCU - KELEMEN S10 |  |  |  | 10/31/2019 |  |  |  |  | NO | NO |  |  |  |  | GE MEDICAL SYSTEMS 11208254 RT918290036SA |  |  | Active |  | 99:99:99:99:99:99 |  | Accessory | PAAR:00-PVAR | 10/31/2019 | 10/31/2019 | COOPER UNIVERSITY HOSPITAL |  |  | TTX 8590 | WOT00000001564058 | Lisa Brooks | Performance Verification | Closed | Michael Youch | 10/31/2019 | 10/31/2019 | Performance Verification for GE MEDICAL SYSTEMS 11208254 RT918290036SA | Initial Install of Performance Verification. Device is ready for patient use. |  |  | 10/31/2019 | 10/31/2019
|  | GE MEDICAL SYSTEMS | GE MEDICAL SYSTEMS APEXPRO CH TRANSMITTER |  | RT918290039SA | INCU - KELEMEN S10 |  |  |  | 10/31/2019 |  |  |  |  | NO | NO |  |  |  |  | GE MEDICAL SYSTEMS 11208255 RT918290039SA |  |  | Active |  | 99:99:99:99:99:99 |  | Accessory | PAAR:00-PVAR | 10/31/2019 | 10/31/2019 | COOPER UNIVERSITY HOSPITAL |  |  | TTX 8676 | WOT00000001564068 | Lisa Brooks | Performance Verification | Closed | Michael Youch | 10/31/2019 | 10/31/2019 | CEID Record Completion for GE MEDICAL SYSTEMS 11208255 RT918290039SA | Inventoried, documented, programmed channel, verified. | EXP1596510 | Labor | 10/31/2019 | 10/31/2019 | Michael Youch
|  | GE MEDICAL SYSTEMS | GE MEDICAL SYSTEMS APEXPRO CH TRANSMITTER |  | RT918290034SA | INCU - KELEMEN S10 |  |  |  | 10/31/2019 |  |  |  |  | NO | NO |  |  |  |  | GE MEDICAL SYSTEMS 11208253 RT918290034SA |  |  | Active |  | 99:99:99:99:99:99 |  | Accessory | PAAR:00-PVAR | 10/31/2019 | 10/31/2019 | COOPER UNIVERSITY HOSPITAL |  |  | TTX 8565 | WOT00000001563387 | Lisa Brooks | Performance Verification | Closed | Michael Youch | 10/31/2019 | 10/31/2019 | Performance Verification for GE MEDICAL SYSTEMS 11208253 RT918290034SA | Initial Install of Performance Verification. Device is ready for patient use. |  |  | 10/31/2019 | 10/31/2019
|  | GE MEDICAL SYSTEMS | GE MEDICAL SYSTEMS APEXPRO CH TRANSMITTER |  | RT918290033SA | INCU - KELEMEN S10 |  |  |  | 10/31/2019 |  |  |  |  | NO | NO |  |  |  |  | GE MEDICAL SYSTEMS 11208252 RT918290033SA |  |  | Active |  | 99:99:99:99:99:99 |  | Accessory | PAAR:00-PVAR | 10/31/2019 | 10/31/2019 | COOPER UNIVERSITY HOSPITAL |  |  | TTX 8561 | WOT00000001563380 | Lisa Brooks | Performance Verification | Closed | Michael Youch | 10/31/2019 | 10/31/2019 | CEID Record Completion for GE MEDICAL SYSTEMS 11208252 RT918290033SA | Inventoried, documented, programmed channel, verified. | EXP1596437 | Labor | 10/31/2019 | 10/31/2019 | Michael Youch
|  | GE MEDICAL SYSTEMS | GE MEDICAL SYSTEMS APEXPRO CH TRANSMITTER |  | RT918290028SA | INCU - KELEMEN S10 |  |  |  | 10/31/2019 |  |  |  |  | NO | NO |  |  |  |  | GE MEDICAL SYSTEMS 11208250 RT918290028SA |  |  | Active |  | 99:99:99:99:99:99 |  | Accessory | PAAR:00-PVAR | 10/31/2019 | 10/31/2019 | COOPER UNIVERSITY HOSPITAL |  |  | TTX 8528 | WOT00000001563360 | Lisa Brooks | Performance Verification | Closed | Michael Youch | 10/31/2019 | 10/31/2019 | Performance Verification for GE MEDICAL SYSTEMS 11208250 RT918290028SA | Initial Install of Performance Verification. Device is ready for patient use. |  |  | 10/31/2019 | 10/31/2019
|  | GE MEDICAL SYSTEMS | GE MEDICAL SYSTEMS APEXPRO CH TRANSMITTER |  | RT918290027SA | INCU - KELEMEN S10 |  |  |  | 10/31/2019 |  |  |  |  | NO | NO |  |  |  |  | GE MEDICAL SYSTEMS 11208249 RT918290027SA |  |  | Active |  | 99:99:99:99:99:99 |  | Accessory | PAAR:00-PVAR | 10/31/2019 | 10/31/2019 | COOPER UNIVERSITY HOSPITAL |  |  | TTX 8526 | WOT00000001563355 | Lisa Brooks | Performance Verification | Closed | Michael Youch | 10/31/2019 | 10/31/2019 | Performance Verification for GE MEDICAL SYSTEMS 11208249 RT918290027SA | Initial Install of Performance Verification. Device is ready for patient use. |  |  | 10/31/2019 | 10/31/2019
|  | GE MEDICAL SYSTEMS | GE MEDICAL SYSTEMS APEXPRO CH TRANSMITTER |  | RT918280008SA | MED/SURG 6 PAVILION |  |  |  | 10/31/2019 |  |  |  |  | NO | NO |  |  |  |  | GE MEDICAL SYSTEMS 11208238 RT918280008SA |  |  | Active |  | 99:99:99:99:99:99 |  | Accessory | PAAR:00-PVAR | 10/31/2019 | 10/31/2019 | COOPER UNIVERSITY HOSPITAL |  |  | TTX 8543 | WOT00000001558062 | BRIAN OSHAUGHNESSY | Performance Verification | Closed | Michael Youch | 10/31/2019 | 10/31/2019 | Performance Verification for GE MEDICAL SYSTEMS 11208238 RT918280008SA | Initial Install of Performance Verification. Device is ready for patient use. |  |  | 10/31/2019 | 10/31/2019
|  | GE MEDICAL SYSTEMS | GE MEDICAL SYSTEMS APEXPRO CH TRANSMITTER |  | RT918280069SA | MED/SURG 6 PAVILION |  |  |  | 10/31/2019 |  |  |  |  | NO | NO |  |  |  |  | GE MEDICAL SYSTEMS 11208240 RT918280069SA |  |  | Active |  | 99:99:99:99:99:99 |  | Accessory | PAAR:00-PVAR | 10/31/2019 | 10/31/2019 | COOPER UNIVERSITY HOSPITAL |  |  | TTX 8550 | WOT00000001558097 | BRIAN OSHAUGHNESSY | Performance Verification | Closed | Michael Youch | 10/31/2019 | 10/31/2019 | Performance Verification for GE MEDICAL SYSTEMS 11208240 RT918280069SA | Initial Install of Performance Verification. Device is ready for patient use. |  |  | 10/31/2019 | 10/31/2019
|  | GE MEDICAL SYSTEMS | GE MEDICAL SYSTEMS APEXPRO CH TRANSMITTER |  | RT918280090SA | NEURO/ORTHO/MEDSURG/7 PAV |  |  |  | 10/31/2019 |  |  |  |  | NO | NO |  |  |  |  | GE MEDICAL SYSTEMS 11208241 RT918280090SA |  |  | Active |  | 99:99:99:99:99:99 |  | Accessory | PAAR:00-PVAR | 10/31/2019 | 10/31/2019 | COOPER UNIVERSITY HOSPITAL |  |  | TTX 8605 | WOT00000001558117 | Pam Young | Performance Verification | Closed | Michael Youch | 10/31/2019 | 10/31/2019 | Performance Verification for GE MEDICAL SYSTEMS 11208241 RT918280090SA | Initial Install of Performance Verification. Device is ready for patient use. |  |  | 10/31/2019 | 10/31/2019
|  | GE MEDICAL SYSTEMS | GE MEDICAL SYSTEMS APEXPRO CH TRANSMITTER |  | RT918270118SA | MED/SURG 6 PAVILION |  |  |  | 10/31/2019 |  |  |  |  | NO | NO |  |  |  |  | GE MEDICAL SYSTEMS 11208237 RT918270118SA |  |  | Active |  | 99:99:99:99:99:99 |  | Accessory | PAAR:00-PVAR | 10/31/2019 | 10/31/2019 | COOPER UNIVERSITY HOSPITAL |  |  | TTX 8538 | WOT00000001558033 | BRIAN OSHAUGHNESSY | Performance Verification | Closed | Michael Youch | 10/31/2019 | 10/31/2019 | Performance Verification for GE MEDICAL SYSTEMS 11208237 RT918270118SA | Initial Install of Performance Verification. Device is ready for patient use. |  |  | 10/31/2019 | 10/31/2019
|  | GE MEDICAL SYSTEMS | GE MEDICAL SYSTEMS APEXPRO CH TRANSMITTER |  | RT918270097SA | MED/SURG 6 PAVILION |  |  |  | 10/31/2019 |  |  |  |  | NO | NO |  |  |  |  | GE MEDICAL SYSTEMS 11208236 RT918270097SA |  |  | Active |  | 99:99:99:99:99:99 |  | Accessory | PAAR:00-PVAR | 10/31/2019 | 10/31/2019 | COOPER UNIVERSITY HOSPITAL |  |  | TTX 8524 | WOT00000001558003 | BRIAN OSHAUGHNESSY | Performance Verification | Closed | Michael Youch | 10/31/2019 | 10/31/2019 | Performance Verification for GE MEDICAL SYSTEMS 11208236 RT918270097SA | Initial Install of Performance Verification. Device is ready for patient use. |  |  | 10/31/2019 | 10/31/2019
|  | GE MEDICAL SYSTEMS | GE MEDICAL SYSTEMS APEXPRO CH TRANSMITTER |  | RT918270069SA | INCU - KELEMEN S10 |  |  |  | 10/31/2019 |  |  |  |  | NO | NO |  |  |  |  | GE MEDICAL SYSTEMS 11208235 RT918270069SA |  |  | Active |  | 99:99:99:99:99:99 |  | Accessory | PAAR:00-PVAR | 10/31/2019 | 10/31/2019 | COOPER UNIVERSITY HOSPITAL |  |  | TTX 8551 | WOT00000001557969 | Lisa Brooks | Performance Verification | Closed | Michael Youch | 10/31/2019 | 10/31/2019 | Performance Verification for GE MEDICAL SYSTEMS 11208235 RT918270069SA | Initial Install of Performance Verification. Device is ready for patient use. |  |  | 10/31/2019 | 10/31/2019
|  | GE MEDICAL SYSTEMS | GE MEDICAL SYSTEMS APEXPRO CH TRANSMITTER |  | RT918270061SA | INCU - KELEMEN S10 |  |  |  | 10/31/2019 |  |  |  |  | NO | NO |  |  |  |  | GE MEDICAL SYSTEMS 11208234 RT918270061SA |  |  | Active |  | 99:99:99:99:99:99 |  | Accessory | PAAR:00-PVAR | 10/31/2019 | 10/31/2019 | COOPER UNIVERSITY HOSPITAL |  |  | TTX 8560 | WOT00000001557950 | Lisa Brooks | Performance Verification | Closed | Michael Youch | 10/31/2019 | 10/31/2019 | CEID Record Completion for GE MEDICAL SYSTEMS 11208234 RT918270061SA | Inventoried, documented, programmed channel, verified. | EXP1595753 | Labor | 10/31/2019 | 10/31/2019 | Michael Youch
|  | GE MEDICAL SYSTEMS | GE MEDICAL SYSTEMS APEXPRO CH TRANSMITTER |  | RT918270028SA | INCU - KELEMEN S10 |  |  |  | 10/31/2019 |  |  |  |  | NO | NO |  |  |  |  | GE MEDICAL SYSTEMS 11208233 RT918270028SA |  |  | Active |  | 99:99:99:99:99:99 |  | Accessory | PAAR:00-PVAR | 10/31/2019 | 10/31/2019 | COOPER UNIVERSITY HOSPITAL |  |  | TTX 8557 | WOT00000001557927 | Lisa Brooks | Performance Verification | Closed | Michael Youch | 10/31/2019 | 10/31/2019 | Performance Verification for GE MEDICAL SYSTEMS 11208233 RT918270028SA | Initial Install of Performance Verification. Device is ready for patient use. |  |  | 10/31/2019 | 10/31/2019
|  | GE MEDICAL SYSTEMS | GE MEDICAL SYSTEMS APEXPRO CH TRANSMITTER |  | RT918260123SA | INCU - KELEMEN S10 |  |  |  | 10/31/2019 |  |  |  |  | NO | NO |  |  |  |  | GE MEDICAL SYSTEMS 11208232 RT918260123SA |  |  | Active |  | 99:99:99:99:99:99 |  | Accessory | PAAR:00-PVAR | 10/31/2019 | 10/31/2019 | COOPER UNIVERSITY HOSPITAL |  |  | TTX 8545 | WOT00000001557914 | Lisa Brooks | Performance Verification | Closed | Michael Youch | 10/31/2019 | 10/31/2019 | Performance Verification for GE MEDICAL SYSTEMS 11208232 RT918260123SA | Initial Install of Performance Verification. Device is ready for patient use. |  |  | 10/31/2019 | 10/31/2019
|  | GE MEDICAL SYSTEMS | GE MEDICAL SYSTEMS APEXPRO CH TRANSMITTER |  | RT918260112SA | INCU - KELEMEN S10 |  |  |  | 10/31/2019 |  |  |  |  | NO | NO |  |  |  |  | GE MEDICAL SYSTEMS 11208230 RT918260112SA |  |  | Active |  | 99:99:99:99:99:99 |  | Accessory | PAAR:00-PVAR | 10/31/2019 | 10/31/2019 | COOPER UNIVERSITY HOSPITAL |  |  | TTX 8528 | WOT00000001557878 | Lisa Brooks | Performance Verification | Closed | Michael Youch | 10/31/2019 | 10/31/2019 | Performance Verification for GE MEDICAL SYSTEMS 11208230 RT918260112SA | Initial Install of Performance Verification. Device is ready for patient use. |  |  | 10/31/2019 | 10/31/2019
|  | GE MEDICAL SYSTEMS | GE MEDICAL SYSTEMS APEXPRO CH TRANSMITTER |  | RT918260100SA | INCU - KELEMEN S10 |  |  |  | 10/31/2019 |  |  |  |  | NO | NO |  |  |  |  | GE MEDICAL SYSTEMS 11208229 RT918260100SA |  |  | Active |  | 99:99:99:99:99:99 |  | Accessory | PAAR:00-PVAR | 10/31/2019 | 10/31/2019 | COOPER UNIVERSITY HOSPITAL |  |  | TTX 8527 | WOT00000001557849 | Lisa Brooks | Performance Verification | Closed | Michael Youch | 10/31/2019 | 10/31/2019 | Performance Verification for GE MEDICAL SYSTEMS 11208229 RT918260100SA | Initial Install of Performance Verification. Device is ready for patient use. |  |  | 10/31/2019 | 10/31/2019
|  | GE MEDICAL SYSTEMS | GE MEDICAL SYSTEMS APEXPRO CH TRANSMITTER |  | RT918260024SA | INCU - KELEMEN S10 |  |  |  | 10/31/2019 |  |  |  |  | NO | NO |  |  |  |  | GE MEDICAL SYSTEMS 11208228 RT918260024SA |  |  | Active |  | 99:99:99:99:99:99 |  | Accessory | PAAR:00-PVAR | 10/31/2019 | 10/31/2019 | COOPER UNIVERSITY HOSPITAL |  |  | TTX 8526 | WOT00000001557814 | Lisa Brooks | Performance Verification | Closed | Michael Youch | 10/31/2019 | 10/31/2019 | Performance Verification for GE MEDICAL SYSTEMS 11208228 RT918260024SA | Initial Install of Performance Verification. Device is ready for patient use. |  |  | 10/31/2019 | 10/31/2019
|  | GE MEDICAL SYSTEMS | GE MEDICAL SYSTEMS APEXPRO CH TRANSMITTER |  | RT918290037SA | MED/SURG 6 PAVILION |  |  |  | 10/31/2019 |  |  |  |  | NO | NO |  |  |  |  | GE MEDICAL SYSTEMS 11208222 RT918290037SA |  |  | Active |  | 99:99:99:99:99:99 |  | Accessory | PAAR:00-PVAR | 10/31/2019 | 10/31/2019 | COOPER UNIVERSITY HOSPITAL |  |  | TTX 8640 | WOT00000001547807 | BRIAN OSHAUGHNESSY | Performance Verification | Closed | Michael Youch | 10/31/2019 | 10/31/2019 | Performance Verification for GE MEDICAL SYSTEMS 11208222 RT918290037SA | Initial Install of Performance Verification. Device is ready for patient use. |  |  | 10/31/2019 | 10/31/2019
|  | GE MEDICAL SYSTEMS | GE MEDICAL SYSTEMS APEXPRO CH TRANSMITTER |  | RT918300023SA | KELEMEN 8 PCU |  |  |  | 10/31/2019 |  |  |  |  | NO | NO |  |  |  |  | GE MEDICAL SYSTEMS 11208218 RT918300023SA |  |  | Active |  | 99:99:99:99:99:99 |  | Accessory | PAAR:00-PVAR | 10/31/2019 | 10/31/2019 | COOPER UNIVERSITY HOSPITAL |  |  | TTX 8737 | WOT00000001545292 | BYRON WELLS | Performance Verification | Closed | Michael Youch | 10/31/2019 | 10/31/2019 | Performance Verification for GE MEDICAL SYSTEMS 11208218 RT918300023SA | Initial Install of Performance Verification. Device is ready for patient use. |  |  | 10/31/2019 | 10/31/2019
|  | GE MEDICAL SYSTEMS | GE MEDICAL SYSTEMS APEXPRO CH TRANSMITTER |  | RT918260163SA | KELEMEN 8 PCU |  |  |  | 10/31/2019 |  |  |  |  | NO | NO |  |  |  |  | GE MEDICAL SYSTEMS 11208212 RT918260163SA |  |  | Active |  | 99:99:99:99:99:99 |  | Accessory | PAAR:00-PVAR | 10/31/2019 | 10/31/2019 | COOPER UNIVERSITY HOSPITAL |  |  | TTX 8722 | WOT00000001545195 | BYRON WELLS | Performance Verification | Closed | Michael Youch | 10/31/2019 | 10/31/2019 | Performance Verification for GE MEDICAL SYSTEMS 11208212 RT918260163SA | Initial Install of Performance Verification. Device is ready for patient use. |  |  | 10/31/2019 | 10/31/2019
|  | GE MEDICAL SYSTEMS | GE MEDICAL SYSTEMS APEXPRO CH TRANSMITTER |  | RT918300017SA | KELEMEN 8 PCU |  |  |  | 10/31/2019 |  |  |  |  | NO | NO |  |  |  |  | GE MEDICAL SYSTEMS 11208202 RT918300017SA |  |  | Active |  | 99:99:99:99:99:99 |  | Accessory | PAAR:00-PVAR | 10/31/2019 | 10/31/2019 | COOPER UNIVERSITY HOSPITAL |  |  | TTX 8746 | WOT00000001543351 | BYRON WELLS | Performance Verification | Closed | Michael Youch | 10/31/2019 | 10/31/2019 | Performance Verification for GE MEDICAL SYSTEMS 11208202 RT918300017SA | Initial Install of Performance Verification. Device is ready for patient use. |  |  | 10/31/2019 | 10/31/2019
|  | GE MEDICAL SYSTEMS | GE MEDICAL SYSTEMS APEXPRO CH TRANSMITTER |  | RT918280003SA | KELEMEN 8 PCU |  |  |  | 10/31/2019 |  |  |  |  | NO | NO |  |  |  |  | GE MEDICAL SYSTEMS 11208208 RT918280003SA |  |  | Active |  | 99:99:99:99:99:99 |  | Accessory | PAAR:00-PVAR | 10/31/2019 | 10/31/2019 | COOPER UNIVERSITY HOSPITAL |  |  | TTX 8668 | WOT00000001544758 | BYRON WELLS | Performance Verification | Closed | Michael Youch | 10/31/2019 | 10/31/2019 | Performance Verification for GE MEDICAL SYSTEMS 11208208 RT918280003SA | Initial Install of Performance Verification. Device is ready for patient use. |  |  | 10/31/2019 | 10/31/2019
|  | GE MEDICAL SYSTEMS | GE MEDICAL SYSTEMS APEXPRO CH TRANSMITTER |  | RT918270024SA | KELEMEN 8 PCU |  |  |  | 10/31/2019 |  |  |  |  | NO | NO |  |  |  |  | GE MEDICAL SYSTEMS 11208207 RT918270024SA |  |  | Active |  | 99:99:99:99:99:99 |  | Accessory | PAAR:00-PVAR | 10/31/2019 | 10/31/2019 | COOPER UNIVERSITY HOSPITAL |  |  | TTX 8667 | WOT00000001544742 | BYRON WELLS | Performance Verification | Closed | Michael Youch | 10/31/2019 | 10/31/2019 | Performance Verification for GE MEDICAL SYSTEMS 11208207 RT91827002SA | Initial Install of Performance Verification. Device is ready for patient use. |  |  | 10/31/2019 | 10/31/2019
|  | GE MEDICAL SYSTEMS | GE MEDICAL SYSTEMS APEXPRO CH TRANSMITTER |  | RT918260103SA | KELEMEN 8 PCU |  |  |  | 10/31/2019 |  |  |  |  | NO | NO |  |  |  |  | GE MEDICAL SYSTEMS 11208204 RT918260103SA |  |  | Active |  | 99:99:99:99:99:99 |  | Accessory | PAAR:00-PVAR | 10/31/2019 | 10/31/2019 | COOPER UNIVERSITY HOSPITAL |  |  | TTX 8664 | WOT00000001544551 | BYRON WELLS | Performance Verification | Closed | Michael Youch | 10/31/2019 | 10/31/2019 | CEID Record Completion for GE MEDICAL SYSTEMS 11208204 RT918250103SA | Inventoried, safety, and documentation . | EXP1494021 | Labor | 10/31/2019 | 10/31/2019 | Michael Youch
|  | GE MEDICAL SYSTEMS | GE MEDICAL SYSTEMS APEXPRO CH TRANSMITTER |  | RT918260131SA | KELEMEN 8 PCU |  |  |  | 10/31/2019 |  |  |  |  | NO | NO |  |  |  |  | GE MEDICAL SYSTEMS 11208205 RT918260131SA |  |  | Active |  | 99:99:99:99:99:99 |  | Accessory | PAAR:00-PVAR | 10/31/2019 | 10/31/2019 | COOPER UNIVERSITY HOSPITAL |  |  | TTX 8665 | WOT00000001544614 | BYRON WELLS | Performance Verification | Closed | Michael Youch | 10/31/2019 | 10/31/2019 | Performance Verification for GE MEDICAL SYSTEMS 11208205 RT918260131SA | Initial Install of Performance Verification. Device is ready for patient use. |  |  | 10/31/2019 | 10/31/2019
|  | GE MEDICAL SYSTEMS | GE MEDICAL SYSTEMS APEXPRO CH TRANSMITTER |  | RT918280054SA | KELEMEN 8 PCU |  |  |  | 10/31/2019 |  |  |  |  | NO | NO |  |  |  |  | GE MEDICAL SYSTEMS 11208203 RT918280054SA |  |  | Active |  | 99:99:99:99:99:99 |  | Accessory | PAAR:00-PVAR | 10/31/2019 | 10/31/2019 | COOPER UNIVERSITY HOSPITAL |  |  | TTX 8747 | WOT00000001543371 | BYRON WELLS | Performance Verification | Closed | Michael Youch | 10/31/2019 | 10/31/2019 | Performance Verification for GE MEDICAL SYSTEMS 11208203 RT918280054SA | Initial Install of Performance Verification. Device is ready for patient use. |  |  | 10/31/2019 | 10/31/2019
|  | GE MEDICAL SYSTEMS | GE MEDICAL SYSTEMS APEXPRO CH TRANSMITTER |  | RT918300009SA | KELEMEN 8 PCU |  |  |  | 10/31/2019 |  |  |  |  | NO | NO |  |  |  |  | GE MEDICAL SYSTEMS 11208200 RT918300009SA |  |  | Active |  | 99:99:99:99:99:99 |  | Accessory | PAAR:00-PVAR | 10/31/2019 | 10/31/2019 | COOPER UNIVERSITY HOSPITAL |  |  | TTX 8745 | WOT00000001543144 | BYRON WELLS | Performance Verification | Closed | Michael Youch | 10/31/2019 | 10/31/2019 | Performance Verification for GE MEDICAL SYSTEMS 11208200 RT918300012SA | Initial Install of Performance Verification. Device is ready for patient use. |  |  | 10/31/2019 | 10/31/2019
|  | GE MEDICAL SYSTEMS | GE MEDICAL SYSTEMS APEXPRO CH TRANSMITTER |  | RT918270060SA | CDU - CLINICAL DECISION UNIT-9 KELEMEN |  |  |  | 10/31/2019 |  |  |  |  | NO | NO |  |  |  |  | GE MEDICAL SYSTEMS 11208168 RT918270060SA |  |  | Active |  | 99:99:99:99:99:99 |  | Accessory | PAAR:00-PVAR | 10/31/2019 | 10/31/2019 | COOPER UNIVERSITY HOSPITAL |  |  | TTX 8645 | WOT00000001170406 | KAREN GRUBER | Performance Verification | Closed | Michael Youch | 10/31/2019 | 10/31/2019 | Performance Verification for GE MEDICAL SYSTEMS 11208168 RT918270060SA | Initial Install of Performance Verification. Device is ready for patient use. |  |  | 10/31/2019 | 10/31/2019
|  | GE MEDICAL SYSTEMS | GE MEDICAL SYSTEMS APEXPRO CH TRANSMITTER |  | RT918270068SA | CDU - CLINICAL DECISION UNIT-9 KELEMEN |  |  |  | 10/31/2019 |  |  |  |  | NO | NO |  |  |  |  | GE MEDICAL SYSTEMS 11208166 RT918270068SA |  |  | Active |  | 99:99:99:99:99:99 |  | Accessory | PAAR:00-PVAR | 10/31/2019 | 10/31/2019 | COOPER UNIVERSITY HOSPITAL |  |  | TTX 8643 | WOT00000001170357 | KAREN GRUBER | Performance Verification | Closed | Michael Youch | 10/31/2019 | 10/31/2019 | Performance Verification for GE MEDICAL SYSTEMS 11208166 RT918270068SA | Initial Install of Performance Verification. Device is ready for patient use. |  |  | 10/31/2019 | 10/31/2019
|  | GE MEDICAL SYSTEMS | GE MEDICAL SYSTEMS APEXPRO CH TRANSMITTER |  | RT918270035SA | CDU - CLINICAL DECISION UNIT-9 KELEMEN |  |  |  | 10/31/2019 |  |  |  |  | NO | NO |  |  |  |  | GE MEDICAL SYSTEMS 11208162 RT918270035SA |  |  | Active |  | 99:99:99:99:99:99 |  | Accessory | PAAR:00-PVAR | 10/31/2019 | 10/31/2019 | COOPER UNIVERSITY HOSPITAL |  |  | TTX 8599 | WOT00000001169969 | KAREN GRUBER | Performance Verification | Closed | Richard Jolly | 10/31/2019 | 10/31/2019 | Performance Verification for GE MEDICAL SYSTEMS 11208162 RT918270035SA | Initial Install of Performance Verification. Device is ready for patient use. |  |  | 10/31/2019 | 10/31/2019
|  | GE MEDICAL SYSTEMS | GE MEDICAL SYSTEMS APEXPRO CH TRANSMITTER |  | RT918260097SA | CDU - CLINICAL DECISION UNIT-9 KELEMEN |  |  |  | 10/31/2019 |  |  |  |  | NO | NO |  |  |  |  | GE MEDICAL SYSTEMS 11208160 RT918260097SA |  |  | Active |  | 99:99:99:99:99:99 |  | Accessory | PAAR:00-PVAR | 10/31/2019 | 10/31/2019 | COOPER UNIVERSITY HOSPITAL |  |  | TTX 8597 | WOT00000001169986 | KAREN GRUBER | Performance Verification | Closed | Richard Jolly | 10/31/2019 | 10/31/2019 | Performance Verification for GE MEDICAL SYSTEMS 11208160 RT918260097SA | Initial Install of Performance Verification. Device is ready for patient use. |  |  | 10/31/2019 | 10/31/2019
|  | GE MEDICAL SYSTEMS | GE MEDICAL SYSTEMS APEXPRO CH TRANSMITTER |  | RT918270030SA | CDU - CLINICAL DECISION UNIT-9 KELEMEN |  |  |  | 10/16/2019 |  |  |  |  | NO | NO |  |  |  |  | GE MEDICAL SYSTEMS 11208161 RT918270030SA |  |  | Disposition |  | 99:99:99:99:99:99 |  | Accessory | PAAR:00-PVAR | 10/16/2019 | 10/16/2019 | COOPER UNIVERSITY HOSPITAL |  |  | TTX 8598 | WOT00000001169988 | KAREN GRUBER | Performance Verification | Closed | Michael Youch | 10/16/2019 | 10/16/2019 | Performance Verification for GE MEDICAL SYSTEMS 11208161 RT918270030SA | Initial Install of Performance Verification. Device is ready for patient use. |  |  | 10/16/2019 | 10/16/2019
|  | GE MEDICAL SYSTEMS | GE MEDICAL SYSTEMS APEXPRO CH TRANSMITTER |  | RT918270027SA | CDU - CLINICAL DECISION UNIT-9 KELEMEN |  |  |  | 10/31/2019 |  |  |  |  | NO | NO |  |  |  |  | GE MEDICAL SYSTEMS 11208159 RT918270027SA |  |  | Active |  | 99:99:99:99:99:99 |  | Accessory | PAAR:00-PVAR | 10/31/2019 | 10/31/2019 | COOPER UNIVERSITY HOSPITAL |  |  | TTX 8596 | WOT00000001170007 | KAREN GRUBER | Performance Verification | Closed | Richard Jolly | 10/31/2019 | 10/31/2019 | Performance Verification for GE MEDICAL SYSTEMS 11208159 RT918270027SA | Initial Install of Performance Verification. Device is ready for patient use. |  |  | 10/31/2019 | 10/31/2019
|  | GE MEDICAL SYSTEMS | GE MEDICAL SYSTEMS APEXPRO CH TRANSMITTER |  | RT906529398GA | KELEMEN 8 PCU |  |  |  | 10/31/2019 |  |  |  |  | NO | NO |  |  |  |  | GE MEDICAL SYSTEMS 11208129 RT906529398GA |  |  | Active |  | 99:99:99:99:99:99 |  | Accessory | PAAR:00-PVAR | 10/31/2019 | 10/31/2019 | COOPER UNIVERSITY HOSPITAL |  |  | TTX 8733 | WOT00000001080284 | BYRON WELLS | Repair | Closed | Michael Youch | 10/31/2019 | 10/31/2019 | monitor is broken | cleared error, verified with simulator, RTS. | EXP0839027 | Labor | 10/31/2019 | 10/31/2019 | Michael Youch
|  | GE MEDICAL SYSTEMS | GE MEDICAL SYSTEMS APEXPRO CH TRANSMITTER |  | RT911175922GA | INCU - KELEMEN S10 |  |  |  | 01/01/1900 |  |  |  |  | NO | NO |  |  |  |  | GE MEDICAL SYSTEMS 10769601 RT911175922GA |  |  | Active |  | 99:99:99:99:99:99 |  | Accessory | PAAR:00-PVAR | 11/02/2019 |  | COOPER UNIVERSITY HOSPITAL |  |  | CCL - Med Room | 0012141852 | Lisa Brooks | Repair | Closed | Zhan Kiselev | 09/07/2017 | 09/28/2017 | TELEBOX - DOESN'T CONNECT TO PATIENT - KELEMAN S10 NURSES TATION | 9/8/2017 4:48:17 PM ZXKISELEV (ZXKISELEV 9/8/2017 12:00 AM) PICKED UP UNIT 9/12/2017 11:55:38 AM ZXKISELEV (MDYOUCH 9/12/2017 12:00 AM) PARTS ARE NOT AVAILABLE. NEEDS TO BE SENT OUT. (ZXKISELEV 9/12/2017 12:00 AM) PARTS ARE NOT AVAILABLE. NEEDS TO BE SENT OUT. 9/14/2017 3:14:28 PM ZXKISELEV (ZXKISELEV 9/14/2017 12:00 AM) SEND UNIT OUT FOR REPAIR. CASE# 1-216403544112 9/28/2017 10:17:35 AM ZXKISELEV (ZXKISELEV 9/28/2017 12:00 AM) RECEIVED UNIT BACK FROM REPAIR. DELIVERED BACK TO THE DEPARTMENT. (ZXKISELEV 9/28/2017 12:00 AM) NOTES FROM DEPOT REPAIR: DURING VISUAL INSPECTION I SEEN THE SHIELD ON THE MAIN BOARD FAD COMEOFF. TRIED TO RESOLDER BUT COULD NOT. REPLACED THE MAIN BOARD. GASKET WAS BAD REPLACED GASKET FOR END CAP. REPLACED CASE/KEYPAD, AND LABLE. SENT TO GENESIS/AEGIS SYSTEM FOR TESTING / CALIBRATION. ENTERED INTO CIC AND HAVE ALL ECG SIGNALS WITH NO NOISE OR INTERFERENCE. PERFORMED IPX7 TEST: START PRESSURE: 72.8, END PRESSURE AFTER 1 MIN. 71.9 = PASS. | 0B5E03F9-A520-488A-9E11-43332515D29E | Labor | 09/14/2017 | 09/14/2017 | Zhan Kiselev
|  | GE MEDICAL SYSTEMS | GE MEDICAL SYSTEMS APEXPRO CH TRANSMITTER |  | RT914307669GA | MED/SURG 6 PAVILION |  |  |  | 06/24/2014 |  |  |  |  | NO | NO |  |  |  |  | GE MEDICAL SYSTEMS 10725653 RT914307669GA |  |  | Active |  | 99:99:99:99:99:99 |  | Accessory | PAAR:00-PVAR | 10/31/2019 |  | COOPER UNIVERSITY HOSPITAL |  |  |  | 0012319156 | BRIAN OSHAUGHNESSY | Repair | Closed | Michael Youch | 10/24/2017 | 10/25/2017 | TELEBOX - NEED HELP REREGISTERING USAGE FOR PAVILION 6 - PAVILION 6 | 10/25/2017 4:28:35 PM MDYOUCH (MDYOUCH 10/25/2017 8:00 AM) RELABELED, VERIFIED AND RTS. | 32C48949-D8DD-42FF-A983-8A89DA0A9B3E | Labor | 10/25/2017 | 10/25/2017 | Michael Youch
|  | GE MEDICAL SYSTEMS | GE MEDICAL SYSTEMS APEXPRO CH TRANSMITTER |  | RT909471682GA | INCU - KELEMEN S10 |  |  |  | 02/16/2010 |  |  |  |  | NO | NO |  |  |  |  | GE MEDICAL SYSTEMS 10725642 RT909471682GA |  |  | Active |  | 99:99:99:99:99:99 |  | Accessory | PAAR:00-PVAR | 10/31/2019 |  | COOPER UNIVERSITY HOSPITAL |  |  | s10 | 0012141833 | Lisa Brooks | Repair | Closed | Zhan Kiselev | 09/07/2017 | 09/12/2017 | TELEBOX - CONNECT LEEDS TO PATIENT, DOESN'T LIGHT UP OR DO ANYTHING - KELEMAN S10 NURSES TATION | 9/8/2017 5:04:55 PM ZXKISELEV (ZXKISELEV 9/8/2017 12:00 AM) PICKED UP UNIT 9/12/2017 12:22:37 PM MDYOUCH (MDYOUCH 9/12/2017 11:00 AM) REPROGRAMMED TO UNUSED TTX CHANNEL, VERIFIED WITH SIMULATOR, RTS. | E666915D-99B5-4DFE-A091-C8C165F3007E | Labor | 09/12/2017 | 09/12/2017 | Michael Youch
|  | GE MEDICAL SYSTEMS | GE MEDICAL SYSTEMS APEXPRO CH TRANSMITTER |  | RT917120226SA | KELEMEN 8 PCU |  |  |  | 06/07/2017 |  |  |  |  | NO | NO |  |  |  |  | GE MEDICAL SYSTEMS 10725627 RT917120226SA |  |  | Active |  | 99:99:99:99:99:99 |  | Accessory | PAAR:00-PVAR | 10/31/2019 |  | COOPER UNIVERSITY HOSPITAL |  |  |  | 0011913522 | BYRON WELLS | Performance Verification | Closed | Michael Youch | 07/20/2017 | 07/20/2017 | INCOMING INVENTORY | DEVICE INVENTORIED | 78562B82-7E24-4D93-B15A-61CB39922FDF | Labor | 07/20/2017 | 07/20/2017 | Michael Youch
|  | GE MEDICAL SYSTEMS | GE MEDICAL SYSTEMS APEXPRO CH TRANSMITTER |  | RT917120209SA | NEURO/ORTHO/MEDSURG/7 PAV |  |  |  | 03/20/2017 |  |  |  |  | NO | NO |  |  |  |  | GE MEDICAL SYSTEMS 10725623 RT917120209SA |  |  | Active |  | 99:99:99:99:99:99 |  | Accessory | PAAR:00-PVAR | 10/31/2019 |  | COOPER UNIVERSITY HOSPITAL |  |  |  | 0012141507 | Pam Young | Performance Verification | Closed | Michael Youch | 09/07/2017 | 09/07/2017 | INCOMING INVENTORY | DEVICE INVENTORIED | E3686919-B405-4387-A775-B7F165BC360F | Labor | 09/07/2017 | 09/07/2017 | Bonnie Aichroth
|  | GE MEDICAL SYSTEMS | GE MEDICAL SYSTEMS APEXPRO CH TRANSMITTER |  | RT917120205SA | KELEMEN 8 PCU |  |  |  | 06/07/2017 |  |  |  |  | NO | NO |  |  |  |  | GE MEDICAL SYSTEMS 10725608 RT917120205SA |  |  | Active |  | 99:99:99:99:99:99 |  | Accessory | PAAR:00-PVAR | 10/31/2019 |  | COOPER UNIVERSITY HOSPITAL |  |  | S10 | 0012158930 | BYRON WELLS | Preventative Maintenance | Closed | Richard Jolly | 09/14/2017 | 09/14/2017 | PERFORMANCE ASSURANCE AT INVENTORY | INVENTORIED DEVICE AND ENSURED DEVICE WAS FUNCTIONING PROPERLY. | 21C38241-7FD2-4416-8CA1-AF7925C8C979 | Labor | 06/07/2017 | 06/07/2017 | Richard Jolly
|  | GE MEDICAL SYSTEMS | GE MEDICAL SYSTEMS APEXPRO CH TRANSMITTER |  | RT917120204SA | KELEMEN 8 PCU |  |  |  | 06/07/2017 |  |  |  |  | NO | NO |  |  |  |  | GE MEDICAL SYSTEMS 10725607 RT917120204SA |  |  | Active |  | 99:99:99:99:99:99 |  | Accessory | PAAR:00-PVAR | 10/31/2019 |  | COOPER UNIVERSITY HOSPITAL |  |  |  | 0012158886 | BYRON WELLS | Performance Verification | Closed | Richard Jolly | 09/14/2017 | 09/14/2017 | INCOMING INVENTORY | DEVICE INVENTORIED | 50391DB7-2CBF-4CBB-9CF6-82340B77741E | Labor | 09/14/2017 | 09/14/2017 | Bonnie Aichroth
|  | GE MEDICAL SYSTEMS | GE MEDICAL SYSTEMS APEXPRO CH TRANSMITTER |  | RT917120184SA | KELEMEN 8 PCU |  |  |  | 06/07/2017 |  |  |  |  | NO | NO |  |  |  |  | GE MEDICAL SYSTEMS 10725605 RT917120184SA |  |  | Active |  | 99:99:99:99:99:99 |  | Accessory | PAAR:00-PVAR | 10/31/2019 |  | COOPER UNIVERSITY HOSPITAL |  |  |  | 0012158873 | BYRON WELLS | Performance Verification | Closed | Richard Jolly | 09/14/2017 | 09/14/2017 | INCOMING INVENTORY | DEVICE INVENTORIED | A0E5D773-3636-4EA5-85EC-15DB4BE64B2A | Labor | 09/14/2017 | 09/14/2017 | Bonnie Aichroth
|  | GE MEDICAL SYSTEMS | GE MEDICAL SYSTEMS APEXPRO CH TRANSMITTER |  | RT917120180SA | KELEMEN 8 PCU |  |  |  | 06/07/2017 |  |  |  |  | NO | NO |  |  |  |  | GE MEDICAL SYSTEMS 10725603 RT917120180SA |  |  | Active |  | 99:99:99:99:99:99 |  | Accessory | PAAR:00-PVAR | 10/31/2019 |  | COOPER UNIVERSITY HOSPITAL |  |  |  | 0012158752 | BYRON WELLS | Preventative Maintenance | Closed | Richard Jolly | 09/14/2017 | 09/14/2017 | PERFORMANCE ASSURANCE AT INVENTORY | INVENTORIED DEVICE AND ENSURED DEVICE WAS FUNCTIONING PROPERLY. | E0F60813-C0F0-4861-92E5-463309D0149F | Labor | 06/07/2017 | 06/07/2017 | Richard Jolly
|  | GE MEDICAL SYSTEMS | GE MEDICAL SYSTEMS APEXPRO CH TRANSMITTER |  | RT917120178SA | KELEMEN 8 PCU |  |  |  | 06/07/2017 |  |  |  |  | NO | NO |  |  |  |  | GE MEDICAL SYSTEMS 10725602 RT917120178SA |  |  | Active |  | 99:99:99:99:99:99 |  | Accessory | PAAR:00-PVAR | 10/31/2019 |  | COOPER UNIVERSITY HOSPITAL |  |  |  | 0012158920 | BYRON WELLS | Performance Verification | Closed | Richard Jolly | 09/14/2017 | 09/14/2017 | INCOMING INVENTORY | DEVICE INVENTORIED | FD1B2C39-2766-48A0-96DB-1049C5559A91 | Labor | 09/14/2017 | 09/14/2017 | Bonnie Aichroth
|  | GE MEDICAL SYSTEMS | GE MEDICAL SYSTEMS APEXPRO CH TRANSMITTER |  | RT917120160SA | KELEMEN 8 PCU |  |  |  | 06/07/2017 |  |  |  |  | NO | NO |  |  |  |  | GE MEDICAL SYSTEMS 10725601 RT917120160SA |  |  | Active |  | 99:99:99:99:99:99 |  | Accessory | PAAR:00-PVAR | 10/31/2019 |  | COOPER UNIVERSITY HOSPITAL |  |  |  | 0012158719 | BYRON WELLS | Performance Verification | Closed | Richard Jolly | 09/14/2017 | 09/14/2017 | INCOMING INVENTORY | DEVICE INVENTORIED | DFA1B131-B9D8-4BEF-9FE8-3C377B12AD77 | Labor | 09/14/2017 | 09/14/2017 | Bonnie Aichroth
|  | GE MEDICAL SYSTEMS | GE MEDICAL SYSTEMS APEXPRO CH TRANSMITTER |  | RT917120140SA | KELEMEN 8 PCU |  |  |  | 06/07/2017 |  |  |  |  | NO | NO |  |  |  |  | GE MEDICAL SYSTEMS 10725596 RT917120140SA |  |  | Active |  | 99:99:99:99:99:99 |  | Accessory | PAAR:00-PVAR | 10/31/2019 |  | COOPER UNIVERSITY HOSPITAL |  |  |  | 0012158688 | BYRON WELLS | Preventative Maintenance | Closed | Richard Jolly | 09/14/2017 | 09/14/2017 | PERFORMANCE ASSURANCE AT INVENTORY | INVENTORIED DEVICE AND ENSURED DEVICE WAS FUNCTIONING PROPERLY. | 302696EF-A2DE-4AEE-9E68-C780C15346D6 | Labor | 06/07/2017 | 06/07/2017 | Richard Jolly
|  | GE MEDICAL SYSTEMS | GE MEDICAL SYSTEMS APEXPRO CH TRANSMITTER |  | RT917120155SA | KELEMEN 8 PCU |  |  |  | 06/07/2017 |  |  |  |  | NO | NO |  |  |  |  | GE MEDICAL SYSTEMS 10725600 RT917120155SA |  |  | Active |  | 99:99:99:99:99:99 |  | Accessory | PAAR:00-PVAR | 10/31/2019 |  | COOPER UNIVERSITY HOSPITAL |  |  |  | 0012158717 | BYRON WELLS | Preventative Maintenance | Closed | Richard Jolly | 09/14/2017 | 09/14/2017 | PERFORMANCE ASSURANCE AT INVENTORY | INVENTORIED DEVICE AND ENSURED DEVICE WAS FUNCTIONING PROPERLY. | 70939534-03A4-4602-9B6A-DB306E61AACF | Labor | 06/07/2017 | 06/07/2017 | Richard Jolly
|  | GE MEDICAL SYSTEMS | GE MEDICAL SYSTEMS APEXPRO CH TRANSMITTER |  | RT917120145SA | KELEMEN 8 PCU |  |  |  | 06/07/2017 |  |  |  |  | NO | NO |  |  |  |  | GE MEDICAL SYSTEMS 10725598 RT917120145SA |  |  | Active |  | 99:99:99:99:99:99 |  | Accessory | PAAR:00-PVAR | 10/31/2019 |  | COOPER UNIVERSITY HOSPITAL |  |  |  | 0012158701 | BYRON WELLS | Performance Verification | Closed | Richard Jolly | 09/14/2017 | 09/14/2017 | INCOMING INVENTORY | DEVICE INVENTORIED | 9A48A097-DCF0-4291-AFC4-3C41BD4343F4 | Labor | 09/14/2017 | 09/14/2017 | Bonnie Aichroth
|  | GE MEDICAL SYSTEMS | GE MEDICAL SYSTEMS APEXPRO CH TRANSMITTER |  | RT917120144SA | KELEMEN 8 PCU |  |  |  | 06/07/2017 |  |  |  |  | NO | NO |  |  |  |  | GE MEDICAL SYSTEMS 10725597 RT917120144SA |  |  | Active |  | 99:99:99:99:99:99 |  | Accessory | PAAR:00-PVAR | 10/31/2019 |  | COOPER UNIVERSITY HOSPITAL |  |  |  | 0012158692 | BYRON WELLS | Performance Verification | Closed | Richard Jolly | 09/14/2017 | 09/14/2017 | INCOMING INVENTORY | DEVICE INVENTORIED | BAC14A55-A97C-4C9F-86C5-74D5EF487FD3 | Labor | 09/14/2017 | 09/14/2017 | Bonnie Aichroth
|  | GE MEDICAL SYSTEMS | GE MEDICAL SYSTEMS APEXPRO CH TRANSMITTER |  | RT917120240SA | INCU - KELEMEN S10 |  |  |  | 06/07/2017 |  |  |  |  | NO | NO |  |  |  |  | GE MEDICAL SYSTEMS 10725595 RT917120240SA |  |  | Active |  | 99:99:99:99:99:99 |  | Accessory | PAAR:00-PVAR | 10/31/2019 |  | COOPER UNIVERSITY HOSPITAL |  |  | S 10 | 0012157817 | Lisa Brooks | Performance Verification | Closed | Richard Jolly | 09/13/2017 | 09/13/2017 | INCOMING INVENTORY | DEVICE INVENTORIED | 028380CA-9554-4F65-88F3-E7A63EE71B0C | Labor | 09/13/2017 | 09/13/2017 | Bonnie Aichroth
|  | GE MEDICAL SYSTEMS | GE MEDICAL SYSTEMS APEXPRO CH TRANSMITTER |  | RT917120224SA | INCU - KELEMEN S10 |  |  |  | 06/07/2017 |  |  |  |  | NO | NO |  |  |  |  | GE MEDICAL SYSTEMS 10725594 RT917120224SA |  |  | Active |  | 99:99:99:99:99:99 |  | Accessory | PAAR:00-PVAR | 10/31/2019 |  | COOPER UNIVERSITY HOSPITAL |  |  | S 10 | 0012157808 | Lisa Brooks | Performance Verification | Closed | Richard Jolly | 09/13/2017 | 09/13/2017 | INCOMING INVENTORY | DEVICE INVENTORIED | 03679410-1632-47FC-89DD-D476F9A5841B | Labor | 09/13/2017 | 09/13/2017 | Bonnie Aichroth
|  | GE MEDICAL SYSTEMS | GE MEDICAL SYSTEMS APEXPRO CH TRANSMITTER |  | RT917120218SA | INCU - KELEMEN S10 |  |  |  | 06/07/2017 |  |  |  |  | NO | NO |  |  |  |  | GE MEDICAL SYSTEMS 10725593 RT917120218SA |  |  | Disposition |  | 99:99:99:99:99:99 |  | Accessory | PAAR:00-PVAR | 10/16/2019 |  | COOPER UNIVERSITY HOSPITAL |  |  | S 10 | 0012157792 | Lisa Brooks | Performance Verification | Closed | Richard Jolly | 09/13/2017 | 09/13/2017 | INCOMING INVENTORY | DEVICE INVENTORIED | 8A932581-5FFC-4F00-8C49-BF336801D37C | Labor | 09/13/2017 | 09/13/2017 | Bonnie Aichroth
|  | GE MEDICAL SYSTEMS | GE MEDICAL SYSTEMS APEXPRO CH TRANSMITTER |  | RT917120207SA | INCU - KELEMEN S10 |  |  |  | 06/07/2017 |  |  |  |  | NO | NO |  |  |  |  | GE MEDICAL SYSTEMS 10725592 RT917120207SA |  |  | Active |  | 99:99:99:99:99:99 |  | Accessory | PAAR:00-PVAR | 10/31/2019 |  | COOPER UNIVERSITY HOSPITAL |  |  | S 10 | 0012157788 | Lisa Brooks | Performance Verification | Closed | Richard Jolly | 09/13/2017 | 09/13/2017 | INCOMING INVENTORY | DEVICE INVENTORIED | BEB3D47C-E168-438B-A8A5-1D260A800868 | Labor | 09/13/2017 | 09/13/2017 | Bonnie Aichroth
|  | GE MEDICAL SYSTEMS | GE MEDICAL SYSTEMS APEXPRO CH TRANSMITTER |  | RT917120194SA | INCU - KELEMEN S10 |  |  |  | 06/07/2017 |  |  |  |  | NO | NO |  |  |  |  | GE MEDICAL SYSTEMS 10725590 RT917120194SA |  |  | Active |  | 99:99:99:99:99:99 |  | Accessory | PAAR:00-PVAR | 10/31/2019 |  | COOPER UNIVERSITY HOSPITAL |  |  | S 10 | 0012157780 | Lisa Brooks | Performance Verification | Closed | Richard Jolly | 09/13/2017 | 09/13/2017 | INCOMING INVENTORY | DEVICE INVENTORIED | C51ED567-D779-441E-A296-D03C42448CDC | Labor | 09/13/2017 | 09/13/2017 | Bonnie Aichroth
|  | GE MEDICAL SYSTEMS | GE MEDICAL SYSTEMS APEXPRO CH TRANSMITTER |  | RT917120193SA | INCU - KELEMEN S10 |  |  |  | 06/07/2017 |  |  |  |  | NO | NO |  |  |  |  | GE MEDICAL SYSTEMS 10725589 RT917120193SA |  |  | Disposition |  | 99:99:99:99:99:99 |  | Accessory | PAAR:00-PVAR | 10/16/2019 |  | COOPER UNIVERSITY HOSPITAL |  |  | S 10 | 0012157777 | Lisa Brooks | Performance Verification | Closed | Richard Jolly | 09/13/2017 | 09/13/2017 | INCOMING INVENTORY | DEVICE INVENTORIED | 455C3FE2-C964-4A6D-AF64-A42215E9824A | Labor | 09/13/2017 | 09/13/2017 | Bonnie Aichroth
|  | GE MEDICAL SYSTEMS | GE MEDICAL SYSTEMS APEXPRO CH TRANSMITTER |  | RT917120192SA | INCU - KELEMEN S10 |  |  |  | 06/07/2017 |  |  |  |  | NO | NO |  |  |  |  | GE MEDICAL SYSTEMS 10725588 RT917120192SA |  |  | Active |  | 99:99:99:99:99:99 |  | Accessory | PAAR:00-PVAR | 10/31/2019 |  | COOPER UNIVERSITY HOSPITAL |  |  | S 10 | 0012157674 | Lisa Brooks | Preventative Maintenance | Closed | Bonnie Aichroth | 09/13/2017 | 09/13/2017 | PERFORMANCE ASSURANCE AT INVENTORY | INVENTORIED DEVICE AND ENSURED DEVICE WAS FUNCTIONING PROPERLY. | ED06593F-7CA5-46E9-97BF-BFD90035B2B7 | Labor | 06/07/2017 | 06/07/2017 | Richard Jolly
|  | GE MEDICAL SYSTEMS | GE MEDICAL SYSTEMS APEXPRO CH TRANSMITTER |  | RT917120190SA | INCU - KELEMEN S10 |  |  |  | 06/07/2017 |  |  |  |  | NO | NO |  |  |  |  | GE MEDICAL SYSTEMS 10725586 RT917120190SA |  |  | Disposition |  | 99:99:99:99:99:99 |  | Accessory | PAAR:00-PVAR | 10/16/2019 |  | COOPER UNIVERSITY HOSPITAL |  |  | S 10 | 0012157660 | Lisa Brooks | Preventative Maintenance | Closed | Richard Jolly | 09/13/2017 | 09/13/2017 | PERFORMANCE ASSURANCE AT INVENTORY | INVENTORIED DEVICE AND ENSURED DEVICE WAS FUNCTIONING PROPERLY. | E39D10DD-0785-4343-8AD3-4E59012C880B | Labor | 06/07/2017 | 06/07/2017 | Richard Jolly
|  | GE MEDICAL SYSTEMS | GE MEDICAL SYSTEMS APEXPRO CH TRANSMITTER |  | RT917120191SA | INCU - KELEMEN S10 |  |  |  | 06/07/2017 |  |  |  |  | NO | NO |  |  |  |  | GE MEDICAL SYSTEMS 10725587 RT917120191SA |  |  | Active |  | 99:99:99:99:99:99 |  | Accessory | PAAR:00-PVAR | 10/31/2019 |  | COOPER UNIVERSITY HOSPITAL |  |  | S 10 | 0012157666 | Lisa Brooks | Performance Verification | Closed | Richard Jolly | 09/13/2017 | 09/13/2017 | INCOMING INVENTORY | DEVICE INVENTORIED | 4CBBD34D-657F-4CC1-BB2E-EE564073080C | Labor | 09/13/2017 | 09/13/2017 | Bonnie Aichroth
|  | GE MEDICAL SYSTEMS | GE MEDICAL SYSTEMS APEXPRO CH TRANSMITTER |  | RT917120189SA | INCU - KELEMEN S10 |  |  |  | 06/07/2017 |  |  |  |  | NO | NO |  |  |  |  | GE MEDICAL SYSTEMS 10725585 RT917120189SA |  |  | Active |  | 99:99:99:99:99:99 |  | Accessory | PAAR:00-PVAR | 10/31/2019 |  | COOPER UNIVERSITY HOSPITAL |  |  | S 10 | 0012157656 | Lisa Brooks | Preventative Maintenance | Closed | Richard Jolly | 09/13/2017 | 09/13/2017 | PERFORMANCE ASSURANCE AT INVENTORY | INVENTORIED DEVICE AND ENSURED DEVICE WAS FUNCTIONING PROPERLY. | 5EBAC79E-A858-40F0-82BB-2F1140E2E5A7 | Labor | 06/07/2017 | 06/07/2017 | Richard Jolly
|  | GE MEDICAL SYSTEMS | GE MEDICAL SYSTEMS APEXPRO CH TRANSMITTER |  | RT917120185SA | INCU - KELEMEN S10 |  |  |  | 06/07/2017 |  |  |  |  | NO | NO |  |  |  |  | GE MEDICAL SYSTEMS 10725584 RT917120185SA |  |  | Disposition |  | 99:99:99:99:99:99 |  | Accessory | PAAR:00-PVAR | 10/16/2019 |  | COOPER UNIVERSITY HOSPITAL |  |  | S 10 | 0012157650 | Lisa Brooks | Performance Verification | Closed | Richard Jolly | 09/13/2017 | 09/13/2017 | INCOMING INVENTORY | DEVICE INVENTORIED | 7ADE06FE-661C-4BC1-BA3F-22FB5172D1B5 | Labor | 09/13/2017 | 09/13/2017 | Bonnie Aichroth
|  | GE MEDICAL SYSTEMS | GE MEDICAL SYSTEMS APEXPRO CH TRANSMITTER |  | RT917120175SA | INCU - KELEMEN S10 |  |  |  | 06/07/2017 |  |  |  |  | NO | NO |  |  |  |  | GE MEDICAL SYSTEMS 10725582 RT917120175SA |  |  | Disposition |  | 99:99:99:99:99:99 |  | Accessory | PAAR:00-PVAR | 10/16/2019 |  | COOPER UNIVERSITY HOSPITAL |  |  | s10 | 0012157565 | Lisa Brooks | Performance Verification | Closed | Richard Jolly | 09/13/2017 | 09/13/2017 | INCOMING INVENTORY | DEVICE INVENTORIED | 7A53F3D2-C1DA-40FF-BDFD-6BBCB3E45789 | Labor | 09/13/2017 | 09/13/2017 | Bonnie Aichroth
|  | GE MEDICAL SYSTEMS | GE MEDICAL SYSTEMS APEXPRO CH TRANSMITTER |  | RT917120141SA | INCU - KELEMEN S10 |  |  |  | 06/07/2017 |  |  |  |  | NO | NO |  |  |  |  | GE MEDICAL SYSTEMS 10725580 RT917120141SA |  |  | Disposition |  | 99:99:99:99:99:99 |  | Accessory | PAAR:00-PVAR | 10/16/2019 |  | COOPER UNIVERSITY HOSPITAL |  |  | s10 | 0012157530 | Lisa Brooks | Performance Verification | Closed | Richard Jolly | 09/13/2017 | 09/13/2017 | INCOMING INVENTORY | DEVICE INVENTORIED | B129B6D1-C9A9-41C4-9712-FAC864B64124 | Labor | 09/13/2017 | 09/13/2017 | Bonnie Aichroth
|  | GE MEDICAL SYSTEMS | GE MEDICAL SYSTEMS APEXPRO CH TRANSMITTER |  | RT917120169SA | INCU - KELEMEN S10 |  |  |  | 06/07/2017 |  |  |  |  | NO | NO |  |  |  |  | GE MEDICAL SYSTEMS 10725581 RT917120169SA |  |  | Disposition |  | 99:99:99:99:99:99 |  | Accessory | PAAR:00-PVAR | 10/16/2019 |  | COOPER UNIVERSITY HOSPITAL |  |  | s10 | 0012157560 | Lisa Brooks | Preventative Maintenance | Closed | Richard Jolly | 09/13/2017 | 09/13/2017 | PERFORMANCE ASSURANCE AT INVENTORY | INVENTORIED DEVICE AND ENSURED DEVICE WAS FUNCTIONING PROPERLY. | D794DC81-AEFB-4960-BFB5-7DF7121FC6B5 | Labor | 06/07/2017 | 06/07/2017 | Richard Jolly
|  | GE MEDICAL SYSTEMS | GE MEDICAL SYSTEMS APEXPRO CH TRANSMITTER |  | RT917120187SA | MED/SURG 6 PAVILION |  |  |  | 06/07/2017 |  |  |  |  | NO | NO |  |  |  |  | GE MEDICAL SYSTEMS 10725578 RT917120187SA |  |  | Active |  | 99:99:99:99:99:99 |  | Accessory | PAAR:00-PVAR | 10/31/2019 |  | COOPER UNIVERSITY HOSPITAL |  |  |  | 0011746314 | BRIAN OSHAUGHNESSY | Preventative Maintenance | Closed | Bonnie Aichroth | 06/08/2017 | 06/08/2017 | PERFORMANCE ASSURANCE AT INVENTORY | INVENTORIED DEVICE AND ENSURED DEVICE WAS FUNCTIONING PROPERLY. | 3DEF066A-6E4B-47C4-85C8-A61BA437B4A6 | Labor | 06/07/2017 | 06/07/2017 | Michael Youch
|  | GE MEDICAL SYSTEMS | GE MEDICAL SYSTEMS APEXPRO CH TRANSMITTER |  | RT917120138SA | MED/SURG 6 PAVILION |  |  |  | 06/07/2017 |  |  |  |  | NO | NO |  |  |  |  | GE MEDICAL SYSTEMS 10725573 RT917120138SA |  |  | Active |  | 99:99:99:99:99:99 |  | Accessory | PAAR:00-PVAR | 10/31/2019 |  | COOPER UNIVERSITY HOSPITAL |  |  |  | 0011746302 | BRIAN OSHAUGHNESSY | Performance Verification | Closed | Bonnie Aichroth | 06/08/2017 | 06/08/2017 | INCOMING INVENTORY | DEVICE INVENTORIED | D7756C1B-02E6-41B8-A19F-076DDB9E9136 | Labor | 06/08/2017 | 06/08/2017 | Bonnie Aichroth
|  | GE MEDICAL SYSTEMS | GE MEDICAL SYSTEMS APEXPRO CH TRANSMITTER |  | RT917130007SA | MED/SURG 6 PAVILION |  |  |  | 06/07/2017 |  |  |  |  | NO | NO |  |  |  |  | GE MEDICAL SYSTEMS 10725574 RT917130007SA |  |  | Active |  | 99:99:99:99:99:99 |  | Accessory | PAAR:00-PVAR | 10/31/2019 |  | COOPER UNIVERSITY HOSPITAL |  |  |  | 0011746304 | BRIAN OSHAUGHNESSY | Performance Verification | Closed | Bonnie Aichroth | 06/08/2017 | 06/08/2017 | INCOMING INVENTORY | DEVICE INVENTORIED | 18A3F0C9-764E-4731-8148-58E4165CB98C | Labor | 06/08/2017 | 06/08/2017 | Bonnie Aichroth
|  | GE MEDICAL SYSTEMS | GE MEDICAL SYSTEMS APEXPRO CH TRANSMITTER |  | RT917130006SA | MED/SURG 6 PAVILION |  |  |  | 06/07/2017 |  |  |  |  | NO | NO |  |  |  |  | GE MEDICAL SYSTEMS 10725575 RT917130006SA |  |  | Active |  | 99:99:99:99:99:99 |  | Accessory | PAAR:00-PVAR | 10/31/2019 |  | COOPER UNIVERSITY HOSPITAL |  |  |  | 0011746306 | BRIAN OSHAUGHNESSY | Performance Verification | Closed | Bonnie Aichroth | 06/08/2017 | 06/08/2017 | INCOMING INVENTORY | DEVICE INVENTORIED | D633849B-3443-4227-BD1D-E3544B442A70 | Labor | 06/08/2017 | 06/08/2017 | Bonnie Aichroth
|  | GE MEDICAL SYSTEMS | GE MEDICAL SYSTEMS APEXPRO CH TRANSMITTER |  | RT917130002SA | MED/SURG 6 PAVILION |  |  |  | 06/07/2017 |  |  |  |  | NO | NO |  |  |  |  | GE MEDICAL SYSTEMS 10725577 RT917130002SA |  |  | Active |  | 99:99:99:99:99:99 |  | Accessory | PAAR:00-PVAR | 10/31/2019 |  | COOPER UNIVERSITY HOSPITAL |  |  |  | 0011746312 | BRIAN OSHAUGHNESSY | Preventative Maintenance | Closed | Bonnie Aichroth | 06/08/2017 | 06/08/2017 | PERFORMANCE ASSURANCE AT INVENTORY | INVENTORIED DEVICE AND ENSURED DEVICE WAS FUNCTIONING PROPERLY. | 857B0D89-856C-4FF3-9177-ED038A9D8A41 | Labor | 06/07/2017 | 06/07/2017 | Michael Youch
|  | GE MEDICAL SYSTEMS | GE MEDICAL SYSTEMS APEXPRO CH TRANSMITTER |  | RT917120222SA | MED/SURG 6 PAVILION |  |  |  | 06/07/2017 |  |  |  |  | NO | NO |  |  |  |  | GE MEDICAL SYSTEMS 10725576 RT917120222SA |  |  | Active |  | 99:99:99:99:99:99 |  | Accessory | PAAR:00-PVAR | 10/31/2019 |  | COOPER UNIVERSITY HOSPITAL |  |  |  | 0011746309 | BRIAN OSHAUGHNESSY | Preventative Maintenance | Closed | Bonnie Aichroth | 06/08/2017 | 06/08/2017 | PERFORMANCE ASSURANCE AT INVENTORY | INVENTORIED DEVICE AND ENSURED DEVICE WAS FUNCTIONING PROPERLY. | A77C2FEF-6FD8-4508-8A55-21C97D8F3642 | Labor | 06/07/2017 | 06/07/2017 | Michael Youch
|  | GE MEDICAL SYSTEMS | GE MEDICAL SYSTEMS APEXPRO CH TRANSMITTER |  | RT917120161SA | MED/SURG 6 PAVILION |  |  |  | 06/07/2017 |  |  |  |  | NO | NO |  |  |  |  | GE MEDICAL SYSTEMS 10725572 RT917120161SA |  |  | Active |  | 99:99:99:99:99:99 |  | Accessory | PAAR:00-PVAR | 10/31/2019 |  | COOPER UNIVERSITY HOSPITAL |  |  |  | 0011746299 | BRIAN OSHAUGHNESSY | Performance Verification | Closed | Bonnie Aichroth | 06/08/2017 | 06/08/2017 | INCOMING INVENTORY | DEVICE INVENTORIED | 35D3B497-B75A-43F2-8C3F-7B4BE7D73835 | Labor | 06/08/2017 | 06/08/2017 | Bonnie Aichroth
|  | GE MEDICAL SYSTEMS | GE MEDICAL SYSTEMS APEXPRO CH TRANSMITTER |  | RT917120227SA | MED/SURG 6 PAVILION |  |  |  | 06/07/2017 |  |  |  |  | NO | NO |  |  |  |  | GE MEDICAL SYSTEMS 10725570 RT917120227SA |  |  | Active |  | 99:99:99:99:99:99 |  | Accessory | PAAR:00-PVAR | 10/31/2019 |  | COOPER UNIVERSITY HOSPITAL |  |  |  | 0011746293 | BRIAN OSHAUGHNESSY | Performance Verification | Closed | Bonnie Aichroth | 06/08/2017 | 06/08/2017 | INCOMING INVENTORY | DEVICE INVENTORIED | 1141C2FC-119C-4551-A2A5-1BBEF5F586C9 | Labor | 06/08/2017 | 06/08/2017 | Bonnie Aichroth
|  | GE MEDICAL SYSTEMS | GE MEDICAL SYSTEMS APEXPRO CH TRANSMITTER |  | RT912486521GA | KELEMEN 8 PCU |  |  |  | 01/13/2016 |  |  |  |  | NO | NO |  |  |  |  | GE MEDICAL SYSTEMS 10369485 RT912486521GA |  |  | Disposition |  | 99:99:99:99:99:99 |  | Accessory | PAAR:00-PVAR | 11/01/2019 |  | COOPER UNIVERSITY HOSPITAL |  |  | PCU TELE ROOM |  | BYRON WELLS
|  | GE MEDICAL SYSTEMS | GE MEDICAL SYSTEMS APEXPRO CH TRANSMITTER |  | RT911175919GA | CARDIAC CATH LAB |  |  |  | 01/01/1900 |  |  |  |  | NO | NO |  |  |  |  | GE MEDICAL SYSTEMS 10369230 RT911175919GA |  |  | Disposition |  | 99:99:99:99:99:99 |  | Accessory | PAAR:00-PVAR | 11/02/2019 |  | COOPER UNIVERSITY HOSPITAL |  |  | CNL | WOT00000000945416 | LINDA BEAN | Disposition | Closed | Stephen Zubrzycki | 05/22/2018 | 06/25/2018 | Equipment Disposition | CNL unit. Dept said they only have 5 transmitters and I found all of them. | EXP0609725 | Labor | 05/22/2018 | 05/22/2018 | Stephen Zubrzycki
|  | GE MEDICAL SYSTEMS | GE MEDICAL SYSTEMS APEXPRO CH TRANSMITTER |  | RT911175924GA | CARDIAC CATH LAB |  |  |  | 01/01/1900 |  |  |  |  | NO | NO |  |  |  |  | GE MEDICAL SYSTEMS 10369226 RT911175924GA |  |  | Disposition |  | 99:99:99:99:99:99 |  | Accessory | PAAR:00-PVAR | 11/02/2019 |  | COOPER UNIVERSITY HOSPITAL |  |  | CNL | WOT00000000945415 | LINDA BEAN | Disposition | Closed | Stephen Zubrzycki | 05/22/2018 | 06/25/2018 | Equipment Disposition | CNL unit. Dept said they only have 5 transmitters and I found all of them. | EXP0609719 | Labor | 05/22/2018 | 05/22/2018 | Stephen Zubrzycki
|  | GE MEDICAL SYSTEMS | GE MEDICAL SYSTEMS APEXPRO CH TRANSMITTER |  | RT914307642GA | CARDIAC CATH LAB |  |  |  | 06/24/2014 |  |  |  |  | NO | NO |  |  |  |  | GE MEDICAL SYSTEMS 10369225 RT914307642GA |  |  | Disposition |  | 99:99:99:99:99:99 |  | Accessory | PAAR:00-PVAR | 11/01/2019 |  | COOPER UNIVERSITY HOSPITAL |  |  | Disposition | WOT00000001565192 | LINDA BEAN | Cyber Remediation | Closed | Stephen Zubrzycki | 10/11/2018 | 10/12/2018 | SFT000240 GE Apex Pro Wannacry Patch | This activity was created in error. Only the CIC devices should have received WOs. A new Activity will be issued for ONLY the Apex Pro CIC devices Updated by: Annette Richard This activity was created in error. Only the CIC devices should have received WOs. A new Activity will be issued for ONLY the Apex Pro CIC devices Updated by: Annette Richard
|  | GE MEDICAL SYSTEMS | GE MEDICAL SYSTEMS APEXPRO CH TRANSMITTER |  | RT911175917GA | CARDIAC CATH LAB |  |  |  | 01/01/1900 |  |  |  |  | NO | NO |  |  |  |  | GE MEDICAL SYSTEMS 10369224 RT911175917GA |  |  | Disposition |  | 99:99:99:99:99:99 |  | Accessory | PAAR:00-PVAR | 11/02/2019 |  | COOPER UNIVERSITY HOSPITAL |  |  | CNL | WOT00000000945392 | LINDA BEAN | Disposition | Closed | Stephen Zubrzycki | 05/22/2018 | 06/25/2018 | Equipment Disposition | CNL locate this trasmitter for 2 years. Dept verified that they only have 5 transmitters and I found all 5. | EXP0609496 | Labor | 05/22/2018 | 05/22/2018 | Stephen Zubrzycki
|  | GE MEDICAL SYSTEMS | GE MEDICAL SYSTEMS APEXPRO CH TRANSMITTER |  | RT914307643GA | CARDIAC CATH LAB |  |  |  | 06/24/2014 |  |  |  |  | NO | NO |  |  |  |  | GE MEDICAL SYSTEMS 10369223 RT914307643GA |  |  | Disposition |  | 99:99:99:99:99:99 |  | Accessory | PAAR:00-PVAR | 11/02/2019 |  | COOPER UNIVERSITY HOSPITAL |  |  | Disposition | WOT00000001565352 | LINDA BEAN | Cyber Remediation | Closed | Stephen Zubrzycki | 10/11/2018 | 10/12/2018 | SFT000240 GE Apex Pro Wannacry Patch | This activity was created in error. Only the CIC devices should have received WOs. A new Activity will be issued for ONLY the Apex Pro CIC devices Updated by: Annette Richard This activity was created in error. Only the CIC devices should have received WOs. A new Activity will be issued for ONLY the Apex Pro CIC devices Updated by: Annette Richard
|  | GE MEDICAL SYSTEMS | GE MEDICAL SYSTEMS APEXPRO CH TRANSMITTER |  | RT914307641GA | CARDIAC CATH LAB |  |  |  | 06/24/2014 |  |  |  |  | NO | NO |  |  |  |  | GE MEDICAL SYSTEMS 10369222 RT914307641GA |  |  | Disposition |  | 99:99:99:99:99:99 |  | Accessory | PAAR:00-PVAR | 11/02/2019 |  | COOPER UNIVERSITY HOSPITAL |  |  | CNL | WOT00000000945384 | LINDA BEAN | Disposition | Closed | Stephen Zubrzycki | 05/22/2018 | 06/25/2018 | Equipment Disposition | CNL locate this trasmitter for 2 years. Dept verified that they only have 5 transmitters and I found all 5. | EXP0609466 | Labor | 05/22/2018 | 05/22/2018 | Stephen Zubrzycki
|  | GE MEDICAL SYSTEMS | GE MEDICAL SYSTEMS APEXPRO CH TRANSMITTER |  | RT913078213GA | KELEMEN 8 PCU |  |  |  | 11/02/2019 |  |  |  |  | NO | NO |  |  |  |  | GE MEDICAL SYSTEMS 30244809 RT913078213GA |  |  | Disposition |  | 99:99:99:99:99:99 |  | Accessory | PAAR:00-PVAR | 11/02/2019 | 11/02/2019 | COOPER UNIVERSITY HOSPITAL |  |  | monitor room 8540 |  | BYRON WELLS |  |  |  | 11/02/2019 | 11/02/2019 |  |  |  |  | 11/02/2019 | 11/02/2019
|  | GE MEDICAL SYSTEMS | GE MEDICAL SYSTEMS APEXPRO CH TRANSMITTER |  | RT914307650GA | NEURO/ORTHO/MEDSURG/7 PAV |  |  |  | 11/02/2019 |  |  |  |  | NO | NO |  |  |  |  | GE MEDICAL SYSTEMS 30149569 RT914307650GA |  |  | Active |  | 99:99:99:99:99:99 |  | Accessory | PAAR:00-PVAR | 11/02/2019 | 11/02/2019 | COOPER UNIVERSITY HOSPITAL |  |  | NURSE STATION |  | Pam Young |  |  |  | 11/02/2019 | 11/02/2019 |  |  |  |  | 11/02/2019 | 11/02/2019
|  | GE MEDICAL SYSTEMS | GE MEDICAL SYSTEMS APEXPRO CH TRANSMITTER |  | RT913078214GA | KELEMEN 8 PCU |  |  |  | 02/25/2013 |  |  |  |  | NO | NO |  |  |  |  | GE MEDICAL SYSTEMS 10347640 RT913078214GA |  |  | Disposition |  | 99:99:99:99:99:99 |  | Accessory | PAAR:00-PVAR | 11/02/2019 |  | COOPER UNIVERSITY HOSPITAL |  |  | 8636 MONITOR ROOM | WOT00000000533657 | BYRON WELLS | Disposition | Closed | Michael Youch | 02/08/2018 | 05/14/2019 | Bulk Disposition CNL | Equipment was lost by department and was replaced. | EXP2919881 | Labor | 05/14/2019 | 05/14/2019 | Michael Youch
|  | GE MEDICAL SYSTEMS | GE MEDICAL SYSTEMS APEXPRO CH TRANSMITTER |  | JOTTO293GP | INCU - KELEMEN S10 |  |  |  | 01/01/1900 |  |  |  |  | NO | NO |  |  |  |  | GE MEDICAL SYSTEMS 10347638 JOTTO293GP |  |  | Active |  | 99:99:99:99:99:99 |  | Accessory | PAAR:00-PVAR | 11/02/2019 |  | COOPER UNIVERSITY HOSPITAL |  |  |  | WOT00000001565297 | Lisa Brooks | Cyber Remediation | Closed | Michael Youch | 10/11/2018 | 10/12/2018 | SFT000240 GE Apex Pro Wannacry Patch | This activity was created in error. Only the CIC devices should have received WOs. A new Activity will be issued for ONLY the Apex Pro CIC devices Updated by: Annette Richard This activity was created in error. Only the CIC devices should have received WOs. A new Activity will be issued for ONLY the Apex Pro CIC devices Updated by: Annette Richard
|  | GE MEDICAL SYSTEMS | GE MEDICAL SYSTEMS APEXPRO CH TRANSMITTER |  | RT909096152GA | KELEMEN 8 PCU |  |  |  | 11/02/2019 |  |  |  |  | NO | NO |  |  |  |  | GE MEDICAL SYSTEMS 30146352 RT909096152GA |  |  | Active |  | 99:99:99:99:99:99 |  | Accessory | PAAR:00-PVAR | 11/02/2019 | 11/02/2019 | COOPER UNIVERSITY HOSPITAL |  |  | MONITOR ROOM |  | BYRON WELLS |  |  |  | 11/02/2019 | 11/02/2019 |  |  |  |  | 11/02/2019 | 11/02/2019
|  | GE MEDICAL SYSTEMS | GE MEDICAL SYSTEMS APEXPRO CH TRANSMITTER |  | KOTT04960GP | KELEMEN 8 PCU |  |  |  | 10/16/2019 |  |  |  |  | NO | NO |  |  |  |  | GE MEDICAL SYSTEMS 30144994 KOTT04960GP |  |  | Disposition |  |  |  | Accessory | PAAR:00-PVAR | 10/16/2019 | 10/16/2019 | COOPER UNIVERSITY HOSPITAL |  |  | PCU |  | BYRON WELLS |  |  |  | 10/16/2019 | 10/16/2019 |  |  |  |  | 10/16/2019 | 10/16/2019
|  | GE MEDICAL SYSTEMS | GE MEDICAL SYSTEMS APEXPRO CH TRANSMITTER |  | B4TT6701G | KELEMEN 8 PCU |  |  |  | 10/16/2019 |  |  |  |  | NO | NO |  |  |  |  | GE MEDICAL SYSTEMS 30144993 B4TT6701G |  |  | Disposition |  | 99:99:99:99:99:99 |  | Accessory | PAAR:00-PVAR | 10/16/2019 | 10/16/2019 | COOPER UNIVERSITY HOSPITAL |  |  | PCU |  | BYRON WELLS |  |  |  | 10/16/2019 | 10/16/2019 |  |  |  |  | 10/16/2019 | 10/16/2019
|  | GE MEDICAL SYSTEMS | GE MEDICAL SYSTEMS APEXPRO CH TRANSMITTER |  | RT913078215GA | KELEMEN 8 PCU |  |  |  | 02/25/2013 |  |  |  |  | NO | NO |  |  |  |  | GE MEDICAL SYSTEMS 10347519 RT913078215GA |  |  | Disposition |  | 99:99:99:99:99:99 |  | Accessory | PAAR:00-PVAR | 11/02/2019 |  | COOPER UNIVERSITY HOSPITAL |  |  |  | WOT00000000533658 | BYRON WELLS | Disposition | Closed | Michael Youch | 02/08/2018 | 05/14/2019 | Bulk Disposition CNL | Equipment was lost by department and was replaced. | EXP2919635 | Labor | 05/14/2019 | 05/14/2019 | Michael Youch
|  | GE MEDICAL SYSTEMS | GE MEDICAL SYSTEMS APEXPRO CH TRANSMITTER |  | RT909471673GA | MED/SURG 6 PAVILION |  |  |  | 11/02/2019 |  |  |  |  | NO | NO |  |  |  |  | GE MEDICAL SYSTEMS 30144377 RT909471673GA |  |  | Disposition |  | 99:99:99:99:99:99 |  | Accessory | PAAR:00-PVAR | 11/02/2019 | 11/02/2019 | COOPER UNIVERSITY HOSPITAL |  |  | MED SURG 6 PAV | WOT00000000533541 | BRIAN OSHAUGHNESSY | Disposition | Closed | Michael Youch | 11/02/2019 | 11/02/2019 | Bulk Disposition CNL | Dispositioned Dispositioned from Work Order Task WOT00000000533541 CEID: 30144377 | EXP2947008 | Labor | 11/02/2019 | 11/02/2019 | Michael Youch
|  | GE MEDICAL SYSTEMS | GE MEDICAL SYSTEMS APEXPRO CH TRANSMITTER |  | RT906529399GA? | MED/SURG 6 PAVILION |  |  |  | 11/02/2019 |  |  |  |  | NO | NO |  |  |  |  | GE MEDICAL SYSTEMS 30144376 RT906529399GA? |  |  | Disposition |  | 99:99:99:99:99:99 |  | Accessory | PAAR:00-PVAR | 11/02/2019 | 11/02/2019 | COOPER UNIVERSITY HOSPITAL |  |  | MED SURG 6 PAV | WOT00000000533505 | BRIAN OSHAUGHNESSY | Disposition | Closed | Michael Youch | 11/02/2019 | 11/02/2019 | Bulk Disposition CNL | dis-positioned Dispositioned from Work Order Task WOT00000000533505 CEID: 30144376 | EXP2950043 | Labor | 11/02/2019 | 11/02/2019 | Michael Youch
|  | GE MEDICAL SYSTEMS | GE MEDICAL SYSTEMS APEXPRO CH TRANSMITTER |  | RT914307670GA | MED/SURG 6 PAVILION |  |  |  | 11/02/2019 |  |  |  |  | NO | NO |  |  |  |  | GE MEDICAL SYSTEMS 30144375 RT914307670GA |  |  | Disposition |  | 99:99:99:99:99:99 |  | Accessory | PAAR:00-PVAR | 11/02/2019 | 11/02/2019 | COOPER UNIVERSITY HOSPITAL |  |  | P661 | WOT00000000533678 | BRIAN OSHAUGHNESSY | Disposition | Closed | Michael Youch | 11/02/2019 | 11/02/2019 | Bulk Disposition CNL | Dispositioned Dispositioned from Work Order Task WOT00000002204202 CEID: 30144375 | EXP2947000 | Labor | 11/02/2019 | 11/02/2019 | Michael Youch
|  | GE MEDICAL SYSTEMS | GE MEDICAL SYSTEMS APEXPRO CH TRANSMITTER |  | RT909471692GA | MED/SURG 6 PAVILION |  |  |  | 11/02/2019 |  |  |  |  | NO | NO |  |  |  |  | GE MEDICAL SYSTEMS 30144373 RT909471692GA |  |  | Disposition |  | 99:99:99:99:99:99 |  | Accessory | PAAR:00-PVAR | 11/02/2019 | 11/02/2019 | COOPER UNIVERSITY HOSPITAL |  |  | PAV6 |  | BRIAN OSHAUGHNESSY |  |  |  | 11/02/2019 | 11/02/2019 |  |  |  |  | 11/02/2019 | 11/02/2019
|  | GE MEDICAL SYSTEMS | GE MEDICAL SYSTEMS APEXPRO CH TRANSMITTER |  | RT909471704GA | INCU - KELEMEN S10 |  |  |  | 11/02/2019 |  |  |  |  | NO | NO |  |  |  |  | GE MEDICAL SYSTEMS 30144374 RT909471704GA |  |  | Disposition |  | 99:99:99:99:99:99 |  | Accessory | PAAR:00-PVAR | 11/02/2019 | 11/02/2019 | COOPER UNIVERSITY HOSPITAL |  |  | PCU | WOT00000001565205 | Lisa Brooks | Cyber Remediation | Closed | Michael Youch | 11/02/2019 | 11/02/2019 | SFT000240 GE Apex Pro Wannacry Patch | This activity was created in error. Only the CIC devices should have received WOs. A new Activity will be issued for ONLY the Apex Pro CIC devices Updated by: Annette Richard This activity was created in error. Only the CIC devices should have received WOs. A new Activity will be issued for ONLY the Apex Pro CIC devices Updated by: Annette Richard |  |  | 11/02/2019 | 11/02/2019
|  | GE MEDICAL SYSTEMS | GE MEDICAL SYSTEMS APEXPRO CH TRANSMITTER |  | RT909471700GA | MED/SURG 6 PAVILION |  |  |  | 11/02/2019 |  |  |  |  | NO | NO |  |  |  |  | GE MEDICAL SYSTEMS 30144372 RT909471700GA |  |  | Disposition |  | 99:99:99:99:99:99 |  | Accessory | PAAR:00-PVAR | 11/02/2019 | 11/02/2019 | COOPER UNIVERSITY HOSPITAL |  |  |  | WOT00000000533543 | BRIAN OSHAUGHNESSY | Disposition | Closed | Michael Youch | 11/02/2019 | 11/02/2019 | Bulk Disposition CNL | dis-positioned Dispositioned from Work Order Task WOT00000000533543 CEID: 30144372 | EXP2950018 | Labor | 11/02/2019 | 11/02/2019 | Michael Youch
|  | GE MEDICAL SYSTEMS | GE MEDICAL SYSTEMS APEXPRO CH TRANSMITTER |  | RT914307672GA | MED/SURG 6 PAVILION |  |  |  | 11/02/2019 |  |  |  |  | NO | NO |  |  |  |  | GE MEDICAL SYSTEMS 30144371 RT914307672GA |  |  | Disposition |  | 99:99:99:99:99:99 |  | Accessory | PAAR:00-PVAR | 11/02/2019 | 11/02/2019 | COOPER UNIVERSITY HOSPITAL |  |  | P6 | WOT00000000533679 | BRIAN OSHAUGHNESSY | Disposition | Closed | Michael Youch | 11/02/2019 | 11/02/2019 | Bulk Disposition CNL | Dispositioned Dispositioned from Work Order Task WOT00000000533679 CEID: 30144371 | EXP2946993 | Labor | 11/02/2019 | 11/02/2019 | Michael Youch
|  | GE MEDICAL SYSTEMS | GE MEDICAL SYSTEMS APEXPRO CH TRANSMITTER |  | RT907039713GA | KELEMEN 8 PCU |  |  |  | 11/02/2019 |  |  |  |  | NO | NO |  |  |  |  | GE MEDICAL SYSTEMS 30144368 RT907039713GA |  |  | Active |  | 99:99:99:99:99:99 |  | Accessory | PAAR:00-PVAR | 11/02/2019 | 11/02/2019 | COOPER UNIVERSITY HOSPITAL |  |  | PCU | WOT00000001565271 | BYRON WELLS | Cyber Remediation | Closed | Michael Youch | 11/02/2019 | 11/02/2019 | SFT000240 GE Apex Pro Wannacry Patch | This activity was created in error. Only the CIC devices should have received WOs. A new Activity will be issued for ONLY the Apex Pro CIC devices Updated by: Annette Richard This activity was created in error. Only the CIC devices should have received WOs. A new Activity will be issued for ONLY the Apex Pro CIC devices Updated by: Annette Richard |  |  | 11/02/2019 | 11/02/2019
|  | GE MEDICAL SYSTEMS | GE MEDICAL SYSTEMS APEXPRO CH TRANSMITTER |  | RT914307678GA | MED/SURG 6 PAVILION |  |  |  | 11/02/2019 |  |  |  |  | NO | NO |  |  |  |  | GE MEDICAL SYSTEMS 30144370 RT914307678GA |  |  | Disposition |  | 99:99:99:99:99:99 |  | Accessory | PAAR:00-PVAR | 11/02/2019 | 11/02/2019 | COOPER UNIVERSITY HOSPITAL |  |  | P6 | WOT00000000533680 | BRIAN OSHAUGHNESSY | Disposition | Closed | Michael Youch | 11/02/2019 | 11/02/2019 | Bulk Disposition CNL | dis-positioned Dispositioned from Work Order Task WOT00000000533680 CEID: 30144370 | EXP2949969 | Labor | 11/02/2019 | 11/02/2019 | Michael Youch
|  | GE MEDICAL SYSTEMS | GE MEDICAL SYSTEMS APEXPRO CH TRANSMITTER |  | RT909471707GA | MED/SURG 6 PAVILION |  |  |  | 11/02/2019 |  |  |  |  | NO | NO |  |  |  |  | GE MEDICAL SYSTEMS 30144369 RT909471707GA |  |  | Disposition |  | 99:99:99:99:99:99 |  | Accessory | PAAR:00-PVAR | 11/02/2019 | 11/02/2019 | COOPER UNIVERSITY HOSPITAL |  |  | P661 | WOT00000000533544 | BRIAN OSHAUGHNESSY | Disposition | Closed | Michael Youch | 11/02/2019 | 11/02/2019 | Bulk Disposition CNL | Dispositioned Dispositioned from Work Order Task WOT00000002204168 CEID: 30144369 | EXP2946981 | Labor | 11/02/2019 | 11/02/2019 | Michael Youch
|  | GE MEDICAL SYSTEMS | GE MEDICAL SYSTEMS APEXPRO CH TRANSMITTER |  | RT914307651GA | NEURO/ORTHO/MEDSURG/7 PAV |  |  |  | 11/02/2019 |  |  |  |  | NO | NO |  |  |  |  | GE MEDICAL SYSTEMS 30144367 RT914307651GA |  |  | Active |  | 99:99:99:99:99:99 |  | Accessory | PAAR:00-PVAR | 11/02/2019 | 11/02/2019 | COOPER UNIVERSITY HOSPITAL |  |  | NURSE STATION |  | Pam Young |  |  |  | 11/02/2019 | 11/02/2019 |  |  |  |  | 11/02/2019 | 11/02/2019
|  | GE MEDICAL SYSTEMS | GE MEDICAL SYSTEMS APEXPRO CH TRANSMITTER |  | RT914307649GA | NEURO/ORTHO/MEDSURG/7 PAV |  |  |  | 11/02/2019 |  |  |  |  | NO | NO |  |  |  |  | GE MEDICAL SYSTEMS 30144366 RT914307649GA |  |  | Active |  | 99:99:99:99:99:99 |  | Accessory | PAAR:00-PVAR | 11/02/2019 | 11/02/2019 | COOPER UNIVERSITY HOSPITAL |  |  | P7 |  | Pam Young |  |  |  | 11/02/2019 | 11/02/2019 |  |  |  |  | 11/02/2019 | 11/02/2019
|  | GE MEDICAL SYSTEMS | GE MEDICAL SYSTEMS APEXPRO CH TRANSMITTER |  | RT907039707GA | KELEMEN 8 PCU |  |  |  | 11/02/2019 |  |  |  |  | NO | NO |  |  |  |  | GE MEDICAL SYSTEMS 30144360 RT907039707GA |  |  | Disposition |  | 99:99:99:99:99:99 |  | Accessory | PAAR:00-PVAR | 11/02/2019 | 11/02/2019 | COOPER UNIVERSITY HOSPITAL |  |  | MONITOR ROOM | WOT00000001565280 | BYRON WELLS | Cyber Remediation | Closed | Michael Youch | 11/02/2019 | 11/02/2019 | SFT000240 GE Apex Pro Wannacry Patch | This activity was created in error. Only the CIC devices should have received WOs. A new Activity will be issued for ONLY the Apex Pro CIC devices Updated by: Annette Richard This activity was created in error. Only the CIC devices should have received WOs. A new Activity will be issued for ONLY the Apex Pro CIC devices Updated by: Annette Richard |  |  | 11/02/2019 | 11/02/2019
|  | GE MEDICAL SYSTEMS | GE MEDICAL SYSTEMS APEXPRO CH TRANSMITTER |  | RT914307647GA | KELEMEN 8 PCU |  |  |  | 11/01/2019 |  |  |  |  | NO | NO |  |  |  |  | GE MEDICAL SYSTEMS 30144358 RT914307647GA |  |  | Active |  | 99:99:99:99:99:99 |  | Accessory | PAAR:00-PVAR | 11/01/2019 | 11/01/2019 | COOPER UNIVERSITY HOSPITAL |  |  | MONITOR ROOM |  | BYRON WELLS |  |  |  | 11/01/2019 | 11/01/2019 |  |  |  |  | 11/01/2019 | 11/01/2019
|  | GE MEDICAL SYSTEMS | GE MEDICAL SYSTEMS APEXPRO CH TRANSMITTER |  | RT911104661GA | KELEMEN 8 PCU |  |  |  | 11/02/2019 |  |  |  |  | NO | NO |  |  |  |  | GE MEDICAL SYSTEMS 30143608 RT911104661GA |  |  | Disposition |  | 99:99:99:99:99:99 |  | Accessory | PAAR:00-PVAR | 11/02/2019 | 11/02/2019 | COOPER UNIVERSITY HOSPITAL |  |  | PAV6 |  | BYRON WELLS |  |  |  | 11/02/2019 | 11/02/2019 |  |  |  |  | 11/02/2019 | 11/02/2019
|  | GE MEDICAL SYSTEMS | GE MEDICAL SYSTEMS APEXPRO CH TRANSMITTER |  | RT907039719GA | KELEMEN 8 PCU |  |  |  | 10/16/2019 |  |  |  |  | NO | NO |  |  |  |  | GE MEDICAL SYSTEMS 30143606 RT907039719GA |  |  | Disposition |  | 99:99:99:99:99:99 |  | Accessory | PAAR:00-PVAR | 10/16/2019 | 10/16/2019 | COOPER UNIVERSITY HOSPITAL |  |  |  | 0012325611 | BYRON WELLS | Performance Verification | Closed | Michael Youch | 10/16/2019 | 10/16/2019 | INCOMING INVENTORY | DEVICE INVENTORIED | 19B64B0C-8278-41C8-8ECE-C2F3AC9D608A | Labor | 10/16/2019 | 10/16/2019 | Michael Youch
|  | GE MEDICAL SYSTEMS | GE MEDICAL SYSTEMS APEXPRO CH TRANSMITTER |  | RT911175892GA | CDU - CLINICAL DECISION UNIT-9 KELEMEN |  |  |  | 11/02/2019 |  |  |  |  | NO | NO |  |  |  |  | GE MEDICAL SYSTEMS 30143590 RT911175892GA |  |  | Active |  | 99:99:99:99:99:99 |  | Accessory | PAAR:00-PVAR | 11/02/2019 | 11/02/2019 | COOPER UNIVERSITY HOSPITAL |  |  | 1ST FLOOR er | WOT00000001275396 | KAREN GRUBER | Service Request | Closed | Richard Jolly | 11/02/2019 | 11/02/2019 | need to be set up for CDU | program txx into cic | EXP1069255 | Labor | 11/02/2019 | 11/02/2019 | Richard Jolly
|  | GE MEDICAL SYSTEMS | GE MEDICAL SYSTEMS APEXPRO CH TRANSMITTER |  | RT913494224GA | CDU - CLINICAL DECISION UNIT-9 KELEMEN |  |  |  | 11/01/2019 |  |  |  |  | NO | NO |  |  |  |  | GE MEDICAL SYSTEMS 30143588 RT913494224GA |  |  | Active |  | 99:99:99:99:99:99 |  | Accessory | PAAR:00-PVAR | 11/01/2019 | 11/01/2019 | COOPER UNIVERSITY HOSPITAL |  |  | NURSING STATION | WOT00000000533659 | KAREN GRUBER | Disposition | Closed | Richard Jolly | 11/01/2019 | 11/01/2019 | Bulk Disposition CNL |  |  |  | 11/01/2019 | 11/01/2019
|  | GE MEDICAL SYSTEMS | GE MEDICAL SYSTEMS APEXPRO CH TRANSMITTER |  | RT911175901GA | KELEMEN 8 PCU |  |  |  | 11/01/2019 |  |  |  |  | NO | NO |  |  |  |  | GE MEDICAL SYSTEMS 30143589 RT911175901GA |  |  | Active |  | 99:99:99:99:99:99 |  | Accessory | PAAR:00-PVAR | 11/01/2019 | 11/01/2019 | COOPER UNIVERSITY HOSPITAL |  |  | 1ST FLOOR er | 0011355905 | BYRON WELLS | Repair | Closed | Richard Jolly | 11/01/2019 | 11/01/2019 | TELEBOX - NEED RECONFIGURED TO WORK ON KELEMAN 8S - BROUGHT TO KELEMAN 8 FROM ER | 3/17/2017 2:17:28 PM RCJOLLY (MDYOUCH 3/17/2017 10:00 AM) MIKE REPROGRAMED THE TELE (RCJOLLY 3/17/2017 10:00 AM) MIKE REPROGRAMED THE TELE | 301081E0-391C-4A2F-9456-4B89224E6AA7 | Labor | 11/01/2019 | 11/01/2019 | Michael Youch
|  | GE MEDICAL SYSTEMS | GE MEDICAL SYSTEMS APEXPRO CH TRANSMITTER |  | RT913494228GA | CDU - CLINICAL DECISION UNIT-9 KELEMEN |  |  |  | 11/02/2019 |  |  |  |  | NO | NO |  |  |  |  | GE MEDICAL SYSTEMS 30143587 RT913494228GA |  |  | Disposition |  | 99:99:99:99:99:99 |  | Accessory | PAAR:00-PVAR | 11/02/2019 | 11/02/2019 | COOPER UNIVERSITY HOSPITAL |  |  | k1 er | 0011355880 | KAREN GRUBER | Repair | Closed | Richard Jolly | 11/02/2019 | 11/02/2019 | TELEBOX - NEED RECONFIGURED TO WORK ON KELEMAN 8S - BROUGHT TO KELEMAN 8 FROM ER | 3/17/2017 2:26:38 PM RCJOLLY (RCJOLLY 3/17/2017 10:00 AM) THIS IS A DUP WORK ORDER | 3140867E-E937-4ADB-917A-CE4BC7FEF611 | Labor | 11/02/2019 | 11/02/2019 | Richard Jolly
|  | GE MEDICAL SYSTEMS | GE MEDICAL SYSTEMS APEXPRO CH TRANSMITTER |  | RT910254198GA | MED/SURG 6 PAVILION |  |  |  | 11/02/2019 |  |  |  |  | NO | NO |  |  |  |  | GE MEDICAL SYSTEMS 30143583 RT910254198GA |  |  | Disposition |  | 99:99:99:99:99:99 |  | Accessory | PAAR:00-PVAR | 11/02/2019 | 11/02/2019 | COOPER UNIVERSITY HOSPITAL |  |  | BIOMED SHOP | WOT00000000533546 | BRIAN OSHAUGHNESSY | Disposition | Closed | Michael Youch | 11/02/2019 | 11/02/2019 | Bulk Disposition CNL | dis-positioned Dispositioned from Work Order Task WOT00000000533546 CEID: 30143583 | EXP2949841 | Labor | 11/02/2019 | 11/02/2019 | Michael Youch
|  | GE MEDICAL SYSTEMS | GE MEDICAL SYSTEMS APEXPRO CH TRANSMITTER |  | RT909471672GA | MED/SURG 6 PAVILION |  |  |  | 11/01/2019 |  |  |  |  | NO | NO |  |  |  |  | GE MEDICAL SYSTEMS 30143582 RT909471672GA |  |  | Disposition |  | 99:99:99:99:99:99 |  | Accessory | PAAR:00-PVAR | 11/01/2019 | 11/01/2019 | COOPER UNIVERSITY HOSPITAL |  |  | MED SURG 6 PAV | WOT00000000533540 | BRIAN OSHAUGHNESSY | Disposition | Closed | Michael Youch | 11/01/2019 | 11/01/2019 | Bulk Disposition CNL | Dispositioned Dispositioned from Work Order Task WOT00000000533540 CEID: 30143582 | EXP2946898 | Labor | 11/01/2019 | 11/01/2019 | Michael Youch
|  | GE MEDICAL SYSTEMS | GE MEDICAL SYSTEMS APEXPRO CH TRANSMITTER |  | RT914307671GA | MED/SURG 6 PAVILION |  |  |  | 11/02/2019 |  |  |  |  | NO | NO |  |  |  |  | GE MEDICAL SYSTEMS 30143581 RT914307671GA |  |  | Disposition |  | 99:99:99:99:99:99 |  | Accessory | PAAR:00-PVAR | 11/02/2019 | 11/02/2019 | COOPER UNIVERSITY HOSPITAL |  |  | P6 |  | BRIAN OSHAUGHNESSY |  |  |  | 11/02/2019 | 11/02/2019 |  |  |  |  | 11/02/2019 | 11/02/2019
|  | GE MEDICAL SYSTEMS | GE MEDICAL SYSTEMS APEXPRO CH TRANSMITTER |  | RT910254201GA | KELEMEN 8 PCU |  |  |  | 11/01/2019 |  |  |  |  | NO | NO |  |  |  |  | GE MEDICAL SYSTEMS 30143580 RT910254201GA |  |  | Disposition |  | 99:99:99:99:99:99 |  | Accessory | PAAR:00-PVAR | 11/01/2019 | 11/01/2019 | COOPER UNIVERSITY HOSPITAL |  |  | BIOMED SHOP | WOT00000000533547 | BYRON WELLS | Disposition | Closed | Michael Youch | 11/01/2019 | 11/01/2019 | Bulk Disposition CNL | dis-positioned Dispositioned from Work Order Task WOT00000000533547 CEID: 30143580 | EXP2949824 | Labor | 11/01/2019 | 11/01/2019 | Michael Youch
|  | GE MEDICAL SYSTEMS | GE MEDICAL SYSTEMS APEXPRO CH TRANSMITTER |  | RT913494229GA | CDU - CLINICAL DECISION UNIT-9 KELEMEN |  |  |  | 11/02/2019 |  |  |  |  | NO | NO |  |  |  |  | GE MEDICAL SYSTEMS 30143573 RT913494229GA |  |  | Active |  | 99:99:99:99:99:99 |  | Accessory | PAAR:00-PVAR | 11/02/2019 | 11/02/2019 | COOPER UNIVERSITY HOSPITAL |  |  | CDU | WOT00000000533662 | KAREN GRUBER | Disposition | Closed | Richard Jolly | 11/02/2019 | 11/02/2019 | Bulk Disposition CNL |  |  |  | 11/02/2019 | 11/02/2019
|  | GE MEDICAL SYSTEMS | GE MEDICAL SYSTEMS APEXPRO CH TRANSMITTER |  | RT11175895GA | KELEMEN 8 PCU |  |  |  | 11/02/2019 |  |  |  |  | NO | NO |  |  |  |  | GE MEDICAL SYSTEMS 30143574 RT11175895GA |  |  | Active |  | 99:99:99:99:99:99 |  | Accessory | PAAR:00-PVAR | 11/02/2019 | 11/02/2019 | COOPER UNIVERSITY HOSPITAL |  |  | -1ST er | WOT00000001565360 | BYRON WELLS | Cyber Remediation | Closed | Richard Jolly | 11/02/2019 | 11/02/2019 | SFT000240 GE Apex Pro Wannacry Patch | This activity was created in error. Only the CIC devices should have received WOs. A new Activity will be issued for ONLY the Apex Pro CIC devices Updated by: Annette Richard This activity was created in error. Only the CIC devices should have received WOs. A new Activity will be issued for ONLY the Apex Pro CIC devices Updated by: Annette Richard |  |  | 11/02/2019 | 11/02/2019
|  | GE MEDICAL SYSTEMS | GE MEDICAL SYSTEMS APEXPRO CH TRANSMITTER |  | RT914307673GA | MED/SURG 6 PAVILION |  |  |  | 11/02/2019 |  |  |  |  | NO | NO |  |  |  |  | GE MEDICAL SYSTEMS 30143149 RT914307673GA |  |  | Active |  | 99:99:99:99:99:99 |  | Accessory | PAAR:00-PVAR | 11/02/2019 | 11/02/2019 | COOPER UNIVERSITY HOSPITAL |  |  | pav 616 |  | BRIAN OSHAUGHNESSY |  |  |  | 11/02/2019 | 11/02/2019 |  |  |  |  | 11/02/2019 | 11/02/2019
|  | GE MEDICAL SYSTEMS | GE MEDICAL SYSTEMS APEXPRO CH TRANSMITTER |  | RT914307639GA | CDU - CLINICAL DECISION UNIT-9 KELEMEN |  |  |  | 11/02/2019 |  |  |  |  | NO | NO |  |  |  |  | GE MEDICAL SYSTEMS 30143096 RT914307639GA |  |  | Active |  | 99:99:99:99:99:99 |  | Accessory | PAAR:00-PVAR | 11/02/2019 | 11/02/2019 | COOPER UNIVERSITY HOSPITAL |  |  | k1. er | WOT00000000533673 | KAREN GRUBER | Disposition | Closed | Richard Jolly | 11/02/2019 | 11/02/2019 | Bulk Disposition CNL |  |  |  | 11/02/2019 | 11/02/2019
|  | GE MEDICAL SYSTEMS | GE MEDICAL SYSTEMS APEXPRO CH TRANSMITTER |  | RT911175888GA | CDU - CLINICAL DECISION UNIT-9 KELEMEN |  |  |  | 11/02/2019 |  |  |  |  | NO | NO |  |  |  |  | GE MEDICAL SYSTEMS 30143095 RT911175888GA |  |  | Active |  | 99:99:99:99:99:99 |  | Accessory | PAAR:00-PVAR | 11/02/2019 | 11/02/2019 | COOPER UNIVERSITY HOSPITAL |  |  | k1. er | WOT00000000533612 | KAREN GRUBER | Disposition | Closed | Richard Jolly | 11/02/2019 | 11/02/2019 | Bulk Disposition CNL |  |  |  | 11/02/2019 | 11/02/2019
|  | GE MEDICAL SYSTEMS | GE MEDICAL SYSTEMS APEXPRO CH TRANSMITTER |  | RT913494227GA | CDU - CLINICAL DECISION UNIT-9 KELEMEN |  |  |  | 11/02/2019 |  |  |  |  | NO | NO |  |  |  |  | GE MEDICAL SYSTEMS 30143093 RT913494227GA |  |  | Disposition |  | 99:99:99:99:99:99 |  | Accessory | PAAR:00-PVAR | 11/02/2019 | 11/02/2019 | COOPER UNIVERSITY HOSPITAL |  |  | CDU | WOT00000000533661 | KAREN GRUBER | Disposition | Closed | Richard Jolly | 11/02/2019 | 11/02/2019 | Bulk Disposition CNL | CNL | EXP3033647 | Labor | 11/02/2019 | 11/02/2019 | Richard Jolly
|  | GE MEDICAL SYSTEMS | GE MEDICAL SYSTEMS APEXPRO CH TRANSMITTER |  | RT913494231GA | KELEMEN 8 PCU |  |  |  | 11/02/2019 |  |  |  |  | NO | NO |  |  |  |  | GE MEDICAL SYSTEMS 30143092 RT913494231GA |  |  | Active |  | 99:99:99:99:99:99 |  | Accessory | PAAR:00-PVAR | 11/02/2019 | 11/02/2019 | COOPER UNIVERSITY HOSPITAL |  |  | k1. er |  | BYRON WELLS |  |  |  | 11/02/2019 | 11/02/2019 |  |  |  |  | 11/02/2019 | 11/02/2019
|  | GE MEDICAL SYSTEMS | GE MEDICAL SYSTEMS APEXPRO CH TRANSMITTER |  | RT907039721GA | KELEMEN 8 PCU |  |  |  | 11/02/2019 |  |  |  |  | NO | NO |  |  |  |  | GE MEDICAL SYSTEMS 30142996 RT907039721GA |  |  | Active |  | 99:99:99:99:99:99 |  | Accessory | PAAR:00-PVAR | 11/02/2019 | 11/02/2019 | COOPER UNIVERSITY HOSPITAL |  |  | PCU |  | BYRON WELLS |  |  |  | 11/02/2019 | 11/02/2019 |  |  |  |  | 11/02/2019 | 11/02/2019
|  | GE MEDICAL SYSTEMS | GE MEDICAL SYSTEMS APEXPRO CH TRANSMITTER |  | RT909096151GA | KELEMEN 8 PCU |  |  |  | 11/02/2019 |  |  |  |  | NO | NO |  |  |  |  | GE MEDICAL SYSTEMS 30142811 RT909096151GA |  |  | Disposition |  | 99:99:99:99:99:99 |  | Accessory | PAAR:00-PVAR | 11/02/2019 | 11/02/2019 | COOPER UNIVERSITY HOSPITAL |  |  | PCU/8N MONITOR RM | WOT00000000533535 | BYRON WELLS | Disposition | Closed | Michael Youch | 11/02/2019 | 11/02/2019 | Bulk Disposition CNL | dis-positioned Dispositioned from Work Order Task WOT00000002202446 CEID: 30142811 | EXP2949773 | Labor | 11/02/2019 | 11/02/2019 | Michael Youch
|  | GE MEDICAL SYSTEMS | GE MEDICAL SYSTEMS APEXPRO CH TRANSMITTER |  | RT913078216GA | KELEMEN 8 PCU |  |  |  | 11/02/2019 |  |  |  |  | NO | NO |  |  |  |  | GE MEDICAL SYSTEMS 30142809 RT913078216GA |  |  | Active |  | 99:99:99:99:99:99 |  | Accessory | PAAR:00-PVAR | 11/02/2019 | 11/02/2019 | COOPER UNIVERSITY HOSPITAL |  |  | PCU/8N MONITOR RM |  | BYRON WELLS |  |  |  | 11/02/2019 | 11/02/2019 |  |  |  |  | 11/02/2019 | 11/02/2019
|  | GE MEDICAL SYSTEMS | GE MEDICAL SYSTEMS APEXPRO CH TRANSMITTER |  | RT909096150GA | KELEMEN 8 PCU |  |  |  | 11/02/2019 |  |  |  |  | NO | NO |  |  |  |  | GE MEDICAL SYSTEMS 30142796 RT909096150GA |  |  | Active |  | 99:99:99:99:99:99 |  | Accessory | PAAR:00-PVAR | 11/02/2019 | 11/02/2019 | COOPER UNIVERSITY HOSPITAL |  |  | PCU |  | BYRON WELLS |  |  |  | 11/02/2019 | 11/02/2019 |  |  |  |  | 11/02/2019 | 11/02/2019
|  | GE MEDICAL SYSTEMS | GE MEDICAL SYSTEMS APEXPRO CH TRANSMITTER |  | RT906417133GA | KELEMEN 8 PCU |  |  |  | 11/02/2019 |  |  |  |  | NO | NO |  |  |  |  | GE MEDICAL SYSTEMS 30142793 RT906417133GA |  |  | Active |  | 99:99:99:99:99:99 |  | Accessory | PAAR:00-PVAR | 11/02/2019 | 11/02/2019 | COOPER UNIVERSITY HOSPITAL |  |  | 8592 PCU TELE RM | 0011311133 | BYRON WELLS | Service Request | Closed | Michael Youch | 11/02/2019 | 11/02/2019 | TRANSMITTER - FAILING PRINTING, NEEDS TO CONTACT FLOWTECH - PCU TELE RM | 3/2/2017 4:59:01 PM MDYOUCH (MDYOUCH 3/2/2017 3:40 PM) KURT ACTUALLY HAD A PRINTER PROBLEM WITH A FLOTECH PRINTER. CALLED IT AND THEY ARE RESPONDING | C85A6622-531E-41F3-93AB-D8050B5561B6 | Labor | 11/02/2019 | 11/02/2019 | Michael Youch
|  | GE MEDICAL SYSTEMS | GE MEDICAL SYSTEMS APEXPRO CH TRANSMITTER |  | RT909471671GA | KELEMEN 8 PCU |  |  |  | 11/02/2019 |  |  |  |  | NO | NO |  |  |  |  | GE MEDICAL SYSTEMS 30142791 RT909471671GA |  |  | Active |  | 99:99:99:99:99:99 |  | Accessory | PAAR:00-PVAR | 11/02/2019 | 11/02/2019 | COOPER UNIVERSITY HOSPITAL |  |  | PCU/8N MONITOR RM |  | BYRON WELLS |  |  |  | 11/02/2019 | 11/02/2019 |  |  |  |  | 11/02/2019 | 11/02/2019
|  | GE MEDICAL SYSTEMS | GE MEDICAL SYSTEMS APEXPRO CH TRANSMITTER |  | JOTTO421GP | KELEMEN 8 PCU |  |  |  | 11/02/2019 |  |  |  |  | NO | NO |  |  |  |  | GE MEDICAL SYSTEMS 30142790 JOTTO421GP |  |  | Active |  | 99:99:99:99:99:99 |  | Accessory | PAAR:00-PVAR | 11/02/2019 | 11/02/2019 | COOPER UNIVERSITY HOSPITAL |  |  | PCU/8N MONITOR RM | WOT00000000527108 | BYRON WELLS | Disposition | Closed | Michael Youch | 11/02/2019 | 11/02/2019 | Bulk Disposition CNL |  |  |  | 11/02/2019 | 11/02/2019
|  | GE MEDICAL SYSTEMS | GE MEDICAL SYSTEMS APEXPRO CH TRANSMITTER |  | RT910254194GA | KELEMEN 8 PCU |  |  |  | 11/02/2019 |  |  |  |  | NO | NO |  |  |  |  | GE MEDICAL SYSTEMS 30142789 RT910254194GA |  |  | Disposition |  | 99:99:99:99:99:99 |  | Accessory | PAAR:00-PVAR | 11/02/2019 | 11/02/2019 | COOPER UNIVERSITY HOSPITAL |  |  | TELE |  | BYRON WELLS |  |  |  | 11/02/2019 | 11/02/2019 |  |  |  |  | 11/02/2019 | 11/02/2019
|  | GE MEDICAL SYSTEMS | GE MEDICAL SYSTEMS APEXPRO CH TRANSMITTER |  | RT907152234GA | KELEMEN 8 PCU |  |  |  | 11/02/2019 |  |  |  |  | NO | NO |  |  |  |  | GE MEDICAL SYSTEMS 30142787 RT907152234GA |  |  | Active |  | 99:99:99:99:99:99 |  | Accessory | PAAR:00-PVAR | 11/02/2019 | 11/02/2019 | COOPER UNIVERSITY HOSPITAL |  |  | PCU/8N MONITOR RM | WOT00000000533517 | BYRON WELLS | Disposition | Closed | Michael Youch | 11/02/2019 | 11/02/2019 | Bulk Disposition CNL |  |  |  | 11/02/2019 | 11/02/2019
|  | GE MEDICAL SYSTEMS | GE MEDICAL SYSTEMS APEXPRO CH TRANSMITTER |  | RT907039704GA | KELEMEN 8 PCU |  |  |  | 11/02/2019 |  |  |  |  | NO | NO |  |  |  |  | GE MEDICAL SYSTEMS 30142786 RT907039704GA |  |  | Active |  | 99:99:99:99:99:99 |  | Accessory | PAAR:00-PVAR | 11/02/2019 | 11/02/2019 | COOPER UNIVERSITY HOSPITAL |  |  | PCU/8N MONITOR RM | WOT00000001565366 | BYRON WELLS | Cyber Remediation | Closed | Michael Youch | 11/02/2019 | 11/02/2019 | SFT000240 GE Apex Pro Wannacry Patch | This activity was created in error. Only the CIC devices should have received WOs. A new Activity will be issued for ONLY the Apex Pro CIC devices Updated by: Annette Richard This activity was created in error. Only the CIC devices should have received WOs. A new Activity will be issued for ONLY the Apex Pro CIC devices Updated by: Annette Richard |  |  | 11/02/2019 | 11/02/2019
|  | GE MEDICAL SYSTEMS | GE MEDICAL SYSTEMS APEXPRO CH TRANSMITTER |  | RT907152235GA | KELEMEN 8 PCU |  |  |  | 11/02/2019 |  |  |  |  | NO | NO |  |  |  |  | GE MEDICAL SYSTEMS 30142780 RT907152235GA |  |  | Active |  | 99:99:99:99:99:99 |  | Accessory | PAAR:00-PVAR | 11/02/2019 | 11/02/2019 | COOPER UNIVERSITY HOSPITAL |  |  | PCU/8N MONITOR RM | WOT00000001565310 | BYRON WELLS | Cyber Remediation | Closed | Michael Youch | 11/02/2019 | 11/02/2019 | SFT000240 GE Apex Pro Wannacry Patch | This activity was created in error. Only the CIC devices should have received WOs. A new Activity will be issued for ONLY the Apex Pro CIC devices Updated by: Annette Richard This activity was created in error. Only the CIC devices should have received WOs. A new Activity will be issued for ONLY the Apex Pro CIC devices Updated by: Annette Richard |  |  | 11/02/2019 | 11/02/2019
|  | GE MEDICAL SYSTEMS | GE MEDICAL SYSTEMS APEXPRO CH TRANSMITTER |  | j0tt0414gp | KELEMEN 8 PCU |  |  |  | 11/02/2019 |  |  |  |  | NO | NO |  |  |  |  | GE MEDICAL SYSTEMS 30142778 j0tt0414gp |  |  | Disposition |  | 99:99:99:99:99:99 |  | Accessory | PAAR:00-PVAR | 11/02/2019 | 11/02/2019 | COOPER UNIVERSITY HOSPITAL |  |  | PCU/8N MONITOR RM | WOT00000001565248 | BYRON WELLS | Cyber Remediation | Closed | Michael Youch | 11/02/2019 | 11/02/2019 | SFT000240 GE Apex Pro Wannacry Patch | This activity was created in error. Only the CIC devices should have received WOs. A new Activity will be issued for ONLY the Apex Pro CIC devices Updated by: Annette Richard This activity was created in error. Only the CIC devices should have received WOs. A new Activity will be issued for ONLY the Apex Pro CIC devices Updated by: Annette Richard |  |  | 11/02/2019 | 11/02/2019
|  | GE MEDICAL SYSTEMS | GE MEDICAL SYSTEMS APEXPRO CH TRANSMITTER |  | RT914307648GA | KELEMEN 8 PCU |  |  |  | 11/02/2019 |  |  |  |  | NO | NO |  |  |  |  | GE MEDICAL SYSTEMS 30142777 RT914307648GA |  |  | Active |  | 99:99:99:99:99:99 |  | Accessory | PAAR:00-PVAR | 11/02/2019 | 11/02/2019 | COOPER UNIVERSITY HOSPITAL |  |  | out | WOT00000001565232 | BYRON WELLS | Cyber Remediation | Closed | Michael Youch | 11/02/2019 | 11/02/2019 | SFT000240 GE Apex Pro Wannacry Patch | This activity was created in error. Only the CIC devices should have received WOs. A new Activity will be issued for ONLY the Apex Pro CIC devices Updated by: Annette Richard This activity was created in error. Only the CIC devices should have received WOs. A new Activity will be issued for ONLY the Apex Pro CIC devices Updated by: Annette Richard |  |  | 11/02/2019 | 11/02/2019
|  | GE MEDICAL SYSTEMS | GE MEDICAL SYSTEMS APEXPRO CH TRANSMITTER |  | RT914307645GA | KELEMEN 8 PCU |  |  |  | 11/02/2019 |  |  |  |  | NO | NO |  |  |  |  | GE MEDICAL SYSTEMS 30142775 RT914307645GA |  |  | Disposition |  | 99:99:99:99:99:99 |  | Accessory | PAAR:00-PVAR | 11/02/2019 | 11/02/2019 | COOPER UNIVERSITY HOSPITAL |  |  | PCU/8N MONITOR RM | WOT00000000533674 | BYRON WELLS | Disposition | Closed | Michael Youch | 11/02/2019 | 11/02/2019 | Bulk Disposition CNL | Dispositioned Dispositioned from Work Order Task WOT00000000533674 CEID: 30142775 | EXP2946730 | Labor | 11/02/2019 | 11/02/2019 | Michael Youch
|  | GE MEDICAL SYSTEMS | GE MEDICAL SYSTEMS APEXPRO CH TRANSMITTER |  | RT907039724GA | KELEMEN 8 PCU |  |  |  | 11/02/2019 |  |  |  |  | NO | NO |  |  |  |  | GE MEDICAL SYSTEMS 30142771 RT907039724GA |  |  | Active |  | 99:99:99:99:99:99 |  | Accessory | PAAR:00-PVAR | 11/02/2019 | 11/02/2019 | COOPER UNIVERSITY HOSPITAL |  |  | Ppp | WOT00000001565373 | BYRON WELLS | Cyber Remediation | Closed | Michael Youch | 11/02/2019 | 11/02/2019 | SFT000240 GE Apex Pro Wannacry Patch | This activity was created in error. Only the CIC devices should have received WOs. A new Activity will be issued for ONLY the Apex Pro CIC devices Updated by: Annette Richard This activity was created in error. Only the CIC devices should have received WOs. A new Activity will be issued for ONLY the Apex Pro CIC devices Updated by: Annette Richard |  |  | 11/02/2019 | 11/02/2019
|  | GE MEDICAL SYSTEMS | GE MEDICAL SYSTEMS APEXPRO CH TRANSMITTER |  | RT909096177GA | KELEMEN 8 PCU |  |  |  | 11/02/2019 |  |  |  |  | NO | NO |  |  |  |  | GE MEDICAL SYSTEMS 30142763 RT909096177GA |  |  | Active |  | 99:99:99:99:99:99 |  | Accessory | PAAR:00-PVAR | 11/02/2019 | 11/02/2019 | COOPER UNIVERSITY HOSPITAL |  |  | PCU | WOT00000001565339 | BYRON WELLS | Cyber Remediation | Closed | Michael Youch | 11/02/2019 | 11/02/2019 | SFT000240 GE Apex Pro Wannacry Patch | This activity was created in error. Only the CIC devices should have received WOs. A new Activity will be issued for ONLY the Apex Pro CIC devices Updated by: Annette Richard This activity was created in error. Only the CIC devices should have received WOs. A new Activity will be issued for ONLY the Apex Pro CIC devices Updated by: Annette Richard |  |  | 11/02/2019 | 11/02/2019
|  | GE MEDICAL SYSTEMS | GE MEDICAL SYSTEMS AW SERVER |  | 856582AWATH | KENNEDY CATH LAB |  |  |  | 01/01/2014 |  |  |  |  | NO | NO |  |  |  |  | GE MEDICAL SYSTEMS 10367221 856582AWATH |  |  | Active |  | 68:05:CA:25:9C:55 |  | Non-medical | PAAR:00-PVAR | 11/02/2019 |  | COOPER AMBULATORY OFF-SITES |  |  | KENNEDY HOSPITAL SEWELL NJ | 0011330381 | Bonnie Aichroch | Repair | Closed | Zhan Kiselev | 03/09/2017 | 03/16/2017 | SERVER - ONE MONITOR FRIED, PLASMA BURNT OUT - KENNEDY HOSPITAL, SEWELL, NJ CATH LAB | 3/10/2017 2:18:58 PM ZXKISELEV (ZXKISELEV 3/9/2017 12:00 AM) RESEARCHED MONITOR. ORDERED NEW ONE 3/16/2017 12:09:17 PM ZXKISELEV (ZXKISELEV 3/13/2017 12:00 AM) REPLACED MONITOR. VERIFIED PROPER OPERATION | 4BE6DF1D-F790-4FFE-AD5D-2DBA27362F32 | Labor | 03/13/2017 | 03/13/2017 | Zhan Kiselev
|  | GE MEDICAL SYSTEMS | GE MEDICAL SYSTEMS BIS MODULE |  | RBM07061550GA | TRAUMA ADMIT |  |  |  | 10/01/2006 |  |  |  |  | NO | NO |  |  |  |  | GE MEDICAL SYSTEMS 10368193 RBM07061550GA |  |  | Active |  | 99:99:99:99:99:99 |  | Equipment | PAAR:00-PVAR | 11/02/2019 |  | COOPER UNIVERSITY HOSPITAL |  |  | TRAUMA ADMIT | WOT00000000533240 | Diane Floyd | Disposition | Closed | Richard Jolly | 02/08/2018 | 05/22/2019 | Bulk Disposition CNL
|  | GE MEDICAL SYSTEMS | GE MEDICAL SYSTEMS BIS MODULE |  | RBM10233340GA | TRAUMA ICU |  |  |  | 08/23/2010 |  |  |  |  | NO | NO |  |  |  |  | GE MEDICAL SYSTEMS 10368084 RBM10233340GA |  |  | Active |  | 99:99:99:99:99:99 |  | Equipment | PAAR:00-PVAR | 11/02/2019 |  | COOPER UNIVERSITY HOSPITAL |  |  | TICU-EQUIP STORAGE |  | Diane Floyd
|  | GE MEDICAL SYSTEMS | GE MEDICAL SYSTEMS BIS MODULE |  | RBM10233343 | TRAUMA ICU |  |  |  | 08/23/2010 |  |  |  |  | NO | NO |  |  |  |  | GE MEDICAL SYSTEMS 10368083 RBM10233343 |  |  | Active |  | 99:99:99:99:99:99 |  | Equipment | PAAR:00-PVAR | 10/31/2019 |  | COOPER UNIVERSITY HOSPITAL |  |  | TICU-EQUIP STORAGE |  | Diane Floyd
|  | GE MEDICAL SYSTEMS | GE MEDICAL SYSTEMS BIS MODULE |  | RBM10233341GA | TRAUMA ICU |  |  |  | 08/23/2010 |  |  |  |  | NO | NO |  |  |  |  | GE MEDICAL SYSTEMS 10368078 RBM10233341GA |  |  | Active |  | 99:99:99:99:99:99 |  | Equipment | PAAR:00-PVAR | 11/01/2019 |  | COOPER UNIVERSITY HOSPITAL |  |  | ccu equipment room | WOT00000000533249 | Diane Floyd | Disposition | Closed | Richard Jolly | 02/08/2018 | 05/23/2019 | Bulk Disposition CNL
|  | GE MEDICAL SYSTEMS | GE MEDICAL SYSTEMS BIS MODULE |  | RBM10233339GA | TRAUMA ICU |  |  |  | 08/23/2010 |  |  |  |  | NO | NO |  |  |  |  | GE MEDICAL SYSTEMS 10368079 RBM10233339GA |  |  | Active |  | 99:99:99:99:99:99 |  | Equipment | PAAR:00-PVAR | 11/01/2019 |  | COOPER UNIVERSITY HOSPITAL |  |  | TICU-EQUIP STORAGE | WOT00000000533247 | Diane Floyd | Disposition | Closed | Richard Jolly | 02/08/2018 | 05/24/2019 | Bulk Disposition CNL
|  | GE MEDICAL SYSTEMS | GE MEDICAL SYSTEMS BIS MODULE |  | RBM10213315GA | TRAUMA ICU |  |  |  | 08/23/2010 |  |  |  |  | NO | NO |  |  |  |  | GE MEDICAL SYSTEMS 10367655 RBM10213315GA |  |  | Active |  | 99:99:99:99:99:99 |  | Equipment | PAAR:00-PVAR | 11/02/2019 |  | COOPER UNIVERSITY HOSPITAL |  |  | TRAUMA | WOT00000000533244 | Diane Floyd | Disposition | Closed | Richard Jolly | 02/08/2018 | 05/23/2019 | Bulk Disposition CNL
|  | GE MEDICAL SYSTEMS | GE MEDICAL SYSTEMS BIS MODULE |  | RBM10473424GA | CCU - CORONARY CARE UNIT |  |  |  | 12/28/2010 |  |  |  |  | NO | NO |  |  |  |  | GE MEDICAL SYSTEMS 10367275 RBM10473424GA |  |  | Active |  | 99:99:99:99:99:99 |  | Equipment | PAAR:00-PVAR | 11/02/2019 |  | COOPER UNIVERSITY HOSPITAL |  |  | CCU CLEAN SUPPLY | WOT00000000533252 | CAROLYN RUMELL | Disposition | Closed | Richard Jolly | 02/08/2018 | 05/14/2019 | Bulk Disposition CNL
|  | GE MEDICAL SYSTEMS | GE MEDICAL SYSTEMS BIS MODULE |  | RBM10473423GA | INTENSIVE CARE UNIT |  |  |  | 11/02/2019 |  |  |  |  | NO | NO |  |  |  |  | GE MEDICAL SYSTEMS 30143467 RBM10473423GA |  |  | Active |  | 99:99:99:99:99:99 |  | Equipment | PAAR:00-PVAR | 11/02/2019 | 11/02/2019 | COOPER UNIVERSITY HOSPITAL |  |  | ICU | 0011438273 | CAROLYN RUMELL | Repair | Closed | Richard Jolly | 11/02/2019 | 11/02/2019 | BIS MONITOR - NOT WORKING RIGHT, SOMETHING MALFUNCTIONING/WIRE/TRAM, SEE NOTES - TICU DIRTY UTILITY PATIENT BELONGING BAG | 3/31/2017 10:51:42 AM RCJOLLY (RCJOLLY 3/29/2017 10:00 AM) THE DEVICE IS FINE CABLES ARE GOOD BUT THEY ARE USING THE WRONG PROBES | BFC6E138-13B2-473A-B3F8-5B4931857A51 | Labor | 11/02/2019 | 11/02/2019 | Richard Jolly
|  | GE MEDICAL SYSTEMS | GE MEDICAL SYSTEMS C1-6-D |  | 293889YP2 | RADIOLOGY DIAGNOSTICS |  |  |  | 05/31/2019 |  |  |  |  | NO | NO |  |  |  |  | GE MEDICAL SYSTEMS 11208080 293889YP2 |  |  | Disposition |  | 99:99:99:99:99:99 |  | Accessory | 1Y:00-MFG | 05/31/2019 | 05/31/2019 | COOPER UNIVERSITY HOSPITAL |  |  | Interventional Radiology Department | WOT00000001312241 | PAULETTE DUCKREY | Performance Verification | Closed | Zhan Kiselev | 05/31/2019 | 05/31/2019 | Performance Verification for GE MEDICAL SYSTEMS 11208080 293889YP2 | Initial Install of Performance Verification. Device is ready for patient use. |  |  | 05/31/2019 | 05/31/2019
|  | GE MEDICAL SYSTEMS | GE MEDICAL SYSTEMS CAM-14 ACQUISITION MODULE |  |  | RIPPA CENTER-OB/GYN |  |  |  | 05/12/2016 |  |  |  |  | NO | NO |  |  |  |  | GE MEDICAL SYSTEMS 10480448 101255166 |  |  | Disposition |  | 99:99:99:99:99:99 |  | Equipment | PAAR:00-PVAR | 10/16/2019 |  | COOPER AMBULATORY OFF-SITES |  |  |  |  | PATRICIA HUFF
|  | GE MEDICAL SYSTEMS | GE MEDICAL SYSTEMS CAM-14 ACQUISITION MODULE |  |  | AUDUBON URGENT CARE |  |  |  | 04/09/2014 |  |  |  |  | NO | NO |  |  |  |  | GE MEDICAL SYSTEMS 10366259 101243459 |  |  | Active |  | 99:99:99:99:99:99 |  | Equipment | PAAR:00-PVAR | 11/02/2019 |  | COOPER AMBULATORY OFF-SITES |  |  | Room 129 - Basement |  | MELISSA PORTOBANCO
|  | GE MEDICAL SYSTEMS | GE MEDICAL SYSTEMS CAM-14 ACQUISITION MODULE |  |  | MOORESTOWN-FAMILY MEDICINE |  |  |  | 09/28/2011 |  |  |  |  | NO | NO |  |  |  |  | GE MEDICAL SYSTEMS 10366209 101226037 |  |  | Active |  | 99:99:99:99:99:99 |  | Equipment | 1Y:00-MFG | 07/02/2019 | 07/01/2020 | COOPER AMBULATORY OFF-SITES |  |  | CLEAN UTILITY |  | LYNNE DEJOSEPH
|  | GE MEDICAL SYSTEMS | GE MEDICAL SYSTEMS CAM-14 ACQUISITION MODULE |  |  | KROC CENTER-FAMILY MEDICINE |  |  |  | 01/01/2013 |  |  |  |  | NO | NO |  |  |  |  | GE MEDICAL SYSTEMS 10365714 101226044 |  |  | Active |  | 99:99:99:99:99:99 |  | Equipment | PAAR:00-PVAR | 11/02/2019 |  | COOPER AMBULATORY OFF-SITES |  |  | RIVER ROAD |  | JESSICA NIEVES
|  | GE MEDICAL SYSTEMS | GE MEDICAL SYSTEMS CAM-14 ACQUISITION MODULE |  |  | CHERRY HILL URGENT CARE |  |  |  | 10/16/2012 |  |  |  |  | NO | NO |  |  |  |  | GE MEDICAL SYSTEMS 10346154 101233243 |  |  | Disposition |  |  |  | Equipment | 1Y:00-MFG | 10/19/2017 | 10/01/2020 | COOPER AMBULATORY OFF-SITES |  |  | LAB |  | MELISSA PORTOBANCO
|  | GE MEDICAL SYSTEMS | GE MEDICAL SYSTEMS CAPNOFLEX LF CO2 MODULE |  | 153-16096 | ANESTHESIOLOGY |  |  |  | 11/15/2012 |  |  |  |  | NO | NO |  |  |  |  | GE MEDICAL SYSTEMS 10368372 153-16096 |  |  | Disposition |  | 99:99:99:99:99:99 |  | Alarm | PAAR:00-PVAR | 11/02/2019 |  | COOPER UNIVERSITY HOSPITAL |  |  | L&D | WOT00000000511269 | GIACINTA ROUPAS | Disposition | Closed | Salvatore Bombara | 02/08/2018 | 05/15/2019 | Bulk Disposition CNL | Unit has been retired | EXP2931566 | Labor | 05/15/2019 | 05/15/2019 | Salvatore Bombara
|  | GE MEDICAL SYSTEMS | GE MEDICAL SYSTEMS CAPNOFLEX LF CO2 MODULE |  | 153-0549 | EMERGENCY ROOM |  |  |  | 11/02/2019 |  |  |  |  | NO | NO |  |  |  |  | GE MEDICAL SYSTEMS 30149549 153-0549 |  |  | Disposition |  |  |  | Alarm | PAAR:00-PVAR | 11/02/2019 | 11/02/2019 | COOPER UNIVERSITY HOSPITAL |  |  | ER |  | KAREN GRUBER |  |  |  | 11/02/2019 | 11/02/2019 |  |  |  |  | 11/02/2019 | 11/02/2019
|  | GE MEDICAL SYSTEMS | GE MEDICAL SYSTEMS CAPNOFLEX LF CO2 MODULE |  | 153-0661 | EMERGENCY ROOM |  |  |  | 11/02/2019 |  |  |  |  | NO | NO |  |  |  |  | GE MEDICAL SYSTEMS 30149546 153-0661 |  |  | Active |  | 99:99:99:99:99:99 |  | Alarm | PAAR:00-PVAR | 11/02/2019 | 11/02/2019 | COOPER UNIVERSITY HOSPITAL |  |  | Peds Rescutation | 0011364193 | KAREN GRUBER | Repair | Closed | Richard Jolly | 11/02/2019 | 11/02/2019 | CARDIAC MONITOR - KEEPS TURNING ON/OFF - ER HADDEN POD FRONT OF 9B & 8A | 3/21/2017 4:24:41 PM RCJOLLY (RCJOLLY 3/21/2017 10:00 AM) REATTACH POWER | 39343258-20CA-4028-A946-7A753F68588E | Labor | 11/02/2019 | 11/02/2019 | Richard Jolly
|  | GE MEDICAL SYSTEMS | GE MEDICAL SYSTEMS CAPNOFLEX LF CO2 MODULE |  | 153-12636 | EMERGENCY ROOM |  |  |  | 11/02/2019 |  |  |  |  | NO | NO |  |  |  |  | GE MEDICAL SYSTEMS 30144388 153-12636 |  |  | Disposition |  | 99:99:99:99:99:99 |  | Alarm | PAAR:00-PVAR | 11/02/2019 | 11/02/2019 | COOPER UNIVERSITY HOSPITAL |  |  | EMERGENCY DEPARTMENT |  | KAREN GRUBER |  |  |  | 11/02/2019 | 11/02/2019 |  |  |  |  | 11/02/2019 | 11/02/2019
|  | GE MEDICAL SYSTEMS | GE MEDICAL SYSTEMS CARDIOLAB 6.5 |  | SBT05350031GA | CARDIAC CATH LAB |  |  |  | 03/16/2006 |  |  |  |  | NO | NO |  |  |  |  | GE MEDICAL SYSTEMS 10367877 SBT05350031GA |  |  | Disposition |  |  |  | Alarm | 1Y:00-MFG | 08/29/2016 | 08/01/2020 | COOPER UNIVERSITY HOSPITAL |  |  | EP Lab 1 |  | LINDA BEAN
|  | GE MEDICAL SYSTEMS | GE MEDICAL SYSTEMS CARDIOLAB CLIENT |  | AA505101814GA | CARDIAC CATH LAB |  |  |  | 09/05/2006 |  |  |  |  | NO | NO |  |  |  |  | GE MEDICAL SYSTEMS 10368383 AA505101814GA |  |  | Disposition |  |  |  | Non-medical | PAAR:00-PVAR | 11/01/2019 |  | COOPER UNIVERSITY HOSPITAL |  |  | EP2 |  | LINDA BEAN
|  | GE MEDICAL SYSTEMS | GE MEDICAL SYSTEMS CARESCAPE B450 |  | SNE19322170SA | TRAUMA ICU |  |  |  | 11/15/2019 |  |  |  |  | NO | NO |  |  |  |  | GE MEDICAL SYSTEMS 11222263 SNE19322170SA |  |  | Active |  |  |  | Alarm | 1Y:00-MFG | 11/15/2019 | 11/15/2019 | COOPER UNIVERSITY HOSPITAL |  |  |  | WOT00000004325745 | Diane Floyd | Performance Verification | Completed | Richard Jolly | 11/15/2019 | 11/15/2019 | Performance Verification for GE MEDICAL SYSTEMS 11222263 SNE19322170SA | Initial Install of Performance Verification. Device is ready for patient use. |  |  | 11/15/2019 | 11/15/2019
|  | GE MEDICAL SYSTEMS | GE MEDICAL SYSTEMS CARESCAPE B450 |  | SNE16400142HA | INTENSIVE CARE UNIT |  |  |  | 12/06/2016 |  |  |  |  | NO | NO |  |  |  |  | GE MEDICAL SYSTEMS 10649981 SNE16400142HA |  |  | Active |  | 11:11:11:11:11:11 |  | Alarm | 1Y:00-MFG | 06/25/2019 | 06/01/2020 | COOPER UNIVERSITY HOSPITAL |  |  |  | 0011610268 | CAROLYN RUMELL | Performance Verification | Closed | Bonnie Aichroth | 05/03/2017 | 05/03/2017 | INCOMING INVENTORY | DEVICE INVENTORIED | 03DC2B82-5C7C-4E6F-9F5F-A980F1FE98BB | Labor | 05/03/2017 | 05/03/2017 | Bonnie Aichroth
|  | GE MEDICAL SYSTEMS | GE MEDICAL SYSTEMS CARESCAPE B450 |  | SJA14138589HA | PAVILION 8 |  |  |  | 04/02/2014 |  |  |  |  | NO | NO |  |  |  |  | GE MEDICAL SYSTEMS 10356634 SJA14138589HA |  |  | Active |  | 00:40:97:16:57:C3 |  | Alarm | 1Y:00-MFG | 10/11/2019 | 07/01/2020 | COOPER UNIVERSITY HOSPITAL |  |  | ROOM 818 |  | BRIAN OSHAUGHNESSY
|  | GE MEDICAL SYSTEMS | GE MEDICAL SYSTEMS CARESCAPE B650 |  | SQC17470111HA | ANESTHESIOLOGY |  |  |  | 02/28/2018 |  |  |  |  | NO | NO |  |  |  |  | GE MEDICAL SYSTEMS 11239134 SQC17470111HA |  |  | Disposition |  |  |  | Equipment | 1Y:00-MFG | 02/28/2018 | 02/28/2018 | COOPER UNIVERSITY HOSPITAL |  |  | Performance Verification | WOT00000000564373 | GIACINTA ROUPAS | Performance Verification | Closed | Salvatore Bombara | 02/28/2018 | 02/28/2018 | Performance Verification for GE MEDICAL SYSTEMS 11239134 SQC17470111HA | Initial Install of Performance Verification. Device is ready for patient use. |  |  | 02/28/2018 | 02/28/2018
|  | GE MEDICAL SYSTEMS | GE MEDICAL SYSTEMS CARESCAPE B650 |  | SQC17470105HA | ANESTHESIOLOGY |  |  |  | 02/12/2018 |  |  |  |  | NO | NO |  |  |  |  | GE MEDICAL SYSTEMS 10752598 SQC17470105HA |  |  | Disposition |  |  |  | Equipment | 1Y:00-MFG | 02/14/2018 | 01/01/2020 | COOPER UNIVERSITY HOSPITAL |  |  | SD OR 4 | WOT00000000546350 | GIACINTA ROUPAS | Performance Verification | Closed | Richard Jolly | 02/14/2018 | 07/22/2019 | Performance Verification for GE MEDICAL SYSTEMS 10752598 SQC17470105HA | Initial Install of Performance Verification. Device is ready for patient use.
|  | GE MEDICAL SYSTEMS | GE MEDICAL SYSTEMS CARESCAPE B650 |  | SK416301117HA | EMERGENCY ROOM |  |  |  | 08/15/2016 |  |  |  |  | NO | NO |  |  |  |  | GE MEDICAL SYSTEMS 10649770 SK416301117HA |  |  | Active |  | 00:40:97:0C:CA:C2 |  | Equipment | 1Y:00-MFG | 02/20/2019 | 02/01/2020 | COOPER UNIVERSITY HOSPITAL |  |  | CCAA6 |  | KAREN GRUBER
|  | GE MEDICAL SYSTEMS | GE MEDICAL SYSTEMS CARESCAPE B850 19 INCH |  | KTNXBE107300 | VOORHEES SURGERY CENTER-OPERATING ROOM |  |  |  | 06/19/2015 |  |  |  |  | NO | NO |  |  |  |  | GE MEDICAL SYSTEMS 10347735 KTNXBE107300 |  |  | Disposition |  |  |  | Accessory | 1Y:00-MFG | 03/28/2016 | 04/01/2020 | COOPER AMBULATORY OFF-SITES |  |  |  |  | JENNIFER BOMBARO
|  | GE MEDICAL SYSTEMS | GE MEDICAL SYSTEMS CARESCAPE DINAMAP V100 |  | SH612200073SA | BIOMEDICAL |  |  |  | 10/16/2019 |  |  |  |  | NO | NO |  |  |  |  | GE MEDICAL SYSTEMS 25244 SH612200073SA |  |  | Disposition |  |  |  | Alarm | PAAR:00-PVAR | 10/16/2019 | 10/16/2019 | COOPER UNIVERSITY HOSPITAL |  |  | COMM OUT PROG K159 |  | Bonnie Aichroch |  |  |  | 10/16/2019 | 10/16/2019 |  |  |  |  | 10/16/2019 | 10/16/2019
|  | GE MEDICAL SYSTEMS | GE MEDICAL SYSTEMS CARESCAPE DINAMAP V100 |  | SDT08270293SP | MED/SURG 6 PAVILION |  |  |  | 10/16/2019 |  |  |  |  | NO | NO |  |  |  |  | GE MEDICAL SYSTEMS 16854 SDT08270293SP |  |  | Disposition |  | 99:99:99:99:99:99 |  | Alarm | PAAR:00-PVAR | 10/16/2019 | 10/16/2019 | COOPER UNIVERSITY HOSPITAL |  |  | MEDSURG 6 |  | BRIAN OSHAUGHNESSY |  |  |  | 10/16/2019 | 10/16/2019 |  |  |  |  | 10/16/2019 | 10/16/2019
|  | GE MEDICAL SYSTEMS | GE MEDICAL SYSTEMS CARESCAPE DINAMAP V100 |  | SDT08270045SP | MED/SURG 6 PAVILION |  |  |  | 10/16/2019 |  |  |  |  | NO | NO |  |  |  |  | GE MEDICAL SYSTEMS 16841 SDT08270045SP |  |  | Disposition |  | 99:99:99:99:99:99 |  | Alarm | PAAR:00-PVAR | 10/16/2019 | 10/16/2019 | COOPER UNIVERSITY HOSPITAL |  |  | MEDSURG 6 |  | BRIAN OSHAUGHNESSY |  |  |  | 10/16/2019 | 10/16/2019 |  |  |  |  | 10/16/2019 | 10/16/2019
|  | GE MEDICAL SYSTEMS | GE MEDICAL SYSTEMS CARESCAPE DINAMAP V100 |  | SDT082802265P | VOORHEES SURGERY CENTER-OPERATING ROOM |  |  |  | 10/16/2019 |  |  |  |  | NO | NO |  |  |  |  | GE MEDICAL SYSTEMS 16279 SDT082802265P |  |  | Disposition |  |  |  | Alarm | PAAR:00-PVAR | 10/16/2019 | 10/16/2019 | COOPER AMBULATORY OFF-SITES |  |  | PAIN MANAGEMENT SUITE E |  | JENNIFER BOMBARO |  |  |  | 10/16/2019 | 10/16/2019 |  |  |  |  | 10/16/2019 | 10/16/2019
|  | GE MEDICAL SYSTEMS | GE MEDICAL SYSTEMS CARESCAPE DINAMAP V100 |  | SDT08270298SP | MED/SURG 6 PAVILION |  |  |  | 02/24/2009 |  |  |  |  | NO | NO |  |  |  |  | GE MEDICAL SYSTEMS 10369393 SDT08270298SP |  |  | Disposition |  |  |  | Alarm | PAAR:00-PVAR | 11/02/2019 |  | COOPER UNIVERSITY HOSPITAL |  |  | HALLWAY |  | BRIAN OSHAUGHNESSY
|  | GE MEDICAL SYSTEMS | GE MEDICAL SYSTEMS CARESCAPE DINAMAP V100 |  | SDT08270294SP | MED/SURG 6 PAVILION |  |  |  | 02/24/2009 |  |  |  |  | NO | NO |  |  |  |  | GE MEDICAL SYSTEMS 10369135 SDT08270294SP |  |  | Disposition |  |  |  | Alarm | PAAR:00-PVAR | 11/02/2019 |  | COOPER UNIVERSITY HOSPITAL |  |  | PAV 6 |  | BRIAN OSHAUGHNESSY
|  | GE MEDICAL SYSTEMS | GE MEDICAL SYSTEMS CARESCAPE DINAMAP V100 |  | SDT08270045S | MED/SURG 6 PAVILION |  |  |  | 07/08/2008 |  |  |  |  | NO | NO |  |  |  |  | GE MEDICAL SYSTEMS 10356458 SDT08270045S |  |  | Disposition |  |  |  | Alarm | PAAR:00-PVAR | 11/02/2019 |  | COOPER UNIVERSITY HOSPITAL |  |  | PAV 6 |  | BRIAN OSHAUGHNESSY
|  | GE MEDICAL SYSTEMS | GE MEDICAL SYSTEMS CARESCAPE DINAMAP V100 |  | SDT08270315SP | MED/SURG 6 PAVILION |  |  |  | 03/06/2009 |  |  |  |  | NO | NO |  |  |  |  | GE MEDICAL SYSTEMS 10356456 SDT08270315SP |  |  | Disposition |  |  |  | Alarm | PAAR:00-PVAR | 11/02/2019 |  | COOPER UNIVERSITY HOSPITAL |  |  | 6 PAVILION |  | BRIAN OSHAUGHNESSY
|  | GE MEDICAL SYSTEMS | GE MEDICAL SYSTEMS CARESCAPE DINAMAP V100 |  | SDT082702959SP | NEURO/ORTHO/MEDSURG/7 PAV |  |  |  | 03/06/2009 |  |  |  |  | NO | NO |  |  |  |  | GE MEDICAL SYSTEMS 10356434 SDT082702959SP |  |  | Disposition |  |  |  | Alarm | PAAR:00-PVAR | 11/02/2019 |  | COOPER UNIVERSITY HOSPITAL |  |  | PAVILION 7 |  | Pam Young
|  | GE MEDICAL SYSTEMS | GE MEDICAL SYSTEMS CARESCAPE DINAMAP V100 |  | SDT08270326SP | NEURO/ORTHO/MEDSURG/7 PAV |  |  |  | 03/06/2009 |  |  |  |  | NO | NO |  |  |  |  | GE MEDICAL SYSTEMS 10356432 SDT08270326SP |  |  | Disposition |  |  |  | Alarm | PAAR:00-PVAR | 11/01/2019 |  | COOPER UNIVERSITY HOSPITAL |  |  | PAVILION 7 | 0011632971 | Pam Young | Repair | Closed | Stephen Zubrzycki | 05/12/2017 | 05/12/2017 | BP MONITOR - NEEDS RETIRED - BIOMED | 5/12/2017 12:23:50 PM SJZUBRZYCKI (SJZUBRZYCKI 5/12/2017 12:00 AM) REMOVED FROM INVENTORY. THEY GOT NEW BP UNITS AND THESE WERE EXTRA 5/12/2017 12:23 PM SJZUBRZYCKI This device has been removed from an active status with the RSQ Database, and physically removed from the facility. Device retired on 5/12/2017; Authorized By: YES; Nature of Retirement: TRADED IN; Days In Service: 707 | FA750DD6-2102-473B-A6C1-1F645F635199 | Labor | 05/12/2017 | 05/12/2017 | Stephen Zubrzycki
|  | GE MEDICAL SYSTEMS | GE MEDICAL SYSTEMS CARESCAPE DINAMAP V100 |  | SDT08270307SP | NEURO/ORTHO/MEDSURG/7 PAV |  |  |  | 03/06/2009 |  |  |  |  | NO | NO |  |  |  |  | GE MEDICAL SYSTEMS 10356430 SDT08270307SP |  |  | Disposition |  | 99:99:99:99:99:99 |  | Alarm | PAAR:00-PVAR | 11/02/2019 |  | COOPER UNIVERSITY HOSPITAL |  |  | pavilion |  | Pam Young
|  | GE MEDICAL SYSTEMS | GE MEDICAL SYSTEMS CARESCAPE DINAMAP V100 |  | SDT08270019SP | PAVILION 8 |  |  |  | 02/24/2009 |  |  |  |  | NO | NO |  |  |  |  | GE MEDICAL SYSTEMS 10356408 SDT08270019SP |  |  | Disposition |  | 99:99:99:99:99:99 |  | Alarm | PAAR:00-PVAR | 11/02/2019 |  | COOPER UNIVERSITY HOSPITAL |  |  | PAV8 | 0012027228 | BRIAN OSHAUGHNESSY | Repair | Closed | Gene Amodei | 08/10/2017 | 08/28/2017 | VITALS MACHINE - NOT WORKING - PAV 8 FRONTN DESK | 8/28/2017 12:23:24 PM GRAMODEI these units were replaced with Philips VS2, 8/28/2017 12:23 PM GRAMODEI This device has been removed from an active status with the RSQ Database, and physically removed from the facility. Device retired on 8/28/2017; Authorized By: GRAMODEI; Nature of Retirement: NO LONGER NEEDED; Days In Service: 815 | C5C54E4C-1D67-4CAD-A147-9600B12B5491 | Labor | 08/10/2017 | 08/10/2017 | Gene Amodei
|  | GE MEDICAL SYSTEMS | GE MEDICAL SYSTEMS CARESCAPE DINAMAP V100 |  | SDT08270032SP | MED/SURG 6 PAVILION |  |  |  | 03/06/2009 |  |  |  |  | NO | NO |  |  |  |  | GE MEDICAL SYSTEMS 10355272 SDT08270032SP |  |  | Disposition |  |  |  | Alarm | PAAR:00-PVAR | 11/02/2019 |  | COOPER UNIVERSITY HOSPITAL |  |  | 6 PAVILION |  | BRIAN OSHAUGHNESSY
|  | GE MEDICAL SYSTEMS | GE MEDICAL SYSTEMS CARESCAPE DINAMAP V100 |  | 08270293sp | MED/SURG 6 PAVILION |  |  |  | 01/01/1900 |  |  |  |  | NO | NO |  |  |  |  | GE MEDICAL SYSTEMS 10355263 08270293sp |  |  | Active |  | 99:99:99:99:99:99 |  | Alarm | PAAR:00-PVAR | 11/02/2019 |  | COOPER UNIVERSITY HOSPITAL |  |  | 6 PAV |  | BRIAN OSHAUGHNESSY
|  | GE MEDICAL SYSTEMS | GE MEDICAL SYSTEMS CARESCAPE DINAMAP V100 |  | SDT09501038SP | OR - KELEMEN 3 |  |  |  | 12/17/2009 |  |  |  |  | NO | NO |  |  |  |  | GE MEDICAL SYSTEMS 10346389 SDT09501038SP |  |  | Disposition |  |  |  | Alarm | PAAR:00-PVAR | 11/02/2019 |  | COOPER UNIVERSITY HOSPITAL |  |  | RECOVERY |  | DOMINIC VENDETTA
|  | GE MEDICAL SYSTEMS | GE MEDICAL SYSTEMS CARESCAPE DINAMAP V100 |  | SDT08270321SP | NEURO/ORTHO/MEDSURG/7 PAV |  |  |  | 11/02/2019 |  |  |  |  | NO | NO |  |  |  |  | GE MEDICAL SYSTEMS 30142195 SDT08270321SP |  |  | Disposition |  |  |  | Alarm | PAAR:00-PVAR | 11/02/2019 | 11/02/2019 | COOPER UNIVERSITY HOSPITAL |  |  | PAVILION 7 |  | Pam Young |  |  |  | 11/02/2019 | 11/02/2019 |  |  |  |  | 11/02/2019 | 11/02/2019
|  | GE MEDICAL SYSTEMS | GE MEDICAL SYSTEMS CARESCAPE DINAMAP V100 |  | SDT082700135P | NEURO/ORTHO/MEDSURG/7 PAV |  |  |  | 10/16/2019 |  |  |  |  | NO | NO |  |  |  |  | GE MEDICAL SYSTEMS 30142194 SDT082700135P |  |  | Disposition |  |  |  | Alarm | PAAR:00-PVAR | 10/16/2019 | 10/16/2019 | COOPER UNIVERSITY HOSPITAL |  |  | NOMS 7 PAVILION |  | Pam Young |  |  |  | 10/16/2019 | 10/16/2019 |  |  |  |  | 10/16/2019 | 10/16/2019
|  | GE MEDICAL SYSTEMS | GE MEDICAL SYSTEMS CARESCAPE E-SCAIO-00 |  | SGV16330038HA | ANESTHESIOLOGY |  |  |  | 01/09/2019 |  |  |  |  | NO | NO |  |  |  |  | GE MEDICAL SYSTEMS 30294793 SGV16330038HA |  |  | Active |  | 99:99:99:99:99:99 |  | High Risk | 1Y:00-MFG 4Y:00-RPLC | 01/09/2019 | 01/09/2019 | COOPER UNIVERSITY HOSPITAL |  |  | Anes Trav 1 Special Test | 0012526971 | GIACINTA ROUPAS | Performance Verification | Closed | Josh Harris | 01/09/2019 | 01/09/2019 | INCOMING INVENTORY | DEVICE INVENTORIED | 64B9E95F-772C-4A11-9045-2CF2F3E55386 | Labor | 01/09/2019 | 01/09/2019 | Josh Harris
|  | GE MEDICAL SYSTEMS | GE MEDICAL SYSTEMS CARESCAPE E-SCAIO-00 |  | SGV16330053HA | ANESTHESIOLOGY |  |  |  | 01/07/2019 |  |  |  |  | NO | NO |  |  |  |  | GE MEDICAL SYSTEMS 30294792 SGV16330053HA |  |  | Active |  | 99:99:99:99:99:99 |  | High Risk | 1Y:00-MFG 4Y:00-RPLC | 01/07/2019 | 01/07/2019 | COOPER UNIVERSITY HOSPITAL |  |  | Pav Anes Work Room | 0012395577 | GIACINTA ROUPAS | Preventative Maintenance | Closed | Josh Harris | 01/07/2019 | 01/07/2019 | PERFORMANCE ASSURANCE AT INVENTORY | INVENTORIED DEVICE AND ENSURED DEVICE WAS FUNCTIONING PROPERLY. | 9A8AC862-9B1A-4AC9-85AC-EB2E7DF73CF9 | Labor | 01/07/2019 | 01/07/2019 | Salvatore Bombara
|  | GE MEDICAL SYSTEMS | GE MEDICAL SYSTEMS CARESCAPE E-SCAIO-00 |  | SGV16330121HA | ANESTHESIOLOGY |  |  |  | 01/07/2019 |  |  |  |  | NO | NO |  |  |  |  | GE MEDICAL SYSTEMS 30294787 SGV16330121HA |  |  | Active |  | 99:99:99:99:99:99 |  | High Risk | 1Y:00-MFG 4Y:00-RPLC | 01/07/2019 | 01/07/2019 | COOPER UNIVERSITY HOSPITAL |  |  | Pav Anes Work Room | 0012526982 | GIACINTA ROUPAS | Preventative Maintenance | Closed | Josh Harris | 01/07/2019 | 01/07/2019 | PERFORMANCE ASSURANCE AT INVENTORY | INVENTORIED DEVICE AND ENSURED DEVICE WAS FUNCTIONING PROPERLY. | 5EE93AB7-AC2D-44E6-9813-A87A4B14488E | Labor | 01/07/2019 | 01/07/2019 | Salvatore Bombara
|  | GE MEDICAL SYSTEMS | GE MEDICAL SYSTEMS CARESCAPE E-SCAIO-00 |  | SGV16320104HA | EMERGENCY ROOM |  |  |  | 01/21/2019 |  |  |  |  | NO | NO |  |  |  |  | GE MEDICAL SYSTEMS 30294782 SGV16320104HA |  |  | Active |  | 99:99:99:99:99:99 |  | High Risk | 1Y:00-MFG 4Y:00-RPLC | 01/21/2019 | 01/21/2019 | COOPER UNIVERSITY HOSPITAL |  |  |  | 0012395571 | KAREN GRUBER | Performance Verification | Closed | Josh Harris | 01/21/2019 | 01/21/2019 | INCOMING INVENTORY | DEVICE INVENTORIED | 8163BBA7-87A4-4B2D-AE0E-95C7A16E0A1C | Labor | 01/21/2019 | 01/21/2019 | Josh Harris
|  | GE MEDICAL SYSTEMS | GE MEDICAL SYSTEMS CARESCAPE PATIENT DATA MODULE |  | SA3160660565A | ANESTHESIOLOGY |  |  |  | 10/31/2019 |  |  |  |  | NO | NO |  |  |  |  | GE MEDICAL SYSTEMS 30126212 SA3160660565A |  |  | Active |  | 99:99:99:99:99:99 |  | Alarm | PAAR:00-PVAR | 10/31/2019 | 10/31/2019 | COOPER UNIVERSITY HOSPITAL |  |  | OPERATING ROOM K11 |  | GIACINTA ROUPAS |  |  |  | 10/31/2019 | 10/31/2019 |  |  |  |  | 10/31/2019 | 10/31/2019
|  | GE MEDICAL SYSTEMS | GE MEDICAL SYSTEMS CARESCAPE PATIENT DATA MODULE |  | SA314212252GA | OR - KELEMEN 3 |  |  |  | 10/31/2019 |  |  |  |  | NO | NO |  |  |  |  | GE MEDICAL SYSTEMS 26615 SA314212252GA |  |  | Active |  | 99:99:99:99:99:99 |  | Alarm | PAAR:00-PVAR | 10/31/2019 | 10/31/2019 | COOPER UNIVERSITY HOSPITAL |  |  | HOLDING 23 |  | DOMINIC VENDETTA |  |  |  | 10/31/2019 | 10/31/2019 |  |  |  |  | 10/31/2019 | 10/31/2019
|  | GE MEDICAL SYSTEMS | GE MEDICAL SYSTEMS CARESCAPE PATIENT DATA MODULE |  | SA309517626GR | PAVILION 8 |  |  |  | 10/31/2019 |  |  |  |  | NO | NO |  |  |  |  | GE MEDICAL SYSTEMS 26337 SA309517626GR |  |  | Active |  | 99:99:99:99:99:99 |  | Alarm | PAAR:00-PVAR | 10/31/2019 | 10/31/2019 | COOPER UNIVERSITY HOSPITAL |  |  | ROOM 814 |  | BRIAN OSHAUGHNESSY |  |  |  | 10/31/2019 | 10/31/2019 |  |  |  |  | 10/31/2019 | 10/31/2019
|  | GE MEDICAL SYSTEMS | GE MEDICAL SYSTEMS CARESCAPE PATIENT DATA MODULE |  | SA312059615GR | CHIP - 9 PAVILION |  |  |  | 10/31/2019 |  |  |  |  | NO | NO |  |  |  |  | GE MEDICAL SYSTEMS 26106 SA312059615GR |  |  | Active |  | 99:99:99:99:99:99 |  | Alarm | PAAR:00-PVAR | 10/31/2019 | 10/31/2019 | COOPER UNIVERSITY HOSPITAL |  |  | ROOM 923 |  | KIM HUMMEL |  |  |  | 10/31/2019 | 10/31/2019 |  |  |  |  | 10/31/2019 | 10/31/2019
|  | GE MEDICAL SYSTEMS | GE MEDICAL SYSTEMS CARESCAPE PATIENT DATA MODULE |  | SA310506750GR | CHIP - 9 PAVILION |  |  |  | 03/06/2014 |  |  |  |  | NO | NO |  |  |  |  | GE MEDICAL SYSTEMS 10368947 SA310506750GR |  |  | Active |  | 99:99:99:99:99:99 |  | Alarm | PAAR:00-PVAR | 11/02/2019 |  | COOPER UNIVERSITY HOSPITAL |  |  | ROOM 935 | WOT00000002202599 | KIM HUMMEL | Disposition | Closed | Michael Youch | 02/14/2019 | 05/17/2019 | Bulk Disposition CNL
|  | GE MEDICAL SYSTEMS | GE MEDICAL SYSTEMS CARESCAPE PATIENT DATA MODULE |  | SA310496360GR | CHIP - 9 PAVILION |  |  |  | 03/06/2014 |  |  |  |  | NO | NO |  |  |  |  | GE MEDICAL SYSTEMS 10368927 SA310496360GR |  |  | Active |  | 99:99:99:99:99:99 |  | Alarm | PAAR:00-PVAR | 11/02/2019 |  | COOPER UNIVERSITY HOSPITAL |  |  | ROOM 929 | WOT00000002202579 | KIM HUMMEL | Disposition | Closed | Michael Youch | 02/14/2019 | 05/21/2019 | Bulk Disposition CNL
|  | GE MEDICAL SYSTEMS | GE MEDICAL SYSTEMS CARESCAPE PATIENT DATA MODULE |  | SA311287130GR | PAVILION 8 |  |  |  | 03/06/2014 |  |  |  |  | NO | NO |  |  |  |  | GE MEDICAL SYSTEMS 10368924 SA311287130GR |  |  | Active |  | 99:99:99:99:99:99 |  | Alarm | PAAR:00-PVAR | 11/02/2019 |  | COOPER UNIVERSITY HOSPITAL |  |  | PAV 940 | WOT00000000533858 | BRIAN OSHAUGHNESSY | Disposition | Closed | Gene Amodei | 02/08/2018 | 05/14/2019 | Bulk Disposition CNL
|  | GE MEDICAL SYSTEMS | GE MEDICAL SYSTEMS CARESCAPE PATIENT DATA MODULE |  | SA312376300GA | CARDIAC CATH LAB |  |  |  | 01/01/1900 |  |  |  |  | NO | NO |  |  |  |  | GE MEDICAL SYSTEMS 10367853 SA312376300GA |  |  | Disposition |  | 99:99:99:99:99:99 |  | Alarm | PAAR:00-PVAR | 11/02/2019 |  | COOPER UNIVERSITY HOSPITAL |  |  | Disposition | WOT00000002893844 | LINDA BEAN | Disposition | Closed | Stephen Zubrzycki | 06/13/2019 | 06/13/2019 | Equipment Disposition | CNL unit during Last Touch rounds. This unit has no Service History or Legacy Service history. CCL has only 2 GE monitors that take the Carescape modules and neither one is this CEID/serial #. | EXP3148002 | Labor | 06/13/2019 | 06/13/2019 | Stephen Zubrzycki
|  | GE MEDICAL SYSTEMS | GE MEDICAL SYSTEMS CARESCAPE PATIENT DATA MODULE |  | SA3163600765A | ANESTHESIOLOGY |  |  |  | 10/31/2019 |  |  |  |  | NO | NO |  |  |  |  | GE MEDICAL SYSTEMS 30292775 SA3163600765A |  |  | Active |  | 99:99:99:99:99:99 |  | Alarm | PAAR:00-PVAR | 10/31/2019 | 10/31/2019 | COOPER UNIVERSITY HOSPITAL |  |  | OR P3 | 0011307277 | GIACINTA ROUPAS | Preventative Maintenance | Closed | Bonnie Aichroth | 10/31/2019 | 10/31/2019 | PERFORMANCE ASSURANCE AT INVENTORY | INVENTORIED DEVICE AND ENSURED DEVICE WAS FUNCTIONING PROPERLY. | 21A0A9B3-454C-456E-9D84-BC4B0489773F | Labor | 10/31/2019 | 10/31/2019 | Salvatore Bombara
|  | GE MEDICAL SYSTEMS | GE MEDICAL SYSTEMS CARESCAPE PATIENT DATA MODULE |  | SA308409081GR | CHIP - 9 PAVILION |  |  |  | 10/07/2008 |  |  |  |  | NO | NO |  |  |  |  | GE MEDICAL SYSTEMS 10356505 SA308409081GR |  |  | Active |  | 99:99:99:99:99:99 |  | Alarm | PAAR:00-PVAR | 11/02/2019 |  | COOPER UNIVERSITY HOSPITAL |  |  | Biomed | WOT00000001735099 | KIM HUMMEL | Repair | Closed | Salvatore Bombara | 11/23/2018 | 05/23/2019 | BP is pumping too much air into cuff, limb will turn blue | confirm. determined unit has a malfunctioning bp pump. ordered part for replacement. received part. installed tested and passed full functional check. returned unit to service. | EXP1958725 | Parts |  |  | Salvatore Bombara
|  | GE MEDICAL SYSTEMS | GE MEDICAL SYSTEMS CARESCAPE PATIENT DATA MODULE |  | SA316310217SA | CDU - CLINICAL DECISION UNIT-9 KELEMEN |  |  |  | 10/31/2019 |  |  |  |  | NO | NO |  |  |  |  | GE MEDICAL SYSTEMS 30146427 SA316310217SA |  |  | Active |  | 99:99:99:99:99:99 |  | Alarm | PAAR:00-PVAR | 10/31/2019 | 10/31/2019 | COOPER UNIVERSITY HOSPITAL |  |  |  | 0011470325 | KAREN GRUBER | Performance Verification | Closed | Bonnie Aichroth | 10/31/2019 | 10/31/2019 | INCOMING INVENTORY | DEVICE INVENTORIED | B1611495-BA13-4AFC-8436-FE4D6D807573 | Labor | 10/31/2019 | 10/31/2019 | Bonnie Aichroth
|  | GE MEDICAL SYSTEMS | GE MEDICAL SYSTEMS CARESCAPE PATIENT DATA MODULE |  | SA316310188SA | CDU - CLINICAL DECISION UNIT-9 KELEMEN |  |  |  | 10/31/2019 |  |  |  |  | NO | NO |  |  |  |  | GE MEDICAL SYSTEMS 30146424 SA316310188SA |  |  | Active |  | 99:99:99:99:99:99 |  | Alarm | PAAR:00-PVAR | 10/31/2019 | 10/31/2019 | COOPER UNIVERSITY HOSPITAL |  |  |  | 0011470313 | KAREN GRUBER | Performance Verification | Closed | Bonnie Aichroth | 10/31/2019 | 10/31/2019 | INCOMING INVENTORY | DEVICE INVENTORIED | 7913BFFB-ADD6-4C9C-B654-ADAE36319606 | Labor | 10/31/2019 | 10/31/2019 | Bonnie Aichroth
|  | GE MEDICAL SYSTEMS | GE MEDICAL SYSTEMS CARESCAPE PATIENT DATA MODULE |  | SA316310198SA | CDU - CLINICAL DECISION UNIT-9 KELEMEN |  |  |  | 10/31/2019 |  |  |  |  | NO | NO |  |  |  |  | GE MEDICAL SYSTEMS 30146423 SA316310198SA |  |  | Active |  | 99:99:99:99:99:99 |  | Alarm | PAAR:00-PVAR | 10/31/2019 | 10/31/2019 | COOPER UNIVERSITY HOSPITAL |  |  |  | 0011470310 | KAREN GRUBER | Performance Verification | Closed | Bonnie Aichroth | 10/31/2019 | 10/31/2019 | INCOMING INVENTORY | DEVICE INVENTORIED | 64C6C7BB-3DC9-4B84-802B-147956A58E19 | Labor | 10/31/2019 | 10/31/2019 | Bonnie Aichroth
|  | GE MEDICAL SYSTEMS | GE MEDICAL SYSTEMS CARESCAPE PATIENT DATA MODULE |  | SA316310197SA | CDU - CLINICAL DECISION UNIT-9 KELEMEN |  |  |  | 10/31/2019 |  |  |  |  | NO | NO |  |  |  |  | GE MEDICAL SYSTEMS 30146422 SA316310197SA |  |  | Active |  | 99:99:99:99:99:99 |  | Alarm | PAAR:00-PVAR | 10/31/2019 | 10/31/2019 | COOPER UNIVERSITY HOSPITAL |  |  |  | 0011470308 | KAREN GRUBER | Preventative Maintenance | Closed | Bonnie Aichroth | 10/31/2019 | 10/31/2019 | PERFORMANCE ASSURANCE AT INVENTORY | INVENTORIED DEVICE AND ENSURED DEVICE WAS FUNCTIONING PROPERLY. | 5E785A7C-5B50-4C30-A2DB-6593494EB414 | Labor | 10/31/2019 | 10/31/2019 | Richard Jolly
|  | GE MEDICAL SYSTEMS | GE MEDICAL SYSTEMS CARESCAPE PATIENT DATA MODULE |  | SA316310111SA | CDU - CLINICAL DECISION UNIT-9 KELEMEN |  |  |  | 10/31/2019 |  |  |  |  | NO | NO |  |  |  |  | GE MEDICAL SYSTEMS 30146415 SA316310111SA |  |  | Active |  | 99:99:99:99:99:99 |  | Alarm | PAAR:00-PVAR | 10/31/2019 | 10/31/2019 | COOPER UNIVERSITY HOSPITAL |  |  |  | 0011470282 | KAREN GRUBER | Preventative Maintenance | Closed | Bonnie Aichroth | 10/31/2019 | 10/31/2019 | PERFORMANCE ASSURANCE AT INVENTORY | INVENTORIED DEVICE AND ENSURED DEVICE WAS FUNCTIONING PROPERLY. | F4C30181-A164-4BD2-84F3-DB1DE49B7E97 | Labor | 10/31/2019 | 10/31/2019 | Bonnie Aichroth
|  | GE MEDICAL SYSTEMS | GE MEDICAL SYSTEMS CARESCAPE PATIENT DATA MODULE |  | SA315334484GA | ANESTHESIOLOGY |  |  |  | 10/31/2019 |  |  |  |  | NO | NO |  |  |  |  | GE MEDICAL SYSTEMS 30144488 SA315334484GA |  |  | Active |  | 99:99:99:99:99:99 |  | Alarm | PAAR:00-PVAR | 10/31/2019 | 10/31/2019 | COOPER UNIVERSITY HOSPITAL |  |  |  |  | GIACINTA ROUPAS |  |  |  | 10/31/2019 | 10/31/2019 |  |  |  |  | 10/31/2019 | 10/31/2019
|  | GE MEDICAL SYSTEMS | GE MEDICAL SYSTEMS CARESCAPE PDM 2016793-002 |  | SA317460606SA | SAME DAY PREOP -2ND FL PAVILION |  |  |  | 10/31/2019 |  |  |  |  | NO | NO |  |  |  |  | GE MEDICAL SYSTEMS 10769701 SA317460606SA |  |  | Active |  | 99:99:99:99:99:99 |  | Alarm | PAAR:00-PVAR | 10/31/2019 | 10/31/2019 | COOPER UNIVERSITY HOSPITAL |  |  | Performance Verification | WOT00000000545572 | JOE DRUCTOR | Performance Verification | Closed | Richard Jolly | 10/31/2019 | 10/31/2019 | Performance Verification for GE MEDICAL SYSTEMS 10769701 SA317460606SA | Initial Install of Performance Verification. Device is ready for patient use. |  |  | 10/31/2019 | 10/31/2019
|  | GE MEDICAL SYSTEMS | GE MEDICAL SYSTEMS CARESCAPE PDM 2016793-002 |  | SA317460485SA | SAME DAY PREOP -2ND FL PAVILION |  |  |  | 02/12/2018 |  |  |  |  | NO | NO |  |  |  |  | GE MEDICAL SYSTEMS 10752609 SA317460485SA |  |  | Active |  | 99:99:99:99:99:99 |  | Alarm | PAAR:00-PVAR | 10/31/2019 |  | COOPER UNIVERSITY HOSPITAL |  |  | SD Preop 6 | WOT00000000547331 | JOE DRUCTOR | Performance Verification | Closed | Josh Harris | 02/14/2018 | 07/22/2019 | CEID Record Completion for GE MEDICAL SYSTEMS 10752609 SA317460485SA | Inventoried unit. | EXP3409305 | Labor | 07/10/2019 | 07/10/2019 | Josh Harris
|  | GE MEDICAL SYSTEMS | GE MEDICAL SYSTEMS CARESCAPE PDM 2016793-002 |  | SA317460343SA | SAME DAY PREOP -2ND FL PAVILION |  |  |  | 02/12/2018 |  |  |  |  | NO | NO |  |  |  |  | GE MEDICAL SYSTEMS 10752601 SA317460343SA |  |  | Active |  | 99:99:99:99:99:99 |  | Alarm | PAAR:00-PVAR | 10/31/2019 |  | COOPER UNIVERSITY HOSPITAL |  |  | PRE OP 3 | WOT00000000552777 | JOE DRUCTOR | Performance Verification | Closed | Kirk Lis | 02/19/2018 | 07/30/2018 | Performance Verification for GE MEDICAL SYSTEMS 10752601 SA317460343SA | Initial Install of Performance Verification. Device is ready for patient use.
|  | GE MEDICAL SYSTEMS | GE MEDICAL SYSTEMS CARESCAPE PDM 2016793-002 |  | SA311090784GA | PACU KELEMEN |  |  |  | 04/04/2011 |  |  |  |  | NO | NO |  |  |  |  | GE MEDICAL SYSTEMS 10368503 SA311090784GA |  |  | Active |  | 99:99:99:99:99:99 |  | Alarm | PAAR:00-PVAR | 11/02/2019 |  | COOPER UNIVERSITY HOSPITAL |  |  | pacu storage |  | FRANK OBRIEN
|  | GE MEDICAL SYSTEMS | GE MEDICAL SYSTEMS CARESCAPE PDM 2016793-002 |  | SA311101212GA | PACU KELEMEN |  |  |  | 04/04/2011 |  |  |  |  | NO | NO |  |  |  |  | GE MEDICAL SYSTEMS 10368457 SA311101212GA |  |  | Active |  | 99:99:99:99:99:99 |  | Alarm | PAAR:00-PVAR | 11/02/2019 |  | COOPER UNIVERSITY HOSPITAL |  |  | PACU | WOT00000000533854 | FRANK OBRIEN | Disposition | Closed | Richard Jolly | 02/08/2018 | 05/21/2019 | Bulk Disposition CNL
|  | GE MEDICAL SYSTEMS | GE MEDICAL SYSTEMS CARESCAPE PDM 2016793-002 |  | SA313105691GA | VOORHEES SURGERY CENTER-OPERATING ROOM |  |  |  | 02/14/2013 |  |  |  |  | NO | NO |  |  |  |  | GE MEDICAL SYSTEMS 10345430 SA313105691GA |  |  | Active |  | 99:99:99:99:99:99 |  | Alarm | PAAR:00-PVAR | 11/02/2019 |  | COOPER AMBULATORY OFF-SITES |  |  | Spare | 0012414414 | JENNIFER BOMBARO | Service Request | Closed | Kirk Lis | 11/20/2017 | 11/21/2017 | MONITOR - POTENTIAL INCIDENT - VORHEES, OR RM 1 | 11/21/2017 8:47:23 AM KALIS (KALIS 11/21/2017 12:00 AM) THIS IS A DUPLICATE WO FOR THE SAME SERVICE AS WO# 124143554 & 12414391 11/21/2017 8:48:13 AM KALIS (KALIS 11/21/2017 12:00 AM) DOCUMENTATION TO CLOSE DUPLICATE WORK ORDER | 1D3FBEE9-7AB5-459E-ABAA-0FE35E1A1609 | Labor | 11/21/2017 | 11/21/2017 | Kirk Lis
|  | GE MEDICAL SYSTEMS | GE MEDICAL SYSTEMS CARESCAPE TELEMETRY SERVER (CTS) |  | SDY14102093GR | PAVILION 8 |  |  |  | 03/12/2014 |  |  |  |  | NO | NO |  |  |  |  | GE MEDICAL SYSTEMS 10355893 SDY14102093GR |  |  | Active |  | 74:FE:48:00:40:2E |  | Equipment | PAAR:00-PVAR | 10/31/2019 |  | COOPER UNIVERSITY HOSPITAL |  |  | 8 PAVILION CENTRAL |  | BRIAN OSHAUGHNESSY
|  | GE MEDICAL SYSTEMS | GE MEDICAL SYSTEMS CARESCAPE TELEMETRY T14 |  | SE314256970GA | PAVILION 8 |  |  |  | 10/16/2019 |  |  |  |  | NO | NO |  |  |  |  | GE MEDICAL SYSTEMS 26441 SE314256970GA |  |  | Disposition |  | 99:99:99:99:99:99 |  | Equipment | PAAR:00-PVAR | 10/16/2019 | 10/16/2019 | COOPER UNIVERSITY HOSPITAL |  |  |  | 0012126748 | BRIAN OSHAUGHNESSY | Performance Verification | Closed | Michael Youch | 10/16/2019 | 10/16/2019 | INCOMING INVENTORY | DEVICE INVENTORIED | 4DD3DF4A-9324-44BF-A8FA-10F5F9F0D451 | Labor | 10/16/2019 | 10/16/2019 | Bonnie Aichroth
|  | GE MEDICAL SYSTEMS | GE MEDICAL SYSTEMS CARESCAPE TELEMETRY T14 |  | SE318370094SA | KELEMEN 9 |  |  |  | 10/31/2019 |  |  |  |  | NO | NO |  |  |  |  | GE MEDICAL SYSTEMS 11208313 SE318370094SA |  |  | Active |  | 99:99:99:99:99:99 |  | Equipment | PAAR:00-PVAR | 10/31/2019 | 10/31/2019 | COOPER UNIVERSITY HOSPITAL |  |  | TTX 10116 | WOT00000001591847 | LAURA ZIMMERMAN | Performance Verification | Closed | Michael Youch | 10/31/2019 | 10/31/2019 | Performance Verification for GE MEDICAL SYSTEMS 11208313 SE318370094SA | Initial Install of Performance Verification. Device is ready for patient use. |  |  | 10/31/2019 | 10/31/2019
|  | GE MEDICAL SYSTEMS | GE MEDICAL SYSTEMS CARESCAPE TELEMETRY T14 |  | SE318370066SA | CHIP - 9 PAVILION |  |  |  | 10/31/2019 |  |  |  |  | NO | NO |  |  |  |  | GE MEDICAL SYSTEMS 11208304 SE318370066SA |  |  | Active |  | 99:99:99:99:99:99 |  | Equipment | PAAR:00-PVAR | 10/31/2019 | 10/31/2019 | COOPER UNIVERSITY HOSPITAL |  |  |  | WOT00000001591810 | KIM HUMMEL | Performance Verification | Closed | Michael Youch | 10/31/2019 | 10/31/2019 | Performance Verification for GE MEDICAL SYSTEMS 11208304 SE318370066SA | Initial Install of Performance Verification. Device is ready for patient use. |  |  | 10/31/2019 | 10/31/2019
|  | GE MEDICAL SYSTEMS | GE MEDICAL SYSTEMS CARESCAPE TELEMETRY T14 |  | SE318370075SA | PAVILION 8 |  |  |  | 10/31/2019 |  |  |  |  | NO | NO |  |  |  |  | GE MEDICAL SYSTEMS 11208311 SE318370075SA |  |  | Active |  | 99:99:99:99:99:99 |  | Equipment | PAAR:00-PVAR | 10/31/2019 | 10/31/2019 | COOPER UNIVERSITY HOSPITAL |  |  | TTX 10003 | WOT00000001591836 | BRIAN OSHAUGHNESSY | Performance Verification | Closed | Michael Youch | 10/31/2019 | 10/31/2019 | Performance Verification for GE MEDICAL SYSTEMS 11208311 SE318370075SA | Initial Install of Performance Verification. Device is ready for patient use. |  |  | 10/31/2019 | 10/31/2019
|  | GE MEDICAL SYSTEMS | GE MEDICAL SYSTEMS CARESCAPE TELEMETRY T14 |  | SE318370065SA | CHIP - 9 PAVILION |  |  |  | 10/31/2019 |  |  |  |  | NO | NO |  |  |  |  | GE MEDICAL SYSTEMS 11208303 SE318370065SA |  |  | Active |  | 99:99:99:99:99:99 |  | Equipment | PAAR:00-PVAR | 10/31/2019 | 10/31/2019 | COOPER UNIVERSITY HOSPITAL |  |  |  | WOT00000001591804 | KIM HUMMEL | Performance Verification | Closed | Michael Youch | 10/31/2019 | 10/31/2019 | Performance Verification for GE MEDICAL SYSTEMS 11208303 SE318370065SA | Initial Install of Performance Verification. Device is ready for patient use. |  |  | 10/31/2019 | 10/31/2019
|  | GE MEDICAL SYSTEMS | GE MEDICAL SYSTEMS CARESCAPE TELEMETRY T14 |  | SE318370060SA | CHIP - 9 PAVILION |  |  |  | 10/31/2019 |  |  |  |  | NO | NO |  |  |  |  | GE MEDICAL SYSTEMS 11208300 SE318370060SA |  |  | Active |  | 99:99:99:99:99:99 |  | Equipment | PAAR:00-PVAR | 10/31/2019 | 10/31/2019 | COOPER UNIVERSITY HOSPITAL |  |  |  | WOT00000001591779 | KIM HUMMEL | Performance Verification | Closed | Michael Youch | 10/31/2019 | 10/31/2019 | Performance Verification for GE MEDICAL SYSTEMS 11208300 SE318370060SA | Initial Install of Performance Verification. Device is ready for patient use. |  |  | 10/31/2019 | 10/31/2019
|  | GE MEDICAL SYSTEMS | GE MEDICAL SYSTEMS CARESCAPE TELEMETRY T14 |  | SE318370059SA | CHIP - 9 PAVILION |  |  |  | 10/31/2019 |  |  |  |  | NO | NO |  |  |  |  | GE MEDICAL SYSTEMS 11208299 SE318370059SA |  |  | Active |  | 99:99:99:99:99:99 |  | Equipment | PAAR:00-PVAR | 10/31/2019 | 10/31/2019 | COOPER UNIVERSITY HOSPITAL |  |  |  | WOT00000001591772 | KIM HUMMEL | Performance Verification | Closed | Michael Youch | 10/31/2019 | 10/31/2019 | Performance Verification for GE MEDICAL SYSTEMS 11208299 SE318370059SA | Initial Install of Performance Verification. Device is ready for patient use. |  |  | 10/31/2019 | 10/31/2019
|  | GE MEDICAL SYSTEMS | GE MEDICAL SYSTEMS CARESCAPE TELEMETRY T14 |  | SE318370021SA | CHIP - 9 PAVILION |  |  |  | 10/31/2019 |  |  |  |  | NO | NO |  |  |  |  | GE MEDICAL SYSTEMS 11208285 SE318370021SA |  |  | Active |  | 99:99:99:99:99:99 |  | Equipment | PAAR:00-PVAR | 10/31/2019 | 10/31/2019 | COOPER UNIVERSITY HOSPITAL |  |  |  | WOT00000001592048 | KIM HUMMEL | Performance Verification | Closed | Michael Youch | 10/31/2019 | 10/31/2019 | Performance Verification for GE MEDICAL SYSTEMS 11208285 SE318370021SA | Initial Install of Performance Verification. Device is ready for patient use. |  |  | 10/31/2019 | 10/31/2019
|  | GE MEDICAL SYSTEMS | GE MEDICAL SYSTEMS CARESCAPE TELEMETRY T14 |  | SE318370056SA | CHIP - 9 PAVILION |  |  |  | 10/31/2019 |  |  |  |  | NO | NO |  |  |  |  | GE MEDICAL SYSTEMS 11208297 SE318370056SA |  |  | Active |  | 99:99:99:99:99:99 |  | Equipment | PAAR:00-PVAR | 10/31/2019 | 10/31/2019 | COOPER UNIVERSITY HOSPITAL |  |  |  | WOT00000001591756 | KIM HUMMEL | Performance Verification | Closed | Michael Youch | 10/31/2019 | 10/31/2019 | Performance Verification for GE MEDICAL SYSTEMS 11208297 SE318370056SA | Initial Install of Performance Verification. Device is ready for patient use. |  |  | 10/31/2019 | 10/31/2019
|  | GE MEDICAL SYSTEMS | GE MEDICAL SYSTEMS CARESCAPE TELEMETRY T14 |  | SE318370034SA | CHIP - 9 PAVILION |  |  |  | 10/31/2019 |  |  |  |  | NO | NO |  |  |  |  | GE MEDICAL SYSTEMS 11208290 SE318370034SA |  |  | Active |  | 99:99:99:99:99:99 |  | Equipment | PAAR:00-PVAR | 10/31/2019 | 10/31/2019 | COOPER UNIVERSITY HOSPITAL |  |  | TTX 10031 | WOT00000001591642 | KIM HUMMEL | Performance Verification | Closed | Michael Youch | 10/31/2019 | 10/31/2019 | CEID Record Completion for GE MEDICAL SYSTEMS 11208290 SE318370034SA | Inventoried, documented, programmed channel, verified. | EXP1596908 | Labor | 10/31/2019 | 10/31/2019 | Michael Youch
|  | GE MEDICAL SYSTEMS | GE MEDICAL SYSTEMS CARESCAPE TELEMETRY T14 |  | SE318360012SA | PAVILION 8 |  |  |  | 10/31/2019 |  |  |  |  | NO | NO |  |  |  |  | GE MEDICAL SYSTEMS 11208274 SE318360012SA |  |  | Active |  | 99:99:99:99:99:99 |  | Equipment | PAAR:00-PVAR | 10/31/2019 | 10/31/2019 | COOPER UNIVERSITY HOSPITAL |  |  |  | WOT00000001592017 | BRIAN OSHAUGHNESSY | Performance Verification | Closed | Michael Youch | 10/31/2019 | 10/31/2019 | Performance Verification for GE MEDICAL SYSTEMS 11208274 SE318360012SA | Initial Install of Performance Verification. Device is ready for patient use. |  |  | 10/31/2019 | 10/31/2019
|  | GE MEDICAL SYSTEMS | GE MEDICAL SYSTEMS CARESCAPE TELEMETRY T14 |  | SE318360011SA | PAVILION 8 |  |  |  | 10/31/2019 |  |  |  |  | NO | NO |  |  |  |  | GE MEDICAL SYSTEMS 11208273 SE318360011SA |  |  | Active |  | 99:99:99:99:99:99 |  | Equipment | PAAR:00-PVAR | 10/31/2019 | 10/31/2019 | COOPER UNIVERSITY HOSPITAL |  |  |  | WOT00000001592015 | BRIAN OSHAUGHNESSY | Performance Verification | Closed | Michael Youch | 10/31/2019 | 10/31/2019 | CEID Record Completion for GE MEDICAL SYSTEMS 11208273 SE318360011SA | Inventoried, documented, programmed channel, verified. | EXP1597364 | Labor | 10/31/2019 | 10/31/2019 | Michael Youch
|  | GE MEDICAL SYSTEMS | GE MEDICAL SYSTEMS CARESCAPE TELEMETRY T14 |  | SE316315327SA | CDU - CLINICAL DECISION UNIT-9 KELEMEN |  |  |  | 10/10/2016 |  |  |  |  | NO | NO |  |  |  |  | GE MEDICAL SYSTEMS 10769323 SE316315327SA |  |  | Disposition |  | 99:99:99:99:99:99 |  | Equipment | PAAR:00-PVAR | 10/16/2019 |  | COOPER UNIVERSITY HOSPITAL |  |  | TTX 10097AP | 0011174915 | KAREN GRUBER | Preventative Maintenance | Closed | Bonnie Aichroth | 02/03/2017 | 02/03/2017 | PERFORMANCE ASSURANCE AT INVENTORY | INVENTORIED DEVICE AND ENSURED DEVICE WAS FUNCTIONING PROPERLY. | BD39781D-E3B6-4F23-92AE-218420C04641 | Labor | 10/10/2016 | 10/10/2016 | Richard Jolly
|  | GE MEDICAL SYSTEMS | GE MEDICAL SYSTEMS CARESCAPE TELEMETRY T14 |  | SE316294953SA | CDU - CLINICAL DECISION UNIT-9 KELEMEN |  |  |  | 10/10/2016 |  |  |  |  | NO | NO |  |  |  |  | GE MEDICAL SYSTEMS 10769322 SE316294953SA |  |  | Disposition |  | 99:99:99:99:99:99 |  | Equipment | PAAR:00-PVAR | 10/16/2019 |  | COOPER UNIVERSITY HOSPITAL |  |  | TTX 10196AP | 0011174913 | KAREN GRUBER | Preventative Maintenance | Closed | Bonnie Aichroth | 02/03/2017 | 02/03/2017 | PERFORMANCE ASSURANCE AT INVENTORY | INVENTORIED DEVICE AND ENSURED DEVICE WAS FUNCTIONING PROPERLY. | 7DEFA2AD-5C4D-46C6-9612-3FDA8F8D3250 | Labor | 10/10/2016 | 10/10/2016 | Richard Jolly
|  | GE MEDICAL SYSTEMS | GE MEDICAL SYSTEMS CARESCAPE TELEMETRY T14 |  | SE316294958SA | CDU - CLINICAL DECISION UNIT-9 KELEMEN |  |  |  | 10/10/2016 |  |  |  |  | NO | NO |  |  |  |  | GE MEDICAL SYSTEMS 10769315 SE316294958SA |  |  | Disposition |  | 99:99:99:99:99:99 |  | Equipment | PAAR:00-PVAR | 10/16/2019 |  | COOPER UNIVERSITY HOSPITAL |  |  | TTX 10104AP | 0011174874 | KAREN GRUBER | Preventative Maintenance | Closed | Bonnie Aichroth | 02/03/2017 | 02/03/2017 | PERFORMANCE ASSURANCE AT INVENTORY | INVENTORIED DEVICE AND ENSURED DEVICE WAS FUNCTIONING PROPERLY. | A7178254-89CD-4713-A695-603FADC2BF8E | Labor | 10/10/2016 | 10/10/2016 | Richard Jolly
|  | GE MEDICAL SYSTEMS | GE MEDICAL SYSTEMS CARESCAPE TELEMETRY T14 |  | SE316315326SA | CDU - CLINICAL DECISION UNIT-9 KELEMEN |  |  |  | 10/10/2016 |  |  |  |  | NO | NO |  |  |  |  | GE MEDICAL SYSTEMS 10769316 SE316315326SA |  |  | Active |  | 99:99:99:99:99:99 |  | Equipment | PAAR:00-PVAR | 10/31/2019 |  | COOPER UNIVERSITY HOSPITAL |  |  | TTX 10095AP | 0011174882 | KAREN GRUBER | Preventative Maintenance | Closed | Bonnie Aichroth | 02/03/2017 | 02/03/2017 | PERFORMANCE ASSURANCE AT INVENTORY | INVENTORIED DEVICE AND ENSURED DEVICE WAS FUNCTIONING PROPERLY. | 5AD246B3-3870-4828-802F-BDD3A1539DB7 | Labor | 10/10/2016 | 10/10/2016 | Richard Jolly
|  | GE MEDICAL SYSTEMS | GE MEDICAL SYSTEMS CARESCAPE TELEMETRY T14 |  | SE316315323SA | CDU - CLINICAL DECISION UNIT-9 KELEMEN |  |  |  | 10/10/2016 |  |  |  |  | NO | NO |  |  |  |  | GE MEDICAL SYSTEMS 10769319 SE316315323SA |  |  | Disposition |  | 99:99:99:99:99:99 |  | Equipment | PAAR:00-PVAR | 10/16/2019 |  | COOPER UNIVERSITY HOSPITAL |  |  | TTX 10101AP | 0011174894 | KAREN GRUBER | Performance Verification | Closed | Bonnie Aichroth | 02/03/2017 | 02/03/2017 | INCOMING INVENTORY | DEVICE INVENTORIED | 46663391-F8C4-4927-9738-8066762E8A37 | Labor | 02/03/2017 | 02/03/2017 | Bonnie Aichroth
|  | GE MEDICAL SYSTEMS | GE MEDICAL SYSTEMS CARESCAPE TELEMETRY T14 |  | SE316295005SA | CDU - CLINICAL DECISION UNIT-9 KELEMEN |  |  |  | 10/10/2016 |  |  |  |  | NO | NO |  |  |  |  | GE MEDICAL SYSTEMS 10769318 SE316295005SA |  |  | Disposition |  | 99:99:99:99:99:99 |  | Equipment | PAAR:00-PVAR | 10/16/2019 |  | COOPER UNIVERSITY HOSPITAL |  |  | TTX 10102AP | 0011174889 | KAREN GRUBER | Preventative Maintenance | Closed | Bonnie Aichroth | 02/03/2017 | 02/03/2017 | PERFORMANCE ASSURANCE AT INVENTORY | INVENTORIED DEVICE AND ENSURED DEVICE WAS FUNCTIONING PROPERLY. | 77CD1417-F46D-47A8-BE06-211177CF939C | Labor | 10/10/2016 | 10/10/2016 | Richard Jolly
|  | GE MEDICAL SYSTEMS | GE MEDICAL SYSTEMS CARESCAPE TELEMETRY T14 |  | SE316294934SA | CDU - CLINICAL DECISION UNIT-9 KELEMEN |  |  |  | 10/10/2016 |  |  |  |  | NO | NO |  |  |  |  | GE MEDICAL SYSTEMS 10769317 SE316294934SA |  |  | Disposition |  | 99:99:99:99:99:99 |  | Equipment | PAAR:00-PVAR | 10/16/2019 |  | COOPER UNIVERSITY HOSPITAL |  |  | TTX 10103AP | 0011174886 | KAREN GRUBER | Preventative Maintenance | Closed | Bonnie Aichroth | 02/03/2017 | 02/03/2017 | PERFORMANCE ASSURANCE AT INVENTORY | INVENTORIED DEVICE AND ENSURED DEVICE WAS FUNCTIONING PROPERLY. | C56F4013-CC22-4061-9379-EBAFBF755157 | Labor | 10/10/2016 | 10/10/2016 | Richard Jolly
|  | GE MEDICAL SYSTEMS | GE MEDICAL SYSTEMS CARESCAPE TELEMETRY T14 |  | SE316294988SA | CDU - CLINICAL DECISION UNIT-9 KELEMEN |  |  |  | 10/10/2016 |  |  |  |  | NO | NO |  |  |  |  | GE MEDICAL SYSTEMS 10769314 SE316294988SA |  |  | Disposition |  | 99:99:99:99:99:99 |  | Equipment | PAAR:00-PVAR | 10/16/2019 |  | COOPER UNIVERSITY HOSPITAL |  |  | TTX 10105AP | 0011174863 | KAREN GRUBER | Preventative Maintenance | Closed | Bonnie Aichroth | 02/03/2017 | 02/03/2017 | PERFORMANCE ASSURANCE AT INVENTORY | INVENTORIED DEVICE AND ENSURED DEVICE WAS FUNCTIONING PROPERLY. | 9387EE6D-482D-4F69-B1CB-4AD284C4F185 | Labor | 10/10/2016 | 10/10/2016 | Richard Jolly
|  | GE MEDICAL SYSTEMS | GE MEDICAL SYSTEMS CARESCAPE TELEMETRY T14 |  | SE316294984SA | CDU - CLINICAL DECISION UNIT-9 KELEMEN |  |  |  | 10/10/2016 |  |  |  |  | NO | NO |  |  |  |  | GE MEDICAL SYSTEMS 10769313 SE316294984SA |  |  | Active |  | 99:99:99:99:99:99 |  | Equipment | PAAR:00-PVAR | 10/31/2019 |  | COOPER UNIVERSITY HOSPITAL |  |  | TTX 10106AP | 0011174857 | KAREN GRUBER | Performance Verification | Closed | Bonnie Aichroth | 02/03/2017 | 02/03/2017 | INCOMING INVENTORY | DEVICE INVENTORIED | 6066CDF2-C004-4D79-B57F-FDE90657B2A4 | Labor | 02/03/2017 | 02/03/2017 | Bonnie Aichroth
|  | GE MEDICAL SYSTEMS | GE MEDICAL SYSTEMS CARESCAPE TELEMETRY T14 |  | SE316315322SA | CDU - CLINICAL DECISION UNIT-9 KELEMEN |  |  |  | 10/10/2016 |  |  |  |  | NO | NO |  |  |  |  | GE MEDICAL SYSTEMS 10769311 SE316315322SA |  |  | Active |  | 99:99:99:99:99:99 |  | Equipment | PAAR:00-PVAR | 10/31/2019 |  | COOPER UNIVERSITY HOSPITAL |  |  | TTX 10110AP | 0011174522 | KAREN GRUBER | Performance Verification | Closed | Bonnie Aichroth | 02/03/2017 | 02/03/2017 | INCOMING INVENTORY | DEVICE INVENTORIED | 43C03325-67B6-410C-9D8E-3D0F9D577BCD | Labor | 02/03/2017 | 02/03/2017 | Bonnie Aichroth
|  | GE MEDICAL SYSTEMS | GE MEDICAL SYSTEMS CARESCAPE TELEMETRY T14 |  | SE316315330SA | CDU - CLINICAL DECISION UNIT-9 KELEMEN |  |  |  | 10/10/2016 |  |  |  |  | NO | NO |  |  |  |  | GE MEDICAL SYSTEMS 10769310 SE316315330SA |  |  | Disposition |  | 99:99:99:99:99:99 |  | Equipment | PAAR:00-PVAR | 10/16/2019 |  | COOPER UNIVERSITY HOSPITAL |  |  | TTX 10109AP | 0011174450 | KAREN GRUBER | Preventative Maintenance | Closed | Bonnie Aichroth | 02/03/2017 | 02/03/2017 | PERFORMANCE ASSURANCE AT INVENTORY | INVENTORIED DEVICE AND ENSURED DEVICE WAS FUNCTIONING PROPERLY. | 77BA0FAB-A476-4635-B9BE-AD615F7BFAAC | Labor | 10/10/2016 | 10/10/2016 | Richard Jolly
|  | GE MEDICAL SYSTEMS | GE MEDICAL SYSTEMS CARESCAPE TELEMETRY T14 |  | SE316315328SA | CDU - CLINICAL DECISION UNIT-9 KELEMEN |  |  |  | 10/10/2016 |  |  |  |  | NO | NO |  |  |  |  | GE MEDICAL SYSTEMS 10769305 SE316315328SA |  |  | Active |  | 99:99:99:99:99:99 |  | Equipment | PAAR:00-PVAR | 10/31/2019 |  | COOPER UNIVERSITY HOSPITAL |  |  | TTX 10114AP | 0011171923 | KAREN GRUBER | Preventative Maintenance | Closed | Bonnie Aichroth | 02/02/2017 | 02/02/2017 | PERFORMANCE ASSURANCE AT INVENTORY | INVENTORIED DEVICE AND ENSURED DEVICE WAS FUNCTIONING PROPERLY. | 901DCDC8-D684-4A2E-875D-450352D6B7A1 | Labor | 10/10/2016 | 10/10/2016 | Richard Jolly
|  | GE MEDICAL SYSTEMS | GE MEDICAL SYSTEMS CARESCAPE TELEMETRY T14 |  | SE316315325SA | CDU - CLINICAL DECISION UNIT-9 KELEMEN |  |  |  | 10/10/2016 |  |  |  |  | NO | NO |  |  |  |  | GE MEDICAL SYSTEMS 10769307 SE316315325SA |  |  | Disposition |  | 99:99:99:99:99:99 |  | Equipment | PAAR:00-PVAR | 10/16/2019 |  | COOPER UNIVERSITY HOSPITAL |  |  | TTX 10115AP | 0011174432 | KAREN GRUBER | Preventative Maintenance | Closed | Bonnie Aichroth | 02/03/2017 | 02/03/2017 | PERFORMANCE ASSURANCE AT INVENTORY | INVENTORIED DEVICE AND ENSURED DEVICE WAS FUNCTIONING PROPERLY. | 605BF720-4A94-43C9-BBE1-28042F6692A1 | Labor | 10/10/2016 | 10/10/2016 | Richard Jolly
|  | GE MEDICAL SYSTEMS | GE MEDICAL SYSTEMS CARESCAPE TELEMETRY T14 |  | SE316315329SA | CDU - CLINICAL DECISION UNIT-9 KELEMEN |  |  |  | 10/10/2016 |  |  |  |  | NO | NO |  |  |  |  | GE MEDICAL SYSTEMS 10769306 SE316315329SA |  |  | Disposition |  | 99:99:99:99:99:99 |  | Equipment | PAAR:00-PVAR | 10/16/2019 |  | COOPER UNIVERSITY HOSPITAL |  |  | TTX 10111AP | 0011171926 | KAREN GRUBER | Performance Verification | Closed | Bonnie Aichroth | 02/02/2017 | 02/02/2017 | INCOMING INVENTORY | DEVICE INVENTORIED | 301F730F-ABB2-40E1-B80D-67E3AD66E057 | Labor | 02/02/2017 | 02/02/2017 | Bonnie Aichroth
|  | GE MEDICAL SYSTEMS | GE MEDICAL SYSTEMS CARESCAPE TELEMETRY T14 |  | SE316295003SA | CDU - CLINICAL DECISION UNIT-9 KELEMEN |  |  |  | 10/10/2016 |  |  |  |  | NO | NO |  |  |  |  | GE MEDICAL SYSTEMS 10769304 SE316295003SA |  |  | Disposition |  | 99:99:99:99:99:99 |  | Equipment | PAAR:00-PVAR | 10/16/2019 |  | COOPER UNIVERSITY HOSPITAL |  |  | TTX 10113AP | 0011171921 | KAREN GRUBER | Preventative Maintenance | Closed | Bonnie Aichroth | 02/02/2017 | 02/02/2017 | PERFORMANCE ASSURANCE AT INVENTORY | INVENTORIED DEVICE AND ENSURED DEVICE WAS FUNCTIONING PROPERLY. | 71CAE505-7681-4634-8E72-E5B8F385CC28 | Labor | 10/10/2016 | 10/10/2016 | Richard Jolly
|  | GE MEDICAL SYSTEMS | GE MEDICAL SYSTEMS CARESCAPE TELEMETRY T14 |  | SE316315333SA | CDU - CLINICAL DECISION UNIT-9 KELEMEN |  |  |  | 10/10/2016 |  |  |  |  | NO | NO |  |  |  |  | GE MEDICAL SYSTEMS 10769303 SE316315333SA |  |  | Active |  | 99:99:99:99:99:99 |  | Equipment | PAAR:00-PVAR | 10/31/2019 |  | COOPER UNIVERSITY HOSPITAL |  |  | TTX 10116AP | 0011171914 | KAREN GRUBER | Performance Verification | Closed | Bonnie Aichroth | 02/02/2017 | 02/02/2017 | INCOMING INVENTORY | DEVICE INVENTORIED | C21A8B09-CA9C-4359-AD0A-CCD6A4897680 | Labor | 02/02/2017 | 02/02/2017 | Bonnie Aichroth
|  | GE MEDICAL SYSTEMS | GE MEDICAL SYSTEMS CARESCAPE TELEMETRY T14 |  | SE317260033SA | CHIP - 9 PAVILION |  |  |  | 03/20/2017 |  |  |  |  | NO | NO |  |  |  |  | GE MEDICAL SYSTEMS 10725637 SE317260033SA |  |  | Active |  | 99:99:99:99:99:99 |  | Equipment | PAAR:00-PVAR | 10/31/2019 |  | COOPER UNIVERSITY HOSPITAL |  |  |  | 0012127087 | KIM HUMMEL | Performance Verification | Closed | Michael Youch | 08/31/2017 | 08/31/2017 | INCOMING INVENTORY | DEVICE INVENTORIED | C7AAD4C3-E61F-4057-AA54-B7CBF7E43DB8 | Labor | 08/31/2017 | 08/31/2017 | Bonnie Aichroth
|  | GE MEDICAL SYSTEMS | GE MEDICAL SYSTEMS CARESCAPE TELEMETRY T14 |  | SE317210001SA | CHIP - 9 PAVILION |  |  |  | 03/20/2017 |  |  |  |  | NO | NO |  |  |  |  | GE MEDICAL SYSTEMS 10725638 SE317210001SA |  |  | Active |  | 99:99:99:99:99:99 |  | Equipment | PAAR:00-PVAR | 10/31/2019 |  | COOPER UNIVERSITY HOSPITAL |  |  |  | 0012127177 | KIM HUMMEL | Preventative Maintenance | Closed | Bonnie Aichroth | 08/31/2017 | 08/31/2017 | PERFORMANCE ASSURANCE AT INVENTORY | INVENTORIED DEVICE AND ENSURED DEVICE WAS FUNCTIONING PROPERLY. | 5FAC28E2-C290-4D16-A37D-9C30CD4AFD2A | Labor | 03/20/2017 | 03/20/2017 | Michael Youch
|  | GE MEDICAL SYSTEMS | GE MEDICAL SYSTEMS CARESCAPE TELEMETRY T14 |  | SE317260031SA | CHIP - 9 PAVILION |  |  |  | 03/20/2017 |  |  |  |  | NO | NO |  |  |  |  | GE MEDICAL SYSTEMS 10725636 SE317260031SA |  |  | Active |  | 99:99:99:99:99:99 |  | Equipment | PAAR:00-PVAR | 10/31/2019 |  | COOPER UNIVERSITY HOSPITAL |  |  |  | 0012127075 | KIM HUMMEL | Performance Verification | Closed | Michael Youch | 08/31/2017 | 08/31/2017 | INCOMING INVENTORY | DEVICE INVENTORIED | EEAFDBE2-8853-42DE-B67F-78FFD526BD66 | Labor | 08/31/2017 | 08/31/2017 | Bonnie Aichroth
|  | GE MEDICAL SYSTEMS | GE MEDICAL SYSTEMS CARESCAPE TELEMETRY T14 |  | SE317260030SA | CHIP - 9 PAVILION |  |  |  | 03/20/2017 |  |  |  |  | NO | NO |  |  |  |  | GE MEDICAL SYSTEMS 10725635 SE317260030SA |  |  | Active |  | 99:99:99:99:99:99 |  | Equipment | PAAR:00-PVAR | 10/31/2019 |  | COOPER UNIVERSITY HOSPITAL |  |  |  | 0012127071 | KIM HUMMEL | Performance Verification | Closed | Michael Youch | 08/31/2017 | 08/31/2017 | INCOMING INVENTORY | DEVICE INVENTORIED | B90D93E5-4300-4C74-B8EB-710185FACF45 | Labor | 08/31/2017 | 08/31/2017 | Bonnie Aichroth
|  | GE MEDICAL SYSTEMS | GE MEDICAL SYSTEMS CARESCAPE TELEMETRY T14 |  | SE317260029SA | CHIP - 9 PAVILION |  |  |  | 03/20/2017 |  |  |  |  | NO | NO |  |  |  |  | GE MEDICAL SYSTEMS 10725634 SE317260029SA |  |  | Active |  | 99:99:99:99:99:99 |  | Equipment | PAAR:00-PVAR | 10/31/2019 |  | COOPER UNIVERSITY HOSPITAL |  |  |  | 0012127054 | KIM HUMMEL | Preventative Maintenance | Closed | Michael Youch | 08/31/2017 | 08/31/2017 | PERFORMANCE ASSURANCE AT INVENTORY | INVENTORIED DEVICE AND ENSURED DEVICE WAS FUNCTIONING PROPERLY. | 266C40F0-21FC-4961-9763-92DA906A20CE | Labor | 03/20/2017 | 03/20/2017 | Michael Youch
|  | GE MEDICAL SYSTEMS | GE MEDICAL SYSTEMS CARESCAPE TELEMETRY T14 |  | SE317260026SA | CHIP - 9 PAVILION |  |  |  | 03/20/2017 |  |  |  |  | NO | NO |  |  |  |  | GE MEDICAL SYSTEMS 10725633 SE317260026SA |  |  | Active |  | 99:99:99:99:99:99 |  | Equipment | PAAR:00-PVAR | 10/31/2019 |  | COOPER UNIVERSITY HOSPITAL |  |  |  | 0012127051 | KIM HUMMEL | Preventative Maintenance | Closed | Michael Youch | 08/31/2017 | 08/31/2017 | PERFORMANCE ASSURANCE AT INVENTORY | INVENTORIED DEVICE AND ENSURED DEVICE WAS FUNCTIONING PROPERLY. | 4A10AEA8-B188-46F2-95E7-5162F030EA9C | Labor | 03/20/2017 | 03/20/2017 | Michael Youch
|  | GE MEDICAL SYSTEMS | GE MEDICAL SYSTEMS CARESCAPE TELEMETRY T14 |  | SE317250119SA | CHIP - 9 PAVILION |  |  |  | 03/20/2017 |  |  |  |  | NO | NO |  |  |  |  | GE MEDICAL SYSTEMS 10725631 SE317250119SA |  |  | Active |  | 99:99:99:99:99:99 |  | Equipment | PAAR:00-PVAR | 10/31/2019 |  | COOPER UNIVERSITY HOSPITAL |  |  |  | 0012126997 | KIM HUMMEL | Performance Verification | Closed | Michael Youch | 08/31/2017 | 08/31/2017 | INCOMING INVENTORY | DEVICE INVENTORIED | 69B53595-C3CF-4098-8908-CE01B2BCEA76 | Labor | 08/31/2017 | 08/31/2017 | Bonnie Aichroth
|  | GE MEDICAL SYSTEMS | GE MEDICAL SYSTEMS CARESCAPE TELEMETRY T14 |  | SE317210049SA | PAVILION 8 |  |  |  | 03/20/2017 |  |  |  |  | NO | NO |  |  |  |  | GE MEDICAL SYSTEMS 10725618 SE317210049SA |  |  | Active |  | 99:99:99:99:99:99 |  | Equipment | PAAR:00-PVAR | 10/31/2019 |  | COOPER UNIVERSITY HOSPITAL |  |  | BME | 0012126810 | BRIAN OSHAUGHNESSY | Performance Verification | Closed | Michael Youch | 08/31/2017 | 08/31/2017 | INCOMING INVENTORY | DEVICE INVENTORIED | DA8279DD-B4D7-4657-8BD4-BD415B937C29 | Labor | 08/31/2017 | 08/31/2017 | Bonnie Aichroth
|  | GE MEDICAL SYSTEMS | GE MEDICAL SYSTEMS CARESCAPE TELEMETRY T14 |  | SE317210026SA | PAVILION 8 |  |  |  | 03/20/2017 |  |  |  |  | NO | NO |  |  |  |  | GE MEDICAL SYSTEMS 10725616 SE317210026SA |  |  | Active |  | 99:99:99:99:99:99 |  | Equipment | PAAR:00-PVAR | 10/31/2019 |  | COOPER UNIVERSITY HOSPITAL |  |  | BME | 0012126795 | BRIAN OSHAUGHNESSY | Preventative Maintenance | Closed | Michael Youch | 08/31/2017 | 08/31/2017 | PERFORMANCE ASSURANCE AT INVENTORY | INVENTORIED DEVICE AND ENSURED DEVICE WAS FUNCTIONING PROPERLY. | B5C239AD-EE09-4117-8301-B70D533D86AA | Labor | 03/20/2017 | 03/20/2017 | Michael Youch
|  | GE MEDICAL SYSTEMS | GE MEDICAL SYSTEMS CARESCAPE TELEMETRY T14 |  | SE317170137SA | CHIP - 9 PAVILION |  |  |  | 03/20/2017 |  |  |  |  | NO | NO |  |  |  |  | GE MEDICAL SYSTEMS 10725612 SE317170137SA |  |  | Active |  | 99:99:99:99:99:99 |  | Equipment | PAAR:00-PVAR | 10/31/2019 |  | COOPER UNIVERSITY HOSPITAL |  |  |  | 0012127091 | KIM HUMMEL | Performance Verification | Closed | Michael Youch | 08/31/2017 | 08/31/2017 | INCOMING INVENTORY | DEVICE INVENTORIED | B5FC6F3D-F936-4EE5-911F-62D6CABA3F63 | Labor | 08/31/2017 | 08/31/2017 | Bonnie Aichroth
|  | GE MEDICAL SYSTEMS | GE MEDICAL SYSTEMS CARESCAPE TELEMETRY T14 |  | SE317210009SA | PAVILION 8 |  |  |  | 03/20/2017 |  |  |  |  | NO | NO |  |  |  |  | GE MEDICAL SYSTEMS 10725611 SE317210009SA |  |  | Active |  | 99:99:99:99:99:99 |  | Equipment | PAAR:00-PVAR | 10/31/2019 |  | COOPER UNIVERSITY HOSPITAL |  |  | BME | 0012126804 | BRIAN OSHAUGHNESSY | Performance Verification | Closed | Michael Youch | 08/31/2017 | 08/31/2017 | INCOMING INVENTORY | DEVICE INVENTORIED | 591015BD-0084-4E42-8F7F-57C0AFFCC73B | Labor | 08/31/2017 | 08/31/2017 | Bonnie Aichroth
|  | GE MEDICAL SYSTEMS | GE MEDICAL SYSTEMS CARESCAPE TELEMETRY T14 |  | SE317210027SA | CHIP - 9 PAVILION |  |  |  | 03/20/2017 |  |  |  |  | NO | NO |  |  |  |  | GE MEDICAL SYSTEMS 10725610 SE317210027SA |  |  | Active |  | 99:99:99:99:99:99 |  | Equipment | PAAR:00-PVAR | 10/31/2019 |  | COOPER UNIVERSITY HOSPITAL |  |  |  | 0012127042 | KIM HUMMEL | Performance Verification | Closed | Michael Youch | 08/31/2017 | 08/31/2017 | INCOMING INVENTORY | DEVICE INVENTORIED | 7F357BDE-F77F-4F96-9F9E-F360DA59325C | Labor | 08/31/2017 | 08/31/2017 | Bonnie Aichroth
|  | GE MEDICAL SYSTEMS | GE MEDICAL SYSTEMS CARESCAPE TELEMETRY T14 |  | SE317170135SA | PAVILION 8 |  |  |  | 03/20/2017 |  |  |  |  | NO | NO |  |  |  |  | GE MEDICAL SYSTEMS 10725564 SE317170135SA |  |  | Active |  | 99:99:99:99:99:99 |  | Equipment | PAAR:00-PVAR | 10/31/2019 |  | COOPER UNIVERSITY HOSPITAL |  |  | BME | 0012126730 | BRIAN OSHAUGHNESSY | Performance Verification | Closed | Michael Youch | 08/31/2017 | 08/31/2017 | INCOMING INVENTORY | DEVICE INVENTORIED | A2521722-8345-453E-9357-85DF7C7533F2 | Labor | 08/31/2017 | 08/31/2017 | Bonnie Aichroth
|  | GE MEDICAL SYSTEMS | GE MEDICAL SYSTEMS CARESCAPE TELEMETRY T14 |  | SE317170139SA | CHIP - 9 PAVILION |  |  |  | 03/20/2017 |  |  |  |  | NO | NO |  |  |  |  | GE MEDICAL SYSTEMS 10725563 SE317170139SA |  |  | Active |  | 99:99:99:99:99:99 |  | Equipment | PAAR:00-PVAR | 10/31/2019 |  | COOPER UNIVERSITY HOSPITAL |  |  |  | 0012127166 | KIM HUMMEL | Preventative Maintenance | Closed | Michael Youch | 08/31/2017 | 08/31/2017 | PERFORMANCE ASSURANCE AT INVENTORY | INVENTORIED DEVICE AND ENSURED DEVICE WAS FUNCTIONING PROPERLY. | A93D0823-4924-48FE-A5D6-DA105BD7C36A | Labor | 03/20/2017 | 03/20/2017 | Michael Youch
|  | GE MEDICAL SYSTEMS | GE MEDICAL SYSTEMS CARESCAPE TELEMETRY T14 |  | SE317170107SA | CHIP - 9 PAVILION |  |  |  | 03/20/2017 |  |  |  |  | NO | NO |  |  |  |  | GE MEDICAL SYSTEMS 10725561 SE317170107SA |  |  | Active |  | 99:99:99:99:99:99 |  | Equipment | PAAR:00-PVAR | 10/31/2019 |  | COOPER UNIVERSITY HOSPITAL |  |  |  | 0012127004 | KIM HUMMEL | Preventative Maintenance | Closed | Michael Youch | 08/31/2017 | 08/31/2017 | PERFORMANCE ASSURANCE AT INVENTORY | INVENTORIED DEVICE AND ENSURED DEVICE WAS FUNCTIONING PROPERLY. | 3AA8F172-566D-413B-BB1D-A94D90295B9C | Labor | 03/20/2017 | 03/20/2017 | Michael Youch
|  | GE MEDICAL SYSTEMS | GE MEDICAL SYSTEMS CARESCAPE TELEMETRY T14 |  | SE317170069SA | CHIP - 9 PAVILION |  |  |  | 03/20/2017 |  |  |  |  | NO | NO |  |  |  |  | GE MEDICAL SYSTEMS 10725560 SE317170069SA |  |  | Active |  | 99:99:99:99:99:99 |  | Equipment | PAAR:00-PVAR | 10/31/2019 |  | COOPER UNIVERSITY HOSPITAL |  |  |  | 0012127063 | KIM HUMMEL | Performance Verification | Closed | Michael Youch | 08/31/2017 | 08/31/2017 | INCOMING INVENTORY | DEVICE INVENTORIED | 0B9AE702-9B50-4538-A647-F5BA97D83B33 | Labor | 08/31/2017 | 08/31/2017 | Bonnie Aichroth
|  | GE MEDICAL SYSTEMS | GE MEDICAL SYSTEMS CARESCAPE TELEMETRY T14 |  | SE317170073SA | PAVILION 8 |  |  |  | 03/20/2017 |  |  |  |  | NO | NO |  |  |  |  | GE MEDICAL SYSTEMS 10725559 SE317170073SA |  |  | Active |  | 99:99:99:99:99:99 |  | Equipment | PAAR:00-PVAR | 10/31/2019 |  | COOPER UNIVERSITY HOSPITAL |  |  | P8 | 0012126831 | BRIAN OSHAUGHNESSY | Performance Verification | Closed | Michael Youch | 08/31/2017 | 08/31/2017 | INCOMING INVENTORY | DEVICE INVENTORIED | ED99FA20-0DDD-4A9F-842C-104EA7432C39 | Labor | 08/31/2017 | 08/31/2017 | Bonnie Aichroth
|  | GE MEDICAL SYSTEMS | GE MEDICAL SYSTEMS CARESCAPE TELEMETRY T14 |  | SE317170138SA | CHIP - 9 PAVILION |  |  |  | 03/20/2017 |  |  |  |  | NO | NO |  |  |  |  | GE MEDICAL SYSTEMS 10725557 SE317170138SA |  |  | Active |  | 99:99:99:99:99:99 |  | Equipment | PAAR:00-PVAR | 10/31/2019 |  | COOPER UNIVERSITY HOSPITAL |  |  |  | 0012127141 | KIM HUMMEL | Performance Verification | Closed | Michael Youch | 08/31/2017 | 08/31/2017 | INCOMING INVENTORY | DEVICE INVENTORIED | C0F92956-C712-4307-A17F-CD5F111245A4 | Labor | 08/31/2017 | 08/31/2017 | Bonnie Aichroth
|  | GE MEDICAL SYSTEMS | GE MEDICAL SYSTEMS CARESCAPE TELEMETRY T14 |  | SE317170089SA | PAVILION 8 |  |  |  | 03/20/2017 |  |  |  |  | NO | NO |  |  |  |  | GE MEDICAL SYSTEMS 10725556 SE317170089SA |  |  | Active |  | 99:99:99:99:99:99 |  | Equipment | PAAR:00-PVAR | 10/31/2019 |  | COOPER UNIVERSITY HOSPITAL |  |  | BME | 0012126823 | BRIAN OSHAUGHNESSY | Preventative Maintenance | Closed | Michael Youch | 08/31/2017 | 08/31/2017 | PERFORMANCE ASSURANCE AT INVENTORY | INVENTORIED DEVICE AND ENSURED DEVICE WAS FUNCTIONING PROPERLY. | DA0BB277-2E6E-4C23-BC58-2A3E6B5539C5 | Labor | 03/20/2017 | 03/20/2017 | Michael Youch
|  | GE MEDICAL SYSTEMS | GE MEDICAL SYSTEMS CARESCAPE TELEMETRY T14 |  | SE314026268GA | CHIP - 9 PAVILION |  |  |  | 01/01/1900 |  |  |  |  | NO | NO |  |  |  |  | GE MEDICAL SYSTEMS 10369239 SE314026268GA |  |  | Disposition |  | 99:99:99:99:99:99 |  | Equipment | PAAR:00-PVAR | 11/02/2019 |  | COOPER UNIVERSITY HOSPITAL |  |  | pavilion 924 |  | KIM HUMMEL
|  | GE MEDICAL SYSTEMS | GE MEDICAL SYSTEMS CARESCAPE TELEMETRY T14 |  | SE3174900425a | CDU - CLINICAL DECISION UNIT-9 KELEMEN |  |  |  | 10/31/2019 |  |  |  |  | NO | NO |  |  |  |  | GE MEDICAL SYSTEMS 30286021 SE3174900425a |  |  | Active |  | 99:99:99:99:99:99 |  | Equipment | PAAR:00-PVAR | 10/31/2019 | 10/31/2019 | COOPER UNIVERSITY HOSPITAL |  |  | TTX 10112AP | 0011174435 | KAREN GRUBER | Preventative Maintenance | Closed | Bonnie Aichroth | 10/31/2019 | 10/31/2019 | PERFORMANCE ASSURANCE AT INVENTORY | INVENTORIED DEVICE AND ENSURED DEVICE WAS FUNCTIONING PROPERLY. | C2B6B1CD-23FD-4E82-AF9F-4F2DDF493C14 | Labor | 10/31/2019 | 10/31/2019 | Richard Jolly
|  | GE MEDICAL SYSTEMS | GE MEDICAL SYSTEMS CARESCAPE TELEMETRY T14 |  | SE314016248GA | CHIP - 9 PAVILION |  |  |  | 11/02/2019 |  |  |  |  | NO | NO |  |  |  |  | GE MEDICAL SYSTEMS 30244810 SE314016248GA |  |  | Disposition |  |  |  | Equipment | PAAR:00-PVAR | 11/02/2019 | 11/02/2019 | COOPER UNIVERSITY HOSPITAL |  |  | PAV 9 |  | KIM HUMMEL |  |  |  | 11/02/2019 | 11/02/2019 |  |  |  |  | 11/02/2019 | 11/02/2019
|  | GE MEDICAL SYSTEMS | GE MEDICAL SYSTEMS CARESCAPE TELEMETRY T14 |  | SE317170117SA | CHIP - 9 PAVILION |  |  |  | 10/31/2019 |  |  |  |  | NO | NO |  |  |  |  | GE MEDICAL SYSTEMS 30236295 SE317170117SA |  |  | Active |  | 99:99:99:99:99:99 |  | Equipment | PAAR:00-PVAR | 10/31/2019 | 10/31/2019 | COOPER UNIVERSITY HOSPITAL |  |  |  | 0012127080 | KIM HUMMEL | Preventative Maintenance | Closed | Michael Youch | 10/31/2019 | 10/31/2019 | PERFORMANCE ASSURANCE AT INVENTORY | INVENTORIED DEVICE AND ENSURED DEVICE WAS FUNCTIONING PROPERLY. | C3A45F02-6B15-43DD-926D-F51CA7CE0D66 | Labor | 10/31/2019 | 10/31/2019 | Michael Youch
|  | GE MEDICAL SYSTEMS | GE MEDICAL SYSTEMS CARESCAPE TELEMETRY T14 |  | SE317170092SA | CHIP - 9 PAVILION |  |  |  | 10/31/2019 |  |  |  |  | NO | NO |  |  |  |  | GE MEDICAL SYSTEMS 30236293 SE317170092SA |  |  | Active |  | 99:99:99:99:99:99 |  | Equipment | PAAR:00-PVAR | 10/31/2019 | 10/31/2019 | COOPER UNIVERSITY HOSPITAL |  |  |  | 0012126943 | KIM HUMMEL | Performance Verification | Closed | Michael Youch | 10/31/2019 | 10/31/2019 | INCOMING INVENTORY | DEVICE INVENTORIED | 38A1BFBD-559E-4FB4-86AC-15A3DDC1A63F | Labor | 10/31/2019 | 10/31/2019 | Bonnie Aichroth
|  | GE MEDICAL SYSTEMS | GE MEDICAL SYSTEMS CARESCAPE TELEMETRY T14 |  | SE317170129SA | PAVILION 8 |  |  |  | 10/31/2019 |  |  |  |  | NO | NO |  |  |  |  | GE MEDICAL SYSTEMS 30236292 SE317170129SA |  |  | Active |  | 99:99:99:99:99:99 |  | Equipment | PAAR:00-PVAR | 10/31/2019 | 10/31/2019 | COOPER UNIVERSITY HOSPITAL |  |  | P8 | 0011722680 | BRIAN OSHAUGHNESSY | Preventative Maintenance | Closed | Michael Youch | 10/31/2019 | 10/31/2019 | PERFORMANCE ASSURANCE AT INVENTORY | INVENTORIED DEVICE AND ENSURED DEVICE WAS FUNCTIONING PROPERLY. | B0630426-76A5-4F7D-8A96-7E40A8703D71 | Labor | 10/31/2019 | 10/31/2019 | Michael Youch
|  | GE MEDICAL SYSTEMS | GE MEDICAL SYSTEMS CARESCAPE TELEMETRY T14 |  | SE317160041AS | CHIP - 9 PAVILION |  |  |  | 10/31/2019 |  |  |  |  | NO | NO |  |  |  |  | GE MEDICAL SYSTEMS 30236291 SE317160041AS |  |  | Active |  | 99:99:99:99:99:99 |  | Equipment | PAAR:00-PVAR | 10/31/2019 | 10/31/2019 | COOPER UNIVERSITY HOSPITAL |  |  |  | 0011627256 | KIM HUMMEL | Preventative Maintenance | Closed | Michael Youch | 10/31/2019 | 10/31/2019 | PERFORMANCE ASSURANCE AT INVENTORY | INVENTORIED DEVICE AND ENSURED DEVICE WAS FUNCTIONING PROPERLY. | F65FF24F-7BB2-4726-AE2F-474A11053EF8 | Labor | 10/31/2019 | 10/31/2019 | Michael Youch
|  | GE MEDICAL SYSTEMS | GE MEDICAL SYSTEMS CARESCAPE TELEMETRY T14 |  | SE317150021SA | PAVILION 8 |  |  |  | 10/31/2019 |  |  |  |  | NO | NO |  |  |  |  | GE MEDICAL SYSTEMS 30236290 SE317150021SA |  |  | Active |  | 99:99:99:99:99:99 |  | Equipment | PAAR:00-PVAR | 10/31/2019 | 10/31/2019 | COOPER UNIVERSITY HOSPITAL |  |  | P8 | 0011609665 | BRIAN OSHAUGHNESSY | Preventative Maintenance | Closed | Michael Youch | 10/31/2019 | 10/31/2019 | PERFORMANCE ASSURANCE AT INVENTORY | INVENTORIED DEVICE AND ENSURED DEVICE WAS FUNCTIONING PROPERLY. | EA905B64-CB56-475F-BC76-6C3D68C0D78F | Labor | 10/31/2019 | 10/31/2019 | Michael Youch
|  | GE MEDICAL SYSTEMS | GE MEDICAL SYSTEMS CARESCAPE TELEMETRY T14 |  | SE317150028SA | CHIP - 9 PAVILION |  |  |  | 10/16/2019 |  |  |  |  | NO | NO |  |  |  |  | GE MEDICAL SYSTEMS 30236289 SE317150028SA |  |  | Disposition |  | 99:99:99:99:99:99 |  | Equipment | PAAR:00-PVAR | 10/16/2019 | 10/16/2019 | COOPER UNIVERSITY HOSPITAL |  |  |  | 0011503430 | KIM HUMMEL | Performance Verification | Closed | Michael Youch | 10/16/2019 | 10/16/2019 | INCOMING INVENTORY | DEVICE INVENTORIED | 415F6D74-3CD2-4C04-97E9-B6D44879882C | Labor | 10/16/2019 | 10/16/2019 | Michael Youch
|  | GE MEDICAL SYSTEMS | GE MEDICAL SYSTEMS CARESCAPE TELEMETRY T14 |  | SE314256969GA | PAVILION 8 |  |  |  | 01/01/1900 |  |  |  |  | NO | NO |  |  |  |  | GE MEDICAL SYSTEMS 10356658 SE314256969GA |  |  | Disposition |  | 99:99:99:99:99:99 |  | Equipment | PAAR:00-PVAR | 10/16/2019 |  | COOPER UNIVERSITY HOSPITAL |  |  | Rm 821 |  | BRIAN OSHAUGHNESSY
|  | GE MEDICAL SYSTEMS | GE MEDICAL SYSTEMS CARESCAPE TELEMETRY T14 |  | SE314256976GA | PAVILION 8 |  |  |  | 01/01/1900 |  |  |  |  | NO | NO |  |  |  |  | GE MEDICAL SYSTEMS 10356614 SE314256976GA |  |  | Disposition |  | 99:99:99:99:99:99 |  | Equipment | PAAR:00-PVAR | 11/02/2019 |  | COOPER UNIVERSITY HOSPITAL |  |  | ROOM 860 | WOT00000000534105 | BRIAN OSHAUGHNESSY | Disposition | Closed | Gene Amodei | 02/08/2018 | 05/14/2019 | Bulk Disposition CNL | Equipment was lost by department and was replaced. | EXP2917946 | Labor | 05/13/2019 | 05/13/2019 | Michael Youch
|  | GE MEDICAL SYSTEMS | GE MEDICAL SYSTEMS CARESCAPE TELEMETRY T14 |  | SE314267052GA | PAVILION 8 |  |  |  | 11/02/2019 |  |  |  |  | NO | NO |  |  |  |  | GE MEDICAL SYSTEMS 30149567 SE314267052GA |  |  | Disposition |  |  |  | Equipment | PAAR:00-PVAR | 11/02/2019 | 11/02/2019 | COOPER UNIVERSITY HOSPITAL |  |  | P860 | 0012141261 | BRIAN OSHAUGHNESSY | Repair | Closed | Bonnie Aichroth | 11/02/2019 | 11/02/2019 | TRANSMITTER - NEEDS TO BE RETIRED - TMX | 9/7/2017 9:44:18 AM BGAICHROTH PURCHASED NEW ONE 9/7/2017 9:44:20 AM BGAICHROTH This device has been removed from an active status with the RSQ Database, and physically removed from the facility. Device retired on 9/7/2017; Authorized By: PAT D'ANDREA; Nature of Retirement: OTHER - PURCHASED NEW ONE; Days In Service: 825 | ED1D77E9-DA21-4AF7-8CC6-06CA1253CBBE | Labor | 11/02/2019 | 11/02/2019 | Bonnie Aichroth
|  | GE MEDICAL SYSTEMS | GE MEDICAL SYSTEMS CARESCAPE TELEMETRY T14 |  | SE314256980GA | PAVILION 8 |  |  |  | 11/02/2019 |  |  |  |  | NO | NO |  |  |  |  | GE MEDICAL SYSTEMS 30149566 SE314256980GA |  |  | Disposition |  | 99:99:99:99:99:99 |  | Equipment | PAAR:00-PVAR | 11/02/2019 | 11/02/2019 | COOPER UNIVERSITY HOSPITAL |  |  | P860 | WOT00000000534108 | BRIAN OSHAUGHNESSY | Disposition | Closed | Gene Amodei | 11/02/2019 | 11/02/2019 | Bulk Disposition CNL |  |  |  | 11/02/2019 | 11/02/2019
|  | GE MEDICAL SYSTEMS | GE MEDICAL SYSTEMS CARESCAPE TELEMETRY T14 |  | SE316172436SA | MD ANDERSON INPATIENT ONCOLOGY |  |  |  | 10/31/2019 |  |  |  |  | NO | NO |  |  |  |  | GE MEDICAL SYSTEMS 30146411 SE316172436SA |  |  | Active |  | 99:99:99:99:99:99 |  | Equipment | PAAR:00-PVAR | 10/31/2019 | 10/31/2019 | COOPER UNIVERSITY HOSPITAL |  |  | P5 - (Biomed?) TTX 10083 |  | MIRIAM ZIEGLER |  |  |  | 10/31/2019 | 10/31/2019 |  |  |  |  | 10/31/2019 | 10/31/2019
|  | GE MEDICAL SYSTEMS | GE MEDICAL SYSTEMS CARESCAPE TELEMETRY T14 |  | SE316172435SA | MD ANDERSON INPATIENT ONCOLOGY |  |  |  | 10/31/2019 |  |  |  |  | NO | NO |  |  |  |  | GE MEDICAL SYSTEMS 30146410 SE316172435SA |  |  | Active |  | 99:99:99:99:99:99 |  | Equipment | PAAR:00-PVAR | 10/31/2019 | 10/31/2019 | COOPER UNIVERSITY HOSPITAL |  |  | P5 - TTX 10084 |  | MIRIAM ZIEGLER |  |  |  | 10/31/2019 | 10/31/2019 |  |  |  |  | 10/31/2019 | 10/31/2019
|  | GE MEDICAL SYSTEMS | GE MEDICAL SYSTEMS CARESCAPE TELEMETRY T14 |  | SE316172437SA | MD ANDERSON INPATIENT ONCOLOGY |  |  |  | 10/31/2019 |  |  |  |  | NO | NO |  |  |  |  | GE MEDICAL SYSTEMS 30146409 SE316172437SA |  |  | Active |  | 99:99:99:99:99:99 |  | Equipment | PAAR:00-PVAR | 10/31/2019 | 10/31/2019 | COOPER UNIVERSITY HOSPITAL |  |  | P5 - (Biomed?) TTX 10092 |  | MIRIAM ZIEGLER |  |  |  | 10/31/2019 | 10/31/2019 |  |  |  |  | 10/31/2019 | 10/31/2019
|  | GE MEDICAL SYSTEMS | GE MEDICAL SYSTEMS CARESCAPE TELEMETRY T14 |  | SE316172432SA | MD ANDERSON INPATIENT ONCOLOGY |  |  |  | 10/31/2019 |  |  |  |  | NO | NO |  |  |  |  | GE MEDICAL SYSTEMS 30146406 SE316172432SA |  |  | Active |  | 99:99:99:99:99:99 |  | Equipment | PAAR:00-PVAR | 10/31/2019 | 10/31/2019 | COOPER UNIVERSITY HOSPITAL |  |  | P5 - (Biomed?) TTX 10080 |  | MIRIAM ZIEGLER |  |  |  | 10/31/2019 | 10/31/2019 |  |  |  |  | 10/31/2019 | 10/31/2019
|  | GE MEDICAL SYSTEMS | GE MEDICAL SYSTEMS CARESCAPE TELEMETRY T14 |  | SE316172433SA | MD ANDERSON INPATIENT ONCOLOGY |  |  |  | 10/31/2019 |  |  |  |  | NO | NO |  |  |  |  | GE MEDICAL SYSTEMS 30146405 SE316172433SA |  |  | Active |  | 99:99:99:99:99:99 |  | Equipment | PAAR:00-PVAR | 10/31/2019 | 10/31/2019 | COOPER UNIVERSITY HOSPITAL |  |  | P5 - TTX 10091 |  | MIRIAM ZIEGLER |  |  |  | 10/31/2019 | 10/31/2019 |  |  |  |  | 10/31/2019 | 10/31/2019
|  | GE MEDICAL SYSTEMS | GE MEDICAL SYSTEMS CARESCAPE TELEMETRY T14 |  | SE316172368SA | MD ANDERSON INPATIENT ONCOLOGY |  |  |  | 10/31/2019 |  |  |  |  | NO | NO |  |  |  |  | GE MEDICAL SYSTEMS 30146404 SE316172368SA |  |  | Active |  | 99:99:99:99:99:99 |  | Equipment | PAAR:00-PVAR | 10/31/2019 | 10/31/2019 | COOPER UNIVERSITY HOSPITAL |  |  | P5 - (Biomed?) TTX 10086 |  | MIRIAM ZIEGLER |  |  |  | 10/31/2019 | 10/31/2019 |  |  |  |  | 10/31/2019 | 10/31/2019
|  | GE MEDICAL SYSTEMS | GE MEDICAL SYSTEMS CARESCAPE TELEMETRY T14 |  | SE316172434SA | MD ANDERSON INPATIENT ONCOLOGY |  |  |  | 10/31/2019 |  |  |  |  | NO | NO |  |  |  |  | GE MEDICAL SYSTEMS 30146399 SE316172434SA |  |  | Active |  | 99:99:99:99:99:99 |  | Equipment | PAAR:00-PVAR | 10/31/2019 | 10/31/2019 | COOPER UNIVERSITY HOSPITAL |  |  | P5 - (Biomed?) TTX 10076 |  | MIRIAM ZIEGLER |  |  |  | 10/31/2019 | 10/31/2019 |  |  |  |  | 10/31/2019 | 10/31/2019
|  | GE MEDICAL SYSTEMS | GE MEDICAL SYSTEMS CARESCAPE TELEMETRY T14 |  | SE316172444SA | MD ANDERSON INPATIENT ONCOLOGY |  |  |  | 10/31/2019 |  |  |  |  | NO | NO |  |  |  |  | GE MEDICAL SYSTEMS 30146402 SE316172444SA |  |  | Active |  | 99:99:99:99:99:99 |  | Equipment | PAAR:00-PVAR | 10/31/2019 | 10/31/2019 | COOPER UNIVERSITY HOSPITAL |  |  | P5 - (Biomed?) TTX 10087 |  | MIRIAM ZIEGLER |  |  |  | 10/31/2019 | 10/31/2019 |  |  |  |  | 10/31/2019 | 10/31/2019
|  | GE MEDICAL SYSTEMS | GE MEDICAL SYSTEMS CARESCAPE TELEMETRY T14 |  | SE316172407SA | MD ANDERSON INPATIENT ONCOLOGY |  |  |  | 10/31/2019 |  |  |  |  | NO | NO |  |  |  |  | GE MEDICAL SYSTEMS 30146398 SE316172407SA |  |  | Active |  | 99:99:99:99:99:99 |  | Equipment | PAAR:00-PVAR | 10/31/2019 | 10/31/2019 | COOPER UNIVERSITY HOSPITAL |  |  | P5 - TTX 10088 |  | MIRIAM ZIEGLER |  |  |  | 10/31/2019 | 10/31/2019 |  |  |  |  | 10/31/2019 | 10/31/2019
|  | GE MEDICAL SYSTEMS | GE MEDICAL SYSTEMS CARESCAPE TELEMETRY T14 |  | SE316172373SA | MD ANDERSON INPATIENT ONCOLOGY |  |  |  | 10/31/2019 |  |  |  |  | NO | NO |  |  |  |  | GE MEDICAL SYSTEMS 30146397 SE316172373SA |  |  | Active |  | 99:99:99:99:99:99 |  | Equipment | PAAR:00-PVAR | 10/31/2019 | 10/31/2019 | COOPER UNIVERSITY HOSPITAL |  |  | P5 - TTX 10065 |  | MIRIAM ZIEGLER |  |  |  | 10/31/2019 | 10/31/2019 |  |  |  |  | 10/31/2019 | 10/31/2019
|  | GE MEDICAL SYSTEMS | GE MEDICAL SYSTEMS CARESCAPE TELEMETRY T14 |  | SE316172442SA | MD ANDERSON INPATIENT ONCOLOGY |  |  |  | 10/31/2019 |  |  |  |  | NO | NO |  |  |  |  | GE MEDICAL SYSTEMS 30146396 SE316172442SA |  |  | Active |  | 99:99:99:99:99:99 |  | Equipment | PAAR:00-PVAR | 10/31/2019 | 10/31/2019 | COOPER UNIVERSITY HOSPITAL |  |  | P5 - (Biomed) |  | MIRIAM ZIEGLER |  |  |  | 10/31/2019 | 10/31/2019 |  |  |  |  | 10/31/2019 | 10/31/2019
|  | GE MEDICAL SYSTEMS | GE MEDICAL SYSTEMS CARESCAPE TELEMETRY T14 |  | SE316172459SA | MD ANDERSON INPATIENT ONCOLOGY |  |  |  | 10/31/2019 |  |  |  |  | NO | NO |  |  |  |  | GE MEDICAL SYSTEMS 30146395 SE316172459SA |  |  | Active |  | 99:99:99:99:99:99 |  | Equipment | PAAR:00-PVAR | 10/31/2019 | 10/31/2019 | COOPER UNIVERSITY HOSPITAL |  |  | P5 - (Biomed?) TTX 10094 |  | MIRIAM ZIEGLER |  |  |  | 10/31/2019 | 10/31/2019 |  |  |  |  | 10/31/2019 | 10/31/2019
|  | GE MEDICAL SYSTEMS | GE MEDICAL SYSTEMS CARESCAPE TELEMETRY T14 |  | SE316172453SA | MD ANDERSON INPATIENT ONCOLOGY |  |  |  | 10/31/2019 |  |  |  |  | NO | NO |  |  |  |  | GE MEDICAL SYSTEMS 30146392 SE316172453SA |  |  | Active |  | 99:99:99:99:99:99 |  | Equipment | PAAR:00-PVAR | 10/31/2019 | 10/31/2019 | COOPER UNIVERSITY HOSPITAL |  |  | P5 - (Biomed?) TTX 10066 |  | MIRIAM ZIEGLER |  |  |  | 10/31/2019 | 10/31/2019 |  |  |  |  | 10/31/2019 | 10/31/2019
|  | GE MEDICAL SYSTEMS | GE MEDICAL SYSTEMS CARESCAPE TELEMETRY T14 |  | SE316172362SA | MD ANDERSON INPATIENT ONCOLOGY |  |  |  | 10/31/2019 |  |  |  |  | NO | NO |  |  |  |  | GE MEDICAL SYSTEMS 30146389 SE316172362SA |  |  | Active |  | 99:99:99:99:99:99 |  | Equipment | PAAR:00-PVAR | 10/31/2019 | 10/31/2019 | COOPER UNIVERSITY HOSPITAL |  |  | P5 - (Biomed?) TTX 10067 |  | MIRIAM ZIEGLER |  |  |  | 10/31/2019 | 10/31/2019 |  |  |  |  | 10/31/2019 | 10/31/2019
|  | GE MEDICAL SYSTEMS | GE MEDICAL SYSTEMS CARESCAPE TELEMETRY T14 |  | SE316172451SA | MD ANDERSON INPATIENT ONCOLOGY |  |  |  | 10/31/2019 |  |  |  |  | NO | NO |  |  |  |  | GE MEDICAL SYSTEMS 30146388 SE316172451SA |  |  | Active |  | 99:99:99:99:99:99 |  | Equipment | PAAR:00-PVAR | 10/31/2019 | 10/31/2019 | COOPER UNIVERSITY HOSPITAL |  |  | P5 - TTX 10068 |  | MIRIAM ZIEGLER |  |  |  | 10/31/2019 | 10/31/2019 |  |  |  |  | 10/31/2019 | 10/31/2019
|  | GE MEDICAL SYSTEMS | GE MEDICAL SYSTEMS CARESCAPE TELEMETRY T14 |  | SE316172452SA | MD ANDERSON INPATIENT ONCOLOGY |  |  |  | 10/31/2019 |  |  |  |  | NO | NO |  |  |  |  | GE MEDICAL SYSTEMS 30146387 SE316172452SA |  |  | Active |  | 99:99:99:99:99:99 |  | Equipment | PAAR:00-PVAR | 10/31/2019 | 10/31/2019 | COOPER UNIVERSITY HOSPITAL |  |  | P5 - TTX 10090 |  | MIRIAM ZIEGLER |  |  |  | 10/31/2019 | 10/31/2019 |  |  |  |  | 10/31/2019 | 10/31/2019
|  | GE MEDICAL SYSTEMS | GE MEDICAL SYSTEMS CARESCAPE TELEMETRY T14 |  | SE316172455SA | MD ANDERSON INPATIENT ONCOLOGY |  |  |  | 10/31/2019 |  |  |  |  | NO | NO |  |  |  |  | GE MEDICAL SYSTEMS 30146383 SE316172455SA |  |  | Active |  | 99:99:99:99:99:99 |  | Equipment | PAAR:00-PVAR | 10/31/2019 | 10/31/2019 | COOPER UNIVERSITY HOSPITAL |  |  | P5 - (Biomed?) TTX 10071 |  | MIRIAM ZIEGLER |  |  |  | 10/31/2019 | 10/31/2019 |  |  |  |  | 10/31/2019 | 10/31/2019
|  | GE MEDICAL SYSTEMS | GE MEDICAL SYSTEMS CARESCAPE TELEMETRY T14 |  | SE314256979GA | PAVILION 8 |  |  |  | 11/02/2019 |  |  |  |  | NO | NO |  |  |  |  | GE MEDICAL SYSTEMS 30144820 SE314256979GA |  |  | Disposition |  | 99:99:99:99:99:99 |  | Equipment | PAAR:00-PVAR | 11/02/2019 | 11/02/2019 | COOPER UNIVERSITY HOSPITAL |  |  | PAV8 | WOT00000000534107 | BRIAN OSHAUGHNESSY | Disposition | Closed | Gene Amodei | 11/02/2019 | 11/02/2019 | Bulk Disposition CNL | Equipment was lost by department and was replaced. | EXP2917949 | Labor | 11/02/2019 | 11/02/2019 | Michael Youch
|  | GE MEDICAL SYSTEMS | GE MEDICAL SYSTEMS CARESCAPE TELEMETRY T14 |  | SE314016252GA | PAVILION 8 |  |  |  | 11/02/2019 |  |  |  |  | NO | NO |  |  |  |  | GE MEDICAL SYSTEMS 30144821 SE314016252GA |  |  | Disposition |  | 99:99:99:99:99:99 |  | Equipment | PAAR:00-PVAR | 11/02/2019 | 11/02/2019 | COOPER UNIVERSITY HOSPITAL |  |  | PAV8 | WOT00000000534097 | BRIAN OSHAUGHNESSY | Disposition | Closed | Gene Amodei | 11/02/2019 | 11/02/2019 | Bulk Disposition CNL | Equipment was lost by department and was replaced. | EXP2917951 | Labor | 11/02/2019 | 11/02/2019 | Michael Youch
|  | GE MEDICAL SYSTEMS | GE MEDICAL SYSTEMS CARESCAPE TELEMETRY T14 |  | SE314016253GA | PAVILION 8 |  |  |  | 11/02/2019 |  |  |  |  | NO | NO |  |  |  |  | GE MEDICAL SYSTEMS 30144819 SE314016253GA |  |  | Disposition |  |  |  | Equipment | PAAR:00-PVAR | 11/02/2019 | 11/02/2019 | COOPER UNIVERSITY HOSPITAL |  |  | PAV8 | 0012141270 | BRIAN OSHAUGHNESSY | Repair | Closed | Bonnie Aichroth | 11/02/2019 | 11/02/2019 | TRANSMITTER - NEEDS TO BE RETIRED - TMX | 9/7/2017 9:45:40 AM BGAICHROTH PURCHASED NEW ONE 9/7/2017 9:45:41 AM BGAICHROTH This device has been removed from an active status with the RSQ Database, and physically removed from the facility. Device retired on 9/7/2017; Authorized By: PAT D'ANDREA; Nature of Retirement: OTHER - PURCHASED NEW ONE; Days In Service: 825 | 50A09A5B-8703-4F59-80B9-F75FFE2269B7 | Labor | 11/02/2019 | 11/02/2019 | Bonnie Aichroth
|  | GE MEDICAL SYSTEMS | GE MEDICAL SYSTEMS CARESCAPE TELEMETRY T14 |  | SE314267055GA | PAVILION 8 |  |  |  | 11/02/2019 |  |  |  |  | NO | NO |  |  |  |  | GE MEDICAL SYSTEMS 30144818 SE314267055GA |  |  | Disposition |  |  |  | Equipment | PAAR:00-PVAR | 11/02/2019 | 11/02/2019 | COOPER UNIVERSITY HOSPITAL |  |  | PAV8 | 0011878932 | BRIAN OSHAUGHNESSY | Repair | Closed | Gene Amodei | 11/02/2019 | 11/02/2019 | EKG MACHINE - HAVING TROUBLE CONNECTING TO THE E2 - ROOM 28 | 7/7/2017 4:14:15 PM GRAMODEI arrived in unit it was night shift nurse, whom gave ceid for tele 4 not 14, unit could not be located by anyone | 4F5FD843-C99C-458D-B524-4313DFFF2911 | Labor | 11/02/2019 | 11/02/2019 | Gene Amodei
|  | GE MEDICAL SYSTEMS | GE MEDICAL SYSTEMS CARESCAPE TELEMETRY T14 |  | SE314256964GA | PAVILION 8 |  |  |  | 11/02/2019 |  |  |  |  | NO | NO |  |  |  |  | GE MEDICAL SYSTEMS 30144817 SE314256964GA |  |  | Disposition |  | 99:99:99:99:99:99 |  | Equipment | PAAR:00-PVAR | 11/02/2019 | 11/02/2019 | COOPER UNIVERSITY HOSPITAL |  |  | PAV8 | WOT00000000534102 | BRIAN OSHAUGHNESSY | Disposition | Closed | Gene Amodei | 11/02/2019 | 11/02/2019 | Bulk Disposition CNL | Equipment was lost by department and was replaced. | EXP2917942 | Labor | 11/02/2019 | 11/02/2019 | Michael Youch
|  | GE MEDICAL SYSTEMS | GE MEDICAL SYSTEMS CARESCAPE TELEMETRY T14 |  | SE314256975GA | PAVILION 8 |  |  |  | 11/02/2019 |  |  |  |  | NO | NO |  |  |  |  | GE MEDICAL SYSTEMS 30144815 SE314256975GA |  |  | Disposition |  | 99:99:99:99:99:99 |  | Equipment | PAAR:00-PVAR | 11/02/2019 | 11/02/2019 | COOPER UNIVERSITY HOSPITAL |  |  | PAV8 | WOT00000000534104 | BRIAN OSHAUGHNESSY | Disposition | Closed | Gene Amodei | 11/02/2019 | 11/02/2019 | Bulk Disposition CNL | Equipment was lost by department and was replaced. | EXP2917938 | Labor | 11/02/2019 | 11/02/2019 | Michael Youch
|  | GE MEDICAL SYSTEMS | GE MEDICAL SYSTEMS CARESCAPE TELEMETRY T14 |  | SE314267050GA | PAVILION 8 |  |  |  | 11/02/2019 |  |  |  |  | NO | NO |  |  |  |  | GE MEDICAL SYSTEMS 30144816 SE314267050GA |  |  | Disposition |  | 99:99:99:99:99:99 |  | Equipment | PAAR:00-PVAR | 11/02/2019 | 11/02/2019 | COOPER UNIVERSITY HOSPITAL |  |  | PAV8 | WOT00000000534110 | BRIAN OSHAUGHNESSY | Disposition | Closed | Gene Amodei | 11/02/2019 | 11/02/2019 | Bulk Disposition CNL | Equipment was lost by department and was replaced. | EXP2917940 | Labor | 11/02/2019 | 11/02/2019 | Michael Youch
|  | GE MEDICAL SYSTEMS | GE MEDICAL SYSTEMS CARESCAPE TELEMETRY T14 |  | SE314267047GA | PAVILION 8 |  |  |  | 11/02/2019 |  |  |  |  | NO | NO |  |  |  |  | GE MEDICAL SYSTEMS 30144814 SE314267047GA |  |  | Disposition |  |  |  | Equipment | PAAR:00-PVAR | 11/02/2019 | 11/02/2019 | COOPER UNIVERSITY HOSPITAL |  |  | PAV8 | 0012127012 | BRIAN OSHAUGHNESSY | Repair | Closed | Bonnie Aichroth | 11/02/2019 | 11/02/2019 | TELE UNIT - RETIRE - TMX | 8/31/2017 10:11:53 AM BGAICHROTH REPLACED WITH NEW 8/31/2017 10:11:55 AM BGAICHROTH This device has been removed from an active status with the RSQ Database, and physically removed from the facility. Device retired on 8/31/2017; Authorized By: PAT D'ANDREA; Nature of Retirement: NO LONGER NEEDED; Days In Service: 818 | 6AB3E9F0-5CBE-466D-8A2E-2B56676A4CDB | Labor | 11/02/2019 | 11/02/2019 | Bonnie Aichroth
|  | GE MEDICAL SYSTEMS | GE MEDICAL SYSTEMS CARESCAPE TELEMETRY T14 |  | SE314277058GA | PAVILION 8 |  |  |  | 11/02/2019 |  |  |  |  | NO | NO |  |  |  |  | GE MEDICAL SYSTEMS 30144813 SE314277058GA |  |  | Disposition |  |  |  | Equipment | PAAR:00-PVAR | 11/02/2019 | 11/02/2019 | COOPER UNIVERSITY HOSPITAL |  |  | PV8 | 0012127011 | BRIAN OSHAUGHNESSY | Repair | Closed | Bonnie Aichroth | 11/02/2019 | 11/02/2019 | TELE UNIT - RETIRE - TMX | 8/31/2017 10:10:46 AM BGAICHROTH REPLACED WITH NEW 8/31/2017 10:11:00 AM BGAICHROTH This device has been removed from an active status with the RSQ Database, and physically removed from the facility. Device retired on 8/31/2017; Authorized By: PAT D'ANDREA; Nature of Retirement: NO LONGER NEEDED; Days In Service: 818 | 3E3298B0-A0FC-4320-AD6B-ABCF47EA44B6 | Labor | 11/02/2019 | 11/02/2019 | Bonnie Aichroth
|  | GE MEDICAL SYSTEMS | GE MEDICAL SYSTEMS CARESCAPE TELEMETRY T14 |  | SE314267051GA | PAVILION 8 |  |  |  | 11/02/2019 |  |  |  |  | NO | NO |  |  |  |  | GE MEDICAL SYSTEMS 30144812 SE314267051GA |  |  | Disposition |  | 99:99:99:99:99:99 |  | Equipment | PAAR:00-PVAR | 11/02/2019 | 11/02/2019 | COOPER UNIVERSITY HOSPITAL |  |  | PAV8 | WOT00000000534111 | BRIAN OSHAUGHNESSY | Disposition | Closed | Gene Amodei | 11/02/2019 | 11/02/2019 | Bulk Disposition CNL | Equipment was lost by department and was replaced. | EXP2917936 | Labor | 11/02/2019 | 11/02/2019 | Michael Youch
|  | GE MEDICAL SYSTEMS | GE MEDICAL SYSTEMS CARESCAPE TELEMETRY T14 |  | SE314267049GA | PAVILION 8 |  |  |  | 11/02/2019 |  |  |  |  | NO | NO |  |  |  |  | GE MEDICAL SYSTEMS 30144811 SE314267049GA |  |  | Disposition |  | 99:99:99:99:99:99 |  | Equipment | PAAR:00-PVAR | 11/02/2019 | 11/02/2019 | COOPER UNIVERSITY HOSPITAL |  |  | PAV8 | WOT00000000534109 | BRIAN OSHAUGHNESSY | Disposition | Closed | Gene Amodei | 11/02/2019 | 11/02/2019 | Bulk Disposition CNL | Equipment was lost by department and was replaced. | EXP2917934 | Labor | 11/02/2019 | 11/02/2019 | Michael Youch
|  | GE MEDICAL SYSTEMS | GE MEDICAL SYSTEMS CARESCAPE TELEMETRY T14 |  | SE314267046GA | PAVILION 8 |  |  |  | 11/02/2019 |  |  |  |  | NO | NO |  |  |  |  | GE MEDICAL SYSTEMS 30144810 SE314267046GA |  |  | Disposition |  |  |  | Equipment | PAAR:00-PVAR | 11/02/2019 | 11/02/2019 | COOPER UNIVERSITY HOSPITAL |  |  | PAV8 | 0012126940 | BRIAN OSHAUGHNESSY | Repair | Closed | Bonnie Aichroth | 11/02/2019 | 11/02/2019 | TELE UNIT - RETIRE - TMX | 8/31/2017 10:10:02 AM BGAICHROTH REPLACED WITH NEW 8/31/2017 10:10:04 AM BGAICHROTH This device has been removed from an active status with the RSQ Database, and physically removed from the facility. Device retired on 8/31/2017; Authorized By: PAT D'ANDREA; Nature of Retirement: NO LONGER NEEDED; Days In Service: 818 | 467C86BE-FA25-4418-AC46-F6C80DA0CF62 | Labor | 11/02/2019 | 11/02/2019 | Bonnie Aichroth
|  | GE MEDICAL SYSTEMS | GE MEDICAL SYSTEMS CARESCAPE TELEMETRY T14 |  | SE314277056GA | PAVILION 8 |  |  |  | 11/01/2019 |  |  |  |  | NO | NO |  |  |  |  | GE MEDICAL SYSTEMS 30144809 SE314277056GA |  |  | Active |  | 99:99:99:99:99:99 |  | Equipment | PAAR:00-PVAR | 11/01/2019 | 11/01/2019 | COOPER UNIVERSITY HOSPITAL |  |  | PAV8 | WOT00000000534112 | BRIAN OSHAUGHNESSY | Disposition | Closed | Gene Amodei | 11/01/2019 | 11/01/2019 | Bulk Disposition CNL |  |  |  | 11/01/2019 | 11/01/2019
|  | GE MEDICAL SYSTEMS | GE MEDICAL SYSTEMS CARESCAPE TELEMETRY T14 |  | SE314256966GA | PAVILION 8 |  |  |  | 11/02/2019 |  |  |  |  | NO | NO |  |  |  |  | GE MEDICAL SYSTEMS 30144808 SE314256966GA |  |  | Disposition |  |  |  | Equipment | PAAR:00-PVAR | 11/02/2019 | 11/02/2019 | COOPER UNIVERSITY HOSPITAL |  |  | PAV8 | 0012126815 | BRIAN OSHAUGHNESSY | Repair | Closed | Michael Youch | 11/02/2019 | 11/02/2019 | TELEMETRY UNIT - DISPOSITION | 8/31/2017 9:47:04 AM BGAICHROTH replaced with new 8/31/2017 9:47:06 AM BGAICHROTH This device has been removed from an active status with the RSQ Database, and physically removed from the facility. Device retired on 8/31/2017; Authorized By: PAT D'ANDREA; Nature of Retirement: NO LONGER NEEDED; Days In Service: 818 | 8B4A5DC1-D86F-45A3-BE0A-354B640A7101 | Labor | 11/02/2019 | 11/02/2019 | Bonnie Aichroth
|  | GE MEDICAL SYSTEMS | GE MEDICAL SYSTEMS CARESCAPE TELEMETRY T14 |  | SE314256968GA | PAVILION 8 |  |  |  | 11/02/2019 |  |  |  |  | NO | NO |  |  |  |  | GE MEDICAL SYSTEMS 30144804 SE314256968GA |  |  | Disposition |  | 99:99:99:99:99:99 |  | Equipment | PAAR:00-PVAR | 11/02/2019 | 11/02/2019 | COOPER UNIVERSITY HOSPITAL |  |  | PAV 8 | WOT00000000534103 | BRIAN OSHAUGHNESSY | Disposition | Closed | Gene Amodei | 11/02/2019 | 11/02/2019 | Bulk Disposition CNL | Equipment was lost by department and was replaced. | EXP2917944 | Labor | 11/02/2019 | 11/02/2019 | Michael Youch
|  | GE MEDICAL SYSTEMS | GE MEDICAL SYSTEMS CARESCAPE TELEMETRY T14 |  | SE314026266GA | CHIP - 9 PAVILION |  |  |  | 11/02/2019 |  |  |  |  | NO | NO |  |  |  |  | GE MEDICAL SYSTEMS 30144383 SE314026266GA |  |  | Disposition |  |  |  | Equipment | PAAR:00-PVAR | 11/02/2019 | 11/02/2019 | COOPER UNIVERSITY HOSPITAL |  |  | TTX10055 |  | KIM HUMMEL |  |  |  | 11/02/2019 | 11/02/2019 |  |  |  |  | 11/02/2019 | 11/02/2019
|  | GE MEDICAL SYSTEMS | GE MEDICAL SYSTEMS CARESCAPE TELEMETRY T14 |  | SE314076420GA | CHIP - 9 PAVILION |  |  |  | 11/02/2019 |  |  |  |  | NO | NO |  |  |  |  | GE MEDICAL SYSTEMS 30144381 SE314076420GA |  |  | Disposition |  | 99:99:99:99:99:99 |  | Equipment | PAAR:00-PVAR | 11/02/2019 | 11/02/2019 | COOPER UNIVERSITY HOSPITAL |  |  | P938 |  | KIM HUMMEL |  |  |  | 11/02/2019 | 11/02/2019 |  |  |  |  | 11/02/2019 | 11/02/2019
|  | GE MEDICAL SYSTEMS | GE MEDICAL SYSTEMS CARESCAPE TELEMETRY T14 |  | SE314256971GA | PAVILION 8 |  |  |  | 11/02/2019 |  |  |  |  | NO | NO |  |  |  |  | GE MEDICAL SYSTEMS 30144025 SE314256971GA |  |  | Disposition |  |  |  | Equipment | PAAR:00-PVAR | 11/02/2019 | 11/02/2019 | COOPER UNIVERSITY HOSPITAL |  |  | RM 860 | 0012126855 | BRIAN OSHAUGHNESSY | Repair | Closed | Michael Youch | 11/02/2019 | 11/02/2019 | TELEMETRY UNIT - DISPOSITION | 8/31/2017 9:41:45 AM BGAICHROTH replaced with new 8/31/2017 9:42:10 AM BGAICHROTH This device has been removed from an active status with the RSQ Database, and physically removed from the facility. Device retired on 8/31/2017; Authorized By: PAT D'ANDREA; Nature of Retirement: NO LONGER NEEDED; Days In Service: 818 | E870007D-D291-4101-86A7-630C8EC5A7FB | Labor | 11/02/2019 | 11/02/2019 | Bonnie Aichroth
|  | GE MEDICAL SYSTEMS | GE MEDICAL SYSTEMS CARESCAPE TELEMETRY T14 |  | SE134016249GA | CHIP - 9 PAVILION |  |  |  | 10/16/2019 |  |  |  |  | NO | NO |  |  |  |  | GE MEDICAL SYSTEMS 30144006 SE134016249GA |  |  | Disposition |  | 99:99:99:99:99:99 |  | Equipment | PAAR:00-PVAR | 10/16/2019 | 10/16/2019 | COOPER UNIVERSITY HOSPITAL |  |  |  |  | KIM HUMMEL |  |  |  | 10/16/2019 | 10/16/2019 |  |  |  |  | 10/16/2019 | 10/16/2019
|  | GE MEDICAL SYSTEMS | GE MEDICAL SYSTEMS CARESCAPE TELEMETRY T14 |  | SE314016255GA | CHIP - 9 PAVILION |  |  |  | 10/16/2019 |  |  |  |  | NO | NO |  |  |  |  | GE MEDICAL SYSTEMS 30144004 SE314016255GA |  |  | Disposition |  | 99:99:99:99:99:99 |  | Equipment | PAAR:00-PVAR | 10/16/2019 | 10/16/2019 | COOPER UNIVERSITY HOSPITAL |  |  | ROOM 910 |  | KIM HUMMEL |  |  |  | 10/16/2019 | 10/16/2019 |  |  |  |  | 10/16/2019 | 10/16/2019
|  | GE MEDICAL SYSTEMS | GE MEDICAL SYSTEMS CARESCAPE TELEMETRY T14 |  | SE316080763GA | CHIP - 9 PAVILION |  |  |  | 11/02/2019 |  |  |  |  | NO | NO |  |  |  |  | GE MEDICAL SYSTEMS 30143483 SE316080763GA |  |  | Disposition |  | 99:99:99:99:99:99 |  | Equipment | PAAR:00-PVAR | 11/02/2019 | 11/02/2019 | COOPER UNIVERSITY HOSPITAL |  |  | PAV 9 |  | KIM HUMMEL |  |  |  | 11/02/2019 | 11/02/2019 |  |  |  |  | 11/02/2019 | 11/02/2019
|  | GE MEDICAL SYSTEMS | GE MEDICAL SYSTEMS CARESCAPE TELEMETRY T14 |  | SE314026262GA | CHIP - 9 PAVILION |  |  |  | 11/02/2019 |  |  |  |  | NO | NO |  |  |  |  | GE MEDICAL SYSTEMS 30143053 SE314026262GA |  |  | Disposition |  |  |  | Equipment | PAAR:00-PVAR | 11/02/2019 | 11/02/2019 | COOPER UNIVERSITY HOSPITAL |  |  | 9 PAV |  | KIM HUMMEL |  |  |  | 11/02/2019 | 11/02/2019 |  |  |  |  | 11/02/2019 | 11/02/2019
|  | GE MEDICAL SYSTEMS | GE MEDICAL SYSTEMS CARESCAPE TELEMETRY T14 |  | SE314016250GA | CHIP - 9 PAVILION |  |  |  | 11/02/2019 |  |  |  |  | NO | NO |  |  |  |  | GE MEDICAL SYSTEMS 30143052 SE314016250GA |  |  | Disposition |  | 99:99:99:99:99:99 |  | Equipment | PAAR:00-PVAR | 11/02/2019 | 11/02/2019 | COOPER UNIVERSITY HOSPITAL |  |  | 9 PAV | WOT00000000534096 | KIM HUMMEL | Disposition | Closed | Michael Youch | 11/02/2019 | 11/02/2019 | Bulk Disposition CNL | Equipment was lost by department and was replaced. | EXP2919095 | Labor | 11/02/2019 | 11/02/2019 | Michael Youch
|  | GE MEDICAL SYSTEMS | GE MEDICAL SYSTEMS CARESCAPE TELEMETRY T14 |  | SE314026259GA | CHIP - 9 PAVILION |  |  |  | 11/02/2019 |  |  |  |  | NO | NO |  |  |  |  | GE MEDICAL SYSTEMS 30143051 SE314026259GA |  |  | Disposition |  | 99:99:99:99:99:99 |  | Equipment | PAAR:00-PVAR | 11/02/2019 | 11/02/2019 | COOPER UNIVERSITY HOSPITAL |  |  | 9 PAV |  | KIM HUMMEL |  |  |  | 11/02/2019 | 11/02/2019 |  |  |  |  | 11/02/2019 | 11/02/2019
|  | GE MEDICAL SYSTEMS | GE MEDICAL SYSTEMS CARESCAPE TELEMETRY T14 |  | SE314026257GA | CHIP - 9 PAVILION |  |  |  | 11/02/2019 |  |  |  |  | NO | NO |  |  |  |  | GE MEDICAL SYSTEMS 30143050 SE314026257GA |  |  | Disposition |  | 99:99:99:99:99:99 |  | Equipment | PAAR:00-PVAR | 11/02/2019 | 11/02/2019 | COOPER UNIVERSITY HOSPITAL |  |  | 9 PAV |  | KIM HUMMEL |  |  |  | 11/02/2019 | 11/02/2019 |  |  |  |  | 11/02/2019 | 11/02/2019
|  | GE MEDICAL SYSTEMS | GE MEDICAL SYSTEMS CARESCAPE TELEMETRY T14 |  | SE314256974GA | CHIP - 9 PAVILION |  |  |  | 11/02/2019 |  |  |  |  | NO | NO |  |  |  |  | GE MEDICAL SYSTEMS 30143049 SE314256974GA |  |  | Disposition |  |  |  | Equipment | PAAR:00-PVAR | 11/02/2019 | 11/02/2019 | COOPER UNIVERSITY HOSPITAL |  |  | 9 PAV |  | KIM HUMMEL |  |  |  | 11/02/2019 | 11/02/2019 |  |  |  |  | 11/02/2019 | 11/02/2019
|  | GE MEDICAL SYSTEMS | GE MEDICAL SYSTEMS CARESCAPE TELEMETRY T14 |  | SE314256973GA | CHIP - 9 PAVILION |  |  |  | 11/02/2019 |  |  |  |  | NO | NO |  |  |  |  | GE MEDICAL SYSTEMS 30143047 SE314256973GA |  |  | Disposition |  |  |  | Equipment | PAAR:00-PVAR | 11/02/2019 | 11/02/2019 | COOPER UNIVERSITY HOSPITAL |  |  | 9 PAV |  | KIM HUMMEL |  |  |  | 11/02/2019 | 11/02/2019 |  |  |  |  | 11/02/2019 | 11/02/2019
|  | GE MEDICAL SYSTEMS | GE MEDICAL SYSTEMS CARESCAPE TELEMETRY T14 |  | SE313456005GA | CHIP - 9 PAVILION |  |  |  | 11/02/2019 |  |  |  |  | NO | NO |  |  |  |  | GE MEDICAL SYSTEMS 30143048 SE313456005GA |  |  | Disposition |  | 99:99:99:99:99:99 |  | Equipment | PAAR:00-PVAR | 11/02/2019 | 11/02/2019 | COOPER UNIVERSITY HOSPITAL |  |  | 9 PAV | WOT00000000534095 | KIM HUMMEL | Disposition | Closed | Michael Youch | 11/02/2019 | 11/02/2019 | Bulk Disposition CNL | Equipment was lost by department and was replaced. | EXP2919173 | Labor | 11/02/2019 | 11/02/2019 | Michael Youch
|  | GE MEDICAL SYSTEMS | GE MEDICAL SYSTEMS CARESCAPE TELEMETRY T14 |  | SE314026256GA | CHIP - 9 PAVILION |  |  |  | 11/02/2019 |  |  |  |  | NO | NO |  |  |  |  | GE MEDICAL SYSTEMS 30143043 SE314026256GA |  |  | Disposition |  |  |  | Equipment | PAAR:00-PVAR | 11/02/2019 | 11/02/2019 | COOPER UNIVERSITY HOSPITAL |  |  | ROOM 922 |  | KIM HUMMEL |  |  |  | 11/02/2019 | 11/02/2019 |  |  |  |  | 11/02/2019 | 11/02/2019
|  | GE MEDICAL SYSTEMS | GE MEDICAL SYSTEMS CARESCAPE TELEMETRY T14 |  | SE313456004GA | CHIP - 9 PAVILION |  |  |  | 11/02/2019 |  |  |  |  | NO | NO |  |  |  |  | GE MEDICAL SYSTEMS 30143029 SE313456004GA |  |  | Disposition |  | 99:99:99:99:99:99 |  | Equipment | PAAR:00-PVAR | 11/02/2019 | 11/02/2019 | COOPER UNIVERSITY HOSPITAL |  |  | 9 PAV |  | KIM HUMMEL |  |  |  | 11/02/2019 | 11/02/2019 |  |  |  |  | 11/02/2019 | 11/02/2019
|  | GE MEDICAL SYSTEMS | GE MEDICAL SYSTEMS CARESCAPE TELEMETRY T14 |  | SE314076419GA | CHIP - 9 PAVILION |  |  |  | 11/02/2019 |  |  |  |  | NO | NO |  |  |  |  | GE MEDICAL SYSTEMS 30143022 SE314076419GA |  |  | Disposition |  | 99:99:99:99:99:99 |  | Equipment | PAAR:00-PVAR | 11/02/2019 | 11/02/2019 | COOPER UNIVERSITY HOSPITAL |  |  | ROOM 934 |  | KIM HUMMEL |  |  |  | 11/02/2019 | 11/02/2019 |  |  |  |  | 11/02/2019 | 11/02/2019
|  | GE MEDICAL SYSTEMS | GE MEDICAL SYSTEMS CARESCAPE TELEMETRY T14 |  | SE314016254GA | CHIP - 9 PAVILION |  |  |  | 11/02/2019 |  |  |  |  | NO | NO |  |  |  |  | GE MEDICAL SYSTEMS 30143018 SE314016254GA |  |  | Disposition |  |  |  | Equipment | PAAR:00-PVAR | 11/02/2019 | 11/02/2019 | COOPER UNIVERSITY HOSPITAL |  |  | ROOM 935 |  | KIM HUMMEL |  |  |  | 11/02/2019 | 11/02/2019 |  |  |  |  | 11/02/2019 | 11/02/2019
|  | GE MEDICAL SYSTEMS | GE MEDICAL SYSTEMS CARESCAPE TELEMETRY T14 |  | SE314026265GA | CHIP - 9 PAVILION |  |  |  | 11/02/2019 |  |  |  |  | NO | NO |  |  |  |  | GE MEDICAL SYSTEMS 30143015 SE314026265GA |  |  | Disposition |  |  |  | Equipment | PAAR:00-PVAR | 11/02/2019 | 11/02/2019 | COOPER UNIVERSITY HOSPITAL |  |  | ROOM 936 |  | KIM HUMMEL |  |  |  | 11/02/2019 | 11/02/2019 |  |  |  |  | 11/02/2019 | 11/02/2019
|  | GE MEDICAL SYSTEMS | GE MEDICAL SYSTEMS CARESCAPE TELEMETRY T14 |  | SE314026269GA | CHIP - 9 PAVILION |  |  |  | 11/02/2019 |  |  |  |  | NO | NO |  |  |  |  | GE MEDICAL SYSTEMS 30143013 SE314026269GA |  |  | Disposition |  | 99:99:99:99:99:99 |  | Equipment | PAAR:00-PVAR | 11/02/2019 | 11/02/2019 | COOPER UNIVERSITY HOSPITAL |  |  | ROOM 938 |  | KIM HUMMEL |  |  |  | 11/02/2019 | 11/02/2019 |  |  |  |  | 11/02/2019 | 11/02/2019
|  | GE MEDICAL SYSTEMS | GE MEDICAL SYSTEMS CARESCAPE TELEMETRY T14 |  | SE314026271GA | CHIP - 9 PAVILION |  |  |  | 11/02/2019 |  |  |  |  | NO | NO |  |  |  |  | GE MEDICAL SYSTEMS 30143011 SE314026271GA |  |  | Disposition |  |  |  | Equipment | PAAR:00-PVAR | 11/02/2019 | 11/02/2019 | COOPER UNIVERSITY HOSPITAL |  |  | ROOM 939 |  | KIM HUMMEL |  |  |  | 11/02/2019 | 11/02/2019 |  |  |  |  | 11/02/2019 | 11/02/2019
|  | GE MEDICAL SYSTEMS | GE MEDICAL SYSTEMS CARESCAPE TELEMETRY T14 |  | SE314026258GA | CHIP - 9 PAVILION |  |  |  | 11/02/2019 |  |  |  |  | NO | NO |  |  |  |  | GE MEDICAL SYSTEMS 30143006 SE314026258GA |  |  | Disposition |  | 99:99:99:99:99:99 |  | Equipment | PAAR:00-PVAR | 11/02/2019 | 11/02/2019 | COOPER UNIVERSITY HOSPITAL |  |  | PAV 9 | WOT00000002202739 | KIM HUMMEL | Disposition | Closed | Michael Youch | 11/02/2019 | 11/02/2019 | Bulk Disposition CNL | Equipment was lost by department and was replaced. | EXP2919150 | Labor | 11/02/2019 | 11/02/2019 | Michael Youch
|  | GE MEDICAL SYSTEMS | GE MEDICAL SYSTEMS CARESCAPE TELEMETRY T14 |  | SE314026261GA | CHIP - 9 PAVILION |  |  |  | 11/02/2019 |  |  |  |  | NO | NO |  |  |  |  | GE MEDICAL SYSTEMS 30143005 SE314026261GA |  |  | Disposition |  | 99:99:99:99:99:99 |  | Equipment | PAAR:00-PVAR | 11/02/2019 | 11/02/2019 | COOPER UNIVERSITY HOSPITAL |  |  | P940 |  | KIM HUMMEL |  |  |  | 11/02/2019 | 11/02/2019 |  |  |  |  | 11/02/2019 | 11/02/2019
|  | GE MEDICAL SYSTEMS | GE MEDICAL SYSTEMS CARESTATION 650 |  | SM717500032MA | ANESTHESIOLOGY |  |  |  | 04/25/2018 |  |  |  |  | NO | NO |  |  |  |  | GE MEDICAL SYSTEMS 11239133 SM717500032MA |  |  | Disposition |  | 99:99:99:99:99:99 |  | Life Support | 1Y:00-MFG | 04/25/2018 | 04/25/2018 | COOPER UNIVERSITY HOSPITAL |  |  | SD OR Sapre. Anes Store Room | WOT00000000564359 | GIACINTA ROUPAS | Performance Verification | Closed | Salvatore Bombara | 04/25/2018 | 04/25/2018 | Performance Verification for GE MEDICAL SYSTEMS 11239133 SM717500032MA | Initial Install of Performance Verification. Device is ready for patient use. |  |  | 04/25/2018 | 04/25/2018
|  | GE MEDICAL SYSTEMS | GE MEDICAL SYSTEMS CARESTATION 650 |  | SM717500035MA | ANESTHESIOLOGY |  |  |  | 04/25/2018 |  |  |  |  | NO | NO |  |  |  |  | GE MEDICAL SYSTEMS 11239130 SM717500035MA |  |  | Disposition |  | 99:99:99:99:99:99 |  | Life Support | 1Y:00-MFG | 04/25/2018 | 04/25/2018 | COOPER UNIVERSITY HOSPITAL |  |  | SD OR 4 | WOT00000000564281 | GIACINTA ROUPAS | Performance Verification | Closed | Salvatore Bombara | 04/25/2018 | 04/25/2018 | Performance Verification for GE MEDICAL SYSTEMS 11239130 SM717500035MA | Initial Install of Performance Verification. Device is ready for patient use. |  |  | 04/25/2018 | 04/25/2018
|  | GE MEDICAL SYSTEMS | GE MEDICAL SYSTEMS CASE |  | C30G18643 | STRESS TEST |  |  |  | 01/01/1900 |  |  |  |  | NO | NO |  |  |  |  | GE MEDICAL SYSTEMS 10368721 C30G18643 |  |  | Disposition |  |  |  | Alarm | 1Y:00-MFG | 01/01/1900 | 12/01/2019 | COOPER UNIVERSITY HOSPITAL |  |  | B79 |  | KIM HUMMEL
|  | GE MEDICAL SYSTEMS | GE MEDICAL SYSTEMS CASE |  | SCF06250104SA | VOORHEES CARDIOLOGY |  |  |  | 10/19/2006 |  |  |  |  | NO | NO |  |  |  |  | GE MEDICAL SYSTEMS 10356972 SCF06250104SA |  |  | Disposition |  | 00:00:00:00:00:00 |  | Alarm | 1Y:00-MFG | 02/15/2019 | 02/01/2020 | COOPER AMBULATORY OFF-SITES |  |  | Nuclear Lab - 1131 |  | KATHY COMO
|  | GE MEDICAL SYSTEMS | GE MEDICAL SYSTEMS CASE |  | R3X09414819SA | 3 COOPER-CARDIAC DIAGNOSTIC CENTER |  |  |  | 10/16/2009 |  |  |  |  | NO | NO |  |  |  |  | GE MEDICAL SYSTEMS 10346875 R3X09414819SA |  |  | Disposition |  | 00:00:50:50:B6:D6 |  | Alarm | 1Y:00-MFG | 11/01/2019 | 11/01/2020 | COOPER AMBULATORY OFF-SITES |  |  | Suite 318 - Stress Room |  | CARLA TRUELL
|  | GE MEDICAL SYSTEMS | GE MEDICAL SYSTEMS CASE P2 |  | RVF041500345A | ECHOCARDIOLOGY |  |  |  | 05/07/2004 |  |  |  |  | NO | NO |  |  |  |  | GE MEDICAL SYSTEMS 10368671 RVF041500345A |  |  | Disposition |  |  |  | Alarm | 1Y:00-MFG | 01/01/1900 | 12/01/2019 | COOPER UNIVERSITY HOSPITAL |  |  | STRESS TEST |  | LINDA VALENTI
|  | GE MEDICAL SYSTEMS | GE MEDICAL SYSTEMS CASE P2 |  | SAP05170824SA | BRACHFIELD MEDICAL ASSOCIATES-MEDICINE |  |  |  | 05/10/2005 |  |  |  |  | NO | NO |  |  |  |  | GE MEDICAL SYSTEMS 10367047 SAP05170824SA |  |  | Disposition |  | 00:00:50:1A:B0:5B |  | Alarm | 1Y:00-MFG | 06/13/2016 | 06/01/2020 | COOPER AMBULATORY OFF-SITES |  |  | CARDIOLOGY - stress lab |  | CATHY CRAWFORD
|  | GE MEDICAL SYSTEMS | GE MEDICAL SYSTEMS CASE P2 |  | SAP04480109SA | BRACE ROAD-CARDIOLOGY |  |  |  | 01/14/2005 |  |  |  |  | NO | NO |  |  |  |  | GE MEDICAL SYSTEMS 10366015 SAP04480109SA |  |  | Disposition |  |  |  | Alarm | 1Y:00-MFG | 05/31/2018 | 05/01/2020 | COOPER AMBULATORY OFF-SITES |  |  | TESTING 4 |  | Beth Mook
|  | GE MEDICAL SYSTEMS | GE MEDICAL SYSTEMS CASE RADISYS |  | D3VF0177S | WOODSTOWN - CARDIOLOGY |  |  |  | 01/01/1900 |  |  |  |  | NO | NO |  |  |  |  | GE MEDICAL SYSTEMS 10345885 D3VF0177S |  |  | Disposition |  |  |  | Alarm | 1Y:00-MFG | 04/07/2017 | 04/01/2020 | COOPER AMBULATORY OFF-SITES |  |  | STRESS ROOM |  | SUSAN WHITZELL
|  | GE MEDICAL SYSTEMS | GE MEDICAL SYSTEMS CDL1556A |  | L29800861 | PEDIATRIC INTENSIVE CARE UNIT |  |  |  | 05/04/2005 |  |  |  |  | NO | NO |  |  |  |  | GE MEDICAL SYSTEMS 10360434 L29800861 |  |  | Active |  | 99:99:99:99:99:99 |  | Accessory | PAAR:00-PVAR | 11/02/2019 |  | COOPER UNIVERSITY HOSPITAL |  |  | PICU/ RM 6 | WOT00000000527359 | Susan Cannon | Disposition | Closed | Gene Amodei | 02/08/2018 | 05/22/2019 | Bulk Disposition CNL
|  | GE MEDICAL SYSTEMS | GE MEDICAL SYSTEMS CDL1556A |  | L298001022 | PEDIATRIC INTENSIVE CARE UNIT |  |  |  | 05/04/2005 |  |  |  |  | NO | NO |  |  |  |  | GE MEDICAL SYSTEMS 10360420 L298001022 |  |  | Active |  | 99:99:99:99:99:99 |  | Accessory | PAAR:00-PVAR | 11/02/2019 |  | COOPER UNIVERSITY HOSPITAL |  |  | PICU/ RM 4 | WOT00000000527357 | Susan Cannon | Disposition | Closed | Gene Amodei | 02/08/2018 | 05/22/2019 | Bulk Disposition CNL
|  | GE MEDICAL SYSTEMS | GE MEDICAL SYSTEMS CDL1556A |  | L298001024 | PEDIATRIC INTENSIVE CARE UNIT |  |  |  | 05/04/2005 |  |  |  |  | NO | NO |  |  |  |  | GE MEDICAL SYSTEMS 10360416 L298001024 |  |  | Active |  | 99:99:99:99:99:99 |  | Accessory | PAAR:00-PVAR | 11/02/2019 |  | COOPER UNIVERSITY HOSPITAL |  |  | PICU/RM5 | WOT00000000527358 | Susan Cannon | Disposition | Closed | Gene Amodei | 02/08/2018 | 05/22/2019 | Bulk Disposition CNL
|  | GE MEDICAL SYSTEMS | GE MEDICAL SYSTEMS CDL1556A |  | L298000995 | PEDIATRIC INTENSIVE CARE UNIT |  |  |  | 05/04/2005 |  |  |  |  | NO | NO |  |  |  |  | GE MEDICAL SYSTEMS 10360410 L298000995 |  |  | Active |  | 99:99:99:99:99:99 |  | Accessory | PAAR:00-PVAR | 11/02/2019 |  | COOPER UNIVERSITY HOSPITAL |  |  | PICU/ RM 3 | WOT00000000527355 | Susan Cannon | Disposition | Closed | Gene Amodei | 02/08/2018 | 05/22/2019 | Bulk Disposition CNL
|  | GE MEDICAL SYSTEMS | GE MEDICAL SYSTEMS CDL1556A |  | L29800873 | PEDIATRIC INTENSIVE CARE UNIT |  |  |  | 05/04/2005 |  |  |  |  | NO | NO |  |  |  |  | GE MEDICAL SYSTEMS 10360402 L29800873 |  |  | Active |  | 99:99:99:99:99:99 |  | Accessory | PAAR:00-PVAR | 11/02/2019 |  | COOPER UNIVERSITY HOSPITAL |  |  | PICU/ RM 2 |  | Susan Cannon
|  | GE MEDICAL SYSTEMS | GE MEDICAL SYSTEMS CIC |  | 74FE48004164 | VOORHEES SURGERY CENTER-SURGERY DEPT |  |  |  | 06/19/2015 |  |  |  |  | NO | NO |  |  |  |  | GE MEDICAL SYSTEMS 10347733 74FE48004164 |  |  | Disposition |  |  |  | Alarm | 1Y:00-MFG | 03/28/2016 | 04/01/2020 | COOPER AMBULATORY OFF-SITES |  |  | SUTIE E |  | Theresa Megali
|  | GE MEDICAL SYSTEMS | GE MEDICAL SYSTEMS CIC PRO |  | SDY13286041GA | KELEMEN 8 PCU |  |  |  | 10/16/2019 |  |  |  |  | NO | NO |  |  |  |  | GE MEDICAL SYSTEMS 24949 SDY13286041GA |  |  | Disposition |  |  |  | Alarm | PAAR:00-PVAR | 10/16/2019 | 10/16/2019 | COOPER UNIVERSITY HOSPITAL |  |  | TELE CLOSET N8 PCU CIC2 |  | BYRON WELLS |  |  |  | 10/16/2019 | 10/16/2019 |  |  |  |  | 10/16/2019 | 10/16/2019
|  | GE MEDICAL SYSTEMS | GE MEDICAL SYSTEMS CIC PRO |  | SDY08510295GA | EMERGENCY ROOM |  |  |  | 05/26/2009 |  |  |  |  | NO | NO |  |  |  |  | GE MEDICAL SYSTEMS 10367740 SDY08510295GA |  |  | Active |  | 00:D0:C9:B1:BC:4B |  | Alarm | 1Y:00-MFG | 02/19/2019 | 02/01/2020 | COOPER UNIVERSITY HOSPITAL |  |  | ER - CIC #3 |  | KAREN GRUBER
|  | GE MEDICAL SYSTEMS | GE MEDICAL SYSTEMS CIC PRO |  | SDY09493066GA | PEDIATRIC INTENSIVE CARE UNIT |  |  |  | 12/21/2009 |  |  |  |  | NO | NO |  |  |  |  | GE MEDICAL SYSTEMS 10360494 SDY09493066GA |  |  | Disposition |  | 00:D0:C9:B5:2C:F1 |  | Alarm | 1Y:00-MFG | 03/30/2018 | 03/01/2020 | COOPER UNIVERSITY HOSPITAL |  |  | PICU NURSE STATION |  | Susan Cannon
|  | GE MEDICAL SYSTEMS | GE MEDICAL SYSTEMS CIC PRO |  | SDY09493049GA | PEDIATRIC INTENSIVE CARE UNIT |  |  |  | 12/21/2009 |  |  |  |  | NO | NO |  |  |  |  | GE MEDICAL SYSTEMS 10360478 SDY09493049GA |  |  | Disposition |  | 00:D0:C9:B5:2D:5A |  | Alarm | 1Y:00-MFG | 03/26/2018 | 03/01/2020 | COOPER UNIVERSITY HOSPITAL |  |  | PICU/NURSE STATION |  | Susan Cannon
|  | GE MEDICAL SYSTEMS | GE MEDICAL SYSTEMS CIC PRO |  | SDY14101948GR | CHIP - 9 PAVILION |  |  |  | 03/06/2014 |  |  |  |  | NO | NO |  |  |  |  | GE MEDICAL SYSTEMS 10355892 SDY14101948GR |  |  | Active |  | 00:D0:C9:ED:A5:3F |  | Alarm | 1Y:00-MFG | 07/09/2019 | 07/01/2020 | COOPER UNIVERSITY HOSPITAL |  |  | PAV9 CIC1 | WOT00000001584537 | KIM HUMMEL | Performance Verification | Closed | Michael Youch | 10/17/2018 | 06/22/2019 | CEID Record Completion for GE MEDICAL SYSTEMS 10355892 SDY14101948GR | Inventoried, documented, verified. Inventoried, safety, and documentation . | EXP1596899 | Labor | 10/17/2018 | 10/17/2018 | Michael Youch
|  | GE MEDICAL SYSTEMS | GE MEDICAL SYSTEMS CIC PRO |  | SDY14122149GR | CHIP - 9 PAVILION |  |  |  | 03/06/2014 |  |  |  |  | NO | NO |  |  |  |  | GE MEDICAL SYSTEMS 10355891 SDY14122149GR |  |  | Active |  | 74:FE:48:00:3F:70 |  | Alarm | 1Y:00-MFG | 07/09/2019 | 07/01/2020 | COOPER UNIVERSITY HOSPITAL |  |  | PAV9 CIC2 |  | KIM HUMMEL
|  | GE MEDICAL SYSTEMS | GE MEDICAL SYSTEMS CLAB II PLUS 128 CHANNEL |  | J5XJ2407F | CARDIAC CATH LAB |  |  |  | 03/16/2006 |  |  |  |  | NO | NO |  |  |  |  | GE MEDICAL SYSTEMS 10369203 J5XJ2407F |  |  | Active |  | 99:99:99:99:99:99 |  | Equipment | 1Y:00-MFG | 08/26/2019 | 08/01/2020 | COOPER UNIVERSITY HOSPITAL |  |  | CCL - EP1 | WOT00000001813349 | LINDA BEAN | Repair | Closed | Zhan Kiselev | 12/07/2018 | 05/01/2019 | Stim unit - patient is on table, not able to pace | Analyzed unit. Changed batteries. Called tech support, they suggested to checked fiber optic connection. After checked all the connections, everything started to work. | EXP2241128 | Labor | 12/07/2018 | 12/07/2018 | Zhan Kiselev
|  | GE MEDICAL SYSTEMS | GE MEDICAL SYSTEMS DASH 3000 |  | SD007241654GA | PAVILION PACU |  |  |  | 06/18/2019 |  |  |  |  | NO | NO |  |  |  |  | GE MEDICAL SYSTEMS 11222204 SD007241654GA |  |  | Disposition | 10356236, 11222122 | 00:00:A1:05:F5:2B |  | Equipment | 1Y:00-MFG | 06/18/2019 | 06/18/2019 | COOPER UNIVERSITY HOSPITAL |  |  | SOUTH 8 |  | FRANK OBRIEN |  |  |  | 06/18/2019 | 06/18/2019 |  |  |  |  | 06/18/2019 | 06/18/2019
|  | GE MEDICAL SYSTEMS | GE MEDICAL SYSTEMS DASH 3000 |  | SBG05515241GA | CARDIAC CATH LAB |  |  |  | 05/30/2019 |  |  |  |  | NO | NO |  |  |  |  | GE MEDICAL SYSTEMS 11221507 SBG05515241GA |  |  | Active |  | 00:00:A1:04:CF:E8 |  | Equipment | 1Y:00-MFG | 05/30/2019 | 05/30/2019 | COOPER UNIVERSITY HOSPITAL |  |  | CCL - Holding 4 |  | LINDA BEAN |  |  |  | 05/30/2019 | 05/30/2019 |  |  |  |  | 05/30/2019 | 05/30/2019
|  | GE MEDICAL SYSTEMS | GE MEDICAL SYSTEMS DASH 3000 |  | B3DJ5163GR | EMERGENCY ROOM |  |  |  | 02/18/2019 |  |  |  |  | NO | NO |  |  |  |  | GE MEDICAL SYSTEMS 10769714 B3DJ5163GR |  |  | Active |  | 00:00:A1:07:BF:24 |  | Equipment | 1Y:00-MFG | 02/18/2019 | 02/18/2019 | COOPER UNIVERSITY HOSPITAL |  |  | ED-BED 35 |  | KAREN GRUBER |  |  |  | 02/18/2019 | 02/18/2019 |  |  |  |  | 02/18/2019 | 02/18/2019
|  | GE MEDICAL SYSTEMS | GE MEDICAL SYSTEMS DASH 3000 |  | A2DJ9510GR | EMERGENCY ROOM |  |  |  | 08/25/2004 |  |  |  |  | NO | NO |  |  |  |  | GE MEDICAL SYSTEMS 10752505 A2DJ9510GR |  |  | Disposition |  |  |  | Equipment | 1Y:00-MFG | 02/26/2018 | 02/01/2020 | COOPER UNIVERSITY HOSPITAL |  |  | ER |  | KAREN GRUBER
|  | GE MEDICAL SYSTEMS | GE MEDICAL SYSTEMS DASH 3000 |  | E3EH0251GR | EMERGENCY ROOM |  |  |  | 08/24/2004 |  |  |  |  | NO | NO |  |  |  |  | GE MEDICAL SYSTEMS 10368812 E3EH0251GR |  |  | Disposition |  |  |  | Equipment | 1Y:00-MFG | 02/26/2018 | 02/01/2020 | COOPER UNIVERSITY HOSPITAL |  |  | ER - 57 |  | KAREN GRUBER
|  | GE MEDICAL SYSTEMS | GE MEDICAL SYSTEMS DASH 3000 |  | M2DJ3802GR | EMERGENCY ROOM |  |  |  | 08/25/2004 |  |  |  |  | NO | NO |  |  |  |  | GE MEDICAL SYSTEMS 10368800 M2DJ3802GR |  |  | Disposition |  |  |  | Equipment | 1Y:00-MFG | 02/17/2017 | 02/01/2020 | COOPER UNIVERSITY HOSPITAL |  |  | ER - 64 |  | KAREN GRUBER
|  | GE MEDICAL SYSTEMS | GE MEDICAL SYSTEMS DASH 3000 |  | SD010189662GA | EMERGENCY ROOM |  |  |  | 03/31/2009 |  |  |  |  | NO | NO |  |  |  |  | GE MEDICAL SYSTEMS 10368794 SD010189662GA |  |  | Disposition |  |  |  | Equipment | 1Y:00-MFG | 02/17/2017 | 02/01/2020 | COOPER UNIVERSITY HOSPITAL |  |  | ER |  | KAREN GRUBER
|  | GE MEDICAL SYSTEMS | GE MEDICAL SYSTEMS DASH 3000 |  | DSH05328255GA | ANESTHESIOLOGY |  |  |  | 10/07/2005 |  |  |  |  | NO | NO |  |  |  |  | GE MEDICAL SYSTEMS 10368439 DSH05328255GA |  |  | Disposition |  |  |  | Equipment | 1Y:00-MFG | 12/27/2017 | 10/01/2020 | COOPER UNIVERSITY HOSPITAL |  |  | OR |  | GIACINTA ROUPAS
|  | GE MEDICAL SYSTEMS | GE MEDICAL SYSTEMS DASH 3000 |  | A3DJ4397GR | EMERGENCY ROOM |  |  |  | 08/25/2004 |  |  |  |  | NO | NO |  |  |  |  | GE MEDICAL SYSTEMS 10368138 A3DJ4397GR |  |  | Disposition |  | 00:00:A1:07:93:46 |  | Equipment | 1Y:00-MFG | 02/21/2019 | 02/01/2020 | COOPER UNIVERSITY HOSPITAL |  |  | ED-ROLL 4 |  | KAREN GRUBER
|  | GE MEDICAL SYSTEMS | GE MEDICAL SYSTEMS DASH 3000 |  | DSH04521828GA | KELEMEN N6 |  |  |  | 05/27/2005 |  |  |  |  | NO | NO |  |  |  |  | GE MEDICAL SYSTEMS 10360488 DSH04521828GA |  |  | Disposition |  | 00:00:00:00:00:00 |  | Equipment | 1Y:00-MFG | 08/29/2018 | 08/01/2020 | COOPER UNIVERSITY HOSPITAL |  |  | PEDS-640W |  | Susan Cannon
|  | GE MEDICAL SYSTEMS | GE MEDICAL SYSTEMS DASH 3000 |  | SBG06398801GA | KELEMEN N6 |  |  |  | 02/13/2007 |  |  |  |  | NO | NO |  |  |  |  | GE MEDICAL SYSTEMS 10360485 SBG06398801GA |  |  | Disposition |  | 00:00:00:00:00:00 |  | Equipment | 1Y:00-MFG | 08/29/2018 | 08/01/2020 | COOPER UNIVERSITY HOSPITAL |  |  | PEDS-641D |  | Susan Cannon
|  | GE MEDICAL SYSTEMS | GE MEDICAL SYSTEMS DASH 3000 |  | SBG06419205GA | PEDIATRIC INTENSIVE CARE UNIT |  |  |  | 02/13/2007 |  |  |  |  | NO | NO |  |  |  |  | GE MEDICAL SYSTEMS 10360482 SBG06419205GA |  |  | Disposition |  |  |  | Equipment | 1Y:00-MFG | 03/23/2018 | 03/01/2020 | COOPER UNIVERSITY HOSPITAL |  |  | PICU/ RM639 |  | Susan Cannon
|  | GE MEDICAL SYSTEMS | GE MEDICAL SYSTEMS DASH 3000 |  | DSH04521801GA | KELEMEN N6 |  |  |  | 05/27/2005 |  |  |  |  | NO | NO |  |  |  |  | GE MEDICAL SYSTEMS 10360479 DSH04521801GA |  |  | Disposition |  | 00:00:00:00:00:00 |  | Equipment | 1Y:00-MFG | 08/28/2018 | 08/01/2020 | COOPER UNIVERSITY HOSPITAL |  |  | PEDS-640D |  | Susan Cannon
|  | GE MEDICAL SYSTEMS | GE MEDICAL SYSTEMS DASH 3000 |  | DSH04521824GA | PEDIATRIC INTENSIVE CARE UNIT |  |  |  | 05/27/2005 |  |  |  |  | NO | NO |  |  |  |  | GE MEDICAL SYSTEMS 10360467 DSH04521824GA |  |  | Disposition |  |  |  | Equipment | 1Y:00-MFG | 03/30/2018 | 03/01/2020 | COOPER UNIVERSITY HOSPITAL |  |  | PICU/RM 636 |  | Susan Cannon
|  | GE MEDICAL SYSTEMS | GE MEDICAL SYSTEMS DASH 3000 |  | SBG07016628GA | PEDIATRIC INTENSIVE CARE UNIT |  |  |  | 02/13/2007 |  |  |  |  | NO | NO |  |  |  |  | GE MEDICAL SYSTEMS 10360459 SBG07016628GA |  |  | Disposition |  |  |  | Equipment | 1Y:00-MFG | 03/23/2018 | 03/01/2020 | COOPER UNIVERSITY HOSPITAL |  |  | PICU/ RM639 |  | Susan Cannon
|  | GE MEDICAL SYSTEMS | GE MEDICAL SYSTEMS DASH 3000 |  | B2DJ1117GR | EMERGENCY ROOM |  |  |  | 08/25/2004 |  |  |  |  | NO | NO |  |  |  |  | GE MEDICAL SYSTEMS 10355967 B2DJ1117GR |  |  | Disposition |  |  |  | Equipment | 1Y:00-MFG | 02/15/2017 | 02/01/2020 | COOPER UNIVERSITY HOSPITAL |  |  | ER - PED 12 |  | KAREN GRUBER
|  | GE MEDICAL SYSTEMS | GE MEDICAL SYSTEMS DASH 3000 |  | DSH04521813GA | KELEMEN N6 |  |  |  | 05/27/2005 |  |  |  |  | NO | NO |  |  |  |  | GE MEDICAL SYSTEMS 10355653 DSH04521813GA |  |  | Disposition |  | 00:00:00:00:00:00 |  | Equipment | 1Y:00-MFG | 08/28/2018 | 08/01/2020 | COOPER UNIVERSITY HOSPITAL |  |  | PEDS-642W |  | Susan Cannon
|  | GE MEDICAL SYSTEMS | GE MEDICAL SYSTEMS DASH 3000 |  | SBG06409132GA | KELEMEN N6 |  |  |  | 02/13/2007 |  |  |  |  | NO | NO |  |  |  |  | GE MEDICAL SYSTEMS 10355651 SBG06409132GA |  |  | Disposition |  | 00:00:00:00:00:00 |  | Equipment | 1Y:00-MFG | 08/28/2018 | 08/01/2020 | COOPER UNIVERSITY HOSPITAL |  |  | PEDS-641W |  | Susan Cannon
|  | GE MEDICAL SYSTEMS | GE MEDICAL SYSTEMS DASH 3000 |  | DSH04511612GA | KELEMEN N6 |  |  |  | 05/27/2005 |  |  |  |  | NO | NO |  |  |  |  | GE MEDICAL SYSTEMS 10355652 DSH04511612GA |  |  | Disposition |  | 00:00:00:00:00:00 |  | Equipment | 1Y:00-MFG | 08/28/2018 | 08/01/2020 | COOPER UNIVERSITY HOSPITAL |  |  | PEDS-636d |  | Susan Cannon
|  | GE MEDICAL SYSTEMS | GE MEDICAL SYSTEMS DASH 3000 |  | SD010491627GA | SPECIAL TEST |  |  |  | 01/11/2018 |  |  |  |  | NO | NO |  |  |  |  | GE MEDICAL SYSTEMS 30144914 SD010491627GA |  |  | Disposition |  | 00:00:00:00:00:00 |  | Equipment | 1Y:00-MFG | 01/11/2018 | 01/11/2018 | COOPER UNIVERSITY HOSPITAL |  |  | SPECIAL TEST |  | AMY HANNAN |  |  |  | 01/11/2018 | 01/11/2018 |  |  |  |  | 01/11/2018 | 01/11/2018
|  | GE MEDICAL SYSTEMS | GE MEDICAL SYSTEMS DASH 3000 |  | SHQ13280686SA | SPECIAL TEST |  |  |  | 04/01/2019 |  |  |  |  | NO | NO |  |  |  |  | GE MEDICAL SYSTEMS 30144913 SHQ13280686SA |  |  | Active |  | 00:00:A1:0D:37:03 |  | Equipment | 1Y:00-MFG | 04/01/2019 | 04/01/2019 | COOPER UNIVERSITY HOSPITAL |  |  | 6 KELEMEN |  | AMY HANNAN |  |  |  | 04/01/2019 | 04/01/2019 |  |  |  |  | 04/01/2019 | 04/01/2019
|  | GE MEDICAL SYSTEMS | GE MEDICAL SYSTEMS DASH 3000 |  | SD007335435GA | 3 COOPER-GAMMA KNIFE |  |  | checked verified 419961, same item | 09/06/2007 |  |  |  |  | NO | NO |  |  |  |  | GE MEDICAL SYSTEMS 10345517 SD007335435GA |  |  | Active |  | 00:00:A1:06:46:1F |  | Equipment | 1Y:00-MFG | 09/13/2019 | 09/01/2020 | COOPER AMBULATORY OFF-SITES |  |  | RM 181 GAMMA CONSULT |  | ANNE BEXTON
|  | GE MEDICAL SYSTEMS | GE MEDICAL SYSTEMS DASH 3000 |  | SD008148553GA | CYBER KNIFE |  |  |  | 05/28/2008 |  |  |  |  | NO | NO |  |  |  |  | GE MEDICAL SYSTEMS 10345408 SD008148553GA |  |  | Active |  | 00:00:A1:06:D7:D7 |  | Equipment | 1Y:00-MFG | 04/23/2019 | 04/01/2020 | COOPER AMBULATORY OFF-SITES |  |  | Cyber Knife |  | CINDY BAPTISTA
|  | GE MEDICAL SYSTEMS | GE MEDICAL SYSTEMS DASH 4000 |  | SD010189688GA | INTERMEDIATE NURSING CARE UNIT |  |  |  | 05/13/2010 |  |  |  |  | NO | NO |  |  |  |  | GE MEDICAL SYSTEMS 10366478 SD010189688GA |  |  | Disposition |  |  |  | Equipment | 1Y:00-MFG | 11/20/2017 |  | COOPER UNIVERSITY HOSPITAL |  |  | 10TH FLOOR |  | Lisa Brooks
|  | GE MEDICAL SYSTEMS | GE MEDICAL SYSTEMS DASH 4000 |  | DSH04511507GA | PEDIATRIC INTENSIVE CARE UNIT |  |  |  | 05/27/2005 |  |  |  |  | NO | NO |  |  |  |  | GE MEDICAL SYSTEMS 10360475 DSH04511507GA |  |  | Disposition |  |  |  | Equipment | 1Y:00-MFG | 03/27/2018 | 03/01/2020 | COOPER UNIVERSITY HOSPITAL |  |  | PICU/RM 637 |  | Susan Cannon
|  | GE MEDICAL SYSTEMS | GE MEDICAL SYSTEMS DASH 4000 |  | K3EH7593G | PEDIATRIC INTENSIVE CARE UNIT |  |  |  | 05/27/2005 |  |  |  |  | NO | NO |  |  |  |  | GE MEDICAL SYSTEMS 10360460 K3EH7593G |  |  | Disposition |  |  |  | Equipment | 1Y:00-MFG | 03/26/2018 | 03/01/2020 | COOPER UNIVERSITY HOSPITAL |  |  | PICU/ RM638 |  | Susan Cannon
|  | GE MEDICAL SYSTEMS | GE MEDICAL SYSTEMS DASH 4000 |  | SD010138484GA | MED/SURG 6 PAVILION |  |  |  | 05/13/2010 |  |  |  |  | NO | NO |  |  |  |  | GE MEDICAL SYSTEMS 10355310 SD010138484GA |  |  | Disposition |  | 00:00:A1:08:64:62 |  | Equipment | 1Y:00-MFG | 02/01/2019 | 02/01/2020 | COOPER UNIVERSITY HOSPITAL |  |  | Biomed salvage cart |  | BRIAN OSHAUGHNESSY
|  | GE MEDICAL SYSTEMS | GE MEDICAL SYSTEMS DASH 4000 |  | SHQ114334395A | MED/SURG 6 PAVILION |  |  |  | 01/17/2012 |  |  |  |  | NO | NO |  |  |  |  | GE MEDICAL SYSTEMS 10355304 SHQ114334395A |  |  | Active |  | 00:00:A1:0C:78:66 |  | Equipment | 1Y:00-MFG | 02/27/2019 | 02/01/2020 | COOPER UNIVERSITY HOSPITAL |  |  | ROOM 624 PAVILION |  | BRIAN OSHAUGHNESSY
|  | GE MEDICAL SYSTEMS | GE MEDICAL SYSTEMS DASH 4000 |  | sHQ14411767SA | PEDIATRICS SOUTH 7 |  |  |  | 08/26/2019 |  |  |  |  | NO | NO |  |  |  |  | GE MEDICAL SYSTEMS 30143379 sHQ14411767SA |  |  | Active |  | 00:00:A1:0E:50:07 |  | Equipment | 1Y:00-MFG | 08/26/2019 | 08/26/2019 | COOPER UNIVERSITY HOSPITAL |  |  | Performance Verification | WOT00000001452399 | JOANNE FOX | Repair | Closed | Gene Amodei | 08/26/2019 | 08/26/2019 | pulse ox - cord may have short in it, not picking up on monitor | replaced frayed SPO2 cable replaced cable RTS replaced cable RTS | EXP1432660 | Labor | 08/26/2019 | 08/26/2019 | Gene Amodei
|  | GE MEDICAL SYSTEMS | GE MEDICAL SYSTEMS DASH 4000 |  | SD009244721GA | KELEMEN 8 PCU |  |  |  | 07/29/2009 |  |  |  |  | NO | NO |  |  |  |  | GE MEDICAL SYSTEMS 10345141 SD009244721GA |  |  | Disposition |  | CD:10:10:CE:D0:00 |  | Equipment | 1Y:00-MFG | 08/30/2019 | 01/01/2020 | COOPER UNIVERSITY HOSPITAL |  |  | PCU 814 |  | BYRON WELLS
|  | GE MEDICAL SYSTEMS | GE MEDICAL SYSTEMS DINAMAP PRO 100 |  | 022M3489029 | STRESS TEST |  |  |  | 01/01/1900 |  |  |  |  | NO | NO |  |  |  |  | GE MEDICAL SYSTEMS 10368720 022M3489029 |  |  | Disposition |  |  |  | Alarm | PAAR:00-PVAR | 11/02/2019 |  | COOPER UNIVERSITY HOSPITAL |  |  | B79 |  | KIM HUMMEL
|  | GE MEDICAL SYSTEMS | GE MEDICAL SYSTEMS DINAMAP PRO 100 |  | SH611140051SA | CDU - CLINICAL DECISION UNIT-9 KELEMEN |  |  |  | 01/01/2011 |  |  |  |  | NO | NO |  |  |  |  | GE MEDICAL SYSTEMS 10367718 SH611140051SA |  |  | Disposition |  |  |  | Alarm | PAAR:00-PVAR | 11/02/2019 |  | COOPER UNIVERSITY HOSPITAL |  |  | 1st floor |  | KAREN GRUBER
|  | GE MEDICAL SYSTEMS | GE MEDICAL SYSTEMS DINAMAP PRO 100 |  | SH611140062SA | CDU - CLINICAL DECISION UNIT-9 KELEMEN |  |  |  | 01/01/2011 |  |  |  |  | NO | NO |  |  |  |  | GE MEDICAL SYSTEMS 10367709 SH611140062SA |  |  | Disposition |  |  |  | Alarm | PAAR:00-PVAR | 11/02/2019 |  | COOPER UNIVERSITY HOSPITAL |  |  | 1st floor |  | KAREN GRUBER
|  | GE MEDICAL SYSTEMS | GE MEDICAL SYSTEMS DINAMAP PRO 100 |  | SH6111400435A | CDU - CLINICAL DECISION UNIT-9 KELEMEN |  |  |  | 01/01/2011 |  |  |  |  | NO | NO |  |  |  |  | GE MEDICAL SYSTEMS 10367710 SH6111400435A |  |  | Disposition |  |  |  | Alarm | PAAR:00-PVAR | 11/02/2019 |  | COOPER UNIVERSITY HOSPITAL |  |  | 1st floor |  | KAREN GRUBER
|  | GE MEDICAL SYSTEMS | GE MEDICAL SYSTEMS DINAMAP PRO 100 |  | 032M0179027 | SHORT PROCEDURE UNIT |  |  |  | 01/01/1900 |  |  |  |  | NO | NO |  |  |  |  | GE MEDICAL SYSTEMS 10366482 032M0179027 |  |  | Disposition |  |  |  | Alarm | PAAR:00-PVAR | 11/02/2019 |  | COOPER UNIVERSITY HOSPITAL |  |  | RM 908 INFUSION ROOM |  | Lisa Geoghegan
|  | GE MEDICAL SYSTEMS | GE MEDICAL SYSTEMS DINAMAP PRO 200 |  | 010M1979024 | GYNECOLOGY / DIABETES TREATMENT |  |  |  | 05/24/2004 |  |  |  |  | NO | NO |  |  |  |  | GE MEDICAL SYSTEMS 10366483 010M1979024 |  |  | Disposition |  |  |  | Alarm | PAAR:00-PVAR | 11/02/2019 |  | COOPER UNIVERSITY HOSPITAL |  |  | 9 SOUTH INFUSION |  | LAUSA ZIMMERMAN
|  | GE MEDICAL SYSTEMS | GE MEDICAL SYSTEMS DINAMAP PRO 200 |  | 010M0329169 | KELEMEN 9 |  |  |  | 05/24/2004 |  |  |  |  | NO | NO |  |  |  |  | GE MEDICAL SYSTEMS 10347662 010M0329169 |  |  | Disposition |  |  |  | Alarm | 1Y:00-MFG | 02/01/2016 | 02/01/2020 | COOPER UNIVERSITY HOSPITAL |  |  | 5TH FLOOR PAVILLION |  | LAURA ZIMMERMAN
|  | GE MEDICAL SYSTEMS | GE MEDICAL SYSTEMS DINAMAP PRO 200 |  | 032M0799001 | PEDIATRICS SOUTH 7 |  |  |  | 11/02/2019 |  |  |  |  | NO | NO |  |  |  |  | GE MEDICAL SYSTEMS 30143367 032M0799001 |  |  | Disposition |  |  |  | Alarm | PAAR:00-PVAR | 11/02/2019 | 11/02/2019 | COOPER UNIVERSITY HOSPITAL |  |  | HALLWAY |  | JOANNE FOX |  |  |  | 11/02/2019 | 11/02/2019 |  |  |  |  | 11/02/2019 | 11/02/2019
|  | GE MEDICAL SYSTEMS | GE MEDICAL SYSTEMS DINAMAP PRO 200 V2 |  | 033M2319081 | INCU - KELEMEN S10 |  |  |  | 01/01/1900 |  |  |  |  | NO | NO |  |  |  |  | GE MEDICAL SYSTEMS 10366480 033M2319081 |  |  | Disposition |  |  |  | Alarm | PAAR:00-PVAR | 11/02/2019 |  | COOPER UNIVERSITY HOSPITAL |  |  | STORAGE |  | Lisa Brooks
|  | GE MEDICAL SYSTEMS | GE MEDICAL SYSTEMS DINAMAP PRO 200 V2 |  | AAXO43400445A | KELEMEN N6 |  |  |  | 10/25/2004 |  |  |  |  | NO | NO |  |  |  |  | GE MEDICAL SYSTEMS 10360501 AAXO43400445A |  |  | Disposition |  |  |  | Alarm | PAAR:00-PVAR | 11/01/2019 |  | COOPER UNIVERSITY HOSPITAL |  |  | PEDS/6N TREATMENT RM |  | Susan Cannon
|  | GE MEDICAL SYSTEMS | GE MEDICAL SYSTEMS DINAMAP PRO 200 V2 |  | AAX04150020SA | INTENSIVE CARE NURSERY |  |  |  | 06/01/2004 |  |  |  |  | NO | NO |  |  |  |  | GE MEDICAL SYSTEMS 10355217 AAX04150020SA |  |  | Disposition |  |  |  | Alarm | 1Y:00-MFG | 08/24/2016 | 08/01/2020 | COOPER UNIVERSITY HOSPITAL |  |  | DORRANCE nicu |  | JOANNE FOX
|  | GE MEDICAL SYSTEMS | GE MEDICAL SYSTEMS DINAMAP PRO 200 V2 |  | AAX05050101SA | INCU - KELEMEN S10 |  |  |  | 04/04/2005 |  |  |  |  | NO | NO |  |  |  |  | GE MEDICAL SYSTEMS 10330 AAX05050101SA |  |  | Disposition |  |  |  | Alarm | PAAR:00-PVAR | 10/16/2019 |  | COOPER UNIVERSITY HOSPITAL |  |  | ER |  | Lisa Brooks
|  | GE MEDICAL SYSTEMS | GE MEDICAL SYSTEMS DINAMAP PRO 200 V2 |  | AAXO5110005SA | INCU - KELEMEN S10 |  |  |  | 04/04/2005 |  |  |  |  | NO | NO |  |  |  |  | GE MEDICAL SYSTEMS 10331 AAXO5110005SA |  |  | Disposition |  |  |  | Alarm | PAAR:00-PVAR | 10/16/2019 |  | COOPER UNIVERSITY HOSPITAL |  |  | s10 |  | Lisa Brooks
|  | GE MEDICAL SYSTEMS | GE MEDICAL SYSTEMS DINAMAP PRO 300 V2 |  | 033M3379019 | ECHOCARDIOLOGY |  |  |  | 11/02/2019 |  |  |  |  | NO | NO |  |  |  |  | GE MEDICAL SYSTEMS 30144333 033M3379019 |  |  | Disposition |  |  |  | Alarm | PAAR:00-PVAR | 11/02/2019 | 11/02/2019 | COOPER UNIVERSITY HOSPITAL |  |  | STRESS TEST ECHO |  | LINDA VALENTI |  |  |  | 11/02/2019 | 11/02/2019 |  |  |  |  | 11/02/2019 | 11/02/2019
|  | GE MEDICAL SYSTEMS | GE MEDICAL SYSTEMS DINAMAP PRO 400 |  | AAW07090337SA | SICKLERVILLE-URGENT CARE |  |  |  | 03/28/2007 |  |  |  |  | NO | NO |  |  |  |  | GE MEDICAL SYSTEMS 10365772 AAW07090337SA |  |  | Disposition |  |  |  | Alarm | PAAR:00-PVAR | 11/02/2019 |  | COOPER AMBULATORY OFF-SITES |  |  | NURSES STATION |  | DR. BENDESKY
|  | GE MEDICAL SYSTEMS | GE MEDICAL SYSTEMS DINAMAP PRO 400 |  | 00M1859012 | CARDIAC CATH LAB |  |  |  | 11/02/2019 |  |  |  |  | NO | NO |  |  |  |  | GE MEDICAL SYSTEMS 30143462 00M1859012 |  |  | Disposition |  |  |  | Alarm | PAAR:00-PVAR | 11/02/2019 | 11/02/2019 | COOPER UNIVERSITY HOSPITAL |  |  | rm 457 |  | LINDA BEAN |  |  |  | 11/02/2019 | 11/02/2019 |  |  |  |  | 11/02/2019 | 11/02/2019
|  | GE MEDICAL SYSTEMS | GE MEDICAL SYSTEMS DINAMAP PRO 400 |  | AAN05260261SA | PEDIATRICS SOUTH 7 |  |  |  | 11/02/2019 |  |  |  |  | NO | NO |  |  |  |  | GE MEDICAL SYSTEMS 30143368 AAN05260261SA |  |  | Disposition |  |  |  | Alarm | PAAR:00-PVAR | 11/02/2019 | 11/02/2019 | COOPER UNIVERSITY HOSPITAL |  |  | HALLWAY |  | JOANNE FOX |  |  |  | 11/02/2019 | 11/02/2019 |  |  |  |  | 11/02/2019 | 11/02/2019
|  | GE MEDICAL SYSTEMS | GE MEDICAL SYSTEMS DINAMAP PRO 400 |  | AAW06330393SA | KELEMEN 8 PCU |  |  |  | 09/20/2006 |  |  |  |  | NO | NO |  |  |  |  | GE MEDICAL SYSTEMS 10345116 AAW06330393SA |  |  | Disposition |  |  |  | Alarm | PAAR:00-PVAR | 11/02/2019 |  | COOPER UNIVERSITY HOSPITAL |  |  | NORTH 9 |  | BYRON WELLS
|  | GE MEDICAL SYSTEMS | GE MEDICAL SYSTEMS DINAMAP PRO 400 V2 |  |  | EMERGENCY ROOM |  |  |  | 01/01/1900 |  |  |  |  | NO | NO |  |  |  |  | GE MEDICAL SYSTEMS 10368147 022143109054 |  |  | Disposition |  |  |  | Alarm | PAAR:00-PVAR | 11/02/2019 |  | COOPER UNIVERSITY HOSPITAL |  |  | ER |  | KAREN GRUBER
|  | GE MEDICAL SYSTEMS | GE MEDICAL SYSTEMS DINAMAP PRO 400 V2 |  | 00M1859014 | CARDIAC CATH LAB |  |  |  | 11/02/2019 |  |  |  |  | NO | NO |  |  |  |  | GE MEDICAL SYSTEMS 30144955 00M1859014 |  |  | Disposition |  |  |  | Alarm | PAAR:00-PVAR | 11/02/2019 | 11/02/2019 | COOPER UNIVERSITY HOSPITAL |  |  | 4th |  | LINDA BEAN |  |  |  | 11/02/2019 | 11/02/2019 |  |  |  |  | 11/02/2019 | 11/02/2019
|  | GE MEDICAL SYSTEMS | GE MEDICAL SYSTEMS DINAMAP PRO 400 V2 |  | AAX05300062SA | CARDIAC CATH LAB |  |  |  | 11/02/2019 |  |  |  |  | NO | NO |  |  |  |  | GE MEDICAL SYSTEMS 30143456 AAX05300062SA |  |  | Disposition |  |  |  | Alarm | PAAR:00-PVAR | 11/02/2019 | 11/02/2019 | COOPER UNIVERSITY HOSPITAL |  |  | 4 SOUTH |  | LINDA BEAN |  |  |  | 11/02/2019 | 11/02/2019 |  |  |  |  | 11/02/2019 | 11/02/2019
|  | GE MEDICAL SYSTEMS | GE MEDICAL SYSTEMS DINAMAP PRO 400 V2 |  | AAX05300027SA | CARDIAC CATH LAB |  |  |  | 11/02/2019 |  |  |  |  | NO | NO |  |  |  |  | GE MEDICAL SYSTEMS 30143446 AAX05300027SA |  |  | Disposition |  |  |  | Alarm | PAAR:00-PVAR | 11/02/2019 | 11/02/2019 | COOPER UNIVERSITY HOSPITAL |  |  | RM 453 |  | LINDA BEAN |  |  |  | 11/02/2019 | 11/02/2019 |  |  |  |  | 11/02/2019 | 11/02/2019
|  | GE MEDICAL SYSTEMS | GE MEDICAL SYSTEMS DINAMAP PROCARE 400 |  | AAW07100005SA | 3 COOPER-CARDIAC DIAGNOSTIC CENTER |  |  |  | 10/16/2019 |  |  |  |  | NO | NO |  |  |  |  | GE MEDICAL SYSTEMS 13890 AAW07100005SA |  |  | Disposition |  |  |  | Alarm | PAAR:00-PVAR | 10/16/2019 | 10/16/2019 | COOPER AMBULATORY OFF-SITES |  |  | SUITE 318 |  | CARLA TRUELL |  |  |  | 10/16/2019 | 10/16/2019 |  |  |  |  | 10/16/2019 | 10/16/2019
|  | GE MEDICAL SYSTEMS | GE MEDICAL SYSTEMS DINAMAP PROCARE 400 |  | AAW07090320SA | INCU - KELEMEN S10 |  |  |  | 10/16/2019 |  |  |  |  | NO | NO |  |  |  |  | GE MEDICAL SYSTEMS 13910 AAW07090320SA |  |  | Disposition |  |  |  | Alarm | PAAR:00-PVAR | 10/16/2019 | 10/16/2019 | COOPER UNIVERSITY HOSPITAL |  |  | N10 |  | Lisa Brooks |  |  |  | 10/16/2019 | 10/16/2019 |  |  |  |  | 10/16/2019 | 10/16/2019
|  | GE MEDICAL SYSTEMS | GE MEDICAL SYSTEMS DINAMAP PROCARE 400 |  | AAW06440523SA | 3 COOPER-CARDIAC DIAGNOSTIC CENTER |  |  |  | 10/16/2019 |  |  |  |  | NO | NO |  |  |  |  | GE MEDICAL SYSTEMS 13466 AAW06440523SA |  |  | Disposition |  |  |  | Alarm | PAAR:00-PVAR | 10/16/2019 | 10/16/2019 | COOPER AMBULATORY OFF-SITES |  |  | SUITE 318 |  | CARLA TRUELL |  |  |  | 10/16/2019 | 10/16/2019 |  |  |  |  | 10/16/2019 | 10/16/2019
|  | GE MEDICAL SYSTEMS | GE MEDICAL SYSTEMS DINAMAP PROCARE 400 |  | AAW07060146SA | NEURO/ORTHO/MEDSURG/7 PAV |  |  |  | 03/28/2007 |  |  |  |  | NO | NO |  |  |  |  | GE MEDICAL SYSTEMS 10366513 AAW07060146SA |  |  | Disposition |  |  |  | Alarm | PAAR:00-PVAR | 11/02/2019 |  | COOPER UNIVERSITY HOSPITAL |  |  | BIOMED SHOP |  | Pam Young
|  | GE MEDICAL SYSTEMS | GE MEDICAL SYSTEMS DINAMAP PROCARE 400 |  | AAW07060127SA | NEURO/ORTHO/MEDSURG/7 PAV |  |  |  | 03/28/2007 |  |  |  |  | NO | NO |  |  |  |  | GE MEDICAL SYSTEMS 10356716 AAW07060127SA |  |  | Disposition |  |  |  | Alarm | PAAR:00-PVAR | 10/16/2019 |  | COOPER UNIVERSITY HOSPITAL |  |  | ROOM P726 |  | Pam Young
|  | GE MEDICAL SYSTEMS | GE MEDICAL SYSTEMS DINAMAP PROCARE 400 |  | AAW07090303SA | NEURO/ORTHO/MEDSURG/7 PAV |  |  |  | 03/28/2007 |  |  |  |  | NO | NO |  |  |  |  | GE MEDICAL SYSTEMS 10356711 AAW07090303SA |  |  | Disposition |  |  |  | Alarm | PAAR:00-PVAR | 10/16/2019 |  | COOPER UNIVERSITY HOSPITAL |  |  | Pavillion 7 |  | Pam Young
|  | GE MEDICAL SYSTEMS | GE MEDICAL SYSTEMS DINAMAP PROCARE 400 |  | AAW06440520SA | CARDIAC CATH LAB |  |  |  | 11/20/2006 |  |  |  |  | NO | NO |  |  |  |  | GE MEDICAL SYSTEMS 10356482 AAW06440520SA |  |  | Disposition |  |  |  | Alarm | PAAR:00-PVAR | 11/02/2019 |  | COOPER UNIVERSITY HOSPITAL |  |  | S4 rm 457 |  | LINDA BEAN
|  | GE MEDICAL SYSTEMS | GE MEDICAL SYSTEMS DINAMAP PROCARE 400 |  | AAW07060147SA | NEURO/ORTHO/MEDSURG/7 PAV |  |  |  | 03/28/2007 |  |  |  |  | NO | NO |  |  |  |  | GE MEDICAL SYSTEMS 10356436 AAW07060147SA |  |  | Disposition |  |  |  | Alarm | PAAR:00-PVAR | 10/16/2019 |  | COOPER UNIVERSITY HOSPITAL |  |  | PAV7 |  | Pam Young
|  | GE MEDICAL SYSTEMS | GE MEDICAL SYSTEMS DINAMAP PROCARE 400 |  | AAW07070293SA | GYNECOLOGY / DIABETES TREATMENT |  |  |  | 03/08/2007 |  |  |  |  | NO | NO |  |  |  |  | GE MEDICAL SYSTEMS 10356102 AAW07070293SA |  |  | Disposition |  |  |  | Alarm | PAAR:00-PVAR | 11/01/2019 |  | COOPER UNIVERSITY HOSPITAL |  |  | SOUTH 9 HALLWAY |  | LAUSA ZIMMERMAN
|  | GE MEDICAL SYSTEMS | GE MEDICAL SYSTEMS DINAMAP PROCARE 400 |  | AAW07090315SA | INCU - KELEMEN S10 |  |  |  | 03/28/2007 |  |  |  |  | NO | NO |  |  |  |  | GE MEDICAL SYSTEMS 10356032 AAW07090315SA |  |  | Disposition |  |  |  | Alarm | PAAR:00-PVAR | 11/02/2019 |  | COOPER UNIVERSITY HOSPITAL |  |  | RM 1062 |  | Lisa Brooks
|  | GE MEDICAL SYSTEMS | GE MEDICAL SYSTEMS DINAMAP PROCARE 400 |  | AAW07090333SA | INCU - KELEMEN S10 |  |  |  | 03/28/2007 |  |  |  |  | NO | NO |  |  |  |  | GE MEDICAL SYSTEMS 10356015 AAW07090333SA |  |  | Disposition |  |  |  | Alarm | PAAR:00-PVAR | 11/02/2019 |  | COOPER UNIVERSITY HOSPITAL |  |  | 10S |  | Lisa Brooks
|  | GE MEDICAL SYSTEMS | GE MEDICAL SYSTEMS DINAMAP PROCARE 400 |  | AAW07060159SA | INCU - KELEMEN S10 |  |  |  | 03/28/2007 |  |  |  |  | NO | NO |  |  |  |  | GE MEDICAL SYSTEMS 10356012 AAW07060159SA |  |  | Disposition |  |  |  | Alarm | PAAR:00-PVAR | 11/02/2019 |  | COOPER UNIVERSITY HOSPITAL |  |  | rm 1055 |  | Lisa Brooks
|  | GE MEDICAL SYSTEMS | GE MEDICAL SYSTEMS DINAMAP PROCARE 400 |  |  | KELEMEN N10 |  |  |  | 01/01/2005 |  |  |  |  | NO | NO |  |  |  |  | GE MEDICAL SYSTEMS 10355833 2019205001 |  |  | Disposition |  |  |  | Alarm | PAAR:00-PVAR | 11/02/2019 |  | COOPER UNIVERSITY HOSPITAL |  |  | MEDSURG - 10TH |  | Lisa Brooks
|  | GE MEDICAL SYSTEMS | GE MEDICAL SYSTEMS DINAMAP PROCARE 400 |  | AAW07060152SA | TSDU - KELEMEN S7 |  |  |  | 03/28/2007 |  |  |  |  | NO | NO |  |  |  |  | GE MEDICAL SYSTEMS 10355560 AAW07060152SA |  |  | Disposition |  |  |  | Alarm | PAAR:00-PVAR | 11/02/2019 |  | COOPER UNIVERSITY HOSPITAL |  |  | N7 |  | JEN VANDER HORN
|  | GE MEDICAL SYSTEMS | GE MEDICAL SYSTEMS DINAMAP PROCARE 400 |  | AAW06330395SA | TSDU - KELEMEN S7 |  |  |  | 08/31/2006 |  |  |  |  | NO | NO |  |  |  |  | GE MEDICAL SYSTEMS 10355562 AAW06330395SA |  |  | Disposition |  |  |  | Alarm | PAAR:00-PVAR | 11/02/2019 |  | COOPER UNIVERSITY HOSPITAL |  |  | 7n |  | JEN VANDER HORN
|  | GE MEDICAL SYSTEMS | GE MEDICAL SYSTEMS DINAMAP PROCARE 400 |  | AAW07060134SA | KELEMEN 8 PCU |  |  |  | 03/28/2007 |  |  |  |  | NO | NO |  |  |  |  | GE MEDICAL SYSTEMS 10347663 AAW07060134SA |  |  | Disposition |  |  |  | Alarm | 1Y:00-MFG | 07/24/2015 | 01/01/2020 | COOPER UNIVERSITY HOSPITAL |  |  | 5TH FLOOR PAVILLION |  | BYRON WELLS
|  | GE MEDICAL SYSTEMS | GE MEDICAL SYSTEMS DINAMAP PROCARE 400 |  | Not Known | VOORHEES PEDIATRICS |  |  |  | 03/09/2007 |  |  |  |  | NO | NO |  |  |  |  | GE MEDICAL SYSTEMS 10347012 Not Known |  |  | Disposition |  |  |  | Alarm | PAAR:00-PVAR | 11/02/2019 |  | COOPER AMBULATORY OFF-SITES |  |  | CHILDREN'S REGIONAL |  | MAUREEN OBRIEN
|  | GE MEDICAL SYSTEMS | GE MEDICAL SYSTEMS DINAMAP PROCARE 400 |  | AAW07060160SA | 3 COOPER-CARDIAC DIAGNOSTIC CENTER |  |  |  | 03/28/2007 |  |  |  |  | NO | NO |  |  |  |  | GE MEDICAL SYSTEMS 10346884 AAW07060160SA |  |  | Disposition |  | 99:99:99:99:99:99 |  | Alarm | PAAR:00-PVAR | 11/01/2019 |  | COOPER AMBULATORY OFF-SITES |  |  | SUITE 311 - MOVES | WOT00000000553445 | CARLA TRUELL | Repair | Closed | Stephen Zubrzycki | 02/20/2018 | 05/25/2018 | the cuff needs to be calibrated | Tested unit. CND any problem. | EXP0153011 | Labor | 02/21/2018 | 02/21/2018 | Stephen Zubrzycki
|  | GE MEDICAL SYSTEMS | GE MEDICAL SYSTEMS DINAMAP PROCARE 400 |  | AAW07060161SA | CARDIAC CATH LAB |  |  |  | 11/02/2019 |  |  |  |  | NO | NO |  |  |  |  | GE MEDICAL SYSTEMS 30143457 AAW07060161SA |  |  | Disposition |  |  |  | Alarm | PAAR:00-PVAR | 11/02/2019 | 11/02/2019 | COOPER UNIVERSITY HOSPITAL |  |  | S4 |  | LINDA BEAN |  |  |  | 11/02/2019 | 11/02/2019 |  |  |  |  | 11/02/2019 | 11/02/2019
|  | GE MEDICAL SYSTEMS | GE MEDICAL SYSTEMS DINAMAP PROCARE 400 |  | AAW07060145SA | PEDIATRICS SOUTH 7 |  |  |  | 11/01/2019 |  |  |  |  | NO | NO |  |  |  |  | GE MEDICAL SYSTEMS 30143366 AAW07060145SA |  |  | Disposition |  |  |  | Alarm | PAAR:00-PVAR | 11/01/2019 | 11/01/2019 | COOPER UNIVERSITY HOSPITAL |  |  | peds 7 |  | JOANNE FOX |  |  |  | 11/01/2019 | 11/01/2019 |  |  |  |  | 11/01/2019 | 11/01/2019
|  | GE MEDICAL SYSTEMS | GE MEDICAL SYSTEMS DINAMAP PROCARE 400 |  | AAW06330365SA | GYNECOLOGY / DIABETES TREATMENT |  |  |  | 11/01/2019 |  |  |  |  | NO | NO |  |  |  |  | GE MEDICAL SYSTEMS 30143262 AAW06330365SA |  |  | Disposition |  |  |  | Alarm | PAAR:00-PVAR | 11/01/2019 | 11/01/2019 | COOPER UNIVERSITY HOSPITAL |  |  | N9 |  | LAUSA ZIMMERMAN |  |  |  | 11/01/2019 | 11/01/2019 |  |  |  |  | 11/01/2019 | 11/01/2019
|  | GE MEDICAL SYSTEMS | GE MEDICAL SYSTEMS DINAMAP PROCARE 400 |  |  | 3 COOPER-PREADMISSION TESTING |  |  |  | 03/28/2007 |  |  |  |  | NO | NO |  |  |  |  | GE MEDICAL SYSTEMS 10345532 2019205 |  |  | Disposition |  |  |  | Alarm | PAAR:00-PVAR | 11/02/2019 |  | COOPER AMBULATORY OFF-SITES |  |  | EXAM 1 |  | Karen Capone
|  | GE MEDICAL SYSTEMS | GE MEDICAL SYSTEMS DINAMAP PROCARE 400 |  | AAW07060144SA | KELEMEN 8 PCU |  |  |  | 03/28/2007 |  |  |  |  | NO | NO |  |  |  |  | GE MEDICAL SYSTEMS 10345208 AAW07060144SA |  |  | Disposition |  |  |  | Alarm | PAAR:00-PVAR | 11/02/2019 |  | COOPER UNIVERSITY HOSPITAL |  |  | SOUTH 9 |  | BYRON WELLS
|  | GE MEDICAL SYSTEMS | GE MEDICAL SYSTEMS DINAMAP PROCARE 410 |  | 022M3169102 | EMERGENCY ROOM |  |  |  | 01/01/1900 |  |  |  |  | NO | NO |  |  |  |  | GE MEDICAL SYSTEMS 10368139 022M3169102 |  |  | Disposition |  |  |  | Alarm | PAAR:00-PVAR | 11/02/2019 |  | COOPER UNIVERSITY HOSPITAL |  |  | ER |  | KAREN GRUBER
|  | GE MEDICAL SYSTEMS | GE MEDICAL SYSTEMS DINAMAP PROCARE 410 |  | 022M3169098 | AUDUBON URGENT CARE |  |  |  | 01/01/1900 |  |  |  |  | NO | NO |  |  |  |  | GE MEDICAL SYSTEMS 06792 022M3169098 |  |  | Active |  | 99:99:99:99:99:99 |  | Alarm | PAAR:00-PVAR | 10/31/2019 |  | COOPER AMBULATORY OFF-SITES |  |  | Sicklerville URGENT CARE |  | MELISSA PORTOBANCO
|  | GE MEDICAL SYSTEMS | GE MEDICAL SYSTEMS DINAMAP PROCARE 420 |  | AAW05260311SA | PSYCHIATRIC UNIT |  |  |  | 08/10/2005 |  |  |  |  | NO | NO |  |  |  |  | GE MEDICAL SYSTEMS 10367481 AAW05260311SA |  |  | Disposition |  |  |  | Alarm | PAAR:00-PVAR | 11/02/2019 |  | COOPER UNIVERSITY HOSPITAL |  |  | 5s |  | CATHERINE MELINIOTIS
|  | GE MEDICAL SYSTEMS | GE MEDICAL SYSTEMS DINAMAP PROCARE 420 |  | AAW05260113SA | SICKLERVILLE-URGENT CARE |  |  |  | 08/10/2005 |  |  |  |  | NO | NO |  |  |  |  | GE MEDICAL SYSTEMS 10365771 AAW05260113SA |  |  | Active |  | 99:99:99:99:99:99 |  | Alarm | PAAR:00-PVAR | 10/31/2019 |  | COOPER AMBULATORY OFF-SITES |  |  | NURSES STATION |  | DR. BENDESKY
|  | GE MEDICAL SYSTEMS | GE MEDICAL SYSTEMS DINAMAP PROCARE 420 |  | AAW05260273SA | KELEMEN N10 |  |  |  | 08/10/2005 |  |  |  |  | NO | NO |  |  |  |  | GE MEDICAL SYSTEMS 10355826 AAW05260273SA |  |  | Disposition |  |  |  | Alarm | PAAR:00-PVAR | 11/02/2019 |  | COOPER UNIVERSITY HOSPITAL |  |  | 10TH FLOOR |  | Lisa Brooks
|  | GE MEDICAL SYSTEMS | GE MEDICAL SYSTEMS DINAMAP PROCARE 420 |  | AAW05260304SA | KELEMEN N10 |  |  |  | 08/10/2005 |  |  |  |  | NO | NO |  |  |  |  | GE MEDICAL SYSTEMS 10355803 AAW05260304SA |  |  | Disposition |  |  |  | Alarm | PAAR:00-PVAR | 11/02/2019 |  | COOPER UNIVERSITY HOSPITAL |  |  | MEDSURG - 10TH |  | Lisa Brooks
|  | GE MEDICAL SYSTEMS | GE MEDICAL SYSTEMS DINAMAP PROCARE 420 |  | AAW05260269SA | TSDU - KELEMEN S7 |  |  |  | 07/21/2005 |  |  |  |  | NO | NO |  |  |  |  | GE MEDICAL SYSTEMS 10355559 AAW05260269SA |  |  | Disposition |  |  |  | Alarm | PAAR:00-PVAR | 11/02/2019 |  | COOPER UNIVERSITY HOSPITAL |  |  | 7n |  | JEN VANDER HORN
|  | GE MEDICAL SYSTEMS | GE MEDICAL SYSTEMS DINAMAP PROCARE 420 |  | AAW05260272SA | PEDIATRICS SOUTH 7 |  |  |  | 11/02/2019 |  |  |  |  | NO | NO |  |  |  |  | GE MEDICAL SYSTEMS 30143365 AAW05260272SA |  |  | Disposition |  |  |  | Alarm | PAAR:00-PVAR | 11/02/2019 | 11/02/2019 | COOPER UNIVERSITY HOSPITAL |  |  | peds 7 treatment room |  | JOANNE FOX |  |  |  | 11/02/2019 | 11/02/2019 |  |  |  |  | 11/02/2019 | 11/02/2019
|  | GE MEDICAL SYSTEMS | GE MEDICAL SYSTEMS DINAMAP PROCARE 420 |  | AAW05260235SA | GYNECOLOGY / DIABETES TREATMENT |  |  |  | 10/16/2019 |  |  |  |  | NO | NO |  |  |  |  | GE MEDICAL SYSTEMS 30143296 AAW05260235SA |  |  | Disposition |  |  |  | Alarm | PAAR:00-PVAR | 10/16/2019 | 10/16/2019 | COOPER UNIVERSITY HOSPITAL |  |  | S9 |  | LAUSA ZIMMERMAN |  |  |  | 10/16/2019 | 10/16/2019 |  |  |  |  | 10/16/2019 | 10/16/2019
|  | GE MEDICAL SYSTEMS | GE MEDICAL SYSTEMS DINAMAP PROCARE 420 |  | AAW05260160SA | GYNECOLOGY / DIABETES TREATMENT |  |  |  | 10/16/2019 |  |  |  |  | NO | NO |  |  |  |  | GE MEDICAL SYSTEMS 30143260 AAW05260160SA |  |  | Disposition |  |  |  | Alarm | PAAR:00-PVAR | 10/16/2019 | 10/16/2019 | COOPER UNIVERSITY HOSPITAL |  |  | N9 KELEMEN |  | LAUSA ZIMMERMAN |  |  |  | 10/16/2019 | 10/16/2019 |  |  |  |  | 10/16/2019 | 10/16/2019
|  | GE MEDICAL SYSTEMS | GE MEDICAL SYSTEMS E-BIS |  |  | ANESTHESIOLOGY |  |  |  | 02/23/2009 |  |  |  |  | NO | NO |  |  |  |  | GE MEDICAL SYSTEMS 10348263 6374842 |  |  | Disposition |  |  |  | Equipment | PAAR:00-PVAR | 10/16/2019 |  | COOPER UNIVERSITY HOSPITAL |  |  | Anes work room | 0011464726 | GIACINTA ROUPAS | Preventative Maintenance | Closed | Salvatore Bombara | 04/07/2017 | 04/07/2017 | Retire Device | 4/7/2017 2:23:32 PM SXBOMBARA (SXBOMBARA 4/7/2017 12:00 AM) UNIT HAS BEEN REPLACED AND OR TRADED IN. RETIRE UNIT 4/7/2017 2:23 PM SXBOMBARA This device has been removed from an active status with the RSQ Database, and physically removed from the facility. Device retired on 4/7/2017; Authorized By: GE; Nature of Retirement: NO LONGER NEEDED; Days In Service: 672 | 549AFB10-1D20-4E2F-B16B-C316578D82EE | Labor | 04/07/2017 | 04/07/2017 | Salvatore Bombara
|  | GE MEDICAL SYSTEMS | GE MEDICAL SYSTEMS E-BIS |  |  | OPERATING ROOM - PAVILION |  |  |  | 02/04/2009 |  |  |  |  | NO | NO |  |  |  |  | GE MEDICAL SYSTEMS 10348262 6432206 |  |  | Disposition |  |  |  | Equipment | PAAR:00-PVAR | 10/16/2019 |  | COOPER UNIVERSITY HOSPITAL |  |  | Anes work room | 0011464725 | DOMINIC VENDETTA | Preventative Maintenance | Closed | Salvatore Bombara | 04/07/2017 | 04/11/2017 | Retire Device | 4/11/2017 11:29:41 AM SXBOMBARA (SXBOMBARA 4/11/2017 12:00 AM) UNIT HAS BEEN REPLACED. RETIRE UNIT. 4/11/2017 11:29 AM SXBOMBARA This device has been removed from an active status with the RSQ Database, and physically removed from the facility. Device retired on 4/11/2017; Authorized By: DATEX; Nature of Retirement: NO LONGER NEEDED; Days In Service: 676 | FFA663E8-EA58-432B-9B16-1F180CCA185F | Labor | 04/11/2017 | 04/11/2017 | Salvatore Bombara
|  | GE MEDICAL SYSTEMS | GE MEDICAL SYSTEMS E-BIS |  |  | OR - KELEMEN 3 |  |  |  | 10/16/2019 |  |  |  |  | NO | NO |  |  |  |  | GE MEDICAL SYSTEMS 30144046 6398393 |  |  | Disposition |  |  |  | Equipment | PAAR:00-PVAR | 10/16/2019 | 10/16/2019 | COOPER UNIVERSITY HOSPITAL |  |  | Pav OR 6 | 0011464765 | DOMINIC VENDETTA | Preventative Maintenance | Closed | Salvatore Bombara | 10/16/2019 | 10/16/2019 | Retire Device | 4/11/2017 11:35:37 AM SXBOMBARA (SXBOMBARA 4/11/2017 12:00 AM) UNIT HAS BEEN REPLACED. RETIRE UNIT. 4/11/2017 11:35 AM SXBOMBARA This device has been removed from an active status with the RSQ Database, and physically removed from the facility. Device retired on 4/11/2017; Authorized By: DATEX; Nature of Retirement: NO LONGER NEEDED; Days In Service: 676 | 351771F9-E135-4220-ABB6-5B6E63B39642 | Labor | 10/16/2019 | 10/16/2019 | Salvatore Bombara
|  | GE MEDICAL SYSTEMS | GE MEDICAL SYSTEMS E-BIS-01 |  | SGS11202620HA | VOORHEES SURGERY CENTER-OPERATING ROOM |  |  |  | 06/24/2011 |  |  |  |  | NO | NO |  |  |  |  | GE MEDICAL SYSTEMS 10346005 SGS11202620HA |  |  | Disposition |  | 99:99:99:99:99:99 |  | Equipment | PAAR:00-PVAR | 11/01/2019 |  | COOPER AMBULATORY OFF-SITES |  |  | OR 3 | WOT00000001419065 | JENNIFER BOMBARO | Disposition | Closed | Salvatore Bombara | 09/11/2018 | 09/28/2018 | Equipment Disposition | unit has been retired | EXP1342809 | Labor | 09/11/2018 | 09/11/2018 | Salvatore Bombara
|  | GE MEDICAL SYSTEMS | GE MEDICAL SYSTEMS E-COVX |  |  | RESPIRATORY |  |  |  | 10/31/2019 |  |  |  |  | NO | NO |  |  |  |  | GE MEDICAL SYSTEMS 21763 6362159 |  |  | Active |  | 99:99:99:99:99:99 |  | Alarm | PAAR:00-PVAR | 10/31/2019 | 10/31/2019 | COOPER UNIVERSITY HOSPITAL |  |  | RESPIRATORY |  | KATHY LOFLAND |  |  |  | 10/31/2019 | 10/31/2019 |  |  |  |  | 10/31/2019 | 10/31/2019
|  | GE MEDICAL SYSTEMS | GE MEDICAL SYSTEMS E-COVX |  |  | RESPIRATORY |  |  |  | 10/31/2019 |  |  |  |  | NO | NO |  |  |  |  | GE MEDICAL SYSTEMS 21764 6362164 |  |  | Active |  | 99:99:99:99:99:99 |  | Alarm | PAAR:00-PVAR | 10/31/2019 | 10/31/2019 | COOPER UNIVERSITY HOSPITAL |  |  | RESPIRATORY |  | KATHY LOFLAND |  |  |  | 10/31/2019 | 10/31/2019 |  |  |  |  | 10/31/2019 | 10/31/2019
|  | GE MEDICAL SYSTEMS | GE MEDICAL SYSTEMS E-COVX |  |  | RESPIRATORY |  |  |  | 10/31/2019 |  |  |  |  | NO | NO |  |  |  |  | GE MEDICAL SYSTEMS 21761 6357723 |  |  | Active |  | 99:99:99:99:99:99 |  | Alarm | PAAR:00-PVAR | 10/31/2019 | 10/31/2019 | COOPER UNIVERSITY HOSPITAL |  |  | RESPIRATORY |  | KATHY LOFLAND |  |  |  | 10/31/2019 | 10/31/2019 |  |  |  |  | 10/31/2019 | 10/31/2019
|  | GE MEDICAL SYSTEMS | GE MEDICAL SYSTEMS E-COVX |  |  | RESPIRATORY |  |  |  | 10/31/2019 |  |  |  |  | NO | NO |  |  |  |  | GE MEDICAL SYSTEMS 21762 6357724 |  |  | Active |  | 99:99:99:99:99:99 |  | Alarm | PAAR:00-PVAR | 10/31/2019 | 10/31/2019 | COOPER UNIVERSITY HOSPITAL |  |  | RESPIRATORY |  | KATHY LOFLAND |  |  |  | 10/31/2019 | 10/31/2019 |  |  |  |  | 10/31/2019 | 10/31/2019
|  | GE MEDICAL SYSTEMS | GE MEDICAL SYSTEMS E-COVX |  |  | RESPIRATORY |  |  |  | 10/31/2019 |  |  |  |  | NO | NO |  |  |  |  | GE MEDICAL SYSTEMS 21758 6350298 |  |  | Active |  | 99:99:99:99:99:99 |  | Alarm | PAAR:00-PVAR | 10/31/2019 | 10/31/2019 | COOPER UNIVERSITY HOSPITAL |  |  | RESPIRATORY |  | KATHY LOFLAND |  |  |  | 10/31/2019 | 10/31/2019 |  |  |  |  | 10/31/2019 | 10/31/2019
|  | GE MEDICAL SYSTEMS | GE MEDICAL SYSTEMS E-COVX |  |  | RESPIRATORY |  |  |  | 10/31/2019 |  |  |  |  | NO | NO |  |  |  |  | GE MEDICAL SYSTEMS 21760 6351362 |  |  | Active |  | 99:99:99:99:99:99 |  | Alarm | PAAR:00-PVAR | 10/31/2019 | 10/31/2019 | COOPER UNIVERSITY HOSPITAL |  |  | RESPIRATORY |  | KATHY LOFLAND |  |  |  | 10/31/2019 | 10/31/2019 |  |  |  |  | 10/31/2019 | 10/31/2019
|  | GE MEDICAL SYSTEMS | GE MEDICAL SYSTEMS E-COVX |  |  | RESPIRATORY |  |  |  | 10/16/2019 |  |  |  |  | NO | NO |  |  |  |  | GE MEDICAL SYSTEMS 21200 6351358 |  |  | Disposition |  |  |  | Alarm | PAAR:00-PVAR | 10/16/2019 | 10/16/2019 | COOPER UNIVERSITY HOSPITAL |  |  | RESPIRATORY |  | KATHY LOFLAND |  |  |  | 10/16/2019 | 10/16/2019 |  |  |  |  | 10/16/2019 | 10/16/2019
|  | GE MEDICAL SYSTEMS | GE MEDICAL SYSTEMS E-COVX |  |  | RESPIRATORY |  |  |  | 10/31/2019 |  |  |  |  | NO | NO |  |  |  |  | GE MEDICAL SYSTEMS 18190 6566515 |  |  | Active |  | 99:99:99:99:99:99 |  | Alarm | PAAR:00-PVAR | 10/31/2019 | 10/31/2019 | COOPER UNIVERSITY HOSPITAL |  |  | RESPIRATORY |  | KATHY LOFLAND |  |  |  | 10/31/2019 | 10/31/2019 |  |  |  |  | 10/31/2019 | 10/31/2019
|  | GE MEDICAL SYSTEMS | GE MEDICAL SYSTEMS E-COVX |  |  | RESPIRATORY |  |  |  | 10/31/2019 |  |  |  |  | NO | NO |  |  |  |  | GE MEDICAL SYSTEMS 18191 6563936 |  |  | Active |  | 99:99:99:99:99:99 |  | Alarm | PAAR:00-PVAR | 10/31/2019 | 10/31/2019 | COOPER UNIVERSITY HOSPITAL |  |  | RESPIRATORY |  | KATHY LOFLAND |  |  |  | 10/31/2019 | 10/31/2019 |  |  |  |  | 10/31/2019 | 10/31/2019
|  | GE MEDICAL SYSTEMS | GE MEDICAL SYSTEMS E-COVX |  |  | RESPIRATORY |  |  |  | 10/31/2019 |  |  |  |  | NO | NO |  |  |  |  | GE MEDICAL SYSTEMS 18192 6566507 |  |  | Active |  | 99:99:99:99:99:99 |  | Alarm | PAAR:00-PVAR | 10/31/2019 | 10/31/2019 | COOPER UNIVERSITY HOSPITAL |  |  | RESPIRATORY |  | KATHY LOFLAND |  |  |  | 10/31/2019 | 10/31/2019 |  |  |  |  | 10/31/2019 | 10/31/2019
|  | GE MEDICAL SYSTEMS | GE MEDICAL SYSTEMS E-COVX |  |  | RESPIRATORY |  |  |  | 10/31/2019 |  |  |  |  | NO | NO |  |  |  |  | GE MEDICAL SYSTEMS 18187 6563917 |  |  | Active |  | 99:99:99:99:99:99 |  | Alarm | PAAR:00-PVAR | 10/31/2019 | 10/31/2019 | COOPER UNIVERSITY HOSPITAL |  |  | RESPIRATORY |  | KATHY LOFLAND |  |  |  | 10/31/2019 | 10/31/2019 |  |  |  |  | 10/31/2019 | 10/31/2019
|  | GE MEDICAL SYSTEMS | GE MEDICAL SYSTEMS E-COVX |  |  | RESPIRATORY |  |  |  | 10/31/2019 |  |  |  |  | NO | NO |  |  |  |  | GE MEDICAL SYSTEMS 18188 6563922 |  |  | Active |  | 99:99:99:99:99:99 |  | Alarm | PAAR:00-PVAR | 10/31/2019 | 10/31/2019 | COOPER UNIVERSITY HOSPITAL |  |  | RESPIRATORY |  | KATHY LOFLAND |  |  |  | 10/31/2019 | 10/31/2019 |  |  |  |  | 10/31/2019 | 10/31/2019
|  | GE MEDICAL SYSTEMS | GE MEDICAL SYSTEMS E-COVX |  |  | RESPIRATORY |  |  |  | 10/31/2019 |  |  |  |  | NO | NO |  |  |  |  | GE MEDICAL SYSTEMS 18189 6568529 |  |  | Active |  | 99:99:99:99:99:99 |  | Alarm | PAAR:00-PVAR | 10/31/2019 | 10/31/2019 | COOPER UNIVERSITY HOSPITAL |  |  | RESPIRATORY |  | KATHY LOFLAND |  |  |  | 10/31/2019 | 10/31/2019 |  |  |  |  | 10/31/2019 | 10/31/2019
|  | GE MEDICAL SYSTEMS | GE MEDICAL SYSTEMS E-COVX |  |  | RESPIRATORY |  |  |  | 03/01/2008 |  |  |  |  | NO | NO |  |  |  |  | GE MEDICAL SYSTEMS 10347674 6351360 |  |  | Active |  | 99:99:99:99:99:99 |  | Alarm | PAAR:00-PVAR | 11/01/2019 |  | COOPER UNIVERSITY HOSPITAL |  |  | RESPIRATORY | WOT00000002200656 | KATHY LOFLAND | Disposition | Closed | Michael Youch | 02/14/2019 | 05/17/2019 | Bulk Disposition CNL
|  | GE MEDICAL SYSTEMS | GE MEDICAL SYSTEMS E-MINIC |  |  | CHIP - 9 PAVILION |  |  |  | 10/31/2019 |  |  |  |  | NO | NO |  |  |  |  | GE MEDICAL SYSTEMS 26581 7102082 |  |  | Active |  | 99:99:99:99:99:99 |  | Equipment | PAAR:00-PVAR | 10/31/2019 | 10/31/2019 | COOPER UNIVERSITY HOSPITAL |  |  | 9 PAVILION |  | KIM HUMMEL |  |  |  | 10/31/2019 | 10/31/2019 |  |  |  |  | 10/31/2019 | 10/31/2019
|  | GE MEDICAL SYSTEMS | GE MEDICAL SYSTEMS E-MINIC |  |  | CHIP - 9 PAVILION |  |  |  | 10/31/2019 |  |  |  |  | NO | NO |  |  |  |  | GE MEDICAL SYSTEMS 26580 7096832 |  |  | Active |  | 99:99:99:99:99:99 |  | Equipment | PAAR:00-PVAR | 10/31/2019 | 10/31/2019 | COOPER UNIVERSITY HOSPITAL |  |  | 9 PAVILION |  | KIM HUMMEL |  |  |  | 10/31/2019 | 10/31/2019 |  |  |  |  | 10/31/2019 | 10/31/2019
|  | GE MEDICAL SYSTEMS | GE MEDICAL SYSTEMS E-MINIC |  |  | CHIP - 9 PAVILION |  |  |  | 10/31/2019 |  |  |  |  | NO | NO |  |  |  |  | GE MEDICAL SYSTEMS 26579 7096926 |  |  | Active |  | 99:99:99:99:99:99 |  | Equipment | PAAR:00-PVAR | 10/31/2019 | 10/31/2019 | COOPER UNIVERSITY HOSPITAL |  |  | 9 PAVILION |  | KIM HUMMEL |  |  |  | 10/31/2019 | 10/31/2019 |  |  |  |  | 10/31/2019 | 10/31/2019
|  | GE MEDICAL SYSTEMS | GE MEDICAL SYSTEMS E-MINIC |  |  | CHIP - 9 PAVILION |  |  |  | 10/31/2019 |  |  |  |  | NO | NO |  |  |  |  | GE MEDICAL SYSTEMS 26578 7104690 |  |  | Active |  | 99:99:99:99:99:99 |  | Equipment | PAAR:00-PVAR | 10/31/2019 | 10/31/2019 | COOPER UNIVERSITY HOSPITAL |  |  | 9 PAVILION |  | KIM HUMMEL |  |  |  | 10/31/2019 | 10/31/2019 |  |  |  |  | 10/31/2019 | 10/31/2019
|  | GE MEDICAL SYSTEMS | GE MEDICAL SYSTEMS E-MINIC |  |  | CHIP - 9 PAVILION |  |  |  | 10/31/2019 |  |  |  |  | NO | NO |  |  |  |  | GE MEDICAL SYSTEMS 26574 7102083 |  |  | Active |  | 99:99:99:99:99:99 |  | Equipment | PAAR:00-PVAR | 10/31/2019 | 10/31/2019 | COOPER UNIVERSITY HOSPITAL |  |  | 9 PAVILION |  | KIM HUMMEL |  |  |  | 10/31/2019 | 10/31/2019 |  |  |  |  | 10/31/2019 | 10/31/2019
|  | GE MEDICAL SYSTEMS | GE MEDICAL SYSTEMS E-MINIC |  |  | CHIP - 9 PAVILION |  |  |  | 10/31/2019 |  |  |  |  | NO | NO |  |  |  |  | GE MEDICAL SYSTEMS 26575 7096940 |  |  | Active |  | 99:99:99:99:99:99 |  | Equipment | PAAR:00-PVAR | 10/31/2019 | 10/31/2019 | COOPER UNIVERSITY HOSPITAL |  |  | 9 PAVILION |  | KIM HUMMEL |  |  |  | 10/31/2019 | 10/31/2019 |  |  |  |  | 10/31/2019 | 10/31/2019
|  | GE MEDICAL SYSTEMS | GE MEDICAL SYSTEMS E-MINIC |  |  | CHIP - 9 PAVILION |  |  |  | 10/31/2019 |  |  |  |  | NO | NO |  |  |  |  | GE MEDICAL SYSTEMS 26576 7104702 |  |  | Active |  | 99:99:99:99:99:99 |  | Equipment | PAAR:00-PVAR | 10/31/2019 | 10/31/2019 | COOPER UNIVERSITY HOSPITAL |  |  | 9 PAVILION |  | KIM HUMMEL |  |  |  | 10/31/2019 | 10/31/2019 |  |  |  |  | 10/31/2019 | 10/31/2019
|  | GE MEDICAL SYSTEMS | GE MEDICAL SYSTEMS E-MINIC |  |  | CHIP - 9 PAVILION |  |  |  | 10/31/2019 |  |  |  |  | NO | NO |  |  |  |  | GE MEDICAL SYSTEMS 26577 7096837 |  |  | Active |  | 99:99:99:99:99:99 |  | Equipment | PAAR:00-PVAR | 10/31/2019 | 10/31/2019 | COOPER UNIVERSITY HOSPITAL |  |  | 9 PAVILION |  | KIM HUMMEL |  |  |  | 10/31/2019 | 10/31/2019 |  |  |  |  | 10/31/2019 | 10/31/2019
|  | GE MEDICAL SYSTEMS | GE MEDICAL SYSTEMS E-MINIC |  |  | CHIP - 9 PAVILION |  |  |  | 10/31/2019 |  |  |  |  | NO | NO |  |  |  |  | GE MEDICAL SYSTEMS 26573 7100496 |  |  | Active |  | 99:99:99:99:99:99 |  | Equipment | PAAR:00-PVAR | 10/31/2019 | 10/31/2019 | COOPER UNIVERSITY HOSPITAL |  |  | 9 PAVILION |  | KIM HUMMEL |  |  |  | 10/31/2019 | 10/31/2019 |  |  |  |  | 10/31/2019 | 10/31/2019
|  | GE MEDICAL SYSTEMS | GE MEDICAL SYSTEMS E-MINIC |  |  | CHIP - 9 PAVILION |  |  |  | 10/31/2019 |  |  |  |  | NO | NO |  |  |  |  | GE MEDICAL SYSTEMS 26572 7093374 |  |  | Active |  | 99:99:99:99:99:99 |  | Equipment | PAAR:00-PVAR | 10/31/2019 | 10/31/2019 | COOPER UNIVERSITY HOSPITAL |  |  | 9 PAVILION |  | KIM HUMMEL |  |  |  | 10/31/2019 | 10/31/2019 |  |  |  |  | 10/31/2019 | 10/31/2019
|  | GE MEDICAL SYSTEMS | GE MEDICAL SYSTEMS E-MINIC |  |  | PACU KELEMEN |  |  |  | 04/04/2011 |  |  |  |  | NO | NO |  |  |  |  | GE MEDICAL SYSTEMS 10368454 6701519 |  |  | Active |  | 99:99:99:99:99:99 |  | Equipment | PAAR:00-PVAR | 11/02/2019 |  | COOPER UNIVERSITY HOSPITAL |  |  | KELEMEN | WOT00000000518311 | FRANK OBRIEN | Disposition | Closed | Richard Jolly | 02/08/2018 | 05/22/2019 | Bulk Disposition CNL
|  | GE MEDICAL SYSTEMS | GE MEDICAL SYSTEMS E-MINIC-00 |  |  | SAME DAY OR-2ND FL PAVILION |  |  |  | 10/31/2019 |  |  |  |  | NO | NO |  |  |  |  | GE MEDICAL SYSTEMS 10769694 8517781 |  |  | Active |  | 99:99:99:99:99:99 |  | Alarm | PAAR:00-PVAR | 10/31/2019 | 10/31/2019 | COOPER UNIVERSITY HOSPITAL |  |  | 2nd floor pavilion | WOT00000000546173 | JOE DRUCTOR | Performance Verification | Closed | Richard Jolly | 10/31/2019 | 10/31/2019 | Performance Verification for GE MEDICAL SYSTEMS 10769694 8517781 | Initial Install of Performance Verification. Device is ready for patient use. |  |  | 10/31/2019 | 10/31/2019
|  | GE MEDICAL SYSTEMS | GE MEDICAL SYSTEMS E-MINIC-00 |  |  | SAME DAY PREOP -2ND FL PAVILION |  |  |  | 10/31/2019 |  |  |  |  | NO | NO |  |  |  |  | GE MEDICAL SYSTEMS 10769692 8517792 |  |  | Active |  | 99:99:99:99:99:99 |  | Alarm | PAAR:00-PVAR | 10/31/2019 | 10/31/2019 | COOPER UNIVERSITY HOSPITAL |  |  | Performance Verification | WOT00000000545791 | JOE DRUCTOR | Performance Verification | Closed | Josh Harris | 10/31/2019 | 10/31/2019 | CEID Record Completion for GE MEDICAL SYSTEMS 10769692 8517792 | Inventoried unit. | EXP3409565 | Labor | 10/31/2019 | 10/31/2019 | Josh Harris
|  | GE MEDICAL SYSTEMS | GE MEDICAL SYSTEMS E-MINIC-00 |  |  | SAME DAY OR-2ND FL PAVILION |  |  |  | 02/12/2018 |  |  |  |  | NO | NO |  |  |  |  | GE MEDICAL SYSTEMS 10752630 8517783 |  |  | Active |  | 99:99:99:99:99:99 |  | Alarm | PAAR:00-PVAR | 10/31/2019 |  | COOPER UNIVERSITY HOSPITAL |  |  | 2nd floor pavilion | WOT00000000546183 | JOE DRUCTOR | Performance Verification | Closed | Richard Jolly | 02/14/2018 | 07/22/2019 | Performance Verification for GE MEDICAL SYSTEMS 10752630 8517783 | Initial Install of Performance Verification. Device is ready for patient use.
|  | GE MEDICAL SYSTEMS | GE MEDICAL SYSTEMS E-MINIC-00 |  |  | SAME DAY PREOP -2ND FL PAVILION |  |  |  | 10/31/2019 |  |  |  |  | NO | NO |  |  |  |  | GE MEDICAL SYSTEMS 30294935 8517785 |  |  | Active |  | 99:99:99:99:99:99 |  | Alarm | PAAR:00-PVAR | 10/31/2019 | 10/31/2019 | COOPER UNIVERSITY HOSPITAL |  |  | SD Preop 6 | WOT00000000552932 | JOE DRUCTOR | Performance Verification | Closed | Salvatore Bombara | 10/31/2019 | 10/31/2019 | Performance Verification for GE MEDICAL SYSTEMS 30294935 8517785 | Initial Install of Performance Verification. Device is ready for patient use. |  |  | 10/31/2019 | 10/31/2019
|  | GE MEDICAL SYSTEMS | GE MEDICAL SYSTEMS E-MINIC-00 |  |  | SAME DAY PREOP -2ND FL PAVILION |  |  |  | 10/31/2019 |  |  |  |  | NO | NO |  |  |  |  | GE MEDICAL SYSTEMS 30294934 8517780 |  |  | Active |  | 99:99:99:99:99:99 |  | Alarm | PAAR:00-PVAR | 10/31/2019 | 10/31/2019 | COOPER UNIVERSITY HOSPITAL |  |  | PRE OP 5 | WOT00000000552918 | JOE DRUCTOR | Performance Verification | Closed | Kirk Lis | 10/31/2019 | 10/31/2019 | Performance Verification for GE MEDICAL SYSTEMS 30294934 8517780 | Initial Install of Performance Verification. Device is ready for patient use. |  |  | 10/31/2019 | 10/31/2019
|  | GE MEDICAL SYSTEMS | GE MEDICAL SYSTEMS E-MINIC-00 |  |  | SAME DAY PREOP -2ND FL PAVILION |  |  |  | 10/31/2019 |  |  |  |  | NO | NO |  |  |  |  | GE MEDICAL SYSTEMS 30294933 8517775 |  |  | Active |  | 99:99:99:99:99:99 |  | Alarm | PAAR:00-PVAR | 10/31/2019 | 10/31/2019 | COOPER UNIVERSITY HOSPITAL |  |  | SD Preop 4 | WOT00000000552838 | JOE DRUCTOR | Performance Verification | Closed | Salvatore Bombara | 10/31/2019 | 10/31/2019 | Performance Verification for GE MEDICAL SYSTEMS 30294933 8517775 | Initial Install of Performance Verification. Device is ready for patient use. |  |  | 10/31/2019 | 10/31/2019
|  | GE MEDICAL SYSTEMS | GE MEDICAL SYSTEMS E-MINIC-00 |  |  | SAME DAY PREOP -2ND FL PAVILION |  |  |  | 10/31/2019 |  |  |  |  | NO | NO |  |  |  |  | GE MEDICAL SYSTEMS 30294932 8517778 |  |  | Active |  | 99:99:99:99:99:99 |  | Alarm | PAAR:00-PVAR | 10/31/2019 | 10/31/2019 | COOPER UNIVERSITY HOSPITAL |  |  | PRE OP 3 | WOT00000000552793 | JOE DRUCTOR | Performance Verification | Closed | Kirk Lis | 10/31/2019 | 10/31/2019 | Performance Verification for GE MEDICAL SYSTEMS 30294932 8517778 | Initial Install of Performance Verification. Device is ready for patient use. |  |  | 10/31/2019 | 10/31/2019
|  | GE MEDICAL SYSTEMS | GE MEDICAL SYSTEMS E-MINIC-00 |  |  | SAME DAY PREOP -2ND FL PAVILION |  |  |  | 10/31/2019 |  |  |  |  | NO | NO |  |  |  |  | GE MEDICAL SYSTEMS 30294931 8517779 |  |  | Active |  | 99:99:99:99:99:99 |  | Alarm | PAAR:00-PVAR | 10/31/2019 | 10/31/2019 | COOPER UNIVERSITY HOSPITAL |  |  | SD PRE OP 2 | WOT00000000552728 | JOE DRUCTOR | Performance Verification | Closed | Kirk Lis | 10/31/2019 | 10/31/2019 | Performance Verification for GE MEDICAL SYSTEMS 30294931 8517779 | Initial Install of Performance Verification. Device is ready for patient use. |  |  | 10/31/2019 | 10/31/2019
|  | GE MEDICAL SYSTEMS | GE MEDICAL SYSTEMS E-MINIC-00 |  |  | ANESTHESIOLOGY |  |  |  | 10/31/2019 |  |  |  |  | NO | NO |  |  |  |  | GE MEDICAL SYSTEMS 30146295 8504632 |  |  | Active |  | 99:99:99:99:99:99 |  | Alarm | PAAR:00-PVAR | 10/31/2019 | 10/31/2019 | COOPER UNIVERSITY HOSPITAL |  |  | EP 1 |  | GIACINTA ROUPAS |  |  |  | 10/31/2019 | 10/31/2019 |  |  |  |  | 10/31/2019 | 10/31/2019
|  | GE MEDICAL SYSTEMS | GE MEDICAL SYSTEMS E-MINIC-00 |  |  | ANESTHESIOLOGY |  |  |  | 10/31/2019 |  |  |  |  | NO | NO |  |  |  |  | GE MEDICAL SYSTEMS 30144487 8500237 |  |  | Active |  | 99:99:99:99:99:99 |  | Alarm | PAAR:00-PVAR | 10/31/2019 | 10/31/2019 | COOPER UNIVERSITY HOSPITAL |  |  | SPECIAL TEST - ROOM 650 |  | GIACINTA ROUPAS |  |  |  | 10/31/2019 | 10/31/2019 |  |  |  |  | 10/31/2019 | 10/31/2019
|  | GE MEDICAL SYSTEMS | GE MEDICAL SYSTEMS E-MINIC-00 |  |  | VOORHEES SURGERY CENTER-OPERATING ROOM |  |  |  | 01/05/2015 |  |  |  |  | NO | NO |  |  |  |  | GE MEDICAL SYSTEMS 10346711 7164628 |  |  | Active |  | 99:99:99:99:99:99 |  | Alarm | PAAR:00-PVAR | 11/02/2019 |  | COOPER AMBULATORY OFF-SITES |  |  | PACU ROOM 2 | WOT00000002132667 | JENNIFER BOMBARO | Repair | Closed | Kirk Lis | 02/08/2019 | 05/01/2019 | CO2 sensor not calibrating, alarming | ANALYSED UNIT. COULD NOT DUPLICATE PROBLEM . PERFORMED OVP. PUT BACK IN SERVICE . INFORMED STAFF OF UNIT'S STATUS | EXP2254573 | Labor | 02/08/2019 | 02/08/2019 | Kirk Lis
|  | GE MEDICAL SYSTEMS | GE MEDICAL SYSTEMS E-NMT |  |  | VOORHEES SURGERY CENTER-OPERATING ROOM |  |  |  | 06/24/2011 |  |  |  |  | NO | NO |  |  |  |  | GE MEDICAL SYSTEMS 10346004 6748024 |  |  | Disposition |  | 99:99:99:99:99:99 |  | Equipment | PAAR:00-PVAR | 11/01/2019 |  | COOPER AMBULATORY OFF-SITES |  |  | OR 3 | WOT00000001418714 | JENNIFER BOMBARO | Disposition | Closed | Salvatore Bombara | 09/11/2018 | 09/28/2018 | Equipment Disposition | unit has been retired | EXP1342167 | Labor | 09/11/2018 | 09/11/2018 | Salvatore Bombara
|  | GE MEDICAL SYSTEMS | GE MEDICAL SYSTEMS E-NMT |  |  | VOORHEES SURGERY CENTER-OPERATING ROOM |  |  |  | 06/24/2011 |  |  |  |  | NO | NO |  |  |  |  | GE MEDICAL SYSTEMS 10345483 6729137 |  |  | Disposition |  | 99:99:99:99:99:99 |  | Equipment | PAAR:00-PVAR | 10/16/2019 |  | COOPER AMBULATORY OFF-SITES |  |  | OR 1 |  | JENNIFER BOMBARO
|  | GE MEDICAL SYSTEMS | GE MEDICAL SYSTEMS E-NMT-01 |  | SJC17190016HA | ANESTHESIOLOGY |  |  |  | 10/31/2019 |  |  |  |  | NO | NO |  |  |  |  | GE MEDICAL SYSTEMS 30294928 SJC17190016HA |  |  | Active |  | 99:99:99:99:99:99 |  | Equipment | PAAR:00-PVAR | 10/31/2019 | 10/31/2019 | COOPER UNIVERSITY HOSPITAL |  |  | SD6 | WOT00000000551904 | GIACINTA ROUPAS | Performance Verification | Closed | Salvatore Bombara | 10/31/2019 | 10/31/2019 | Performance Verification for GE MEDICAL SYSTEMS 30294928 SJC17190016HA | Initial Install of Performance Verification. Device is ready for patient use. |  |  | 10/31/2019 | 10/31/2019
|  | GE MEDICAL SYSTEMS | GE MEDICAL SYSTEMS E-NMT-01 |  | SJC17250018HA | ANESTHESIOLOGY |  |  |  | 10/31/2019 |  |  |  |  | NO | NO |  |  |  |  | GE MEDICAL SYSTEMS 30294925 SJC17250018HA |  |  | Active |  | 99:99:99:99:99:99 |  | Equipment | PAAR:00-PVAR | 10/31/2019 | 10/31/2019 | COOPER UNIVERSITY HOSPITAL |  |  | SD7 | WOT00000000551762 | GIACINTA ROUPAS | Performance Verification | Closed | Salvatore Bombara | 10/31/2019 | 10/31/2019 | Performance Verification for GE MEDICAL SYSTEMS 30294925 SJC17250018HA | Initial Install of Performance Verification. Device is ready for patient use. |  |  | 10/31/2019 | 10/31/2019
|  | GE MEDICAL SYSTEMS | GE MEDICAL SYSTEMS E-NSATX-00 |  |  | ANESTHESIOLOGY |  |  |  | 10/16/2019 |  |  |  |  | NO | NO |  |  |  |  | GE MEDICAL SYSTEMS 16810 6396234 |  |  | Disposition |  |  |  | Alarm | PAAR:00-PVAR | 10/16/2019 | 10/16/2019 | COOPER UNIVERSITY HOSPITAL |  |  | PAVILION 3 |  | GIACINTA ROUPAS |  |  |  | 10/16/2019 | 10/16/2019 |  |  |  |  | 10/16/2019 | 10/16/2019
|  | GE MEDICAL SYSTEMS | GE MEDICAL SYSTEMS E-NSATX-00 |  |  | PAVILION PACU |  |  |  | 10/16/2019 |  |  |  |  | NO | NO |  |  |  |  | GE MEDICAL SYSTEMS 15152 6350221 |  |  | Disposition |  |  |  | Alarm | PAAR:00-PVAR | 10/16/2019 | 10/16/2019 | COOPER UNIVERSITY HOSPITAL |  |  | BED 2 |  | FRANK OBRIEN |  |  |  | 10/16/2019 | 10/16/2019 |  |  |  |  | 10/16/2019 | 10/16/2019
|  | GE MEDICAL SYSTEMS | GE MEDICAL SYSTEMS E-NSATX-00 |  |  | OR - KELEMEN 3 |  |  |  | 10/16/2019 |  |  |  |  | NO | NO |  |  |  |  | GE MEDICAL SYSTEMS 15147 6345963 |  |  | Disposition |  |  |  | Alarm | PAAR:00-PVAR | 10/16/2019 | 10/16/2019 | COOPER UNIVERSITY HOSPITAL |  |  | HOLDING AREA - BED F |  | DOMINIC VENDETTA |  |  |  | 10/16/2019 | 10/16/2019 |  |  |  |  | 10/16/2019 | 10/16/2019
|  | GE MEDICAL SYSTEMS | GE MEDICAL SYSTEMS E-NSATX-00 |  |  | PAVILION PACU |  |  |  | 10/16/2019 |  |  |  |  | NO | NO |  |  |  |  | GE MEDICAL SYSTEMS 15099 6345960 |  |  | Disposition |  | 99:99:99:99:99:99 |  | Alarm | PAAR:00-PVAR | 10/16/2019 | 10/16/2019 | COOPER UNIVERSITY HOSPITAL |  |  | bed 16 |  | FRANK OBRIEN |  |  |  | 10/16/2019 | 10/16/2019 |  |  |  |  | 10/16/2019 | 10/16/2019
|  | GE MEDICAL SYSTEMS | GE MEDICAL SYSTEMS E-NSATX-00 |  |  | OPERATING ROOM - PAVILION |  |  |  | 02/04/2009 |  |  |  |  | NO | NO |  |  |  |  | GE MEDICAL SYSTEMS 10369460 6354986 |  |  | Disposition |  |  |  | Alarm | PAAR:00-PVAR | 10/16/2019 |  | COOPER UNIVERSITY HOSPITAL |  |  | Anes work room |  | DOMINIC VENDETTA
|  | GE MEDICAL SYSTEMS | GE MEDICAL SYSTEMS E-NSATX-00 |  |  | ANESTHESIOLOGY |  |  |  | 11/05/2010 |  |  |  |  | NO | NO |  |  |  |  | GE MEDICAL SYSTEMS 10367348 6624137 |  |  | Disposition |  |  |  | Alarm | PAAR:00-PVAR | 10/16/2019 |  | COOPER UNIVERSITY HOSPITAL |  |  | PAVILION OR 8 | 0011464741 | GIACINTA ROUPAS | Preventative Maintenance | Closed | Salvatore Bombara | 04/07/2017 | 04/07/2017 | Retire Device | 4/7/2017 2:02:24 PM SXBOMBARA (SXBOMBARA 4/7/2017 12:00 AM) UNIT HAS BEEN REPLACED AND OR TRADED IN. RETIRE UNIT 4/7/2017 2:02 PM SXBOMBARA This device has been removed from an active status with the RSQ Database, and physically removed from the facility. Device retired on 4/7/2017; Authorized By: GE; Nature of Retirement: NO LONGER NEEDED; Days In Service: 672 | A9098BD9-B717-4F27-9482-2342B7495896 | Labor | 04/07/2017 | 04/07/2017 | Salvatore Bombara
|  | GE MEDICAL SYSTEMS | GE MEDICAL SYSTEMS E-NSATX-00 |  |  | ANESTHESIOLOGY |  |  |  | 01/01/1900 |  |  |  |  | NO | NO |  |  |  |  | GE MEDICAL SYSTEMS 10348272 6350217 |  |  | Disposition |  | 99:99:99:99:99:99 |  | Alarm | PAAR:00-PVAR | 11/02/2019 |  | COOPER UNIVERSITY HOSPITAL |  |  | kel or 7 |  | GIACINTA ROUPAS
|  | GE MEDICAL SYSTEMS | GE MEDICAL SYSTEMS E-NSATX-00 |  |  | OR - KELEMEN 3 |  |  |  | 10/16/2019 |  |  |  |  | NO | NO |  |  |  |  | GE MEDICAL SYSTEMS 30144708 6407552 |  |  | Disposition |  |  |  | Alarm | PAAR:00-PVAR | 10/16/2019 | 10/16/2019 | COOPER UNIVERSITY HOSPITAL |  |  | Pav OR 6 | 0011464771 | DOMINIC VENDETTA | Preventative Maintenance | Closed | Salvatore Bombara | 10/16/2019 | 10/16/2019 | Retire Device | 4/11/2017 11:33:31 AM SXBOMBARA (SXBOMBARA 4/11/2017 12:00 AM) UNIT HAS BEEN REPLACED. RETIRE UNIT. 4/11/2017 11:33 AM SXBOMBARA This device has been removed from an active status with the RSQ Database, and physically removed from the facility. Device retired on 4/11/2017; Authorized By: DATEX; Nature of Retirement: NO LONGER NEEDED; Days In Service: 676 | 08E0F6C0-4582-40E3-9831-CB9E8E8EBF59 | Labor | 10/16/2019 | 10/16/2019 | Salvatore Bombara
|  | GE MEDICAL SYSTEMS | GE MEDICAL SYSTEMS E-NSATX-00 |  |  | VOORHEES SURGERY CENTER-OPERATING ROOM |  |  |  | 06/24/2011 |  |  |  |  | NO | NO |  |  |  |  | GE MEDICAL SYSTEMS 10345488 6718974 |  |  | Disposition |  |  |  | Alarm | PAAR:00-PVAR | 11/02/2019 |  | COOPER AMBULATORY OFF-SITES |  |  | OR 1 | 0011914724 | JENNIFER BOMBARO | Repair | Closed | Salvatore Bombara | 07/20/2017 | 07/20/2017 | PULSEOX - NEEDS RETIRED - BIOMED | 7/20/2017 2:04:50 PM SXBOMBARA (SXBOMBARA 7/20/2017 12:00 AM) RETIRE 7/20/2017 2:04:53 PM SXBOMBARA This device has been removed from an active status with the RSQ Database, and physically removed from the facility. Device retired on 7/20/2017; Authorized By: MASIMO; Nature of Retirement: NO LONGER NEEDED; Days In Service: 777 | 5BD477FE-133B-41C0-9833-FA53336F0D1D | Labor | 07/20/2017 | 07/20/2017 | Salvatore Bombara
|  | GE MEDICAL SYSTEMS | GE MEDICAL SYSTEMS E-PRETN |  |  | VOORHEES SURGERY CENTER-SURGERY DEPT |  |  |  | 01/01/1900 |  |  |  |  | NO | NO |  |  |  |  | GE MEDICAL SYSTEMS 10347227 6181717 |  |  | Disposition |  |  |  | Alarm | PAAR:00-PVAR | 11/02/2019 |  | COOPER AMBULATORY OFF-SITES |  |  | OR 1 |  | Theresa Megali
|  | GE MEDICAL SYSTEMS | GE MEDICAL SYSTEMS E-PRETN |  |  | OR - KELEMEN 3 |  |  |  | 10/16/2019 |  |  |  |  | NO | NO |  |  |  |  | GE MEDICAL SYSTEMS 30144047 6419760 |  |  | Disposition |  |  |  | Alarm | PAAR:00-PVAR | 10/16/2019 | 10/16/2019 | COOPER UNIVERSITY HOSPITAL |  |  | PAV OR 3 |  | DOMINIC VENDETTA |  |  |  | 10/16/2019 | 10/16/2019 |  |  |  |  | 10/16/2019 | 10/16/2019
|  | GE MEDICAL SYSTEMS | GE MEDICAL SYSTEMS E-PSMP-01 |  |  | COOPER DIGESTIVE HEALTH-ENDOSCOPY |  |  |  | 03/28/2017 |  |  |  |  | NO | NO |  |  |  |  | GE MEDICAL SYSTEMS 10769380 8010776 |  |  | Active |  | 99:99:99:99:99:99 |  | Alarm | PAAR:00-PVAR | 10/31/2019 |  | COOPER AMBULATORY OFF-SITES |  |  | PROCEDURE SIDE | 0011461411 | JEANNE GREER | Preventative Maintenance | Closed | Bonnie Aichroth | 04/06/2017 | 04/06/2017 | PERFORMANCE ASSURANCE AT INVENTORY | INVENTORIED DEVICE AND ENSURED DEVICE WAS FUNCTIONING PROPERLY. | D1EB6D15-45DE-491C-8DB7-716F4031C289 | Labor | 03/28/2017 | 03/28/2017 | Kirk Lis
|  | GE MEDICAL SYSTEMS | GE MEDICAL SYSTEMS E-PSMP-01 |  |  | COOPER DIGESTIVE HEALTH-ENDOSCOPY |  |  |  | 03/28/2017 |  |  |  |  | NO | NO |  |  |  |  | GE MEDICAL SYSTEMS 10769378 801084 |  |  | Active |  | 99:99:99:99:99:99 |  | Alarm | PAAR:00-PVAR | 10/31/2019 |  | COOPER AMBULATORY OFF-SITES |  |  | PROCEDURE SIDE | 0011461414 | JEANNE GREER | Performance Verification | Closed | Bonnie Aichroth | 04/06/2017 | 04/06/2017 | INCOMING INVENTORY | DEVICE INVENTORIED | 5F9C7743-9DF3-4470-8BB5-94E023D0E47D | Labor | 04/06/2017 | 04/06/2017 | Bonnie Aichroth
|  | GE MEDICAL SYSTEMS | GE MEDICAL SYSTEMS E-REC-00 |  |  | ANESTHESIOLOGY |  |  |  | 10/01/2007 |  |  |  |  | NO | NO |  |  |  |  | GE MEDICAL SYSTEMS 10367345 6343906 |  |  | Disposition |  |  |  | Equipment | PAAR:00-PVAR | 10/16/2019 |  | COOPER UNIVERSITY HOSPITAL |  |  | PAVILION OR 8 | 0011464740 | GIACINTA ROUPAS | Preventative Maintenance | Closed | Salvatore Bombara | 04/07/2017 | 04/11/2017 | Retire Device | 4/11/2017 11:13:06 AM SXBOMBARA (SXBOMBARA 4/11/2017 12:00 AM) UNIT HAS BEEN REPLACED. RETIRE THIS UNIT 4/11/2017 11:13 AM SXBOMBARA This device has been removed from an active status with the RSQ Database, and physically removed from the facility. Device retired on 4/11/2017; Authorized By: DATEX; Nature of Retirement: NO LONGER NEEDED; Days In Service: 676 | 2D57BBF3-9D27-4C22-8BC2-DEC8CEA25209 | Labor | 04/11/2017 | 04/11/2017 | Salvatore Bombara
|  | GE MEDICAL SYSTEMS | GE MEDICAL SYSTEMS E-REC-00 |  |  | OPERATING ROOM - PAVILION |  |  |  | 11/02/2019 |  |  |  |  | NO | NO |  |  |  |  | GE MEDICAL SYSTEMS 30144041 6392152 |  |  | Active |  | 99:99:99:99:99:99 |  | Equipment | PAAR:00-PVAR | 11/02/2019 | 11/02/2019 | COOPER UNIVERSITY HOSPITAL |  |  | Pav OR 6 | WOT00000000518168 | DOMINIC VENDETTA | Disposition | Closed | Salvatore Bombara | 11/02/2019 | 11/02/2019 | Bulk Disposition CNL |  |  |  | 11/02/2019 | 11/02/2019
|  | GE MEDICAL SYSTEMS | GE MEDICAL SYSTEMS E-REC-00 |  |  | ANESTHESIOLOGY |  |  |  | 01/01/1900 |  |  |  |  | NO | NO |  |  |  |  | GE MEDICAL SYSTEMS 10346647 6341275 |  |  | Disposition |  |  |  | Equipment | PAAR:00-PVAR | 10/16/2019 |  | COOPER UNIVERSITY HOSPITAL |  |  | Anes work room | 0011464717 | GIACINTA ROUPAS | Preventative Maintenance | Closed | Salvatore Bombara | 04/07/2017 | 04/11/2017 | Retire Device | 4/11/2017 11:12:35 AM SXBOMBARA (SXBOMBARA 4/11/2017 12:00 AM) UNIT HAS BEEN REPLACED. RETIRE THIS UNIT 4/11/2017 11:12 AM SXBOMBARA This device has been removed from an active status with the RSQ Database, and physically removed from the facility. Device retired on 4/11/2017; Authorized By: DATEX; Nature of Retirement: NO LONGER NEEDED; Days In Service: 676 | 760D35B3-F9EE-46F3-89B2-0124101E6C39 | Labor | 04/11/2017 | 04/11/2017 | Salvatore Bombara
|  | GE MEDICAL SYSTEMS | GE MEDICAL SYSTEMS E-REC-00 |  |  | VOORHEES SURGERY CENTER-OPERATING ROOM |  |  |  | 06/24/2011 |  |  |  |  | NO | NO |  |  |  |  | GE MEDICAL SYSTEMS 10345487 6744295 |  |  | Disposition |  | 99:99:99:99:99:99 |  | Equipment | PAAR:00-PVAR | 10/16/2019 |  | COOPER AMBULATORY OFF-SITES |  |  | OR 1 |  | JENNIFER BOMBARO
|  | GE MEDICAL SYSTEMS | GE MEDICAL SYSTEMS E8C |  | 76589WX1 | ANTERPARTUM-INVITRO FERT |  |  |  | 01/10/2008 |  |  |  |  | NO | NO |  |  |  |  | GE MEDICAL SYSTEMS 10355014 76589WX1 |  |  | Active |  | 99:99:99:99:99:99 |  | Accessory | PAAR:00-PVAR | 10/31/2019 |  | COOPER UNIVERSITY HOSPITAL |  |  | D617 | 0011830581 | GRACE SVEINBZORNSSON | Preventative Maintenance | Closed | Zhan Kiselev | 07/01/2017 | 07/27/2017 | Performance Assurance: 00-MFG | 7/27/2017 11:39:59 AM ZXKISELEV (ZXKISELEV 7/27/2017 12:00 AM) PM WILL BE DONE ON THE NEXT CYCLE FOR ULTRASOUND MACHINE. 7/27/2017 11:39 AM ZXKISELEV | 7CA374CF-7DD1-4CAE-AEBB-1B663392C4F6 | Labor | 07/27/2017 | 07/27/2017 | Zhan Kiselev
|  | GE MEDICAL SYSTEMS | GE MEDICAL SYSTEMS EXTENSION MODULE E-EXT |  |  | VOORHEES SURGERY CENTER-OPERATING ROOM |  |  |  | 06/24/2011 |  |  |  |  | NO | NO |  |  |  |  | GE MEDICAL SYSTEMS 10347238 7843576 |  |  | Active |  | 99:99:99:99:99:99 |  | Accessory | PAAR:00-PVAR | 11/02/2019 |  | COOPER AMBULATORY OFF-SITES |  |  | SUITE E |  | JENNIFER BOMBARO
|  | GE MEDICAL SYSTEMS | GE MEDICAL SYSTEMS F5-01 |  | SEG15044208HX | VOORHEES SURGERY CENTER-OPERATING ROOM |  |  |  | 10/31/2019 |  |  |  |  | NO | NO |  |  |  |  | GE MEDICAL SYSTEMS 30149589 SEG15044208HX |  |  | Active |  | 99:99:99:99:99:99 |  | Equipment | PAAR:00-PVAR | 10/31/2019 | 10/31/2019 | COOPER AMBULATORY OFF-SITES |  |  |  |  | JENNIFER BOMBARO |  |  |  | 10/31/2019 | 10/31/2019 |  |  |  |  | 10/31/2019 | 10/31/2019
|  | GE MEDICAL SYSTEMS | GE MEDICAL SYSTEMS FLASHPAD |  | 11A47816-2 | RADIOLOGY DIAGNOSTICS |  |  |  | 10/12/2016 |  |  |  |  | NO | NO |  |  |  |  | GE MEDICAL SYSTEMS 10505033 11A47816-2 |  |  | Active | T10505033 | 99:99:99:99:99:99 |  | Accessory | 1Y:00-MFG | 01/31/2019 | 01/01/2020 | COOPER UNIVERSITY HOSPITAL |  |  | DP5 Plate | 0011049753 | PAULETTE DUCKREY | Performance Verification | Closed | Bonnie Aichroth | 01/12/2017 | 01/12/2017 | INCOMING INVENTORY | DEVICE INVENTORIED | C30893EF-7769-45E4-94B9-7D5B42A35346 | Labor | 01/12/2017 | 01/12/2017 | Bonnie Aichroth
|  | GE MEDICAL SYSTEMS | GE MEDICAL SYSTEMS FLASHPAD |  | UA46339-1 | RADIOLOGY DIAGNOSTICS |  |  |  | 06/10/2015 |  |  |  |  | NO | NO |  |  |  |  | GE MEDICAL SYSTEMS 10505020 UA46339-1 |  |  | Disposition |  |  |  | Accessory | 1Y:00-MFG | 05/24/2017 | 05/01/2020 | COOPER UNIVERSITY HOSPITAL |  |  | SITE 856342FP1 |  | PAULETTE DUCKREY
|  | GE MEDICAL SYSTEMS | GE MEDICAL SYSTEMS IC5-9-D |  | 61376WX7 | ULTRASOUND |  |  |  | 12/29/2017 |  |  |  |  | NO | NO |  |  |  |  | GE MEDICAL SYSTEMS 10752758 61376WX7 |  |  | Active |  | 99:99:99:99:99:99 |  | Accessory | 1Y:00-MFG | 04/22/2019 | 04/01/2020 | COOPER UNIVERSITY HOSPITAL |  |  |  | 0012678556 | Tracy Saldutti | Preventative Maintenance | Closed | Josh Harris | 01/26/2018 | 01/26/2018 | PERFORMANCE ASSURANCE AT INVENTORY | INVENTORIED DEVICE AND ENSURED DEVICE WAS FUNCTIONING PROPERLY. | 51B16FD4-08E4-46AB-9F1F-820BC4037271 | Labor | 12/29/2017 | 12/29/2017 | Zhan Kiselev
|  | GE MEDICAL SYSTEMS | GE MEDICAL SYSTEMS IC5-9-D |  | 204799WX1 | ULTRASOUND |  |  |  | 11/07/2017 |  |  |  |  | NO | NO |  |  |  |  | GE MEDICAL SYSTEMS 10732417 204799WX1 |  |  | Disposition |  | 99:99:99:99:99:99 |  | Accessory | 1Y:00-MFG | 04/25/2019 | 04/01/2020 | COOPER UNIVERSITY HOSPITAL |  |  |  | 0012414224 | Tracy Saldutti | Preventative Maintenance | Closed | Josh Harris | 11/20/2017 | 11/20/2017 | PERFORMANCE ASSURANCE AT INVENTORY | INVENTORIED DEVICE AND ENSURED DEVICE WAS FUNCTIONING PROPERLY. | 71E472B2-547F-467B-958A-5FD7457ECBF3 | Labor | 11/07/2017 | 11/07/2017 | Zhan Kiselev
|  | GE MEDICAL SYSTEMS | GE MEDICAL SYSTEMS IC5-9-D |  | 297496WX2 | ULTRASOUND |  |  |  | 01/01/1900 |  |  |  |  | NO | NO |  |  |  |  | GE MEDICAL SYSTEMS 10649782 297496WX2 |  |  | Disposition |  | 99:99:99:99:99:99 |  | Accessory | PAAR:00-PVAR | 10/16/2019 |  | COOPER UNIVERSITY HOSPITAL |  |  | B18 |  | Tracy Saldutti
|  | GE MEDICAL SYSTEMS | GE MEDICAL SYSTEMS INNOVA |  | 590660BU7 | CARDIAC CATH LAB |  |  |  | 05/10/2010 |  |  |  |  | NO | NO |  |  |  |  | GE MEDICAL SYSTEMS 10369188 590660BU7 |  |  | Disposition |  |  |  | Alarm | 1Y:00-MFG | 01/01/1900 | 12/01/2019 | COOPER UNIVERSITY HOSPITAL |  |  | LAB 1 CCL |  | LINDA BEAN
|  | GE MEDICAL SYSTEMS | GE MEDICAL SYSTEMS INNOVA 2000 |  | 450652BU3 | CARDIAC CATH LAB |  |  |  | 04/20/2005 |  |  |  |  | NO | NO |  |  |  |  | GE MEDICAL SYSTEMS 10347590 450652BU3 |  |  | Disposition |  |  |  | Equipment | 6M:00-MFG | 04/07/2016 | 02/01/2020 | COOPER UNIVERSITY HOSPITAL |  |  | LAB 4 |  | LINDA BEAN
|  | GE MEDICAL SYSTEMS | GE MEDICAL SYSTEMS INNOVA 3100-IQ |  | 591237BU3 | CARDIAC CATH LAB |  |  |  | 05/10/2010 |  |  |  |  | NO | NO |  |  |  |  | GE MEDICAL SYSTEMS 10367812 591237BU3 |  |  | Disposition |  |  |  | Equipment | 6M:00-MFG | 10/05/2015 | 02/01/2020 | COOPER UNIVERSITY HOSPITAL |  |  | LAB 1 CCL |  | LINDA BEAN
|  | GE MEDICAL SYSTEMS | GE MEDICAL SYSTEMS INNOVA IGS 530 |  | 647097BU5 | KENNEDY CATH LAB |  |  |  | 06/05/2015 |  |  |  |  | NO | NO |  |  |  |  | GE MEDICAL SYSTEMS 10367218 647097BU5 |  |  | Active |  | 00:D0:C9:ED:3B:E6 |  | Equipment | 6M:00-MFG | 07/30/2019 | 01/01/2020 | COOPER AMBULATORY OFF-SITES |  |  | KENNEDY HOSPITAL SEWELL NJ |  | Bonnie Aichroch
|  | GE MEDICAL SYSTEMS | GE MEDICAL SYSTEMS LIGHTSPEED |  |  | VOORHEES SURGERY CENTER-RADIATION/ONC |  |  |  | 11/19/2005 |  |  |  |  | NO | NO |  |  |  |  | GE MEDICAL SYSTEMS 10356946 20043300268 |  |  | Disposition |  | 00:0E:0C:6E:13:AC |  | Equipment | 3M:00-MFG | 09/30/2016 | 12/01/2019 | COOPER AMBULATORY OFF-SITES |  |  | CT Simulator |  | COLLEEN TEGELER
|  | GE MEDICAL SYSTEMS | GE MEDICAL SYSTEMS LOGIQ E |  | 78793WX7 | BRACE ROAD-MEDICINE |  |  |  | 05/21/2008 |  |  |  |  | NO | NO |  |  |  |  | GE MEDICAL SYSTEMS 10365828 78793WX7 |  |  | Disposition |  | CD:10:10:CE:D0:00 |  | Equipment | 3M:00-MIN 6M:00-MFG 3Y:00-BAT | 08/15/2019 | 02/01/2020 | COOPER AMBULATORY OFF-SITES |  |  | Endocrinology Room 3 |  | Cheryl Peck
TL10752767 |  | GE MEDICAL SYSTEMS | GE MEDICAL SYSTEMS LOGIQ S8 |  | 502870SU2 | ULTRASOUND |  |  |  | 01/26/2018 |  |  |  |  | NO | NO |  |  |  |  | GE MEDICAL SYSTEMS TL10752767 502870SU2 |  |  | Disposition |  |  |  | Equipment | 1Y:00-MFG | 01/26/2018 | 01/26/2018 | COOPER UNIVERSITY HOSPITAL |  |  |  | 0012679969 | Tracy Saldutti | Preventative Maintenance | Closed | Zhan Kiselev | 01/26/2018 | 01/26/2018 | PERFORMANCE ASSURANCE AT INVENTORY | INVENTORIED DEVICE AND ENSURED DEVICE WAS FUNCTIONING PROPERLY. | C33433AF-3FF2-4D3C-A564-4BC01374775C | Labor | 01/26/2018 | 01/26/2018 | Zhan Kiselev
|  | GE MEDICAL SYSTEMS | GE MEDICAL SYSTEMS LOGIQ S8 |  | 503603SU2 | ULTRASOUND |  |  |  | 12/29/2017 |  |  |  |  | NO | NO |  |  |  |  | GE MEDICAL SYSTEMS 10752755 503603SU2 |  |  | Disposition |  |  |  | Equipment | 1Y:00-MFG | 01/26/2018 | 04/01/2020 | COOPER UNIVERSITY HOSPITAL |  |  |  | 0012678532 | Tracy Saldutti | Preventative Maintenance | Closed | Josh Harris | 01/26/2018 | 01/26/2018 | PERFORMANCE ASSURANCE AT INVENTORY | INVENTORIED DEVICE AND ENSURED DEVICE WAS FUNCTIONING PROPERLY. | BA6ADCE0-5B8B-46BA-993B-BA88E27F97D6 | Labor | 12/29/2017 | 12/29/2017 | Zhan Kiselev
|  | GE MEDICAL SYSTEMS | GE MEDICAL SYSTEMS M-CAIO-02 |  |  | ANESTHESIOLOGY |  |  |  | 03/10/2005 |  |  |  |  | NO | NO |  |  |  |  | GE MEDICAL SYSTEMS 10239 5166388 |  |  | Disposition |  |  |  | High Risk | 6M:00-MFG | 10/27/2015 | 04/01/2020 | COOPER UNIVERSITY HOSPITAL |  |  |  |  | GIACINTA ROUPAS
|  | GE MEDICAL SYSTEMS | GE MEDICAL SYSTEMS M-CAIO-02 |  |  | ANESTHESIOLOGY |  |  |  | 03/10/2005 |  |  |  |  | NO | NO |  |  |  |  | GE MEDICAL SYSTEMS 10254 5158068 |  |  | Disposition |  |  |  | High Risk | 6M:00-MFG | 10/27/2015 | 04/01/2020 | COOPER UNIVERSITY HOSPITAL |  |  |  |  | GIACINTA ROUPAS
|  | GE MEDICAL SYSTEMS | GE MEDICAL SYSTEMS MAC 1200 RESTING ECG SYSTEM |  |  | 3 COOPER-EARLY INTERVENTION PROGRAM |  |  |  | 07/17/2015 |  |  |  |  | NO | NO |  |  |  |  | GE MEDICAL SYSTEMS 26739 101091917 |  |  | Disposition |  |  |  | Equipment | 1Y:00-MFG | 07/17/2015 | 07/17/2015 | COOPER AMBULATORY OFF-SITES |  |  | SUITE 513 |  | Sue Cooper |  |  |  | 07/17/2015 | 07/17/2015 |  |  |  |  | 07/17/2015 | 07/17/2015
|  | GE MEDICAL SYSTEMS | GE MEDICAL SYSTEMS MAC 1200 RESTING ECG SYSTEM |  |  | TURNERSVILLE CARDIOLOGY |  |  |  | 01/01/1900 |  |  |  |  | NO | NO |  |  |  |  | GE MEDICAL SYSTEMS 20776 101060733 |  |  | Disposition |  |  |  | Equipment | 1Y:00-MFG | 01/01/1900 | 01/01/1900 | COOPER AMBULATORY OFF-SITES |  |  | CARDIOLOGY |  | MICHELE MOLINARI |  |  |  | 01/01/1900 | 01/01/1900 |  |  |  |  | 01/01/1900 | 01/01/1900
|  | GE MEDICAL SYSTEMS | GE MEDICAL SYSTEMS MAC 1200 RESTING ECG SYSTEM |  |  | PENNSVILLE-MEDICINE |  |  |  | 01/01/1900 |  |  |  |  | NO | NO |  |  |  |  | GE MEDICAL SYSTEMS 10480136 101110752 |  |  | Disposition |  |  |  | Equipment | 1Y:00-MFG | 12/11/2017 | 12/01/2020 | COOPER AMBULATORY OFF-SITES |  |  | RM 15 |  | Heather Rhodes
|  | GE MEDICAL SYSTEMS | GE MEDICAL SYSTEMS MAC 1200 RESTING ECG SYSTEM |  |  | VOORHEES CARDIOLOGY SUITE 102 |  |  |  | 01/01/2001 |  |  |  |  | NO | NO |  |  |  |  | GE MEDICAL SYSTEMS 10367231 550032324 |  |  | Disposition |  |  |  | Equipment | 1Y:00-MFG | 02/22/2017 | 01/01/2020 | COOPER AMBULATORY OFF-SITES |  |  | BLDG 2 - SUITE 102 |  | MICHELE MOLINARI
|  | GE MEDICAL SYSTEMS | GE MEDICAL SYSTEMS MAC 1200 RESTING ECG SYSTEM |  |  | WILLINGBORO COOPER UNIVERSITY PHYSICIANS |  |  |  | 12/11/2008 |  |  |  |  | NO | NO |  |  |  |  | GE MEDICAL SYSTEMS 10367143 550045367 |  |  | Disposition |  |  |  | Equipment | 1Y:00-MFG | 03/03/2016 | 03/01/2020 | COOPER AMBULATORY OFF-SITES |  |  | INT MED NURSE STAT 138 |  | PATTY LEWIS
|  | GE MEDICAL SYSTEMS | GE MEDICAL SYSTEMS MAC 1200 RESTING ECG SYSTEM |  |  | THOROFARE-INTERNAL MEDICINE |  |  |  | 12/28/2005 |  |  |  |  | NO | NO |  |  |  |  | GE MEDICAL SYSTEMS 10366827 950016889 |  |  | Disposition |  |  |  | Equipment | 1Y:00-MFG | 07/29/2015 | 07/01/2020 | COOPER AMBULATORY OFF-SITES |  |  | nurses stat |  | Cheryl Peck
|  | GE MEDICAL SYSTEMS | GE MEDICAL SYSTEMS MAC 1200 RESTING ECG SYSTEM |  |  | KINGS HIGHWAY-MEDICINE |  |  |  | 01/01/1900 |  |  |  |  | NO | NO |  |  |  |  | GE MEDICAL SYSTEMS 10366300 550013931 |  |  | Disposition |  |  |  | Equipment | 1Y:00-MFG | 11/02/2017 |  | COOPER AMBULATORY OFF-SITES |  |  | SUITE 203 - 1103 KINGS HIGHWAY |  | CHRISTINE MULLER
|  | GE MEDICAL SYSTEMS | GE MEDICAL SYSTEMS MAC 1200 RESTING ECG SYSTEM |  |  | VOORHEES INTERNAL MEDICINE |  |  |  | 12/04/2008 |  |  |  |  | NO | NO |  |  |  |  | GE MEDICAL SYSTEMS 10356983 550045466 |  |  | Disposition |  |  |  | Equipment | 1Y:00-MFG | 02/05/2016 | 02/01/2020 | COOPER AMBULATORY OFF-SITES |  |  | NURSES STATION |  | JENNY BETLER
|  | GE MEDICAL SYSTEMS | GE MEDICAL SYSTEMS MAC 1200 RESTING ECG SYSTEM |  |  | VOORHEES INTERNAL MEDICINE |  |  |  | 01/01/1900 |  |  |  |  | NO | NO |  |  |  |  | GE MEDICAL SYSTEMS 10356986 101099490 |  |  | Disposition |  |  |  | Equipment | 1Y:00-MFG | 02/05/2016 | 02/01/2020 | COOPER AMBULATORY OFF-SITES |  |  | NURSES STATION |  | JENNY BETLER
|  | GE MEDICAL SYSTEMS | GE MEDICAL SYSTEMS MAC 1200 RESTING ECG SYSTEM |  |  | 3 COOPER-COOPER RESEARCH INSTITUTE |  |  |  | 01/01/2013 |  |  |  |  | NO | NO |  |  |  |  | GE MEDICAL SYSTEMS 10346764 550039740 |  |  | Disposition |  |  |  | Equipment | 1Y:00-MFG | 11/22/2017 |  | COOPER AMBULATORY OFF-SITES |  |  | SUITE 1102B |  | CHRISTINE RICKETTE
|  | GE MEDICAL SYSTEMS | GE MEDICAL SYSTEMS MAC 1200 RESTING ECG SYSTEM |  |  | BUNKER HILL-INTERNAL MEDICINE |  |  |  | 11/24/2008 |  |  |  |  | NO | NO |  |  |  |  | GE MEDICAL SYSTEMS 10345751 550044642 |  |  | Disposition |  |  |  | Equipment | 1Y:00-MFG | 11/02/2016 |  | COOPER AMBULATORY OFF-SITES |  |  | exam 3 |  | SUSAN BABCOCK
|  | GE MEDICAL SYSTEMS | GE MEDICAL SYSTEMS MAC 2000 |  | SPW18010125PA | INNOVATIVE DELIVERY |  |  |  | 03/22/2018 |  |  |  |  | NO | NO |  |  |  |  | GE MEDICAL SYSTEMS 10732228 SPW18010125PA |  |  | Active |  | 00:A0:F4:50:6D:AE |  | Equipment | 1Y:00-MFG | 03/25/2019 | 03/01/2020 | COOPER AMBULATORY OFF-SITES |  |  | L 3 BUILDING UNIT MOVES AROUND | WOT00000000670892 | MAXWELL KURSH | Performance Verification | Closed | Kirk Lis | 03/22/2018 | 06/05/2019 | Performance Verification for GE MEDICAL SYSTEMS 10732228 SPW18010125PA | Initial Install of Performance Verification. Device is ready for patient use.
|  | GE MEDICAL SYSTEMS | GE MEDICAL SYSTEMS MAC 2000 |  | SMT16066992FA | BRACE ROAD-MEDICINE |  |  |  | 05/18/2017 |  |  |  |  | NO | NO |  |  |  |  | GE MEDICAL SYSTEMS 10732051 SMT16066992FA |  |  | Active |  | 00:A0:F4:50:44:15 |  | Equipment | 1Y:00-MFG | 05/06/2019 | 05/01/2020 | COOPER AMBULATORY OFF-SITES |  |  | HALL CLOSET | 0012403391 | Cheryl Peck | Performance Verification | Closed | Josh Harris | 11/14/2017 | 11/14/2017 | INCOMING INVENTORY | DEVICE INVENTORIED | 33249639-393D-4E9B-B811-7A66C55922D1 | Labor | 11/14/2017 | 11/14/2017 | Josh Harris
|  | GE MEDICAL SYSTEMS | GE MEDICAL SYSTEMS MAC 500 |  |  | AUDUBON URGENT CARE |  |  |  | 04/18/2016 |  |  |  |  | NO | NO |  |  |  |  | GE MEDICAL SYSTEMS 123456 101243941 |  |  | Disposition |  |  |  | Equipment | 1Y:00-MFG | 04/18/2016 | 04/18/2016 | COOPER AMBULATORY OFF-SITES |  |  | 318 S. WHITE HORSE PIKE |  | MELISSA PORTOBANCO |  |  |  | 04/18/2016 | 04/18/2016 |  |  |  |  | 04/18/2016 | 04/18/2016
|  | GE MEDICAL SYSTEMS | GE MEDICAL SYSTEMS MAC 5000 |  | AAY3480377PA | RIPPA CENTER-OB/GYN |  |  |  | 11/30/2015 |  |  |  |  | NO | NO |  |  |  |  | GE MEDICAL SYSTEMS 10480208 AAY3480377PA |  |  | Disposition |  |  |  | Equipment | 1Y:00-MFG | 11/30/2015 | 05/01/2020 | COOPER AMBULATORY OFF-SITES |  |  |  |  | PATRICIA HUFF
|  | GE MEDICAL SYSTEMS | GE MEDICAL SYSTEMS MAC 5000 |  | AAY04121705PA | BRACHFIELD MEDICAL ASSOCIATES-MEDICINE |  |  |  | 08/23/2004 |  |  |  |  | NO | NO |  |  |  |  | GE MEDICAL SYSTEMS 10367002 AAY04121705PA |  |  | Disposition |  |  |  | Equipment | 1Y:00-MFG | 09/22/2015 | 06/01/2020 | COOPER AMBULATORY OFF-SITES |  |  | A WING |  | CATHY CRAWFORD
|  | GE MEDICAL SYSTEMS | GE MEDICAL SYSTEMS MAC 5000 |  | AA403480386PA | VOORHEES CARDIOLOGY SUITE 102 |  |  |  | 01/01/1900 |  |  |  |  | NO | NO |  |  |  |  | GE MEDICAL SYSTEMS 10356841 AA403480386PA |  |  | Disposition |  |  |  | Equipment | 1Y:00-MFG | 01/25/2016 | 01/01/2020 | COOPER AMBULATORY OFF-SITES |  |  | SUITE 201 |  | MICHELE MOLINARI
|  | GE MEDICAL SYSTEMS | GE MEDICAL SYSTEMS MAC 5000 |  | AAY03480324PA | VOORHEES CARDIOLOGY SUITE 102 |  |  |  | 01/01/1900 |  |  |  |  | NO | NO |  |  |  |  | GE MEDICAL SYSTEMS 10356834 AAY03480324PA |  |  | Disposition |  |  |  | Equipment | 1Y:00-MFG | 01/18/2016 | 01/01/2020 | COOPER AMBULATORY OFF-SITES |  |  | SUITE 201 |  | MICHELE MOLINARI
|  | GE MEDICAL SYSTEMS | GE MEDICAL SYSTEMS MAC 5000 |  | AAY03480309PA | CHERRY HILL URGENT CARE |  |  |  | 01/01/1900 |  |  |  |  | NO | NO |  |  |  |  | GE MEDICAL SYSTEMS 10346146 AAY03480309PA |  |  | Disposition |  |  |  | Equipment | 1Y:00-MFG | 10/10/2016 | 10/01/2020 | COOPER AMBULATORY OFF-SITES |  |  | HALLWAY |  | MELISSA PORTOBANCO
|  | GE MEDICAL SYSTEMS | GE MEDICAL SYSTEMS MAC 5000 |  | AAY04192082PA | VOORHEES CARDIOLOGY SUITE 102 |  |  |  | 01/01/2001 |  |  |  |  | NO | NO |  |  |  |  | GE MEDICAL SYSTEMS 10345359 AAY04192082PA |  |  | Disposition |  |  |  | Equipment | 1Y:00-MFG | 01/25/2016 | 01/01/2020 | COOPER AMBULATORY OFF-SITES |  |  | EXAM 9 |  | MICHELE MOLINARI
|  | GE MEDICAL SYSTEMS | GE MEDICAL SYSTEMS MAC 5500 |  | SCD07410094PA | BIOMEDICAL |  |  |  | 12/11/2007 |  |  |  |  | NO | NO |  |  |  |  | GE MEDICAL SYSTEMS 10367061 SCD07410094PA |  |  | Disposition |  |  |  | Equipment | 1Y:00-MFG | 06/22/2016 | 06/01/2020 | COOPER UNIVERSITY HOSPITAL |  |  | 2nd floor shell |  | Bonnie Aichroch
|  | GE MEDICAL SYSTEMS | GE MEDICAL SYSTEMS MAC 5500 |  | SCD0915570PA | BIOMEDICAL |  |  |  | 06/19/2009 |  |  |  |  | NO | NO |  |  |  |  | GE MEDICAL SYSTEMS 10367059 SCD0915570PA |  |  | Disposition |  |  |  | Equipment | 1Y:00-MFG | 06/22/2016 | 06/01/2020 | COOPER UNIVERSITY HOSPITAL |  |  | 2nd floor shell |  | Bonnie Aichroch
|  | GE MEDICAL SYSTEMS | GE MEDICAL SYSTEMS MAC 5500 HD |  | SGM13045291PA | VOORHEES CARDIOLOGY SUITE 102 |  |  |  | 12/27/2012 |  |  |  |  | NO | NO |  |  |  |  | GE MEDICAL SYSTEMS 10345351 SGM13045291PA |  |  | Disposition |  |  |  | Equipment | 1Y:00-MFG | 01/25/2016 | 01/01/2020 | COOPER AMBULATORY OFF-SITES |  |  | EXAM 6 |  | MICHELE MOLINARI
|  | GE MEDICAL SYSTEMS | GE MEDICAL SYSTEMS MAC LAB SERVER |  | 856582IGS530 | KENNEDY CATH LAB |  |  |  | 06/05/2014 |  |  |  |  | NO | NO |  |  |  |  | GE MEDICAL SYSTEMS 10367219 856582IGS530 |  |  | Disposition |  | 00:00:00:00:00:00 |  | Non-medical | PAAR:00-PVAR | 11/02/2019 |  | COOPER AMBULATORY OFF-SITES |  |  | KENNEDY HOSPITAL SEWELL NJ |  | Bonnie Aichroch
|  | GE MEDICAL SYSTEMS | GE MEDICAL SYSTEMS ML6-15 |  | 79244yp0 | ULTRASOUND |  |  |  | 07/14/2017 |  |  |  |  | NO | NO |  |  |  |  | GE MEDICAL SYSTEMS 30142522 79244yp0 |  |  | Disposition |  |  |  | Accessory | 1Y:00-MFG | 07/14/2017 | 07/14/2017 | COOPER UNIVERSITY HOSPITAL |  |  | B16 |  | Tracy Saldutti |  |  |  | 07/14/2017 | 07/14/2017 |  |  |  |  | 07/14/2017 | 07/14/2017
TL10752798 |  | GE MEDICAL SYSTEMS | GE MEDICAL SYSTEMS ML6-15-D |  | 111226YP7 | ULTRASOUND |  |  |  | 02/13/2018 |  |  |  |  | NO | NO |  |  |  |  | GE MEDICAL SYSTEMS TL10752798 111226YP7 |  |  | Disposition |  |  |  | Accessory | 1Y:00-MFG | 02/13/2018 | 02/13/2018 | COOPER UNIVERSITY HOSPITAL |  |  |  | WOT00000000545822 | Tracy Saldutti | Performance Verification | Closed | Zhan Kiselev | 02/13/2018 | 02/13/2018 | CEID Record Completion for GE MEDICAL SYSTEMS TL10752798 111226YP7 | Loaner Probe Inspection | EXP0129705 | Labor | 02/13/2018 | 02/13/2018 | Zhan Kiselev
|  | GE MEDICAL SYSTEMS | GE MEDICAL SYSTEMS ML6-15-D |  | 193785YP3 | ULTRASOUND |  |  |  | 10/16/2019 |  |  |  |  | NO | NO |  |  |  |  | GE MEDICAL SYSTEMS 30142177 193785YP3 |  |  | Disposition |  | 99:99:99:99:99:99 |  | Accessory | PAAR:00-PVAR | 10/16/2019 | 10/16/2019 | COOPER UNIVERSITY HOSPITAL |  |  | B18 |  | Tracy Saldutti |  |  |  | 10/16/2019 | 10/16/2019 |  |  |  |  | 10/16/2019 | 10/16/2019
|  | GE MEDICAL SYSTEMS | GE MEDICAL SYSTEMS MSN CAP CO2 MODULE |  | RCJ10382640GA | TRAUMA ICU |  |  |  | 08/23/2010 |  |  |  |  | NO | NO |  |  |  |  | GE MEDICAL SYSTEMS 10368076 RCJ10382640GA |  |  | Active |  | 99:99:99:99:99:99 |  | Equipment | PAAR:00-PVAR | 11/02/2019 |  | COOPER UNIVERSITY HOSPITAL |  |  | TICU-EQUIP STORAGE | WOT00000000533257 | Diane Floyd | Disposition | Closed | Richard Jolly | 02/08/2018 | 05/24/2019 | Bulk Disposition CNL
|  | GE MEDICAL SYSTEMS | GE MEDICAL SYSTEMS MSN CAP CO2 MODULE |  | RCJ10382635GA | TRAUMA ICU |  |  |  | 08/23/2010 |  |  |  |  | NO | NO |  |  |  |  | GE MEDICAL SYSTEMS 10368073 RCJ10382635GA |  |  | Active |  | 99:99:99:99:99:99 |  | Equipment | PAAR:00-PVAR | 11/01/2019 |  | COOPER UNIVERSITY HOSPITAL |  |  | TICU-EQUIP STORAGE | WOT00000000533255 | Diane Floyd | Disposition | Closed | Richard Jolly | 02/08/2018 | 05/24/2019 | Bulk Disposition CNL
|  | GE MEDICAL SYSTEMS | GE MEDICAL SYSTEMS MSN CAP CO2 MODULE |  | RCJ10382643GA | TRAUMA ICU |  |  |  | 08/23/2010 |  |  |  |  | NO | NO |  |  |  |  | GE MEDICAL SYSTEMS 10368075 RCJ10382643GA |  |  | Active |  | 99:99:99:99:99:99 |  | Equipment | PAAR:00-PVAR | 11/02/2019 |  | COOPER UNIVERSITY HOSPITAL |  |  | TICU-EQUIP STORAGE | WOT00000000533258 | Diane Floyd | Disposition | Closed | Richard Jolly | 02/08/2018 | 05/23/2019 | Bulk Disposition CNL
|  | GE MEDICAL SYSTEMS | GE MEDICAL SYSTEMS MSN CAP CO2 MODULE |  | RCJ10382636GA | PEDIATRIC INTENSIVE CARE UNIT |  |  |  | 08/23/2010 |  |  |  |  | NO | NO |  |  |  |  | GE MEDICAL SYSTEMS 10360391 RCJ10382636GA |  |  | Disposition |  |  |  | Equipment | PAAR:00-PVAR | 11/02/2019 |  | COOPER UNIVERSITY HOSPITAL |  |  | PICU/ RM 1 |  | Susan Cannon
|  | GE MEDICAL SYSTEMS | GE MEDICAL SYSTEMS MSN CAP CO2 MODULE |  |  | ANESTHESIOLOGY |  |  |  | 06/01/2003 |  |  |  |  | NO | NO |  |  |  |  | GE MEDICAL SYSTEMS 07355 4755875 |  |  | Disposition |  |  |  | Equipment | PAAR:00-PVAR | 10/16/2019 |  | COOPER UNIVERSITY HOSPITAL |  |  | PRE-OP |  | GIACINTA ROUPAS
|  | GE MEDICAL SYSTEMS | GE MEDICAL SYSTEMS OPTIMA XR220AMX |  | 1032806WK0 | RADIOLOGICAL PHYSICS |  |  |  | 06/25/2015 |  |  |  |  | NO | NO |  |  |  |  | GE MEDICAL SYSTEMS 10365042 1032806WK0 |  |  | Disposition |  |  |  | Equipment | 1Y:00-MFG 3Y:00-RPLC | 02/09/2017 | 02/01/2020 | COOPER UNIVERSITY HOSPITAL |  |  | ED 109 |  | COLLEEN TEGELER
|  | GE MEDICAL SYSTEMS | GE MEDICAL SYSTEMS PRN 50 |  | NOT KNOWN | KELEMEN 8 PCU |  |  |  | 01/01/1900 |  |  |  |  | NO | NO |  |  |  |  | GE MEDICAL SYSTEMS 10369054 NOT KNOWN |  |  | Active |  | 99:99:99:99:99:99 |  | Equipment | PAAR:00-PVAR | 11/02/2019 |  | COOPER UNIVERSITY HOSPITAL |  |  | MONITOR ROOM |  | BYRON WELLS
|  | GE MEDICAL SYSTEMS | GE MEDICAL SYSTEMS PRN 50 |  | RPV09390539GA | TRAUMA ADMIT |  |  |  | 10/07/2008 |  |  |  |  | NO | NO |  |  |  |  | GE MEDICAL SYSTEMS 10368865 RPV09390539GA |  |  | Active |  | 99:99:99:99:99:99 |  | Equipment | PAAR:00-PVAR | 11/01/2019 |  | COOPER UNIVERSITY HOSPITAL |  |  | TRAUMA ADMIT | WOT00000000533339 | Diane Floyd | Disposition | Closed | Richard Jolly | 02/08/2018 | 05/23/2019 | Bulk Disposition CNL
|  | GE MEDICAL SYSTEMS | GE MEDICAL SYSTEMS PRN 50 |  | RPV04260155GA | KELEMEN 8 PCU |  |  |  | 09/17/2004 |  |  |  |  | NO | NO |  |  |  |  | GE MEDICAL SYSTEMS 10366526 RPV04260155GA |  |  | Active |  | 99:99:99:99:99:99 |  | Equipment | PAAR:00-PVAR | 11/02/2019 |  | COOPER UNIVERSITY HOSPITAL |  |  | BIOMED | WOT00000000533314 | BYRON WELLS | Disposition | Closed | Richard Jolly | 02/08/2018 | 05/16/2019 | Bulk Disposition CNL
|  | GE MEDICAL SYSTEMS | GE MEDICAL SYSTEMS PRN 50 |  | RVO7039798GA | TRAUMA ADMIT |  |  |  | 04/24/2007 |  |  |  |  | NO | NO |  |  |  |  | GE MEDICAL SYSTEMS 10365438 RVO7039798GA |  |  | Active |  | 99:99:99:99:99:99 |  | Equipment | PAAR:00-PVAR | 11/01/2019 |  | COOPER UNIVERSITY HOSPITAL |  |  | ED TRUMA ROOMS | WOT00000000533749 | Diane Floyd | Disposition | Closed | Richard Jolly | 02/08/2018 | 05/22/2019 | Bulk Disposition CNL
|  | GE MEDICAL SYSTEMS | GE MEDICAL SYSTEMS PRN 50 |  | K0PV6710G | KELEMEN 8 PCU |  |  |  | 11/01/2000 |  |  |  |  | NO | NO |  |  |  |  | GE MEDICAL SYSTEMS 10364991 K0PV6710G |  |  | Active |  | 99:99:99:99:99:99 |  | Equipment | PAAR:00-PVAR | 11/01/2019 |  | COOPER UNIVERSITY HOSPITAL |  |  | Biomed | WOT00000000527152 | BYRON WELLS | Disposition | Closed | Michael Youch | 02/08/2018 | 05/13/2019 | Bulk Disposition CNL
|  | GE MEDICAL SYSTEMS | GE MEDICAL SYSTEMS PRN 50 |  | RPV09189268GA | KELEMEN 8 PCU |  |  |  | 07/29/2009 |  |  |  |  | NO | NO |  |  |  |  | GE MEDICAL SYSTEMS 10355566 RPV09189268GA |  |  | Active |  | 99:99:99:99:99:99 |  | Equipment | PAAR:00-PVAR | 11/01/2019 |  | COOPER UNIVERSITY HOSPITAL |  |  | PAV 9 central |  | BYRON WELLS
|  | GE MEDICAL SYSTEMS | GE MEDICAL SYSTEMS PRN 50 |  | NOT KNOWN | KELEMEN 8 PCU |  |  |  | 01/01/1900 |  |  |  |  | NO | NO |  |  |  |  | GE MEDICAL SYSTEMS 10355550 NOT KNOWN |  |  | Active |  | 99:99:99:99:99:99 |  | Equipment | PAAR:00-PVAR | 11/02/2019 |  | COOPER UNIVERSITY HOSPITAL |  |  | PCU/8N MONITOR RM | WOT00000002202123 | BYRON WELLS | Disposition | Closed | Michael Youch | 02/14/2019 | 05/17/2019 | Bulk Disposition CNL
|  | GE MEDICAL SYSTEMS | GE MEDICAL SYSTEMS PRN 50 |  | NOT KNOWN | KELEMEN 8 PCU |  |  |  | 01/01/1900 |  |  |  |  | NO | NO |  |  |  |  | GE MEDICAL SYSTEMS 10355549 NOT KNOWN |  |  | Active |  | 99:99:99:99:99:99 |  | Equipment | PAAR:00-PVAR | 11/02/2019 |  | COOPER UNIVERSITY HOSPITAL |  |  | PCU/8N MONITOR RM | WOT00000002202115 | BYRON WELLS | Disposition | Closed | Michael Youch | 02/14/2019 | 05/19/2019 | Bulk Disposition CNL
|  | GE MEDICAL SYSTEMS | GE MEDICAL SYSTEMS PRN 50 |  | RPV09239354GA | INTENSIVE CARE NURSERY |  |  |  | 07/31/2009 |  |  |  |  | NO | NO |  |  |  |  | GE MEDICAL SYSTEMS 10355239 RPV09239354GA |  |  | Active |  | 99:99:99:99:99:99 |  | Equipment | PAAR:00-PVAR | 11/02/2019 |  | COOPER UNIVERSITY HOSPITAL |  |  | HUMMING BIRD |  | JOANNE FOX
|  | GE MEDICAL SYSTEMS | GE MEDICAL SYSTEMS PRN 50 |  | RPV09239371GA | INTENSIVE CARE NURSERY |  |  |  | 07/31/2009 |  |  |  |  | NO | NO |  |  |  |  | GE MEDICAL SYSTEMS 10354873 RPV09239371GA |  |  | Active |  | 99:99:99:99:99:99 |  | Equipment | PAAR:00-PVAR | 11/02/2019 |  | COOPER UNIVERSITY HOSPITAL |  |  | NICU-DOV12 | WOT00000000533334 | JOANNE FOX | Disposition | Closed | Gene Amodei | 02/08/2018 | 06/21/2019 | Bulk Disposition CNL
|  | GE MEDICAL SYSTEMS | GE MEDICAL SYSTEMS PRN 50 |  | A1921339 | VOORHEES SURGERY CENTER-OPERATING ROOM |  |  |  | 06/19/2015 |  |  |  |  | NO | NO |  |  |  |  | GE MEDICAL SYSTEMS 10347734 A1921339 |  |  | Active |  | 99:99:99:99:99:99 |  | Equipment | PAAR:00-PVAR | 10/31/2019 |  | COOPER AMBULATORY OFF-SITES |  |  |  |  | JENNIFER BOMBARO
|  | GE MEDICAL SYSTEMS | GE MEDICAL SYSTEMS PRN 50 |  | RPV09239378GA | INTENSIVE CARE NURSERY |  |  |  | 11/02/2019 |  |  |  |  | NO | NO |  |  |  |  | GE MEDICAL SYSTEMS 30143542 RPV09239378GA |  |  | Active |  | 99:99:99:99:99:99 |  | Equipment | PAAR:00-PVAR | 11/02/2019 | 11/02/2019 | COOPER UNIVERSITY HOSPITAL |  |  | DORRANCE 5 |  | JOANNE FOX |  |  |  | 11/02/2019 | 11/02/2019 |  |  |  |  | 11/02/2019 | 11/02/2019
|  | GE MEDICAL SYSTEMS | GE MEDICAL SYSTEMS PRN 50-M |  | J3PV7451G | KELEMEN 8 PCU |  |  |  | 10/31/2019 |  |  |  |  | NO | NO |  |  |  |  | GE MEDICAL SYSTEMS 17066 J3PV7451G |  |  | Active |  |  |  | Equipment | PAAR:00-PVAR | 10/31/2019 | 10/31/2019 | COOPER UNIVERSITY HOSPITAL |  |  | PCU |  | BYRON WELLS |  |  |  | 10/31/2019 | 10/31/2019 |  |  |  |  | 10/31/2019 | 10/31/2019
|  | GE MEDICAL SYSTEMS | GE MEDICAL SYSTEMS PRN 50-M |  | RPV09239377GA | INTENSIVE CARE NURSERY |  |  |  | 07/31/2009 |  |  |  |  | NO | NO |  |  |  |  | GE MEDICAL SYSTEMS 10364756 RPV09239377GA |  |  | Active |  | 99:99:99:99:99:99 |  | Equipment | PAAR:00-PVAR | 11/02/2019 |  | COOPER UNIVERSITY HOSPITAL |  |  | DORRANCE 5 | WOT00000000533337 | JOANNE FOX | Disposition | Closed | Gene Amodei | 02/08/2018 | 06/21/2019 | Bulk Disposition CNL
|  | GE MEDICAL SYSTEMS | GE MEDICAL SYSTEMS PRN 50-M |  | RPV09239376GA | INTENSIVE CARE NURSERY |  |  |  | 07/31/2009 |  |  |  |  | NO | NO |  |  |  |  | GE MEDICAL SYSTEMS 10354879 RPV09239376GA |  |  | Active |  | 99:99:99:99:99:99 |  | Equipment | PAAR:00-PVAR | 11/02/2019 |  | COOPER UNIVERSITY HOSPITAL |  |  | DOVE |  | JOANNE FOX
|  | GE MEDICAL SYSTEMS | GE MEDICAL SYSTEMS PRN 50-M |  | RPV09239372GA | INTENSIVE CARE NURSERY |  |  |  | 11/02/2019 |  |  |  |  | NO | NO |  |  |  |  | GE MEDICAL SYSTEMS 30143540 RPV09239372GA |  |  | Active |  | 99:99:99:99:99:99 |  | Equipment | PAAR:00-PVAR | 11/02/2019 | 11/02/2019 | COOPER UNIVERSITY HOSPITAL |  |  | DRAGONFLY | WOT00000000533335 | JOANNE FOX | Disposition | Closed | Gene Amodei | 11/02/2019 | 11/02/2019 | Bulk Disposition CNL |  |  |  | 11/02/2019 | 11/02/2019
|  | GE MEDICAL SYSTEMS | GE MEDICAL SYSTEMS PRN 50-M |  | RPV04260123GA | EMERGENCY ROOM |  |  |  | 11/01/2019 |  |  |  |  | NO | NO |  |  |  |  | GE MEDICAL SYSTEMS 30143115 RPV04260123GA |  |  | Active |  | 99:99:99:99:99:99 |  | Equipment | PAAR:00-PVAR | 11/01/2019 | 11/01/2019 | COOPER UNIVERSITY HOSPITAL |  |  | EMERGENCY ROOM | WOT00000000533313 | KAREN GRUBER | Disposition | Closed | Richard Jolly | 11/01/2019 | 11/01/2019 | Bulk Disposition CNL | Was found in Biomed, repaired, and now ready for use. |  |  | 11/01/2019 | 11/01/2019
|  | GE MEDICAL SYSTEMS | GE MEDICAL SYSTEMS RAB4-8L |  | 36137KR8 | RIPPA CENTER-OB/GYN |  |  |  | 10/31/2019 |  |  |  |  | NO | NO |  |  |  |  | GE MEDICAL SYSTEMS 11208170 36137KR8 |  |  | Active |  | 99:99:99:99:99:99 |  | Accessory | PAAR:00-PVAR | 10/31/2019 | 10/31/2019 | COOPER AMBULATORY OFF-SITES |  |  |  | WOT00000001171407 | PATRICIA HUFF | Performance Verification | Closed | Zhan Kiselev | 10/31/2019 | 10/31/2019 | Performance Verification for GE MEDICAL SYSTEMS 11208170 36137KR8 | Initial Install of Performance Verification. Device is ready for patient use. |  |  | 10/31/2019 | 10/31/2019
|  | GE MEDICAL SYSTEMS | GE MEDICAL SYSTEMS RAB4-8L |  | 105004KR6 | PRINCETON-OB/GYN |  |  |  | 01/01/2001 |  |  |  |  | NO | NO |  |  |  |  | GE MEDICAL SYSTEMS 10366217 105004KR6 |  |  | Disposition |  | 99:99:99:99:99:99 |  | Accessory | 1Y:00-MFG | 09/20/2018 | 09/01/2020 | COOPER AMBULATORY OFF-SITES |  |  | ROOM 2 | 0011830511 | LINDA CARON | Preventative Maintenance | Closed | Zhan Kiselev | 07/01/2017 | 07/14/2017 | Performance Assurance: 00-MFG | 7/14/2017 3:03:33 PM ZXKISELEV (ZXKISELEV 7/14/2017 12:00 AM) PM WILL BE DONE ON THE NEXT ULTRASOUND PM CYCLE | 120D6979-67DA-4911-BAE3-65D8CE670D30 | Labor | 07/14/2017 | 07/14/2017 | Zhan Kiselev
|  | GE MEDICAL SYSTEMS | GE MEDICAL SYSTEMS RAB4-8L |  | 33382KR3 | RIPPA CENTER-OB/GYN |  |  |  | 12/21/2005 |  |  |  |  | NO | NO |  |  |  |  | GE MEDICAL SYSTEMS 10315929 33382KR3 |  |  | Disposition |  | 99:99:99:99:99:99 |  | Accessory | 1Y:00-MFG | 06/29/2018 | 06/01/2020 | COOPER AMBULATORY OFF-SITES |  |  | ROOM 151 | 0011830464 | PATRICIA HUFF | Preventative Maintenance | Closed | Zhan Kiselev | 07/01/2017 | 07/14/2017 | Performance Assurance: 00-MFG | 7/7/2017 3:51:16 PM KALIS (KALIS 7/7/2017 12:00 AM) SEARCHED FOR UNIT. FOUND IT ATTACHED TO ULTRASOUND MACHINE IT IS AN ULTRASOUND PROBE 7/14/2017 3:05:39 PM ZXKISELEV (ZXKISELEV 7/14/2017 12:00 AM) PM WILL BE DONE ON THE NEXT ULTRASOUND PM CYCLE | 7878B7FC-6952-4776-AD71-79E7C2227055 | Labor | 07/07/2017 | 07/07/2017 | Kirk Lis
|  | GE MEDICAL SYSTEMS | GE MEDICAL SYSTEMS RIC5-9 |  | 33695KR8 | BURLINGTON OB/GYN |  |  |  | 11/04/2005 |  |  |  |  | NO | NO |  |  |  |  | GE MEDICAL SYSTEMS 10365973 33695KR8 |  |  | Disposition |  |  |  | Accessory | PAAR:00-PVAR | 11/02/2019 |  | COOPER AMBULATORY OFF-SITES |  |  | EXAM 5 |  | Carey Myers
TL30225005 |  | GE MEDICAL SYSTEMS | GE MEDICAL SYSTEMS RIC5-9 |  | 23297KR5 | BURLINGTON OB/GYN |  |  |  | 08/30/2018 |  |  |  |  | NO | NO |  |  |  |  | GE MEDICAL SYSTEMS TL30225005 23297KR5 |  |  | Disposition |  | 99:99:99:99:99:99 |  | Accessory | 1Y:00-MFG | 08/30/2018 | 08/30/2018 | COOPER AMBULATORY OFF-SITES |  |  |  |  | Carey Myers |  |  |  | 08/30/2018 | 08/30/2018 |  |  |  |  | 08/30/2018 | 08/30/2018
|  | GE MEDICAL SYSTEMS | GE MEDICAL SYSTEMS RIC5-9 |  | 85154KR0 | ANTERPARTUM-INVITRO FERT |  |  |  | 07/27/2017 |  |  |  |  | NO | NO |  |  |  |  | GE MEDICAL SYSTEMS 30142099 85154KR0 |  |  | Disposition |  |  |  | Accessory | 1Y:00-MFG | 07/27/2017 | 07/27/2017 | COOPER UNIVERSITY HOSPITAL |  |  |  |  | GRACE SVEINBZORNSSON |  |  |  | 07/27/2017 | 07/27/2017 |  |  |  |  | 07/27/2017 | 07/27/2017
TL10752789 |  | GE MEDICAL SYSTEMS | GE MEDICAL SYSTEMS RIC5-9-D |  | 220652KR2 | 3 COOPER-RADIOLOGY |  |  |  | 03/06/2018 |  |  |  |  | NO | NO |  |  |  |  | GE MEDICAL SYSTEMS TL10752789 220652KR2 |  |  | Disposition |  |  |  | Accessory | 1Y:00-MFG | 03/06/2018 | 03/06/2018 | COOPER AMBULATORY OFF-SITES |  |  | Ultrasound | WOT00000000642037 | JUDY ADIRZONE | Performance Verification | Closed | Zhan Kiselev | 03/06/2018 | 03/06/2018 | Performance Verification for GE MEDICAL SYSTEMS TL10752789 220652KR2 | Initial Install of Performance Verification. Device is ready for patient use. |  |  | 03/06/2018 | 03/06/2018
|  | GE MEDICAL SYSTEMS | GE MEDICAL SYSTEMS RIC5-9-D |  | 205445KRO | WILLINGBORO COOPER UNIVERSITY PHYSICIANS |  |  |  | 02/06/2019 |  |  |  |  | NO | NO |  |  |  |  | GE MEDICAL SYSTEMS 11200010 205445KRO |  |  | Disposition |  |  |  | Accessory | 1Y:00-MFG | 02/06/2019 | 02/06/2019 | COOPER AMBULATORY OFF-SITES |  |  | JFK SITE | WOT00000002122348 | PATTY LEWIS | Performance Verification | Closed | Kirk Lis | 02/06/2019 | 02/06/2019 | Performance Verification for GE MEDICAL SYSTEMS 11200010 205445KRO | Initial Install of Performance Verification. Device is ready for patient use. |  |  | 02/06/2019 | 02/06/2019
|  | GE MEDICAL SYSTEMS | GE MEDICAL SYSTEMS RIC5-9-D |  | 205196KR9 | BURLINGTON OB/GYN |  |  |  | 08/17/2016 |  |  |  |  | NO | NO |  |  |  |  | GE MEDICAL SYSTEMS 10505097 205196KR9 |  |  | Disposition |  |  |  | Accessory | 1Y:00-MFG | 08/31/2017 | 08/01/2020 | COOPER AMBULATORY OFF-SITES |  |  | JFK- PROCEDURE RM 3 |  | Carey Myers
|  | GE MEDICAL SYSTEMS | GE MEDICAL SYSTEMS RIC5-9-D |  | 100409KR2 | PRINCETON-OB/GYN |  |  |  | 09/29/2016 |  |  |  |  | NO | NO |  |  |  |  | GE MEDICAL SYSTEMS 10480100 100409KR2 |  |  | Active |  | 99:99:99:99:99:99 |  | Accessory | 1Y:00-MFG | 09/19/2019 | 09/01/2020 | COOPER AMBULATORY OFF-SITES |  |  | EXAM ROOM 1 |  | LINDA CARON
|  | GE MEDICAL SYSTEMS | GE MEDICAL SYSTEMS RIC5-9-D |  | 193638KR4 | PRINCETON-OB/GYN |  |  |  | 10/23/2015 |  |  |  |  | NO | NO |  |  |  |  | GE MEDICAL SYSTEMS 10480008 193638KR4 |  |  | Disposition |  |  |  | Accessory | 1Y:00-MFG | 09/15/2017 | 09/01/2020 | COOPER AMBULATORY OFF-SITES |  |  | Room 1 |  | LINDA CARON
|  | GE MEDICAL SYSTEMS | GE MEDICAL SYSTEMS RIC5-9-D |  | 203259KR7 | ANTERPARTUM-INVITRO FERT |  |  |  | 07/27/2017 |  |  |  |  | NO | NO |  |  |  |  | GE MEDICAL SYSTEMS 30244781 203259KR7 |  |  | Disposition |  |  |  | Accessory | 1Y:00-MFG | 07/27/2017 | 07/27/2017 | COOPER UNIVERSITY HOSPITAL |  |  | 6 DORRANCE |  | GRACE SVEINBZORNSSON |  |  |  | 07/27/2017 | 07/27/2017 |  |  |  |  | 07/27/2017 | 07/27/2017
|  | GE MEDICAL SYSTEMS | GE MEDICAL SYSTEMS RIC5-9H |  | 155352KR8 | ANTERPARTUM-INVITRO FERT |  |  |  | 07/18/2013 |  |  |  |  | NO | NO |  |  |  |  | GE MEDICAL SYSTEMS 10355022 155352KR8 |  |  | Disposition |  |  |  | Accessory | PAAR:00-PVAR | 10/16/2019 |  | COOPER UNIVERSITY HOSPITAL |  |  | 6 DORRANCE |  | GRACE SVEINBZORNSSON
|  | GE MEDICAL SYSTEMS | GE MEDICAL SYSTEMS RIC5-9W |  | 77995KR9 | PRINCETON-OB/GYN |  |  |  | 10/27/2008 |  |  |  |  | NO | NO |  |  |  |  | GE MEDICAL SYSTEMS 10366216 77995KR9 |  |  | Disposition |  |  |  | Accessory | 1Y:00-MFG | 09/15/2017 | 09/01/2020 | COOPER AMBULATORY OFF-SITES |  |  | ROOM 2 | 0011830513 | LINDA CARON | Preventative Maintenance | Closed | Zhan Kiselev | 07/01/2017 | 07/14/2017 | Performance Assurance: 00-MFG | 7/14/2017 3:04:23 PM ZXKISELEV (ZXKISELEV 7/14/2017 12:00 AM) PM WILL BE DONE ON THE NEXT ULTRASOUND PM CYCLE | 229BF872-47F0-4492-98AA-7071F0469417 | Labor | 07/14/2017 | 07/14/2017 | Zhan Kiselev
|  | GE MEDICAL SYSTEMS | GE MEDICAL SYSTEMS RNA5-9-D |  | 171862KR6 | BURLINGTON OB/GYN |  |  |  | 05/26/2017 |  |  |  |  | NO | NO |  |  |  |  | GE MEDICAL SYSTEMS 10649816 171862KR6 |  |  | Disposition |  | 99:99:99:99:99:99 |  | Accessory | 1Y:00-MFG | 11/06/2017 | 08/01/2020 | COOPER AMBULATORY OFF-SITES |  |  |  | 0012385942 | Carey Myers | Preventative Maintenance | Closed | Josh Harris | 11/06/2017 | 11/06/2017 | PERFORMANCE ASSURANCE AT INVENTORY | INVENTORIED DEVICE AND ENSURED DEVICE WAS FUNCTIONING PROPERLY. | FA83FF17-3974-4E02-AE73-9AD640CA88FE | Labor | 05/26/2017 | 05/26/2017 | Zhan Kiselev
|  | GE MEDICAL SYSTEMS | GE MEDICAL SYSTEMS SAM 80 |  | RCM08300480GA | PAVILION PACU |  |  |  | 11/03/2008 |  |  |  |  | NO | NO |  |  |  |  | GE MEDICAL SYSTEMS 10364992 RCM08300480GA |  |  | Disposition |  | 99:99:99:99:99:99 |  | High Risk | 6M:00-MFG | 12/18/2018 | 12/01/2019 | COOPER UNIVERSITY HOSPITAL |  |  | PAVILION 3RD FLOOR |  | FRANK OBRIEN
|  | GE MEDICAL SYSTEMS | GE MEDICAL SYSTEMS SAM 80 |  | RCM08300486GA | PAVILION PACU |  |  |  | 11/03/2008 |  |  |  |  | NO | NO |  |  |  |  | GE MEDICAL SYSTEMS 10346402 RCM08300486GA |  |  | Active |  | 99:99:99:99:99:99 |  | High Risk | 6M:00-MFG | 06/21/2019 | 12/01/2019 | COOPER UNIVERSITY HOSPITAL |  |  | PAVILION-3 BED 5 |  | FRANK OBRIEN
|  | GE MEDICAL SYSTEMS | GE MEDICAL SYSTEMS SENOGRAPHE 2000D |  | HXV7000005 | KINGS HIGHWAY-RADIOLOGY |  |  |  | 06/04/2007 |  |  |  |  | NO | NO |  |  |  |  | GE MEDICAL SYSTEMS 10366065 HXV7000005 |  |  | Disposition |  |  |  | Equipment | 6M:00-MFG 1Y:00-MIN 2Y:00-MIN2 | 09/30/2015 | 02/01/2020 | COOPER AMBULATORY OFF-SITES |  |  | MAMMOGRAPHY |  | SUZEN SCHAFFER
|  | GE MEDICAL SYSTEMS | GE MEDICAL SYSTEMS SENOGRAPHE 2000D |  | 551516BU8 | 3 COOPER-RADIOLOGY |  |  |  | 01/07/2008 |  |  |  |  | NO | NO |  |  |  |  | GE MEDICAL SYSTEMS 10356877 551516BU8 |  |  | Disposition |  | 00:14:4f:3b:84:45 |  | Equipment | 6M:00-MFG 1Y:00-MIN 2Y:00-MIN2 | 10/02/2017 | 04/01/2020 | COOPER AMBULATORY OFF-SITES |  |  | Kelemen B71 |  | JUDY ADIRZONE
|  | GE MEDICAL SYSTEMS | GE MEDICAL SYSTEMS SENOGRAPHE ESSENTIAL |  | 856325DS | 3 COOPER-RADIOLOGY |  |  |  | 06/18/2007 |  |  |  |  | NO | NO |  |  |  |  | GE MEDICAL SYSTEMS 10345968 856325DS |  |  | Disposition |  |  |  | Equipment | 6M:00-MFG | 05/30/2016 | 05/01/2020 | COOPER AMBULATORY OFF-SITES |  |  | RADIOLOGY |  | JUDY ADIRZONE
|  | GE MEDICAL SYSTEMS | GE MEDICAL SYSTEMS SENOGRAPHE ESSENTIAL |  | 856342es | 3 COOPER-RADIOLOGY |  |  |  | 09/26/2008 |  |  |  |  | NO | NO |  |  |  |  | GE MEDICAL SYSTEMS 10345965 856342es |  |  | Disposition |  |  |  | Equipment | 6M:00-MFG | 01/01/1900 | 12/01/2019 | COOPER AMBULATORY OFF-SITES |  |  | RM 146 MAMMO |  | JUDY ADIRZONE
|  | GE MEDICAL SYSTEMS | GE MEDICAL SYSTEMS SG20 |  | 856582UPSCATH | KENNEDY CATH LAB |  |  |  | 01/01/2014 |  |  |  |  | NO | NO |  |  |  |  | GE MEDICAL SYSTEMS 10367222 856582UPSCATH |  |  | Active |  | 99:99:99:99:99:99 |  | Alarm | PAAR:00-PVAR | 11/02/2019 |  | COOPER AMBULATORY OFF-SITES |  |  | KENNEDY HOSPITAL SEWELL NJ | 0011018022 | Bonnie Aichroch | Repair | Closed | Zhan Kiselev | 01/02/2017 | 01/10/2017 | UNKNOWN EQUIPMENT - BEEPING - KENNEDY CATH LAB | 1/3/2017 8:23:29 AM MDYOUCH (MDYOUCH 1/2/2017 7:05 PM) IDENTIFIED EQUIPMENT. THEY WERE ABLE TO GET UNIT TO STOP BEEPING BUT SERVICE LIGHT IS ON. 1/10/2017 5:32:32 PM ZXKISELEV (ZXKISELEV 1/2/2017 12:00 AM) RESET UPS SYSTEM. VERIFIED PROPER OPERATION | 8803CFC9-E424-4DC9-B1F1-7FBBFF1C4BF1 | Labor | 01/02/2017 | 01/02/2017 | Zhan Kiselev
|  | GE MEDICAL SYSTEMS | GE MEDICAL SYSTEMS SOLAR 8000I |  | SE409199913GA | INTENSIVE CARE NURSERY |  |  |  | 07/31/2009 |  |  |  |  | NO | NO |  |  |  |  | GE MEDICAL SYSTEMS 10454801 SE409199913GA |  |  | Active |  | 00:00:A1:07:5C:0D |  | Alarm | 1Y:00-MFG | 08/29/2019 | 08/01/2020 | COOPER UNIVERSITY HOSPITAL |  |  | NICU-FFY19 |  | JOANNE FOX
|  | GE MEDICAL SYSTEMS | GE MEDICAL SYSTEMS SOLAR 8000I |  | SBLD7028019GA | INTENSIVE CARE UNIT |  |  |  | 04/30/2007 |  |  |  |  | NO | NO |  |  |  |  | GE MEDICAL SYSTEMS 10357123 SBLD7028019GA |  |  | Active |  | 00:00:A1:05:D9:67 |  | Alarm | 1Y:00-MFG | 06/21/2019 | 06/01/2020 | COOPER UNIVERSITY HOSPITAL |  |  | BED 20 |  | CAROLYN RUMELL
|  | GE MEDICAL SYSTEMS | GE MEDICAL SYSTEMS SOLAR 8000I |  | SBL07028027 | CCU - CORONARY CARE UNIT |  |  |  | 04/30/2007 |  |  |  |  | NO | NO |  |  |  |  | GE MEDICAL SYSTEMS 10355665 SBL07028027 |  |  | Active |  | 00:00:A1:05:DA:7B |  | Alarm | 1Y:00-MFG | 06/21/2019 | 06/01/2020 | COOPER UNIVERSITY HOSPITAL |  |  | CCU-CCU01 |  | CAROLYN RUMELL
|  | GE MEDICAL SYSTEMS | GE MEDICAL SYSTEMS SOLAR 8000I |  | SE409199919GA | INTENSIVE CARE NURSERY |  |  |  | 07/31/2009 |  |  |  |  | NO | NO |  |  |  |  | GE MEDICAL SYSTEMS 10354978 SE409199919GA |  |  | Active |  | 00:00:A1:07:5B:DA |  | Alarm | 1Y:00-MFG | 08/22/2019 | 08/01/2020 | COOPER UNIVERSITY HOSPITAL |  |  | NICU-BBEE2 |  | JOANNE FOX
|  | GE MEDICAL SYSTEMS | GE MEDICAL SYSTEMS SOLAR 8000I |  | SE409199928GA | INTENSIVE CARE NURSERY |  |  |  | 07/31/2009 |  |  |  |  | NO | NO |  |  |  |  | GE MEDICAL SYSTEMS 10354784 SE409199928GA |  |  | Active |  | 00:00:A1:07:5B:AB |  | Alarm | 1Y:00-MFG | 08/21/2019 | 08/01/2020 | COOPER UNIVERSITY HOSPITAL |  |  | NICU-FFY20 |  | JOANNE FOX
|  | GE MEDICAL SYSTEMS | GE MEDICAL SYSTEMS SOLAR 8000I |  | SE409199923GA | INTENSIVE CARE NURSERY |  |  |  | 08/21/2019 |  |  |  |  | NO | NO |  |  |  |  | GE MEDICAL SYSTEMS 30142082 SE409199923GA |  |  | Active |  | 00:00:A1:07:5B:B9 |  | Alarm | 1Y:00-MFG | 08/21/2019 | 08/21/2019 | COOPER UNIVERSITY HOSPITAL |  |  | NICU-BBEE1 |  | JOANNE FOX |  |  |  | 08/21/2019 | 08/21/2019 |  |  |  |  | 08/21/2019 | 08/21/2019
|  | GE MEDICAL SYSTEMS | GE MEDICAL SYSTEMS SOLAR 8000M |  | G43T5067G | PEDIATRIC INTENSIVE CARE UNIT |  |  |  | 05/06/2005 |  |  |  |  | NO | NO |  |  |  |  | GE MEDICAL SYSTEMS 10360436 G43T5067G |  |  | Disposition |  | 00:00:00:00:00:00 |  | Alarm | 1Y:00-MFG | 03/26/2019 | 03/01/2020 | COOPER UNIVERSITY HOSPITAL |  |  | PICU/ RM 6 |  | Susan Cannon
|  | GE MEDICAL SYSTEMS | GE MEDICAL SYSTEMS SOLAR 8000M |  | G43T5073G | PEDIATRIC INTENSIVE CARE UNIT |  |  |  | 05/06/2005 |  |  |  |  | NO | NO |  |  |  |  | GE MEDICAL SYSTEMS 10360421 G43T5073G |  |  | Disposition |  | 00:00:00:00:00:00 |  | Alarm | 1Y:00-MFG | 08/30/2018 | 08/01/2020 | COOPER UNIVERSITY HOSPITAL |  |  | PICU/ RM 4 |  | Susan Cannon
|  | GE MEDICAL SYSTEMS | GE MEDICAL SYSTEMS SOLAR 8000M |  | G43T5074G | PEDIATRIC INTENSIVE CARE UNIT |  |  |  | 05/06/2005 |  |  |  |  | NO | NO |  |  |  |  | GE MEDICAL SYSTEMS 10360417 G43T5074G |  |  | Disposition |  |  |  | Alarm | 1Y:00-MFG | 03/30/2018 | 03/01/2020 | COOPER UNIVERSITY HOSPITAL |  |  | PICU/RM5 |  | Susan Cannon
|  | GE MEDICAL SYSTEMS | GE MEDICAL SYSTEMS SOLAR 8000M |  | G43T5066G | PEDIATRIC INTENSIVE CARE UNIT |  |  |  | 05/06/2005 |  |  |  |  | NO | NO |  |  |  |  | GE MEDICAL SYSTEMS 10360411 G43T5066G |  |  | Disposition |  |  |  | Alarm | 1Y:00-MFG | 03/26/2018 | 03/01/2020 | COOPER UNIVERSITY HOSPITAL |  |  | PICU/ RM 3 |  | Susan Cannon
|  | GE MEDICAL SYSTEMS | GE MEDICAL SYSTEMS SOLAR 8000M |  | H43T5097G | PEDIATRIC INTENSIVE CARE UNIT |  |  |  | 05/06/2005 |  |  |  |  | NO | NO |  |  |  |  | GE MEDICAL SYSTEMS 10360403 H43T5097G |  |  | Disposition |  |  |  | Alarm | 1Y:00-MFG | 03/23/2018 | 03/01/2020 | COOPER UNIVERSITY HOSPITAL |  |  | PICU-614 |  | Susan Cannon
|  | GE MEDICAL SYSTEMS | GE MEDICAL SYSTEMS SOLAR 8000M |  | H43T5094G | PEDIATRIC INTENSIVE CARE UNIT |  |  |  | 05/06/2005 |  |  |  |  | NO | NO |  |  |  |  | GE MEDICAL SYSTEMS 10360344 H43T5094G |  |  | Disposition |  |  |  | Alarm | 1Y:00-MFG | 03/26/2018 | 03/01/2020 | COOPER UNIVERSITY HOSPITAL |  |  | PICU/ RM 1 |  | Susan Cannon
|  | GE MEDICAL SYSTEMS | GE MEDICAL SYSTEMS T2000 |  | C3459757S | STRESS TEST |  |  |  | 01/01/1900 |  |  |  |  | NO | NO |  |  |  |  | GE MEDICAL SYSTEMS 10368722 C3459757S |  |  | Disposition |  |  |  | Equipment | PAAR:00-PVAR | 11/02/2019 |  | COOPER UNIVERSITY HOSPITAL |  |  | B79 |  | KIM HUMMEL
|  | GE MEDICAL SYSTEMS | GE MEDICAL SYSTEMS T2000 |  | Not Known | ECHOCARDIOLOGY |  |  |  | 01/01/1900 |  |  |  |  | NO | NO |  |  |  |  | GE MEDICAL SYSTEMS 10368670 Not Known |  |  | Disposition |  |  |  | Equipment | PAAR:00-PVAR | 11/02/2019 |  | COOPER UNIVERSITY HOSPITAL |  |  | STRESS TEST |  | LINDA VALENTI
|  | GE MEDICAL SYSTEMS | GE MEDICAL SYSTEMS T2000 |  | ABM051117535A | BRACHFIELD MEDICAL ASSOCIATES-MEDICINE |  |  |  | 01/01/1900 |  |  |  |  | NO | NO |  |  |  |  | GE MEDICAL SYSTEMS 10367048 ABM051117535A |  |  | Disposition |  |  |  | Equipment | PAAR:00-PVAR | 11/02/2019 |  | COOPER AMBULATORY OFF-SITES |  |  | CARDIOLOGY - stress lab |  | CATHY CRAWFORD
|  | GE MEDICAL SYSTEMS | GE MEDICAL SYSTEMS T2000 |  | ABM045113895A | BRACE ROAD-CARDIOLOGY |  |  |  | 01/14/2005 |  |  |  |  | NO | NO |  |  |  |  | GE MEDICAL SYSTEMS 10366016 ABM045113895A |  |  | Active |  | 99:99:99:99:99:99 |  | Equipment | PAAR:00-PVAR | 11/02/2019 |  | COOPER AMBULATORY OFF-SITES |  |  | TESTING 4 |  | Beth Mook
|  | GE MEDICAL SYSTEMS | GE MEDICAL SYSTEMS T2100 |  | SBC06281165SA | VOORHEES CARDIOLOGY |  |  |  | 10/19/2006 |  |  |  |  | NO | NO |  |  |  |  | GE MEDICAL SYSTEMS 10356973 SBC06281165SA |  |  | Active |  | 99:99:99:99:99:99 |  | Equipment | PAAR:00-PVAR | 11/02/2019 |  | COOPER AMBULATORY OFF-SITES |  |  | Nuclear Lab - 1131 | WOT00000000937477 | KATHY COMO | Alert | Closed | Kirk Lis | 05/18/2018 | 05/13/2019 | ALT001119 - GE Healthcare - Spare Parts For T2100 Treadmill Microflex Drive - A Performance Issue With Customer Owned Spare Parts Was Not Addressed With A Previ | Board is original part which is not affected as per GE service tech. Keith | EXP1791885 | Labor | 11/27/2018 | 11/27/2018 | Kirk Lis
|  | GE MEDICAL SYSTEMS | GE MEDICAL SYSTEMS T2100 |  | R3X09414819SA | 3 COOPER-CARDIAC DIAGNOSTIC CENTER |  |  |  | 09/25/2009 |  |  |  |  | NO | NO |  |  |  |  | GE MEDICAL SYSTEMS 10346874 R3X09414819SA |  |  | Disposition |  | 99:99:99:99:99:99 |  | Equipment | PAAR:00-PVAR | 11/02/2019 |  | COOPER AMBULATORY OFF-SITES |  |  | SUITE 318 - STRESS ROOM |  | CARLA TRUELL
|  | GE MEDICAL SYSTEMS | GE MEDICAL SYSTEMS TRAM 451N |  | SBB09498776GA | TRAUMA ADMIT |  |  |  | 10/31/2019 |  |  |  |  | NO | NO |  |  |  |  | GE MEDICAL SYSTEMS 18101 SBB09498776GA |  |  | Active |  | 99:99:99:99:99:99 |  | Equipment | PAAR:00-PVAR | 10/31/2019 | 10/31/2019 | COOPER UNIVERSITY HOSPITAL |  |  | TRAUMA ADMIT |  | Diane Floyd |  |  |  | 10/31/2019 | 10/31/2019 |  |  |  |  | 10/31/2019 | 10/31/2019
|  | GE MEDICAL SYSTEMS | GE MEDICAL SYSTEMS TRAM 451N |  | SBB08387511GA | INTENSIVE CARE UNIT |  |  |  | 10/31/2019 |  |  |  |  | NO | NO |  |  |  |  | GE MEDICAL SYSTEMS 11222194 SBB08387511GA |  |  | Active |  | 99:99:99:99:99:99 |  | Equipment | PAAR:00-PVAR | 10/31/2019 | 10/31/2019 | COOPER UNIVERSITY HOSPITAL |  |  | PAVILION BED 30 |  | CAROLYN RUMELL |  |  |  | 10/31/2019 | 10/31/2019 |  |  |  |  | 10/31/2019 | 10/31/2019
|  | GE MEDICAL SYSTEMS | GE MEDICAL SYSTEMS TRAM 451N |  | SBB06513454GA | INTENSIVE CARE UNIT |  |  |  | 11/02/2019 |  |  |  |  | NO | NO |  |  |  |  | GE MEDICAL SYSTEMS 11207582 SBB06513454GA |  |  | Active |  | 99:99:99:99:99:99 |  | Equipment | PAAR:00-PVAR | 11/02/2019 | 11/02/2019 | COOPER UNIVERSITY HOSPITAL |  |  | BED 1 |  | CAROLYN RUMELL |  |  |  | 11/02/2019 | 11/02/2019 |  |  |  |  | 11/02/2019 | 11/02/2019
|  | GE MEDICAL SYSTEMS | GE MEDICAL SYSTEMS TRAM 451N |  | SBB06523681GA | INTENSIVE CARE UNIT |  |  |  | 04/18/2007 |  |  |  |  | NO | NO |  |  |  |  | GE MEDICAL SYSTEMS 10368624 SBB06523681GA |  |  | Active |  | 99:99:99:99:99:99 |  | Equipment | PAAR:00-PVAR | 11/02/2019 |  | COOPER UNIVERSITY HOSPITAL |  |  | bed 16 |  | CAROLYN RUMELL
|  | GE MEDICAL SYSTEMS | GE MEDICAL SYSTEMS TRAM 451N |  | SBB07023850GA | TRAUMA ADMIT |  |  |  | 04/30/2007 |  |  |  |  | NO | NO |  |  |  |  | GE MEDICAL SYSTEMS 10368184 SBB07023850GA |  |  | Active |  | 99:99:99:99:99:99 |  | Equipment | PAAR:00-PVAR | 11/02/2019 |  | COOPER UNIVERSITY HOSPITAL |  |  | PEDS TRAUMA RM | WOT00000000533997 | Diane Floyd | Disposition | Closed | Richard Jolly | 02/08/2018 | 05/22/2019 | Bulk Disposition CNL
|  | GE MEDICAL SYSTEMS | GE MEDICAL SYSTEMS TRAM 451N |  | SBB07013784GA | CCU - CORONARY CARE UNIT |  |  |  | 04/30/2007 |  |  |  |  | NO | NO |  |  |  |  | GE MEDICAL SYSTEMS 10367263 SBB07013784GA |  |  | Active |  | 99:99:99:99:99:99 |  | Equipment | PAAR:00-PVAR | 11/02/2019 |  | COOPER UNIVERSITY HOSPITAL |  |  | CCU-12 |  | CAROLYN RUMELL
|  | GE MEDICAL SYSTEMS | GE MEDICAL SYSTEMS TRAM 451N |  | SBB07023830GA | TRAUMA ICU |  |  |  | 04/30/2007 |  |  |  |  | NO | NO |  |  |  |  | GE MEDICAL SYSTEMS 10366635 SBB07023830GA |  |  | Active |  | 99:99:99:99:99:99 |  | Equipment | PAAR:00-PVAR | 11/02/2019 |  | COOPER UNIVERSITY HOSPITAL |  |  | BED 9 | WOT00000000533991 | Diane Floyd | Disposition | Closed | Richard Jolly | 02/08/2018 | 05/24/2019 | Bulk Disposition CNL
|  | GE MEDICAL SYSTEMS | GE MEDICAL SYSTEMS TRAM 451N |  | SBB09498722GA | TRAUMA ADMIT |  |  |  | 10/07/2008 |  |  |  |  | NO | NO |  |  |  |  | GE MEDICAL SYSTEMS 10366634 SBB09498722GA |  |  | Active |  | 99:99:99:99:99:99 |  | Equipment | PAAR:00-PVAR | 11/02/2019 |  | COOPER UNIVERSITY HOSPITAL |  |  | TRAUMA ADMIT | WOT00000000534030 | Diane Floyd | Disposition | Closed | Richard Jolly | 02/08/2018 | 05/22/2019 | Bulk Disposition CNL
|  | GE MEDICAL SYSTEMS | GE MEDICAL SYSTEMS TRAM 451N |  | RT106054994GR | TRAUMA ADMIT |  |  |  | 04/24/2007 |  |  |  |  | NO | NO |  |  |  |  | GE MEDICAL SYSTEMS 10366521 RT106054994GR |  |  | Disposition |  |  |  | Equipment | PAAR:00-PVAR | 11/01/2019 |  | COOPER UNIVERSITY HOSPITAL |  |  | BIOMED SHOP | 0012130213 | Diane Floyd | Repair | Closed | Richard Jolly | 09/01/2017 | 11/07/2017 | PHYSIOLOGIC MONITOR MODULE - PLUG INTO WALL UNIT OR TRAM NOT WORKING AT ALL - TRAUMA ADMITING DIRTY UTILITY W/ RED TAG | 9/1/2017 12:15:54 PM MDYOUCH (MDYOUCH 9/1/2017 10:00 AM) TOOK TO SHOP, VERIFIED NOT WORKING IN TEST SETUP. POWERS UP BUT NO TRACES DISPLAY. 11/7/2017 11:37:03 AM RCJOLLY This device has been removed from an active status with the RSQ Database, and physically removed from the facility. Device retired on 11/7/2017; Authorized By: RCJ; Nature of Retirement: BEYOND ECONOMICAL REPAIR; Days In Service: 886 | A61F4786-9875-489F-91F8-BAFD31637DD1 | Labor | 09/01/2017 | 09/01/2017 | Michael Youch
|  | GE MEDICAL SYSTEMS | GE MEDICAL SYSTEMS TRAM 451N |  | SBB07013752GA | INTENSIVE CARE UNIT |  |  |  | 04/18/2007 |  |  |  |  | NO | NO |  |  |  |  | GE MEDICAL SYSTEMS 10366370 SBB07013752GA |  |  | Active |  | 99:99:99:99:99:99 |  | Equipment | PAAR:00-PVAR | 11/02/2019 |  | COOPER UNIVERSITY HOSPITAL |  |  | CONFERENCE ROOM |  | CAROLYN RUMELL
|  | GE MEDICAL SYSTEMS | GE MEDICAL SYSTEMS TRAM 451N |  | SBB06513440GA | TRAUMA ICU |  |  |  | 04/18/2007 |  |  |  |  | NO | NO |  |  |  |  | GE MEDICAL SYSTEMS 10364857 SBB06513440GA |  |  | Active |  | 99:99:99:99:99:99 |  | Equipment | PAAR:00-PVAR | 11/02/2019 |  | COOPER UNIVERSITY HOSPITAL |  |  | BED 4 | 0011203425 | Diane Floyd | Repair | Closed | Richard Jolly | 02/14/2017 | 02/14/2017 | PULSE OX - CABLE DEFECTIVE, REMAINS FLAT ON MONITOR - TICU DIRTY UTILITY RM | 2/14/2017 3:38:06 PM RCJOLLY (RCJOLLY 2/14/2017 10:00 AM) EXCHABGE CABLE 2/14/2017 3:39:15 PM RCJOLLY (RCJOLLY 2/14/2017 10:00 AM) FINISHED TEST | 249E961C-9970-4264-B28D-980F3CB81FDF | Labor | 02/14/2017 | 02/14/2017 | Richard Jolly
|  | GE MEDICAL SYSTEMS | GE MEDICAL SYSTEMS TRAM 451N |  | SBB07023866GA | INTENSIVE CARE UNIT |  |  |  | 04/18/2007 |  |  |  |  | NO | NO |  |  |  |  | GE MEDICAL SYSTEMS 10364851 SBB07023866GA |  |  | Disposition |  |  |  | Equipment | PAAR:00-PVAR | 11/02/2019 |  | COOPER UNIVERSITY HOSPITAL |  |  | bed 3 |  | CAROLYN RUMELL
|  | GE MEDICAL SYSTEMS | GE MEDICAL SYSTEMS TRAM 451N |  | G4T11625G | PEDIATRIC INTENSIVE CARE UNIT |  |  |  | 05/11/2005 |  |  |  |  | NO | NO |  |  |  |  | GE MEDICAL SYSTEMS 10360433 G4T11625G |  |  | Active |  | 99:99:99:99:99:99 |  | Equipment | PAAR:00-PVAR | 11/01/2019 |  | COOPER UNIVERSITY HOSPITAL |  |  | PICU/ RM 6 | WOT00000000525194 | Susan Cannon | Disposition | Closed | Gene Amodei | 02/08/2018 | 05/22/2019 | Bulk Disposition CNL
|  | GE MEDICAL SYSTEMS | GE MEDICAL SYSTEMS TRAM 451N |  | SBB08367304GA | INTENSIVE CARE UNIT |  |  |  | 11/03/2008 |  |  |  |  | NO | NO |  |  |  |  | GE MEDICAL SYSTEMS 10357250 SBB08367304GA |  |  | Active |  | 99:99:99:99:99:99 |  | Equipment | PAAR:00-PVAR | 11/02/2019 |  | COOPER UNIVERSITY HOSPITAL |  |  | ICU |  | CAROLYN RUMELL
|  | GE MEDICAL SYSTEMS | GE MEDICAL SYSTEMS TRAM 451N |  | SBB06513446GA | TSDU - KELEMEN S7 |  |  |  | 04/30/2007 |  |  |  |  | NO | NO |  |  |  |  | GE MEDICAL SYSTEMS 10357213 SBB06513446GA |  |  | Active |  | 99:99:99:99:99:99 |  | Equipment | PAAR:00-PVAR | 11/02/2019 |  | COOPER UNIVERSITY HOSPITAL |  |  | TICU | WOT00000000533968 | JEN VANDER HORN | Disposition | Closed | Richard Jolly | 02/08/2018 | 05/24/2019 | Bulk Disposition CNL
|  | GE MEDICAL SYSTEMS | GE MEDICAL SYSTEMS TRAM 451N |  | SBB06513406GA | CCU - CORONARY CARE UNIT |  |  |  | 04/30/2007 |  |  |  |  | NO | NO |  |  |  |  | GE MEDICAL SYSTEMS 10357199 SBB06513406GA |  |  | Active |  | 99:99:99:99:99:99 |  | Equipment | PAAR:00-PVAR | 11/01/2019 |  | COOPER UNIVERSITY HOSPITAL |  |  | ICU bed 12 | WOT00000002203827 | CAROLYN RUMELL | Disposition | Closed | Richard Jolly | 02/14/2019 | 05/19/2019 | Bulk Disposition CNL
|  | GE MEDICAL SYSTEMS | GE MEDICAL SYSTEMS TRAM 451N |  | SBB07023832GA | BIOMEDICAL |  |  |  | 04/18/2007 |  |  |  |  | NO | NO |  |  |  |  | GE MEDICAL SYSTEMS 10357126 SBB07023832GA |  |  | Disposition |  | 99:99:99:99:99:99 |  | Equipment | PAAR:00-PVAR | 11/02/2019 |  | COOPER UNIVERSITY HOSPITAL |  |  | TICU | 0011616130 | Bonnie Aichroch | Repair | Closed | Michael Youch | 05/05/2017 | 05/05/2017 | TRAM - NOT WORKING AT ALL, NO SIGNAL - ICU COUNTER | 5/5/2017 3:18:51 PM MDYOUCH (RCJOLLY 5/5/2017 3:00 PM) UNIT WAS NOT THERE AND NO ONE KNEW WHAT BED IT WAS AT. | 4FB8877E-DA63-4D67-9680-FE24C4947674 | Labor | 05/05/2017 | 05/05/2017 | Richard Jolly
|  | GE MEDICAL SYSTEMS | GE MEDICAL SYSTEMS TRAM 451N |  | A4519037GR | PAVILION PACU |  |  |  | 04/24/2007 |  |  |  |  | NO | NO |  |  |  |  | GE MEDICAL SYSTEMS 10356207 A4519037GR |  |  | Disposition |  | 99:99:99:99:99:99 |  | Equipment | PAAR:00-PVAR | 11/02/2019 |  | COOPER UNIVERSITY HOSPITAL |  |  | Biomed | WOT00000000520981 | FRANK OBRIEN | Disposition | Closed | Richard Jolly | 02/08/2018 | 05/14/2019 | Bulk Disposition CNL
|  | GE MEDICAL SYSTEMS | GE MEDICAL SYSTEMS TRAM 451N |  | SBB07023825GA | CCU - CORONARY CARE UNIT |  |  |  | 04/24/2007 |  |  |  |  | NO | NO |  |  |  |  | GE MEDICAL SYSTEMS 10355720 SBB07023825GA |  |  | Active |  | 99:99:99:99:99:99 |  | Equipment | PAAR:00-PVAR | 11/02/2019 |  | COOPER UNIVERSITY HOSPITAL |  |  | CCU-8 | WOT00000000533990 | CAROLYN RUMELL | Disposition | Closed | Richard Jolly | 02/08/2018 | 05/15/2019 | Bulk Disposition CNL
|  | GE MEDICAL SYSTEMS | GE MEDICAL SYSTEMS TRAM 451N |  | SBB07023858GA | TSDU - KELEMEN S7 |  |  |  | 04/30/2007 |  |  |  |  | NO | NO |  |  |  |  | GE MEDICAL SYSTEMS 10355635 SBB07023858GA |  |  | Active |  | 99:99:99:99:99:99 |  | Equipment | PAAR:00-PVAR | 11/02/2019 |  | COOPER UNIVERSITY HOSPITAL |  |  | TSDU-BED 5 |  | JEN VANDER HORN
|  | GE MEDICAL SYSTEMS | GE MEDICAL SYSTEMS TRAM 451N |  | SBB07023829GA | INTENSIVE CARE UNIT |  |  |  | 04/18/2007 |  |  |  |  | NO | NO |  |  |  |  | GE MEDICAL SYSTEMS 10349414 SBB07023829GA |  |  | Active |  | 99:99:99:99:99:99 |  | Equipment | PAAR:00-PVAR | 10/31/2019 |  | COOPER UNIVERSITY HOSPITAL |  |  | BED 14 |  | CAROLYN RUMELL
|  | GE MEDICAL SYSTEMS | GE MEDICAL SYSTEMS TRAM 451N |  | SBB07023895GA | TRAUMA ICU |  |  |  | 04/24/2007 |  |  |  |  | NO | NO |  |  |  |  | GE MEDICAL SYSTEMS 10349413 SBB07023895GA |  |  | Active |  | 99:99:99:99:99:99 |  | Equipment | PAAR:00-PVAR | 10/31/2019 |  | COOPER UNIVERSITY HOSPITAL |  |  | BED 5 |  | Diane Floyd
|  | GE MEDICAL SYSTEMS | GE MEDICAL SYSTEMS TRAM 451N |  | SBB07023838GA | INTENSIVE CARE UNIT |  |  |  | 04/18/2007 |  |  |  |  | NO | NO |  |  |  |  | GE MEDICAL SYSTEMS 10349409 SBB07023838GA |  |  | Disposition |  | 99:99:99:99:99:99 |  | Equipment | PAAR:00-PVAR | 10/19/2019 |  | COOPER UNIVERSITY HOSPITAL |  |  | BED 23 |  | CAROLYN RUMELL
|  | GE MEDICAL SYSTEMS | GE MEDICAL SYSTEMS TRAM 451N |  | SBB07023820GA | INTENSIVE CARE UNIT |  |  |  | 04/18/2007 |  |  |  |  | NO | NO |  |  |  |  | GE MEDICAL SYSTEMS 10346492 SBB07023820GA |  |  | Active |  | 99:99:99:99:99:99 |  | Equipment | PAAR:00-PVAR | 11/02/2019 |  | COOPER UNIVERSITY HOSPITAL |  |  | TICU-BED12 | 0012658170 | CAROLYN RUMELL | Repair | Closed | Richard Jolly | 01/17/2018 | 01/17/2018 | PHYSIOLOGIC MONITOR MODULE - MAKING A NOISE WHEN PLUGGED IN, STOPPED WORKING- TRAUMA ADMITTING AREA DIRTY UTILITY RM | 1/17/2018 1:51:27 PM RCJOLLY (RCJOLLY 1/17/2018 10:00 AM) COULD NOT FIND ANY ISSUE AFTER TESTING TRAM | 453D1696-B253-4CB2-8351-A0DB4E5B2E75 | Labor | 01/17/2018 | 01/17/2018 | Richard Jolly
|  | GE MEDICAL SYSTEMS | GE MEDICAL SYSTEMS TRAM 451N |  | G4T11597G | PEDIATRIC INTENSIVE CARE UNIT |  |  |  | 05/11/2005 |  |  |  |  | NO | NO |  |  |  |  | GE MEDICAL SYSTEMS 10345186 G4T11597G |  |  | Active |  | 99:99:99:99:99:99 |  | Equipment | PAAR:00-PVAR | 11/02/2019 |  | COOPER UNIVERSITY HOSPITAL |  |  | PICU/ RM 6 | WOT00000000525190 | Susan Cannon | Disposition | Closed | Gene Amodei | 02/08/2018 | 05/14/2019 | Bulk Disposition CNL
|  | GE MEDICAL SYSTEMS | GE MEDICAL SYSTEMS TRAM-RAC 4A |  | RST05419053GA | CARDIAC CATH LAB |  |  |  | 03/16/2006 |  |  |  |  | NO | NO |  |  |  |  | GE MEDICAL SYSTEMS 10369204 RST05419053GA |  |  | Disposition |  |  |  | Equipment | PAAR:00-PVAR | 11/02/2019 |  | COOPER UNIVERSITY HOSPITAL |  |  | EP Lab 1 |  | LINDA BEAN
|  | GE MEDICAL SYSTEMS | GE MEDICAL SYSTEMS TRAM-RAC 4A |  | RST05084926GA | CARDIAC CATH LAB |  |  |  | 09/05/2006 |  |  |  |  | NO | NO |  |  |  |  | GE MEDICAL SYSTEMS 10368386 RST05084926GA |  |  | Disposition |  | 99:99:99:99:99:99 |  | Equipment | PAAR:00-PVAR | 11/02/2019 |  | COOPER UNIVERSITY HOSPITAL |  |  | Disposition | WOT00000002893990 | LINDA BEAN | Disposition | Closed | Stephen Zubrzycki | 06/13/2019 | 06/13/2019 | Equipment Disposition | This unit was in storage for years and Mark Marotta asked if it could be removed. It was never upgraded as part of the Masimo project and is an old model that wouldn't house our current trams. Therefore this unit was disposed of. | EXP3148273 | Labor | 06/12/2019 | 06/12/2019 | Stephen Zubrzycki
|  | GE MEDICAL SYSTEMS | GE MEDICAL SYSTEMS TRAM-RAC 4A |  | RST0703998GA | INTENSIVE CARE UNIT |  |  |  | 04/18/2007 |  |  |  |  | NO | NO |  |  |  |  | GE MEDICAL SYSTEMS 10364852 RST0703998GA |  |  | Active |  | 99:99:99:99:99:99 |  | Equipment | PAAR:00-PVAR | 11/01/2019 |  | COOPER UNIVERSITY HOSPITAL |  |  | BED 24 | WOT00000000533408 | CAROLYN RUMELL | Disposition | Closed | Richard Jolly | 02/08/2018 | 05/16/2019 | Bulk Disposition CNL
|  | GE MEDICAL SYSTEMS | GE MEDICAL SYSTEMS TRAM-RAC 4A |  | RST04320755GA | PEDIATRIC INTENSIVE CARE UNIT |  |  |  | 05/04/2005 |  |  |  |  | NO | NO |  |  |  |  | GE MEDICAL SYSTEMS 10360435 RST04320755GA |  |  | Disposition |  | 99:99:99:99:99:99 |  | Equipment | PAAR:00-PVAR | 11/02/2019 |  | COOPER UNIVERSITY HOSPITAL |  |  | PICU/ RM 6 | WOT00000000533363 | Susan Cannon | Disposition | Closed | Gene Amodei | 02/08/2018 | 07/11/2019 | Bulk Disposition CNL
|  | GE MEDICAL SYSTEMS | GE MEDICAL SYSTEMS TRAM-RAC 4A |  | RST04320756GA | PEDIATRIC INTENSIVE CARE UNIT |  |  |  | 05/04/2005 |  |  |  |  | NO | NO |  |  |  |  | GE MEDICAL SYSTEMS 10360429 RST04320756GA |  |  | Disposition |  | 99:99:99:99:99:99 |  | Equipment | PAAR:00-PVAR | 11/02/2019 |  | COOPER UNIVERSITY HOSPITAL |  |  | PICU/RM5 |  | Susan Cannon
|  | GE MEDICAL SYSTEMS | GE MEDICAL SYSTEMS TRAM-RAC 4A |  | RST04310712GA | PEDIATRIC INTENSIVE CARE UNIT |  |  |  | 05/04/2005 |  |  |  |  | NO | NO |  |  |  |  | GE MEDICAL SYSTEMS 10360422 RST04310712GA |  |  | Disposition |  | 99:99:99:99:99:99 |  | Equipment | PAAR:00-PVAR | 11/02/2019 |  | COOPER UNIVERSITY HOSPITAL |  |  | PICU/ RM 4 |  | Susan Cannon
|  | GE MEDICAL SYSTEMS | GE MEDICAL SYSTEMS TRAM-RAC 4A |  | RST04320737GA | PEDIATRIC INTENSIVE CARE UNIT |  |  |  | 05/04/2005 |  |  |  |  | NO | NO |  |  |  |  | GE MEDICAL SYSTEMS 10360390 RST04320737GA |  |  | Disposition |  | 99:99:99:99:99:99 |  | Equipment | PAAR:00-PVAR | 11/02/2019 |  | COOPER UNIVERSITY HOSPITAL |  |  | PICU/ RM 1 | WOT00000000533362 | Susan Cannon | Disposition | Closed | Gene Amodei | 02/08/2018 | 07/11/2019 | Bulk Disposition CNL
|  | GE MEDICAL SYSTEMS | GE MEDICAL SYSTEMS TRAM-RAC 4A |  | RST08462729GA | INTENSIVE CARE UNIT |  |  |  | 01/15/2009 |  |  |  |  | NO | NO |  |  |  |  | GE MEDICAL SYSTEMS 10349449 RST08462729GA |  |  | Active |  | 99:99:99:99:99:99 |  | Equipment | PAAR:00-PVAR | 10/31/2019 |  | COOPER UNIVERSITY HOSPITAL |  |  | PAVILION BED 29 |  | CAROLYN RUMELL
|  | GE MEDICAL SYSTEMS | GE MEDICAL SYSTEMS TRAM-RAC 4A |  | RST07039892GA | TRAUMA ADMIT |  |  |  | 04/30/2007 |  |  |  |  | NO | NO |  |  |  |  | GE MEDICAL SYSTEMS 10349412 RST07039892GA |  |  | Active |  | 99:99:99:99:99:99 |  | Equipment | PAAR:00-PVAR | 10/31/2019 |  | COOPER UNIVERSITY HOSPITAL |  |  | BED 2 - TRAUMA ADMIT |  | Diane Floyd
|  | GE MEDICAL SYSTEMS | GE MEDICAL SYSTEMS TRANSPORT PRO |  | SCS09454276GA | TRAUMA ADMIT |  |  |  | 02/21/2019 |  |  |  |  | NO | NO |  |  |  |  | GE MEDICAL SYSTEMS 11187549 SCS09454276GA |  |  | Active |  | 99:99:99:99:99:99 |  | Alarm | 1Y:00-MFG | 02/21/2019 | 02/21/2019 | COOPER UNIVERSITY HOSPITAL |  |  | TAA3 |  | Diane Floyd |  |  |  | 02/21/2019 | 02/21/2019 |  |  |  |  | 02/21/2019 | 02/21/2019
|  | GE MEDICAL SYSTEMS | GE MEDICAL SYSTEMS TRANSPORT PRO |  | SCS07040771GA | INTENSIVE CARE UNIT |  |  |  | 04/24/2007 |  |  |  |  | NO | NO |  |  |  |  | GE MEDICAL SYSTEMS 10367653 SCS07040771GA |  |  | Active |  | 99:99:99:99:99:99 |  | Alarm | 1Y:00-MFG | 06/25/2019 | 06/01/2020 | COOPER UNIVERSITY HOSPITAL |  |  | STORAGE ROOM P470 |  | CAROLYN RUMELL
|  | GE MEDICAL SYSTEMS | GE MEDICAL SYSTEMS TRANSPORT PRO |  | AAC04351017GA | PEDIATRIC INTENSIVE CARE UNIT |  |  |  | 03/05/2005 |  |  |  |  | NO | NO |  |  |  |  | GE MEDICAL SYSTEMS 10360440 AAC04351017GA |  |  | Disposition |  |  |  | Alarm | 1Y:00-MFG | 03/10/2017 | 03/01/2020 | COOPER UNIVERSITY HOSPITAL |  |  | PICU |  | Susan Cannon
|  | GE MEDICAL SYSTEMS | GE MEDICAL SYSTEMS TUFFSAT |  | FCB14440065SA | AUDUBON URGENT CARE |  |  |  | 06/10/2015 |  |  |  |  | NO | NO |  |  |  |  | GE MEDICAL SYSTEMS 10769369 FCB14440065SA |  |  | Active |  | 99:99:99:99:99:99 |  | Alarm | PAAR:00-PVAR | 10/31/2019 |  | COOPER AMBULATORY OFF-SITES |  |  |  | 0011983311 | MELISSA PORTOBANCO | Preventative Maintenance | Closed | Bonnie Aichroth | 07/27/2017 | 07/27/2017 | PERFORMANCE ASSURANCE AT INVENTORY | INVENTORIED DEVICE AND ENSURED DEVICE WAS FUNCTIONING PROPERLY. | E67BFA08-4CB4-4092-ACEE-503664543F97 | Labor | 02/23/2017 | 02/23/2017 | Kirk Lis
|  | GE MEDICAL SYSTEMS | GE MEDICAL SYSTEMS TUFFSAT |  | FCB12030184SA | MOORESTOWN-FAMILY MEDICINE |  |  |  | 07/05/2012 |  |  |  |  | NO | NO |  |  |  |  | GE MEDICAL SYSTEMS 10366201 FCB12030184SA |  |  | Active |  | 99:99:99:99:99:99 |  | Alarm | PAAR:00-PVAR | 11/02/2019 |  | COOPER AMBULATORY OFF-SITES |  |  | exam 3 | 0011788329 | LYNNE DEJOSEPH | Repair | Closed | Kirk Lis | 06/23/2017 | 07/06/2017 | PULSE OX MACHINE - NOT GETTING A READING FROM THE PATIENT - OFFICE NEXT TO THE VACCINE FRIDGE | 6/23/2017 2:53:46 PM KALIS (KALIS 6/23/2017 12:00 AM) CONTACTED END USER AND ASKED HER TO SEND UNIT VIA COURRIER TO BIOMED ATTN KIRK (KALIS 6/23/2017 12:00 AM) DOCUMENTATION 6/26/2017 10:17:43 AM KALIS (KALIS 6/26/2017 12:00 AM) PERFORMED TROUBLESHOOTING BAD PROBE. RESEARCHED PROBE AVAILABILITY. NEED TO GET SITES COST CENTER # TO ORDER PROBE FOR THEM. 6/30/2017 4:16:02 PM KALIS (KALIS 6/30/2017 12:00 AM) RESEARCHED PART # SENT INFO TO BONNIE. SHE IS ORDERING SENSOR AND CHARGING DEPT. 7/3/2017 3:03:19 PM KALIS (KALIS 7/3/2017 12:00 AM) INSTALLED NEW FINGER SENSOR 7/6/2017 9:37:58 AM KALIS (KALIS 7/5/2017 12:00 AM) TRAVEL TIME (KALIS 7/5/2017 12:00 AM) RETURNED UNIT TO SERVICE | CA4094F9-587D-4A29-87D3-030CA1F6D8B9 | Labor | 06/23/2017 | 06/23/2017 | Kirk Lis
|  | GE MEDICAL SYSTEMS | GE MEDICAL SYSTEMS TUFFSAT |  | FCB11190381SA | 127 CHURCH - SURGERY |  |  |  | 01/01/1900 |  |  |  |  | NO | NO |  |  |  |  | GE MEDICAL SYSTEMS 10365959 FCB11190381SA |  |  | Active |  | 99:99:99:99:99:99 |  | Alarm | PAAR:00-PVAR | 11/02/2019 |  | COOPER AMBULATORY OFF-SITES |  |  | NURSES STATION |  | Carmen Rivera
|  | GE MEDICAL SYSTEMS | GE MEDICAL SYSTEMS TUFFSAT |  | FCB13290076SA | BRACE ROAD-MEDICINE |  |  |  | 08/21/2013 |  |  |  |  | NO | NO |  |  |  |  | GE MEDICAL SYSTEMS 10365880 FCB13290076SA |  |  | Active |  | 99:99:99:99:99:99 |  | Alarm | PAAR:00-PVAR | 11/02/2019 |  | COOPER AMBULATORY OFF-SITES |  |  | INTERNAL MEDICINE HALLWAY |  | Cheryl Peck
|  | GE MEDICAL SYSTEMS | GE MEDICAL SYSTEMS TUFFSAT |  | FCB12030183SA | HADDON HEIGHTS-FAMILY MEDICINE |  |  |  | 01/01/1900 |  |  |  |  | NO | NO |  |  |  |  | GE MEDICAL SYSTEMS 10365794 FCB12030183SA |  |  | Active |  | 99:99:99:99:99:99 |  | Alarm | PAAR:00-PVAR | 11/02/2019 |  | COOPER AMBULATORY OFF-SITES |  |  | NURSES STATION |  | KELLIE STOUT
|  | GE MEDICAL SYSTEMS | GE MEDICAL SYSTEMS TUFFSAT |  | Not Known | HADDON HEIGHTS-FAMILY MEDICINE |  |  |  | 01/01/1900 |  |  |  |  | NO | NO |  |  |  |  | GE MEDICAL SYSTEMS 10365796 Not Known |  |  | Active |  | 99:99:99:99:99:99 |  | Alarm | PAAR:00-PVAR | 11/02/2019 |  | COOPER AMBULATORY OFF-SITES |  |  | NURSES STATION |  | KELLIE STOUT
|  | GE MEDICAL SYSTEMS | GE MEDICAL SYSTEMS TUFFSAT |  | FCB14440006SA | CINNAMINSON URGENT CARE |  |  |  | 01/01/1900 |  |  |  |  | NO | NO |  |  |  |  | GE MEDICAL SYSTEMS 10365779 FCB14440006SA |  |  | Active |  | 99:99:99:99:99:99 |  | Alarm | PAAR:00-PVAR | 11/02/2019 |  | COOPER AMBULATORY OFF-SITES |  |  | NURSES STATION |  | MELISSA PORTOBANCO
|  | GE MEDICAL SYSTEMS | GE MEDICAL SYSTEMS TUFFSAT |  | FCB14460044SA | COOPER PHYSICIANS-AUDUBON |  |  |  | 10/31/2019 |  |  |  |  | NO | NO |  |  |  |  | GE MEDICAL SYSTEMS 30149675 FCB14460044SA |  |  | Active |  | 99:99:99:99:99:99 |  | Alarm | PAAR:00-PVAR | 10/31/2019 | 10/31/2019 | COOPER AMBULATORY OFF-SITES |  |  | HALLWAY |  | MICHELLE JOHNSON |  |  |  | 10/31/2019 | 10/31/2019 |  |  |  |  | 10/31/2019 | 10/31/2019
|  | GE MEDICAL SYSTEMS | GE MEDICAL SYSTEMS TUFFSAT |  | FCB14330083SA | VOORHEES SURGERY CENTER-PULMONARY |  |  |  | 11/01/2019 |  |  |  |  | NO | NO |  |  |  |  | GE MEDICAL SYSTEMS 30144746 FCB14330083SA |  |  | Active |  | 99:99:99:99:99:99 |  | Alarm | PAAR:00-PVAR | 11/01/2019 | 11/01/2019 | COOPER AMBULATORY OFF-SITES |  |  | K214 SUPPLY CLOSET |  | SUSAN PINE |  |  |  | 11/01/2019 | 11/01/2019 |  |  |  |  | 11/01/2019 | 11/01/2019
|  | GE MEDICAL SYSTEMS | GE MEDICAL SYSTEMS TUFFSAT |  | FCB071303565A | BRACHFIELD MEDICAL ASSOCIATES-MEDICINE |  |  |  | 11/02/2019 |  |  |  |  | NO | NO |  |  |  |  | GE MEDICAL SYSTEMS 30144742 FCB071303565A |  |  | Active |  | 99:99:99:99:99:99 |  | Alarm | PAAR:00-PVAR | 11/02/2019 | 11/02/2019 | COOPER AMBULATORY OFF-SITES |  |  | MOVES |  | CATHY CRAWFORD |  |  |  | 11/02/2019 | 11/02/2019 |  |  |  |  | 11/02/2019 | 11/02/2019
|  | GE MEDICAL SYSTEMS | GE MEDICAL SYSTEMS TUFFSAT |  | PCB14230014SA | BRACHFIELD MEDICAL ASSOCIATES-MEDICINE |  |  |  | 11/02/2019 |  |  |  |  | NO | NO |  |  |  |  | GE MEDICAL SYSTEMS 30144739 PCB14230014SA |  |  | Active |  | 99:99:99:99:99:99 |  | Alarm | PAAR:00-PVAR | 11/02/2019 | 11/02/2019 | COOPER AMBULATORY OFF-SITES |  |  | MOVES |  | CATHY CRAWFORD |  |  |  | 11/02/2019 | 11/02/2019 |  |  |  |  | 11/02/2019 | 11/02/2019
|  | GE MEDICAL SYSTEMS | GE MEDICAL SYSTEMS TUFFSAT |  | FCB05340034SA | WILLINGBORO COOPER UNIVERSITY PHYSICIANS |  |  |  | 11/02/2019 |  |  |  |  | NO | NO |  |  |  |  | GE MEDICAL SYSTEMS 30144703 FCB05340034SA |  |  | Active |  | 99:99:99:99:99:99 |  | Alarm | PAAR:00-PVAR | 11/02/2019 | 11/02/2019 | COOPER AMBULATORY OFF-SITES |  |  | INTERNAL MEDICINE NURSE STAT |  | PATTY LEWIS |  |  |  | 11/02/2019 | 11/02/2019 |  |  |  |  | 11/02/2019 | 11/02/2019
|  | GE MEDICAL SYSTEMS | GE MEDICAL SYSTEMS TUFFSAT |  | FCB14100085SA | WILLINGBORO COOPER UNIVERSITY PHYSICIANS |  |  |  | 11/02/2019 |  |  |  |  | NO | NO |  |  |  |  | GE MEDICAL SYSTEMS 30144699 FCB14100085SA |  |  | Active |  | 99:99:99:99:99:99 |  | Alarm | PAAR:00-PVAR | 11/02/2019 | 11/02/2019 | COOPER AMBULATORY OFF-SITES |  |  | INT MED NURSE STAT 138 |  | PATTY LEWIS |  |  |  | 11/02/2019 | 11/02/2019 |  |  |  |  | 11/02/2019 | 11/02/2019
|  | GE MEDICAL SYSTEMS | GE MEDICAL SYSTEMS TUFFSAT |  | FCB06050156SA | BRACHFIELD MEDICAL ASSOCIATES-MEDICINE |  |  |  | 11/02/2019 |  |  |  |  | NO | NO |  |  |  |  | GE MEDICAL SYSTEMS 30144693 FCB06050156SA |  |  | Active |  | 99:99:99:99:99:99 |  | Alarm | PAAR:00-PVAR | 11/02/2019 | 11/02/2019 | COOPER AMBULATORY OFF-SITES |  |  | MOVES | 0011926661 | CATHY CRAWFORD | Repair | Closed | Stephen Zubrzycki | 11/02/2019 | 11/02/2019 | PULSE OX - PROBE ISSUE - 218 A SUNSET RD | 7/25/2017 4:11:47 PM SJZUBRZYCKI (SJZUBRZYCKI 7/25/2017 12:00 AM) ANALYZED UNIT. PROBE IS BAD. GETTING COST CENTER FOR DEPT TO ORDER REPLACEMENT PROBE. 7/26/2017 3:09:27 PM SJZUBRZYCKI (SJZUBRZYCKI 7/26/2017 12:00 AM) CONTACTED BY JUSTINE. THEY WILL BE ORDERING THE PROBE. CLOSING OUT WO | 0CB3BC7F-75B4-4E2D-A355-EDDE31FA975D | Labor | 11/02/2019 | 11/02/2019 | Stephen Zubrzycki
|  | GE MEDICAL SYSTEMS | GE MEDICAL SYSTEMS TUFFSAT |  | FCB07120595SA | BRACHFIELD MEDICAL ASSOCIATES-MEDICINE |  |  |  | 11/02/2019 |  |  |  |  | NO | NO |  |  |  |  | GE MEDICAL SYSTEMS 30144685 FCB07120595SA |  |  | Active |  | 99:99:99:99:99:99 |  | Alarm | PAAR:00-PVAR | 11/02/2019 | 11/02/2019 | COOPER AMBULATORY OFF-SITES |  |  | A Nurses Station |  | CATHY CRAWFORD |  |  |  | 11/02/2019 | 11/02/2019 |  |  |  |  | 11/02/2019 | 11/02/2019
|  | GE MEDICAL SYSTEMS | GE MEDICAL SYSTEMS TUFFSAT |  | FCB13060774SA | THOROFARE-INTERNAL MEDICINE |  |  |  | 11/02/2019 |  |  |  |  | NO | NO |  |  |  |  | GE MEDICAL SYSTEMS 30144673 FCB13060774SA |  |  | Active |  | 99:99:99:99:99:99 |  | Alarm | PAAR:00-PVAR | 11/02/2019 | 11/02/2019 | COOPER AMBULATORY OFF-SITES |  |  | DISPOSITION |  | Cheryl Peck |  |  |  | 11/02/2019 | 11/02/2019 |  |  |  |  | 11/02/2019 | 11/02/2019
|  | GE MEDICAL SYSTEMS | GE MEDICAL SYSTEMS TUFFSAT |  | FCB14130460SA | GLOUCESTER-MEDICINE |  |  |  | 11/02/2019 |  |  |  |  | NO | NO |  |  |  |  | GE MEDICAL SYSTEMS 30144665 FCB14130460SA |  |  | Active |  | 99:99:99:99:99:99 |  | Alarm | PAAR:00-PVAR | 11/02/2019 | 11/02/2019 | COOPER AMBULATORY OFF-SITES |  |  | 430 S BROADWAY - MOVES | 0011330154 | KELLIE STOUT | Service Request | Closed | Kirk Lis | 11/02/2019 | 11/02/2019 | PULSE OX METER - BACK DOOR IS BROKEN - 430 S BROADWAY | 3/10/2017 10:44:25 AM KALIS (KALIS 3/9/2017 12:00 AM) UNIT HAS BROKEN BATTERY DOOR. INSERVICED STAFF ON CALLING IN A WORK ORDER (KALIS 3/10/2017 12:00 AM) TRAVEL TIME 3/10/2017 3:13:16 PM KALIS (KALIS 3/10/2017 12:00 AM) RESEARCHED PART IN MEDI MIZER PARTS. CONTACT GE FOR PART. UNIT NO LONGER SUPPORTED 0. PARTS NO LONGER AVAILABLE. CONTACT HUB MANAGER KELLIE STOUT ON FINDINGS | 47B8083A-26B9-41C3-8B8C-35DDE1DD7832 | Labor | 11/02/2019 | 11/02/2019 | Kirk Lis
|  | GE MEDICAL SYSTEMS | GE MEDICAL SYSTEMS TUFFSAT |  | FCB12030188SA | FAMILY MEDICAL SEWELL |  |  |  | 11/02/2019 |  |  |  |  | NO | NO |  |  |  |  | GE MEDICAL SYSTEMS 30144669 FCB12030188SA |  |  | Active |  | 99:99:99:99:99:99 |  | Alarm | PAAR:00-PVAR | 11/02/2019 | 11/02/2019 | COOPER AMBULATORY OFF-SITES |  |  | SUPPLY CLOSET |  | MARIANNE SHIEPAN |  |  |  | 11/02/2019 | 11/02/2019 |  |  |  |  | 11/02/2019 | 11/02/2019
|  | GE MEDICAL SYSTEMS | GE MEDICAL SYSTEMS TUFFSAT |  | FCB12030186SA | LINCOLN DRIVE-FAMILY MEDICINE |  |  |  | 01/01/1900 |  |  |  |  | NO | NO |  |  |  |  | GE MEDICAL SYSTEMS 10346740 FCB12030186SA |  |  | Active |  | 99:99:99:99:99:99 |  | Alarm | PAAR:00-PVAR | 11/02/2019 |  | COOPER AMBULATORY OFF-SITES |  |  | exam 3 |  | SCOTT GROFF
|  | GE MEDICAL SYSTEMS | GE MEDICAL SYSTEMS TUFFSAT |  | FC12330023SA | CHERRY HILL URGENT CARE |  |  |  | 10/16/2012 |  |  |  |  | NO | NO |  |  |  |  | GE MEDICAL SYSTEMS 10346168 FC12330023SA |  |  | Disposition |  |  |  | Alarm | PAAR:00-PVAR | 11/02/2019 |  | COOPER AMBULATORY OFF-SITES |  |  | NURSES STATION | 0011362886 | MELISSA PORTOBANCO | Repair | Closed | Kirk Lis | 03/21/2017 | 03/22/2017 | PULSE OX - BATTERY COVER BROKEN - CHERRY HILL URGENT CARE NURSE STATION | 3/22/2017 8:30:11 AM KALIS (KALIS 3/21/2017 12:00 AM) WENT TO SITE WAS TOLD PULSE OX IS LOCATED AT AUDOBON SITE. (KALIS 3/22/2017 12:00 AM) CONFERRED WITH MELLISSA ON EQUIPMENT. UNIT WAS AT CHERRY HILL LOCATION!! GE NO LONGER SELLS PARTS FOR THE TUFF SAT PULSE OX. BATTERY DOOR IS NO LONGER AVAILABLE. SUGESTED SHE BUY A NEW PULSE OX. 3/22/2017 8:30:26 AM KALIS This device has been removed from an active status with the RSQ Database, and physically removed from the facility. Device retired on 3/22/2017; Authorized By: YES; Nature of Retirement: OTHER - PARTS NO LONGER AVAILABLE; Days In Service: 657 | 48FCDFBC-238D-462F-B91C-6E5EB04A293A | Labor | 03/21/2017 | 03/21/2017 | Kirk Lis
|  | GE MEDICAL SYSTEMS | GE MEDICAL SYSTEMS TUFFSAT |  | FCB144400005SA | COOPER CARE NOW-SHOPRITE CLINIC |  |  |  | 11/14/2014 |  |  |  |  | NO | NO |  |  |  |  | GE MEDICAL SYSTEMS 10346099 FCB144400005SA |  |  | Active |  | 99:99:99:99:99:99 |  | Alarm | PAAR:00-PVAR | 11/02/2019 |  | COOPER AMBULATORY OFF-SITES |  |  | 307 W. ROUTE 70 Marlton NJ |  | DR. BRAD BENDESKY
|  | GE MEDICAL SYSTEMS | GE MEDICAL SYSTEMS TUFFSAT |  | FCB14130099SA | VOORHEES PEDIATRICS |  |  |  | 04/29/2014 |  |  |  |  | NO | NO |  |  |  |  | GE MEDICAL SYSTEMS 10345338 FCB14130099SA |  |  | Active |  | 99:99:99:99:99:99 |  | Alarm | PAAR:00-PVAR | 11/02/2019 |  | COOPER AMBULATORY OFF-SITES |  |  | B6 |  | MAUREEN OBRIEN
|  | GE MEDICAL SYSTEMS | GE MEDICAL SYSTEMS TUFFSAT |  | FCB14170067SA | 6017 MAIN ST-BARIATRIC |  |  |  | 01/01/1900 |  |  |  |  | NO | NO |  |  |  |  | GE MEDICAL SYSTEMS 10345290 FCB14170067SA |  |  | Active |  | 99:99:99:99:99:99 |  | Alarm | PAAR:00-PVAR | 11/02/2019 |  | COOPER AMBULATORY OFF-SITES |  |  | NURSES STATION | 0012599677 | CHRISTINE CASTAGNA | Repair | Closed | Kirk Lis | 01/03/2018 | 01/08/2018 | PULSE OX - NEED NEW CORD - VOORHEES BARIACTRIC OFFICE | 1/8/2018 10:40:02 AM KALIS (KALIS 1/5/2018 12:00 AM) ANALYZED UNIT. GAVE NURSE INFO FOR ORDERING NEW FINGER PROBE. 1/8/2018 10:41:45 AM KALIS (KALIS 1/8/2018 12:00 AM) DOCUMENTATION | 73B541D5-95E7-4BC3-B6CF-B21647168EFA | Labor | 01/05/2018 | 01/05/2018 | Kirk Lis
|  | GE MEDICAL SYSTEMS | GE MEDICAL SYSTEMS TUFFSAT |  | FCB14170041sa | 6017 MAIN ST-BARIATRIC |  |  |  | 01/01/1900 |  |  |  |  | NO | NO |  |  |  |  | GE MEDICAL SYSTEMS 10345289 FCB14170041sa |  |  | Active |  | 99:99:99:99:99:99 |  | Alarm | PAAR:00-PVAR | 11/01/2019 |  | COOPER AMBULATORY OFF-SITES |  |  | NURSES STATION |  | CHRISTINE CASTAGNA
|  | GE MEDICAL SYSTEMS | GE MEDICAL SYSTEMS UNITY |  | SDF08351729GA | INTENSIVE CARE UNIT |  |  |  | 10/31/2019 |  |  |  |  | NO | NO |  |  |  |  | GE MEDICAL SYSTEMS 16765 SDF08351729GA |  |  | Active |  |  |  | Equipment | PAAR:00-PVAR | 10/31/2019 | 10/31/2019 | COOPER UNIVERSITY HOSPITAL |  |  | pavilion 4 icu |  | CAROLYN RUMELL |  |  |  | 10/31/2019 | 10/31/2019 |  |  |  |  | 10/31/2019 | 10/31/2019
|  | GE MEDICAL SYSTEMS | GE MEDICAL SYSTEMS UNITY NETWORK ID BOX |  | SMR16233834GA | ANESTHESIOLOGY |  |  |  | 06/10/2015 |  |  |  |  | NO | NO |  |  |  |  | GE MEDICAL SYSTEMS 10769325 SMR16233834GA |  |  | Active |  | 99:99:99:99:99:99 |  | Equipment | PAAR:00-PVAR | 10/31/2019 |  | COOPER UNIVERSITY HOSPITAL |  |  | OPERATING ROOM | 0011148086 | GIACINTA ROUPAS | Performance Verification | Closed | Bonnie Aichroth | 01/30/2017 | 01/30/2017 | INCOMING INVENTORY | DEVICE INVENTORIED | C5D01248-D6D8-42E8-A287-9CC2FACC6CEF | Labor | 01/30/2017 | 01/30/2017 | Bonnie Aichroth
|  | GE MEDICAL SYSTEMS | GE MEDICAL SYSTEMS UNITY NETWORK ID BOX |  | SMR16143485GA | ANESTHESIOLOGY |  |  |  | 01/25/2017 |  |  |  |  | NO | NO |  |  |  |  | GE MEDICAL SYSTEMS 10769299 SMR16143485GA |  |  | Active |  | 99:99:99:99:99:99 |  | Equipment | PAAR:00-PVAR | 10/31/2019 |  | COOPER UNIVERSITY HOSPITAL |  |  |  | 0011658416 | GIACINTA ROUPAS | Preventative Maintenance | Closed | Bonnie Aichroth | 05/23/2017 | 05/23/2017 | PERFORMANCE ASSURANCE AT INVENTORY | INVENTORIED DEVICE AND ENSURED DEVICE WAS FUNCTIONING PROPERLY. | 237054B8-97B2-4434-9552-325E074E00A8 | Labor | 01/25/2017 | 01/25/2017 | Salvatore Bombara
|  | GE MEDICAL SYSTEMS | GE MEDICAL SYSTEMS UNIVERSAL BEAM ALIGNMENT |  | 24258-01 | BIOMEDICAL |  |  |  | 05/30/2019 |  |  |  |  | NO | NO |  |  |  |  | GE MEDICAL SYSTEMS 11222073 24258-01 |  |  | Active |  |  |  | Test Equipment | 1Y:00-MFG | 05/30/2019 | 05/30/2019 | COOPER UNIVERSITY HOSPITAL |  |  | Biomed Shop | WOT00000002754756 | Bonnie Aichroch | Performance Verification | Closed | Charles Santomero | 05/30/2019 | 05/30/2019 | Performance Verification for UNMATCHED 11222073 24258-01 | Initial Install of Performance Verification. Device is ready for patient use. |  |  | 05/30/2019 | 05/30/2019
|  | GE MEDICAL SYSTEMS | GE MEDICAL SYSTEMS USE1503A |  | DTI17120411 | ANESTHESIOLOGY |  |  |  | 02/23/2009 |  |  |  |  | NO | NO |  |  |  |  | GE MEDICAL SYSTEMS 10368323 DTI17120411 |  |  | Disposition |  |  |  | Accessory | PAAR:00-PVAR | 10/16/2019 |  | COOPER UNIVERSITY HOSPITAL |  |  | PAVILION OR P10 |  | GIACINTA ROUPAS
|  | GE MEDICAL SYSTEMS | GE MEDICAL SYSTEMS USE1503A |  | DT171120343 | OPERATING ROOM - PAVILION |  |  |  | 02/04/2009 |  |  |  |  | NO | NO |  |  |  |  | GE MEDICAL SYSTEMS 10367575 DT171120343 |  |  | Disposition |  |  |  | Accessory | PAAR:00-PVAR | 10/16/2019 |  | COOPER UNIVERSITY HOSPITAL |  |  | PO5 | 0011464782 | DOMINIC VENDETTA | Preventative Maintenance | Closed | Salvatore Bombara | 04/07/2017 | 04/11/2017 | Retire Device | 4/11/2017 11:20:02 AM SXBOMBARA (SXBOMBARA 4/11/2017 12:00 AM) UNIT HAS BEEN REPLACED. RETIRE UNIT. 4/11/2017 11:20 AM SXBOMBARA This device has been removed from an active status with the RSQ Database, and physically removed from the facility. Device retired on 4/11/2017; Authorized By: DATEX; Nature of Retirement: NO LONGER NEEDED; Days In Service: 676 | 1952E04F-0281-4610-B582-12912B59FA18 | Labor | 04/11/2017 | 04/11/2017 | Salvatore Bombara
|  | GE MEDICAL SYSTEMS | GE MEDICAL SYSTEMS USE1503A |  | DT117120507 | ANESTHESIOLOGY |  |  |  | 02/23/2009 |  |  |  |  | NO | NO |  |  |  |  | GE MEDICAL SYSTEMS 10367494 DT117120507 |  |  | Disposition |  |  |  | Accessory | PAAR:00-PVAR | 10/16/2019 |  | COOPER UNIVERSITY HOSPITAL |  |  | OR -K5 |  | GIACINTA ROUPAS
|  | GE MEDICAL SYSTEMS | GE MEDICAL SYSTEMS USE1503A |  | DT17120534 | OPERATING ROOM - PAVILION |  |  |  | 02/09/2009 |  |  |  |  | NO | NO |  |  |  |  | GE MEDICAL SYSTEMS 10367355 DT17120534 |  |  | Disposition |  |  |  | Accessory | 1Y:00-MFG | 04/11/2017 | 02/01/2020 | COOPER UNIVERSITY HOSPITAL |  |  | PO 8 |  | DOMINIC VENDETTA
|  | GE MEDICAL SYSTEMS | GE MEDICAL SYSTEMS USE1503A |  | DTI7120495 | ANESTHESIOLOGY |  |  |  | 02/23/2009 |  |  |  |  | NO | NO |  |  |  |  | GE MEDICAL SYSTEMS 10346653 DTI7120495 |  |  | Disposition |  |  |  | Accessory | PAAR:00-PVAR | 10/16/2019 |  | COOPER UNIVERSITY HOSPITAL |  |  | OR P01 |  | GIACINTA ROUPAS
|  | GE MEDICAL SYSTEMS | GE MEDICAL SYSTEMS USE1901A |  | DTG440D1142 | TRAUMA ICU |  |  |  | 04/24/2007 |  |  |  |  | NO | NO |  |  |  |  | GE MEDICAL SYSTEMS 10368627 DTG440D1142 |  |  | Disposition |  |  |  | Accessory | PAAR:00-PVAR | 11/02/2019 |  | COOPER UNIVERSITY HOSPITAL |  |  | TICU | 0011786059 | Diane Floyd | Repair | Closed | Richard Jolly | 06/22/2017 | 06/23/2017 | DISPLAY - REMOVING FROM SERVICE - TMX | 6/23/2017 1:38:44 PM RCJOLLY (RCJOLLY 6/23/2017 12:00 AM) REMOVED FROM SERVICE 6/23/2017 1:38:47 PM RCJOLLY This device has been removed from an active status with the RSQ Database, and physically removed from the facility. Device retired on 6/23/2017; Authorized By: YES; Nature of Retirement: BEYOND ECONOMICAL REPAIR; Days In Service: 749 | DB360ECD-9CAE-4056-BF63-CBFD9111AF8F | Labor | 06/23/2017 | 06/23/2017 | Richard Jolly
|  | GE MEDICAL SYSTEMS | GE MEDICAL SYSTEMS USE1901A |  | DTC440D1113 | TRAUMA ADMIT |  |  |  | 04/24/2007 |  |  |  |  | NO | NO |  |  |  |  | GE MEDICAL SYSTEMS 10368198 DTC440D1113 |  |  | Active |  | 99:99:99:99:99:99 |  | Accessory | PAAR:00-PVAR | 11/02/2019 |  | COOPER UNIVERSITY HOSPITAL |  |  | TAA3 | WOT00000000524088 | Diane Floyd | Disposition | Closed | Richard Jolly | 02/08/2018 | 05/14/2019 | Bulk Disposition CNL
|  | GE MEDICAL SYSTEMS | GE MEDICAL SYSTEMS USE1901A |  | DTG440D1163 | INTENSIVE CARE UNIT |  |  |  | 04/24/2007 |  |  |  |  | NO | NO |  |  |  |  | GE MEDICAL SYSTEMS 10365121 DTG440D1163 |  |  | Active |  | 99:99:99:99:99:99 |  | Accessory | PAAR:00-PVAR | 11/02/2019 |  | COOPER UNIVERSITY HOSPITAL |  |  | ICU |  | CAROLYN RUMELL
|  | GE MEDICAL SYSTEMS | GE MEDICAL SYSTEMS USE1901A |  | DTG440D1179 | INTENSIVE CARE UNIT |  |  |  | 04/24/2007 |  |  |  |  | NO | NO |  |  |  |  | GE MEDICAL SYSTEMS 10364952 DTG440D1179 |  |  | Disposition |  | 99:99:99:99:99:99 |  | Accessory | PAAR:00-PVAR | 11/02/2019 |  | COOPER UNIVERSITY HOSPITAL |  |  | PAVILION icu bed 8 |  | CAROLYN RUMELL
|  | GE MEDICAL SYSTEMS | GE MEDICAL SYSTEMS USE1901A |  | DT1250D0392 | PAVILION PACU |  |  |  | 11/03/2008 |  |  |  |  | NO | NO |  |  |  |  | GE MEDICAL SYSTEMS 10364926 DT1250D0392 |  |  | Active |  | 99:99:99:99:99:99 |  | Accessory | PAAR:00-PVAR | 11/02/2019 |  | COOPER UNIVERSITY HOSPITAL |  |  | PAVILION 3RD FLOOR |  | FRANK OBRIEN
|  | GE MEDICAL SYSTEMS | GE MEDICAL SYSTEMS USE1901A |  | DTH020D1387 | INTENSIVE CARE UNIT |  |  |  | 04/30/2007 |  |  |  |  | NO | NO |  |  |  |  | GE MEDICAL SYSTEMS 10364870 DTH020D1387 |  |  | Disposition |  |  |  | Accessory | PAAR:00-PVAR | 11/02/2019 |  | COOPER UNIVERSITY HOSPITAL |  |  | BED 21 |  | CAROLYN RUMELL
|  | GE MEDICAL SYSTEMS | GE MEDICAL SYSTEMS USE1901A |  | DTM41110934 | INTENSIVE CARE UNIT |  |  |  | 01/15/2009 |  |  |  |  | NO | NO |  |  |  |  | GE MEDICAL SYSTEMS 10361243 DTM41110934 |  |  | Active |  | 99:99:99:99:99:99 |  | Accessory | PAAR:00-PVAR | 11/02/2019 |  | COOPER UNIVERSITY HOSPITAL |  |  | ICU | WOT00000000524189 | CAROLYN RUMELL | Disposition | Closed | Richard Jolly | 02/08/2018 | 05/20/2019 | Bulk Disposition CNL
|  | GE MEDICAL SYSTEMS | GE MEDICAL SYSTEMS USE1901A |  | DTH020D1430 | TSDU - KELEMEN S7 |  |  |  | 04/30/2007 |  |  |  |  | NO | NO |  |  |  |  | GE MEDICAL SYSTEMS 10360361 DTH020D1430 |  |  | Disposition |  |  |  | Accessory | PAAR:00-PVAR | 11/02/2019 |  | COOPER UNIVERSITY HOSPITAL |  |  | TSDU-BED 1 |  | JEN VANDER HORN
|  | GE MEDICAL SYSTEMS | GE MEDICAL SYSTEMS USE1901A |  | DTG440D1175 | INTENSIVE CARE UNIT |  |  |  | 04/24/2007 |  |  |  |  | NO | NO |  |  |  |  | GE MEDICAL SYSTEMS 10357094 DTG440D1175 |  |  | Active |  | 99:99:99:99:99:99 |  | Accessory | PAAR:00-PVAR | 11/02/2019 |  | COOPER UNIVERSITY HOSPITAL |  |  | BED 22 | WOT00000000524116 | CAROLYN RUMELL | Disposition | Closed | Richard Jolly | 02/08/2018 | 05/13/2019 | Bulk Disposition CNL
|  | GE MEDICAL SYSTEMS | GE MEDICAL SYSTEMS USE1901A |  | DTG440D1171 | CCU - CORONARY CARE UNIT |  |  |  | 04/30/2007 |  |  |  |  | NO | NO |  |  |  |  | GE MEDICAL SYSTEMS 10355724 DTG440D1171 |  |  | Active |  | 99:99:99:99:99:99 |  | Accessory | PAAR:00-PVAR | 11/02/2019 |  | COOPER UNIVERSITY HOSPITAL |  |  | CCU-9 | 0011901709 | CAROLYN RUMELL | Repair | Closed | Richard Jolly | 07/14/2017 | 07/17/2017 | MONITOR - NOT PICKING UP VITAL - CCU BED 9 | 7/17/2017 3:35:12 PM RCJOLLY (RCJOLLY 7/17/2017 10:00 AM) ALL INFO WAS WORKING ON MONITOR AND NETWORK THIS WAS A EPIC ISSUE AND THEY NEEDED TO CALL IT | 0D98DBFE-AD7E-412D-9991-731547AC3BF3 | Labor | 07/17/2017 | 07/17/2017 | Richard Jolly
|  | GE MEDICAL SYSTEMS | GE MEDICAL SYSTEMS USE1901A |  | DTH020D1401 | CCU - CORONARY CARE UNIT |  |  |  | 04/30/2007 |  |  |  |  | NO | NO |  |  |  |  | GE MEDICAL SYSTEMS 10355719 DTH020D1401 |  |  | Disposition |  | 99:99:99:99:99:99 |  | Accessory | PAAR:00-PVAR | 11/02/2019 |  | COOPER UNIVERSITY HOSPITAL |  |  | CCU-8 | WOT00000000524131 | CAROLYN RUMELL | Disposition | Closed | Richard Jolly | 02/08/2018 | 05/13/2019 | Bulk Disposition CNL
|  | GE MEDICAL SYSTEMS | GE MEDICAL SYSTEMS USE1901A |  | DTG470D1305 | TSDU - KELEMEN S7 |  |  |  | 12/05/2007 |  |  |  |  | NO | NO |  |  |  |  | GE MEDICAL SYSTEMS 10355624 DTG470D1305 |  |  | Active |  | 99:99:99:99:99:99 |  | Accessory | PAAR:00-PVAR | 11/02/2019 |  | COOPER UNIVERSITY HOSPITAL |  |  | TSDU-BED04 | WOT00000000524128 | JEN VANDER HORN | Disposition | Closed | Richard Jolly | 02/08/2018 | 05/24/2019 | Bulk Disposition CNL
|  | GE MEDICAL SYSTEMS | GE MEDICAL SYSTEMS USE1901A |  | DTJ010D0015 | INTENSIVE CARE NURSERY |  |  |  | 07/31/2009 |  |  |  |  | NO | NO |  |  |  |  | GE MEDICAL SYSTEMS 10354896 DTJ010D0015 |  |  | Active |  | 99:99:99:99:99:99 |  | Accessory | PAAR:00-PVAR | 11/02/2019 |  | COOPER UNIVERSITY HOSPITAL |  |  | BUMBLEEBEE BED 2 |  | JOANNE FOX
|  | GE MEDICAL SYSTEMS | GE MEDICAL SYSTEMS USE1901A |  | DTG440D1090 | TRAUMA ICU |  |  |  | 04/30/2007 |  |  |  |  | NO | NO |  |  |  |  | GE MEDICAL SYSTEMS 10346458 DTG440D1090 |  |  | Active |  | 99:99:99:99:99:99 |  | Accessory | PAAR:00-PVAR | 11/02/2019 |  | COOPER UNIVERSITY HOSPITAL |  |  | TICU-BED09 | WOT00000000524099 | Diane Floyd | Disposition | Closed | Richard Jolly | 02/08/2018 | 05/17/2019 | Bulk Disposition CNL
|  | GE MEDICAL SYSTEMS | GE MEDICAL SYSTEMS USE1903A |  | DTM41110959 | CHIP - 9 PAVILION |  |  |  | 08/01/2014 |  |  |  |  | NO | NO |  |  |  |  | GE MEDICAL SYSTEMS 10356567 DTM41110959 |  |  | Active |  | 99:99:99:99:99:99 |  | Accessory | PAAR:00-PVAR | 11/02/2019 |  | COOPER UNIVERSITY HOSPITAL |  |  | NURSES' STATION 970 | WOT00000000547952 | KIM HUMMEL | Repair | Closed | Michael Youch | 02/15/2018 | 05/25/2018 | Has an error message "please contact Biomed due to external speaker unplugged, it is plugged in" | speaker cable was pulled out of rear connector. reinstalled and verified | EXP0135925 | Labor | 02/15/2018 | 02/15/2018 | Michael Youch
|  | GE MEDICAL SYSTEMS | GE MEDICAL SYSTEMS USE1903A |  | dtm411i0901 | CHIP - 9 PAVILION |  |  |  | 01/01/1900 |  |  |  |  | NO | NO |  |  |  |  | GE MEDICAL SYSTEMS 10356566 dtm411i0901 |  |  | Active |  | 99:99:99:99:99:99 |  | Accessory | PAAR:00-PVAR | 11/02/2019 |  | COOPER UNIVERSITY HOSPITAL |  |  | PAV 9 | WOT00000000557106 | KIM HUMMEL | Repair | Closed | Michael Youch | 02/22/2018 | 05/25/2018 | showing error | reconnected speaker plug and verified. | EXP0171364 | Labor | 02/22/2018 | 02/22/2018 | Michael Youch
|  | GE MEDICAL SYSTEMS | GE MEDICAL SYSTEMS USE1903A |  | DTJ220J0541 | MED/SURG 6 PAVILION |  |  |  | 05/26/2009 |  |  |  |  | NO | NO |  |  |  |  | GE MEDICAL SYSTEMS 10355296 DTJ220J0541 |  |  | Disposition |  | 99:99:99:99:99:99 |  | Accessory | PAAR:00-PVAR | 11/02/2019 |  | COOPER UNIVERSITY HOSPITAL |  |  | Pav 6 | WOT00000001329547 | BRIAN OSHAUGHNESSY | Repair | Closed | Michael Youch | 08/29/2018 | 11/06/2018 | Cannot see anything on screen, can hear it but screen is black | isolated to VGA cable, replaced cable from surplus, verified, and RTS. | EXP1307188 | Labor | 08/29/2018 | 08/29/2018 | Michael Youch
|  | GE MEDICAL SYSTEMS | GE MEDICAL SYSTEMS USE1911A |  | DTH020J0816 | CCU - CORONARY CARE UNIT |  |  |  | 04/30/2007 |  |  |  |  | NO | NO |  |  |  |  | GE MEDICAL SYSTEMS 10367270 DTH020J0816 |  |  | Active |  | 99:99:99:99:99:99 |  | Accessory | PAAR:00-PVAR | 11/02/2019 |  | COOPER UNIVERSITY HOSPITAL |  |  | ccu NURSE'S STATION | 0012294096 | CAROLYN RUMELL | Repair | Closed | Michael Youch | 10/13/2017 | 10/13/2017 | HEART MONITOR SYSTEM - CAN'T PUT NEW PATIENT IN, POINTER WORKS W/ MOUSE, CLICK NOTHING HAPPENS - CCU BACK NURSES STATION | 10/13/2017 9:32:11 AM MDYOUCH (MDYOUCH 10/13/2017 8:15 AM) REPLACED MOUSE FROM SALVAGE, VERIFIED, RTS. | 070928F5-C95A-4013-9542-2335A29C917E | Labor | 10/13/2017 | 10/13/2017 | Michael Youch
|  | GE MEDICAL SYSTEMS | GE MEDICAL SYSTEMS USE1911A |  | DTH020J0828 | INTENSIVE CARE UNIT |  |  |  | 04/30/2007 |  |  |  |  | NO | NO |  |  |  |  | GE MEDICAL SYSTEMS 10365128 DTH020J0828 |  |  | Active |  | 99:99:99:99:99:99 |  | Accessory | PAAR:00-PVAR | 11/02/2019 |  | COOPER UNIVERSITY HOSPITAL |  |  | pavilion 4 icu |  | CAROLYN RUMELL
|  | GE MEDICAL SYSTEMS | GE MEDICAL SYSTEMS USE1911A |  | DTU220J0711 | PEDIATRIC INTENSIVE CARE UNIT |  |  |  | 12/21/2009 |  |  |  |  | NO | NO |  |  |  |  | GE MEDICAL SYSTEMS 10360495 DTU220J0711 |  |  | Disposition |  | 99:99:99:99:99:99 |  | Accessory | PAAR:00-PVAR | 11/02/2019 |  | COOPER UNIVERSITY HOSPITAL |  |  | PICU NURSE STATION |  | Susan Cannon
|  | GE MEDICAL SYSTEMS | GE MEDICAL SYSTEMS USE1913A |  | DTM41110901 | CHIP - 9 PAVILION |  |  |  | 10/31/2019 |  |  |  |  | NO | NO |  |  |  |  | GE MEDICAL SYSTEMS 26221 DTM41110901 |  |  | Active |  | 99:99:99:99:99:99 |  | Accessory | PAAR:00-PVAR | 10/31/2019 | 10/31/2019 | COOPER UNIVERSITY HOSPITAL |  |  | NURSES' STATION 970 |  | KIM HUMMEL |  |  |  | 10/31/2019 | 10/31/2019 |  |  |  |  | 10/31/2019 | 10/31/2019
|  | GE MEDICAL SYSTEMS | GE MEDICAL SYSTEMS USE1913A |  | DTG520T0715 | KELEMEN 8 PCU |  |  |  | 05/01/2007 |  |  |  |  | NO | NO |  |  |  |  | GE MEDICAL SYSTEMS 10364985 DTG520T0715 |  |  | Active |  | 99:99:99:99:99:99 |  | Accessory | PAAR:00-PVAR | 11/01/2019 |  | COOPER UNIVERSITY HOSPITAL |  |  | MONITOR ROOM | WOT00000000524129 | BYRON WELLS | Disposition | Closed | Michael Youch | 02/08/2018 | 05/15/2019 | Bulk Disposition CNL
|  | GE MEDICAL SYSTEMS | GE MEDICAL SYSTEMS USE1913A |  | DT1310T0359 | INTENSIVE CARE UNIT |  |  |  | 01/12/2009 |  |  |  |  | NO | NO |  |  |  |  | GE MEDICAL SYSTEMS 1035741 DT1310T0359 |  |  | Disposition |  | 99:99:99:99:99:99 |  | Accessory | PAAR:00-PVAR | 11/01/2019 |  | COOPER UNIVERSITY HOSPITAL |  |  | pavilion | WOT00000000524071 | CAROLYN RUMELL | Disposition | Closed | Richard Jolly | 02/08/2018 | 07/16/2019 | Bulk Disposition CNL | can not locate this device | EXP3405641 | Labor | 07/16/2019 | 07/16/2019 | Richard Jolly
|  | GE MEDICAL SYSTEMS | GE MEDICAL SYSTEMS USE1913A |  | DT1430T0809 | INTENSIVE CARE UNIT |  |  |  | 01/12/2009 |  |  |  |  | NO | NO |  |  |  |  | GE MEDICAL SYSTEMS 10357177 DT1430T0809 |  |  | Active |  | 99:99:99:99:99:99 |  | Accessory | PAAR:00-PVAR | 11/02/2019 |  | COOPER UNIVERSITY HOSPITAL |  |  | pavilion | WOT00000000524087 | CAROLYN RUMELL | Disposition | Closed | Richard Jolly | 02/08/2018 | 05/15/2019 | Bulk Disposition CNL
|  | GE MEDICAL SYSTEMS | GE MEDICAL SYSTEMS USE1921A |  | DTP351K4746 | ANESTHESIOLOGY |  |  |  | 05/06/2016 |  |  |  |  | NO | NO |  |  |  |  | GE MEDICAL SYSTEMS 10480438 DTP351K4746 |  |  | Active |  | 99:99:99:99:99:99 |  | Accessory | PAAR:00-PVAR | 10/31/2019 |  | COOPER UNIVERSITY HOSPITAL |  |  | OPERATING ROOM K10 |  | GIACINTA ROUPAS
|  | GE MEDICAL SYSTEMS | GE MEDICAL SYSTEMS USE1921A |  | SKA151911 | VOORHEES SURGERY CENTER-OPERATING ROOM |  |  |  | 10/31/2019 |  |  |  |  | NO | NO |  |  |  |  | GE MEDICAL SYSTEMS 30147591 SKA151911 |  |  | Active |  | 99:99:99:99:99:99 |  | Accessory | PAAR:00-PVAR | 10/31/2019 | 10/31/2019 | COOPER AMBULATORY OFF-SITES |  |  |  |  | JENNIFER BOMBARO |  |  |  | 10/31/2019 | 10/31/2019 |  |  |  |  | 10/31/2019 | 10/31/2019
|  | GE MEDICAL SYSTEMS | GE MEDICAL SYSTEMS VIEWBOX |  | Not Known | 3 COOPER - SURGERY DEPARTMENT |  |  |  | 01/01/1900 |  |  |  |  | NO | NO |  |  |  |  | GE MEDICAL SYSTEMS 10346841 Not Known |  |  | Disposition |  |  |  | Equipment | PAAR:00-PVAR | 11/02/2019 |  | COOPER AMBULATORY OFF-SITES |  |  | ROOM 7 |  | ANNE MAIER
|  | GE MEDICAL SYSTEMS | GE MEDICAL SYSTEMS VIEWBOX |  | Not Known | 3 COOPER - SURGERY DEPARTMENT |  |  |  | 01/01/1900 |  |  |  |  | NO | NO |  |  |  |  | GE MEDICAL SYSTEMS 10346838 Not Known |  |  | Disposition |  |  |  | Equipment | PAAR:00-PVAR | 11/02/2019 |  | COOPER AMBULATORY OFF-SITES |  |  | ROOM 5 |  | ANNE MAIER
|  | GE MEDICAL SYSTEMS | GE MEDICAL SYSTEMS VIEWBOX |  | Not Known | 3 COOPER - SURGERY DEPARTMENT |  |  |  | 01/01/1900 |  |  |  |  | NO | NO |  |  |  |  | GE MEDICAL SYSTEMS 10346840 Not Known |  |  | Disposition |  |  |  | Equipment | PAAR:00-PVAR | 11/02/2019 |  | COOPER AMBULATORY OFF-SITES |  |  | ROOM 3 |  | ANNE MAIER
|  | GE MEDICAL SYSTEMS | GE MEDICAL SYSTEMS VSCAN |  | VH121425VR | INTENSIVE CARE UNIT |  |  |  | 07/07/2016 |  |  |  |  | NO | NO |  |  |  |  | GE MEDICAL SYSTEMS 10505322 VH121425VR |  |  | Disposition |  |  |  | Equipment | 1Y:00-MFG | 06/29/2017 | 06/01/2020 | COOPER UNIVERSITY HOSPITAL |  |  |  |  | CAROLYN RUMELL
|  | GE MEDICAL SYSTEMS | GE MEDICAL SYSTEMS VSCAN |  | VH121342DB | INTENSIVE CARE UNIT |  |  |  | 07/07/2016 |  |  |  |  | NO | NO |  |  |  |  | GE MEDICAL SYSTEMS 10505320 VH121342DB |  |  | Active |  | 11:11:11:11:11:11 |  | Equipment | 1Y:00-MFG | 06/10/2019 | 06/01/2020 | COOPER UNIVERSITY HOSPITAL |  |  | K908 |  | CAROLYN RUMELL
|  | GE MEDICAL SYSTEMS | GE MEDICAL SYSTEMS VSCAN |  | VH121309BL | INTENSIVE CARE UNIT |  |  |  | 07/07/2016 |  |  |  |  | NO | NO |  |  |  |  | GE MEDICAL SYSTEMS 10505321 VH121309BL |  |  | Disposition |  | 00:00:00:00:00:00 |  | Equipment | 1Y:00-MFG | 06/26/2018 | 06/01/2020 | COOPER UNIVERSITY HOSPITAL |  |  |  |  | CAROLYN RUMELL
|  | GEDDIS INCORPORATED | GEDDIS INCORPORATED SURGI SONIC |  | 1271A | CENTRAL STERILE PROCESSING |  |  |  | 11/02/2019 |  |  |  |  | NO | NO |  |  |  |  | GEDDIS INCORPORATED 30126003 1271A |  |  | Active |  | 99:99:99:99:99:99 |  | Equipment | PAAR:00-PVAR | 11/02/2019 | 11/02/2019 | COOPER UNIVERSITY HOSPITAL |  |  | CSP - DECON ROOM |  | GINA GAROZZO |  |  |  | 11/02/2019 | 11/02/2019 |  |  |  |  | 11/02/2019 | 11/02/2019
|  | GEN-PROBE, INC. | GEN-PROBE, INC. LEADER 450I |  |  | LAB MICROBIOLOGY |  |  |  | 05/15/2016 |  |  |  |  | NO | NO |  |  |  |  | GEN-PROBE, INC. 20842 121800 |  |  | Disposition |  |  |  | Equipment | 1Y:00-MFG | 05/15/2016 | 05/15/2016 | COOPER UNIVERSITY HOSPITAL |  |  | MICROBIOLOGY |  | COURTNEY BARRY |  |  |  | 05/15/2016 | 05/15/2016 |  |  |  |  | 05/15/2016 | 05/15/2016
|  | GEN-PROBE, INC. | GEN-PROBE, INC. LEADER 450I |  |  | LAB MICROBIOLOGY |  |  |  | 12/13/2011 |  |  |  |  | NO | NO |  |  |  |  | GEN-PROBE, INC. 10367962 122070 |  |  | Disposition |  |  |  | Equipment | 1Y:00-MFG | 01/09/2017 | 01/01/2020 | COOPER UNIVERSITY HOSPITAL |  |  | Microbiology - back room |  | COURTNEY BARRY
|  | GEN-PROBE, INC. | GEN-PROBE, INC. LEADER 450I |  |  | LAB MICROBIOLOGY |  |  |  | 06/08/2016 |  |  |  |  | NO | NO |  |  |  |  | GEN-PROBE, INC. 10349454 121726 |  |  | Disposition |  | 99:99:99:99:99:99 |  | Equipment | PAAR:00-PVAR | 10/16/2019 |  | COOPER UNIVERSITY HOSPITAL |  |  |  |  | COURTNEY BARRY
|  | GENDEX | GENDEX GX-770 |  | 773-1378467DP | BUNKER HILL-ORAL SURGERY |  |  |  | 01/01/1900 |  |  |  |  | NO | NO |  |  |  |  | GENDEX 10369633 773-1378467DP |  |  | Disposition |  |  |  | Equipment | 1Y:00-MFG | 09/14/2017 | 09/01/2020 | COOPER AMBULATORY OFF-SITES |  |  | RM 1&2 |  | BARBARA DIPINTO
|  | GENDRON | GENDRON 1050 |  | 8871797020-1 | VOORHEES SURGERY CENTER-OPERATING ROOM |  |  |  | 10/04/2016 |  |  |  |  | NO | NO |  |  |  |  | GENDRON 10649845 8871797020-1 |  |  | Disposition |  |  |  | Equipment | 1Y:00-MFG | 04/06/2018 | 04/01/2020 | COOPER AMBULATORY OFF-SITES |  |  | SUITE E | 0011463712 | JENNIFER BOMBARO | Performance Verification | Closed | Bonnie Aichroth | 04/07/2017 | 04/07/2017 | INCOMING INVENTORY | DEVICE INVENTORIED | 7BDCB8ED-2BC8-427E-8EEE-74AB657A5D2A | Labor | 04/07/2017 | 04/07/2017 | Bonnie Aichroth
|  | GENDRON | GENDRON WHEELCHAIR |  | Not Known | RADIOLOGY DIAGNOSTICS |  |  |  | 10/16/2019 |  |  |  |  | NO | NO |  |  |  |  | GENDRON 30126221 Not Known |  |  | Disposition |  |  |  | Equipment | PAAR:00-PVAR | 10/16/2019 | 10/16/2019 | COOPER UNIVERSITY HOSPITAL |  |  | MRI |  | PAULETTE DUCKREY |  |  |  | 10/16/2019 | 10/16/2019 |  |  |  |  | 10/16/2019 | 10/16/2019
|  | GENDRON | GENDRON WHEELCHAIR |  | 024967-1-1-1 | PATIENT TRANSPORT |  |  |  | 01/01/1900 |  |  |  |  | NO | NO |  |  |  |  | GENDRON 10366421 024967-1-1-1 |  |  | Disposition |  |  |  | Equipment | PAAR:00-PVAR | 11/01/2019 |  | COOPER UNIVERSITY HOSPITAL |  |  | B12 | WOT00000000504413 | Bonnie Aichroch | Disposition | Closed | Josh Harris | 02/08/2018 | 03/23/2018 | Bulk Disposition CNL | Unit Trashed due to lack of parts and being only one of two in the hospital. moving towards standardization of fleet in hospital. | EXP0200778 | Labor | 03/07/2018 | 03/07/2018 | Josh Harris
|  | GENDRON | GENDRON WHEELCHAIR |  | 057685-1-1-1 | COOPER CANCER CENTER |  |  |  | 06/26/2015 |  |  |  |  | NO | NO |  |  |  |  | GENDRON 10348795 057685-1-1-1 |  |  | Disposition |  |  |  | Equipment | PAAR:00-PVAR | 11/02/2019 |  | COOPER AMBULATORY OFF-SITES |  |  | DISPOSITION |  | COLLEEN TEGELER
|  | GENTEC INC | GENTEC INC 881VR-300-CH-C |  | Not Known | CHIP - 9 PAVILION |  |  | excluded | 01/01/1900 |  |  |  |  | NO | NO |  |  |  |  | GENTEC INC 10369184 Not Known |  |  | Active |  | 99:99:99:99:99:99 |  | Equipment | PAAR:00-PVAR | 11/02/2019 |  | COOPER UNIVERSITY HOSPITAL |  |  | P924 | WOT00000002203330 | KIM HUMMEL | Disposition | Closed | Michael Youch | 02/14/2019 | 05/17/2019 | Bulk Disposition CNL
|  | GENTEC INC | GENTEC INC 881VR-300-CH-C |  | Not Known | CHIP - 9 PAVILION |  |  | excluded | 01/01/1900 |  |  |  |  | NO | NO |  |  |  |  | GENTEC INC 10369186 Not Known |  |  | Active |  | 99:99:99:99:99:99 |  | Equipment | PAAR:00-PVAR | 11/02/2019 |  | COOPER UNIVERSITY HOSPITAL |  |  | P924 | WOT00000002203342 | KIM HUMMEL | Disposition | Closed | Michael Youch | 02/14/2019 | 05/19/2019 | Bulk Disposition CNL
|  | GENTEC INC | GENTEC INC 881VR-300-CH-C |  | Not Known | CHIP - 9 PAVILION |  |  | excluded | 01/01/1900 |  |  |  |  | NO | NO |  |  |  |  | GENTEC INC 10369185 Not Known |  |  | Active |  | 99:99:99:99:99:99 |  | Equipment | PAAR:00-PVAR | 11/02/2019 |  | COOPER UNIVERSITY HOSPITAL |  |  | P924 | WOT00000002203336 | KIM HUMMEL | Disposition | Closed | Michael Youch | 02/14/2019 | 05/17/2019 | Bulk Disposition CNL
|  | GENTEC INC | GENTEC INC 881VR-300-CH-C |  | Not Known | CHIP - 9 PAVILION |  |  | excluded | 01/01/1900 |  |  |  |  | NO | NO |  |  |  |  | GENTEC INC 10369179 Not Known |  |  | Active |  | 99:99:99:99:99:99 |  | Equipment | PAAR:00-PVAR | 11/02/2019 |  | COOPER UNIVERSITY HOSPITAL |  |  | P923 | WOT00000002203323 | KIM HUMMEL | Disposition | Closed | Michael Youch | 02/14/2019 | 05/17/2019 | Bulk Disposition CNL
|  | GENTEC INC | GENTEC INC 881VR-300-CH-C |  | Not Known | CHIP - 9 PAVILION |  |  | excluded | 01/01/1900 |  |  |  |  | NO | NO |  |  |  |  | GENTEC INC 10369178 Not Known |  |  | Active |  | 99:99:99:99:99:99 |  | Equipment | PAAR:00-PVAR | 11/02/2019 |  | COOPER UNIVERSITY HOSPITAL |  |  | P923 | WOT00000002203317 | KIM HUMMEL | Disposition | Closed | Michael Youch | 02/14/2019 | 05/20/2019 | Bulk Disposition CNL
|  | GENTEC INC | GENTEC INC 881VR-300-CH-C |  | Not Known | CHIP - 9 PAVILION |  |  | excluded | 01/01/1900 |  |  |  |  | NO | NO |  |  |  |  | GENTEC INC 10369177 Not Known |  |  | Active |  | 99:99:99:99:99:99 |  | Equipment | PAAR:00-PVAR | 11/02/2019 |  | COOPER UNIVERSITY HOSPITAL |  |  | P923 | WOT00000002203310 | KIM HUMMEL | Disposition | Closed | Michael Youch | 02/14/2019 | 05/17/2019 | Bulk Disposition CNL
|  | GENTEC INC | GENTEC INC 881VR-300-CH-C |  | Not Known | CHIP - 9 PAVILION |  |  | excluded | 01/01/1900 |  |  |  |  | NO | NO |  |  |  |  | GENTEC INC 10369170 Not Known |  |  | Active |  | 99:99:99:99:99:99 |  | Equipment | PAAR:00-PVAR | 11/02/2019 |  | COOPER UNIVERSITY HOSPITAL |  |  | P920 | WOT00000002203284 | KIM HUMMEL | Disposition | Closed | Michael Youch | 02/14/2019 | 05/17/2019 | Bulk Disposition CNL
|  | GENTEC INC | GENTEC INC 881VR-300-CH-C |  | Not Known | CHIP - 9 PAVILION |  |  | excluded | 01/01/1900 |  |  |  |  | NO | NO |  |  |  |  | GENTEC INC 10369172 Not Known |  |  | Active |  | 99:99:99:99:99:99 |  | Equipment | PAAR:00-PVAR | 11/02/2019 |  | COOPER UNIVERSITY HOSPITAL |  |  | P922 | WOT00000002203298 | KIM HUMMEL | Disposition | Closed | Michael Youch | 02/14/2019 | 05/17/2019 | Bulk Disposition CNL
|  | GENTEC INC | GENTEC INC 881VR-300-CH-C |  | Not Known | CHIP - 9 PAVILION |  |  | excluded | 01/01/1900 |  |  |  |  | NO | NO |  |  |  |  | GENTEC INC 10369173 Not Known |  |  | Active |  | 99:99:99:99:99:99 |  | Equipment | PAAR:00-PVAR | 11/02/2019 |  | COOPER UNIVERSITY HOSPITAL |  |  | P922 | WOT00000002203303 | KIM HUMMEL | Disposition | Closed | Michael Youch | 02/14/2019 | 05/17/2019 | Bulk Disposition CNL
|  | GENTEC INC | GENTEC INC 881VR-300-CH-C |  | Not Known | CHIP - 9 PAVILION |  |  | excluded | 01/01/1900 |  |  |  |  | NO | NO |  |  |  |  | GENTEC INC 10369171 Not Known |  |  | Active |  | 99:99:99:99:99:99 |  | Equipment | PAAR:00-PVAR | 11/02/2019 |  | COOPER UNIVERSITY HOSPITAL |  |  | P922 | WOT00000002203291 | KIM HUMMEL | Disposition | Closed | Michael Youch | 02/14/2019 | 05/19/2019 | Bulk Disposition CNL
|  | GENTEC INC | GENTEC INC 881VR-300-CH-C |  | Not Known | CHIP - 9 PAVILION |  |  | excluded | 01/01/1900 |  |  |  |  | NO | NO |  |  |  |  | GENTEC INC 10369169 Not Known |  |  | Active |  | 99:99:99:99:99:99 |  | Equipment | PAAR:00-PVAR | 11/02/2019 |  | COOPER UNIVERSITY HOSPITAL |  |  | P920 | WOT00000002203277 | KIM HUMMEL | Disposition | Closed | Michael Youch | 02/14/2019 | 05/17/2019 | Bulk Disposition CNL
|  | GENTEC INC | GENTEC INC 881VR-300-CH-C |  | Not Known | CHIP - 9 PAVILION |  |  | excluded | 01/01/1900 |  |  |  |  | NO | NO |  |  |  |  | GENTEC INC 10369168 Not Known |  |  | Active |  | 99:99:99:99:99:99 |  | Equipment | PAAR:00-PVAR | 11/02/2019 |  | COOPER UNIVERSITY HOSPITAL |  |  | P920 | WOT00000002203270 | KIM HUMMEL | Disposition | Closed | Michael Youch | 02/14/2019 | 05/17/2019 | Bulk Disposition CNL
|  | GENTEC INC | GENTEC INC 881VR-300-CH-C |  | Not Known | CHIP - 9 PAVILION |  |  | excluded | 01/01/1900 |  |  |  |  | NO | NO |  |  |  |  | GENTEC INC 10369166 Not Known |  |  | Active |  | 99:99:99:99:99:99 |  | Equipment | PAAR:00-PVAR | 11/02/2019 |  | COOPER UNIVERSITY HOSPITAL |  |  | P619 | WOT00000002203257 | KIM HUMMEL | Disposition | Closed | Michael Youch | 02/14/2019 | 05/17/2019 | Bulk Disposition CNL
|  | GENTEC INC | GENTEC INC 881VR-300-CH-C |  | Not Known | CHIP - 9 PAVILION |  |  | excluded | 01/01/1900 |  |  |  |  | NO | NO |  |  |  |  | GENTEC INC 10369167 Not Known |  |  | Active |  | 99:99:99:99:99:99 |  | Equipment | PAAR:00-PVAR | 11/02/2019 |  | COOPER UNIVERSITY HOSPITAL |  |  | P919 | WOT00000002203266 | KIM HUMMEL | Disposition | Closed | Michael Youch | 02/14/2019 | 05/19/2019 | Bulk Disposition CNL
|  | GENTEC INC | GENTEC INC 881VR-300-CH-C |  | Not Known | CHIP - 9 PAVILION |  |  | excluded | 01/01/1900 |  |  |  |  | NO | NO |  |  |  |  | GENTEC INC 10369165 Not Known |  |  | Active |  | 99:99:99:99:99:99 |  | Equipment | PAAR:00-PVAR | 11/02/2019 |  | COOPER UNIVERSITY HOSPITAL |  |  | P619 | WOT00000002203249 | KIM HUMMEL | Disposition | Closed | Michael Youch | 02/14/2019 | 05/17/2019 | Bulk Disposition CNL
|  | GENTEC INC | GENTEC INC 881VR-300-CH-C |  | Not Known | CHIP - 9 PAVILION |  |  | excluded | 01/01/1900 |  |  |  |  | NO | NO |  |  |  |  | GENTEC INC 10369164 Not Known |  |  | Active |  | 99:99:99:99:99:99 |  | Equipment | PAAR:00-PVAR | 11/02/2019 |  | COOPER UNIVERSITY HOSPITAL |  |  | P918 | WOT00000002203244 | KIM HUMMEL | Disposition | Closed | Michael Youch | 02/14/2019 | 05/17/2019 | Bulk Disposition CNL
|  | GENTEC INC | GENTEC INC 881VR-300-CH-C |  | Not Known | CHIP - 9 PAVILION |  |  | excluded | 01/01/1900 |  |  |  |  | NO | NO |  |  |  |  | GENTEC INC 10369163 Not Known |  |  | Active |  | 99:99:99:99:99:99 |  | Equipment | PAAR:00-PVAR | 11/02/2019 |  | COOPER UNIVERSITY HOSPITAL |  |  | P619 | WOT00000002203238 | KIM HUMMEL | Disposition | Closed | Michael Youch | 02/14/2019 | 05/19/2019 | Bulk Disposition CNL
|  | GENTEC INC | GENTEC INC 881VR-300-CH-C |  | Not Known | CHIP - 9 PAVILION |  |  | excluded | 01/01/1900 |  |  |  |  | NO | NO |  |  |  |  | GENTEC INC 10369162 Not Known |  |  | Active |  | 99:99:99:99:99:99 |  | Equipment | PAAR:00-PVAR | 11/02/2019 |  | COOPER UNIVERSITY HOSPITAL |  |  | P618 | WOT00000002203231 | KIM HUMMEL | Disposition | Closed | Michael Youch | 02/14/2019 | 05/17/2019 | Bulk Disposition CNL
|  | GENTEC INC | GENTEC INC 881VR-300-CH-C |  | Not Known | CHIP - 9 PAVILION |  |  | excluded | 01/01/1900 |  |  |  |  | NO | NO |  |  |  |  | GENTEC INC 10369161 Not Known |  |  | Active |  | 99:99:99:99:99:99 |  | Equipment | PAAR:00-PVAR | 11/02/2019 |  | COOPER UNIVERSITY HOSPITAL |  |  | p917 | WOT00000002203224 | KIM HUMMEL | Disposition | Closed | Michael Youch | 02/14/2019 | 05/17/2019 | Bulk Disposition CNL
|  | GENTEC INC | GENTEC INC 881VR-300-CH-C |  | Not Known | CHIP - 9 PAVILION |  |  | excluded | 01/01/1900 |  |  |  |  | NO | NO |  |  |  |  | GENTEC INC 10369159 Not Known |  |  | Active |  | 99:99:99:99:99:99 |  | Equipment | PAAR:00-PVAR | 11/02/2019 |  | COOPER UNIVERSITY HOSPITAL |  |  | p917 | WOT00000002203214 | KIM HUMMEL | Disposition | Closed | Michael Youch | 02/14/2019 | 05/19/2019 | Bulk Disposition CNL
|  | GENTEC INC | GENTEC INC 881VR-300-CH-C |  | Not Known | CHIP - 9 PAVILION |  |  | excluded | 01/01/1900 |  |  |  |  | NO | NO |  |  |  |  | GENTEC INC 10369160 Not Known |  |  | Active |  | 99:99:99:99:99:99 |  | Equipment | PAAR:00-PVAR | 11/02/2019 |  | COOPER UNIVERSITY HOSPITAL |  |  | p917 | WOT00000002203219 | KIM HUMMEL | Disposition | Closed | Michael Youch | 02/14/2019 | 05/17/2019 | Bulk Disposition CNL
|  | GENTEC INC | GENTEC INC 881VR-300-CH-C |  | Not Known | CHIP - 9 PAVILION |  |  | excluded | 01/01/1900 |  |  |  |  | NO | NO |  |  |  |  | GENTEC INC 10369158 Not Known |  |  | Active |  | 99:99:99:99:99:99 |  | Equipment | PAAR:00-PVAR | 11/02/2019 |  | COOPER UNIVERSITY HOSPITAL |  |  | P916 | WOT00000002203207 | KIM HUMMEL | Disposition | Closed | Michael Youch | 02/14/2019 | 05/17/2019 | Bulk Disposition CNL
|  | GENTEC INC | GENTEC INC 881VR-300-CH-C |  | Not Known | CHIP - 9 PAVILION |  |  | excluded | 01/01/1900 |  |  |  |  | NO | NO |  |  |  |  | GENTEC INC 10369157 Not Known |  |  | Active |  | 99:99:99:99:99:99 |  | Equipment | PAAR:00-PVAR | 11/01/2019 |  | COOPER UNIVERSITY HOSPITAL |  |  | P6916 | WOT00000002203200 | KIM HUMMEL | Disposition | Closed | Michael Youch | 02/14/2019 | 05/17/2019 | Bulk Disposition CNL
|  | GENTEC INC | GENTEC INC 881VR-300-CH-C |  | Not Known | CHIP - 9 PAVILION |  |  | excluded | 01/01/1900 |  |  |  |  | NO | NO |  |  |  |  | GENTEC INC 10369156 Not Known |  |  | Active |  | 99:99:99:99:99:99 |  | Equipment | PAAR:00-PVAR | 11/02/2019 |  | COOPER UNIVERSITY HOSPITAL |  |  | P916 | WOT00000002203194 | KIM HUMMEL | Disposition | Closed | Michael Youch | 02/14/2019 | 05/17/2019 | Bulk Disposition CNL
|  | GENTEC INC | GENTEC INC 881VR-300-CH-C |  |  | CHIP - 9 PAVILION |  |  | excluded | 01/01/1900 |  |  |  |  | NO | NO |  |  |  |  | GENTEC INC 10369154 26007 |  |  | Active |  | 99:99:99:99:99:99 |  | Equipment | PAAR:00-PVAR | 11/02/2019 |  | COOPER UNIVERSITY HOSPITAL |  |  | P915 | WOT00000002203186 | KIM HUMMEL | Disposition | Closed | Michael Youch | 02/14/2019 | 05/19/2019 | Bulk Disposition CNL
|  | GENTEC INC | GENTEC INC 881VR-300-CH-C |  | Not Known | CHIP - 9 PAVILION |  |  | excluded | 01/01/1900 |  |  |  |  | NO | NO |  |  |  |  | GENTEC INC 10369153 Not Known |  |  | Active |  | 99:99:99:99:99:99 |  | Equipment | PAAR:00-PVAR | 11/02/2019 |  | COOPER UNIVERSITY HOSPITAL |  |  | P915 | WOT00000002203179 | KIM HUMMEL | Disposition | Closed | Michael Youch | 02/14/2019 | 05/17/2019 | Bulk Disposition CNL
|  | GENTEC INC | GENTEC INC 881VR-300-CH-C |  | Not Known | CHIP - 9 PAVILION |  |  | excluded | 01/01/1900 |  |  |  |  | NO | NO |  |  |  |  | GENTEC INC 10369152 Not Known |  |  | Active |  | 99:99:99:99:99:99 |  | Equipment | PAAR:00-PVAR | 11/02/2019 |  | COOPER UNIVERSITY HOSPITAL |  |  | P915 | WOT00000002203173 | KIM HUMMEL | Disposition | Closed | Michael Youch | 02/14/2019 | 05/17/2019 | Bulk Disposition CNL
|  | GENTEC INC | GENTEC INC 881VR-300-CH-C |  | Not Known | CHIP - 9 PAVILION |  |  | excluded | 01/01/1900 |  |  |  |  | NO | NO |  |  |  |  | GENTEC INC 10369151 Not Known |  |  | Active |  | 99:99:99:99:99:99 |  | Equipment | PAAR:00-PVAR | 11/02/2019 |  | COOPER UNIVERSITY HOSPITAL |  |  | P612 | WOT00000002203166 | KIM HUMMEL | Disposition | Closed | Michael Youch | 02/14/2019 | 05/17/2019 | Bulk Disposition CNL
|  | GENTEC INC | GENTEC INC 881VR-300-CH-C |  | Not Known | CHIP - 9 PAVILION |  |  | excluded | 01/01/1900 |  |  |  |  | NO | NO |  |  |  |  | GENTEC INC 10369150 Not Known |  |  | Active |  | 99:99:99:99:99:99 |  | Equipment | PAAR:00-PVAR | 11/02/2019 |  | COOPER UNIVERSITY HOSPITAL |  |  | P612 | WOT00000002203159 | KIM HUMMEL | Disposition | Closed | Michael Youch | 02/14/2019 | 05/19/2019 | Bulk Disposition CNL
|  | GENTEC INC | GENTEC INC 881VR-300-CH-C |  | Not Known | CHIP - 9 PAVILION |  |  | excluded | 01/01/1900 |  |  |  |  | NO | NO |  |  |  |  | GENTEC INC 10369149 Not Known |  |  | Active |  | 99:99:99:99:99:99 |  | Equipment | PAAR:00-PVAR | 11/01/2019 |  | COOPER UNIVERSITY HOSPITAL |  |  | P914 | WOT00000002203152 | KIM HUMMEL | Disposition | Closed | Michael Youch | 02/14/2019 | 05/17/2019 | Bulk Disposition CNL
|  | GENTEC INC | GENTEC INC 881VR-300-CH-C |  | Not Known | CHIP - 9 PAVILION |  |  | excluded | 01/01/1900 |  |  |  |  | NO | NO |  |  |  |  | GENTEC INC 10369148 Not Known |  |  | Active |  | 99:99:99:99:99:99 |  | Equipment | PAAR:00-PVAR | 11/02/2019 |  | COOPER UNIVERSITY HOSPITAL |  |  | P612 | WOT00000002203145 | KIM HUMMEL | Disposition | Closed | Michael Youch | 02/14/2019 | 05/17/2019 | Bulk Disposition CNL
|  | GENTEC INC | GENTEC INC 881VR-300-CH-C |  | Not Known | CHIP - 9 PAVILION |  |  | excluded | 01/01/1900 |  |  |  |  | NO | NO |  |  |  |  | GENTEC INC 10369147 Not Known |  |  | Active |  | 99:99:99:99:99:99 |  | Equipment | PAAR:00-PVAR | 11/01/2019 |  | COOPER UNIVERSITY HOSPITAL |  |  | P912 | WOT00000002203138 | KIM HUMMEL | Disposition | Closed | Michael Youch | 02/14/2019 | 05/17/2019 | Bulk Disposition CNL
|  | GENTEC INC | GENTEC INC 881VR-300-CH-C |  | Not Known | CHIP - 9 PAVILION |  |  | excluded | 01/01/1900 |  |  |  |  | NO | NO |  |  |  |  | GENTEC INC 10369145 Not Known |  |  | Active |  | 99:99:99:99:99:99 |  | Equipment | PAAR:00-PVAR | 11/02/2019 |  | COOPER UNIVERSITY HOSPITAL |  |  | P911 | WOT00000002203129 | KIM HUMMEL | Disposition | Closed | Michael Youch | 02/14/2019 | 05/19/2019 | Bulk Disposition CNL
|  | GENTEC INC | GENTEC INC 881VR-300-CH-C |  | Not Known | CHIP - 9 PAVILION |  |  | excluded | 01/01/1900 |  |  |  |  | NO | NO |  |  |  |  | GENTEC INC 10369144 Not Known |  |  | Active |  | 99:99:99:99:99:99 |  | Equipment | PAAR:00-PVAR | 11/02/2019 |  | COOPER UNIVERSITY HOSPITAL |  |  | P911 | WOT00000002203123 | KIM HUMMEL | Disposition | Closed | Michael Youch | 02/14/2019 | 05/17/2019 | Bulk Disposition CNL
|  | GENTEC INC | GENTEC INC 881VR-300-CH-C |  | Not Known | CHIP - 9 PAVILION |  |  | excluded | 01/01/1900 |  |  |  |  | NO | NO |  |  |  |  | GENTEC INC 10369143 Not Known |  |  | Active |  | 99:99:99:99:99:99 |  | Equipment | PAAR:00-PVAR | 11/02/2019 |  | COOPER UNIVERSITY HOSPITAL |  |  | P910 | WOT00000002203117 | KIM HUMMEL | Disposition | Closed | Michael Youch | 02/14/2019 | 05/17/2019 | Bulk Disposition CNL
|  | GENTEC INC | GENTEC INC 881VR-300-CH-C |  | Not Known | CHIP - 9 PAVILION |  |  | excluded | 01/01/1900 |  |  |  |  | NO | NO |  |  |  |  | GENTEC INC 10369142 Not Known |  |  | Active |  | 99:99:99:99:99:99 |  | Equipment | PAAR:00-PVAR | 11/02/2019 |  | COOPER UNIVERSITY HOSPITAL |  |  | P910 | WOT00000002203110 | KIM HUMMEL | Disposition | Closed | Michael Youch | 02/14/2019 | 05/17/2019 | Bulk Disposition CNL
|  | GENTEC INC | GENTEC INC 881VR-300-CH-C |  | Not Known | MED/SURG 6 PAVILION |  |  | excluded | 01/01/1900 |  |  |  |  | NO | NO |  |  |  |  | GENTEC INC 10369141 Not Known |  |  | Active |  | 99:99:99:99:99:99 |  | Equipment | PAAR:00-PVAR | 11/02/2019 |  | COOPER UNIVERSITY HOSPITAL |  |  | P640 | WOT00000002203104 | BRIAN OSHAUGHNESSY | Disposition | Closed | Michael Youch | 02/14/2019 | 05/17/2019 | Bulk Disposition CNL
|  | GENTEC INC | GENTEC INC 881VR-300-CH-C |  | Not Known | MED/SURG 6 PAVILION |  |  |  | 01/01/1900 |  |  |  |  | NO | NO |  |  |  |  | GENTEC INC 10369128 Not Known |  |  | Disposition |  |  |  | Equipment | PAAR:00-PVAR | 11/02/2019 |  | COOPER UNIVERSITY HOSPITAL |  |  | P632 |  | BRIAN OSHAUGHNESSY
|  | GENTEC INC | GENTEC INC 881VR-300-CH-C |  | Not Known | MED/SURG 6 PAVILION |  |  | excluded | 01/01/1900 |  |  |  |  | NO | NO |  |  |  |  | GENTEC INC 10369127 Not Known |  |  | Active |  | 99:99:99:99:99:99 |  | Equipment | PAAR:00-PVAR | 11/02/2019 |  | COOPER UNIVERSITY HOSPITAL |  |  | P632 | WOT00000002203054 | BRIAN OSHAUGHNESSY | Disposition | Closed | Michael Youch | 02/14/2019 | 05/17/2019 | Bulk Disposition CNL
|  | GENTEC INC | GENTEC INC 881VR-300-CH-C |  | P6341* | MED/SURG 6 PAVILION |  |  |  | 01/01/1900 |  |  |  |  | NO | NO |  |  |  |  | GENTEC INC 10369114 P6341* |  |  | Disposition |  |  |  | Equipment | PAAR:00-PVAR | 11/02/2019 |  | COOPER UNIVERSITY HOSPITAL |  |  | P634 |  | BRIAN OSHAUGHNESSY
|  | GENTEC INC | GENTEC INC 881VR-300-CH-C |  | 8181* | NEURO/ORTHO/MEDSURG/7 PAV |  |  |  | 01/01/1900 |  |  |  |  | NO | NO |  |  |  |  | GENTEC INC 10368904 8181* |  |  | Disposition |  |  |  | Equipment | PAAR:00-PVAR | 11/02/2019 |  | COOPER UNIVERSITY HOSPITAL |  |  | P715 |  | Pam Young
|  | GENTEC INC | GENTEC INC 881VR-300-CH-C |  | 11123- | MED/SURG 6 PAVILION |  |  | excluded | 01/01/1900 |  |  |  |  | NO | NO |  |  |  |  | GENTEC INC 10368900 11123- |  |  | Active |  | 99:99:99:99:99:99 |  | Equipment | PAAR:00-PVAR | 11/02/2019 |  | COOPER UNIVERSITY HOSPITAL |  |  | Room P612 | WOT00000002202501 | BRIAN OSHAUGHNESSY | Disposition | Closed | Michael Youch | 02/14/2019 | 05/17/2019 | Bulk Disposition CNL
|  | GENTEC INC | GENTEC INC 881VR-300-CH-C |  | 1123* | NEURO/ORTHO/MEDSURG/7 PAV |  |  | excluded | 01/01/1900 |  |  |  |  | NO | NO |  |  |  |  | GENTEC INC 10368883 1123* |  |  | Active |  | 99:99:99:99:99:99 |  | Equipment | PAAR:00-PVAR | 11/02/2019 |  | COOPER UNIVERSITY HOSPITAL |  |  | P735 | WOT00000000508370 | Pam Young | Disposition | Closed | Gene Amodei | 02/08/2018 | 05/24/2019 | Bulk Disposition CNL
|  | GENTEC INC | GENTEC INC 881VR-300-CH-C |  | P729* | NEURO/ORTHO/MEDSURG/7 PAV |  |  | excluded | 01/01/1900 |  |  |  |  | NO | NO |  |  |  |  | GENTEC INC 10368877 P729* |  |  | Active |  | 99:99:99:99:99:99 |  | Equipment | PAAR:00-PVAR | 11/02/2019 |  | COOPER UNIVERSITY HOSPITAL |  |  | P729 | WOT00000000532927 | Pam Young | Disposition | Closed | Gene Amodei | 02/08/2018 | 05/24/2019 | Bulk Disposition CNL
|  | GENTEC INC | GENTEC INC 881VR-300-CH-C |  | 61G-B50242 | INCU - KELEMEN S10 |  |  | excluded | 10/31/2019 |  |  |  |  | NO | NO |  |  |  |  | GENTEC INC 30225109 61G-B50242 |  |  | Active |  | 99:99:99:99:99:99 |  | Equipment | PAAR:00-PVAR | 10/31/2019 | 10/31/2019 | COOPER UNIVERSITY HOSPITAL |  |  | S10 | WOT00000000551574 | Lisa Brooks | Repair | Closed | Stephen Zubrzycki | 10/31/2019 | 10/31/2019 | Suction Regulator - won't vacuum/suction | Repaired needle on suction regulator and VPO | EXP0145020 | Labor | 10/31/2019 | 10/31/2019 | Stephen Zubrzycki
|  | GENZYME SURGICAL PRODUCTS | GENZYME SURGICAL PRODUCTS 89-0542 |  |  | OPERATING ROOM - PAVILION |  |  |  | 01/01/2001 |  |  |  |  | NO | NO |  |  |  |  | GENZYME SURGICAL PRODUCTS 10355495 051001 |  |  | Disposition |  | 99:99:99:99:99:99 |  | Equipment | PAAR:00-PVAR | 10/16/2019 |  | COOPER UNIVERSITY HOSPITAL |  |  | OR 9 MODLE # CVX 300 |  | DOMINIC VENDETTA
|  | GERMFREE LABORATORIES, INC. | GERMFREE LABORATORIES, INC. LAMINAR FLOW LFGI 4USP |  | 4S-15-LGU-17924 | VOORHEES SURGERY CENTER-HEM/ONC |  |  |  | 10/31/2019 |  |  |  |  | NO | NO |  |  |  |  | GERMFREE LABORATORIES, INC. 11239280 4S-15-LGU-17924 |  |  | Active |  | 99:99:99:99:99:99 |  | Equipment | PAAR:00-PVAR | 10/31/2019 | 10/31/2019 | COOPER AMBULATORY OFF-SITES |  |  | Performance Verification | WOT00000001049569 | MEGAN MCCAFFERTY | Performance Verification | Closed | Kirk Lis | 10/31/2019 | 10/31/2019 | Performance Verification for GERMFREE LABORATORIES, INC. 11239280 4S-15-LGU-17924 | Initial Install of Performance Verification. Device is ready for patient use. |  |  | 10/31/2019 | 10/31/2019
|  | GETINGE/CASTLE, INC. | GETINGE/CASTLE, INC. 2415-RD |  | LN9806015 | MATERNAL FETAL CARE UNIT |  |  |  | 01/01/1900 |  |  |  |  | NO | NO |  |  |  |  | GETINGE/CASTLE, INC. 10365344 LN9806015 |  |  | Disposition |  |  |  | Equipment | 1Y:00-MFG | 05/17/2016 | 05/01/2020 | COOPER UNIVERSITY HOSPITAL |  |  | 5th |  | JOANNA HORST
|  | GETINGE/CASTLE, INC. | GETINGE/CASTLE, INC. 422HC |  | 10C00270 | LABOR & DELIVERY |  |  |  | 02/22/2010 |  |  |  |  | NO | NO |  |  |  |  | GETINGE/CASTLE, INC. 10355106 10C00270 |  |  | Disposition |  |  |  | High Risk | 6M:00-MFG | 09/21/2017 | 03/01/2020 | COOPER UNIVERSITY HOSPITAL |  |  | L&D 6 DORRANCE |  | JOANNA HORST
|  | GETINGE/CASTLE, INC. | GETINGE/CASTLE, INC. 433HC |  | 02K03460 | OR - KELEMEN 3 |  |  |  | 01/01/1992 |  |  |  |  | NO | NO |  |  |  |  | GETINGE/CASTLE, INC. 10369290 02K03460 |  |  | Disposition |  |  |  | High Risk | 6M:00-MFG | 02/29/2016 | 02/01/2020 | COOPER UNIVERSITY HOSPITAL |  |  | BETWEEN K3 - K4 |  | DOMINIC VENDETTA
|  | GETINGE/CASTLE, INC. | GETINGE/CASTLE, INC. 433HC |  | 07K08059 | OPERATING ROOM - PAVILION |  |  |  | 02/09/2009 |  |  |  |  | NO | NO |  |  |  |  | GETINGE/CASTLE, INC. 10355385 07K08059 |  |  | Disposition |  | 99:99:99:99:99:99 |  | High Risk | 6M:00-MFG | 09/28/2018 | 03/01/2020 | COOPER UNIVERSITY HOSPITAL |  |  | POR 6&7 |  | DOMINIC VENDETTA
|  | GETINGE/CASTLE, INC. | GETINGE/CASTLE, INC. 433HC |  | 07J08060 | OPERATING ROOM - PAVILION |  |  |  | 12/01/2008 |  |  |  |  | NO | NO |  |  |  |  | GETINGE/CASTLE, INC. 10346290 07J08060 |  |  | Disposition |  |  |  | High Risk | 6M:00-MFG | 03/28/2018 | 03/01/2020 | COOPER UNIVERSITY HOSPITAL |  |  | POR CORE #7 |  | DOMINIC VENDETTA
|  | GETINGE/CASTLE, INC. | GETINGE/CASTLE, INC. 533HC |  |  | VOORHEES SURGERY CENTER-OPERATING ROOM |  |  |  | 06/09/2008 |  |  |  |  | NO | NO |  |  |  |  | GETINGE/CASTLE, INC. 10348019 08E08640 |  |  | Disposition |  | 99:99:99:99:99:99 |  | High Risk | 6M:00-MFG | 09/27/2019 | 03/01/2020 | COOPER AMBULATORY OFF-SITES |  |  | Voorhees OR - #2 |  | JENNIFER BOMBARO
|  | GETINGE/CASTLE, INC. | GETINGE/CASTLE, INC. 5550 |  | WK90980 | OR - KELEMEN 3 |  |  |  | 01/01/1900 |  |  |  |  | NO | NO |  |  |  |  | GETINGE/CASTLE, INC. 10369140 WK90980 |  |  | Disposition |  | 99:99:99:99:99:99 |  | Equipment | PAAR:00-PVAR | 11/02/2019 |  | COOPER UNIVERSITY HOSPITAL |  |  | p2 storage | WOT00000000536146 | DOMINIC VENDETTA | Disposition | Closed | Salvatore Bombara | 02/08/2018 | 05/15/2019 | Bulk Disposition CNL | Unit has been replaced/upgraded. | EXP2933658 | Labor | 05/15/2019 | 05/15/2019 | Salvatore Bombara
|  | GETINGE/CASTLE, INC. | GETINGE/CASTLE, INC. 5624 |  | SW5624L90164 | VOORHEES SURGERY CENTER-OPERATING ROOM |  |  |  | 05/25/2005 |  |  |  |  | NO | NO |  |  |  |  | GETINGE/CASTLE, INC. 10346036 SW5624L90164 |  |  | Active |  | 99:99:99:99:99:99 |  | Equipment | PAAR:00-PVAR | 11/02/2019 |  | COOPER AMBULATORY OFF-SITES |  |  | OR 1&2 |  | JENNIFER BOMBARO
|  | GETINGE/CASTLE, INC. | GETINGE/CASTLE, INC. CASTLE 4656 |  |  | VOORHEES SURGERY CENTER-OPERATING ROOM |  |  |  | 01/01/1900 |  |  |  |  | NO | NO |  |  |  |  | GETINGE/CASTLE, INC. 10346019 701075 |  |  | Disposition |  |  |  | Equipment | 6M:00-MFG | 10/18/2017 | 04/01/2020 | COOPER AMBULATORY OFF-SITES |  |  | Decomtamination |  | JENNIFER BOMBARO
|  | GETINGE/CASTLE, INC. | GETINGE/CASTLE, INC. GCL 500 |  | GL9807038 | VOORHEES SURGERY CENTER-OPERATING ROOM |  |  |  | 01/01/1900 |  |  |  |  | NO | NO |  |  |  |  | GETINGE/CASTLE, INC. 04655 GL9807038 |  |  | Disposition |  |  |  | Equipment | 1Y:00-MFG | 04/14/2016 | 04/01/2020 | COOPER AMBULATORY OFF-SITES |  |  | RM 3 |  | JENNIFER BOMBARO
|  | GETINGE/CASTLE, INC. | GETINGE/CASTLE, INC. GCL 500 |  | GL9807035 | VOORHEES SURGERY CENTER-OPERATING ROOM |  |  |  | 01/01/1900 |  |  |  |  | NO | NO |  |  |  |  | GETINGE/CASTLE, INC. 04654 GL9807035 |  |  | Disposition |  |  |  | Equipment | 1Y:00-MFG | 04/14/2016 | 04/01/2020 | COOPER AMBULATORY OFF-SITES |  |  | RM 3 |  | JENNIFER BOMBARO
|  | GETINGE/CASTLE, INC. | GETINGE/CASTLE, INC. GCL 500 |  | GL9807045 | VOORHEES SURGERY CENTER-OPERATING ROOM |  |  |  | 01/01/1900 |  |  |  |  | NO | NO |  |  |  |  | GETINGE/CASTLE, INC. 04653 GL9807045 |  |  | Disposition |  |  |  | Equipment | 1Y:00-MFG | 04/14/2016 | 04/01/2020 | COOPER AMBULATORY OFF-SITES |  |  | RM 2 |  | JENNIFER BOMBARO
|  | GETINGE/CASTLE, INC. | GETINGE/CASTLE, INC. GCL 500 |  | GL9707043 | VOORHEES SURGERY CENTER-OPERATING ROOM |  |  |  | 01/01/1900 |  |  |  |  | NO | NO |  |  |  |  | GETINGE/CASTLE, INC. 04629 GL9707043 |  |  | Disposition |  |  |  | Equipment | 1Y:00-MFG | 04/14/2016 | 04/01/2020 | COOPER AMBULATORY OFF-SITES |  |  | E140 |  | JENNIFER BOMBARO
|  | GETINGE/CASTLE, INC. | GETINGE/CASTLE, INC. GCL 500 |  | GL9807036 | VOORHEES SURGERY CENTER-OPERATING ROOM |  |  |  | 01/01/1900 |  |  |  |  | NO | NO |  |  |  |  | GETINGE/CASTLE, INC. 04627 GL9807036 |  |  | Disposition |  |  |  | Equipment | 1Y:00-MFG | 04/14/2016 | 04/01/2020 | COOPER AMBULATORY OFF-SITES |  |  | SUITE E |  | JENNIFER BOMBARO
|  | GETINGE/CASTLE, INC. | GETINGE/CASTLE, INC. GCL 500 |  | GL9707030 | VOORHEES SURGERY CENTER-OPERATING ROOM |  |  |  | 01/01/1900 |  |  |  |  | NO | NO |  |  |  |  | GETINGE/CASTLE, INC. 04628 GL9707030 |  |  | Disposition |  |  |  | Equipment | 1Y:00-MFG | 04/14/2016 | 04/01/2020 | COOPER AMBULATORY OFF-SITES |  |  | SUITE E 140 |  | JENNIFER BOMBARO
|  | GETINGE/CASTLE, INC. | GETINGE/CASTLE, INC. SHAMPAINE 5100B |  | RN9704001 | OPERATING ROOM - PAVILION |  |  |  | 01/01/1900 |  |  |  |  | NO | NO |  |  |  |  | GETINGE/CASTLE, INC. 10367405 RN9704001 |  |  | Disposition |  |  |  | Equipment | PAAR:00-PVAR | 11/02/2019 |  | COOPER UNIVERSITY HOSPITAL |  |  | OR STORAGE |  | DOMINIC VENDETTA
|  | GIVEN IMAGING INC. | GIVEN IMAGING INC. MANOSCAN Z |  | MSZ-1L0384 | SPECIAL TEST |  |  |  | 02/23/2018 |  |  |  |  | NO | NO |  |  |  |  | GIVEN IMAGING INC. 30143437 MSZ-1L0384 |  |  | Disposition |  |  |  | Equipment | 1Y:00-MFG | 02/23/2018 | 02/23/2018 | COOPER UNIVERSITY HOSPITAL |  |  | ENDOSCOPY 1 |  | AMY HANNAN |  |  |  | 02/23/2018 | 02/23/2018 |  |  |  |  | 02/23/2018 | 02/23/2018
|  | GLOBAL SPECIALTIES | GLOBAL SPECIALTIES RDB-10 |  |  | BIOMEDICAL |  |  |  | 01/30/2019 |  |  |  |  | NO | NO |  |  |  |  | GLOBAL SPECIALTIES 30236286 1613296 |  |  | Active |  | 99:99:99:99:99:99 |  | Test Equipment | 1Y:00-VEN | 01/30/2019 | 01/30/2019 | COOPER UNIVERSITY HOSPITAL |  |  |  | 0011044662 | Bonnie Aichroch | Performance Verification | Closed | Bonnie Aichroth | 01/30/2019 | 01/30/2019 | INCOMING INVENTORY | DEVICE INVENTORIED | F4754F90-F80E-4C9F-A1BB-43B86DDEC973 | Labor | 01/30/2019 | 01/30/2019 | Bonnie Aichroth
|  | GLOBAL SURGICAL CORP | GLOBAL SURGICAL CORP M793H/HD |  |  | 6017 MAIN ST-PLASTICS |  |  |  | 03/25/2013 |  |  |  |  | NO | NO |  |  |  |  | GLOBAL SURGICAL CORP 10345322 04449 |  |  | Active |  | 99:99:99:99:99:99 |  | Equipment | PAAR:00-PVAR | 10/31/2019 |  | COOPER AMBULATORY OFF-SITES |  |  | EXAM 6 |  | ANNE MAIER
|  | GLOBAL SURGICAL CORP | GLOBAL SURGICAL CORP M793H/HD |  |  | 6017 MAIN ST-PLASTICS |  |  |  | 03/25/2013 |  |  |  |  | NO | NO |  |  |  |  | GLOBAL SURGICAL CORP 10345306 04448 |  |  | Active |  | 99:99:99:99:99:99 |  | Equipment | PAAR:00-PVAR | 10/31/2019 |  | COOPER AMBULATORY OFF-SITES |  |  | EXAM 5 |  | ANNE MAIER
|  | GLOBAL SURGICAL CORP | GLOBAL SURGICAL CORP MAXI S2800 |  |  | 6017 MAIN ST-PLASTICS |  |  |  | 03/25/2013 |  |  |  |  | NO | NO |  |  |  |  | GLOBAL SURGICAL CORP 10345809 02676 |  |  | Active |  | 99:99:99:99:99:99 |  | Equipment | PAAR:00-PVAR | 11/02/2019 |  | COOPER AMBULATORY OFF-SITES |  |  | EXAM ROOM 4 | 0012144897 | ANNE MAIER | Repair | Closed | Kirk Lis | 09/08/2017 | 09/12/2017 | EXAM CHAIR - WONT SET UPRIGHT WITH THE PATIENT, WHEN IT GOES BACK IT JERKS THE PATIENT - 6200 BLDG VORHEES ENT EXAM 4 | 9/8/2017 10:28:30 AM KALIS (KALIS 9/8/2017 12:00 AM) WRONG SITE WAS RECORDED ON SERVICE CALL. 9/12/2017 4:13:49 PM KALIS (KALIS 9/12/2017 12:00 AM) TRAVEL TIME (KALIS 9/12/2017 12:00 AM) ANALIZED UNIT. OBSERVED ERRACTIC MOVEMENT OF BACK SECTION OF CHAIR. EXERCISED HYDROLLIC FLUID IN ALL POSITIONS. UNIT IS RUNNING SMOOTH. CONFERRED WITH MANAGER ON FINDINGS (KALIS 9/12/2017 12:00 AM) DOCUMENTATION | D83A2A48-6993-4F75-BC09-0A602C50CAED | Labor | 09/12/2017 | 09/12/2017 | Kirk Lis
|  | GN OTOMETRICS | GN OTOMETRICS ICS CHARTR EP 200 |  |  | BUNKER HILL-SURGERY |  |  |  | 12/15/2017 |  |  |  |  | NO | NO |  |  |  |  | GN OTOMETRICS 10480114 127573 |  |  | Active |  | 99:99:99:99:99:99 |  | Equipment | 1Y:00-MFG | 12/20/2018 | 12/01/2019 | COOPER AMBULATORY OFF-SITES |  |  | Procedure Room | WOT00000001305854 | ANNE MAIER | Performance Verification | Closed | Michael Youch | 08/20/2018 | 06/14/2019 | Performance Verification for GN OTOMETRICS 10480114 127573 | Initial Install of Performance Verification. Device is ready for patient use.
|  | GOMCO | GOMCO 118 |  | G2-1069 | SPD |  |  |  | 01/01/1900 |  |  |  |  | NO | NO |  |  |  |  | GOMCO 05856 G2-1069 |  |  | Disposition |  |  |  | Equipment | 1Y:00-MFG | 07/22/2015 | 10/01/2020 | COOPER UNIVERSITY HOSPITAL |  |  | P5 - STORAGE |  | David Frye
|  | GOMCO | GOMCO 300 |  |  | 3 COOPER-CARDIAC DIAGNOSTIC CENTER |  |  |  | 01/01/1900 |  |  |  |  | NO | NO |  |  |  |  | GOMCO 07445 20040204006 |  |  | Disposition |  |  |  | Equipment | PAAR:00-PVAR | 11/02/2019 |  | COOPER AMBULATORY OFF-SITES |  |  | SUITE 318 |  | CARLA TRUELL
|  | GOMCO | GOMCO 3020 |  | 01-7977 | SICKLERVILLE SURGERY CENTER |  |  |  | 05/03/2017 |  |  |  |  | NO | NO |  |  |  |  | GOMCO 10369446 01-7977 |  |  | Active |  | 99:99:99:99:99:99 |  | Equipment | PAAR:00-PVAR | 10/31/2019 |  | COOPER AMBULATORY OFF-SITES |  |  |  | 0011786188 | Leslie Harrop | Preventative Maintenance | Closed | Bonnie Aichroth | 06/22/2017 | 06/22/2017 | PERFORMANCE ASSURANCE AT INVENTORY | INVENTORIED DEVICE AND ENSURED DEVICE WAS FUNCTIONING PROPERLY. | B82E7964-AD0B-422D-8F1F-4AC13522D75C | Labor | 05/03/2017 | 05/03/2017 | Michael Youch
|  | GOMCO | GOMCO 4005 |  |  | CHERRY HILL URGENT CARE |  |  |  | 04/04/2013 |  |  |  |  | NO | NO |  |  |  |  | GOMCO 10346145 20121011016 |  |  | Active |  | 99:99:99:99:99:99 |  | Equipment | PAAR:00-PVAR | 11/02/2019 |  | COOPER AMBULATORY OFF-SITES |  |  | HALLWAY | WOT00000000779383 | MELISSA PORTOBANCO | Repair | Closed | Kirk Lis | 04/10/2018 | 07/30/2018 | suction machine - not turning on | replaced 4 amp slo blo fuse. PERFORMED OVP | EXP0363651 | Labor | 04/10/2018 | 04/10/2018 | Kirk Lis
|  | GOOD-LITE CO. | GOOD-LITE CO. 12 |  |  | VOORHEES SURGERY CENTER-RADIOLOGY |  |  |  | 01/01/1900 |  |  |  |  | NO | NO |  |  |  |  | GOOD-LITE CO. 06315 079516 |  |  | Disposition |  |  |  | Equipment | 1Y:00-MFG | 04/18/2016 | 04/01/2020 | COOPER AMBULATORY OFF-SITES |  |  | D |  | PAT STIENES
|  | GOODWIN MANUFACTURING, INC. | GOODWIN MANUFACTURING, INC. 1183-CB |  |  | 3 COOPER-WOMENS CARE CENTER |  |  | excluded | 01/01/1900 |  |  |  |  | NO | NO |  |  |  |  | GOODWIN MANUFACTURING, INC. 10346999 11030 |  |  | Active |  | 99:99:99:99:99:99 |  | Equipment | PAAR:00-PVAR | 11/02/2019 |  | COOPER AMBULATORY OFF-SITES |  |  | SUITE 300 - EXAM 1 |  | BONNIE MANNINO
|  | GOODWIN MANUFACTURING, INC. | GOODWIN MANUFACTURING, INC. EXAM LIGHT |  |  | BURLINGTON OB/GYN |  |  | excluded | 01/01/1900 |  |  |  |  | NO | NO |  |  |  |  | GOODWIN MANUFACTURING, INC. 10366249 4337508 |  |  | Active |  | 99:99:99:99:99:99 |  | Equipment | PAAR:00-PVAR | 11/02/2019 |  | COOPER AMBULATORY OFF-SITES |  |  | EXAM 6 |  | Carey Myers
|  | GOODWIN MANUFACTURING, INC. | GOODWIN MANUFACTURING, INC. GIRAFFE 1183 |  | 1228-3 | 3 COOPER-EARLY INTERVENTION PROGRAM |  |  |  | 01/01/2001 |  |  |  |  | NO | NO |  |  |  |  | GOODWIN MANUFACTURING, INC. 10349205 1228-3 |  |  | Disposition |  |  |  | Equipment | PAAR:00-PVAR | 11/02/2019 |  | COOPER AMBULATORY OFF-SITES |  |  | SUITE 513 - EXAM 1 |  | Sue Cooper
|  | GOODWIN MANUFACTURING, INC. | GOODWIN MANUFACTURING, INC. GIRAFFE 1183 |  | 12213* | 3 COOPER-WOMENS CARE CENTER |  |  |  | 01/01/1900 |  |  |  |  | NO | NO |  |  |  |  | GOODWIN MANUFACTURING, INC. 10346891 12213* |  |  | Disposition |  |  |  | Equipment | PAAR:00-PVAR | 11/02/2019 |  | COOPER AMBULATORY OFF-SITES |  |  | ROOM 7 |  | BONNIE MANNINO
|  | GOODWIN MANUFACTURING, INC. | GOODWIN MANUFACTURING, INC. GIRAFFE 1196 |  | BG-62796 | VOORHEES SURGERY CENTER-RADIATION/ONC |  |  | excluded | 06/19/2008 |  |  |  |  | NO | NO |  |  |  |  | GOODWIN MANUFACTURING, INC. 10480301 BG-62796 |  |  | Active |  | 99:99:99:99:99:99 |  | Equipment | PAAR:00-PVAR | 10/31/2019 |  | COOPER AMBULATORY OFF-SITES |  |  | SUITE B CLOSET |  | COLLEEN TEGELER
|  | GOODWIN MANUFACTURING, INC. | GOODWIN MANUFACTURING, INC. GIRAFFE 1196 |  | Not Known | 3 COOPER-WOMENS CARE CENTER |  |  | excluded | 06/10/2015 |  |  |  |  | NO | NO |  |  |  |  | GOODWIN MANUFACTURING, INC. 10480107 Not Known |  |  | Active |  | 99:99:99:99:99:99 |  | Equipment | PAAR:00-PVAR | 10/31/2019 |  | COOPER AMBULATORY OFF-SITES |  |  | SUITE 300 ROOM 4 |  | BONNIE MANNINO
|  | GOOSENECK | GOOSENECK GOOSENECK LIGHT |  | 1AA0924200 | RADIOLOGY DIAGNOSTICS |  |  |  | 06/23/2009 |  |  |  |  | NO | NO |  |  |  |  | GOOSENECK 10368948 1AA0924200 |  |  | Disposition |  |  |  | Equipment | 1Y:00-MFG | 01/01/1900 | 12/01/2019 | COOPER UNIVERSITY HOSPITAL |  |  | ED110 |  | PAULETTE DUCKREY
|  | GOOSENECK | GOOSENECK GOOSENECK LIGHT |  |  | RADIOLOGY DIAGNOSTICS |  |  |  | 07/21/2011 |  |  |  |  | NO | NO |  |  |  |  | GOOSENECK 10368170 1046 |  |  | Disposition |  |  |  | Equipment | 1Y:00-MFG | 01/01/1900 | 12/01/2019 | COOPER UNIVERSITY HOSPITAL |  |  | ER/XRAY RM 2 |  | PAULETTE DUCKREY
|  | GOOSENECK | GOOSENECK GOOSENECK LIGHT |  | 8720-2 | LAB HEMATOLOGY |  |  |  | 01/01/1900 |  |  |  |  | NO | NO |  |  |  |  | GOOSENECK 10367689 8720-2 |  |  | Disposition |  |  |  | Equipment | 1Y:00-MFG | 01/01/1900 | 12/01/2019 | COOPER UNIVERSITY HOSPITAL |  |  | HEMATOLOGY |  | DALE MORRONE
|  | GOOSENECK | GOOSENECK GOOSENECK LIGHT |  |  | LAB HEMATOLOGY |  |  |  | 01/01/1900 |  |  |  |  | NO | NO |  |  |  |  | GOOSENECK 10367665 60191 |  |  | Disposition |  |  |  | Equipment | 1Y:00-MFG | 01/01/1900 | 12/01/2019 | COOPER UNIVERSITY HOSPITAL |  |  | HEMATOLOGY |  | DALE MORRONE
|  | GOOSENECK | GOOSENECK GOOSENECK LIGHT |  |  | LAB HEMATOLOGY |  |  |  | 01/01/1900 |  |  |  |  | NO | NO |  |  |  |  | GOOSENECK 10367667 146120 |  |  | Disposition |  |  |  | Equipment | 1Y:00-MFG | 01/01/1900 | 12/01/2019 | COOPER UNIVERSITY HOSPITAL |  |  | HEMATOLOGY |  | DALE MORRONE
|  | GRAHAM FIELD, INC. | GRAHAM FIELD, INC. GF108 |  |  | WILLINGBORO COOPER UNIVERSITY PHYSICIANS |  |  | excluded | 10/31/2019 |  |  |  |  | NO | NO |  |  |  |  | GRAHAM FIELD, INC. 11239303 08118921 |  |  | Active |  | 99:99:99:99:99:99 |  | Equipment | PAAR:00-PVAR | 10/31/2019 | 10/31/2019 | COOPER AMBULATORY OFF-SITES |  |  | Performance Verification | WOT00000001810462 | PATTY LEWIS | Service Request | Closed | Kirk Lis | 10/31/2019 | 10/31/2019 | New Gel warmer - New needs checked and tagged. | INVENTORIED NEW EQUIPMENT | EXP1864552 | Labor | 10/31/2019 | 10/31/2019 | Kirk Lis
|  | GRAHAM FIELD, INC. | GRAHAM FIELD, INC. GF108 |  |  | BUNKER HILL-OB/GYN |  |  | excluded | 05/03/2017 |  |  |  |  | NO | NO |  |  |  |  | GRAHAM FIELD, INC. 10480175 0316046 |  |  | Active |  | 99:99:99:99:99:99 |  | Equipment | PAAR:00-PVAR | 10/31/2019 |  | COOPER AMBULATORY OFF-SITES |  |  |  | 0011786221 | LISA POTTS | Preventative Maintenance | Closed | Bonnie Aichroth | 06/22/2017 | 06/22/2017 | PERFORMANCE ASSURANCE AT INVENTORY | INVENTORIED DEVICE AND ENSURED DEVICE WAS FUNCTIONING PROPERLY. | C9781CFA-73C0-4889-9F3B-735BDD9EBD43 | Labor | 05/03/2017 | 05/03/2017 | Michael Youch
|  | GRAHAM FIELD, INC. | GRAHAM FIELD, INC. GF108 |  |  | BUNKER HILL-OB/GYN |  |  | excluded | 05/03/2017 |  |  |  |  | NO | NO |  |  |  |  | GRAHAM FIELD, INC. 10480176 0316073 |  |  | Active |  | 99:99:99:99:99:99 |  | Equipment | PAAR:00-PVAR | 10/31/2019 |  | COOPER AMBULATORY OFF-SITES |  |  |  | 0011786225 | LISA POTTS | Performance Verification | Closed | Bonnie Aichroth | 06/22/2017 | 06/22/2017 | INCOMING INVENTORY | DEVICE INVENTORIED | 4F9834B2-CF18-4504-8921-186C350F0244 | Labor | 06/22/2017 | 06/22/2017 | Bonnie Aichroth
|  | GRAHAM FIELD, INC. | GRAHAM FIELD, INC. JB0112-062 |  | AMR078RP093 | AUDUBON URGENT CARE |  |  | excluded | 05/17/2016 |  |  |  |  | NO | NO |  |  |  |  | GRAHAM FIELD, INC. 10480450 AMR078RP093 |  |  | Active |  | 99:99:99:99:99:99 |  | Equipment | PAAR:00-PVAR | 10/31/2019 |  | COOPER AMBULATORY OFF-SITES |  |  | WHITE HORSE PIKE |  | MELISSA PORTOBANCO
|  | GRASON-STADLER, INC. | GRASON-STADLER, INC. GSI-16 MODEL 1716 |  |  | 3 COOPER - SPEECH AND HEARING |  |  |  | 06/19/2015 |  |  |  |  | NO | NO |  |  |  |  | GRASON-STADLER, INC. 10355958 1460 |  |  | Active |  | 99:99:99:99:99:99 |  | Equipment | 1Y:00-MFG | 03/06/2019 | 02/01/2020 | COOPER AMBULATORY OFF-SITES |  |  | Suite 511 - Back Hall Storage |  | JANET PORCELLIN
|  | GRASS INSTRUMENTS | GRASS INSTRUMENTS EZM 4 A |  | 97L0851G | SLEEP LAB |  |  |  | 10/16/2019 |  |  |  |  | NO | NO |  |  |  |  | GRASS INSTRUMENTS 25370 97L0851G |  |  | Disposition |  |  |  | Equipment | PAAR:00-PVAR | 10/16/2019 | 10/16/2019 | COOPER UNIVERSITY HOSPITAL |  |  | SUITE K |  | JOE DRUCTOR |  |  |  | 10/16/2019 | 10/16/2019 |  |  |  |  | 10/16/2019 | 10/16/2019
|  | GRASS INSTRUMENTS | GRASS INSTRUMENTS EZM 4 A |  | 97LO224G | VOORHEES SURGERY CENTER-PULMONARY |  |  |  | 01/01/1900 |  |  |  |  | NO | NO |  |  |  |  | GRASS INSTRUMENTS 10356812 97LO224G |  |  | Disposition |  |  |  | Equipment | 1Y:00-MFG | 05/02/2016 | 04/01/2020 | COOPER AMBULATORY OFF-SITES |  |  | Sleep Room |  | SUSAN PINE
|  | GSI LUMONICS | GSI LUMONICS XE50P |  | A1051475 | 3 COOPER - SPEECH AND HEARING |  |  |  | 09/27/2005 |  |  |  |  | NO | NO |  |  |  |  | GSI LUMONICS 10346793 A1051475 |  |  | Disposition |  |  |  | Equipment | 1Y:00-MFG | 02/05/2018 | 02/01/2020 | COOPER AMBULATORY OFF-SITES |  |  | SUITE 511 - 2ND BOOTH |  | JANET PORCELLIN
|  | GUIDANT CORPORATION | GUIDANT CORPORATION 3120 ZOOM LATITUDE |  |  | VOORHEES CARDIOLOGY |  |  |  | 04/12/2011 |  |  |  |  | NO | NO |  |  |  |  | GUIDANT CORPORATION 10348055 074963 |  |  | Active |  | 99:99:99:99:99:99 |  | Equipment | PAAR:00-PVAR | 11/01/2019 |  | COOPER AMBULATORY OFF-SITES |  |  | CARDIOLOGY - BLDG 2 | 0012317658 | KATHY COMO | Alert | Closed | Kirk Lis | 10/24/2017 | 11/01/2017 | SFT000121: Boston Scientifc - Zoom Latitude: Vulnerabilities Exist in the Encryption of PHI when PHI at Rest | 11/1/2017 8:48:59 AM KALIS (KALIS 10/31/2017 12:00 AM) CHECKED ON LOCATION OF UNIT. EQUIPMENT IS LOCATED IN SECURE ROOM. THIS COMPLIES WITH OEM ALERT STATED CONDITIONS OF COMPLIANCE. | A3F5FE13-1F7E-482B-B02D-76B0AD8EF759 | Labor | 10/31/2017 | 10/31/2017 | Kirk Lis
|  | GUIDANT CORPORATION | GUIDANT CORPORATION 3120 ZOOM LATITUDE |  |  | VOORHEES CARDIOLOGY SUITE 102 |  |  |  | 08/24/2011 |  |  |  |  | NO | NO |  |  |  |  | GUIDANT CORPORATION 10345361 068472 |  |  | Active |  | 99:99:99:99:99:99 |  | Equipment | PAAR:00-PVAR | 11/02/2019 |  | COOPER AMBULATORY OFF-SITES |  |  | EQUIPMENT STORAGE AREA | 0012317681 | MICHELE MOLINARI | Alert | Closed | Kirk Lis | 10/24/2017 | 11/01/2017 | SFT000121: Boston Scientifc - Zoom Latitude: Vulnerabilities Exist in the Encryption of PHI when PHI at Rest | 11/1/2017 8:47:49 AM KALIS (KALIS 10/31/2017 12:00 AM) TRAVEL TIME (KALIS 10/31/2017 12:00 AM) CHECKED ON LOCATION OF UNIT. EQUIPMENT IS LOCATED IN SECURE ROOM. THIS COMPLIES WITH OEM ALERT STATED CONDITIONS OF COMPLIANCE. (KALIS 11/1/2017 12:00 AM) DOCUMENTATION | FDC6646C-B2A8-4E1D-BCBE-96A5F33EA12E | Labor | 10/31/2017 | 10/31/2017 | Kirk Lis
|  | GUIDANT CORPORATION | GUIDANT CORPORATION VH-1111 7MM EXTENDED |  |  | CENTRAL STERILE PROCESSING |  |  |  | 10/31/2019 |  |  |  |  | NO | NO |  |  |  |  | GUIDANT CORPORATION 409203 409203 |  |  | Active |  | 99:99:99:99:99:99 |  | Equipment | PAAR:00-PVAR | 10/31/2019 | 10/31/2019 | COOPER UNIVERSITY HOSPITAL |  |  |  | 0011507896 | GINA GAROZZO | Preventative Maintenance | Closed | Bonnie Aichroth | 10/31/2019 | 10/31/2019 | PERFORMANCE ASSURANCE AT INVENTORY | INVENTORIED DEVICE AND ENSURED DEVICE WAS FUNCTIONING PROPERLY. | B6F016FB-74D4-45C5-84CC-64EDEFF95FAD | Labor | 10/31/2019 | 10/31/2019 | Kenneth Krips
|  | GYNECARE INC. | GYNECARE INC. X-TRACT MOTOR DRIVE UNIT |  |  | OR - KELEMEN 3 |  |  |  | 01/01/1900 |  |  |  |  | NO | NO |  |  |  |  | GYNECARE INC. 04880 00981 |  |  | Disposition |  |  |  | High Risk | 6M:00-MFG | 01/01/1900 | 12/01/2019 | COOPER UNIVERSITY HOSPITAL |  |  | 9PAVSTORAGE |  | DOMINIC VENDETTA
ACMI-G27L 30WA/107546 |  | GYRUS-ACMI | GYRUS-ACMI G27L30WA |  |  | OR - KELEMEN 3 |  |  | excluded | 11/02/2019 |  |  |  |  | NO | NO |  |  |  |  | GYRUS-ACMI ACMI-G27L 30WA/107546 107546 |  |  | Active |  | 99:99:99:99:99:99 |  | Equipment | PAAR:00-PVAR | 11/02/2019 | 11/02/2019 | COOPER UNIVERSITY HOSPITAL |  |  |  | 0012527319 | DOMINIC VENDETTA | Repair | Closed | Kenneth Krips | 11/02/2019 | 11/02/2019 | ENDOSCOPES- BLURRY, NEEDLE SCOPE RIDGED - TMX | 12/26/2017 2:27:10 PM KMKRIPS REPAIRS: RIGID SPECIALTY RATE COST: $975.00 12/26/2017 3:42:26 PM KMKRIPS PURCHASE ORDER #: TMX1110910 1/3/2018 1:51:33 PM KMKRIPS THIS SCOPE HAS BEEN RETURNED BACK FROM IMS AND DELIVERED BACK TO CSP. | 761DC972-EB5A-49F1-BA1E-299195E8F431 | VS | 11/02/2019 | 11/02/2019 | Kenneth Krips
ACMI-G27L 30WA/106065A |  | GYRUS-ACMI | GYRUS-ACMI G27L30WA |  | 106065A | OR - KELEMEN 3 |  |  | excluded | 11/02/2019 |  |  |  |  | NO | NO |  |  |  |  | GYRUS-ACMI ACMI-G27L 30WA/106065A 106065A |  |  | Active |  | 99:99:99:99:99:99 |  | Equipment | PAAR:00-PVAR | 11/02/2019 | 11/02/2019 | COOPER UNIVERSITY HOSPITAL |  |  | csp | WOT00000000507658 | DOMINIC VENDETTA | Disposition | Closed | Kenneth Krips | 11/02/2019 | 11/02/2019 | Bulk Disposition CNL |  |  |  | 11/02/2019 | 11/02/2019
|  | GYRUS-ACMI | GYRUS-ACMI SOLAR SMARTFLOW |  | PE09-7SBL0338 | VOORHEES SURGERY CENTER-SURGERY DEPT |  |  |  | 03/08/2010 |  |  |  |  | NO | NO |  |  |  |  | GYRUS-ACMI 10344809 PE09-7SBL0338 |  |  | Disposition |  |  |  | Equipment | 1Y:00-MFG | 04/27/2016 | 04/01/2020 | COOPER AMBULATORY OFF-SITES |  |  | SUITE G PROC RM A |  | Theresa Megali
|  | HAENNI | HAENNI -30 HG / 60 PSI |  |  | CENTRAL STERILE PROCESSING |  |  |  | 01/30/2019 |  |  |  |  | NO | NO |  |  |  |  | HAENNI 1111222 12345678 |  |  | Disposition |  |  |  | Test Equipment | 1Y:00-VEN | 01/30/2019 | 01/30/2019 | COOPER UNIVERSITY HOSPITAL |  |  | Dispositioned | WOT00000002031273 | GINA GAROZZO | Performance Verification | Closed | Stephen Zubrzycki | 01/30/2019 | 01/30/2019 | Performance Verification for HAENNI 1111222 12345678 | Initial Install of Performance Verification. Device is ready for patient use. |  |  | 01/30/2019 | 01/30/2019
|  | HAMILTON BELL COMPANY | HAMILTON BELL COMPANY VANGUARD V6500 |  |  | 3 COOPER-COOPER RESEARCH INSTITUTE |  |  |  | 02/03/2006 |  |  |  |  | NO | NO |  |  |  |  | HAMILTON BELL COMPANY 10725038 162573 |  |  | Active |  | 99:99:99:99:99:99 |  | Equipment | 6M:00-MFG | 11/01/2019 | 05/01/2020 | COOPER AMBULATORY OFF-SITES |  |  | Suite 1102B - Conference Room [3400] |  | CHRISTINE RICKETTE
|  | HAMILTON BELL COMPANY | HAMILTON BELL COMPANY VANGUARD V6500 |  |  | VOORHEES SURGERY CENTER-RADIATION/ONC |  |  |  | 01/29/2009 |  |  |  |  | NO | NO |  |  |  |  | HAMILTON BELL COMPANY 10344966 167681 |  |  | Active |  | 99:99:99:99:99:99 |  | Equipment | 6M:00-MFG | 10/29/2019 | 04/01/2020 | COOPER AMBULATORY OFF-SITES |  |  | BUILDING 2 LAB, EKG room lower cabinet |  | COLLEEN TEGELER
|  | HAMILTON MEDICAL FURNITURE | HAMILTON MEDICAL FURNITURE 4K783 |  | PF0303034 | WOODSTOWN - CARDIOLOGY |  |  |  | 01/01/1900 |  |  |  |  | NO | NO |  |  |  |  | HAMILTON MEDICAL FURNITURE 10366967 PF0303034 |  |  | Disposition |  |  |  | Equipment | PAAR:00-PVAR | 11/02/2019 |  | COOPER AMBULATORY OFF-SITES |  |  | NOT BROUGHT FROM ELMER |  | SUSAN WHITZELL
|  | HAMILTON MEDICAL FURNITURE | HAMILTON MEDICAL FURNITURE E SERIES |  | Not Known | PENNSVILLE-MEDICINE |  |  | excluded | 01/01/1900 |  |  |  |  | NO | NO |  |  |  |  | HAMILTON MEDICAL FURNITURE 10345967 Not Known |  |  | Active |  | 99:99:99:99:99:99 |  | Equipment | PAAR:00-PVAR | 11/02/2019 |  | COOPER AMBULATORY OFF-SITES |  |  | EXAM 5 |  | Heather Rhodes
|  | HAMILTON MEDICAL FURNITURE | HAMILTON MEDICAL FURNITURE E SERIES |  | Not Known | PENNSVILLE-MEDICINE |  |  | excluded | 01/01/1900 |  |  |  |  | NO | NO |  |  |  |  | HAMILTON MEDICAL FURNITURE 10345961 Not Known |  |  | Active |  | 99:99:99:99:99:99 |  | Equipment | PAAR:00-PVAR | 11/02/2019 |  | COOPER AMBULATORY OFF-SITES |  |  | EXAM 1 |  | Heather Rhodes
|  | HAMILTON MEDICAL FURNITURE | HAMILTON MEDICAL FURNITURE E SERIES |  | Not Known | PENNSVILLE-MEDICINE |  |  | excluded | 01/01/1900 |  |  |  |  | NO | NO |  |  |  |  | HAMILTON MEDICAL FURNITURE 10345962 Not Known |  |  | Active |  | 99:99:99:99:99:99 |  | Equipment | PAAR:00-PVAR | 11/02/2019 |  | COOPER AMBULATORY OFF-SITES |  |  | exam 3 |  | Heather Rhodes
|  | HAMILTON MEDICAL FURNITURE | HAMILTON MEDICAL FURNITURE E SERIES |  | Not Known | PENNSVILLE-MEDICINE |  |  | excluded | 01/01/1900 |  |  |  |  | NO | NO |  |  |  |  | HAMILTON MEDICAL FURNITURE 10345953 Not Known |  |  | Active |  | 99:99:99:99:99:99 |  | Equipment | PAAR:00-PVAR | 11/02/2019 |  | COOPER AMBULATORY OFF-SITES |  |  | exam 4 |  | Heather Rhodes
|  | HAMILTON MEDICAL FURNITURE | HAMILTON MEDICAL FURNITURE E SERIES |  | Not Known | PENNSVILLE-MEDICINE |  |  | excluded | 01/01/1900 |  |  |  |  | NO | NO |  |  |  |  | HAMILTON MEDICAL FURNITURE 10345954 Not Known |  |  | Active |  | 99:99:99:99:99:99 |  | Equipment | PAAR:00-PVAR | 11/02/2019 |  | COOPER AMBULATORY OFF-SITES |  |  | EXAM 13 |  | Heather Rhodes
|  | HAMILTON MEDICAL FURNITURE | HAMILTON MEDICAL FURNITURE E SERIES |  | Not Known | PENNSVILLE-MEDICINE |  |  | excluded | 01/01/1900 |  |  |  |  | NO | NO |  |  |  |  | HAMILTON MEDICAL FURNITURE 10345951 Not Known |  |  | Active |  | 99:99:99:99:99:99 |  | Equipment | PAAR:00-PVAR | 11/02/2019 |  | COOPER AMBULATORY OFF-SITES |  |  | EXAM 2 |  | Heather Rhodes
|  | HAMILTON MEDICAL FURNITURE | HAMILTON MEDICAL FURNITURE E SERIES |  | Not Known | PENNSVILLE-MEDICINE |  |  | excluded | 01/01/1900 |  |  |  |  | NO | NO |  |  |  |  | HAMILTON MEDICAL FURNITURE 10345944 Not Known |  |  | Active |  | 99:99:99:99:99:99 |  | Equipment | PAAR:00-PVAR | 11/02/2019 |  | COOPER AMBULATORY OFF-SITES |  |  | PED-2 |  | Heather Rhodes
|  | HAMILTON MEDICAL FURNITURE | HAMILTON MEDICAL FURNITURE E SERIES |  | Not Known | PENNSVILLE-MEDICINE |  |  | excluded | 01/01/1900 |  |  |  |  | NO | NO |  |  |  |  | HAMILTON MEDICAL FURNITURE 10345946 Not Known |  |  | Active |  | 99:99:99:99:99:99 |  | Equipment | PAAR:00-PVAR | 11/02/2019 |  | COOPER AMBULATORY OFF-SITES |  |  | PED-1 |  | Heather Rhodes
|  | HAMILTON MEDICAL FURNITURE | HAMILTON MEDICAL FURNITURE E SERIES |  | Not Known | PENNSVILLE-MEDICINE |  |  | excluded | 01/01/1900 |  |  |  |  | NO | NO |  |  |  |  | HAMILTON MEDICAL FURNITURE 10345941 Not Known |  |  | Active |  | 99:99:99:99:99:99 |  | Equipment | PAAR:00-PVAR | 11/02/2019 |  | COOPER AMBULATORY OFF-SITES |  |  | EXAM 12 |  | Heather Rhodes
|  | HAMILTON MEDICAL FURNITURE | HAMILTON MEDICAL FURNITURE E SERIES |  | Not Known | PENNSVILLE-MEDICINE |  |  | excluded | 01/01/1900 |  |  |  |  | NO | NO |  |  |  |  | HAMILTON MEDICAL FURNITURE 10345938 Not Known |  |  | Active |  | 99:99:99:99:99:99 |  | Equipment | PAAR:00-PVAR | 11/02/2019 |  | COOPER AMBULATORY OFF-SITES |  |  | EXAM 6 |  | Heather Rhodes
|  | HAMILTON MEDICAL FURNITURE | HAMILTON MEDICAL FURNITURE E SERIES |  | 2K53 | PENNSVILLE-MEDICINE |  |  | excluded | 01/01/1900 |  |  |  |  | NO | NO |  |  |  |  | HAMILTON MEDICAL FURNITURE 10345935 2K53 |  |  | Active |  | 99:99:99:99:99:99 |  | Equipment | PAAR:00-PVAR | 11/02/2019 |  | COOPER AMBULATORY OFF-SITES |  |  | EXAM 15 |  | Heather Rhodes
|  | HAMILTON MEDICAL FURNITURE | HAMILTON MEDICAL FURNITURE E SERIES |  | Not Known | PENNSVILLE-MEDICINE |  |  | excluded | 01/01/1900 |  |  |  |  | NO | NO |  |  |  |  | HAMILTON MEDICAL FURNITURE 10345936 Not Known |  |  | Active |  | 99:99:99:99:99:99 |  | Equipment | PAAR:00-PVAR | 11/02/2019 |  | COOPER AMBULATORY OFF-SITES |  |  | EXAM 15 |  | Heather Rhodes
|  | HAMILTON MEDICAL FURNITURE | HAMILTON MEDICAL FURNITURE E SERIES |  | Not Known | PENNSVILLE-MEDICINE |  |  | excluded | 01/01/1900 |  |  |  |  | NO | NO |  |  |  |  | HAMILTON MEDICAL FURNITURE 10345937 Not Known |  |  | Active |  | 99:99:99:99:99:99 |  | Equipment | PAAR:00-PVAR | 11/01/2019 |  | COOPER AMBULATORY OFF-SITES |  |  | EXAM 9 |  | Heather Rhodes
|  | HANNS-G | HANNS-G HW173D |  | Not Known | MED/SURG 6 PAVILION |  |  |  | 01/01/1900 |  |  |  |  | NO | NO |  |  |  |  | HANNS-G 10355279 Not Known |  |  | Active |  | 99:99:99:99:99:99 |  | Accessory | PAAR:00-PVAR | 11/02/2019 |  | COOPER UNIVERSITY HOSPITAL |  |  | HALLWALL |  | BRIAN OSHAUGHNESSY
|  | HANS RUDOLPH, INC. | HANS RUDOLPH, INC. 3 LITER CALIBRATION SYRINGE |  |  | BRACHFIELD MEDICAL ASSOCIATES-MEDICINE |  |  |  | 01/01/1900 |  |  |  |  | NO | NO |  |  |  |  | HANS RUDOLPH, INC. 10367021 98885 |  |  | Active |  | 99:99:99:99:99:99 |  | Test Equipment | PAAR:00-PVAR | 10/31/2019 |  | COOPER AMBULATORY OFF-SITES |  |  | PFT Room |  | CATHY CRAWFORD
|  | HANS RUDOLPH, INC. | HANS RUDOLPH, INC. 3 LITER CALIBRATION SYRINGE |  |  | BRACHFIELD MEDICAL ASSOCIATES-MEDICINE |  |  |  | 01/01/1900 |  |  |  |  | NO | NO |  |  |  |  | HANS RUDOLPH, INC. 10367019 5530 |  |  | Active |  | 99:99:99:99:99:99 |  | Test Equipment | PAAR:00-PVAR | 10/31/2019 |  | COOPER AMBULATORY OFF-SITES |  |  | PFT Room |  | CATHY CRAWFORD
|  | HARD | HARD SPRINGFIELD CRIB 1943 |  | Not Known | BIOMEDICAL |  |  |  | 10/16/2019 |  |  |  |  | NO | NO |  |  |  |  | HARD 50010954 Not Known |  |  | Disposition | 50010954, 10355380 | 99:99:99:99:99:99 |  | Equipment | PAAR:00-PVAR | 10/16/2019 | 10/16/2019 | COOPER UNIVERSITY HOSPITAL |  |  | P5 STORAGE RM |  | Bonnie Aichroch |  |  |  | 10/16/2019 | 10/16/2019 |  |  |  |  | 10/16/2019 | 10/16/2019
|  | HARD | HARD SPRINGFIELD CRIB 1943 |  | Not Known | BIOMEDICAL |  |  |  | 10/16/2019 |  |  |  |  | NO | NO |  |  |  |  | HARD 50010955 Not Known |  |  | Disposition | 50010955, 10355380 | 99:99:99:99:99:99 |  | Equipment | PAAR:00-PVAR | 10/16/2019 | 10/16/2019 | COOPER UNIVERSITY HOSPITAL |  |  | P5 STORAGE RM |  | Bonnie Aichroch |  |  |  | 10/16/2019 | 10/16/2019 |  |  |  |  | 10/16/2019 | 10/16/2019
|  | HARD | HARD SPRINGFIELD CRIB 1943 |  | Not Known | PATIENT TRANSPORT |  |  |  | 01/01/1900 |  |  |  |  | NO | NO |  |  |  |  | HARD 10360486 Not Known |  |  | Disposition |  |  |  | Equipment | PAAR:00-PVAR | 11/02/2019 |  | COOPER UNIVERSITY HOSPITAL |  |  | EDS/6N RM 642 |  | Bonnie Aichroch
|  | HARD | HARD SPRINGFIELD CRIB 1943 |  | Not Known | PATIENT TRANSPORT |  |  |  | 01/01/1900 |  |  |  |  | NO | NO |  |  |  |  | HARD 10360461 Not Known |  |  | Disposition | 10360461, 10355380 | 99:99:99:99:99:99 |  | Equipment | PAAR:00-PVAR | 11/02/2019 |  | COOPER UNIVERSITY HOSPITAL |  |  | PICU/ RM 636 | 0011614602 | Bonnie Aichroch | Repair | Closed | Josh Harris | 05/05/2017 | 05/05/2017 | BEDS, MECHANICAL, PEDIATRIC - DISPOSITION (RETIRE) - TMX | 5/5/2017 9:28:35 AM JXHARRIS (JXHARRIS 5/5/2017 12:00 AM) NO LONGER NEEDED. 5/5/2017 9:28 AM JXHARRIS This device has been removed from an active status with the RSQ Database, and physically removed from the facility. Device retired on 5/5/2017; Authorized By: BONNIE AICHROTH; Nature of Retirement: NO LONGER NEEDED; Days In Service: 700 | F1370A45-DA14-4CF8-A9E0-C4F19DC3CEAA | Labor | 05/05/2017 | 05/05/2017 | Josh Harris
|  | HARD | HARD SPRINGFIELD CRIB 1943 |  | NOT KNOWN | BIOMEDICAL |  |  |  | 01/01/1900 |  |  |  |  | NO | NO |  |  |  |  | HARD 10355399 NOT KNOWN |  |  | Disposition | 10355399, 10355380 | 99:99:99:99:99:99 |  | Equipment | PAAR:00-PVAR | 10/16/2019 |  | COOPER UNIVERSITY HOSPITAL |  |  | P5 STORAGE RM |  | Bonnie Aichroch
|  | HARD | HARD SPRINGFIELD CRIB 1943 |  | Not Known | BIOMEDICAL |  |  |  | 01/01/1900 |  |  |  |  | NO | NO |  |  |  |  | HARD 10355387 Not Known |  |  | Disposition | 10355387, 10355380 | 99:99:99:99:99:99 |  | Equipment | PAAR:00-PVAR | 10/16/2019 |  | COOPER UNIVERSITY HOSPITAL |  |  | P5 STORAGE RM |  | Bonnie Aichroch
|  | HARD | HARD SPRINGFIELD CRIB 1943 |  | Not Known | BIOMEDICAL |  |  |  | 01/01/1900 |  |  |  |  | NO | NO |  |  |  |  | HARD 10355386 Not Known |  |  | Disposition | 10355386, 10355380 | 99:99:99:99:99:99 |  | Equipment | PAAR:00-PVAR | 10/16/2019 |  | COOPER UNIVERSITY HOSPITAL |  |  | P5 STORAGE RM |  | Bonnie Aichroch
|  | HARD | HARD SPRINGFIELD CRIB 1943 |  | Not Known | BIOMEDICAL |  |  |  | 01/01/1900 |  |  |  |  | NO | NO |  |  |  |  | HARD 10355379 Not Known |  |  | Disposition | 10355379, 10355380 | 99:99:99:99:99:99 |  | Equipment | PAAR:00-PVAR | 10/16/2019 |  | COOPER UNIVERSITY HOSPITAL |  |  | p2 storage |  | Bonnie Aichroch
|  | HARD | HARD SPRINGFIELD CRIB 1943 |  | Not Known | BIOMEDICAL |  |  |  | 01/01/1900 |  |  |  |  | NO | NO |  |  |  |  | HARD 10355380 Not Known |  |  | Disposition |  | 99:99:99:99:99:99 |  | Equipment | PAAR:00-PVAR | 10/16/2019 |  | COOPER UNIVERSITY HOSPITAL |  |  | P5 STORAGE RM |  | Bonnie Aichroch
|  | HARD | HARD SPRINGFIELD CRIB 1943 |  | Not Known | BIOMEDICAL |  |  |  | 01/01/1900 |  |  |  |  | NO | NO |  |  |  |  | HARD 10355378 Not Known |  |  | Disposition |  |  |  | Equipment | PAAR:00-PVAR | 10/16/2019 |  | COOPER UNIVERSITY HOSPITAL |  |  | P5 STORAGE RM |  | Bonnie Aichroch
|  | HARD | HARD SPRINGFIELD CRIB 1943 |  | NOT KNOWN | INTENSIVE CARE NURSERY |  |  |  | 10/16/2019 |  |  |  |  | NO | NO |  |  |  |  | HARD 30143375 NOT KNOWN |  |  | Disposition |  | 99:99:99:99:99:99 |  | Equipment | PAAR:00-PVAR | 10/16/2019 | 10/16/2019 | COOPER UNIVERSITY HOSPITAL |  |  | Disposition |  | JOANNE FOX |  |  |  | 10/16/2019 | 10/16/2019 |  |  |  |  | 10/16/2019 | 10/16/2019
|  | HARVEST TECHNOLOGIES | HARVEST TECHNOLOGIES SMARTPREP 2 |  | SMP2-5557 | PERFUSION |  |  |  | 09/25/2019 |  |  |  |  | NO | NO |  |  |  |  | HARVEST TECHNOLOGIES 11239352 SMP2-5557 |  |  | Active |  | 99:99:99:99:99:99 |  | High Risk | 6M:00-MFG | 09/25/2019 | 09/25/2019 | COOPER UNIVERSITY HOSPITAL |  |  |  | WOT00000001156257 | Bonnie Aichroch | Performance Verification | Closed | Salvatore Bombara | 09/25/2019 | 09/25/2019 | Performance Verification for HARVEST TECHNOLOGIES 11239352 SMP2-5557 | Initial Install of Performance Verification. Device is ready for patient use. |  |  | 09/25/2019 | 09/25/2019
|  | HARVEST TECHNOLOGIES | HARVEST TECHNOLOGIES SMARTPREP 2 |  | SMP2-6872 | PERFUSION |  |  |  | 02/10/2016 |  |  |  |  | NO | NO |  |  |  |  | HARVEST TECHNOLOGIES 10480320 SMP2-6872 |  |  | Disposition |  | 99:99:99:99:99:99 |  | High Risk | 6M:00-MFG | 02/25/2018 | 02/01/2020 | COOPER UNIVERSITY HOSPITAL |  |  |  |  | Bonnie Aichroch
|  | HARVEST TECHNOLOGIES | HARVEST TECHNOLOGIES SMARTPREP 2 |  | SMP2-2876 | PERFUSION |  |  |  | 05/16/2012 |  |  |  |  | NO | NO |  |  |  |  | HARVEST TECHNOLOGIES 10346346 SMP2-2876 |  |  | Disposition |  | 99:99:99:99:99:99 |  | High Risk | 6M:00-MFG | 02/08/2018 | 02/01/2020 | COOPER UNIVERSITY HOSPITAL |  |  | OR-KELEMEN |  | Bonnie Aichroch
|  | HASCO INTERNATIONAL | HASCO INTERNATIONAL V-04 |  |  | LABOR & DELIVERY |  |  |  | 07/01/2013 |  |  |  |  | NO | NO |  |  |  |  | HASCO INTERNATIONAL 10355109 014804 |  |  | Disposition |  | 99:99:99:99:99:99 |  | Equipment | PAAR:00-PVAR | 11/02/2019 |  | COOPER UNIVERSITY HOSPITAL |  |  | OR 1 L&D | WOT00000000536828 | JOANNA HORST | Disposition | Closed | Josh Harris | 02/09/2018 | 08/06/2019 | Bulk Disposition CNL | Unit cannot be located. Spoke with department. Unit is no longer there. | EXP3592150 | Labor | 08/05/2019 | 08/05/2019 | Josh Harris
|  | HAUSMANN INDUSTRIES | HAUSMANN INDUSTRIES 4074 |  | coophospnsn008 | BIOMEDICAL |  |  |  | 01/01/1900 |  |  |  |  | NO | NO |  |  |  |  | HAUSMANN INDUSTRIES 04448 coophospnsn008 |  |  | Disposition |  |  |  | Equipment | 1Y:00-MFG | 01/22/2016 | 12/01/2020 | COOPER UNIVERSITY HOSPITAL |  |  | PENNSVILLE RM 4 |  | Bonnie Aichroch
04451P |  | HAUSMANN INDUSTRIES | HAUSMANN INDUSTRIES 4074 |  | coophospnsn011 | BIOMEDICAL |  |  |  | 01/01/1900 |  |  |  |  | NO | NO |  |  |  |  | HAUSMANN INDUSTRIES 04451P coophospnsn011 |  |  | Disposition |  |  |  | Equipment | 1Y:00-MFG | 11/05/2015 | 12/01/2020 | COOPER UNIVERSITY HOSPITAL |  |  | PENNSVILLE 7 |  | Bonnie Aichroch
|  | HAUSMANN INDUSTRIES | HAUSMANN INDUSTRIES 4074 |  | coophospnsn012 | BIOMEDICAL |  |  |  | 01/01/1900 |  |  |  |  | NO | NO |  |  |  |  | HAUSMANN INDUSTRIES 04453 coophospnsn012 |  |  | Disposition |  |  |  | Equipment | 1Y:00-MFG | 01/22/2016 | 12/01/2020 | COOPER UNIVERSITY HOSPITAL |  |  | PENNSVILLE RM 9 |  | Bonnie Aichroch
|  | HAUSMANN INDUSTRIES | HAUSMANN INDUSTRIES 4074 |  | coophospnsn009 | BIOMEDICAL |  |  |  | 01/01/1900 |  |  |  |  | NO | NO |  |  |  |  | HAUSMANN INDUSTRIES 04449 coophospnsn009 |  |  | Disposition |  |  |  | Equipment | 1Y:00-MFG | 01/22/2016 | 12/01/2020 | COOPER UNIVERSITY HOSPITAL |  |  | PENNSVILLE RM 5 |  | Bonnie Aichroch
|  | HAUSMANN INDUSTRIES | HAUSMANN INDUSTRIES 4074 |  | coophospnsn010 | BIOMEDICAL |  |  |  | 01/01/1900 |  |  |  |  | NO | NO |  |  |  |  | HAUSMANN INDUSTRIES 04450 coophospnsn010 |  |  | Disposition |  |  |  | Equipment | 1Y:00-MFG | 01/22/2016 | 12/01/2020 | COOPER UNIVERSITY HOSPITAL |  |  | PENNSVILLE 15 |  | Bonnie Aichroch
|  | HAUSMANN INDUSTRIES | HAUSMANN INDUSTRIES 4074 |  | coophospnsn006 | BIOMEDICAL |  |  |  | 01/01/1900 |  |  |  |  | NO | NO |  |  |  |  | HAUSMANN INDUSTRIES 04446 coophospnsn006 |  |  | Disposition |  |  |  | Equipment | 1Y:00-MFG | 01/22/2016 | 12/01/2020 | COOPER UNIVERSITY HOSPITAL |  |  | PENNSVILLE RM 2 |  | Bonnie Aichroch
|  | HAUSMANN INDUSTRIES | HAUSMANN INDUSTRIES 4074 |  | coophospnsn007 | BIOMEDICAL |  |  |  | 01/01/1900 |  |  |  |  | NO | NO |  |  |  |  | HAUSMANN INDUSTRIES 04447 coophospnsn007 |  |  | Disposition |  |  |  | Equipment | 1Y:00-MFG | 01/22/2016 | 12/01/2020 | COOPER UNIVERSITY HOSPITAL |  |  | PENNSVILLE RM 3 |  | Bonnie Aichroch
|  | HAUSMANN INDUSTRIES | HAUSMANN INDUSTRIES 4074 |  | coophospnsn005 | BIOMEDICAL |  |  |  | 01/01/1900 |  |  |  |  | NO | NO |  |  |  |  | HAUSMANN INDUSTRIES 04445 coophospnsn005 |  |  | Disposition |  |  |  | Equipment | 1Y:00-MFG | 01/22/2016 | 12/01/2020 | COOPER UNIVERSITY HOSPITAL |  |  | PENNSVILLE RM 1 |  | Bonnie Aichroch
|  | HAUSMANN INDUSTRIES | HAUSMANN INDUSTRIES 4074 |  | coophospnsn004 | BIOMEDICAL |  |  |  | 01/01/1900 |  |  |  |  | NO | NO |  |  |  |  | HAUSMANN INDUSTRIES 04442 coophospnsn004 |  |  | Disposition |  |  |  | Equipment | 1Y:00-MFG | 01/22/2016 | 12/01/2020 | COOPER UNIVERSITY HOSPITAL |  |  | PENNSVILLE PED 1 |  | Bonnie Aichroch
|  | HAUSMANN INDUSTRIES | HAUSMANN INDUSTRIES 4074 |  | coophospnsn002 | BIOMEDICAL |  |  |  | 01/01/1900 |  |  |  |  | NO | NO |  |  |  |  | HAUSMANN INDUSTRIES 04426 coophospnsn002 |  |  | Disposition |  |  |  | Equipment | 1Y:00-MFG | 01/22/2016 | 12/01/2020 | COOPER UNIVERSITY HOSPITAL |  |  | PENNSVILLE RM 12 |  | Bonnie Aichroch
|  | HAUSMANN INDUSTRIES | HAUSMANN INDUSTRIES 4074 |  | coophospnsn003 | BIOMEDICAL |  |  |  | 01/01/1900 |  |  |  |  | NO | NO |  |  |  |  | HAUSMANN INDUSTRIES 04427 coophospnsn003 |  |  | Disposition |  |  |  | Equipment | 1Y:00-MFG | 01/22/2016 | 12/01/2020 | COOPER UNIVERSITY HOSPITAL |  |  | PENNSVILLE RM 13 |  | Bonnie Aichroch
|  | HAUSMANN INDUSTRIES | HAUSMANN INDUSTRIES 4423 |  | 1C88 | LINCOLN DRIVE-FAMILY MEDICINE |  |  | excluded | 05/17/2004 |  |  |  |  | NO | NO |  |  |  |  | HAUSMANN INDUSTRIES 10346080 1C88 |  |  | Active |  | 99:99:99:99:99:99 |  | Equipment | PAAR:00-PVAR | 11/02/2019 |  | COOPER AMBULATORY OFF-SITES |  |  | EXAM 6 |  | SCOTT GROFF
|  | HAUSMANN INDUSTRIES | HAUSMANN INDUSTRIES 4423 |  | Not Known | PENNSVILLE-MEDICINE |  |  | excluded | 01/01/1900 |  |  |  |  | NO | NO |  |  |  |  | HAUSMANN INDUSTRIES 10345943 Not Known |  |  | Active |  | 99:99:99:99:99:99 |  | Equipment | PAAR:00-PVAR | 11/02/2019 |  | COOPER AMBULATORY OFF-SITES |  |  | EXAM 11 |  | Heather Rhodes
|  | HAUSMANN INDUSTRIES | HAUSMANN INDUSTRIES 4423 |  | Not Known | PENNSVILLE-MEDICINE |  |  | excluded | 01/01/1900 |  |  |  |  | NO | NO |  |  |  |  | HAUSMANN INDUSTRIES 10345932 Not Known |  |  | Active |  | 99:99:99:99:99:99 |  | Equipment | PAAR:00-PVAR | 11/02/2019 |  | COOPER AMBULATORY OFF-SITES |  |  | Exam 8 |  | Heather Rhodes
|  | HAUSMANN INDUSTRIES | HAUSMANN INDUSTRIES 4423 |  | Not Known | PENNSVILLE-MEDICINE |  |  | excluded | 01/01/1900 |  |  |  |  | NO | NO |  |  |  |  | HAUSMANN INDUSTRIES 10345923 Not Known |  |  | Active |  | 99:99:99:99:99:99 |  | Equipment | PAAR:00-PVAR | 11/02/2019 |  | COOPER AMBULATORY OFF-SITES |  |  | EXAM 10 |  | Heather Rhodes
|  | HAUSMANN INDUSTRIES | HAUSMANN INDUSTRIES 4423 |  | NSNCOOPERAMB0033 | BUNKER HILL-INTERNAL MEDICINE |  |  | excluded | 01/01/1900 |  |  |  |  | NO | NO |  |  |  |  | HAUSMANN INDUSTRIES 10345748 NSNCOOPERAMB0033 |  |  | Active |  | 99:99:99:99:99:99 |  | Equipment | PAAR:00-PVAR | 11/02/2019 |  | COOPER AMBULATORY OFF-SITES |  |  | EXAM 6 |  | SUSAN BABCOCK
|  | HAUSTED | HAUSTED HORIZON SERIES |  | 4169807800356-R12 | VOORHEES SURGERY CENTER-OPERATING ROOM |  |  |  | 01/01/2010 |  |  |  |  | NO | NO |  |  |  |  | HAUSTED 10725240 4169807800356-R12 |  |  | Disposition |  | 99:99:99:99:99:99 |  | Equipment | 1Y:00-MFG | 04/12/2019 | 04/01/2020 | COOPER AMBULATORY OFF-SITES |  |  | Suite E - OR Storage | WOT00000000690930 | JENNIFER BOMBARO | Preventative Maintenance | Closed | Salvatore Bombara | 04/01/2018 | 05/18/2018 | PM: Procedure: 00-MFG Frequency: 1Y | VPO of head section, side rails, hydraulic jacks, brakes, steering, mattress. All passed | EXP0324085 | Labor | 04/04/2018 | 04/04/2018 | Stephen Zubrzycki
|  | HAUSTED | HAUSTED HORIZON SERIES |  | 4169807800357-R12 | VOORHEES SURGERY CENTER-OPERATING ROOM |  |  |  | 01/01/2010 |  |  |  |  | NO | NO |  |  |  |  | HAUSTED 10725239 4169807800357-R12 |  |  | Active |  | 99:99:99:99:99:99 |  | Equipment | 1Y:00-MFG | 04/12/2019 | 04/01/2020 | COOPER AMBULATORY OFF-SITES |  |  | Suite E - OR Storage |  | JENNIFER BOMBARO
|  | HAUSTED | HAUSTED HORIZON SERIES |  | Not Known | VOORHEES SURGERY CENTER-SURGERY DEPT |  |  |  | 06/27/2015 |  |  |  |  | NO | NO |  |  |  |  | HAUSTED 10355970 Not Known |  |  | Disposition |  |  |  | Equipment | 1Y:00-MFG | 04/06/2018 | 12/01/2019 | COOPER AMBULATORY OFF-SITES |  |  | PACU RM 7 |  | Theresa Megali
|  | HAUSTED | HAUSTED HORIZON SERIES |  | 4629807805171-R12 | VOORHEES SURGERY CENTER-SURGERY DEPT |  |  |  | 01/01/1900 |  |  |  |  | NO | NO |  |  |  |  | HAUSTED 10347170 4629807805171-R12 |  |  | Disposition |  |  |  | Equipment | 1Y:00-MFG | 04/06/2018 | 12/01/2019 | COOPER AMBULATORY OFF-SITES |  |  | HALLWAY |  | Theresa Megali
|  | HAUSTED | HAUSTED HORIZON SERIES |  | 4629807805168-R12 | VOORHEES SURGERY CENTER-OPERATING ROOM |  |  |  | 01/01/1900 |  |  |  |  | NO | NO |  |  |  |  | HAUSTED 10347171 4629807805168-R12 |  |  | Disposition |  |  |  | Equipment | 1Y:00-MFG | 04/06/2018 | 12/01/2019 | COOPER AMBULATORY OFF-SITES |  |  | SUITE E | WOT00000000690996 | JENNIFER BOMBARO | Preventative Maintenance | Closed | Stephen Zubrzycki | 04/01/2018 | 05/11/2018 | PM: Procedure: 00-MFG Frequency: 1Y | This unit has been dispositioned This unit has been dispositioned Dispositioned from Work Order Task WOT00000000764053 CEID: 10347171 | EXP0338642 | Labor | 04/06/2018 | 04/06/2018 | Stephen Zubrzycki
|  | HAUSTED | HAUSTED HORIZON SERIES |  | Not Known | PATIENT TRANSPORT |  |  |  | 01/01/1900 |  |  |  |  | NO | NO |  |  |  |  | HAUSTED 10347051 Not Known |  |  | Disposition |  | 99:99:99:99:99:99 |  | Equipment | 1Y:00-MFG | 03/29/2019 | 04/01/2020 | COOPER UNIVERSITY HOSPITAL |  |  | GI Unit holding area |  | Bonnie Aichroch
|  | HAUSTED | HAUSTED HORIZON SERIES |  | 4629807805173-R12 | VOORHEES SURGERY CENTER-OPERATING ROOM |  |  |  | 01/01/1900 |  |  |  |  | NO | NO |  |  |  |  | HAUSTED 10346037 4629807805173-R12 |  |  | Disposition |  |  |  | Equipment | 1Y:00-MFG | 04/06/2018 | 12/01/2019 | COOPER AMBULATORY OFF-SITES |  |  | HALLWAY |  | JENNIFER BOMBARO
|  | HAUSTED | HAUSTED HORIZON SERIES |  | 4629807805172-R12 | VOORHEES SURGERY CENTER-OPERATING ROOM |  |  |  | 01/01/1900 |  |  |  |  | NO | NO |  |  |  |  | HAUSTED 10346015 4629807805172-R12 |  |  | Disposition |  |  |  | Equipment | PAAR:00-PVAR | 11/02/2019 |  | COOPER AMBULATORY OFF-SITES |  |  | HALLWAY |  | JENNIFER BOMBARO
|  | HAUSTED | HAUSTED HORIZON SERIES |  | 4629807805166-R12 | VOORHEES SURGERY CENTER-OPERATING ROOM |  |  |  | 01/01/1900 |  |  |  |  | NO | NO |  |  |  |  | HAUSTED 10345476 4629807805166-R12 |  |  | Disposition |  |  |  | Equipment | 1Y:00-MFG | 04/06/2018 | 12/01/2019 | COOPER AMBULATORY OFF-SITES |  |  | HALLWAY | 0011358817 | JENNIFER BOMBARO | Service Request | Closed | Kirk Lis | 03/20/2017 | 03/22/2017 | STRETCHERS - WHEELS AREN'T LOCKING - VOORHESS SURGERY CENTER | 3/22/2017 9:09:56 AM KALIS (KALIS 3/21/2017 12:00 AM) WAS DUPLICATE WORK ORDER. THERE WERE ONLY 2 STRETCHERS THAT NEEDED REPAIR. THIS WAS CONFIRMED BY JOHN & MARYELLEN. (KALIS 3/21/2017 12:00 AM) WO DOCUMENTATION. | 59D43DE4-00A0-43BC-A403-2300A864AF60 | Labor | 03/21/2017 | 03/21/2017 | Kirk Lis
|  | HAUSTED | HAUSTED VIDEO-IMAGING CHAIR (VIC-429) |  | VIC9823701554 | RADIOLOGY DIAGNOSTICS |  |  |  | 11/02/2019 |  |  |  |  | NO | NO |  |  |  |  | HAUSTED 50006360 VIC9823701554 |  |  | Active |  | 99:99:99:99:99:99 |  | Equipment | PAAR:00-PVAR | 11/02/2019 | 11/02/2019 | COOPER UNIVERSITY HOSPITAL |  |  | BASEMENT | WOT00000000536032 | PAULETTE DUCKREY | Disposition | Closed | Charles Santomero | 11/02/2019 | 11/02/2019 | Bulk Disposition CNL |  |  |  | 11/02/2019 | 11/02/2019
|  | HEALTHOMETER, INC. | HEALTHOMETER, INC. 1100KL |  | 1100e 35 1800275 | EMERGENCY ROOM |  |  | excluded | 10/31/2019 |  |  |  |  | NO | NO |  |  |  |  | HEALTHOMETER, INC. 11222141 1100e 35 1800275 |  |  | Active |  | 99:99:99:99:99:99 |  | Equipment | PAAR:00-PVAR | 10/31/2019 | 10/31/2019 | COOPER UNIVERSITY HOSPITAL |  |  | er | WOT00000001448146 | KAREN GRUBER | Performance Verification | Closed | Richard Jolly | 10/31/2019 | 10/31/2019 | Performance Verification for HEALTHOMETER, INC. 11222141 1100e 35 1800275 | Initial Install of Performance Verification. Device is ready for patient use. |  |  | 10/31/2019 | 10/31/2019
|  | HEALTHOMETER, INC. | HEALTHOMETER, INC. 1100KL |  |  | VOORHEES SURGERY CENTER-HEM/ONC |  |  |  | 10/16/2019 |  |  |  |  | NO | NO |  |  |  |  | HEALTHOMETER, INC. 11221514 1100E351800246 |  |  | Disposition |  | 99:99:99:99:99:99 |  | Equipment | PAAR:00-PVAR | 10/16/2019 | 10/16/2019 | COOPER AMBULATORY OFF-SITES |  |  | Suite F - Hallway | WOT00000001421330 | MEGAN MCCAFFERTY | Performance Verification | Closed | Stephen Zubrzycki | 10/16/2019 | 10/16/2019 | Performance Verification for HEALTHOMETER, INC. 11221514 1100E351800246 | Initial Install of Performance Verification. Device is ready for patient use. |  |  | 10/16/2019 | 10/16/2019
|  | HEALTHOMETER, INC. | HEALTHOMETER, INC. 1100KL |  |  | VOORHEES SURGERY CENTER-HEM/ONC |  |  | excluded | 10/31/2019 |  |  |  |  | NO | NO |  |  |  |  | HEALTHOMETER, INC. 11200063 1100E291901582 |  |  | Active |  |  |  | Equipment | PAAR:00-PVAR | 10/31/2019 | 10/31/2019 | COOPER AMBULATORY OFF-SITES |  |  | WEIGH ROOM | WOT00000003477713 | MEGAN MCCAFFERTY | Performance Verification | Closed | Kirk Lis | 10/31/2019 | 10/31/2019 | Performance Verification for HEALTHOMETER, INC. 11200063 1100E291901582 | Initial Install of Performance Verification. Device is ready for patient use. |  |  | 10/31/2019 | 10/31/2019
|  | HEALTHOMETER, INC. | HEALTHOMETER, INC. 1100KL |  | 1100L05196 | SICKLERVILLE SURGERY CENTER |  |  | excluded | 10/31/2019 |  |  |  |  | NO | NO |  |  |  |  | HEALTHOMETER, INC. 10769709 1100L05196 |  |  | Active |  | 99:99:99:99:99:99 |  | Equipment | PAAR:00-PVAR | 10/31/2019 | 10/31/2019 | COOPER AMBULATORY OFF-SITES |  |  |  | 0012647386 | Leslie Harrop | Preventative Maintenance | Closed | Josh Harris | 10/31/2019 | 10/31/2019 | PERFORMANCE ASSURANCE AT INVENTORY | INVENTORIED DEVICE AND ENSURED DEVICE WAS FUNCTIONING PROPERLY. | 0AD06486-5A48-4811-ABC4-0AEA2480E065 | Labor | 10/31/2019 | 10/31/2019 | Salvatore Bombara
|  | HEALTHOMETER, INC. | HEALTHOMETER, INC. 1100KL |  | 1100L05140 | VOORHEES SURGERY CENTER-PULMONARY |  |  | excluded | 11/22/2017 |  |  |  |  | NO | NO |  |  |  |  | HEALTHOMETER, INC. 10732194 1100L05140 |  |  | Active |  | 99:99:99:99:99:99 |  | Equipment | PAAR:00-PVAR | 10/31/2019 |  | COOPER AMBULATORY OFF-SITES |  |  |  | 0012527468 | SUSAN PINE | Preventative Maintenance | Closed | Josh Harris | 12/26/2017 | 12/26/2017 | PERFORMANCE ASSURANCE AT INVENTORY | INVENTORIED DEVICE AND ENSURED DEVICE WAS FUNCTIONING PROPERLY. | 7DA69753-A61C-45CC-9563-D8176EC6773B | Labor | 11/22/2017 | 11/22/2017 | Kirk Lis
|  | HEALTHOMETER, INC. | HEALTHOMETER, INC. 1100KL |  | 1100L05211 | BRACE ROAD-MEDICINE |  |  | excluded | 11/08/2017 |  |  |  |  | NO | NO |  |  |  |  | HEALTHOMETER, INC. 10732184 1100L05211 |  |  | Active |  | 99:99:99:99:99:99 |  | Equipment | PAAR:00-PVAR | 10/31/2019 |  | COOPER AMBULATORY OFF-SITES |  |  |  | 0012527443 | Cheryl Peck | Preventative Maintenance | Closed | Josh Harris | 12/26/2017 | 12/26/2017 | PERFORMANCE ASSURANCE AT INVENTORY | INVENTORIED DEVICE AND ENSURED DEVICE WAS FUNCTIONING PROPERLY. | 5BD19F98-366B-4AE8-9EBC-80E39218BE4C | Labor | 11/08/2017 | 11/08/2017 | Kirk Lis
|  | HEALTHOMETER, INC. | HEALTHOMETER, INC. 1100KL |  |  | MULTI SPECIALTY CARE AT MARLTON |  |  | excluded | 08/29/2017 |  |  |  |  | NO | NO |  |  |  |  | HEALTHOMETER, INC. 10732140 1100104509 |  |  | Active |  | 99:99:99:99:99:99 |  | Equipment | PAAR:00-PVAR | 10/31/2019 |  | COOPER AMBULATORY OFF-SITES |  |  |  | 0012501259 | SUSAN MAKO | Performance Verification | Closed | Josh Harris | 12/12/2017 | 12/12/2017 | INCOMING INVENTORY | DEVICE INVENTORIED | CF2248E9-6EA8-4710-A1B5-79284DFD75C0 | Labor | 12/12/2017 | 12/12/2017 | Josh Harris
|  | HEALTHOMETER, INC. | HEALTHOMETER, INC. 1100KL |  | 1100L04215 | MULTI SPECIALTY CARE AT MARLTON |  |  | excluded | 06/09/2017 |  |  |  |  | NO | NO |  |  |  |  | HEALTHOMETER, INC. 10732114 1100L04215 |  |  | Active |  | 99:99:99:99:99:99 |  | Equipment | PAAR:00-PVAR | 10/31/2019 |  | COOPER AMBULATORY OFF-SITES |  |  | Hallway OB/GYN area | 0011900684 | SUSAN MAKO | Performance Verification | Closed | Bonnie Aichroth | 07/14/2017 | 07/14/2017 | INCOMING INVENTORY | DEVICE INVENTORIED | 3740C099-19A8-4557-B56F-4FB044BBFD40 | Labor | 07/14/2017 | 07/14/2017 | Bonnie Aichroth
|  | HEALTHOMETER, INC. | HEALTHOMETER, INC. 1100KL |  | 110L03574 | AUDUBON URGENT CARE |  |  | excluded | 10/26/2016 |  |  |  |  | NO | NO |  |  |  |  | HEALTHOMETER, INC. 10505129 110L03574 |  |  | Active |  | 99:99:99:99:99:99 |  | Equipment | PAAR:00-PVAR | 10/31/2019 |  | COOPER AMBULATORY OFF-SITES |  |  | 1385 WHITEHORSE PIKE |  | MELISSA PORTOBANCO
|  | HEALTHOMETER, INC. | HEALTHOMETER, INC. 1100KL |  | 1100L02903 | VOORHEES SURGERY CENTER-PULMONARY |  |  | excluded | 05/12/2016 |  |  |  |  | NO | NO |  |  |  |  | HEALTHOMETER, INC. 10480449 1100L02903 |  |  | Active |  | 99:99:99:99:99:99 |  | Equipment | PAAR:00-PVAR | 10/31/2019 |  | COOPER AMBULATORY OFF-SITES |  |  | SUITE K |  | SUSAN PINE
|  | HEALTHOMETER, INC. | HEALTHOMETER, INC. 1100KL |  | 1100L 00682 | BUNKER HILL-INTERNAL MEDICINE |  |  | excluded | 11/16/2018 |  |  |  |  | NO | NO |  |  |  |  | HEALTHOMETER, INC. 10480169 1100L 00682 |  |  | Active |  | 99:99:99:99:99:99 |  | Equipment | PAAR:00-PVAR | 10/31/2019 |  | COOPER AMBULATORY OFF-SITES |  |  | BUNKER HILL | WOT00000001721551 | SUSAN BABCOCK | Performance Verification | Closed | Michael Youch | 11/16/2018 | 07/02/2019 | Performance Verification for HEALTHOMETER, INC. 10480169 1100L 00682 | Initial Install of Performance Verification. Device is ready for patient use.
|  | HEALTHOMETER, INC. | HEALTHOMETER, INC. 1100KL |  |  | BUNKER HILL-INTERNAL MEDICINE |  |  | excluded | 10/31/2019 |  |  |  |  | NO | NO |  |  |  |  | HEALTHOMETER, INC. 30244828 1100E141901218 |  |  | Active |  |  |  | Equipment | PAAR:00-PVAR | 10/31/2019 | 10/31/2019 | COOPER AMBULATORY OFF-SITES |  |  | Hallway | WOT00000002644953 | SUSAN BABCOCK | Performance Verification | Closed | Michael Youch | 10/31/2019 | 10/31/2019 | Performance Verification for HEALTHOMETER, INC. 30244828 1100E141901218 | Initial Install of Performance Verification. Device is ready for patient use. |  |  | 10/31/2019 | 10/31/2019
|  | HEALTHOMETER, INC. | HEALTHOMETER, INC. 1100KL |  | 1100L02724 | COOPER FAMILY MEDICINE AT CAMDEN COUNTY COLLEGE |  |  | excluded | 10/31/2019 |  |  |  |  | NO | NO |  |  |  |  | HEALTHOMETER, INC. 30225077 1100L02724 |  |  | Active |  | 99:99:99:99:99:99 |  | Equipment | PAAR:00-PVAR | 10/31/2019 | 10/31/2019 | COOPER AMBULATORY OFF-SITES |  |  | Hallway | 0011495009 | KATHLEEN CLIFFORD | Preventative Maintenance | Closed | Bonnie Aichroth | 10/31/2019 | 10/31/2019 | PERFORMANCE ASSURANCE AT INVENTORY | INVENTORIED DEVICE AND ENSURED DEVICE WAS FUNCTIONING PROPERLY. | DCC6D705-6932-40F4-82FB-A11A777C3B33 | Labor | 10/31/2019 | 10/31/2019 | Stephen Zubrzycki
|  | HEALTHOMETER, INC. | HEALTHOMETER, INC. 1100KL |  | 1100kl01026 | 6017 MAIN ST-BARIATRIC |  |  | excluded | 01/01/1900 |  |  |  |  | NO | NO |  |  |  |  | HEALTHOMETER, INC. 10345286 1100kl01026 |  |  | Active |  | 99:99:99:99:99:99 |  | Equipment | 1Y:00-MFG | 04/11/2019 | 04/01/2020 | COOPER AMBULATORY OFF-SITES |  |  | NURSES STATION |  | CHRISTINE CASTAGNA
|  | HEALTHOMETER, INC. | HEALTHOMETER, INC. 1101KL |  | 1100LD3520 | 1050 KINGS HIGHWAY-MEDICINE |  |  | excluded | 10/07/2016 |  |  |  |  | NO | NO |  |  |  |  | HEALTHOMETER, INC. 10505125 1100LD3520 |  |  | Active |  | 99:99:99:99:99:99 |  | Equipment | PAAR:00-PVAR | 10/31/2019 |  | COOPER AMBULATORY OFF-SITES |  |  | 1050 KINGS - FAMILY MED |  | Leah Willis
|  | HEALTHOMETER, INC. | HEALTHOMETER, INC. 1522KL |  |  | MOORESTOWN-FAMILY MEDICINE |  |  | excluded | 04/22/2009 |  |  |  |  | NO | NO |  |  |  |  | HEALTHOMETER, INC. 10366199 1522009131 |  |  | Active |  | 99:99:99:99:99:99 |  | Equipment | 1Y:00-MFG | 07/02/2019 | 07/01/2020 | COOPER AMBULATORY OFF-SITES |  |  | exam 3 |  | LYNNE DEJOSEPH
|  | HEALTHOMETER, INC. | HEALTHOMETER, INC. 2101KL |  | 9605A0281 | KINGS HIGHWAY-MEDICINE |  |  | excluded | 06/10/2015 |  |  |  |  | NO | NO |  |  |  |  | HEALTHOMETER, INC. 10480370 9605A0281 |  |  | Active |  | 99:99:99:99:99:99 |  | Equipment | PAAR:00-PVAR | 10/31/2019 |  | COOPER AMBULATORY OFF-SITES |  |  |  | 0011456126 | CHRISTINE MULLER | Preventative Maintenance | Closed | Bonnie Aichroth | 04/05/2017 | 04/05/2017 | PERFORMANCE ASSURANCE AT INVENTORY | INVENTORIED DEVICE AND ENSURED DEVICE WAS FUNCTIONING PROPERLY. | E12C290E-4A92-443B-A165-4FE540D08C68 | Labor | 03/31/2017 | 03/31/2017 | Kirk Lis
|  | HEALTHOMETER, INC. | HEALTHOMETER, INC. 2101KL |  | Not Known | CAT SCAN |  |  |  | 01/01/1900 |  |  |  |  | NO | NO |  |  |  |  | HEALTHOMETER, INC. 10368704 Not Known |  |  | Disposition |  | 99:99:99:99:99:99 |  | Equipment | 1Y:00-MFG | 07/23/2018 | 07/01/2020 | COOPER UNIVERSITY HOSPITAL |  |  | PATIENT HOLDING AREA |  | PAULETTE DUCKREY
|  | HEALTHOMETER, INC. | HEALTHOMETER, INC. 2101KL |  | Not Known | PSYCHIATRIC UNIT |  |  | excluded | 07/15/2015 |  |  |  |  | NO | NO |  |  |  |  | HEALTHOMETER, INC. 10349277 Not Known |  |  | Active |  | 99:99:99:99:99:99 |  | Equipment | 1Y:00-MFG | 07/17/2019 | 07/01/2020 | COOPER UNIVERSITY HOSPITAL |  |  | Kel 5th Floor |  | CATHERINE MELINIOTIS
|  | HEALTHOMETER, INC. | HEALTHOMETER, INC. 2101KL |  | coophospnsn044 | PSYCHIATRIC UNIT |  |  |  | 01/01/1900 |  |  |  |  | NO | NO |  |  |  |  | HEALTHOMETER, INC. 06983 coophospnsn044 |  |  | Disposition |  |  |  | Equipment | 1Y:00-MFG | 03/29/2016 | 07/01/2020 | COOPER UNIVERSITY HOSPITAL |  |  | RM 575 |  | CATHERINE MELINIOTIS
|  | HEALTHOMETER, INC. | HEALTHOMETER, INC. 2101KL |  | coophospnsn051 | SHORT PROCEDURE UNIT |  |  |  | 01/01/1900 |  |  |  |  | NO | NO |  |  |  |  | HEALTHOMETER, INC. 06986 coophospnsn051 |  |  | Disposition |  |  |  | Equipment | 1Y:00-MFG | 08/04/2015 | 06/01/2020 | COOPER UNIVERSITY HOSPITAL |  |  |  |  | Lisa Geoghegan
|  | HEALTHOMETER, INC. | HEALTHOMETER, INC. 2200KL |  |  | EMERGENCY ROOM |  |  | excluded | 10/06/2016 |  |  |  |  | NO | NO |  |  |  |  | HEALTHOMETER, INC. 10505122 2210000692 |  |  | Active |  | 99:99:99:99:99:99 |  | Equipment | PAAR:00-PVAR | 10/31/2019 |  | COOPER UNIVERSITY HOSPITAL |  |  |  |  | KAREN GRUBER
|  | HEALTHOMETER, INC. | HEALTHOMETER, INC. 402 |  |  | VOORHEES SURGERY CENTER-PULMONARY |  |  |  | 06/22/2009 |  |  |  |  | NO | NO |  |  |  |  | HEALTHOMETER, INC. 10356813 40200060057 |  |  | Disposition |  | 99:99:99:99:99:99 |  | Equipment | 1Y:00-MFG | 04/19/2019 | 04/01/2020 | COOPER AMBULATORY OFF-SITES |  |  | ROOM K221 |  | SUSAN PINE
|  | HEALTHOMETER, INC. | HEALTHOMETER, INC. 4025 |  |  | BRACE ROAD-CARDIOLOGY |  |  | excluded | 08/26/2015 |  |  |  |  | NO | NO |  |  |  |  | HEALTHOMETER, INC. 10349270 5000099321 |  |  | Active |  | 99:99:99:99:99:99 |  | Equipment | 1Y:00-MFG | 05/06/2019 | 05/01/2020 | COOPER AMBULATORY OFF-SITES |  |  | BATH RM. OUT COVE |  | Beth Mook
|  | HEALTHOMETER, INC. | HEALTHOMETER, INC. 402KL |  |  | BRACE ROAD-CARDIOLOGY |  |  | excluded | 01/14/2005 |  |  |  |  | NO | NO |  |  |  |  | HEALTHOMETER, INC. 10366013 4020002326 |  |  | Active |  | 99:99:99:99:99:99 |  | Equipment | 1Y:00-MFG | 05/10/2019 | 05/01/2020 | COOPER AMBULATORY OFF-SITES |  |  | Testing Hallway |  | Beth Mook
|  | HEALTHOMETER, INC. | HEALTHOMETER, INC. 402KL |  |  | CHERRY HILL SPECIALITY HUB |  |  |  | 12/21/2005 |  |  |  |  | NO | NO |  |  |  |  | HEALTHOMETER, INC. 10365908 4020002678 |  |  | Disposition |  | 99:99:99:99:99:99 |  | Equipment | 1Y:00-MFG | 06/25/2018 | 06/01/2020 | COOPER AMBULATORY OFF-SITES |  |  | EXAM 1 |  | APRIL DIXON
|  | HEALTHOMETER, INC. | HEALTHOMETER, INC. 402KL |  |  | 127 CHURCH - OB/GYN |  |  |  | 12/21/2005 |  |  |  |  | NO | NO |  |  |  |  | HEALTHOMETER, INC. 10365906 4020002740 |  |  | Disposition |  | 99:99:99:99:99:99 |  | Equipment | 1Y:00-MFG | 06/25/2018 | 06/01/2020 | COOPER AMBULATORY OFF-SITES |  |  | HALLWAY |  | Shannan Friel
|  | HEALTHOMETER, INC. | HEALTHOMETER, INC. 402KL |  |  | WOODSTOWN - CARDIOLOGY |  |  |  | 09/01/2005 |  |  |  |  | NO | NO |  |  |  |  | HEALTHOMETER, INC. 10345898 4020002329 |  |  | Disposition |  |  |  | Equipment | 1Y:00-MFG | 04/12/2016 | 07/01/2020 | COOPER AMBULATORY OFF-SITES |  |  | NOT BROUGHT FROM SALEM |  | SUSAN WHITZELL
|  | HEALTHOMETER, INC. | HEALTHOMETER, INC. 500KL |  |  | 3 COOPER-EARLY INTERVENTION PROGRAM |  |  | excluded | 10/31/2019 |  |  |  |  | NO | NO |  |  |  |  | HEALTHOMETER, INC. 17025027 5000125539 |  |  | Active |  | 99:99:99:99:99:99 |  | Equipment | PAAR:00-PVAR | 10/31/2019 | 10/31/2019 | COOPER AMBULATORY OFF-SITES |  |  |  | 0012386007 | Sue Cooper | Preventative Maintenance | Closed | Josh Harris | 10/31/2019 | 10/31/2019 | PERFORMANCE ASSURANCE AT INVENTORY | INVENTORIED DEVICE AND ENSURED DEVICE WAS FUNCTIONING PROPERLY. | F399F64E-7E93-4DB1-B281-D6C116259A6C | Labor | 10/31/2019 | 10/31/2019 | Stephen Zubrzycki
|  | HEALTHOMETER, INC. | HEALTHOMETER, INC. 500KL |  |  | 3 COOPER-EARLY INTERVENTION PROGRAM |  |  | excluded | 10/31/2019 |  |  |  |  | NO | NO |  |  |  |  | HEALTHOMETER, INC. 11187526 5000148242 |  |  | Active |  | 99:99:99:99:99:99 |  | Equipment | PAAR:00-PVAR | 10/31/2019 | 10/31/2019 | COOPER AMBULATORY OFF-SITES |  |  | Suite 513 - Exam 12 | WOT00000001609601 | Sue Cooper | Performance Verification | Closed | Stephen Zubrzycki | 10/31/2019 | 10/31/2019 | Performance Verification for HEALTHOMETER, INC. 11187526 5000148242 | Initial Install of Performance Verification. Device is ready for patient use. |  |  | 10/31/2019 | 10/31/2019
|  | HEALTHOMETER, INC. | HEALTHOMETER, INC. 500KL |  |  | 3 COOPER-EARLY INTERVENTION PROGRAM |  |  | excluded | 01/10/2014 |  |  |  |  | NO | NO |  |  |  |  | HEALTHOMETER, INC. 10725062 5000070576 |  |  | Active |  | 99:99:99:99:99:99 |  | Equipment | 1Y:00-MFG | 11/01/2019 | 11/01/2020 | COOPER AMBULATORY OFF-SITES |  |  | Suite 513 - Exam 4 |  | Sue Cooper
|  | HEALTHOMETER, INC. | HEALTHOMETER, INC. 500KL |  |  | 3 COOPER-EARLY INTERVENTION PROGRAM |  |  | excluded | 05/31/2017 |  |  |  |  | NO | NO |  |  |  |  | HEALTHOMETER, INC. 10725031 5000121561 |  |  | Active |  | 99:99:99:99:99:99 |  | Equipment | PAAR:00-PVAR | 10/31/2019 |  | COOPER AMBULATORY OFF-SITES |  |  |  | 0012386011 | Sue Cooper | Performance Verification | Closed | Josh Harris | 11/06/2017 | 11/06/2017 | INCOMING INVENTORY | DEVICE INVENTORIED | A8DA015C-38E4-4713-86D3-F804B705EA1D | Labor | 11/06/2017 | 11/06/2017 | Josh Harris
|  | HEALTHOMETER, INC. | HEALTHOMETER, INC. 500KL |  |  | 3 COOPER-EARLY INTERVENTION PROGRAM |  |  | excluded | 11/17/2017 |  |  |  |  | NO | NO |  |  |  |  | HEALTHOMETER, INC. 10725027 5000121539 |  |  | Active |  | 99:99:99:99:99:99 |  | Equipment | PAAR:00-PVAR | 10/31/2019 |  | COOPER AMBULATORY OFF-SITES |  |  |  | 0012526904 | Sue Cooper | Preventative Maintenance | Closed | Josh Harris | 12/26/2017 | 12/26/2017 | PERFORMANCE ASSURANCE AT INVENTORY | INVENTORIED DEVICE AND ENSURED DEVICE WAS FUNCTIONING PROPERLY. | 59DEEB49-0E8F-4E60-9611-03864240361A | Labor | 11/17/2017 | 11/17/2017 | Stephen Zubrzycki
|  | HEALTHOMETER, INC. | HEALTHOMETER, INC. 500KL |  |  | 3 COOPER-EARLY INTERVENTION PROGRAM |  |  | excluded | 05/31/2017 |  |  |  |  | NO | NO |  |  |  |  | HEALTHOMETER, INC. 10725026 5000121704 |  |  | Active |  | 99:99:99:99:99:99 |  | Equipment | PAAR:00-PVAR | 10/31/2019 |  | COOPER AMBULATORY OFF-SITES |  |  |  | 0012386025 | Sue Cooper | Preventative Maintenance | Closed | Josh Harris | 11/06/2017 | 11/06/2017 | PERFORMANCE ASSURANCE AT INVENTORY | INVENTORIED DEVICE AND ENSURED DEVICE WAS FUNCTIONING PROPERLY. | 16D5A2B8-5311-4BC3-96C1-8811830D8983 | Labor | 05/31/2017 | 05/31/2017 | Stephen Zubrzycki
|  | HEALTHOMETER, INC. | HEALTHOMETER, INC. 500KL |  |  | BRACHFIELD MEDICAL ASSOCIATES-MEDICINE |  |  | excluded | 08/28/2008 |  |  |  |  | NO | NO |  |  |  |  | HEALTHOMETER, INC. 10367030 5000011437 |  |  | Active |  | 99:99:99:99:99:99 |  | Equipment | 1Y:00-MFG | 06/07/2019 | 06/01/2020 | COOPER AMBULATORY OFF-SITES |  |  | A Wing Hall |  | CATHY CRAWFORD
|  | HEALTHOMETER, INC. | HEALTHOMETER, INC. 500KL |  |  | VOORHEES RHEUMATOLOGY |  |  | excluded | 01/01/2013 |  |  |  |  | NO | NO |  |  |  |  | HEALTHOMETER, INC. 10356868 5000065417 |  |  | Active |  | 99:99:99:99:99:99 |  | Equipment | 1Y:00-MFG | 02/11/2019 | 02/01/2020 | COOPER AMBULATORY OFF-SITES |  |  | bdlg 2 suite 203 ROOM 9 |  | GILA DAVIS
|  | HEALTHOMETER, INC. | HEALTHOMETER, INC. 500KL |  |  | 3 COOPER - MEDICINE DEPARTMENT |  |  | excluded | 06/13/2006 |  |  |  |  | NO | NO |  |  |  |  | HEALTHOMETER, INC. 10346887 4020029338 |  |  | Active |  | 99:99:99:99:99:99 |  | Equipment | 1Y:00-MFG | 11/01/2019 | 11/01/2020 | COOPER AMBULATORY OFF-SITES |  |  | Suite 215 - Exam 13 |  | NANCY LOUIS
|  | HEALTHOMETER, INC. | HEALTHOMETER, INC. 500KL |  |  | 3 COOPER-CARDIAC DIAGNOSTIC CENTER |  |  | excluded | 04/05/2013 |  |  |  |  | NO | NO |  |  |  |  | HEALTHOMETER, INC. 10346880 5000064776 |  |  | Active |  | 99:99:99:99:99:99 |  | Equipment | PAAR:00-PVAR | 10/31/2019 |  | COOPER AMBULATORY OFF-SITES |  |  | Suite 311 - Exam B |  | CARLA TRUELL
|  | HEALTHOMETER, INC. | HEALTHOMETER, INC. 500KL |  |  | 3 COOPER-CARDIAC DIAGNOSTIC CENTER |  |  | excluded | 04/05/2013 |  |  |  |  | NO | NO |  |  |  |  | HEALTHOMETER, INC. 10346881 5000064811 |  |  | Active |  | 99:99:99:99:99:99 |  | Equipment | PAAR:00-PVAR | 10/31/2019 |  | COOPER AMBULATORY OFF-SITES |  |  | Suite 311 - Exam C |  | CARLA TRUELL
|  | HEALTHOMETER, INC. | HEALTHOMETER, INC. 500KL |  | NOT KNOWN | 3 COOPER-CARDIAC DIAGNOSTIC CENTER |  |  | excluded | 01/01/1900 |  |  |  |  | NO | NO |  |  |  |  | HEALTHOMETER, INC. 10346855 NOT KNOWN |  |  | Active |  | 99:99:99:99:99:99 |  | Equipment | 1Y:00-MFG | 11/01/2019 | 11/01/2020 | COOPER AMBULATORY OFF-SITES |  |  | Suite 311 - Exam A |  | CARLA TRUELL
|  | HEALTHOMETER, INC. | HEALTHOMETER, INC. 500KL |  | NOT KNOWN | 3 COOPER-WOMENS CARE CENTER |  |  | excluded | 01/01/1900 |  |  |  |  | NO | NO |  |  |  |  | HEALTHOMETER, INC. 10346843 NOT KNOWN |  |  | Active |  | 99:99:99:99:99:99 |  | Equipment | 1Y:00-MFG | 11/01/2019 | 11/01/2020 | COOPER AMBULATORY OFF-SITES |  |  | Suite 300 - Hallway |  | BONNIE MANNINO
|  | HEALTHOMETER, INC. | HEALTHOMETER, INC. 500KL |  |  | 3 COOPER-EARLY INTERVENTION PROGRAM |  |  | excluded | 06/18/2013 |  |  |  |  | NO | NO |  |  |  |  | HEALTHOMETER, INC. 10346786 5000063178 |  |  | Active |  | 99:99:99:99:99:99 |  | Equipment | 1Y:00-MFG | 11/01/2019 | 11/01/2020 | COOPER AMBULATORY OFF-SITES |  |  | Suite 513 - Exam 2 |  | Sue Cooper
|  | HEALTHOMETER, INC. | HEALTHOMETER, INC. 500KL |  |  | 3 COOPER-EARLY INTERVENTION PROGRAM |  |  |  | 06/18/2013 |  |  |  |  | NO | NO |  |  |  |  | HEALTHOMETER, INC. 10346775 5000064596 |  |  | Disposition |  |  |  | Equipment | 1Y:00-MFG | 11/17/2017 |  | COOPER AMBULATORY OFF-SITES |  |  | SUITE 513 - EXAM 3 |  | Sue Cooper
|  | HEALTHOMETER, INC. | HEALTHOMETER, INC. 500KL |  |  | MT. LAUREL-PULMONARY |  |  | excluded | 01/28/2008 |  |  |  |  | NO | NO |  |  |  |  | HEALTHOMETER, INC. 10345404 5000006056 |  |  | Active |  | 99:99:99:99:99:99 |  | Equipment | 1Y:00-MFG | 02/08/2019 | 02/01/2020 | COOPER AMBULATORY OFF-SITES |  |  | EXAM 1 |  | KATHY LOFLAND
|  | HEALTHOMETER, INC. | HEALTHOMETER, INC. 500KL |  |  | MT. LAUREL-PULMONARY |  |  | excluded | 01/28/2008 |  |  |  |  | NO | NO |  |  |  |  | HEALTHOMETER, INC. 10345402 5000005584 |  |  | Active |  | 99:99:99:99:99:99 |  | Equipment | 1Y:00-MFG | 02/08/2019 | 02/01/2020 | COOPER AMBULATORY OFF-SITES |  |  | exam 3 |  | KATHY LOFLAND
|  | HEALTHOMETER, INC. | HEALTHOMETER, INC. 500KL |  |  | MT. LAUREL-PULMONARY |  |  | excluded | 01/28/2008 |  |  |  |  | NO | NO |  |  |  |  | HEALTHOMETER, INC. 10345395 5000006063 |  |  | Active |  | 99:99:99:99:99:99 |  | Equipment | 1Y:00-MFG | 02/08/2019 | 02/01/2020 | COOPER AMBULATORY OFF-SITES |  |  | EXAM 2 |  | KATHY LOFLAND
|  | HEALTHOMETER, INC. | HEALTHOMETER, INC. 500KL |  |  | MT. LAUREL-PULMONARY |  |  | excluded | 12/31/2008 |  |  |  |  | NO | NO |  |  |  |  | HEALTHOMETER, INC. 10345392 5000010819 |  |  | Active |  | 99:99:99:99:99:99 |  | Equipment | 1Y:00-MFG | 02/08/2019 | 02/01/2020 | COOPER AMBULATORY OFF-SITES |  |  | EXAM 9 |  | KATHY LOFLAND
|  | HEALTHOMETER, INC. | HEALTHOMETER, INC. 500KL |  |  | MT. LAUREL-PULMONARY |  |  | excluded | 01/28/2008 |  |  |  |  | NO | NO |  |  |  |  | HEALTHOMETER, INC. 10345386 5000006071 |  |  | Active |  | 99:99:99:99:99:99 |  | Equipment | 1Y:00-MFG | 02/08/2019 | 02/01/2020 | COOPER AMBULATORY OFF-SITES |  |  | exam 4 |  | KATHY LOFLAND
|  | HEALTHOMETER, INC. | HEALTHOMETER, INC. 500KL |  |  | MT. LAUREL-PULMONARY |  |  | excluded | 01/28/2008 |  |  |  |  | NO | NO |  |  |  |  | HEALTHOMETER, INC. 10345383 5000006058 |  |  | Active |  | 99:99:99:99:99:99 |  | Equipment | 1Y:00-MFG | 02/08/2019 | 02/01/2020 | COOPER AMBULATORY OFF-SITES |  |  | EXAM 5 |  | KATHY LOFLAND
|  | HEALTHOMETER, INC. | HEALTHOMETER, INC. 500KL |  |  | MT. LAUREL-PULMONARY |  |  | excluded | 01/28/2008 |  |  |  |  | NO | NO |  |  |  |  | HEALTHOMETER, INC. 10345380 5000002780 |  |  | Active |  | 99:99:99:99:99:99 |  | Equipment | 1Y:00-MFG | 02/08/2019 | 02/01/2020 | COOPER AMBULATORY OFF-SITES |  |  | EXAM 6 |  | KATHY LOFLAND
|  | HEALTHOMETER, INC. | HEALTHOMETER, INC. 500KL |  |  | MT. LAUREL-PULMONARY |  |  | excluded | 01/28/2008 |  |  |  |  | NO | NO |  |  |  |  | HEALTHOMETER, INC. 10345376 5000006062 |  |  | Active |  | 99:99:99:99:99:99 |  | Equipment | 1Y:00-MFG | 02/08/2019 | 02/01/2020 | COOPER AMBULATORY OFF-SITES |  |  | Exam 8 |  | KATHY LOFLAND
|  | HEALTHOMETER, INC. | HEALTHOMETER, INC. 500KL |  |  | MT. LAUREL-PULMONARY |  |  | excluded | 01/28/2008 |  |  |  |  | NO | NO |  |  |  |  | HEALTHOMETER, INC. 10345377 5000006059 |  |  | Active |  | 99:99:99:99:99:99 |  | Equipment | 1Y:00-MFG | 02/08/2019 | 02/01/2020 | COOPER AMBULATORY OFF-SITES |  |  | Exam 7 |  | KATHY LOFLAND
|  | HEALTHOMETER, INC. | HEALTHOMETER, INC. 500KL |  |  | VOORHEES RHEUMATOLOGY |  |  | excluded | 01/01/2013 |  |  |  |  | NO | NO |  |  |  |  | HEALTHOMETER, INC. 10344994 5000064397 |  |  | Active |  | 99:99:99:99:99:99 |  | Equipment | 1Y:00-MFG | 02/11/2019 | 02/01/2020 | COOPER AMBULATORY OFF-SITES |  |  | bdlg 2 suite 203 ROOM 13 |  | GILA DAVIS
|  | HEALTHOMETER, INC. | HEALTHOMETER, INC. 500KL |  |  | VOORHEES RHEUMATOLOGY |  |  | excluded | 01/01/2013 |  |  |  |  | NO | NO |  |  |  |  | HEALTHOMETER, INC. 10344996 5000065156 |  |  | Active |  | 99:99:99:99:99:99 |  | Equipment | 1Y:00-MFG | 02/11/2019 | 02/01/2020 | COOPER AMBULATORY OFF-SITES |  |  | bdlg 2 suite 203 ROOM 11 |  | GILA DAVIS
|  | HEALTHOMETER, INC. | HEALTHOMETER, INC. 500KL |  |  | VOORHEES RHEUMATOLOGY |  |  | excluded | 01/01/2013 |  |  |  |  | NO | NO |  |  |  |  | HEALTHOMETER, INC. 10344986 5000066138 |  |  | Active |  | 99:99:99:99:99:99 |  | Equipment | 1Y:00-MFG | 02/11/2019 | 02/01/2020 | COOPER AMBULATORY OFF-SITES |  |  | bdlg 2 suite 203 ROOM 12 |  | GILA DAVIS
|  | HEALTHOMETER, INC. | HEALTHOMETER, INC. 500KL |  |  | VOORHEES RHEUMATOLOGY |  |  | excluded | 01/01/2013 |  |  |  |  | NO | NO |  |  |  |  | HEALTHOMETER, INC. 10344987 5000066065 |  |  | Active |  | 99:99:99:99:99:99 |  | Equipment | 1Y:00-MFG | 02/11/2019 | 02/01/2020 | COOPER AMBULATORY OFF-SITES |  |  | bdlg 2 suite 203 ROOM 10 |  | GILA DAVIS
|  | HEALTHOMETER, INC. | HEALTHOMETER, INC. 500KL |  |  | VOORHEES RHEUMATOLOGY |  |  | excluded | 01/01/2013 |  |  |  |  | NO | NO |  |  |  |  | HEALTHOMETER, INC. 10344979 5000066054 |  |  | Active |  | 99:99:99:99:99:99 |  | Equipment | 1Y:00-MFG | 02/11/2019 | 02/01/2020 | COOPER AMBULATORY OFF-SITES |  |  | bdlg 2 suite 203 PROC RM |  | GILA DAVIS
|  | HEALTHOMETER, INC. | HEALTHOMETER, INC. 553KL |  |  | 1050 KINGS HIGHWAY-MEDICINE |  |  | excluded | 01/12/2010 |  |  |  |  | NO | NO |  |  |  |  | HEALTHOMETER, INC. 10366061 5530005191 |  |  | Active |  | 99:99:99:99:99:99 |  | Equipment | 1Y:00-MFG | 01/08/2019 | 01/01/2020 | COOPER AMBULATORY OFF-SITES |  |  | exam 3 |  | Leah Willis
|  | HEALTHOMETER, INC. | HEALTHOMETER, INC. 592KL |  |  | 3 COOPER-EARLY INTERVENTION PROGRAM |  |  | excluded | 05/31/2017 |  |  |  |  | NO | NO |  |  |  |  | HEALTHOMETER, INC. 10725033 5000121491 |  |  | Active |  | 99:99:99:99:99:99 |  | Equipment | PAAR:00-PVAR | 10/31/2019 |  | COOPER AMBULATORY OFF-SITES |  |  |  | 0012409242 | Sue Cooper | Performance Verification | Closed | Josh Harris | 11/16/2017 | 11/16/2017 | INCOMING INVENTORY | DEVICE INVENTORIED | 5668FFBF-1C47-47BE-9959-AD39F279E5BF | Labor | 11/16/2017 | 11/16/2017 | Josh Harris
|  | HEALTHOMETER, INC. | HEALTHOMETER, INC. 597KL |  |  | WILLINGBORO HEMATOLOGY/ONCOLOGY |  |  | excluded | 10/10/2006 |  |  |  |  | NO | NO |  |  |  |  | HEALTHOMETER, INC. 10367230 5970002683 |  |  | Active |  | 99:99:99:99:99:99 |  | Equipment | 1Y:00-MFG | 08/09/2019 | 08/01/2020 | COOPER AMBULATORY OFF-SITES |  |  | 1000 SALEM ROAD SUITE C |  | ANN DENTON
|  | HEALTHOMETER, INC. | HEALTHOMETER, INC. 597KL |  |  | WILLINGBORO COOPER UNIVERSITY PHYSICIANS |  |  | excluded | 03/10/2010 |  |  |  |  | NO | NO |  |  |  |  | HEALTHOMETER, INC. 10367091 5970003208 |  |  | Active |  | 99:99:99:99:99:99 |  | Equipment | 1Y:00-MFG | 03/07/2019 | 03/01/2020 | COOPER AMBULATORY OFF-SITES |  |  | SPECIALITIES EXAM 2 |  | PATTY LEWIS
|  | HEALTHOMETER, INC. | HEALTHOMETER, INC. 597KL |  |  | WILLINGBORO COOPER UNIVERSITY PHYSICIANS |  |  | excluded | 03/10/2010 |  |  |  |  | NO | NO |  |  |  |  | HEALTHOMETER, INC. 10367092 5970003231 |  |  | Active |  | 99:99:99:99:99:99 |  | Equipment | 1Y:00-MFG | 03/07/2019 | 03/01/2020 | COOPER AMBULATORY OFF-SITES |  |  | SPECIALITIES hallway |  | PATTY LEWIS
|  | HEALTHOMETER, INC. | HEALTHOMETER, INC. 597KL |  |  | BRACHFIELD MEDICAL ASSOCIATES-MEDICINE |  |  | excluded | 11/09/2011 |  |  |  |  | NO | NO |  |  |  |  | HEALTHOMETER, INC. 10367060 5971003003 |  |  | Active |  | 99:99:99:99:99:99 |  | Equipment | 1Y:00-MFG | 06/07/2019 | 06/01/2020 | COOPER AMBULATORY OFF-SITES |  |  | CARDIOLOGY - HALLWAY |  | CATHY CRAWFORD
|  | HEALTHOMETER, INC. | HEALTHOMETER, INC. 597KL |  | 597T002650 | BRACHFIELD MEDICAL ASSOCIATES-MEDICINE |  |  | excluded | 10/01/2010 |  |  |  |  | NO | NO |  |  |  |  | HEALTHOMETER, INC. 10367038 597T002650 |  |  | Active |  | 99:99:99:99:99:99 |  | Equipment | 1Y:00-MFG | 06/07/2019 | 06/01/2020 | COOPER AMBULATORY OFF-SITES |  |  | NUC MED INJECTION ROOM |  | CATHY CRAWFORD
|  | HEALTHOMETER, INC. | HEALTHOMETER, INC. 597KL |  |  | BRACHFIELD MEDICAL ASSOCIATES-MEDICINE |  |  |  | 01/01/2005 |  |  |  |  | NO | NO |  |  |  |  | HEALTHOMETER, INC. 10367004 5970003845 |  |  | Disposition |  | 99:99:99:99:99:99 |  | Equipment | 1Y:00-MFG | 06/14/2019 | 06/01/2020 | COOPER AMBULATORY OFF-SITES |  |  | C Wing Hallway |  | CATHY CRAWFORD
|  | HEALTHOMETER, INC. | HEALTHOMETER, INC. 597KL |  |  | MARLTON-DERMATOLOGY |  |  | excluded | 11/12/2009 |  |  |  |  | NO | NO |  |  |  |  | HEALTHOMETER, INC. 10366129 5970008096 |  |  | Active |  | 99:99:99:99:99:99 |  | Equipment | 1Y:00-MFG | 05/10/2019 | 05/01/2020 | COOPER AMBULATORY OFF-SITES |  |  | Triage |  | MICHELE CANALE
|  | HEALTHOMETER, INC. | HEALTHOMETER, INC. 597KL |  |  | BRACE ROAD-CARDIOLOGY |  |  | excluded | 10/13/2010 |  |  |  |  | NO | NO |  |  |  |  | HEALTHOMETER, INC. 10366017 5971002649 |  |  | Active |  | 99:99:99:99:99:99 |  | Equipment | 1Y:00-MFG | 05/03/2019 | 05/01/2020 | COOPER AMBULATORY OFF-SITES |  |  | TESTING 4 |  | Beth Mook
|  | HEALTHOMETER, INC. | HEALTHOMETER, INC. 597KL |  |  | VOORHEES INTERNAL MEDICINE |  |  | excluded | 12/09/2009 |  |  |  |  | NO | NO |  |  |  |  | HEALTHOMETER, INC. 10356999 5970008044 |  |  | Active |  | 99:99:99:99:99:99 |  | Equipment | 1Y:00-MFG | 02/11/2019 | 02/01/2020 | COOPER AMBULATORY OFF-SITES |  |  | exam 4 |  | JENNY BETLER
|  | HEALTHOMETER, INC. | HEALTHOMETER, INC. 597KL |  |  | VOORHEES INTERNAL MEDICINE |  |  | excluded | 11/12/2009 |  |  |  |  | NO | NO |  |  |  |  | HEALTHOMETER, INC. 10356994 5970008053 |  |  | Active |  | 99:99:99:99:99:99 |  | Equipment | 1Y:00-MFG | 02/08/2019 | 02/01/2020 | COOPER AMBULATORY OFF-SITES |  |  | Exam 8 |  | JENNY BETLER
|  | HEALTHOMETER, INC. | HEALTHOMETER, INC. 597KL |  |  | VOORHEES INTERNAL MEDICINE |  |  | excluded | 12/17/2009 |  |  |  |  | NO | NO |  |  |  |  | HEALTHOMETER, INC. 10356990 5970008104 |  |  | Active |  | 99:99:99:99:99:99 |  | Equipment | 1Y:00-MFG | 02/11/2019 | 02/01/2020 | COOPER AMBULATORY OFF-SITES |  |  | EXAM 1 |  | JENNY BETLER
|  | HEALTHOMETER, INC. | HEALTHOMETER, INC. 597KL |  |  | VOORHEES INTERNAL MEDICINE |  |  | excluded | 12/09/2009 |  |  |  |  | NO | NO |  |  |  |  | HEALTHOMETER, INC. 10356987 5970008101 |  |  | Active |  | 99:99:99:99:99:99 |  | Equipment | 1Y:00-MFG | 02/08/2019 | 02/01/2020 | COOPER AMBULATORY OFF-SITES |  |  | EXAM 2 |  | JENNY BETLER
|  | HEALTHOMETER, INC. | HEALTHOMETER, INC. 597KL |  |  | VOORHEES CARDIOLOGY SUITE 102 |  |  | excluded | 12/17/2009 |  |  |  |  | NO | NO |  |  |  |  | HEALTHOMETER, INC. 10356974 5970007816 |  |  | Active |  | 99:99:99:99:99:99 |  | Equipment | 1Y:00-MFG | 01/09/2019 | 01/01/2020 | COOPER AMBULATORY OFF-SITES |  |  | exam 4 |  | MICHELE MOLINARI
|  | HEALTHOMETER, INC. | HEALTHOMETER, INC. 597KL |  |  | VOORHEES CARDIOLOGY SUITE 102 |  |  | excluded | 11/12/2009 |  |  |  |  | NO | NO |  |  |  |  | HEALTHOMETER, INC. 10356969 5970007818 |  |  | Active |  | 99:99:99:99:99:99 |  | Equipment | 1Y:00-MFG | 01/07/2019 | 01/01/2020 | COOPER AMBULATORY OFF-SITES |  |  | exam 3 |  | MICHELE MOLINARI
|  | HEALTHOMETER, INC. | HEALTHOMETER, INC. 597KL |  |  | VOORHEES CARDIOLOGY SUITE 102 |  |  | excluded | 04/16/2010 |  |  |  |  | NO | NO |  |  |  |  | HEALTHOMETER, INC. 10356962 5970007578 |  |  | Active |  | 99:99:99:99:99:99 |  | Equipment | 1Y:00-MFG | 01/07/2019 | 01/01/2020 | COOPER AMBULATORY OFF-SITES |  |  | EXAM 15 |  | MICHELE MOLINARI
|  | HEALTHOMETER, INC. | HEALTHOMETER, INC. 597KL |  |  | VOORHEES CARDIOLOGY SUITE 102 |  |  | excluded | 11/12/2009 |  |  |  |  | NO | NO |  |  |  |  | HEALTHOMETER, INC. 10356956 5970007896 |  |  | Active |  | 99:99:99:99:99:99 |  | Equipment | 1Y:00-MFG | 01/07/2019 | 01/01/2020 | COOPER AMBULATORY OFF-SITES |  |  | EXAM 2 |  | MICHELE MOLINARI
|  | HEALTHOMETER, INC. | HEALTHOMETER, INC. 597KL |  |  | VOORHEES CARDIOLOGY SUITE 102 |  |  | excluded | 11/12/2009 |  |  |  |  | NO | NO |  |  |  |  | HEALTHOMETER, INC. 10356947 5970007905 |  |  | Active |  | 99:99:99:99:99:99 |  | Equipment | 1Y:00-MFG | 01/09/2019 | 01/01/2020 | COOPER AMBULATORY OFF-SITES |  |  | EXAM 1 |  | MICHELE MOLINARI
|  | HEALTHOMETER, INC. | HEALTHOMETER, INC. 597KL |  |  | VOORHEES CARDIOLOGY SUITE 102 |  |  | excluded | 11/12/2009 |  |  |  |  | NO | NO |  |  |  |  | HEALTHOMETER, INC. 10356943 5970007819 |  |  | Active |  | 99:99:99:99:99:99 |  | Equipment | 1Y:00-MFG | 01/18/2019 | 01/01/2020 | COOPER AMBULATORY OFF-SITES |  |  | EXAM 9 |  | MICHELE MOLINARI
|  | HEALTHOMETER, INC. | HEALTHOMETER, INC. 597KL |  |  | VOORHEES CARDIOLOGY |  |  | excluded | 11/12/2009 |  |  |  |  | NO | NO |  |  |  |  | HEALTHOMETER, INC. 10356942 5970008048 |  |  | Active |  | 99:99:99:99:99:99 |  | Equipment | 1Y:00-MFG | 01/09/2019 | 01/01/2020 | COOPER AMBULATORY OFF-SITES |  |  | EXAM RM 5 |  | KATHY COMO
|  | HEALTHOMETER, INC. | HEALTHOMETER, INC. 597KL |  |  | VOORHEES CARDIOLOGY SUITE 102 |  |  | excluded | 11/12/2009 |  |  |  |  | NO | NO |  |  |  |  | HEALTHOMETER, INC. 10356932 5970007897 |  |  | Active |  | 99:99:99:99:99:99 |  | Equipment | 1Y:00-MFG | 01/07/2019 | 01/01/2020 | COOPER AMBULATORY OFF-SITES |  |  | EXAM 5 |  | MICHELE MOLINARI
|  | HEALTHOMETER, INC. | HEALTHOMETER, INC. 597KL |  |  | VOORHEES ORTHOPEDICS |  |  | excluded | 12/08/2009 |  |  |  |  | NO | NO |  |  |  |  | HEALTHOMETER, INC. 10356927 5970007584 |  |  | Active |  | 99:99:99:99:99:99 |  | Equipment | 1Y:00-MFG | 02/11/2019 | 02/01/2020 | COOPER AMBULATORY OFF-SITES |  |  | ORTHO - HALL - BLD 2 |  | CAROL STRANTON
|  | HEALTHOMETER, INC. | HEALTHOMETER, INC. 597KL |  |  | VOORHEES CARDIOLOGY SUITE 102 |  |  | excluded | 11/12/2009 |  |  |  |  | NO | NO |  |  |  |  | HEALTHOMETER, INC. 10356862 5970007907 |  |  | Active |  | 99:99:99:99:99:99 |  | Equipment | 1Y:00-MFG | 01/09/2019 | 01/01/2020 | COOPER AMBULATORY OFF-SITES |  |  | Exam 17 |  | MICHELE MOLINARI
|  | HEALTHOMETER, INC. | HEALTHOMETER, INC. 597KL |  |  | VOORHEES CARDIOLOGY SUITE 102 |  |  | excluded | 11/12/2009 |  |  |  |  | NO | NO |  |  |  |  | HEALTHOMETER, INC. 10356859 5970008046 |  |  | Active |  | 99:99:99:99:99:99 |  | Equipment | 1Y:00-MFG | 01/09/2019 | 01/01/2020 | COOPER AMBULATORY OFF-SITES |  |  | Exam 8 |  | MICHELE MOLINARI
|  | HEALTHOMETER, INC. | HEALTHOMETER, INC. 597KL |  |  | VOORHEES CARDIOLOGY SUITE 102 |  |  | excluded | 11/12/2009 |  |  |  |  | NO | NO |  |  |  |  | HEALTHOMETER, INC. 10356854 5970008057 |  |  | Active |  | 99:99:99:99:99:99 |  | Equipment | 1Y:00-MFG | 01/07/2019 | 01/01/2020 | COOPER AMBULATORY OFF-SITES |  |  | EXAM 14 |  | MICHELE MOLINARI
|  | HEALTHOMETER, INC. | HEALTHOMETER, INC. 597KL |  |  | VOORHEES CARDIOLOGY SUITE 102 |  |  | excluded | 12/09/2009 |  |  |  |  | NO | NO |  |  |  |  | HEALTHOMETER, INC. 10356855 5970007583 |  |  | Active |  | 99:99:99:99:99:99 |  | Equipment | 1Y:00-MFG | 01/07/2019 | 01/01/2020 | COOPER AMBULATORY OFF-SITES |  |  | Exam 16 |  | MICHELE MOLINARI
|  | HEALTHOMETER, INC. | HEALTHOMETER, INC. 597KL |  |  | VOORHEES CARDIOLOGY SUITE 102 |  |  |  | 01/01/2009 |  |  |  |  | NO | NO |  |  |  |  | HEALTHOMETER, INC. 10356850 597007572 |  |  | Disposition |  | 99:99:99:99:99:99 |  | Equipment | 1Y:00-MFG | 01/09/2019 | 01/01/2020 | COOPER AMBULATORY OFF-SITES |  |  | EXAM7 |  | MICHELE MOLINARI
|  | HEALTHOMETER, INC. | HEALTHOMETER, INC. 597KL |  |  | VOORHEES CARDIOLOGY SUITE 102 |  |  | excluded | 11/12/2009 |  |  |  |  | NO | NO |  |  |  |  | HEALTHOMETER, INC. 10356845 5970007891 |  |  | Active |  | 99:99:99:99:99:99 |  | Equipment | 1Y:00-MFG | 01/07/2019 | 01/01/2020 | COOPER AMBULATORY OFF-SITES |  |  | EXAM 10 |  | MICHELE MOLINARI
|  | HEALTHOMETER, INC. | HEALTHOMETER, INC. 597KL |  |  | VOORHEES CARDIOLOGY SUITE 102 |  |  | excluded | 11/12/2009 |  |  |  |  | NO | NO |  |  |  |  | HEALTHOMETER, INC. 10356846 5970008047 |  |  | Active |  | 99:99:99:99:99:99 |  | Equipment | 1Y:00-MFG | 01/07/2019 | 01/01/2020 | COOPER AMBULATORY OFF-SITES |  |  | EXAM 12 |  | MICHELE MOLINARI
|  | HEALTHOMETER, INC. | HEALTHOMETER, INC. 597KL |  |  | VOORHEES SURGERY CENTER-HEM/ONC |  |  | excluded | 04/09/2007 |  |  |  |  | NO | NO |  |  |  |  | HEALTHOMETER, INC. 10356757 5970005861 |  |  | Active |  | 99:99:99:99:99:99 |  | Equipment | 1Y:00-MFG | 04/19/2019 | 04/01/2020 | COOPER AMBULATORY OFF-SITES |  |  | SUITE M |  | MEGAN MCCAFFERTY
|  | HEALTHOMETER, INC. | HEALTHOMETER, INC. 597KL |  |  | WILLINGBORO HEMATOLOGY/ONCOLOGY |  |  | excluded | 10/10/2006 |  |  |  |  | NO | NO |  |  |  |  | HEALTHOMETER, INC. 10348006 5970002997 |  |  | Active |  | 99:99:99:99:99:99 |  | Equipment | 1Y:00-MFG | 08/09/2019 | 08/01/2020 | COOPER AMBULATORY OFF-SITES |  |  | OUTSIDE NURSES |  | ANN DENTON
|  | HEALTHOMETER, INC. | HEALTHOMETER, INC. 597KL |  | 597T002422 | WOODSTOWN - CARDIOLOGY |  |  | excluded | 02/01/2010 |  |  |  |  | NO | NO |  |  |  |  | HEALTHOMETER, INC. 10345881 597T002422 |  |  | Active |  | 99:99:99:99:99:99 |  | Equipment | 1Y:00-MFG | 07/26/2019 | 07/01/2020 | COOPER AMBULATORY OFF-SITES |  |  | injection room |  | SUSAN WHITZELL
|  | HEALTHOMETER, INC. | HEALTHOMETER, INC. 597KL |  |  | VOORHEES CARDIOLOGY SUITE 102 |  |  | excluded | 03/13/2013 |  |  |  |  | NO | NO |  |  |  |  | HEALTHOMETER, INC. 10345349 5971005011 |  |  | Active |  | 99:99:99:99:99:99 |  | Equipment | 1Y:00-MFG | 01/07/2019 | 01/01/2020 | COOPER AMBULATORY OFF-SITES |  |  | RM 7 |  | MICHELE MOLINARI
|  | HEALTHOMETER, INC. | HEALTHOMETER, INC. 597KL |  |  | VOORHEES INTERNAL MEDICINE |  |  | excluded | 12/08/2009 |  |  |  |  | NO | NO |  |  |  |  | HEALTHOMETER, INC. 10345281 5970007585 |  |  | Active |  | 99:99:99:99:99:99 |  | Equipment | 1Y:00-MFG | 02/13/2019 | 02/01/2020 | COOPER AMBULATORY OFF-SITES |  |  | EXAM 6 |  | JENNY BETLER
|  | HEALTHOMETER, INC. | HEALTHOMETER, INC. 597KL |  |  | VOORHEES INTERNAL MEDICINE |  |  | excluded | 12/08/2009 |  |  |  |  | NO | NO |  |  |  |  | HEALTHOMETER, INC. 10345278 5970007595 |  |  | Active |  | 99:99:99:99:99:99 |  | Equipment | 1Y:00-MFG | 02/11/2019 | 02/01/2020 | COOPER AMBULATORY OFF-SITES |  |  | Exam 7 |  | JENNY BETLER
|  | HEALTHOMETER, INC. | HEALTHOMETER, INC. 597KL |  |  | VOORHEES INTERNAL MEDICINE |  |  | excluded | 12/09/2009 |  |  |  |  | NO | NO |  |  |  |  | HEALTHOMETER, INC. 10345266 5970008109 |  |  | Active |  | 99:99:99:99:99:99 |  | Equipment | 1Y:00-MFG | 02/13/2019 | 02/01/2020 | COOPER AMBULATORY OFF-SITES |  |  | exam 3 |  | JENNY BETLER
|  | HEALTHOMETER, INC. | HEALTHOMETER, INC. 597KL |  |  | VOORHEES INTERNAL MEDICINE |  |  | excluded | 12/17/2009 |  |  |  |  | NO | NO |  |  |  |  | HEALTHOMETER, INC. 10345260 5970007879 |  |  | Active |  | 99:99:99:99:99:99 |  | Equipment | 1Y:00-MFG | 02/13/2019 | 02/01/2020 | COOPER AMBULATORY OFF-SITES |  |  | EXAM 10 |  | JENNY BETLER
|  | HEALTHOMETER, INC. | HEALTHOMETER, INC. 597KL |  |  | VOORHEES INTERNAL MEDICINE |  |  | excluded | 12/17/2009 |  |  |  |  | NO | NO |  |  |  |  | HEALTHOMETER, INC. 10345263 5970007968 |  |  | Active |  | 99:99:99:99:99:99 |  | Equipment | 1Y:00-MFG | 02/11/2019 | 02/01/2020 | COOPER AMBULATORY OFF-SITES |  |  | EXAM 9 |  | JENNY BETLER
|  | HEALTHOMETER, INC. | HEALTHOMETER, INC. 597KL |  |  | VOORHEES INTERNAL MEDICINE |  |  | excluded | 12/09/2009 |  |  |  |  | NO | NO |  |  |  |  | HEALTHOMETER, INC. 10345255 5970008054 |  |  | Active |  | 99:99:99:99:99:99 |  | Equipment | 1Y:00-MFG | 02/11/2019 | 02/01/2020 | COOPER AMBULATORY OFF-SITES |  |  | EXAM 5 |  | JENNY BETLER
|  | HEALTHOMETER, INC. | HEALTHOMETER, INC. 597KL |  |  | VOORHEES RHEUMATOLOGY |  |  | excluded | 12/17/2009 |  |  |  |  | NO | NO |  |  |  |  | HEALTHOMETER, INC. 10344967 5970008052 |  |  | Active |  | 99:99:99:99:99:99 |  | Equipment | 1Y:00-MFG | 02/11/2019 | 02/01/2020 | COOPER AMBULATORY OFF-SITES |  |  | bdlg 2 suite 203 ROOM 14 |  | GILA DAVIS
|  | HEALTHOMETER, INC. | HEALTHOMETER, INC. 597KL |  |  | VOORHEES ORTHOPEDICS |  |  | excluded | 12/17/2009 |  |  |  |  | NO | NO |  |  |  |  | HEALTHOMETER, INC. 10344991 5970008093 |  |  | Active |  | 99:99:99:99:99:99 |  | Equipment | 1Y:00-MFG | 02/11/2019 | 02/01/2020 | COOPER AMBULATORY OFF-SITES |  |  | bdlg 2 suite 203 CAST RM |  | CAROL STRANTON
|  | HEALTHOMETER, INC. | HEALTHOMETER, INC. 599KL |  | 599T004763 | COOPER CANCER CENTER |  |  | excluded | 10/31/2019 |  |  |  |  | NO | NO |  |  |  |  | HEALTHOMETER, INC. 30236306 599T004763 |  |  | Active |  | 99:99:99:99:99:99 |  | Equipment | PAAR:00-PVAR | 10/31/2019 | 10/31/2019 | COOPER AMBULATORY OFF-SITES |  |  | HALLWAY | 0011461673 | COLLEEN TEGELER | Preventative Maintenance | Closed | Bonnie Aichroth | 10/31/2019 | 10/31/2019 | PERFORMANCE ASSURANCE AT INVENTORY | INVENTORIED DEVICE AND ENSURED DEVICE WAS FUNCTIONING PROPERLY. | 7DB96024-28BB-4055-9744-7CBCEF8694D9 | Labor | 10/31/2019 | 10/31/2019 | Josh Harris
|  | HEALTHOMETER, INC. | HEALTHOMETER, INC. 599KL |  | 599T002326 | COOPER CANCER CENTER |  |  |  | 07/25/2013 |  |  |  |  | NO | NO |  |  |  |  | HEALTHOMETER, INC. 10365506 599T002326 |  |  | Disposition |  |  |  | Equipment | 1Y:00-MFG | 09/19/2017 | 09/01/2020 | COOPER AMBULATORY OFF-SITES |  |  | HALLWAY |  | COLLEEN TEGELER
|  | HEALTHOMETER, INC. | HEALTHOMETER, INC. 599KL |  | 599T003392 | COOPER CANCER CENTER-MULTIDISCIPLINARY CLINIC |  |  | excluded | 03/01/2015 |  |  |  |  | NO | NO |  |  |  |  | HEALTHOMETER, INC. 10360312 599T003392 |  |  | Active |  | 99:99:99:99:99:99 |  | Equipment | 1Y:00-MFG | 08/27/2019 | 09/01/2020 | COOPER AMBULATORY OFF-SITES |  |  | BREAST CENTER |  | ROXANNE BERGER
|  | HEALTHOMETER, INC. | HEALTHOMETER, INC. 599KL |  |  | VOORHEES CARDIOLOGY |  |  | excluded | 11/09/2009 |  |  |  |  | NO | NO |  |  |  |  | HEALTHOMETER, INC. 10356936 5971002651 |  |  | Active |  | 99:99:99:99:99:99 |  | Equipment | 1Y:00-MFG | 02/13/2019 | 02/01/2020 | COOPER AMBULATORY OFF-SITES |  |  | injection room |  | KATHY COMO
|  | HEALTHOMETER, INC. | HEALTHOMETER, INC. 599KL |  | 599T004047 | VOORHEES SURGERY CENTER-RADIATION/ONC |  |  | excluded | 10/31/2019 |  |  |  |  | NO | NO |  |  |  |  | HEALTHOMETER, INC. 30143176 599T004047 |  |  | Active |  | 99:99:99:99:99:99 |  | Equipment | PAAR:00-PVAR | 10/31/2019 | 10/31/2019 | COOPER AMBULATORY OFF-SITES |  |  | Suite D hallway |  | COLLEEN TEGELER |  |  |  | 10/31/2019 | 10/31/2019 |  |  |  |  | 10/31/2019 | 10/31/2019
|  | HEALTHOMETER, INC. | HEALTHOMETER, INC. 599KL |  |  | 3 COOPER-MULTISPECIALTY CENTER |  |  | excluded | 11/03/2008 |  |  |  |  | NO | NO |  |  |  |  | HEALTHOMETER, INC. 10345595 5990005681 |  |  | Active |  | 99:99:99:99:99:99 |  | Equipment | 1Y:00-MFG | 11/01/2019 | 11/01/2020 | COOPER AMBULATORY OFF-SITES |  |  | Suite 104 - Exam 161 |  | MARGIE OUTLER
|  | HEALTHOMETER, INC. | HEALTHOMETER, INC. 599KL |  |  | 3 COOPER-MULTISPECIALTY CENTER |  |  | excluded | 11/03/2008 |  |  |  |  | NO | NO |  |  |  |  | HEALTHOMETER, INC. 10345569 5990005696 |  |  | Active |  | 99:99:99:99:99:99 |  | Equipment | 1Y:00-MFG | 11/01/2019 | 11/01/2020 | COOPER AMBULATORY OFF-SITES |  |  | Suite 104 - Hallway by Nurses |  | MARGIE OUTLER
|  | HEALTHOMETER, INC. | HEALTHOMETER, INC. 599KL |  |  | 3 COOPER-MULTISPECIALTY CENTER |  |  | excluded | 11/03/2008 |  |  |  |  | NO | NO |  |  |  |  | HEALTHOMETER, INC. 10345565 5990005665 |  |  | Active |  | 99:99:99:99:99:99 |  | Equipment | 1Y:00-MFG | 11/01/2019 | 11/01/2020 | COOPER AMBULATORY OFF-SITES |  |  | Suite 104 - Hallway |  | MARGIE OUTLER
|  | HEALTHOMETER, INC. | HEALTHOMETER, INC. 599KL |  |  | 3 COOPER-MULTISPECIALTY CENTER |  |  | excluded | 11/03/2008 |  |  |  |  | NO | NO |  |  |  |  | HEALTHOMETER, INC. 10345561 5990005712 |  |  | Active |  | 99:99:99:99:99:99 |  | Equipment | 1Y:00-MFG | 11/01/2019 | 11/01/2020 | COOPER AMBULATORY OFF-SITES |  |  | Suite 104 - Triage 145 |  | MARGIE OUTLER
|  | HEALTHOMETER, INC. | HEALTHOMETER, INC. 599KL |  |  | 3 COOPER-MULTISPECIALTY CENTER |  |  | excluded | 11/03/2008 |  |  |  |  | NO | NO |  |  |  |  | HEALTHOMETER, INC. 10345554 5990005683 |  |  | Active |  | 99:99:99:99:99:99 |  | Equipment | 1Y:00-MFG | 11/01/2019 | 11/01/2020 | COOPER AMBULATORY OFF-SITES |  |  | Suite 104 - Exam 156 |  | MARGIE OUTLER
|  | HEALTHOMETER, INC. | HEALTHOMETER, INC. 599KL |  |  | 3 COOPER-MULTISPECIALTY CENTER |  |  | excluded | 11/03/2008 |  |  |  |  | NO | NO |  |  |  |  | HEALTHOMETER, INC. 10345553 5990005699 |  |  | Active |  | 99:99:99:99:99:99 |  | Equipment | 1Y:00-MFG | 11/01/2019 | 11/01/2020 | COOPER AMBULATORY OFF-SITES |  |  | Suite 104 - Exam 157 |  | MARGIE OUTLER
|  | HEALTHOMETER, INC. | HEALTHOMETER, INC. 599KL |  |  | 3 COOPER-MULTISPECIALTY CENTER |  |  | excluded | 11/03/2008 |  |  |  |  | NO | NO |  |  |  |  | HEALTHOMETER, INC. 10345541 5990005679 |  |  | Active |  | 99:99:99:99:99:99 |  | Equipment | 1Y:00-MFG | 11/01/2019 | 11/01/2020 | COOPER AMBULATORY OFF-SITES |  |  | Suite 104 - Exam 162 |  | MARGIE OUTLER
|  | HEALTHOMETER, INC. | HEALTHOMETER, INC. 599KL |  |  | 3 COOPER-MULTISPECIALTY CENTER |  |  | excluded | 11/03/2008 |  |  |  |  | NO | NO |  |  |  |  | HEALTHOMETER, INC. 10345539 5990005708 |  |  | Active |  | 99:99:99:99:99:99 |  | Equipment | 1Y:00-MFG | 11/01/2019 | 11/01/2020 | COOPER AMBULATORY OFF-SITES |  |  | Suite 104 - Exam 160 |  | MARGIE OUTLER
|  | HEALTHOMETER, INC. | HEALTHOMETER, INC. FLOOR SCALE |  | Not Known | BUNKER HILL-ORAL SURGERY |  |  | excluded | 01/01/1900 |  |  |  |  | NO | NO |  |  |  |  | HEALTHOMETER, INC. 10366960 Not Known |  |  | Active |  | 99:99:99:99:99:99 |  | Equipment | 1Y:00-MFG | 09/05/2019 | 09/01/2020 | COOPER AMBULATORY OFF-SITES |  |  | HALLWAY |  | BARBARA DIPINTO
|  | HEALTHOMETER, INC. | HEALTHOMETER, INC. FLOOR SCALE |  | NOT KNOWN | CHERRY HILL SPECIALITY HUB |  |  | excluded | 01/01/1900 |  |  |  |  | NO | NO |  |  |  |  | HEALTHOMETER, INC. 10366093 NOT KNOWN |  |  | Active |  | 99:99:99:99:99:99 |  | Equipment | 1Y:00-MFG | 10/18/2019 | 10/01/2020 | COOPER AMBULATORY OFF-SITES |  |  | 1935 Rt 70E (Surgery - Hallway) |  | APRIL DIXON
|  | HEALTHOMETER, INC. | HEALTHOMETER, INC. FLOOR SCALE |  | A235613 | BRACE ROAD-CARDIOLOGY |  |  | excluded | 01/01/1900 |  |  |  |  | NO | NO |  |  |  |  | HEALTHOMETER, INC. 10366028 A235613 |  |  | Active |  | 99:99:99:99:99:99 |  | Equipment | 1Y:00-MFG | 05/03/2019 | 05/01/2020 | COOPER AMBULATORY OFF-SITES |  |  | ROOM 2 |  | Beth Mook
|  | HEALTHOMETER, INC. | HEALTHOMETER, INC. FLOOR SCALE |  |  | BURLINGTON OB/GYN |  |  | excluded | 01/01/1900 |  |  |  |  | NO | NO |  |  |  |  | HEALTHOMETER, INC. 10365993 10365993 |  |  | Active |  | 99:99:99:99:99:99 |  | Equipment | 1Y:00-MFG | 11/01/2019 | 11/01/2020 | COOPER AMBULATORY OFF-SITES |  |  | Bathroom across exam room 3 and 4 |  | Carey Myers
|  | HEALTHOMETER, INC. | HEALTHOMETER, INC. FLOOR SCALE |  | 400CVA | BRACE ROAD-MEDICINE |  |  |  | 01/01/1900 |  |  |  |  | NO | NO |  |  |  |  | HEALTHOMETER, INC. 10365864 400CVA |  |  | Disposition |  | 99:99:99:99:99:99 |  | Equipment | 1Y:00-MFG | 05/08/2018 | 05/01/2020 | COOPER AMBULATORY OFF-SITES |  |  | Neurology Suite 100 Room 1 |  | Cheryl Peck
|  | HEALTHOMETER, INC. | HEALTHOMETER, INC. FLOOR SCALE |  | 400DIK | BRACE ROAD-MEDICINE |  |  |  | 01/01/1900 |  |  |  |  | NO | NO |  |  |  |  | HEALTHOMETER, INC. 10365855 400DIK |  |  | Disposition |  | 99:99:99:99:99:99 |  | Equipment | 1Y:00-MFG | 05/31/2018 | 05/01/2020 | COOPER AMBULATORY OFF-SITES |  |  | SUITE 101 |  | Cheryl Peck
|  | HEALTHOMETER, INC. | HEALTHOMETER, INC. FLOOR SCALE |  | Not Known | VOORHEES CARDIOLOGY |  |  |  | 01/01/1900 |  |  |  |  | NO | NO |  |  |  |  | HEALTHOMETER, INC. 10348063 Not Known |  |  | Disposition |  |  |  | Equipment | 1Y:00-MFG | 04/25/2018 | 01/01/2020 | COOPER AMBULATORY OFF-SITES |  |  | RM 1104 BLDG 2 |  | KATHY COMO
|  | HEALTHOMETER, INC. | HEALTHOMETER, INC. FLOOR SCALE |  | coophospnsn018 | LABOR & DELIVERY |  |  |  | 11/30/2018 |  |  |  |  | NO | NO |  |  |  |  | HEALTHOMETER, INC. 30143209 coophospnsn018 |  |  | Disposition |  | 99:99:99:99:99:99 |  | Equipment | 1Y:00-MFG | 11/30/2018 | 11/30/2018 | COOPER UNIVERSITY HOSPITAL |  |  | DORRANCE 646 |  | JOANNA HORST |  |  |  | 11/30/2018 | 11/30/2018 |  |  |  |  | 11/30/2018 | 11/30/2018
|  | HEALTHOMETER, INC. | HEALTHOMETER, INC. FLOOR SCALE |  | Not Known | MT. LAUREL-FAMILY MEDICINE |  |  |  | 01/01/1900 |  |  |  |  | NO | NO |  |  |  |  | HEALTHOMETER, INC. 10345864 Not Known |  |  | Disposition |  |  |  | Equipment | 1Y:00-MFG | 03/01/2016 | 03/01/2020 | COOPER AMBULATORY OFF-SITES |  |  | Mt. Laurel - Family Medicine |  | SUE MAKO
|  | HEALTHOMETER, INC. | HEALTHOMETER, INC. FLOOR SCALE |  | Not Known | VOORHEES UROGYNECOLOGY |  |  |  | 01/01/1900 |  |  |  |  | NO | NO |  |  |  |  | HEALTHOMETER, INC. 10345830 Not Known |  |  | Disposition |  | 99:99:99:99:99:99 |  | Equipment | 1Y:00-MFG | 04/19/2019 | 04/01/2020 | COOPER AMBULATORY OFF-SITES |  |  | HALLWAY |  | Sheronda Coppage-Belt
|  | HEALTHOMETER, INC. | HEALTHOMETER, INC. FLOOR SCALE |  | NOT KNOWN | 3 COOPER-PREADMISSION TESTING |  |  | excluded | 01/01/1900 |  |  |  |  | NO | NO |  |  |  |  | HEALTHOMETER, INC. 10345528 NOT KNOWN |  |  | Active |  | 99:99:99:99:99:99 |  | Equipment | 1Y:00-MFG | 11/01/2019 | 11/01/2020 | COOPER AMBULATORY OFF-SITES |  |  | Suite 116 - Exam 116D |  | Karen Capone
|  | HEALTHOMETER, INC. | HEALTHOMETER, INC. HEALTHOMETER |  | NA | BONE & JOINT NEWTOWN SQUARE |  |  | excluded | 08/04/2015 |  |  |  |  | NO | NO |  |  |  |  | HEALTHOMETER, INC. 10349314 NA |  |  | Active |  | 99:99:99:99:99:99 |  | Equipment | 1Y:00-MFG | 07/17/2019 | 07/01/2020 | COOPER AMBULATORY OFF-SITES |  |  |  |  | IVETTE ORTOLAZA
|  | HEALTHOMETER, INC. | HEALTHOMETER, INC. HEALTHOMETER |  | 59TT02150 | 3 COOPER-CARDIAC DIAGNOSTIC CENTER |  |  | excluded | 01/01/2001 |  |  |  |  | NO | NO |  |  |  |  | HEALTHOMETER, INC. 10346876 59TT02150 |  |  | Active |  | 99:99:99:99:99:99 |  | Equipment | PAAR:00-PVAR | 10/31/2019 |  | COOPER AMBULATORY OFF-SITES |  |  | Suite 318 - Next to Break Room |  | CARLA TRUELL
|  | HEALTHOMETER, INC. | HEALTHOMETER, INC. PEDIATRIC STRAIN GAUGE SCALE |  | Not Known | CAT SCAN |  |  |  | 01/01/1900 |  |  |  |  | NO | NO |  |  |  |  | HEALTHOMETER, INC. 10368709 Not Known |  |  | Disposition |  | 99:99:99:99:99:99 |  | Equipment | 1Y:00-MFG | 07/10/2017 | 07/01/2020 | COOPER UNIVERSITY HOSPITAL |  |  | PEDIATRIC HOLDING |  | PAULETTE DUCKREY
|  | HEALTHOMETER, INC. | HEALTHOMETER, INC. PRO PLUS 2500KL |  | 1100L00742 | WILLINGBORO COOPER UNIVERSITY PHYSICIANS |  |  | excluded | 01/01/2014 |  |  |  |  | NO | NO |  |  |  |  | HEALTHOMETER, INC. 10367110 1100L00742 |  |  | Active |  | 99:99:99:99:99:99 |  | Equipment | 1Y:00-MFG | 03/07/2019 | 03/01/2020 | COOPER AMBULATORY OFF-SITES |  |  | INT MED OUTSIDE RM 20 |  | PATTY LEWIS
|  | HEALTHOMETER, INC. | HEALTHOMETER, INC. PRO PLUS 2500KL |  |  | AUDUBON URGENT CARE |  |  |  | 10/01/2013 |  |  |  |  | NO | NO |  |  |  |  | HEALTHOMETER, INC. 10366260 401100560 |  |  | Disposition |  |  |  | Equipment | 1Y:00-MFG | 10/11/2017 | 10/01/2020 | COOPER AMBULATORY OFF-SITES |  |  | 318 S. WHITE HORSE PIKE |  | MELISSA PORTOBANCO
|  | HEALTHOMETER, INC. | HEALTHOMETER, INC. PRO PLUS 2500KL |  |  | 1030 KINGS HIGHWAY-MEDICINE |  |  | excluded | 07/19/2012 |  |  |  |  | NO | NO |  |  |  |  | HEALTHOMETER, INC. 10365921 401100228 |  |  | Active |  | 99:99:99:99:99:99 |  | Equipment | 1Y:00-MFG | 05/07/2019 | 05/01/2020 | COOPER AMBULATORY OFF-SITES |  |  | HALLWAY |  | Bonnie Aichroch
|  | HEALTHOMETER, INC. | HEALTHOMETER, INC. PRO PLUS 2500KL |  |  | CHERRY HILL URGENT CARE |  |  | excluded | 10/16/2012 |  |  |  |  | NO | NO |  |  |  |  | HEALTHOMETER, INC. 10346141 401100313 |  |  | Active |  | 99:99:99:99:99:99 |  | Equipment | 1Y:00-MFG | 10/14/2019 | 10/01/2020 | COOPER AMBULATORY OFF-SITES |  |  | 2001 Rt 70E - Hallway |  | MELISSA PORTOBANCO
|  | HEALTHOMETER, INC. | HEALTHOMETER, INC. PRO PLUS 2500KL |  |  | 6200 MAIN ST-SURGERY |  |  | excluded | 02/11/2013 |  |  |  |  | NO | NO |  |  |  |  | HEALTHOMETER, INC. 10345758 401100516 |  |  | Active |  | 99:99:99:99:99:99 |  | Equipment | 1Y:00-MFG | 10/18/2019 | 10/01/2020 | COOPER AMBULATORY OFF-SITES |  |  | 6200 Main St. - Oral - Hallway |  | BOBBIE MICKLE
|  | HEALTHOMETER, INC. | HEALTHOMETER, INC. PRO PLUS 2500KL |  | 110B00752 | VOORHEES SURGERY CENTER-SURGERY DEPT |  |  | excluded | 11/17/2010 |  |  |  |  | NO | NO |  |  |  |  | HEALTHOMETER, INC. 10344821 110B00752 |  |  | Active |  | 99:99:99:99:99:99 |  | Equipment | 1Y:00-MFG | 04/05/2019 | 04/01/2020 | COOPER AMBULATORY OFF-SITES |  |  | SUITE G |  | Theresa Megali
|  | HEALTHOMETER, INC. | HEALTHOMETER, INC. PRO PLUS 2500KL |  | 2101B00897 | VOORHEES SURGERY CENTER-SURGERY DEPT |  |  | excluded | 11/17/2010 |  |  |  |  | NO | NO |  |  |  |  | HEALTHOMETER, INC. 10344819 2101B00897 |  |  | Active |  | 99:99:99:99:99:99 |  | Equipment | 1Y:00-MFG | 04/05/2019 | 04/01/2020 | COOPER AMBULATORY OFF-SITES |  |  | SUITE G |  | Theresa Megali
|  | HEALTHOMETER, INC. | HEALTHOMETER, INC. PRO PLUS 2600KL |  | 2600L00624 | DIALYSIS PROCEDURE CENTER |  |  | excluded | 01/01/2014 |  |  |  |  | NO | NO |  |  |  |  | HEALTHOMETER, INC. 10367525 2600L00624 |  |  | Active |  | 99:99:99:99:99:99 |  | Equipment | 1Y:00-MFG | 05/30/2019 | 05/01/2020 | COOPER UNIVERSITY HOSPITAL |  |  | DIALYSIS |  | GERRY DNUNZIO
|  | HEALTHOMETER, INC. | HEALTHOMETER, INC. PRO SERIES |  | Not Known | COOPER PHYSICIANS-AUDUBON |  |  | excluded | 11/20/2015 |  |  |  |  | NO | NO |  |  |  |  | HEALTHOMETER, INC. 10480210 Not Known |  |  | Active |  | 99:99:99:99:99:99 |  | Equipment | PAAR:00-PVAR | 10/31/2019 |  | COOPER AMBULATORY OFF-SITES |  |  | HALLWAY |  | MICHELLE JOHNSON
|  | HEALTHOMETER, INC. | HEALTHOMETER, INC. PROPLUS NEONATAL 2210KL |  |  | 3 COOPER-PEDIATRICS |  |  | excluded | 11/03/2008 |  |  |  |  | NO | NO |  |  |  |  | HEALTHOMETER, INC. 10345573 2210000011 |  |  | Active |  | 99:99:99:99:99:99 |  | Equipment | 1Y:00-MFG | 11/01/2019 | 11/01/2020 | COOPER AMBULATORY OFF-SITES |  |  | Suite 200 - Exam 25 |  | MAUREEN OBRIEN
|  | HEALTHOMETER, INC. | HEALTHOMETER, INC. SCALE |  |  | KINGS HIGHWAY - OB/GYN |  |  |  | 01/01/1900 |  |  |  |  | NO | NO |  |  |  |  | HEALTHOMETER, INC. 10366315 11360 |  |  | Disposition |  |  |  | Equipment | 1Y:00-MFG | 01/10/2017 | 01/01/2020 | COOPER AMBULATORY OFF-SITES |  |  | hall |  | DONNA ONEILL
|  | HEALTHOMETER, INC. | HEALTHOMETER, INC. SCALE, HEIGHT MEASURE |  | A225202 | CLEMENTON INTERNAL MEDICINE |  |  | excluded | 04/28/2015 |  |  |  |  | NO | NO |  |  |  |  | HEALTHOMETER, INC. 10480241 A225202 |  |  | Active |  | 99:99:99:99:99:99 |  | Equipment | PAAR:00-PVAR | 10/31/2019 |  | COOPER AMBULATORY OFF-SITES |  |  | Front Hallway |  | GLORIA CRUZ
|  | HEALTHTRONICS | HEALTHTRONICS LITHOTRON |  | 081L | OPERATING ROOM - PAVILION |  |  |  | 11/02/2011 |  |  |  |  | NO | NO |  |  |  |  | HEALTHTRONICS 10368274 081L |  |  | Disposition |  |  |  | High Risk | 6M:00-MFG | 02/22/2016 | 02/01/2020 | COOPER UNIVERSITY HOSPITAL |  |  | OR 3 |  | DOMINIC VENDETTA
|  | HEART TECHNOLOGY INC | HEART TECHNOLOGY INC ROTABLATOR |  |  | CARDIAC CATH LAB |  |  |  | 01/01/1900 |  |  |  |  | NO | NO |  |  |  |  | HEART TECHNOLOGY INC 10358921 3333 |  |  | Disposition |  |  |  | High Risk | 6M:00-MFG | 08/28/2017 | 02/01/2020 | COOPER UNIVERSITY HOSPITAL |  |  | HALLWAY CLOSET |  | LINDA BEAN
|  | HELMER INC. | HELMER INC. IPF125 |  |  | LAB BLOOD BANK |  |  |  | 10/09/2009 |  |  |  |  | NO | NO |  |  |  |  | HELMER INC. 10367937 988321 |  |  | Disposition |  |  |  | Equipment | 3M:00-MFG | 04/27/2018 | 01/01/2020 | COOPER UNIVERSITY HOSPITAL |  |  | BLOOD BANK |  | Barbara Bayne
|  | HELMER INC. | HELMER INC. IPF125 |  |  | LAB BLOOD BANK |  |  |  | 01/26/2009 |  |  |  |  | NO | NO |  |  |  |  | HELMER INC. 10367904 983795 |  |  | Disposition |  |  |  | Equipment | 3M:00-MFG | 01/09/2018 | 01/01/2020 | COOPER UNIVERSITY HOSPITAL |  |  | BLOOD BANK |  | Barbara Bayne
|  | HEMOCUE, INC | HEMOCUE, INC B-HEMOGLOBIN |  |  | VOORHEES SURGERY CENTER-OPERATING ROOM |  |  |  | 01/01/1900 |  |  |  |  | NO | NO |  |  |  |  | HEMOCUE, INC 06624 9804002123 |  |  | Disposition |  |  |  | Equipment | 1Y:00-MFG | 04/14/2016 | 04/01/2020 | COOPER AMBULATORY OFF-SITES |  |  | FRONT DESK |  | JENNIFER BOMBARO
|  | HEMOCUE, INC | HEMOCUE, INC HB201 |  |  | LAB HEMATOLOGY |  |  |  | 03/21/2019 |  |  |  |  | NO | NO |  |  |  |  | HEMOCUE, INC 22801 1209621079 |  |  | Active |  | 99:99:99:99:99:99 |  | Equipment | 1Y:00-MFG | 03/21/2019 | 03/21/2019 | COOPER UNIVERSITY HOSPITAL |  |  | POINT OF CARE |  | DALE MORRONE |  |  |  | 03/21/2019 | 03/21/2019 |  |  |  |  | 03/21/2019 | 03/21/2019
|  | HEMOCUE, INC | HEMOCUE, INC HB201 |  |  | LAB HEMATOLOGY |  |  |  | 08/22/2012 |  |  |  |  | NO | NO |  |  |  |  | HEMOCUE, INC 10366275 1209621077 |  |  | Active |  | 99:99:99:99:99:99 |  | Equipment | 1Y:00-MFG | 03/21/2019 | 03/01/2020 | COOPER UNIVERSITY HOSPITAL |  |  | POINT OF CARE |  | DALE MORRONE
|  | HENLEY INTERNATIONAL | HENLEY INTERNATIONAL FLUIDOTHERAPY 115 |  | 2-00457 | VOORHEES ORTHOPEDICS |  |  |  | 02/14/2019 |  |  |  |  | NO | NO |  |  |  |  | HENLEY INTERNATIONAL 210337406 2-00457 |  |  | Active |  | 99:99:99:99:99:99 |  | Equipment | 1Y:00-MFG | 02/14/2019 | 02/14/2019 | COOPER AMBULATORY OFF-SITES |  |  | ORTHO PHYSI THRPY BACK RM |  | CAROL STRANTON |  |  |  | 02/14/2019 | 02/14/2019 |  |  |  |  | 02/14/2019 | 02/14/2019
|  | HERAEUS INSTRUMENTS INC. | HERAEUS INSTRUMENTS INC. MULTIFUGE 3S |  |  | LAB MICROBIOLOGY |  |  |  | 06/20/2004 |  |  |  |  | NO | NO |  |  |  |  | HERAEUS INSTRUMENTS INC. 10367967 40344762 |  |  | Disposition |  | 99:99:99:99:99:99 |  | Equipment | 6M:00-MFG | 10/30/2018 | 04/01/2020 | COOPER UNIVERSITY HOSPITAL |  |  | Microbiolgy - back room |  | COURTNEY BARRY
|  | HERITAGE MEDICAL PRODUCTS | HERITAGE MEDICAL PRODUCTS 2000 |  |  | BRACE ROAD-CARDIOLOGY |  |  |  | 06/23/2003 |  |  |  |  | NO | NO |  |  |  |  | HERITAGE MEDICAL PRODUCTS 10366003 00206 |  |  | Active |  | 99:99:99:99:99:99 |  | Equipment | PAAR:00-PVAR | 11/02/2019 |  | COOPER AMBULATORY OFF-SITES |  |  | Testing 3 |  | Beth Mook
|  | HETTICH | HETTICH EBA 21 (RAISED DISPLAY) |  | 0003033-02-00 | LAB HEMATOLOGY |  |  |  | 09/22/2006 |  |  |  |  | NO | NO |  |  |  |  | HETTICH 10467683 0003033-02-00 |  |  | Disposition |  |  |  | Equipment | 6M:00-MFG | 08/28/2017 | 03/01/2020 | COOPER UNIVERSITY HOSPITAL |  |  | HEMATOLOGY |  | DALE MORRONE
|  | HETTICH | HETTICH EBA 21 (RAISED DISPLAY) |  |  | LAB BLOOD BANK |  |  |  | 07/15/2005 |  |  |  |  | NO | NO |  |  |  |  | HETTICH 10367913 2930100 |  |  | Disposition |  |  |  | Equipment | 6M:00-MFG | 04/29/2016 | 04/01/2020 | COOPER UNIVERSITY HOSPITAL |  |  | BLOOD BANK |  | Barbara Bayne
|  | HETTICH | HETTICH ROTANTA 460 |  | 0000128-03-01 | LAB BLOOD BANK |  |  |  | 12/13/2005 |  |  |  |  | NO | NO |  |  |  |  | HETTICH 10367900 0000128-03-01 |  |  | Disposition |  |  |  | Equipment | 6M:00-MFG | 10/18/2017 | 04/01/2020 | COOPER UNIVERSITY HOSPITAL |  |  | BLOOD BANK |  | Barbara Bayne
|  | HEWLETT PACKARD | HEWLETT PACKARD 21369A |  | 3716A00348 | ECHOCARDIOLOGY |  |  |  | 11/01/2019 |  |  |  |  | NO | NO |  |  |  |  | HEWLETT PACKARD 30144337 3716A00348 |  |  | Disposition |  |  |  | Accessory | PAAR:00-PVAR | 11/01/2019 | 11/01/2019 | COOPER UNIVERSITY HOSPITAL |  |  | STORAGE ECHO |  | LINDA VALENTI |  |  |  | 11/01/2019 | 11/01/2019 |  |  |  |  | 11/01/2019 | 11/01/2019
|  | HEWLETT PACKARD | HEWLETT PACKARD 4250 |  | CNRXC74297 | TSDU - KELEMEN S7 |  |  |  | 04/30/2007 |  |  |  |  | NO | NO |  |  |  |  | HEWLETT PACKARD 10355609 CNRXC74297 |  |  | Disposition |  | 40:B0:34:23:D8:DD |  | Equipment | PAAR:00-PVAR | 11/02/2019 |  | COOPER UNIVERSITY HOSPITAL |  |  | NURSE STATION BETWEEN 7 AND 8 | WOT00000000523179 | JEN VANDER HORN | Disposition | Closed | Richard Jolly | 02/08/2018 | 07/18/2019 | Bulk Disposition CNL | can not locate device | EXP3425641 | Labor | 07/18/2019 | 07/18/2019 | Richard Jolly
|  | HEWLETT PACKARD | HEWLETT PACKARD 4250 |  | USBXP2482Z | KELEMEN 8 PCU |  |  |  | 12/02/2005 |  |  |  |  | NO | NO |  |  |  |  | HEWLETT PACKARD 10355565 USBXP2482Z |  |  | Disposition |  | 11:11:11:11:11:11 |  | Equipment | PAAR:00-PVAR | 11/02/2019 |  | COOPER UNIVERSITY HOSPITAL |  |  | TELEMETRY | WOT00000000535301 | BYRON WELLS | Disposition | Closed | Michael Youch | 02/08/2018 | 05/14/2019 | Bulk Disposition CNL | replaced with IT printer | EXP2920192 | Labor | 05/14/2019 | 05/14/2019 | Michael Youch
|  | HEWLETT PACKARD | HEWLETT PACKARD 501X |  | 3230G06829 | BUNKER HILL-OB/GYN |  |  |  | 01/01/1900 |  |  |  |  | NO | NO |  |  |  |  | HEWLETT PACKARD 10366982 3230G06829 |  |  | Disposition |  |  |  | Alarm | 1Y:00-MFG | 10/27/2015 |  | COOPER AMBULATORY OFF-SITES |  |  | EXAM 5 |  | LISA POTTS
|  | HEWLETT PACKARD | HEWLETT PACKARD 78581A |  | Not Known | PACU KELEMEN |  |  |  | 01/01/1900 |  |  |  |  | NO | NO |  |  |  |  | HEWLETT PACKARD 10369024 Not Known |  |  | Disposition |  |  |  | Equipment | 1Y:00-MFG | 06/01/2016 | 06/01/2020 | COOPER UNIVERSITY HOSPITAL |  |  | 8TH FLOOR CLOSET |  | FRANK OBRIEN
|  | HEWLETT PACKARD | HEWLETT PACKARD 8200 ELITE |  | CNU9151WYF | 3 COOPER - SPEECH AND HEARING |  |  |  | 01/04/2016 |  |  |  |  | NO | NO |  |  |  |  | HEWLETT PACKARD 17405 CNU9151WYF |  |  | Disposition |  |  |  | Non-medical | 1Y:00-MFG | 01/04/2016 | 01/04/2016 | COOPER AMBULATORY OFF-SITES |  |  | SUITE 511 SPEECH |  | JANET PORCELLIN |  |  |  | 01/04/2016 | 01/04/2016 |  |  |  |  | 01/04/2016 | 01/04/2016
|  | HEWLETT PACKARD | HEWLETT PACKARD CODEMASTER |  | 3814R24183 | BRACHFIELD MEDICAL ASSOCIATES-MEDICINE |  |  |  | 01/01/1900 |  |  |  |  | NO | NO |  |  |  |  | HEWLETT PACKARD 10367049 3814R24183 |  |  | Disposition |  | 99:99:99:99:99:99 |  | Life Support | 6M:00-MFG | 06/25/2018 | 12/01/2019 | COOPER AMBULATORY OFF-SITES |  |  | CARDIOLOGY - stress lab |  | CATHY CRAWFORD
|  | HEWLETT PACKARD | HEWLETT PACKARD CODEMASTER |  | US00110120 | BRACE ROAD-CARDIOLOGY |  |  |  | 01/01/1900 |  |  |  |  | NO | NO |  |  |  |  | HEWLETT PACKARD 10366018 US00110120 |  |  | Disposition |  |  |  | Life Support | 6M:00-MFG | 11/02/2017 | 05/01/2020 | COOPER AMBULATORY OFF-SITES |  |  | TESTING 4 |  | Beth Mook
|  | HEWLETT PACKARD | HEWLETT PACKARD CODEMASTER |  | US00109114 | VOORHEES CARDIOLOGY |  |  |  | 01/01/1900 |  |  |  |  | NO | NO |  |  |  |  | HEWLETT PACKARD 10356965 US00109114 |  |  | Disposition |  |  |  | Life Support | 6M:00-MFG | 02/26/2018 | 02/01/2020 | COOPER AMBULATORY OFF-SITES |  |  | Nuclear Lab - 1131 |  | KATHY COMO
|  | HEWLETT PACKARD | HEWLETT PACKARD CODEMASTER |  | US00104073 | VOORHEES SURGERY CENTER-PULMONARY |  |  |  | 01/01/1900 |  |  |  |  | NO | NO |  |  |  |  | HEWLETT PACKARD 10356782 US00104073 |  |  | Disposition |  |  |  | Life Support | 6M:00-MFG | 04/25/2018 | 04/01/2020 | COOPER AMBULATORY OFF-SITES |  |  | SUITE K NEXT TO RM K216 |  | SUSAN PINE
|  | HEWLETT PACKARD | HEWLETT PACKARD CODEMASTER XL+ |  | 3714A20318 | WOODSTOWN - CARDIOLOGY |  |  |  | 01/01/1900 |  |  |  |  | NO | NO |  |  |  |  | HEWLETT PACKARD 10345888 3714A20318 |  |  | Disposition |  |  |  | Life Support | 6M:00-MFG | 10/17/2017 | 04/01/2020 | COOPER AMBULATORY OFF-SITES |  |  | STRESS ROOM |  | SUSAN WHITZELL
|  | HEWLETT PACKARD | HEWLETT PACKARD D2846 |  | JP8 874277 | RADIATION ONCOLOGY |  |  |  | 01/01/1900 |  |  |  |  | NO | NO |  |  |  |  | HEWLETT PACKARD 08023 JP8 874277 |  |  | Disposition |  |  |  | Accessory | PAAR:00-PVAR | 10/16/2019 |  | COOPER UNIVERSITY HOSPITAL |  |  |  |  | COLLEEN TEGELER
|  | HEWLETT PACKARD | HEWLETT PACKARD D2846 |  | JP82874275 | RADIATION ONCOLOGY |  |  |  | 01/01/1900 |  |  |  |  | NO | NO |  |  |  |  | HEWLETT PACKARD 08019 JP82874275 |  |  | Disposition |  |  |  | Accessory | PAAR:00-PVAR | 10/16/2019 |  | COOPER UNIVERSITY HOSPITAL |  |  |  |  | COLLEEN TEGELER
|  | HEWLETT PACKARD | HEWLETT PACKARD DC5100 |  | MXL3291C5P | AUDUBON URGENT CARE |  |  |  | 05/12/2016 |  |  |  |  | NO | NO |  |  |  |  | HEWLETT PACKARD 30149633 MXL3291C5P |  |  | Disposition |  |  |  | Non-medical | 1Y:00-MFG | 05/12/2016 | 05/12/2016 | COOPER AMBULATORY OFF-SITES |  |  | room 109 |  | MELISSA PORTOBANCO |  |  |  | 05/12/2016 | 05/12/2016 |  |  |  |  | 05/12/2016 | 05/12/2016
|  | HEWLETT PACKARD | HEWLETT PACKARD DESKJET 6122 |  | Not Known | BIOMEDICAL |  |  |  | 01/01/1900 |  |  |  |  | NO | NO |  |  |  |  | HEWLETT PACKARD 10355426 Not Known |  |  | Disposition |  |  |  | Non-medical | PAAR:00-PVAR | 11/02/2019 |  | COOPER UNIVERSITY HOSPITAL |  |  | P5 STORAGE RM |  | Bonnie Aichroch
|  | HEWLETT PACKARD | HEWLETT PACKARD DESKJET 6940 |  | MY820CS196 | NEUROLOGY/EEG |  |  |  | 11/04/2008 |  |  |  |  | NO | NO |  |  |  |  | HEWLETT PACKARD 10368655 MY820CS196 |  |  | Active |  | 11:11:11:11:11:11 |  | Non-medical | PAAR:00-PVAR | 11/01/2019 |  | COOPER UNIVERSITY HOSPITAL |  |  | SUITE 104 | WOT00000000527744 | Debbie Hughes | Disposition | Closed | Kirk Lis | 02/08/2018 | 05/15/2019 | Bulk Disposition CNL
|  | HEWLETT PACKARD | HEWLETT PACKARD DESKJET 6988 |  | CB055A-003 | VOORHEES SURGERY CENTER-OPERATING ROOM |  |  |  | 10/16/2019 |  |  |  |  | NO | NO |  |  |  |  | HEWLETT PACKARD 20023 CB055A-003 |  |  | Disposition |  |  |  | Non-medical | PAAR:00-PVAR | 10/16/2019 | 10/16/2019 | COOPER AMBULATORY OFF-SITES |  |  | SUITE E |  | JENNIFER BOMBARO |  |  |  | 10/16/2019 | 10/16/2019 |  |  |  |  | 10/16/2019 | 10/16/2019
|  | HEWLETT PACKARD | HEWLETT PACKARD ELITE BOOK 8440P |  | 2VA8340Z46 | ULTRASOUND |  |  |  | 01/09/2009 |  |  |  |  | NO | NO |  |  |  |  | HEWLETT PACKARD 10369434 2VA8340Z46 |  |  | Disposition |  |  |  | Non-medical | 1Y:00-MFG | 05/12/2016 | 04/01/2020 | COOPER UNIVERSITY HOSPITAL |  |  | B20 PART OF FLOW-LAB |  | Tracy Saldutti
|  | HEWLETT PACKARD | HEWLETT PACKARD ELITE BOOK 8460P |  |  | RADIATION ONCOLOGY |  |  |  | 01/01/1900 |  |  |  |  | NO | NO |  |  |  |  | HEWLETT PACKARD 08048 5001527971 |  |  | Disposition |  |  |  | Non-medical | 1Y:00-MFG | 04/18/2016 | 05/01/2020 | COOPER UNIVERSITY HOSPITAL |  |  | RADIATION |  | COLLEEN TEGELER
|  | HEWLETT PACKARD | HEWLETT PACKARD ELITEDESK 800 G1 SFF |  | 2UA4180V3W | 6200 MAIN ST-SURGERY |  |  |  | 04/18/2016 |  |  |  |  | NO | NO |  |  |  |  | HEWLETT PACKARD 25781 2UA4180V3W |  |  | Disposition |  |  |  | Equipment | 1Y:00-MFG | 04/18/2016 | 04/18/2016 | COOPER AMBULATORY OFF-SITES |  |  | ORAL SURGERY |  | BOBBIE MICKLE |  |  |  | 04/18/2016 | 04/18/2016 |  |  |  |  | 04/18/2016 | 04/18/2016
|  | HEWLETT PACKARD | HEWLETT PACKARD ELITEDESK 800 G1 SFF |  | 2UA42416FF | BUNKER HILL-ORAL SURGERY |  |  |  | 11/21/2014 |  |  |  |  | NO | NO |  |  |  |  | HEWLETT PACKARD 10369634 2UA42416FF |  |  | Active |  | 99:99:99:99:99:99 |  | Equipment | 1Y:00-MFG | 09/05/2019 | 09/01/2020 | COOPER AMBULATORY OFF-SITES |  |  | BUNKER HILL |  | BARBARA DIPINTO
|  | HEWLETT PACKARD | HEWLETT PACKARD LASERJET 4250N |  | CNRXC76873 | TRAUMA ICU |  |  |  | 04/30/2007 |  |  |  |  | NO | NO |  |  |  |  | HEWLETT PACKARD 10346437 CNRXC76873 |  |  | Active |  | 00:17:08:85:AF:82 |  | Non-medical | PAAR:00-PVAR | 11/02/2019 |  | COOPER UNIVERSITY HOSPITAL |  |  | TICU-NURSE STATION |  | Diane Floyd
|  | HEWLETT PACKARD | HEWLETT PACKARD LASERJET P3015 |  | VNBCC351ZK | CDU - CLINICAL DECISION UNIT-9 KELEMEN |  |  |  | 03/21/2011 |  |  |  |  | NO | NO |  |  |  |  | HEWLETT PACKARD 10369382 VNBCC351ZK |  |  | Disposition |  | 00:00:00:00:00:00 |  | Non-medical | PAAR:00-PVAR | 11/02/2019 |  | COOPER UNIVERSITY HOSPITAL |  |  | k1 er | WOT00000000536040 | KAREN GRUBER | Disposition | Closed | Richard Jolly | 02/08/2018 | 06/05/2019 | Bulk Disposition CNL
|  | HEWLETT PACKARD | HEWLETT PACKARD LASERJET P3015 |  | VNBCB953K2 | PAVILION PACU |  |  |  | 04/04/2011 |  |  |  |  | NO | NO |  |  |  |  | HEWLETT PACKARD 10356252 VNBCB953K2 |  |  | Active |  | D4:85:64:1A:74:24 |  | Non-medical | PAAR:00-PVAR | 11/02/2019 |  | COOPER UNIVERSITY HOSPITAL |  |  | KELEMEN-3 NURSE STATION | WOT00000000536039 | FRANK OBRIEN | Disposition | Closed | Richard Jolly | 02/08/2018 | 05/22/2019 | Bulk Disposition CNL
|  | HEWLETT PACKARD | HEWLETT PACKARD LASERJET P4015N |  | CNDY279593 | EMERGENCY ROOM |  |  |  | 11/04/2009 |  |  |  |  | NO | NO |  |  |  |  | HEWLETT PACKARD 10349342 CNDY279593 |  |  | Active |  | 00:23:7D:8A:DD:58 |  | Non-medical | PAAR:00-PVAR | 10/31/2019 |  | COOPER UNIVERSITY HOSPITAL |  |  | ER - CENTRAL STATION |  | KAREN GRUBER
|  | HEWLETT PACKARD | HEWLETT PACKARD M1401A |  | 3412A04026 | KELEMEN 8 PCU |  |  |  | 01/01/1900 |  |  |  |  | NO | NO |  |  |  |  | HEWLETT PACKARD 03746 3412A04026 |  |  | Disposition |  |  |  | Equipment | 1Y:00-MFG | 08/04/2015 | 01/01/2020 | COOPER UNIVERSITY HOSPITAL |  |  | PCU |  | BYRON WELLS
|  | HEWLETT PACKARD | HEWLETT PACKARD NC6320 |  | 2UA711047P | LABOR & DELIVERY |  |  |  | 05/15/2016 |  |  |  |  | NO | NO |  |  |  |  | HEWLETT PACKARD 17733 2UA711047P |  |  | Disposition |  |  |  | Non-medical | 1Y:00-MFG | 05/15/2016 | 05/15/2016 | COOPER UNIVERSITY HOSPITAL |  |  | L&D ROOM 656 |  | JOANNA HORST |  |  |  | 05/15/2016 | 05/15/2016 |  |  |  |  | 05/15/2016 | 05/15/2016
|  | HEWLETT PACKARD | HEWLETT PACKARD OFFICEJET 6000 |  | CN19D1F1WL | BRACHFIELD MEDICAL ASSOCIATES-MEDICINE |  |  |  | 02/17/2012 |  |  |  |  | NO | NO |  |  |  |  | HEWLETT PACKARD 10348015 CN19D1F1WL |  |  | Disposition |  |  |  | Non-medical | PAAR:00-PVAR | 11/02/2019 |  | COOPER AMBULATORY OFF-SITES |  |  | WING A PFT LAB |  | CATHY CRAWFORD
|  | HEWLETT PACKARD | HEWLETT PACKARD OFFICEJET 6000 |  | CN1861FDCQ | PULMONARY LAB |  |  |  | 01/11/2012 |  |  |  |  | NO | NO |  |  |  |  | HEWLETT PACKARD 10347599 CN1861FDCQ |  |  | Active |  | 11:11:11:11:11:11 |  | Non-medical | PAAR:00-PVAR | 11/02/2019 |  | COOPER UNIVERSITY HOSPITAL |  |  | BioMed for new CH office | 0011721694 | KATHY LOFLAND | Repair | Closed | Michael Youch | 05/30/2017 | 05/30/2017 | PRINTER - JAMMED, NOT PRINTING - PULM LAB | 5/30/2017 12:10:29 PM MDYOUCH (MDYOUCH 5/30/2017 10:15 AM) CLEARED PAPER JAM, VPO, RTS. | 3C52AAE1-B11E-4DBC-BD13-352042D77744 | Labor | 05/30/2017 | 05/30/2017 | Michael Youch
|  | HEWLETT PACKARD | HEWLETT PACKARD PAGEWRITER 100 |  | CNB0307614 | MAPLE SHADE-FAMILY MEDICINE |  |  |  | 01/01/1900 |  |  |  |  | NO | NO |  |  |  |  | HEWLETT PACKARD 10346744 CNB0307614 |  |  | Disposition |  |  |  | Equipment | 1Y:00-MFG | 03/04/2016 | 03/01/2020 | COOPER AMBULATORY OFF-SITES |  |  | LAB |  | ANDREA GRAHAM
|  | HEWLETT PACKARD | HEWLETT PACKARD PAGEWRITER 100 |  | CNC4221421 | WOODSTOWN - CARDIOLOGY |  |  |  | 01/01/1900 |  |  |  |  | NO | NO |  |  |  |  | HEWLETT PACKARD 10345924 CNC4221421 |  |  | Disposition |  |  |  | Equipment | 1Y:00-MFG | 09/10/2015 | 04/01/2020 | COOPER AMBULATORY OFF-SITES |  |  | RM 16 |  | SUSAN WHITZELL
|  | HEWLETT PACKARD | HEWLETT PACKARD PAGEWRITER 200I |  | CNC1515258 | FAMILY MEDICAL SEWELL |  |  |  | 01/01/1900 |  |  |  |  | NO | NO |  |  |  |  | HEWLETT PACKARD 10366807 CNC1515258 |  |  | Disposition |  |  |  | Equipment | 1Y:00-MFG | 10/05/2016 | 10/01/2020 | COOPER AMBULATORY OFF-SITES |  |  | HALLWAY |  | MARIANNE SHIEPAN
|  | HEWLETT PACKARD | HEWLETT PACKARD PAGEWRITER 200I |  | CNB0307590 | 1050 KINGS HIGHWAY-MEDICINE |  |  |  | 01/01/1900 |  |  |  |  | NO | NO |  |  |  |  | HEWLETT PACKARD 10366053 CNB0307590 |  |  | Disposition |  |  |  | Equipment | 1Y:00-MFG | 01/06/2016 | 01/01/2020 | COOPER AMBULATORY OFF-SITES |  |  | Triage |  | Leah Willis
|  | HEWLETT PACKARD | HEWLETT PACKARD PAGEWRITER 300PI |  | CNC4220947 | HADDON HEIGHTS-FAMILY MEDICINE |  |  |  | 01/01/1900 |  |  |  |  | NO | NO |  |  |  |  | HEWLETT PACKARD 10365798 CNC4220947 |  |  | Disposition |  |  |  | Equipment | 1Y:00-MFG | 09/13/2016 | 09/01/2020 | COOPER AMBULATORY OFF-SITES |  |  | NURSES STATION |  | KELLIE STOUT
|  | HEWLETT PACKARD | HEWLETT PACKARD PAGEWRITER II |  |  | LINCOLN DRIVE-FAMILY MEDICINE |  |  |  | 01/01/1900 |  |  |  |  | NO | NO |  |  |  |  | HEWLETT PACKARD 10346745 003915 |  |  | Disposition |  |  |  | Equipment | 1Y:00-MFG | 10/05/2015 | 10/01/2020 | COOPER AMBULATORY OFF-SITES |  |  | LAB |  | SCOTT GROFF
|  | HEWLETT PACKARD | HEWLETT PACKARD PROLIANT DL360 G7 |  | USE332B5EJ | BIOMEDICAL |  |  |  | 01/01/2014 |  |  |  |  | NO | NO |  |  |  |  | HEWLETT PACKARD 10347616 USE332B5EJ |  |  | Active |  | 11:11:11:11:11:11 |  | Non-medical | PAAR:00-PVAR | 11/02/2019 |  | COOPER UNIVERSITY HOSPITAL |  |  | P5 STORAGE RM | WOT00000000535305 | Bonnie Aichroch | Disposition | Closed | Michael Youch | 02/08/2018 | 05/14/2019 | Bulk Disposition CNL
|  | HEWLETT PACKARD | HEWLETT PACKARD SERIES 50XM |  | 3560G08155 | LABOR & DELIVERY |  |  |  | 03/28/2001 |  |  |  |  | NO | NO |  |  |  |  | HEWLETT PACKARD 10355098 3560G08155 |  |  | Disposition |  |  |  | Alarm | 1Y:00-MFG | 11/10/2015 |  | COOPER UNIVERSITY HOSPITAL |  |  | OR ROOM 1 |  | JOANNA HORST
|  | HEWLETT PACKARD | HEWLETT PACKARD XW8200 |  | 2UA5280R77 | RADIATION ONCOLOGY |  |  |  | 05/31/2016 |  |  |  |  | NO | NO |  |  |  |  | HEWLETT PACKARD 12281 2UA5280R77 |  |  | Disposition |  |  |  | Equipment | 1Y:00-MFG | 05/31/2016 | 05/31/2016 | COOPER UNIVERSITY HOSPITAL |  |  | B111 |  | COLLEEN TEGELER |  |  |  | 05/31/2016 | 05/31/2016 |  |  |  |  | 05/31/2016 | 05/31/2016
|  | HILL LABORATORIES COMPANY | HILL LABORATORIES COMPANY HA90MD |  |  | BUNKER HILL-INTERNAL MEDICINE |  |  |  | 10/31/2019 |  |  |  |  | NO | NO |  |  |  |  | HILL LABORATORIES COMPANY 11208022 181361 |  |  | Active |  | 99:99:99:99:99:99 |  | Equipment | PAAR:00-PVAR | 10/31/2019 | 10/31/2019 | COOPER AMBULATORY OFF-SITES |  |  | Exam 3 | WOT00000001845112 | SUSAN BABCOCK | Performance Verification | Closed | Michael Youch | 10/31/2019 | 10/31/2019 | Performance Verification for HILL LABORATORIES COMPANY 11208022 181361 | Initial Install of Performance Verification. Device is ready for patient use. |  |  | 10/31/2019 | 10/31/2019
|  | HILL LABORATORIES COMPANY | HILL LABORATORIES COMPANY HILL ADJUSTABLE |  | HA940688 | NEURO/ORTHO/MEDSURG/7 PAV |  |  |  | 11/02/2019 |  |  |  |  | NO | NO |  |  |  |  | HILL LABORATORIES COMPANY 50005142 HA940688 |  |  | Active |  | 99:99:99:99:99:99 |  | Equipment | PAAR:00-PVAR | 11/02/2019 | 11/02/2019 | COOPER UNIVERSITY HOSPITAL |  |  | INTERNAL MED. Medford | WOT00000000526421 | Pam Young | Disposition | Closed | Zhan Kiselev | 11/02/2019 | 11/02/2019 | Bulk Disposition CNL |  |  |  | 11/02/2019 | 11/02/2019
|  | HILL LABORATORIES COMPANY | HILL LABORATORIES COMPANY HILL ADJUSTABLE |  | HA101011 | BUNKER HILL-INTERNAL MEDICINE |  |  |  | 01/01/1900 |  |  |  |  | NO | NO |  |  |  |  | HILL LABORATORIES COMPANY 10345739 HA101011 |  |  | Active |  | 99:99:99:99:99:99 |  | Equipment | PAAR:00-PVAR | 11/02/2019 |  | COOPER AMBULATORY OFF-SITES |  |  | EXAM 9 |  | SUSAN BABCOCK
|  | HILL-ROM AIR SHIELDS | HILL-ROM AIR SHIELDS C300-2 |  |  | LABOR & DELIVERY |  |  |  | 01/01/1900 |  |  |  |  | NO | NO |  |  |  |  | HILL-ROM AIR SHIELDS 02954 1720 |  |  | Disposition |  |  |  | Life Support | 6M:00-MFG | 12/23/2015 |  | COOPER UNIVERSITY HOSPITAL |  |  | 6TH |  | JOANNA HORST
|  | HILL-ROM AIR SHIELDS | HILL-ROM AIR SHIELDS IICS-90 |  | SJ31080 | INTENSIVE CARE NURSERY |  |  |  | 10/25/2004 |  |  |  |  | NO | NO |  |  |  |  | HILL-ROM AIR SHIELDS 10360443 SJ31080 |  |  | Active |  | 99:99:99:99:99:99 |  | High Risk | 1Y:00-MFG | 11/01/2019 | 11/01/2020 | COOPER UNIVERSITY HOSPITAL |  |  | PICU/RM 6 |  | JOANNE FOX
|  | HILL-ROM AIR SHIELDS | HILL-ROM AIR SHIELDS IICS-90 |  | QJ30977 | LABOR & DELIVERY |  |  |  | 01/01/1900 |  |  |  |  | NO | NO |  |  |  |  | HILL-ROM AIR SHIELDS 10355189 QJ30977 |  |  | Disposition |  |  |  | High Risk | 1Y:00-MFG | 11/13/2017 |  | COOPER UNIVERSITY HOSPITAL |  |  | SEVENTH FLOOR DORRANCE STORAGE |  | JOANNA HORST
|  | HILL-ROM AIR SHIELDS | HILL-ROM AIR SHIELDS WBR82-1 |  | EZ01712 | INTENSIVE CARE NURSERY |  |  |  | 01/01/1900 |  |  |  |  | NO | NO |  |  |  |  | HILL-ROM AIR SHIELDS 10355185 EZ01712 |  |  | Disposition |  | 99:99:99:99:99:99 |  | High Risk | 1Y:00-MFG | 09/19/2019 | 09/01/2020 | COOPER UNIVERSITY HOSPITAL |  |  | SEVENTH FLOOR DORRANCE STORAGE |  | JOANNE FOX
|  | HILL-ROM INC. | HILL-ROM INC. ADVANCE |  | 116539A68-A | NEURO/ORTHO/MEDSURG/7 PAV |  |  |  | 02/06/2017 |  |  |  |  | NO | NO |  |  |  |  | HILL-ROM INC. 50036012 116539A68-A |  |  | Disposition |  |  |  | Equipment | 1Y:00-MFG | 02/06/2017 | 02/06/2017 | COOPER UNIVERSITY HOSPITAL |  |  | dorrance 5 551 |  | Pam Young |  |  |  | 02/06/2017 | 02/06/2017 |  |  |  |  | 02/06/2017 | 02/06/2017
|  | HILL-ROM INC. | HILL-ROM INC. ADVANCE |  | 116540A99-A | KELEMEN N6 |  |  |  | 09/19/2017 |  |  |  |  | NO | NO |  |  |  |  | HILL-ROM INC. 50010996 116540A99-A |  |  | Disposition |  |  |  | Equipment | 1Y:00-MFG | 09/19/2017 | 09/19/2017 | COOPER UNIVERSITY HOSPITAL |  |  | pav 8 828 |  | Susan Cannon |  |  |  | 09/19/2017 | 09/19/2017 |  |  |  |  | 09/19/2017 | 09/19/2017
|  | HILL-ROM INC. | HILL-ROM INC. ADVANCE |  | 116539A72-A | BEDS |  |  |  | 10/02/2017 |  |  |  |  | NO | NO |  |  |  |  | HILL-ROM INC. 50010967 116539A72-A |  |  | Disposition |  |  |  | Equipment | 1Y:00-MFG | 10/02/2017 | 10/02/2017 | COOPER UNIVERSITY HOSPITAL |  |  | Pav 2 Bed Storage |  | Bonnie Aichroch |  |  |  | 10/02/2017 | 10/02/2017 |  |  |  |  | 10/02/2017 | 10/02/2017
|  | HILL-ROM INC. | HILL-ROM INC. ADVANCE |  | 115534A98-A | BIOMEDICAL |  |  |  | 10/03/2016 |  |  |  |  | NO | NO |  |  |  |  | HILL-ROM INC. 50010965 115534A98-A |  |  | Disposition |  |  |  | Equipment | 1Y:00-MFG | 10/03/2016 | 10/03/2016 | COOPER UNIVERSITY HOSPITAL |  |  | N10 1012D |  | Bonnie Aichroch |  |  |  | 10/03/2016 | 10/03/2016 |  |  |  |  | 10/03/2016 | 10/03/2016
|  | HILL-ROM INC. | HILL-ROM INC. ADVANCE |  | E007AB7480 | BIOMEDICAL |  |  |  | 02/23/2017 |  |  |  |  | NO | NO |  |  |  |  | HILL-ROM INC. 50010964 E007AB7480 |  |  | Disposition |  |  |  | Equipment | 1Y:00-MFG | 02/23/2017 | 02/23/2017 | COOPER UNIVERSITY HOSPITAL |  |  | s9 961 d |  | Bonnie Aichroch |  |  |  | 02/23/2017 | 02/23/2017 |  |  |  |  | 02/23/2017 | 02/23/2017
|  | HILL-ROM INC. | HILL-ROM INC. ADVANCE |  | 115537A13-A | BIOMEDICAL |  |  |  | 03/29/2016 |  |  |  |  | NO | NO |  |  |  |  | HILL-ROM INC. 50010962 115537A13-A |  |  | Disposition |  |  |  | Equipment | 1Y:00-MFG | 03/29/2016 | 03/29/2016 | COOPER UNIVERSITY HOSPITAL |  |  | P5 STORAGE RM |  | Bonnie Aichroch |  |  |  | 03/29/2016 | 03/29/2016 |  |  |  |  | 03/29/2016 | 03/29/2016
|  | HILL-ROM INC. | HILL-ROM INC. ADVANCE |  | 115533A49-A | BIOMEDICAL |  |  |  | 07/18/2017 |  |  |  |  | NO | NO |  |  |  |  | HILL-ROM INC. 50010960 115533A49-A |  |  | Disposition |  |  |  | Equipment | 1Y:00-MFG | 07/18/2017 | 07/18/2017 | COOPER UNIVERSITY HOSPITAL |  |  | dorrance 5 531 |  | Bonnie Aichroch |  |  |  | 07/18/2017 | 07/18/2017 |  |  |  |  | 07/18/2017 | 07/18/2017
|  | HILL-ROM INC. | HILL-ROM INC. ADVANCE |  | 1165-39A56-A | BIOMEDICAL |  |  |  | 11/03/2016 |  |  |  |  | NO | NO |  |  |  |  | HILL-ROM INC. 50010959 1165-39A56-A |  |  | Disposition |  |  |  | Equipment | 1Y:00-MFG | 11/03/2016 | 11/03/2016 | COOPER UNIVERSITY HOSPITAL |  |  | north 9 18d |  | Bonnie Aichroch |  |  |  | 11/03/2016 | 11/03/2016 |  |  |  |  | 11/03/2016 | 11/03/2016
|  | HILL-ROM INC. | HILL-ROM INC. ADVANCE |  | 116539A51-A | BIOMEDICAL |  |  |  | 07/03/2017 |  |  |  |  | NO | NO |  |  |  |  | HILL-ROM INC. 50010953 116539A51-A |  |  | Disposition |  |  |  | Equipment | 1Y:00-MFG | 07/03/2017 | 07/03/2017 | COOPER UNIVERSITY HOSPITAL |  |  | Pav 7 722 |  | Bonnie Aichroch |  |  |  | 07/03/2017 | 07/03/2017 |  |  |  |  | 07/03/2017 | 07/03/2017
|  | HILL-ROM INC. | HILL-ROM INC. ADVANCE |  | 1155-33A39-A | BIOMEDICAL |  |  |  | 10/02/2016 |  |  |  |  | NO | NO |  |  |  |  | HILL-ROM INC. 50010951 1155-33A39-A |  |  | Disposition |  |  |  | Equipment | 1Y:00-MFG | 10/02/2016 | 10/02/2016 | COOPER UNIVERSITY HOSPITAL |  |  | N9 922W |  | Bonnie Aichroch |  |  |  | 10/02/2016 | 10/02/2016 |  |  |  |  | 10/02/2016 | 10/02/2016
|  | HILL-ROM INC. | HILL-ROM INC. ADVANCE |  | 116539A87A | BIOMEDICAL |  |  |  | 10/02/2017 |  |  |  |  | NO | NO |  |  |  |  | HILL-ROM INC. 50010948 116539A87A |  |  | Disposition |  |  |  | Equipment | 1Y:00-MFG | 10/02/2017 | 10/02/2017 | COOPER UNIVERSITY HOSPITAL |  |  | PEDS 6 639 |  | Bonnie Aichroch |  |  |  | 10/02/2017 | 10/02/2017 |  |  |  |  | 10/02/2017 | 10/02/2017
|  | HILL-ROM INC. | HILL-ROM INC. ADVANCE |  | 116539A53-A | BIOMEDICAL |  |  |  | 10/13/2016 |  |  |  |  | NO | NO |  |  |  |  | HILL-ROM INC. 50010943 116539A53-A |  |  | Disposition |  |  |  | Equipment | 1Y:00-MFG | 10/13/2016 | 10/13/2016 | COOPER UNIVERSITY HOSPITAL |  |  | DORRANCE 549W |  | Bonnie Aichroch |  |  |  | 10/13/2016 | 10/13/2016 |  |  |  |  | 10/13/2016 | 10/13/2016
|  | HILL-ROM INC. | HILL-ROM INC. ADVANCE |  | 116539A85-A | BEDS |  |  |  | 10/02/2017 |  |  |  |  | NO | NO |  |  |  |  | HILL-ROM INC. 50010942 116539A85-A |  |  | Disposition |  |  |  | Equipment | 1Y:00-MFG | 10/02/2017 | 10/02/2017 | COOPER UNIVERSITY HOSPITAL |  |  | dorrance3 347 |  | Bonnie Aichroch |  |  |  | 10/02/2017 | 10/02/2017 |  |  |  |  | 10/02/2017 | 10/02/2017
|  | HILL-ROM INC. | HILL-ROM INC. ADVANCE |  | 116540A91-A | KELEMEN 8 PCU |  |  |  | 01/11/2017 |  |  |  |  | NO | NO |  |  |  |  | HILL-ROM INC. 50010894 116540A91-A |  |  | Disposition |  |  |  | Equipment | 1Y:00-MFG | 01/11/2017 | 01/11/2017 | COOPER UNIVERSITY HOSPITAL |  |  | pav 7 719 |  | BYRON WELLS |  |  |  | 01/11/2017 | 01/11/2017 |  |  |  |  | 01/11/2017 | 01/11/2017
|  | HILL-ROM INC. | HILL-ROM INC. ADVANCE |  | 115533A51-A | KELEMEN 8 PCU |  |  |  | 10/05/2016 |  |  |  |  | NO | NO |  |  |  |  | HILL-ROM INC. 50010892 115533A51-A |  |  | Disposition |  |  |  | Equipment | 1Y:00-MFG | 10/05/2016 | 10/05/2016 | COOPER UNIVERSITY HOSPITAL |  |  | north 7 725d |  | BYRON WELLS |  |  |  | 10/05/2016 | 10/05/2016 |  |  |  |  | 10/05/2016 | 10/05/2016
|  | HILL-ROM INC. | HILL-ROM INC. ADVANCE |  | 116540A87-A | KELEMEN 8 PCU |  |  |  | 10/05/2016 |  |  |  |  | NO | NO |  |  |  |  | HILL-ROM INC. 50010889 116540A87-A |  |  | Disposition |  |  |  | Equipment | 1Y:00-MFG | 10/05/2016 | 10/05/2016 | COOPER UNIVERSITY HOSPITAL |  |  | south 8 857w |  | BYRON WELLS |  |  |  | 10/05/2016 | 10/05/2016 |  |  |  |  | 10/05/2016 | 10/05/2016
|  | HILL-ROM INC. | HILL-ROM INC. ADVANCE |  | 1155-33A05-A | TRAUMA ICU |  |  |  | 11/01/2017 |  |  |  |  | NO | NO |  |  |  |  | HILL-ROM INC. 50010879 1155-33A05-A |  |  | Disposition |  |  |  | Equipment | 1Y:00-MFG | 11/01/2017 | 11/01/2017 | COOPER UNIVERSITY HOSPITAL |  |  | Pav 7 722 |  | Diane Floyd |  |  |  | 11/01/2017 | 11/01/2017 |  |  |  |  | 11/01/2017 | 11/01/2017
|  | HILL-ROM INC. | HILL-ROM INC. ADVANCE |  | 116540A11-A | KELEMEN N6 |  |  |  | 12/14/2016 |  |  |  |  | NO | NO |  |  |  |  | HILL-ROM INC. 50010870 116540A11-A |  |  | Disposition |  |  |  | Equipment | 1Y:00-MFG | 12/14/2016 | 12/14/2016 | COOPER UNIVERSITY HOSPITAL |  |  | n7 719d |  | Susan Cannon |  |  |  | 12/14/2016 | 12/14/2016 |  |  |  |  | 12/14/2016 | 12/14/2016
|  | HILL-ROM INC. | HILL-ROM INC. ADVANCE |  | 115533A36-A | CCU - CORONARY CARE UNIT |  |  |  | 12/13/2016 |  |  |  |  | NO | NO |  |  |  |  | HILL-ROM INC. 50010869 115533A36-A |  |  | Disposition |  |  |  | Equipment | 1Y:00-MFG | 12/13/2016 | 12/13/2016 | COOPER UNIVERSITY HOSPITAL |  |  | peds 7 753 |  | CAROLYN RUMELL |  |  |  | 12/13/2016 | 12/13/2016 |  |  |  |  | 12/13/2016 | 12/13/2016
|  | HILL-ROM INC. | HILL-ROM INC. ADVANCE |  | 116539A69-A | KELEMEN N6 |  |  |  | 07/03/2017 |  |  |  |  | NO | NO |  |  |  |  | HILL-ROM INC. 50010861 116539A69-A |  |  | Disposition |  |  |  | Equipment | 1Y:00-MFG | 07/03/2017 | 07/03/2017 | COOPER UNIVERSITY HOSPITAL |  |  | OR |  | Susan Cannon |  |  |  | 07/03/2017 | 07/03/2017 |  |  |  |  | 07/03/2017 | 07/03/2017
|  | HILL-ROM INC. | HILL-ROM INC. ADVANCE |  | 116540A15-A | PEDIATRIC INTENSIVE CARE UNIT |  |  |  | 04/13/2017 |  |  |  |  | NO | NO |  |  |  |  | HILL-ROM INC. 50010862 116540A15-A |  |  | Disposition |  |  |  | Equipment | 1Y:00-MFG | 04/13/2017 | 04/13/2017 | COOPER UNIVERSITY HOSPITAL |  |  | pav 7 733 |  | Susan Cannon |  |  |  | 04/13/2017 | 04/13/2017 |  |  |  |  | 04/13/2017 | 04/13/2017
|  | HILL-ROM INC. | HILL-ROM INC. ADVANCE |  | 115537A03-A | PEDIATRIC INTENSIVE CARE UNIT |  |  |  | 12/04/2018 |  |  |  |  | NO | NO |  |  |  |  | HILL-ROM INC. 50010863 115537A03-A |  |  | Disposition |  | 99:99:99:99:99:99 |  | Equipment | 1Y:00-MFG | 12/04/2018 | 12/04/2018 | COOPER UNIVERSITY HOSPITAL |  |  | DORRANCE 5 |  | Susan Cannon |  |  |  | 12/04/2018 | 12/04/2018 |  |  |  |  | 12/04/2018 | 12/04/2018
|  | HILL-ROM INC. | HILL-ROM INC. ADVANCE |  | 1165-39A98-A | KELEMEN 8 PCU |  |  |  | 09/01/2017 |  |  |  |  | NO | NO |  |  |  |  | HILL-ROM INC. 50010858 1165-39A98-A |  |  | Disposition |  |  |  | Equipment | 1Y:00-MFG | 09/01/2017 | 09/01/2017 | COOPER UNIVERSITY HOSPITAL |  |  | north 9 918d |  | BYRON WELLS |  |  |  | 09/01/2017 | 09/01/2017 |  |  |  |  | 09/01/2017 | 09/01/2017
|  | HILL-ROM INC. | HILL-ROM INC. ADVANCE |  | 115537A12-A | KELEMEN 8 PCU |  |  |  | 08/03/2016 |  |  |  |  | NO | NO |  |  |  |  | HILL-ROM INC. 50010856 115537A12-A |  |  | Disposition |  |  |  | Equipment | 1Y:00-MFG | 08/03/2016 | 08/03/2016 | COOPER UNIVERSITY HOSPITAL |  |  | pav 7 739 |  | BYRON WELLS |  |  |  | 08/03/2016 | 08/03/2016 |  |  |  |  | 08/03/2016 | 08/03/2016
|  | HILL-ROM INC. | HILL-ROM INC. ADVANCE |  | 1155-33A10-A | BEDS |  |  |  | 06/15/2017 |  |  |  |  | NO | NO |  |  |  |  | HILL-ROM INC. 50010854 1155-33A10-A |  |  | Disposition |  |  |  | Equipment | 1Y:00-MFG | 06/15/2017 | 06/15/2017 | COOPER UNIVERSITY HOSPITAL |  |  | north 7 723 d |  | Bonnie Aichroch |  |  |  | 06/15/2017 | 06/15/2017 |  |  |  |  | 06/15/2017 | 06/15/2017
|  | HILL-ROM INC. | HILL-ROM INC. ADVANCE |  | 115533A75-A | BEDS |  |  |  | 12/05/2016 |  |  |  |  | NO | NO |  |  |  |  | HILL-ROM INC. 50010852 115533A75-A |  |  | Disposition |  |  |  | Equipment | 1Y:00-MFG | 12/05/2016 | 12/05/2016 | COOPER UNIVERSITY HOSPITAL |  |  | south 9 955w |  | Bonnie Aichroch |  |  |  | 12/05/2016 | 12/05/2016 |  |  |  |  | 12/05/2016 | 12/05/2016
|  | HILL-ROM INC. | HILL-ROM INC. ADVANCE |  | 1155-36A83-A | PEDIATRICS SOUTH 7 |  |  |  | 07/19/2018 |  |  |  |  | NO | NO |  |  |  |  | HILL-ROM INC. 50010839 1155-36A83-A |  |  | Disposition |  | 99:99:99:99:99:99 |  | Equipment | 1Y:00-MFG | 07/19/2018 | 07/19/2018 | COOPER UNIVERSITY HOSPITAL |  |  | pav 7 724 |  | JOANNE FOX |  |  |  | 07/19/2018 | 07/19/2018 |  |  |  |  | 07/19/2018 | 07/19/2018
|  | HILL-ROM INC. | HILL-ROM INC. ADVANCE |  | 115533A62-A | PSYCHIATRIC UNIT |  |  |  | 05/30/2017 |  |  |  |  | NO | NO |  |  |  |  | HILL-ROM INC. 50010838 115533A62-A |  |  | Disposition |  |  |  | Equipment | 1Y:00-MFG | 05/30/2017 | 05/30/2017 | COOPER UNIVERSITY HOSPITAL |  |  | north 10 1029d |  | CATHERINE MELINIOTIS |  |  |  | 05/30/2017 | 05/30/2017 |  |  |  |  | 05/30/2017 | 05/30/2017
|  | HILL-ROM INC. | HILL-ROM INC. ADVANCE |  | 116539A76-A | KELEMEN 8 PCU |  |  |  | 10/02/2017 |  |  |  |  | NO | NO |  |  |  |  | HILL-ROM INC. 50010837 116539A76-A |  |  | Disposition |  |  |  | Equipment | 1Y:00-MFG | 10/02/2017 | 10/02/2017 | COOPER UNIVERSITY HOSPITAL |  |  | dorrance 3 349 |  | BYRON WELLS |  |  |  | 10/02/2017 | 10/02/2017 |  |  |  |  | 10/02/2017 | 10/02/2017
|  | HILL-ROM INC. | HILL-ROM INC. ADVANCE |  | 115535A03A | BEDS |  |  |  | 09/10/2018 |  |  |  |  | NO | NO |  |  |  |  | HILL-ROM INC. 50010835 115535A03A |  |  | Disposition |  | 99:99:99:99:99:99 |  | Equipment | 1Y:00-MFG | 09/10/2018 | 09/10/2018 | COOPER UNIVERSITY HOSPITAL |  |  | n7 723d |  | Bonnie Aichroch |  |  |  | 09/10/2018 | 09/10/2018 |  |  |  |  | 09/10/2018 | 09/10/2018
|  | HILL-ROM INC. | HILL-ROM INC. ADVANCE |  | 115533A24-A | KELEMEN 8 PCU |  |  |  | 11/01/2017 |  |  |  |  | NO | NO |  |  |  |  | HILL-ROM INC. 50010833 115533A24-A |  |  | Disposition |  |  |  | Equipment | 1Y:00-MFG | 11/01/2017 | 11/01/2017 | COOPER UNIVERSITY HOSPITAL |  |  | s8 856d |  | BYRON WELLS |  |  |  | 11/01/2017 | 11/01/2017 |  |  |  |  | 11/01/2017 | 11/01/2017
|  | HILL-ROM INC. | HILL-ROM INC. ADVANCE |  | 115533A65-A | KELEMEN 8 PCU |  |  |  | 12/17/2018 |  |  |  |  | NO | NO |  |  |  |  | HILL-ROM INC. 50010830 115533A65-A |  |  | Disposition |  | 99:99:99:99:99:99 |  | Equipment | 1Y:00-MFG | 12/17/2018 | 12/17/2018 | COOPER UNIVERSITY HOSPITAL |  |  | PAVILION 6 619 |  | BYRON WELLS |  |  |  | 12/17/2018 | 12/17/2018 |  |  |  |  | 12/17/2018 | 12/17/2018
|  | HILL-ROM INC. | HILL-ROM INC. ADVANCE |  | 115533A34-A | KELEMEN 8 PCU |  |  |  | 01/04/2019 |  |  |  |  | NO | NO |  |  |  |  | HILL-ROM INC. 50010831 115533A34-A |  |  | Disposition |  | 99:99:99:99:99:99 |  | Equipment | 1Y:00-MFG | 01/04/2019 | 01/04/2019 | COOPER UNIVERSITY HOSPITAL |  |  | RM 728 |  | BYRON WELLS |  |  |  | 01/04/2019 | 01/04/2019 |  |  |  |  | 01/04/2019 | 01/04/2019
|  | HILL-ROM INC. | HILL-ROM INC. ADVANCE |  | 115533A14-A | KELEMEN 8 PCU |  |  |  | 06/08/2017 |  |  |  |  | NO | NO |  |  |  |  | HILL-ROM INC. 50010820 115533A14-A |  |  | Disposition |  |  |  | Equipment | 1Y:00-MFG | 06/08/2017 | 06/08/2017 | COOPER UNIVERSITY HOSPITAL |  |  | PAV 8 822 |  | BYRON WELLS |  |  |  | 06/08/2017 | 06/08/2017 |  |  |  |  | 06/08/2017 | 06/08/2017
|  | HILL-ROM INC. | HILL-ROM INC. ADVANCE |  | 115533A47A | KELEMEN 8 PCU |  |  |  | 05/10/2017 |  |  |  |  | NO | NO |  |  |  |  | HILL-ROM INC. 50010818 115533A47A |  |  | Disposition |  |  |  | Equipment | 1Y:00-MFG | 05/10/2017 | 05/10/2017 | COOPER UNIVERSITY HOSPITAL |  |  | south 8 860w |  | BYRON WELLS |  |  |  | 05/10/2017 | 05/10/2017 |  |  |  |  | 05/10/2017 | 05/10/2017
|  | HILL-ROM INC. | HILL-ROM INC. ADVANCE |  | 115533A54-A | KELEMEN N6 |  |  |  | 12/04/2018 |  |  |  |  | NO | NO |  |  |  |  | HILL-ROM INC. 50010814 115533A54-A |  |  | Disposition |  | 99:99:99:99:99:99 |  | Equipment | 1Y:00-MFG | 12/04/2018 | 12/04/2018 | COOPER UNIVERSITY HOSPITAL |  |  | pav 9 963 |  | Susan Cannon |  |  |  | 12/04/2018 | 12/04/2018 |  |  |  |  | 12/04/2018 | 12/04/2018
|  | HILL-ROM INC. | HILL-ROM INC. ADVANCE |  | 1155-33A20A | KELEMEN 8 PCU |  |  |  | 11/27/2018 |  |  |  |  | NO | NO |  |  |  |  | HILL-ROM INC. 50010808 1155-33A20A |  |  | Disposition |  | 99:99:99:99:99:99 |  | Equipment | 1Y:00-MFG | 11/27/2018 | 11/27/2018 | COOPER UNIVERSITY HOSPITAL |  |  | n8 824w |  | BYRON WELLS |  |  |  | 11/27/2018 | 11/27/2018 |  |  |  |  | 11/27/2018 | 11/27/2018
|  | HILL-ROM INC. | HILL-ROM INC. ADVANCE |  | 116539A94-A | KELEMEN 8 PCU |  |  |  | 09/20/2016 |  |  |  |  | NO | NO |  |  |  |  | HILL-ROM INC. 50010807 116539A94-A |  |  | Disposition |  |  |  | Equipment | 1Y:00-MFG | 09/20/2016 | 09/20/2016 | COOPER UNIVERSITY HOSPITAL |  |  | peds 7 751 |  | BYRON WELLS |  |  |  | 09/20/2016 | 09/20/2016 |  |  |  |  | 09/20/2016 | 09/20/2016
|  | HILL-ROM INC. | HILL-ROM INC. ADVANCE |  | 115532A95-A | KELEMEN 8 PCU |  |  |  | 03/31/2017 |  |  |  |  | NO | NO |  |  |  |  | HILL-ROM INC. 50010793 115532A95-A |  |  | Disposition |  |  |  | Equipment | 1Y:00-MFG | 03/31/2017 | 03/31/2017 | COOPER UNIVERSITY HOSPITAL |  |  | Room 728 Door |  | BYRON WELLS |  |  |  | 03/31/2017 | 03/31/2017 |  |  |  |  | 03/31/2017 | 03/31/2017
|  | HILL-ROM INC. | HILL-ROM INC. ADVANCE |  | 1155-36A68-A | KELEMEN N6 |  |  |  | 10/02/2017 |  |  |  |  | NO | NO |  |  |  |  | HILL-ROM INC. 50010754 1155-36A68-A |  |  | Disposition |  |  |  | Equipment | 1Y:00-MFG | 10/02/2017 | 10/02/2017 | COOPER UNIVERSITY HOSPITAL |  |  | peds 6 642 |  | Susan Cannon |  |  |  | 10/02/2017 | 10/02/2017 |  |  |  |  | 10/02/2017 | 10/02/2017
|  | HILL-ROM INC. | HILL-ROM INC. ADVANCE |  | 116539A78-A | KELEMEN 8 PCU |  |  |  | 12/04/2018 |  |  |  |  | NO | NO |  |  |  |  | HILL-ROM INC. 50010751 116539A78-A |  |  | Disposition |  | 99:99:99:99:99:99 |  | Equipment | 1Y:00-MFG | 12/04/2018 | 12/04/2018 | COOPER UNIVERSITY HOSPITAL |  |  | n9 913 w |  | BYRON WELLS |  |  |  | 12/04/2018 | 12/04/2018 |  |  |  |  | 12/04/2018 | 12/04/2018
|  | HILL-ROM INC. | HILL-ROM INC. ADVANCE |  | 1155-35A03-A | KELEMEN 8 PCU |  |  |  | 01/04/2019 |  |  |  |  | NO | NO |  |  |  |  | HILL-ROM INC. 50010085 1155-35A03-A |  |  | Disposition |  | 99:99:99:99:99:99 |  | Equipment | 1Y:00-MFG | 01/04/2019 | 01/04/2019 | COOPER UNIVERSITY HOSPITAL |  |  | RM 867 |  | BYRON WELLS |  |  |  | 01/04/2019 | 01/04/2019 |  |  |  |  | 01/04/2019 | 01/04/2019
|  | HILL-ROM INC. | HILL-ROM INC. ADVANCE |  | 115534A87A | EMERGENCY ROOM |  |  |  | 11/01/2017 |  |  |  |  | NO | NO |  |  |  |  | HILL-ROM INC. 50006493 115534A87A |  |  | Disposition |  |  |  | Equipment | 1Y:00-MFG | 11/01/2017 | 11/01/2017 | COOPER UNIVERSITY HOSPITAL |  |  | Dorrance 3 341 |  | KAREN GRUBER |  |  |  | 11/01/2017 | 11/01/2017 |  |  |  |  | 11/01/2017 | 11/01/2017
|  | HILL-ROM INC. | HILL-ROM INC. ADVANCE |  | 1165-39A82-A | BEDS |  |  |  | 02/26/2018 |  |  |  |  | NO | NO |  |  |  |  | HILL-ROM INC. 50006488 1165-39A82-A |  |  | Disposition |  |  |  | Equipment | 1Y:00-MFG | 02/26/2018 | 02/26/2018 | COOPER UNIVERSITY HOSPITAL |  |  |  |  | Bonnie Aichroch |  |  |  | 02/26/2018 | 02/26/2018 |  |  |  |  | 02/26/2018 | 02/26/2018
|  | HILL-ROM INC. | HILL-ROM INC. ADVANCE |  | 116539A74-A | CCU - CORONARY CARE UNIT |  |  |  | 05/18/2017 |  |  |  |  | NO | NO |  |  |  |  | HILL-ROM INC. 50006484 116539A74-A |  |  | Disposition |  |  |  | Equipment | 1Y:00-MFG | 05/18/2017 | 05/18/2017 | COOPER UNIVERSITY HOSPITAL |  |  | pav 6 634 |  | CAROLYN RUMELL |  |  |  | 05/18/2017 | 05/18/2017 |  |  |  |  | 05/18/2017 | 05/18/2017
|  | HILL-ROM INC. | HILL-ROM INC. ADVANCE |  | 115533A45-A | NEURO/ORTHO/MEDSURG/7 PAV |  |  |  | 10/02/2016 |  |  |  |  | NO | NO |  |  |  |  | HILL-ROM INC. 50006469 115533A45-A |  |  | Disposition |  |  |  | Equipment | 1Y:00-MFG | 10/02/2016 | 10/02/2016 | COOPER UNIVERSITY HOSPITAL |  |  | PAV 7 717 |  | Pam Young |  |  |  | 10/02/2016 | 10/02/2016 |  |  |  |  | 10/02/2016 | 10/02/2016
|  | HILL-ROM INC. | HILL-ROM INC. ADVANCE |  | 116539A71-A | INTENSIVE CARE UNIT |  |  |  | 11/02/2016 |  |  |  |  | NO | NO |  |  |  |  | HILL-ROM INC. 50006460 116539A71-A |  |  | Disposition |  |  |  | Equipment | 1Y:00-MFG | 11/02/2016 | 11/02/2016 | COOPER UNIVERSITY HOSPITAL |  |  | Dorrance 3 341 |  | CAROLYN RUMELL |  |  |  | 11/02/2016 | 11/02/2016 |  |  |  |  | 11/02/2016 | 11/02/2016
|  | HILL-ROM INC. | HILL-ROM INC. ADVANCE |  | 1165-39A64-A | BEDS |  |  |  | 09/13/2016 |  |  |  |  | NO | NO |  |  |  |  | HILL-ROM INC. 50006461 1165-39A64-A |  |  | Disposition |  |  |  | Equipment | 1Y:00-MFG | 09/13/2016 | 09/13/2016 | COOPER UNIVERSITY HOSPITAL |  |  | peds7 759 |  | Bonnie Aichroch |  |  |  | 09/13/2016 | 09/13/2016 |  |  |  |  | 09/13/2016 | 09/13/2016
|  | HILL-ROM INC. | HILL-ROM INC. ADVANCE |  | 115533A56-A | NEUROLOGY/EEG |  |  |  | 05/10/2018 |  |  |  |  | NO | NO |  |  |  |  | HILL-ROM INC. 50006403 115533A56-A |  |  | Disposition |  |  |  | Equipment | 1Y:00-MFG | 05/10/2018 | 05/10/2018 | COOPER UNIVERSITY HOSPITAL |  |  | pav2 |  | Debbie Hughes |  |  |  | 05/10/2018 | 05/10/2018 |  |  |  |  | 05/10/2018 | 05/10/2018
|  | HILL-ROM INC. | HILL-ROM INC. ADVANCE |  | 116543A28-A | PAVILION 8 |  |  |  | 05/30/2017 |  |  |  |  | NO | NO |  |  |  |  | HILL-ROM INC. 50005231 116543A28-A |  |  | Disposition |  |  |  | Equipment | 1Y:00-MFG | 05/30/2017 | 05/30/2017 | COOPER UNIVERSITY HOSPITAL |  |  | pav 8 820 |  | BRIAN OSHAUGHNESSY |  |  |  | 05/30/2017 | 05/30/2017 |  |  |  |  | 05/30/2017 | 05/30/2017
|  | HILL-ROM INC. | HILL-ROM INC. ADVANCE |  | 115534A47-A | KELEMEN 8 PCU |  |  |  | 01/01/1900 |  |  |  |  | NO | NO |  |  |  |  | HILL-ROM INC. 50005229 115534A47-A |  |  | Disposition |  |  |  | Equipment | 1Y:00-MFG | 01/01/1900 | 01/01/1900 | COOPER UNIVERSITY HOSPITAL |  |  | SOUTH7 |  | BYRON WELLS |  |  |  | 01/01/1900 | 01/01/1900 |  |  |  |  | 01/01/1900 | 01/01/1900
|  | HILL-ROM INC. | HILL-ROM INC. ADVANCE |  | 115534A60-A | PAVILION 8 |  |  |  | 01/04/2019 |  |  |  |  | NO | NO |  |  |  |  | HILL-ROM INC. 50005219 115534A60-A |  |  | Disposition |  | 99:99:99:99:99:99 |  | Equipment | 1Y:00-MFG | 01/04/2019 | 01/04/2019 | COOPER UNIVERSITY HOSPITAL |  |  | s9 960d |  | BRIAN OSHAUGHNESSY |  |  |  | 01/04/2019 | 01/04/2019 |  |  |  |  | 01/04/2019 | 01/04/2019
|  | HILL-ROM INC. | HILL-ROM INC. ADVANCE |  | 116539A70-A | MED/SURG 6 PAVILION |  |  |  | 09/01/2017 |  |  |  |  | NO | NO |  |  |  |  | HILL-ROM INC. 50005205 116539A70-A |  |  | Disposition |  |  |  | Equipment | 1Y:00-MFG | 09/01/2017 | 09/01/2017 | COOPER UNIVERSITY HOSPITAL |  |  | pav 6 618 |  | BRIAN OSHAUGHNESSY |  |  |  | 09/01/2017 | 09/01/2017 |  |  |  |  | 09/01/2017 | 09/01/2017
|  | HILL-ROM INC. | HILL-ROM INC. ADVANCE |  | 115533A70-A | INCU - KELEMEN S10 |  |  |  | 09/01/2016 |  |  |  |  | NO | NO |  |  |  |  | HILL-ROM INC. 50005207 115533A70-A |  |  | Disposition |  |  |  | Equipment | 1Y:00-MFG | 09/01/2016 | 09/01/2016 | COOPER UNIVERSITY HOSPITAL |  |  | peds 7 753 |  | Lisa Brooks |  |  |  | 09/01/2016 | 09/01/2016 |  |  |  |  | 09/01/2016 | 09/01/2016
|  | HILL-ROM INC. | HILL-ROM INC. ADVANCE |  | 115533A07-A | BEDS |  |  |  | 11/22/2016 |  |  |  |  | NO | NO |  |  |  |  | HILL-ROM INC. 50005202 115533A07-A |  |  | Disposition |  |  |  | Equipment | 1Y:00-MFG | 11/22/2016 | 11/22/2016 | COOPER UNIVERSITY HOSPITAL |  |  | pav 6 620 |  | Bonnie Aichroch |  |  |  | 11/22/2016 | 11/22/2016 |  |  |  |  | 11/22/2016 | 11/22/2016
|  | HILL-ROM INC. | HILL-ROM INC. ADVANCE |  | 1155-34A15-A | KELEMEN 8 PCU |  |  |  | 12/04/2018 |  |  |  |  | NO | NO |  |  |  |  | HILL-ROM INC. 50005199 1155-34A15-A |  |  | Disposition |  | 99:99:99:99:99:99 |  | Equipment | 1Y:00-MFG | 12/04/2018 | 12/04/2018 | COOPER UNIVERSITY HOSPITAL |  |  | s9 968d |  | BYRON WELLS |  |  |  | 12/04/2018 | 12/04/2018 |  |  |  |  | 12/04/2018 | 12/04/2018
|  | HILL-ROM INC. | HILL-ROM INC. ADVANCE |  | 1165-40A97-A | CCU - CORONARY CARE UNIT |  |  |  | 10/02/2016 |  |  |  |  | NO | NO |  |  |  |  | HILL-ROM INC. 50005186 1165-40A97-A |  |  | Disposition |  |  |  | Equipment | 1Y:00-MFG | 10/02/2016 | 10/02/2016 | COOPER UNIVERSITY HOSPITAL |  |  | pav 8 812 |  | CAROLYN RUMELL |  |  |  | 10/02/2016 | 10/02/2016 |  |  |  |  | 10/02/2016 | 10/02/2016
|  | HILL-ROM INC. | HILL-ROM INC. ADVANCE |  | 116540A88-A | BEDS |  |  |  | 08/02/2017 |  |  |  |  | NO | NO |  |  |  |  | HILL-ROM INC. 50005188 116540A88-A |  |  | Disposition |  |  |  | Equipment | 1Y:00-MFG | 08/02/2017 | 08/02/2017 | COOPER UNIVERSITY HOSPITAL |  |  | Pav 7 721 |  | Bonnie Aichroch |  |  |  | 08/02/2017 | 08/02/2017 |  |  |  |  | 08/02/2017 | 08/02/2017
|  | HILL-ROM INC. | HILL-ROM INC. ADVANCE |  | 116543A24A | KELEMEN N6 |  |  |  | 12/04/2018 |  |  |  |  | NO | NO |  |  |  |  | HILL-ROM INC. 50005183 116543A24A |  |  | Disposition |  | 99:99:99:99:99:99 |  | Equipment | 1Y:00-MFG | 12/04/2018 | 12/04/2018 | COOPER UNIVERSITY HOSPITAL |  |  | n7 719w |  | Susan Cannon |  |  |  | 12/04/2018 | 12/04/2018 |  |  |  |  | 12/04/2018 | 12/04/2018
|  | HILL-ROM INC. | HILL-ROM INC. ADVANCE |  | 1165-40A85-A | KELEMEN 8 PCU |  |  |  | 08/09/2016 |  |  |  |  | NO | NO |  |  |  |  | HILL-ROM INC. 50005181 1165-40A85-A |  |  | Disposition |  |  |  | Equipment | 1Y:00-MFG | 08/09/2016 | 08/09/2016 | COOPER UNIVERSITY HOSPITAL |  |  | s8 864d |  | BYRON WELLS |  |  |  | 08/09/2016 | 08/09/2016 |  |  |  |  | 08/09/2016 | 08/09/2016
|  | HILL-ROM INC. | HILL-ROM INC. ADVANCE |  | 1155-36A80-A | KELEMEN 8 PCU |  |  |  | 04/28/2017 |  |  |  |  | NO | NO |  |  |  |  | HILL-ROM INC. 50005180 1155-36A80-A |  |  | Disposition |  |  |  | Equipment | 1Y:00-MFG | 04/28/2017 | 04/28/2017 | COOPER UNIVERSITY HOSPITAL |  |  | 1018 window |  | BYRON WELLS |  |  |  | 04/28/2017 | 04/28/2017 |  |  |  |  | 04/28/2017 | 04/28/2017
|  | HILL-ROM INC. | HILL-ROM INC. ADVANCE |  | 115537A11-A | KELEMEN N6 |  |  |  | 12/04/2018 |  |  |  |  | NO | NO |  |  |  |  | HILL-ROM INC. 50005176 115537A11-A |  |  | Disposition |  | 99:99:99:99:99:99 |  | Equipment | 1Y:00-MFG | 12/04/2018 | 12/04/2018 | COOPER UNIVERSITY HOSPITAL |  |  | pav 8 816 |  | Susan Cannon |  |  |  | 12/04/2018 | 12/04/2018 |  |  |  |  | 12/04/2018 | 12/04/2018
|  | HILL-ROM INC. | HILL-ROM INC. ADVANCE |  | 1165-39A54-A | KELEMEN 9 |  |  |  | 11/27/2018 |  |  |  |  | NO | NO |  |  |  |  | HILL-ROM INC. 50005174 1165-39A54-A |  |  | Disposition |  | 99:99:99:99:99:99 |  | Equipment | 1Y:00-MFG | 11/27/2018 | 11/27/2018 | COOPER UNIVERSITY HOSPITAL |  |  | pav 7 728 |  | LAURA ZIMMERMAN |  |  |  | 11/27/2018 | 11/27/2018 |  |  |  |  | 11/27/2018 | 11/27/2018
|  | HILL-ROM INC. | HILL-ROM INC. ADVANCE |  | 116539A62-A | GYNECOLOGY / DIABETES TREATMENT |  |  |  | 08/02/2017 |  |  |  |  | NO | NO |  |  |  |  | HILL-ROM INC. 50005150 116539A62-A |  |  | Disposition |  |  |  | Equipment | 1Y:00-MFG | 08/02/2017 | 08/02/2017 | COOPER UNIVERSITY HOSPITAL |  |  | pav 8 831 |  | LAUSA ZIMMERMAN |  |  |  | 08/02/2017 | 08/02/2017 |  |  |  |  | 08/02/2017 | 08/02/2017
|  | HILL-ROM INC. | HILL-ROM INC. ADVANCE |  | 115533A69A | MED/SURG 6 PAVILION |  |  |  | 02/09/2017 |  |  |  |  | NO | NO |  |  |  |  | HILL-ROM INC. 50005136 115533A69A |  |  | Disposition |  |  |  | Equipment | 1Y:00-MFG | 02/09/2017 | 02/09/2017 | COOPER UNIVERSITY HOSPITAL |  |  | PCU8NORTH |  | BRIAN OSHAUGHNESSY |  |  |  | 02/09/2017 | 02/09/2017 |  |  |  |  | 02/09/2017 | 02/09/2017
|  | HILL-ROM INC. | HILL-ROM INC. ADVANCE |  | 115534A46-A | MED/SURG 6 PAVILION |  |  |  | 02/26/2018 |  |  |  |  | NO | NO |  |  |  |  | HILL-ROM INC. 50005131 115534A46-A |  |  | Disposition |  |  |  | Equipment | 1Y:00-MFG | 02/26/2018 | 02/26/2018 | COOPER UNIVERSITY HOSPITAL |  |  | ROOM 831 pav 8 |  | BRIAN OSHAUGHNESSY |  |  |  | 02/26/2018 | 02/26/2018 |  |  |  |  | 02/26/2018 | 02/26/2018
|  | HILL-ROM INC. | HILL-ROM INC. ADVANCE |  | 116540A17-A | BEDS |  |  |  | 12/04/2018 |  |  |  |  | NO | NO |  |  |  |  | HILL-ROM INC. 50005126 116540A17-A |  |  | Disposition |  | 99:99:99:99:99:99 |  | Equipment | 1Y:00-MFG | 12/04/2018 | 12/04/2018 | COOPER UNIVERSITY HOSPITAL |  |  | dorrance 5 539 |  | Bonnie Aichroch |  |  |  | 12/04/2018 | 12/04/2018 |  |  |  |  | 12/04/2018 | 12/04/2018
|  | HILL-ROM INC. | HILL-ROM INC. ADVANCE |  | 115533A33-A | BEDS |  |  |  | 07/18/2017 |  |  |  |  | NO | NO |  |  |  |  | HILL-ROM INC. 50005125 115533A33-A |  |  | Disposition |  |  |  | Equipment | 1Y:00-MFG | 07/18/2017 | 07/18/2017 | COOPER UNIVERSITY HOSPITAL |  |  | NORTH 8 810W |  | Bonnie Aichroch |  |  |  | 07/18/2017 | 07/18/2017 |  |  |  |  | 07/18/2017 | 07/18/2017
|  | HILL-ROM INC. | HILL-ROM INC. ADVANCE |  | 1165-40A94-A | BIOMEDICAL |  |  |  | 01/05/2017 |  |  |  |  | NO | NO |  |  |  |  | HILL-ROM INC. 50005112 1165-40A94-A |  |  | Disposition |  |  |  | Equipment | 1Y:00-MFG | 01/05/2017 | 01/05/2017 | COOPER UNIVERSITY HOSPITAL |  |  | pav 6 611 |  | Bonnie Aichroch |  |  |  | 01/05/2017 | 01/05/2017 |  |  |  |  | 01/05/2017 | 01/05/2017
|  | HILL-ROM INC. | HILL-ROM INC. ADVANCE |  | 116543A25-A | BIOMEDICAL |  |  |  | 11/01/2017 |  |  |  |  | NO | NO |  |  |  |  | HILL-ROM INC. 50005113 116543A25-A |  |  | Disposition |  |  |  | Equipment | 1Y:00-MFG | 11/01/2017 | 11/01/2017 | COOPER UNIVERSITY HOSPITAL |  |  | south 8 852 w |  | Bonnie Aichroch |  |  |  | 11/01/2017 | 11/01/2017 |  |  |  |  | 11/01/2017 | 11/01/2017
|  | HILL-ROM INC. | HILL-ROM INC. ADVANCE |  | 1165-39A81-A | INCU - KELEMEN S10 |  |  |  | 09/29/2015 |  |  |  |  | NO | NO |  |  |  |  | HILL-ROM INC. 50005114 1165-39A81-A |  |  | Disposition |  |  |  | Equipment | 1Y:00-MFG | 09/29/2015 | 09/29/2015 | COOPER UNIVERSITY HOSPITAL |  |  | STORAGE ON 5TH |  | Lisa Brooks |  |  |  | 09/29/2015 | 09/29/2015 |  |  |  |  | 09/29/2015 | 09/29/2015
|  | HILL-ROM INC. | HILL-ROM INC. ADVANCE |  | 116543A26A | BIOMEDICAL |  |  |  | 10/02/2015 |  |  |  |  | NO | NO |  |  |  |  | HILL-ROM INC. 50005115 116543A26A |  |  | Disposition |  |  |  | Equipment | 1Y:00-MFG | 10/02/2015 | 10/02/2015 | COOPER UNIVERSITY HOSPITAL |  |  | P5 STORAGE RM |  | Bonnie Aichroch |  |  |  | 10/02/2015 | 10/02/2015 |  |  |  |  | 10/02/2015 | 10/02/2015
|  | HILL-ROM INC. | HILL-ROM INC. ADVANCE |  | 116540A02-A | BIOMEDICAL |  |  |  | 10/02/2015 |  |  |  |  | NO | NO |  |  |  |  | HILL-ROM INC. 50005116 116540A02-A |  |  | Disposition |  |  |  | Equipment | 1Y:00-MFG | 10/02/2015 | 10/02/2015 | COOPER UNIVERSITY HOSPITAL |  |  | P5 STORAGE RM |  | Bonnie Aichroch |  |  |  | 10/02/2015 | 10/02/2015 |  |  |  |  | 10/02/2015 | 10/02/2015
|  | HILL-ROM INC. | HILL-ROM INC. ADVANCE |  | 116539A55A | BIOMEDICAL |  |  |  | 10/02/2015 |  |  |  |  | NO | NO |  |  |  |  | HILL-ROM INC. 50005117 116539A55A |  |  | Disposition |  |  |  | Equipment | 1Y:00-MFG | 10/02/2015 | 10/02/2015 | COOPER UNIVERSITY HOSPITAL |  |  | P5 STORAGE RM |  | Bonnie Aichroch |  |  |  | 10/02/2015 | 10/02/2015 |  |  |  |  | 10/02/2015 | 10/02/2015
|  | HILL-ROM INC. | HILL-ROM INC. ADVANCE |  | 116528A62-A | CCU - CORONARY CARE UNIT |  |  |  | 11/02/2019 |  |  |  |  | NO | NO |  |  |  |  | HILL-ROM INC. 50005118 116528A62-A |  |  | Disposition |  |  |  | Equipment | PAAR:00-PVAR | 11/02/2019 | 11/02/2019 | COOPER UNIVERSITY HOSPITAL |  |  | BED #3 |  | CAROLYN RUMELL |  |  |  | 11/02/2019 | 11/02/2019 |  |  |  |  | 11/02/2019 | 11/02/2019
|  | HILL-ROM INC. | HILL-ROM INC. ADVANCE |  | 1155-35A96-A | BEDS |  |  |  | 10/02/2016 |  |  |  |  | NO | NO |  |  |  |  | HILL-ROM INC. 50005123 1155-35A96-A |  |  | Disposition |  |  |  | Equipment | 1Y:00-MFG | 10/02/2016 | 10/02/2016 | COOPER UNIVERSITY HOSPITAL |  |  | pav 8 819 |  | Bonnie Aichroch |  |  |  | 10/02/2016 | 10/02/2016 |  |  |  |  | 10/02/2016 | 10/02/2016
|  | HILL-ROM INC. | HILL-ROM INC. ADVANCE |  | 115534A63-A | BEDS |  |  |  | 10/31/2016 |  |  |  |  | NO | NO |  |  |  |  | HILL-ROM INC. 50005124 115534A63-A |  |  | Disposition |  |  |  | Equipment | 1Y:00-MFG | 10/31/2016 | 10/31/2016 | COOPER UNIVERSITY HOSPITAL |  |  | ped 7 756 |  | Bonnie Aichroch |  |  |  | 10/31/2016 | 10/31/2016 |  |  |  |  | 10/31/2016 | 10/31/2016
|  | HILL-ROM INC. | HILL-ROM INC. ADVANCE |  | 1165-39A52-A | BIOMEDICAL |  |  |  | 11/15/2016 |  |  |  |  | NO | NO |  |  |  |  | HILL-ROM INC. 50005121 1165-39A52-A |  |  | Disposition |  |  |  | Equipment | 1Y:00-MFG | 11/15/2016 | 11/15/2016 | COOPER UNIVERSITY HOSPITAL |  |  | north 8 819 window |  | Bonnie Aichroch |  |  |  | 11/15/2016 | 11/15/2016 |  |  |  |  | 11/15/2016 | 11/15/2016
|  | HILL-ROM INC. | HILL-ROM INC. ADVANCE |  | 116540A89-A | BIOMEDICAL |  |  |  | 10/04/2016 |  |  |  |  | NO | NO |  |  |  |  | HILL-ROM INC. 50005120 116540A89-A |  |  | Disposition |  |  |  | Equipment | 1Y:00-MFG | 10/04/2016 | 10/04/2016 | COOPER UNIVERSITY HOSPITAL |  |  | SOYTH 4 452 |  | Bonnie Aichroch |  |  |  | 10/04/2016 | 10/04/2016 |  |  |  |  | 10/04/2016 | 10/04/2016
|  | HILL-ROM INC. | HILL-ROM INC. ADVANCE |  | 116540A93-A | BIOMEDICAL |  |  |  | 10/02/2017 |  |  |  |  | NO | NO |  |  |  |  | HILL-ROM INC. 50005106 116540A93-A |  |  | Disposition |  |  |  | Equipment | 1Y:00-MFG | 10/02/2017 | 10/02/2017 | COOPER UNIVERSITY HOSPITAL |  |  | SOUTH 10 1053 D |  | Bonnie Aichroch |  |  |  | 10/02/2017 | 10/02/2017 |  |  |  |  | 10/02/2017 | 10/02/2017
|  | HILL-ROM INC. | HILL-ROM INC. ADVANCE |  | 115533A72-A | BIOMEDICAL |  |  |  | 12/04/2018 |  |  |  |  | NO | NO |  |  |  |  | HILL-ROM INC. 50005105 115533A72-A |  |  | Disposition |  | 99:99:99:99:99:99 |  | Equipment | 1Y:00-MFG | 12/04/2018 | 12/04/2018 | COOPER UNIVERSITY HOSPITAL |  |  | pav 8 824 |  | Bonnie Aichroch |  |  |  | 12/04/2018 | 12/04/2018 |  |  |  |  | 12/04/2018 | 12/04/2018
|  | HILL-ROM INC. | HILL-ROM INC. ADVANCE |  | 116539A50-A | BIOMEDICAL |  |  |  | 10/04/2016 |  |  |  |  | NO | NO |  |  |  |  | HILL-ROM INC. 50005102 116539A50-A |  |  | Disposition |  |  |  | Equipment | 1Y:00-MFG | 10/04/2016 | 10/04/2016 | COOPER UNIVERSITY HOSPITAL |  |  | STORAGE ON 4 |  | Bonnie Aichroch |  |  |  | 10/04/2016 | 10/04/2016 |  |  |  |  | 10/04/2016 | 10/04/2016
|  | HILL-ROM INC. | HILL-ROM INC. ADVANCE |  | 116539A73-A | BIOMEDICAL |  |  |  | 12/07/2016 |  |  |  |  | NO | NO |  |  |  |  | HILL-ROM INC. 50005101 116539A73-A |  |  | Disposition |  |  |  | Equipment | 1Y:00-MFG | 12/07/2016 | 12/07/2016 | COOPER UNIVERSITY HOSPITAL |  |  | peds 7 756 |  | Bonnie Aichroch |  |  |  | 12/07/2016 | 12/07/2016 |  |  |  |  | 12/07/2016 | 12/07/2016
|  | HILL-ROM INC. | HILL-ROM INC. ADVANCE |  | 116539A66-A | GYNECOLOGY / DIABETES TREATMENT |  |  |  | 09/01/2017 |  |  |  |  | NO | NO |  |  |  |  | HILL-ROM INC. 50005092 116539A66-A |  |  | Disposition |  |  |  | Equipment | 1Y:00-MFG | 09/01/2017 | 09/01/2017 | COOPER UNIVERSITY HOSPITAL |  |  | north 9 927 |  | LAUSA ZIMMERMAN |  |  |  | 09/01/2017 | 09/01/2017 |  |  |  |  | 09/01/2017 | 09/01/2017
|  | HILL-ROM INC. | HILL-ROM INC. ADVANCE |  | 115533A25 | GYNECOLOGY / DIABETES TREATMENT |  |  |  | 02/26/2018 |  |  |  |  | NO | NO |  |  |  |  | HILL-ROM INC. 50005089 115533A25 |  |  | Disposition |  |  |  | Equipment | 1Y:00-MFG | 02/26/2018 | 02/26/2018 | COOPER UNIVERSITY HOSPITAL |  |  | Pav 7 715 |  | LAUSA ZIMMERMAN |  |  |  | 02/26/2018 | 02/26/2018 |  |  |  |  | 02/26/2018 | 02/26/2018
|  | HILL-ROM INC. | HILL-ROM INC. ADVANCE |  | 116539A84-A | GYNECOLOGY / DIABETES TREATMENT |  |  |  | 03/10/2017 |  |  |  |  | NO | NO |  |  |  |  | HILL-ROM INC. 50005087 116539A84-A |  |  | Disposition |  |  |  | Equipment | 1Y:00-MFG | 03/10/2017 | 03/10/2017 | COOPER UNIVERSITY HOSPITAL |  |  | pav 7 730 |  | LAUSA ZIMMERMAN |  |  |  | 03/10/2017 | 03/10/2017 |  |  |  |  | 03/10/2017 | 03/10/2017
|  | HILL-ROM INC. | HILL-ROM INC. ADVANCE |  | 116540A06-A | GYNECOLOGY / DIABETES TREATMENT |  |  |  | 03/28/2018 |  |  |  |  | NO | NO |  |  |  |  | HILL-ROM INC. 50005085 116540A06-A |  |  | Disposition |  |  |  | Equipment | 1Y:00-MFG | 03/28/2018 | 03/28/2018 | COOPER UNIVERSITY HOSPITAL |  |  | pav 6 620 |  | LAUSA ZIMMERMAN |  |  |  | 03/28/2018 | 03/28/2018 |  |  |  |  | 03/28/2018 | 03/28/2018
|  | HILL-ROM INC. | HILL-ROM INC. ADVANCE |  | 1155-34A32-A | GYNECOLOGY / DIABETES TREATMENT |  |  |  | 03/08/2017 |  |  |  |  | NO | NO |  |  |  |  | HILL-ROM INC. 50005083 1155-34A32-A |  |  | Disposition |  |  |  | Equipment | 1Y:00-MFG | 03/08/2017 | 03/08/2017 | COOPER UNIVERSITY HOSPITAL |  |  | RM 854 WINDOW |  | LAUSA ZIMMERMAN |  |  |  | 03/08/2017 | 03/08/2017 |  |  |  |  | 03/08/2017 | 03/08/2017
|  | HILL-ROM INC. | HILL-ROM INC. ADVANCE |  | 115533A52-A | GYNECOLOGY / DIABETES TREATMENT |  |  |  | 03/10/2017 |  |  |  |  | NO | NO |  |  |  |  | HILL-ROM INC. 50005079 115533A52-A |  |  | Disposition |  |  |  | Equipment | 1Y:00-MFG | 03/10/2017 | 03/10/2017 | COOPER UNIVERSITY HOSPITAL |  |  | PAVILION 6 632 |  | LAUSA ZIMMERMAN |  |  |  | 03/10/2017 | 03/10/2017 |  |  |  |  | 03/10/2017 | 03/10/2017
|  | HILL-ROM INC. | HILL-ROM INC. ADVANCE |  | 115534A52-A | GYNECOLOGY / DIABETES TREATMENT |  |  |  | 03/14/2017 |  |  |  |  | NO | NO |  |  |  |  | HILL-ROM INC. 50005075 115534A52-A |  |  | Disposition |  |  |  | Equipment | 1Y:00-MFG | 03/14/2017 | 03/14/2017 | COOPER UNIVERSITY HOSPITAL |  |  | RM 963 |  | LAUSA ZIMMERMAN |  |  |  | 03/14/2017 | 03/14/2017 |  |  |  |  | 03/14/2017 | 03/14/2017
|  | HILL-ROM INC. | HILL-ROM INC. ADVANCE |  | 116540A90-A | KELEMEN N10 |  |  |  | 09/12/2016 |  |  |  |  | NO | NO |  |  |  |  | HILL-ROM INC. 50005063 116540A90-A |  |  | Disposition |  |  |  | Equipment | 1Y:00-MFG | 09/12/2016 | 09/12/2016 | COOPER UNIVERSITY HOSPITAL |  |  | north 9 912d |  | Lisa Brooks |  |  |  | 09/12/2016 | 09/12/2016 |  |  |  |  | 09/12/2016 | 09/12/2016
|  | HILL-ROM INC. | HILL-ROM INC. ADVANCE |  | 115533A30-A | INCU - KELEMEN S10 |  |  |  | 11/01/2017 |  |  |  |  | NO | NO |  |  |  |  | HILL-ROM INC. 50005064 115533A30-A |  |  | Disposition |  |  |  | Equipment | 1Y:00-MFG | 11/01/2017 | 11/01/2017 | COOPER UNIVERSITY HOSPITAL |  |  | NORTH 10 1019 D |  | Lisa Brooks |  |  |  | 11/01/2017 | 11/01/2017 |  |  |  |  | 11/01/2017 | 11/01/2017
|  | HILL-ROM INC. | HILL-ROM INC. ADVANCE |  | 1155-34A88-A | KELEMEN N10 |  |  |  | 09/07/2016 |  |  |  |  | NO | NO |  |  |  |  | HILL-ROM INC. 50005053 1155-34A88-A |  |  | Disposition |  |  |  | Equipment | 1Y:00-MFG | 09/07/2016 | 09/07/2016 | COOPER UNIVERSITY HOSPITAL |  |  | 10th - 1010d |  | Lisa Brooks |  |  |  | 09/07/2016 | 09/07/2016 |  |  |  |  | 09/07/2016 | 09/07/2016
|  | HILL-ROM INC. | HILL-ROM INC. ADVANCE |  | 1165-39A65-A | KELEMEN N10 |  |  |  | 09/12/2016 |  |  |  |  | NO | NO |  |  |  |  | HILL-ROM INC. 50005048 1165-39A65-A |  |  | Disposition |  |  |  | Equipment | 1Y:00-MFG | 09/12/2016 | 09/12/2016 | COOPER UNIVERSITY HOSPITAL |  |  | s10 1063 |  | Lisa Brooks |  |  |  | 09/12/2016 | 09/12/2016 |  |  |  |  | 09/12/2016 | 09/12/2016
|  | HILL-ROM INC. | HILL-ROM INC. ADVANCE |  | 115537A14-A | KELEMEN N10 |  |  |  | 12/05/2016 |  |  |  |  | NO | NO |  |  |  |  | HILL-ROM INC. 50005043 115537A14-A |  |  | Disposition |  |  |  | Equipment | 1Y:00-MFG | 12/05/2016 | 12/05/2016 | COOPER UNIVERSITY HOSPITAL |  |  | 10TH - 1020 |  | Lisa Brooks |  |  |  | 12/05/2016 | 12/05/2016 |  |  |  |  | 12/05/2016 | 12/05/2016
|  | HILL-ROM INC. | HILL-ROM INC. ADVANCE |  | 115534A59-A | KELEMEN N10 |  |  |  | 09/01/2017 |  |  |  |  | NO | NO |  |  |  |  | HILL-ROM INC. 50005032 115534A59-A |  |  | Disposition |  |  |  | Equipment | 1Y:00-MFG | 09/01/2017 | 09/01/2017 | COOPER UNIVERSITY HOSPITAL |  |  | pav 6 642 |  | Lisa Brooks |  |  |  | 09/01/2017 | 09/01/2017 |  |  |  |  | 09/01/2017 | 09/01/2017
|  | HILL-ROM INC. | HILL-ROM INC. ADVANCE |  | 115536A70-A | KELEMEN 8 PCU |  |  |  | 12/04/2018 |  |  |  |  | NO | NO |  |  |  |  | HILL-ROM INC. 50005030 115536A70-A |  |  | Disposition |  | 99:99:99:99:99:99 |  | Equipment | 1Y:00-MFG | 12/04/2018 | 12/04/2018 | COOPER UNIVERSITY HOSPITAL |  |  | PAVILION 7 739 |  | BYRON WELLS |  |  |  | 12/04/2018 | 12/04/2018 |  |  |  |  | 12/04/2018 | 12/04/2018
|  | HILL-ROM INC. | HILL-ROM INC. ADVANCE |  | 116539A67-A | KELEMEN 8 PCU |  |  |  | 12/14/2016 |  |  |  |  | NO | NO |  |  |  |  | HILL-ROM INC. 50005027 116539A67-A |  |  | Disposition |  |  |  | Equipment | 1Y:00-MFG | 12/14/2016 | 12/14/2016 | COOPER UNIVERSITY HOSPITAL |  |  | PAVILION 8 810 |  | BYRON WELLS |  |  |  | 12/14/2016 | 12/14/2016 |  |  |  |  | 12/14/2016 | 12/14/2016
|  | HILL-ROM INC. | HILL-ROM INC. ADVANCE |  | 116539A92-A | INTENSIVE CARE UNIT |  |  |  | 12/04/2016 |  |  |  |  | NO | NO |  |  |  |  | HILL-ROM INC. 50005025 116539A92-A |  |  | Disposition |  |  |  | Equipment | 1Y:00-MFG | 12/04/2016 | 12/04/2016 | COOPER UNIVERSITY HOSPITAL |  |  | Pav 9 932 |  | CAROLYN RUMELL |  |  |  | 12/04/2016 | 12/04/2016 |  |  |  |  | 12/04/2016 | 12/04/2016
|  | HILL-ROM INC. | HILL-ROM INC. ADVANCE |  | 115536A58-A | KELEMEN 8 PCU |  |  |  | 10/05/2016 |  |  |  |  | NO | NO |  |  |  |  | HILL-ROM INC. 50005020 115536A58-A |  |  | Disposition |  |  |  | Equipment | 1Y:00-MFG | 10/05/2016 | 10/05/2016 | COOPER UNIVERSITY HOSPITAL |  |  | pav 8 817 |  | BYRON WELLS |  |  |  | 10/05/2016 | 10/05/2016 |  |  |  |  | 10/05/2016 | 10/05/2016
|  | HILL-ROM INC. | HILL-ROM INC. ADVANCE |  | 1155-34A68-A | KELEMEN 8 PCU |  |  |  | 10/31/2016 |  |  |  |  | NO | NO |  |  |  |  | HILL-ROM INC. 50005021 1155-34A68-A |  |  | Disposition |  |  |  | Equipment | 1Y:00-MFG | 10/31/2016 | 10/31/2016 | COOPER UNIVERSITY HOSPITAL |  |  | n9 921w |  | BYRON WELLS |  |  |  | 10/31/2016 | 10/31/2016 |  |  |  |  | 10/31/2016 | 10/31/2016
|  | HILL-ROM INC. | HILL-ROM INC. ADVANCE |  | 115534A81-A | KELEMEN 8 PCU |  |  |  | 12/04/2018 |  |  |  |  | NO | NO |  |  |  |  | HILL-ROM INC. 50005019 115534A81-A |  |  | Disposition |  | 99:99:99:99:99:99 |  | Equipment | 1Y:00-MFG | 12/04/2018 | 12/04/2018 | COOPER UNIVERSITY HOSPITAL |  |  | n7 719d |  | BYRON WELLS |  |  |  | 12/04/2018 | 12/04/2018 |  |  |  |  | 12/04/2018 | 12/04/2018
|  | HILL-ROM INC. | HILL-ROM INC. ADVANCE |  | 115534A18-A | KELEMEN 8 PCU |  |  |  | 09/29/2016 |  |  |  |  | NO | NO |  |  |  |  | HILL-ROM INC. 50005018 115534A18-A |  |  | Disposition |  |  |  | Equipment | 1Y:00-MFG | 09/29/2016 | 09/29/2016 | COOPER UNIVERSITY HOSPITAL |  |  | n9 925d |  | BYRON WELLS |  |  |  | 09/29/2016 | 09/29/2016 |  |  |  |  | 09/29/2016 | 09/29/2016
|  | HILL-ROM INC. | HILL-ROM INC. ADVANCE |  | 115534A13A | KELEMEN 8 PCU |  |  |  | 10/02/2017 |  |  |  |  | NO | NO |  |  |  |  | HILL-ROM INC. 50005016 115534A13A |  |  | Disposition |  |  |  | Equipment | 1Y:00-MFG | 10/02/2017 | 10/02/2017 | COOPER UNIVERSITY HOSPITAL |  |  | peds7 764 |  | BYRON WELLS |  |  |  | 10/02/2017 | 10/02/2017 |  |  |  |  | 10/02/2017 | 10/02/2017
|  | HILL-ROM INC. | HILL-ROM INC. ADVANCE |  | 115533A67-A | KELEMEN 8 PCU |  |  |  | 12/07/2016 |  |  |  |  | NO | NO |  |  |  |  | HILL-ROM INC. 50005011 115533A67-A |  |  | Disposition |  |  |  | Equipment | 1Y:00-MFG | 12/07/2016 | 12/07/2016 | COOPER UNIVERSITY HOSPITAL |  |  | dorrance 3 339 |  | BYRON WELLS |  |  |  | 12/07/2016 | 12/07/2016 |  |  |  |  | 12/07/2016 | 12/07/2016
|  | HILL-ROM INC. | HILL-ROM INC. ADVANCE |  | 115536A76-A | KELEMEN 8 PCU |  |  |  | 11/02/2019 |  |  |  |  | NO | NO |  |  |  |  | HILL-ROM INC. 50005010 115536A76-A |  |  | Disposition |  |  |  | Equipment | PAAR:00-PVAR | 11/02/2019 | 11/02/2019 | COOPER UNIVERSITY HOSPITAL |  |  | PCU/8N RM 822 |  | BYRON WELLS |  |  |  | 11/02/2019 | 11/02/2019 |  |  |  |  | 11/02/2019 | 11/02/2019
|  | HILL-ROM INC. | HILL-ROM INC. ADVANCE |  | 115537A09-A | KELEMEN 8 PCU |  |  |  | 05/25/2017 |  |  |  |  | NO | NO |  |  |  |  | HILL-ROM INC. 50005009 115537A09-A |  |  | Disposition |  |  |  | Equipment | 1Y:00-MFG | 05/25/2017 | 05/25/2017 | COOPER UNIVERSITY HOSPITAL |  |  | pav 6 616 |  | BYRON WELLS |  |  |  | 05/25/2017 | 05/25/2017 |  |  |  |  | 05/25/2017 | 05/25/2017
|  | HILL-ROM INC. | HILL-ROM INC. ADVANCE |  | 115533A59-A | TRAUMA ICU |  |  |  | 12/04/2018 |  |  |  |  | NO | NO |  |  |  |  | HILL-ROM INC. 50005007 115533A59-A |  |  | Disposition |  | 99:99:99:99:99:99 |  | Equipment | 1Y:00-MFG | 12/04/2018 | 12/04/2018 | COOPER UNIVERSITY HOSPITAL |  |  | north 9 921d |  | Diane Floyd |  |  |  | 12/04/2018 | 12/04/2018 |  |  |  |  | 12/04/2018 | 12/04/2018
|  | HILL-ROM INC. | HILL-ROM INC. ADVANCE |  | 1165-43A08-A | NEURO/ORTHO/MEDSURG/7 PAV |  |  |  | 01/01/1900 |  |  |  |  | NO | NO |  |  |  |  | HILL-ROM INC. 10356702 1165-43A08-A |  |  | Disposition |  |  |  | Equipment | 1Y:00-MFG | 02/09/2017 | 02/01/2020 | COOPER UNIVERSITY HOSPITAL |  |  | 7th - 719 |  | Pam Young
|  | HILL-ROM INC. | HILL-ROM INC. ADVANCE |  | 115533A11-A | NEURO/ORTHO/MEDSURG/7 PAV |  |  |  | 01/01/1900 |  |  |  |  | NO | NO |  |  |  |  | HILL-ROM INC. 10356696 115533A11-A |  |  | Disposition |  |  |  | Equipment | 1Y:00-MFG | 02/03/2017 | 02/01/2020 | COOPER UNIVERSITY HOSPITAL |  |  | n 10 1019d |  | Pam Young
|  | HILL-ROM INC. | HILL-ROM INC. ADVANCE |  | 115534A35 | NEURO/ORTHO/MEDSURG/7 PAV |  |  |  | 01/01/1900 |  |  |  |  | NO | NO |  |  |  |  | HILL-ROM INC. 08642 115534A35 |  |  | Disposition |  |  |  | Equipment | 1Y:00-MFG | 05/15/2016 |  | COOPER UNIVERSITY HOSPITAL |  |  | PEDS10 |  | Pam Young
|  | HILL-ROM INC. | HILL-ROM INC. ADVANCE |  | 115534A64-A | KELEMEN 8 PCU |  |  |  | 01/01/1900 |  |  |  |  | NO | NO |  |  |  |  | HILL-ROM INC. 08658 115534A64-A |  |  | Disposition |  |  |  | Equipment | 1Y:00-MFG | 12/30/2015 | 01/01/2020 | COOPER UNIVERSITY HOSPITAL |  |  | PCU8NORTH |  | BYRON WELLS
|  | HILL-ROM INC. | HILL-ROM INC. ADVANCE |  | 1165-40A09-A | INTENSIVE CARE UNIT |  |  |  | 01/01/1900 |  |  |  |  | NO | NO |  |  |  |  | HILL-ROM INC. 08630 1165-40A09-A |  |  | Disposition |  |  |  | Equipment | 1Y:00-MFG | 05/27/2016 | 05/01/2020 | COOPER UNIVERSITY HOSPITAL |  |  | NORTH10 |  | CAROLYN RUMELL
|  | HILL-ROM INC. | HILL-ROM INC. ADVANCE |  | 1165-33A55-A | CCU - CORONARY CARE UNIT |  |  |  | 01/01/1900 |  |  |  |  | NO | NO |  |  |  |  | HILL-ROM INC. 08617 1165-33A55-A |  |  | Disposition |  |  |  | Equipment | 1Y:00-MFG | 09/29/2015 | 05/01/2020 | COOPER UNIVERSITY HOSPITAL |  |  | BED 11 |  | CAROLYN RUMELL
|  | HILL-ROM INC. | HILL-ROM INC. ADVANCE |  | 116539A64-A | PHERESIS LAB |  |  |  | 01/01/1900 |  |  |  |  | NO | NO |  |  |  |  | HILL-ROM INC. 08589 116539A64-A |  |  | Disposition |  |  |  | Equipment | 1Y:00-MFG | 10/13/2016 | 07/01/2020 | COOPER UNIVERSITY HOSPITAL |  |  | SOUTH7 |  | KAREN BINDER
|  | HILL-ROM INC. | HILL-ROM INC. ADVANCE |  | 115534A17-A | PHERESIS LAB |  |  |  | 01/01/1900 |  |  |  |  | NO | NO |  |  |  |  | HILL-ROM INC. 08588 115534A17-A |  |  | Disposition |  |  |  | Equipment | 1Y:00-MFG | 02/23/2016 | 07/01/2020 | COOPER UNIVERSITY HOSPITAL |  |  | P.C.U. |  | KAREN BINDER
|  | HILL-ROM INC. | HILL-ROM INC. ADVANCE |  | 115534A97-A | MED/SURG 6 PAVILION |  |  |  | 01/01/1900 |  |  |  |  | NO | NO |  |  |  |  | HILL-ROM INC. 08586 115534A97-A |  |  | Disposition |  |  |  | Equipment | 1Y:00-MFG | 02/04/2016 | 02/01/2020 | COOPER UNIVERSITY HOSPITAL |  |  | HALLWAY |  | BRIAN OSHAUGHNESSY
|  | HILL-ROM INC. | HILL-ROM INC. ADVANCE |  | 116540A96-A | BEDS |  |  |  | 01/01/1900 |  |  |  |  | NO | NO |  |  |  |  | HILL-ROM INC. 08585 116540A96-A |  |  | Disposition |  |  |  | Equipment | 1Y:00-MFG | 03/29/2016 | 03/01/2020 | COOPER UNIVERSITY HOSPITAL |  |  | 9SOUTH |  | Bonnie Aichroch
|  | HILL-ROM INC. | HILL-ROM INC. ADVANCE |  | 115533A37A | NEURO/ORTHO/MEDSURG/7 PAV |  |  |  | 01/01/1900 |  |  |  |  | NO | NO |  |  |  |  | HILL-ROM INC. 08573 115533A37A |  |  | Disposition |  |  |  | Equipment | 1Y:00-MFG | 02/17/2016 | 02/01/2020 | COOPER UNIVERSITY HOSPITAL |  |  | ROOM 727 |  | Pam Young
|  | HILL-ROM INC. | HILL-ROM INC. ADVANCE |  | 116540A00-A | KELEMEN 8 PCU |  |  |  | 01/01/1900 |  |  |  |  | NO | NO |  |  |  |  | HILL-ROM INC. 08504 116540A00-A |  |  | Disposition |  |  |  | Equipment | 1Y:00-MFG | 12/30/2015 | 01/01/2020 | COOPER UNIVERSITY HOSPITAL |  |  | 9SOUTH |  | BYRON WELLS
|  | HILL-ROM INC. | HILL-ROM INC. ADVANCE |  | 115533A13-A | NEURO/ORTHO/MEDSURG/7 PAV |  |  |  | 01/01/1900 |  |  |  |  | NO | NO |  |  |  |  | HILL-ROM INC. 08516 115533A13-A |  |  | Disposition |  |  |  | Equipment | 1Y:00-MFG | 02/18/2016 | 02/01/2020 | COOPER UNIVERSITY HOSPITAL |  |  | RM 759 |  | Pam Young
|  | HILL-ROM INC. | HILL-ROM INC. ADVANCE |  | 115534A26-A | KELEMEN N10 |  |  |  | 01/01/1900 |  |  |  |  | NO | NO |  |  |  |  | HILL-ROM INC. 08493 115534A26-A |  |  | Disposition |  |  |  | Equipment | 1Y:00-MFG | 05/15/2016 | 09/01/2020 | COOPER UNIVERSITY HOSPITAL |  |  | P.C.U. |  | Lisa Brooks
|  | HILL-ROM INC. | HILL-ROM INC. ADVANCE |  | 115534A50-A | CARDIAC CATH LAB |  |  |  | 01/01/1900 |  |  |  |  | NO | NO |  |  |  |  | HILL-ROM INC. 08452 115534A50-A |  |  | Disposition |  |  |  | Equipment | 1Y:00-MFG | 02/23/2016 | 07/01/2020 | COOPER UNIVERSITY HOSPITAL |  |  | PCU8NORTH |  | LINDA BEAN
|  | HILL-ROM INC. | HILL-ROM INC. ADVANCE |  | 115534A39-A | KELEMEN 8 PCU |  |  |  | 01/01/1900 |  |  |  |  | NO | NO |  |  |  |  | HILL-ROM INC. 08269 115534A39-A |  |  | Disposition |  |  |  | Equipment | 1Y:00-MFG | 05/13/2016 | 01/01/2020 | COOPER UNIVERSITY HOSPITAL |  |  | RM 868 |  | BYRON WELLS
|  | HILL-ROM INC. | HILL-ROM INC. ADVANCE |  | 115533A38-A | MATERNAL FETAL CARE UNIT |  |  |  | 01/01/1900 |  |  |  |  | NO | NO |  |  |  |  | HILL-ROM INC. 08300 115533A38-A |  |  | Disposition |  |  |  | Equipment | 1Y:00-MFG | 05/13/2016 | 04/01/2020 | COOPER UNIVERSITY HOSPITAL |  |  | P.C.U. |  | JOANNA HORST
|  | HILL-ROM INC. | HILL-ROM INC. ADVANCE |  | 116540A08-A | PHERESIS LAB |  |  |  | 01/01/1900 |  |  |  |  | NO | NO |  |  |  |  | HILL-ROM INC. 08160 116540A08-A |  |  | Disposition |  |  |  | Equipment | 1Y:00-MFG | 10/13/2016 | 07/01/2020 | COOPER UNIVERSITY HOSPITAL |  |  | PEDS10 |  | KAREN BINDER
|  | HILL-ROM INC. | HILL-ROM INC. ADVANTA |  | E013AB7828 | BEDS |  |  |  | 10/02/2017 |  |  |  |  | NO | NO |  |  |  |  | HILL-ROM INC. 50036106 E013AB7828 |  |  | Disposition |  |  |  | Equipment | 1Y:00-MFG | 10/02/2017 | 10/02/2017 | COOPER UNIVERSITY HOSPITAL |  |  | Pav 2 Bed Storage |  | Bonnie Aichroch |  |  |  | 10/02/2017 | 10/02/2017 |  |  |  |  | 10/02/2017 | 10/02/2017
|  | HILL-ROM INC. | HILL-ROM INC. ADVANTA |  | E013AB7823 | TRAUMA ICU |  |  |  | 02/02/2017 |  |  |  |  | NO | NO |  |  |  |  | HILL-ROM INC. 50010883 E013AB7823 |  |  | Disposition |  |  |  | Equipment | 1Y:00-MFG | 02/02/2017 | 02/02/2017 | COOPER UNIVERSITY HOSPITAL |  |  | n10 1023w |  | Diane Floyd |  |  |  | 02/02/2017 | 02/02/2017 |  |  |  |  | 02/02/2017 | 02/02/2017
|  | HILL-ROM INC. | HILL-ROM INC. ADVANTA |  | E007AB7477 | TRAUMA ICU |  |  |  | 01/01/1900 |  |  |  |  | NO | NO |  |  |  |  | HILL-ROM INC. 50010860 E007AB7477 |  |  | Disposition |  |  |  | Equipment | 1Y:00-MFG | 01/01/1900 | 01/01/1900 | COOPER UNIVERSITY HOSPITAL |  |  | TRAUMA ICU/RM 728 |  | Diane Floyd |  |  |  | 01/01/1900 | 01/01/1900 |  |  |  |  | 01/01/1900 | 01/01/1900
|  | HILL-ROM INC. | HILL-ROM INC. ADVANTA |  | E007AB74814 | BEDS |  |  |  | 07/07/2017 |  |  |  |  | NO | NO |  |  |  |  | HILL-ROM INC. 50010828 E007AB74814 |  |  | Disposition |  |  |  | Equipment | 1Y:00-MFG | 07/07/2017 | 07/07/2017 | COOPER UNIVERSITY HOSPITAL |  |  | PAV 7 717 |  | Bonnie Aichroch |  |  |  | 07/07/2017 | 07/07/2017 |  |  |  |  | 07/07/2017 | 07/07/2017
|  | HILL-ROM INC. | HILL-ROM INC. ADVANTA |  | E007AB7491 | KELEMEN N6 |  |  |  | 07/19/2018 |  |  |  |  | NO | NO |  |  |  |  | HILL-ROM INC. 50010825 E007AB7491 |  |  | Disposition |  | 99:99:99:99:99:99 |  | Equipment | 1Y:00-MFG | 07/19/2018 | 07/19/2018 | COOPER UNIVERSITY HOSPITAL |  |  | north 10 1028d |  | Susan Cannon |  |  |  | 07/19/2018 | 07/19/2018 |  |  |  |  | 07/19/2018 | 07/19/2018
|  | HILL-ROM INC. | HILL-ROM INC. ADVANTA |  | E008AB7593 | BIOMEDICAL |  |  |  | 10/13/2016 |  |  |  |  | NO | NO |  |  |  |  | HILL-ROM INC. 50005191 E008AB7593 |  |  | Disposition |  |  |  | Equipment | 1Y:00-MFG | 10/13/2016 | 10/13/2016 | COOPER UNIVERSITY HOSPITAL |  |  | s10 1067dytt |  | Bonnie Aichroch |  |  |  | 10/13/2016 | 10/13/2016 |  |  |  |  | 10/13/2016 | 10/13/2016
|  | HILL-ROM INC. | HILL-ROM INC. ADVANTA |  | E009AB7658 | BEDS |  |  |  | 10/02/2017 |  |  |  |  | NO | NO |  |  |  |  | HILL-ROM INC. 50005182 E009AB7658 |  |  | Disposition |  |  |  | Equipment | 1Y:00-MFG | 10/02/2017 | 10/02/2017 | COOPER UNIVERSITY HOSPITAL |  |  | south 9 962 |  | Bonnie Aichroch |  |  |  | 10/02/2017 | 10/02/2017 |  |  |  |  | 10/02/2017 | 10/02/2017
|  | HILL-ROM INC. | HILL-ROM INC. ADVANTA |  | E013AB7830 | KELEMEN N10 |  |  |  | 09/23/2016 |  |  |  |  | NO | NO |  |  |  |  | HILL-ROM INC. 50005172 E013AB7830 |  |  | Disposition |  |  |  | Equipment | 1Y:00-MFG | 09/23/2016 | 09/23/2016 | COOPER UNIVERSITY HOSPITAL |  |  | pav 8 810 |  | Lisa Brooks |  |  |  | 09/23/2016 | 09/23/2016 |  |  |  |  | 09/23/2016 | 09/23/2016
|  | HILL-ROM INC. | HILL-ROM INC. ADVANTA |  | E008AB7606 | BIOMEDICAL |  |  |  | 10/05/2015 |  |  |  |  | NO | NO |  |  |  |  | HILL-ROM INC. 50005109 E008AB7606 |  |  | Disposition |  |  |  | Equipment | 1Y:00-MFG | 10/05/2015 | 10/05/2015 | COOPER UNIVERSITY HOSPITAL |  |  | P5 STORAGE RM |  | Bonnie Aichroch |  |  |  | 10/05/2015 | 10/05/2015 |  |  |  |  | 10/05/2015 | 10/05/2015
|  | HILL-ROM INC. | HILL-ROM INC. ADVANTA |  | E009AB7657 | BIOMEDICAL |  |  |  | 06/10/2016 |  |  |  |  | NO | NO |  |  |  |  | HILL-ROM INC. 50005104 E009AB7657 |  |  | Disposition |  |  |  | Equipment | 1Y:00-MFG | 06/10/2016 | 06/10/2016 | COOPER UNIVERSITY HOSPITAL |  |  | south 10 1050 |  | Bonnie Aichroch |  |  |  | 06/10/2016 | 06/10/2016 |  |  |  |  | 06/10/2016 | 06/10/2016
|  | HILL-ROM INC. | HILL-ROM INC. ADVANTA |  | E008AB7609 | GYNECOLOGY / DIABETES TREATMENT |  |  |  | 02/20/2019 |  |  |  |  | NO | NO |  |  |  |  | HILL-ROM INC. 50005082 E008AB7609 |  |  | Disposition |  | 99:99:99:99:99:99 |  | Equipment | 1Y:00-MFG | 02/20/2019 | 02/20/2019 | COOPER UNIVERSITY HOSPITAL |  |  | EeG room c |  | LAUSA ZIMMERMAN |  |  |  | 02/20/2019 | 02/20/2019 |  |  |  |  | 02/20/2019 | 02/20/2019
|  | HILL-ROM INC. | HILL-ROM INC. ADVANTA |  | E007AB7489 | GYNECOLOGY / DIABETES TREATMENT |  |  |  | 03/29/2016 |  |  |  |  | NO | NO |  |  |  |  | HILL-ROM INC. 50005077 E007AB7489 |  |  | Disposition |  |  |  | Equipment | 1Y:00-MFG | 03/29/2016 | 03/29/2016 | COOPER UNIVERSITY HOSPITAL |  |  | DORRANCE 3 352 |  | LAUSA ZIMMERMAN |  |  |  | 03/29/2016 | 03/29/2016 |  |  |  |  | 03/29/2016 | 03/29/2016
|  | HILL-ROM INC. | HILL-ROM INC. ADVANTA |  | E008AB7610 | GYNECOLOGY / DIABETES TREATMENT |  |  |  | 02/15/2017 |  |  |  |  | NO | NO |  |  |  |  | HILL-ROM INC. 50005080 E008AB7610 |  |  | Disposition |  |  |  | Equipment | 1Y:00-MFG | 02/15/2017 | 02/15/2017 | COOPER UNIVERSITY HOSPITAL |  |  | RM 959 |  | LAUSA ZIMMERMAN |  |  |  | 02/15/2017 | 02/15/2017 |  |  |  |  | 02/15/2017 | 02/15/2017
|  | HILL-ROM INC. | HILL-ROM INC. ADVANTA |  | E008AB7607 | BEDS |  |  |  | 01/11/2017 |  |  |  |  | NO | NO |  |  |  |  | HILL-ROM INC. 50005081 E008AB7607 |  |  | Disposition |  |  |  | Equipment | 1Y:00-MFG | 01/11/2017 | 01/11/2017 | COOPER UNIVERSITY HOSPITAL |  |  | RM 951 |  | Bonnie Aichroch |  |  |  | 01/11/2017 | 01/11/2017 |  |  |  |  | 01/11/2017 | 01/11/2017
|  | HILL-ROM INC. | HILL-ROM INC. ADVANTA |  | E008AB7617 | KELEMEN N10 |  |  |  | 10/02/2015 |  |  |  |  | NO | NO |  |  |  |  | HILL-ROM INC. 50005058 E008AB7617 |  |  | Disposition |  |  |  | Equipment | 1Y:00-MFG | 10/02/2015 | 10/02/2015 | COOPER UNIVERSITY HOSPITAL |  |  | 10th - 1014 |  | Lisa Brooks |  |  |  | 10/02/2015 | 10/02/2015 |  |  |  |  | 10/02/2015 | 10/02/2015
|  | HILL-ROM INC. | HILL-ROM INC. ADVANTA |  | E007AB7484 | KELEMEN N10 |  |  |  | 05/30/2017 |  |  |  |  | NO | NO |  |  |  |  | HILL-ROM INC. 50005052 E007AB7484 |  |  | Disposition |  |  |  | Equipment | 1Y:00-MFG | 05/30/2017 | 05/30/2017 | COOPER UNIVERSITY HOSPITAL |  |  | south 8 853 window |  | Lisa Brooks |  |  |  | 05/30/2017 | 05/30/2017 |  |  |  |  | 05/30/2017 | 05/30/2017
|  | HILL-ROM INC. | HILL-ROM INC. ADVANTA |  | E008AB7603 | KELEMEN N10 |  |  |  | 01/10/2017 |  |  |  |  | NO | NO |  |  |  |  | HILL-ROM INC. 50005051 E008AB7603 |  |  | Disposition |  |  |  | Equipment | 1Y:00-MFG | 01/10/2017 | 01/10/2017 | COOPER UNIVERSITY HOSPITAL |  |  | 10TH - 1021 |  | Lisa Brooks |  |  |  | 01/10/2017 | 01/10/2017 |  |  |  |  | 01/10/2017 | 01/10/2017
|  | HILL-ROM INC. | HILL-ROM INC. ADVANTA |  | E013AB7819 | KELEMEN N10 |  |  |  | 09/06/2016 |  |  |  |  | NO | NO |  |  |  |  | HILL-ROM INC. 50005042 E013AB7819 |  |  | Disposition |  |  |  | Equipment | 1Y:00-MFG | 09/06/2016 | 09/06/2016 | COOPER UNIVERSITY HOSPITAL |  |  | 10th - 1012 d |  | Lisa Brooks |  |  |  | 09/06/2016 | 09/06/2016 |  |  |  |  | 09/06/2016 | 09/06/2016
|  | HILL-ROM INC. | HILL-ROM INC. ADVANTA |  | E008AB7583 | KELEMEN N10 |  |  |  | 09/19/2017 |  |  |  |  | NO | NO |  |  |  |  | HILL-ROM INC. 50005039 E008AB7583 |  |  | Disposition |  |  |  | Equipment | 1Y:00-MFG | 09/19/2017 | 09/19/2017 | COOPER UNIVERSITY HOSPITAL |  |  | n10 1021w |  | Lisa Brooks |  |  |  | 09/19/2017 | 09/19/2017 |  |  |  |  | 09/19/2017 | 09/19/2017
|  | HILL-ROM INC. | HILL-ROM INC. ADVANTA |  | E008AB7596 | KELEMEN 8 PCU |  |  |  | 05/30/2017 |  |  |  |  | NO | NO |  |  |  |  | HILL-ROM INC. 50005017 E008AB7596 |  |  | Disposition |  |  |  | Equipment | 1Y:00-MFG | 05/30/2017 | 05/30/2017 | COOPER UNIVERSITY HOSPITAL |  |  | pav 7 742 |  | BYRON WELLS |  |  |  | 05/30/2017 | 05/30/2017 |  |  |  |  | 05/30/2017 | 05/30/2017
|  | HILL-ROM INC. | HILL-ROM INC. ADVANTA |  | E008AB7613 | MED/SURG 6 PAVILION |  |  |  | 02/26/2003 |  |  |  |  | NO | NO |  |  |  |  | HILL-ROM INC. 10356740 E008AB7613 |  |  | Disposition |  |  |  | Equipment | 1Y:00-MFG | 02/10/2016 | 02/01/2020 | COOPER UNIVERSITY HOSPITAL |  |  | Pav 2 Bed Storage |  | BRIAN OSHAUGHNESSY
|  | HILL-ROM INC. | HILL-ROM INC. AFFINITY 4 BIRTHING BED |  | K257AA1606 | LABOR & DELIVERY |  |  |  | 09/29/2009 |  |  |  |  | NO | NO |  |  |  |  | HILL-ROM INC. 10355125 K257AA1606 |  |  | Disposition |  |  |  | Equipment | 1Y:00-MFG | 09/11/2017 | 09/01/2020 | COOPER UNIVERSITY HOSPITAL |  |  | LABOR AND DELIVERY |  | JOANNA HORST
|  | HILL-ROM INC. | HILL-ROM INC. AFFINITY 4 BIRTHING BED |  | K257AA1608 | LABOR & DELIVERY |  |  |  | 09/29/2009 |  |  |  |  | NO | NO |  |  |  |  | HILL-ROM INC. 10349542 K257AA1608 |  |  | Disposition |  |  |  | Equipment | 1Y:00-MFG | 09/21/2016 | 09/01/2020 | COOPER UNIVERSITY HOSPITAL |  |  | LABOR AND DELIVERY |  | JOANNA HORST
|  | HILL-ROM INC. | HILL-ROM INC. AFFINITY I |  | QJ30994 | MATERNAL FETAL CARE UNIT |  |  |  | 01/01/1900 |  |  |  |  | NO | NO |  |  |  |  | HILL-ROM INC. 10354991 QJ30994 |  |  | Disposition |  |  |  | Equipment | 1Y:00-MFG | 01/01/1900 | 12/01/2019 | COOPER UNIVERSITY HOSPITAL |  |  | MATERNAL CARE UNIT FLR 5 |  | JOANNA HORST
|  | HILL-ROM INC. | HILL-ROM INC. AFFINITY III |  | 75A00005J1 | LABOR & DELIVERY |  |  |  | 01/01/1900 |  |  |  |  | NO | NO |  |  |  |  | HILL-ROM INC. 08660 75A00005J1 |  |  | Disposition |  |  |  | Equipment | 1Y:00-MFG | 09/29/2015 | 09/01/2020 | COOPER UNIVERSITY HOSPITAL |  |  | D65 |  | JOANNA HORST
|  | HILL-ROM INC. | HILL-ROM INC. METANEB |  | p042mn0071 | RESPIRATORY |  |  |  | 01/01/1900 |  |  |  |  | NO | NO |  |  |  |  | HILL-ROM INC. 10369455 p042mn0071 |  |  | Disposition |  |  |  | Equipment | 1Y:00-MFG | 03/28/2017 | 03/01/2020 | COOPER UNIVERSITY HOSPITAL |  |  | PAV 6 |  | KATHY LOFLAND
|  | HILL-ROM INC. | HILL-ROM INC. P8005 |  | J042AN4973 | PATIENT TRANSPORT |  |  |  | 11/02/2019 |  |  |  |  | NO | NO |  |  |  |  | HILL-ROM INC. 50006457 J042AN4973 |  |  | Disposition |  |  |  | Equipment | PAAR:00-PVAR | 11/02/2019 | 11/02/2019 | COOPER UNIVERSITY HOSPITAL |  |  | BASEMENT |  | Bonnie Aichroch |  |  |  | 11/02/2019 | 11/02/2019 |  |  |  |  | 11/02/2019 | 11/02/2019
|  | HILL-ROM INC. | HILL-ROM INC. P8005 |  | J035AN4757 | PATIENT TRANSPORT |  |  |  | 01/01/1900 |  |  |  |  | NO | NO |  |  |  |  | HILL-ROM INC. 10355388 J035AN4757 |  |  | Disposition |  |  |  | Equipment | PAAR:00-PVAR | 11/02/2019 |  | COOPER UNIVERSITY HOSPITAL |  |  | P5 STORAGE RM |  | Bonnie Aichroch
|  | HILL-ROM INC. | HILL-ROM INC. P8010 |  | I085AN6177 | VOORHEES SURGERY CENTER-SURGERY DEPT |  |  |  | 01/01/1900 |  |  |  |  | NO | NO |  |  |  |  | HILL-ROM INC. 10347248 I085AN6177 |  |  | Disposition |  |  |  | Equipment | 1Y:00-MFG | 04/09/2018 | 12/01/2019 | COOPER AMBULATORY OFF-SITES |  |  | OR 5 | WOT00000000691029 | Theresa Megali | Preventative Maintenance | Closed | Stephen Zubrzycki | 04/01/2018 | 05/21/2018 | PM: Procedure: 00-MFG Frequency: 1Y | This unit is no longer in service This unit is no longer in service Dispositioned from Work Order Task WOT00000000769730 CEID: 10347248 | EXP0345858 | Labor | 04/09/2018 | 04/09/2018 | Stephen Zubrzycki
|  | HILL-ROM INC. | HILL-ROM INC. P8010 |  | I292AN1671 | VOORHEES SURGERY CENTER-SURGERY DEPT |  |  |  | 01/01/1900 |  |  |  |  | NO | NO |  |  |  |  | HILL-ROM INC. 10347247 I292AN1671 |  |  | Disposition |  |  |  | Equipment | 1Y:00-MFG | 04/09/2018 | 12/01/2019 | COOPER AMBULATORY OFF-SITES |  |  | OR5 |  | Theresa Megali
|  | HILL-ROM INC. | HILL-ROM INC. TOTALCARE |  | D029AM6890 | TSDU - KELEMEN S7 |  |  |  | 04/18/2019 |  |  |  |  | NO | NO |  |  |  |  | HILL-ROM INC. 50036022 D029AM6890 |  |  | Disposition |  | 99:99:99:99:99:99 |  | Equipment | 1Y:00-MFG | 04/18/2019 | 04/18/2019 | COOPER UNIVERSITY HOSPITAL |  |  | tsd bed 1 |  | JEN VANDER HORN |  |  |  | 04/18/2019 | 04/18/2019 |  |  |  |  | 04/18/2019 | 04/18/2019
|  | HILL-ROM INC. | HILL-ROM INC. TOTALCARE |  | D029AM6894 | TSDU - KELEMEN S7 |  |  |  | 04/23/2019 |  |  |  |  | NO | NO |  |  |  |  | HILL-ROM INC. 50036014 D029AM6894 |  |  | Active |  | 99:99:99:99:99:99 |  | Equipment | 1Y:00-MFG | 04/23/2019 | 04/23/2019 | COOPER UNIVERSITY HOSPITAL |  |  | Pav 6 627 |  | JEN VANDER HORN |  |  |  | 04/23/2019 | 04/23/2019 |  |  |  |  | 04/23/2019 | 04/23/2019
|  | HILL-ROM INC. | HILL-ROM INC. TOTALCARE |  | E105AM0682 | INTENSIVE CARE UNIT |  |  |  | 05/02/2019 |  |  |  |  | NO | NO |  |  |  |  | HILL-ROM INC. 50036002 E105AM0682 |  |  | Active |  | 99:99:99:99:99:99 |  | Equipment | 1Y:00-MFG | 05/02/2019 | 05/02/2019 | COOPER UNIVERSITY HOSPITAL |  |  | Ipav 7 742 |  | CAROLYN RUMELL |  |  |  | 05/02/2019 | 05/02/2019 |  |  |  |  | 05/02/2019 | 05/02/2019
|  | HILL-ROM INC. | HILL-ROM INC. TOTALCARE |  | D029AM6893 | TRAUMA ICU |  |  |  | 03/22/2019 |  |  |  |  | NO | NO |  |  |  |  | HILL-ROM INC. 50036006 D029AM6893 |  |  | Active |  | 99:99:99:99:99:99 |  | Equipment | 1Y:00-MFG | 03/22/2019 | 03/22/2019 | COOPER UNIVERSITY HOSPITAL |  |  | ICU |  | Diane Floyd |  |  |  | 03/22/2019 | 03/22/2019 |  |  |  |  | 03/22/2019 | 03/22/2019
|  | HILL-ROM INC. | HILL-ROM INC. TOTALCARE |  | K287AM5573 | BEDS |  |  |  | 01/15/2019 |  |  |  |  | NO | NO |  |  |  |  | HILL-ROM INC. 50010865 K287AM5573 |  |  | Active |  | 99:99:99:99:99:99 |  | Equipment | 1Y:00-MFG | 01/15/2019 | 01/15/2019 | COOPER UNIVERSITY HOSPITAL |  |  | CCU-1 |  | Bonnie Aichroch |  |  |  | 01/15/2019 | 01/15/2019 |  |  |  |  | 01/15/2019 | 01/15/2019
|  | HILL-ROM INC. | HILL-ROM INC. TOTALCARE |  | F042AM8824 | KELEMEN N6 |  |  |  | 08/12/2019 |  |  |  |  | NO | NO |  |  |  |  | HILL-ROM INC. 50010847 F042AM8824 |  |  | Active |  | 99:99:99:99:99:99 |  | Equipment | 1Y:00-MFG | 08/12/2019 | 08/12/2019 | COOPER UNIVERSITY HOSPITAL |  |  | n10 1029d |  | Susan Cannon |  |  |  | 08/12/2019 | 08/12/2019 |  |  |  |  | 08/12/2019 | 08/12/2019
|  | HILL-ROM INC. | HILL-ROM INC. TOTALCARE |  | F041AM8769 | TRAUMA ICU |  |  |  | 01/17/2019 |  |  |  |  | NO | NO |  |  |  |  | HILL-ROM INC. 50010790 F041AM8769 |  |  | Active |  | 99:99:99:99:99:99 |  | Equipment | 1Y:00-MFG | 01/17/2019 | 01/17/2019 | COOPER UNIVERSITY HOSPITAL |  |  | TRAUMA ICU |  | Diane Floyd |  |  |  | 01/17/2019 | 01/17/2019 |  |  |  |  | 01/17/2019 | 01/17/2019
|  | HILL-ROM INC. | HILL-ROM INC. TOTALCARE |  | J267AM0183 | INTENSIVE CARE UNIT |  |  |  | 06/26/2019 |  |  |  |  | NO | NO |  |  |  |  | HILL-ROM INC. 50010789 J267AM0183 |  |  | Active |  | 99:99:99:99:99:99 |  | Equipment | 1Y:00-MFG | 06/26/2019 | 06/26/2019 | COOPER UNIVERSITY HOSPITAL |  |  | south 10. 1053 |  | CAROLYN RUMELL |  |  |  | 06/26/2019 | 06/26/2019 |  |  |  |  | 06/26/2019 | 06/26/2019
|  | HILL-ROM INC. | HILL-ROM INC. TOTALCARE |  | F021AM8232 | INTENSIVE CARE UNIT |  |  |  | 01/23/2019 |  |  |  |  | NO | NO |  |  |  |  | HILL-ROM INC. 50010785 F021AM8232 |  |  | Active |  | 99:99:99:99:99:99 |  | Equipment | 1Y:00-MFG | 01/23/2019 | 01/23/2019 | COOPER UNIVERSITY HOSPITAL |  |  | tsd 5 |  | CAROLYN RUMELL |  |  |  | 01/23/2019 | 01/23/2019 |  |  |  |  | 01/23/2019 | 01/23/2019
|  | HILL-ROM INC. | HILL-ROM INC. TOTALCARE |  | F042AM8820 | BEDS |  |  |  | 12/04/2018 |  |  |  |  | NO | NO |  |  |  |  | HILL-ROM INC. 50010783 F042AM8820 |  |  | Disposition |  | 99:99:99:99:99:99 |  | Equipment | 1Y:00-MFG | 12/04/2018 | 12/04/2018 | COOPER UNIVERSITY HOSPITAL |  |  | s9 956w |  | Bonnie Aichroch |  |  |  | 12/04/2018 | 12/04/2018 |  |  |  |  | 12/04/2018 | 12/04/2018
|  | HILL-ROM INC. | HILL-ROM INC. TOTALCARE |  | G64AM7881 | BEDS |  |  |  | 06/26/2019 |  |  |  |  | NO | NO |  |  |  |  | HILL-ROM INC. 50010779 G64AM7881 |  |  | Active |  | 99:99:99:99:99:99 |  | Equipment | 1Y:00-MFG | 06/26/2019 | 06/26/2019 | COOPER UNIVERSITY HOSPITAL |  |  | tsd bed 2 |  | Bonnie Aichroch |  |  |  | 06/26/2019 | 06/26/2019 |  |  |  |  | 06/26/2019 | 06/26/2019
|  | HILL-ROM INC. | HILL-ROM INC. TOTALCARE |  | J267AM0182 | BEDS |  |  |  | 06/26/2019 |  |  |  |  | NO | NO |  |  |  |  | HILL-ROM INC. 50010774 J267AM0182 |  |  | Active |  | 99:99:99:99:99:99 |  | Equipment | 1Y:00-MFG | 06/26/2019 | 06/26/2019 | COOPER UNIVERSITY HOSPITAL |  |  | ccu bed 7 |  | Bonnie Aichroch |  |  |  | 06/26/2019 | 06/26/2019 |  |  |  |  | 06/26/2019 | 06/26/2019
|  | HILL-ROM INC. | HILL-ROM INC. TOTALCARE |  |  | CCU - CORONARY CARE UNIT |  |  |  | 05/27/2016 |  |  |  |  | NO | NO |  |  |  |  | HILL-ROM INC. 50010773 050318 |  |  | Disposition |  |  |  | Equipment | 1Y:00-MFG | 05/27/2016 | 05/27/2016 | COOPER UNIVERSITY HOSPITAL |  |  | CCU 11 |  | CAROLYN RUMELL |  |  |  | 05/27/2016 | 05/27/2016 |  |  |  |  | 05/27/2016 | 05/27/2016
|  | HILL-ROM INC. | HILL-ROM INC. TOTALCARE |  | E106AM0690 | INTENSIVE CARE UNIT |  |  |  | 05/24/2019 |  |  |  |  | NO | NO |  |  |  |  | HILL-ROM INC. 50010772 E106AM0690 |  |  | Active |  | 99:99:99:99:99:99 |  | Equipment | 1Y:00-MFG | 05/24/2019 | 05/24/2019 | COOPER UNIVERSITY HOSPITAL |  |  | tsd 2 |  | CAROLYN RUMELL |  |  |  | 05/24/2019 | 05/24/2019 |  |  |  |  | 05/24/2019 | 05/24/2019
|  | HILL-ROM INC. | HILL-ROM INC. TOTALCARE |  | K285AM5551 | CCU - CORONARY CARE UNIT |  |  |  | 01/23/2019 |  |  |  |  | NO | NO |  |  |  |  | HILL-ROM INC. 50010760 K285AM5551 |  |  | Active |  | 99:99:99:99:99:99 |  | Equipment | 1Y:00-MFG | 01/23/2019 | 01/23/2019 | COOPER UNIVERSITY HOSPITAL |  |  | CCU-10 |  | CAROLYN RUMELL |  |  |  | 01/23/2019 | 01/23/2019 |  |  |  |  | 01/23/2019 | 01/23/2019
|  | HILL-ROM INC. | HILL-ROM INC. TOTALCARE |  | E106AM0692 | CCU - CORONARY CARE UNIT |  |  |  | 01/16/2019 |  |  |  |  | NO | NO |  |  |  |  | HILL-ROM INC. 50010762 E106AM0692 |  |  | Active |  | 99:99:99:99:99:99 |  | Equipment | 1Y:00-MFG | 01/16/2019 | 01/16/2019 | COOPER UNIVERSITY HOSPITAL |  |  | south 10 1063 |  | CAROLYN RUMELL |  |  |  | 01/16/2019 | 01/16/2019 |  |  |  |  | 01/16/2019 | 01/16/2019
|  | HILL-ROM INC. | HILL-ROM INC. TOTALCARE |  | D031AM6965 | CCU - CORONARY CARE UNIT |  |  |  | 05/13/2019 |  |  |  |  | NO | NO |  |  |  |  | HILL-ROM INC. 50010756 D031AM6965 |  |  | Active |  | 99:99:99:99:99:99 |  | Equipment | 1Y:00-MFG | 05/13/2019 | 05/13/2019 | COOPER UNIVERSITY HOSPITAL |  |  | ticu 14 |  | CAROLYN RUMELL |  |  |  | 05/13/2019 | 05/13/2019 |  |  |  |  | 05/13/2019 | 05/13/2019
|  | HILL-ROM INC. | HILL-ROM INC. TOTALCARE |  | J248AM9642 | CCU - CORONARY CARE UNIT |  |  |  | 05/23/2019 |  |  |  |  | NO | NO |  |  |  |  | HILL-ROM INC. 50010755 J248AM9642 |  |  | Active |  | 99:99:99:99:99:99 |  | Equipment | 1Y:00-MFG | 05/23/2019 | 05/23/2019 | COOPER UNIVERSITY HOSPITAL |  |  | ccu bed 10 |  | CAROLYN RUMELL |  |  |  | 05/23/2019 | 05/23/2019 |  |  |  |  | 05/23/2019 | 05/23/2019
|  | HILL-ROM INC. | HILL-ROM INC. TOTALCARE |  | E107AM0735 | TRAUMA ICU |  |  |  | 01/16/2019 |  |  |  |  | NO | NO |  |  |  |  | HILL-ROM INC. 50006431 E107AM0735 |  |  | Active |  | 99:99:99:99:99:99 |  | Equipment | 1Y:00-MFG | 01/16/2019 | 01/16/2019 | COOPER UNIVERSITY HOSPITAL |  |  | bed 8 |  | Diane Floyd |  |  |  | 01/16/2019 | 01/16/2019 |  |  |  |  | 01/16/2019 | 01/16/2019
|  | HILL-ROM INC. | HILL-ROM INC. TOTALCARE |  | O126AL9539 | TRAUMA ICU |  |  |  | 04/25/2016 |  |  |  |  | NO | NO |  |  |  |  | HILL-ROM INC. 50006430 O126AL9539 |  |  | Disposition |  |  |  | Equipment | 1Y:00-MFG | 04/25/2016 | 04/25/2016 | COOPER UNIVERSITY HOSPITAL |  |  | TICU Bed 14 |  | Diane Floyd |  |  |  | 04/25/2016 | 04/25/2016 |  |  |  |  | 04/25/2016 | 04/25/2016
|  | HILL-ROM INC. | HILL-ROM INC. TOTALCARE |  | K275AM5526 | OR - KELEMEN 3 |  |  |  | 01/01/1900 |  |  |  |  | NO | NO |  |  |  |  | HILL-ROM INC. 50006416 K275AM5526 |  |  | Disposition |  |  |  | Equipment | 1Y:00-MFG | 01/01/1900 | 01/01/1900 | COOPER UNIVERSITY HOSPITAL |  |  | LOANER BED |  | DOMINIC VENDETTA |  |  |  | 01/01/1900 | 01/01/1900 |  |  |  |  | 01/01/1900 | 01/01/1900
|  | HILL-ROM INC. | HILL-ROM INC. TOTALCARE |  | K285AM5540 | BEDS |  |  |  | 01/14/2019 |  |  |  |  | NO | NO |  |  |  |  | HILL-ROM INC. 50006354 K285AM5540 |  |  | Active |  | 99:99:99:99:99:99 |  | Equipment | 1Y:00-MFG | 01/14/2019 | 01/14/2019 | COOPER UNIVERSITY HOSPITAL |  |  | TICU-BED12 |  | Bonnie Aichroch |  |  |  | 01/14/2019 | 01/14/2019 |  |  |  |  | 01/14/2019 | 01/14/2019
|  | HILL-ROM INC. | HILL-ROM INC. TOTALCARE |  | F029AM8448 | TSDU - KELEMEN S7 |  |  |  | 12/27/2018 |  |  |  |  | NO | NO |  |  |  |  | HILL-ROM INC. 50005190 F029AM8448 |  |  | Active |  | 99:99:99:99:99:99 |  | Equipment | 1Y:00-MFG | 12/27/2018 | 12/27/2018 | COOPER UNIVERSITY HOSPITAL |  |  | ICU 30 |  | JEN VANDER HORN |  |  |  | 12/27/2018 | 12/27/2018 |  |  |  |  | 12/27/2018 | 12/27/2018
|  | HILL-ROM INC. | HILL-ROM INC. TOTALCARE |  | D023AM6665 | TRAUMA ICU |  |  |  | 03/25/2019 |  |  |  |  | NO | NO |  |  |  |  | HILL-ROM INC. 50005184 D023AM6665 |  |  | Disposition |  | 99:99:99:99:99:99 |  | Equipment | 1Y:00-MFG | 03/25/2019 | 03/25/2019 | COOPER UNIVERSITY HOSPITAL |  |  | BED #5 |  | Diane Floyd |  |  |  | 03/25/2019 | 03/25/2019 |  |  |  |  | 03/25/2019 | 03/25/2019
|  | HILL-ROM INC. | HILL-ROM INC. TOTALCARE |  | F042AM8787 | INTENSIVE CARE UNIT |  |  |  | 01/16/2019 |  |  |  |  | NO | NO |  |  |  |  | HILL-ROM INC. 50005179 F042AM8787 |  |  | Active |  | 99:99:99:99:99:99 |  | Equipment | 1Y:00-MFG | 01/16/2019 | 01/16/2019 | COOPER UNIVERSITY HOSPITAL |  |  | kelemen 8 |  | CAROLYN RUMELL |  |  |  | 01/16/2019 | 01/16/2019 |  |  |  |  | 01/16/2019 | 01/16/2019
|  | HILL-ROM INC. | HILL-ROM INC. TOTALCARE |  | G168AM7987 | BEDS |  |  |  | 06/04/2019 |  |  |  |  | NO | NO |  |  |  |  | HILL-ROM INC. 50005175 G168AM7987 |  |  | Disposition |  | 99:99:99:99:99:99 |  | Equipment | 1Y:00-MFG | 06/04/2019 | 06/04/2019 | COOPER UNIVERSITY HOSPITAL |  |  | south 1o 1056 |  | Bonnie Aichroch |  |  |  | 06/04/2019 | 06/04/2019 |  |  |  |  | 06/04/2019 | 06/04/2019
|  | HILL-ROM INC. | HILL-ROM INC. TOTALCARE |  | E107AM0733 | INTENSIVE CARE UNIT |  |  |  | 05/22/2019 |  |  |  |  | NO | NO |  |  |  |  | HILL-ROM INC. 50005173 E107AM0733 |  |  | Active |  | 99:99:99:99:99:99 |  | Equipment | 1Y:00-MFG | 05/22/2019 | 05/22/2019 | COOPER UNIVERSITY HOSPITAL |  |  | south 10 1054 w |  | CAROLYN RUMELL |  |  |  | 05/22/2019 | 05/22/2019 |  |  |  |  | 05/22/2019 | 05/22/2019
|  | HILL-ROM INC. | HILL-ROM INC. TOTALCARE |  | D023AM6658 | CCU - CORONARY CARE UNIT |  |  |  | 05/01/2002 |  |  |  |  | NO | NO |  |  |  |  | HILL-ROM INC. 10368939 D023AM6658 |  |  | Active |  | 99:99:99:99:99:99 |  | Equipment | 1Y:00-MFG | 05/24/2019 | 05/01/2020 | COOPER UNIVERSITY HOSPITAL |  |  | south 10 10 55w |  | CAROLYN RUMELL
|  | HILL-ROM INC. | HILL-ROM INC. TOTALCARE |  | E105AM0676 | TRAUMA ICU |  |  |  | 05/01/2003 |  |  |  |  | NO | NO |  |  |  |  | HILL-ROM INC. 10366331 E105AM0676 |  |  | Active |  | 99:99:99:99:99:99 |  | Equipment | 1Y:00-MFG | 04/23/2019 | 04/01/2020 | COOPER UNIVERSITY HOSPITAL |  |  | icu bed 8 |  | Diane Floyd
|  | HILL-ROM INC. | HILL-ROM INC. TOTALCARE |  | J247AM9594 | INTENSIVE CARE UNIT |  |  |  | 01/15/2009 |  |  |  |  | NO | NO |  |  |  |  | HILL-ROM INC. 10365093 J247AM9594 |  |  | Active |  | 99:99:99:99:99:99 |  | Equipment | 1Y:00-MFG | 06/25/2019 | 06/01/2020 | COOPER UNIVERSITY HOSPITAL |  |  | CCU 11 |  | CAROLYN RUMELL
|  | HILL-ROM INC. | HILL-ROM INC. TOTALCARE |  | FM042AM8802 | CCU - CORONARY CARE UNIT |  |  |  | 07/08/2004 |  |  |  |  | NO | NO |  |  |  |  | HILL-ROM INC. 10364939 FM042AM8802 |  |  | Active |  | 99:99:99:99:99:99 |  | Equipment | 1Y:00-MFG | 01/28/2019 | 01/01/2020 | COOPER UNIVERSITY HOSPITAL |  |  | PAVILION ICU BED 6 |  | CAROLYN RUMELL
|  | HILL-ROM INC. | HILL-ROM INC. TOTALCARE |  | J267AM0184 | TRAUMA ICU |  |  |  | 08/17/2009 |  |  |  |  | NO | NO |  |  |  |  | HILL-ROM INC. 10349533 J267AM0184 |  |  | Active |  | 99:99:99:99:99:99 |  | Equipment | 1Y:00-MFG | 04/26/2019 | 04/01/2020 | COOPER UNIVERSITY HOSPITAL |  |  | south 10 1060d |  | Diane Floyd
|  | HILL-ROM INC. | HILL-ROM INC. TOTALCARE |  | E105AM0664 | BEDS |  |  |  | 05/01/2003 |  |  |  |  | NO | NO |  |  |  |  | HILL-ROM INC. 10349525 E105AM0664 |  |  | Active |  | 99:99:99:99:99:99 |  | Equipment | 1Y:00-MFG | 01/28/2019 | 01/01/2020 | COOPER UNIVERSITY HOSPITAL |  |  | PAVILION 6 |  | Bonnie Aichroch
|  | HILL-ROM INC. | HILL-ROM INC. TOTALCARE SPO2RT |  | F042AM8815 | INTENSIVE CARE UNIT |  |  |  | 06/26/2019 |  |  |  |  | NO | NO |  |  |  |  | HILL-ROM INC. 50010849 F042AM8815 |  |  | Active |  | 99:99:99:99:99:99 |  | Equipment | 1Y:00-MFG | 06/26/2019 | 06/26/2019 | COOPER UNIVERSITY HOSPITAL |  |  | ICU 11 |  | CAROLYN RUMELL |  |  |  | 06/26/2019 | 06/26/2019 |  |  |  |  | 06/26/2019 | 06/26/2019
|  | HILL-ROM INC. | HILL-ROM INC. TOTALCARE SPO2RT |  | l076al7310 | INTENSIVE CARE UNIT |  |  |  | 06/22/2016 |  |  |  |  | NO | NO |  |  |  |  | HILL-ROM INC. 50010848 l076al7310 |  |  | Disposition |  |  |  | Equipment | 1Y:00-MFG | 06/22/2016 | 06/22/2016 | COOPER UNIVERSITY HOSPITAL |  |  | P4/ICU25 |  | CAROLYN RUMELL |  |  |  | 06/22/2016 | 06/22/2016 |  |  |  |  | 06/22/2016 | 06/22/2016
|  | HILL-ROM INC. | HILL-ROM INC. TOTALCARE SPO2RT |  | J267AM0173 | CCU - CORONARY CARE UNIT |  |  |  | 06/26/2019 |  |  |  |  | NO | NO |  |  |  |  | HILL-ROM INC. 50010761 J267AM0173 |  |  | Active |  | 99:99:99:99:99:99 |  | Equipment | 1Y:00-MFG | 06/26/2019 | 06/26/2019 | COOPER UNIVERSITY HOSPITAL |  |  | pav 724 |  | CAROLYN RUMELL |  |  |  | 06/26/2019 | 06/26/2019 |  |  |  |  | 06/26/2019 | 06/26/2019
|  | HILL-ROM INC. | HILL-ROM INC. TOTALCARE SPO2RT |  | K287AM5575 | CCU - CORONARY CARE UNIT |  |  |  | 06/20/2019 |  |  |  |  | NO | NO |  |  |  |  | HILL-ROM INC. 50006391 K287AM5575 |  |  | Active |  | 99:99:99:99:99:99 |  | Equipment | 1Y:00-MFG | 06/20/2019 | 06/20/2019 | COOPER UNIVERSITY HOSPITAL |  |  | CCU 4 |  | CAROLYN RUMELL |  |  |  | 06/20/2019 | 06/20/2019 |  |  |  |  | 06/20/2019 | 06/20/2019
|  | HILL-ROM INC. | HILL-ROM INC. TRANSTAR 8000 |  | K085Q5735 | VOORHEES SURGERY CENTER-OPERATING ROOM |  |  |  | 01/01/1900 |  |  |  |  | NO | NO |  |  |  |  | HILL-ROM INC. 10346723 K085Q5735 |  |  | Disposition |  |  |  | Equipment | 1Y:00-MFG | 04/06/2018 | 12/01/2019 | COOPER AMBULATORY OFF-SITES |  |  | PACU Crash Carts & Stretchers | WOT00000000690983 | JENNIFER BOMBARO | Preventative Maintenance | Closed | Stephen Zubrzycki | 04/01/2018 | 05/18/2018 | PM: Procedure: 00-MFG Frequency: 1Y | This unit has been dispositioned Dispositioned from Work Order Task WOT00000000764151 CEID: 10346723 | EXP0338623 | Labor | 04/06/2018 | 04/06/2018 | Stephen Zubrzycki
|  | HILL-ROM INC. | HILL-ROM INC. TRANSTAR 8050 |  | N067AQ3323 | CHERRY HILL URGENT CARE |  |  |  | 02/13/2012 |  |  |  |  | NO | NO |  |  |  |  | HILL-ROM INC. 10346137 N067AQ3323 |  |  | Active |  | 99:99:99:99:99:99 |  | Equipment | PAAR:00-PVAR | 11/02/2019 |  | COOPER AMBULATORY OFF-SITES |  |  | PROCEDURE ROOM |  | MELISSA PORTOBANCO
|  | HILL-ROM INC. | HILL-ROM INC. VERSACARE AIR |  | P188AD3278 | KELEMEN 8 PCU |  |  |  | 01/14/2019 |  |  |  |  | NO | NO |  |  |  |  | HILL-ROM INC. 50010888 P188AD3278 |  |  | Active |  | 99:99:99:99:99:99 |  | Equipment | 1Y:00-MFG | 01/14/2019 | 01/14/2019 | COOPER UNIVERSITY HOSPITAL |  |  | NORTH 7 727D | 0012565034 | BYRON WELLS | Preventative Maintenance | Closed | Tom Burhart | 01/14/2019 | 01/14/2019 | Performance Assurance: 00-MFG | 1/15/2018 3:09:38 PM TJBURHART (TJBURHART 1/15/2018 12:00 AM) SEARCHED FOR THE BED, LOCATED THE BED. THE BED HAS PASSED PM TESTING. USED 10480316 FOR TESTING 1/15/2018 3:09 PM TJBURHART | EFD9484A-2821-4518-9F05-4C51E971A1AB | Labor | 01/14/2019 | 01/14/2019 | Tom Burhart
|  | HILL-ROM INC. | HILL-ROM INC. VERSACARE AIR |  | J318AD2532 | TRAUMA ICU |  |  |  | 09/26/2019 |  |  |  |  | NO | NO |  |  |  |  | HILL-ROM INC. 50010859 J318AD2532 |  |  | Active |  | 99:99:99:99:99:99 |  | Equipment | 1Y:00-MFG | 09/26/2019 | 09/26/2019 | COOPER UNIVERSITY HOSPITAL |  |  | s8 864d |  | Diane Floyd |  |  |  | 09/26/2019 | 09/26/2019 |  |  |  |  | 09/26/2019 | 09/26/2019
|  | HILL-ROM INC. | HILL-ROM INC. VERSACARE AIR |  | P092AD0303 | MED/SURG 6 PAVILION |  |  |  | 02/13/2019 |  |  |  |  | NO | NO |  |  |  |  | HILL-ROM INC. 50005135 P092AD0303 |  |  | Active |  | 99:99:99:99:99:99 |  | Equipment | 1Y:00-MFG | 02/13/2019 | 02/13/2019 | COOPER UNIVERSITY HOSPITAL |  |  | N10 1013D |  | BRIAN OSHAUGHNESSY |  |  |  | 02/13/2019 | 02/13/2019 |  |  |  |  | 02/13/2019 | 02/13/2019
|  | HILL-ROM INC. | HILL-ROM INC. VERSACARE AIR |  | P094AD0404 | BIOMEDICAL |  |  |  | 02/04/2019 |  |  |  |  | NO | NO |  |  |  |  | HILL-ROM INC. 50005119 P094AD0404 |  |  | Active |  | 99:99:99:99:99:99 |  | Equipment | 1Y:00-MFG | 02/04/2019 | 02/04/2019 | COOPER UNIVERSITY HOSPITAL |  |  | pav 7 736 |  | Bonnie Aichroch |  |  |  | 02/04/2019 | 02/04/2019 |  |  |  |  | 02/04/2019 | 02/04/2019
|  | HILL-ROM INC. | HILL-ROM INC. VERSACARE AIR |  | K286AD6978 | TSDU - KELEMEN S7 |  |  |  | 02/01/2019 |  |  |  |  | NO | NO |  |  |  |  | HILL-ROM INC. 50005002 K286AD6978 |  |  | Active |  | 99:99:99:99:99:99 |  | Equipment | 1Y:00-MFG | 02/01/2019 | 02/01/2019 | COOPER UNIVERSITY HOSPITAL |  |  | pav 8 812 | WOT00000000488114 | JEN VANDER HORN | Preventative Maintenance | Closed | Tom Burhart | 02/01/2019 | 02/01/2019 | PM: Procedure: 00-MFG Frequency: 1Y | SEARCHED FOR THE BED, LOCATED THE BED. THE BED HAS PASSED PM TESTING. USED 10480316 FOR TESTING | EXP0131739 | Labor | 02/01/2019 | 02/01/2019 | Tom Burhart
|  | HILL-ROM INC. | HILL-ROM INC. VERSACARE P3200 SERIES |  | M123AD9416 | CDU - CLINICAL DECISION UNIT-9 KELEMEN |  |  |  | 05/27/2016 |  |  |  |  | NO | NO |  |  |  |  | HILL-ROM INC. 21155 M123AD9416 |  |  | Disposition |  |  |  | Alarm | 1Y:00-MFG | 05/27/2016 | 05/27/2016 | COOPER UNIVERSITY HOSPITAL |  |  | 1st floor |  | KAREN GRUBER |  |  |  | 05/27/2016 | 05/27/2016 |  |  |  |  | 05/27/2016 | 05/27/2016
|  | HILL-ROM INC. | HILL-ROM INC. VERSACARE P3200 SERIES |  | SO33AD9396 | BIOMEDICAL |  |  |  | 06/20/2019 |  |  |  |  | NO | NO |  |  |  |  | HILL-ROM INC. 50036154 SO33AD9396 |  |  | Active |  | 99:99:99:99:99:99 |  | Alarm | 1Y:00-MFG | 06/20/2019 | 06/20/2019 | COOPER UNIVERSITY HOSPITAL |  |  |  | 0011370289 | Bonnie Aichroch | Preventative Maintenance | Closed | Bonnie Aichroth | 06/20/2019 | 06/20/2019 | PERFORMANCE ASSURANCE AT INVENTORY | INVENTORIED DEVICE AND ENSURED DEVICE WAS FUNCTIONING PROPERLY. | 199F60D8-0C89-4BB2-BE87-7AB08E77A06B | Labor | 06/20/2019 | 06/20/2019 | Tom Burhart
|  | HILL-ROM INC. | HILL-ROM INC. VERSACARE P3200 SERIES |  | S137AD3670 | BEDS |  |  |  | 12/18/2018 |  |  |  |  | NO | NO |  |  |  |  | HILL-ROM INC. 50035867 S137AD3670 |  |  | Active |  | 99:99:99:99:99:99 |  | Alarm | 1Y:00-MFG | 12/18/2018 | 12/18/2018 | COOPER UNIVERSITY HOSPITAL |  |  |  | 0012148550 | Bonnie Aichroch | Performance Verification | Closed | Tom Burhart | 12/18/2018 | 12/18/2018 | INCOMING INVENTORY | DEVICE INVENTORIED | 442C3639-A21F-4435-8F21-6C8B8E800976 | Labor | 12/18/2018 | 12/18/2018 | Bonnie Aichroth
|  | HILL-ROM INC. | HILL-ROM INC. VERSACARE P3200 SERIES |  | P128AD1308 | KELEMEN 8 PCU |  |  |  | 02/25/2019 |  |  |  |  | NO | NO |  |  |  |  | HILL-ROM INC. 50010829 P128AD1308 |  |  | Active |  | 99:99:99:99:99:99 |  | Alarm | 1Y:00-MFG | 02/25/2019 | 02/25/2019 | COOPER UNIVERSITY HOSPITAL |  |  | RM 865 |  | BYRON WELLS |  |  |  | 02/25/2019 | 02/25/2019 |  |  |  |  | 02/25/2019 | 02/25/2019
|  | HILL-ROM INC. | HILL-ROM INC. VERSACARE P3200 SERIES |  | P128AD1290 | CHIP - 9 PAVILION |  |  |  | 10/31/2019 |  |  |  |  | NO | NO |  |  |  |  | HILL-ROM INC. 50005247 P128AD1290 |  |  | Active |  | 99:99:99:99:99:99 |  | Alarm | PAAR:00-PVAR | 10/31/2019 | 10/31/2019 | COOPER UNIVERSITY HOSPITAL |  |  | Dorrance 3 room 351 |  | KIM HUMMEL |  |  |  | 10/31/2019 | 10/31/2019 |  |  |  |  | 10/31/2019 | 10/31/2019
|  | HILL-ROM INC. | HILL-ROM INC. VERSACARE P3200 SERIES |  | blank | PAVILION 8 |  |  |  | 11/02/2019 |  |  |  |  | NO | NO |  |  |  |  | HILL-ROM INC. 50005222 blank |  |  | Disposition |  |  |  | Alarm | PAAR:00-PVAR | 11/02/2019 | 11/02/2019 | COOPER UNIVERSITY HOSPITAL |  |  | P828 |  | BRIAN OSHAUGHNESSY |  |  |  | 11/02/2019 | 11/02/2019 |  |  |  |  | 11/02/2019 | 11/02/2019
|  | HILL-ROM INC. | HILL-ROM INC. VERSACARE P3200 SERIES |  | J303AE8523 | PAVILION 8 |  |  |  | 01/01/1900 |  |  |  |  | NO | NO |  |  |  |  | HILL-ROM INC. 50005217 J303AE8523 |  |  | Disposition |  |  |  | Alarm | 1Y:00-MFG | 01/01/1900 | 01/01/1900 | COOPER UNIVERSITY HOSPITAL |  |  | P833 |  | BRIAN OSHAUGHNESSY |  |  |  | 01/01/1900 | 01/01/1900 |  |  |  |  | 01/01/1900 | 01/01/1900
|  | HILL-ROM INC. | HILL-ROM INC. VERSACARE P3200 SERIES |  | missing number | MED/SURG 6 PAVILION |  |  |  | 01/01/1900 |  |  |  |  | NO | NO |  |  |  |  | HILL-ROM INC. 50005204 missing number |  |  | Disposition |  |  |  | Alarm | 1Y:00-MFG | 01/01/1900 | 01/01/1900 | COOPER UNIVERSITY HOSPITAL |  |  | P635 |  | BRIAN OSHAUGHNESSY |  |  |  | 01/01/1900 | 01/01/1900 |  |  |  |  | 01/01/1900 | 01/01/1900
|  | HILL-ROM INC. | HILL-ROM INC. VERSACARE P3200 SERIES |  | coophospnsn019 | MED/SURG 6 PAVILION |  |  |  | 01/01/1900 |  |  |  |  | NO | NO |  |  |  |  | HILL-ROM INC. 50005198 coophospnsn019 |  |  | Disposition |  |  |  | Alarm | 1Y:00-MFG | 01/01/1900 | 01/01/1900 | COOPER UNIVERSITY HOSPITAL |  |  | P641 |  | BRIAN OSHAUGHNESSY |  |  |  | 01/01/1900 | 01/01/1900 |  |  |  |  | 01/01/1900 | 01/01/1900
|  | HILL-ROM INC. | HILL-ROM INC. VERSACARE P3200 SERIES |  |  | MED/SURG 6 PAVILION |  |  |  | 11/17/2015 |  |  |  |  | NO | NO |  |  |  |  | HILL-ROM INC. 50005197 3498 |  |  | Disposition |  |  |  | Alarm | 1Y:00-MFG | 11/17/2015 | 11/17/2015 | COOPER UNIVERSITY HOSPITAL |  |  | P642 |  | BRIAN OSHAUGHNESSY |  |  |  | 11/17/2015 | 11/17/2015 |  |  |  |  | 11/17/2015 | 11/17/2015
|  | HILL-ROM INC. | HILL-ROM INC. VERSACARE P3200 SERIES |  | coophospnsn041 | PAVILION 8 |  |  |  | 01/01/1900 |  |  |  |  | NO | NO |  |  |  |  | HILL-ROM INC. 50005192 coophospnsn041 |  |  | Disposition |  |  |  | Alarm | 1Y:00-MFG | 01/01/1900 | 01/01/1900 | COOPER UNIVERSITY HOSPITAL |  |  | P834 |  | BRIAN OSHAUGHNESSY |  |  |  | 01/01/1900 | 01/01/1900 |  |  |  |  | 01/01/1900 | 01/01/1900
|  | HILL-ROM INC. | HILL-ROM INC. VERSACARE P3200 SERIES |  | J326AE0362 | CHIP - 9 PAVILION |  |  |  | 01/01/1900 |  |  |  |  | NO | NO |  |  |  |  | HILL-ROM INC. 10356320 J326AE0362 |  |  | Disposition |  |  |  | Alarm | 1Y:00-MFG | 06/10/2016 | 06/01/2020 | COOPER UNIVERSITY HOSPITAL |  |  | ROOM 922 |  | KIM HUMMEL
|  | HILL-ROM INC. | HILL-ROM INC. VERSACARE P3200 SERIES |  | M313AE7451 | CHIP - 9 PAVILION |  |  |  | 01/01/1900 |  |  |  |  | NO | NO |  |  |  |  | HILL-ROM INC. 10356298 M313AE7451 |  |  | Disposition |  |  |  | Alarm | 1Y:00-MFG | 06/10/2016 | 06/01/2020 | COOPER UNIVERSITY HOSPITAL |  |  | Room 930 |  | KIM HUMMEL
|  | HILL-ROM INC. | HILL-ROM INC. VERSACARE P3200 SERIES |  | P178AD3262 | CHIP - 9 PAVILION |  |  |  | 03/27/2014 |  |  |  |  | NO | NO |  |  |  |  | HILL-ROM INC. 10356285 P178AD3262 |  |  | Active |  | 99:99:99:99:99:99 |  | Alarm | 1Y:00-MFG | 06/07/2019 | 06/01/2020 | COOPER UNIVERSITY HOSPITAL |  |  | pav 9 920 |  | KIM HUMMEL
|  | HILL-ROM INC. | HILL-ROM INC. VERSACARE P3200 SERIES |  | D029AM6890 | BEDS |  |  |  | 10/14/2015 |  |  |  |  | NO | NO |  |  |  |  | HILL-ROM INC. 10349532 D029AM6890 |  |  | Active |  | 99:99:99:99:99:99 |  | Alarm | 1Y:00-MFG | 06/19/2019 | 06/01/2020 | COOPER UNIVERSITY HOSPITAL |  |  | 7th Floor Kelemen |  | Bonnie Aichroch
L&DWATCHCHILD |  | HILL-ROM INC. | HILL-ROM INC. WATCHCHILD |  | NOT KNOWN | 1 COOPER PLAZA |  |  |  | 10/16/2019 |  |  |  |  | NO | NO |  |  |  |  | HILL-ROM INC. L&DWATCHCHILD NOT KNOWN |  |  | Disposition |  | 00:00:00:00:00:00 |  | Equipment | PAAR:00-PVAR | 10/16/2019 | 10/16/2019 | COOPER UNIVERSITY HOSPITAL |  |  |  | 0011898497 | ATTN: ACCOUNTS PAYABLE | Repair | Closed | Gene Amodei | 10/16/2019 | 10/16/2019 | FETAL MONITORS - ALL ARE DISCONNECTED - LDR TRIAGE | 7/14/2017 4:03:17 PM GRAMODEI house keeping staff disconnected entire system, reconnected monitor to network, computer, and fetal monitor, checked all functions, unit ok | 5FF505C8-0891-4D35-BDD8-36F7E64937A6 | Labor | 10/16/2019 | 10/16/2019 | Gene Amodei
|  | HILL-ROM INC. | HILL-ROM INC. ZONEAIRE 1155 |  | 1155-37A14-A | KELEMEN N10 |  |  |  | 04/13/2016 |  |  |  |  | NO | NO |  |  |  |  | HILL-ROM INC. 5005043 1155-37A14-A |  |  | Disposition |  |  |  | Equipment | 1Y:00-MFG | 04/13/2016 | 04/13/2016 | COOPER UNIVERSITY HOSPITAL |  |  |  |  | Lisa Brooks |  |  |  | 04/13/2016 | 04/13/2016 |  |  |  |  | 04/13/2016 | 04/13/2016
|  | HITACHI HEALTHCARE AMERICAS | HITACHI HEALTHCARE AMERICAS BARCODE LABELER MODULE (0738-0902) |  | 1929-5 | LAB HEMATOLOGY |  |  |  | 01/01/1900 |  |  |  |  | NO | NO |  |  |  |  | HITACHI HEALTHCARE AMERICAS 10367690 1929-5 |  |  | Disposition |  |  |  | Equipment | 1Y:00-MFG | 01/01/1900 | 12/01/2019 | COOPER UNIVERSITY HOSPITAL |  |  | HEMATOLOGY |  | DALE MORRONE
|  | HITACHI HEALTHCARE AMERICAS | HITACHI HEALTHCARE AMERICAS DESTOPPER MODULE (738-0906) |  | 1931-2 | LAB HEMATOLOGY |  |  |  | 01/01/1900 |  |  |  |  | NO | NO |  |  |  |  | HITACHI HEALTHCARE AMERICAS 10367688 1931-2 |  |  | Disposition |  |  |  | Equipment | 1Y:00-MFG | 01/01/1900 | 12/01/2019 | COOPER UNIVERSITY HOSPITAL |  |  | HEMATOLOGY |  | DALE MORRONE
|  | HITACHI HEALTHCARE AMERICAS | HITACHI HEALTHCARE AMERICAS ME25C2 (CENTRIFUGE) |  | 2260-10 | LAB HEMATOLOGY |  |  |  | 01/01/1900 |  |  |  |  | NO | NO |  |  |  |  | HITACHI HEALTHCARE AMERICAS 10367687 2260-10 |  |  | Disposition |  |  |  | Equipment | 3M:00-MFG | 01/01/1900 | 12/01/2019 | COOPER UNIVERSITY HOSPITAL |  |  | HEMATOLOGY |  | DALE MORRONE
|  | HITACHI HEALTHCARE AMERICAS | HITACHI HEALTHCARE AMERICAS ME25C2 (CENTRIFUGE) |  | 2498-0740 | LAB HEMATOLOGY |  |  |  | 01/01/1900 |  |  |  |  | NO | NO |  |  |  |  | HITACHI HEALTHCARE AMERICAS 10367686 2498-0740 |  |  | Disposition |  |  |  | Equipment | 3M:00-MFG | 01/01/1900 | 12/01/2019 | COOPER UNIVERSITY HOSPITAL |  |  | HEMATOLOGY |  | DALE MORRONE
|  | HITACHI HEALTHCARE AMERICAS | HITACHI HEALTHCARE AMERICAS MODULAR PRE-ANALYTICS |  | 1725-01 | LAB HEMATOLOGY |  |  |  | 11/09/2006 |  |  |  |  | NO | NO |  |  |  |  | HITACHI HEALTHCARE AMERICAS 10360307 1725-01 |  |  | Disposition |  | 99:99:99:99:99:99 |  | Equipment | 1Y:00-MFG | 08/28/2018 | 08/01/2020 | COOPER UNIVERSITY HOSPITAL |  |  | HEMATOLOGY |  | DALE MORRONE
|  | HITACHI HEALTHCARE AMERICAS | HITACHI HEALTHCARE AMERICAS OUTPUT BUFFER (738-0255) |  | 191188-1 | LAB HEMATOLOGY |  |  |  | 01/01/1900 |  |  |  |  | NO | NO |  |  |  |  | HITACHI HEALTHCARE AMERICAS 10367694 191188-1 |  |  | Disposition |  |  |  | Equipment | 1Y:00-MFG | 01/01/1900 | 12/01/2019 | COOPER UNIVERSITY HOSPITAL |  |  | HEMATOLOGY |  | DALE MORRONE
|  | HITACHI HEALTHCARE AMERICAS | HITACHI HEALTHCARE AMERICAS OUTPUT BUFFER (738-0255) |  | 171188-1 | LAB HEMATOLOGY |  |  |  | 01/01/1900 |  |  |  |  | NO | NO |  |  |  |  | HITACHI HEALTHCARE AMERICAS 10367695 171188-1 |  |  | Disposition |  |  |  | Equipment | 1Y:00-MFG | 01/01/1900 | 12/01/2019 | COOPER UNIVERSITY HOSPITAL |  |  | HEMATOLOGY |  | DALE MORRONE
|  | HITACHI HEALTHCARE AMERICAS | HITACHI HEALTHCARE AMERICAS RESTOPPER MODULE (738-0910) |  | 1728-1 | LAB HEMATOLOGY |  |  |  | 01/01/1900 |  |  |  |  | NO | NO |  |  |  |  | HITACHI HEALTHCARE AMERICAS 10367691 1728-1 |  |  | Disposition |  |  |  | Equipment | 1Y:00-MFG | 01/01/1900 | 12/01/2019 | COOPER UNIVERSITY HOSPITAL |  |  | HEMATOLOGY |  | DALE MORRONE
|  | HITACHI HEALTHCARE AMERICAS | HITACHI HEALTHCARE AMERICAS SAMPLE SORTER (738-0969) |  | 1734-3 | LAB HEMATOLOGY |  |  |  | 01/01/1900 |  |  |  |  | NO | NO |  |  |  |  | HITACHI HEALTHCARE AMERICAS 10367692 1734-3 |  |  | Disposition |  |  |  | Equipment | 1Y:00-MFG | 01/01/1900 | 12/01/2019 | COOPER UNIVERSITY HOSPITAL |  |  | HEMATOLOGY |  | DALE MORRONE
|  | HITACHI HEALTHCARE AMERICAS | HITACHI HEALTHCARE AMERICAS SAMPLE SORTER (738-0969) |  | 1734-4 | LAB HEMATOLOGY |  |  |  | 01/01/1900 |  |  |  |  | NO | NO |  |  |  |  | HITACHI HEALTHCARE AMERICAS 10367693 1734-4 |  |  | Disposition |  |  |  | Equipment | 1Y:00-MFG | 01/01/1900 | 12/01/2019 | COOPER UNIVERSITY HOSPITAL |  |  | HEMATOLOGY |  | DALE MORRONE
|  | HOKANSON, INC., D.E. | HOKANSON, INC., D.E. MD6 |  |  | VOORHEES CARDIOLOGY SUITE 102 |  |  |  | 11/02/2019 |  |  |  |  | NO | NO |  |  |  |  | HOKANSON, INC., D.E. 20804 03030105 |  |  | Disposition |  |  |  | Equipment | PAAR:00-PVAR | 11/02/2019 | 11/02/2019 | COOPER AMBULATORY OFF-SITES |  |  | CARDIOLOGY - LAUREL OAK |  | MICHELE MOLINARI |  |  |  | 11/02/2019 | 11/02/2019 |  |  |  |  | 11/02/2019 | 11/02/2019
|  | HOKANSON, INC., D.E. | HOKANSON, INC., D.E. MD6 |  |  | 3 COOPER-MULTISPECIALTY CENTER |  |  |  | 01/01/1900 |  |  |  |  | NO | NO |  |  |  |  | HOKANSON, INC., D.E. 10345629 04151340 |  |  | Active |  | 99:99:99:99:99:99 |  | Equipment | PAAR:00-PVAR | 11/02/2019 |  | COOPER AMBULATORY OFF-SITES |  |  | SUITE 104 - WAITING STORAGE |  | MARGIE OUTLER
|  | HOKANSON, INC., D.E. | HOKANSON, INC., D.E. MD6VR |  |  | SICKLERVILLE SURGERY CENTER |  |  |  | 01/01/1900 |  |  |  |  | NO | NO |  |  |  |  | HOKANSON, INC., D.E. 10366885 03201250 |  |  | Disposition |  | 99:99:99:99:99:99 |  | Equipment | 1Y:00-MFG | 11/01/2019 | 11/01/2020 | COOPER AMBULATORY OFF-SITES |  |  | Podiatry EXAM 3 |  | Leslie Harrop
|  | HOKANSON, INC., D.E. | HOKANSON, INC., D.E. MD6VR |  |  | 3 COOPER-MULTISPECIALTY CENTER |  |  |  | 11/16/2017 |  |  |  |  | NO | NO |  |  |  |  | HOKANSON, INC., D.E. 30144645 09191413 |  |  | Disposition |  |  |  | Equipment | 1Y:00-MFG | 11/16/2017 | 11/16/2017 | COOPER AMBULATORY OFF-SITES |  |  | SUITE 104 - EXAM 169 |  | MARGIE OUTLER |  |  |  | 11/16/2017 | 11/16/2017 |  |  |  |  | 11/16/2017 | 11/16/2017
|  | HOLLISTER INC | HOLLISTER INC EVADRI |  | Not Known | VOORHEES UROGYNECOLOGY |  |  |  | 01/01/1900 |  |  |  |  | NO | NO |  |  |  |  | HOLLISTER INC 10345845 Not Known |  |  | Disposition |  |  |  | Equipment | 1Y:00-MFG | 04/25/2018 | 04/01/2020 | COOPER AMBULATORY OFF-SITES |  |  | EXAM RM 4 PT ROOM |  | Sheronda Coppage-Belt
|  | HOLOGIC, INC. | HOLOGIC, INC. ASY-00555 |  |  | RIPPA CENTER-OB/GYN |  |  |  | 04/18/2016 |  |  |  |  | NO | NO |  |  |  |  | HOLOGIC, INC. 15763 16387 |  |  | Disposition |  |  |  | Equipment | 1Y:00-MFG | 04/18/2016 | 04/18/2016 | COOPER AMBULATORY OFF-SITES |  |  | ROOM 120 |  | PATRICIA HUFF |  |  |  | 04/18/2016 | 04/18/2016 |  |  |  |  | 04/18/2016 | 04/18/2016
|  | HOLOGIC, INC. | HOLOGIC, INC. DISCOVERY C |  |  | RIPPA CENTER-OB/GYN |  |  |  | 01/31/2018 |  |  |  |  | NO | NO |  |  |  |  | HOLOGIC, INC. 210337342 83622 |  |  | Disposition |  |  |  | Equipment | 6M:00-MIN 1Y:00-MFG | 01/31/2018 | 01/31/2018 | COOPER AMBULATORY OFF-SITES |  |  | dexa |  | PATRICIA HUFF |  |  |  | 01/31/2018 | 01/31/2018 |  |  |  |  | 01/31/2018 | 01/31/2018
|  | HOLOGIC, INC. | HOLOGIC, INC. DISCOVERY C |  | CHA07186790 | KINGS HIGHWAY-RADIOLOGY |  |  |  | 06/29/2007 |  |  |  |  | NO | NO |  |  |  |  | HOLOGIC, INC. 10366068 CHA07186790 |  |  | Disposition |  |  |  | Equipment | 6M:00-MIN 1Y:00-MFG | 02/12/2019 | 02/01/2020 | COOPER AMBULATORY OFF-SITES |  |  | Room 106 |  | SUZEN SCHAFFER
|  | HUNTLEIGH HEALTHCARE, INC. | HUNTLEIGH HEALTHCARE, INC. AP002 |  |  | SPD |  |  |  | 03/01/2013 |  |  |  |  | NO | NO |  |  |  |  | HUNTLEIGH HEALTHCARE, INC. 10364796 507007272 |  |  | Disposition |  |  |  | Equipment | PAAR:00-PVAR | 11/01/2019 |  | COOPER UNIVERSITY HOSPITAL |  |  | MATERNAL CARE UNIT FLR 5 |  | David Frye
|  | HUNTLEIGH HEALTHCARE, INC. | HUNTLEIGH HEALTHCARE, INC. D900 MINI DOPPLEX |  | 900LX0A | CCU - CORONARY CARE UNIT |  |  |  | 10/16/2019 |  |  |  |  | NO | NO |  |  |  |  | HUNTLEIGH HEALTHCARE, INC. 25275 900LX0A |  |  | Disposition |  |  |  | Equipment | PAAR:00-PVAR | 10/16/2019 | 10/16/2019 | COOPER UNIVERSITY HOSPITAL |  |  | CCU |  | CAROLYN RUMELL |  |  |  | 10/16/2019 | 10/16/2019 |  |  |  |  | 10/16/2019 | 10/16/2019
|  | HUNTLEIGH HEALTHCARE, INC. | HUNTLEIGH HEALTHCARE, INC. D900 MINI DOPPLEX |  | 900LX0159522-13 | CARDIAC CATH LAB |  |  |  | 10/16/2019 |  |  |  |  | NO | NO |  |  |  |  | HUNTLEIGH HEALTHCARE, INC. 23003 900LX0159522-13 |  |  | Disposition |  |  |  | Equipment | PAAR:00-PVAR | 10/16/2019 | 10/16/2019 | COOPER UNIVERSITY HOSPITAL |  |  | S4 |  | LINDA BEAN |  |  |  | 10/16/2019 | 10/16/2019 |  |  |  |  | 10/16/2019 | 10/16/2019
|  | HUNTLEIGH HEALTHCARE, INC. | HUNTLEIGH HEALTHCARE, INC. D900 MINI DOPPLEX |  | 900PX0103193-03 | BRACE ROAD-CARDIOLOGY |  |  |  | 10/16/2019 |  |  |  |  | NO | NO |  |  |  |  | HUNTLEIGH HEALTHCARE, INC. 22314 900PX0103193-03 |  |  | Disposition |  |  |  | Equipment | PAAR:00-PVAR | 10/16/2019 | 10/16/2019 | COOPER AMBULATORY OFF-SITES |  |  | CARDIOLOGY -BRACE |  | Beth Mook |  |  |  | 10/16/2019 | 10/16/2019 |  |  |  |  | 10/16/2019 | 10/16/2019
|  | HUNTLEIGH HEALTHCARE, INC. | HUNTLEIGH HEALTHCARE, INC. D900 MINI DOPPLEX |  | 900LX0A05818-05 | CARDIAC CATH LAB |  |  |  | 10/16/2019 |  |  |  |  | NO | NO |  |  |  |  | HUNTLEIGH HEALTHCARE, INC. 17204 900LX0A05818-05 |  |  | Disposition |  |  |  | Equipment | PAAR:00-PVAR | 10/16/2019 | 10/16/2019 | COOPER UNIVERSITY HOSPITAL |  |  | CATH LAB |  | LINDA BEAN |  |  |  | 10/16/2019 | 10/16/2019 |  |  |  |  | 10/16/2019 | 10/16/2019
|  | HUNTLEIGH HEALTHCARE, INC. | HUNTLEIGH HEALTHCARE, INC. D900 MINI DOPPLEX |  | 900PX0103363-03 | CARDIAC CATH LAB |  |  |  | 10/16/2019 |  |  |  |  | NO | NO |  |  |  |  | HUNTLEIGH HEALTHCARE, INC. 15891 900PX0103363-03 |  |  | Disposition |  |  |  | Equipment | PAAR:00-PVAR | 10/16/2019 | 10/16/2019 | COOPER UNIVERSITY HOSPITAL |  |  |  |  | LINDA BEAN |  |  |  | 10/16/2019 | 10/16/2019 |  |  |  |  | 10/16/2019 | 10/16/2019
|  | HUNTLEIGH HEALTHCARE, INC. | HUNTLEIGH HEALTHCARE, INC. D900 MINI DOPPLEX |  | 900PX0103231-03 | VOORHEES CARDIOLOGY |  |  |  | 10/16/2019 |  |  |  |  | NO | NO |  |  |  |  | HUNTLEIGH HEALTHCARE, INC. 14840 900PX0103231-03 |  |  | Disposition |  |  |  | Equipment | PAAR:00-PVAR | 10/16/2019 | 10/16/2019 | COOPER AMBULATORY OFF-SITES |  |  | SUITE H |  | KATHY COMO |  |  |  | 10/16/2019 | 10/16/2019 |  |  |  |  | 10/16/2019 | 10/16/2019
|  | HUNTLEIGH HEALTHCARE, INC. | HUNTLEIGH HEALTHCARE, INC. D900 MINI DOPPLEX |  | 900PXO103364-03 | CARDIAC CATH LAB |  |  |  | 10/16/2019 |  |  |  |  | NO | NO |  |  |  |  | HUNTLEIGH HEALTHCARE, INC. 13718 900PXO103364-03 |  |  | Disposition |  |  |  | Equipment | PAAR:00-PVAR | 10/16/2019 | 10/16/2019 | COOPER UNIVERSITY HOSPITAL |  |  | S4 |  | LINDA BEAN |  |  |  | 10/16/2019 | 10/16/2019 |  |  |  |  | 10/16/2019 | 10/16/2019
|  | HUNTLEIGH HEALTHCARE, INC. | HUNTLEIGH HEALTHCARE, INC. D900 MINI DOPPLEX |  | 900PX0103408-03 | CARDIAC CATH LAB |  |  |  | 10/16/2019 |  |  |  |  | NO | NO |  |  |  |  | HUNTLEIGH HEALTHCARE, INC. 12568 900PX0103408-03 |  |  | Disposition |  |  |  | Equipment | PAAR:00-PVAR | 10/16/2019 | 10/16/2019 | COOPER UNIVERSITY HOSPITAL |  |  | S4 |  | LINDA BEAN |  |  |  | 10/16/2019 | 10/16/2019 |  |  |  |  | 10/16/2019 | 10/16/2019
|  | HUNTLEIGH HEALTHCARE, INC. | HUNTLEIGH HEALTHCARE, INC. D900 MINI DOPPLEX |  | 900PX013211-03 | CARDIAC CATH LAB |  |  |  | 10/16/2019 |  |  |  |  | NO | NO |  |  |  |  | HUNTLEIGH HEALTHCARE, INC. 11891 900PX013211-03 |  |  | Disposition |  |  |  | Equipment | PAAR:00-PVAR | 10/16/2019 | 10/16/2019 | COOPER UNIVERSITY HOSPITAL |  |  |  |  | LINDA BEAN |  |  |  | 10/16/2019 | 10/16/2019 |  |  |  |  | 10/16/2019 | 10/16/2019
|  | HUNTLEIGH HEALTHCARE, INC. | HUNTLEIGH HEALTHCARE, INC. D900 MINI DOPPLEX |  | D900X0548278-02 | RIPPA CENTER-OB/GYN |  |  |  | 10/16/2019 |  |  |  |  | NO | NO |  |  |  |  | HUNTLEIGH HEALTHCARE, INC. 11361 D900X0548278-02 |  |  | Disposition |  |  |  | Equipment | PAAR:00-PVAR | 10/16/2019 | 10/16/2019 | COOPER AMBULATORY OFF-SITES |  |  | SUITE 201 |  | PATRICIA HUFF |  |  |  | 10/16/2019 | 10/16/2019 |  |  |  |  | 10/16/2019 | 10/16/2019
|  | HUNTLEIGH HEALTHCARE, INC. | HUNTLEIGH HEALTHCARE, INC. D900 MINI DOPPLEX |  |  | TSDU - KELEMEN S7 |  |  | excluded | 10/31/2019 |  |  |  |  | NO | NO |  |  |  |  | HUNTLEIGH HEALTHCARE, INC. 11222190 0105051968016799 |  |  | Active |  |  |  | Equipment | PAAR:00-PVAR | 10/31/2019 | 10/31/2019 | COOPER UNIVERSITY HOSPITAL |  |  | KELEMEN S7 | WOT00000002708181 | JEN VANDER HORN | Performance Verification | Closed | Richard Jolly | 10/31/2019 | 10/31/2019 | Performance Verification for HUNTLEIGH HEALTHCARE, INC. 11222190 0105051968016799 | Initial Install of Performance Verification. Device is ready for patient use. |  |  | 10/31/2019 | 10/31/2019
|  | HUNTLEIGH HEALTHCARE, INC. | HUNTLEIGH HEALTHCARE, INC. D900 MINI DOPPLEX |  | 900PX0209005-04 | WOODSTOWN - CARDIOLOGY |  |  |  | 10/16/2019 |  |  |  |  | NO | NO |  |  |  |  | HUNTLEIGH HEALTHCARE, INC. 10830 900PX0209005-04 |  |  | Disposition |  |  |  | Equipment | PAAR:00-PVAR | 10/16/2019 | 10/16/2019 | COOPER AMBULATORY OFF-SITES |  |  | NOT BROUGHT FROM SALEM |  | SUSAN WHITZELL |  |  |  | 10/16/2019 | 10/16/2019 |  |  |  |  | 10/16/2019 | 10/16/2019
|  | HUNTLEIGH HEALTHCARE, INC. | HUNTLEIGH HEALTHCARE, INC. D900 MINI DOPPLEX |  | 900LX0158967-13 | CARDIAC CATH LAB |  |  | excluded | 06/01/2013 |  |  |  |  | NO | NO |  |  |  |  | HUNTLEIGH HEALTHCARE, INC. 10725052 900LX0158967-13 |  |  | Active |  | 99:99:99:99:99:99 |  | Equipment | PAAR:00-PVAR | 10/31/2019 |  | COOPER UNIVERSITY HOSPITAL |  |  | CCL - Lab 3 |  | LINDA BEAN
|  | HUNTLEIGH HEALTHCARE, INC. | HUNTLEIGH HEALTHCARE, INC. D900 MINI DOPPLEX |  | 900PX0103213-03 | 3 COOPER-CARDIAC DIAGNOSTIC CENTER |  |  | excluded | 01/01/2001 |  |  |  |  | NO | NO |  |  |  |  | HUNTLEIGH HEALTHCARE, INC. 10369579 900PX0103213-03 |  |  | Active |  | 99:99:99:99:99:99 |  | Equipment | PAAR:00-PVAR | 11/02/2019 |  | COOPER AMBULATORY OFF-SITES |  |  | SUITE 311 - BACK COMP AREA |  | CARLA TRUELL
|  | HUNTLEIGH HEALTHCARE, INC. | HUNTLEIGH HEALTHCARE, INC. D900 MINI DOPPLEX |  | 900LX0162429-13 | CCU - CORONARY CARE UNIT |  |  |  | 10/16/2019 |  |  |  |  | NO | NO |  |  |  |  | HUNTLEIGH HEALTHCARE, INC. 30294779 900LX0162429-13 |  |  | Disposition |  |  |  | Equipment | PAAR:00-PVAR | 10/16/2019 | 10/16/2019 | COOPER UNIVERSITY HOSPITAL |  |  |  | 0011363409 | CAROLYN RUMELL | Repair | Closed | Richard Jolly | 10/16/2019 | 10/16/2019 | DOPPLER - NOT WORKING - CCU 4TH FLR KELEMEN, TAKING TO BIOMED | 4/4/2017 8:21:21 AM RCJOLLY (RCJOLLY 4/3/2017 10:00 AM) THIS UNIT WAS FOUND IN A CLOSET SO I PUT A STICKER ON IT AND ORDERED A NEW DOPPLER PROBE BUT FOUND THAT THE UNIT NO LONGER WORKS AND NOT WORTH FIXING BECAUSE OF THE AGE OF UNIT THE PROBE I USED CAN GO TO ANOTHER DOPPER THATS BAD 4/4/2017 8:21:23 AM RCJOLLY This device has been removed from an active status with the RSQ Database, and physically removed from the facility. Device retired on 4/4/2017; Authorized By: YES; Nature of Retirement: BEYOND ECONOMICAL REPAIR; Days In Service: 14 | 4F652A60-DBB4-4ECA-B82A-389E1BD700B1 | Labor | 10/16/2019 | 10/16/2019 | Richard Jolly
|  | HUNTLEIGH HEALTHCARE, INC. | HUNTLEIGH HEALTHCARE, INC. D900 MINI DOPPLEX |  | 900LX0159512-13 | CARDIAC CATH LAB |  |  | excluded | 10/31/2019 |  |  |  |  | NO | NO |  |  |  |  | HUNTLEIGH HEALTHCARE, INC. 30225096 900LX0159512-13 |  |  | Active |  | 99:99:99:99:99:99 |  | Equipment | PAAR:00-PVAR | 10/31/2019 | 10/31/2019 | COOPER UNIVERSITY HOSPITAL |  |  | CCL - Moves |  | LINDA BEAN |  |  |  | 10/31/2019 | 10/31/2019 |  |  |  |  | 10/31/2019 | 10/31/2019
|  | HUNTLEIGH HEALTHCARE, INC. | HUNTLEIGH HEALTHCARE, INC. D900 MINI DOPPLEX |  | 900LX0175726-15 | CARDIAC CATH LAB |  |  | excluded | 05/30/2019 |  |  |  |  | NO | NO |  |  |  |  | HUNTLEIGH HEALTHCARE, INC. 30225092 900LX0175726-15 |  |  | Active |  | 99:99:99:99:99:99 |  | Equipment | 1Y:00-MFG | 05/30/2019 | 05/30/2019 | COOPER UNIVERSITY HOSPITAL |  |  | CCL - Holding Nurses Station |  | LINDA BEAN |  |  |  | 05/30/2019 | 05/30/2019 |  |  |  |  | 05/30/2019 | 05/30/2019
|  | HUNTLEIGH HEALTHCARE, INC. | HUNTLEIGH HEALTHCARE, INC. D900 MINI DOPPLEX |  | KA5-98-25412 | TSDU - KELEMEN S7 |  |  | excluded | 01/01/2005 |  |  |  |  | NO | NO |  |  |  |  | HUNTLEIGH HEALTHCARE, INC. 10355627 KA5-98-25412 |  |  | Active |  | 99:99:99:99:99:99 |  | Equipment | PAAR:00-PVAR | 11/02/2019 |  | COOPER UNIVERSITY HOSPITAL |  |  | N7 |  | JEN VANDER HORN
|  | HUNTLEIGH HEALTHCARE, INC. | HUNTLEIGH HEALTHCARE, INC. D900 MINI DOPPLEX |  | D900X0548277-02 | 3 COOPER-WOMENS CARE CENTER |  |  |  | 10/16/2019 |  |  |  |  | NO | NO |  |  |  |  | HUNTLEIGH HEALTHCARE, INC. 30225007 D900X0548277-02 |  |  | Disposition |  | 99:99:99:99:99:99 |  | Equipment | PAAR:00-PVAR | 10/16/2019 | 10/16/2019 | COOPER AMBULATORY OFF-SITES |  |  | Suite 300 - Moves |  | BONNIE MANNINO |  |  |  | 10/16/2019 | 10/16/2019 |  |  |  |  | 10/16/2019 | 10/16/2019
|  | HUNTLEIGH HEALTHCARE, INC. | HUNTLEIGH HEALTHCARE, INC. D900 MINI DOPPLEX |  |  | ANGIOGRAPHY |  |  | excluded | 10/31/2019 |  |  |  |  | NO | NO |  |  |  |  | HUNTLEIGH HEALTHCARE, INC. 30212598 05051968016799 |  |  | Active |  | 99:99:99:99:99:99 |  | Equipment | PAAR:00-PVAR | 10/31/2019 | 10/31/2019 | COOPER UNIVERSITY HOSPITAL |  |  | IR LAB | 0012141686 | PAULETTE DUCKREY | Performance Verification | Closed | Tom Burhart | 10/31/2019 | 10/31/2019 | INCOMING INVENTORY | DEVICE INVENTORIED | FC003E87-B57E-4464-B11A-036A8872B79A | Labor | 10/31/2019 | 10/31/2019 | Bonnie Aichroth
|  | HUNTLEIGH HEALTHCARE, INC. | HUNTLEIGH HEALTHCARE, INC. D900 MINI DOPPLEX |  | 900LX0174628-15 | CARDIAC CATH LAB |  |  |  | 11/10/2015 |  |  |  |  | NO | NO |  |  |  |  | HUNTLEIGH HEALTHCARE, INC. 10349545 900LX0174628-15 |  |  | Disposition |  | 99:99:99:99:99:99 |  | Equipment | 1Y:00-MFG | 08/28/2018 | 05/01/2020 | COOPER UNIVERSITY HOSPITAL |  |  | ccl holding |  | LINDA BEAN
|  | HUNTLEIGH HEALTHCARE, INC. | HUNTLEIGH HEALTHCARE, INC. D900 MINI DOPPLEX |  | 900LX0A04470-05 | CARDIAC CATH LAB |  |  |  | 01/01/2010 |  |  |  |  | NO | NO |  |  |  |  | HUNTLEIGH HEALTHCARE, INC. 10349508 900LX0A04470-05 |  |  | Disposition |  | 99:99:99:99:99:99 |  | Equipment | PAAR:00-PVAR | 10/16/2019 |  | COOPER UNIVERSITY HOSPITAL |  |  | CNL |  | LINDA BEAN
|  | HUNTLEIGH HEALTHCARE, INC. | HUNTLEIGH HEALTHCARE, INC. D900 MINI DOPPLEX |  | 900LX0149230-11 | CARDIAC CATH LAB |  |  |  | 11/10/2011 |  |  |  |  | NO | NO |  |  |  |  | HUNTLEIGH HEALTHCARE, INC. 10349507 900LX0149230-11 |  |  | Disposition |  | 99:99:99:99:99:99 |  | Equipment | PAAR:00-PVAR | 10/16/2019 |  | COOPER UNIVERSITY HOSPITAL |  |  | CNL |  | LINDA BEAN
|  | HUNTLEIGH HEALTHCARE, INC. | HUNTLEIGH HEALTHCARE, INC. D900 MINI DOPPLEX |  | 900LX0A04417-05 | KELEMEN 8 PCU |  |  | excluded | 08/05/2015 |  |  |  |  | NO | NO |  |  |  |  | HUNTLEIGH HEALTHCARE, INC. 10349505 900LX0A04417-05 |  |  | Active |  | 99:99:99:99:99:99 |  | Equipment | PAAR:00-PVAR | 10/31/2019 |  | COOPER UNIVERSITY HOSPITAL |  |  | PCU S8 medcart |  | BYRON WELLS
|  | HUNTLEIGH HEALTHCARE, INC. | HUNTLEIGH HEALTHCARE, INC. D900 MINI DOPPLEX |  | 900LX0150227-11 | CARDIAC CATH LAB |  |  | excluded | 11/10/2011 |  |  |  |  | NO | NO |  |  |  |  | HUNTLEIGH HEALTHCARE, INC. 10349503 900LX0150227-11 |  |  | Active |  | 99:99:99:99:99:99 |  | Equipment | PAAR:00-PVAR | 10/31/2019 |  | COOPER UNIVERSITY HOSPITAL |  |  | CCL - Med Room |  | LINDA BEAN
|  | HUNTLEIGH HEALTHCARE, INC. | HUNTLEIGH HEALTHCARE, INC. D900 MINI DOPPLEX |  | 900LXOA1768-07 | VOORHEES CARDIOLOGY |  |  | excluded | 10/31/2019 |  |  |  |  | NO | NO |  |  |  |  | HUNTLEIGH HEALTHCARE, INC. 30149578 900LXOA1768-07 |  |  | Active |  | 99:99:99:99:99:99 |  | Equipment | PAAR:00-PVAR | 10/31/2019 | 10/31/2019 | COOPER AMBULATORY OFF-SITES |  |  | SUITE H |  | KATHY COMO |  |  |  | 10/31/2019 | 10/31/2019 |  |  |  |  | 10/31/2019 | 10/31/2019
|  | HUNTLEIGH HEALTHCARE, INC. | HUNTLEIGH HEALTHCARE, INC. D900 MINI DOPPLEX |  | 900LX0150612-11 | INTENSIVE CARE UNIT |  |  | excluded | 11/02/2019 |  |  |  |  | NO | NO |  |  |  |  | HUNTLEIGH HEALTHCARE, INC. 30146286 900LX0150612-11 |  |  | Active |  | 99:99:99:99:99:99 |  | Equipment | PAAR:00-PVAR | 11/02/2019 | 11/02/2019 | COOPER UNIVERSITY HOSPITAL |  |  | STORAGE ROOM P470 |  | CAROLYN RUMELL |  |  |  | 11/02/2019 | 11/02/2019 |  |  |  |  | 11/02/2019 | 11/02/2019
|  | HUNTLEIGH HEALTHCARE, INC. | HUNTLEIGH HEALTHCARE, INC. D900 MINI DOPPLEX |  | 900LX0173375-15 | ANGIOGRAPHY |  |  |  | 03/01/2019 |  |  |  |  | NO | NO |  |  |  |  | HUNTLEIGH HEALTHCARE, INC. 30143486 900LX0173375-15 |  |  | Disposition |  | 99:99:99:99:99:99 |  | Equipment | 1Y:00-MFG | 03/01/2019 | 03/01/2019 | COOPER UNIVERSITY HOSPITAL |  |  |  |  | PAULETTE DUCKREY |  |  |  | 03/01/2019 | 03/01/2019 |  |  |  |  | 03/01/2019 | 03/01/2019
|  | HUNTLEIGH HEALTHCARE, INC. | HUNTLEIGH HEALTHCARE, INC. D900 MINI DOPPLEX |  | 930PX0100483-03 | 3 COOPER-WOMENS CARE CENTER |  |  |  | 01/01/1900 |  |  |  |  | NO | NO |  |  |  |  | HUNTLEIGH HEALTHCARE, INC. 07937 930PX0100483-03 |  |  | Disposition |  |  |  | Equipment | 1Y:00-MFG | 07/18/2016 | 07/01/2020 | COOPER AMBULATORY OFF-SITES |  |  |  |  | BONNIE MANNINO
|  | HUNTLEIGH HEALTHCARE, INC. | HUNTLEIGH HEALTHCARE, INC. D900 MINI DOPPLEX |  | KA5-98-25413 | KELEMEN N10 |  |  |  | 01/01/1900 |  |  |  |  | NO | NO |  |  |  |  | HUNTLEIGH HEALTHCARE, INC. 00321 KA5-98-25413 |  |  | Disposition |  |  |  | Equipment | PAAR:00-PVAR | 10/16/2019 |  | COOPER UNIVERSITY HOSPITAL |  |  | MED/SURG |  | Lisa Brooks
|  | HUNTLEIGH HEALTHCARE, INC. | HUNTLEIGH HEALTHCARE, INC. D920 AUDIO DOPPLEX |  | JACH4-24656 | BUNKER HILL-OB/GYN |  |  | excluded | 11/02/2019 |  |  |  |  | NO | NO |  |  |  |  | HUNTLEIGH HEALTHCARE, INC. 30144679 JACH4-24656 |  |  | Active |  | 99:99:99:99:99:99 |  | Equipment | PAAR:00-PVAR | 11/02/2019 | 11/02/2019 | COOPER AMBULATORY OFF-SITES |  |  | HALLWAY |  | LISA POTTS |  |  |  | 11/02/2019 | 11/02/2019 |  |  |  |  | 11/02/2019 | 11/02/2019
|  | HUNTLEIGH HEALTHCARE, INC. | HUNTLEIGH HEALTHCARE, INC. D920 AUDIO DOPPLEX |  | JALG4-22619 | BURLINGTON OB/GYN |  |  |  | 01/01/1900 |  |  |  |  | NO | NO |  |  |  |  | HUNTLEIGH HEALTHCARE, INC. 07900 JALG4-22619 |  |  | Disposition |  |  |  | Equipment | PAAR:00-PVAR | 10/16/2019 |  | COOPER AMBULATORY OFF-SITES |  |  |  |  | Carey Myers
|  | HUNTLEIGH HEALTHCARE, INC. | HUNTLEIGH HEALTHCARE, INC. D920 AUDIO DOPPLEX |  |  | KELEMEN N10 |  |  |  | 01/01/1900 |  |  |  |  | NO | NO |  |  |  |  | HUNTLEIGH HEALTHCARE, INC. 00052 115273 |  |  | Disposition |  |  |  | Equipment | PAAR:00-PVAR | 10/16/2019 |  | COOPER UNIVERSITY HOSPITAL |  |  | MED |  | Lisa Brooks
|  | HUNTLEIGH HEALTHCARE, INC. | HUNTLEIGH HEALTHCARE, INC. FD1 FETAL DOPPLEX |  | FAKB2-09109 | RIPPA CENTER-OB/GYN |  |  | excluded | 10/31/2019 |  |  |  |  | NO | NO |  |  |  |  | HUNTLEIGH HEALTHCARE, INC. 12139 FAKB2-09109 |  |  | Active |  | 99:99:99:99:99:99 |  | Equipment | PAAR:00-PVAR | 10/31/2019 | 10/31/2019 | COOPER AMBULATORY OFF-SITES |  |  | SUITE 201 |  | PATRICIA HUFF |  |  |  | 10/31/2019 | 10/31/2019 |  |  |  |  | 10/31/2019 | 10/31/2019
|  | HUNTLEIGH HEALTHCARE, INC. | HUNTLEIGH HEALTHCARE, INC. FD1 FETAL DOPPLEX |  | FAHG5-22867 | RIPPA CENTER-OB/GYN |  |  |  | 10/16/2019 |  |  |  |  | NO | NO |  |  |  |  | HUNTLEIGH HEALTHCARE, INC. 11097 FAHG5-22867 |  |  | Disposition |  |  |  | Equipment | PAAR:00-PVAR | 10/16/2019 | 10/16/2019 | COOPER AMBULATORY OFF-SITES |  |  | SUITE 201 |  | PATRICIA HUFF |  |  |  | 10/16/2019 | 10/16/2019 |  |  |  |  | 10/16/2019 | 10/16/2019
|  | HUNTLEIGH HEALTHCARE, INC. | HUNTLEIGH HEALTHCARE, INC. FD1 FETAL DOPPLEX |  | FD1PX0368675 | LABOR & DELIVERY |  |  | excluded | 09/17/2015 |  |  |  |  | NO | NO |  |  |  |  | HUNTLEIGH HEALTHCARE, INC. 10365421 FD1PX0368675 |  |  | Active |  | 99:99:99:99:99:99 |  | Equipment | 1Y:00-MFG | 09/28/2019 | 09/01/2020 | COOPER UNIVERSITY HOSPITAL |  |  | Triage |  | JOANNA HORST
|  | HUNTLEIGH HEALTHCARE, INC. | HUNTLEIGH HEALTHCARE, INC. FD1 FETAL DOPPLEX |  | FD1PX0347502-11 | MATERNAL FETAL CARE UNIT |  |  | excluded | 09/18/2015 |  |  |  |  | NO | NO |  |  |  |  | HUNTLEIGH HEALTHCARE, INC. 10365419 FD1PX0347502-11 |  |  | Active |  | 99:99:99:99:99:99 |  | Equipment | 1Y:00-MFG | 09/28/2019 | 09/01/2020 | COOPER UNIVERSITY HOSPITAL |  |  |  |  | JOANNA HORST
|  | HUNTLEIGH HEALTHCARE, INC. | HUNTLEIGH HEALTHCARE, INC. FD1 FETAL DOPPLEX |  | FD1PX0347559 | LABOR & DELIVERY |  |  | excluded | 09/17/2015 |  |  |  |  | NO | NO |  |  |  |  | HUNTLEIGH HEALTHCARE, INC. 10349535 FD1PX0347559 |  |  | Active |  | 99:99:99:99:99:99 |  | Equipment | 1Y:00-MFG | 09/28/2019 | 09/01/2020 | COOPER UNIVERSITY HOSPITAL |  |  | triage dorrance 6 |  | JOANNA HORST
|  | HUNTLEIGH HEALTHCARE, INC. | HUNTLEIGH HEALTHCARE, INC. FD1 FETAL DOPPLEX |  | XA3-98-01934 | LABOR & DELIVERY |  |  |  | 01/01/1900 |  |  |  |  | NO | NO |  |  |  |  | HUNTLEIGH HEALTHCARE, INC. 06713 XA3-98-01934 |  |  | Disposition |  |  |  | Equipment | PAAR:00-PVAR | 10/16/2019 |  | COOPER UNIVERSITY HOSPITAL |  |  | 6 DORANCE |  | JOANNA HORST
|  | HUNTLEIGH HEALTHCARE, INC. | HUNTLEIGH HEALTHCARE, INC. FETAL DOPPLEX FD1+ |  | FD1PX0350714-11 | BUNKER HILL-OB/GYN |  |  | excluded | 11/01/2019 |  |  |  |  | NO | NO |  |  |  |  | HUNTLEIGH HEALTHCARE, INC. 30144678 FD1PX0350714-11 |  |  | Active |  | 99:99:99:99:99:99 |  | Equipment | PAAR:00-PVAR | 11/01/2019 | 11/01/2019 | COOPER AMBULATORY OFF-SITES |  |  | MOVES |  | LISA POTTS |  |  |  | 11/01/2019 | 11/01/2019 |  |  |  |  | 11/01/2019 | 11/01/2019
|  | HUNTLEIGH HEALTHCARE, INC. | HUNTLEIGH HEALTHCARE, INC. FETAL DOPPLEX II (FD2) |  | FD2P30202283-07 | 127 CHURCH - OB/GYN |  |  | excluded | 06/18/2010 |  |  |  |  | NO | NO |  |  |  |  | HUNTLEIGH HEALTHCARE, INC. 10365895 FD2P30202283-07 |  |  | Active |  | 99:99:99:99:99:99 |  | Equipment | PAAR:00-PVAR | 11/02/2019 |  | COOPER AMBULATORY OFF-SITES |  |  | CLEAN RM . DRAWER | 0011747589 | Shannan Friel | Repair | Closed | Kirk Lis | 06/08/2017 | 06/20/2017 | DOPPLER - HAS A LOT OF STATIC - BIOMED | 6/9/2017 4:25:13 PM KALIS (KALIS 6/8/2017 12:00 AM) TRAVEL TIME 6/9/2017 4:25:53 PM KALIS (KALIS 6/8/2017 12:00 AM) PERFORMED DIAGNOSTICS 6/19/2017 9:12:09 AM KALIS (KALIS 6/19/2017 12:00 AM) REMOVED AND INSTALLED NEW DOPPLER CABLE (ZXKISELEV 6/19/2017 12:00 AM) ASSISTED WITH REPAIR 6/20/2017 1:37:32 PM KALIS (KALIS 6/20/2017 12:00 AM) TRAVEL TIME (KALIS 6/20/2017 12:00 AM) RETURNED EQUIPMENT TO SERVICE | 1D42469A-D5E0-42E8-983F-2F8ADB8626CD | Labor | 06/19/2017 | 06/19/2017 | Zhan Kiselev
|  | HUNTLEIGH HEALTHCARE, INC. | HUNTLEIGH HEALTHCARE, INC. FLOWTRON AC500 |  |  | SPD |  |  |  | 02/26/2013 |  |  |  |  | NO | NO |  |  |  |  | HUNTLEIGH HEALTHCARE, INC. 10368943 1300015188 |  |  | Disposition |  |  |  | Alarm | PAAR:00-PVAR | 10/16/2019 |  | COOPER UNIVERSITY HOSPITAL |  |  | PAVILION 7 |  | David Frye
|  | HUNTLEIGH HEALTHCARE, INC. | HUNTLEIGH HEALTHCARE, INC. FLOWTRON AC500 |  |  | OR - KELEMEN 3 |  |  |  | 01/11/2012 |  |  |  |  | NO | NO |  |  |  |  | HUNTLEIGH HEALTHCARE, INC. 10368942 1100026230 |  |  | Disposition |  |  |  | Alarm | PAAR:00-PVAR | 10/16/2019 |  | COOPER UNIVERSITY HOSPITAL |  |  | OPERATING ROOM |  | DOMINIC VENDETTA
|  | HUNTLEIGH HEALTHCARE, INC. | HUNTLEIGH HEALTHCARE, INC. FLOWTRON AC500 |  |  | SPD |  |  |  | 02/26/2013 |  |  |  |  | NO | NO |  |  |  |  | HUNTLEIGH HEALTHCARE, INC. 10364959 1300021533 |  |  | Disposition |  |  |  | Alarm | PAAR:00-PVAR | 10/16/2019 |  | COOPER UNIVERSITY HOSPITAL |  |  | PAVILION ICU BED 10 |  | David Frye
|  | HUNTLEIGH HEALTHCARE, INC. | HUNTLEIGH HEALTHCARE, INC. FLOWTRON AC500 |  |  | SPD |  |  |  | 02/26/2013 |  |  |  |  | NO | NO |  |  |  |  | HUNTLEIGH HEALTHCARE, INC. 10364890 1300021704 |  |  | Disposition |  |  |  | Alarm | PAAR:00-PVAR | 10/16/2019 |  | COOPER UNIVERSITY HOSPITAL |  |  | ICU BED1 |  | David Frye
|  | HUNTLEIGH HEALTHCARE, INC. | HUNTLEIGH HEALTHCARE, INC. FLOWTRON EXCEL AC550 |  | FXR013748 | SPD |  |  |  | 10/16/2019 |  |  |  |  | NO | NO |  |  |  |  | HUNTLEIGH HEALTHCARE, INC. 16047 FXR013748 |  |  | Disposition |  |  |  | Alarm | PAAR:00-PVAR | 10/16/2019 | 10/16/2019 | COOPER UNIVERSITY HOSPITAL |  |  |  |  | David Frye |  |  |  | 10/16/2019 | 10/16/2019 |  |  |  |  | 10/16/2019 | 10/16/2019
|  | HUNTLEIGH HEALTHCARE, INC. | HUNTLEIGH HEALTHCARE, INC. FLOWTRON EXCEL AC550 |  |  | OPERATING ROOM - PAVILION |  |  |  | 02/26/2013 |  |  |  |  | NO | NO |  |  |  |  | HUNTLEIGH HEALTHCARE, INC. 10368271 1300019955 |  |  | Disposition |  |  |  | Alarm | PAAR:00-PVAR | 11/02/2019 |  | COOPER UNIVERSITY HOSPITAL |  |  | OR 3 |  | DOMINIC VENDETTA
|  | HUNTLEIGH HEALTHCARE, INC. | HUNTLEIGH HEALTHCARE, INC. FLOWTRON EXCEL AC550 |  |  | SPD |  |  |  | 01/01/1900 |  |  |  |  | NO | NO |  |  |  |  | HUNTLEIGH HEALTHCARE, INC. 05253 3574 |  |  | Disposition |  |  |  | Alarm | PAAR:00-PVAR | 10/16/2019 |  | COOPER UNIVERSITY HOSPITAL |  |  |  |  | David Frye
|  | HUNTLEIGH HEALTHCARE, INC. | HUNTLEIGH HEALTHCARE, INC. FLOWTRON UNIVERSAL AC600 |  |  | SPD |  |  |  | 10/16/2019 |  |  |  |  | NO | NO |  |  |  |  | HUNTLEIGH HEALTHCARE, INC. 26627 507032711 |  |  | Disposition |  |  |  | Alarm | PAAR:00-PVAR | 10/16/2019 | 10/16/2019 | COOPER UNIVERSITY HOSPITAL |  |  | SPD |  | David Frye |  |  |  | 10/16/2019 | 10/16/2019 |  |  |  |  | 10/16/2019 | 10/16/2019
|  | HUNTLEIGH HEALTHCARE, INC. | HUNTLEIGH HEALTHCARE, INC. FLOWTRON UNIVERSAL AC600 |  |  | SPD |  |  |  | 10/16/2019 |  |  |  |  | NO | NO |  |  |  |  | HUNTLEIGH HEALTHCARE, INC. 25576 507012720 |  |  | Disposition |  |  |  | Alarm | PAAR:00-PVAR | 10/16/2019 | 10/16/2019 | COOPER UNIVERSITY HOSPITAL |  |  | SPD |  | David Frye |  |  |  | 10/16/2019 | 10/16/2019 |  |  |  |  | 10/16/2019 | 10/16/2019
|  | HUNTLEIGH HEALTHCARE, INC. | HUNTLEIGH HEALTHCARE, INC. FLOWTRON UNIVERSAL AC600 |  |  | SPD |  |  |  | 10/16/2019 |  |  |  |  | NO | NO |  |  |  |  | HUNTLEIGH HEALTHCARE, INC. 24333 1300019985 |  |  | Disposition |  |  |  | Alarm | PAAR:00-PVAR | 10/16/2019 | 10/16/2019 | COOPER UNIVERSITY HOSPITAL |  |  |  |  | David Frye |  |  |  | 10/16/2019 | 10/16/2019 |  |  |  |  | 10/16/2019 | 10/16/2019
|  | HUNTLEIGH HEALTHCARE, INC. | HUNTLEIGH HEALTHCARE, INC. FLOWTRON UNIVERSAL AC600 |  |  | SPD |  |  |  | 10/16/2019 |  |  |  |  | NO | NO |  |  |  |  | HUNTLEIGH HEALTHCARE, INC. 24334 1300019981 |  |  | Disposition |  |  |  | Alarm | PAAR:00-PVAR | 10/16/2019 | 10/16/2019 | COOPER UNIVERSITY HOSPITAL |  |  |  |  | David Frye |  |  |  | 10/16/2019 | 10/16/2019 |  |  |  |  | 10/16/2019 | 10/16/2019
|  | HUNTLEIGH HEALTHCARE, INC. | HUNTLEIGH HEALTHCARE, INC. FLOWTRON UNIVERSAL AC600 |  |  | SPD |  |  |  | 10/16/2019 |  |  |  |  | NO | NO |  |  |  |  | HUNTLEIGH HEALTHCARE, INC. 24315 1300019999 |  |  | Disposition |  |  |  | Alarm | PAAR:00-PVAR | 10/16/2019 | 10/16/2019 | COOPER UNIVERSITY HOSPITAL |  |  |  |  | David Frye |  |  |  | 10/16/2019 | 10/16/2019 |  |  |  |  | 10/16/2019 | 10/16/2019
|  | HUNTLEIGH HEALTHCARE, INC. | HUNTLEIGH HEALTHCARE, INC. FLOWTRON UNIVERSAL AC600 |  |  | SPD |  |  |  | 10/16/2019 |  |  |  |  | NO | NO |  |  |  |  | HUNTLEIGH HEALTHCARE, INC. 24319 1300019996 |  |  | Disposition |  |  |  | Alarm | PAAR:00-PVAR | 10/16/2019 | 10/16/2019 | COOPER UNIVERSITY HOSPITAL |  |  |  |  | David Frye |  |  |  | 10/16/2019 | 10/16/2019 |  |  |  |  | 10/16/2019 | 10/16/2019
|  | HUNTLEIGH HEALTHCARE, INC. | HUNTLEIGH HEALTHCARE, INC. FLOWTRON UNIVERSAL AC600 |  |  | SPD |  |  |  | 10/16/2019 |  |  |  |  | NO | NO |  |  |  |  | HUNTLEIGH HEALTHCARE, INC. 24331 1300019918 |  |  | Disposition |  |  |  | Alarm | PAAR:00-PVAR | 10/16/2019 | 10/16/2019 | COOPER UNIVERSITY HOSPITAL |  |  |  |  | David Frye |  |  |  | 10/16/2019 | 10/16/2019 |  |  |  |  | 10/16/2019 | 10/16/2019
|  | HUNTLEIGH HEALTHCARE, INC. | HUNTLEIGH HEALTHCARE, INC. FLOWTRON UNIVERSAL AC600 |  |  | SPD |  |  |  | 10/16/2019 |  |  |  |  | NO | NO |  |  |  |  | HUNTLEIGH HEALTHCARE, INC. 24307 1300020129 |  |  | Disposition |  |  |  | Alarm | PAAR:00-PVAR | 10/16/2019 | 10/16/2019 | COOPER UNIVERSITY HOSPITAL |  |  |  |  | David Frye |  |  |  | 10/16/2019 | 10/16/2019 |  |  |  |  | 10/16/2019 | 10/16/2019
|  | HUNTLEIGH HEALTHCARE, INC. | HUNTLEIGH HEALTHCARE, INC. FLOWTRON UNIVERSAL AC600 |  |  | SPD |  |  |  | 10/16/2019 |  |  |  |  | NO | NO |  |  |  |  | HUNTLEIGH HEALTHCARE, INC. 24290 1300020155 |  |  | Disposition |  |  |  | Alarm | PAAR:00-PVAR | 10/16/2019 | 10/16/2019 | COOPER UNIVERSITY HOSPITAL |  |  |  |  | David Frye |  |  |  | 10/16/2019 | 10/16/2019 |  |  |  |  | 10/16/2019 | 10/16/2019
|  | HUNTLEIGH HEALTHCARE, INC. | HUNTLEIGH HEALTHCARE, INC. FLOWTRON UNIVERSAL AC600 |  |  | SPD |  |  |  | 10/16/2019 |  |  |  |  | NO | NO |  |  |  |  | HUNTLEIGH HEALTHCARE, INC. 24303 1300020150 |  |  | Disposition |  |  |  | Alarm | PAAR:00-PVAR | 10/16/2019 | 10/16/2019 | COOPER UNIVERSITY HOSPITAL |  |  |  |  | David Frye |  |  |  | 10/16/2019 | 10/16/2019 |  |  |  |  | 10/16/2019 | 10/16/2019
|  | HUNTLEIGH HEALTHCARE, INC. | HUNTLEIGH HEALTHCARE, INC. FLOWTRON UNIVERSAL AC600 |  |  | SPD |  |  |  | 10/16/2019 |  |  |  |  | NO | NO |  |  |  |  | HUNTLEIGH HEALTHCARE, INC. 24305 1300020130 |  |  | Disposition |  |  |  | Alarm | PAAR:00-PVAR | 10/16/2019 | 10/16/2019 | COOPER UNIVERSITY HOSPITAL |  |  |  |  | David Frye |  |  |  | 10/16/2019 | 10/16/2019 |  |  |  |  | 10/16/2019 | 10/16/2019
|  | HUNTLEIGH HEALTHCARE, INC. | HUNTLEIGH HEALTHCARE, INC. FLOWTRON UNIVERSAL AC600 |  |  | SPD |  |  |  | 10/16/2019 |  |  |  |  | NO | NO |  |  |  |  | HUNTLEIGH HEALTHCARE, INC. 24285 1300020148 |  |  | Disposition |  |  |  | Alarm | PAAR:00-PVAR | 10/16/2019 | 10/16/2019 | COOPER UNIVERSITY HOSPITAL |  |  |  |  | David Frye |  |  |  | 10/16/2019 | 10/16/2019 |  |  |  |  | 10/16/2019 | 10/16/2019
|  | HUNTLEIGH HEALTHCARE, INC. | HUNTLEIGH HEALTHCARE, INC. FLOWTRON UNIVERSAL AC600 |  |  | SPD |  |  |  | 10/16/2019 |  |  |  |  | NO | NO |  |  |  |  | HUNTLEIGH HEALTHCARE, INC. 24289 1300020151 |  |  | Disposition |  |  |  | Alarm | PAAR:00-PVAR | 10/16/2019 | 10/16/2019 | COOPER UNIVERSITY HOSPITAL |  |  |  |  | David Frye |  |  |  | 10/16/2019 | 10/16/2019 |  |  |  |  | 10/16/2019 | 10/16/2019
|  | HUNTLEIGH HEALTHCARE, INC. | HUNTLEIGH HEALTHCARE, INC. FLOWTRON UNIVERSAL AC600 |  |  | SPD |  |  |  | 10/16/2019 |  |  |  |  | NO | NO |  |  |  |  | HUNTLEIGH HEALTHCARE, INC. 24281 1300019734 |  |  | Disposition |  |  |  | Alarm | PAAR:00-PVAR | 10/16/2019 | 10/16/2019 | COOPER UNIVERSITY HOSPITAL |  |  |  |  | David Frye |  |  |  | 10/16/2019 | 10/16/2019 |  |  |  |  | 10/16/2019 | 10/16/2019
|  | HUNTLEIGH HEALTHCARE, INC. | HUNTLEIGH HEALTHCARE, INC. FLOWTRON UNIVERSAL AC600 |  |  | SPD |  |  |  | 10/16/2019 |  |  |  |  | NO | NO |  |  |  |  | HUNTLEIGH HEALTHCARE, INC. 24273 1300020096 |  |  | Disposition |  |  |  | Alarm | PAAR:00-PVAR | 10/16/2019 | 10/16/2019 | COOPER UNIVERSITY HOSPITAL |  |  |  |  | David Frye |  |  |  | 10/16/2019 | 10/16/2019 |  |  |  |  | 10/16/2019 | 10/16/2019
|  | HUNTLEIGH HEALTHCARE, INC. | HUNTLEIGH HEALTHCARE, INC. FLOWTRON UNIVERSAL AC600 |  |  | SPD |  |  |  | 10/16/2019 |  |  |  |  | NO | NO |  |  |  |  | HUNTLEIGH HEALTHCARE, INC. 24278 1300015061 |  |  | Disposition |  |  |  | Alarm | PAAR:00-PVAR | 10/16/2019 | 10/16/2019 | COOPER UNIVERSITY HOSPITAL |  |  |  |  | David Frye |  |  |  | 10/16/2019 | 10/16/2019 |  |  |  |  | 10/16/2019 | 10/16/2019
|  | HUNTLEIGH HEALTHCARE, INC. | HUNTLEIGH HEALTHCARE, INC. FLOWTRON UNIVERSAL AC600 |  |  | SPD |  |  |  | 10/16/2019 |  |  |  |  | NO | NO |  |  |  |  | HUNTLEIGH HEALTHCARE, INC. 24270 1300019706 |  |  | Disposition |  |  |  | Alarm | PAAR:00-PVAR | 10/16/2019 | 10/16/2019 | COOPER UNIVERSITY HOSPITAL |  |  |  |  | David Frye |  |  |  | 10/16/2019 | 10/16/2019 |  |  |  |  | 10/16/2019 | 10/16/2019
|  | HUNTLEIGH HEALTHCARE, INC. | HUNTLEIGH HEALTHCARE, INC. FLOWTRON UNIVERSAL AC600 |  |  | SPD |  |  |  | 10/16/2019 |  |  |  |  | NO | NO |  |  |  |  | HUNTLEIGH HEALTHCARE, INC. 24272 1300019958 |  |  | Disposition |  |  |  | Alarm | PAAR:00-PVAR | 10/16/2019 | 10/16/2019 | COOPER UNIVERSITY HOSPITAL |  |  |  |  | David Frye |  |  |  | 10/16/2019 | 10/16/2019 |  |  |  |  | 10/16/2019 | 10/16/2019
|  | HUNTLEIGH HEALTHCARE, INC. | HUNTLEIGH HEALTHCARE, INC. FLOWTRON UNIVERSAL AC600 |  |  | SPD |  |  |  | 10/16/2019 |  |  |  |  | NO | NO |  |  |  |  | HUNTLEIGH HEALTHCARE, INC. 24257 1300021530 |  |  | Disposition |  |  |  | Alarm | PAAR:00-PVAR | 10/16/2019 | 10/16/2019 | COOPER UNIVERSITY HOSPITAL |  |  |  |  | David Frye |  |  |  | 10/16/2019 | 10/16/2019 |  |  |  |  | 10/16/2019 | 10/16/2019
|  | HUNTLEIGH HEALTHCARE, INC. | HUNTLEIGH HEALTHCARE, INC. FLOWTRON UNIVERSAL AC600 |  |  | SPD |  |  |  | 10/16/2019 |  |  |  |  | NO | NO |  |  |  |  | HUNTLEIGH HEALTHCARE, INC. 24248 1300021544 |  |  | Disposition |  |  |  | Alarm | PAAR:00-PVAR | 10/16/2019 | 10/16/2019 | COOPER UNIVERSITY HOSPITAL |  |  |  |  | David Frye |  |  |  | 10/16/2019 | 10/16/2019 |  |  |  |  | 10/16/2019 | 10/16/2019
|  | HUNTLEIGH HEALTHCARE, INC. | HUNTLEIGH HEALTHCARE, INC. FLOWTRON UNIVERSAL AC600 |  |  | SPD |  |  |  | 10/16/2019 |  |  |  |  | NO | NO |  |  |  |  | HUNTLEIGH HEALTHCARE, INC. 24211 1300021575 |  |  | Disposition |  |  |  | Alarm | PAAR:00-PVAR | 10/16/2019 | 10/16/2019 | COOPER UNIVERSITY HOSPITAL |  |  |  |  | David Frye |  |  |  | 10/16/2019 | 10/16/2019 |  |  |  |  | 10/16/2019 | 10/16/2019
|  | HUNTLEIGH HEALTHCARE, INC. | HUNTLEIGH HEALTHCARE, INC. FLOWTRON UNIVERSAL AC600 |  |  | SPD |  |  |  | 10/16/2019 |  |  |  |  | NO | NO |  |  |  |  | HUNTLEIGH HEALTHCARE, INC. 24226 1300021679 |  |  | Disposition |  |  |  | Alarm | PAAR:00-PVAR | 10/16/2019 | 10/16/2019 | COOPER UNIVERSITY HOSPITAL |  |  |  |  | David Frye |  |  |  | 10/16/2019 | 10/16/2019 |  |  |  |  | 10/16/2019 | 10/16/2019
|  | HUNTLEIGH HEALTHCARE, INC. | HUNTLEIGH HEALTHCARE, INC. FLOWTRON UNIVERSAL AC600 |  |  | SPD |  |  |  | 10/16/2019 |  |  |  |  | NO | NO |  |  |  |  | HUNTLEIGH HEALTHCARE, INC. 24237 1300021534 |  |  | Disposition |  |  |  | Alarm | PAAR:00-PVAR | 10/16/2019 | 10/16/2019 | COOPER UNIVERSITY HOSPITAL |  |  |  |  | David Frye |  |  |  | 10/16/2019 | 10/16/2019 |  |  |  |  | 10/16/2019 | 10/16/2019
|  | HUNTLEIGH HEALTHCARE, INC. | HUNTLEIGH HEALTHCARE, INC. FLOWTRON UNIVERSAL AC600 |  |  | SPD |  |  |  | 10/16/2019 |  |  |  |  | NO | NO |  |  |  |  | HUNTLEIGH HEALTHCARE, INC. 24185 1300021866 |  |  | Disposition |  |  |  | Alarm | PAAR:00-PVAR | 10/16/2019 | 10/16/2019 | COOPER UNIVERSITY HOSPITAL |  |  |  |  | David Frye |  |  |  | 10/16/2019 | 10/16/2019 |  |  |  |  | 10/16/2019 | 10/16/2019
|  | HUNTLEIGH HEALTHCARE, INC. | HUNTLEIGH HEALTHCARE, INC. FLOWTRON UNIVERSAL AC600 |  |  | SPD |  |  |  | 10/16/2019 |  |  |  |  | NO | NO |  |  |  |  | HUNTLEIGH HEALTHCARE, INC. 24198 1300021690 |  |  | Disposition |  |  |  | Alarm | PAAR:00-PVAR | 10/16/2019 | 10/16/2019 | COOPER UNIVERSITY HOSPITAL |  |  |  |  | David Frye |  |  |  | 10/16/2019 | 10/16/2019 |  |  |  |  | 10/16/2019 | 10/16/2019
|  | HUNTLEIGH HEALTHCARE, INC. | HUNTLEIGH HEALTHCARE, INC. FLOWTRON UNIVERSAL AC600 |  |  | SPD |  |  |  | 10/16/2019 |  |  |  |  | NO | NO |  |  |  |  | HUNTLEIGH HEALTHCARE, INC. 24200 1300021532 |  |  | Disposition |  |  |  | Alarm | PAAR:00-PVAR | 10/16/2019 | 10/16/2019 | COOPER UNIVERSITY HOSPITAL |  |  |  |  | David Frye |  |  |  | 10/16/2019 | 10/16/2019 |  |  |  |  | 10/16/2019 | 10/16/2019
|  | HUNTLEIGH HEALTHCARE, INC. | HUNTLEIGH HEALTHCARE, INC. FLOWTRON UNIVERSAL AC600 |  |  | SPD |  |  |  | 10/16/2019 |  |  |  |  | NO | NO |  |  |  |  | HUNTLEIGH HEALTHCARE, INC. 23886 1300015215 |  |  | Disposition |  |  |  | Alarm | PAAR:00-PVAR | 10/16/2019 | 10/16/2019 | COOPER UNIVERSITY HOSPITAL |  |  |  |  | David Frye |  |  |  | 10/16/2019 | 10/16/2019 |  |  |  |  | 10/16/2019 | 10/16/2019
|  | HUNTLEIGH HEALTHCARE, INC. | HUNTLEIGH HEALTHCARE, INC. FLOWTRON UNIVERSAL AC600 |  |  | SPD |  |  |  | 10/16/2019 |  |  |  |  | NO | NO |  |  |  |  | HUNTLEIGH HEALTHCARE, INC. 23864 1300015164 |  |  | Disposition |  |  |  | Alarm | PAAR:00-PVAR | 10/16/2019 | 10/16/2019 | COOPER UNIVERSITY HOSPITAL |  |  |  |  | David Frye |  |  |  | 10/16/2019 | 10/16/2019 |  |  |  |  | 10/16/2019 | 10/16/2019
|  | HUNTLEIGH HEALTHCARE, INC. | HUNTLEIGH HEALTHCARE, INC. FLOWTRON UNIVERSAL AC600 |  |  | SPD |  |  |  | 10/16/2019 |  |  |  |  | NO | NO |  |  |  |  | HUNTLEIGH HEALTHCARE, INC. 23876 1300015170 |  |  | Disposition |  |  |  | Alarm | PAAR:00-PVAR | 10/16/2019 | 10/16/2019 | COOPER UNIVERSITY HOSPITAL |  |  |  |  | David Frye |  |  |  | 10/16/2019 | 10/16/2019 |  |  |  |  | 10/16/2019 | 10/16/2019
|  | HUNTLEIGH HEALTHCARE, INC. | HUNTLEIGH HEALTHCARE, INC. FLOWTRON UNIVERSAL AC600 |  |  | SPD |  |  |  | 10/16/2019 |  |  |  |  | NO | NO |  |  |  |  | HUNTLEIGH HEALTHCARE, INC. 23879 1300015107 |  |  | Disposition |  |  |  | Alarm | PAAR:00-PVAR | 10/16/2019 | 10/16/2019 | COOPER UNIVERSITY HOSPITAL |  |  |  |  | David Frye |  |  |  | 10/16/2019 | 10/16/2019 |  |  |  |  | 10/16/2019 | 10/16/2019
|  | HUNTLEIGH HEALTHCARE, INC. | HUNTLEIGH HEALTHCARE, INC. FLOWTRON UNIVERSAL AC600 |  |  | SPD |  |  |  | 10/16/2019 |  |  |  |  | NO | NO |  |  |  |  | HUNTLEIGH HEALTHCARE, INC. 23872 1300015165 |  |  | Disposition |  |  |  | Alarm | PAAR:00-PVAR | 10/16/2019 | 10/16/2019 | COOPER UNIVERSITY HOSPITAL |  |  |  |  | David Frye |  |  |  | 10/16/2019 | 10/16/2019 |  |  |  |  | 10/16/2019 | 10/16/2019
|  | HUNTLEIGH HEALTHCARE, INC. | HUNTLEIGH HEALTHCARE, INC. FLOWTRON UNIVERSAL AC600 |  |  | SPD |  |  |  | 10/16/2019 |  |  |  |  | NO | NO |  |  |  |  | HUNTLEIGH HEALTHCARE, INC. 23862 1300015233 |  |  | Disposition |  |  |  | Alarm | PAAR:00-PVAR | 10/16/2019 | 10/16/2019 | COOPER UNIVERSITY HOSPITAL |  |  |  |  | David Frye |  |  |  | 10/16/2019 | 10/16/2019 |  |  |  |  | 10/16/2019 | 10/16/2019
|  | HUNTLEIGH HEALTHCARE, INC. | HUNTLEIGH HEALTHCARE, INC. FLOWTRON UNIVERSAL AC600 |  |  | SPD |  |  |  | 10/16/2019 |  |  |  |  | NO | NO |  |  |  |  | HUNTLEIGH HEALTHCARE, INC. 23855 1300015173 |  |  | Disposition |  |  |  | Alarm | PAAR:00-PVAR | 10/16/2019 | 10/16/2019 | COOPER UNIVERSITY HOSPITAL |  |  |  |  | David Frye |  |  |  | 10/16/2019 | 10/16/2019 |  |  |  |  | 10/16/2019 | 10/16/2019
|  | HUNTLEIGH HEALTHCARE, INC. | HUNTLEIGH HEALTHCARE, INC. FLOWTRON UNIVERSAL AC600 |  |  | SPD |  |  |  | 10/16/2019 |  |  |  |  | NO | NO |  |  |  |  | HUNTLEIGH HEALTHCARE, INC. 23854 1300015175 |  |  | Disposition |  |  |  | Alarm | PAAR:00-PVAR | 10/16/2019 | 10/16/2019 | COOPER UNIVERSITY HOSPITAL |  |  |  |  | David Frye |  |  |  | 10/16/2019 | 10/16/2019 |  |  |  |  | 10/16/2019 | 10/16/2019
|  | HUNTLEIGH HEALTHCARE, INC. | HUNTLEIGH HEALTHCARE, INC. FLOWTRON UNIVERSAL AC600 |  |  | SPD |  |  |  | 10/16/2019 |  |  |  |  | NO | NO |  |  |  |  | HUNTLEIGH HEALTHCARE, INC. 23838 1300015191 |  |  | Disposition |  |  |  | Alarm | PAAR:00-PVAR | 10/16/2019 | 10/16/2019 | COOPER UNIVERSITY HOSPITAL |  |  |  |  | David Frye |  |  |  | 10/16/2019 | 10/16/2019 |  |  |  |  | 10/16/2019 | 10/16/2019
|  | HUNTLEIGH HEALTHCARE, INC. | HUNTLEIGH HEALTHCARE, INC. FLOWTRON UNIVERSAL AC600 |  |  | SPD |  |  |  | 10/16/2019 |  |  |  |  | NO | NO |  |  |  |  | HUNTLEIGH HEALTHCARE, INC. 23834 1300015112 |  |  | Disposition |  |  |  | Alarm | PAAR:00-PVAR | 10/16/2019 | 10/16/2019 | COOPER UNIVERSITY HOSPITAL |  |  |  |  | David Frye |  |  |  | 10/16/2019 | 10/16/2019 |  |  |  |  | 10/16/2019 | 10/16/2019
|  | HUNTLEIGH HEALTHCARE, INC. | HUNTLEIGH HEALTHCARE, INC. FLOWTRON UNIVERSAL AC600 |  |  | SPD |  |  |  | 10/16/2019 |  |  |  |  | NO | NO |  |  |  |  | HUNTLEIGH HEALTHCARE, INC. 23832 1300015104 |  |  | Disposition |  |  |  | Alarm | PAAR:00-PVAR | 10/16/2019 | 10/16/2019 | COOPER UNIVERSITY HOSPITAL |  |  |  |  | David Frye |  |  |  | 10/16/2019 | 10/16/2019 |  |  |  |  | 10/16/2019 | 10/16/2019
|  | HUNTLEIGH HEALTHCARE, INC. | HUNTLEIGH HEALTHCARE, INC. FLOWTRON UNIVERSAL AC600 |  |  | SPD |  |  |  | 10/16/2019 |  |  |  |  | NO | NO |  |  |  |  | HUNTLEIGH HEALTHCARE, INC. 23564 507032757 |  |  | Disposition |  |  |  | Alarm | PAAR:00-PVAR | 10/16/2019 | 10/16/2019 | COOPER UNIVERSITY HOSPITAL |  |  | SPD |  | David Frye |  |  |  | 10/16/2019 | 10/16/2019 |  |  |  |  | 10/16/2019 | 10/16/2019
|  | HUNTLEIGH HEALTHCARE, INC. | HUNTLEIGH HEALTHCARE, INC. FLOWTRON UNIVERSAL AC600 |  |  | SPD |  |  |  | 10/16/2019 |  |  |  |  | NO | NO |  |  |  |  | HUNTLEIGH HEALTHCARE, INC. 23567 507032708 |  |  | Disposition |  |  |  | Alarm | PAAR:00-PVAR | 10/16/2019 | 10/16/2019 | COOPER UNIVERSITY HOSPITAL |  |  |  |  | David Frye |  |  |  | 10/16/2019 | 10/16/2019 |  |  |  |  | 10/16/2019 | 10/16/2019
|  | HUNTLEIGH HEALTHCARE, INC. | HUNTLEIGH HEALTHCARE, INC. FLOWTRON UNIVERSAL AC600 |  |  | SPD |  |  |  | 10/16/2019 |  |  |  |  | NO | NO |  |  |  |  | HUNTLEIGH HEALTHCARE, INC. 23562 507032718 |  |  | Disposition |  |  |  | Alarm | PAAR:00-PVAR | 10/16/2019 | 10/16/2019 | COOPER UNIVERSITY HOSPITAL |  |  | SPD |  | David Frye |  |  |  | 10/16/2019 | 10/16/2019 |  |  |  |  | 10/16/2019 | 10/16/2019
|  | HUNTLEIGH HEALTHCARE, INC. | HUNTLEIGH HEALTHCARE, INC. FLOWTRON UNIVERSAL AC600 |  |  | SPD |  |  |  | 10/16/2019 |  |  |  |  | NO | NO |  |  |  |  | HUNTLEIGH HEALTHCARE, INC. 23554 507032709 |  |  | Disposition |  |  |  | Alarm | PAAR:00-PVAR | 10/16/2019 | 10/16/2019 | COOPER UNIVERSITY HOSPITAL |  |  | SPD |  | David Frye |  |  |  | 10/16/2019 | 10/16/2019 |  |  |  |  | 10/16/2019 | 10/16/2019
|  | HUNTLEIGH HEALTHCARE, INC. | HUNTLEIGH HEALTHCARE, INC. FLOWTRON UNIVERSAL AC600 |  |  | SPD |  |  |  | 10/16/2019 |  |  |  |  | NO | NO |  |  |  |  | HUNTLEIGH HEALTHCARE, INC. 23548 507032772 |  |  | Disposition |  |  |  | Alarm | PAAR:00-PVAR | 10/16/2019 | 10/16/2019 | COOPER UNIVERSITY HOSPITAL |  |  | SPD |  | David Frye |  |  |  | 10/16/2019 | 10/16/2019 |  |  |  |  | 10/16/2019 | 10/16/2019
|  | HUNTLEIGH HEALTHCARE, INC. | HUNTLEIGH HEALTHCARE, INC. FLOWTRON UNIVERSAL AC600 |  |  | SPD |  |  |  | 10/16/2019 |  |  |  |  | NO | NO |  |  |  |  | HUNTLEIGH HEALTHCARE, INC. 23545 507017703 |  |  | Disposition |  |  |  | Alarm | PAAR:00-PVAR | 10/16/2019 | 10/16/2019 | COOPER UNIVERSITY HOSPITAL |  |  | SPD |  | David Frye |  |  |  | 10/16/2019 | 10/16/2019 |  |  |  |  | 10/16/2019 | 10/16/2019
|  | HUNTLEIGH HEALTHCARE, INC. | HUNTLEIGH HEALTHCARE, INC. FLOWTRON UNIVERSAL AC600 |  |  | SPD |  |  |  | 10/16/2019 |  |  |  |  | NO | NO |  |  |  |  | HUNTLEIGH HEALTHCARE, INC. 23543 507032788 |  |  | Disposition |  |  |  | Alarm | PAAR:00-PVAR | 10/16/2019 | 10/16/2019 | COOPER UNIVERSITY HOSPITAL |  |  | SPD |  | David Frye |  |  |  | 10/16/2019 | 10/16/2019 |  |  |  |  | 10/16/2019 | 10/16/2019
|  | HUNTLEIGH HEALTHCARE, INC. | HUNTLEIGH HEALTHCARE, INC. FLOWTRON UNIVERSAL AC600 |  |  | SPD |  |  |  | 10/16/2019 |  |  |  |  | NO | NO |  |  |  |  | HUNTLEIGH HEALTHCARE, INC. 23531 507028532 |  |  | Disposition |  |  |  | Alarm | PAAR:00-PVAR | 10/16/2019 | 10/16/2019 | COOPER UNIVERSITY HOSPITAL |  |  | SPD |  | David Frye |  |  |  | 10/16/2019 | 10/16/2019 |  |  |  |  | 10/16/2019 | 10/16/2019
|  | HUNTLEIGH HEALTHCARE, INC. | HUNTLEIGH HEALTHCARE, INC. FLOWTRON UNIVERSAL AC600 |  |  | SPD |  |  |  | 10/16/2019 |  |  |  |  | NO | NO |  |  |  |  | HUNTLEIGH HEALTHCARE, INC. 23528 507013451 |  |  | Disposition |  |  |  | Alarm | PAAR:00-PVAR | 10/16/2019 | 10/16/2019 | COOPER UNIVERSITY HOSPITAL |  |  | SPD |  | David Frye |  |  |  | 10/16/2019 | 10/16/2019 |  |  |  |  | 10/16/2019 | 10/16/2019
|  | HUNTLEIGH HEALTHCARE, INC. | HUNTLEIGH HEALTHCARE, INC. FLOWTRON UNIVERSAL AC600 |  |  | SPD |  |  |  | 10/16/2019 |  |  |  |  | NO | NO |  |  |  |  | HUNTLEIGH HEALTHCARE, INC. 23511 507013426 |  |  | Disposition |  |  |  | Alarm | PAAR:00-PVAR | 10/16/2019 | 10/16/2019 | COOPER UNIVERSITY HOSPITAL |  |  | SPD |  | David Frye |  |  |  | 10/16/2019 | 10/16/2019 |  |  |  |  | 10/16/2019 | 10/16/2019
|  | HUNTLEIGH HEALTHCARE, INC. | HUNTLEIGH HEALTHCARE, INC. FLOWTRON UNIVERSAL AC600 |  |  | SPD |  |  |  | 10/16/2019 |  |  |  |  | NO | NO |  |  |  |  | HUNTLEIGH HEALTHCARE, INC. 23517 507016768 |  |  | Disposition |  |  |  | Alarm | PAAR:00-PVAR | 10/16/2019 | 10/16/2019 | COOPER UNIVERSITY HOSPITAL |  |  | SPD |  | David Frye |  |  |  | 10/16/2019 | 10/16/2019 |  |  |  |  | 10/16/2019 | 10/16/2019
|  | HUNTLEIGH HEALTHCARE, INC. | HUNTLEIGH HEALTHCARE, INC. FLOWTRON UNIVERSAL AC600 |  |  | SPD |  |  |  | 10/16/2019 |  |  |  |  | NO | NO |  |  |  |  | HUNTLEIGH HEALTHCARE, INC. 23504 507040757 |  |  | Disposition |  |  |  | Alarm | PAAR:00-PVAR | 10/16/2019 | 10/16/2019 | COOPER UNIVERSITY HOSPITAL |  |  | SPD |  | David Frye |  |  |  | 10/16/2019 | 10/16/2019 |  |  |  |  | 10/16/2019 | 10/16/2019
|  | HUNTLEIGH HEALTHCARE, INC. | HUNTLEIGH HEALTHCARE, INC. FLOWTRON UNIVERSAL AC600 |  |  | SPD |  |  |  | 10/16/2019 |  |  |  |  | NO | NO |  |  |  |  | HUNTLEIGH HEALTHCARE, INC. 23501 507018518 |  |  | Disposition |  |  |  | Alarm | PAAR:00-PVAR | 10/16/2019 | 10/16/2019 | COOPER UNIVERSITY HOSPITAL |  |  | SPD |  | David Frye |  |  |  | 10/16/2019 | 10/16/2019 |  |  |  |  | 10/16/2019 | 10/16/2019
|  | HUNTLEIGH HEALTHCARE, INC. | HUNTLEIGH HEALTHCARE, INC. FLOWTRON UNIVERSAL AC600 |  |  | SPD |  |  |  | 02/26/2013 |  |  |  |  | NO | NO |  |  |  |  | HUNTLEIGH HEALTHCARE, INC. 10369554 1300021852 |  |  | Disposition |  |  |  | Alarm | PAAR:00-PVAR | 10/16/2019 |  | COOPER UNIVERSITY HOSPITAL |  |  | P819 |  | David Frye
|  | HUNTLEIGH HEALTHCARE, INC. | HUNTLEIGH HEALTHCARE, INC. FLOWTRON UNIVERSAL AC600 |  |  | SPD |  |  |  | 03/01/2013 |  |  |  |  | NO | NO |  |  |  |  | HUNTLEIGH HEALTHCARE, INC. 10369550 507032957 |  |  | Disposition |  |  |  | Alarm | PAAR:00-PVAR | 10/16/2019 |  | COOPER UNIVERSITY HOSPITAL |  |  | SPD |  | David Frye
|  | HUNTLEIGH HEALTHCARE, INC. | HUNTLEIGH HEALTHCARE, INC. FLOWTRON UNIVERSAL AC600 |  |  | SPD |  |  |  | 02/26/2013 |  |  |  |  | NO | NO |  |  |  |  | HUNTLEIGH HEALTHCARE, INC. 10369548 1300021858 |  |  | Disposition |  |  |  | Alarm | PAAR:00-PVAR | 10/16/2019 |  | COOPER UNIVERSITY HOSPITAL |  |  |  |  | David Frye
|  | HUNTLEIGH HEALTHCARE, INC. | HUNTLEIGH HEALTHCARE, INC. FLOWTRON UNIVERSAL AC600 |  |  | SPD |  |  |  | 02/26/2013 |  |  |  |  | NO | NO |  |  |  |  | HUNTLEIGH HEALTHCARE, INC. 10369459 1300020147 |  |  | Disposition |  |  |  | Alarm | PAAR:00-PVAR | 10/16/2019 |  | COOPER UNIVERSITY HOSPITAL |  |  | L&D OR 2 |  | David Frye
|  | HUNTLEIGH HEALTHCARE, INC. | HUNTLEIGH HEALTHCARE, INC. FLOWTRON UNIVERSAL AC600 |  |  | SPD |  |  |  | 03/01/2013 |  |  |  |  | NO | NO |  |  |  |  | HUNTLEIGH HEALTHCARE, INC. 10369398 507013530 |  |  | Disposition |  |  |  | Alarm | PAAR:00-PVAR | 10/16/2019 |  | COOPER UNIVERSITY HOSPITAL |  |  | SPD |  | David Frye
|  | HUNTLEIGH HEALTHCARE, INC. | HUNTLEIGH HEALTHCARE, INC. FLOWTRON UNIVERSAL AC600 |  |  | SPD |  |  |  | 02/26/2013 |  |  |  |  | NO | NO |  |  |  |  | HUNTLEIGH HEALTHCARE, INC. 10369396 1300015102 |  |  | Disposition |  |  |  | Alarm | PAAR:00-PVAR | 10/16/2019 |  | COOPER UNIVERSITY HOSPITAL |  |  | SPD |  | David Frye
|  | HUNTLEIGH HEALTHCARE, INC. | HUNTLEIGH HEALTHCARE, INC. FLOWTRON UNIVERSAL AC600 |  |  | SPD |  |  |  | 03/01/2013 |  |  |  |  | NO | NO |  |  |  |  | HUNTLEIGH HEALTHCARE, INC. 10369394 507047085 |  |  | Disposition |  |  |  | Alarm | PAAR:00-PVAR | 10/16/2019 |  | COOPER UNIVERSITY HOSPITAL |  |  | SPD |  | David Frye
|  | HUNTLEIGH HEALTHCARE, INC. | HUNTLEIGH HEALTHCARE, INC. FLOWTRON UNIVERSAL AC600 |  |  | SPD |  |  |  | 02/26/2013 |  |  |  |  | NO | NO |  |  |  |  | HUNTLEIGH HEALTHCARE, INC. 10369395 1300021722 |  |  | Disposition |  |  |  | Alarm | PAAR:00-PVAR | 10/16/2019 |  | COOPER UNIVERSITY HOSPITAL |  |  | SPD |  | David Frye
|  | HUNTLEIGH HEALTHCARE, INC. | HUNTLEIGH HEALTHCARE, INC. FLOWTRON UNIVERSAL AC600 |  |  | SPD |  |  |  | 02/26/2013 |  |  |  |  | NO | NO |  |  |  |  | HUNTLEIGH HEALTHCARE, INC. 10369386 1300021613 |  |  | Disposition |  |  |  | Alarm | PAAR:00-PVAR | 10/16/2019 |  | COOPER UNIVERSITY HOSPITAL |  |  | P635 |  | David Frye
|  | HUNTLEIGH HEALTHCARE, INC. | HUNTLEIGH HEALTHCARE, INC. FLOWTRON UNIVERSAL AC600 |  |  | SPD |  |  |  | 03/01/2013 |  |  |  |  | NO | NO |  |  |  |  | HUNTLEIGH HEALTHCARE, INC. 10369387 507013760 |  |  | Disposition |  |  |  | Alarm | PAAR:00-PVAR | 10/16/2019 |  | COOPER UNIVERSITY HOSPITAL |  |  | SPD |  | David Frye
|  | HUNTLEIGH HEALTHCARE, INC. | HUNTLEIGH HEALTHCARE, INC. FLOWTRON UNIVERSAL AC600 |  |  | SPD |  |  |  | 02/26/2013 |  |  |  |  | NO | NO |  |  |  |  | HUNTLEIGH HEALTHCARE, INC. 10369330 1300015123 |  |  | Disposition |  |  |  | Alarm | PAAR:00-PVAR | 10/16/2019 |  | COOPER UNIVERSITY HOSPITAL |  |  | ICU Bed 19 |  | David Frye
|  | HUNTLEIGH HEALTHCARE, INC. | HUNTLEIGH HEALTHCARE, INC. FLOWTRON UNIVERSAL AC600 |  |  | SPD |  |  |  | 01/01/1900 |  |  |  |  | NO | NO |  |  |  |  | HUNTLEIGH HEALTHCARE, INC. 10369321 507005226 |  |  | Disposition |  |  |  | Alarm | PAAR:00-PVAR | 10/16/2019 |  | COOPER UNIVERSITY HOSPITAL |  |  | 7PROUND |  | David Frye
|  | HUNTLEIGH HEALTHCARE, INC. | HUNTLEIGH HEALTHCARE, INC. FLOWTRON UNIVERSAL AC600 |  |  | SPD |  |  |  | 03/01/2013 |  |  |  |  | NO | NO |  |  |  |  | HUNTLEIGH HEALTHCARE, INC. 10369318 507041941 |  |  | Disposition |  |  |  | Alarm | PAAR:00-PVAR | 10/16/2019 |  | COOPER UNIVERSITY HOSPITAL |  |  | SPD |  | David Frye
|  | HUNTLEIGH HEALTHCARE, INC. | HUNTLEIGH HEALTHCARE, INC. FLOWTRON UNIVERSAL AC600 |  |  | SPD |  |  |  | 02/26/2013 |  |  |  |  | NO | NO |  |  |  |  | HUNTLEIGH HEALTHCARE, INC. 10369305 1300015206 |  |  | Disposition |  |  |  | Alarm | PAAR:00-PVAR | 10/16/2019 |  | COOPER UNIVERSITY HOSPITAL |  |  | KELEMEN OR |  | David Frye
|  | HUNTLEIGH HEALTHCARE, INC. | HUNTLEIGH HEALTHCARE, INC. FLOWTRON UNIVERSAL AC600 |  |  | SPD |  |  |  | 03/01/2013 |  |  |  |  | NO | NO |  |  |  |  | HUNTLEIGH HEALTHCARE, INC. 10369234 507013673 |  |  | Disposition |  |  |  | Alarm | PAAR:00-PVAR | 10/16/2019 |  | COOPER UNIVERSITY HOSPITAL |  |  | SPD |  | David Frye
|  | HUNTLEIGH HEALTHCARE, INC. | HUNTLEIGH HEALTHCARE, INC. FLOWTRON UNIVERSAL AC600 |  |  | SPD |  |  |  | 03/01/2013 |  |  |  |  | NO | NO |  |  |  |  | HUNTLEIGH HEALTHCARE, INC. 10369235 507032697 |  |  | Disposition |  |  |  | Alarm | PAAR:00-PVAR | 10/16/2019 |  | COOPER UNIVERSITY HOSPITAL |  |  | SPD |  | David Frye
|  | HUNTLEIGH HEALTHCARE, INC. | HUNTLEIGH HEALTHCARE, INC. FLOWTRON UNIVERSAL AC600 |  |  | SPD |  |  |  | 03/01/2013 |  |  |  |  | NO | NO |  |  |  |  | HUNTLEIGH HEALTHCARE, INC. 10369237 507013612 |  |  | Disposition |  |  |  | Alarm | PAAR:00-PVAR | 10/16/2019 |  | COOPER UNIVERSITY HOSPITAL |  |  | SPD |  | David Frye
|  | HUNTLEIGH HEALTHCARE, INC. | HUNTLEIGH HEALTHCARE, INC. FLOWTRON UNIVERSAL AC600 |  |  | SPD |  |  |  | 02/26/2013 |  |  |  |  | NO | NO |  |  |  |  | HUNTLEIGH HEALTHCARE, INC. 10369271 1300021539 |  |  | Disposition |  |  |  | Alarm | PAAR:00-PVAR | 10/16/2019 |  | COOPER UNIVERSITY HOSPITAL |  |  | KELEMEN OR |  | David Frye
|  | HUNTLEIGH HEALTHCARE, INC. | HUNTLEIGH HEALTHCARE, INC. FLOWTRON UNIVERSAL AC600 |  |  | SPD |  |  |  | 02/26/2013 |  |  |  |  | NO | NO |  |  |  |  | HUNTLEIGH HEALTHCARE, INC. 10369233 1300015204 |  |  | Disposition |  |  |  | Alarm | PAAR:00-PVAR | 10/16/2019 |  | COOPER UNIVERSITY HOSPITAL |  |  | SPD |  | David Frye
|  | HUNTLEIGH HEALTHCARE, INC. | HUNTLEIGH HEALTHCARE, INC. FLOWTRON UNIVERSAL AC600 |  | 1300020150- | SPD |  |  |  | 01/01/1900 |  |  |  |  | NO | NO |  |  |  |  | HUNTLEIGH HEALTHCARE, INC. 10369136 1300020150- |  |  | Disposition |  |  |  | Alarm | PAAR:00-PVAR | 10/16/2019 |  | COOPER UNIVERSITY HOSPITAL |  |  | SPD |  | David Frye
|  | HUNTLEIGH HEALTHCARE, INC. | HUNTLEIGH HEALTHCARE, INC. FLOWTRON UNIVERSAL AC600 |  |  | SPD |  |  |  | 02/26/2013 |  |  |  |  | NO | NO |  |  |  |  | HUNTLEIGH HEALTHCARE, INC. 10369133 1300021844 |  |  | Disposition |  |  |  | Alarm | PAAR:00-PVAR | 10/16/2019 |  | COOPER UNIVERSITY HOSPITAL |  |  | SPD |  | David Frye
|  | HUNTLEIGH HEALTHCARE, INC. | HUNTLEIGH HEALTHCARE, INC. FLOWTRON UNIVERSAL AC600 |  |  | SPD |  |  |  | 02/26/2013 |  |  |  |  | NO | NO |  |  |  |  | HUNTLEIGH HEALTHCARE, INC. 10369120 1300015069 |  |  | Disposition |  |  |  | Alarm | PAAR:00-PVAR | 10/16/2019 |  | COOPER UNIVERSITY HOSPITAL |  |  | SPD |  | David Frye
|  | HUNTLEIGH HEALTHCARE, INC. | HUNTLEIGH HEALTHCARE, INC. FLOWTRON UNIVERSAL AC600 |  |  | SPD |  |  |  | 02/26/2013 |  |  |  |  | NO | NO |  |  |  |  | HUNTLEIGH HEALTHCARE, INC. 10369115 1300021681 |  |  | Disposition |  |  |  | Alarm | PAAR:00-PVAR | 10/16/2019 |  | COOPER UNIVERSITY HOSPITAL |  |  | SPD |  | David Frye
|  | HUNTLEIGH HEALTHCARE, INC. | HUNTLEIGH HEALTHCARE, INC. FLOWTRON UNIVERSAL AC600 |  |  | SPD |  |  |  | 02/26/2013 |  |  |  |  | NO | NO |  |  |  |  | HUNTLEIGH HEALTHCARE, INC. 10369111 1300021535 |  |  | Disposition |  |  |  | Alarm | PAAR:00-PVAR | 10/16/2019 |  | COOPER UNIVERSITY HOSPITAL |  |  | SPD |  | David Frye
|  | HUNTLEIGH HEALTHCARE, INC. | HUNTLEIGH HEALTHCARE, INC. FLOWTRON UNIVERSAL AC600 |  |  | OR - KELEMEN 3 |  |  |  | 01/11/2012 |  |  |  |  | NO | NO |  |  |  |  | HUNTLEIGH HEALTHCARE, INC. 10368923 1100026233 |  |  | Disposition |  |  |  | Alarm | PAAR:00-PVAR | 10/16/2019 |  | COOPER UNIVERSITY HOSPITAL |  |  | OPERATING ROOM |  | DOMINIC VENDETTA
|  | HUNTLEIGH HEALTHCARE, INC. | HUNTLEIGH HEALTHCARE, INC. FLOWTRON UNIVERSAL AC600 |  |  | SPD |  |  |  | 02/26/2013 |  |  |  |  | NO | NO |  |  |  |  | HUNTLEIGH HEALTHCARE, INC. 10368917 1300021696 |  |  | Disposition |  |  |  | Alarm | PAAR:00-PVAR | 10/16/2019 |  | COOPER UNIVERSITY HOSPITAL |  |  | PAVILION- 5 STORAGE |  | David Frye
|  | HUNTLEIGH HEALTHCARE, INC. | HUNTLEIGH HEALTHCARE, INC. FLOWTRON UNIVERSAL AC600 |  |  | SPD |  |  |  | 02/26/2013 |  |  |  |  | NO | NO |  |  |  |  | HUNTLEIGH HEALTHCARE, INC. 10368892 1300015186 |  |  | Disposition |  |  |  | Alarm | PAAR:00-PVAR | 10/16/2019 |  | COOPER UNIVERSITY HOSPITAL |  |  | SPD |  | David Frye
|  | HUNTLEIGH HEALTHCARE, INC. | HUNTLEIGH HEALTHCARE, INC. FLOWTRON UNIVERSAL AC600 |  |  | SPD |  |  |  | 02/26/2013 |  |  |  |  | NO | NO |  |  |  |  | HUNTLEIGH HEALTHCARE, INC. 10368887 1300015182 |  |  | Disposition |  |  |  | Alarm | PAAR:00-PVAR | 10/16/2019 |  | COOPER UNIVERSITY HOSPITAL |  |  | SPD |  | David Frye
|  | HUNTLEIGH HEALTHCARE, INC. | HUNTLEIGH HEALTHCARE, INC. FLOWTRON UNIVERSAL AC600 |  |  | SPD |  |  |  | 02/26/2013 |  |  |  |  | NO | NO |  |  |  |  | HUNTLEIGH HEALTHCARE, INC. 10368336 1300015044 |  |  | Disposition |  |  |  | Alarm | PAAR:00-PVAR | 10/16/2019 |  | COOPER UNIVERSITY HOSPITAL |  |  | OR P10 |  | David Frye
|  | HUNTLEIGH HEALTHCARE, INC. | HUNTLEIGH HEALTHCARE, INC. FLOWTRON UNIVERSAL AC600 |  |  | SPD |  |  |  | 02/26/2013 |  |  |  |  | NO | NO |  |  |  |  | HUNTLEIGH HEALTHCARE, INC. 10368242 1300015125 |  |  | Disposition |  |  |  | Alarm | PAAR:00-PVAR | 10/16/2019 |  | COOPER UNIVERSITY HOSPITAL |  |  | P439 |  | David Frye
|  | HUNTLEIGH HEALTHCARE, INC. | HUNTLEIGH HEALTHCARE, INC. FLOWTRON UNIVERSAL AC600 |  |  | SPD |  |  |  | 02/26/2013 |  |  |  |  | NO | NO |  |  |  |  | HUNTLEIGH HEALTHCARE, INC. 10368239 1300021678 |  |  | Disposition |  |  |  | Alarm | PAAR:00-PVAR | 10/16/2019 |  | COOPER UNIVERSITY HOSPITAL |  |  | P443 |  | David Frye
|  | HUNTLEIGH HEALTHCARE, INC. | HUNTLEIGH HEALTHCARE, INC. FLOWTRON UNIVERSAL AC600 |  |  | SPD |  |  |  | 03/01/2013 |  |  |  |  | NO | NO |  |  |  |  | HUNTLEIGH HEALTHCARE, INC. 10368195 507016807 |  |  | Disposition |  |  |  | Alarm | PAAR:00-PVAR | 10/16/2019 |  | COOPER UNIVERSITY HOSPITAL |  |  | TRAUMA ADMIT |  | David Frye
|  | HUNTLEIGH HEALTHCARE, INC. | HUNTLEIGH HEALTHCARE, INC. FLOWTRON UNIVERSAL AC600 |  |  | SPD |  |  |  | 02/26/2013 |  |  |  |  | NO | NO |  |  |  |  | HUNTLEIGH HEALTHCARE, INC. 10368196 1300021868 |  |  | Disposition |  |  |  | Alarm | PAAR:00-PVAR | 10/16/2019 |  | COOPER UNIVERSITY HOSPITAL |  |  | TRAUMA ADMIT |  | David Frye
|  | HUNTLEIGH HEALTHCARE, INC. | HUNTLEIGH HEALTHCARE, INC. FLOWTRON UNIVERSAL AC600 |  |  | SPD |  |  |  | 03/01/2013 |  |  |  |  | NO | NO |  |  |  |  | HUNTLEIGH HEALTHCARE, INC. 10368095 507024560 |  |  | Disposition |  |  |  | Alarm | PAAR:00-PVAR | 10/16/2019 |  | COOPER UNIVERSITY HOSPITAL |  |  | SPD |  | David Frye
|  | HUNTLEIGH HEALTHCARE, INC. | HUNTLEIGH HEALTHCARE, INC. FLOWTRON UNIVERSAL AC600 |  |  | SPD |  |  |  | 10/16/2019 |  |  |  |  | NO | NO |  |  |  |  | HUNTLEIGH HEALTHCARE, INC. 356584 1300021900 |  |  | Disposition |  |  |  | Alarm | PAAR:00-PVAR | 10/16/2019 | 10/16/2019 | COOPER UNIVERSITY HOSPITAL |  |  | CENTRAL |  | David Frye |  |  |  | 10/16/2019 | 10/16/2019 |  |  |  |  | 10/16/2019 | 10/16/2019
|  | HUNTLEIGH HEALTHCARE, INC. | HUNTLEIGH HEALTHCARE, INC. FLOWTRON UNIVERSAL AC600 |  | Not Known | SPD |  |  |  | 10/16/2019 |  |  |  |  | NO | NO |  |  |  |  | HUNTLEIGH HEALTHCARE, INC. 345067 Not Known |  |  | Disposition |  |  |  | Alarm | PAAR:00-PVAR | 10/16/2019 | 10/16/2019 | COOPER UNIVERSITY HOSPITAL |  |  | SPD |  | David Frye |  |  |  | 10/16/2019 | 10/16/2019 |  |  |  |  | 10/16/2019 | 10/16/2019
|  | HUNTLEIGH HEALTHCARE, INC. | HUNTLEIGH HEALTHCARE, INC. FLOWTRON UNIVERSAL AC600 |  |  | SPD |  |  |  | 02/26/2013 |  |  |  |  | NO | NO |  |  |  |  | HUNTLEIGH HEALTHCARE, INC. 10367431 1300019990 |  |  | Disposition |  |  |  | Alarm | PAAR:00-PVAR | 10/16/2019 |  | COOPER UNIVERSITY HOSPITAL |  |  | PAVILION-3RD CLEAN HOLDING RM |  | David Frye
|  | HUNTLEIGH HEALTHCARE, INC. | HUNTLEIGH HEALTHCARE, INC. FLOWTRON UNIVERSAL AC600 |  |  | SPD |  |  |  | 02/26/2013 |  |  |  |  | NO | NO |  |  |  |  | HUNTLEIGH HEALTHCARE, INC. 10367395 1300015120 |  |  | Disposition |  |  |  | Alarm | PAAR:00-PVAR | 10/16/2019 |  | COOPER UNIVERSITY HOSPITAL |  |  | PAVILION OR |  | David Frye
|  | HUNTLEIGH HEALTHCARE, INC. | HUNTLEIGH HEALTHCARE, INC. FLOWTRON UNIVERSAL AC600 |  |  | SPD |  |  |  | 02/26/2013 |  |  |  |  | NO | NO |  |  |  |  | HUNTLEIGH HEALTHCARE, INC. 10367381 1300019725 |  |  | Disposition |  |  |  | Alarm | PAAR:00-PVAR | 10/16/2019 |  | COOPER UNIVERSITY HOSPITAL |  |  | PAVILION OR |  | David Frye
|  | HUNTLEIGH HEALTHCARE, INC. | HUNTLEIGH HEALTHCARE, INC. FLOWTRON UNIVERSAL AC600 |  |  | SPD |  |  |  | 02/26/2013 |  |  |  |  | NO | NO |  |  |  |  | HUNTLEIGH HEALTHCARE, INC. 10367327 1300019933 |  |  | Disposition |  |  |  | Alarm | PAAR:00-PVAR | 10/16/2019 |  | COOPER UNIVERSITY HOSPITAL |  |  | PAVILION OR |  | David Frye
|  | HUNTLEIGH HEALTHCARE, INC. | HUNTLEIGH HEALTHCARE, INC. FLOWTRON UNIVERSAL AC600 |  |  | SPD |  |  |  | 02/26/2013 |  |  |  |  | NO | NO |  |  |  |  | HUNTLEIGH HEALTHCARE, INC. 10367297 1300015197 |  |  | Disposition |  |  |  | Alarm | PAAR:00-PVAR | 10/16/2019 |  | COOPER UNIVERSITY HOSPITAL |  |  | OR 2 |  | David Frye
|  | HUNTLEIGH HEALTHCARE, INC. | HUNTLEIGH HEALTHCARE, INC. FLOWTRON UNIVERSAL AC600 |  |  | SPD |  |  |  | 03/01/2013 |  |  |  |  | NO | NO |  |  |  |  | HUNTLEIGH HEALTHCARE, INC. 10367265 507032743 |  |  | Disposition |  |  |  | Alarm | PAAR:00-PVAR | 10/16/2019 |  | COOPER UNIVERSITY HOSPITAL |  |  | SPD |  | David Frye
|  | HUNTLEIGH HEALTHCARE, INC. | HUNTLEIGH HEALTHCARE, INC. FLOWTRON UNIVERSAL AC600 |  |  | SPD |  |  |  | 03/01/2013 |  |  |  |  | NO | NO |  |  |  |  | HUNTLEIGH HEALTHCARE, INC. 10367266 507032742 |  |  | Disposition |  |  |  | Alarm | PAAR:00-PVAR | 10/16/2019 |  | COOPER UNIVERSITY HOSPITAL |  |  | SPD |  | David Frye
|  | HUNTLEIGH HEALTHCARE, INC. | HUNTLEIGH HEALTHCARE, INC. FLOWTRON UNIVERSAL AC600 |  |  | OR - KELEMEN 3 |  |  |  | 01/11/2012 |  |  |  |  | NO | NO |  |  |  |  | HUNTLEIGH HEALTHCARE, INC. 10367205 1100026224 |  |  | Disposition |  |  |  | Alarm | PAAR:00-PVAR | 10/16/2019 |  | COOPER UNIVERSITY HOSPITAL |  |  | OPERATING ROOM |  | DOMINIC VENDETTA
|  | HUNTLEIGH HEALTHCARE, INC. | HUNTLEIGH HEALTHCARE, INC. FLOWTRON UNIVERSAL AC600 |  |  | SPD |  |  |  | 02/26/2013 |  |  |  |  | NO | NO |  |  |  |  | HUNTLEIGH HEALTHCARE, INC. 10366683 1300021675 |  |  | Disposition |  |  |  | Alarm | PAAR:00-PVAR | 10/16/2019 |  | COOPER UNIVERSITY HOSPITAL |  |  | OPERATING ROOM K2 |  | David Frye
|  | HUNTLEIGH HEALTHCARE, INC. | HUNTLEIGH HEALTHCARE, INC. FLOWTRON UNIVERSAL AC600 |  |  | SPD |  |  |  | 02/26/2013 |  |  |  |  | NO | NO |  |  |  |  | HUNTLEIGH HEALTHCARE, INC. 10366668 1300020146 |  |  | Disposition |  |  |  | Alarm | PAAR:00-PVAR | 10/16/2019 |  | COOPER UNIVERSITY HOSPITAL |  |  | OPERATING ROOM K3 |  | David Frye
|  | HUNTLEIGH HEALTHCARE, INC. | HUNTLEIGH HEALTHCARE, INC. FLOWTRON UNIVERSAL AC600 |  |  | SPD |  |  |  | 03/01/2013 |  |  |  |  | NO | NO |  |  |  |  | HUNTLEIGH HEALTHCARE, INC. 10366648 507018774 |  |  | Disposition |  |  |  | Alarm | PAAR:00-PVAR | 10/16/2019 |  | COOPER UNIVERSITY HOSPITAL |  |  | SPD |  | David Frye
|  | HUNTLEIGH HEALTHCARE, INC. | HUNTLEIGH HEALTHCARE, INC. FLOWTRON UNIVERSAL AC600 |  |  | SPD |  |  |  | 02/26/2013 |  |  |  |  | NO | NO |  |  |  |  | HUNTLEIGH HEALTHCARE, INC. 10366649 1300015111 |  |  | Disposition |  |  |  | Alarm | PAAR:00-PVAR | 10/16/2019 |  | COOPER UNIVERSITY HOSPITAL |  |  | CCU |  | David Frye
|  | HUNTLEIGH HEALTHCARE, INC. | HUNTLEIGH HEALTHCARE, INC. FLOWTRON UNIVERSAL AC600 |  |  | SPD |  |  |  | 02/26/2013 |  |  |  |  | NO | NO |  |  |  |  | HUNTLEIGH HEALTHCARE, INC. 10366641 1300020088 |  |  | Disposition |  |  |  | Alarm | PAAR:00-PVAR | 10/16/2019 |  | COOPER UNIVERSITY HOSPITAL |  |  | TICU Bed 11 |  | David Frye
|  | HUNTLEIGH HEALTHCARE, INC. | HUNTLEIGH HEALTHCARE, INC. FLOWTRON UNIVERSAL AC600 |  |  | SPD |  |  |  | 02/26/2013 |  |  |  |  | NO | NO |  |  |  |  | HUNTLEIGH HEALTHCARE, INC. 10366362 1300015184 |  |  | Disposition |  |  |  | Alarm | PAAR:00-PVAR | 10/16/2019 |  | COOPER UNIVERSITY HOSPITAL |  |  | P4/ICU7 |  | David Frye
|  | HUNTLEIGH HEALTHCARE, INC. | HUNTLEIGH HEALTHCARE, INC. FLOWTRON UNIVERSAL AC600 |  |  | SPD |  |  |  | 02/26/2013 |  |  |  |  | NO | NO |  |  |  |  | HUNTLEIGH HEALTHCARE, INC. 10366350 1300021687 |  |  | Disposition |  |  |  | Alarm | PAAR:00-PVAR | 10/16/2019 |  | COOPER UNIVERSITY HOSPITAL |  |  | ICU |  | David Frye
|  | HUNTLEIGH HEALTHCARE, INC. | HUNTLEIGH HEALTHCARE, INC. FLOWTRON UNIVERSAL AC600 |  |  | SPD |  |  |  | 03/01/2013 |  |  |  |  | NO | NO |  |  |  |  | HUNTLEIGH HEALTHCARE, INC. 10366349 507013614 |  |  | Disposition |  |  |  | Alarm | PAAR:00-PVAR | 10/16/2019 |  | COOPER UNIVERSITY HOSPITAL |  |  | SPD |  | David Frye
|  | HUNTLEIGH HEALTHCARE, INC. | HUNTLEIGH HEALTHCARE, INC. FLOWTRON UNIVERSAL AC600 |  |  | SPD |  |  |  | 02/26/2013 |  |  |  |  | NO | NO |  |  |  |  | HUNTLEIGH HEALTHCARE, INC. 10366336 1300015192 |  |  | Disposition |  |  |  | Alarm | PAAR:00-PVAR | 10/16/2019 |  | COOPER UNIVERSITY HOSPITAL |  |  | P4/ICU14 |  | David Frye
|  | HUNTLEIGH HEALTHCARE, INC. | HUNTLEIGH HEALTHCARE, INC. FLOWTRON UNIVERSAL AC600 |  |  | SPD |  |  |  | 02/26/2013 |  |  |  |  | NO | NO |  |  |  |  | HUNTLEIGH HEALTHCARE, INC. 10366335 1300021692 |  |  | Disposition |  |  |  | Alarm | PAAR:00-PVAR | 10/16/2019 |  | COOPER UNIVERSITY HOSPITAL |  |  | ICU Bed 16 |  | David Frye
|  | HUNTLEIGH HEALTHCARE, INC. | HUNTLEIGH HEALTHCARE, INC. FLOWTRON UNIVERSAL AC600 |  |  | SPD |  |  |  | 02/26/2013 |  |  |  |  | NO | NO |  |  |  |  | HUNTLEIGH HEALTHCARE, INC. 10365495 1300015105 |  |  | Disposition |  |  |  | Alarm | PAAR:00-PVAR | 10/16/2019 |  | COOPER UNIVERSITY HOSPITAL |  |  | P720 |  | David Frye
|  | HUNTLEIGH HEALTHCARE, INC. | HUNTLEIGH HEALTHCARE, INC. FLOWTRON UNIVERSAL AC600 |  |  | SPD |  |  |  | 02/26/2013 |  |  |  |  | NO | NO |  |  |  |  | HUNTLEIGH HEALTHCARE, INC. 10365494 1300020137 |  |  | Disposition |  |  |  | Alarm | PAAR:00-PVAR | 10/16/2019 |  | COOPER UNIVERSITY HOSPITAL |  |  | P722 |  | David Frye
|  | HUNTLEIGH HEALTHCARE, INC. | HUNTLEIGH HEALTHCARE, INC. FLOWTRON UNIVERSAL AC600 |  |  | SPD |  |  |  | 03/01/2013 |  |  |  |  | NO | NO |  |  |  |  | HUNTLEIGH HEALTHCARE, INC. 10365492 0900027533 |  |  | Disposition |  |  |  | Alarm | PAAR:00-PVAR | 10/16/2019 |  | COOPER UNIVERSITY HOSPITAL |  |  | SPD |  | David Frye
|  | HUNTLEIGH HEALTHCARE, INC. | HUNTLEIGH HEALTHCARE, INC. FLOWTRON UNIVERSAL AC600 |  |  | SPD |  |  |  | 03/01/2013 |  |  |  |  | NO | NO |  |  |  |  | HUNTLEIGH HEALTHCARE, INC. 10365491 507026918 |  |  | Disposition |  |  |  | Alarm | PAAR:00-PVAR | 10/16/2019 |  | COOPER UNIVERSITY HOSPITAL |  |  | P735 |  | David Frye
|  | HUNTLEIGH HEALTHCARE, INC. | HUNTLEIGH HEALTHCARE, INC. FLOWTRON UNIVERSAL AC600 |  |  | SPD |  |  |  | 03/01/2013 |  |  |  |  | NO | NO |  |  |  |  | HUNTLEIGH HEALTHCARE, INC. 10365463 507032704 |  |  | Disposition |  |  |  | Alarm | PAAR:00-PVAR | 10/16/2019 |  | COOPER UNIVERSITY HOSPITAL |  |  | SPD |  | David Frye
|  | HUNTLEIGH HEALTHCARE, INC. | HUNTLEIGH HEALTHCARE, INC. FLOWTRON UNIVERSAL AC600 |  |  | SPD |  |  |  | 02/26/2013 |  |  |  |  | NO | NO |  |  |  |  | HUNTLEIGH HEALTHCARE, INC. 10365408 1300015060 |  |  | Disposition |  |  |  | Alarm | PAAR:00-PVAR | 10/16/2019 |  | COOPER UNIVERSITY HOSPITAL |  |  | P4/ICU7 |  | David Frye
|  | HUNTLEIGH HEALTHCARE, INC. | HUNTLEIGH HEALTHCARE, INC. FLOWTRON UNIVERSAL AC600 |  |  | SPD |  |  |  | 02/26/2013 |  |  |  |  | NO | NO |  |  |  |  | HUNTLEIGH HEALTHCARE, INC. 10365384 1300020003 |  |  | Disposition |  |  |  | Alarm | PAAR:00-PVAR | 10/16/2019 |  | COOPER UNIVERSITY HOSPITAL |  |  | LABOR AND DELIVERY |  | David Frye
|  | HUNTLEIGH HEALTHCARE, INC. | HUNTLEIGH HEALTHCARE, INC. FLOWTRON UNIVERSAL AC600 |  |  | SPD |  |  |  | 03/01/2013 |  |  |  |  | NO | NO |  |  |  |  | HUNTLEIGH HEALTHCARE, INC. 10365343 507014921 |  |  | Disposition |  |  |  | Alarm | PAAR:00-PVAR | 10/16/2019 |  | COOPER UNIVERSITY HOSPITAL |  |  | SPD |  | David Frye
|  | HUNTLEIGH HEALTHCARE, INC. | HUNTLEIGH HEALTHCARE, INC. FLOWTRON UNIVERSAL AC600 |  |  | SPD |  |  |  | 02/26/2013 |  |  |  |  | NO | NO |  |  |  |  | HUNTLEIGH HEALTHCARE, INC. 10365054 1300019986 |  |  | Disposition |  |  |  | Alarm | PAAR:00-PVAR | 10/16/2019 |  | COOPER UNIVERSITY HOSPITAL |  |  | pavilion 4 icu |  | David Frye
|  | HUNTLEIGH HEALTHCARE, INC. | HUNTLEIGH HEALTHCARE, INC. FLOWTRON UNIVERSAL AC600 |  |  | SPD |  |  |  | 03/01/2013 |  |  |  |  | NO | NO |  |  |  |  | HUNTLEIGH HEALTHCARE, INC. 10365047 507032702 |  |  | Disposition |  |  |  | Alarm | PAAR:00-PVAR | 10/16/2019 |  | COOPER UNIVERSITY HOSPITAL |  |  | pavilion 4 icu |  | David Frye
|  | HUNTLEIGH HEALTHCARE, INC. | HUNTLEIGH HEALTHCARE, INC. FLOWTRON UNIVERSAL AC600 |  |  | SPD |  |  |  | 02/26/2013 |  |  |  |  | NO | NO |  |  |  |  | HUNTLEIGH HEALTHCARE, INC. 10364940 1300020004 |  |  | Disposition |  |  |  | Alarm | PAAR:00-PVAR | 10/16/2019 |  | COOPER UNIVERSITY HOSPITAL |  |  | PAVILION ICU BED 6 |  | David Frye
|  | HUNTLEIGH HEALTHCARE, INC. | HUNTLEIGH HEALTHCARE, INC. FLOWTRON UNIVERSAL AC600 |  |  | SPD |  |  |  | 03/01/2013 |  |  |  |  | NO | NO |  |  |  |  | HUNTLEIGH HEALTHCARE, INC. 10364922 0900055271 |  |  | Disposition |  |  |  | Alarm | PAAR:00-PVAR | 10/16/2019 |  | COOPER UNIVERSITY HOSPITAL |  |  | PAVILION ICU BED 6 |  | David Frye
|  | HUNTLEIGH HEALTHCARE, INC. | HUNTLEIGH HEALTHCARE, INC. FLOWTRON UNIVERSAL AC600 |  |  | SPD |  |  |  | 03/01/2013 |  |  |  |  | NO | NO |  |  |  |  | HUNTLEIGH HEALTHCARE, INC. 10364844 507047047 |  |  | Disposition |  |  |  | Alarm | PAAR:00-PVAR | 10/16/2019 |  | COOPER UNIVERSITY HOSPITAL |  |  | SPD |  | David Frye
|  | HUNTLEIGH HEALTHCARE, INC. | HUNTLEIGH HEALTHCARE, INC. FLOWTRON UNIVERSAL AC600 |  |  | MOTHER INFANT UNIT |  |  |  | 02/26/2013 |  |  |  |  | NO | NO |  |  |  |  | HUNTLEIGH HEALTHCARE, INC. 10364783 1300015180 |  |  | Disposition |  |  |  | Alarm | PAAR:00-PVAR | 10/16/2019 |  | COOPER UNIVERSITY HOSPITAL |  |  | D545 |  | Christina Smith
|  | HUNTLEIGH HEALTHCARE, INC. | HUNTLEIGH HEALTHCARE, INC. FLOWTRON UNIVERSAL AC600 |  |  | SPD |  |  |  | 02/26/2013 |  |  |  |  | NO | NO |  |  |  |  | HUNTLEIGH HEALTHCARE, INC. 10360431 1300021538 |  |  | Disposition |  |  |  | Alarm | PAAR:00-PVAR | 10/16/2019 |  | COOPER UNIVERSITY HOSPITAL |  |  | PICU |  | David Frye
|  | HUNTLEIGH HEALTHCARE, INC. | HUNTLEIGH HEALTHCARE, INC. FLOWTRON UNIVERSAL AC600 |  |  | SPD |  |  |  | 02/26/2013 |  |  |  |  | NO | NO |  |  |  |  | HUNTLEIGH HEALTHCARE, INC. 10360372 1300015082 |  |  | Disposition |  |  |  | Alarm | PAAR:00-PVAR | 10/16/2019 |  | COOPER UNIVERSITY HOSPITAL |  |  | TRAUMA ICU/7N |  | David Frye
|  | HUNTLEIGH HEALTHCARE, INC. | HUNTLEIGH HEALTHCARE, INC. FLOWTRON UNIVERSAL AC600 |  |  | SPD |  |  |  | 02/26/2013 |  |  |  |  | NO | NO |  |  |  |  | HUNTLEIGH HEALTHCARE, INC. 10360369 1300015026 |  |  | Disposition |  |  |  | Alarm | PAAR:00-PVAR | 10/16/2019 |  | COOPER UNIVERSITY HOSPITAL |  |  | 7n |  | David Frye
|  | HUNTLEIGH HEALTHCARE, INC. | HUNTLEIGH HEALTHCARE, INC. FLOWTRON UNIVERSAL AC600 |  |  | SPD |  |  |  | 02/26/2013 |  |  |  |  | NO | NO |  |  |  |  | HUNTLEIGH HEALTHCARE, INC. 10360366 1300021546 |  |  | Disposition |  |  |  | Alarm | PAAR:00-PVAR | 10/16/2019 |  | COOPER UNIVERSITY HOSPITAL |  |  | TRAUMA ICU/7N |  | David Frye
|  | HUNTLEIGH HEALTHCARE, INC. | HUNTLEIGH HEALTHCARE, INC. FLOWTRON UNIVERSAL AC600 |  |  | SPD |  |  |  | 04/15/2004 |  |  |  |  | NO | NO |  |  |  |  | HUNTLEIGH HEALTHCARE, INC. 10360346 507001766 |  |  | Disposition |  |  |  | Alarm | PAAR:00-PVAR | 10/16/2019 |  | COOPER UNIVERSITY HOSPITAL |  |  | TSDU/7N |  | David Frye
|  | HUNTLEIGH HEALTHCARE, INC. | HUNTLEIGH HEALTHCARE, INC. FLOWTRON UNIVERSAL AC600 |  |  | SPD |  |  |  | 02/26/2013 |  |  |  |  | NO | NO |  |  |  |  | HUNTLEIGH HEALTHCARE, INC. 10360339 1300019983 |  |  | Disposition |  |  |  | Alarm | PAAR:00-PVAR | 10/16/2019 |  | COOPER UNIVERSITY HOSPITAL |  |  | TSDU-7N |  | David Frye
|  | HUNTLEIGH HEALTHCARE, INC. | HUNTLEIGH HEALTHCARE, INC. FLOWTRON UNIVERSAL AC600 |  |  | SPD |  |  |  | 02/26/2013 |  |  |  |  | NO | NO |  |  |  |  | HUNTLEIGH HEALTHCARE, INC. 10356745 1300021869 |  |  | Disposition |  |  |  | Alarm | PAAR:00-PVAR | 10/16/2019 |  | COOPER UNIVERSITY HOSPITAL |  |  | SPD |  | David Frye
|  | HUNTLEIGH HEALTHCARE, INC. | HUNTLEIGH HEALTHCARE, INC. FLOWTRON UNIVERSAL AC600 |  |  | SPD |  |  |  | 02/26/2013 |  |  |  |  | NO | NO |  |  |  |  | HUNTLEIGH HEALTHCARE, INC. 10356717 1300015109 |  |  | Disposition |  |  |  | Alarm | PAAR:00-PVAR | 10/16/2019 |  | COOPER UNIVERSITY HOSPITAL |  |  | ROOM P71035671726 |  | David Frye
|  | HUNTLEIGH HEALTHCARE, INC. | HUNTLEIGH HEALTHCARE, INC. FLOWTRON UNIVERSAL AC600 |  |  | SPD |  |  |  | 02/26/2013 |  |  |  |  | NO | NO |  |  |  |  | HUNTLEIGH HEALTHCARE, INC. 10356712 1300021579 |  |  | Disposition |  |  |  | Alarm | PAAR:00-PVAR | 10/16/2019 |  | COOPER UNIVERSITY HOSPITAL |  |  | SPD |  | David Frye
|  | HUNTLEIGH HEALTHCARE, INC. | HUNTLEIGH HEALTHCARE, INC. FLOWTRON UNIVERSAL AC600 |  |  | SPD |  |  |  | 02/26/2013 |  |  |  |  | NO | NO |  |  |  |  | HUNTLEIGH HEALTHCARE, INC. 10356683 1300015177 |  |  | Disposition |  |  |  | Alarm | PAAR:00-PVAR | 10/16/2019 |  | COOPER UNIVERSITY HOSPITAL |  |  | SPD |  | David Frye
|  | HUNTLEIGH HEALTHCARE, INC. | HUNTLEIGH HEALTHCARE, INC. FLOWTRON UNIVERSAL AC600 |  |  | SPD |  |  |  | 02/26/2013 |  |  |  |  | NO | NO |  |  |  |  | HUNTLEIGH HEALTHCARE, INC. 10356657 1300019991 |  |  | Disposition |  |  |  | Alarm | PAAR:00-PVAR | 10/16/2019 |  | COOPER UNIVERSITY HOSPITAL |  |  | SPD |  | David Frye
|  | HUNTLEIGH HEALTHCARE, INC. | HUNTLEIGH HEALTHCARE, INC. FLOWTRON UNIVERSAL AC600 |  |  | SPD |  |  |  | 02/26/2013 |  |  |  |  | NO | NO |  |  |  |  | HUNTLEIGH HEALTHCARE, INC. 10356650 1300020093 |  |  | Disposition |  |  |  | Alarm | PAAR:00-PVAR | 10/16/2019 |  | COOPER UNIVERSITY HOSPITAL |  |  | SPD |  | David Frye
|  | HUNTLEIGH HEALTHCARE, INC. | HUNTLEIGH HEALTHCARE, INC. FLOWTRON UNIVERSAL AC600 |  |  | SPD |  |  |  | 02/26/2013 |  |  |  |  | NO | NO |  |  |  |  | HUNTLEIGH HEALTHCARE, INC. 10356615 1300021860 |  |  | Disposition |  |  |  | Alarm | PAAR:00-PVAR | 10/16/2019 |  | COOPER UNIVERSITY HOSPITAL |  |  | SPD |  | David Frye
|  | HUNTLEIGH HEALTHCARE, INC. | HUNTLEIGH HEALTHCARE, INC. FLOWTRON UNIVERSAL AC600 |  |  | SPD |  |  |  | 03/01/2013 |  |  |  |  | NO | NO |  |  |  |  | HUNTLEIGH HEALTHCARE, INC. 10356629 507051577 |  |  | Disposition |  |  |  | Alarm | PAAR:00-PVAR | 10/16/2019 |  | COOPER UNIVERSITY HOSPITAL |  |  | SPD |  | David Frye
|  | HUNTLEIGH HEALTHCARE, INC. | HUNTLEIGH HEALTHCARE, INC. FLOWTRON UNIVERSAL AC600 |  |  | SPD |  |  |  | 02/26/2013 |  |  |  |  | NO | NO |  |  |  |  | HUNTLEIGH HEALTHCARE, INC. 10356605 1300019995 |  |  | Disposition |  |  |  | Alarm | PAAR:00-PVAR | 10/16/2019 |  | COOPER UNIVERSITY HOSPITAL |  |  | SPD |  | David Frye
|  | HUNTLEIGH HEALTHCARE, INC. | HUNTLEIGH HEALTHCARE, INC. FLOWTRON UNIVERSAL AC600 |  |  | SPD |  |  |  | 02/26/2013 |  |  |  |  | NO | NO |  |  |  |  | HUNTLEIGH HEALTHCARE, INC. 10356598 1300021683 |  |  | Disposition |  |  |  | Alarm | PAAR:00-PVAR | 10/16/2019 |  | COOPER UNIVERSITY HOSPITAL |  |  | 819P |  | David Frye
|  | HUNTLEIGH HEALTHCARE, INC. | HUNTLEIGH HEALTHCARE, INC. FLOWTRON UNIVERSAL AC600 |  |  | SPD |  |  |  | 02/26/2013 |  |  |  |  | NO | NO |  |  |  |  | HUNTLEIGH HEALTHCARE, INC. 10356590 1300015134 |  |  | Disposition |  |  |  | Alarm | PAAR:00-PVAR | 10/16/2019 |  | COOPER UNIVERSITY HOSPITAL |  |  | 8PAV |  | David Frye
|  | HUNTLEIGH HEALTHCARE, INC. | HUNTLEIGH HEALTHCARE, INC. FLOWTRON UNIVERSAL AC600 |  |  | SPD |  |  |  | 02/26/2013 |  |  |  |  | NO | NO |  |  |  |  | HUNTLEIGH HEALTHCARE, INC. 10356585 1300015121 |  |  | Disposition |  |  |  | Alarm | PAAR:00-PVAR | 10/16/2019 |  | COOPER UNIVERSITY HOSPITAL |  |  | 8 pav |  | David Frye
|  | HUNTLEIGH HEALTHCARE, INC. | HUNTLEIGH HEALTHCARE, INC. FLOWTRON UNIVERSAL AC600 |  |  | SPD |  |  |  | 02/26/2013 |  |  |  |  | NO | NO |  |  |  |  | HUNTLEIGH HEALTHCARE, INC. 10356520 1300020136 |  |  | Disposition |  |  |  | Alarm | PAAR:00-PVAR | 10/16/2019 |  | COOPER UNIVERSITY HOSPITAL |  |  | 914a |  | David Frye
|  | HUNTLEIGH HEALTHCARE, INC. | HUNTLEIGH HEALTHCARE, INC. FLOWTRON UNIVERSAL AC600 |  |  | SPD |  |  |  | 03/01/2013 |  |  |  |  | NO | NO |  |  |  |  | HUNTLEIGH HEALTHCARE, INC. 10356370 507013773 |  |  | Disposition |  |  |  | Alarm | PAAR:00-PVAR | 10/16/2019 |  | COOPER UNIVERSITY HOSPITAL |  |  | P832 |  | David Frye
|  | HUNTLEIGH HEALTHCARE, INC. | HUNTLEIGH HEALTHCARE, INC. FLOWTRON UNIVERSAL AC600 |  |  | SPD |  |  |  | 03/01/2013 |  |  |  |  | NO | NO |  |  |  |  | HUNTLEIGH HEALTHCARE, INC. 10356464 507032705 |  |  | Disposition |  |  |  | Alarm | PAAR:00-PVAR | 10/16/2019 |  | COOPER UNIVERSITY HOSPITAL |  |  | SPD |  | David Frye
|  | HUNTLEIGH HEALTHCARE, INC. | HUNTLEIGH HEALTHCARE, INC. FLOWTRON UNIVERSAL AC600 |  |  | SPD |  |  |  | 02/26/2013 |  |  |  |  | NO | NO |  |  |  |  | HUNTLEIGH HEALTHCARE, INC. 10356462 1300021543 |  |  | Disposition |  |  |  | Alarm | PAAR:00-PVAR | 10/16/2019 |  | COOPER UNIVERSITY HOSPITAL |  |  | P631 |  | David Frye
|  | HUNTLEIGH HEALTHCARE, INC. | HUNTLEIGH HEALTHCARE, INC. FLOWTRON UNIVERSAL AC600 |  |  | SPD |  |  |  | 02/26/2013 |  |  |  |  | NO | NO |  |  |  |  | HUNTLEIGH HEALTHCARE, INC. 10356459 1300021556 |  |  | Disposition |  |  |  | Alarm | PAAR:00-PVAR | 10/16/2019 |  | COOPER UNIVERSITY HOSPITAL |  |  | P633 |  | David Frye
|  | HUNTLEIGH HEALTHCARE, INC. | HUNTLEIGH HEALTHCARE, INC. FLOWTRON UNIVERSAL AC600 |  |  | SPD |  |  |  | 02/26/2013 |  |  |  |  | NO | NO |  |  |  |  | HUNTLEIGH HEALTHCARE, INC. 10356460 1300015196 |  |  | Disposition |  |  |  | Alarm | PAAR:00-PVAR | 10/16/2019 |  | COOPER UNIVERSITY HOSPITAL |  |  | P632 |  | David Frye
|  | HUNTLEIGH HEALTHCARE, INC. | HUNTLEIGH HEALTHCARE, INC. FLOWTRON UNIVERSAL AC600 |  |  | SPD |  |  |  | 03/01/2013 |  |  |  |  | NO | NO |  |  |  |  | HUNTLEIGH HEALTHCARE, INC. 10356455 507013623 |  |  | Disposition |  |  |  | Alarm | PAAR:00-PVAR | 10/16/2019 |  | COOPER UNIVERSITY HOSPITAL |  |  | SPD |  | David Frye
|  | HUNTLEIGH HEALTHCARE, INC. | HUNTLEIGH HEALTHCARE, INC. FLOWTRON UNIVERSAL AC600 |  |  | SPD |  |  |  | 03/01/2013 |  |  |  |  | NO | NO |  |  |  |  | HUNTLEIGH HEALTHCARE, INC. 10356453 507032703 |  |  | Disposition |  |  |  | Alarm | PAAR:00-PVAR | 10/16/2019 |  | COOPER UNIVERSITY HOSPITAL |  |  | SPD |  | David Frye
|  | HUNTLEIGH HEALTHCARE, INC. | HUNTLEIGH HEALTHCARE, INC. FLOWTRON UNIVERSAL AC600 |  |  | SPD |  |  |  | 02/26/2013 |  |  |  |  | NO | NO |  |  |  |  | HUNTLEIGH HEALTHCARE, INC. 10356452 1300021694 |  |  | Disposition |  |  |  | Alarm | PAAR:00-PVAR | 10/16/2019 |  | COOPER UNIVERSITY HOSPITAL |  |  | P638 |  | David Frye
|  | HUNTLEIGH HEALTHCARE, INC. | HUNTLEIGH HEALTHCARE, INC. FLOWTRON UNIVERSAL AC600 |  |  | SPD |  |  |  | 03/01/2013 |  |  |  |  | NO | NO |  |  |  |  | HUNTLEIGH HEALTHCARE, INC. 10356451 507032978 |  |  | Disposition |  |  |  | Alarm | PAAR:00-PVAR | 10/16/2019 |  | COOPER UNIVERSITY HOSPITAL |  |  | SPD |  | David Frye
|  | HUNTLEIGH HEALTHCARE, INC. | HUNTLEIGH HEALTHCARE, INC. FLOWTRON UNIVERSAL AC600 |  |  | SPD |  |  |  | 02/26/2013 |  |  |  |  | NO | NO |  |  |  |  | HUNTLEIGH HEALTHCARE, INC. 10356450 1300015064 |  |  | Disposition |  |  |  | Alarm | PAAR:00-PVAR | 10/16/2019 |  | COOPER UNIVERSITY HOSPITAL |  |  | P642 |  | David Frye
|  | HUNTLEIGH HEALTHCARE, INC. | HUNTLEIGH HEALTHCARE, INC. FLOWTRON UNIVERSAL AC600 |  |  | SPD |  |  |  | 03/01/2013 |  |  |  |  | NO | NO |  |  |  |  | HUNTLEIGH HEALTHCARE, INC. 10356449 507032724 |  |  | Disposition |  |  |  | Alarm | PAAR:00-PVAR | 10/16/2019 |  | COOPER UNIVERSITY HOSPITAL |  |  | SPD |  | David Frye
|  | HUNTLEIGH HEALTHCARE, INC. | HUNTLEIGH HEALTHCARE, INC. FLOWTRON UNIVERSAL AC600 |  |  | OR - KELEMEN 3 |  |  |  | 01/11/2012 |  |  |  |  | NO | NO |  |  |  |  | HUNTLEIGH HEALTHCARE, INC. 10356433 1100026227 |  |  | Disposition |  |  |  | Alarm | PAAR:00-PVAR | 10/16/2019 |  | COOPER UNIVERSITY HOSPITAL |  |  | OPERATING ROOM |  | DOMINIC VENDETTA
|  | HUNTLEIGH HEALTHCARE, INC. | HUNTLEIGH HEALTHCARE, INC. FLOWTRON UNIVERSAL AC600 |  |  | SPD |  |  |  | 02/26/2013 |  |  |  |  | NO | NO |  |  |  |  | HUNTLEIGH HEALTHCARE, INC. 10356429 1300019992 |  |  | Disposition |  |  |  | Alarm | PAAR:00-PVAR | 10/16/2019 |  | COOPER UNIVERSITY HOSPITAL |  |  | PAV7 |  | David Frye
|  | HUNTLEIGH HEALTHCARE, INC. | HUNTLEIGH HEALTHCARE, INC. FLOWTRON UNIVERSAL AC600 |  |  | SPD |  |  |  | 02/26/2013 |  |  |  |  | NO | NO |  |  |  |  | HUNTLEIGH HEALTHCARE, INC. 10356431 1300021697 |  |  | Disposition |  |  |  | Alarm | PAAR:00-PVAR | 10/16/2019 |  | COOPER UNIVERSITY HOSPITAL |  |  | PAV7 |  | David Frye
|  | HUNTLEIGH HEALTHCARE, INC. | HUNTLEIGH HEALTHCARE, INC. FLOWTRON UNIVERSAL AC600 |  |  | SPD |  |  |  | 02/26/2013 |  |  |  |  | NO | NO |  |  |  |  | HUNTLEIGH HEALTHCARE, INC. 10356428 1300020001 |  |  | Disposition |  |  |  | Alarm | PAAR:00-PVAR | 10/16/2019 |  | COOPER UNIVERSITY HOSPITAL |  |  | PAV7 |  | David Frye
|  | HUNTLEIGH HEALTHCARE, INC. | HUNTLEIGH HEALTHCARE, INC. FLOWTRON UNIVERSAL AC600 |  |  | SPD |  |  |  | 02/26/2013 |  |  |  |  | NO | NO |  |  |  |  | HUNTLEIGH HEALTHCARE, INC. 10356382 1300015200 |  |  | Disposition |  |  |  | Alarm | PAAR:00-PVAR | 10/16/2019 |  | COOPER UNIVERSITY HOSPITAL |  |  | P828 |  | David Frye
|  | HUNTLEIGH HEALTHCARE, INC. | HUNTLEIGH HEALTHCARE, INC. FLOWTRON UNIVERSAL AC600 |  |  | PAVILION 8 |  |  |  | 03/01/2013 |  |  |  |  | NO | NO |  |  |  |  | HUNTLEIGH HEALTHCARE, INC. 10356405 507013628 |  |  | Disposition |  |  |  | Alarm | PAAR:00-PVAR | 10/16/2019 |  | COOPER UNIVERSITY HOSPITAL |  |  | P833 |  | BRIAN OSHAUGHNESSY
|  | HUNTLEIGH HEALTHCARE, INC. | HUNTLEIGH HEALTHCARE, INC. FLOWTRON UNIVERSAL AC600 |  |  | SPD |  |  |  | 02/26/2013 |  |  |  |  | NO | NO |  |  |  |  | HUNTLEIGH HEALTHCARE, INC. 10356401 1300015052 |  |  | Disposition |  |  |  | Alarm | PAAR:00-PVAR | 10/16/2019 |  | COOPER UNIVERSITY HOSPITAL |  |  | P822 |  | David Frye
|  | HUNTLEIGH HEALTHCARE, INC. | HUNTLEIGH HEALTHCARE, INC. FLOWTRON UNIVERSAL AC600 |  |  | PAVILION 8 |  |  |  | 02/26/2013 |  |  |  |  | NO | NO |  |  |  |  | HUNTLEIGH HEALTHCARE, INC. 10356397 1300015114 |  |  | Disposition |  |  |  | Alarm | PAAR:00-PVAR | 10/16/2019 |  | COOPER UNIVERSITY HOSPITAL |  |  | P823 |  | BRIAN OSHAUGHNESSY
|  | HUNTLEIGH HEALTHCARE, INC. | HUNTLEIGH HEALTHCARE, INC. FLOWTRON UNIVERSAL AC600 |  |  | PAVILION 8 |  |  |  | 02/26/2013 |  |  |  |  | NO | NO |  |  |  |  | HUNTLEIGH HEALTHCARE, INC. 10356388 1300021853 |  |  | Disposition |  |  |  | Alarm | PAAR:00-PVAR | 10/16/2019 |  | COOPER UNIVERSITY HOSPITAL |  |  | P824 |  | BRIAN OSHAUGHNESSY
|  | HUNTLEIGH HEALTHCARE, INC. | HUNTLEIGH HEALTHCARE, INC. FLOWTRON UNIVERSAL AC600 |  |  | PAVILION 8 |  |  |  | 02/26/2013 |  |  |  |  | NO | NO |  |  |  |  | HUNTLEIGH HEALTHCARE, INC. 10356361 1300015122 |  |  | Disposition |  |  |  | Alarm | PAAR:00-PVAR | 10/16/2019 |  | COOPER UNIVERSITY HOSPITAL |  |  | P835 |  | BRIAN OSHAUGHNESSY
|  | HUNTLEIGH HEALTHCARE, INC. | HUNTLEIGH HEALTHCARE, INC. FLOWTRON UNIVERSAL AC600 |  |  | PAVILION 8 |  |  |  | 02/26/2013 |  |  |  |  | NO | NO |  |  |  |  | HUNTLEIGH HEALTHCARE, INC. 10356356 1300020134 |  |  | Disposition |  |  |  | Alarm | PAAR:00-PVAR | 10/16/2019 |  | COOPER UNIVERSITY HOSPITAL |  |  | P837 |  | BRIAN OSHAUGHNESSY
|  | HUNTLEIGH HEALTHCARE, INC. | HUNTLEIGH HEALTHCARE, INC. FLOWTRON UNIVERSAL AC600 |  |  | PAVILION 8 |  |  |  | 03/01/2013 |  |  |  |  | NO | NO |  |  |  |  | HUNTLEIGH HEALTHCARE, INC. 10356342 507013545 |  |  | Disposition |  |  |  | Alarm | PAAR:00-PVAR | 10/16/2019 |  | COOPER UNIVERSITY HOSPITAL |  |  | P840 |  | BRIAN OSHAUGHNESSY
|  | HUNTLEIGH HEALTHCARE, INC. | HUNTLEIGH HEALTHCARE, INC. FLOWTRON UNIVERSAL AC600 |  |  | PAVILION 8 |  |  |  | 02/26/2013 |  |  |  |  | NO | NO |  |  |  |  | HUNTLEIGH HEALTHCARE, INC. 10356338 1300015072 |  |  | Disposition |  |  |  | Alarm | PAAR:00-PVAR | 10/16/2019 |  | COOPER UNIVERSITY HOSPITAL |  |  | PAVILION8 |  | BRIAN OSHAUGHNESSY
|  | HUNTLEIGH HEALTHCARE, INC. | HUNTLEIGH HEALTHCARE, INC. FLOWTRON UNIVERSAL AC600 |  |  | PAVILION 8 |  |  |  | 03/01/2013 |  |  |  |  | NO | NO |  |  |  |  | HUNTLEIGH HEALTHCARE, INC. 10356332 507019559 |  |  | Disposition |  |  |  | Alarm | PAAR:00-PVAR | 10/16/2019 |  | COOPER UNIVERSITY HOSPITAL |  |  | pavilion 8 |  | BRIAN OSHAUGHNESSY
|  | HUNTLEIGH HEALTHCARE, INC. | HUNTLEIGH HEALTHCARE, INC. FLOWTRON UNIVERSAL AC600 |  |  | CHIP - 9 PAVILION |  |  |  | 02/26/2013 |  |  |  |  | NO | NO |  |  |  |  | HUNTLEIGH HEALTHCARE, INC. 10356326 1300021542 |  |  | Disposition |  |  |  | Alarm | PAAR:00-PVAR | 10/16/2019 |  | COOPER UNIVERSITY HOSPITAL |  |  | 9 PAV |  | KIM HUMMEL
|  | HUNTLEIGH HEALTHCARE, INC. | HUNTLEIGH HEALTHCARE, INC. FLOWTRON UNIVERSAL AC600 |  |  | CHIP - 9 PAVILION |  |  |  | 02/26/2013 |  |  |  |  | NO | NO |  |  |  |  | HUNTLEIGH HEALTHCARE, INC. 10356309 1300019743 |  |  | Disposition |  |  |  | Alarm | PAAR:00-PVAR | 10/16/2019 |  | COOPER UNIVERSITY HOSPITAL |  |  | ROOM 928 |  | KIM HUMMEL
|  | HUNTLEIGH HEALTHCARE, INC. | HUNTLEIGH HEALTHCARE, INC. FLOWTRON UNIVERSAL AC600 |  |  | CHIP - 9 PAVILION |  |  |  | 02/26/2013 |  |  |  |  | NO | NO |  |  |  |  | HUNTLEIGH HEALTHCARE, INC. 10356310 1300020154 |  |  | Disposition |  |  |  | Alarm | PAAR:00-PVAR | 10/16/2019 |  | COOPER UNIVERSITY HOSPITAL |  |  | ROOM 927 |  | KIM HUMMEL
|  | HUNTLEIGH HEALTHCARE, INC. | HUNTLEIGH HEALTHCARE, INC. FLOWTRON UNIVERSAL AC600 |  |  | CHIP - 9 PAVILION |  |  |  | 02/26/2013 |  |  |  |  | NO | NO |  |  |  |  | HUNTLEIGH HEALTHCARE, INC. 10356305 1300021865 |  |  | Disposition |  |  |  | Alarm | PAAR:00-PVAR | 10/16/2019 |  | COOPER UNIVERSITY HOSPITAL |  |  | ROOM 929 |  | KIM HUMMEL
|  | HUNTLEIGH HEALTHCARE, INC. | HUNTLEIGH HEALTHCARE, INC. FLOWTRON UNIVERSAL AC600 |  |  | CHIP - 9 PAVILION |  |  |  | 03/01/2013 |  |  |  |  | NO | NO |  |  |  |  | HUNTLEIGH HEALTHCARE, INC. 10356271 507026920 |  |  | Disposition |  |  |  | Alarm | PAAR:00-PVAR | 10/16/2019 |  | COOPER UNIVERSITY HOSPITAL |  |  | 9 PAV |  | KIM HUMMEL
|  | HUNTLEIGH HEALTHCARE, INC. | HUNTLEIGH HEALTHCARE, INC. FLOWTRON UNIVERSAL AC600 |  |  | CHIP - 9 PAVILION |  |  |  | 02/26/2013 |  |  |  |  | NO | NO |  |  |  |  | HUNTLEIGH HEALTHCARE, INC. 10356266 1300020152 |  |  | Disposition |  |  |  | Alarm | PAAR:00-PVAR | 10/16/2019 |  | COOPER UNIVERSITY HOSPITAL |  |  | ROOM 939 |  | KIM HUMMEL
|  | HUNTLEIGH HEALTHCARE, INC. | HUNTLEIGH HEALTHCARE, INC. FLOWTRON UNIVERSAL AC600 |  |  | SPD |  |  |  | 02/26/2013 |  |  |  |  | NO | NO |  |  |  |  | HUNTLEIGH HEALTHCARE, INC. 10356225 1300020133 |  |  | Disposition |  |  |  | Alarm | PAAR:00-PVAR | 10/16/2019 |  | COOPER UNIVERSITY HOSPITAL |  |  | PAVILION-3RD RECOVERY |  | David Frye
|  | HUNTLEIGH HEALTHCARE, INC. | HUNTLEIGH HEALTHCARE, INC. FLOWTRON UNIVERSAL AC600 |  |  | SPD |  |  |  | 02/26/2013 |  |  |  |  | NO | NO |  |  |  |  | HUNTLEIGH HEALTHCARE, INC. 10355951 1300015115 |  |  | Disposition |  |  |  | Alarm | PAAR:00-PVAR | 10/16/2019 |  | COOPER UNIVERSITY HOSPITAL |  |  |  |  | David Frye
|  | HUNTLEIGH HEALTHCARE, INC. | HUNTLEIGH HEALTHCARE, INC. FLOWTRON UNIVERSAL AC600 |  |  | SPD |  |  |  | 03/01/2013 |  |  |  |  | NO | NO |  |  |  |  | HUNTLEIGH HEALTHCARE, INC. 10355809 507013761 |  |  | Disposition |  |  |  | Alarm | PAAR:00-PVAR | 11/02/2019 |  | COOPER UNIVERSITY HOSPITAL |  |  | SPD |  | David Frye
|  | HUNTLEIGH HEALTHCARE, INC. | HUNTLEIGH HEALTHCARE, INC. FLOWTRON UNIVERSAL AC600 |  |  | SPD |  |  |  | 03/01/2013 |  |  |  |  | NO | NO |  |  |  |  | HUNTLEIGH HEALTHCARE, INC. 10355796 507026943 |  |  | Disposition |  |  |  | Alarm | PAAR:00-PVAR | 10/16/2019 |  | COOPER UNIVERSITY HOSPITAL |  |  | SPD |  | David Frye
|  | HUNTLEIGH HEALTHCARE, INC. | HUNTLEIGH HEALTHCARE, INC. FLOWTRON UNIVERSAL AC600 |  |  | SPD |  |  |  | 02/26/2013 |  |  |  |  | NO | NO |  |  |  |  | HUNTLEIGH HEALTHCARE, INC. 10355790 1300015166 |  |  | Disposition |  |  |  | Alarm | PAAR:00-PVAR | 10/16/2019 |  | COOPER UNIVERSITY HOSPITAL |  |  | SPD |  | David Frye
|  | HUNTLEIGH HEALTHCARE, INC. | HUNTLEIGH HEALTHCARE, INC. FLOWTRON UNIVERSAL AC600 |  |  | SPD |  |  |  | 02/26/2013 |  |  |  |  | NO | NO |  |  |  |  | HUNTLEIGH HEALTHCARE, INC. 10355791 1300021604 |  |  | Disposition |  |  |  | Alarm | PAAR:00-PVAR | 10/16/2019 |  | COOPER UNIVERSITY HOSPITAL |  |  | SPD |  | David Frye
|  | HUNTLEIGH HEALTHCARE, INC. | HUNTLEIGH HEALTHCARE, INC. FLOWTRON UNIVERSAL AC600 |  |  | SPD |  |  |  | 03/01/2013 |  |  |  |  | NO | NO |  |  |  |  | HUNTLEIGH HEALTHCARE, INC. 10355784 507013436 |  |  | Disposition |  |  |  | Alarm | PAAR:00-PVAR | 10/16/2019 |  | COOPER UNIVERSITY HOSPITAL |  |  | SPD |  | David Frye
|  | HUNTLEIGH HEALTHCARE, INC. | HUNTLEIGH HEALTHCARE, INC. FLOWTRON UNIVERSAL AC600 |  |  | SPD |  |  |  | 02/26/2013 |  |  |  |  | NO | NO |  |  |  |  | HUNTLEIGH HEALTHCARE, INC. 10355777 1300021846 |  |  | Disposition |  |  |  | Alarm | PAAR:00-PVAR | 10/16/2019 |  | COOPER UNIVERSITY HOSPITAL |  |  | SPD |  | David Frye
|  | HUNTLEIGH HEALTHCARE, INC. | HUNTLEIGH HEALTHCARE, INC. FLOWTRON UNIVERSAL AC600 |  |  | SPD |  |  |  | 02/26/2013 |  |  |  |  | NO | NO |  |  |  |  | HUNTLEIGH HEALTHCARE, INC. 10355764 1300015163 |  |  | Disposition |  |  |  | Alarm | PAAR:00-PVAR | 10/16/2019 |  | COOPER UNIVERSITY HOSPITAL |  |  | 10th - 1032 |  | David Frye
|  | HUNTLEIGH HEALTHCARE, INC. | HUNTLEIGH HEALTHCARE, INC. FLOWTRON UNIVERSAL AC600 |  |  | SPD |  |  |  | 02/26/2013 |  |  |  |  | NO | NO |  |  |  |  | HUNTLEIGH HEALTHCARE, INC. 10355760 1300015073 |  |  | Disposition |  |  |  | Alarm | PAAR:00-PVAR | 10/16/2019 |  | COOPER UNIVERSITY HOSPITAL |  |  | MEDSURG - 10TH |  | David Frye
|  | HUNTLEIGH HEALTHCARE, INC. | HUNTLEIGH HEALTHCARE, INC. FLOWTRON UNIVERSAL AC600 |  |  | SPD |  |  |  | 02/26/2013 |  |  |  |  | NO | NO |  |  |  |  | HUNTLEIGH HEALTHCARE, INC. 10355762 1300015050 |  |  | Disposition |  |  |  | Alarm | PAAR:00-PVAR | 10/16/2019 |  | COOPER UNIVERSITY HOSPITAL |  |  | 10th - 1012 |  | David Frye
|  | HUNTLEIGH HEALTHCARE, INC. | HUNTLEIGH HEALTHCARE, INC. FLOWTRON UNIVERSAL AC600 |  |  | SPD |  |  |  | 02/26/2013 |  |  |  |  | NO | NO |  |  |  |  | HUNTLEIGH HEALTHCARE, INC. 10355748 1300015080 |  |  | Disposition |  |  |  | Alarm | PAAR:00-PVAR | 10/16/2019 |  | COOPER UNIVERSITY HOSPITAL |  |  | CCU |  | David Frye
|  | HUNTLEIGH HEALTHCARE, INC. | HUNTLEIGH HEALTHCARE, INC. FLOWTRON UNIVERSAL AC600 |  |  | SPD |  |  |  | 02/26/2013 |  |  |  |  | NO | NO |  |  |  |  | HUNTLEIGH HEALTHCARE, INC. 10355700 1300021531 |  |  | Disposition |  |  |  | Alarm | PAAR:00-PVAR | 10/16/2019 |  | COOPER UNIVERSITY HOSPITAL |  |  | CCU |  | David Frye
|  | HUNTLEIGH HEALTHCARE, INC. | HUNTLEIGH HEALTHCARE, INC. FLOWTRON UNIVERSAL AC600 |  |  | SPD |  |  |  | 03/01/2013 |  |  |  |  | NO | NO |  |  |  |  | HUNTLEIGH HEALTHCARE, INC. 10355668 507020214 |  |  | Disposition |  |  |  | Alarm | PAAR:00-PVAR | 10/16/2019 |  | COOPER UNIVERSITY HOSPITAL |  |  | CCU |  | David Frye
|  | HUNTLEIGH HEALTHCARE, INC. | HUNTLEIGH HEALTHCARE, INC. FLOWTRON UNIVERSAL AC600 |  |  | SPD |  |  |  | 02/26/2013 |  |  |  |  | NO | NO |  |  |  |  | HUNTLEIGH HEALTHCARE, INC. 10355663 1300020000 |  |  | Disposition |  |  |  | Alarm | PAAR:00-PVAR | 10/16/2019 |  | COOPER UNIVERSITY HOSPITAL |  |  | CCU |  | David Frye
|  | HUNTLEIGH HEALTHCARE, INC. | HUNTLEIGH HEALTHCARE, INC. FLOWTRON UNIVERSAL AC600 |  |  | SPD |  |  |  | 02/26/2013 |  |  |  |  | NO | NO |  |  |  |  | HUNTLEIGH HEALTHCARE, INC. 10355587 1300015194 |  |  | Disposition |  |  |  | Alarm | PAAR:00-PVAR | 10/16/2019 |  | COOPER UNIVERSITY HOSPITAL |  |  | TRAUMA ICU/7N |  | David Frye
|  | HUNTLEIGH HEALTHCARE, INC. | HUNTLEIGH HEALTHCARE, INC. FLOWTRON UNIVERSAL AC600 |  |  | SPD |  |  |  | 02/26/2013 |  |  |  |  | NO | NO |  |  |  |  | HUNTLEIGH HEALTHCARE, INC. 10355593 1300015203 |  |  | Disposition |  |  |  | Alarm | PAAR:00-PVAR | 10/16/2019 |  | COOPER UNIVERSITY HOSPITAL |  |  | TRAUMA ICU/7N |  | David Frye
|  | HUNTLEIGH HEALTHCARE, INC. | HUNTLEIGH HEALTHCARE, INC. FLOWTRON UNIVERSAL AC600 |  |  | SPD |  |  |  | 02/26/2013 |  |  |  |  | NO | NO |  |  |  |  | HUNTLEIGH HEALTHCARE, INC. 10355637 1300021700 |  |  | Disposition |  |  |  | Alarm | PAAR:00-PVAR | 10/16/2019 |  | COOPER UNIVERSITY HOSPITAL |  |  | TSDU/7N |  | David Frye
|  | HUNTLEIGH HEALTHCARE, INC. | HUNTLEIGH HEALTHCARE, INC. FLOWTRON UNIVERSAL AC600 |  |  | SPD |  |  |  | 02/26/2013 |  |  |  |  | NO | NO |  |  |  |  | HUNTLEIGH HEALTHCARE, INC. 10355419 1300015117 |  |  | Disposition |  |  |  | Alarm | PAAR:00-PVAR | 10/16/2019 |  | COOPER UNIVERSITY HOSPITAL |  |  | SPD |  | David Frye
|  | HUNTLEIGH HEALTHCARE, INC. | HUNTLEIGH HEALTHCARE, INC. FLOWTRON UNIVERSAL AC600 |  |  | SPD |  |  |  | 02/26/2013 |  |  |  |  | NO | NO |  |  |  |  | HUNTLEIGH HEALTHCARE, INC. 10355417 1300021565 |  |  | Disposition |  |  |  | Alarm | PAAR:00-PVAR | 10/16/2019 |  | COOPER UNIVERSITY HOSPITAL |  |  | SPD |  | David Frye
|  | HUNTLEIGH HEALTHCARE, INC. | HUNTLEIGH HEALTHCARE, INC. FLOWTRON UNIVERSAL AC600 |  |  | SPD |  |  |  | 02/26/2013 |  |  |  |  | NO | NO |  |  |  |  | HUNTLEIGH HEALTHCARE, INC. 10355324 1300015126 |  |  | Disposition |  |  |  | Alarm | PAAR:00-PVAR | 10/16/2019 |  | COOPER UNIVERSITY HOSPITAL |  |  | OR 6 |  | David Frye
|  | HUNTLEIGH HEALTHCARE, INC. | HUNTLEIGH HEALTHCARE, INC. FLOWTRON UNIVERSAL AC600 |  |  | SPD |  |  |  | 03/01/2013 |  |  |  |  | NO | NO |  |  |  |  | HUNTLEIGH HEALTHCARE, INC. 10355319 507013462 |  |  | Disposition |  |  |  | Alarm | PAAR:00-PVAR | 10/16/2019 |  | COOPER UNIVERSITY HOSPITAL |  |  | SPD |  | David Frye
|  | HUNTLEIGH HEALTHCARE, INC. | HUNTLEIGH HEALTHCARE, INC. FLOWTRON UNIVERSAL AC600 |  |  | SPD |  |  |  | 02/26/2013 |  |  |  |  | NO | NO |  |  |  |  | HUNTLEIGH HEALTHCARE, INC. 10355305 1300015098 |  |  | Disposition |  |  |  | Alarm | PAAR:00-PVAR | 10/16/2019 |  | COOPER UNIVERSITY HOSPITAL |  |  | SPD |  | David Frye
|  | HUNTLEIGH HEALTHCARE, INC. | HUNTLEIGH HEALTHCARE, INC. FLOWTRON UNIVERSAL AC600 |  |  | SPD |  |  |  | 02/26/2013 |  |  |  |  | NO | NO |  |  |  |  | HUNTLEIGH HEALTHCARE, INC. 10355292 1300015108 |  |  | Disposition |  |  |  | Alarm | PAAR:00-PVAR | 10/16/2019 |  | COOPER UNIVERSITY HOSPITAL |  |  | SPD |  | David Frye
|  | HUNTLEIGH HEALTHCARE, INC. | HUNTLEIGH HEALTHCARE, INC. FLOWTRON UNIVERSAL AC600 |  |  | SPD |  |  |  | 02/26/2013 |  |  |  |  | NO | NO |  |  |  |  | HUNTLEIGH HEALTHCARE, INC. 10355284 1300019997 |  |  | Disposition |  |  |  | Alarm | PAAR:00-PVAR | 10/16/2019 |  | COOPER UNIVERSITY HOSPITAL |  |  | SPD |  | David Frye
|  | HUNTLEIGH HEALTHCARE, INC. | HUNTLEIGH HEALTHCARE, INC. FLOWTRON UNIVERSAL AC600 |  |  | SPD |  |  |  | 03/01/2013 |  |  |  |  | NO | NO |  |  |  |  | HUNTLEIGH HEALTHCARE, INC. 10355280 507016808 |  |  | Disposition |  |  |  | Alarm | PAAR:00-PVAR | 10/16/2019 |  | COOPER UNIVERSITY HOSPITAL |  |  | SPD |  | David Frye
|  | HUNTLEIGH HEALTHCARE, INC. | HUNTLEIGH HEALTHCARE, INC. FLOWTRON UNIVERSAL AC600 |  |  | SPD |  |  |  | 03/01/2013 |  |  |  |  | NO | NO |  |  |  |  | HUNTLEIGH HEALTHCARE, INC. 10355277 507017664 |  |  | Disposition |  |  |  | Alarm | PAAR:00-PVAR | 10/16/2019 |  | COOPER UNIVERSITY HOSPITAL |  |  | SPD |  | David Frye
|  | HUNTLEIGH HEALTHCARE, INC. | HUNTLEIGH HEALTHCARE, INC. FLOWTRON UNIVERSAL AC600 |  |  | SPD |  |  |  | 03/01/2013 |  |  |  |  | NO | NO |  |  |  |  | HUNTLEIGH HEALTHCARE, INC. 10355271 507026444 |  |  | Disposition |  |  |  | Alarm | PAAR:00-PVAR | 10/16/2019 |  | COOPER UNIVERSITY HOSPITAL |  |  | SPD |  | David Frye
|  | HUNTLEIGH HEALTHCARE, INC. | HUNTLEIGH HEALTHCARE, INC. FLOWTRON UNIVERSAL AC600 |  |  | SPD |  |  |  | 02/26/2013 |  |  |  |  | NO | NO |  |  |  |  | HUNTLEIGH HEALTHCARE, INC. 10355258 1300021688 |  |  | Disposition |  |  |  | Alarm | PAAR:00-PVAR | 10/16/2019 |  | COOPER UNIVERSITY HOSPITAL |  |  | SPD |  | David Frye
|  | HUNTLEIGH HEALTHCARE, INC. | HUNTLEIGH HEALTHCARE, INC. FLOWTRON UNIVERSAL AC600 |  |  | SPD |  |  |  | 02/26/2013 |  |  |  |  | NO | NO |  |  |  |  | HUNTLEIGH HEALTHCARE, INC. 10355096 1300021676 |  |  | Disposition |  |  |  | Alarm | PAAR:00-PVAR | 10/16/2019 |  | COOPER UNIVERSITY HOSPITAL |  |  | OR 1 |  | David Frye
|  | HUNTLEIGH HEALTHCARE, INC. | HUNTLEIGH HEALTHCARE, INC. FLOWTRON UNIVERSAL AC600 |  |  | SPD |  |  |  | 02/26/2013 |  |  |  |  | NO | NO |  |  |  |  | HUNTLEIGH HEALTHCARE, INC. 10354962 1300015210 |  |  | Disposition |  |  |  | Alarm | PAAR:00-PVAR | 10/16/2019 |  | COOPER UNIVERSITY HOSPITAL |  |  | LABOR AND DELIVERY |  | David Frye
|  | HUNTLEIGH HEALTHCARE, INC. | HUNTLEIGH HEALTHCARE, INC. FLOWTRON UNIVERSAL AC600 |  |  | SPD |  |  |  | 02/26/2013 |  |  |  |  | NO | NO |  |  |  |  | HUNTLEIGH HEALTHCARE, INC. 10354931 1300021702 |  |  | Disposition |  |  |  | Alarm | PAAR:00-PVAR | 10/16/2019 |  | COOPER UNIVERSITY HOSPITAL |  |  | L&D OR ROOM 2 |  | David Frye
|  | HUNTLEIGH HEALTHCARE, INC. | HUNTLEIGH HEALTHCARE, INC. FLOWTRON UNIVERSAL AC600 |  |  | SPD |  |  |  | 10/16/2019 |  |  |  |  | NO | NO |  |  |  |  | HUNTLEIGH HEALTHCARE, INC. 30144960 507013650 |  |  | Disposition |  |  |  | Alarm | PAAR:00-PVAR | 10/16/2019 | 10/16/2019 | COOPER UNIVERSITY HOSPITAL |  |  | SPD |  | David Frye |  |  |  | 10/16/2019 | 10/16/2019 |  |  |  |  | 10/16/2019 | 10/16/2019
|  | HUNTLEIGH HEALTHCARE, INC. | HUNTLEIGH HEALTHCARE, INC. FLOWTRON UNIVERSAL AC600 |  |  | SPD |  |  |  | 10/16/2019 |  |  |  |  | NO | NO |  |  |  |  | HUNTLEIGH HEALTHCARE, INC. 30144841 1300015195 |  |  | Disposition |  |  |  | Alarm | PAAR:00-PVAR | 10/16/2019 | 10/16/2019 | COOPER UNIVERSITY HOSPITAL |  |  | PAV7 |  | David Frye |  |  |  | 10/16/2019 | 10/16/2019 |  |  |  |  | 10/16/2019 | 10/16/2019
|  | HUNTLEIGH HEALTHCARE, INC. | HUNTLEIGH HEALTHCARE, INC. FLOWTRON UNIVERSAL AC600 |  |  | VOORHEES SURGERY CENTER-OPERATING ROOM |  |  |  | 02/26/2013 |  |  |  |  | NO | NO |  |  |  |  | HUNTLEIGH HEALTHCARE, INC. 10347220 1300020135 |  |  | Active |  | 99:99:99:99:99:99 |  | Alarm | PAAR:00-PVAR | 11/02/2019 |  | COOPER AMBULATORY OFF-SITES |  |  | SUITE E |  | JENNIFER BOMBARO
|  | HUNTLEIGH HEALTHCARE, INC. | HUNTLEIGH HEALTHCARE, INC. FLOWTRON UNIVERSAL AC600 |  |  | SPD |  |  |  | 02/26/2013 |  |  |  |  | NO | NO |  |  |  |  | HUNTLEIGH HEALTHCARE, INC. 10347212 1300020095 |  |  | Disposition |  |  |  | Alarm | PAAR:00-PVAR | 10/16/2019 |  | COOPER UNIVERSITY HOSPITAL |  |  | STORAGE |  | David Frye
|  | HUNTLEIGH HEALTHCARE, INC. | HUNTLEIGH HEALTHCARE, INC. FLOWTRON UNIVERSAL AC600 |  |  | SPD |  |  |  | 01/11/2012 |  |  |  |  | NO | NO |  |  |  |  | HUNTLEIGH HEALTHCARE, INC. 10346473 1100024752 |  |  | Disposition |  |  |  | Alarm | PAAR:00-PVAR | 10/16/2019 |  | COOPER UNIVERSITY HOSPITAL |  |  | TICU |  | David Frye
|  | HUNTLEIGH HEALTHCARE, INC. | HUNTLEIGH HEALTHCARE, INC. FLOWTRON UNIVERSAL AC600 |  |  | SPD |  |  |  | 02/26/2013 |  |  |  |  | NO | NO |  |  |  |  | HUNTLEIGH HEALTHCARE, INC. 10346457 1300020153 |  |  | Disposition |  |  |  | Alarm | PAAR:00-PVAR | 10/16/2019 |  | COOPER UNIVERSITY HOSPITAL |  |  | TICU |  | David Frye
|  | HUNTLEIGH HEALTHCARE, INC. | HUNTLEIGH HEALTHCARE, INC. FLOWTRON UNIVERSAL AC600 |  |  | SPD |  |  |  | 02/26/2013 |  |  |  |  | NO | NO |  |  |  |  | HUNTLEIGH HEALTHCARE, INC. 10346409 1300021848 |  |  | Disposition |  |  |  | Alarm | PAAR:00-PVAR | 10/16/2019 |  | COOPER UNIVERSITY HOSPITAL |  |  | PAVILION-3 RECOVERY |  | David Frye
|  | HUNTLEIGH HEALTHCARE, INC. | HUNTLEIGH HEALTHCARE, INC. FLOWTRON UNIVERSAL AC600 |  |  | SPD |  |  |  | 02/26/2013 |  |  |  |  | NO | NO |  |  |  |  | HUNTLEIGH HEALTHCARE, INC. 10346404 1300020145 |  |  | Disposition |  |  |  | Alarm | PAAR:00-PVAR | 10/16/2019 |  | COOPER UNIVERSITY HOSPITAL |  |  | PAVILION-3 |  | David Frye
|  | HUNTLEIGH HEALTHCARE, INC. | HUNTLEIGH HEALTHCARE, INC. FLOWTRON UNIVERSAL AC600 |  |  | SPD |  |  |  | 02/26/2013 |  |  |  |  | NO | NO |  |  |  |  | HUNTLEIGH HEALTHCARE, INC. 10346371 1300015035 |  |  | Disposition |  |  |  | Alarm | PAAR:00-PVAR | 10/16/2019 |  | COOPER UNIVERSITY HOSPITAL |  |  | PAVILION-3RD CLEAN HOLDING RM |  | David Frye
|  | HUNTLEIGH HEALTHCARE, INC. | HUNTLEIGH HEALTHCARE, INC. FLOWTRON UNIVERSAL AC600 |  |  | SPD |  |  |  | 03/01/2013 |  |  |  |  | NO | NO |  |  |  |  | HUNTLEIGH HEALTHCARE, INC. 10346359 507031581 |  |  | Disposition |  |  |  | Alarm | PAAR:00-PVAR | 11/02/2019 |  | COOPER UNIVERSITY HOSPITAL |  |  | OR-KELEMEN |  | David Frye
|  | HUNTLEIGH HEALTHCARE, INC. | HUNTLEIGH HEALTHCARE, INC. FLOWTRON UNIVERSAL AC600 |  |  | SPD |  |  |  | 02/26/2013 |  |  |  |  | NO | NO |  |  |  |  | HUNTLEIGH HEALTHCARE, INC. 10346272 1300015174 |  |  | Disposition |  |  |  | Alarm | PAAR:00-PVAR | 10/16/2019 |  | COOPER UNIVERSITY HOSPITAL |  |  | OR 9 |  | David Frye
|  | HUNTLEIGH HEALTHCARE, INC. | HUNTLEIGH HEALTHCARE, INC. FLOWTRON UNIVERSAL AC600 |  |  | SPD |  |  |  | 10/16/2019 |  |  |  |  | NO | NO |  |  |  |  | HUNTLEIGH HEALTHCARE, INC. 30142908 1300021691 |  |  | Disposition |  |  |  | Alarm | PAAR:00-PVAR | 10/16/2019 | 10/16/2019 | COOPER UNIVERSITY HOSPITAL |  |  | P423 |  | David Frye |  |  |  | 10/16/2019 | 10/16/2019 |  |  |  |  | 10/16/2019 | 10/16/2019
|  | HUNTLEIGH HEALTHCARE, INC. | HUNTLEIGH HEALTHCARE, INC. FLOWTRON UNIVERSAL AC600 |  |  | SPD |  |  |  | 01/11/2012 |  |  |  |  | NO | NO |  |  |  |  | HUNTLEIGH HEALTHCARE, INC. 10345221 1100026240 |  |  | Disposition |  |  |  | Alarm | PAAR:00-PVAR | 10/16/2019 |  | COOPER UNIVERSITY HOSPITAL |  |  | TRAUMA STEP DOWN/7N |  | David Frye
|  | HUNTLEIGH HEALTHCARE, INC. | HUNTLEIGH HEALTHCARE, INC. FLOWTRON UNIVERSAL AC600 |  |  | SPD |  |  |  | 02/26/2013 |  |  |  |  | NO | NO |  |  |  |  | HUNTLEIGH HEALTHCARE, INC. 10345203 1300021684 |  |  | Disposition |  |  |  | Alarm | PAAR:00-PVAR | 10/16/2019 |  | COOPER UNIVERSITY HOSPITAL |  |  | PCU/8N |  | David Frye
|  | HUNTLEIGH HEALTHCARE, INC. | HUNTLEIGH HEALTHCARE, INC. FLOWTRON UNIVERSAL AC600 |  |  | SPD |  |  |  | 03/01/2013 |  |  |  |  | NO | NO |  |  |  |  | HUNTLEIGH HEALTHCARE, INC. 10345196 507017696 |  |  | Disposition |  |  |  | Alarm | PAAR:00-PVAR | 10/16/2019 |  | COOPER UNIVERSITY HOSPITAL |  |  | PCU/8N |  | David Frye
|  | HUNTLEIGH HEALTHCARE, INC. | HUNTLEIGH HEALTHCARE, INC. FLOWTRON UNIVERSAL AC600 |  |  | SPD |  |  |  | 02/26/2013 |  |  |  |  | NO | NO |  |  |  |  | HUNTLEIGH HEALTHCARE, INC. 10345195 1300015185 |  |  | Disposition |  |  |  | Alarm | PAAR:00-PVAR | 10/16/2019 |  | COOPER UNIVERSITY HOSPITAL |  |  | PCU/8N |  | David Frye
|  | HUNTLEIGH HEALTHCARE, INC. | HUNTLEIGH HEALTHCARE, INC. FLOWTRON UNIVERSAL AC600 |  |  | SPD |  |  |  | 02/26/2013 |  |  |  |  | NO | NO |  |  |  |  | HUNTLEIGH HEALTHCARE, INC. 10345188 1300015101 |  |  | Disposition |  |  |  | Alarm | PAAR:00-PVAR | 10/16/2019 |  | COOPER UNIVERSITY HOSPITAL |  |  | PCU/8N |  | David Frye
|  | HUNTLEIGH HEALTHCARE, INC. | HUNTLEIGH HEALTHCARE, INC. FLOWTRON UNIVERSAL AC600 |  |  | KELEMEN 8 PCU |  |  |  | 01/11/2012 |  |  |  |  | NO | NO |  |  |  |  | HUNTLEIGH HEALTHCARE, INC. 10345187 1100026234 |  |  | Disposition |  |  |  | Alarm | PAAR:00-PVAR | 10/16/2019 |  | COOPER UNIVERSITY HOSPITAL |  |  | PCU/8N |  | BYRON WELLS
|  | HUNTLEIGH HEALTHCARE, INC. | HUNTLEIGH HEALTHCARE, INC. FLOWTRON UNIVERSAL AC600 |  |  | SPD |  |  |  | 02/26/2013 |  |  |  |  | NO | NO |  |  |  |  | HUNTLEIGH HEALTHCARE, INC. 10345185 1300021843 |  |  | Disposition |  |  |  | Alarm | PAAR:00-PVAR | 10/16/2019 |  | COOPER UNIVERSITY HOSPITAL |  |  | PCU/8N |  | David Frye
|  | HUNTLEIGH HEALTHCARE, INC. | HUNTLEIGH HEALTHCARE, INC. FLOWTRON UNIVERSAL AC600 |  |  | SPD |  |  |  | 02/26/2013 |  |  |  |  | NO | NO |  |  |  |  | HUNTLEIGH HEALTHCARE, INC. 10345172 1300021529 |  |  | Disposition |  |  |  | Alarm | PAAR:00-PVAR | 10/16/2019 |  | COOPER UNIVERSITY HOSPITAL |  |  | PCU/8N |  | David Frye
|  | HUNTLEIGH HEALTHCARE, INC. | HUNTLEIGH HEALTHCARE, INC. FLOWTRON UNIVERSAL AC600 |  |  | SPD |  |  |  | 02/26/2013 |  |  |  |  | NO | NO |  |  |  |  | HUNTLEIGH HEALTHCARE, INC. 10345162 1300015091 |  |  | Disposition |  |  |  | Alarm | PAAR:00-PVAR | 10/16/2019 |  | COOPER UNIVERSITY HOSPITAL |  |  | PCU/8N |  | David Frye
|  | HUNTLEIGH HEALTHCARE, INC. | HUNTLEIGH HEALTHCARE, INC. FLOWTRON UNIVERSAL AC600 |  |  | SPD |  |  |  | 02/26/2013 |  |  |  |  | NO | NO |  |  |  |  | HUNTLEIGH HEALTHCARE, INC. 10345150 1300019697 |  |  | Disposition |  |  |  | Alarm | PAAR:00-PVAR | 10/16/2019 |  | COOPER UNIVERSITY HOSPITAL |  |  | PCU/8N |  | David Frye
|  | HUNTLEIGH HEALTHCARE, INC. | HUNTLEIGH HEALTHCARE, INC. FLOWTRON UNIVERSAL AC600 |  |  | SPD |  |  |  | 02/26/2013 |  |  |  |  | NO | NO |  |  |  |  | HUNTLEIGH HEALTHCARE, INC. 10345145 1300021685 |  |  | Disposition |  |  |  | Alarm | PAAR:00-PVAR | 10/16/2019 |  | COOPER UNIVERSITY HOSPITAL |  |  | PCU/8N |  | David Frye
|  | HUNTLEIGH HEALTHCARE, INC. | HUNTLEIGH HEALTHCARE, INC. FLOWTRON UNIVERSAL AC600 |  |  | SPD |  |  |  | 02/26/2013 |  |  |  |  | NO | NO |  |  |  |  | HUNTLEIGH HEALTHCARE, INC. 10345136 1300021537 |  |  | Disposition |  |  |  | Alarm | PAAR:00-PVAR | 10/16/2019 |  | COOPER UNIVERSITY HOSPITAL |  |  | PCU/8N |  | David Frye
|  | HUNTLEIGH HEALTHCARE, INC. | HUNTLEIGH HEALTHCARE, INC. FLOWTRON UNIVERSAL AC600 |  |  | SPD |  |  |  | 02/26/2013 |  |  |  |  | NO | NO |  |  |  |  | HUNTLEIGH HEALTHCARE, INC. 10345126 1300015183 |  |  | Disposition |  |  |  | Alarm | PAAR:00-PVAR | 10/16/2019 |  | COOPER UNIVERSITY HOSPITAL |  |  | 8 NORTH |  | David Frye
|  | HUNTLEIGH HEALTHCARE, INC. | HUNTLEIGH HEALTHCARE, INC. FLOWTRON UNIVERSAL AC600 |  |  | SPD |  |  |  | 02/26/2013 |  |  |  |  | NO | NO |  |  |  |  | HUNTLEIGH HEALTHCARE, INC. 10345121 1300019984 |  |  | Disposition |  |  |  | Alarm | PAAR:00-PVAR | 10/16/2019 |  | COOPER UNIVERSITY HOSPITAL |  |  | PCU |  | David Frye
|  | HUNTLEIGH HEALTHCARE, INC. | HUNTLEIGH HEALTHCARE, INC. FLOWTRON UNIVERSAL AC600 |  |  | SPD |  |  |  | 01/11/2012 |  |  |  |  | NO | NO |  |  |  |  | HUNTLEIGH HEALTHCARE, INC. 10345069 11002623 |  |  | Disposition |  |  |  | Alarm | PAAR:00-PVAR | 10/16/2019 |  | COOPER UNIVERSITY HOSPITAL |  |  | SPD |  | David Frye
|  | HUNTLEIGH HEALTHCARE, INC. | HUNTLEIGH HEALTHCARE, INC. FLOWTRON UNIVERSAL AC600 |  |  | SPD |  |  |  | 02/26/2013 |  |  |  |  | NO | NO |  |  |  |  | HUNTLEIGH HEALTHCARE, INC. 10345070 1300015201 |  |  | Disposition |  |  |  | Alarm | PAAR:00-PVAR | 10/16/2019 |  | COOPER UNIVERSITY HOSPITAL |  |  | SPD |  | David Frye
|  | HUNTLEIGH HEALTHCARE, INC. | HUNTLEIGH HEALTHCARE, INC. FLOWTRON UNIVERSAL AC600 |  |  | SPD |  |  |  | 03/01/2013 |  |  |  |  | NO | NO |  |  |  |  | HUNTLEIGH HEALTHCARE, INC. 10345066 507032882 |  |  | Disposition |  |  |  | Alarm | PAAR:00-PVAR | 11/02/2019 |  | COOPER UNIVERSITY HOSPITAL |  |  | SPD |  | David Frye
|  | HUNTLEIGH HEALTHCARE, INC. | HUNTLEIGH HEALTHCARE, INC. FLOWTRON UNIVERSAL AC600 |  |  | SPD |  |  |  | 02/26/2013 |  |  |  |  | NO | NO |  |  |  |  | HUNTLEIGH HEALTHCARE, INC. 10345057 1300021540 |  |  | Disposition |  |  |  | Alarm | PAAR:00-PVAR | 10/16/2019 |  | COOPER UNIVERSITY HOSPITAL |  |  | SPD |  | David Frye
|  | HUNTLEIGH HEALTHCARE, INC. | HUNTLEIGH HEALTHCARE, INC. FLOWTRON UNIVERSAL AC600 |  |  | SPD |  |  |  | 02/26/2013 |  |  |  |  | NO | NO |  |  |  |  | HUNTLEIGH HEALTHCARE, INC. 10345058 1300021861 |  |  | Disposition |  |  |  | Alarm | PAAR:00-PVAR | 10/16/2019 |  | COOPER UNIVERSITY HOSPITAL |  |  | SPD |  | David Frye
|  | HUNTLEIGH HEALTHCARE, INC. | HUNTLEIGH HEALTHCARE, INC. FLOWTRON UNIVERSAL AC600 |  |  | SPD |  |  |  | 02/26/2013 |  |  |  |  | NO | NO |  |  |  |  | HUNTLEIGH HEALTHCARE, INC. 10345040 1300015051 |  |  | Disposition |  |  |  | Alarm | PAAR:00-PVAR | 10/16/2019 |  | COOPER UNIVERSITY HOSPITAL |  |  | SPD |  | David Frye
|  | HUNTLEIGH HEALTHCARE, INC. | HUNTLEIGH HEALTHCARE, INC. FLOWTRON UNIVERSAL AC600 |  |  | SPD |  |  |  | 02/26/2013 |  |  |  |  | NO | NO |  |  |  |  | HUNTLEIGH HEALTHCARE, INC. 10345041 1300021699 |  |  | Disposition |  |  |  | Alarm | PAAR:00-PVAR | 10/16/2019 |  | COOPER UNIVERSITY HOSPITAL |  |  | SPD |  | David Frye
|  | HUNTLEIGH HEALTHCARE, INC. | HUNTLEIGH HEALTHCARE, INC. FLOWTRON UNIVERSAL AC600 |  |  | SPD |  |  |  | 02/26/2013 |  |  |  |  | NO | NO |  |  |  |  | HUNTLEIGH HEALTHCARE, INC. 10345039 1300021712 |  |  | Disposition |  |  |  | Alarm | PAAR:00-PVAR | 10/16/2019 |  | COOPER UNIVERSITY HOSPITAL |  |  | SPD |  | David Frye
|  | HUNTLEIGH HEALTHCARE, INC. | HUNTLEIGH HEALTHCARE, INC. FLOWTRON UNIVERSAL AC600 |  |  | SPD |  |  |  | 03/01/2013 |  |  |  |  | NO | NO |  |  |  |  | HUNTLEIGH HEALTHCARE, INC. 10345038 507018776 |  |  | Disposition |  |  |  | Alarm | PAAR:00-PVAR | 10/16/2019 |  | COOPER UNIVERSITY HOSPITAL |  |  | SPD |  | David Frye
|  | HUNTLEIGH HEALTHCARE, INC. | HUNTLEIGH HEALTHCARE, INC. FLOWTRON UNIVERSAL AC600 |  |  | SPD |  |  |  | 02/26/2013 |  |  |  |  | NO | NO |  |  |  |  | HUNTLEIGH HEALTHCARE, INC. 10345037 1300021547 |  |  | Disposition |  |  |  | Alarm | PAAR:00-PVAR | 10/16/2019 |  | COOPER UNIVERSITY HOSPITAL |  |  | SPD |  | David Frye
|  | HUNTLEIGH HEALTHCARE, INC. | HUNTLEIGH HEALTHCARE, INC. FLOWTRON UNIVERSAL AC600 |  |  | SPD |  |  |  | 02/26/2013 |  |  |  |  | NO | NO |  |  |  |  | HUNTLEIGH HEALTHCARE, INC. 10345035 1300020141 |  |  | Disposition |  |  |  | Alarm | PAAR:00-PVAR | 10/16/2019 |  | COOPER UNIVERSITY HOSPITAL |  |  | SPD |  | David Frye
|  | HUNTLEIGH HEALTHCARE, INC. | HUNTLEIGH HEALTHCARE, INC. FLOWTRON UNIVERSAL AC600 |  |  | SPD |  |  |  | 02/26/2013 |  |  |  |  | NO | NO |  |  |  |  | HUNTLEIGH HEALTHCARE, INC. 10345036 1300019993 |  |  | Disposition |  |  |  | Alarm | PAAR:00-PVAR | 10/16/2019 |  | COOPER UNIVERSITY HOSPITAL |  |  | SPD |  | David Frye
|  | HUNTLEIGH HEALTHCARE, INC. | HUNTLEIGH HEALTHCARE, INC. FLOWTRON UNIVERSAL AC600 |  |  | SPD |  |  |  | 03/01/2013 |  |  |  |  | NO | NO |  |  |  |  | HUNTLEIGH HEALTHCARE, INC. 10345034 507026886 |  |  | Disposition |  |  |  | Alarm | PAAR:00-PVAR | 10/16/2019 |  | COOPER UNIVERSITY HOSPITAL |  |  | SPD |  | David Frye
|  | HUNTLEIGH HEALTHCARE, INC. | HUNTLEIGH HEALTHCARE, INC. FLOWTRON UNIVERSAL AC600 |  |  | SPD |  |  |  | 02/26/2013 |  |  |  |  | NO | NO |  |  |  |  | HUNTLEIGH HEALTHCARE, INC. 10345033 1300015193 |  |  | Disposition |  |  |  | Alarm | PAAR:00-PVAR | 10/16/2019 |  | COOPER UNIVERSITY HOSPITAL |  |  | SPD |  | David Frye
|  | HUNTLEIGH HEALTHCARE, INC. | HUNTLEIGH HEALTHCARE, INC. FLOWTRON UNIVERSAL AC600 |  |  | SPD |  |  |  | 02/26/2013 |  |  |  |  | NO | NO |  |  |  |  | HUNTLEIGH HEALTHCARE, INC. 10345032 1300015055 |  |  | Disposition |  |  |  | Alarm | PAAR:00-PVAR | 10/16/2019 |  | COOPER UNIVERSITY HOSPITAL |  |  | SPD |  | David Frye
|  | HUNTLEIGH HEALTHCARE, INC. | HUNTLEIGH HEALTHCARE, INC. FLOWTRON UNIVERSAL AC600 |  |  | SPD |  |  |  | 03/01/2013 |  |  |  |  | NO | NO |  |  |  |  | HUNTLEIGH HEALTHCARE, INC. 10345028 507047042 |  |  | Disposition |  |  |  | Alarm | PAAR:00-PVAR | 10/16/2019 |  | COOPER UNIVERSITY HOSPITAL |  |  | SPD |  | David Frye
|  | HUNTLEIGH HEALTHCARE, INC. | HUNTLEIGH HEALTHCARE, INC. FLOWTRON UNIVERSAL AC600 |  |  | SPD |  |  |  | 02/26/2013 |  |  |  |  | NO | NO |  |  |  |  | HUNTLEIGH HEALTHCARE, INC. 10345029 1300021849 |  |  | Disposition |  |  |  | Alarm | PAAR:00-PVAR | 10/16/2019 |  | COOPER UNIVERSITY HOSPITAL |  |  | SPD |  | David Frye
|  | HUNTLEIGH HEALTHCARE, INC. | HUNTLEIGH HEALTHCARE, INC. FLOWTRON UNIVERSAL AC600 |  |  | SPD |  |  |  | 02/26/2013 |  |  |  |  | NO | NO |  |  |  |  | HUNTLEIGH HEALTHCARE, INC. 10345030 1300015103 |  |  | Disposition |  |  |  | Alarm | PAAR:00-PVAR | 10/16/2019 |  | COOPER UNIVERSITY HOSPITAL |  |  | SPD |  | David Frye
|  | HUNTLEIGH HEALTHCARE, INC. | HUNTLEIGH HEALTHCARE, INC. FLOWTRON UNIVERSAL AC600 |  |  | SPD |  |  |  | 03/01/2013 |  |  |  |  | NO | NO |  |  |  |  | HUNTLEIGH HEALTHCARE, INC. 10345031 507013769 |  |  | Disposition |  |  |  | Alarm | PAAR:00-PVAR | 10/16/2019 |  | COOPER UNIVERSITY HOSPITAL |  |  | SPD |  | David Frye
|  | HUNTLEIGH HEALTHCARE, INC. | HUNTLEIGH HEALTHCARE, INC. FLOWTRON UNIVERSAL AC600 |  |  | SPD |  |  |  | 02/26/2013 |  |  |  |  | NO | NO |  |  |  |  | HUNTLEIGH HEALTHCARE, INC. 10345025 1300021693 |  |  | Disposition |  |  |  | Alarm | PAAR:00-PVAR | 10/16/2019 |  | COOPER UNIVERSITY HOSPITAL |  |  | SPD |  | David Frye
|  | HUNTLEIGH HEALTHCARE, INC. | HUNTLEIGH HEALTHCARE, INC. FLOWTRON UNIVERSAL AC600 |  |  | SPD |  |  |  | 02/26/2013 |  |  |  |  | NO | NO |  |  |  |  | HUNTLEIGH HEALTHCARE, INC. 10345026 1300015189 |  |  | Disposition |  |  |  | Alarm | PAAR:00-PVAR | 10/16/2019 |  | COOPER UNIVERSITY HOSPITAL |  |  | SPD |  | David Frye
|  | HUNTLEIGH HEALTHCARE, INC. | HUNTLEIGH HEALTHCARE, INC. FLOWTRON UNIVERSAL AC600 |  |  | SPD |  |  |  | 02/26/2013 |  |  |  |  | NO | NO |  |  |  |  | HUNTLEIGH HEALTHCARE, INC. 10345027 1300020132 |  |  | Disposition |  |  |  | Alarm | PAAR:00-PVAR | 10/16/2019 |  | COOPER UNIVERSITY HOSPITAL |  |  | SPD |  | David Frye
|  | HUNTLEIGH HEALTHCARE, INC. | HUNTLEIGH HEALTHCARE, INC. FLOWTRON UNIVERSAL AC600 |  |  | SPD |  |  |  | 02/26/2013 |  |  |  |  | NO | NO |  |  |  |  | HUNTLEIGH HEALTHCARE, INC. 10345021 1300015176 |  |  | Disposition |  |  |  | Alarm | PAAR:00-PVAR | 10/16/2019 |  | COOPER UNIVERSITY HOSPITAL |  |  | SPD |  | David Frye
|  | HUNTLEIGH HEALTHCARE, INC. | HUNTLEIGH HEALTHCARE, INC. FLOWTRON UNIVERSAL AC600 |  |  | SPD |  |  |  | 02/26/2013 |  |  |  |  | NO | NO |  |  |  |  | HUNTLEIGH HEALTHCARE, INC. 10345022 1300021850 |  |  | Disposition |  |  |  | Alarm | PAAR:00-PVAR | 10/16/2019 |  | COOPER UNIVERSITY HOSPITAL |  |  | SPD |  | David Frye
|  | HUNTLEIGH HEALTHCARE, INC. | HUNTLEIGH HEALTHCARE, INC. FLOWTRON UNIVERSAL AC600 |  |  | SPD |  |  |  | 02/26/2013 |  |  |  |  | NO | NO |  |  |  |  | HUNTLEIGH HEALTHCARE, INC. 10345023 1300020097 |  |  | Disposition |  |  |  | Alarm | PAAR:00-PVAR | 10/16/2019 |  | COOPER UNIVERSITY HOSPITAL |  |  | SPD |  | David Frye
|  | HUNTLEIGH HEALTHCARE, INC. | HUNTLEIGH HEALTHCARE, INC. FLOWTRON UNIVERSAL AC600 |  |  | SPD |  |  |  | 02/26/2013 |  |  |  |  | NO | NO |  |  |  |  | HUNTLEIGH HEALTHCARE, INC. 10345024 1300015119 |  |  | Disposition |  |  |  | Alarm | PAAR:00-PVAR | 10/16/2019 |  | COOPER UNIVERSITY HOSPITAL |  |  | SPD |  | David Frye
|  | HUNTLEIGH HEALTHCARE, INC. | HUNTLEIGH HEALTHCARE, INC. FLOWTRON UNIVERSAL AC600 |  |  | SPD |  |  |  | 02/26/2013 |  |  |  |  | NO | NO |  |  |  |  | HUNTLEIGH HEALTHCARE, INC. 10345015 1300021568 |  |  | Disposition |  |  |  | Alarm | PAAR:00-PVAR | 10/16/2019 |  | COOPER UNIVERSITY HOSPITAL |  |  | SPD |  | David Frye
|  | HUNTLEIGH HEALTHCARE, INC. | HUNTLEIGH HEALTHCARE, INC. FLOWTRON UNIVERSAL AC600 |  |  | SPD |  |  |  | 02/26/2013 |  |  |  |  | NO | NO |  |  |  |  | HUNTLEIGH HEALTHCARE, INC. 10345016 1300015198 |  |  | Disposition |  |  |  | Alarm | PAAR:00-PVAR | 10/16/2019 |  | COOPER UNIVERSITY HOSPITAL |  |  | SPD |  | David Frye
|  | HUNTLEIGH HEALTHCARE, INC. | HUNTLEIGH HEALTHCARE, INC. FLOWTRON UNIVERSAL AC600 |  |  | SPD |  |  |  | 02/26/2013 |  |  |  |  | NO | NO |  |  |  |  | HUNTLEIGH HEALTHCARE, INC. 10345017 1300021862 |  |  | Disposition |  |  |  | Alarm | PAAR:00-PVAR | 10/16/2019 |  | COOPER UNIVERSITY HOSPITAL |  |  | SPD |  | David Frye
|  | HUNTLEIGH HEALTHCARE, INC. | HUNTLEIGH HEALTHCARE, INC. FLOWTRON UNIVERSAL AC600 |  |  | SPD |  |  |  | 02/26/2013 |  |  |  |  | NO | NO |  |  |  |  | HUNTLEIGH HEALTHCARE, INC. 10345018 1300020138 |  |  | Disposition |  |  |  | Alarm | PAAR:00-PVAR | 10/16/2019 |  | COOPER UNIVERSITY HOSPITAL |  |  | SPD |  | David Frye
|  | HUNTLEIGH HEALTHCARE, INC. | HUNTLEIGH HEALTHCARE, INC. FLOWTRON UNIVERSAL AC600 |  |  | SPD |  |  |  | 02/26/2013 |  |  |  |  | NO | NO |  |  |  |  | HUNTLEIGH HEALTHCARE, INC. 10345019 1300021854 |  |  | Disposition |  |  |  | Alarm | PAAR:00-PVAR | 10/16/2019 |  | COOPER UNIVERSITY HOSPITAL |  |  | SPD |  | David Frye
|  | HUNTLEIGH HEALTHCARE, INC. | HUNTLEIGH HEALTHCARE, INC. FLOWTRON UNIVERSAL AC600 |  |  | SPD |  |  |  | 03/01/2013 |  |  |  |  | NO | NO |  |  |  |  | HUNTLEIGH HEALTHCARE, INC. 10345020 507018567 |  |  | Disposition |  |  |  | Alarm | PAAR:00-PVAR | 10/16/2019 |  | COOPER UNIVERSITY HOSPITAL |  |  | SPD |  | David Frye
|  | HUNTLEIGH HEALTHCARE, INC. | HUNTLEIGH HEALTHCARE, INC. FLOWTRON UNIVERSAL AC600 |  |  | SPD |  |  |  | 02/26/2013 |  |  |  |  | NO | NO |  |  |  |  | HUNTLEIGH HEALTHCARE, INC. 10345007 1300020005 |  |  | Disposition |  |  |  | Alarm | PAAR:00-PVAR | 10/16/2019 |  | COOPER UNIVERSITY HOSPITAL |  |  | SPD |  | David Frye
|  | HUNTLEIGH HEALTHCARE, INC. | HUNTLEIGH HEALTHCARE, INC. FLOWTRON UNIVERSAL AC600 |  |  | SPD |  |  |  | 02/26/2013 |  |  |  |  | NO | NO |  |  |  |  | HUNTLEIGH HEALTHCARE, INC. 10345009 1300020142 |  |  | Disposition |  |  |  | Alarm | PAAR:00-PVAR | 10/16/2019 |  | COOPER UNIVERSITY HOSPITAL |  |  | SPD |  | David Frye
|  | HUNTLEIGH HEALTHCARE, INC. | HUNTLEIGH HEALTHCARE, INC. FLOWTRON UNIVERSAL AC600 |  |  | SPD |  |  |  | 02/26/2013 |  |  |  |  | NO | NO |  |  |  |  | HUNTLEIGH HEALTHCARE, INC. 10345010 1300021918 |  |  | Disposition |  |  |  | Alarm | PAAR:00-PVAR | 10/16/2019 |  | COOPER UNIVERSITY HOSPITAL |  |  | SPD |  | David Frye
|  | HUNTLEIGH HEALTHCARE, INC. | HUNTLEIGH HEALTHCARE, INC. FLOWTRON UNIVERSAL AC600 |  |  | SPD |  |  |  | 02/26/2013 |  |  |  |  | NO | NO |  |  |  |  | HUNTLEIGH HEALTHCARE, INC. 10345011 1300020002 |  |  | Disposition |  |  |  | Alarm | PAAR:00-PVAR | 10/16/2019 |  | COOPER UNIVERSITY HOSPITAL |  |  | SPD |  | David Frye
|  | HUNTLEIGH HEALTHCARE, INC. | HUNTLEIGH HEALTHCARE, INC. FLOWTRON UNIVERSAL AC600 |  |  | SPD |  |  |  | 02/26/2013 |  |  |  |  | NO | NO |  |  |  |  | HUNTLEIGH HEALTHCARE, INC. 10345012 1300015100 |  |  | Disposition |  |  |  | Alarm | PAAR:00-PVAR | 10/16/2019 |  | COOPER UNIVERSITY HOSPITAL |  |  | SPD |  | David Frye
|  | HUNTLEIGH HEALTHCARE, INC. | HUNTLEIGH HEALTHCARE, INC. FLOWTRON UNIVERSAL AC600 |  |  | SPD |  |  |  | 03/01/2013 |  |  |  |  | NO | NO |  |  |  |  | HUNTLEIGH HEALTHCARE, INC. 10345013 507032744 |  |  | Disposition |  |  |  | Alarm | PAAR:00-PVAR | 10/16/2019 |  | COOPER UNIVERSITY HOSPITAL |  |  | SPD |  | David Frye
|  | HUNTLEIGH HEALTHCARE, INC. | HUNTLEIGH HEALTHCARE, INC. FLOWTRON UNIVERSAL AC600 |  |  | SPD |  |  |  | 03/01/2013 |  |  |  |  | NO | NO |  |  |  |  | HUNTLEIGH HEALTHCARE, INC. 10345014 507013663 |  |  | Disposition |  |  |  | Alarm | PAAR:00-PVAR | 10/16/2019 |  | COOPER UNIVERSITY HOSPITAL |  |  | SPD |  | David Frye
|  | HUNTLEIGH HEALTHCARE, INC. | HUNTLEIGH HEALTHCARE, INC. FLOWTRON UNIVERSAL AC600 |  |  | SPD |  |  |  | 02/26/2013 |  |  |  |  | NO | NO |  |  |  |  | HUNTLEIGH HEALTHCARE, INC. 10345005 1300021603 |  |  | Disposition |  |  |  | Alarm | PAAR:00-PVAR | 10/16/2019 |  | COOPER UNIVERSITY HOSPITAL |  |  | SPD |  | David Frye
|  | HUNTLEIGH HEALTHCARE, INC. | HUNTLEIGH HEALTHCARE, INC. FLOWTRON UNIVERSAL AC600 |  |  | SPD |  |  |  | 02/26/2013 |  |  |  |  | NO | NO |  |  |  |  | HUNTLEIGH HEALTHCARE, INC. 10345004 1300021857 |  |  | Disposition |  |  |  | Alarm | PAAR:00-PVAR | 10/16/2019 |  | COOPER UNIVERSITY HOSPITAL |  |  | SPD |  | David Frye
|  | HUNTLEIGH HEALTHCARE, INC. | HUNTLEIGH HEALTHCARE, INC. FLOWTRON UNIVERSAL AC600 |  |  | SPD |  |  |  | 02/26/2013 |  |  |  |  | NO | NO |  |  |  |  | HUNTLEIGH HEALTHCARE, INC. 0356586 1300021536 |  |  | Disposition |  |  |  | Alarm | PAAR:00-PVAR | 10/16/2019 |  | COOPER UNIVERSITY HOSPITAL |  |  | 8PAV |  | David Frye
|  | HUNTLEIGH HEALTHCARE, INC. | HUNTLEIGH HEALTHCARE, INC. MD1 |  | HAMA1-01566 | BUNKER HILL-SURGERY |  |  |  | 12/01/2008 |  |  |  |  | NO | NO |  |  |  |  | HUNTLEIGH HEALTHCARE, INC. 10369632 HAMA1-01566 |  |  | Disposition |  |  |  | Equipment | 1Y:00-MFG | 12/14/2016 | 12/01/2020 | COOPER AMBULATORY OFF-SITES |  |  | UNDER DESK - SURGERY |  | ANNE MAIER
|  | HUNTLEIGH HEALTHCARE, INC. | HUNTLEIGH HEALTHCARE, INC. MD2 MULTI DOPPLEX II |  | MD2P30521312-10 | CAT SCAN |  |  | excluded | 10/31/2019 |  |  |  |  | NO | NO |  |  |  |  | HUNTLEIGH HEALTHCARE, INC. 22143 MD2P30521312-10 |  |  | Active |  | 99:99:99:99:99:99 |  | Equipment | PAAR:00-PVAR | 10/31/2019 | 10/31/2019 | COOPER UNIVERSITY HOSPITAL |  |  | BASEMENT CATSCAN |  | PAULETTE DUCKREY |  |  |  | 10/31/2019 | 10/31/2019 |  |  |  |  | 10/31/2019 | 10/31/2019
|  | HUNTLEIGH HEALTHCARE, INC. | HUNTLEIGH HEALTHCARE, INC. MD2 MULTI DOPPLEX II |  | MD2P30530740-15 | LABOR & DELIVERY |  |  | excluded | 06/10/2015 |  |  |  |  | NO | NO |  |  |  |  | HUNTLEIGH HEALTHCARE, INC. 10769341 MD2P30530740-15 |  |  | Active |  | 99:99:99:99:99:99 |  | Equipment | 1Y:00-MFG | 11/01/2019 | 11/01/2020 | COOPER UNIVERSITY HOSPITAL |  |  | Dor 6 | 0011326534 | JOANNA HORST | Repair | Closed | Gene Amodei | 03/08/2017 | 03/10/2017 | DOPPLER - NOT WORKING - L&D TRIAGE | 3/10/2017 10:06:50 AM GRAMODEI cleaned battery terminal, installed new battery, unit ok RTS | 5475DC93-D868-4127-A4A3-57C21E56629D | Labor | 03/08/2017 | 03/08/2017 | Gene Amodei
|  | HUNTLEIGH HEALTHCARE, INC. | HUNTLEIGH HEALTHCARE, INC. MD2 MULTI DOPPLEX II |  | MDSP30530173-15 | LABOR & DELIVERY |  |  | excluded | 11/01/2019 |  |  |  |  | NO | NO |  |  |  |  | HUNTLEIGH HEALTHCARE, INC. 30244941 MDSP30530173-15 |  |  | Active |  | 99:99:99:99:99:99 |  | Equipment | 1Y:00-MFG | 11/01/2019 | 11/01/2019 | COOPER UNIVERSITY HOSPITAL |  |  | L*D | 0011984034 | JOANNA HORST | Repair | Closed | Gene Amodei | 11/01/2019 | 11/01/2019 | DOPPLER - HEAD HAS COME OFF - BIOMED | 7/28/2017 4:12:29 PM GRAMODEI unit 3 MHZ need to be replaced 8/4/2017 3:45:34 PM GRAMODEI (GRAMODEI 8/2/2017 8:05 AM) REPLACED 3 MHZ SCAN HEAD UNIT OK RTS | 031AB5FB-7AA1-4D5B-9E92-3BB7EBA4014B | Labor | 11/01/2019 | 11/01/2019 | Gene Amodei
|  | HUNTLEIGH HEALTHCARE, INC. | HUNTLEIGH HEALTHCARE, INC. MD2 MULTI DOPPLEX II |  | MD2P30524599-12 | LABOR & DELIVERY |  |  | excluded | 07/16/2012 |  |  |  |  | NO | NO |  |  |  |  | HUNTLEIGH HEALTHCARE, INC. 10349512 MD2P30524599-12 |  |  | Active |  | 99:99:99:99:99:99 |  | Equipment | PAAR:00-PVAR | 10/31/2019 |  | COOPER UNIVERSITY HOSPITAL |  |  | LABOR AND DELIVERY |  | JOANNA HORST
|  | HUNTLEIGH HEALTHCARE, INC. | HUNTLEIGH HEALTHCARE, INC. MD2 MULTI DOPPLEX II |  | MD2P30522348 | LABOR & DELIVERY |  |  | excluded | 11/02/2019 |  |  |  |  | NO | NO |  |  |  |  | HUNTLEIGH HEALTHCARE, INC. 30142068 MD2P30522348 |  |  | Active |  | 99:99:99:99:99:99 |  | Equipment | PAAR:00-PVAR | 11/02/2019 | 11/02/2019 | COOPER UNIVERSITY HOSPITAL |  |  | D6 |  | JOANNA HORST |  |  |  | 11/02/2019 | 11/02/2019 |  |  |  |  | 11/02/2019 | 11/02/2019
|  | HUNTLEIGH HEALTHCARE, INC. | HUNTLEIGH HEALTHCARE, INC. SUPER DOPPLEX II |  | SD2P30411092-12 | BUNKER HILL-OB/GYN |  |  | excluded | 11/02/2019 |  |  |  |  | NO | NO |  |  |  |  | HUNTLEIGH HEALTHCARE, INC. 30225049 SD2P30411092-12 |  |  | Active |  | 99:99:99:99:99:99 |  | Equipment | PAAR:00-PVAR | 11/02/2019 | 11/02/2019 | COOPER AMBULATORY OFF-SITES |  |  | MOVES | 0012131659 | LISA POTTS | Repair | Closed | Michael Youch | 11/02/2019 | 11/02/2019 | DOPPLER - TOP / HEAD PART KEEPS COMING OFF, LOOSE - BUNKER HILL OBGYN DESK | 9/14/2017 4:21:19 PM MDYOUCH (MDYOUCH 9/14/2017 8:00 AM) REPLACED BROKEN HEAD, VERIFIED, RTS | 48813333-B8C0-4A64-A42F-EE9E49771E94 | Labor | 11/02/2019 | 11/02/2019 | Michael Youch
|  | HUNTLEIGH HEALTHCARE, INC. | HUNTLEIGH HEALTHCARE, INC. SUPER DOPPLEX II |  | P30414096-15 | BUNKER HILL-OB/GYN |  |  | excluded | 11/01/2019 |  |  |  |  | NO | NO |  |  |  |  | HUNTLEIGH HEALTHCARE, INC. 30142159 P30414096-15 |  |  | Active |  | 99:99:99:99:99:99 |  | Equipment | 1Y:00-MFG | 11/01/2019 | 11/01/2019 | COOPER AMBULATORY OFF-SITES |  |  |  |  | LISA POTTS |  |  |  | 11/01/2019 | 11/01/2019 |  |  |  |  | 11/01/2019 | 11/01/2019
|  | HUNTLEIGH HEALTHCARE, INC. | HUNTLEIGH HEALTHCARE, INC. SUPER DOPPLEX II |  | P30413695 | BUNKER HILL-OB/GYN |  |  | excluded | 11/01/2019 |  |  |  |  | NO | NO |  |  |  |  | HUNTLEIGH HEALTHCARE, INC. 30142158 P30413695 |  |  | Active |  | 99:99:99:99:99:99 |  | Equipment | 1Y:00-MFG | 11/01/2019 | 11/01/2019 | COOPER AMBULATORY OFF-SITES |  |  |  |  | LISA POTTS |  |  |  | 11/01/2019 | 11/01/2019 |  |  |  |  | 11/01/2019 | 11/01/2019
|  | HUNTLEIGH NESBIT EVANS | HUNTLEIGH NESBIT EVANS 157000 |  |  | PATIENT TRANSPORT |  |  |  | 11/02/2019 |  |  |  |  | NO | NO |  |  |  |  | HUNTLEIGH NESBIT EVANS 50006397 186330 |  |  | Disposition |  |  |  | Equipment | PAAR:00-PVAR | 11/02/2019 | 11/02/2019 | COOPER UNIVERSITY HOSPITAL |  |  | B81 |  | Bonnie Aichroch |  |  |  | 11/02/2019 | 11/02/2019 |  |  |  |  | 11/02/2019 | 11/02/2019
|  | HUNTLEIGH NESBIT EVANS | HUNTLEIGH NESBIT EVANS 157000 |  |  | PATIENT TRANSPORT |  |  |  | 01/01/1900 |  |  |  |  | NO | NO |  |  |  |  | HUNTLEIGH NESBIT EVANS 10347074 186329 |  |  | Disposition |  | 99:99:99:99:99:99 |  | Equipment | 1Y:00-MFG | 03/29/2019 | 04/01/2020 | COOPER UNIVERSITY HOSPITAL |  |  | GI Suite Holding Area |  | Bonnie Aichroch
|  | I.E. INDUSTRIES | I.E. INDUSTRIES 100 |  |  | BRACE ROAD-MEDICINE |  |  |  | 01/01/1900 |  |  |  |  | NO | NO |  |  |  |  | I.E. INDUSTRIES 10365882 8949 |  |  | Active |  | 99:99:99:99:99:99 |  | Equipment | PAAR:00-PVAR | 11/02/2019 |  | COOPER AMBULATORY OFF-SITES |  |  | Internal Medicine Exam 1 |  | Cheryl Peck
|  | IBM CORP. | IBM CORP. G42 |  | KM-99351 | BIOMEDICAL |  |  |  | 11/18/2004 |  |  |  |  | NO | NO |  |  |  |  | IBM CORP. 09791 KM-99351 |  |  | Disposition |  |  |  | Accessory | 1Y:00-MFG | 04/27/2016 | 12/01/2020 | COOPER UNIVERSITY HOSPITAL |  |  | 3 SARAH COOPER |  | Bonnie Aichroch
|  | IBM CORP. | IBM CORP. G42 |  | KM-99372 | PHARMACY |  |  |  | 11/18/2004 |  |  |  |  | NO | NO |  |  |  |  | IBM CORP. 09670 KM-99372 |  |  | Disposition |  |  |  | Accessory | 1Y:00-MFG | 11/17/2015 |  | COOPER UNIVERSITY HOSPITAL |  |  | 2 KELEMAN |  | JACKIE SUTTON
|  | IBM CORP. | IBM CORP. THINKPAD A22M |  |  | BIOMEDICAL |  |  |  | 01/01/1900 |  |  |  |  | NO | NO |  |  |  |  | IBM CORP. 03897 78 |  |  | Disposition |  |  |  | Non-medical | 1Y:00-MFG | 12/16/2015 | 12/01/2020 | COOPER UNIVERSITY HOSPITAL |  |  | CLEFT/CRANIOFACIAL DEPT |  | Bonnie Aichroch
|  | IBM CORP. | IBM CORP. THINKVISION L150 |  |  | WOODSTOWN - CARDIOLOGY |  |  |  | 05/13/2016 |  |  |  |  | NO | NO |  |  |  |  | IBM CORP. 14721 04042154 |  |  | Disposition |  |  |  | Accessory | 1Y:00-MFG | 05/13/2016 | 05/13/2016 | COOPER AMBULATORY OFF-SITES |  |  |  |  | SUSAN WHITZELL |  |  |  | 05/13/2016 | 05/13/2016 |  |  |  |  | 05/13/2016 | 05/13/2016
|  | ICARE | ICARE IC100 |  | 1839AJ336 | EMERGENCY ROOM |  |  |  | 10/31/2019 |  |  |  |  | NO | NO |  |  |  |  | ICARE 11239414 1839AJ336 |  |  | Active |  | 99:99:99:99:99:99 |  | Equipment | PAAR:00-PVAR | 10/31/2019 | 10/31/2019 | COOPER UNIVERSITY HOSPITAL |  |  | Performance Verification | WOT00000001945162 | KAREN GRUBER | Performance Verification | Closed | Salvatore Bombara | 10/31/2019 | 10/31/2019 | Performance Verification for ICARE 11239414 1839AJ336 | Initial Install of Performance Verification. Device is ready for patient use. |  |  | 10/31/2019 | 10/31/2019
|  | ICARE | ICARE IC100 |  | 1733AJ384 | RUNNEMEDE URGENT CARE |  |  |  | 12/21/2017 |  |  |  |  | NO | NO |  |  |  |  | ICARE 10732230 1733AJ384 |  |  | Active |  | 99:99:99:99:99:99 |  | Equipment | PAAR:00-PVAR | 10/31/2019 |  | COOPER AMBULATORY OFF-SITES |  |  |  | 0012740493 | MELISSA PORTOBANCO | Performance Verification | Closed | Josh Harris | 01/30/2018 | 01/30/2018 | INCOMING INVENTORY | DEVICE INVENTORIED | F02905B3-B5EC-4E5E-86A4-2DD59B8A1166 | Labor | 01/30/2018 | 01/30/2018 | Josh Harris
|  | IDEAL PRODUCTS | IDEAL PRODUCTS GW108 |  |  | BURLINGTON OB/GYN |  |  |  | 08/24/2005 |  |  |  |  | NO | NO |  |  |  |  | IDEAL PRODUCTS 10570 59033 |  |  | Disposition |  |  |  | Equipment | PAAR:00-PVAR | 10/16/2019 |  | COOPER AMBULATORY OFF-SITES |  |  |  |  | Carey Myers
|  | IDEAL PRODUCTS | IDEAL PRODUCTS GW108 |  |  | BURLINGTON OB/GYN |  |  | excluded | 08/22/2012 |  |  |  |  | NO | NO |  |  |  |  | IDEAL PRODUCTS 10366241 82700 |  |  | Active |  | 99:99:99:99:99:99 |  | Equipment | PAAR:00-PVAR | 11/02/2019 |  | COOPER AMBULATORY OFF-SITES |  |  | EXAM 6 |  | Carey Myers
|  | IDEAL PRODUCTS | IDEAL PRODUCTS GW108 |  |  | BURLINGTON OB/GYN |  |  | excluded | 09/12/2008 |  |  |  |  | NO | NO |  |  |  |  | IDEAL PRODUCTS 10365971 82701 |  |  | Active |  | 99:99:99:99:99:99 |  | Equipment | PAAR:00-PVAR | 11/02/2019 |  | COOPER AMBULATORY OFF-SITES |  |  | EXAM 5 |  | Carey Myers
|  | IDEAL PRODUCTS | IDEAL PRODUCTS GW108 |  |  | ANTERPARTUM-INVITRO FERT |  |  | excluded | 12/19/2008 |  |  |  |  | NO | NO |  |  |  |  | IDEAL PRODUCTS 10355073 85511 |  |  | Active |  | 99:99:99:99:99:99 |  | Equipment | PAAR:00-PVAR | 10/31/2019 |  | COOPER UNIVERSITY HOSPITAL |  |  | ROOM D621 |  | GRACE SVEINBZORNSSON
|  | IDEAL PRODUCTS | IDEAL PRODUCTS GW208 |  |  | PRINCETON-OB/GYN |  |  | excluded | 09/23/2008 |  |  |  |  | NO | NO |  |  |  |  | IDEAL PRODUCTS 10366225 82972 |  |  | Active |  | 99:99:99:99:99:99 |  | Equipment | PAAR:00-PVAR | 11/02/2019 |  | COOPER AMBULATORY OFF-SITES |  |  | ROOM 2 |  | LINDA CARON
|  | IDEAL PRODUCTS | IDEAL PRODUCTS GW208 |  |  | PRINCETON-OB/GYN |  |  |  | 01/01/1900 |  |  |  |  | NO | NO |  |  |  |  | IDEAL PRODUCTS 10366220 24808 |  |  | Disposition |  |  |  | Equipment | PAAR:00-PVAR | 11/02/2019 |  | COOPER AMBULATORY OFF-SITES |  |  | DISPOSITION |  | LINDA CARON
|  | IKA-WORKS INC | IKA-WORKS INC MS 450 |  |  | PENNSVILLE-MEDICINE |  |  |  | 01/01/1900 |  |  |  |  | NO | NO |  |  |  |  | IKA-WORKS INC 10345908 03.404467 |  |  | Disposition |  | 99:99:99:99:99:99 |  | Equipment | 1Y:00-MFG | 08/30/2018 | 08/01/2020 | COOPER AMBULATORY OFF-SITES |  |  | LAB |  | Heather Rhodes
|  | IMAGE STREAM MEDICAL | IMAGE STREAM MEDICAL NSTREAM+ |  |  | SPECIAL TEST |  |  |  | 11/02/2019 |  |  |  |  | NO | NO |  |  |  |  | IMAGE STREAM MEDICAL 30144936 822454 |  |  | Disposition |  |  |  | Equipment | PAAR:00-PVAR | 11/02/2019 | 11/02/2019 | COOPER UNIVERSITY HOSPITAL |  |  | FLUROSCOPY |  | AMY HANNAN |  |  |  | 11/02/2019 | 11/02/2019 |  |  |  |  | 11/02/2019 | 11/02/2019
|  | IMATION ENTERPRISES CORP. | IMATION ENTERPRISES CORP. 8700 |  |  | VOORHEES SURGERY CENTER-RADIOLOGY |  |  |  | 01/01/1900 |  |  |  |  | NO | NO |  |  |  |  | IMATION ENTERPRISES CORP. 04678 8703721 |  |  | Disposition |  |  |  | Equipment | PAAR:00-PVAR | 11/02/2019 |  | COOPER AMBULATORY OFF-SITES |  |  |  |  | PAT STIENES
|  | IMATION ENTERPRISES CORP. | IMATION ENTERPRISES CORP. 8700 |  |  | RADIOLOGY DIAGNOSTICS |  |  |  | 01/01/1900 |  |  |  |  | NO | NO |  |  |  |  | IMATION ENTERPRISES CORP. 04681 8703699 |  |  | Disposition |  |  |  | Equipment | PAAR:00-PVAR | 11/02/2019 |  | COOPER UNIVERSITY HOSPITAL |  |  | SUITE B110 |  | PAULETTE DUCKREY
|  | IMED CORPORATION | IMED CORPORATION PC1 |  | 1310-22242 | BRACHFIELD MEDICAL ASSOCIATES-MEDICINE |  |  |  | 01/01/1900 |  |  |  |  | NO | NO |  |  |  |  | IMED CORPORATION 10367193 1310-22242 |  |  | Disposition |  |  |  | High Risk | 1Y:00-MFG 2Y:00-BAT | 06/09/2017 | 06/01/2020 | COOPER AMBULATORY OFF-SITES |  |  | ENDOSCOPY CONSULT ROOM |  | CATHY CRAWFORD
|  | IMED CORPORATION | IMED CORPORATION PC1 |  | 1310-22110 | SICKLERVILLE-URGENT CARE |  |  |  | 01/01/1900 |  |  |  |  | NO | NO |  |  |  |  | IMED CORPORATION 10366266 1310-22110 |  |  | Disposition |  |  |  | High Risk | 1Y:00-MFG 2Y:00-BAT | 12/14/2016 | 12/01/2020 | COOPER AMBULATORY OFF-SITES |  |  | SICKLERVILLE |  | DR. BENDESKY
|  | IMED CORPORATION | IMED CORPORATION PC1 |  | 1310-22223 | VOORHEES CARDIOLOGY |  |  |  | 01/01/1900 |  |  |  |  | NO | NO |  |  |  |  | IMED CORPORATION 10356971 1310-22223 |  |  | Disposition |  | 99:99:99:99:99:99 |  | High Risk | 1Y:00-MFG 2Y:00-BAT | 02/20/2019 | 02/01/2020 | COOPER AMBULATORY OFF-SITES |  |  | Nuclear Lab - 1131 |  | KATHY COMO
|  | IMED CORPORATION | IMED CORPORATION PC1 |  | 1310-22398 | SPD |  |  |  | 01/01/1900 |  |  |  |  | NO | NO |  |  |  |  | IMED CORPORATION 10347077 1310-22398 |  |  | Disposition |  |  |  | High Risk | 1Y:00-MFG 2Y:00-BAT | 10/29/2015 | 04/01/2020 | COOPER UNIVERSITY HOSPITAL |  |  | GI CENTER |  | David Frye
|  | IMED CORPORATION | IMED CORPORATION PC1 |  | 1310-21901 | SPD |  |  |  | 01/01/1900 |  |  |  |  | NO | NO |  |  |  |  | IMED CORPORATION 10347054 1310-21901 |  |  | Disposition |  |  |  | High Risk | 1Y:00-MFG 2Y:00-BAT | 10/24/2016 | 10/01/2020 | COOPER UNIVERSITY HOSPITAL |  |  | GI CENTER |  | David Frye
|  | IMED CORPORATION | IMED CORPORATION PC1 |  | 1310-21706 | CHERRY HILL URGENT CARE |  |  |  | 01/01/1900 |  |  |  |  | NO | NO |  |  |  |  | IMED CORPORATION 10346147 1310-21706 |  |  | Disposition |  |  |  | High Risk | 1Y:00-MFG 2Y:00-BAT | 10/20/2017 | 10/01/2020 | COOPER AMBULATORY OFF-SITES |  |  | LAB |  | MELISSA PORTOBANCO
|  | IMEX MEDICAL SYSTEMS | IMEX MEDICAL SYSTEMS 100 ELITE |  | EBC0704 | KELEMEN 8 PCU |  |  |  | 10/16/2019 |  |  |  |  | NO | NO |  |  |  |  | IMEX MEDICAL SYSTEMS 11232 EBC0704 |  |  | Disposition |  |  |  | Equipment | PAAR:00-PVAR | 10/16/2019 | 10/16/2019 | COOPER UNIVERSITY HOSPITAL |  |  |  |  | BYRON WELLS |  |  |  | 10/16/2019 | 10/16/2019 |  |  |  |  | 10/16/2019 | 10/16/2019
|  | IMEX MEDICAL SYSTEMS | IMEX MEDICAL SYSTEMS 100 ELITE |  | EBC0706 | KELEMEN 8 PCU |  |  |  | 10/16/2019 |  |  |  |  | NO | NO |  |  |  |  | IMEX MEDICAL SYSTEMS 11085 EBC0706 |  |  | Disposition |  |  |  | Equipment | PAAR:00-PVAR | 10/16/2019 | 10/16/2019 | COOPER UNIVERSITY HOSPITAL |  |  |  |  | BYRON WELLS |  |  |  | 10/16/2019 | 10/16/2019 |  |  |  |  | 10/16/2019 | 10/16/2019
|  | IMEX MEDICAL SYSTEMS | IMEX MEDICAL SYSTEMS DOP CT+ |  | Ctv0201 | PAVILION PACU |  |  | excluded | 06/17/2019 |  |  |  |  | NO | NO |  |  |  |  | IMEX MEDICAL SYSTEMS 30294985 Ctv0201 |  |  | Active |  |  |  | Equipment | 1Y:00-MFG | 06/17/2019 | 06/17/2019 | COOPER UNIVERSITY HOSPITAL |  |  | 3rd floor | WOT00000002253717 | FRANK OBRIEN | Performance Verification | Closed | Salvatore Bombara | 06/17/2019 | 06/17/2019 | Performance Verification for IMEX MEDICAL SYSTEMS 30294985 Ctv0201 | Initial Install of Performance Verification. Device is ready for patient use. |  |  | 06/17/2019 | 06/17/2019
|  | IMEX MEDICAL SYSTEMS | IMEX MEDICAL SYSTEMS IMEXDOP CT+ |  | CTVL0832 | MED/SURG 6 PAVILION |  |  |  | 10/16/2019 |  |  |  |  | NO | NO |  |  |  |  | IMEX MEDICAL SYSTEMS 22060 CTVL0832 |  |  | Disposition |  |  |  | Equipment | PAAR:00-PVAR | 10/16/2019 | 10/16/2019 | COOPER UNIVERSITY HOSPITAL |  |  | 6 PAVILION |  | BRIAN OSHAUGHNESSY |  |  |  | 10/16/2019 | 10/16/2019 |  |  |  |  | 10/16/2019 | 10/16/2019
|  | IMEX MEDICAL SYSTEMS | IMEX MEDICAL SYSTEMS IMEXDOP CT+ |  | CTVL0968 | INTENSIVE CARE UNIT |  |  | excluded | 11/01/2019 |  |  |  |  | NO | NO |  |  |  |  | IMEX MEDICAL SYSTEMS 11222136 CTVL0968 |  |  | Active |  | 99:99:99:99:99:99 |  | Equipment | PAAR:00-PVAR | 11/01/2019 | 11/01/2019 | COOPER UNIVERSITY HOSPITAL |  |  | ICU |  | CAROLYN RUMELL |  |  |  | 11/01/2019 | 11/01/2019 |  |  |  |  | 11/01/2019 | 11/01/2019
|  | IMEX MEDICAL SYSTEMS | IMEX MEDICAL SYSTEMS IMEXDOP CT+ |  | CTVD0321 | INCU - KELEMEN S10 |  |  | excluded | 01/01/1900 |  |  |  |  | NO | NO |  |  |  |  | IMEX MEDICAL SYSTEMS 10366471 CTVD0321 |  |  | Active |  | 99:99:99:99:99:99 |  | Equipment | PAAR:00-PVAR | 10/31/2019 |  | COOPER UNIVERSITY HOSPITAL |  |  | NURSES STATION |  | Lisa Brooks
|  | IMEX MEDICAL SYSTEMS | IMEX MEDICAL SYSTEMS IMEXDOP CT+ |  | CTV10766 | MED/SURG 6 PAVILION |  |  | excluded | 02/26/2009 |  |  |  |  | NO | NO |  |  |  |  | IMEX MEDICAL SYSTEMS 10366365 CTV10766 |  |  | Active |  | 99:99:99:99:99:99 |  | Equipment | PAAR:00-PVAR | 11/02/2019 |  | COOPER UNIVERSITY HOSPITAL |  |  | ICU BED 6 |  | BRIAN OSHAUGHNESSY
|  | IMEX MEDICAL SYSTEMS | IMEX MEDICAL SYSTEMS IMEXDOP CT+ |  | CTV10771 | MED/SURG 6 PAVILION |  |  | excluded | 02/26/2009 |  |  |  |  | NO | NO |  |  |  |  | IMEX MEDICAL SYSTEMS 10356454 CTV10771 |  |  | Active |  | 99:99:99:99:99:99 |  | Equipment | PAAR:00-PVAR | 10/31/2019 |  | COOPER UNIVERSITY HOSPITAL |  |  | PAV 6 660 |  | BRIAN OSHAUGHNESSY
|  | IMEX MEDICAL SYSTEMS | IMEX MEDICAL SYSTEMS IMEXDOP CT+ |  | CTVM0101 | TRAUMA ICU |  |  | excluded | 01/01/1900 |  |  |  |  | NO | NO |  |  |  |  | IMEX MEDICAL SYSTEMS 10346434 CTVM0101 |  |  | Active |  | 99:99:99:99:99:99 |  | Equipment | PAAR:00-PVAR | 11/02/2019 |  | COOPER UNIVERSITY HOSPITAL |  |  | TRAUMA ADMIT | 0011350843 | Diane Floyd | Repair | Closed | Richard Jolly | 03/16/2017 | 03/22/2017 | PORTABLE DOPPLER - PROBE BROKE INTO 2 PIECES - KELEMEN BLDG TRAUMA ADMITTING | 3/16/2017 10:58:05 AM RCJOLLY (RCJOLLY 3/16/2017 10:00 AM) NEEDS A NEW PROBE 3/22/2017 9:38:02 AM RCJOLLY (RCJOLLY 3/22/2017 12:00 AM) REPLACED THE PROBE | 380B1B0D-CCC5-412C-857B-93411D94CB9E | Labor | 03/16/2017 | 03/16/2017 | Richard Jolly
|  | IMEX MEDICAL SYSTEMS | IMEX MEDICAL SYSTEMS IMEXDOP CT+ |  | CTV0687 | PAVILION PACU |  |  | excluded | 01/01/2010 |  |  |  |  | NO | NO |  |  |  |  | IMEX MEDICAL SYSTEMS 10346369 CTV0687 |  |  | Active |  | 99:99:99:99:99:99 |  | Equipment | PAAR:00-PVAR | 11/02/2019 |  | COOPER UNIVERSITY HOSPITAL |  |  | PAVILION-3RD CLEAN HOLDING RM |  | FRANK OBRIEN
|  | IMEX MEDICAL SYSTEMS | IMEX MEDICAL SYSTEMS POCKET DOP II OBSTETRICAL |  | NGL0839 | INTENSIVE CARE NURSERY |  |  | excluded | 11/02/2019 |  |  |  |  | NO | NO |  |  |  |  | IMEX MEDICAL SYSTEMS 30149572 NGL0839 |  |  | Active |  | 99:99:99:99:99:99 |  | Equipment | PAAR:00-PVAR | 11/02/2019 | 11/02/2019 | COOPER UNIVERSITY HOSPITAL |  |  | ICU | WOT00000000528068 | JOANNE FOX | Disposition | Closed | Gene Amodei | 11/02/2019 | 11/02/2019 | Bulk Disposition CNL |  |  |  | 11/02/2019 | 11/02/2019
|  | IMEX MEDICAL SYSTEMS | IMEX MEDICAL SYSTEMS POCKET DOP II OBSTETRICAL |  | coophospnsn020 | KELEMEN 9 |  |  |  | 01/01/1900 |  |  |  |  | NO | NO |  |  |  |  | IMEX MEDICAL SYSTEMS 06916 coophospnsn020 |  |  | Disposition |  |  |  | Equipment | PAAR:00-PVAR | 10/16/2019 |  | COOPER UNIVERSITY HOSPITAL |  |  | N9 |  | LAURA ZIMMERMAN
|  | IMEX MEDICAL SYSTEMS | IMEX MEDICAL SYSTEMS POCKET DOP II OBSTETRICAL |  |  | EMERGENCY ROOM |  |  |  | 01/01/1900 |  |  |  |  | NO | NO |  |  |  |  | IMEX MEDICAL SYSTEMS 06706 104285 |  |  | Disposition |  |  |  | Equipment | PAAR:00-PVAR | 10/16/2019 |  | COOPER UNIVERSITY HOSPITAL |  |  |  |  | KAREN GRUBER
|  | IMEX MEDICAL SYSTEMS | IMEX MEDICAL SYSTEMS POCKET DOP II OBSTETRICAL |  |  | EMERGENCY ROOM |  |  |  | 01/01/1900 |  |  |  |  | NO | NO |  |  |  |  | IMEX MEDICAL SYSTEMS 06707 81553 |  |  | Disposition |  |  |  | Equipment | PAAR:00-PVAR | 10/16/2019 |  | COOPER UNIVERSITY HOSPITAL |  |  |  |  | KAREN GRUBER
|  | IMEX MEDICAL SYSTEMS | IMEX MEDICAL SYSTEMS POCKET DOP II OBSTETRICAL |  |  | KELEMEN N6 |  |  |  | 01/01/1900 |  |  |  |  | NO | NO |  |  |  |  | IMEX MEDICAL SYSTEMS 05586 92873 |  |  | Disposition |  |  |  | Equipment | PAAR:00-PVAR | 10/16/2019 |  | COOPER UNIVERSITY HOSPITAL |  |  | SUITE 200 |  | Susan Cannon
|  | IMEX MEDICAL SYSTEMS | IMEX MEDICAL SYSTEMS POCKET DOP II OBSTETRICAL |  |  | 3 COOPER-WOMENS CARE CENTER |  |  |  | 01/01/1900 |  |  |  |  | NO | NO |  |  |  |  | IMEX MEDICAL SYSTEMS 03644 107556 |  |  | Disposition |  |  |  | Equipment | PAAR:00-PVAR | 10/16/2019 |  | COOPER AMBULATORY OFF-SITES |  |  | WCC |  | BONNIE MANNINO
|  | IMEX MEDICAL SYSTEMS | IMEX MEDICAL SYSTEMS POCKET DOP II OBSTETRICAL |  |  | 3 COOPER-WOMENS CARE CENTER |  |  |  | 01/01/1900 |  |  |  |  | NO | NO |  |  |  |  | IMEX MEDICAL SYSTEMS 03366 91233 |  |  | Disposition |  |  |  | Equipment | PAAR:00-PVAR | 10/16/2019 |  | COOPER AMBULATORY OFF-SITES |  |  | WCC |  | BONNIE MANNINO
|  | IMEX MEDICAL SYSTEMS | IMEX MEDICAL SYSTEMS POCKET DOP II VASCULAR |  | P146725 | OPERATING ROOM - PAVILION |  |  |  | 10/16/2019 |  |  |  |  | NO | NO |  |  |  |  | IMEX MEDICAL SYSTEMS 25574 P146725 |  |  | Disposition |  |  |  | Equipment | PAAR:00-PVAR | 10/16/2019 | 10/16/2019 | COOPER UNIVERSITY HOSPITAL |  |  | VASCULAR SURG ROOM P680 |  | DOMINIC VENDETTA |  |  |  | 10/16/2019 | 10/16/2019 |  |  |  |  | 10/16/2019 | 10/16/2019
|  | IMEX MEDICAL SYSTEMS | IMEX MEDICAL SYSTEMS POCKET DOP II VASCULAR |  |  | VOORHEES SURGERY CENTER-SURGERY DEPT |  |  |  | 10/16/2019 |  |  |  |  | NO | NO |  |  |  |  | IMEX MEDICAL SYSTEMS 21699 141806 |  |  | Disposition |  |  |  | Equipment | PAAR:00-PVAR | 10/16/2019 | 10/16/2019 | COOPER AMBULATORY OFF-SITES |  |  | SUITE G |  | Theresa Megali |  |  |  | 10/16/2019 | 10/16/2019 |  |  |  |  | 10/16/2019 | 10/16/2019
|  | IMEX MEDICAL SYSTEMS | IMEX MEDICAL SYSTEMS POCKET DOP II VASCULAR |  | P143107 | MED/SURG 6 PAVILION |  |  |  | 10/16/2019 |  |  |  |  | NO | NO |  |  |  |  | IMEX MEDICAL SYSTEMS 18266 P143107 |  |  | Disposition |  |  |  | Equipment | PAAR:00-PVAR | 10/16/2019 | 10/16/2019 | COOPER UNIVERSITY HOSPITAL |  |  | 6 PAVILION |  | BRIAN OSHAUGHNESSY |  |  |  | 10/16/2019 | 10/16/2019 |  |  |  |  | 10/16/2019 | 10/16/2019
|  | IMEX MEDICAL SYSTEMS | IMEX MEDICAL SYSTEMS POCKET DOP II VASCULAR |  | P143106 | MED/SURG 6 PAVILION |  |  |  | 10/16/2019 |  |  |  |  | NO | NO |  |  |  |  | IMEX MEDICAL SYSTEMS 18265 P143106 |  |  | Disposition |  |  |  | Equipment | PAAR:00-PVAR | 10/16/2019 | 10/16/2019 | COOPER UNIVERSITY HOSPITAL |  |  | 6 PAVILION |  | BRIAN OSHAUGHNESSY |  |  |  | 10/16/2019 | 10/16/2019 |  |  |  |  | 10/16/2019 | 10/16/2019
|  | IMEX MEDICAL SYSTEMS | IMEX MEDICAL SYSTEMS POCKET DOP II VASCULAR |  |  | KELEMEN 8 PCU |  |  |  | 10/16/2019 |  |  |  |  | NO | NO |  |  |  |  | IMEX MEDICAL SYSTEMS 18212 138566 |  |  | Disposition |  |  |  | Equipment | PAAR:00-PVAR | 10/16/2019 | 10/16/2019 | COOPER UNIVERSITY HOSPITAL |  |  | PCU |  | BYRON WELLS |  |  |  | 10/16/2019 | 10/16/2019 |  |  |  |  | 10/16/2019 | 10/16/2019
|  | IMEX MEDICAL SYSTEMS | IMEX MEDICAL SYSTEMS POCKET DOP II VASCULAR |  |  | KELEMEN 8 PCU |  |  |  | 10/16/2019 |  |  |  |  | NO | NO |  |  |  |  | IMEX MEDICAL SYSTEMS 18194 138567 |  |  | Disposition |  |  |  | Equipment | PAAR:00-PVAR | 10/16/2019 | 10/16/2019 | COOPER UNIVERSITY HOSPITAL |  |  | PCU |  | BYRON WELLS |  |  |  | 10/16/2019 | 10/16/2019 |  |  |  |  | 10/16/2019 | 10/16/2019
|  | IMEX MEDICAL SYSTEMS | IMEX MEDICAL SYSTEMS POCKET DOP II VASCULAR |  | P139387 | KELEMEN 8 PCU |  |  |  | 10/16/2019 |  |  |  |  | NO | NO |  |  |  |  | IMEX MEDICAL SYSTEMS 14989 P139387 |  |  | Disposition |  |  |  | Equipment | PAAR:00-PVAR | 10/16/2019 | 10/16/2019 | COOPER UNIVERSITY HOSPITAL |  |  | N8 |  | BYRON WELLS |  |  |  | 10/16/2019 | 10/16/2019 |  |  |  |  | 10/16/2019 | 10/16/2019
|  | IMEX MEDICAL SYSTEMS | IMEX MEDICAL SYSTEMS POCKET DOP II VASCULAR |  |  | INTENSIVE CARE UNIT |  |  |  | 10/16/2019 |  |  |  |  | NO | NO |  |  |  |  | IMEX MEDICAL SYSTEMS 12164 135744 |  |  | Disposition |  |  |  | Equipment | PAAR:00-PVAR | 10/16/2019 | 10/16/2019 | COOPER UNIVERSITY HOSPITAL |  |  | 3RD FLOOR |  | CAROLYN RUMELL |  |  |  | 10/16/2019 | 10/16/2019 |  |  |  |  | 10/16/2019 | 10/16/2019
|  | IMEX MEDICAL SYSTEMS | IMEX MEDICAL SYSTEMS POCKET DOP II VASCULAR |  |  | VOORHEES SURGERY CENTER-SURGERY DEPT |  |  |  | 10/12/2005 |  |  |  |  | NO | NO |  |  |  |  | IMEX MEDICAL SYSTEMS 10766 134691 |  |  | Disposition |  |  |  | Equipment | PAAR:00-PVAR | 10/16/2019 |  | COOPER AMBULATORY OFF-SITES |  |  | SUITE E |  | Theresa Megali
|  | IMEX MEDICAL SYSTEMS | IMEX MEDICAL SYSTEMS POCKET DOP II VASCULAR |  | P139386 | CCU - CORONARY CARE UNIT |  |  |  | 12/07/2007 |  |  |  |  | NO | NO |  |  |  |  | IMEX MEDICAL SYSTEMS 10367291 P139386 |  |  | Disposition |  | 99:99:99:99:99:99 |  | Equipment | PAAR:00-PVAR | 11/02/2019 |  | COOPER UNIVERSITY HOSPITAL |  |  | CCU NURSE STATION | WOT00000000532889 | CAROLYN RUMELL | Disposition | Closed | Richard Jolly | 02/08/2018 | 05/14/2019 | Bulk Disposition CNL
|  | IMEX MEDICAL SYSTEMS | IMEX MEDICAL SYSTEMS POCKET DOP II VASCULAR |  |  | NEURO/ORTHO/MEDSURG/7 PAV |  |  |  | 11/02/2019 |  |  |  |  | NO | NO |  |  |  |  | IMEX MEDICAL SYSTEMS 30144991 136129 |  |  | Disposition |  | 99:99:99:99:99:99 |  | Equipment | PAAR:00-PVAR | 11/02/2019 | 11/02/2019 | COOPER UNIVERSITY HOSPITAL |  |  | PAVILION 7 | WOT00000000510136 | Pam Young | Disposition | Closed | Gene Amodei | 11/02/2019 | 11/02/2019 | Bulk Disposition CNL |  |  |  | 11/02/2019 | 11/02/2019
|  | IMEX MEDICAL SYSTEMS | IMEX MEDICAL SYSTEMS POCKET DOP II VASCULAR |  |  | INTENSIVE CARE UNIT |  |  | excluded | 10/31/2019 |  |  |  |  | NO | NO |  |  |  |  | IMEX MEDICAL SYSTEMS 30143139 143663 |  |  | Active |  | 99:99:99:99:99:99 |  | Equipment | PAAR:00-PVAR | 10/31/2019 | 10/31/2019 | COOPER UNIVERSITY HOSPITAL |  |  | ICU |  | CAROLYN RUMELL |  |  |  | 10/31/2019 | 10/31/2019 |  |  |  |  | 10/31/2019 | 10/31/2019
|  | IMEX MEDICAL SYSTEMS | IMEX MEDICAL SYSTEMS POCKET DOP II VASCULAR |  |  | CCU - CORONARY CARE UNIT |  |  | excluded | 11/02/2019 |  |  |  |  | NO | NO |  |  |  |  | IMEX MEDICAL SYSTEMS 30142943 129713 |  |  | Active |  | 99:99:99:99:99:99 |  | Equipment | PAAR:00-PVAR | 11/02/2019 | 11/02/2019 | COOPER UNIVERSITY HOSPITAL |  |  | PAVILION 7 | WOT00000000509529 | CAROLYN RUMELL | Disposition | Closed | Richard Jolly | 11/02/2019 | 11/02/2019 | Bulk Disposition CNL |  |  |  | 11/02/2019 | 11/02/2019
|  | IMEX MEDICAL SYSTEMS | IMEX MEDICAL SYSTEMS POCKET DOP II VASCULAR |  |  | VOORHEES SURGERY CENTER-OPERATING ROOM |  |  |  | 01/01/1900 |  |  |  |  | NO | NO |  |  |  |  | IMEX MEDICAL SYSTEMS 08850 130911 |  |  | Disposition |  |  |  | Equipment | PAAR:00-PVAR | 10/16/2019 |  | COOPER AMBULATORY OFF-SITES |  |  | SUITE E |  | JENNIFER BOMBARO
|  | IMEX MEDICAL SYSTEMS | IMEX MEDICAL SYSTEMS POCKET DOP II VASCULAR |  |  | PAVILION PACU |  |  |  | 01/01/1900 |  |  |  |  | NO | NO |  |  |  |  | IMEX MEDICAL SYSTEMS 07981 122945 |  |  | Disposition |  |  |  | Equipment | PAAR:00-PVAR | 10/16/2019 |  | COOPER UNIVERSITY HOSPITAL |  |  | 3 KELEMAN |  | FRANK OBRIEN
|  | IMEX MEDICAL SYSTEMS | IMEX MEDICAL SYSTEMS POCKET DOP II VASCULAR |  |  | 3 COOPER-WOMENS CARE CENTER |  |  |  | 09/30/2005 |  |  |  |  | NO | NO |  |  |  |  | IMEX MEDICAL SYSTEMS 06770 127387 |  |  | Disposition |  |  |  | Equipment | PAAR:00-PVAR | 10/16/2019 |  | COOPER AMBULATORY OFF-SITES |  |  |  |  | BONNIE MANNINO
|  | IMEX MEDICAL SYSTEMS | IMEX MEDICAL SYSTEMS POCKET DOP II VASCULAR |  |  | INTENSIVE CARE UNIT |  |  |  | 01/01/1900 |  |  |  |  | NO | NO |  |  |  |  | IMEX MEDICAL SYSTEMS 05259 121134 |  |  | Disposition |  |  |  | Equipment | PAAR:00-PVAR | 10/16/2019 |  | COOPER UNIVERSITY HOSPITAL |  |  |  |  | CAROLYN RUMELL
|  | IMEX MEDICAL SYSTEMS | IMEX MEDICAL SYSTEMS POCKET DOP II VASCULAR |  |  | INTENSIVE CARE UNIT |  |  |  | 01/01/1900 |  |  |  |  | NO | NO |  |  |  |  | IMEX MEDICAL SYSTEMS 05258 121135 |  |  | Disposition |  |  |  | Equipment | PAAR:00-PVAR | 10/16/2019 |  | COOPER UNIVERSITY HOSPITAL |  |  |  |  | CAROLYN RUMELL
|  | IMEX MEDICAL SYSTEMS | IMEX MEDICAL SYSTEMS POCKET DOP OB |  | NSNCOOPERAMB0006 | 3 COOPER-WOMENS CARE CENTER |  |  |  | 01/01/1900 |  |  |  |  | NO | NO |  |  |  |  | IMEX MEDICAL SYSTEMS 03365 NSNCOOPERAMB0006 |  |  | Disposition |  |  |  | Equipment | PAAR:00-PVAR | 10/16/2019 |  | COOPER AMBULATORY OFF-SITES |  |  | WCC |  | BONNIE MANNINO
|  | INSTRUMENT SPECIALISTS INC. | INSTRUMENT SPECIALISTS INC. CARTER HAND SURGERY |  | NT-0000313 | OR - KELEMEN 3 |  |  | excluded | 10/31/2019 |  |  |  |  | NO | NO |  |  |  |  | INSTRUMENT SPECIALISTS INC. 11239476 NT-0000313 |  |  | Active |  |  |  | Accessory | PAAR:00-PVAR | 10/31/2019 | 10/31/2019 | COOPER UNIVERSITY HOSPITAL |  |  | Kel OR Manufacture date 02/17 | WOT00000003248998 | DOMINIC VENDETTA | Performance Verification | Closed | Salvatore Bombara | 10/31/2019 | 10/31/2019 | Performance Verification for INSTRUMENT SPECIALISTS INC. 11239476 NT-0000313 | Initial Install of Performance Verification. Device is ready for patient use. |  |  | 10/31/2019 | 10/31/2019
|  | INSTRUMENTARIUM IMAGING CO. | INSTRUMENTARIUM IMAGING CO. ALPHA IQ |  |  | RADIOLOGY DIAGNOSTICS |  |  |  | 12/06/2012 |  |  |  |  | NO | NO |  |  |  |  | INSTRUMENTARIUM IMAGING CO. 10368713 6553 |  |  | Disposition |  |  |  | Equipment | 1Y:00-MFG | 05/10/2016 | 05/01/2020 | COOPER UNIVERSITY HOSPITAL |  |  | B71 |  | PAULETTE DUCKREY
|  | INSTRUMENTATION LABORATORY CO. | INSTRUMENTATION LABORATORY CO. 602 |  |  | RADIOLOGICAL PHYSICS |  |  |  | 01/01/1900 |  |  |  |  | NO | NO |  |  |  |  | INSTRUMENTATION LABORATORY CO. 02257 1183003 |  |  | Disposition |  |  |  | Equipment | 1Y:00-MFG | 05/31/2016 | 05/01/2020 | COOPER UNIVERSITY HOSPITAL |  |  | KELEMEN BASEMENT |  | COLLEEN TEGELER
|  | INSTRUMENTATION LABORATORY CO. | INSTRUMENTATION LABORATORY CO. ACL TOP 300 CTS |  |  | LAB HEMATOLOGY |  |  |  | 04/09/2010 |  |  |  |  | NO | NO |  |  |  |  | INSTRUMENTATION LABORATORY CO. 10367674 10010651 |  |  | Disposition |  | 00:00:00:00:00:00 |  | Equipment | 6M:00-MIN 1Y:00-MFG | 10/26/2018 | 04/01/2020 | COOPER UNIVERSITY HOSPITAL |  |  | HEMATOLOGY |  | DALE MORRONE
|  | INSTRUMENTATION LABORATORY CO. | INSTRUMENTATION LABORATORY CO. ACL TOP 300 CTS |  |  | LAB HEMATOLOGY |  |  |  | 04/09/2010 |  |  |  |  | NO | NO |  |  |  |  | INSTRUMENTATION LABORATORY CO. 10367675 10010650 |  |  | Disposition |  | 00:00:00:00:00:00 |  | Equipment | 6M:00-MIN 1Y:00-MFG | 10/30/2018 | 04/01/2020 | COOPER UNIVERSITY HOSPITAL |  |  | HEMATOLOGY |  | DALE MORRONE
|  | INTEGRA LIFESCIENCES CORP | INTEGRA LIFESCIENCES CORP A1059 |  | Not Known | OPERATING ROOM - PAVILION |  |  | excluded | 10/31/2019 |  |  |  |  | NO | NO |  |  |  |  | INTEGRA LIFESCIENCES CORP 30146256 Not Known |  |  | Active |  | 99:99:99:99:99:99 |  | Equipment | PAAR:00-PVAR | 10/31/2019 | 10/31/2019 | COOPER UNIVERSITY HOSPITAL |  |  | PAV OR |  | DOMINIC VENDETTA |  |  |  | 10/31/2019 | 10/31/2019 |  |  |  |  | 10/31/2019 | 10/31/2019
|  | INTEGRA LIFESCIENCES CORP | INTEGRA LIFESCIENCES CORP MAYFIELD SWIVEL ADAPTER (A1018) |  | Not Known | OPERATING ROOM - PAVILION |  |  | excluded | 10/31/2019 |  |  |  |  | NO | NO |  |  |  |  | INTEGRA LIFESCIENCES CORP 30146258 Not Known |  |  | Active |  | 99:99:99:99:99:99 |  | Equipment | PAAR:00-PVAR | 10/31/2019 | 10/31/2019 | COOPER UNIVERSITY HOSPITAL |  |  |  |  | DOMINIC VENDETTA |  |  |  | 10/31/2019 | 10/31/2019 |  |  |  |  | 10/31/2019 | 10/31/2019
|  | INTEGRA LIFESCIENCES CORP | INTEGRA LIFESCIENCES CORP MAYFIELD ULTRA BASE (A2101) |  | A2101 | OPERATING ROOM - PAVILION |  |  | excluded | 10/31/2019 |  |  |  |  | NO | NO |  |  |  |  | INTEGRA LIFESCIENCES CORP 30146438 A2101 |  |  | Active |  | 99:99:99:99:99:99 |  | Equipment | PAAR:00-PVAR | 10/31/2019 | 10/31/2019 | COOPER UNIVERSITY HOSPITAL |  |  | USED IN K OR 4 AND 5 |  | DOMINIC VENDETTA |  |  |  | 10/31/2019 | 10/31/2019 |  |  |  |  | 10/31/2019 | 10/31/2019
|  | INTEGRA NEUROSCIENCES | INTEGRA NEUROSCIENCES LICOX CMP |  |  | TRAUMA ICU |  |  |  | 08/18/2006 |  |  |  |  | NO | NO |  |  |  |  | INTEGRA NEUROSCIENCES 10368087 1545 |  |  | Disposition |  |  |  | Alarm | 1Y:00-MFG | 02/21/2017 | 02/01/2020 | COOPER UNIVERSITY HOSPITAL |  |  | TICU-EQUIP STORAGE |  | Diane Floyd
|  | INTEGRA NEUROSCIENCES | INTEGRA NEUROSCIENCES MPM-1-6 |  | MMG060802 | TRAUMA ICU |  |  |  | 08/24/2006 |  |  |  |  | NO | NO |  |  |  |  | INTEGRA NEUROSCIENCES 10365469 MMG060802 |  |  | Disposition |  |  |  | Equipment | 1Y:00-MFG | 01/01/1900 | 12/01/2019 | COOPER UNIVERSITY HOSPITAL |  |  | 3RD FLOOR |  | Diane Floyd
|  | INTEGRA NEUROSCIENCES | INTEGRA NEUROSCIENCES MPM-1-6 |  |  | PEDIATRIC INTENSIVE CARE UNIT |  |  |  | 01/01/1900 |  |  |  |  | NO | NO |  |  |  |  | INTEGRA NEUROSCIENCES 10360452 3132 |  |  | Active |  | 99:99:99:99:99:99 |  | Equipment | 1Y:00-MFG | 03/18/2019 | 03/01/2020 | COOPER UNIVERSITY HOSPITAL |  |  | PICU storage |  | Susan Cannon
|  | INTEGRA NEUROSCIENCES | INTEGRA NEUROSCIENCES MPM-1-6 |  |  | TRAUMA ICU |  |  |  | 04/20/2001 |  |  |  |  | NO | NO |  |  |  |  | INTEGRA NEUROSCIENCES 05501 2299 |  |  | Disposition |  |  |  | Equipment | 1Y:00-MFG | 10/14/2015 | 02/01/2020 | COOPER UNIVERSITY HOSPITAL |  |  |  |  | Diane Floyd
|  | INTEL | INTEL MMP |  | 6G 3A3 | CAT SCAN |  |  |  | 01/01/1900 |  |  |  |  | NO | NO |  |  |  |  | INTEL 05003 6G 3A3 |  |  | Disposition |  |  |  | Equipment | 1Y:00-MFG | 04/18/2016 | 07/01/2020 | COOPER UNIVERSITY HOSPITAL |  |  | BETWEEN CT AND MRI |  | PAULETTE DUCKREY
|  | INTERMEDICS, INC. | INTERMEDICS, INC. RX5000 |  |  | BRACE ROAD-CARDIOLOGY |  |  |  | 01/01/1900 |  |  |  |  | NO | NO |  |  |  |  | INTERMEDICS, INC. 10366030 01229 |  |  | Active |  | 99:99:99:99:99:99 |  | Equipment | PAAR:00-PVAR | 11/02/2019 |  | COOPER AMBULATORY OFF-SITES |  |  | ROOM 2 |  | Beth Mook
|  | INTERMEDICS, INC. | INTERMEDICS, INC. RX5000 |  |  | 3 COOPER-CARDIAC DIAGNOSTIC CENTER |  |  |  | 01/01/1900 |  |  |  |  | NO | NO |  |  |  |  | INTERMEDICS, INC. 10346854 06163 |  |  | Active |  | 99:99:99:99:99:99 |  | Equipment | PAAR:00-PVAR | 11/02/2019 |  | COOPER AMBULATORY OFF-SITES |  |  | SUITE 311 - EXAM A |  | CARLA TRUELL
|  | INTERNATIONAL TECHNIDYNE CORP (ITC) | INTERNATIONAL TECHNIDYNE CORP (ITC) HEMOCHRON SIGNATURE ELITE |  |  | ANGIOGRAPHY |  |  |  | 05/18/2016 |  |  |  |  | NO | NO |  |  |  |  | INTERNATIONAL TECHNIDYNE CORP (ITC) 27270 27270 |  |  | Disposition |  |  |  | Equipment | 1Y:00-MFG | 05/18/2016 | 05/18/2016 | COOPER UNIVERSITY HOSPITAL |  |  | POINT OF CARE BASEMENT |  | PAULETTE DUCKREY |  |  |  | 05/18/2016 | 05/18/2016 |  |  |  |  | 05/18/2016 | 05/18/2016
|  | INTERNATIONAL TECHNIDYNE CORP (ITC) | INTERNATIONAL TECHNIDYNE CORP (ITC) HEMOCHRON SIGNATURE ELITE |  | SE6534 | LAB CHEMISTRY |  |  |  | 11/10/2011 |  |  |  |  | NO | NO |  |  |  |  | INTERNATIONAL TECHNIDYNE CORP (ITC) 10367847 SE6534 |  |  | Active |  | 11:11:11:11:11:11 |  | Equipment | PAAR:00-PVAR | 10/31/2019 |  | COOPER UNIVERSITY HOSPITAL |  |  | POINT OF CARE |  | Barbara Snyder
|  | INTERNATIONAL TECHNIDYNE CORP (ITC) | INTERNATIONAL TECHNIDYNE CORP (ITC) HEMOCHRON SIGNATURE ELITE |  | SE5402 | LAB BLOOD BANK |  |  |  | 11/05/2009 |  |  |  |  | NO | NO |  |  |  |  | INTERNATIONAL TECHNIDYNE CORP (ITC) 10365968 SE5402 |  |  | Active |  | 00:40:9D:31:FD:CE |  | Equipment | PAAR:00-PVAR | 10/31/2019 |  | COOPER UNIVERSITY HOSPITAL |  |  | POINT OF CARE |  | Barbara Bayne
|  | INTRONIX TECHNOLOGIES CORP | INTRONIX TECHNOLOGIES CORP MYOGUIDE 8008 |  |  | 3 COOPER-MULTISPECIALTY CENTER |  |  |  | 06/26/2015 |  |  |  |  | NO | NO |  |  |  |  | INTRONIX TECHNOLOGIES CORP 10348796 12000324 |  |  | Disposition |  |  |  | Equipment | PAAR:00-PVAR | 11/02/2019 |  | COOPER AMBULATORY OFF-SITES |  |  | DISPOSITION |  | MARGIE OUTLER
SF1710021 |  | INTUITIVE SURGICAL | INTUITIVE SURGICAL 470026 8MM ENDOSCOPE 0 DEGREE |  | SF1710021 | OPERATING ROOM - PAVILION |  |  | excluded | 10/31/2019 |  |  |  |  | NO | NO |  |  |  |  | INTUITIVE SURGICAL SF1710021 SF1710021 |  |  | Active |  | 99:99:99:99:99:99 |  | Equipment | PAAR:00-PVAR | 10/31/2019 | 10/31/2019 | COOPER UNIVERSITY HOSPITAL |  |  |  | 0012139454 | DOMINIC VENDETTA | Preventative Maintenance | Closed | Kenneth Krips | 10/31/2019 | 10/31/2019 | PERFORMANCE ASSURANCE AT INVENTORY | INVENTORIED DEVICE AND ENSURED DEVICE WAS FUNCTIONING PROPERLY. | 064463DA-AC46-4241-9E70-AB83CC2939E2 | Labor | 10/31/2019 | 10/31/2019 | Kenneth Krips
SF1652077 |  | INTUITIVE SURGICAL | INTUITIVE SURGICAL 470026 8MM ENDOSCOPE 0 DEGREE |  | SF1652077 | OPERATING ROOM - PAVILION |  |  | excluded | 10/31/2019 |  |  |  |  | NO | NO |  |  |  |  | INTUITIVE SURGICAL SF1652077 SF1652077 |  |  | Active |  | 99:99:99:99:99:99 |  | Equipment | PAAR:00-PVAR | 10/31/2019 | 10/31/2019 | COOPER UNIVERSITY HOSPITAL |  |  |  | 0012139500 | DOMINIC VENDETTA | Performance Verification | Closed | Kenneth Krips | 10/31/2019 | 10/31/2019 | INCOMING INVENTORY | DEVICE INVENTORIED | 39DEB47E-3E1C-4298-8128-F508B88D3895 | Labor | 10/31/2019 | 10/31/2019 | Bonnie Aichroth
SF1641117 |  | INTUITIVE SURGICAL | INTUITIVE SURGICAL 470026 8MM ENDOSCOPE 0 DEGREE |  | SF1641117 | OPERATING ROOM - PAVILION |  |  | excluded | 10/31/2019 |  |  |  |  | NO | NO |  |  |  |  | INTUITIVE SURGICAL SF1641117 SF1641117 |  |  | Active |  | 99:99:99:99:99:99 |  | Equipment | PAAR:00-PVAR | 10/31/2019 | 10/31/2019 | COOPER UNIVERSITY HOSPITAL |  |  |  | 0012139518 | DOMINIC VENDETTA | Performance Verification | Closed | Kenneth Krips | 10/31/2019 | 10/31/2019 | INCOMING INVENTORY | DEVICE INVENTORIED | 4448C772-FF3C-4987-B886-1DECBE2931E3 | Labor | 10/31/2019 | 10/31/2019 | Bonnie Aichroth
SF1517222 |  | INTUITIVE SURGICAL | INTUITIVE SURGICAL 470026 8MM ENDOSCOPE 0 DEGREE |  | SF1517222 | OPERATING ROOM - PAVILION |  |  | excluded | 10/31/2019 |  |  |  |  | NO | NO |  |  |  |  | INTUITIVE SURGICAL SF1517222 SF1517222 |  |  | Active |  | 99:99:99:99:99:99 |  | Equipment | PAAR:00-PVAR | 10/31/2019 | 10/31/2019 | COOPER UNIVERSITY HOSPITAL |  |  |  | 0012139492 | DOMINIC VENDETTA | Performance Verification | Closed | Kenneth Krips | 10/31/2019 | 10/31/2019 | INCOMING INVENTORY | DEVICE INVENTORIED | C45AE2D2-4CC3-43A5-881A-DDAFEBB9A79D | Labor | 10/31/2019 | 10/31/2019 | Bonnie Aichroth
SF1711020 |  | INTUITIVE SURGICAL | INTUITIVE SURGICAL 470027 8MM ENDOSCOPE 30 DEGREE |  | SF1711020 | OPERATING ROOM - PAVILION |  |  | excluded | 10/31/2019 |  |  |  |  | NO | NO |  |  |  |  | INTUITIVE SURGICAL SF1711020 SF1711020 |  |  | Active |  | 99:99:99:99:99:99 |  | Equipment | PAAR:00-PVAR | 10/31/2019 | 10/31/2019 | COOPER UNIVERSITY HOSPITAL |  |  |  | 0012139466 | DOMINIC VENDETTA | Preventative Maintenance | Closed | Kenneth Krips | 10/31/2019 | 10/31/2019 | PERFORMANCE ASSURANCE AT INVENTORY | INVENTORIED DEVICE AND ENSURED DEVICE WAS FUNCTIONING PROPERLY. | 35D8E929-1C67-4DC9-B33F-133C8EF69919 | Labor | 10/31/2019 | 10/31/2019 | Kenneth Krips
SF1702038 |  | INTUITIVE SURGICAL | INTUITIVE SURGICAL 470027 8MM ENDOSCOPE 30 DEGREE |  | SF1702038 | OPERATING ROOM - PAVILION |  |  | excluded | 10/31/2019 |  |  |  |  | NO | NO |  |  |  |  | INTUITIVE SURGICAL SF1702038 SF1702038 |  |  | Active |  | 99:99:99:99:99:99 |  | Equipment | PAAR:00-PVAR | 10/31/2019 | 10/31/2019 | COOPER UNIVERSITY HOSPITAL |  |  |  | 0012139490 | DOMINIC VENDETTA | Performance Verification | Closed | Kenneth Krips | 10/31/2019 | 10/31/2019 | INCOMING INVENTORY | DEVICE INVENTORIED | AB259E2D-D0AF-4138-B94E-28FA153E1052 | Labor | 10/31/2019 | 10/31/2019 | Bonnie Aichroth
SF1640041 |  | INTUITIVE SURGICAL | INTUITIVE SURGICAL 470027 8MM ENDOSCOPE 30 DEGREE |  | SF1640041 | OPERATING ROOM - PAVILION |  |  | excluded | 10/31/2019 |  |  |  |  | NO | NO |  |  |  |  | INTUITIVE SURGICAL SF1640041 SF1640041 |  |  | Active |  | 99:99:99:99:99:99 |  | Equipment | PAAR:00-PVAR | 10/31/2019 | 10/31/2019 | COOPER UNIVERSITY HOSPITAL |  |  |  | 0012139479 | DOMINIC VENDETTA | Preventative Maintenance | Closed | Kenneth Krips | 10/31/2019 | 10/31/2019 | PERFORMANCE ASSURANCE AT INVENTORY | INVENTORIED DEVICE AND ENSURED DEVICE WAS FUNCTIONING PROPERLY. | 540E4B1B-5B33-4003-9E4A-6B1AC441C05E | Labor | 10/31/2019 | 10/31/2019 | Kenneth Krips
SF1528085 |  | INTUITIVE SURGICAL | INTUITIVE SURGICAL 470027 8MM ENDOSCOPE 30 DEGREE |  | SF1528085 | OPERATING ROOM - PAVILION |  |  | excluded | 10/31/2019 |  |  |  |  | NO | NO |  |  |  |  | INTUITIVE SURGICAL SF1528085 SF1528085 |  |  | Active |  | 99:99:99:99:99:99 |  | Equipment | PAAR:00-PVAR | 10/31/2019 | 10/31/2019 | COOPER UNIVERSITY HOSPITAL |  |  |  | 0012139473 | DOMINIC VENDETTA | Performance Verification | Closed | Kenneth Krips | 10/31/2019 | 10/31/2019 | INCOMING INVENTORY | DEVICE INVENTORIED | A2ACE710-14F8-4676-906F-EB5FCBA12E79 | Labor | 10/31/2019 | 10/31/2019 | Bonnie Aichroth
|  | INTUITIVE SURGICAL | INTUITIVE SURGICAL DA VINCI SI VISION SIDE SYSTEM |  | G30174 | OPERATING ROOM - PAVILION |  |  |  | 11/24/2009 |  |  |  |  | NO | NO |  |  |  |  | INTUITIVE SURGICAL 10367371 G30174 |  |  | Disposition |  |  |  | Equipment | 1Y:00-MFG | 01/01/1900 | 12/01/2019 | COOPER UNIVERSITY HOSPITAL |  |  | P 08 |  | DOMINIC VENDETTA
|  | INVACARE CORPORATION | INVACARE CORPORATION 229503 |  | 06KKN015317 | PATIENT TRANSPORT |  |  |  | 01/01/1900 |  |  |  |  | NO | NO |  |  |  |  | INVACARE CORPORATION 10365398 06KKN015317 |  |  | Disposition |  |  |  | Equipment | PAAR:00-PVAR | 11/01/2019 |  | COOPER UNIVERSITY HOSPITAL |  |  | PATIENT TRANSPORT |  | Bonnie Aichroch
|  | INVACARE CORPORATION | INVACARE CORPORATION 9000 TOPAZ |  | NOT KNOWN | AUDUBON URGENT CARE |  |  |  | 01/01/1900 |  |  |  |  | NO | NO |  |  |  |  | INVACARE CORPORATION 10366277 NOT KNOWN |  |  | Active |  | 99:99:99:99:99:99 |  | Equipment | PAAR:00-PVAR | 11/02/2019 |  | COOPER AMBULATORY OFF-SITES |  |  | HALLWAY |  | MELISSA PORTOBANCO
|  | INVACARE CORPORATION | INVACARE CORPORATION CAREGUARD K2000 |  | 04D372344 | VOORHEES SURGERY CENTER-OPERATING ROOM |  |  |  | 01/01/1900 |  |  |  |  | NO | NO |  |  |  |  | INVACARE CORPORATION 10348020 04D372344 |  |  | Active |  | 99:99:99:99:99:99 |  | Equipment | PAAR:00-PVAR | 11/02/2019 |  | COOPER AMBULATORY OFF-SITES |  |  | Pre-OP E141 Nurses stat |  | JENNIFER BOMBARO
|  | INVACARE CORPORATION | INVACARE CORPORATION IN-HD2418F |  | 13DM032802 | PATIENT TRANSPORT |  |  |  | 01/01/2001 |  |  |  |  | NO | NO |  |  |  |  | INVACARE CORPORATION 10369377 13DM032802 |  |  | Disposition |  |  |  | Equipment | PAAR:00-PVAR | 11/01/2019 |  | COOPER UNIVERSITY HOSPITAL |  |  | PATIENT TRANSPORT |  | Bonnie Aichroch
|  | INVACARE CORPORATION | INVACARE CORPORATION IRC-1192 |  | 05A00918519 | BRACHFIELD MEDICAL ASSOCIATES-MEDICINE |  |  |  | 08/24/2005 |  |  |  |  | NO | NO |  |  |  |  | INVACARE CORPORATION 10367020 05A00918519 |  |  | Active |  | 99:99:99:99:99:99 |  | Equipment | PAAR:00-PVAR | 11/02/2019 |  | COOPER AMBULATORY OFF-SITES |  |  | PFT Lab |  | CATHY CRAWFORD
|  | INVACARE CORPORATION | INVACARE CORPORATION IRC-1192 |  | 04C00845860 | BRACHFIELD MEDICAL ASSOCIATES-MEDICINE |  |  |  | 01/01/1900 |  |  |  |  | NO | NO |  |  |  |  | INVACARE CORPORATION 10367018 04C00845860 |  |  | Active |  | 99:99:99:99:99:99 |  | Equipment | PAAR:00-PVAR | 11/01/2019 |  | COOPER AMBULATORY OFF-SITES |  |  | PFT Lab |  | CATHY CRAWFORD
|  | INVACARE CORPORATION | INVACARE CORPORATION IRC725 |  |  | BUNKER HILL-INTERNAL MEDICINE |  |  |  | 11/02/2019 |  |  |  |  | NO | NO |  |  |  |  | INVACARE CORPORATION 30144648 703870318 |  |  | Active |  | 99:99:99:99:99:99 |  | Alarm | PAAR:00-PVAR | 11/02/2019 | 11/02/2019 | COOPER AMBULATORY OFF-SITES |  |  | MEDICAL ASSISTANT OFFICE |  | SUSAN BABCOCK |  |  |  | 11/02/2019 | 11/02/2019 |  |  |  |  | 11/02/2019 | 11/02/2019
|  | INVACARE CORPORATION | INVACARE CORPORATION TRACER |  | 1234567890- | PATIENT TRANSPORT |  |  |  | 01/01/1900 |  |  |  |  | NO | NO |  |  |  |  | INVACARE CORPORATION 10366716 1234567890- |  |  | Disposition |  |  |  | Equipment | PAAR:00-PVAR | 11/01/2019 |  | COOPER UNIVERSITY HOSPITAL |  |  | ER | WOT00000000509233 | Bonnie Aichroch | Disposition | Closed | Josh Harris | 02/08/2018 | 03/23/2018 | Bulk Disposition CNL | Unit Trashed due to lack of parts and being only one of three in the hospital. moving towards standardization of fleet in hospital. | EXP0200846 | Labor | 03/07/2018 | 03/07/2018 | Josh Harris
|  | INVACARE CORPORATION | INVACARE CORPORATION TRACER |  | 10CM017623 | PATIENT TRANSPORT |  |  |  | 01/01/1900 |  |  |  |  | NO | NO |  |  |  |  | INVACARE CORPORATION 10364774 10CM017623 |  |  | Disposition |  |  |  | Equipment | PAAR:00-PVAR | 11/02/2019 |  | COOPER UNIVERSITY HOSPITAL |  |  | ER | WOT00000000507828 | Bonnie Aichroch | Disposition | Closed | Josh Harris | 02/08/2018 | 03/23/2018 | Bulk Disposition CNL | Unit Trashed due to lack of parts and being only one of three in the hospital. moving towards standardization of fleet in hospital. | EXP0200876 | Labor | 03/07/2018 | 03/07/2018 | Josh Harris
|  | INVACARE CORPORATION | INVACARE CORPORATION TRACER |  | Not Known | PATIENT TRANSPORT |  |  |  | 08/03/2015 |  |  |  |  | NO | NO |  |  |  |  | INVACARE CORPORATION 10349224 Not Known |  |  | Disposition |  |  |  | Equipment | PAAR:00-PVAR | 10/16/2019 |  | COOPER UNIVERSITY HOSPITAL |  |  |  |  | Bonnie Aichroch
|  | INVACARE CORPORATION | INVACARE CORPORATION TRACER |  | 03JM589865 | PATIENT TRANSPORT |  |  |  | 01/01/1900 |  |  |  |  | NO | NO |  |  |  |  | INVACARE CORPORATION 10347641 03JM589865 |  |  | Disposition |  |  |  | Equipment | PAAR:00-PVAR | 11/01/2019 |  | COOPER UNIVERSITY HOSPITAL |  |  | PATIENT TRANSPORT |  | Bonnie Aichroch
|  | INVACARE CORPORATION | INVACARE CORPORATION TRACER EX2 |  | 11AM038684 | VOORHEES SURGERY CENTER-OPERATING ROOM |  |  |  | 06/10/2015 |  |  |  |  | NO | NO |  |  |  |  | INVACARE CORPORATION 10732243 11AM038684 |  |  | Active |  | 99:99:99:99:99:99 |  | Equipment | PAAR:00-PVAR | 10/31/2019 |  | COOPER AMBULATORY OFF-SITES |  |  | 900 Centennial - Loading Dock | 0012744250 | JENNIFER BOMBARO | Performance Verification | Closed | Josh Harris | 01/31/2018 | 01/31/2018 | INCOMING INVENTORY | DEVICE INVENTORIED | F0B6BC20-1AC8-4759-9FC1-73F57252B559 | Labor | 01/31/2018 | 01/31/2018 | Josh Harris
|  | INVACARE CORPORATION | INVACARE CORPORATION TRACER EX2 |  | 12CM019376 | PATIENT TRANSPORT |  |  |  | 12/31/2014 |  |  |  |  | NO | NO |  |  |  |  | INVACARE CORPORATION 10368214 12CM019376 |  |  | Disposition |  |  |  | Equipment | PAAR:00-PVAR | 11/01/2019 |  | COOPER UNIVERSITY HOSPITAL |  |  | BASEMENT | WOT00000000509547 | Bonnie Aichroch | Disposition | Closed | Josh Harris | 02/08/2018 | 03/23/2018 | Bulk Disposition CNL | Unit Trashed due to lack of parts and being only one of two in the hospital. moving towards standardization of fleet in hospital. | EXP0200838 | Labor | 03/07/2018 | 03/07/2018 | Josh Harris
|  | INVACARE CORPORATION | INVACARE CORPORATION TRACER EX2 |  | 06LKN002422 | PATIENT TRANSPORT |  |  |  | 01/01/1900 |  |  |  |  | NO | NO |  |  |  |  | INVACARE CORPORATION 10356249 06LKN002422 |  |  | Disposition |  |  |  | Equipment | PAAR:00-PVAR | 11/02/2019 |  | COOPER UNIVERSITY HOSPITAL |  |  | PATIENT TRANSPORT | WOT00000000505588 | Bonnie Aichroch | Disposition | Closed | Josh Harris | 02/08/2018 | 03/23/2018 | Bulk Disposition CNL | Unit Trashed due to lack of parts and being only one of two in the hospital. moving towards standardization of fleet in hospital. | EXP0200831 | Labor | 03/07/2018 | 03/07/2018 | Josh Harris
|  | INVACARE CORPORATION | INVACARE CORPORATION TRACER IV HD |  | 09JM030749 | PATIENT TRANSPORT |  |  |  | 06/10/2015 |  |  |  |  | NO | NO |  |  |  |  | INVACARE CORPORATION 10349156 09JM030749 |  |  | Disposition |  |  |  | Equipment | PAAR:00-PVAR | 10/16/2019 |  | COOPER UNIVERSITY HOSPITAL |  |  |  |  | Bonnie Aichroch
|  | INVIVO CORPORATION | INVIVO CORPORATION BIOPSY BREAST ARRAY |  | u23119 | 3 COOPER-RADIOLOGY |  |  |  | 01/01/1900 |  |  |  |  | NO | NO |  |  |  |  | INVIVO CORPORATION 10345719 u23119 |  |  | Active |  | 99:99:99:99:99:99 |  | Accessory | PAAR:00-PVAR | 11/02/2019 |  | COOPER AMBULATORY OFF-SITES |  |  | MRI | 0011201958 | JUDY ADIRZONE | Repair | Closed | Charles Santomero | 02/13/2017 | 03/08/2017 | MRI - BREAST COIL NOT GIVING PROPER SIGNAL - 3 COOPER RAD SUITE 100 | 2/15/2017 8:27:11 PM CTSANTOMERO (CTSANTOMERO 2/14/2017 12:00 AM) PICKED UP COILS AND TOOK TO SHOP. BEGAN PROCESS OF SENDING COILS IN FOR EVALUATION AND POSSIBLE REPAIR TO BLOCK IMAGING. SEARCHED HOSPITAL FOR A BOX BIG ENOUGH TO SHIP THE COILS. 3/6/2017 3:01:25 PM CTSANTOMERO (CTSANTOMERO 2/16/2017 12:00 AM) PACKED COILS AND SHIPPED OUT FOR SERVICE. (CTSANTOMERO 2/22/2017 12:00 AM) WENT TO LOADING DOCK TO FIND COIL. IT HAD BEEN SHIPPED TO THE HOSPITAL WITH NO DEPARTMENT OR ANYBODY'S NAME ON IT SO THEY DIDN'T KNOW WHERE TO DELIVER IT. BROUGHT IT BACK TO 3-COOPER MRI. AS PER DEREK SURAGH, REQUESTED THAT PHYSICIST ED GOLDSCHMIDT TEST IT BEFORE PLACING BACK IN SERVICE. | 42FA7B6B-9B18-429D-9434-094D6A592DF1 | Labor | 02/14/2017 | 02/14/2017 | Charles Santomero
|  | INVIVO CORPORATION | INVIVO CORPORATION ESYS |  |  | MRI |  |  |  | 03/01/2011 |  |  |  |  | NO | NO |  |  |  |  | INVIVO CORPORATION 10366443 000113 |  |  | Disposition |  |  |  | Equipment | PAAR:00-PVAR | 11/02/2019 |  | COOPER UNIVERSITY HOSPITAL |  |  | DISPOSITION |  | ELLIOT VASQUEZ
|  | INVIVO CORPORATION | INVIVO CORPORATION LARGE SHOULDER ARRAY |  | s 1295 | 3 COOPER-RADIOLOGY |  |  |  | 01/01/1900 |  |  |  |  | NO | NO |  |  |  |  | INVIVO CORPORATION 10345716 s 1295 |  |  | Active |  | 99:99:99:99:99:99 |  | Accessory | PAAR:00-PVAR | 11/02/2019 |  | COOPER AMBULATORY OFF-SITES |  |  | MRI |  | JUDY ADIRZONE
|  | INVIVO CORPORATION | INVIVO CORPORATION SIEMENS AVANTO QUADRATURE KNEE/FOOT COIL |  |  | MRI |  |  |  | 05/01/2010 |  |  |  |  | NO | NO |  |  |  |  | INVIVO CORPORATION 10366442 16 |  |  | Active |  | 99:99:99:99:99:99 |  | Accessory | PAAR:00-PVAR | 11/01/2019 |  | COOPER UNIVERSITY HOSPITAL |  |  | B12 |  | ELLIOT VASQUEZ
|  | INVIVO CORPORATION | INVIVO CORPORATION SIEMENS AVANTO QUADRATURE KNEE/FOOT COIL |  |  | VOORHEES SURGERY CENTER-RADIOLOGY |  |  |  | 07/01/2010 |  |  |  |  | NO | NO |  |  |  |  | INVIVO CORPORATION 10345858 000099 |  |  | Active |  | 99:99:99:99:99:99 |  | Accessory | PAAR:00-PVAR | 11/02/2019 |  | COOPER AMBULATORY OFF-SITES |  |  | MRI | WOT00000002570074 | PAT STIENES | Repair | Closed | Charles Santomero | 04/30/2019 | 08/01/2019 | giving an error message that it was not scanning, called Siemens and Invivo, coil issues, needs a PO for repair | On 4-30-19, manager Derek Suragh stated in an email that he contacted Invivo to inquire about getting this coil repaired. He is awaiting their response and said he would update us when he hears back. On 5-1-19, manager Derek Suragh stated in an email that he is getting purchasing options for a new coil from Invivo. 5-9-19: Visited site. Customer states the coil has been working ok. Someone taped the coil cord where it was damaged or frayed. | EXP3573288 | Labor | 05/09/2019 | 05/09/2019 | Charles Santomero
|  | INVIVO CORPORATION | INVIVO CORPORATION SIEMENS AVANTO QUADRATURE KNEE/FOOT COIL |  |  | 3 COOPER-RADIOLOGY |  |  |  | 01/01/1900 |  |  |  |  | NO | NO |  |  |  |  | INVIVO CORPORATION 10345726 000105 |  |  | Active |  | 99:99:99:99:99:99 |  | Accessory | PAAR:00-PVAR | 11/02/2019 |  | COOPER AMBULATORY OFF-SITES |  |  | MRI - BREAST MATRIX |  | JUDY ADIRZONE
|  | INVIVO CORPORATION | INVIVO CORPORATION SYMPHONY HIGH RES WRIST ARRAY (101078) |  | U28519 | VOORHEES SURGERY CENTER-RADIOLOGY |  |  |  | 07/01/2006 |  |  |  |  | NO | NO |  |  |  |  | INVIVO CORPORATION 10345854 U28519 |  |  | Active |  | 99:99:99:99:99:99 |  | Accessory | PAAR:00-PVAR | 11/02/2019 |  | COOPER AMBULATORY OFF-SITES |  |  | MRI |  | PAT STIENES
|  | IRIS DIAGNOSTICS | IRIS DIAGNOSTICS ICHEM 100 |  |  | LAB CHEMISTRY |  |  |  | 03/01/2015 |  |  |  |  | NO | NO |  |  |  |  | IRIS DIAGNOSTICS 10360286 0001312 |  |  | Disposition |  |  |  | Equipment | 1Y:00-MFG | 01/01/1900 | 12/01/2019 | COOPER UNIVERSITY HOSPITAL |  |  | CHEMISTRY |  | Barbara Snyder
|  | IRIS DIAGNOSTICS | IRIS DIAGNOSTICS ICHEM 100 |  |  | LAB HEMATOLOGY |  |  |  | 04/21/2009 |  |  |  |  | NO | NO |  |  |  |  | IRIS DIAGNOSTICS 10360285 0001485 |  |  | Disposition |  |  |  | Equipment | 1Y:00-MFG | 01/01/1900 | 12/01/2019 | COOPER UNIVERSITY HOSPITAL |  |  | COOPER HEMATOLOGY |  | DALE MORRONE
|  | IRIS DIAGNOSTICS | IRIS DIAGNOSTICS ICHEM 100 |  |  | LAB HEMATOLOGY |  |  |  | 05/29/2019 |  |  |  |  | NO | NO |  |  |  |  | IRIS DIAGNOSTICS 30142218 00012673 |  |  | Active |  | 99:99:99:99:99:99 |  | Equipment | 1Y:00-MFG | 05/29/2019 | 05/29/2019 | COOPER UNIVERSITY HOSPITAL |  |  |  |  | DALE MORRONE |  |  |  | 05/29/2019 | 05/29/2019 |  |  |  |  | 05/29/2019 | 05/29/2019
|  | ISOLUX | ISOLUX VARI-SPOT |  | NSNCOOPERAMB0010 | BURLINGTON OB/GYN |  |  |  | 01/01/1900 |  |  |  |  | NO | NO |  |  |  |  | ISOLUX 07936 NSNCOOPERAMB0010 |  |  | Disposition |  |  |  | Equipment | 1Y:00-MFG | 04/18/2016 |  | COOPER AMBULATORY OFF-SITES |  |  | Room 1 |  | Carey Myers
|  | ISOLUX | ISOLUX VARI-SPOT |  | NSNCOOPERAMB0009 | BURLINGTON OB/GYN |  |  |  | 01/01/1900 |  |  |  |  | NO | NO |  |  |  |  | ISOLUX 07935 NSNCOOPERAMB0009 |  |  | Disposition |  |  |  | Equipment | 1Y:00-MFG | 04/18/2016 |  | COOPER AMBULATORY OFF-SITES |  |  | Room 1 |  | Carey Myers
|  | IVY BIOMEDICAL SYSTEMS | IVY BIOMEDICAL SYSTEMS 3000 CARDIAC TRIGGER |  |  | VOORHEES SURGERY CENTER-RADIOLOGY |  |  |  | 04/29/2016 |  |  |  |  | NO | NO |  |  |  |  | IVY BIOMEDICAL SYSTEMS 210337324 0809469 |  |  | Disposition |  |  |  | Equipment | 1Y:00-MFG | 04/29/2016 | 04/29/2016 | COOPER AMBULATORY OFF-SITES |  |  | CT B108 |  | PAT STIENES |  |  |  | 04/29/2016 | 04/29/2016 |  |  |  |  | 04/29/2016 | 04/29/2016
|  | IVY BIOMEDICAL SYSTEMS | IVY BIOMEDICAL SYSTEMS 3000 CARDIAC TRIGGER |  |  | CAT SCAN |  |  |  | 05/31/2016 |  |  |  |  | NO | NO |  |  |  |  | IVY BIOMEDICAL SYSTEMS 18341 0809484 |  |  | Disposition |  |  |  | Equipment | 1Y:00-MFG | 05/31/2016 | 05/31/2016 | COOPER UNIVERSITY HOSPITAL |  |  | ER CAT SCAN ED110 |  | PAULETTE DUCKREY |  |  |  | 05/31/2016 | 05/31/2016 |  |  |  |  | 05/31/2016 | 05/31/2016
|  | IVY BIOMEDICAL SYSTEMS | IVY BIOMEDICAL SYSTEMS 3000 CARDIAC TRIGGER |  |  | BRACHFIELD MEDICAL ASSOCIATES-MEDICINE |  |  |  | 01/01/1900 |  |  |  |  | NO | NO |  |  |  |  | IVY BIOMEDICAL SYSTEMS 10367036 0712070 |  |  | Disposition |  |  |  | Equipment | 1Y:00-MFG | 06/26/2017 | 06/01/2020 | COOPER AMBULATORY OFF-SITES |  |  | NUCLEAR CAMERA LAB |  | CATHY CRAWFORD
|  | JEDMED INSTRUMENTS CO. | JEDMED INSTRUMENTS CO. S CHAIR |  |  | VOORHEES SURGERY CENTER-SURGERY DEPT |  |  |  | 10/16/2019 |  |  |  |  | NO | NO |  |  |  |  | JEDMED INSTRUMENTS CO. 23679 0321 |  |  | Disposition |  |  |  | Equipment | PAAR:00-PVAR | 10/16/2019 | 10/16/2019 | COOPER AMBULATORY OFF-SITES |  |  | SUITE G |  | Theresa Megali |  |  |  | 10/16/2019 | 10/16/2019 |  |  |  |  | 10/16/2019 | 10/16/2019
|  | JEDMED INSTRUMENTS CO. | JEDMED INSTRUMENTS CO. S CHAIR |  |  | 3 COOPER - SURGERY DEPARTMENT |  |  |  | 01/01/1900 |  |  |  |  | NO | NO |  |  |  |  | JEDMED INSTRUMENTS CO. 10346830 0331 |  |  | Active |  | 99:99:99:99:99:99 |  | Equipment | PAAR:00-PVAR | 11/02/2019 |  | COOPER AMBULATORY OFF-SITES |  |  | SUITE 403 - EXAM 12 | 0012144696 | ANNE MAIER | Repair | Closed | Stephen Zubrzycki | 09/08/2017 | 09/08/2017 | EXAM CHAIR - HEAD REST IS VERY WOBBLY - 3COOPER SUITE 403 UHI EXAM RM 12 | 9/8/2017 3:12:14 PM SJZUBRZYCKI (SJZUBRZYCKI 9/8/2017 12:00 AM) ANALYZED UNIT. DISASSEMBLED HEAD MOUNTING BRACKET. TAPPED SCREW HOLE AND REPLACED BOLT AND VPO | BB34CC24-42CD-41AD-80D7-4D84BA097CFC | Labor | 09/08/2017 | 09/08/2017 | Stephen Zubrzycki
|  | JEDMED INSTRUMENTS CO. | JEDMED INSTRUMENTS CO. S-II |  |  | 3 COOPER - SURGERY DEPARTMENT |  |  |  | 01/01/2011 |  |  |  |  | NO | NO |  |  |  |  | JEDMED INSTRUMENTS CO. 10346836 0211 |  |  | Active |  | 99:99:99:99:99:99 |  | Equipment | PAAR:00-PVAR | 11/02/2019 |  | COOPER AMBULATORY OFF-SITES |  |  | SUITE 403 - EXAM 11 |  | ANNE MAIER
|  | JEWETT INC | JEWETT INC T 100-1 |  | DR96-R0214 | LAB BLOOD BANK |  |  |  | 01/15/1997 |  |  |  |  | NO | NO |  |  |  |  | JEWETT INC 10367935 DR96-R0214 |  |  | Disposition |  |  |  | Alarm | 3M:00-MFG | 10/13/2015 | 01/01/2020 | COOPER UNIVERSITY HOSPITAL |  |  | BLOOD BANK |  | Barbara Bayne
|  | JOHNSON & JOHNSON PROF/CODMAN | JOHNSON & JOHNSON PROF/CODMAN CODMAN-HAKIM VALVE PROGRAMMER |  |  | BUNKER HILL-SURGERY |  |  |  | 01/01/1900 |  |  |  |  | NO | NO |  |  |  |  | JOHNSON & JOHNSON PROF/CODMAN 10366921 3467 |  |  | Active |  | 99:99:99:99:99:99 |  | Equipment | PAAR:00-PVAR | 11/02/2019 |  | COOPER AMBULATORY OFF-SITES |  |  | Podiatry storage |  | ANNE MAIER
|  | JONES MEDICAL | JONES MEDICAL SATELLITE 3 |  |  | WOODLYNNE FAMILY MEDICINE |  |  |  | 11/23/2015 |  |  |  |  | NO | NO |  |  |  |  | JONES MEDICAL 24928 5656 |  |  | Disposition |  |  |  | Equipment | 1Y:00-MFG | 11/23/2015 | 11/23/2015 | COOPER AMBULATORY OFF-SITES |  |  | WOODLYNNE |  | SHEILA HERNANDEZ |  |  |  | 11/23/2015 | 11/23/2015 |  |  |  |  | 11/23/2015 | 11/23/2015
(01)04961333240531 |  | KAYPENTAX | KAYPENTAX 9106 |  | (01)04961333240531 | 6200 MAIN ST-SURGERY |  |  |  | 09/10/2019 |  |  |  |  | NO | NO |  |  |  |  | KAYPENTAX (01)04961333240531 (01)04961333240531 |  |  | Active |  |  |  | Equipment | PAAR:00-PVAR | 10/31/2019 |  | COOPER AMBULATORY OFF-SITES |  |  | 6200 MAIN STREE - SURGERY | WOT00000003696986 | BOBBIE MICKLE | Performance Verification | Completed | Kirk Lis | 09/10/2019 | 09/10/2019 | Performance Verification for KAYPENTAX (01)04961333240531 (01)04961333240531 | Initial Install of Performance Verification. Device is ready for patient use.
|  | KEITHLEY INSTRUMENTS, INC. | KEITHLEY INSTRUMENTS, INC. 35614 |  |  | RADIOLOGICAL PHYSICS |  |  |  | 01/01/1900 |  |  |  |  | NO | NO |  |  |  |  | KEITHLEY INSTRUMENTS, INC. 02236 600 |  |  | Disposition |  |  |  | Equipment | 1Y:00-MFG | 04/18/2016 | 05/01/2020 | COOPER UNIVERSITY HOSPITAL |  |  | RADIOLOGY PHYSICS |  | COLLEEN TEGELER
|  | KEITHLEY INSTRUMENTS, INC. | KEITHLEY INSTRUMENTS, INC. 602 |  |  | RADIOLOGICAL PHYSICS |  |  |  | 01/01/1900 |  |  |  |  | NO | NO |  |  |  |  | KEITHLEY INSTRUMENTS, INC. 02258 66318 |  |  | Disposition |  |  |  | Test Equipment | 1Y:00-VEN | 05/31/2016 | 05/01/2020 | COOPER UNIVERSITY HOSPITAL |  |  | KELEMEN BASEMENT |  | COLLEEN TEGELER
|  | KENDALL CO., THE | KENDALL CO., THE F-1500 |  | L9712664 | 3 COOPER-EARLY INTERVENTION PROGRAM |  |  |  | 01/01/2001 |  |  |  |  | NO | NO |  |  |  |  | KENDALL CO., THE 10365456 L9712664 |  |  | Disposition |  |  |  | Equipment | PAAR:00-PVAR | 11/01/2019 |  | COOPER AMBULATORY OFF-SITES |  |  | SUITE 513 |  | Sue Cooper
|  | KENTEC MEDICAL | KENTEC MEDICAL PEE-WEE IV |  |  | INTENSIVE CARE NURSERY |  |  |  | 06/25/2015 |  |  |  |  | NO | NO |  |  |  |  | KENTEC MEDICAL 10354989 25575230 |  |  | Active |  | 99:99:99:99:99:99 |  | Equipment | 1Y:00-MFG | 08/26/2019 | 08/01/2020 | COOPER UNIVERSITY HOSPITAL |  |  | NICU BUMBLEBEE |  | JOANNE FOX
|  | KENTEC MEDICAL | KENTEC MEDICAL PEE-WEE IV |  |  | INTENSIVE CARE NURSERY |  |  |  | 08/15/2011 |  |  |  |  | NO | NO |  |  |  |  | KENTEC MEDICAL 10354914 25974894 |  |  | Active |  | 99:99:99:99:99:99 |  | Equipment | 1Y:00-MFG | 08/21/2019 | 08/01/2020 | COOPER UNIVERSITY HOSPITAL |  |  | ICN |  | JOANNE FOX
|  | KENTEC MEDICAL | KENTEC MEDICAL PEE-WEE IV |  | 0441BX084 | INTENSIVE CARE NURSERY |  |  |  | 11/09/2004 |  |  |  |  | NO | NO |  |  |  |  | KENTEC MEDICAL 09846 0441BX084 |  |  | Disposition |  |  |  | Equipment | 1Y:00-MFG | 05/13/2016 | 08/01/2020 | COOPER UNIVERSITY HOSPITAL |  |  | ICN |  | JOANNE FOX
|  | KERR | KERR ZEON ILLUMINATOR ORASCOPTIC |  |  | MARLTON-DERMATOLOGY |  |  |  | 11/02/2019 |  |  |  |  | NO | NO |  |  |  |  | KERR 30142554 10074600 |  |  | Active |  | 99:99:99:99:99:99 |  | Equipment | PAAR:00-PVAR | 11/02/2019 | 11/02/2019 | COOPER AMBULATORY OFF-SITES |  |  | CABINET LOWER FAR RIGHT |  | MICHELE CANALE |  |  |  | 11/02/2019 | 11/02/2019 |  |  |  |  | 11/02/2019 | 11/02/2019
|  | KEYMED INC | KEYMED INC KT-1 |  |  | COOPER DIGESTIVE HEALTH-ENDOSCOPY |  |  |  | 03/01/2011 |  |  |  |  | NO | NO |  |  |  |  | KEYMED INC 10347134 21121950 |  |  | Active |  | 99:99:99:99:99:99 |  | Equipment | PAAR:00-PVAR | 11/02/2019 |  | COOPER AMBULATORY OFF-SITES |  |  | GI CENTER MT LAUREL | WOT00000001973044 | JEANNE GREER | Repair | Closed | Kirk Lis | 01/11/2019 | 06/05/2019 | has broken scope holder | ANALYZED UNIT . RESEARCHED PART # INSTALLED SCOPE HOLDER. PERFORMED OVP. INFORMED STAFF OF UNIT'S STATUS. RETURNED TO SERVICE. | EXP2166455 | Parts |  |  | Kirk Lis
|  | KINETEC TECHNOLOGY | KINETEC TECHNOLOGY 6080 |  |  | NEURO/ORTHO/MEDSURG/7 PAV |  |  |  | 01/01/1900 |  |  |  |  | NO | NO |  |  |  |  | KINETEC TECHNOLOGY 10356440 1147 |  |  | Active |  | 99:99:99:99:99:99 |  | Equipment | PAAR:00-PVAR | 11/02/2019 |  | COOPER UNIVERSITY HOSPITAL |  |  | Kel Basement storage near Point of Care | WOT00000000508504 | Pam Young | Disposition | Closed | Gene Amodei | 02/08/2018 | 05/13/2019 | Bulk Disposition CNL
|  | KINETEC TECHNOLOGY | KINETEC TECHNOLOGY SPECTRA |  |  | NEURO/ORTHO/MEDSURG/7 PAV |  |  |  | 07/07/2008 |  |  |  |  | NO | NO |  |  |  |  | KINETEC TECHNOLOGY 10365337 00188767 |  |  | Active |  | 99:99:99:99:99:99 |  | Equipment | PAAR:00-PVAR | 11/02/2019 |  | COOPER UNIVERSITY HOSPITAL |  |  | s8 keleman |  | Pam Young
|  | KINETEC TECHNOLOGY | KINETEC TECHNOLOGY SPECTRA |  |  | NEURO/ORTHO/MEDSURG/7 PAV |  |  |  | 07/07/2008 |  |  |  |  | NO | NO |  |  |  |  | KINETEC TECHNOLOGY 10357225 00187232 |  |  | Active |  | 99:99:99:99:99:99 |  | Equipment | PAAR:00-PVAR | 11/02/2019 |  | COOPER UNIVERSITY HOSPITAL |  |  | 7 PAVILION | WOT00000000536852 | Pam Young | Disposition | Closed | Gene Amodei | 02/09/2018 | 05/24/2019 | Bulk Disposition CNL | Notification sent to technician and manager that this CEID has been marked as Could Not Locate (CNL). 33% SLA Warning: Notification sent to technician and manager that this CEID has been marked as Could Not Locate (CNL) for 30 days. 66% SLA Warning: Notification sent to technician and manager that this CEID has been marked as Could Not Locate (CNL) for 60 days. 99% SLA Warning: Notification sent to technician and manager that this CEID has been marked as Could Not Locate (CNL) for 90 days.
|  | KINETEC TECHNOLOGY | KINETEC TECHNOLOGY SPECTRA |  |  | NEURO/ORTHO/MEDSURG/7 PAV |  |  |  | 07/07/2008 |  |  |  |  | NO | NO |  |  |  |  | KINETEC TECHNOLOGY 10347397 00187261 |  |  | Active |  | 99:99:99:99:99:99 |  | Equipment | PAAR:00-PVAR | 11/02/2019 |  | COOPER UNIVERSITY HOSPITAL |  |  | 7 PAVILION | WOT00000000536812 | Pam Young | Disposition | Closed | Gene Amodei | 02/09/2018 | 05/23/2019 | Bulk Disposition CNL | Notification sent to technician and manager that this CEID has been marked as Could Not Locate (CNL). 33% SLA Warning: Notification sent to technician and manager that this CEID has been marked as Could Not Locate (CNL) for 30 days. 66% SLA Warning: Notification sent to technician and manager that this CEID has been marked as Could Not Locate (CNL) for 60 days. 99% SLA Warning: Notification sent to technician and manager that this CEID has been marked as Could Not Locate (CNL) for 90 days.
|  | KINETIC CONCEPTS, INC. (KCI) | KINETIC CONCEPTS, INC. (KCI) SPECTRA ESSENTIAL |  |  | SPD |  |  |  | 07/07/2008 |  |  |  |  | NO | NO |  |  |  |  | KINETIC CONCEPTS, INC. (KCI) 10732371 00187972 |  |  | Disposition |  | 99:99:99:99:99:99 |  | Equipment | PAAR:00-PVAR | 11/02/2019 |  | COOPER UNIVERSITY HOSPITAL |  |  | 7 PAVILION |  | David Frye
|  | KODAK CONSUMER PROD | KODAK CONSUMER PROD ESP 7250 |  | A289940 | VOORHEES SURGERY CENTER-OPERATING ROOM |  |  |  | 01/01/1900 |  |  |  |  | NO | NO |  |  |  |  | KODAK CONSUMER PROD 10345444 A289940 |  |  | Active |  | 11:11:11:11:11:11 |  | Non-medical | PAAR:00-PVAR | 11/02/2019 |  | COOPER AMBULATORY OFF-SITES |  |  | EQUIPMENT STORAGE AREA |  | JENNIFER BOMBARO
|  | KODAK CONSUMER PROD | KODAK CONSUMER PROD ESP 7250 |  | A272331 | VOORHEES SURGERY CENTER-OPERATING ROOM |  |  |  | 01/01/1900 |  |  |  |  | NO | NO |  |  |  |  | KODAK CONSUMER PROD 10345449 A272331 |  |  | Active |  | 11:11:11:11:11:11 |  | Non-medical | PAAR:00-PVAR | 11/01/2019 |  | COOPER AMBULATORY OFF-SITES |  |  | EQUIPMENT STORAGE AREA |  | JENNIFER BOMBARO
|  | KODAK HEALTH IMAGING | KODAK HEALTH IMAGING 2 |  |  | RADIOLOGY DIAGNOSTICS |  |  |  | 01/01/1900 |  |  |  |  | NO | NO |  |  |  |  | KODAK HEALTH IMAGING 05012 10987 |  |  | Disposition |  |  |  | Equipment | PAAR:00-PVAR | 10/16/2019 |  | COOPER UNIVERSITY HOSPITAL |  |  |  |  | PAULETTE DUCKREY
|  | KODAK HEALTH IMAGING | KODAK HEALTH IMAGING 2 |  |  | VOORHEES SURGERY CENTER-RADIOLOGY |  |  |  | 01/01/1900 |  |  |  |  | NO | NO |  |  |  |  | KODAK HEALTH IMAGING 04680 16499 |  |  | Disposition |  |  |  | Equipment | PAAR:00-PVAR | 10/16/2019 |  | COOPER AMBULATORY OFF-SITES |  |  | B-109A |  | PAT STIENES
|  | KODAK HEALTH IMAGING | KODAK HEALTH IMAGING 2000RT |  | Not Known | VOORHEES SURGERY CENTER-RADIOLOGY |  |  |  | 06/25/2015 |  |  |  |  | NO | NO |  |  |  |  | KODAK HEALTH IMAGING 06319 Not Known |  |  | Disposition |  |  |  | Equipment | 1Y:00-MFG | 04/29/2016 | 04/01/2020 | COOPER AMBULATORY OFF-SITES |  |  |  |  | PAT STIENES
|  | KODAK HEALTH IMAGING | KODAK HEALTH IMAGING 8100 |  |  | NUCLEAR MEDICINE |  |  |  | 01/01/1900 |  |  |  |  | NO | NO |  |  |  |  | KODAK HEALTH IMAGING 06290 8105372 |  |  | Disposition |  |  |  | Equipment | PAAR:00-PVAR | 11/02/2019 |  | COOPER UNIVERSITY HOSPITAL |  |  |  |  | Donna Handy
|  | KODAK HEALTH IMAGING | KODAK HEALTH IMAGING 9410 PRINT SERVER |  |  | CAT SCAN |  |  |  | 01/01/1900 |  |  |  |  | NO | NO |  |  |  |  | KODAK HEALTH IMAGING 04735 106930 |  |  | Disposition |  |  |  | Non-medical | PAAR:00-PVAR | 10/16/2019 |  | COOPER UNIVERSITY HOSPITAL |  |  | BETWEEN CT AND MRI |  | PAULETTE DUCKREY
|  | KODAK HEALTH IMAGING | KODAK HEALTH IMAGING 9410 PRINT SERVER |  |  | CAT SCAN |  |  |  | 01/01/1900 |  |  |  |  | NO | NO |  |  |  |  | KODAK HEALTH IMAGING 04734 106931 |  |  | Disposition |  |  |  | Non-medical | PAAR:00-PVAR | 10/16/2019 |  | COOPER UNIVERSITY HOSPITAL |  |  | BETWEEN CT AND MRI |  | PAULETTE DUCKREY
|  | KODAK HEALTH IMAGING | KODAK HEALTH IMAGING DRYVIEW 8700 |  |  | CAT SCAN |  |  |  | 01/01/1900 |  |  |  |  | NO | NO |  |  |  |  | KODAK HEALTH IMAGING 05015 8710749 |  |  | Disposition |  |  |  | Equipment | PAAR:00-PVAR | 11/02/2019 |  | COOPER UNIVERSITY HOSPITAL |  |  | BETWEEN CT AND MRI |  | PAULETTE DUCKREY
|  | KODAK HEALTH IMAGING | KODAK HEALTH IMAGING DRYVIEW 8700 |  |  | CAT SCAN |  |  |  | 01/01/1900 |  |  |  |  | NO | NO |  |  |  |  | KODAK HEALTH IMAGING 05014 8710744 |  |  | Disposition |  |  |  | Equipment | PAAR:00-PVAR | 11/02/2019 |  | COOPER UNIVERSITY HOSPITAL |  |  | BETWEEN CT AND MRI |  | PAULETTE DUCKREY
|  | KODAK HEALTH IMAGING | KODAK HEALTH IMAGING DRYVIEW 8700 |  |  | RADIATION ONCOLOGY |  |  |  | 01/01/1900 |  |  |  |  | NO | NO |  |  |  |  | KODAK HEALTH IMAGING 03807 8703193 |  |  | Disposition |  |  |  | Equipment | PAAR:00-PVAR | 11/02/2019 |  | COOPER UNIVERSITY HOSPITAL |  |  | BASEMENT |  | COLLEEN TEGELER
|  | KODAK HEALTH IMAGING | KODAK HEALTH IMAGING PACS LINK MIM 100 |  |  | ANGIOGRAPHY |  |  |  | 01/01/1900 |  |  |  |  | NO | NO |  |  |  |  | KODAK HEALTH IMAGING 07030 111828 |  |  | Disposition |  |  |  | Equipment | PAAR:00-PVAR | 10/16/2019 |  | COOPER UNIVERSITY HOSPITAL |  |  |  |  | PAULETTE DUCKREY
|  | KODAK HEALTH IMAGING | KODAK HEALTH IMAGING PACS LINK MIM 100 |  |  | CAT SCAN |  |  |  | 01/01/1900 |  |  |  |  | NO | NO |  |  |  |  | KODAK HEALTH IMAGING 07028 111808 |  |  | Disposition |  |  |  | Equipment | PAAR:00-PVAR | 10/16/2019 |  | COOPER UNIVERSITY HOSPITAL |  |  | CT 2 |  | PAULETTE DUCKREY
|  | KODAK HEALTH IMAGING | KODAK HEALTH IMAGING PACS LINK MIM 100 |  |  | ANGIOGRAPHY |  |  |  | 01/01/1900 |  |  |  |  | NO | NO |  |  |  |  | KODAK HEALTH IMAGING 07029 111821 |  |  | Disposition |  |  |  | Equipment | PAAR:00-PVAR | 10/16/2019 |  | COOPER UNIVERSITY HOSPITAL |  |  |  |  | PAULETTE DUCKREY
|  | KODAK HEALTH IMAGING | KODAK HEALTH IMAGING PACS LINK MIM 100 |  |  | NUCLEAR MEDICINE |  |  |  | 01/01/1900 |  |  |  |  | NO | NO |  |  |  |  | KODAK HEALTH IMAGING 06289 111825 |  |  | Disposition |  |  |  | Equipment | PAAR:00-PVAR | 10/16/2019 |  | COOPER UNIVERSITY HOSPITAL |  |  |  |  | Donna Handy
|  | KODAK HEALTH IMAGING | KODAK HEALTH IMAGING PACS LINK MIM 100 |  |  | ULTRASOUND |  |  |  | 01/30/2001 |  |  |  |  | NO | NO |  |  |  |  | KODAK HEALTH IMAGING 04202 111837 |  |  | Disposition |  |  |  | Equipment | PAAR:00-PVAR | 10/16/2019 |  | COOPER UNIVERSITY HOSPITAL |  |  | K# 41778467 |  | Tracy Saldutti
|  | KODAK HEALTH IMAGING | KODAK HEALTH IMAGING PACS LINK MIM 200 |  |  | NUCLEAR MEDICINE |  |  |  | 01/01/1900 |  |  |  |  | NO | NO |  |  |  |  | KODAK HEALTH IMAGING 06291 202545 |  |  | Disposition |  |  |  | Equipment | PAAR:00-PVAR | 10/16/2019 |  | COOPER UNIVERSITY HOSPITAL |  |  |  |  | Donna Handy
|  | KONICA MINOLTA MEDICAL IMAGING INC | KONICA MINOLTA MEDICAL IMAGING INC AERODR 1717HQ |  | A50D-51294 | CHERRY HILL URGENT CARE |  |  |  | 10/30/2019 |  |  |  |  | NO | NO |  |  |  |  | KONICA MINOLTA MEDICAL IMAGING INC 30143493 A50D-51294 |  |  | Active |  | 99:99:99:99:99:99 |  | Accessory | 3M:00-CAL | 10/30/2019 | 10/30/2019 | COOPER AMBULATORY OFF-SITES |  |  | 3 MONTH PM |  | MELISSA PORTOBANCO |  |  |  | 10/30/2019 | 10/30/2019 |  |  |  |  | 10/30/2019 | 10/30/2019
|  | KOVEN TECHNOLOGY | KOVEN TECHNOLOGY ES-100VX |  | R09070048 | OR - KELEMEN 3 |  |  |  | 11/02/2019 |  |  |  |  | NO | NO |  |  |  |  | KOVEN TECHNOLOGY 30144030 R09070048 |  |  | Active |  | 99:99:99:99:99:99 |  | Equipment | PAAR:00-PVAR | 11/02/2019 | 11/02/2019 | COOPER UNIVERSITY HOSPITAL |  |  | OR 6 |  | DOMINIC VENDETTA |  |  |  | 11/02/2019 | 11/02/2019 |  |  |  |  | 11/02/2019 | 11/02/2019
|  | KOVEN TECHNOLOGY | KOVEN TECHNOLOGY ES-100VX |  | R09110057 | OR - KELEMEN 3 |  |  |  | 01/01/2011 |  |  |  |  | NO | NO |  |  |  |  | KOVEN TECHNOLOGY 10346288 R09110057 |  |  | Active |  | 99:99:99:99:99:99 |  | Equipment | PAAR:00-PVAR | 11/02/2019 |  | COOPER UNIVERSITY HOSPITAL |  |  | OR 1 CATH | 0011607647 | DOMINIC VENDETTA | Repair | Closed | Salvatore Bombara | 05/03/2017 | 05/05/2017 | DOPPLER - BACKGROUND HUMMING NOISE, NOT WORKING INTERMITTENTLY - OR RM P1 3RD FLR | 5/5/2017 9:14:48 AM SXBOMBARA (SXBOMBARA 5/3/2017 12:00 AM) ATTEMPTED TO RETRIEVE THIS UNIT TWICE. STAFF SAID UNIT IS NOW WORKING. | 58E08394-2287-4678-A9EC-E5BCD3E65887 | Labor | 05/03/2017 | 05/03/2017 | Salvatore Bombara
|  | KOVEN TECHNOLOGY | KOVEN TECHNOLOGY MINIDOP ES-100X |  | R14080037 | OR - KELEMEN 3 |  |  |  | 10/16/2019 |  |  |  |  | NO | NO |  |  |  |  | KOVEN TECHNOLOGY 26876 R14080037 |  |  | Disposition |  |  |  | Equipment | PAAR:00-PVAR | 10/16/2019 | 10/16/2019 | COOPER UNIVERSITY HOSPITAL |  |  |  |  | DOMINIC VENDETTA |  |  |  | 10/16/2019 | 10/16/2019 |  |  |  |  | 10/16/2019 | 10/16/2019
|  | KOVEN TECHNOLOGY | KOVEN TECHNOLOGY MINIDOP ES-100X |  | R14080036 | OR - KELEMEN 3 |  |  |  | 10/16/2019 |  |  |  |  | NO | NO |  |  |  |  | KOVEN TECHNOLOGY 26872 R14080036 |  |  | Disposition |  |  |  | Equipment | PAAR:00-PVAR | 10/16/2019 | 10/16/2019 | COOPER UNIVERSITY HOSPITAL |  |  | 3RD FLOOR |  | DOMINIC VENDETTA |  |  |  | 10/16/2019 | 10/16/2019 |  |  |  |  | 10/16/2019 | 10/16/2019
|  | KOVEN TECHNOLOGY | KOVEN TECHNOLOGY MINIDOP ES-100X |  | R07120071 | OR - KELEMEN 3 |  |  |  | 10/16/2019 |  |  |  |  | NO | NO |  |  |  |  | KOVEN TECHNOLOGY 17774 R07120071 |  |  | Disposition |  |  |  | Equipment | PAAR:00-PVAR | 10/16/2019 | 10/16/2019 | COOPER UNIVERSITY HOSPITAL |  |  | OPERATING ROOM |  | DOMINIC VENDETTA |  |  |  | 10/16/2019 | 10/16/2019 |  |  |  |  | 10/16/2019 | 10/16/2019
|  | KOVEN TECHNOLOGY | KOVEN TECHNOLOGY MINIDOP ES-100X |  | R08110083 | VOORHEES SURGERY CENTER-OPERATING ROOM |  |  |  | 10/16/2019 |  |  |  |  | NO | NO |  |  |  |  | KOVEN TECHNOLOGY 15560 R08110083 |  |  | Disposition |  |  |  | Equipment | PAAR:00-PVAR | 10/16/2019 | 10/16/2019 | COOPER AMBULATORY OFF-SITES |  |  | SUITE E |  | JENNIFER BOMBARO |  |  |  | 10/16/2019 | 10/16/2019 |  |  |  |  | 10/16/2019 | 10/16/2019
|  | KOVEN TECHNOLOGY | KOVEN TECHNOLOGY MINIDOP ES-100X |  | Not Known | OPERATING ROOM - PAVILION |  |  |  | 01/01/1900 |  |  |  |  | NO | NO |  |  |  |  | KOVEN TECHNOLOGY 10368354 Not Known |  |  | Active |  | 99:99:99:99:99:99 |  | Equipment | PAAR:00-PVAR | 11/02/2019 |  | COOPER UNIVERSITY HOSPITAL |  |  | OR |  | DOMINIC VENDETTA
|  | KOVEN TECHNOLOGY | KOVEN TECHNOLOGY MINIDOP ES-100X |  |  | OR - KELEMEN 3 |  |  |  | 10/31/2019 |  |  |  |  | NO | NO |  |  |  |  | KOVEN TECHNOLOGY 30295001 809070049 |  |  | Active | 30144070, 30294892 | 99:99:99:99:99:99 |  | Equipment | PAAR:00-PVAR | 10/31/2019 | 10/31/2019 | COOPER UNIVERSITY HOSPITAL |  |  | OPERATING ROOM |  | DOMINIC VENDETTA |  |  |  | 10/31/2019 | 10/31/2019 |  |  |  |  | 10/31/2019 | 10/31/2019
|  | KOVEN TECHNOLOGY | KOVEN TECHNOLOGY MINIDOP ES-100X |  | B17030043 | OR - KELEMEN 3 |  |  |  | 10/31/2019 |  |  |  |  | NO | NO |  |  |  |  | KOVEN TECHNOLOGY 30294873 B17030043 |  |  | Active |  | 99:99:99:99:99:99 |  | Equipment | PAAR:00-PVAR | 10/31/2019 | 10/31/2019 | COOPER UNIVERSITY HOSPITAL |  |  |  | 0012153568 | DOMINIC VENDETTA | Performance Verification | Closed | Salvatore Bombara | 10/31/2019 | 10/31/2019 | INCOMING INVENTORY | DEVICE INVENTORIED | ADFD2123-3799-4DD5-BB85-2A5FC2D21ED7 | Labor | 10/31/2019 | 10/31/2019 | Bonnie Aichroth
|  | KOVEN TECHNOLOGY | KOVEN TECHNOLOGY MINIDOP ES-100X |  | B1703045 | OR - KELEMEN 3 |  |  |  | 10/31/2019 |  |  |  |  | NO | NO |  |  |  |  | KOVEN TECHNOLOGY 30294872 B1703045 |  |  | Active |  | 99:99:99:99:99:99 |  | Equipment | PAAR:00-PVAR | 10/31/2019 | 10/31/2019 | COOPER UNIVERSITY HOSPITAL |  |  |  | 0012153547 | DOMINIC VENDETTA | Performance Verification | Closed | Salvatore Bombara | 10/31/2019 | 10/31/2019 | INCOMING INVENTORY | DEVICE INVENTORIED | 1675E1F9-E870-48A7-94CF-8C4E5EE33AC2 | Labor | 10/31/2019 | 10/31/2019 | Bonnie Aichroth
|  | KOVEN TECHNOLOGY | KOVEN TECHNOLOGY MINIDOP ES-100X |  | B17030037 | OR - KELEMEN 3 |  |  |  | 10/31/2019 |  |  |  |  | NO | NO |  |  |  |  | KOVEN TECHNOLOGY 30294871 B17030037 |  |  | Active |  | 99:99:99:99:99:99 |  | Equipment | PAAR:00-PVAR | 10/31/2019 | 10/31/2019 | COOPER UNIVERSITY HOSPITAL |  |  |  | 0012153543 | DOMINIC VENDETTA | Performance Verification | Closed | Salvatore Bombara | 10/31/2019 | 10/31/2019 | INCOMING INVENTORY | DEVICE INVENTORIED | FC52022B-1786-4C0F-BC44-7C3418F42010 | Labor | 10/31/2019 | 10/31/2019 | Bonnie Aichroth
|  | KOVEN TECHNOLOGY | KOVEN TECHNOLOGY MINIDOP ES-100X |  | B17030040 | OR - KELEMEN 3 |  |  |  | 10/31/2019 |  |  |  |  | NO | NO |  |  |  |  | KOVEN TECHNOLOGY 30294870 B17030040 |  |  | Active |  | 99:99:99:99:99:99 |  | Equipment | PAAR:00-PVAR | 10/31/2019 | 10/31/2019 | COOPER UNIVERSITY HOSPITAL |  |  |  | 0012153542 | DOMINIC VENDETTA | Preventative Maintenance | Closed | Salvatore Bombara | 10/31/2019 | 10/31/2019 | PERFORMANCE ASSURANCE AT INVENTORY | INVENTORIED DEVICE AND ENSURED DEVICE WAS FUNCTIONING PROPERLY. | 9153D744-A104-4DC5-8509-B7AC5A14053B | Labor | 10/31/2019 | 10/31/2019 | Salvatore Bombara
|  | KOVEN TECHNOLOGY | KOVEN TECHNOLOGY MINIDOP ES-100X |  | R17020031 | OPERATING ROOM - PAVILION |  |  |  | 10/31/2019 |  |  |  |  | NO | NO |  |  |  |  | KOVEN TECHNOLOGY 30294809 R17020031 |  |  | Active |  | 99:99:99:99:99:99 |  | Equipment | PAAR:00-PVAR | 10/31/2019 | 10/31/2019 | COOPER UNIVERSITY HOSPITAL |  |  |  | 0012410888 | DOMINIC VENDETTA | Performance Verification | Closed | Josh Harris | 10/31/2019 | 10/31/2019 | INCOMING INVENTORY | DEVICE INVENTORIED | 537A30A3-5B0F-4C97-BEB3-1B77D1401977 | Labor | 10/31/2019 | 10/31/2019 | Josh Harris
|  | KOVEN TECHNOLOGY | KOVEN TECHNOLOGY MINIDOP ES-100X |  | R17020026 | OPERATING ROOM - PAVILION |  |  |  | 10/31/2019 |  |  |  |  | NO | NO |  |  |  |  | KOVEN TECHNOLOGY 30294808 R17020026 |  |  | Active |  | 99:99:99:99:99:99 |  | Equipment | PAAR:00-PVAR | 10/31/2019 | 10/31/2019 | COOPER UNIVERSITY HOSPITAL |  |  |  | 0012410858 | DOMINIC VENDETTA | Preventative Maintenance | Closed | Josh Harris | 10/31/2019 | 10/31/2019 | PERFORMANCE ASSURANCE AT INVENTORY | INVENTORIED DEVICE AND ENSURED DEVICE WAS FUNCTIONING PROPERLY. | 1DE329C0-4A37-4E6D-B4E3-2285C54A6AB0 | Labor | 10/31/2019 | 10/31/2019 | Salvatore Bombara
|  | KOVEN TECHNOLOGY | KOVEN TECHNOLOGY MINIDOP ES-100X |  | R17020032 | OPERATING ROOM - PAVILION |  |  |  | 10/31/2019 |  |  |  |  | NO | NO |  |  |  |  | KOVEN TECHNOLOGY 30294807 R17020032 |  |  | Active |  | 99:99:99:99:99:99 |  | Equipment | PAAR:00-PVAR | 10/31/2019 | 10/31/2019 | COOPER UNIVERSITY HOSPITAL |  |  |  | 0012410855 | DOMINIC VENDETTA | Preventative Maintenance | Closed | Josh Harris | 10/31/2019 | 10/31/2019 | PERFORMANCE ASSURANCE AT INVENTORY | INVENTORIED DEVICE AND ENSURED DEVICE WAS FUNCTIONING PROPERLY. | 9D2BC402-B53E-4AAA-A284-55C02464CB49 | Labor | 10/31/2019 | 10/31/2019 | Salvatore Bombara
|  | KOVEN TECHNOLOGY | KOVEN TECHNOLOGY MINIDOP ES-100X |  | R17020024 | OPERATING ROOM - PAVILION |  |  |  | 10/31/2019 |  |  |  |  | NO | NO |  |  |  |  | KOVEN TECHNOLOGY 30294806 R17020024 |  |  | Active |  | 99:99:99:99:99:99 |  | Equipment | PAAR:00-PVAR | 10/31/2019 | 10/31/2019 | COOPER UNIVERSITY HOSPITAL |  |  |  | 0012410651 | DOMINIC VENDETTA | Performance Verification | Closed | Josh Harris | 10/31/2019 | 10/31/2019 | INCOMING INVENTORY | DEVICE INVENTORIED | 6D2AEC59-8FA6-4B1D-A32B-5411BEFB958D | Labor | 10/31/2019 | 10/31/2019 | Josh Harris
|  | KOVEN TECHNOLOGY | KOVEN TECHNOLOGY MINIDOP ES-100X |  | R14070063 | OR - KELEMEN 3 |  |  |  | 10/31/2019 |  |  |  |  | NO | NO |  |  |  |  | KOVEN TECHNOLOGY 30280064 R14070063 |  |  | Active |  |  |  | Equipment | PAAR:00-PVAR | 10/31/2019 | 10/31/2019 | COOPER UNIVERSITY HOSPITAL |  |  |  |  | DOMINIC VENDETTA |  |  |  | 10/31/2019 | 10/31/2019 |  |  |  |  | 10/31/2019 | 10/31/2019
|  | KOVEN TECHNOLOGY | KOVEN TECHNOLOGY MINIDOP ES-100X |  | r08100021 | MED/SURG 6 PAVILION |  |  |  | 01/01/1900 |  |  |  |  | NO | NO |  |  |  |  | KOVEN TECHNOLOGY 10356448 r08100021 |  |  | Active |  | 99:99:99:99:99:99 |  | Equipment | PAAR:00-PVAR | 11/02/2019 |  | COOPER UNIVERSITY HOSPITAL |  |  | Pav 6 equip |  | BRIAN OSHAUGHNESSY
|  | KOVEN TECHNOLOGY | KOVEN TECHNOLOGY MINIDOP ES-100X |  | R16090022 | OR - KELEMEN 3 |  |  |  | 10/31/2019 |  |  |  |  | NO | NO |  |  |  |  | KOVEN TECHNOLOGY 30146475 R16090022 |  |  | Active |  | 99:99:99:99:99:99 |  | Equipment | PAAR:00-PVAR | 10/31/2019 | 10/31/2019 | COOPER UNIVERSITY HOSPITAL |  |  |  | 0011494941 | DOMINIC VENDETTA | Performance Verification | Closed | Bonnie Aichroth | 10/31/2019 | 10/31/2019 | INCOMING INVENTORY | DEVICE INVENTORIED | 587319DE-D4C3-42D9-A551-FB16981B337B | Labor | 10/31/2019 | 10/31/2019 | Bonnie Aichroth
|  | KOVEN TECHNOLOGY | KOVEN TECHNOLOGY MINIDOP ES-100X |  | R16090015 | OR - KELEMEN 3 |  |  |  | 10/31/2019 |  |  |  |  | NO | NO |  |  |  |  | KOVEN TECHNOLOGY 30146474 R16090015 |  |  | Active |  | 99:99:99:99:99:99 |  | Equipment | PAAR:00-PVAR | 10/31/2019 | 10/31/2019 | COOPER UNIVERSITY HOSPITAL |  |  |  | 0011494937 | DOMINIC VENDETTA | Preventative Maintenance | Closed | Bonnie Aichroth | 10/31/2019 | 10/31/2019 | PERFORMANCE ASSURANCE AT INVENTORY | INVENTORIED DEVICE AND ENSURED DEVICE WAS FUNCTIONING PROPERLY. | AF7235FA-2B47-42C5-AA37-DCC62CC9C7C0 | Labor | 10/31/2019 | 10/31/2019 | Salvatore Bombara
|  | KOVEN TECHNOLOGY | KOVEN TECHNOLOGY MINIDOP ES-100X |  | R16090013 | OR - KELEMEN 3 |  |  |  | 10/31/2019 |  |  |  |  | NO | NO |  |  |  |  | KOVEN TECHNOLOGY 30146473 R16090013 |  |  | Active |  | 99:99:99:99:99:99 |  | Equipment | PAAR:00-PVAR | 10/31/2019 | 10/31/2019 | COOPER UNIVERSITY HOSPITAL |  |  |  | 0011494933 | DOMINIC VENDETTA | Preventative Maintenance | Closed | Bonnie Aichroth | 10/31/2019 | 10/31/2019 | PERFORMANCE ASSURANCE AT INVENTORY | INVENTORIED DEVICE AND ENSURED DEVICE WAS FUNCTIONING PROPERLY. | 1130B57E-7695-4457-8A61-BC3B15C9F4B1 | Labor | 10/31/2019 | 10/31/2019 | Salvatore Bombara
|  | KOVEN TECHNOLOGY | KOVEN TECHNOLOGY MINIDOP ES-100X |  | R16090061 | OR - KELEMEN 3 |  |  |  | 10/31/2019 |  |  |  |  | NO | NO |  |  |  |  | KOVEN TECHNOLOGY 30146471 R16090061 |  |  | Active |  | 99:99:99:99:99:99 |  | Equipment | PAAR:00-PVAR | 10/31/2019 | 10/31/2019 | COOPER UNIVERSITY HOSPITAL |  |  |  | 0011494928 | DOMINIC VENDETTA | Preventative Maintenance | Closed | Bonnie Aichroth | 10/31/2019 | 10/31/2019 | PERFORMANCE ASSURANCE AT INVENTORY | INVENTORIED DEVICE AND ENSURED DEVICE WAS FUNCTIONING PROPERLY. | 50E75EF4-CC69-4E91-A9BF-5855B7F9709B | Labor | 10/31/2019 | 10/31/2019 | Salvatore Bombara
|  | KOVEN TECHNOLOGY | KOVEN TECHNOLOGY MINIDOP ES-100X |  | R16090023 | OR - KELEMEN 3 |  |  |  | 10/31/2019 |  |  |  |  | NO | NO |  |  |  |  | KOVEN TECHNOLOGY 30146472 R16090023 |  |  | Active |  | 99:99:99:99:99:99 |  | Equipment | PAAR:00-PVAR | 10/31/2019 | 10/31/2019 | COOPER UNIVERSITY HOSPITAL |  |  |  | 0011494929 | DOMINIC VENDETTA | Performance Verification | Closed | Bonnie Aichroth | 10/31/2019 | 10/31/2019 | INCOMING INVENTORY | DEVICE INVENTORIED | BE4D8901-A39C-4FA1-B689-354C93F12C3C | Labor | 10/31/2019 | 10/31/2019 | Bonnie Aichroth
|  | KOVEN TECHNOLOGY | KOVEN TECHNOLOGY MINIDOP ES-100X |  | R16090065 | OR - KELEMEN 3 |  |  |  | 10/31/2019 |  |  |  |  | NO | NO |  |  |  |  | KOVEN TECHNOLOGY 30146470 R16090065 |  |  | Active |  | 99:99:99:99:99:99 |  | Equipment | PAAR:00-PVAR | 10/31/2019 | 10/31/2019 | COOPER UNIVERSITY HOSPITAL |  |  |  | 0011494923 | DOMINIC VENDETTA | Performance Verification | Closed | Bonnie Aichroth | 10/31/2019 | 10/31/2019 | INCOMING INVENTORY | DEVICE INVENTORIED | DB9B3E7C-5D76-4D02-BF1F-09FE28501087 | Labor | 10/31/2019 | 10/31/2019 | Bonnie Aichroth
|  | KOVEN TECHNOLOGY | KOVEN TECHNOLOGY MINIDOP ES-100X |  | R16090071 | OR - KELEMEN 3 |  |  |  | 10/31/2019 |  |  |  |  | NO | NO |  |  |  |  | KOVEN TECHNOLOGY 30146469 R16090071 |  |  | Active |  | 99:99:99:99:99:99 |  | Equipment | PAAR:00-PVAR | 10/31/2019 | 10/31/2019 | COOPER UNIVERSITY HOSPITAL |  |  |  | 0011494912 | DOMINIC VENDETTA | Preventative Maintenance | Closed | Bonnie Aichroth | 10/31/2019 | 10/31/2019 | PERFORMANCE ASSURANCE AT INVENTORY | INVENTORIED DEVICE AND ENSURED DEVICE WAS FUNCTIONING PROPERLY. | EBF789AB-613F-4222-BE31-ADFF5C3057C2 | Labor | 10/31/2019 | 10/31/2019 | Salvatore Bombara
|  | KOVEN TECHNOLOGY | KOVEN TECHNOLOGY MINIDOP ES-100X |  | R14070064 | OR - KELEMEN 3 |  |  |  | 10/31/2019 |  |  |  |  | NO | NO |  |  |  |  | KOVEN TECHNOLOGY 30146288 R14070064 |  |  | Active |  | 99:99:99:99:99:99 |  | Equipment | PAAR:00-PVAR | 10/31/2019 | 10/31/2019 | COOPER UNIVERSITY HOSPITAL |  |  | Kel OR |  | DOMINIC VENDETTA |  |  |  | 10/31/2019 | 10/31/2019 |  |  |  |  | 10/31/2019 | 10/31/2019
|  | KOVEN TECHNOLOGY | KOVEN TECHNOLOGY MINIDOP ES-100X |  | R11040012 | OR - KELEMEN 3 |  |  |  | 10/31/2019 |  |  |  |  | NO | NO |  |  |  |  | KOVEN TECHNOLOGY 30144069 R11040012 |  |  | Active |  | 99:99:99:99:99:99 |  | Equipment | PAAR:00-PVAR | 10/31/2019 | 10/31/2019 | COOPER UNIVERSITY HOSPITAL |  |  | OPERATING ROOM |  | DOMINIC VENDETTA |  |  |  | 10/31/2019 | 10/31/2019 |  |  |  |  | 10/31/2019 | 10/31/2019
|  | KOVEN TECHNOLOGY | KOVEN TECHNOLOGY MINIDOP ES-100X |  | R14070065 | OPERATING ROOM - PAVILION |  |  |  | 10/07/2014 |  |  |  |  | NO | NO |  |  |  |  | KOVEN TECHNOLOGY 10346614 R14070065 |  |  | Active |  | 99:99:99:99:99:99 |  | Equipment | PAAR:00-PVAR | 11/02/2019 |  | COOPER UNIVERSITY HOSPITAL |  |  | kel or 5 |  | DOMINIC VENDETTA
|  | LAB CORP OF AMERICA | LAB CORP OF AMERICA HORIZON MINI E |  | 521009-169 | BIOMEDICAL |  |  |  | 09/10/2015 |  |  |  |  | NO | NO |  |  |  |  | LAB CORP OF AMERICA 20646 521009-169 |  |  | Disposition |  |  |  | Equipment | 3M:00-MFG 2Y:00-RPLC | 09/10/2015 | 09/10/2015 | COOPER UNIVERSITY HOSPITAL |  |  | LAB AREA MEDICINE BMA |  | Bonnie Aichroch |  |  |  | 09/10/2015 | 09/10/2015 |  |  |  |  | 09/10/2015 | 09/10/2015
|  | LAB CORP OF AMERICA | LAB CORP OF AMERICA HORIZON MINI E |  | 171113CR800 | 3 COOPER-PREADMISSION TESTING |  |  |  | 12/14/2017 |  |  |  |  | NO | NO |  |  |  |  | LAB CORP OF AMERICA 10732377 171113CR800 |  |  | Active |  | 99:99:99:99:99:99 |  | Equipment | 6M:00-MFG | 05/31/2019 | 05/01/2020 | COOPER AMBULATORY OFF-SITES |  |  | Suite 116 - Outpatient Lab | 0012589612 | Karen Capone | Preventative Maintenance | Closed | Josh Harris | 12/28/2017 | 12/28/2017 | PERFORMANCE ASSURANCE AT INVENTORY | INVENTORIED DEVICE AND ENSURED DEVICE WAS FUNCTIONING PROPERLY. | 869EC1E0-24C5-4800-B7C0-F75623061C71 | Labor | 12/14/2017 | 12/14/2017 | Charles Santomero
|  | LAB CORP OF AMERICA | LAB CORP OF AMERICA HORIZON MINI E |  | 150713AL357 | 3 COOPER-EARLY INTERVENTION PROGRAM |  |  |  | 08/26/2015 |  |  |  |  | NO | NO |  |  |  |  | LAB CORP OF AMERICA 10349241 150713AL357 |  |  | Disposition |  | 99:99:99:99:99:99 |  | Equipment | 6M:00-MFG | 11/01/2019 | 05/01/2020 | COOPER AMBULATORY OFF-SITES |  |  | Suite 513 - Lab 2 [3380] |  | Sue Cooper
|  | LAB CORP OF AMERICA | LAB CORP OF AMERICA HORIZON MINI E |  | 520610-1061 | 3 COOPER - MEDICINE DEPARTMENT |  |  |  | 08/12/2010 |  |  |  |  | NO | NO |  |  |  |  | LAB CORP OF AMERICA 10346933 520610-1061 |  |  | Disposition |  | 99:99:99:99:99:99 |  | Equipment | 6M:00-MFG 2Y:00-RPLC | 11/27/2018 |  | COOPER AMBULATORY OFF-SITES |  |  | SUITE 215 - NURSES [3380] |  | NANCY LOUIS
|  | LAB CORP OF AMERICA | LAB CORP OF AMERICA HORIZON MINI E |  | 521205-525 | 3 COOPER-EARLY INTERVENTION PROGRAM |  |  |  | 06/19/2006 |  |  |  |  | NO | NO |  |  |  |  | LAB CORP OF AMERICA 10346781 521205-525 |  |  | Disposition |  |  |  | Equipment | 3M:00-MFG 2Y:00-RPLC | 08/18/2015 |  | COOPER AMBULATORY OFF-SITES |  |  | SUITE 513 - Exam 6 (by lab) |  | Sue Cooper
|  | LAB-LINE INSTRUMENTS | LAB-LINE INSTRUMENTS 265-176 |  | 0293-0123 | LAB CHEMISTRY |  |  |  | 01/01/1900 |  |  |  |  | NO | NO |  |  |  |  | LAB-LINE INSTRUMENTS 10369581 0293-0123 |  |  | Disposition |  |  |  | Equipment | 1Y:00-MFG | 03/14/2016 | 03/01/2020 | COOPER UNIVERSITY HOSPITAL |  |  | ENR - 4TH FLOOR |  | Barbara Snyder
|  | LAB-LINE INSTRUMENTS | LAB-LINE INSTRUMENTS 4625 |  | 1096-1096 | LAB CHEMISTRY |  |  |  | 01/01/1900 |  |  |  |  | NO | NO |  |  |  |  | LAB-LINE INSTRUMENTS 10368956 1096-1096 |  |  | Disposition |  |  |  | Equipment | 1Y:00-MFG | 03/14/2016 | 03/01/2020 | COOPER UNIVERSITY HOSPITAL |  |  | RM 310 |  | Barbara Snyder
|  | LABCONCO CORPORATION | LABCONCO CORPORATION PROTECTOR FUME HOOD |  |  | LAB HISTOLOGY |  |  |  | 10/26/2016 |  |  |  |  | NO | NO |  |  |  |  | LABCONCO CORPORATION 11471 450300 |  |  | Disposition |  |  |  | Equipment | 1Y:00-MFG | 10/26/2016 | 10/26/2016 | COOPER UNIVERSITY HOSPITAL |  |  | Room 129 |  | DALE MORRONE |  |  |  | 10/26/2016 | 10/26/2016 |  |  |  |  | 10/26/2016 | 10/26/2016
|  | LABNET | LABNET ORBIT P2 |  |  | COOPER CENTER FOR SPECIAL DIAGNOSTICS |  |  |  | 02/09/2009 |  |  |  |  | NO | NO |  |  |  |  | LABNET 10365659 08090142 |  |  | Disposition |  | 99:99:99:99:99:99 |  | Equipment | 1Y:00-MFG | 06/29/2018 | 06/01/2020 | COOPER AMBULATORY OFF-SITES |  |  | FLOW CYTOMETRY |  | DR. BARNOWSKY
|  | LABNET | LABNET TM-26 |  | u-1000-35 | LAB CHEMISTRY |  |  |  | 01/01/1900 |  |  |  |  | NO | NO |  |  |  |  | LABNET 10369584 u-1000-35 |  |  | Disposition |  |  |  | Equipment | 1Y:00-MFG | 03/14/2016 | 03/01/2020 | COOPER UNIVERSITY HOSPITAL |  |  | ENR - 4TH FLOOR |  | Barbara Snyder
|  | LABNET | LABNET VX100 |  | 2-0010007 | LAB CHEMISTRY |  |  |  | 04/29/2010 |  |  |  |  | NO | NO |  |  |  |  | LABNET 10360280 2-0010007 |  |  | Disposition |  | 99:99:99:99:99:99 |  | Equipment | 1Y:00-MFG | 03/29/2018 | 03/01/2020 | COOPER UNIVERSITY HOSPITAL |  |  | CHEMISTRY LAB |  | Barbara Snyder
|  | LABNET | LABNET VX100 |  | Z-807030 | LAB HEMATOLOGY |  |  |  | 09/14/2010 |  |  |  |  | NO | NO |  |  |  |  | LABNET 10360277 Z-807030 |  |  | Disposition |  |  |  | Equipment | 1Y:00-MFG | 03/30/2018 | 03/01/2020 | COOPER UNIVERSITY HOSPITAL |  |  | HEMATOLOGY |  | DALE MORRONE
|  | LABNET | LABNET Z100A |  | L803035 | VOORHEES INTERNAL MEDICINE |  |  |  | 06/10/2011 |  |  |  |  | NO | NO |  |  |  |  | LABNET 10345257 L803035 |  |  | Disposition |  | 99:99:99:99:99:99 |  | Equipment | 6M:00-MFG | 08/17/2018 | 02/01/2020 | COOPER AMBULATORY OFF-SITES |  |  | LAB AREA |  | JENNY BETLER
|  | LABORIE MEDICAL TECHNOLOGIES | LABORIE MEDICAL TECHNOLOGIES AQUARIUS CT |  | NACT5215061132 | HAMILTON-OB/GYN |  |  |  | 09/19/2019 |  |  |  |  | NO | NO |  |  |  |  | LABORIE MEDICAL TECHNOLOGIES 30149638 NACT5215061132 |  |  | Active |  | 99:99:99:99:99:99 |  | Equipment | 1Y:00-MFG | 09/19/2019 | 09/19/2019 | COOPER AMBULATORY OFF-SITES |  |  | 3100 QUAKER BRIDGE ROAD |  | BONNIE SANTIAGO |  |  |  | 09/19/2019 | 09/19/2019 |  |  |  |  | 09/19/2019 | 09/19/2019
|  | LABORIE MEDICAL TECHNOLOGIES | LABORIE MEDICAL TECHNOLOGIES DORADO KT |  | RKT-1-15031734 | VOORHEES UROGYNECOLOGY |  |  |  | 01/01/1900 |  |  |  |  | NO | NO |  |  |  |  | LABORIE MEDICAL TECHNOLOGIES 10345828 RKT-1-15031734 |  |  | Disposition |  |  |  | Equipment | 1Y:00-MFG | 04/27/2016 | 04/01/2020 | COOPER AMBULATORY OFF-SITES |  |  | PROCEDURE ROOM |  | Sheronda Coppage-Belt
|  | LAERDAL MEDICAL CORPORATION | LAERDAL MEDICAL CORPORATION 3000 |  |  | LIFE SUPPORT |  |  |  | 01/01/1900 |  |  |  |  | NO | NO |  |  |  |  | LAERDAL MEDICAL CORPORATION 05059 04766 |  |  | Disposition |  |  |  | Life Support | 6M:00-MFG | 05/15/2016 | 01/01/2020 | COOPER UNIVERSITY HOSPITAL |  |  | B |  | KATHY MARTINO
|  | LAERDAL MEDICAL CORPORATION | LAERDAL MEDICAL CORPORATION 3000 |  | 9511-16099 | LIFE SUPPORT |  |  |  | 01/01/1900 |  |  |  |  | NO | NO |  |  |  |  | LAERDAL MEDICAL CORPORATION 04832 9511-16099 |  |  | Disposition |  |  |  | Life Support | 6M:00-MFG | 05/15/2016 | 01/01/2020 | COOPER UNIVERSITY HOSPITAL |  |  | LIFE SUPP TRAIN CNTR |  | KATHY MARTINO
|  | LAERDAL MEDICAL CORPORATION | LAERDAL MEDICAL CORPORATION 78002001 |  |  | CAMDEN 911 EMERGENCY MEDICAL SERVICES |  |  |  | 12/29/2015 |  |  |  |  | NO | NO |  |  |  |  | LAERDAL MEDICAL CORPORATION 10480327 78361582816 |  |  | Active |  | 99:99:99:99:99:99 |  | Equipment | PAAR:00-PVAR | 10/31/2019 |  | COOPER UNIVERSITY HOSPITAL |  |  |  |  | STEVEN HARE
|  | LANTHEUS MEDICAL IMAGING, INC. | LANTHEUS MEDICAL IMAGING, INC. VIALMIX |  |  | COOPER BONE & JOINT- GLASSBORO |  |  |  | 10/31/2019 |  |  |  |  | NO | NO |  |  |  |  | LANTHEUS MEDICAL IMAGING, INC. 11221925 45220782 |  |  | Active |  |  |  | Equipment | PAAR:00-PVAR | 10/31/2019 | 10/31/2019 | COOPER AMBULATORY OFF-SITES |  |  | GLASSBORO | WOT00000002753447 | COURTNEY BUDD | Performance Verification | Closed | Josh Harris | 10/31/2019 | 10/31/2019 | Performance Verification for LANTHEUS MEDICAL IMAGING, INC. 11221925 45220782 | Initial Install of Performance Verification. Device is ready for patient use. |  |  | 10/31/2019 | 10/31/2019
|  | LANTHEUS MEDICAL IMAGING, INC. | LANTHEUS MEDICAL IMAGING, INC. VIALMIX |  |  | ECHOCARDIOLOGY |  |  |  | 10/31/2019 |  |  |  |  | NO | NO |  |  |  |  | LANTHEUS MEDICAL IMAGING, INC. 11208094 45218670 |  |  | Active |  |  |  | Equipment | PAAR:00-PVAR | 10/31/2019 | 10/31/2019 | COOPER UNIVERSITY HOSPITAL |  |  | Performance Verification | WOT00000002166952 | LINDA VALENTI | Performance Verification | Closed | Zhan Kiselev | 10/31/2019 | 10/31/2019 | Performance Verification for LANTHEUS MEDICAL IMAGING, INC. 11208094 45218670 | Initial Install of Performance Verification. Device is ready for patient use. |  |  | 10/31/2019 | 10/31/2019
|  | LANTHEUS MEDICAL IMAGING, INC. | LANTHEUS MEDICAL IMAGING, INC. VIALMIX |  |  | ECHOCARDIOLOGY |  |  |  | 10/31/2019 |  |  |  |  | NO | NO |  |  |  |  | LANTHEUS MEDICAL IMAGING, INC. 11208095 45218667 |  |  | Active |  |  |  | Equipment | PAAR:00-PVAR | 10/31/2019 | 10/31/2019 | COOPER UNIVERSITY HOSPITAL |  |  | Performance Verification | WOT00000002166972 | LINDA VALENTI | Performance Verification | Closed | Zhan Kiselev | 10/31/2019 | 10/31/2019 | Performance Verification for LANTHEUS MEDICAL IMAGING, INC. 11208095 45218667 | Initial Install of Performance Verification. Device is ready for patient use. |  |  | 10/31/2019 | 10/31/2019
|  | LANTHEUS MEDICAL IMAGING, INC. | LANTHEUS MEDICAL IMAGING, INC. VIALMIX |  |  | COOPER CANCER-- EGG HARBOR |  |  |  | 10/31/2019 |  |  |  |  | NO | NO |  |  |  |  | LANTHEUS MEDICAL IMAGING, INC. 11135740 45216402 |  |  | Active |  |  |  | Equipment | PAAR:00-PVAR | 10/31/2019 | 10/31/2019 | COOPER AMBULATORY OFF-SITES |  |  | Performance Verification | WOT00000003482079 | VIOLET YACOVELLI | Performance Verification | Closed | Josh Harris | 10/31/2019 | 10/31/2019 | Performance Verification for LANTHEUS MEDICAL IMAGING, INC. 11135740 45216402 | Initial Install of Performance Verification. Device is ready for patient use. |  |  | 10/31/2019 | 10/31/2019
|  | LANTHEUS MEDICAL IMAGING, INC. | LANTHEUS MEDICAL IMAGING, INC. VIALMIX |  |  | ECHOCARDIOLOGY |  |  |  | 02/16/2018 |  |  |  |  | NO | NO |  |  |  |  | LANTHEUS MEDICAL IMAGING, INC. 10752780 45217281 |  |  | Active |  | 99:99:99:99:99:99 |  | Equipment | PAAR:00-PVAR | 10/31/2019 |  | COOPER UNIVERSITY HOSPITAL |  |  | K289 | WOT00000000642254 | LINDA VALENTI | Performance Verification | Closed | Zhan Kiselev | 03/06/2018 | 07/30/2018 | Performance Verification for LANTHEUS MEDICAL IMAGING, INC. 10752780 45217281 | Initial Install of Performance Verification. Device is ready for patient use.
|  | LAP OF AMERICA LASER APPLICATIONS, LC | LAP OF AMERICA LASER APPLICATIONS, LC DORADOSELECT 3 |  |  | VOORHEES SURGERY CENTER-RADIATION/ONC |  |  |  | 12/30/2011 |  |  |  |  | NO | NO |  |  |  |  | LAP OF AMERICA LASER APPLICATIONS, LC 10344955 19091131167 |  |  | Active |  | 99:99:99:99:99:99 |  | Equipment | PAAR:00-PVAR | 11/02/2019 |  | COOPER AMBULATORY OFF-SITES |  |  | SUITE B pet |  | COLLEEN TEGELER
|  | LEICA MICROSYSTEMS, INC. | LEICA MICROSYSTEMS, INC. CM1850 |  |  | LAB HISTOLOGY |  |  |  | 06/01/2009 |  |  |  |  | NO | NO |  |  |  |  | LEICA MICROSYSTEMS, INC. 10368001 47131148 |  |  | Disposition |  |  |  | Equipment | 1Y:00-MFG | 09/19/2017 | 09/01/2020 | COOPER UNIVERSITY HOSPITAL |  |  | HISTOLOGY |  | DALE MORRONE
|  | LEICA MICROSYSTEMS, INC. | LEICA MICROSYSTEMS, INC. DMLS |  | 501095/172526 | 3 COOPER-EARLY INTERVENTION PROGRAM |  |  |  | 01/01/1900 |  |  |  |  | NO | NO |  |  |  |  | LEICA MICROSYSTEMS, INC. 10346791 501095/172526 |  |  | Disposition |  |  |  | Equipment | 1Y:00-MFG | 11/03/2016 |  | COOPER AMBULATORY OFF-SITES |  |  | SUITE 513 - EXAM 4 |  | Sue Cooper
|  | LEICA MICROSYSTEMS, INC. | LEICA MICROSYSTEMS, INC. PELORIS II |  | 0265070B | LAB HISTOLOGY |  |  |  | 12/02/2011 |  |  |  |  | NO | NO |  |  |  |  | LEICA MICROSYSTEMS, INC. 103678002 0265070B |  |  | Active |  | 99:99:99:99:99:99 |  | Equipment | 1Y:00-MFG | 07/31/2019 | 07/01/2020 | COOPER UNIVERSITY HOSPITAL |  |  | HISTOLOGY |  | DALE MORRONE
|  | LEISEGANG MEDICAL, INC. | LEISEGANG MEDICAL, INC. 3MTL-LED1 |  | 15-081167 | COOPER CANCER CENTER-MULTIDISCIPLINARY CLINIC |  |  |  | 10/16/2019 |  |  |  |  | NO | NO |  |  |  |  | LEISEGANG MEDICAL, INC. 11221578 15-081167 |  |  | Disposition |  | 99:99:99:99:99:99 |  | Equipment | PAAR:00-PVAR | 10/16/2019 | 10/16/2019 | COOPER AMBULATORY OFF-SITES |  |  |  | WOT00000001072433 | ROXANNE BERGER | Performance Verification | Closed | Josh Harris | 10/16/2019 | 10/16/2019 | Performance Verification for LEISEGANG MEDICAL, INC. 11221578 15-081167 | Initial Install of Performance Verification. Device is ready for patient use. |  |  | 10/16/2019 | 10/16/2019
|  | LEISEGANG MEDICAL, INC. | LEISEGANG MEDICAL, INC. BUL |  |  | EMERGENCY ROOM |  |  |  | 01/01/2009 |  |  |  |  | NO | NO |  |  |  |  | LEISEGANG MEDICAL, INC. 10368168 34958 |  |  | Disposition |  |  |  | Equipment | PAAR:00-PVAR | 11/02/2019 |  | COOPER UNIVERSITY HOSPITAL |  |  | IDF RM |  | KAREN GRUBER
|  | LENOVO | LENOVO THINKSTATION P300 |  | 8SSS50G95724AIDG59E00 | COOPER DIGESTIVE HEALTH-ENDOSCOPY |  |  |  | 03/14/2017 |  |  |  |  | NO | NO |  |  |  |  | LENOVO 10769394 8SSS50G95724AIDG59E00 |  |  | Disposition |  | 00:00:00:00:00:00 |  | Equipment | 1Y:00-MFG | 02/15/2019 | 02/01/2020 | COOPER AMBULATORY OFF-SITES |  |  | OUT OF SERVICE | 0011983693 | JEANNE GREER | Performance Verification | Closed | Bonnie Aichroth | 07/27/2017 | 07/27/2017 | INCOMING INVENTORY | DEVICE INVENTORIED | 755FB178-B189-4EF2-AA79-A0B1209049BB | Labor | 07/27/2017 | 07/27/2017 | Bonnie Aichroth
|  | LENOVO | LENOVO THINKSTATION P300 |  | MJ036D20 | COOPER DIGESTIVE HEALTH-ENDOSCOPY |  |  |  | 03/08/2017 |  |  |  |  | NO | NO |  |  |  |  | LENOVO 10769386 MJ036D20 |  |  | Disposition |  | 99:99:99:99:99:99 |  | Equipment | 1Y:00-MFG | 02/13/2018 | 02/01/2020 | COOPER AMBULATORY OFF-SITES |  |  | PROCEDURE RM 3 | 0011437101 | JEANNE GREER | Preventative Maintenance | Closed | Bonnie Aichroth | 03/29/2017 | 03/29/2017 | PERFORMANCE ASSURANCE AT INVENTORY | INVENTORIED DEVICE AND ENSURED DEVICE WAS FUNCTIONING PROPERLY. | 9D041D9D-6CDF-4B71-AE4F-3142302CF8BC | Labor | 03/08/2017 | 03/08/2017 | Kirk Lis
|  | LENOVO | LENOVO THINKSTATION P300 |  | MJ03BD8F | SPECIAL TEST |  |  |  | 05/04/2018 |  |  |  |  | NO | NO |  |  |  |  | LENOVO 30212639 MJ03BD8F |  |  | Disposition |  | 99:99:99:99:99:99 |  | Equipment | 1Y:00-MFG | 05/04/2018 | 05/04/2018 | COOPER UNIVERSITY HOSPITAL |  |  | kel 6 | WOT00000000900802 | AMY HANNAN | Performance Verification | Closed | Gene Amodei | 05/04/2018 | 05/04/2018 | Performance Verification for LENOVO 30212639 MJ03BD8F | Initial Install of Performance Verification. Device is ready for patient use. |  |  | 05/04/2018 | 05/04/2018
|  | LENOVO | LENOVO THINKVISION C170 |  | 1S4431HE1V1VP535 | VOORHEES SURGERY CENTER-SURGERY DEPT |  |  |  | 01/01/1900 |  |  |  |  | NO | NO |  |  |  |  | LENOVO 10347222 1S4431HE1V1VP535 |  |  | Active |  | 99:99:99:99:99:99 |  | Accessory | PAAR:00-PVAR | 11/02/2019 |  | COOPER AMBULATORY OFF-SITES |  |  | OR 1 |  | Theresa Megali
|  | LEVEL 1 | LEVEL 1 H-500 |  |  | TRAUMA ICU |  |  |  | 01/01/1900 |  |  |  |  | NO | NO |  |  |  |  | LEVEL 1 02053 1596 |  |  | Disposition |  |  |  | High Risk | 1Y:00-MFG | 03/29/2016 | 02/01/2020 | COOPER UNIVERSITY HOSPITAL |  |  | 1ST |  | Diane Floyd
|  | LEVITON MANUFACTURING CO. | LEVITON MANUFACTURING CO. 5304M |  |  | ANESTHESIOLOGY |  |  |  | 06/26/2019 |  |  |  |  | NO | NO |  |  |  |  | LEVITON MANUFACTURING CO. 30294854 30294854 |  |  | Active |  | 99:99:99:99:99:99 |  | Non-medical | 1Y:00-ESI | 06/26/2019 | 06/26/2019 | COOPER UNIVERSITY HOSPITAL |  |  | P 11 | 0011769315 | GIACINTA ROUPAS | Preventative Maintenance | Closed | Salvatore Bombara | 06/26/2019 | 06/26/2019 | PERFORMANCE ASSURANCE AT INVENTORY | INVENTORIED DEVICE AND ENSURED DEVICE WAS FUNCTIONING PROPERLY. | 33E421C2-C71A-45BE-BC78-78E46410D7AB | Labor | 06/26/2019 | 06/26/2019 | Salvatore Bombara
|  | LEVITON MANUFACTURING CO. | LEVITON MANUFACTURING CO. 5304M |  |  | ANESTHESIOLOGY |  |  |  | 06/26/2019 |  |  |  |  | NO | NO |  |  |  |  | LEVITON MANUFACTURING CO. 30294847 30294847 |  |  | Active |  | 99:99:99:99:99:99 |  | Non-medical | 1Y:00-ESI | 06/26/2019 | 06/26/2019 | COOPER UNIVERSITY HOSPITAL |  |  | Store Room | 0011769306 | GIACINTA ROUPAS | Preventative Maintenance | Closed | Salvatore Bombara | 06/26/2019 | 06/26/2019 | PERFORMANCE ASSURANCE AT INVENTORY | INVENTORIED DEVICE AND ENSURED DEVICE WAS FUNCTIONING PROPERLY. | A2549CB9-66CE-447C-A945-7317EE7B4859 | Labor | 06/26/2019 | 06/26/2019 | Salvatore Bombara
|  | LEXMARK INTL. | LEXMARK INTL. C544N |  | 946CK9H | 3 COOPER-CARDIAC DIAGNOSTIC CENTER |  |  |  | 09/01/2003 |  |  |  |  | NO | NO |  |  |  |  | LEXMARK INTL. 10346867 946CK9H |  |  | Active |  | 99:99:99:99:99:99 |  | Non-medical | PAAR:00-PVAR | 11/02/2019 |  | COOPER AMBULATORY OFF-SITES |  |  | SUITE 318 - E CAM ROOM | 0012311828 | CARLA TRUELL | Repair | Closed | Michael Youch | 10/20/2017 | 10/31/2017 | PRINTERS, COMPUTER/NETWORK - MAKING YELLOW COLORATION ON ALL STUDIES BEING PRINTED - 3 COOPER E CAM RM | 10/31/2017 2:19:49 PM MDYOUCH (MDYOUCH 10/20/2017 12:30 PM) VERIFIED PROBLEM AND CONTACTED FLOTECH (I.T.) WHO IS RESPONSIBLE FOR LASER PRINTER REPAIRS. 10/31/2017 2:20:39 PM MDYOUCH (MDYOUCH 10/31/2017 1:00 PM) NOTIFIED BY I.T. THAT THE PRINTER HAS BEEN REPAIRED AND VERIFIED. 10/31/2017 2:20:58 PM MDYOUCH Case HD0000001440120 which you submitted for "LEX C540DW Image Defects Mike Youch (Biomed) 609-313-1670 3CP Ste 318" has been resolved. If you have further problems, please call the Help Desk. | 2D48CD5F-4612-4DF4-B1D8-F754D3DD22E7 | Labor | 10/31/2017 | 10/31/2017 | Michael Youch
|  | LEXMARK INTL. | LEXMARK INTL. CS310DN |  | 5027149451VRFM | BRACHFIELD MEDICAL ASSOCIATES-MEDICINE |  |  |  | 02/10/2014 |  |  |  |  | NO | NO |  |  |  |  | LEXMARK INTL. 10367035 5027149451VRFM |  |  | Active |  | 99:99:99:99:99:99 |  | Non-medical | PAAR:00-PVAR | 11/02/2019 |  | COOPER AMBULATORY OFF-SITES |  |  | NUCLEAR CAMERA LAB | WOT00000001699506 | CATHY CRAWFORD | Repair | Closed | Zhan Kiselev | 11/08/2018 | 05/01/2019 | down, jam in fuser, half picture printed, half fused on roller | Analyzed unit. Removed stuck paper. Cleaned rollers. Verified proper operation. | EXP1717033 | Labor | 11/12/2018 | 11/12/2018 | Zhan Kiselev
|  | LIFE SUPPORT PRODUCTS | LIFE SUPPORT PRODUCTS AUTOVENT 3000 |  | 203488-453 | RESPIRATORY |  |  |  | 05/13/2016 |  |  |  |  | NO | NO |  |  |  |  | LIFE SUPPORT PRODUCTS 18196 203488-453 |  |  | Disposition |  |  |  | Life Support | 6M:00-MFG | 05/13/2016 | 05/13/2016 | COOPER UNIVERSITY HOSPITAL |  |  | RESPIRATORY |  | KATHY LOFLAND |  |  |  | 05/13/2016 | 05/13/2016 |  |  |  |  | 05/13/2016 | 05/13/2016
|  | LIFE SUPPORT PRODUCTS | LIFE SUPPORT PRODUCTS AUTOVENT 3000 |  | 200-30329004 | RESPIRATORY |  |  |  | 05/15/2016 |  |  |  |  | NO | NO |  |  |  |  | LIFE SUPPORT PRODUCTS 18158 200-30329004 |  |  | Disposition |  |  |  | Life Support | 6M:00-MFG | 05/15/2016 | 05/15/2016 | COOPER UNIVERSITY HOSPITAL |  |  | RESPIRATORY THERAPY |  | KATHY LOFLAND |  |  |  | 05/15/2016 | 05/15/2016 |  |  |  |  | 05/15/2016 | 05/15/2016
|  | LIFE SUPPORT PRODUCTS | LIFE SUPPORT PRODUCTS AUTOVENT 3000 |  |  | RESPIRATORY |  |  |  | 10/02/2015 |  |  |  |  | NO | NO |  |  |  |  | LIFE SUPPORT PRODUCTS 13529 303486797 |  |  | Disposition |  |  |  | Life Support | 6M:00-MFG | 10/02/2015 | 10/02/2015 | COOPER UNIVERSITY HOSPITAL |  |  | 3RD FLOOR |  | KATHY LOFLAND |  |  |  | 10/02/2015 | 10/02/2015 |  |  |  |  | 10/02/2015 | 10/02/2015
|  | LIFE SUPPORT PRODUCTS | LIFE SUPPORT PRODUCTS AUTOVENT 3000 |  |  | RESPIRATORY |  |  |  | 05/15/2016 |  |  |  |  | NO | NO |  |  |  |  | LIFE SUPPORT PRODUCTS 12393 20020606010 |  |  | Disposition |  |  |  | Life Support | 6M:00-MFG | 05/15/2016 | 05/15/2016 | COOPER UNIVERSITY HOSPITAL |  |  |  |  | KATHY LOFLAND |  |  |  | 05/15/2016 | 05/15/2016 |  |  |  |  | 05/15/2016 | 05/15/2016
|  | LIFE SUPPORT PRODUCTS | LIFE SUPPORT PRODUCTS AUTOVENT 3000 |  |  | RESPIRATORY |  |  |  | 02/24/2016 |  |  |  |  | NO | NO |  |  |  |  | LIFE SUPPORT PRODUCTS 30144967 20020606607 |  |  | Disposition |  |  |  | Life Support | 6M:00-MFG | 02/24/2016 | 02/24/2016 | COOPER UNIVERSITY HOSPITAL |  |  | RESPIRATORY THERAPY |  | KATHY LOFLAND |  |  |  | 02/24/2016 | 02/24/2016 |  |  |  |  | 02/24/2016 | 02/24/2016
|  | LIFE SUPPORT PRODUCTS | LIFE SUPPORT PRODUCTS AUTOVENT 3000 |  | 103486-452 | RESPIRATORY |  |  |  | 02/24/2016 |  |  |  |  | NO | NO |  |  |  |  | LIFE SUPPORT PRODUCTS 30142919 103486-452 |  |  | Disposition |  |  |  | Life Support | 6M:00-MFG | 02/24/2016 | 02/24/2016 | COOPER UNIVERSITY HOSPITAL |  |  | RESPIRATORY |  | KATHY LOFLAND |  |  |  | 02/24/2016 | 02/24/2016 |  |  |  |  | 02/24/2016 | 02/24/2016
|  | LIFE SUPPORT PRODUCTS | LIFE SUPPORT PRODUCTS AUTOVENT 4000 |  |  | RESPIRATORY |  |  |  | 11/12/2015 |  |  |  |  | NO | NO |  |  |  |  | LIFE SUPPORT PRODUCTS 10480257 20151030001 |  |  | Active |  | 99:99:99:99:99:99 |  | Life Support | 6M:00-MFG | 09/05/2019 | 03/01/2020 | COOPER UNIVERSITY HOSPITAL |  |  | TICU 3/2020 |  | KATHY LOFLAND
|  | LIFE SUPPORT PRODUCTS | LIFE SUPPORT PRODUCTS AUTOVENT 4000 |  |  | RESPIRATORY |  |  |  | 11/12/2015 |  |  |  |  | NO | NO |  |  |  |  | LIFE SUPPORT PRODUCTS 10480256 20151030003 |  |  | Active |  | 99:99:99:99:99:99 |  | Life Support | 6M:00-MFG | 09/05/2019 | 03/01/2020 | COOPER UNIVERSITY HOSPITAL |  |  | Respiratory |  | KATHY LOFLAND
|  | LIFE SUPPORT PRODUCTS | LIFE SUPPORT PRODUCTS AUTOVENT 4000 |  |  | BRACHFIELD MEDICAL ASSOCIATES-MEDICINE |  |  |  | 03/07/2011 |  |  |  |  | NO | NO |  |  |  |  | LIFE SUPPORT PRODUCTS 10480217 20101215001 |  |  | Active |  | 99:99:99:99:99:99 |  | Life Support | 6M:00-MFG | 06/07/2019 | 12/01/2019 | COOPER AMBULATORY OFF-SITES |  |  | GI SUITE |  | CATHY CRAWFORD
|  | LIFE SUPPORT PRODUCTS | LIFE SUPPORT PRODUCTS AUTOVENT 4000 |  |  | RESPIRATORY |  |  |  | 02/01/2008 |  |  |  |  | NO | NO |  |  |  |  | LIFE SUPPORT PRODUCTS 10369373 20070920003 |  |  | Active |  | 99:99:99:99:99:99 |  | Life Support | 6M:00-MFG | 08/29/2019 | 02/01/2020 | COOPER UNIVERSITY HOSPITAL |  |  | ICU |  | KATHY LOFLAND
|  | LIFE-TECH INC. | LIFE-TECH INC. MINISTIM MS-IV |  | Not Known | VOORHEES SURGERY CENTER-OPERATING ROOM |  |  |  | 10/31/2019 |  |  |  |  | NO | NO |  |  |  |  | LIFE-TECH INC. 30142529 Not Known |  |  | Active |  | 99:99:99:99:99:99 |  | Equipment | PAAR:00-PVAR | 10/31/2019 | 10/31/2019 | COOPER AMBULATORY OFF-SITES |  |  | OR 4 |  | JENNIFER BOMBARO |  |  |  | 10/31/2019 | 10/31/2019 |  |  |  |  | 10/31/2019 | 10/31/2019
|  | LIFE-TECH INC. | LIFE-TECH INC. MINISTIM MS-IV |  | OL0900009 | VOORHEES SURGERY CENTER-OPERATING ROOM |  |  |  | 11/02/2019 |  |  |  |  | NO | NO |  |  |  |  | LIFE-TECH INC. 30142530 OL0900009 |  |  | Active |  | 99:99:99:99:99:99 |  | Equipment | PAAR:00-PVAR | 11/02/2019 | 11/02/2019 | COOPER AMBULATORY OFF-SITES |  |  | OR 3 |  | JENNIFER BOMBARO |  |  |  | 11/02/2019 | 11/02/2019 |  |  |  |  | 11/02/2019 | 11/02/2019
|  | LIFE-TECH INC. | LIFE-TECH INC. MINISTIM MS-IV |  | OLO900005 | VOORHEES SURGERY CENTER-OPERATING ROOM |  |  |  | 11/01/2019 |  |  |  |  | NO | NO |  |  |  |  | LIFE-TECH INC. 30142531 OLO900005 |  |  | Active |  | 99:99:99:99:99:99 |  | Equipment | PAAR:00-PVAR | 11/01/2019 | 11/01/2019 | COOPER AMBULATORY OFF-SITES |  |  | OR 3 |  | JENNIFER BOMBARO |  |  |  | 11/01/2019 | 11/01/2019 |  |  |  |  | 11/01/2019 | 11/01/2019
|  | LIFE-TECH INC. | LIFE-TECH INC. UROLAB PRIMUS V |  | 0H1640014 | SHORT PROCEDURE UNIT |  |  |  | 09/10/2015 |  |  |  |  | NO | NO |  |  |  |  | LIFE-TECH INC. 14865 0H1640014 |  |  | Disposition |  |  |  | Equipment | 1Y:00-MFG | 09/10/2015 | 09/10/2015 | COOPER UNIVERSITY HOSPITAL |  |  | 5th floor |  | Lisa Geoghegan |  |  |  | 09/10/2015 | 09/10/2015 |  |  |  |  | 09/10/2015 | 09/10/2015
|  | LIGHT-TECH, INC | LIGHT-TECH, INC 560 |  | coophospnsn048 | RADIATION ONCOLOGY |  |  |  | 01/01/1900 |  |  |  |  | NO | NO |  |  |  |  | LIGHT-TECH, INC 02230 coophospnsn048 |  |  | Disposition |  |  |  | Equipment | PAAR:00-PVAR | 10/16/2019 |  | COOPER UNIVERSITY HOSPITAL |  |  | B89-BASEMENT |  | COLLEEN TEGELER
|  | LIKO | LIKO LIKORALL 243 ES |  |  | CHIP - 9 PAVILION |  |  |  | 01/01/1900 |  |  |  |  | NO | NO |  |  |  |  | LIKO 10368926 8244713 |  |  | Active |  | 99:99:99:99:99:99 |  | Equipment | 1Y:00-MFG | 07/25/2019 | 07/01/2020 | COOPER UNIVERSITY HOSPITAL |  |  | PAV 929 |  | KIM HUMMEL
|  | LIKO | LIKO LIKORALL 243 ES |  |  | CHIP - 9 PAVILION |  |  |  | 05/01/2014 |  |  |  |  | NO | NO |  |  |  |  | LIKO 10368925 8204710 |  |  | Active |  | 99:99:99:99:99:99 |  | Equipment | 1Y:00-MFG | 07/25/2019 | 07/01/2020 | COOPER UNIVERSITY HOSPITAL |  |  | ROOM 929 |  | KIM HUMMEL
|  | LIKO | LIKO ROLLON |  |  | KELEMEN 9 |  |  |  | 01/02/2009 |  |  |  |  | NO | NO |  |  |  |  | LIKO 10367457 2700555 |  |  | Disposition |  | 99:99:99:99:99:99 |  | High Risk | 1Y:00-MFG | 05/06/2019 | 02/01/2020 | COOPER UNIVERSITY HOSPITAL |  |  | Kelemen 9 by elevators |  | LAURA ZIMMERMAN
|  | LIKO | LIKO SABINA 2 |  |  | TSDU - KELEMEN S7 |  |  |  | 01/02/2009 |  |  |  |  | NO | NO |  |  |  |  | LIKO 10367466 453569 |  |  | Disposition |  |  |  | High Risk | 1Y:00-MFG | 02/21/2017 | 02/01/2020 | COOPER UNIVERSITY HOSPITAL |  |  | CCU |  | JEN VANDER HORN
|  | LIKO | LIKO SABINA 2 |  |  | KELEMEN N10 |  |  |  | 03/03/2009 |  |  |  |  | NO | NO |  |  |  |  | LIKO 10356113 453869 |  |  | Disposition |  |  |  | High Risk | 1Y:00-MFG | 11/21/2017 |  | COOPER UNIVERSITY HOSPITAL |  |  | RM 809 saw on pav 2 storage |  | Lisa Brooks
|  | LIKO | LIKO VIKING M |  |  | NEURO/ORTHO/MEDSURG/7 PAV |  |  |  | 05/27/2011 |  |  |  |  | NO | NO |  |  |  |  | LIKO 10356676 7110149 |  |  | Disposition |  |  |  | High Risk | 1Y:00-MFG | 02/15/2017 | 02/01/2020 | COOPER UNIVERSITY HOSPITAL |  |  | north 7 kelemen elevators |  | Pam Young
|  | LIONVILLE SYSTEMS INC. | LIONVILLE SYSTEMS INC. 800 |  | coophospnsn042 | KELEMEN N6 |  |  |  | 05/01/1996 |  |  |  |  | NO | NO |  |  |  |  | LIONVILLE SYSTEMS INC. 00560 coophospnsn042 |  |  | Disposition |  |  |  | Equipment | PAAR:00-PVAR | 10/16/2019 |  | COOPER UNIVERSITY HOSPITAL |  |  | N6 |  | Susan Cannon
|  | LIVINGSTON PRODUCTS | LIVINGSTON PRODUCTS 521 |  |  | VOORHEES SURGERY CENTER-RADIOLOGY |  |  |  | 01/01/1900 |  |  |  |  | NO | NO |  |  |  |  | LIVINGSTON PRODUCTS 04687 7082 |  |  | Disposition |  |  |  | Equipment | PAAR:00-PVAR | 10/16/2019 |  | COOPER AMBULATORY OFF-SITES |  |  | B122 |  | PAT STIENES
|  | LUMINEX CORPORATION | LUMINEX CORPORATION 200 |  | LX10006249401 | LAB MICROBIOLOGY |  |  |  | 09/18/2006 |  |  |  |  | NO | NO |  |  |  |  | LUMINEX CORPORATION 10367947 LX10006249401 |  |  | Disposition |  | 99:99:99:99:99:99 |  | Equipment | 1Y:00-MFG | 02/27/2019 | 02/01/2020 | COOPER UNIVERSITY HOSPITAL |  |  | MICROBIOLOGY |  | COURTNEY BARRY
|  | LUXTEC CORP | LUXTEC CORP 9300 |  |  | VOORHEES SURGERY CENTER-OPERATING ROOM |  |  |  | 01/01/1900 |  |  |  |  | NO | NO |  |  |  |  | LUXTEC CORP 10345470 548898 |  |  | Active |  | 99:99:99:99:99:99 |  | Equipment | PAAR:00-PVAR | 11/02/2019 |  | COOPER AMBULATORY OFF-SITES |  |  | CLEAN UTILITY | WOT00000001202743 | JENNIFER BOMBARO | Repair | Closed | Stephen Zubrzycki | 07/30/2018 | 11/06/2018 | head needs to be replaced | ANALYZED UNIT. FIBER OPTIC CABLE HAS PULLED AWAY FROM HEADSET. WILL RESEARCH REPAIR OPTIONS SET UP VENDOR REPAIR WITH IMS (LAUREN) Returned from vendor. Researched and attached FSR. | EXP1047667 | Labor | 08/02/2018 | 08/02/2018 | Kirk Lis
|  | LUXTEC CORP | LUXTEC CORP 9300 |  |  | VOORHEES SURGERY CENTER-OPERATING ROOM |  |  |  | 01/01/1900 |  |  |  |  | NO | NO |  |  |  |  | LUXTEC CORP 10345469 548798 |  |  | Active |  | 99:99:99:99:99:99 |  | Equipment | PAAR:00-PVAR | 11/02/2019 |  | COOPER AMBULATORY OFF-SITES |  |  | CLEAN UTILITY |  | JENNIFER BOMBARO
|  | LUXTEC CORP | LUXTEC CORP 9300 |  | 104A0097 | OR - KELEMEN 3 |  |  |  | 10/01/1997 |  |  |  |  | NO | NO |  |  |  |  | LUXTEC CORP 01324 104A0097 |  |  | Disposition |  |  |  | Equipment | PAAR:00-PVAR | 10/16/2019 |  | COOPER UNIVERSITY HOSPITAL |  |  | 3rd |  | DOMINIC VENDETTA
|  | LUXTEC CORP | LUXTEC CORP 9300 XSP |  |  | OR - KELEMEN 3 |  |  |  | 09/29/2005 |  |  |  |  | NO | NO |  |  |  |  | LUXTEC CORP 10732475 053705 |  |  | Disposition |  | 99:99:99:99:99:99 |  | Equipment | PAAR:00-PVAR | 10/16/2019 |  | COOPER UNIVERSITY HOSPITAL |  |  | K4 |  | DOMINIC VENDETTA
|  | LUXTEC CORP | LUXTEC CORP LX300 |  |  | OR - KELEMEN 3 |  |  |  | 11/26/2008 |  |  |  |  | NO | NO |  |  |  |  | LUXTEC CORP 10366528 061308 |  |  | Disposition |  |  |  | Equipment | PAAR:00-PVAR | 11/02/2019 |  | COOPER UNIVERSITY HOSPITAL |  |  | BIOMED |  | DOMINIC VENDETTA
|  | LUXTEC CORP | LUXTEC CORP LX300 |  |  | OR - KELEMEN 3 |  |  |  | 11/26/2008 |  |  |  |  | NO | NO |  |  |  |  | LUXTEC CORP 10355980 065108 |  |  | Disposition |  | 99:99:99:99:99:99 |  | Equipment | PAAR:00-PVAR | 10/16/2019 |  | COOPER UNIVERSITY HOSPITAL |  |  | PAVILION 3RD FLOOR |  | DOMINIC VENDETTA
|  | LUXTEC CORP | LUXTEC CORP LX300 |  |  | OR - KELEMEN 3 |  |  |  | 01/01/1900 |  |  |  |  | NO | NO |  |  |  |  | LUXTEC CORP 10355452 061508 |  |  | Active |  | 99:99:99:99:99:99 |  | Equipment | PAAR:00-PVAR | 11/02/2019 |  | COOPER UNIVERSITY HOSPITAL |  |  | OR 6 |  | DOMINIC VENDETTA
|  | MAC MEDICAL INC | MAC MEDICAL INC SWC243036 |  | 101216-DO4 | CYBER KNIFE |  |  |  | 05/19/2017 |  |  |  |  | NO | NO |  |  |  |  | MAC MEDICAL INC 10649908 101216-DO4 |  |  | Active |  | 99:99:99:99:99:99 |  | Equipment | PAAR:00-PVAR | 10/31/2019 |  | COOPER AMBULATORY OFF-SITES |  |  |  | 0012389733 | CINDY BAPTISTA | Preventative Maintenance | Closed | Josh Harris | 11/07/2017 | 11/07/2017 | PERFORMANCE ASSURANCE AT INVENTORY | INVENTORIED DEVICE AND ENSURED DEVICE WAS FUNCTIONING PROPERLY. | AD5E85D5-CAED-44F1-9EDF-5E77EE93990F | Labor | 05/19/2017 | 05/19/2017 | Charles Santomero
|  | MADA MEDICAL PRODUCTS, INC. | MADA MEDICAL PRODUCTS, INC. 178 |  |  | LAB MICROBIOLOGY |  |  |  | 02/03/2010 |  |  |  |  | NO | NO |  |  |  |  | MADA MEDICAL PRODUCTS, INC. 10367945 040500005282 |  |  | Disposition |  | 99:99:99:99:99:99 |  | Equipment | 1Y:00-MFG | 01/31/2019 | 01/01/2020 | COOPER UNIVERSITY HOSPITAL |  |  | MICROBIOLOGY |  | COURTNEY BARRY
|  | MAGMEDIX | MAGMEDIX TR-103 MRI BARIATRIC |  | M00572 | PATIENT TRANSPORT |  |  |  | 04/18/2019 |  |  |  |  | NO | NO |  |  |  |  | MAGMEDIX 50035804 M00572 |  |  | Active |  | 99:99:99:99:99:99 |  | Equipment | 1Y:00-MFG | 04/18/2019 | 04/18/2019 | COOPER UNIVERSITY HOSPITAL |  |  |  | 0011608914 | Bonnie Aichroch | Preventative Maintenance | Closed | Bonnie Aichroth | 04/18/2019 | 04/18/2019 | PERFORMANCE ASSURANCE AT INVENTORY | INVENTORIED DEVICE AND ENSURED DEVICE WAS FUNCTIONING PROPERLY. | EC175876-9B86-4ABF-973F-4EF93F932D0B | Labor | 04/18/2019 | 04/18/2019 | Josh Harris
|  | MAGMEDIX | MAGMEDIX TR-103 MRI BARIATRIC |  | M00570 | PATIENT TRANSPORT |  |  |  | 04/19/2018 |  |  |  |  | NO | NO |  |  |  |  | MAGMEDIX 50035805 M00570 |  |  | Disposition |  |  |  | Equipment | 1Y:00-MFG | 04/19/2018 | 04/19/2018 | COOPER UNIVERSITY HOSPITAL |  |  |  | 0011608916 | Bonnie Aichroch | Performance Verification | Closed | Bonnie Aichroth | 04/19/2018 | 04/19/2018 | INCOMING INVENTORY | DEVICE INVENTORIED | 661FEFAA-3801-4A6F-90C4-41F970C01ACE | Labor | 04/19/2018 | 04/19/2018 | Bonnie Aichroth
|  | MAGMEDIX | MAGMEDIX TR-103 MRI BARIATRIC |  | M00569 | PATIENT TRANSPORT |  |  |  | 04/18/2019 |  |  |  |  | NO | NO |  |  |  |  | MAGMEDIX 50035807 M00569 |  |  | Active |  | 99:99:99:99:99:99 |  | Equipment | 1Y:00-MFG | 04/18/2019 | 04/18/2019 | COOPER UNIVERSITY HOSPITAL |  |  |  | 0011608924 | Bonnie Aichroch | Performance Verification | Closed | Bonnie Aichroth | 04/18/2019 | 04/18/2019 | INCOMING INVENTORY | DEVICE INVENTORIED | 149C533F-B090-4F4A-8549-A496F8B7B1B5 | Labor | 04/18/2019 | 04/18/2019 | Bonnie Aichroth
|  | MALLINCKRODT, INC. | MALLINCKRODT, INC. N 20 |  | G02850252 | VOORHEES SURGERY CENTER-HEM/ONC |  |  |  | 01/01/1900 |  |  |  |  | NO | NO |  |  |  |  | MALLINCKRODT, INC. 10344753 G02850252 |  |  | Active |  | 99:99:99:99:99:99 |  | Alarm | PAAR:00-PVAR | 11/01/2019 |  | COOPER AMBULATORY OFF-SITES |  |  | SUITE M |  | MEGAN MCCAFFERTY
|  | MAMMOTOME | MAMMOTOME MAMMOTOME REVOLVE |  | MSCM1000696 | VOORHEES SURGERY CENTER-RADIOLOGY |  |  |  | 01/01/1900 |  |  |  |  | NO | NO |  |  |  |  | MAMMOTOME 10356898 MSCM1000696 |  |  | Disposition |  |  |  | Equipment | 6M:00-MFG | 10/02/2017 | 04/01/2020 | COOPER AMBULATORY OFF-SITES |  |  | OUTSIDE 186 |  | PAT STIENES
|  | MAQUET CORP | MAQUET CORP ALPHASTAR 1132.21F2 |  |  | OPERATING ROOM - PAVILION |  |  |  | 08/03/2015 |  |  |  |  | NO | NO |  |  |  |  | MAQUET CORP 10349340 00242 |  |  | Active |  | 99:99:99:99:99:99 |  | Equipment | PAAR:00-PVAR | 10/31/2019 |  | COOPER UNIVERSITY HOSPITAL |  |  | OR K7 |  | DOMINIC VENDETTA
|  | MAQUET CORP | MAQUET CORP CARDIOSAVE HYBRID |  | CA241767B4 | KENNEDY CATH LAB |  |  |  | 03/07/2014 |  |  |  |  | NO | NO |  |  |  |  | MAQUET CORP 10367227 CA241767B4 |  |  | Active |  | 00:64:A6:01:04:18 |  | Life Support | 6M:00-MFG | 11/01/2019 | 05/01/2020 | COOPER AMBULATORY OFF-SITES |  |  | Jefferson Hospital, Sewell |  | Bonnie Aichroch
|  | MAQUET CORP | MAQUET CORP CO2 ANALYZER MODULE |  |  | RESPIRATORY |  |  |  | 09/26/2011 |  |  |  |  | NO | NO |  |  |  |  | MAQUET CORP 10369369 7323 |  |  | Active |  | 99:99:99:99:99:99 |  | Alarm | PAAR:00-PVAR | 11/02/2019 |  | COOPER UNIVERSITY HOSPITAL |  |  | IN SERVO-#28 | WOT00000002203583 | KATHY LOFLAND | Disposition | Closed | Michael Youch | 02/14/2019 | 05/19/2019 | Bulk Disposition CNL
|  | MAQUET CORP | MAQUET CORP CO2 ANALYZER MODULE |  | 004267J | RESPIRATORY |  |  |  | 01/01/1900 |  |  |  |  | NO | NO |  |  |  |  | MAQUET CORP 10369064 004267J |  |  | Active |  | 99:99:99:99:99:99 |  | Alarm | PAAR:00-PVAR | 11/02/2019 |  | COOPER UNIVERSITY HOSPITAL |  |  | rt | 0011646598 | KATHY LOFLAND | Repair | Closed | Richard Jolly | 05/18/2017 | 05/19/2017 | PHYSIOLOGIC MONITOR MODULE - VENT NOT COMMUNICATING WITH GE MONITOR - TMX | 5/18/2017 11:22:42 AM RCJOLLY (RCJOLLY 5/18/2017 10:00 AM) NEEDS A NEW VENT DICCA | 9A159802-73B1-4E1A-BF0D-1D1DF703952B | Parts | 01/01/1900 | 01/01/1900 | Richard Jolly
|  | MAQUET CORP | MAQUET CORP CO2 ANALYZER MODULE |  |  | RESPIRATORY |  |  |  | 09/17/2013 |  |  |  |  | NO | NO |  |  |  |  | MAQUET CORP 10369063 9343 |  |  | Disposition |  |  |  | Alarm | PAAR:00-PVAR | 11/02/2019 |  | COOPER UNIVERSITY HOSPITAL |  |  | 3RD FLOOR STORAGE |  | KATHY LOFLAND
|  | MAQUET CORP | MAQUET CORP CO2 ANALYZER MODULE |  |  | RESPIRATORY |  |  |  | 07/01/2015 |  |  |  |  | NO | NO |  |  |  |  | MAQUET CORP 10368979 11135 |  |  | Active |  | 99:99:99:99:99:99 |  | Alarm | PAAR:00-PVAR | 10/31/2019 |  | COOPER UNIVERSITY HOSPITAL |  |  | #48 |  | KATHY LOFLAND
|  | MAQUET CORP | MAQUET CORP CO2 ANALYZER MODULE |  |  | RESPIRATORY |  |  |  | 07/01/2015 |  |  |  |  | NO | NO |  |  |  |  | MAQUET CORP 10368978 11131 |  |  | Active |  | 99:99:99:99:99:99 |  | Alarm | PAAR:00-PVAR | 10/31/2019 |  | COOPER UNIVERSITY HOSPITAL |  |  | #47 |  | KATHY LOFLAND
|  | MAQUET CORP | MAQUET CORP CO2 ANALYZER MODULE |  |  | RESPIRATORY |  |  |  | 07/01/2015 |  |  |  |  | NO | NO |  |  |  |  | MAQUET CORP 10368977 11130 |  |  | Active |  | 99:99:99:99:99:99 |  | Alarm | PAAR:00-PVAR | 10/31/2019 |  | COOPER UNIVERSITY HOSPITAL |  |  |  |  | KATHY LOFLAND
|  | MAQUET CORP | MAQUET CORP CO2 ANALYZER MODULE |  |  | RESPIRATORY |  |  |  | 09/26/2011 |  |  |  |  | NO | NO |  |  |  |  | MAQUET CORP 10366401 7325 |  |  | Active |  | 99:99:99:99:99:99 |  | Alarm | PAAR:00-PVAR | 11/02/2019 |  | COOPER UNIVERSITY HOSPITAL |  |  | IN SERVO I/ 14 | WOT00000002205579 | KATHY LOFLAND | Disposition | Closed | Michael Youch | 02/14/2019 | 05/17/2019 | Bulk Disposition CNL
|  | MAQUET CORP | MAQUET CORP CO2 ANALYZER MODULE |  |  | RESPIRATORY |  |  |  | 09/17/2013 |  |  |  |  | NO | NO |  |  |  |  | MAQUET CORP 10366400 9353 |  |  | Active |  | 99:99:99:99:99:99 |  | Alarm | PAAR:00-PVAR | 11/02/2019 |  | COOPER UNIVERSITY HOSPITAL |  |  | IN SERVO I/ 4 | WOT00000002205572 | KATHY LOFLAND | Disposition | Closed | Michael Youch | 02/14/2019 | 05/19/2019 | Bulk Disposition CNL
|  | MAQUET CORP | MAQUET CORP CO2 ANALYZER MODULE |  |  | RESPIRATORY |  |  |  | 09/17/2013 |  |  |  |  | NO | NO |  |  |  |  | MAQUET CORP 10366399 9371 |  |  | Active |  | 99:99:99:99:99:99 |  | Alarm | PAAR:00-PVAR | 11/01/2019 |  | COOPER UNIVERSITY HOSPITAL |  |  | IN SERVO I/26 | WOT00000002205565 | KATHY LOFLAND | Disposition | Closed | Michael Youch | 02/14/2019 | 05/17/2019 | Bulk Disposition CNL
|  | MAQUET CORP | MAQUET CORP CO2 ANALYZER MODULE |  |  | RESPIRATORY |  |  |  | 09/17/2013 |  |  |  |  | NO | NO |  |  |  |  | MAQUET CORP 10366354 9381 |  |  | Active |  | 99:99:99:99:99:99 |  | Alarm | PAAR:00-PVAR | 11/02/2019 |  | COOPER UNIVERSITY HOSPITAL |  |  | rt | WOT00000002205414 | KATHY LOFLAND | Disposition | Closed | Michael Youch | 02/14/2019 | 05/21/2019 | Bulk Disposition CNL
|  | MAQUET CORP | MAQUET CORP CO2 ANALYZER MODULE |  |  | RESPIRATORY |  |  |  | 09/17/2013 |  |  |  |  | NO | NO |  |  |  |  | MAQUET CORP 10365411 9350 |  |  | Active |  | 99:99:99:99:99:99 |  | Alarm | PAAR:00-PVAR | 11/01/2019 |  | COOPER UNIVERSITY HOSPITAL |  |  | rt | WOT00000002205154 | KATHY LOFLAND | Disposition | Closed | Michael Youch | 02/14/2019 | 05/19/2019 | Bulk Disposition CNL
|  | MAQUET CORP | MAQUET CORP COMPRESSOR MINI |  |  | RESPIRATORY |  |  |  | 01/01/1900 |  |  |  |  | NO | NO |  |  |  |  | MAQUET CORP 10369061 43463 |  |  | Disposition |  |  |  | High Risk | 1Y:00-MFG | 01/01/1900 | 12/01/2019 | COOPER UNIVERSITY HOSPITAL |  |  | 3RD FLOOR STORAGE |  | KATHY LOFLAND
|  | MAQUET CORP | MAQUET CORP COMPRESSOR MINI |  | Not Known | RESPIRATORY |  |  |  | 01/01/1900 |  |  |  |  | NO | NO |  |  |  |  | MAQUET CORP 10369058 Not Known |  |  | Active |  | 99:99:99:99:99:99 |  | High Risk | 1Y:00-MFG | 03/26/2019 | 03/01/2020 | COOPER UNIVERSITY HOSPITAL |  |  | ServoI 18 |  | KATHY LOFLAND
TL10649820 |  | MAQUET CORP | MAQUET CORP MAGNUS |  |  | CARDIAC CATH LAB |  |  |  | 10/16/2019 |  |  |  |  | NO | NO |  |  |  |  | MAQUET CORP TL10649820 860 |  |  | Disposition |  | 99:99:99:99:99:99 |  | Equipment | PAAR:00-PVAR | 10/16/2019 | 10/16/2019 | COOPER UNIVERSITY HOSPITAL |  |  | EP LAB 2 | 0011462576 | LINDA BEAN | Performance Verification | Closed | Bonnie Aichroth | 10/16/2019 | 10/16/2019 | INCOMING INVENTORY | DEVICE INVENTORIED | 5218530D-D3CE-4348-9B15-11CFDE1498D4 | Labor | 10/16/2019 | 10/16/2019 | Bonnie Aichroth
|  | MAQUET CORP | MAQUET CORP SERVO I ADULT |  |  | RESPIRATORY |  |  |  | 07/01/2015 |  |  |  |  | NO | NO |  |  |  |  | MAQUET CORP 10368969 80760 |  |  | Active |  | 99:99:99:99:99:99 |  | Life Support | 1Y:00-MFG 3Y:00-BAT 5Y:00-BAT2 | 07/10/2019 | 03/01/2020 | COOPER UNIVERSITY HOSPITAL |  |  | #44 |  | KATHY LOFLAND
|  | MAQUET CORP | MAQUET CORP SERVO I ADULT |  |  | RESPIRATORY |  |  |  | 09/26/2011 |  |  |  |  | NO | NO |  |  |  |  | MAQUET CORP 10355659 56304 |  |  | Active |  | 99:99:99:99:99:99 |  | Life Support | 6M:00-MFG | 08/27/2019 | 02/01/2020 | COOPER UNIVERSITY HOSPITAL |  |  | #26 |  | KATHY LOFLAND
|  | MAQUET CORP | MAQUET CORP VH111 |  |  | SPD |  |  |  | 10/31/2019 |  |  |  |  | NO | NO |  |  |  |  | MAQUET CORP 544092 544092 |  |  | Active |  | 99:99:99:99:99:99 |  | Equipment | PAAR:00-PVAR | 10/31/2019 | 10/31/2019 | COOPER UNIVERSITY HOSPITAL |  |  |  |  | David Frye |  |  |  | 10/31/2019 | 10/31/2019 |  |  |  |  | 10/31/2019 | 10/31/2019
|  | MAQUET CORP | MAQUET CORP VH111 |  |  | CENTRAL STERILE PROCESSING |  |  |  | 10/31/2019 |  |  |  |  | NO | NO |  |  |  |  | MAQUET CORP 542924 542924 |  |  | Active |  | 99:99:99:99:99:99 |  | Equipment | PAAR:00-PVAR | 10/31/2019 | 10/31/2019 | COOPER UNIVERSITY HOSPITAL |  |  |  | 0011223681 | GINA GAROZZO | Preventative Maintenance | Closed | Bonnie Aichroth | 10/31/2019 | 10/31/2019 | PERFORMANCE ASSURANCE AT INVENTORY | INVENTORIED DEVICE AND ENSURED DEVICE WAS FUNCTIONING PROPERLY. | DE7FA70F-625C-4092-A5CD-4A71FE0731A3 | Labor | 10/31/2019 | 10/31/2019 | Kenneth Krips
|  | MAQUET CORP | MAQUET CORP VH111 |  |  | SPD |  |  |  | 10/31/2019 |  |  |  |  | NO | NO |  |  |  |  | MAQUET CORP 409479 409479 |  |  | Active |  | 99:99:99:99:99:99 |  | Equipment | PAAR:00-PVAR | 10/31/2019 | 10/31/2019 | COOPER UNIVERSITY HOSPITAL |  |  |  |  | David Frye |  |  |  | 10/31/2019 | 10/31/2019 |  |  |  |  | 10/31/2019 | 10/31/2019
|  | MAQUET CORP | MAQUET CORP VH111 |  |  | SPD |  |  |  | 10/31/2019 |  |  |  |  | NO | NO |  |  |  |  | MAQUET CORP 354139 354139 |  |  | Active |  | 99:99:99:99:99:99 |  | Equipment | PAAR:00-PVAR | 10/31/2019 | 10/31/2019 | COOPER UNIVERSITY HOSPITAL |  |  |  |  | David Frye |  |  |  | 10/31/2019 | 10/31/2019 |  |  |  |  | 10/31/2019 | 10/31/2019
|  | MARCO OPTHALMIC, INC. | MARCO OPTHALMIC, INC. ULTRA G5 ULTRA |  | 04B0020 | EMERGENCY ROOM |  |  |  | 08/19/2004 |  |  |  |  | NO | NO |  |  |  |  | MARCO OPTHALMIC, INC. 10368837 04B0020 |  |  | Disposition |  | 99:99:99:99:99:99 |  | Equipment | PAAR:00-PVAR | 11/02/2019 |  | COOPER UNIVERSITY HOSPITAL |  |  | CABINET ROOM 118 |  | KAREN GRUBER
|  | MARQUETTE | MARQUETTE 2000 |  | E3Y500995 | WOODSTOWN - CARDIOLOGY |  |  |  | 01/01/1900 |  |  |  |  | NO | NO |  |  |  |  | MARQUETTE 10345886 E3Y500995 |  |  | Active |  | 99:99:99:99:99:99 |  | Equipment | PAAR:00-PVAR | 11/02/2019 |  | COOPER AMBULATORY OFF-SITES |  |  | STRESS ROOM |  | SUSAN WHITZELL
|  | MARQUETTE | MARQUETTE CASE 8000 |  | C30G1812S | BRACHFIELD MEDICAL ASSOCIATES-MEDICINE |  |  |  | 01/01/1900 |  |  |  |  | NO | NO |  |  |  |  | MARQUETTE 10367046 C30G1812S |  |  | Disposition |  |  |  | Alarm | 1Y:00-MFG | 06/17/2016 | 06/01/2020 | COOPER AMBULATORY OFF-SITES |  |  | CARDIOLOGY - ECHO LAB |  | CATHY CRAWFORD
|  | MARQUETTE | MARQUETTE CASE 8000 |  | FODH1062M | KELEMEN N6 |  |  |  | 01/01/1900 |  |  |  |  | NO | NO |  |  |  |  | MARQUETTE 05489 FODH1062M |  |  | Disposition |  |  |  | Alarm | 1Y:00-MFG | 08/20/2015 | 08/01/2020 | COOPER UNIVERSITY HOSPITAL |  |  | Room near 296 and waiting |  | Susan Cannon
|  | MARQUETTE | MARQUETTE CASE 8000 |  | EOY54806M | KELEMEN N6 |  |  |  | 01/01/1900 |  |  |  |  | NO | NO |  |  |  |  | MARQUETTE 05490 EOY54806M |  |  | Disposition |  |  |  | Alarm | 1Y:00-MFG | 08/20/2015 | 08/01/2020 | COOPER UNIVERSITY HOSPITAL |  |  | Suite 200 - Room 1 |  | Susan Cannon
|  | MARQUETTE | MARQUETTE CASE 8000 |  | EODH0986M | BIOMEDICAL |  |  |  | 01/01/1900 |  |  |  |  | NO | NO |  |  |  |  | MARQUETTE 03346 EODH0986M |  |  | Disposition |  |  |  | Alarm | 1Y:00-MFG | 08/04/2015 | 12/01/2020 | COOPER UNIVERSITY HOSPITAL |  |  | biomed storage |  | Bonnie Aichroch
|  | MARQUETTE | MARQUETTE IEB (MAC-LAB) |  | RXK05131101SA | CARDIAC CATH LAB |  |  |  | 09/05/2006 |  |  |  |  | NO | NO |  |  |  |  | MARQUETTE 10368384 RXK05131101SA |  |  | Disposition |  |  |  | Equipment | PAAR:00-PVAR | 11/02/2019 |  | COOPER UNIVERSITY HOSPITAL |  |  | EP2 | 0011049723 | LINDA BEAN | Repair | Closed | Richard Jolly | 01/12/2017 | 01/12/2017 | POWER SYSTEM - DISPOSITION - TMX | 1/12/2017 3:19:07 PM RCJOLLY (RCJOLLY 1/12/2017 10:00 AM) REMOVED FROM SERVICE 1/12/2017 3:19:25 PM RCJOLLY This device has been removed from an active status with the RSQ Database, and physically removed from the facility. Device retired on 1/12/2017; Authorized By: YES; Nature of Retirement: BEYOND ECONOMICAL REPAIR; Days In Service: 587 | F60D94BC-ABFC-4C3D-A229-920121CD2C38 | Labor | 01/12/2017 | 01/12/2017 | Richard Jolly
|  | MARQUETTE | MARQUETTE IEB (MAC-LAB) |  | RXK05321504SA | CARDIAC CATH LAB |  |  |  | 03/16/2006 |  |  |  |  | NO | NO |  |  |  |  | MARQUETTE 10367878 RXK05321504SA |  |  | Disposition |  | 99:99:99:99:99:99 |  | Equipment | PAAR:00-PVAR | 11/02/2019 |  | COOPER UNIVERSITY HOSPITAL |  |  | EP Lab 1 | WOT00000000533750 | LINDA BEAN | Disposition | Closed | Stephen Zubrzycki | 02/08/2018 | 05/23/2018 | Bulk Disposition CNL | Could not locate for the last 2 years. Verified with all UPS associated with EP1. | EXP0609798 | Labor | 05/22/2018 | 05/22/2018 | Stephen Zubrzycki
|  | MARQUETTE | MARQUETTE MAC 12 |  | G7L10286 | 3 COOPER-CARDIAC DIAGNOSTIC CENTER |  |  |  | 01/01/1900 |  |  |  |  | NO | NO |  |  |  |  | MARQUETTE 00170 G7L10286 |  |  | Disposition |  |  |  | Equipment | 1Y:00-MFG | 05/12/2016 | 01/01/2020 | COOPER AMBULATORY OFF-SITES |  |  |  |  | CARLA TRUELL
|  | MARQUETTE | MARQUETTE MAC 1200 |  |  | 1030 KINGS HIGHWAY-MEDICINE |  |  |  | 01/01/1900 |  |  |  |  | NO | NO |  |  |  |  | MARQUETTE 10346767 101045549 |  |  | Disposition |  |  |  | Equipment | 1Y:00-MFG | 12/29/2015 |  | COOPER AMBULATORY OFF-SITES |  |  | DR. MCFADDON |  | Bonnie Aichroch
|  | MARQUETTE | MARQUETTE MAC 1200 |  |  | 3 COOPER-COOPER RESEARCH INSTITUTE |  |  |  | 01/01/1900 |  |  |  |  | NO | NO |  |  |  |  | MARQUETTE 10346757 01045548 |  |  | Active |  | 99:99:99:99:99:99 |  | Equipment | 1Y:00-MFG | 11/01/2019 | 11/01/2020 | COOPER AMBULATORY OFF-SITES |  |  | Suite 1102B - Storage by Christine |  | CHRISTINE RICKETTE
|  | MARQUETTE | MARQUETTE MAC PC |  | H0L51417FX | 3 COOPER-COOPER RESEARCH INSTITUTE |  |  |  | 07/16/2015 |  |  |  |  | NO | NO |  |  |  |  | MARQUETTE 10943 H0L51417FX |  |  | Disposition |  |  |  | Equipment | 1Y:00-MFG | 07/16/2015 | 07/16/2015 | COOPER AMBULATORY OFF-SITES |  |  | SUTIE 517 - Portable |  | CHRISTINE RICKETTE |  |  |  | 07/16/2015 | 07/16/2015 |  |  |  |  | 07/16/2015 | 07/16/2015
|  | MARQUETTE | MARQUETTE SERIES 2000 |  | Not Known | BRACHFIELD MEDICAL ASSOCIATES-MEDICINE |  |  |  | 01/01/1900 |  |  |  |  | NO | NO |  |  |  |  | MARQUETTE 10367045 Not Known |  |  | Disposition |  |  |  | Equipment | PAAR:00-PVAR | 11/02/2019 |  | COOPER AMBULATORY OFF-SITES |  |  | DISPOSITION |  | CATHY CRAWFORD
|  | MASIMO CORPORATION | MASIMO CORPORATION MASIMO TESTER |  | E17E2O | BIOMEDICAL |  |  |  | 01/28/2019 |  |  |  |  | NO | NO |  |  |  |  | MASIMO CORPORATION 30212612 E17E2O |  |  | Active |  | 99:99:99:99:99:99 |  | Test Equipment | 1Y:00-GEN | 01/28/2019 | 01/28/2019 | COOPER UNIVERSITY HOSPITAL |  |  |  | 0012366751 | Bonnie Aichroch | Preventative Maintenance | Closed | Bonnie Aichroth | 01/28/2019 | 01/28/2019 | PERFORMANCE ASSURANCE AT INVENTORY | INVENTORIED DEVICE AND ENSURED DEVICE WAS FUNCTIONING PROPERLY. | C31C828B-61AC-431E-8B66-5999C7E7DA61 | Labor | 01/28/2019 | 01/28/2019 | Michael Youch
|  | MASIMO CORPORATION | MASIMO CORPORATION MASIMO TESTER |  | E13BTY | BIOMEDICAL |  |  |  | 01/28/2019 |  |  |  |  | NO | NO |  |  |  |  | MASIMO CORPORATION 30212609 E13BTY |  |  | Active |  | 99:99:99:99:99:99 |  | Test Equipment | 1Y:00-GEN | 01/28/2019 | 01/28/2019 | COOPER UNIVERSITY HOSPITAL |  |  |  | 0012366757 | Bonnie Aichroch | Preventative Maintenance | Closed | Michael Youch | 01/28/2019 | 01/28/2019 | PERFORMANCE ASSURANCE AT INVENTORY | INVENTORIED DEVICE AND ENSURED DEVICE WAS FUNCTIONING PROPERLY. | C5A00FFF-8BD2-4BE0-8ABF-A9CC62278035 | Labor | 01/28/2019 | 01/28/2019 | Michael Youch
|  | MASIMO CORPORATION | MASIMO CORPORATION MASIMO TESTER |  | 10CM2 | BIOMEDICAL |  |  |  | 01/28/2019 |  |  |  |  | NO | NO |  |  |  |  | MASIMO CORPORATION 30212611 10CM2 |  |  | Active |  | 99:99:99:99:99:99 |  | Test Equipment | 1Y:00-GEN | 01/28/2019 | 01/28/2019 | COOPER UNIVERSITY HOSPITAL |  |  |  | 0012366753 | Bonnie Aichroch | Performance Verification | Closed | Michael Youch | 01/28/2019 | 01/28/2019 | INCOMING INVENTORY | DEVICE INVENTORIED | D59D39AD-A9C9-4B38-8A1B-A2CE6DF20B90 | Labor | 01/28/2019 | 01/28/2019 | Bonnie Aichroth
|  | MASIMO CORPORATION | MASIMO CORPORATION MASIMO TESTER |  | I5FFC | BIOMEDICAL |  |  |  | 01/28/2019 |  |  |  |  | NO | NO |  |  |  |  | MASIMO CORPORATION 30212610 I5FFC |  |  | Active |  | 99:99:99:99:99:99 |  | Test Equipment | 1Y:00-GEN | 01/28/2019 | 01/28/2019 | COOPER UNIVERSITY HOSPITAL |  |  |  | 0012366759 | Bonnie Aichroch | Preventative Maintenance | Closed | Michael Youch | 01/28/2019 | 01/28/2019 | PERFORMANCE ASSURANCE AT INVENTORY | INVENTORIED DEVICE AND ENSURED DEVICE WAS FUNCTIONING PROPERLY. | 6547E013-F597-460E-9E09-0062CCE3211B | Labor | 01/28/2019 | 01/28/2019 | Michael Youch
|  | MASIMO CORPORATION | MASIMO CORPORATION MASIMO TESTER |  | E17E2C | BIOMEDICAL |  |  |  | 01/28/2019 |  |  |  |  | NO | NO |  |  |  |  | MASIMO CORPORATION 30212608 E17E2C |  |  | Active |  | 99:99:99:99:99:99 |  | Test Equipment | 1Y:00-GEN | 01/28/2019 | 01/28/2019 | COOPER UNIVERSITY HOSPITAL |  |  |  | 0012366745 | Bonnie Aichroch | Preventative Maintenance | Closed | Michael Youch | 01/28/2019 | 01/28/2019 | PERFORMANCE ASSURANCE AT INVENTORY | INVENTORIED DEVICE AND ENSURED DEVICE WAS FUNCTIONING PROPERLY. | 3C8160EE-A8BC-4AAB-BE25-597A7CB4C416 | Labor | 01/28/2019 | 01/28/2019 | Bonnie Aichroth
|  | MASIMO CORPORATION | MASIMO CORPORATION PRONTO |  |  | KELEMEN N10 |  |  |  | 10/31/2019 |  |  |  |  | NO | NO |  |  |  |  | MASIMO CORPORATION 30296550 793780 |  |  | Active |  | 99:99:99:99:99:99 |  | Alarm | PAAR:00-PVAR | 10/31/2019 | 10/31/2019 | COOPER UNIVERSITY HOSPITAL |  |  |  | 0012586274 | Lisa Brooks | Preventative Maintenance | Closed | Josh Harris | 10/31/2019 | 10/31/2019 | PERFORMANCE ASSURANCE AT INVENTORY | INVENTORIED DEVICE AND ENSURED DEVICE WAS FUNCTIONING PROPERLY. | D60DA0DF-CE32-409E-B071-20B46E0EAC12 | Labor | 10/31/2019 | 10/31/2019 | Zhan Kiselev
|  | MASIMO CORPORATION | MASIMO CORPORATION RAD-57 |  |  | 3 COOPER - MEDICINE DEPARTMENT |  |  |  | 11/07/2017 |  |  |  |  | NO | NO |  |  |  |  | MASIMO CORPORATION 10769489 795279 |  |  | Active |  | 99:99:99:99:99:99 |  | Equipment | PAAR:00-PVAR | 11/02/2019 |  | COOPER AMBULATORY OFF-SITES |  |  |  | 0012742932 | NANCY LOUIS | Preventative Maintenance | Closed | Josh Harris | 01/31/2018 | 01/31/2018 | PERFORMANCE ASSURANCE AT INVENTORY | INVENTORIED DEVICE AND ENSURED DEVICE WAS FUNCTIONING PROPERLY. | 039FC0D1-D300-4014-9E08-F8ADD9C49E15 | Labor | 11/07/2017 | 11/07/2017 | Richard Jolly
|  | MASIMO CORPORATION | MASIMO CORPORATION RAD-57 |  |  | 3 COOPER - MEDICINE DEPARTMENT |  |  |  | 11/07/2017 |  |  |  |  | NO | NO |  |  |  |  | MASIMO CORPORATION 10769484 795150 |  |  | Active |  | 99:99:99:99:99:99 |  | Equipment | PAAR:00-PVAR | 11/01/2019 |  | COOPER AMBULATORY OFF-SITES |  |  |  | 0012742915 | NANCY LOUIS | Performance Verification | Closed | Josh Harris | 01/31/2018 | 01/31/2018 | INCOMING INVENTORY | DEVICE INVENTORIED | 4B8B5BD6-3618-4F21-B3F8-63B969DB3929 | Labor | 01/31/2018 | 01/31/2018 | Josh Harris
|  | MASIMO CORPORATION | MASIMO CORPORATION RAD-57 |  |  | 3 COOPER - MEDICINE DEPARTMENT |  |  |  | 11/07/2017 |  |  |  |  | NO | NO |  |  |  |  | MASIMO CORPORATION 10769485 785168 |  |  | Active |  | 99:99:99:99:99:99 |  | Equipment | PAAR:00-PVAR | 11/02/2019 |  | COOPER AMBULATORY OFF-SITES |  |  |  | 0012742928 | NANCY LOUIS | Performance Verification | Closed | Josh Harris | 01/31/2018 | 01/31/2018 | INCOMING INVENTORY | DEVICE INVENTORIED | 341ED501-51E4-4D3C-A721-8CFF43C1B482 | Labor | 01/31/2018 | 01/31/2018 | Josh Harris
|  | MASIMO CORPORATION | MASIMO CORPORATION RAD-57 |  |  | CARDIAC CATH LAB |  |  |  | 10/16/2019 |  |  |  |  | NO | NO |  |  |  |  | MASIMO CORPORATION 30296560 793564 |  |  | Disposition |  |  |  | Equipment | PAAR:00-PVAR | 10/16/2019 | 10/16/2019 | COOPER UNIVERSITY HOSPITAL |  |  | Disposition | WOT00000002552535 | LINDA BEAN | Repair | Closed | Stephen Zubrzycki | 10/16/2019 | 10/16/2019 | Portable Pulse Ox - Not working, runs on AA Batteries, changed them out still not working | Analyzed unit. Though customer stated that batteries were changed. 1 of the 4 batteries was completely dead. Replaced that battery and VPO | EXP2770217 | Labor | 10/16/2019 | 10/16/2019 | Stephen Zubrzycki
|  | MASIMO CORPORATION | MASIMO CORPORATION RAD-57 |  |  | MOTHER INFANT UNIT |  |  |  | 10/31/2019 |  |  |  |  | NO | NO |  |  |  |  | MASIMO CORPORATION 30296527 793764 |  |  | Active |  | 99:99:99:99:99:99 |  | Equipment | PAAR:00-PVAR | 10/31/2019 | 10/31/2019 | COOPER UNIVERSITY HOSPITAL |  |  |  | 0012586480 | Christina Smith | Preventative Maintenance | Closed | Josh Harris | 10/31/2019 | 10/31/2019 | PERFORMANCE ASSURANCE AT INVENTORY | INVENTORIED DEVICE AND ENSURED DEVICE WAS FUNCTIONING PROPERLY. | DB4A8093-223F-4823-BD6D-73BEA75266D0 | Labor | 10/31/2019 | 10/31/2019 | Gene Amodei
|  | MASIMO CORPORATION | MASIMO CORPORATION RAD-57 |  |  | 3 COOPER-PEDIATRICS |  |  |  | 10/31/2019 |  |  |  |  | NO | NO |  |  |  |  | MASIMO CORPORATION 30296518 792076 |  |  | Active |  | 99:99:99:99:99:99 |  | Equipment | PAAR:00-PVAR | 10/31/2019 | 10/31/2019 | COOPER AMBULATORY OFF-SITES |  |  | Suite 200 - Exam 220A | WOT00000001046499 | MAUREEN OBRIEN | Performance Verification | Closed | Stephen Zubrzycki | 10/31/2019 | 10/31/2019 | Performance Verification for MASIMO CORPORATION 30296518 792076 | Initial Install of Performance Verification. Device is ready for patient use. |  |  | 10/31/2019 | 10/31/2019
|  | MASIMO CORPORATION | MASIMO CORPORATION RAD-57 |  |  | 3 COOPER-PEDIATRICS |  |  |  | 10/31/2019 |  |  |  |  | NO | NO |  |  |  |  | MASIMO CORPORATION 30296510 793623 |  |  | Active |  | 99:99:99:99:99:99 |  | Equipment | PAAR:00-PVAR | 10/31/2019 | 10/31/2019 | COOPER AMBULATORY OFF-SITES |  |  | Suite 200 - Exam 25 | WOT00000001046467 | MAUREEN OBRIEN | Performance Verification | Closed | Stephen Zubrzycki | 10/31/2019 | 10/31/2019 | Performance Verification for MASIMO CORPORATION 30296510 793623 | Initial Install of Performance Verification. Device is ready for patient use. |  |  | 10/31/2019 | 10/31/2019
|  | MASIMO CORPORATION | MASIMO CORPORATION RADICAL-7 |  |  | SAME DAY PREOP -2ND FL PAVILION |  |  |  | 10/31/2019 |  |  |  |  | NO | NO |  |  |  |  | MASIMO CORPORATION 11222123 1000039550 |  |  | Active |  | 11:11:11:11:11:11 |  | Alarm | PAAR:00-PVAR | 10/31/2019 | 10/31/2019 | COOPER UNIVERSITY HOSPITAL |  |  | Performance Verification | WOT00000001060903 | JOE DRUCTOR | Performance Verification | Closed | Richard Jolly | 10/31/2019 | 10/31/2019 | Performance Verification for MASIMO CORPORATION 11222123 1000039550 | Initial Install of Performance Verification. Device is ready for patient use. |  |  | 10/31/2019 | 10/31/2019
|  | MASIMO CORPORATION | MASIMO CORPORATION RADICAL-7 |  |  | SAME DAY PREOP -2ND FL PAVILION |  |  |  | 10/31/2019 |  |  |  |  | NO | NO |  |  |  |  | MASIMO CORPORATION 11222124 1000003143 |  |  | Active |  | 11:11:11:11:11:11 |  | Alarm | PAAR:00-PVAR | 10/31/2019 | 10/31/2019 | COOPER UNIVERSITY HOSPITAL |  |  | Performance Verification | WOT00000001060884 | JOE DRUCTOR | Performance Verification | Closed | Richard Jolly | 10/31/2019 | 10/31/2019 | Performance Verification for MASIMO CORPORATION 11222124 1000003143 | Initial Install of Performance Verification. Device is ready for patient use. |  |  | 10/31/2019 | 10/31/2019
|  | MASIMO CORPORATION | MASIMO CORPORATION RAINBOW PULSE SET |  |  | HEART STATION |  |  |  | 07/09/2019 |  |  |  |  | NO | NO |  |  |  |  | MASIMO CORPORATION 30296535 792240 |  |  | Active |  | 99:99:99:99:99:99 |  | Alarm | 1Y:00-MFG | 07/09/2019 | 07/09/2019 | COOPER UNIVERSITY HOSPITAL |  |  |  | WOT00000001721671 | MARCEL JOHNSON | Repair | Closed | Zhan Kiselev | 07/09/2019 | 07/09/2019 | Pulse ox - won't turn on, changed batteries | Analyzed unit. Checked Batteries and found that batteries needed to be replaced. Replaced AA batteries. Department provided batteries. Verified Proper Operation | EXP1758746 | Labor | 07/09/2019 | 07/09/2019 | Zhan Kiselev
|  | MASIMO CORPORATION | MASIMO CORPORATION RAINBOW PULSE SET |  |  | MED/SURG 6 PAVILION |  |  |  | 02/22/2019 |  |  |  |  | NO | NO |  |  |  |  | MASIMO CORPORATION 30296508 793817 |  |  | Active |  | 99:99:99:99:99:99 |  | Alarm | 1Y:00-MFG | 02/22/2019 | 02/22/2019 | COOPER UNIVERSITY HOSPITAL |  |  | PAV 6 | WOT00000001413415 | BRIAN OSHAUGHNESSY | Repair | Closed | Gene Amodei | 02/22/2019 | 02/22/2019 | Pulse Ox Mobile - won't turn on, changed batteries, still won't turn on | checked unit batts in wrong, corrected and RTS | EXP1330641 | Labor | 02/22/2019 | 02/22/2019 | Gene Amodei
|  | MASIMO CORPORATION | MASIMO CORPORATION RAINBOW PULSE SET |  |  | SHORT PROCEDURE UNIT |  |  |  | 06/27/2019 |  |  |  |  | NO | NO |  |  |  |  | MASIMO CORPORATION 30296504 793953 |  |  | Active |  | 99:99:99:99:99:99 |  | Alarm | 1Y:00-VEN | 06/27/2019 | 06/27/2019 | COOPER UNIVERSITY HOSPITAL |  |  | 5th floor Kel | WOT00000000900570 | Lisa Geoghegan | Repair | Closed | Zhan Kiselev | 06/27/2019 | 06/27/2019 | portable pulse ox not functioning, gave 30296504, did not pull | Analyzed unit. Replaced Batteries. Batteries was provided by the department. | EXP0507754 | Labor | 06/27/2019 | 06/27/2019 | Zhan Kiselev
|  | MASTER -MITE | MASTER -MITE HEAT GUN |  |  | VOORHEES ORTHOPEDICS |  |  | excluded | 11/02/2019 |  |  |  |  | NO | NO |  |  |  |  | MASTER -MITE 210337405 210337405 |  |  | Active |  | 99:99:99:99:99:99 |  | Non-medical | PAAR:00-PVAR | 11/02/2019 | 11/02/2019 | COOPER AMBULATORY OFF-SITES |  |  | ORTHO PHYSI THRPY BACK RM |  | CAROL STRANTON |  |  |  | 11/02/2019 | 11/02/2019 |  |  |  |  | 11/02/2019 | 11/02/2019
|  | MAVIG | MAVIG PORTEGRA 2 |  | 0310/01413 | CARDIAC CATH LAB |  |  |  | 10/31/2019 |  |  |  |  | NO | NO |  |  |  |  | MAVIG 11187611 0310/01413 |  |  | Active |  |  |  | Equipment | PAAR:00-PVAR | 10/31/2019 | 10/31/2019 | COOPER UNIVERSITY HOSPITAL |  |  | CCL - Lab 1 | WOT00000003680619 | LINDA BEAN | Repair | Closed | Stephen Zubrzycki | 10/31/2019 | 10/31/2019 | Arm that holds the lead shield - has tape holding the casing up | Replaced covers and VPO | EXP4066318 | Parts | 10/31/2019 | 10/31/2019 | Stephen Zubrzycki
|  | MAXANT DIV. OF ELECO, INC. | MAXANT DIV. OF ELECO, INC. TECHLINE |  | 26893-04 | 401 KINGS HIGHWAY - ORTHOPEDICS |  |  | excluded | 01/01/1900 |  |  |  |  | NO | NO |  |  |  |  | MAXANT DIV. OF ELECO, INC. 10346119 26893-04 |  |  | Active |  | 99:99:99:99:99:99 |  | Equipment | PAAR:00-PVAR | 11/02/2019 |  | COOPER AMBULATORY OFF-SITES |  |  | exam 3 |  | HELEN BOYLE
|  | MAXANT DIV. OF ELECO, INC. | MAXANT DIV. OF ELECO, INC. VIEWBOX |  | Not Known | VOORHEES SURGERY CENTER-RADIOLOGY |  |  | excluded | 01/01/1900 |  |  |  |  | NO | NO |  |  |  |  | MAXANT DIV. OF ELECO, INC. 10356892 Not Known |  |  | Active |  | 99:99:99:99:99:99 |  | Equipment | PAAR:00-PVAR | 11/02/2019 |  | COOPER AMBULATORY OFF-SITES |  |  | SUITE B STEREOTATIC |  | PAT STIENES
|  | MAXANT DIV. OF ELECO, INC. | MAXANT DIV. OF ELECO, INC. VIEWBOX |  | Not Known | 3 COOPER-GAMMA KNIFE |  |  | excluded | 01/01/1900 |  |  |  |  | NO | NO |  |  |  |  | MAXANT DIV. OF ELECO, INC. 10345998 Not Known |  |  | Active |  | 99:99:99:99:99:99 |  | Equipment | PAAR:00-PVAR | 11/02/2019 |  | COOPER AMBULATORY OFF-SITES |  |  | SUITE 180 - EXAM 193 |  | ANNE BEXTON
|  | MAXANT DIV. OF ELECO, INC. | MAXANT DIV. OF ELECO, INC. VIEWBOX |  | Not Known | 3 COOPER-RADIOLOGY |  |  | excluded | 01/01/1900 |  |  |  |  | NO | NO |  |  |  |  | MAXANT DIV. OF ELECO, INC. 10345989 Not Known |  |  | Active |  | 99:99:99:99:99:99 |  | Equipment | PAAR:00-PVAR | 11/02/2019 |  | COOPER AMBULATORY OFF-SITES |  |  | SUITE 100 - ROOM 148 |  | JUDY ADIRZONE
|  | MAXANT DIV. OF ELECO, INC. | MAXANT DIV. OF ELECO, INC. VIEWBOX |  | Not Known | PENNSVILLE-MEDICINE |  |  | excluded | 01/01/1900 |  |  |  |  | NO | NO |  |  |  |  | MAXANT DIV. OF ELECO, INC. 10345930 Not Known |  |  | Active |  | 99:99:99:99:99:99 |  | Equipment | PAAR:00-PVAR | 11/02/2019 |  | COOPER AMBULATORY OFF-SITES |  |  | RM 15 |  | Heather Rhodes
|  | MAXANT DIV. OF ELECO, INC. | MAXANT DIV. OF ELECO, INC. VIEWBOX |  | Not Known | 3 COOPER-PREADMISSION TESTING |  |  | excluded | 01/01/1900 |  |  |  |  | NO | NO |  |  |  |  | MAXANT DIV. OF ELECO, INC. 10345525 Not Known |  |  | Active |  | 99:99:99:99:99:99 |  | Equipment | PAAR:00-PVAR | 11/02/2019 |  | COOPER AMBULATORY OFF-SITES |  |  | Suite 116 - Hallway |  | Karen Capone
|  | MAXANT DIV. OF ELECO, INC. | MAXANT DIV. OF ELECO, INC. VIEWBOX |  | Not Known | 3 COOPER-GAMMA KNIFE |  |  | excluded | 01/01/1900 |  |  |  |  | NO | NO |  |  |  |  | MAXANT DIV. OF ELECO, INC. 10345506 Not Known |  |  | Active |  | 99:99:99:99:99:99 |  | Equipment | PAAR:00-PVAR | 11/02/2019 |  | COOPER AMBULATORY OFF-SITES |  |  | SUITE 180 - EXAM 192 |  | ANNE BEXTON
|  | MAXANT DIV. OF ELECO, INC. | MAXANT DIV. OF ELECO, INC. VIEWBOX |  | Not Known | 3 COOPER-GAMMA KNIFE |  |  | excluded | 01/01/1900 |  |  |  |  | NO | NO |  |  |  |  | MAXANT DIV. OF ELECO, INC. 10345505 Not Known |  |  | Active |  | 99:99:99:99:99:99 |  | Equipment | PAAR:00-PVAR | 11/02/2019 |  | COOPER AMBULATORY OFF-SITES |  |  | SUITE 180 - EXAM 191 |  | ANNE BEXTON
|  | MCKESSON INFORMATION SOLUTIONS | MCKESSON INFORMATION SOLUTIONS HCH100HW7 |  |  | KENNEDY CATH LAB |  |  |  | 01/01/1900 |  |  |  |  | NO | NO |  |  |  |  | MCKESSON INFORMATION SOLUTIONS 10367220 202000040420 |  |  | Active |  | A0:48:1C:A9:EC:0E |  | Equipment | PAAR:00-PVAR | 11/02/2019 |  | COOPER AMBULATORY OFF-SITES |  |  | KENNEDY HOSPITAL SEWELL NJ | WOT00000001398848 | Bonnie Aichroch | Repair | Closed | Zhan Kiselev | 09/04/2018 | 11/06/2018 | Physician reporting station has no internet access, 3 caths need to be done, please call with an ETA as soon as possible | This work order was handled by IT. It was network problem. Verified Proper Operation of the Computer IT was already on site resolving IP conflict problem | EXP1322835 | Labor | 09/04/2018 | 09/04/2018 | Zhan Kiselev
|  | MCKESSON INFORMATION SOLUTIONS | MCKESSON INFORMATION SOLUTIONS HCH100HW7 |  |  | KENNEDY CATH LAB |  |  |  | 01/01/1900 |  |  |  |  | NO | NO |  |  |  |  | MCKESSON INFORMATION SOLUTIONS 10367217 202000040415 |  |  | Active |  | A0:48:1C:99:D1:1C |  | Equipment | PAAR:00-PVAR | 11/02/2019 |  | COOPER AMBULATORY OFF-SITES |  |  | KENNEDY HOSPITAL SEWELL NJ |  | Bonnie Aichroch
|  | MCKESSON INFORMATION SOLUTIONS | MCKESSON INFORMATION SOLUTIONS HCH300 |  | F0341 | CARDIAC CATH LAB |  |  |  | 10/31/2019 |  |  |  |  | NO | NO |  |  |  |  | MCKESSON INFORMATION SOLUTIONS 11187579 F0341 |  |  | Active |  | 99:99:99:99:99:99 |  | Equipment | PAAR:00-PVAR | 10/31/2019 | 10/31/2019 | COOPER UNIVERSITY HOSPITAL |  |  | Biomed | WOT00000002717146 | LINDA BEAN | Performance Verification | Closed | Stephen Zubrzycki | 10/31/2019 | 10/31/2019 | Performance Verification for MCKESSON INFORMATION SOLUTIONS 11187579 F0341 | Initial Install of Performance Verification. Device is ready for patient use. |  |  | 10/31/2019 | 10/31/2019
|  | MCKESSON INFORMATION SOLUTIONS | MCKESSON INFORMATION SOLUTIONS HEMO CONTROL UNIT (HCH200DW7) |  |  | CARDIAC CATH LAB |  |  |  | 01/12/2011 |  |  |  |  | NO | NO |  |  |  |  | MCKESSON INFORMATION SOLUTIONS 10725049 2011050256. |  |  | Disposition |  | 00:10:18:8A:67:9A |  | Equipment | PAAR:00-PVAR | 11/02/2019 |  | COOPER UNIVERSITY HOSPITAL |  |  | CCL - Lab 3 Control Room |  | LINDA BEAN
|  | MCKESSON INFORMATION SOLUTIONS | MCKESSON INFORMATION SOLUTIONS HEMO CONTROL UNIT (HCH200DW7) |  | OG324H742621AQ1UUL | CARDIAC CATH LAB |  |  |  | 01/12/2011 |  |  |  |  | NO | NO |  |  |  |  | MCKESSON INFORMATION SOLUTIONS 10368387 OG324H742621AQ1UUL |  |  | Disposition |  |  |  | Equipment | PAAR:00-PVAR | 11/02/2019 |  | COOPER UNIVERSITY HOSPITAL |  |  | CCL - EP2 |  | LINDA BEAN
|  | MCKESSON INFORMATION SOLUTIONS | MCKESSON INFORMATION SOLUTIONS HEMO CONTROL UNIT (HCH200DW7) |  |  | CARDIAC CATH LAB |  |  |  | 01/12/2011 |  |  |  |  | NO | NO |  |  |  |  | MCKESSON INFORMATION SOLUTIONS 10368381 2012012607 |  |  | Disposition |  | 00:10:18:AF:61:F2 |  | Equipment | PAAR:00-PVAR | 11/02/2019 |  | COOPER UNIVERSITY HOSPITAL |  |  | Disposition | WOT00000002109101 | LINDA BEAN | Cyber Remediation | Closed | Stephen Zubrzycki | 02/01/2019 | 04/10/2019 | SFT000279 McKesson (Change) Healthcare HCH200DW7 Wannacry Remediation | Contacted John Slowik (IT's Cath Lab division) and he informed me that the Wannacry Patch was installed on 5/15/17. See attached email chain. | EXP2279440 | Labor | 02/13/2019 | 02/13/2019 | Stephen Zubrzycki
|  | MCKESSON INFORMATION SOLUTIONS | MCKESSON INFORMATION SOLUTIONS HEMO CONTROL UNIT (HCH200DW7) |  | OG324H742621AQ1UKL | CARDIAC CATH LAB |  |  |  | 01/12/2011 |  |  |  |  | NO | NO |  |  |  |  | MCKESSON INFORMATION SOLUTIONS 10368378 OG324H742621AQ1UKL |  |  | Disposition |  |  |  | Equipment | PAAR:00-PVAR | 11/02/2019 |  | COOPER UNIVERSITY HOSPITAL |  |  | EP LAB 2 |  | LINDA BEAN
|  | MCKESSON INFORMATION SOLUTIONS | MCKESSON INFORMATION SOLUTIONS HEMO CONTROL UNIT (HCH200DW7) |  | 0G324H742621AQ1V3L | CARDIAC CATH LAB |  |  |  | 09/12/2012 |  |  |  |  | NO | NO |  |  |  |  | MCKESSON INFORMATION SOLUTIONS 10367885 0G324H742621AQ1V3L |  |  | Disposition |  |  |  | Equipment | PAAR:00-PVAR | 11/02/2019 |  | COOPER UNIVERSITY HOSPITAL |  |  | EP1 |  | LINDA BEAN
|  | MCKESSON INFORMATION SOLUTIONS | MCKESSON INFORMATION SOLUTIONS HEMO CONTROL UNIT (HCH200DW7) |  |  | CARDIAC CATH LAB |  |  |  | 09/12/2012 |  |  |  |  | NO | NO |  |  |  |  | MCKESSON INFORMATION SOLUTIONS 10367883 2012012606 |  |  | Disposition |  | 00:10:18:AF:61:FB |  | Equipment | PAAR:00-PVAR | 11/02/2019 |  | COOPER UNIVERSITY HOSPITAL |  |  | Disposition | WOT00000002109102 | LINDA BEAN | Cyber Remediation | Closed | Stephen Zubrzycki | 02/01/2019 | 04/10/2019 | SFT000279 McKesson (Change) Healthcare HCH200DW7 Wannacry Remediation | Contacted John Slowik (IT's Cath Lab division) and he informed me that the Wannacry Patch was installed on 5/15/17. See attached email chain. | EXP2279533 | Labor | 02/13/2019 | 02/13/2019 | Stephen Zubrzycki
|  | MCKESSON INFORMATION SOLUTIONS | MCKESSON INFORMATION SOLUTIONS HEMO CONTROL UNIT (HCH200DW7) |  | OG324H7426213EIDDL | CARDIAC CATH LAB |  |  |  | 01/12/2011 |  |  |  |  | NO | NO |  |  |  |  | MCKESSON INFORMATION SOLUTIONS 10367874 OG324H7426213EIDDL |  |  | Disposition |  |  |  | Equipment | PAAR:00-PVAR | 11/02/2019 |  | COOPER UNIVERSITY HOSPITAL |  |  | LAB 2 |  | LINDA BEAN
|  | MCKESSON INFORMATION SOLUTIONS | MCKESSON INFORMATION SOLUTIONS HEMO CONTROL UNIT (HCH200DW7) |  |  | CARDIAC CATH LAB |  |  |  | 01/12/2011 |  |  |  |  | NO | NO |  |  |  |  | MCKESSON INFORMATION SOLUTIONS 10367870 2011050255 |  |  | Disposition |  | 00:10:18:8A:67:A0 |  | Equipment | PAAR:00-PVAR | 11/02/2019 |  | COOPER UNIVERSITY HOSPITAL |  |  | Disposition | WOT00000000944108 | LINDA BEAN | Repair | Closed | Stephen Zubrzycki | 05/22/2018 | 05/25/2018 | McKesson scanner won't work. | Analyzed unit. There are 2 scanners that are acting up. One needs battery and the other one needs to be replaced. We are getting new scanner and battery from McKesson provided under contract. Tried replacing scanner. Apparently scanner needs new drivers that were not installed. McKesson cannot install since they cannot remote in. Were are working with Rose Alapat to have this resolved. Fixed the old scanner. All it needed was a battery. Replaced battery and associated old scanner with room. VPO | EXP0627674 | Labor | 05/24/2018 | 05/24/2018 | Stephen Zubrzycki
|  | MCKESSON INFORMATION SOLUTIONS | MCKESSON INFORMATION SOLUTIONS HEMO CONTROL UNIT (HCH200DW7) |  |  | CARDIAC CATH LAB |  |  |  | 01/12/2011 |  |  |  |  | NO | NO |  |  |  |  | MCKESSON INFORMATION SOLUTIONS 10367862 2011060201 |  |  | Disposition |  | BC:30:5B:DD:E6:BD |  | Equipment | PAAR:00-PVAR | 11/02/2019 |  | COOPER UNIVERSITY HOSPITAL |  |  | Disposition | WOT00000001148825 | LINDA BEAN | Repair | Closed | Stephen Zubrzycki | 07/05/2018 | 07/30/2018 | pulse ox spares are not picking up on McKesson system | Analyzed unit. Checked about 10 different pulse-ox cables and pigtails and probes. All checked out except for one pulse-ox cable that the dept will have to order. The BP-1000 10725164 that they were testing everything with was broken. It was already dispositioned in the system. Sending back to McKesson for a new one. VPO | EXP0867066 | Labor | 07/05/2018 | 07/05/2018 | Stephen Zubrzycki
|  | MCKESSON INFORMATION SOLUTIONS | MCKESSON INFORMATION SOLUTIONS HEMO CONTROL UNIT (HCH200DW7) |  | OG324H7426215425FL | CARDIAC CATH LAB |  |  |  | 01/12/2011 |  |  |  |  | NO | NO |  |  |  |  | MCKESSON INFORMATION SOLUTIONS 10367831 OG324H7426215425FL |  |  | Disposition |  |  |  | Equipment | PAAR:00-PVAR | 11/02/2019 |  | COOPER UNIVERSITY HOSPITAL |  |  | DISPOSITION | 0011629822 | LINDA BEAN | Repair | Closed | Zhan Kiselev | 05/11/2017 | 05/15/2017 | PULSE OX MASIMOW - CABLE ISNT WORKING - CATH LAB 3 | 5/15/2017 5:40:48 PM ZXKISELEV (ZXKISELEV 5/11/2017 12:00 AM) RECONNECTED FINGER PROBE. | 4FE8FC8A-616A-412B-817D-7B1813AFEA03 | Labor | 05/11/2017 | 05/11/2017 | Zhan Kiselev
|  | MCKESSON INFORMATION SOLUTIONS | MCKESSON INFORMATION SOLUTIONS HEMO CONTROL UNIT (HCH200DW7) |  | MXOG324H742615425UL | CARDIAC CATH LAB |  |  |  | 09/12/2012 |  |  |  |  | NO | NO |  |  |  |  | MCKESSON INFORMATION SOLUTIONS 10367820 MXOG324H742615425UL |  |  | Disposition |  |  |  | Equipment | PAAR:00-PVAR | 11/02/2019 |  | COOPER UNIVERSITY HOSPITAL |  |  | EP1 CONTROL ROOM |  | LINDA BEAN
|  | MCKESSON INFORMATION SOLUTIONS | MCKESSON INFORMATION SOLUTIONS HEMO CONTROL UNIT (HCH200DW7) |  |  | CARDIAC CATH LAB |  |  |  | 09/12/2012 |  |  |  |  | NO | NO |  |  |  |  | MCKESSON INFORMATION SOLUTIONS 10367822 2011050254 |  |  | Disposition |  | 00:10:18:8A:67:97 |  | Equipment | PAAR:00-PVAR | 11/02/2019 |  | COOPER UNIVERSITY HOSPITAL |  |  | Disposition |  | LINDA BEAN
|  | MCKESSON INFORMATION SOLUTIONS | MCKESSON INFORMATION SOLUTIONS HEMO CONTROL UNIT (HCH200DW7) |  |  | CARDIAC CATH LAB |  |  |  | 09/20/2012 |  |  |  |  | NO | NO |  |  |  |  | MCKESSON INFORMATION SOLUTIONS 10347582 2011050257 |  |  | Disposition |  | 00:10:18:8A:67:4C |  | Equipment | PAAR:00-PVAR | 11/02/2019 |  | COOPER UNIVERSITY HOSPITAL |  |  | Disposition | WOT00000002109105 | LINDA BEAN | Cyber Remediation | Closed | Stephen Zubrzycki | 02/01/2019 | 04/10/2019 | SFT000279 McKesson (Change) Healthcare HCH200DW7 Wannacry Remediation | Contacted John Slowik (IT's Cath Lab division) and he informed me that the Wannacry Patch was installed on 5/15/17. See attached email chain. | EXP2279394 | Labor | 02/13/2019 | 02/13/2019 | Stephen Zubrzycki
|  | MCKESSON INFORMATION SOLUTIONS | MCKESSON INFORMATION SOLUTIONS HEMO CONTROL UNIT (HCH200DW7) |  | 0G324H7426215429VL | CARDIAC CATH LAB |  |  |  | 09/20/2012 |  |  |  |  | NO | NO |  |  |  |  | MCKESSON INFORMATION SOLUTIONS 10347578 0G324H7426215429VL |  |  | Disposition |  |  |  | Equipment | PAAR:00-PVAR | 11/02/2019 |  | COOPER UNIVERSITY HOSPITAL |  |  | DISPOSITION | 0011726373 | LINDA BEAN | Repair | Closed | Stephen Zubrzycki | 05/31/2017 | 05/31/2017 | INFORMATION SYSTEMS, DATA MANAGEMENT SYSTEMS, CARDIOLOGY, HEMODYNAMIC - DISPOSITION - TMX | 5/31/2017 1:51:13 PM SJZUBRZYCKI (SJZUBRZYCKI 5/31/2017 12:00 AM) REMOVING FROM SERVICE PER ZHAN KIESELEV. SAID IT WAS PART OF SYSTEM 10347591 AND DOESN'T NEED A SEPARATE CEID 5/31/2017 1:51 PM SJZUBRZYCKI This device has been removed from an active status with the RSQ Database, and physically removed from the facility. Device retired on 5/31/2017; Authorized By: YES; Nature of Retirement: OTHER - PART OF SYSTEM 10347591; Days In Service: 726 | 1E2BA4A9-234B-437E-8FD5-13B6C539CECC | Labor | 05/31/2017 | 05/31/2017 | Stephen Zubrzycki
|  | MCKESSON INFORMATION SOLUTIONS | MCKESSON INFORMATION SOLUTIONS HEMO CONTROL UNIT (HCH200DW7) |  |  | CARDIAC CATH LAB |  |  |  | 11/02/2019 |  |  |  |  | NO | NO |  |  |  |  | MCKESSON INFORMATION SOLUTIONS 30143086 2011050256 |  |  | Disposition |  | 00:10:18:8A:67:9A |  | Equipment | PAAR:00-PVAR | 11/02/2019 | 11/02/2019 | COOPER UNIVERSITY HOSPITAL |  |  | CCL - Lab 3 Control Room | WOT00000000561894 | LINDA BEAN | Repair | Closed | Stephen Zubrzycki | 11/02/2019 | 11/02/2019 | Hemo monitor - EKG cables not working | VPO of unit with EKG simulator. Notified dept | EXP0170346 | Labor | 11/02/2019 | 11/02/2019 | Stephen Zubrzycki
|  | MCKESSON INFORMATION SOLUTIONS | MCKESSON INFORMATION SOLUTIONS HEMO CONTROL UNIT (HCH200DXP) |  | OG324H742621B71WRL | CARDIAC CATH LAB |  |  |  | 09/12/2012 |  |  |  |  | NO | NO |  |  |  |  | MCKESSON INFORMATION SOLUTIONS 10367884 OG324H742621B71WRL |  |  | Disposition |  |  |  | Equipment | PAAR:00-PVAR | 11/02/2019 |  | COOPER UNIVERSITY HOSPITAL |  |  | EP1 | 0011047414 | LINDA BEAN | Repair | Closed | Charles Santomero | 01/12/2017 | 01/18/2017 | DATA MANAGEMENT SYSTEM - NO POWER, CEID IS RETIRED - EP LAB | 1/18/2017 2:58:37 PM CTSANTOMERO (CTSANTOMERO 1/18/2017 12:00 AM) FOUND POWER CORD HAD COME OUT OF THE BACK OF THE UPS SOMEHOW. PLUGGED UPS BACK IN AND MCKESSON SYSTEM HAD POWER AGAIN. OVP, RTS (ZXKISELEV 1/18/2017 12:00 AM) FOUND POWER CORD HAD COME OUT OF THE BACK OF THE UPS SOMEHOW. PLUGGED UPS BACK IN AND MCKESSON SYSTEM HAD POWER AGAIN. OVP, RTS | D4C6D33A-8416-4AAE-904C-79330A0FABEF | Labor | 01/18/2017 | 01/18/2017 | Zhan Kiselev
|  | MCKESSON INFORMATION SOLUTIONS | MCKESSON INFORMATION SOLUTIONS HEMODYNAMIC MONITOR HCH100DXP |  |  | CARDIAC CATH LAB |  |  |  | 01/12/2011 |  |  |  |  | NO | NO |  |  |  |  | MCKESSON INFORMATION SOLUTIONS 10369651 2011050252 |  |  | Disposition |  | BC:30:5B:DD:E6:34 |  | Equipment | PAAR:00-PVAR | 11/02/2019 |  | COOPER UNIVERSITY HOSPITAL |  |  | Disposition | WOT00000000512825 | LINDA BEAN | Disposition | Closed | Stephen Zubrzycki | 02/08/2018 | 05/13/2019 | Bulk Disposition CNL
|  | MCKESSON INFORMATION SOLUTIONS | MCKESSON INFORMATION SOLUTIONS HEMODYNAMIC MONITOR HCH100DXP |  |  | CARDIAC CATH LAB |  |  |  | 01/12/2011 |  |  |  |  | NO | NO |  |  |  |  | MCKESSON INFORMATION SOLUTIONS 10368380 2012012605 |  |  | Disposition |  | D0:67:E5:E6:F6:22 |  | Equipment | PAAR:00-PVAR | 11/02/2019 |  | COOPER UNIVERSITY HOSPITAL |  |  | Disposition | WOT00000002893973 | LINDA BEAN | Disposition | Closed | Stephen Zubrzycki | 06/13/2019 | 06/13/2019 | Equipment Disposition | All of the old McKesson computers and been replaced. | EXP3148222 | Labor | 06/13/2019 | 06/13/2019 | Stephen Zubrzycki
|  | MCKESSON INFORMATION SOLUTIONS | MCKESSON INFORMATION SOLUTIONS HEMODYNAMIC MONITOR HCH100DXP |  | OG324H74262B7265L | CARDIAC CATH LAB |  |  |  | 01/12/2011 |  |  |  |  | NO | NO |  |  |  |  | MCKESSON INFORMATION SOLUTIONS 10368377 OG324H74262B7265L |  |  | Disposition |  |  |  | Equipment | PAAR:00-PVAR | 11/02/2019 |  | COOPER UNIVERSITY HOSPITAL |  |  | EP 2 |  | LINDA BEAN
|  | MCKESSON INFORMATION SOLUTIONS | MCKESSON INFORMATION SOLUTIONS HEMODYNAMIC MONITOR HCH100DXP |  |  | CARDIAC CATH LAB |  |  |  | 09/12/2012 |  |  |  |  | NO | NO |  |  |  |  | MCKESSON INFORMATION SOLUTIONS 10367881 2012012604 |  |  | Disposition |  | D0:67:E5:EA:9D:70 |  | Equipment | PAAR:00-PVAR | 11/02/2019 |  | COOPER UNIVERSITY HOSPITAL |  |  | Disposition |  | LINDA BEAN
|  | MCKESSON INFORMATION SOLUTIONS | MCKESSON INFORMATION SOLUTIONS HEMODYNAMIC MONITOR HCH100DXP |  | OG324H7426213FIVVL | CARDIAC CATH LAB |  |  |  | 01/12/2011 |  |  |  |  | NO | NO |  |  |  |  | MCKESSON INFORMATION SOLUTIONS 10367873 OG324H7426213FIVVL |  |  | Disposition |  |  |  | Equipment | PAAR:00-PVAR | 11/02/2019 |  | COOPER UNIVERSITY HOSPITAL |  |  | LAB 2 |  | LINDA BEAN
|  | MCKESSON INFORMATION SOLUTIONS | MCKESSON INFORMATION SOLUTIONS HEMODYNAMIC MONITOR HCH100DXP |  |  | CARDIAC CATH LAB |  |  |  | 01/12/2011 |  |  |  |  | NO | NO |  |  |  |  | MCKESSON INFORMATION SOLUTIONS 10367869 2011050251 |  |  | Disposition |  | 00:26:B9:79:E7:D4 |  | Equipment | PAAR:00-PVAR | 11/01/2019 |  | COOPER UNIVERSITY HOSPITAL |  |  | Disposition |  | LINDA BEAN
|  | MCKESSON INFORMATION SOLUTIONS | MCKESSON INFORMATION SOLUTIONS HEMODYNAMIC MONITOR HCH100DXP |  | DG324H7426215425TL | CARDIAC CATH LAB |  |  |  | 01/12/2011 |  |  |  |  | NO | NO |  |  |  |  | MCKESSON INFORMATION SOLUTIONS 10367863 DG324H7426215425TL |  |  | Disposition |  | 00:00:00:00:00:00 |  | Equipment | PAAR:00-PVAR | 11/01/2019 |  | COOPER UNIVERSITY HOSPITAL |  |  | CCL - EP2 | WOT00000002134209 | LINDA BEAN | Disposition | Closed | Stephen Zubrzycki | 02/08/2019 | 02/11/2019 | Equipment Disposition | This unit is just the monitor for CEID 10368380 (McKesson computer). None of the other monitors are inventoried just the computers and the Cardio Units and Modules.Tacked on Labor Expense time for getting Mac IDs and IP address for Cath Lab. | EXP2244245 | Labor | 02/08/2019 | 02/08/2019 | Stephen Zubrzycki
|  | MCKESSON INFORMATION SOLUTIONS | MCKESSON INFORMATION SOLUTIONS HEMODYNAMIC MONITOR HCH100DXP |  | OG324H74262154277L | CARDIAC CATH LAB |  |  |  | 01/12/2011 |  |  |  |  | NO | NO |  |  |  |  | MCKESSON INFORMATION SOLUTIONS 10367830 OG324H74262154277L |  |  | Disposition |  |  |  | Equipment | PAAR:00-PVAR | 11/02/2019 |  | COOPER UNIVERSITY HOSPITAL |  |  | LAB 3 control room |  | LINDA BEAN
|  | MCKESSON INFORMATION SOLUTIONS | MCKESSON INFORMATION SOLUTIONS HEMODYNAMIC MONITOR HCH100DXP |  | MXOG324H7426215425LL | CARDIAC CATH LAB |  |  |  | 09/12/2012 |  |  |  |  | NO | NO |  |  |  |  | MCKESSON INFORMATION SOLUTIONS 10367819 MXOG324H7426215425LL |  |  | Disposition |  |  |  | Equipment | PAAR:00-PVAR | 11/02/2019 |  | COOPER UNIVERSITY HOSPITAL |  |  | EP1 CONTROL ROOM |  | LINDA BEAN
|  | MCKESSON INFORMATION SOLUTIONS | MCKESSON INFORMATION SOLUTIONS HEMODYNAMIC MONITOR HCH100DXP |  |  | CARDIAC CATH LAB |  |  |  | 09/12/2012 |  |  |  |  | NO | NO |  |  |  |  | MCKESSON INFORMATION SOLUTIONS 10367823 2011050250 |  |  | Disposition |  | BC:30:5B:DA:99:A0 |  | Equipment | PAAR:00-PVAR | 11/02/2019 |  | COOPER UNIVERSITY HOSPITAL |  |  | Disposition |  | LINDA BEAN
|  | MCKESSON INFORMATION SOLUTIONS | MCKESSON INFORMATION SOLUTIONS HEMODYNAMIC MONITOR HCH100DXP |  |  | CARDIAC CATH LAB |  |  |  | 09/20/2012 |  |  |  |  | NO | NO |  |  |  |  | MCKESSON INFORMATION SOLUTIONS 10347581 2011050253 |  |  | Disposition |  | BC:30:5B:DD:E6:54 |  | Equipment | PAAR:00-PVAR | 11/02/2019 |  | COOPER UNIVERSITY HOSPITAL |  |  | Disposition | WOT00000000553172 | LINDA BEAN | Repair | Closed | Stephen Zubrzycki | 02/20/2018 | 05/25/2018 | wont turn on | Analyzed unit. Charlie assisted. Disconnected and reconnected VGA cabling from splitter and Rebooted both Hemo and Waveform McKesson computers. John from IT Cardio went up to try reconnecting mouse to work between both computers. John from IT said he will take over the call. Called in McKesson. McKesson will be coming in 2/21/18 to resolve issue. John from IT is handling call. | EXP0146443 | Labor | 02/20/2018 | 02/20/2018 | Charles Santomero
|  | MCKESSON INFORMATION SOLUTIONS | MCKESSON INFORMATION SOLUTIONS HEMODYNAMIC MONITOR HCH100DXP |  | 0G342H7420215425DL | CARDIAC CATH LAB |  |  |  | 09/20/2012 |  |  |  |  | NO | NO |  |  |  |  | MCKESSON INFORMATION SOLUTIONS 10347577 0G342H7420215425DL |  |  | Disposition |  |  |  | Equipment | PAAR:00-PVAR | 11/02/2019 |  | COOPER UNIVERSITY HOSPITAL |  |  | DISPOSITION | 0011726371 | LINDA BEAN | Repair | Closed | Stephen Zubrzycki | 05/31/2017 | 05/31/2017 | INFORMATION SYSTEMS, DATA MANAGEMENT SYSTEMS, CARDIOLOGY, HEMODYNAMIC - DISPOSITION - TMX | 5/31/2017 1:50:25 PM SJZUBRZYCKI (SJZUBRZYCKI 5/31/2017 12:00 AM) REMOVING FROM SERVICE PER ZHAN KIESELEV. SAID IT WAS PART OF SYSTEM 10347591 AND DOESN'T NEED A SEPARATE CEID 5/31/2017 1:50 PM SJZUBRZYCKI This device has been removed from an active status with the RSQ Database, and physically removed from the facility. Device retired on 5/31/2017; Authorized By: YES; Nature of Retirement: OTHER - PART OF SYSTEM 10347591; Days In Service: 726 | 5895AD59-D72D-44AF-B169-D73B131F2C35 | Labor | 05/31/2017 | 05/31/2017 | Stephen Zubrzycki
|  | MCKESSON INFORMATION SOLUTIONS | MCKESSON INFORMATION SOLUTIONS MCKESSON CARDIOLOGY HCH220 |  |  | KENNEDY CATH LAB |  |  |  | 01/01/1900 |  |  |  |  | NO | NO |  |  |  |  | MCKESSON INFORMATION SOLUTIONS 10367216 202000040416 |  |  | Active |  | A0:48:1C:7F:6F:BD |  | Accessory | PAAR:00-PVAR | 11/02/2019 |  | COOPER AMBULATORY OFF-SITES |  |  | KENNEDY HOSPITAL SEWELL NJ | WOT00000003730289 | Bonnie Aichroch | Cyber Remediation | Open | Zhan Kiselev | 09/16/2019 |  | SFT000373 McKesson / Change / Horizon Cardiology Systems Vulnerability Remediation
|  | MCKESSON INFORMATION SOLUTIONS | MCKESSON INFORMATION SOLUTIONS MCKESSON CARDIOLOGY HEMO |  |  | CARDIAC CATH LAB |  |  |  | 10/31/2019 |  |  |  |  | NO | NO |  |  |  |  | MCKESSON INFORMATION SOLUTIONS 11187578 2012012602 |  |  | Active |  |  |  | Equipment | PAAR:00-PVAR | 10/31/2019 | 10/31/2019 | COOPER UNIVERSITY HOSPITAL |  |  | CCL - EP1 Control Room | WOT00000002858969 | LINDA BEAN | Performance Verification | Closed | Stephen Zubrzycki | 10/31/2019 | 10/31/2019 | Performance Verification for MCKESSON INFORMATION SOLUTIONS 11187578 2012012602 | Initial Install of Performance Verification. Device is ready for patient use. |  |  | 10/31/2019 | 10/31/2019
|  | MCKESSON INFORMATION SOLUTIONS | MCKESSON INFORMATION SOLUTIONS MCKESSON CARDIOLOGY HEMO |  |  | CARDIAC CATH LAB |  |  |  | 10/31/2019 |  |  |  |  | NO | NO |  |  |  |  | MCKESSON INFORMATION SOLUTIONS 11187574 2011050247 |  |  | Active |  | 99:99:99:99:99:99 |  | Equipment | PAAR:00-PVAR | 10/31/2019 | 10/31/2019 | COOPER UNIVERSITY HOSPITAL |  |  | CCL - Lab 4 Control Room |  | LINDA BEAN |  |  |  | 10/31/2019 | 10/31/2019 |  |  |  |  | 10/31/2019 | 10/31/2019
|  | MCKESSON INFORMATION SOLUTIONS | MCKESSON INFORMATION SOLUTIONS MCKESSON CARDIOLOGY HEMO |  | F1217 | CARDIAC CATH LAB |  |  |  | 12/20/2016 |  |  |  |  | NO | NO |  |  |  |  | MCKESSON INFORMATION SOLUTIONS 10649777 F1217 |  |  | Active |  | 99:99:99:99:99:99 |  | Equipment | PAAR:00-PVAR | 10/31/2019 |  | COOPER UNIVERSITY HOSPITAL |  |  | CCL - Lab 3 Control Room | 0011491242 | LINDA BEAN | Performance Verification | Closed | Bonnie Aichroth | 04/18/2017 | 04/18/2017 | INCOMING INVENTORY | DEVICE INVENTORIED | 30664CE1-C0E7-45C6-965C-490FD311384C | Labor | 04/18/2017 | 04/18/2017 | Bonnie Aichroth
|  | MCKESSON INFORMATION SOLUTIONS | MCKESSON INFORMATION SOLUTIONS MCKESSON CARDIOLOGY HEMO |  |  | CARDIAC CATH LAB |  |  |  | 01/12/2011 |  |  |  |  | NO | NO |  |  |  |  | MCKESSON INFORMATION SOLUTIONS 10367850 2011050248 |  |  | Disposition |  | 99:99:99:99:99:99 |  | Equipment | PAAR:00-PVAR | 11/02/2019 |  | COOPER UNIVERSITY HOSPITAL |  |  | CCL - Lab 2 |  | LINDA BEAN
|  | MCKESSON INFORMATION SOLUTIONS | MCKESSON INFORMATION SOLUTIONS MCKESSON CARDIOLOGY HEMO |  |  | CARDIAC CATH LAB |  |  |  | 09/12/2012 |  |  |  |  | NO | NO |  |  |  |  | MCKESSON INFORMATION SOLUTIONS 10367813 2011050249 |  |  | Disposition |  |  |  | Equipment | PAAR:00-PVAR | 11/01/2019 |  | COOPER UNIVERSITY HOSPITAL |  |  | EP1 |  | LINDA BEAN
|  | MCKESSON INFORMATION SOLUTIONS | MCKESSON INFORMATION SOLUTIONS MCKESSON CARDIOLOGY HEMO |  | F0778 | KENNEDY CATH LAB |  |  |  | 01/01/1900 |  |  |  |  | NO | NO |  |  |  |  | MCKESSON INFORMATION SOLUTIONS 10367224 F0778 |  |  | Disposition |  | 99:99:99:99:99:99 |  | Equipment | PAAR:00-PVAR | 11/02/2019 |  | COOPER AMBULATORY OFF-SITES |  |  | KENNEDY HOSPITAL SEWELL NJ | WOT00000002525481 | Bonnie Aichroch | Disposition | Closed | Stephen Zubrzycki | 04/12/2019 | 04/16/2019 | Equipment Disposition | Zhan couldn't locate unit when he was out at Kennedy Cath Lab to get CDI information. Checked with staff and they could not locate the unit. | EXP2693667 | Labor | 04/12/2019 | 04/12/2019 | Stephen Zubrzycki
|  | MCKESSON INFORMATION SOLUTIONS | MCKESSON INFORMATION SOLUTIONS MCKESSON CARDIOLOGY HEMO |  |  | KENNEDY CATH LAB |  |  |  | 01/01/1900 |  |  |  |  | NO | NO |  |  |  |  | MCKESSON INFORMATION SOLUTIONS 10367215 50257109 |  |  | Active |  | 99:99:99:99:99:99 |  | Equipment | PAAR:00-PVAR | 11/02/2019 |  | COOPER AMBULATORY OFF-SITES |  |  | KENNEDY HOSPITAL SEWELL NJ | WOT00000003730287 | Bonnie Aichroch | Cyber Remediation | Open | Zhan Kiselev | 09/16/2019 |  | SFT000373 McKesson / Change / Horizon Cardiology Systems Vulnerability Remediation
|  | MCKESSON INFORMATION SOLUTIONS | MCKESSON INFORMATION SOLUTIONS MCKESSON CARDIOLOGY HEMO |  | F0316 | CARDIAC CATH LAB |  |  |  | 03/24/2016 |  |  |  |  | NO | NO |  |  |  |  | MCKESSON INFORMATION SOLUTIONS 10365310 F0316 |  |  | Disposition |  |  |  | Equipment | PAAR:00-PVAR | 10/16/2019 |  | COOPER UNIVERSITY HOSPITAL |  |  | CATH LAB 1 |  | LINDA BEAN
|  | MCKESSON MEDICAL SURGICAL CORP | MCKESSON MEDICAL SURGICAL CORP 22-900 |  | MK1805012 | DO NOT USE - ELMER SURGERY |  |  |  | 08/04/2015 |  |  |  |  | NO | NO |  |  |  |  | MCKESSON MEDICAL SURGICAL CORP 26363 MK1805012 |  |  | Disposition |  |  |  | High Risk | 6M:00-MFG | 08/04/2015 | 08/04/2015 | COOPER AMBULATORY OFF-SITES |  |  | SUITE 4 |  | MARGE VANSANT |  |  |  | 08/04/2015 | 08/04/2015 |  |  |  |  | 08/04/2015 | 08/04/2015
|  | MCUBE TECHNOLOGY | MCUBE TECHNOLOGY CUBESCAN BIOCON-500 |  | BC500-D4127905 | VOORHEES SURGERY CENTER-SURGERY DEPT |  |  |  | 11/24/2010 |  |  |  |  | NO | NO |  |  |  |  | MCUBE TECHNOLOGY 10344816 BC500-D4127905 |  |  | Disposition |  |  |  | Equipment | 1Y:00-CAL | 04/14/2016 | 04/01/2020 | COOPER AMBULATORY OFF-SITES |  |  | SUITE G PROC RM A |  | Theresa Megali
|  | MCUBE TECHNOLOGY | MCUBE TECHNOLOGY CUBESCAN BIOCON-700 |  | G6238509 | MED/SURG 6 PAVILION |  |  |  | 02/21/2019 |  |  |  |  | NO | NO |  |  |  |  | MCUBE TECHNOLOGY 30144855 G6238509 |  |  | Active |  | 99:99:99:99:99:99 |  | Equipment | 1Y:00-CAL | 02/21/2019 | 02/21/2019 | COOPER UNIVERSITY HOSPITAL |  |  | Lab 662 |  | BRIAN OSHAUGHNESSY |  |  |  | 02/21/2019 | 02/21/2019 |  |  |  |  | 02/21/2019 | 02/21/2019
TL10732222 |  | MD RESOURCES | MD RESOURCES K-PUMP |  | KP-160422-1 | 127 CHURCH - SURGERY |  |  |  | 10/16/2019 |  |  |  |  | NO | NO |  |  |  |  | MD RESOURCES TL10732222 KP-160422-1 |  |  | Disposition |  | 99:99:99:99:99:99 |  | Equipment | PAAR:00-PVAR | 10/16/2019 | 10/16/2019 | COOPER AMBULATORY OFF-SITES |  |  |  | 0012740549 | Carmen Rivera | Preventative Maintenance | Closed | Josh Harris | 10/16/2019 | 10/16/2019 | PERFORMANCE ASSURANCE AT INVENTORY | INVENTORIED DEVICE AND ENSURED DEVICE WAS FUNCTIONING PROPERLY. | 4BC11213-C440-4ED2-B4DC-2B4B7C5B7B26 | Labor | 10/16/2019 | 10/16/2019 | Kirk Lis
|  | MEDASONICS INC. | MEDASONICS INC. BF4A |  |  | TRAUMA ICU |  |  |  | 01/01/1900 |  |  |  |  | NO | NO |  |  |  |  | MEDASONICS INC. 01613 0146 |  |  | Disposition |  |  |  | Equipment | PAAR:00-PVAR | 10/16/2019 |  | COOPER UNIVERSITY HOSPITAL |  |  |  |  | Diane Floyd
|  | MEDASONICS INC. | MEDASONICS INC. BF4A |  | B32590 | KELEMEN 8 PCU |  |  |  | 01/01/1900 |  |  |  |  | NO | NO |  |  |  |  | MEDASONICS INC. 00069 B32590 |  |  | Disposition |  |  |  | Equipment | PAAR:00-PVAR | 10/16/2019 |  | COOPER UNIVERSITY HOSPITAL |  |  | SOUTH 8 |  | BYRON WELLS
|  | MEDASONICS INC. | MEDASONICS INC. BF4A |  | B29477 | TSDU - KELEMEN S7 |  |  |  | 01/01/1900 |  |  |  |  | NO | NO |  |  |  |  | MEDASONICS INC. 00350 B29477 |  |  | Disposition |  |  |  | Equipment | PAAR:00-PVAR | 10/16/2019 |  | COOPER UNIVERSITY HOSPITAL |  |  | S7 |  | JEN VANDER HORN
|  | MEDASONICS INC. | MEDASONICS INC. BF4B |  |  | CARDIAC CATH LAB |  |  |  | 01/01/1900 |  |  |  |  | NO | NO |  |  |  |  | MEDASONICS INC. 06843 18127 |  |  | Disposition |  |  |  | Equipment | 6M:00-BAT | 10/02/2015 | 02/01/2020 | COOPER UNIVERSITY HOSPITAL |  |  |  |  | LINDA BEAN
|  | MEDELA | MEDELA BABYWEIGH (0407012) |  | B10510 | RIPPA CENTER-OB/GYN |  |  | excluded | 08/04/2017 |  |  |  |  | NO | NO |  |  |  |  | MEDELA 10732137 B10510 |  |  | Active |  | 99:99:99:99:99:99 |  | Equipment | PAAR:00-PVAR | 10/31/2019 |  | COOPER AMBULATORY OFF-SITES |  |  | Kitchen Area lower cabinet | 0012389777 | PATRICIA HUFF | Performance Verification | Closed | Josh Harris | 11/07/2017 | 11/07/2017 | INCOMING INVENTORY | DEVICE INVENTORIED | 094E373E-65ED-4D52-AE35-85A7E6BF5006 | Labor | 11/07/2017 | 11/07/2017 | Josh Harris
|  | MEDELA | MEDELA BASIC 036 |  |  | OPERATING ROOM - PAVILION |  |  |  | 08/28/2007 |  |  |  |  | NO | NO |  |  |  |  | MEDELA 10368306 1040866 |  |  | Disposition |  | 99:99:99:99:99:99 |  | Equipment | PAAR:00-PVAR | 11/02/2019 |  | COOPER UNIVERSITY HOSPITAL |  |  | OR HALL | WOT00000001045969 | DOMINIC VENDETTA | Disposition | Closed | Salvatore Bombara | 06/14/2018 | 06/14/2018 | Equipment Disposition | unit is damaged beyond repair. Unit is no longer supported. Retire unit | EXP0741112 | Labor | 06/14/2018 | 06/14/2018 | Salvatore Bombara
|  | MEDELA | MEDELA SYMPHONY |  |  | MOTHER INFANT UNIT |  |  | excluded | 10/31/2019 |  |  |  |  | NO | NO |  |  |  |  | MEDELA 11221984 1758805 |  |  | Active |  |  |  | Equipment | PAAR:00-PVAR | 10/31/2019 | 10/31/2019 | COOPER UNIVERSITY HOSPITAL |  |  | UHS NBP0108 | WOT00000002760730 | Christina Smith | Performance Verification | Closed | Josh Harris | 10/31/2019 | 10/31/2019 | CEID Record Completion for MEDELA 11221984 1758805 | Inventoried new unit. | EXP3066597 | Labor | 10/31/2019 | 10/31/2019 | Josh Harris
|  | MEDELA | MEDELA SYMPHONY |  |  | MOTHER INFANT UNIT |  |  | excluded | 10/31/2019 |  |  |  |  | NO | NO |  |  |  |  | MEDELA 11221982 1758741 |  |  | Active |  |  |  | Equipment | PAAR:00-PVAR | 10/31/2019 | 10/31/2019 | COOPER UNIVERSITY HOSPITAL |  |  | UHS NBP0131 | WOT00000002760726 | Christina Smith | Performance Verification | Closed | Josh Harris | 10/31/2019 | 10/31/2019 | CEID Record Completion for MEDELA 11221982 1758741 | Inventoried new unit. | EXP3066604 | Labor | 10/31/2019 | 10/31/2019 | Josh Harris
|  | MEDELA | MEDELA SYMPHONY |  |  | MOTHER INFANT UNIT |  |  | excluded | 10/31/2019 |  |  |  |  | NO | NO |  |  |  |  | MEDELA 11221983 1758845 |  |  | Active |  |  |  | Equipment | PAAR:00-PVAR | 10/31/2019 | 10/31/2019 | COOPER UNIVERSITY HOSPITAL |  |  | UHS NBP0117 | WOT00000002760727 | Christina Smith | Performance Verification | Closed | Gene Amodei | 10/31/2019 | 10/31/2019 | Performance Verification for MEDELA 11221983 1758845 | Initial Install of Performance Verification. Device is ready for patient use. |  |  | 10/31/2019 | 10/31/2019
|  | MEDELA | MEDELA SYMPHONY |  |  | MOTHER INFANT UNIT |  |  | excluded | 10/31/2019 |  |  |  |  | NO | NO |  |  |  |  | MEDELA 11221981 1758857 |  |  | Active |  |  |  | Equipment | PAAR:00-PVAR | 10/31/2019 | 10/31/2019 | COOPER UNIVERSITY HOSPITAL |  |  | UHS NBP0105 | WOT00000002760724 | Christina Smith | Performance Verification | Closed | Josh Harris | 10/31/2019 | 10/31/2019 | CEID Record Completion for MEDELA 11221981 1758857 | Inventoried new unit. | EXP3066607 | Labor | 10/31/2019 | 10/31/2019 | Josh Harris
|  | MEDELA | MEDELA SYMPHONY |  |  | MOTHER INFANT UNIT |  |  | excluded | 10/31/2019 |  |  |  |  | NO | NO |  |  |  |  | MEDELA 11221980 1758817 |  |  | Active |  |  |  | Equipment | PAAR:00-PVAR | 10/31/2019 | 10/31/2019 | COOPER UNIVERSITY HOSPITAL |  |  | UHS NBP0126 | WOT00000002760721 | Christina Smith | Performance Verification | Closed | Gene Amodei | 10/31/2019 | 10/31/2019 | Performance Verification for MEDELA 11221980 1758817 | Initial Install of Performance Verification. Device is ready for patient use. |  |  | 10/31/2019 | 10/31/2019
|  | MEDELA | MEDELA SYMPHONY |  |  | MOTHER INFANT UNIT |  |  | excluded | 10/31/2019 |  |  |  |  | NO | NO |  |  |  |  | MEDELA 11221979 1758683 |  |  | Active |  |  |  | Equipment | PAAR:00-PVAR | 10/31/2019 | 10/31/2019 | COOPER UNIVERSITY HOSPITAL |  |  | UHS NBP0137 | WOT00000002760720 | Christina Smith | Performance Verification | Closed | Josh Harris | 10/31/2019 | 10/31/2019 | CEID Record Completion for MEDELA 11221979 1758683 | Inventoried new unit. | EXP3066614 | Labor | 10/31/2019 | 10/31/2019 | Josh Harris
|  | MEDELA | MEDELA SYMPHONY |  |  | MOTHER INFANT UNIT |  |  | excluded | 10/31/2019 |  |  |  |  | NO | NO |  |  |  |  | MEDELA 11221978 1758827 |  |  | Active |  |  |  | Equipment | PAAR:00-PVAR | 10/31/2019 | 10/31/2019 | COOPER UNIVERSITY HOSPITAL |  |  | UHS NBP0122 | WOT00000002760715 | Christina Smith | Performance Verification | Closed | Gene Amodei | 10/31/2019 | 10/31/2019 | Performance Verification for MEDELA 11221978 1758827 | Initial Install of Performance Verification. Device is ready for patient use. |  |  | 10/31/2019 | 10/31/2019
|  | MEDELA | MEDELA SYMPHONY |  |  | MOTHER INFANT UNIT |  |  | excluded | 10/31/2019 |  |  |  |  | NO | NO |  |  |  |  | MEDELA 11221977 1758754 |  |  | Active |  |  |  | Equipment | PAAR:00-PVAR | 10/31/2019 | 10/31/2019 | COOPER UNIVERSITY HOSPITAL |  |  | UHS NBP0120 | WOT00000002760713 | Christina Smith | Performance Verification | Closed | Gene Amodei | 10/31/2019 | 10/31/2019 | Performance Verification for MEDELA 11221977 1758754 | Initial Install of Performance Verification. Device is ready for patient use. |  |  | 10/31/2019 | 10/31/2019
|  | MEDELA | MEDELA SYMPHONY |  |  | MOTHER INFANT UNIT |  |  | excluded | 10/31/2019 |  |  |  |  | NO | NO |  |  |  |  | MEDELA 11221976 1758815 |  |  | Active |  |  |  | Equipment | PAAR:00-PVAR | 10/31/2019 | 10/31/2019 | COOPER UNIVERSITY HOSPITAL |  |  | UHS NBP0121 | WOT00000002760712 | Christina Smith | Performance Verification | Closed | Josh Harris | 10/31/2019 | 10/31/2019 | CEID Record Completion for MEDELA 11221976 1758815 | Inventoried new unit. | EXP3065070 | Labor | 10/31/2019 | 10/31/2019 | Josh Harris
|  | MEDELA | MEDELA SYMPHONY |  |  | MOTHER INFANT UNIT |  |  | excluded | 10/31/2019 |  |  |  |  | NO | NO |  |  |  |  | MEDELA 11221975 1758728 |  |  | Active |  |  |  | Equipment | PAAR:00-PVAR | 10/31/2019 | 10/31/2019 | COOPER UNIVERSITY HOSPITAL |  |  | UHS NBP0125 | WOT00000002760710 | Christina Smith | Performance Verification | Closed | Josh Harris | 10/31/2019 | 10/31/2019 | CEID Record Completion for MEDELA 11221975 1758728 | Inventoried new unit. | EXP3065069 | Labor | 10/31/2019 | 10/31/2019 | Josh Harris
|  | MEDELA | MEDELA SYMPHONY |  |  | MOTHER INFANT UNIT |  |  | excluded | 10/31/2019 |  |  |  |  | NO | NO |  |  |  |  | MEDELA 11221974 1758752 |  |  | Active |  |  |  | Equipment | PAAR:00-PVAR | 10/31/2019 | 10/31/2019 | COOPER UNIVERSITY HOSPITAL |  |  | UHS NBP0102 | WOT00000002760707 | Christina Smith | Performance Verification | Closed | Gene Amodei | 10/31/2019 | 10/31/2019 | Performance Verification for MEDELA 11221974 1758752 | Initial Install of Performance Verification. Device is ready for patient use. |  |  | 10/31/2019 | 10/31/2019
|  | MEDELA | MEDELA SYMPHONY |  |  | MOTHER INFANT UNIT |  |  | excluded | 10/31/2019 |  |  |  |  | NO | NO |  |  |  |  | MEDELA 11221973 1758681 |  |  | Active |  |  |  | Equipment | PAAR:00-PVAR | 10/31/2019 | 10/31/2019 | COOPER UNIVERSITY HOSPITAL |  |  | UHS NBP0114 | WOT00000002760705 | Christina Smith | Performance Verification | Closed | Gene Amodei | 10/31/2019 | 10/31/2019 | Performance Verification for MEDELA 11221973 1758681 | Initial Install of Performance Verification. Device is ready for patient use. |  |  | 10/31/2019 | 10/31/2019
|  | MEDELA | MEDELA SYMPHONY |  |  | MOTHER INFANT UNIT |  |  | excluded | 10/31/2019 |  |  |  |  | NO | NO |  |  |  |  | MEDELA 11221972 1758685 |  |  | Active |  |  |  | Equipment | PAAR:00-PVAR | 10/31/2019 | 10/31/2019 | COOPER UNIVERSITY HOSPITAL |  |  | UHS NBP0112 | WOT00000002760704 | Christina Smith | Performance Verification | Closed | Josh Harris | 10/31/2019 | 10/31/2019 | CEID Record Completion for MEDELA 11221972 1758685 | Inventoried new unit. | EXP3065027 | Labor | 10/31/2019 | 10/31/2019 | Josh Harris
|  | MEDELA | MEDELA SYMPHONY |  |  | MOTHER INFANT UNIT |  |  | excluded | 10/31/2019 |  |  |  |  | NO | NO |  |  |  |  | MEDELA 11221968 1758646 |  |  | Active |  |  |  | Equipment | PAAR:00-PVAR | 10/31/2019 | 10/31/2019 | COOPER UNIVERSITY HOSPITAL |  |  | UHS NBP0123 | WOT00000002760696 | Christina Smith | Performance Verification | Closed | Josh Harris | 10/31/2019 | 10/31/2019 | CEID Record Completion for MEDELA 11221968 1758646 | Inventoried new unit. | EXP3065001 | Labor | 10/31/2019 | 10/31/2019 | Josh Harris
|  | MEDELA | MEDELA SYMPHONY |  |  | MOTHER INFANT UNIT |  |  | excluded | 10/31/2019 |  |  |  |  | NO | NO |  |  |  |  | MEDELA 11221971 1758831 |  |  | Active |  |  |  | Equipment | PAAR:00-PVAR | 10/31/2019 | 10/31/2019 | COOPER UNIVERSITY HOSPITAL |  |  | UHS NBP0129 | WOT00000002760702 | Christina Smith | Performance Verification | Closed | Josh Harris | 10/31/2019 | 10/31/2019 | CEID Record Completion for MEDELA 11221971 1758831 | Inventoried new unit. | EXP3065022 | Labor | 10/31/2019 | 10/31/2019 | Josh Harris
|  | MEDELA | MEDELA SYMPHONY |  |  | MOTHER INFANT UNIT |  |  | excluded | 10/31/2019 |  |  |  |  | NO | NO |  |  |  |  | MEDELA 11221970 1758680 |  |  | Active |  |  |  | Equipment | PAAR:00-PVAR | 10/31/2019 | 10/31/2019 | COOPER UNIVERSITY HOSPITAL |  |  | UHS NBP0106 | WOT00000002760700 | Christina Smith | Performance Verification | Closed | Josh Harris | 10/31/2019 | 10/31/2019 | CEID Record Completion for MEDELA 11221970 1758680 | Inventoried new unit. | EXP3065021 | Labor | 10/31/2019 | 10/31/2019 | Josh Harris
|  | MEDELA | MEDELA SYMPHONY |  |  | MOTHER INFANT UNIT |  |  | excluded | 10/31/2019 |  |  |  |  | NO | NO |  |  |  |  | MEDELA 11221969 1758726 |  |  | Active |  |  |  | Equipment | PAAR:00-PVAR | 10/31/2019 | 10/31/2019 | COOPER UNIVERSITY HOSPITAL |  |  | UHS NBP0113 | WOT00000002760698 | Christina Smith | Performance Verification | Closed | Josh Harris | 10/31/2019 | 10/31/2019 | CEID Record Completion for MEDELA 11221969 1758726 | Inventoried new unit. | EXP3065020 | Labor | 10/31/2019 | 10/31/2019 | Josh Harris
|  | MEDELA | MEDELA SYMPHONY |  |  | MOTHER INFANT UNIT |  |  | excluded | 10/31/2019 |  |  |  |  | NO | NO |  |  |  |  | MEDELA 11221967 1758804 |  |  | Active |  |  |  | Equipment | PAAR:00-PVAR | 10/31/2019 | 10/31/2019 | COOPER UNIVERSITY HOSPITAL |  |  | UHS NBP0127 | WOT00000002760693 | Christina Smith | Performance Verification | Closed | Gene Amodei | 10/31/2019 | 10/31/2019 | Performance Verification for MEDELA 11221967 1758804 | Initial Install of Performance Verification. Device is ready for patient use. |  |  | 10/31/2019 | 10/31/2019
|  | MEDELA | MEDELA SYMPHONY |  |  | MOTHER INFANT UNIT |  |  | excluded | 10/31/2019 |  |  |  |  | NO | NO |  |  |  |  | MEDELA 11221965 1758682 |  |  | Active |  |  |  | Equipment | PAAR:00-PVAR | 10/31/2019 | 10/31/2019 | COOPER UNIVERSITY HOSPITAL |  |  | UHS NBP0133 | WOT00000002760689 | Christina Smith | Performance Verification | Closed | Gene Amodei | 10/31/2019 | 10/31/2019 | Performance Verification for MEDELA 11221965 1758682 | Initial Install of Performance Verification. Device is ready for patient use. |  |  | 10/31/2019 | 10/31/2019
|  | MEDELA | MEDELA SYMPHONY |  |  | MOTHER INFANT UNIT |  |  | excluded | 10/31/2019 |  |  |  |  | NO | NO |  |  |  |  | MEDELA 11221966 1758717 |  |  | Active |  |  |  | Equipment | PAAR:00-PVAR | 10/31/2019 | 10/31/2019 | COOPER UNIVERSITY HOSPITAL |  |  | UHS NBP0109 | WOT00000002760691 | Christina Smith | Performance Verification | Closed | Gene Amodei | 10/31/2019 | 10/31/2019 | Performance Verification for MEDELA 11221966 1758717 | Initial Install of Performance Verification. Device is ready for patient use. |  |  | 10/31/2019 | 10/31/2019
|  | MEDELA | MEDELA SYMPHONY |  |  | MOTHER INFANT UNIT |  |  | excluded | 10/31/2019 |  |  |  |  | NO | NO |  |  |  |  | MEDELA 11221964 1758688 |  |  | Active |  |  |  | Equipment | PAAR:00-PVAR | 10/31/2019 | 10/31/2019 | COOPER UNIVERSITY HOSPITAL |  |  | UHS NBP0118 | WOT00000002760688 | Christina Smith | Performance Verification | Closed | Josh Harris | 10/31/2019 | 10/31/2019 | CEID Record Completion for MEDELA 11221964 1758688 | Inventoried new unit. | EXP3064997 | Labor | 10/31/2019 | 10/31/2019 | Josh Harris
|  | MEDELA | MEDELA SYMPHONY |  |  | MOTHER INFANT UNIT |  |  | excluded | 10/31/2019 |  |  |  |  | NO | NO |  |  |  |  | MEDELA 11221958 1758725 |  |  | Active |  |  |  | Equipment | PAAR:00-PVAR | 10/31/2019 | 10/31/2019 | COOPER UNIVERSITY HOSPITAL |  |  | UHS NBP0110 | WOT00000002760674 | Christina Smith | Performance Verification | Closed | Gene Amodei | 10/31/2019 | 10/31/2019 | Performance Verification for MEDELA 11221958 1758725 | Initial Install of Performance Verification. Device is ready for patient use. |  |  | 10/31/2019 | 10/31/2019
|  | MEDELA | MEDELA SYMPHONY |  |  | MOTHER INFANT UNIT |  |  | excluded | 10/31/2019 |  |  |  |  | NO | NO |  |  |  |  | MEDELA 11221959 1758803 |  |  | Active |  |  |  | Equipment | PAAR:00-PVAR | 10/31/2019 | 10/31/2019 | COOPER UNIVERSITY HOSPITAL |  |  | UHS NBP0111 | WOT00000002760676 | Christina Smith | Performance Verification | Closed | Gene Amodei | 10/31/2019 | 10/31/2019 | Performance Verification for MEDELA 11221959 1758803 | Initial Install of Performance Verification. Device is ready for patient use. |  |  | 10/31/2019 | 10/31/2019
|  | MEDELA | MEDELA SYMPHONY |  |  | MOTHER INFANT UNIT |  |  | excluded | 10/31/2019 |  |  |  |  | NO | NO |  |  |  |  | MEDELA 11221960 1758718 |  |  | Active |  |  |  | Equipment | PAAR:00-PVAR | 10/31/2019 | 10/31/2019 | COOPER UNIVERSITY HOSPITAL |  |  | UHS NBP0134 | WOT00000002760678 | Christina Smith | Performance Verification | Closed | Gene Amodei | 10/31/2019 | 10/31/2019 | Performance Verification for MEDELA 11221960 1758718 | Initial Install of Performance Verification. Device is ready for patient use. |  |  | 10/31/2019 | 10/31/2019
|  | MEDELA | MEDELA SYMPHONY |  |  | MOTHER INFANT UNIT |  |  | excluded | 10/31/2019 |  |  |  |  | NO | NO |  |  |  |  | MEDELA 11221961 1758638 |  |  | Active |  |  |  | Equipment | PAAR:00-PVAR | 10/31/2019 | 10/31/2019 | COOPER UNIVERSITY HOSPITAL |  |  | UHS NBP0116 | WOT00000002760681 | Christina Smith | Performance Verification | Closed | Josh Harris | 10/31/2019 | 10/31/2019 | CEID Record Completion for MEDELA 11221961 1758638 | Inventoried new unit. | EXP3064964 | Labor | 10/31/2019 | 10/31/2019 | Josh Harris
|  | MEDELA | MEDELA SYMPHONY |  |  | MOTHER INFANT UNIT |  |  | excluded | 10/31/2019 |  |  |  |  | NO | NO |  |  |  |  | MEDELA 11221962 1758828 |  |  | Active |  |  |  | Equipment | PAAR:00-PVAR | 10/31/2019 | 10/31/2019 | COOPER UNIVERSITY HOSPITAL |  |  | UHS NBP0100 | WOT00000002760682 | Christina Smith | Performance Verification | Closed | Gene Amodei | 10/31/2019 | 10/31/2019 | Performance Verification for MEDELA 11221962 1758828 | Initial Install of Performance Verification. Device is ready for patient use. |  |  | 10/31/2019 | 10/31/2019
|  | MEDELA | MEDELA SYMPHONY |  |  | MOTHER INFANT UNIT |  |  | excluded | 10/31/2019 |  |  |  |  | NO | NO |  |  |  |  | MEDELA 11221957 1758742 |  |  | Active |  |  |  | Equipment | PAAR:00-PVAR | 10/31/2019 | 10/31/2019 | COOPER UNIVERSITY HOSPITAL |  |  | UHS NBP0124 | WOT00000002760672 | Christina Smith | Performance Verification | Closed | Gene Amodei | 10/31/2019 | 10/31/2019 | Performance Verification for MEDELA 11221957 1758742 | Initial Install of Performance Verification. Device is ready for patient use. |  |  | 10/31/2019 | 10/31/2019
|  | MEDELA | MEDELA SYMPHONY |  |  | MOTHER INFANT UNIT |  |  | excluded | 10/31/2019 |  |  |  |  | NO | NO |  |  |  |  | MEDELA 11221954 1758806 |  |  | Active |  |  |  | Equipment | PAAR:00-PVAR | 10/31/2019 | 10/31/2019 | COOPER UNIVERSITY HOSPITAL |  |  | UHS NBP0104 | WOT00000002760665 | Christina Smith | Performance Verification | Closed | Gene Amodei | 10/31/2019 | 10/31/2019 | Performance Verification for MEDELA 11221954 1758806 | Initial Install of Performance Verification. Device is ready for patient use. |  |  | 10/31/2019 | 10/31/2019
|  | MEDELA | MEDELA SYMPHONY |  |  | MOTHER INFANT UNIT |  |  | excluded | 10/31/2019 |  |  |  |  | NO | NO |  |  |  |  | MEDELA 11221955 1758640 |  |  | Active |  |  |  | Equipment | PAAR:00-PVAR | 10/31/2019 | 10/31/2019 | COOPER UNIVERSITY HOSPITAL |  |  | UHS NBP0103 | WOT00000002760668 | Christina Smith | Performance Verification | Closed | Josh Harris | 10/31/2019 | 10/31/2019 | CEID Record Completion for MEDELA 11221955 1758640 | Inventoried new unit. | EXP3064936 | Labor | 10/31/2019 | 10/31/2019 | Josh Harris
|  | MEDELA | MEDELA SYMPHONY |  |  | MOTHER INFANT UNIT |  |  |  | 10/16/2019 |  |  |  |  | NO | NO |  |  |  |  | MEDELA 11221951 1758819 |  |  | Disposition |  |  |  | Equipment | PAAR:00-PVAR | 10/16/2019 | 10/16/2019 | COOPER UNIVERSITY HOSPITAL |  |  | UHS NBP0138 | WOT00000002760659 | Christina Smith | Performance Verification | Closed | Josh Harris | 10/16/2019 | 10/16/2019 | CEID Record Completion for MEDELA 11221951 1758819 | Inventoried new unit. | EXP3064908 | Labor | 10/16/2019 | 10/16/2019 | Josh Harris
|  | MEDELA | MEDELA SYMPHONY |  |  | MOTHER INFANT UNIT |  |  | excluded | 10/31/2019 |  |  |  |  | NO | NO |  |  |  |  | MEDELA 11221952 1758687 |  |  | Active |  |  |  | Equipment | PAAR:00-PVAR | 10/31/2019 | 10/31/2019 | COOPER UNIVERSITY HOSPITAL |  |  | UHS NBP0136 | WOT00000002760660 | Christina Smith | Performance Verification | Closed | Gene Amodei | 10/31/2019 | 10/31/2019 | Performance Verification for MEDELA 11221952 1758687 | Initial Install of Performance Verification. Device is ready for patient use. |  |  | 10/31/2019 | 10/31/2019
|  | MEDELA | MEDELA SYMPHONY |  |  | MOTHER INFANT UNIT |  |  | excluded | 10/31/2019 |  |  |  |  | NO | NO |  |  |  |  | MEDELA 11221953 1758744 |  |  | Active |  |  |  | Equipment | PAAR:00-PVAR | 10/31/2019 | 10/31/2019 | COOPER UNIVERSITY HOSPITAL |  |  | UHS NBP0101 | WOT00000002760664 | Christina Smith | Performance Verification | Closed | Josh Harris | 10/31/2019 | 10/31/2019 | CEID Record Completion for MEDELA 11221953 1758744 | Inventoried new unit. | EXP3064911 | Labor | 10/31/2019 | 10/31/2019 | Josh Harris
|  | MEDELA | MEDELA SYMPHONY |  |  | MOTHER INFANT UNIT |  |  | excluded | 10/31/2019 |  |  |  |  | NO | NO |  |  |  |  | MEDELA 11221947 1758639 |  |  | Active |  |  |  | Equipment | PAAR:00-PVAR | 10/31/2019 | 10/31/2019 | COOPER UNIVERSITY HOSPITAL |  |  | UHS NBP0119 | WOT00000002760650 | Christina Smith | Performance Verification | Closed | Gene Amodei | 10/31/2019 | 10/31/2019 | Performance Verification for MEDELA 11221947 1758639 | Initial Install of Performance Verification. Device is ready for patient use. |  |  | 10/31/2019 | 10/31/2019
|  | MEDELA | MEDELA SYMPHONY |  |  | MOTHER INFANT UNIT |  |  | excluded | 10/31/2019 |  |  |  |  | NO | NO |  |  |  |  | MEDELA 11221948 1758686 |  |  | Active |  |  |  | Equipment | PAAR:00-PVAR | 10/31/2019 | 10/31/2019 | COOPER UNIVERSITY HOSPITAL |  |  | UHS NBP0135 | WOT00000002760653 | Christina Smith | Performance Verification | Closed | Josh Harris | 10/31/2019 | 10/31/2019 | CEID Record Completion for MEDELA 11221948 1758686 | Inventoried new unit. | EXP3064788 | Labor | 10/31/2019 | 10/31/2019 | Josh Harris
|  | MEDELA | MEDELA SYMPHONY |  |  | MOTHER INFANT UNIT |  |  | excluded | 10/31/2019 |  |  |  |  | NO | NO |  |  |  |  | MEDELA 11221945 1758716 |  |  | Active |  |  |  | Equipment | PAAR:00-PVAR | 10/31/2019 | 10/31/2019 | COOPER UNIVERSITY HOSPITAL |  |  | UHS NBP0139 | WOT00000002760646 | Christina Smith | Performance Verification | Closed | Gene Amodei | 10/31/2019 | 10/31/2019 | Performance Verification for MEDELA 11221945 1758716 | Initial Install of Performance Verification. Device is ready for patient use. |  |  | 10/31/2019 | 10/31/2019
|  | MEDELA | MEDELA SYMPHONY |  |  | MOTHER INFANT UNIT |  |  | excluded | 10/31/2019 |  |  |  |  | NO | NO |  |  |  |  | MEDELA 11221950 1758689 |  |  | Active |  |  |  | Equipment | PAAR:00-PVAR | 10/31/2019 | 10/31/2019 | COOPER UNIVERSITY HOSPITAL |  |  | UHS NBP0107 | WOT00000002760656 | Christina Smith | Performance Verification | Closed | Gene Amodei | 10/31/2019 | 10/31/2019 | Performance Verification for MEDELA 11221950 1758689 | Initial Install of Performance Verification. Device is ready for patient use. |  |  | 10/31/2019 | 10/31/2019
|  | MEDELA | MEDELA SYMPHONY |  |  | MOTHER INFANT UNIT |  |  | excluded | 10/31/2019 |  |  |  |  | NO | NO |  |  |  |  | MEDELA 11221949 1758690 |  |  | Active |  |  |  | Equipment | PAAR:00-PVAR | 10/31/2019 | 10/31/2019 | COOPER UNIVERSITY HOSPITAL |  |  | UHS NBP0132 | WOT00000002760655 | Christina Smith | Performance Verification | Closed | Josh Harris | 10/31/2019 | 10/31/2019 | CEID Record Completion for MEDELA 11221949 1758690 | Inventoried new unit. | EXP3064786 | Labor | 10/31/2019 | 10/31/2019 | Josh Harris
|  | MEDELA | MEDELA SYMPHONY |  |  | MOTHER INFANT UNIT |  |  | excluded | 10/31/2019 |  |  |  |  | NO | NO |  |  |  |  | MEDELA 11221946 1758743 |  |  | Active |  |  |  | Equipment | PAAR:00-PVAR | 10/31/2019 | 10/31/2019 | COOPER UNIVERSITY HOSPITAL |  |  | UHS NBP0130 | WOT00000002760648 | Christina Smith | Performance Verification | Closed | Gene Amodei | 10/31/2019 | 10/31/2019 | Performance Verification for MEDELA 11221946 1758743 | Initial Install of Performance Verification. Device is ready for patient use. |  |  | 10/31/2019 | 10/31/2019
|  | MEDELA | MEDELA SYMPHONY |  |  | MOTHER INFANT UNIT |  |  | excluded | 10/31/2019 |  |  |  |  | NO | NO |  |  |  |  | MEDELA 11135808 1774307 |  |  | Active |  |  |  | Equipment | PAAR:00-PVAR | 10/31/2019 | 10/31/2019 | COOPER UNIVERSITY HOSPITAL |  |  | DORRANCE4 | WOT00000003670414 | Christina Smith | Performance Verification | Completed | Kenneth Krips | 10/31/2019 | 10/31/2019 | Performance Verification for MEDELA 11135808 1774307 | Initial Install of Performance Verification. Device is ready for patient use. |  |  | 10/31/2019 | 10/31/2019
|  | MEDELA | MEDELA THOPAZ |  |  | 3 COOPER-COOPER RESEARCH INSTITUTE |  |  |  | 10/16/2019 |  |  |  |  | NO | NO |  |  |  |  | MEDELA 30126053 1547329 |  |  | Disposition |  |  |  | Equipment | PAAR:00-PVAR | 10/16/2019 | 10/16/2019 | COOPER AMBULATORY OFF-SITES |  |  | DISPOSITION |  | CHRISTINE RICKETTE |  |  |  | 10/16/2019 | 10/16/2019 |  |  |  |  | 10/16/2019 | 10/16/2019
|  | MEDELA | MEDELA THOPAZ |  |  | 3 COOPER-COOPER RESEARCH INSTITUTE |  |  |  | 10/16/2019 |  |  |  |  | NO | NO |  |  |  |  | MEDELA 30126054 1196480 |  |  | Disposition |  |  |  | Equipment | PAAR:00-PVAR | 10/16/2019 | 10/16/2019 | COOPER AMBULATORY OFF-SITES |  |  | DISPOSITION |  | CHRISTINE RICKETTE |  |  |  | 10/16/2019 | 10/16/2019 |  |  |  |  | 10/16/2019 | 10/16/2019
|  | MEDEX, INC. | MEDEX, INC. MEDFUSION 3500 |  | M21506 | INTENSIVE CARE NURSERY |  |  |  | 01/28/2005 |  |  |  |  | NO | NO |  |  |  |  | MEDEX, INC. 10354848 M21506 |  |  | Disposition |  |  |  | High Risk | 1Y:00-MFG | 11/22/2017 |  | COOPER UNIVERSITY HOSPITAL |  |  | ICN |  | JOANNE FOX
|  | MEDFUSION/MEDEX | MEDFUSION/MEDEX 3500 |  | M21605 | INTENSIVE CARE NURSERY |  |  |  | 01/28/2005 |  |  |  |  | NO | NO |  |  |  |  | MEDFUSION/MEDEX 10365013 M21605 |  |  | Disposition |  | 99:99:99:99:99:99 |  | High Risk | 1Y:00-MFG | 11/30/2018 |  | COOPER UNIVERSITY HOSPITAL |  |  | ICN |  | JOANNE FOX
|  | MEDI CAL INSTRUMENTS | MEDI CAL INSTRUMENTS SERIES 500 |  | 320-13P | KELEMEN 8 PCU |  |  |  | 01/01/2001 |  |  |  |  | NO | NO |  |  |  |  | MEDI CAL INSTRUMENTS 10355753 320-13P |  |  | Disposition |  |  |  | Equipment | 1Y:00-VEN | 01/20/2016 | 01/01/2020 | COOPER UNIVERSITY HOSPITAL |  |  | PCU/8N MONITOR RM |  | BYRON WELLS
|  | MEDICAL INTERNATIONAL RESEARCH INC. | MEDICAL INTERNATIONAL RESEARCH INC. SPIROLAB |  | A23-053-05350 | CLEMENTON INTERNAL MEDICINE |  |  |  | 06/07/2016 |  |  |  |  | NO | NO |  |  |  |  | MEDICAL INTERNATIONAL RESEARCH INC. 10480242 A23-053-05350 |  |  | Active |  | 99:99:99:99:99:99 |  | Equipment | 1Y:00-MFG | 03/11/2019 | 03/01/2020 | COOPER AMBULATORY OFF-SITES |  |  |  |  | GLORIA CRUZ
|  | MEDICAL POSITIONING INC | MEDICAL POSITIONING INC ECHO TABLE DUAL 2272 |  |  | COOPER BONE & JOINT- GLASSBORO |  |  |  | 10/31/2019 |  |  |  |  | NO | NO |  |  |  |  | MEDICAL POSITIONING INC 11221857 0806920 |  |  | Active |  |  |  | Equipment | PAAR:00-PVAR | 10/31/2019 | 10/31/2019 | COOPER AMBULATORY OFF-SITES |  |  | Exam 8 | WOT00000002505525 | COURTNEY BUDD | Performance Verification | Closed | Stephen Zubrzycki | 10/31/2019 | 10/31/2019 | Performance Verification for MEDICAL POSITIONING INC 11221857 0806920 | Initial Install of Performance Verification. Device is ready for patient use. |  |  | 10/31/2019 | 10/31/2019
TL2528 |  | MEDIFIX | MEDIFIX 5440.33 |  |  | CENTRAL STERILE PROCESSING |  |  |  | 10/16/2019 |  |  |  |  | NO | NO |  |  |  |  | MEDIFIX TL2528 2528 |  |  | Disposition |  | 99:99:99:99:99:99 |  | Equipment | PAAR:00-PVAR | 10/16/2019 | 10/16/2019 | COOPER UNIVERSITY HOSPITAL |  |  |  |  | GINA GAROZZO |  |  |  | 10/16/2019 | 10/16/2019 |  |  |  |  | 10/16/2019 | 10/16/2019
|  | MEDIVANCE, INC. | MEDIVANCE, INC. ARCTIC SUN 2000 |  |  | INTENSIVE CARE UNIT |  |  |  | 01/01/1900 |  |  |  |  | NO | NO |  |  |  |  | MEDIVANCE, INC. 14942 3583 |  |  | Disposition |  |  |  | Equipment | 1Y:00-MFG | 01/01/1900 | 01/01/1900 | COOPER UNIVERSITY HOSPITAL |  |  | 3RD FLOOR |  | CAROLYN RUMELL |  |  |  | 01/01/1900 | 01/01/1900 |  |  |  |  | 01/01/1900 | 01/01/1900
|  | MEDIVANCE, INC. | MEDIVANCE, INC. ARCTIC SUN 2000 |  |  | INTENSIVE CARE UNIT |  |  |  | 01/01/1900 |  |  |  |  | NO | NO |  |  |  |  | MEDIVANCE, INC. 14943 3584 |  |  | Disposition |  |  |  | Equipment | 1Y:00-MFG | 01/01/1900 | 01/01/1900 | COOPER UNIVERSITY HOSPITAL |  |  | 3RD FLOOR |  | CAROLYN RUMELL |  |  |  | 01/01/1900 | 01/01/1900 |  |  |  |  | 01/01/1900 | 01/01/1900
|  | MEDIVATORS | MEDIVATORS CER-1 |  | 1C645023-18 | VOORHEES SURGERY CENTER-OPERATING ROOM |  |  |  | 06/03/2010 |  |  |  |  | NO | NO |  |  |  |  | MEDIVATORS 10346040 1C645023-18 |  |  | Active |  | 99:99:99:99:99:99 |  | Equipment | PAAR:00-PVAR | 11/02/2019 |  | COOPER AMBULATORY OFF-SITES |  |  | Procedure Rm Scope Processing |  | JENNIFER BOMBARO
|  | MEDIVATORS | MEDIVATORS CER-1 |  | 1C645023-16 | VOORHEES SURGERY CENTER-OPERATING ROOM |  |  |  | 06/03/2010 |  |  |  |  | NO | NO |  |  |  |  | MEDIVATORS 10346013 1C645023-16 |  |  | Active |  | 99:99:99:99:99:99 |  | Equipment | PAAR:00-PVAR | 11/02/2019 |  | COOPER AMBULATORY OFF-SITES |  |  | PROCEDURE ROOMSCOPE PROCESSING |  | JENNIFER BOMBARO
|  | MEDIVATORS | MEDIVATORS CER-2 |  | 2C620700-28 | BRACHFIELD MEDICAL ASSOCIATES-MEDICINE |  |  |  | 02/17/2009 |  |  |  |  | NO | NO |  |  |  |  | MEDIVATORS 10367173 2C620700-28 |  |  | Active |  | 99:99:99:99:99:99 |  | Equipment | PAAR:00-PVAR | 11/02/2019 |  | COOPER AMBULATORY OFF-SITES |  |  | ENDO - Processing Room |  | CATHY CRAWFORD
|  | MEDIVATORS | MEDIVATORS DSD EDGE |  |  | SPECIAL TEST |  |  |  | 06/14/2011 |  |  |  |  | NO | NO |  |  |  |  | MEDIVATORS 10725225 66772279 |  |  | Disposition |  | 99:99:99:99:99:99 |  | Equipment | 3M:00-MFG | 08/19/2019 | 02/01/2020 | COOPER UNIVERSITY HOSPITAL |  |  | ST - #2 |  | AMY HANNAN
|  | MEDIVATORS | MEDIVATORS DSD EDGE |  |  | SPECIAL TEST |  |  |  | 06/14/2011 |  |  |  |  | NO | NO |  |  |  |  | MEDIVATORS 10725224 66772278 |  |  | Disposition |  | 99:99:99:99:99:99 |  | Equipment | 3M:00-MFG | 08/19/2019 | 02/01/2020 | COOPER UNIVERSITY HOSPITAL |  |  | ST - #1 |  | AMY HANNAN
|  | MEDIVATORS | MEDIVATORS MEDI-NEWT |  |  | VOORHEES SURGERY CENTER-OPERATING ROOM |  |  |  | 06/03/2010 |  |  |  |  | NO | NO |  |  |  |  | MEDIVATORS 10346012 200344 |  |  | Active |  | 99:99:99:99:99:99 |  | Equipment | PAAR:00-PVAR | 11/02/2019 |  | COOPER AMBULATORY OFF-SITES |  |  | PROCEDURE ROOMSCOPE PROCESSING | 0011060956 | JENNIFER BOMBARO | Repair | Closed | Kirk Lis | 01/17/2017 | 01/17/2017 | MEDIVATOR - POWER WORKS BUT THERE IS NO SUCTION - OR 5 SCOPE ROOM | 1/17/2017 6:00:39 PM KALIS (KALIS 1/17/2017 12:00 AM) TRAVEL TIME (KALIS 1/17/2017 12:00 AM) CONFERRED WITH TECH. ON PROBLEM. HOSE WAS NOT FAR ENOUGH DOWN IN CONTAINER. IT WAS NOT IN CONTACT WITH SOLUTION. | 7D602BFF-1020-4EC0-9D26-A0FB018ED1D1 | Labor | 01/17/2017 | 01/17/2017 | Kirk Lis
|  | MEDIVATORS | MEDIVATORS SCOPE BUDDY |  | SB887057-12 | SPECIAL TEST |  |  |  | 12/29/2017 |  |  |  |  | NO | NO |  |  |  |  | MEDIVATORS 10752531 SB887057-12 |  |  | Active |  | 99:99:99:99:99:99 |  | Equipment | PAAR:00-PVAR | 10/31/2019 |  | COOPER UNIVERSITY HOSPITAL |  |  | Performance Verification | WOT00000001749452 | AMY HANNAN | Repair | Closed | Gene Amodei | 11/29/2018 | 05/01/2019 | scope buddy - not seeing adequate pressure, not sucking or blowing out | checked unit spec, 10 sec, delivered 100ml + unit in spec complete | EXP1853817 | Labor | 11/29/2018 | 11/29/2018 | Gene Amodei
|  | MEDIVATORS | MEDIVATORS SCOPE BUDDY |  | SB800555-67 | COOPER DIGESTIVE HEALTH-ENDOSCOPY |  |  |  | 07/13/2015 |  |  |  |  | NO | NO |  |  |  |  | MEDIVATORS 10480391 SB800555-67 |  |  | Active |  | 99:99:99:99:99:99 |  | Equipment | PAAR:00-PVAR | 10/31/2019 |  | COOPER AMBULATORY OFF-SITES |  |  |  |  | JEANNE GREER
|  | MEDLINE INDUSTRIES, INC. | MEDLINE INDUSTRIES, INC. AEROMIST PLUS |  | VTO100802 | WILLINGBORO COOPER UNIVERSITY PHYSICIANS |  |  |  | 04/12/2011 |  |  |  |  | NO | NO |  |  |  |  | MEDLINE INDUSTRIES, INC. 10348005 VTO100802 |  |  | Active |  | 99:99:99:99:99:99 |  | Equipment | PAAR:00-PVAR | 11/02/2019 |  | COOPER AMBULATORY OFF-SITES |  |  | NURSES STATION CABINET RM 138 |  | PATTY LEWIS
|  | MEDLINE INDUSTRIES, INC. | MEDLINE INDUSTRIES, INC. EXCEL (MDS806950) |  | U170907853 | VOORHEES SURGERY CENTER-OPERATING ROOM |  |  | excluded | 10/31/2019 |  |  |  |  | NO | NO |  |  |  |  | MEDLINE INDUSTRIES, INC. 11239321 U170907853 |  |  | Active |  |  |  | Equipment | PAAR:00-PVAR | 10/31/2019 | 10/31/2019 | COOPER AMBULATORY OFF-SITES |  |  | Performance Verification | WOT00000001997162 | JENNIFER BOMBARO | Performance Verification | Closed | Kirk Lis | 10/31/2019 | 10/31/2019 | CEID Record Completion for MEDLINE INDUSTRIES, INC. 11239321 U170907853 | INVENTORY NEW EQUIPMENT | EXP2172542 | Labor | 10/31/2019 | 10/31/2019 | Kirk Lis
|  | MEDLINE INDUSTRIES, INC. | MEDLINE INDUSTRIES, INC. EXCEL (MDS806950) |  | U170907830 | VOORHEES SURGERY CENTER-OPERATING ROOM |  |  |  | 10/16/2019 |  |  |  |  | NO | NO |  |  |  |  | MEDLINE INDUSTRIES, INC. 11239320 U170907830 |  |  | Disposition |  |  |  | Equipment | PAAR:00-PVAR | 10/16/2019 | 10/16/2019 | COOPER AMBULATORY OFF-SITES |  |  | Performance Verification | WOT00000001996822 | JENNIFER BOMBARO | Performance Verification | Closed | Kirk Lis | 10/16/2019 | 10/16/2019 | Performance Verification for MEDLINE INDUSTRIES, INC. 11239320 U170907830 | Initial Install of Performance Verification. Device is ready for patient use. |  |  | 10/16/2019 | 10/16/2019
|  | MEDLINE INDUSTRIES, INC. | MEDLINE INDUSTRIES, INC. EXCEL (MDS806950) |  | B180808400 | VOORHEES SURGERY CENTER-OPERATING ROOM |  |  | excluded | 10/31/2019 |  |  |  |  | NO | NO |  |  |  |  | MEDLINE INDUSTRIES, INC. 11239319 B180808400 |  |  | Active |  |  |  | Equipment | PAAR:00-PVAR | 10/31/2019 | 10/31/2019 | COOPER AMBULATORY OFF-SITES |  |  | SUITE E | WOT00000001996789 | JENNIFER BOMBARO | Performance Verification | Closed | Kirk Lis | 10/31/2019 | 10/31/2019 | Performance Verification for MEDLINE INDUSTRIES, INC. 11239319 B180808400 | Initial Install of Performance Verification. Device is ready for patient use. |  |  | 10/31/2019 | 10/31/2019
|  | MEDLINE INDUSTRIES, INC. | MEDLINE INDUSTRIES, INC. EXCEL (MDS806950) |  | B180808355 | VOORHEES SURGERY CENTER-OPERATING ROOM |  |  | excluded | 10/31/2019 |  |  |  |  | NO | NO |  |  |  |  | MEDLINE INDUSTRIES, INC. 11239318 B180808355 |  |  | Active |  |  |  | Equipment | PAAR:00-PVAR | 10/31/2019 | 10/31/2019 | COOPER AMBULATORY OFF-SITES |  |  | SUITE E | WOT00000001996663 | JENNIFER BOMBARO | Performance Verification | Closed | Kirk Lis | 10/31/2019 | 10/31/2019 | Performance Verification for MEDLINE INDUSTRIES, INC. 11239318 B180808355 | Initial Install of Performance Verification. Device is ready for patient use. |  |  | 10/31/2019 | 10/31/2019
|  | MEDLINE INDUSTRIES, INC. | MEDLINE INDUSTRIES, INC. EXCEL (MDS806950) |  | B180808406 | VOORHEES SURGERY CENTER-OPERATING ROOM |  |  | excluded | 10/31/2019 |  |  |  |  | NO | NO |  |  |  |  | MEDLINE INDUSTRIES, INC. 11239317 B180808406 |  |  | Active |  |  |  | Equipment | PAAR:00-PVAR | 10/31/2019 | 10/31/2019 | COOPER AMBULATORY OFF-SITES |  |  | SUITE E | WOT00000001996532 | JENNIFER BOMBARO | Performance Verification | Closed | Kirk Lis | 10/31/2019 | 10/31/2019 | Performance Verification for MEDLINE INDUSTRIES, INC. 11239317 B180808406 | Initial Install of Performance Verification. Device is ready for patient use. |  |  | 10/31/2019 | 10/31/2019
|  | MEDLINE INDUSTRIES, INC. | MEDLINE INDUSTRIES, INC. EXCEL (MDS806950) |  | B181106840 | VOORHEES SURGERY CENTER-OPERATING ROOM |  |  | excluded | 10/31/2019 |  |  |  |  | NO | NO |  |  |  |  | MEDLINE INDUSTRIES, INC. 11200009 B181106840 |  |  | Active |  |  |  | Equipment | PAAR:00-PVAR | 10/31/2019 | 10/31/2019 | COOPER AMBULATORY OFF-SITES |  |  | JFK SITE | WOT00000002120433 | JENNIFER BOMBARO | Performance Verification | Closed | Kirk Lis | 10/31/2019 | 10/31/2019 | CEID Record Completion for MEDLINE INDUSTRIES, INC. 11200009 B181106840 | INVENTORIED LOANER TRANSVAGINAL ULTRASOUND PROBE. INVENTORIED NEW WHEEL CHAIR | EXP2230933 | Labor | 10/31/2019 | 10/31/2019 | Kirk Lis
|  | MEDLINE INDUSTRIES, INC. | MEDLINE INDUSTRIES, INC. EXCEL (MDS806950) |  | B190307215 | PATIENT TRANSPORT |  |  | excluded | 10/31/2019 |  |  |  |  | NO | NO |  |  |  |  | MEDLINE INDUSTRIES, INC. 11187674 B190307215 |  |  | Active |  |  |  | Equipment | PAAR:00-PVAR | 10/31/2019 | 10/31/2019 | COOPER UNIVERSITY HOSPITAL |  |  | BASEMENT | WOT00000003180567 | Bonnie Aichroch | Performance Verification | Closed | Tom Burhart | 10/31/2019 | 10/31/2019 | Performance Verification for MEDLINE INDUSTRIES, INC. 11187674 B190307215 | Initial Install of Performance Verification. Device is ready for patient use. |  |  | 10/31/2019 | 10/31/2019
|  | MEDLINE INDUSTRIES, INC. | MEDLINE INDUSTRIES, INC. EXCEL (MDS806950) |  | B190307299 | PATIENT TRANSPORT |  |  | excluded | 10/31/2019 |  |  |  |  | NO | NO |  |  |  |  | MEDLINE INDUSTRIES, INC. 11187673 B190307299 |  |  | Active |  |  |  | Equipment | PAAR:00-PVAR | 10/31/2019 | 10/31/2019 | COOPER UNIVERSITY HOSPITAL |  |  | BASEMENT | WOT00000003180553 | Bonnie Aichroch | Performance Verification | Closed | Tom Burhart | 10/31/2019 | 10/31/2019 | Performance Verification for MEDLINE INDUSTRIES, INC. 11187673 B190307299 | Initial Install of Performance Verification. Device is ready for patient use. |  |  | 10/31/2019 | 10/31/2019
|  | MEDLINE INDUSTRIES, INC. | MEDLINE INDUSTRIES, INC. EXCEL (MDS806950) |  | B190501977 | PATIENT TRANSPORT |  |  | excluded | 10/31/2019 |  |  |  |  | NO | NO |  |  |  |  | MEDLINE INDUSTRIES, INC. 11187672 B190501977 |  |  | Active |  |  |  | Equipment | PAAR:00-PVAR | 10/31/2019 | 10/31/2019 | COOPER UNIVERSITY HOSPITAL |  |  | BASEMENT | WOT00000003180536 | Bonnie Aichroch | Performance Verification | Closed | Tom Burhart | 10/31/2019 | 10/31/2019 | Performance Verification for MEDLINE INDUSTRIES, INC. 11187672 B190501977 | Initial Install of Performance Verification. Device is ready for patient use. |  |  | 10/31/2019 | 10/31/2019
|  | MEDLINE INDUSTRIES, INC. | MEDLINE INDUSTRIES, INC. EXCEL (MDS806950) |  | B190307332 | PATIENT TRANSPORT |  |  | excluded | 10/31/2019 |  |  |  |  | NO | NO |  |  |  |  | MEDLINE INDUSTRIES, INC. 11187671 B190307332 |  |  | Active |  |  |  | Equipment | PAAR:00-PVAR | 10/31/2019 | 10/31/2019 | COOPER UNIVERSITY HOSPITAL |  |  | BASEMENT | WOT00000003180529 | Bonnie Aichroch | Performance Verification | Closed | Tom Burhart | 10/31/2019 | 10/31/2019 | Performance Verification for MEDLINE INDUSTRIES, INC. 11187671 B190307332 | Initial Install of Performance Verification. Device is ready for patient use. |  |  | 10/31/2019 | 10/31/2019
|  | MEDLINE INDUSTRIES, INC. | MEDLINE INDUSTRIES, INC. EXCEL (MDS806950) |  | B190307975 | PATIENT TRANSPORT |  |  | excluded | 10/31/2019 |  |  |  |  | NO | NO |  |  |  |  | MEDLINE INDUSTRIES, INC. 11187670 B190307975 |  |  | Active |  |  |  | Equipment | PAAR:00-PVAR | 10/31/2019 | 10/31/2019 | COOPER UNIVERSITY HOSPITAL |  |  | BASEMENT | WOT00000003180505 | Bonnie Aichroch | Performance Verification | Closed | Tom Burhart | 10/31/2019 | 10/31/2019 | Performance Verification for MEDLINE INDUSTRIES, INC. 11187670 B190307975 | Initial Install of Performance Verification. Device is ready for patient use. |  |  | 10/31/2019 | 10/31/2019
|  | MEDLINE INDUSTRIES, INC. | MEDLINE INDUSTRIES, INC. EXCEL (MDS806950) |  | B190402078 | PATIENT TRANSPORT |  |  | excluded | 10/31/2019 |  |  |  |  | NO | NO |  |  |  |  | MEDLINE INDUSTRIES, INC. 11187669 B190402078 |  |  | Active |  |  |  | Equipment | PAAR:00-PVAR | 10/31/2019 | 10/31/2019 | COOPER UNIVERSITY HOSPITAL |  |  | BASEMENT | WOT00000003180487 | Bonnie Aichroch | Performance Verification | Closed | Tom Burhart | 10/31/2019 | 10/31/2019 | Performance Verification for MEDLINE INDUSTRIES, INC. 11187669 B190402078 | Initial Install of Performance Verification. Device is ready for patient use. |  |  | 10/31/2019 | 10/31/2019
|  | MEDLINE INDUSTRIES, INC. | MEDLINE INDUSTRIES, INC. EXCEL (MDS806950) |  | B190307228 | PATIENT TRANSPORT |  |  | excluded | 10/31/2019 |  |  |  |  | NO | NO |  |  |  |  | MEDLINE INDUSTRIES, INC. 11187668 B190307228 |  |  | Active |  |  |  | Equipment | PAAR:00-PVAR | 10/31/2019 | 10/31/2019 | COOPER UNIVERSITY HOSPITAL |  |  | BASEMENT | WOT00000003180461 | Bonnie Aichroch | Performance Verification | Closed | Tom Burhart | 10/31/2019 | 10/31/2019 | Performance Verification for MEDLINE INDUSTRIES, INC. 11187668 B190307228 | Initial Install of Performance Verification. Device is ready for patient use. |  |  | 10/31/2019 | 10/31/2019
|  | MEDLINE INDUSTRIES, INC. | MEDLINE INDUSTRIES, INC. EXCEL (MDS806950) |  | B190501974-1 | PATIENT TRANSPORT |  |  | excluded | 10/31/2019 |  |  |  |  | NO | NO |  |  |  |  | MEDLINE INDUSTRIES, INC. 11187667 B190501974-1 |  |  | Active |  |  |  | Equipment | PAAR:00-PVAR | 10/31/2019 | 10/31/2019 | COOPER UNIVERSITY HOSPITAL |  |  | BASEMENT | WOT00000003180447 | Bonnie Aichroch | Performance Verification | Closed | Tom Burhart | 10/31/2019 | 10/31/2019 | Performance Verification for MEDLINE INDUSTRIES, INC. 11187667 B190307930 | Initial Install of Performance Verification. Device is ready for patient use. |  |  | 10/31/2019 | 10/31/2019
|  | MEDLINE INDUSTRIES, INC. | MEDLINE INDUSTRIES, INC. EXCEL (MDS806950) |  | B190501884 | PATIENT TRANSPORT |  |  | excluded | 10/31/2019 |  |  |  |  | NO | NO |  |  |  |  | MEDLINE INDUSTRIES, INC. 11187665 B190501884 |  |  | Active |  |  |  | Equipment | PAAR:00-PVAR | 10/31/2019 | 10/31/2019 | COOPER UNIVERSITY HOSPITAL |  |  | BASEMENT | WOT00000003180402 | Bonnie Aichroch | Performance Verification | Closed | Tom Burhart | 10/31/2019 | 10/31/2019 | Performance Verification for MEDLINE INDUSTRIES, INC. 11187665 B190501884 | Initial Install of Performance Verification. Device is ready for patient use. |  |  | 10/31/2019 | 10/31/2019
|  | MEDLINE INDUSTRIES, INC. | MEDLINE INDUSTRIES, INC. EXCEL (MDS806950) |  | B190501974 | PATIENT TRANSPORT |  |  | excluded | 10/31/2019 |  |  |  |  | NO | NO |  |  |  |  | MEDLINE INDUSTRIES, INC. 11187666 B190501974 |  |  | Active |  |  |  | Equipment | PAAR:00-PVAR | 10/31/2019 | 10/31/2019 | COOPER UNIVERSITY HOSPITAL |  |  | BASEMENT | WOT00000003180434 | Bonnie Aichroch | Performance Verification | Closed | Tom Burhart | 10/31/2019 | 10/31/2019 | Performance Verification for MEDLINE INDUSTRIES, INC. 11187666 B190501974 | Initial Install of Performance Verification. Device is ready for patient use. |  |  | 10/31/2019 | 10/31/2019
|  | MEDLINE INDUSTRIES, INC. | MEDLINE INDUSTRIES, INC. EXCEL (MDS806950) |  | B190401397 | PATIENT TRANSPORT |  |  | excluded | 10/31/2019 |  |  |  |  | NO | NO |  |  |  |  | MEDLINE INDUSTRIES, INC. 11187662 B190401397 |  |  | Active |  |  |  | Equipment | PAAR:00-PVAR | 10/31/2019 | 10/31/2019 | COOPER UNIVERSITY HOSPITAL |  |  | BASEMENT | WOT00000003180357 | Bonnie Aichroch | Performance Verification | Closed | Tom Burhart | 10/31/2019 | 10/31/2019 | Performance Verification for MEDLINE INDUSTRIES, INC. 11187662 B190401397 | Initial Install of Performance Verification. Device is ready for patient use. |  |  | 10/31/2019 | 10/31/2019
|  | MEDLINE INDUSTRIES, INC. | MEDLINE INDUSTRIES, INC. EXCEL (MDS806950) |  | B190401573 | PATIENT TRANSPORT |  |  | excluded | 10/31/2019 |  |  |  |  | NO | NO |  |  |  |  | MEDLINE INDUSTRIES, INC. 11187664 B190401573 |  |  | Active |  |  |  | Equipment | PAAR:00-PVAR | 10/31/2019 | 10/31/2019 | COOPER UNIVERSITY HOSPITAL |  |  | BASEMENT | WOT00000003180389 | Bonnie Aichroch | Performance Verification | Closed | Tom Burhart | 10/31/2019 | 10/31/2019 | Performance Verification for MEDLINE INDUSTRIES, INC. 11187664 B190401573 | Initial Install of Performance Verification. Device is ready for patient use. |  |  | 10/31/2019 | 10/31/2019
|  | MEDLINE INDUSTRIES, INC. | MEDLINE INDUSTRIES, INC. EXCEL (MDS806950) |  | B190307380 | PATIENT TRANSPORT |  |  | excluded | 10/31/2019 |  |  |  |  | NO | NO |  |  |  |  | MEDLINE INDUSTRIES, INC. 11187663 B190307380 |  |  | Active |  |  |  | Equipment | PAAR:00-PVAR | 10/31/2019 | 10/31/2019 | COOPER UNIVERSITY HOSPITAL |  |  | BASEMENT | WOT00000003180374 | Bonnie Aichroch | Performance Verification | Closed | Tom Burhart | 10/31/2019 | 10/31/2019 | Performance Verification for MEDLINE INDUSTRIES, INC. 11187663 B190307380 | Initial Install of Performance Verification. Device is ready for patient use. |  |  | 10/31/2019 | 10/31/2019
|  | MEDLINE INDUSTRIES, INC. | MEDLINE INDUSTRIES, INC. EXCEL (MDS806950) |  | B190501906 | PATIENT TRANSPORT |  |  | excluded | 10/31/2019 |  |  |  |  | NO | NO |  |  |  |  | MEDLINE INDUSTRIES, INC. 11187661 B190501906 |  |  | Active |  |  |  | Equipment | PAAR:00-PVAR | 10/31/2019 | 10/31/2019 | COOPER UNIVERSITY HOSPITAL |  |  | BASEMENT | WOT00000003180340 | Bonnie Aichroch | Performance Verification | Closed | Tom Burhart | 10/31/2019 | 10/31/2019 | Performance Verification for MEDLINE INDUSTRIES, INC. 11187661 B190501906 | Initial Install of Performance Verification. Device is ready for patient use. |  |  | 10/31/2019 | 10/31/2019
|  | MEDLINE INDUSTRIES, INC. | MEDLINE INDUSTRIES, INC. EXCEL (MDS806950) |  | B190307237 | PATIENT TRANSPORT |  |  | excluded | 10/31/2019 |  |  |  |  | NO | NO |  |  |  |  | MEDLINE INDUSTRIES, INC. 11187660 B190307237 |  |  | Active |  |  |  | Equipment | PAAR:00-PVAR | 10/31/2019 | 10/31/2019 | COOPER UNIVERSITY HOSPITAL |  |  | BASEMENT | WOT00000003180319 | Bonnie Aichroch | Performance Verification | Closed | Tom Burhart | 10/31/2019 | 10/31/2019 | Performance Verification for MEDLINE INDUSTRIES, INC. 11187660 B190307237 | Initial Install of Performance Verification. Device is ready for patient use. |  |  | 10/31/2019 | 10/31/2019
|  | MEDLINE INDUSTRIES, INC. | MEDLINE INDUSTRIES, INC. EXCEL (MDS806950) |  | B190401785 | PATIENT TRANSPORT |  |  | excluded | 10/31/2019 |  |  |  |  | NO | NO |  |  |  |  | MEDLINE INDUSTRIES, INC. 11187659 B190401785 |  |  | Active |  |  |  | Equipment | PAAR:00-PVAR | 10/31/2019 | 10/31/2019 | COOPER UNIVERSITY HOSPITAL |  |  | BASEMENT | WOT00000003180305 | Bonnie Aichroch | Performance Verification | Closed | Tom Burhart | 10/31/2019 | 10/31/2019 | Performance Verification for MEDLINE INDUSTRIES, INC. 11187659 B190401785 | Initial Install of Performance Verification. Device is ready for patient use. |  |  | 10/31/2019 | 10/31/2019
|  | MEDLINE INDUSTRIES, INC. | MEDLINE INDUSTRIES, INC. EXCEL (MDS806950) |  | B190401621 | PATIENT TRANSPORT |  |  | excluded | 10/31/2019 |  |  |  |  | NO | NO |  |  |  |  | MEDLINE INDUSTRIES, INC. 11187658 B190401621 |  |  | Active |  |  |  | Equipment | PAAR:00-PVAR | 10/31/2019 | 10/31/2019 | COOPER UNIVERSITY HOSPITAL |  |  | BASEMENT | WOT00000003180281 | Bonnie Aichroch | Performance Verification | Closed | Tom Burhart | 10/31/2019 | 10/31/2019 | Performance Verification for MEDLINE INDUSTRIES, INC. 11187658 B190401621 | Initial Install of Performance Verification. Device is ready for patient use. |  |  | 10/31/2019 | 10/31/2019
|  | MEDLINE INDUSTRIES, INC. | MEDLINE INDUSTRIES, INC. EXCEL (MDS806950) |  | B190401675 | PATIENT TRANSPORT |  |  | excluded | 10/31/2019 |  |  |  |  | NO | NO |  |  |  |  | MEDLINE INDUSTRIES, INC. 11187657 B190401675 |  |  | Active |  |  |  | Equipment | PAAR:00-PVAR | 10/31/2019 | 10/31/2019 | COOPER UNIVERSITY HOSPITAL |  |  | BASEMENT | WOT00000003180262 | Bonnie Aichroch | Performance Verification | Closed | Tom Burhart | 10/31/2019 | 10/31/2019 | Performance Verification for MEDLINE INDUSTRIES, INC. 11187657 B190401675 | Initial Install of Performance Verification. Device is ready for patient use. |  |  | 10/31/2019 | 10/31/2019
|  | MEDLINE INDUSTRIES, INC. | MEDLINE INDUSTRIES, INC. EXCEL (MDS806950) |  | B190401503 | PATIENT TRANSPORT |  |  | excluded | 10/31/2019 |  |  |  |  | NO | NO |  |  |  |  | MEDLINE INDUSTRIES, INC. 11187656 B190401503 |  |  | Active |  |  |  | Equipment | PAAR:00-PVAR | 10/31/2019 | 10/31/2019 | COOPER UNIVERSITY HOSPITAL |  |  | BASEMENT | WOT00000003180245 | Bonnie Aichroch | Performance Verification | Closed | Tom Burhart | 10/31/2019 | 10/31/2019 | Performance Verification for MEDLINE INDUSTRIES, INC. 11187656 B190401503 | Initial Install of Performance Verification. Device is ready for patient use. |  |  | 10/31/2019 | 10/31/2019
|  | MEDLINE INDUSTRIES, INC. | MEDLINE INDUSTRIES, INC. EXCEL (MDS806950) |  | B190401877 | PATIENT TRANSPORT |  |  | excluded | 10/31/2019 |  |  |  |  | NO | NO |  |  |  |  | MEDLINE INDUSTRIES, INC. 11187655 B190401877 |  |  | Active |  |  |  | Equipment | PAAR:00-PVAR | 10/31/2019 | 10/31/2019 | COOPER UNIVERSITY HOSPITAL |  |  | BASEMENT | WOT00000003180220 | Bonnie Aichroch | Performance Verification | Closed | Tom Burhart | 10/31/2019 | 10/31/2019 | Performance Verification for MEDLINE INDUSTRIES, INC. 11187655 B190401877 | Initial Install of Performance Verification. Device is ready for patient use. |  |  | 10/31/2019 | 10/31/2019
|  | MEDLINE INDUSTRIES, INC. | MEDLINE INDUSTRIES, INC. EXCEL (MDS806950) |  | B190401878 | PATIENT TRANSPORT |  |  | excluded | 10/31/2019 |  |  |  |  | NO | NO |  |  |  |  | MEDLINE INDUSTRIES, INC. 11187653 B190401878 |  |  | Active |  |  |  | Equipment | PAAR:00-PVAR | 10/31/2019 | 10/31/2019 | COOPER UNIVERSITY HOSPITAL |  |  | BASEMENT | WOT00000003180190 | Bonnie Aichroch | Performance Verification | Closed | Tom Burhart | 10/31/2019 | 10/31/2019 | Performance Verification for MEDLINE INDUSTRIES, INC. 11187653 B190401878 | Initial Install of Performance Verification. Device is ready for patient use. |  |  | 10/31/2019 | 10/31/2019
|  | MEDLINE INDUSTRIES, INC. | MEDLINE INDUSTRIES, INC. EXCEL (MDS806950) |  | B190401561 | PATIENT TRANSPORT |  |  | excluded | 10/31/2019 |  |  |  |  | NO | NO |  |  |  |  | MEDLINE INDUSTRIES, INC. 11187654 B190401561 |  |  | Active |  |  |  | Equipment | PAAR:00-PVAR | 10/31/2019 | 10/31/2019 | COOPER UNIVERSITY HOSPITAL |  |  | BASEMENT | WOT00000003180206 | Bonnie Aichroch | Performance Verification | Closed | Tom Burhart | 10/31/2019 | 10/31/2019 | Performance Verification for MEDLINE INDUSTRIES, INC. 11187654 B190401561 | Initial Install of Performance Verification. Device is ready for patient use. |  |  | 10/31/2019 | 10/31/2019
|  | MEDLINE INDUSTRIES, INC. | MEDLINE INDUSTRIES, INC. EXCEL (MDS806950) |  | B190401793 | PATIENT TRANSPORT |  |  | excluded | 10/31/2019 |  |  |  |  | NO | NO |  |  |  |  | MEDLINE INDUSTRIES, INC. 11187652 B190401793 |  |  | Active |  |  |  | Equipment | PAAR:00-PVAR | 10/31/2019 | 10/31/2019 | COOPER UNIVERSITY HOSPITAL |  |  | BASEMENT | WOT00000003180177 | Bonnie Aichroch | Performance Verification | Closed | Tom Burhart | 10/31/2019 | 10/31/2019 | Performance Verification for MEDLINE INDUSTRIES, INC. 11187652 B190401793 | Initial Install of Performance Verification. Device is ready for patient use. |  |  | 10/31/2019 | 10/31/2019
|  | MEDLINE INDUSTRIES, INC. | MEDLINE INDUSTRIES, INC. EXCEL (MDS806950) |  | B190401787 | PATIENT TRANSPORT |  |  | excluded | 10/31/2019 |  |  |  |  | NO | NO |  |  |  |  | MEDLINE INDUSTRIES, INC. 11187651 B190401787 |  |  | Active |  |  |  | Equipment | PAAR:00-PVAR | 10/31/2019 | 10/31/2019 | COOPER UNIVERSITY HOSPITAL |  |  | BASEMENT | WOT00000003180168 | Bonnie Aichroch | Performance Verification | Closed | Tom Burhart | 10/31/2019 | 10/31/2019 | Performance Verification for MEDLINE INDUSTRIES, INC. 11187651 B190401787 | Initial Install of Performance Verification. Device is ready for patient use. |  |  | 10/31/2019 | 10/31/2019
|  | MEDLINE INDUSTRIES, INC. | MEDLINE INDUSTRIES, INC. EXCEL (MDS806950) |  | B190401647 | PATIENT TRANSPORT |  |  | excluded | 10/31/2019 |  |  |  |  | NO | NO |  |  |  |  | MEDLINE INDUSTRIES, INC. 11187650 B190401647 |  |  | Active |  |  |  | Equipment | PAAR:00-PVAR | 10/31/2019 | 10/31/2019 | COOPER UNIVERSITY HOSPITAL |  |  | BASEMENT | WOT00000003180147 | Bonnie Aichroch | Performance Verification | Closed | Tom Burhart | 10/31/2019 | 10/31/2019 | Performance Verification for MEDLINE INDUSTRIES, INC. 11187650 B190401647 | Initial Install of Performance Verification. Device is ready for patient use. |  |  | 10/31/2019 | 10/31/2019
|  | MEDLINE INDUSTRIES, INC. | MEDLINE INDUSTRIES, INC. EXCEL (MDS806950) |  | B190401867 | PATIENT TRANSPORT |  |  | excluded | 10/31/2019 |  |  |  |  | NO | NO |  |  |  |  | MEDLINE INDUSTRIES, INC. 11187649 B190401867 |  |  | Active |  |  |  | Equipment | PAAR:00-PVAR | 10/31/2019 | 10/31/2019 | COOPER UNIVERSITY HOSPITAL |  |  | BASEMENT | WOT00000003180136 | Bonnie Aichroch | Performance Verification | Closed | Tom Burhart | 10/31/2019 | 10/31/2019 | Performance Verification for MEDLINE INDUSTRIES, INC. 11187649 B190401867 | Initial Install of Performance Verification. Device is ready for patient use. |  |  | 10/31/2019 | 10/31/2019
|  | MEDLINE INDUSTRIES, INC. | MEDLINE INDUSTRIES, INC. EXCEL (MDS806950) |  | B190401892 | PATIENT TRANSPORT |  |  | excluded | 10/31/2019 |  |  |  |  | NO | NO |  |  |  |  | MEDLINE INDUSTRIES, INC. 11187648 B190401892 |  |  | Active |  |  |  | Equipment | PAAR:00-PVAR | 10/31/2019 | 10/31/2019 | COOPER UNIVERSITY HOSPITAL |  |  | BASEMENT | WOT00000003180117 | Bonnie Aichroch | Performance Verification | Closed | Tom Burhart | 10/31/2019 | 10/31/2019 | Performance Verification for MEDLINE INDUSTRIES, INC. 11187648 B190401892 | Initial Install of Performance Verification. Device is ready for patient use. |  |  | 10/31/2019 | 10/31/2019
|  | MEDLINE INDUSTRIES, INC. | MEDLINE INDUSTRIES, INC. EXCEL (MDS806950) |  | B190300366 | PATIENT TRANSPORT |  |  | excluded | 10/31/2019 |  |  |  |  | NO | NO |  |  |  |  | MEDLINE INDUSTRIES, INC. 11187647 B190300366 |  |  | Active |  |  |  | Equipment | PAAR:00-PVAR | 10/31/2019 | 10/31/2019 | COOPER UNIVERSITY HOSPITAL |  |  | BASEMENT | WOT00000003180085 | Bonnie Aichroch | Performance Verification | Closed | Tom Burhart | 10/31/2019 | 10/31/2019 | Performance Verification for MEDLINE INDUSTRIES, INC. 11187647 B190300366 | Initial Install of Performance Verification. Device is ready for patient use. |  |  | 10/31/2019 | 10/31/2019
|  | MEDLINE INDUSTRIES, INC. | MEDLINE INDUSTRIES, INC. EXCEL (MDS806950) |  | B190307416 | PATIENT TRANSPORT |  |  | excluded | 10/31/2019 |  |  |  |  | NO | NO |  |  |  |  | MEDLINE INDUSTRIES, INC. 11187646 B190307416 |  |  | Active |  |  |  | Equipment | PAAR:00-PVAR | 10/31/2019 | 10/31/2019 | COOPER UNIVERSITY HOSPITAL |  |  | BASEMENT | WOT00000003180062 | Bonnie Aichroch | Performance Verification | Closed | Tom Burhart | 10/31/2019 | 10/31/2019 | Performance Verification for MEDLINE INDUSTRIES, INC. 11187646 B190307416 | Initial Install of Performance Verification. Device is ready for patient use. |  |  | 10/31/2019 | 10/31/2019
|  | MEDLINE INDUSTRIES, INC. | MEDLINE INDUSTRIES, INC. EXCEL (MDS806950) |  | B190401848 | PATIENT TRANSPORT |  |  | excluded | 10/31/2019 |  |  |  |  | NO | NO |  |  |  |  | MEDLINE INDUSTRIES, INC. 11187645 B190401848 |  |  | Active |  |  |  | Equipment | PAAR:00-PVAR | 10/31/2019 | 10/31/2019 | COOPER UNIVERSITY HOSPITAL |  |  | BASEMENT | WOT00000003180042 | Bonnie Aichroch | Performance Verification | Closed | Tom Burhart | 10/31/2019 | 10/31/2019 | Performance Verification for MEDLINE INDUSTRIES, INC. 11187645 B190401848 | Initial Install of Performance Verification. Device is ready for patient use. |  |  | 10/31/2019 | 10/31/2019
|  | MEDLINE INDUSTRIES, INC. | MEDLINE INDUSTRIES, INC. EXCEL (MDS806950) |  | B190307959 | PATIENT TRANSPORT |  |  | excluded | 10/31/2019 |  |  |  |  | NO | NO |  |  |  |  | MEDLINE INDUSTRIES, INC. 11187644 B190307959 |  |  | Active |  |  |  | Equipment | PAAR:00-PVAR | 10/31/2019 | 10/31/2019 | COOPER UNIVERSITY HOSPITAL |  |  | BASEMENT | WOT00000003180031 | Bonnie Aichroch | Performance Verification | Closed | Tom Burhart | 10/31/2019 | 10/31/2019 | Performance Verification for MEDLINE INDUSTRIES, INC. 11187644 B190307959 | Initial Install of Performance Verification. Device is ready for patient use. |  |  | 10/31/2019 | 10/31/2019
|  | MEDLINE INDUSTRIES, INC. | MEDLINE INDUSTRIES, INC. EXCEL (MDS806950) |  | B190307979 | PATIENT TRANSPORT |  |  | excluded | 10/31/2019 |  |  |  |  | NO | NO |  |  |  |  | MEDLINE INDUSTRIES, INC. 11187643 B190307979 |  |  | Active |  |  |  | Equipment | PAAR:00-PVAR | 10/31/2019 | 10/31/2019 | COOPER UNIVERSITY HOSPITAL |  |  | BASEMENT | WOT00000003180003 | Bonnie Aichroch | Performance Verification | Closed | Tom Burhart | 10/31/2019 | 10/31/2019 | Performance Verification for MEDLINE INDUSTRIES, INC. 11187643 B190307979 | Initial Install of Performance Verification. Device is ready for patient use. |  |  | 10/31/2019 | 10/31/2019
|  | MEDLINE INDUSTRIES, INC. | MEDLINE INDUSTRIES, INC. EXCEL (MDS806950) |  | B190307337 | PATIENT TRANSPORT |  |  | excluded | 10/31/2019 |  |  |  |  | NO | NO |  |  |  |  | MEDLINE INDUSTRIES, INC. 11187642 B190307337 |  |  | Active |  |  |  | Equipment | PAAR:00-PVAR | 10/31/2019 | 10/31/2019 | COOPER UNIVERSITY HOSPITAL |  |  | BASEMENT | WOT00000003179976 | Bonnie Aichroch | Performance Verification | Closed | Tom Burhart | 10/31/2019 | 10/31/2019 | Performance Verification for MEDLINE INDUSTRIES, INC. 11187642 B1907337 | Initial Install of Performance Verification. Device is ready for patient use. |  |  | 10/31/2019 | 10/31/2019
|  | MEDLINE INDUSTRIES, INC. | MEDLINE INDUSTRIES, INC. EXCEL (MDS806950) |  | B190307419 | PATIENT TRANSPORT |  |  | excluded | 10/31/2019 |  |  |  |  | NO | NO |  |  |  |  | MEDLINE INDUSTRIES, INC. 11187635 B190307419 |  |  | Active |  |  |  | Equipment | PAAR:00-PVAR | 10/31/2019 | 10/31/2019 | COOPER UNIVERSITY HOSPITAL |  |  | BASEMENT | WOT00000003179789 | Bonnie Aichroch | Performance Verification | Closed | Tom Burhart | 10/31/2019 | 10/31/2019 | Performance Verification for MEDLINE INDUSTRIES, INC. 11187635 B190307419 | Initial Install of Performance Verification. Device is ready for patient use. |  |  | 10/31/2019 | 10/31/2019
|  | MEDLINE INDUSTRIES, INC. | MEDLINE INDUSTRIES, INC. EXCEL (MDS806950) |  | B190402116 | PATIENT TRANSPORT |  |  | excluded | 10/31/2019 |  |  |  |  | NO | NO |  |  |  |  | MEDLINE INDUSTRIES, INC. 11187640 B190402116 |  |  | Active |  |  |  | Equipment | PAAR:00-PVAR | 10/31/2019 | 10/31/2019 | COOPER UNIVERSITY HOSPITAL |  |  | BASESMENT | WOT00000003179937 | Bonnie Aichroch | Performance Verification | Closed | Tom Burhart | 10/31/2019 | 10/31/2019 | Performance Verification for MEDLINE INDUSTRIES, INC. 11187640 B190402116 | Initial Install of Performance Verification. Device is ready for patient use. |  |  | 10/31/2019 | 10/31/2019
|  | MEDLINE INDUSTRIES, INC. | MEDLINE INDUSTRIES, INC. EXCEL (MDS806950) |  | B190401635 | PATIENT TRANSPORT |  |  | excluded | 10/31/2019 |  |  |  |  | NO | NO |  |  |  |  | MEDLINE INDUSTRIES, INC. 11187639 B190401635 |  |  | Active |  |  |  | Equipment | PAAR:00-PVAR | 10/31/2019 | 10/31/2019 | COOPER UNIVERSITY HOSPITAL |  |  | BASEMENT | WOT00000003179924 | Bonnie Aichroch | Performance Verification | Closed | Tom Burhart | 10/31/2019 | 10/31/2019 | Performance Verification for MEDLINE INDUSTRIES, INC. 11187639 B190401635 | Initial Install of Performance Verification. Device is ready for patient use. |  |  | 10/31/2019 | 10/31/2019
|  | MEDLINE INDUSTRIES, INC. | MEDLINE INDUSTRIES, INC. EXCEL (MDS806950) |  | B190307301 | PATIENT TRANSPORT |  |  | excluded | 10/31/2019 |  |  |  |  | NO | NO |  |  |  |  | MEDLINE INDUSTRIES, INC. 11187638 B190307301 |  |  | Active |  |  |  | Equipment | PAAR:00-PVAR | 10/31/2019 | 10/31/2019 | COOPER UNIVERSITY HOSPITAL |  |  | BASEMENT | WOT00000003179896 | Bonnie Aichroch | Performance Verification | Closed | Tom Burhart | 10/31/2019 | 10/31/2019 | Performance Verification for MEDLINE INDUSTRIES, INC. 11187638 B190307301 | Initial Install of Performance Verification. Device is ready for patient use. |  |  | 10/31/2019 | 10/31/2019
|  | MEDLINE INDUSTRIES, INC. | MEDLINE INDUSTRIES, INC. EXCEL (MDS806950) |  | B190401928 | PATIENT TRANSPORT |  |  | excluded | 10/31/2019 |  |  |  |  | NO | NO |  |  |  |  | MEDLINE INDUSTRIES, INC. 11187636 B190401928 |  |  | Active |  |  |  | Equipment | PAAR:00-PVAR | 10/31/2019 | 10/31/2019 | COOPER UNIVERSITY HOSPITAL |  |  | BASEMENT | WOT00000003179832 | Bonnie Aichroch | Performance Verification | Closed | Tom Burhart | 10/31/2019 | 10/31/2019 | Performance Verification for MEDLINE INDUSTRIES, INC. 11187636 B190401928 | Initial Install of Performance Verification. Device is ready for patient use. |  |  | 10/31/2019 | 10/31/2019
|  | MEDLINE INDUSTRIES, INC. | MEDLINE INDUSTRIES, INC. EXCEL (MDS806950) |  | B190401701 | PATIENT TRANSPORT |  |  | excluded | 10/31/2019 |  |  |  |  | NO | NO |  |  |  |  | MEDLINE INDUSTRIES, INC. 111187641 B190401701 |  |  | Active |  |  |  | Equipment | PAAR:00-PVAR | 10/31/2019 | 10/31/2019 | COOPER UNIVERSITY HOSPITAL |  |  | BASEMENT | WOT00000003179958 | Bonnie Aichroch | Performance Verification | Closed | Tom Burhart | 10/31/2019 | 10/31/2019 | Performance Verification for MEDLINE INDUSTRIES, INC. 111187641 B190401701 | Initial Install of Performance Verification. Device is ready for patient use. |  |  | 10/31/2019 | 10/31/2019
|  | MEDLINE INDUSTRIES, INC. | MEDLINE INDUSTRIES, INC. EXCEL (MDS806950) |  | MDS806200D | VOORHEES SURGERY CENTER-OPERATING ROOM |  |  |  | 06/10/2015 |  |  |  |  | NO | NO |  |  |  |  | MEDLINE INDUSTRIES, INC. 10732242 MDS806200D |  |  | Disposition |  | 99:99:99:99:99:99 |  | Equipment | PAAR:00-PVAR | 11/02/2019 |  | COOPER AMBULATORY OFF-SITES |  |  |  | 0012744241 | JENNIFER BOMBARO | Performance Verification | Closed | Josh Harris | 01/31/2018 | 01/31/2018 | INCOMING INVENTORY | DEVICE INVENTORIED | 66B8F9FC-27FF-4669-A317-251164E6CF82 | Labor | 01/31/2018 | 01/31/2018 | Josh Harris
|  | MEDLINE INDUSTRIES, INC. | MEDLINE INDUSTRIES, INC. EXCEL (MDS806950) |  | A020504932 | VOORHEES SURGERY CENTER-OPERATING ROOM |  |  | excluded | 06/10/2015 |  |  |  |  | NO | NO |  |  |  |  | MEDLINE INDUSTRIES, INC. 1073224 A020504932 |  |  | Active |  | 99:99:99:99:99:99 |  | Equipment | PAAR:00-PVAR | 11/01/2019 |  | COOPER AMBULATORY OFF-SITES |  |  |  | 0012744239 | JENNIFER BOMBARO | Performance Verification | Closed | Josh Harris | 01/31/2018 | 01/31/2018 | INCOMING INVENTORY | DEVICE INVENTORIED | F60B5917-E129-4F21-8FD3-7C3462D7B0E0 | Labor | 01/31/2018 | 01/31/2018 | Josh Harris
|  | MEDLINE INDUSTRIES, INC. | MEDLINE INDUSTRIES, INC. EXCEL (MDS806950) |  | B140500230 | AUDUBON URGENT CARE |  |  | excluded | 01/01/1900 |  |  |  |  | NO | NO |  |  |  |  | MEDLINE INDUSTRIES, INC. 10366276 B140500230 |  |  | Active |  | 99:99:99:99:99:99 |  | Equipment | PAAR:00-PVAR | 11/01/2019 |  | COOPER AMBULATORY OFF-SITES |  |  | HALLWAY | WOT00000000803471 | MELISSA PORTOBANCO | Repair | Closed | Charles Santomero | 04/17/2018 | 07/30/2018 | wheelchair - padded arms have come off | TRIED TO CONTACT CUSTOMER TO FIND OUT THE MAKE/MODEL OF WHEELCHAIR. BOTH NUMBERS LISTED IN WOT WERE INCORRECT. REACHED THE SITE BUT DAWN WAS WITH A PATIENT. LEFT MY CELL NUMBER FOR HER TO CALL ME BACK. Found the wheelchair arms still present, but the hardware was missing. Will return at a future date with proper hardware. In the meantime, they have a new wheelchair Linda Garrison sent to them from 3-Cooper that will be permanently theirs. Attached arm pads to wheel chair. OVP, RTS. | EXP0622746 | Labor | 05/23/2018 | 05/23/2018 | Charles Santomero
|  | MEDLINE INDUSTRIES, INC. | MEDLINE INDUSTRIES, INC. EXCEL (MDS806950) |  | B130502313 | PATIENT TRANSPORT |  |  |  | 01/01/1900 |  |  |  |  | NO | NO |  |  |  |  | MEDLINE INDUSTRIES, INC. 10356328 B130502313 |  |  | Disposition |  |  |  | Equipment | PAAR:00-PVAR | 11/01/2019 |  | COOPER UNIVERSITY HOSPITAL |  |  | 9 PAV | WOT00000000521996 | Bonnie Aichroch | Disposition | Closed | Josh Harris | 02/08/2018 | 03/30/2018 | Bulk Disposition CNL | unit was not compatible with all parts and models we continue to use. unit was donated. | EXP0287729 | Labor | 03/28/2018 | 03/28/2018 | Josh Harris
|  | MEDLINE INDUSTRIES, INC. | MEDLINE INDUSTRIES, INC. EXCEL (MDS806950) |  | B141203246 | PATIENT TRANSPORT |  |  |  | 08/03/2015 |  |  |  |  | NO | NO |  |  |  |  | MEDLINE INDUSTRIES, INC. 10349223 B141203246 |  |  | Disposition |  |  |  | Equipment | PAAR:00-PVAR | 10/16/2019 |  | COOPER UNIVERSITY HOSPITAL |  |  |  |  | Bonnie Aichroch
|  | MEDLINE INDUSTRIES, INC. | MEDLINE INDUSTRIES, INC. EXCEL (MDS806950) |  | Not Known | PATIENT TRANSPORT |  |  |  | 08/05/2015 |  |  |  |  | NO | NO |  |  |  |  | MEDLINE INDUSTRIES, INC. 10349185 Not Known |  |  | Disposition |  |  |  | Equipment | PAAR:00-PVAR | 10/16/2019 |  | COOPER UNIVERSITY HOSPITAL |  |  |  |  | Bonnie Aichroch
|  | MEDLINE INDUSTRIES, INC. | MEDLINE INDUSTRIES, INC. EXCEL (MDS806950) |  | B190401640 | PATIENT TRANSPORT |  |  | excluded | 07/10/2019 |  |  |  |  | NO | NO |  |  |  |  | MEDLINE INDUSTRIES, INC. 11187637 B190401640 |  |  | Active |  |  |  | Equipment | PAAR:00-PVAR | 10/31/2019 |  | COOPER UNIVERSITY HOSPITAL |  |  | BASEMENT | WOT00000003179866 | Bonnie Aichroch | Performance Verification | Closed | Tom Burhart | 07/11/2019 | 07/13/2019 | Performance Verification for MEDLINE INDUSTRIES, INC. 11187637 B190401640 | Initial Install of Performance Verification. Device is ready for patient use.
|  | MEDLINE INDUSTRIES, INC. | MEDLINE INDUSTRIES, INC. EXCEL 2000 |  | B160100845 | VOORHEES SURGERY CENTER-OPERATING ROOM |  |  | excluded | 10/31/2019 |  |  |  |  | NO | NO |  |  |  |  | MEDLINE INDUSTRIES, INC. 11239304 B160100845 |  |  | Active |  | 99:99:99:99:99:99 |  | Equipment | PAAR:00-PVAR | 10/31/2019 | 10/31/2019 | COOPER AMBULATORY OFF-SITES |  |  | 900 Centennial - Lobby/Dock | WOT00000001819461 | JENNIFER BOMBARO | Performance Verification | Closed | Kirk Lis | 10/31/2019 | 10/31/2019 | Performance Verification for MEDLINE INDUSTRIES, INC. 11239304 B160100845 | Initial Install of Performance Verification. Device is ready for patient use. |  |  | 10/31/2019 | 10/31/2019
|  | MEDLINE INDUSTRIES, INC. | MEDLINE INDUSTRIES, INC. EXCEL 2000 |  | NOT KNOWN | VOORHEES SURGERY CENTER-RADIOLOGY |  |  | excluded | 10/31/2019 |  |  |  |  | NO | NO |  |  |  |  | MEDLINE INDUSTRIES, INC. 11200004 NOT KNOWN |  |  | Active |  |  |  | Equipment | PAAR:00-PVAR | 10/31/2019 | 10/31/2019 | COOPER AMBULATORY OFF-SITES |  |  | SUITE E | WOT00000002002502 | PAT STIENES | Repair | Closed | Kirk Lis | 10/31/2019 | 10/31/2019 | wheelchair - patient right leg rest is bent and will not lock in place | RIGHT LEG SECTION WAS BENT. STRAIGHTEN SECTION AND ADJUSTED BRAKES. LUBRICATED UNIT. PERFORMED OVP. INFORMED STAFF OF UNIT'S STATUS | EXP2122524 | Labor | 10/31/2019 | 10/31/2019 | Kirk Lis
|  | MEDLINE INDUSTRIES, INC. | MEDLINE INDUSTRIES, INC. EXCEL 2000 |  | JY0645561 | PATIENT TRANSPORT |  |  | excluded | 01/01/1900 |  |  |  |  | NO | NO |  |  |  |  | MEDLINE INDUSTRIES, INC. 10368577 JY0645561 |  |  | Active |  | 99:99:99:99:99:99 |  | Equipment | PAAR:00-PVAR | 11/01/2019 |  | COOPER UNIVERSITY HOSPITAL |  |  | NURSES STATION |  | Bonnie Aichroch
|  | MEDLINE INDUSTRIES, INC. | MEDLINE INDUSTRIES, INC. EXCEL 2000 |  | JYO800477 | PATIENT TRANSPORT |  |  | excluded | 01/01/1900 |  |  |  |  | NO | NO |  |  |  |  | MEDLINE INDUSTRIES, INC. 10368486 JYO800477 |  |  | Active |  | 99:99:99:99:99:99 |  | Equipment | PAAR:00-PVAR | 11/02/2019 |  | COOPER UNIVERSITY HOSPITAL |  |  | PACU | WOT00000000527126 | Bonnie Aichroch | Disposition | Closed | Josh Harris | 02/08/2018 | 02/20/2019 | Bulk Disposition CNL
|  | MEDLINE INDUSTRIES, INC. | MEDLINE INDUSTRIES, INC. EXCEL 2000 |  | B101100111 | PATIENT TRANSPORT |  |  | excluded | 01/01/1900 |  |  |  |  | NO | NO |  |  |  |  | MEDLINE INDUSTRIES, INC. 10368446 B101100111 |  |  | Active |  | 99:99:99:99:99:99 |  | Equipment | PAAR:00-PVAR | 11/02/2019 |  | COOPER UNIVERSITY HOSPITAL |  |  | PACU | WOT00000000521956 | Bonnie Aichroch | Disposition | Closed | Josh Harris | 02/08/2018 | 05/17/2019 | Bulk Disposition CNL | Found in April
|  | MEDLINE INDUSTRIES, INC. | MEDLINE INDUSTRIES, INC. EXCEL 2000 |  |  | PATIENT TRANSPORT |  |  | excluded | 01/01/1900 |  |  |  |  | NO | NO |  |  |  |  | MEDLINE INDUSTRIES, INC. 10368447 0324399 |  |  | Active |  | 99:99:99:99:99:99 |  | Equipment | PAAR:00-PVAR | 11/02/2019 |  | COOPER UNIVERSITY HOSPITAL |  |  | pacu storage | WOT00000000536911 | Bonnie Aichroch | Disposition | Closed | Josh Harris | 02/09/2018 | 05/14/2019 | Bulk Disposition CNL | Notification sent to technician and manager that this CEID has been marked as Could Not Locate (CNL). 33% SLA Warning: Notification sent to technician and manager that this CEID has been marked as Could Not Locate (CNL) for 30 days. 66% SLA Warning: Notification sent to technician and manager that this CEID has been marked as Could Not Locate (CNL) for 60 days. 99% SLA Warning: Notification sent to technician and manager that this CEID has been marked as Could Not Locate (CNL) for 90 days.
|  | MEDLINE INDUSTRIES, INC. | MEDLINE INDUSTRIES, INC. EXCEL 2000 |  | NOT KNOWN | PATIENT TRANSPORT |  |  | excluded | 01/01/1900 |  |  |  |  | NO | NO |  |  |  |  | MEDLINE INDUSTRIES, INC. 10367451 NOT KNOWN |  |  | Active | 10367451, dup10367451 | 99:99:99:99:99:99 |  | Equipment | PAAR:00-PVAR | 11/02/2019 |  | COOPER UNIVERSITY HOSPITAL |  |  | SPU/5N | WOT00000000531681 | Bonnie Aichroch | Disposition | Closed | Josh Harris | 02/08/2018 | 05/16/2019 | Bulk Disposition CNL
|  | MEDLINE INDUSTRIES, INC. | MEDLINE INDUSTRIES, INC. EXCEL 2000 |  | JY1523501 | PATIENT TRANSPORT |  |  | excluded | 01/01/1900 |  |  |  |  | NO | NO |  |  |  |  | MEDLINE INDUSTRIES, INC. 10356202 JY1523501 |  |  | Active |  | 99:99:99:99:99:99 |  | Equipment | PAAR:00-PVAR | 11/01/2019 |  | COOPER UNIVERSITY HOSPITAL |  |  | PACU | WOT00000000527125 | Bonnie Aichroch | Disposition | Closed | Josh Harris | 02/08/2018 | 05/14/2019 | Bulk Disposition CNL
|  | MEDLINE INDUSTRIES, INC. | MEDLINE INDUSTRIES, INC. EXCEL 2000 |  | B130201195 | PATIENT TRANSPORT |  |  | excluded | 06/26/2015 |  |  |  |  | NO | NO |  |  |  |  | MEDLINE INDUSTRIES, INC. 10348785 B130201195 |  |  | Active |  | 99:99:99:99:99:99 |  | Equipment | PAAR:00-PVAR | 11/02/2019 |  | COOPER UNIVERSITY HOSPITAL |  |  |  |  | Bonnie Aichroch
|  | MEDLINE INDUSTRIES, INC. | MEDLINE INDUSTRIES, INC. EXCEL 2000 |  | B1300200812 | PATIENT TRANSPORT |  |  | excluded | 06/26/2015 |  |  |  |  | NO | NO |  |  |  |  | MEDLINE INDUSTRIES, INC. 10348784 B1300200812 |  |  | Active |  | 99:99:99:99:99:99 |  | Equipment | PAAR:00-PVAR | 11/01/2019 |  | COOPER UNIVERSITY HOSPITAL |  |  |  |  | Bonnie Aichroch
|  | MEDLINE INDUSTRIES, INC. | MEDLINE INDUSTRIES, INC. EXCEL 2000 |  | B130200974 | PATIENT TRANSPORT |  |  | excluded | 06/26/2015 |  |  |  |  | NO | NO |  |  |  |  | MEDLINE INDUSTRIES, INC. 10348783 B130200974 |  |  | Active |  | 99:99:99:99:99:99 |  | Equipment | PAAR:00-PVAR | 11/02/2019 |  | COOPER UNIVERSITY HOSPITAL |  |  |  |  | Bonnie Aichroch
|  | MEDLINE INDUSTRIES, INC. | MEDLINE INDUSTRIES, INC. EXCEL 2000 |  | Not Known | PATIENT TRANSPORT |  |  | excluded | 01/01/1900 |  |  |  |  | NO | NO |  |  |  |  | MEDLINE INDUSTRIES, INC. 10346341 Not Known |  |  | Active |  | 99:99:99:99:99:99 |  | Equipment | PAAR:00-PVAR | 11/02/2019 |  | COOPER UNIVERSITY HOSPITAL |  |  | TRANSPORT | WOT00000000531289 | Bonnie Aichroch | Disposition | Closed | Josh Harris | 02/08/2018 | 05/14/2019 | Bulk Disposition CNL
|  | MEDLINE INDUSTRIES, INC. | MEDLINE INDUSTRIES, INC. EXCEL BASIC - K1 |  | 99TM403619 | VOORHEES SURGERY CENTER-OPERATING ROOM |  |  | excluded | 11/01/2019 |  |  |  |  | NO | NO |  |  |  |  | MEDLINE INDUSTRIES, INC. 30144744 99TM403619 |  |  | Active |  | 99:99:99:99:99:99 |  | Equipment | PAAR:00-PVAR | 11/01/2019 | 11/01/2019 | COOPER AMBULATORY OFF-SITES |  |  | PACU | 0012595708 | JENNIFER BOMBARO | Repair | Closed | Kirk Lis | 11/01/2019 | 11/01/2019 | WHEELCHAIR - LEFT LEG EXTENSION MISSING A BOLT - 900 CENTENNIAL BLVD PRE OP SUITE E | 1/5/2018 11:58:20 AM KALIS (KALIS 1/4/2018 12:00 AM) ANALYZED UNIT. EQUIPMENT MISSING SECURING RING. SEARCHED STOCK 1/5/2018 11:59:57 AM KALIS (KALIS 1/5/2018 12:00 AM) TRAVEL TIME (KALIS 1/5/2018 12:00 AM) PURCHASED CLIP FROM STORE (KALIS 1/5/2018 12:00 AM) INSTALLED SECURING CLIP | 8A4C566A-40A1-411B-9B0D-131751528C57 | Parts | 11/01/2019 | 11/01/2019 | Kirk Lis
|  | MEDLINE INDUSTRIES, INC. | MEDLINE INDUSTRIES, INC. EXCEL EXTRA-WIDE |  | B110702165 | PATIENT TRANSPORT |  |  | excluded | 10/31/2019 |  |  |  |  | NO | NO |  |  |  |  | MEDLINE INDUSTRIES, INC. 30126235 B110702165 |  |  | Active |  | 99:99:99:99:99:99 |  | Equipment | PAAR:00-PVAR | 10/31/2019 | 10/31/2019 | COOPER UNIVERSITY HOSPITAL |  |  |  |  | Bonnie Aichroch |  |  |  | 10/31/2019 | 10/31/2019 |  |  |  |  | 10/31/2019 | 10/31/2019
|  | MEDLINE INDUSTRIES, INC. | MEDLINE INDUSTRIES, INC. EXCEL EXTRA-WIDE |  | B110702319 | PATIENT TRANSPORT |  |  | excluded | 10/31/2019 |  |  |  |  | NO | NO |  |  |  |  | MEDLINE INDUSTRIES, INC. 30126233 B110702319 |  |  | Active |  | 99:99:99:99:99:99 |  | Equipment | PAAR:00-PVAR | 10/31/2019 | 10/31/2019 | COOPER UNIVERSITY HOSPITAL |  |  |  |  | Bonnie Aichroch |  |  |  | 10/31/2019 | 10/31/2019 |  |  |  |  | 10/31/2019 | 10/31/2019
|  | MEDLINE INDUSTRIES, INC. | MEDLINE INDUSTRIES, INC. EXCEL EXTRA-WIDE |  | B141203068 | PATIENT TRANSPORT |  |  | excluded | 10/31/2019 |  |  |  |  | NO | NO |  |  |  |  | MEDLINE INDUSTRIES, INC. 30126191 B141203068 |  |  | Active |  | 99:99:99:99:99:99 |  | Equipment | PAAR:00-PVAR | 10/31/2019 | 10/31/2019 | COOPER UNIVERSITY HOSPITAL |  |  |  |  | Bonnie Aichroch |  |  |  | 10/31/2019 | 10/31/2019 |  |  |  |  | 10/31/2019 | 10/31/2019
|  | MEDLINE INDUSTRIES, INC. | MEDLINE INDUSTRIES, INC. EXCEL EXTRA-WIDE |  | B121115054 | COOPER CANCER CENTER |  |  | excluded | 11/02/2019 |  |  |  |  | NO | NO |  |  |  |  | MEDLINE INDUSTRIES, INC. 30126192 B121115054 |  |  | Active |  | 99:99:99:99:99:99 |  | Equipment | PAAR:00-PVAR | 11/02/2019 | 11/02/2019 | COOPER AMBULATORY OFF-SITES |  |  | CCC - Lobby |  | COLLEEN TEGELER |  |  |  | 11/02/2019 | 11/02/2019 |  |  |  |  | 11/02/2019 | 11/02/2019
|  | MEDLINE INDUSTRIES, INC. | MEDLINE INDUSTRIES, INC. EXCEL EXTRA-WIDE |  | B101204664 | PATIENT TRANSPORT |  |  | excluded | 10/31/2019 |  |  |  |  | NO | NO |  |  |  |  | MEDLINE INDUSTRIES, INC. 30126188 B101204664 |  |  | Active |  | 99:99:99:99:99:99 |  | Equipment | PAAR:00-PVAR | 10/31/2019 | 10/31/2019 | COOPER UNIVERSITY HOSPITAL |  |  |  |  | Bonnie Aichroch |  |  |  | 10/31/2019 | 10/31/2019 |  |  |  |  | 10/31/2019 | 10/31/2019
|  | MEDLINE INDUSTRIES, INC. | MEDLINE INDUSTRIES, INC. EXCEL EXTRA-WIDE |  | Not Known | PATIENT TRANSPORT |  |  | excluded | 10/31/2019 |  |  |  |  | NO | NO |  |  |  |  | MEDLINE INDUSTRIES, INC. 30126078 Not Known |  |  | Active |  | 99:99:99:99:99:99 |  | Equipment | PAAR:00-PVAR | 10/31/2019 | 10/31/2019 | COOPER UNIVERSITY HOSPITAL |  |  | MOVES |  | Bonnie Aichroch |  |  |  | 10/31/2019 | 10/31/2019 |  |  |  |  | 10/31/2019 | 10/31/2019
|  | MEDLINE INDUSTRIES, INC. | MEDLINE INDUSTRIES, INC. EXCEL EXTRA-WIDE |  | Not Known | PATIENT TRANSPORT |  |  | excluded | 10/31/2019 |  |  |  |  | NO | NO |  |  |  |  | MEDLINE INDUSTRIES, INC. 30126079 Not Known |  |  | Active |  | 99:99:99:99:99:99 |  | Equipment | PAAR:00-PVAR | 10/31/2019 | 10/31/2019 | COOPER UNIVERSITY HOSPITAL |  |  |  |  | Bonnie Aichroch |  |  |  | 10/31/2019 | 10/31/2019 |  |  |  |  | 10/31/2019 | 10/31/2019
|  | MEDLINE INDUSTRIES, INC. | MEDLINE INDUSTRIES, INC. EXCEL EXTRA-WIDE |  | Not Known | PATIENT TRANSPORT |  |  | excluded | 10/31/2019 |  |  |  |  | NO | NO |  |  |  |  | MEDLINE INDUSTRIES, INC. 30126080 Not Known |  |  | Active |  | 99:99:99:99:99:99 |  | Equipment | PAAR:00-PVAR | 10/31/2019 | 10/31/2019 | COOPER UNIVERSITY HOSPITAL |  |  |  |  | Bonnie Aichroch |  |  |  | 10/31/2019 | 10/31/2019 |  |  |  |  | 10/31/2019 | 10/31/2019
|  | MEDLINE INDUSTRIES, INC. | MEDLINE INDUSTRIES, INC. EXCEL EXTRA-WIDE |  | Not Known | PATIENT TRANSPORT |  |  | excluded | 10/31/2019 |  |  |  |  | NO | NO |  |  |  |  | MEDLINE INDUSTRIES, INC. 30126081 Not Known |  |  | Active |  | 99:99:99:99:99:99 |  | Equipment | PAAR:00-PVAR | 10/31/2019 | 10/31/2019 | COOPER UNIVERSITY HOSPITAL |  |  |  |  | Bonnie Aichroch |  |  |  | 10/31/2019 | 10/31/2019 |  |  |  |  | 10/31/2019 | 10/31/2019
|  | MEDLINE INDUSTRIES, INC. | MEDLINE INDUSTRIES, INC. EXCEL EXTRA-WIDE |  | Not Known | PATIENT TRANSPORT |  |  | excluded | 10/31/2019 |  |  |  |  | NO | NO |  |  |  |  | MEDLINE INDUSTRIES, INC. 30126082 Not Known |  |  | Active |  | 99:99:99:99:99:99 |  | Equipment | PAAR:00-PVAR | 10/31/2019 | 10/31/2019 | COOPER UNIVERSITY HOSPITAL |  |  |  |  | Bonnie Aichroch |  |  |  | 10/31/2019 | 10/31/2019 |  |  |  |  | 10/31/2019 | 10/31/2019
|  | MEDLINE INDUSTRIES, INC. | MEDLINE INDUSTRIES, INC. EXCEL EXTRA-WIDE |  | Not Known | PATIENT TRANSPORT |  |  | excluded | 10/31/2019 |  |  |  |  | NO | NO |  |  |  |  | MEDLINE INDUSTRIES, INC. 30126102 Not Known |  |  | Active |  | 99:99:99:99:99:99 |  | Equipment | PAAR:00-PVAR | 10/31/2019 | 10/31/2019 | COOPER UNIVERSITY HOSPITAL |  |  |  |  | Bonnie Aichroch |  |  |  | 10/31/2019 | 10/31/2019 |  |  |  |  | 10/31/2019 | 10/31/2019
|  | MEDLINE INDUSTRIES, INC. | MEDLINE INDUSTRIES, INC. EXCEL EXTRA-WIDE |  | Not Known | PATIENT TRANSPORT |  |  | excluded | 10/31/2019 |  |  |  |  | NO | NO |  |  |  |  | MEDLINE INDUSTRIES, INC. 30126076 Not Known |  |  | Active |  | 99:99:99:99:99:99 |  | Equipment | PAAR:00-PVAR | 10/31/2019 | 10/31/2019 | COOPER UNIVERSITY HOSPITAL |  |  |  |  | Bonnie Aichroch |  |  |  | 10/31/2019 | 10/31/2019 |  |  |  |  | 10/31/2019 | 10/31/2019
|  | MEDLINE INDUSTRIES, INC. | MEDLINE INDUSTRIES, INC. EXCEL EXTRA-WIDE |  | Not Known | PATIENT TRANSPORT |  |  | excluded | 10/31/2019 |  |  |  |  | NO | NO |  |  |  |  | MEDLINE INDUSTRIES, INC. 30126086 Not Known |  |  | Active |  | 99:99:99:99:99:99 |  | Equipment | PAAR:00-PVAR | 10/31/2019 | 10/31/2019 | COOPER UNIVERSITY HOSPITAL |  |  |  |  | Bonnie Aichroch |  |  |  | 10/31/2019 | 10/31/2019 |  |  |  |  | 10/31/2019 | 10/31/2019
|  | MEDLINE INDUSTRIES, INC. | MEDLINE INDUSTRIES, INC. EXCEL EXTRA-WIDE |  | Not Known | PATIENT TRANSPORT |  |  | excluded | 10/31/2019 |  |  |  |  | NO | NO |  |  |  |  | MEDLINE INDUSTRIES, INC. 30126084 Not Known |  |  | Active |  | 99:99:99:99:99:99 |  | Equipment | PAAR:00-PVAR | 10/31/2019 | 10/31/2019 | COOPER UNIVERSITY HOSPITAL |  |  | TRANSPORT |  | Bonnie Aichroch |  |  |  | 10/31/2019 | 10/31/2019 |  |  |  |  | 10/31/2019 | 10/31/2019
|  | MEDLINE INDUSTRIES, INC. | MEDLINE INDUSTRIES, INC. EXCEL EXTRA-WIDE |  | Not Known | PATIENT TRANSPORT |  |  | excluded | 10/31/2019 |  |  |  |  | NO | NO |  |  |  |  | MEDLINE INDUSTRIES, INC. 30126085 Not Known |  |  | Active |  | 99:99:99:99:99:99 |  | Equipment | PAAR:00-PVAR | 10/31/2019 | 10/31/2019 | COOPER UNIVERSITY HOSPITAL |  |  |  |  | Bonnie Aichroch |  |  |  | 10/31/2019 | 10/31/2019 |  |  |  |  | 10/31/2019 | 10/31/2019
|  | MEDLINE INDUSTRIES, INC. | MEDLINE INDUSTRIES, INC. EXCEL EXTRA-WIDE |  | Not Known | PATIENT TRANSPORT |  |  | excluded | 10/31/2019 |  |  |  |  | NO | NO |  |  |  |  | MEDLINE INDUSTRIES, INC. 30126083 Not Known |  |  | Active |  | 99:99:99:99:99:99 |  | Equipment | PAAR:00-PVAR | 10/31/2019 | 10/31/2019 | COOPER UNIVERSITY HOSPITAL |  |  |  |  | Bonnie Aichroch |  |  |  | 10/31/2019 | 10/31/2019 |  |  |  |  | 10/31/2019 | 10/31/2019
|  | MEDLINE INDUSTRIES, INC. | MEDLINE INDUSTRIES, INC. EXCEL EXTRA-WIDE |  | Not Known | PATIENT TRANSPORT |  |  | excluded | 10/31/2019 |  |  |  |  | NO | NO |  |  |  |  | MEDLINE INDUSTRIES, INC. 30126077 Not Known |  |  | Active |  | 99:99:99:99:99:99 |  | Equipment | PAAR:00-PVAR | 10/31/2019 | 10/31/2019 | COOPER UNIVERSITY HOSPITAL |  |  | MOVES |  | Bonnie Aichroch |  |  |  | 10/31/2019 | 10/31/2019 |  |  |  |  | 10/31/2019 | 10/31/2019
|  | MEDLINE INDUSTRIES, INC. | MEDLINE INDUSTRIES, INC. EXCEL EXTRA-WIDE |  | Not Known | PATIENT TRANSPORT |  |  | excluded | 10/31/2019 |  |  |  |  | NO | NO |  |  |  |  | MEDLINE INDUSTRIES, INC. 30126075 Not Known |  |  | Active |  | 99:99:99:99:99:99 |  | Equipment | PAAR:00-PVAR | 10/31/2019 | 10/31/2019 | COOPER UNIVERSITY HOSPITAL |  |  |  |  | Bonnie Aichroch |  |  |  | 10/31/2019 | 10/31/2019 |  |  |  |  | 10/31/2019 | 10/31/2019
|  | MEDLINE INDUSTRIES, INC. | MEDLINE INDUSTRIES, INC. EXCEL EXTRA-WIDE |  | Not Known | PATIENT TRANSPORT |  |  | excluded | 10/31/2019 |  |  |  |  | NO | NO |  |  |  |  | MEDLINE INDUSTRIES, INC. 30126074 Not Known |  |  | Active |  | 99:99:99:99:99:99 |  | Equipment | PAAR:00-PVAR | 10/31/2019 | 10/31/2019 | COOPER UNIVERSITY HOSPITAL |  |  |  |  | Bonnie Aichroch |  |  |  | 10/31/2019 | 10/31/2019 |  |  |  |  | 10/31/2019 | 10/31/2019
|  | MEDLINE INDUSTRIES, INC. | MEDLINE INDUSTRIES, INC. EXCEL EXTRA-WIDE |  | Not Known | PATIENT TRANSPORT |  |  | excluded | 10/31/2019 |  |  |  |  | NO | NO |  |  |  |  | MEDLINE INDUSTRIES, INC. 30126073 Not Known |  |  | Active |  | 99:99:99:99:99:99 |  | Equipment | PAAR:00-PVAR | 10/31/2019 | 10/31/2019 | COOPER UNIVERSITY HOSPITAL |  |  | TRANSPORT |  | Bonnie Aichroch |  |  |  | 10/31/2019 | 10/31/2019 |  |  |  |  | 10/31/2019 | 10/31/2019
|  | MEDLINE INDUSTRIES, INC. | MEDLINE INDUSTRIES, INC. EXCEL EXTRA-WIDE |  | Not Known | PATIENT TRANSPORT |  |  | excluded | 10/31/2019 |  |  |  |  | NO | NO |  |  |  |  | MEDLINE INDUSTRIES, INC. 30126071 Not Known |  |  | Active |  | 99:99:99:99:99:99 |  | Equipment | PAAR:00-PVAR | 10/31/2019 | 10/31/2019 | COOPER UNIVERSITY HOSPITAL |  |  |  |  | Bonnie Aichroch |  |  |  | 10/31/2019 | 10/31/2019 |  |  |  |  | 10/31/2019 | 10/31/2019
|  | MEDLINE INDUSTRIES, INC. | MEDLINE INDUSTRIES, INC. EXCEL EXTRA-WIDE |  | Not Known | PATIENT TRANSPORT |  |  | excluded | 10/31/2019 |  |  |  |  | NO | NO |  |  |  |  | MEDLINE INDUSTRIES, INC. 30126072 Not Known |  |  | Active |  | 99:99:99:99:99:99 |  | Equipment | PAAR:00-PVAR | 10/31/2019 | 10/31/2019 | COOPER UNIVERSITY HOSPITAL |  |  | TRANSPORT |  | Bonnie Aichroch |  |  |  | 10/31/2019 | 10/31/2019 |  |  |  |  | 10/31/2019 | 10/31/2019
|  | MEDLINE INDUSTRIES, INC. | MEDLINE INDUSTRIES, INC. EXCEL EXTRA-WIDE |  | Not Known | PATIENT TRANSPORT |  |  | excluded | 10/31/2019 |  |  |  |  | NO | NO |  |  |  |  | MEDLINE INDUSTRIES, INC. 30126068 Not Known |  |  | Active |  | 99:99:99:99:99:99 |  | Equipment | PAAR:00-PVAR | 10/31/2019 | 10/31/2019 | COOPER UNIVERSITY HOSPITAL |  |  |  |  | Bonnie Aichroch |  |  |  | 10/31/2019 | 10/31/2019 |  |  |  |  | 10/31/2019 | 10/31/2019
|  | MEDLINE INDUSTRIES, INC. | MEDLINE INDUSTRIES, INC. EXCEL EXTRA-WIDE |  | Not Known | PATIENT TRANSPORT |  |  | excluded | 10/31/2019 |  |  |  |  | NO | NO |  |  |  |  | MEDLINE INDUSTRIES, INC. 30126069 Not Known |  |  | Active |  | 99:99:99:99:99:99 |  | Equipment | PAAR:00-PVAR | 10/31/2019 | 10/31/2019 | COOPER UNIVERSITY HOSPITAL |  |  |  |  | Bonnie Aichroch |  |  |  | 10/31/2019 | 10/31/2019 |  |  |  |  | 10/31/2019 | 10/31/2019
|  | MEDLINE INDUSTRIES, INC. | MEDLINE INDUSTRIES, INC. EXCEL EXTRA-WIDE |  | Not Known | PATIENT TRANSPORT |  |  | excluded | 10/31/2019 |  |  |  |  | NO | NO |  |  |  |  | MEDLINE INDUSTRIES, INC. 30126063 Not Known |  |  | Active |  | 99:99:99:99:99:99 |  | Equipment | PAAR:00-PVAR | 10/31/2019 | 10/31/2019 | COOPER UNIVERSITY HOSPITAL |  |  | MOVES |  | Bonnie Aichroch |  |  |  | 10/31/2019 | 10/31/2019 |  |  |  |  | 10/31/2019 | 10/31/2019
|  | MEDLINE INDUSTRIES, INC. | MEDLINE INDUSTRIES, INC. EXCEL EXTRA-WIDE |  | Not Known | PATIENT TRANSPORT |  |  | excluded | 10/31/2019 |  |  |  |  | NO | NO |  |  |  |  | MEDLINE INDUSTRIES, INC. 30126066 Not Known |  |  | Active |  | 99:99:99:99:99:99 |  | Equipment | PAAR:00-PVAR | 10/31/2019 | 10/31/2019 | COOPER UNIVERSITY HOSPITAL |  |  |  |  | Bonnie Aichroch |  |  |  | 10/31/2019 | 10/31/2019 |  |  |  |  | 10/31/2019 | 10/31/2019
|  | MEDLINE INDUSTRIES, INC. | MEDLINE INDUSTRIES, INC. EXCEL EXTRA-WIDE |  | Not Known | PATIENT TRANSPORT |  |  | excluded | 10/31/2019 |  |  |  |  | NO | NO |  |  |  |  | MEDLINE INDUSTRIES, INC. 30126067 Not Known |  |  | Active |  | 99:99:99:99:99:99 |  | Equipment | PAAR:00-PVAR | 10/31/2019 | 10/31/2019 | COOPER UNIVERSITY HOSPITAL |  |  |  |  | Bonnie Aichroch |  |  |  | 10/31/2019 | 10/31/2019 |  |  |  |  | 10/31/2019 | 10/31/2019
|  | MEDLINE INDUSTRIES, INC. | MEDLINE INDUSTRIES, INC. EXCEL EXTRA-WIDE |  | Not Known | VOORHEES SURGERY CENTER-SURGERY DEPT |  |  | excluded | 10/31/2019 |  |  |  |  | NO | NO |  |  |  |  | MEDLINE INDUSTRIES, INC. 30126064 Not Known |  |  | Active |  | 99:99:99:99:99:99 |  | Equipment | PAAR:00-PVAR | 10/31/2019 | 10/31/2019 | COOPER AMBULATORY OFF-SITES |  |  | ATRIUM FRONT DESK |  | Theresa Megali |  |  |  | 10/31/2019 | 10/31/2019 |  |  |  |  | 10/31/2019 | 10/31/2019
|  | MEDLINE INDUSTRIES, INC. | MEDLINE INDUSTRIES, INC. EXCEL EXTRA-WIDE |  | Not Known | PATIENT TRANSPORT |  |  | excluded | 10/31/2019 |  |  |  |  | NO | NO |  |  |  |  | MEDLINE INDUSTRIES, INC. 30126065 Not Known |  |  | Active |  | 99:99:99:99:99:99 |  | Equipment | PAAR:00-PVAR | 10/31/2019 | 10/31/2019 | COOPER UNIVERSITY HOSPITAL |  |  |  |  | Bonnie Aichroch |  |  |  | 10/31/2019 | 10/31/2019 |  |  |  |  | 10/31/2019 | 10/31/2019
|  | MEDLINE INDUSTRIES, INC. | MEDLINE INDUSTRIES, INC. EXCEL EXTRA-WIDE |  | Not Known | PATIENT TRANSPORT |  |  | excluded | 10/31/2019 |  |  |  |  | NO | NO |  |  |  |  | MEDLINE INDUSTRIES, INC. 30126062 Not Known |  |  | Active |  | 99:99:99:99:99:99 |  | Equipment | PAAR:00-PVAR | 10/31/2019 | 10/31/2019 | COOPER UNIVERSITY HOSPITAL |  |  |  |  | Bonnie Aichroch |  |  |  | 10/31/2019 | 10/31/2019 |  |  |  |  | 10/31/2019 | 10/31/2019
|  | MEDLINE INDUSTRIES, INC. | MEDLINE INDUSTRIES, INC. EXCEL EXTRA-WIDE |  | Not Known | PATIENT TRANSPORT |  |  | excluded | 10/31/2019 |  |  |  |  | NO | NO |  |  |  |  | MEDLINE INDUSTRIES, INC. 30126061 Not Known |  |  | Active |  | 99:99:99:99:99:99 |  | Equipment | PAAR:00-PVAR | 10/31/2019 | 10/31/2019 | COOPER UNIVERSITY HOSPITAL |  |  | TRANSPORT |  | Bonnie Aichroch |  |  |  | 10/31/2019 | 10/31/2019 |  |  |  |  | 10/31/2019 | 10/31/2019
|  | MEDLINE INDUSTRIES, INC. | MEDLINE INDUSTRIES, INC. EXCEL EXTRA-WIDE |  | B121114604 | PATIENT TRANSPORT |  |  | excluded | 10/31/2019 |  |  |  |  | NO | NO |  |  |  |  | MEDLINE INDUSTRIES, INC. 30126044 B121114604 |  |  | Active |  | 99:99:99:99:99:99 |  | Equipment | PAAR:00-PVAR | 10/31/2019 | 10/31/2019 | COOPER UNIVERSITY HOSPITAL |  |  |  |  | Bonnie Aichroch |  |  |  | 10/31/2019 | 10/31/2019 |  |  |  |  | 10/31/2019 | 10/31/2019
|  | MEDLINE INDUSTRIES, INC. | MEDLINE INDUSTRIES, INC. EXCEL EXTRA-WIDE |  | B130203153 | PATIENT TRANSPORT |  |  | excluded | 10/31/2019 |  |  |  |  | NO | NO |  |  |  |  | MEDLINE INDUSTRIES, INC. 30126043 B130203153 |  |  | Active |  | 99:99:99:99:99:99 |  | Equipment | PAAR:00-PVAR | 10/31/2019 | 10/31/2019 | COOPER UNIVERSITY HOSPITAL |  |  |  |  | Bonnie Aichroch |  |  |  | 10/31/2019 | 10/31/2019 |  |  |  |  | 10/31/2019 | 10/31/2019
|  | MEDLINE INDUSTRIES, INC. | MEDLINE INDUSTRIES, INC. EXCEL EXTRA-WIDE |  | A40903363 | 401 KINGS HIGHWAY - ORTHOPEDICS |  |  | excluded | [5 empty] | NO | NO |  |  |  |  | MEDLINE INDUSTRIES, INC. 10769371 A40903363 |  |  | Active |  | 99:99:99:99:99:99 |  | Equipment | PAAR:00-PVAR | 10/31/2019 |  | COOPER AMBULATORY OFF-SITES |  |  |  | 0011983269 | HELEN BOYLE | Performance Verification | Closed | Bonnie Aichroth | 07/27/2017 | 07/27/2017 | INCOMING INVENTORY | DEVICE INVENTORIED | 0BB15F09-5D78-4F09-B0CA-5BF2212E253F | Labor | 07/27/2017 | 07/27/2017 | Bonnie Aichroth
|  | MEDLINE INDUSTRIES, INC. | MEDLINE INDUSTRIES, INC. EXCEL EXTRA-WIDE |  | NOT KNOWN | VOORHEES SURGERY CENTER-OPERATING ROOM |  |  | excluded | 06/01/2018 |  |  |  |  | NO | NO |  |  |  |  | MEDLINE INDUSTRIES, INC. 10732241 NOT KNOWN |  |  | Active |  | 99:99:99:99:99:99 |  | Equipment | PAAR:00-PVAR | 10/31/2019 |  | COOPER AMBULATORY OFF-SITES |  |  | 900 Centennial - Lobby/Dock | WOT00000001825393 | JENNIFER BOMBARO | Performance Verification | Closed | Stephen Zubrzycki | 12/12/2018 | 06/24/2019 | Performance Verification for MEDLINE INDUSTRIES, INC. 10732241 NOT KNOWN | Initial Install of Performance Verification. Device is ready for patient use.
|  | MEDLINE INDUSTRIES, INC. | MEDLINE INDUSTRIES, INC. EXCEL EXTRA-WIDE |  | B150901597 | VOORHEES SURGERY CENTER-OPERATING ROOM |  |  | excluded | 12/16/2016 |  |  |  |  | NO | NO |  |  |  |  | MEDLINE INDUSTRIES, INC. 10649938 B150901597 |  |  | Active |  | 99:99:99:99:99:99 |  | Equipment | PAAR:00-PVAR | 10/31/2019 |  | COOPER AMBULATORY OFF-SITES |  |  | SUITE E | 0011047808 | JENNIFER BOMBARO | Repair | Closed | Kirk Lis | 01/12/2017 | 01/13/2017 | WHEELCHAIR - RIGHT BRAKE POPS OFF - VOORHEES SURG CENTER, PACU | 1/13/2017 1:59:45 PM KALIS (KALIS 1/13/2017 12:00 AM) TRAVEL TIME (KALIS 1/13/2017 12:00 AM) TIGHTENED RIGHT HAND BRAKE ASSEMBLY.UNIT TESTED OK | BAFC0461-506A-4386-A068-FE2653C45A0C | Labor | 01/13/2017 | 01/13/2017 | Kirk Lis
|  | MEDLINE INDUSTRIES, INC. | MEDLINE INDUSTRIES, INC. EXCEL EXTRA-WIDE |  | B15090244 | VOORHEES SURGERY CENTER-OPERATING ROOM |  |  | excluded | 12/16/2016 |  |  |  |  | NO | NO |  |  |  |  | MEDLINE INDUSTRIES, INC. 10649937 B15090244 |  |  | Active |  | 99:99:99:99:99:99 |  | Equipment | PAAR:00-PVAR | 10/31/2019 |  | COOPER AMBULATORY OFF-SITES |  |  | SUITE E | 0011051939 | JENNIFER BOMBARO | Preventative Maintenance | Closed | Bonnie Aichroth | 01/13/2017 | 01/13/2017 | PERFORMANCE ASSURANCE AT INVENTORY | INVENTORIED DEVICE AND ENSURED DEVICE WAS FUNCTIONING PROPERLY. | 1311E95F-460D-4F9F-9D5D-CC86573E1CCB | Labor | 12/16/2016 | 12/16/2016 | Kirk Lis
|  | MEDLINE INDUSTRIES, INC. | MEDLINE INDUSTRIES, INC. EXCEL EXTRA-WIDE |  | B0150803876 | COOPER CANCER CENTER |  |  | excluded | 08/17/2016 |  |  |  |  | NO | NO |  |  |  |  | MEDLINE INDUSTRIES, INC. 10505495 B0150803876 |  |  | Active |  | 99:99:99:99:99:99 |  | Equipment | PAAR:00-PVAR | 10/31/2019 |  | COOPER AMBULATORY OFF-SITES |  |  |  |  | COLLEEN TEGELER
|  | MEDLINE INDUSTRIES, INC. | MEDLINE INDUSTRIES, INC. EXCEL EXTRA-WIDE |  | B0150803856 | COOPER CANCER CENTER |  |  | excluded | 08/17/2016 |  |  |  |  | NO | NO |  |  |  |  | MEDLINE INDUSTRIES, INC. 10505493 B0150803856 |  |  | Active |  | 99:99:99:99:99:99 |  | Equipment | PAAR:00-PVAR | 10/31/2019 |  | COOPER AMBULATORY OFF-SITES |  |  | LOBBY |  | COLLEEN TEGELER
|  | MEDLINE INDUSTRIES, INC. | MEDLINE INDUSTRIES, INC. EXCEL EXTRA-WIDE |  | B0150803799 | COOPER CANCER CENTER |  |  | excluded | 08/17/2016 |  |  |  |  | NO | NO |  |  |  |  | MEDLINE INDUSTRIES, INC. 10505494 B0150803799 |  |  | Active |  | 99:99:99:99:99:99 |  | Equipment | PAAR:00-PVAR | 10/31/2019 |  | COOPER AMBULATORY OFF-SITES |  |  |  |  | COLLEEN TEGELER
|  | MEDLINE INDUSTRIES, INC. | MEDLINE INDUSTRIES, INC. EXCEL EXTRA-WIDE |  | B141202319 | PATIENT TRANSPORT |  |  | excluded | 01/01/1900 |  |  |  |  | NO | NO |  |  |  |  | MEDLINE INDUSTRIES, INC. 10369577 B141202319 |  |  | Active |  | 99:99:99:99:99:99 |  | Equipment | PAAR:00-PVAR | 11/02/2019 |  | COOPER UNIVERSITY HOSPITAL |  |  |  |  | Bonnie Aichroch
|  | MEDLINE INDUSTRIES, INC. | MEDLINE INDUSTRIES, INC. EXCEL EXTRA-WIDE |  | B110603876 | PATIENT TRANSPORT |  |  | excluded | 09/01/2011 |  |  |  |  | NO | NO |  |  |  |  | MEDLINE INDUSTRIES, INC. 10369562 B110603876 |  |  | Active |  | 99:99:99:99:99:99 |  | Equipment | PAAR:00-PVAR | 11/02/2019 |  | COOPER UNIVERSITY HOSPITAL |  |  | 3 cooper |  | Bonnie Aichroch
|  | MEDLINE INDUSTRIES, INC. | MEDLINE INDUSTRIES, INC. EXCEL EXTRA-WIDE |  | D121114719 | PATIENT TRANSPORT |  |  | excluded | 06/24/2015 |  |  |  |  | NO | NO |  |  |  |  | MEDLINE INDUSTRIES, INC. 10369470 D121114719 |  |  | Active |  | 99:99:99:99:99:99 |  | Equipment | PAAR:00-PVAR | 11/02/2019 |  | COOPER UNIVERSITY HOSPITAL |  |  | d603 |  | Bonnie Aichroch
|  | MEDLINE INDUSTRIES, INC. | MEDLINE INDUSTRIES, INC. EXCEL EXTRA-WIDE |  | B110603384 | PATIENT TRANSPORT |  |  | excluded | 09/01/2011 |  |  |  |  | NO | NO |  |  |  |  | MEDLINE INDUSTRIES, INC. 10369332 B110603384 |  |  | Active |  | 99:99:99:99:99:99 |  | Equipment | PAAR:00-PVAR | 11/02/2019 |  | COOPER UNIVERSITY HOSPITAL |  |  | ICU |  | Bonnie Aichroch
|  | MEDLINE INDUSTRIES, INC. | MEDLINE INDUSTRIES, INC. EXCEL EXTRA-WIDE |  |  | SPD |  |  | excluded | 03/01/2013 |  |  |  |  | NO | NO |  |  |  |  | MEDLINE INDUSTRIES, INC. 10369322 507033724 |  |  | Active |  | 99:99:99:99:99:99 |  | Equipment | PAAR:00-PVAR | 10/31/2019 |  | COOPER UNIVERSITY HOSPITAL |  |  | SPD |  | David Frye
|  | MEDLINE INDUSTRIES, INC. | MEDLINE INDUSTRIES, INC. EXCEL EXTRA-WIDE |  | B110603881 | PATIENT TRANSPORT |  |  | excluded | 06/10/2015 |  |  |  |  | NO | NO |  |  |  |  | MEDLINE INDUSTRIES, INC. 10368963 B110603881 |  |  | Active |  | 99:99:99:99:99:99 |  | Equipment | PAAR:00-PVAR | 10/31/2019 |  | COOPER UNIVERSITY HOSPITAL |  |  |  |  | Bonnie Aichroch
|  | MEDLINE INDUSTRIES, INC. | MEDLINE INDUSTRIES, INC. EXCEL EXTRA-WIDE |  | B110603362 | PATIENT TRANSPORT |  |  | excluded | 09/01/2011 |  |  |  |  | NO | NO |  |  |  |  | MEDLINE INDUSTRIES, INC. 10368922 B110603362 |  |  | Active |  | 99:99:99:99:99:99 |  | Equipment | PAAR:00-PVAR | 11/02/2019 |  | COOPER UNIVERSITY HOSPITAL |  |  | CATH LAB | WOT00000000521961 | Bonnie Aichroch | Disposition | Closed | Josh Harris | 02/08/2018 | 05/15/2019 | Bulk Disposition CNL
|  | MEDLINE INDUSTRIES, INC. | MEDLINE INDUSTRIES, INC. EXCEL EXTRA-WIDE |  | B110603449 | PATIENT TRANSPORT |  |  | excluded | 08/01/2012 |  |  |  |  | NO | NO |  |  |  |  | MEDLINE INDUSTRIES, INC. 10368914 B110603449 |  |  | Active |  | 99:99:99:99:99:99 |  | Equipment | PAAR:00-PVAR | 11/02/2019 |  | COOPER UNIVERSITY HOSPITAL |  |  | TRANSPORT |  | Bonnie Aichroch
|  | MEDLINE INDUSTRIES, INC. | MEDLINE INDUSTRIES, INC. EXCEL EXTRA-WIDE |  | B110603849 | PATIENT TRANSPORT |  |  | excluded | 09/01/2011 |  |  |  |  | NO | NO |  |  |  |  | MEDLINE INDUSTRIES, INC. 10368693 B110603849 |  |  | Active |  | 99:99:99:99:99:99 |  | Equipment | PAAR:00-PVAR | 11/02/2019 |  | COOPER UNIVERSITY HOSPITAL |  |  | TRANSPORT |  | Bonnie Aichroch
|  | MEDLINE INDUSTRIES, INC. | MEDLINE INDUSTRIES, INC. EXCEL EXTRA-WIDE |  | MPS806900 | PATIENT TRANSPORT |  |  | excluded | 01/01/1900 |  |  |  |  | NO | NO |  |  |  |  | MEDLINE INDUSTRIES, INC. 10368579 MPS806900 |  |  | Active |  | 99:99:99:99:99:99 |  | Equipment | PAAR:00-PVAR | 11/02/2019 |  | COOPER UNIVERSITY HOSPITAL |  |  | NURSES STATION |  | Bonnie Aichroch
|  | MEDLINE INDUSTRIES, INC. | MEDLINE INDUSTRIES, INC. EXCEL EXTRA-WIDE |  | B101206097 | PATIENT TRANSPORT |  |  |  | 01/01/1900 |  |  |  |  | NO | NO |  |  |  |  | MEDLINE INDUSTRIES, INC. 10368580 B101206097 |  |  | Disposition |  | 99:99:99:99:99:99 |  | Equipment | PAAR:00-PVAR | 11/02/2019 |  | COOPER UNIVERSITY HOSPITAL |  |  | pavilion |  | Bonnie Aichroch
|  | MEDLINE INDUSTRIES, INC. | MEDLINE INDUSTRIES, INC. EXCEL EXTRA-WIDE |  | B131213441 | PATIENT TRANSPORT |  |  | excluded | 04/01/2014 |  |  |  |  | NO | NO |  |  |  |  | MEDLINE INDUSTRIES, INC. 10368581 B131213441 |  |  | Active |  | 99:99:99:99:99:99 |  | Equipment | PAAR:00-PVAR | 11/02/2019 |  | COOPER UNIVERSITY HOSPITAL |  |  | SPECIAL TEST |  | Bonnie Aichroch
|  | MEDLINE INDUSTRIES, INC. | MEDLINE INDUSTRIES, INC. EXCEL EXTRA-WIDE |  | A50920048 | PATIENT TRANSPORT |  |  | excluded | 01/01/1900 |  |  |  |  | NO | NO |  |  |  |  | MEDLINE INDUSTRIES, INC. 10368576 A50920048 |  |  | Active |  | 99:99:99:99:99:99 |  | Equipment | PAAR:00-PVAR | 11/02/2019 |  | COOPER UNIVERSITY HOSPITAL |  |  | NURSES STATION |  | Bonnie Aichroch
|  | MEDLINE INDUSTRIES, INC. | MEDLINE INDUSTRIES, INC. EXCEL EXTRA-WIDE |  | B101204646 | PATIENT TRANSPORT |  |  | excluded | 04/18/2011 |  |  |  |  | NO | NO |  |  |  |  | MEDLINE INDUSTRIES, INC. 10368448 B101204646 |  |  | Active |  | 99:99:99:99:99:99 |  | Equipment | PAAR:00-PVAR | 11/02/2019 |  | COOPER UNIVERSITY HOSPITAL |  |  | PACU |  | Bonnie Aichroch
|  | MEDLINE INDUSTRIES, INC. | MEDLINE INDUSTRIES, INC. EXCEL EXTRA-WIDE |  | Not Known | PATIENT TRANSPORT |  |  | excluded | 01/01/1900 |  |  |  |  | NO | NO |  |  |  |  | MEDLINE INDUSTRIES, INC. 10368212 Not Known |  |  | Active |  | 99:99:99:99:99:99 |  | Equipment | PAAR:00-PVAR | 11/02/2019 |  | COOPER UNIVERSITY HOSPITAL |  |  | PATIENT TRANSPORT |  | Bonnie Aichroch
|  | MEDLINE INDUSTRIES, INC. | MEDLINE INDUSTRIES, INC. EXCEL EXTRA-WIDE |  | B121114613 | PATIENT TRANSPORT |  |  | excluded | 05/20/2013 |  |  |  |  | NO | NO |  |  |  |  | MEDLINE INDUSTRIES, INC. 10368209 B121114613 |  |  | Active |  | 99:99:99:99:99:99 |  | Equipment | PAAR:00-PVAR | 11/02/2019 |  | COOPER UNIVERSITY HOSPITAL |  |  | TRANSPORT |  | Bonnie Aichroch
|  | MEDLINE INDUSTRIES, INC. | MEDLINE INDUSTRIES, INC. EXCEL EXTRA-WIDE |  | B110603796 | PATIENT TRANSPORT |  |  | excluded | 08/01/2012 |  |  |  |  | NO | NO |  |  |  |  | MEDLINE INDUSTRIES, INC. 10368111 B110603796 |  |  | Active |  | 99:99:99:99:99:99 |  | Equipment | PAAR:00-PVAR | 11/02/2019 |  | COOPER UNIVERSITY HOSPITAL |  |  | PATIENT TRANSPORT | WOT00000000521967 | Bonnie Aichroch | Disposition | Closed | Josh Harris | 02/08/2018 | 05/14/2019 | Bulk Disposition CNL
|  | MEDLINE INDUSTRIES, INC. | MEDLINE INDUSTRIES, INC. EXCEL EXTRA-WIDE |  | B110603455 | PATIENT TRANSPORT |  |  | excluded | 09/01/2011 |  |  |  |  | NO | NO |  |  |  |  | MEDLINE INDUSTRIES, INC. 10367480 B110603455 |  |  | Active |  | 99:99:99:99:99:99 |  | Equipment | PAAR:00-PVAR | 11/02/2019 |  | COOPER UNIVERSITY HOSPITAL |  |  | TRANSPORT |  | Bonnie Aichroch
|  | MEDLINE INDUSTRIES, INC. | MEDLINE INDUSTRIES, INC. EXCEL EXTRA-WIDE |  | B121114651 | PATIENT TRANSPORT |  |  | excluded | 05/20/2013 |  |  |  |  | NO | NO |  |  |  |  | MEDLINE INDUSTRIES, INC. 10367479 B121114651 |  |  | Active |  | 99:99:99:99:99:99 |  | Equipment | PAAR:00-PVAR | 11/02/2019 |  | COOPER UNIVERSITY HOSPITAL |  |  | TRANSPORT |  | Bonnie Aichroch
|  | MEDLINE INDUSTRIES, INC. | MEDLINE INDUSTRIES, INC. EXCEL EXTRA-WIDE |  | B121114856 | PATIENT TRANSPORT |  |  | excluded | 05/20/2013 |  |  |  |  | NO | NO |  |  |  |  | MEDLINE INDUSTRIES, INC. 10367458 B121114856 |  |  | Active |  | 99:99:99:99:99:99 |  | Equipment | PAAR:00-PVAR | 10/31/2019 |  | COOPER UNIVERSITY HOSPITAL |  |  | PT/OT 5N |  | Bonnie Aichroch
|  | MEDLINE INDUSTRIES, INC. | MEDLINE INDUSTRIES, INC. EXCEL EXTRA-WIDE |  | A40818094 | PATIENT TRANSPORT |  |  | excluded | 01/01/1900 |  |  |  |  | NO | NO |  |  |  |  | MEDLINE INDUSTRIES, INC. 10367450 A40818094 |  |  | Active |  | 99:99:99:99:99:99 |  | Equipment | PAAR:00-PVAR | 11/02/2019 |  | COOPER UNIVERSITY HOSPITAL |  |  | SPU/5N |  | Bonnie Aichroch
|  | MEDLINE INDUSTRIES, INC. | MEDLINE INDUSTRIES, INC. EXCEL EXTRA-WIDE |  | B131213239 | PATIENT TRANSPORT |  |  | excluded | 01/01/1900 |  |  |  |  | NO | NO |  |  |  |  | MEDLINE INDUSTRIES, INC. 10366717 B131213239 |  |  | Active |  | 99:99:99:99:99:99 |  | Equipment | PAAR:00-PVAR | 11/01/2019 |  | COOPER UNIVERSITY HOSPITAL |  |  | ER |  | Bonnie Aichroch
|  | MEDLINE INDUSTRIES, INC. | MEDLINE INDUSTRIES, INC. EXCEL EXTRA-WIDE |  | B110603764 | PATIENT TRANSPORT |  |  | excluded | 09/01/2011 |  |  |  |  | NO | NO |  |  |  |  | MEDLINE INDUSTRIES, INC. 10366713 B110603764 |  |  | Active |  | 99:99:99:99:99:99 |  | Equipment | PAAR:00-PVAR | 11/02/2019 |  | COOPER UNIVERSITY HOSPITAL |  |  | MOVES |  | Bonnie Aichroch
|  | MEDLINE INDUSTRIES, INC. | MEDLINE INDUSTRIES, INC. EXCEL EXTRA-WIDE |  | B130203142 | PATIENT TRANSPORT |  |  | excluded | 05/20/2013 |  |  |  |  | NO | NO |  |  |  |  | MEDLINE INDUSTRIES, INC. 10366715 B130203142 |  |  | Active |  | 99:99:99:99:99:99 |  | Equipment | PAAR:00-PVAR | 11/02/2019 |  | COOPER UNIVERSITY HOSPITAL |  |  | TRANSPORT |  | Bonnie Aichroch
|  | MEDLINE INDUSTRIES, INC. | MEDLINE INDUSTRIES, INC. EXCEL EXTRA-WIDE |  | B130203069 | PATIENT TRANSPORT |  |  | excluded | 05/20/2013 |  |  |  |  | NO | NO |  |  |  |  | MEDLINE INDUSTRIES, INC. 10366711 B130203069 |  |  | Active |  | 99:99:99:99:99:99 |  | Equipment | PAAR:00-PVAR | 11/01/2019 |  | COOPER UNIVERSITY HOSPITAL |  |  | ER | WOT00000000521992 | Bonnie Aichroch | Disposition | Closed | Josh Harris | 02/08/2018 | 05/15/2019 | Bulk Disposition CNL
|  | MEDLINE INDUSTRIES, INC. | MEDLINE INDUSTRIES, INC. EXCEL EXTRA-WIDE |  | B110603765 | PATIENT TRANSPORT |  |  | excluded | 01/01/1900 |  |  |  |  | NO | NO |  |  |  |  | MEDLINE INDUSTRIES, INC. 10366714 B110603765 |  |  | Active |  | 99:99:99:99:99:99 |  | Equipment | PAAR:00-PVAR | 11/02/2019 |  | COOPER UNIVERSITY HOSPITAL |  |  | ER |  | Bonnie Aichroch
|  | MEDLINE INDUSTRIES, INC. | MEDLINE INDUSTRIES, INC. EXCEL EXTRA-WIDE |  | B110603435 | PATIENT TRANSPORT |  |  | excluded | 09/01/2011 |  |  |  |  | NO | NO |  |  |  |  | MEDLINE INDUSTRIES, INC. 10366712 B110603435 |  |  | Active |  | 99:99:99:99:99:99 |  | Equipment | PAAR:00-PVAR | 11/02/2019 |  | COOPER UNIVERSITY HOSPITAL |  |  | ER |  | Bonnie Aichroch
|  | MEDLINE INDUSTRIES, INC. | MEDLINE INDUSTRIES, INC. EXCEL EXTRA-WIDE |  | B110603356 | PATIENT TRANSPORT |  |  | excluded | 09/01/2011 |  |  |  |  | NO | NO |  |  |  |  | MEDLINE INDUSTRIES, INC. 10366710 B110603356 |  |  | Active |  | 99:99:99:99:99:99 |  | Equipment | PAAR:00-PVAR | 11/02/2019 |  | COOPER UNIVERSITY HOSPITAL |  |  | ER |  | Bonnie Aichroch
|  | MEDLINE INDUSTRIES, INC. | MEDLINE INDUSTRIES, INC. EXCEL EXTRA-WIDE |  | B110603839 | VOORHEES SURGERY CENTER-OPERATING ROOM |  |  | excluded | 09/01/2011 |  |  |  |  | NO | NO |  |  |  |  | MEDLINE INDUSTRIES, INC. 10365395 B110603839 |  |  | Active |  | 99:99:99:99:99:99 |  | Equipment | PAAR:00-PVAR | 11/02/2019 |  | COOPER AMBULATORY OFF-SITES |  |  | 900 Centennial - Lobby/Dock |  | JENNIFER BOMBARO
|  | MEDLINE INDUSTRIES, INC. | MEDLINE INDUSTRIES, INC. EXCEL EXTRA-WIDE |  | B110603879 | PATIENT TRANSPORT |  |  | excluded | 09/01/2011 |  |  |  |  | NO | NO |  |  |  |  | MEDLINE INDUSTRIES, INC. 10356442 B110603879 |  |  | Active |  | 99:99:99:99:99:99 |  | Equipment | PAAR:00-PVAR | 11/02/2019 |  | COOPER UNIVERSITY HOSPITAL |  |  | PAV7 |  | Bonnie Aichroch
|  | MEDLINE INDUSTRIES, INC. | MEDLINE INDUSTRIES, INC. EXCEL EXTRA-WIDE |  | B121114860 | PATIENT TRANSPORT |  |  | excluded | 05/20/2013 |  |  |  |  | NO | NO |  |  |  |  | MEDLINE INDUSTRIES, INC. 10356423 B121114860 |  |  | Active |  | 99:99:99:99:99:99 |  | Equipment | PAAR:00-PVAR | 11/02/2019 |  | COOPER UNIVERSITY HOSPITAL |  |  | TRANSPORT |  | Bonnie Aichroch
|  | MEDLINE INDUSTRIES, INC. | MEDLINE INDUSTRIES, INC. EXCEL EXTRA-WIDE |  | B121114780 | PATIENT TRANSPORT |  |  | excluded | 05/20/2013 |  |  |  |  | NO | NO |  |  |  |  | MEDLINE INDUSTRIES, INC. 10356355 B121114780 |  |  | Active |  | 99:99:99:99:99:99 |  | Equipment | PAAR:00-PVAR | 11/02/2019 |  | COOPER UNIVERSITY HOSPITAL |  |  | TRANSPORT |  | Bonnie Aichroch
|  | MEDLINE INDUSTRIES, INC. | MEDLINE INDUSTRIES, INC. EXCEL EXTRA-WIDE |  | B131211955 | PATIENT TRANSPORT |  |  | excluded | 04/01/2014 |  |  |  |  | NO | NO |  |  |  |  | MEDLINE INDUSTRIES, INC. 10356329 B131211955 |  |  | Active |  | 99:99:99:99:99:99 |  | Equipment | PAAR:00-PVAR | 11/02/2019 |  | COOPER UNIVERSITY HOSPITAL |  |  | PAVILION 9 | WOT00000000521997 | Bonnie Aichroch | Disposition | Closed | Josh Harris | 02/08/2018 | 05/15/2019 | Bulk Disposition CNL
|  | MEDLINE INDUSTRIES, INC. | MEDLINE INDUSTRIES, INC. EXCEL EXTRA-WIDE |  | B101204518 | PATIENT TRANSPORT |  |  | excluded | 04/18/2011 |  |  |  |  | NO | NO |  |  |  |  | MEDLINE INDUSTRIES, INC. 10356203 B101204518 |  |  | Active |  | 99:99:99:99:99:99 |  | Equipment | PAAR:00-PVAR | 11/02/2019 |  | COOPER UNIVERSITY HOSPITAL |  |  | PACU | WOT00000000521957 | Bonnie Aichroch | Disposition | Closed | Josh Harris | 02/08/2018 | 05/14/2019 | Bulk Disposition CNL
|  | MEDLINE INDUSTRIES, INC. | MEDLINE INDUSTRIES, INC. EXCEL EXTRA-WIDE |  | B0150803568 | COOPER CANCER CENTER |  |  | excluded | 10/31/2019 |  |  |  |  | NO | NO |  |  |  |  | MEDLINE INDUSTRIES, INC. 30225024 B0150803568 |  |  | Active |  | 99:99:99:99:99:99 |  | Equipment | PAAR:00-PVAR | 10/31/2019 | 10/31/2019 | COOPER AMBULATORY OFF-SITES |  |  | LOBBY |  | COLLEEN TEGELER |  |  |  | 10/31/2019 | 10/31/2019 |  |  |  |  | 10/31/2019 | 10/31/2019
|  | MEDLINE INDUSTRIES, INC. | MEDLINE INDUSTRIES, INC. EXCEL EXTRA-WIDE |  | B110603869 | PATIENT TRANSPORT |  |  | excluded | 08/01/2012 |  |  |  |  | NO | NO |  |  |  |  | MEDLINE INDUSTRIES, INC. 10355057 B110603869 |  |  | Active |  | 99:99:99:99:99:99 |  | Equipment | PAAR:00-PVAR | 11/02/2019 |  | COOPER UNIVERSITY HOSPITAL |  |  | PATIENT TRANSPORT | WOT00000000521969 | Bonnie Aichroch | Disposition | Closed | Josh Harris | 02/08/2018 | 05/15/2019 | Bulk Disposition CNL
|  | MEDLINE INDUSTRIES, INC. | MEDLINE INDUSTRIES, INC. EXCEL EXTRA-WIDE |  | B121114857 | PATIENT TRANSPORT |  |  | excluded | 05/20/2013 |  |  |  |  | NO | NO |  |  |  |  | MEDLINE INDUSTRIES, INC. 10349612 B121114857 |  |  | Active |  | 99:99:99:99:99:99 |  | Equipment | PAAR:00-PVAR | 11/01/2019 |  | COOPER UNIVERSITY HOSPITAL |  |  |  |  | Bonnie Aichroch
|  | MEDLINE INDUSTRIES, INC. | MEDLINE INDUSTRIES, INC. EXCEL EXTRA-WIDE |  | B130203254 | PATIENT TRANSPORT |  |  | excluded | 08/17/2015 |  |  |  |  | NO | NO |  |  |  |  | MEDLINE INDUSTRIES, INC. 10349233 B130203254 |  |  | Active |  | 99:99:99:99:99:99 |  | Equipment | PAAR:00-PVAR | 10/31/2019 |  | COOPER UNIVERSITY HOSPITAL |  |  |  |  | Bonnie Aichroch
|  | MEDLINE INDUSTRIES, INC. | MEDLINE INDUSTRIES, INC. EXCEL EXTRA-WIDE |  | A11005560 | VOORHEES SURGERY CENTER-SURGERY DEPT |  |  | excluded | 08/06/2015 |  |  |  |  | NO | NO |  |  |  |  | MEDLINE INDUSTRIES, INC. 10349173 A11005560 |  |  | Active |  | 99:99:99:99:99:99 |  | Equipment | PAAR:00-PVAR | 10/31/2019 |  | COOPER AMBULATORY OFF-SITES |  |  | ATRIUM FRONT DESK |  | Theresa Megali
|  | MEDLINE INDUSTRIES, INC. | MEDLINE INDUSTRIES, INC. EXCEL EXTRA-WIDE |  | B110603841 | PATIENT TRANSPORT |  |  | excluded | 06/30/2015 |  |  |  |  | NO | NO |  |  |  |  | MEDLINE INDUSTRIES, INC. 10349155 B110603841 |  |  | Active |  | 99:99:99:99:99:99 |  | Equipment | PAAR:00-PVAR | 10/31/2019 |  | COOPER UNIVERSITY HOSPITAL |  |  |  |  | Bonnie Aichroch
|  | MEDLINE INDUSTRIES, INC. | MEDLINE INDUSTRIES, INC. EXCEL EXTRA-WIDE |  | B121114770 | COOPER CANCER CENTER |  |  | excluded | 06/26/2015 |  |  |  |  | NO | NO |  |  |  |  | MEDLINE INDUSTRIES, INC. 10348781 B121114770 |  |  | Active |  | 99:99:99:99:99:99 |  | Equipment | PAAR:00-PVAR | 11/02/2019 |  | COOPER AMBULATORY OFF-SITES |  |  | CCC - Entrance |  | COLLEEN TEGELER
|  | MEDLINE INDUSTRIES, INC. | MEDLINE INDUSTRIES, INC. EXCEL EXTRA-WIDE |  | B110603452 | PATIENT TRANSPORT |  |  | excluded | 06/24/2015 |  |  |  |  | NO | NO |  |  |  |  | MEDLINE INDUSTRIES, INC. 10348339 B110603452 |  |  | Active |  | 99:99:99:99:99:99 |  | Equipment | PAAR:00-PVAR | 11/02/2019 |  | COOPER UNIVERSITY HOSPITAL |  |  | BIOMED |  | Bonnie Aichroch
|  | MEDLINE INDUSTRIES, INC. | MEDLINE INDUSTRIES, INC. EXCEL EXTRA-WIDE |  | B110603341 | PATIENT TRANSPORT |  |  | excluded | 06/24/2015 |  |  |  |  | NO | NO |  |  |  |  | MEDLINE INDUSTRIES, INC. 10348336 B110603341 |  |  | Active |  | 99:99:99:99:99:99 |  | Equipment | PAAR:00-PVAR | 10/31/2019 |  | COOPER UNIVERSITY HOSPITAL |  |  | TRANSPORT |  | Bonnie Aichroch
|  | MEDLINE INDUSTRIES, INC. | MEDLINE INDUSTRIES, INC. EXCEL EXTRA-WIDE |  | B110702252 | PATIENT TRANSPORT |  |  | excluded | 06/24/2015 |  |  |  |  | NO | NO |  |  |  |  | MEDLINE INDUSTRIES, INC. 10348337 B110702252 |  |  | Active |  | 99:99:99:99:99:99 |  | Equipment | PAAR:00-PVAR | 11/02/2019 |  | COOPER UNIVERSITY HOSPITAL |  |  | BIOMED |  | Bonnie Aichroch
|  | MEDLINE INDUSTRIES, INC. | MEDLINE INDUSTRIES, INC. EXCEL EXTRA-WIDE |  | NOT KNOWN | VOORHEES SURGERY CENTER-SURGERY DEPT |  |  | excluded | 10/31/2019 |  |  |  |  | NO | NO |  |  |  |  | MEDLINE INDUSTRIES, INC. 30149751 NOT KNOWN |  |  | Active |  | 99:99:99:99:99:99 |  | Equipment | PAAR:00-PVAR | 10/31/2019 | 10/31/2019 | COOPER AMBULATORY OFF-SITES |  |  | ATRIUM FRONT DESK |  | Theresa Megali |  |  |  | 10/31/2019 | 10/31/2019 |  |  |  |  | 10/31/2019 | 10/31/2019
|  | MEDLINE INDUSTRIES, INC. | MEDLINE INDUSTRIES, INC. EXCEL EXTRA-WIDE |  | Not Known | PATIENT TRANSPORT |  |  | excluded | 10/31/2019 |  |  |  |  | NO | NO |  |  |  |  | MEDLINE INDUSTRIES, INC. 30149750 Not Known |  |  | Active |  | 99:99:99:99:99:99 |  | Equipment | PAAR:00-PVAR | 10/31/2019 | 10/31/2019 | COOPER UNIVERSITY HOSPITAL |  |  | MOVES |  | Bonnie Aichroch |  |  |  | 10/31/2019 | 10/31/2019 |  |  |  |  | 10/31/2019 | 10/31/2019
|  | MEDLINE INDUSTRIES, INC. | MEDLINE INDUSTRIES, INC. EXCEL EXTRA-WIDE |  | Not Known | PATIENT TRANSPORT |  |  | excluded | 10/31/2019 |  |  |  |  | NO | NO |  |  |  |  | MEDLINE INDUSTRIES, INC. 30149749 Not Known |  |  | Active |  | 99:99:99:99:99:99 |  | Equipment | PAAR:00-PVAR | 10/31/2019 | 10/31/2019 | COOPER UNIVERSITY HOSPITAL |  |  |  |  | Bonnie Aichroch |  |  |  | 10/31/2019 | 10/31/2019 |  |  |  |  | 10/31/2019 | 10/31/2019
|  | MEDLINE INDUSTRIES, INC. | MEDLINE INDUSTRIES, INC. EXCEL EXTRA-WIDE |  | Not Known | PATIENT TRANSPORT |  |  | excluded | 10/31/2019 |  |  |  |  | NO | NO |  |  |  |  | MEDLINE INDUSTRIES, INC. 30149747 Not Known |  |  | Active |  | 99:99:99:99:99:99 |  | Equipment | PAAR:00-PVAR | 10/31/2019 | 10/31/2019 | COOPER UNIVERSITY HOSPITAL |  |  |  |  | Bonnie Aichroch |  |  |  | 10/31/2019 | 10/31/2019 |  |  |  |  | 10/31/2019 | 10/31/2019
|  | MEDLINE INDUSTRIES, INC. | MEDLINE INDUSTRIES, INC. EXCEL EXTRA-WIDE |  | Not Known | PATIENT TRANSPORT |  |  | excluded | 10/31/2019 |  |  |  |  | NO | NO |  |  |  |  | MEDLINE INDUSTRIES, INC. 30149748 Not Known |  |  | Active |  | 99:99:99:99:99:99 |  | Equipment | PAAR:00-PVAR | 10/31/2019 | 10/31/2019 | COOPER UNIVERSITY HOSPITAL |  |  |  |  | Bonnie Aichroch |  |  |  | 10/31/2019 | 10/31/2019 |  |  |  |  | 10/31/2019 | 10/31/2019
|  | MEDLINE INDUSTRIES, INC. | MEDLINE INDUSTRIES, INC. EXCEL EXTRA-WIDE |  | Not Known | PATIENT TRANSPORT |  |  | excluded | 10/31/2019 |  |  |  |  | NO | NO |  |  |  |  | MEDLINE INDUSTRIES, INC. 30149746 Not Known |  |  | Active |  | 99:99:99:99:99:99 |  | Equipment | PAAR:00-PVAR | 10/31/2019 | 10/31/2019 | COOPER UNIVERSITY HOSPITAL |  |  |  |  | Bonnie Aichroch |  |  |  | 10/31/2019 | 10/31/2019 |  |  |  |  | 10/31/2019 | 10/31/2019
|  | MEDLINE INDUSTRIES, INC. | MEDLINE INDUSTRIES, INC. EXCEL EXTRA-WIDE |  | Not Known | PATIENT TRANSPORT |  |  | excluded | 10/31/2019 |  |  |  |  | NO | NO |  |  |  |  | MEDLINE INDUSTRIES, INC. 30149745 Not Known |  |  | Active |  | 99:99:99:99:99:99 |  | Equipment | PAAR:00-PVAR | 10/31/2019 | 10/31/2019 | COOPER UNIVERSITY HOSPITAL |  |  |  |  | Bonnie Aichroch |  |  |  | 10/31/2019 | 10/31/2019 |  |  |  |  | 10/31/2019 | 10/31/2019
|  | MEDLINE INDUSTRIES, INC. | MEDLINE INDUSTRIES, INC. EXCEL EXTRA-WIDE |  | Not Known | PATIENT TRANSPORT |  |  | excluded | 10/31/2019 |  |  |  |  | NO | NO |  |  |  |  | MEDLINE INDUSTRIES, INC. 30149742 Not Known |  |  | Active |  | 99:99:99:99:99:99 |  | Equipment | PAAR:00-PVAR | 10/31/2019 | 10/31/2019 | COOPER UNIVERSITY HOSPITAL |  |  |  |  | Bonnie Aichroch |  |  |  | 10/31/2019 | 10/31/2019 |  |  |  |  | 10/31/2019 | 10/31/2019
|  | MEDLINE INDUSTRIES, INC. | MEDLINE INDUSTRIES, INC. EXCEL EXTRA-WIDE |  | Not Known | PATIENT TRANSPORT |  |  | excluded | 10/31/2019 |  |  |  |  | NO | NO |  |  |  |  | MEDLINE INDUSTRIES, INC. 30149744 Not Known |  |  | Active |  | 99:99:99:99:99:99 |  | Equipment | PAAR:00-PVAR | 10/31/2019 | 10/31/2019 | COOPER UNIVERSITY HOSPITAL |  |  | TRANSPORT |  | Bonnie Aichroch |  |  |  | 10/31/2019 | 10/31/2019 |  |  |  |  | 10/31/2019 | 10/31/2019
|  | MEDLINE INDUSTRIES, INC. | MEDLINE INDUSTRIES, INC. EXCEL EXTRA-WIDE |  | Not Known | PATIENT TRANSPORT |  |  | excluded | 10/31/2019 |  |  |  |  | NO | NO |  |  |  |  | MEDLINE INDUSTRIES, INC. 30149743 Not Known |  |  | Active |  | 99:99:99:99:99:99 |  | Equipment | PAAR:00-PVAR | 10/31/2019 | 10/31/2019 | COOPER UNIVERSITY HOSPITAL |  |  |  |  | Bonnie Aichroch |  |  |  | 10/31/2019 | 10/31/2019 |  |  |  |  | 10/31/2019 | 10/31/2019
|  | MEDLINE INDUSTRIES, INC. | MEDLINE INDUSTRIES, INC. EXCEL EXTRA-WIDE |  | Not Known | PATIENT TRANSPORT |  |  | excluded | 10/31/2019 |  |  |  |  | NO | NO |  |  |  |  | MEDLINE INDUSTRIES, INC. 30149739 Not Known |  |  | Active |  | 99:99:99:99:99:99 |  | Equipment | PAAR:00-PVAR | 10/31/2019 | 10/31/2019 | COOPER UNIVERSITY HOSPITAL |  |  | TRANSPORT |  | Bonnie Aichroch |  |  |  | 10/31/2019 | 10/31/2019 |  |  |  |  | 10/31/2019 | 10/31/2019
|  | MEDLINE INDUSTRIES, INC. | MEDLINE INDUSTRIES, INC. EXCEL EXTRA-WIDE |  | Not Known | PATIENT TRANSPORT |  |  |  | 10/16/2019 |  |  |  |  | NO | NO |  |  |  |  | MEDLINE INDUSTRIES, INC. 30149741 Not Known |  |  | Disposition |  | 99:99:99:99:99:99 |  | Equipment | PAAR:00-PVAR | 10/16/2019 | 10/16/2019 | COOPER UNIVERSITY HOSPITAL |  |  |  |  | Bonnie Aichroch |  |  |  | 10/16/2019 | 10/16/2019 |  |  |  |  | 10/16/2019 | 10/16/2019
|  | MEDLINE INDUSTRIES, INC. | MEDLINE INDUSTRIES, INC. EXCEL EXTRA-WIDE |  | Not Known | PATIENT TRANSPORT |  |  | excluded | 10/31/2019 |  |  |  |  | NO | NO |  |  |  |  | MEDLINE INDUSTRIES, INC. 30149738 Not Known |  |  | Active |  | 99:99:99:99:99:99 |  | Equipment | PAAR:00-PVAR | 10/31/2019 | 10/31/2019 | COOPER UNIVERSITY HOSPITAL |  |  |  |  | Bonnie Aichroch |  |  |  | 10/31/2019 | 10/31/2019 |  |  |  |  | 10/31/2019 | 10/31/2019
|  | MEDLINE INDUSTRIES, INC. | MEDLINE INDUSTRIES, INC. EXCEL EXTRA-WIDE |  | Not Known | PATIENT TRANSPORT |  |  | excluded | 10/31/2019 |  |  |  |  | NO | NO |  |  |  |  | MEDLINE INDUSTRIES, INC. 30149737 Not Known |  |  | Active |  | 99:99:99:99:99:99 |  | Equipment | PAAR:00-PVAR | 10/31/2019 | 10/31/2019 | COOPER UNIVERSITY HOSPITAL |  |  |  |  | Bonnie Aichroch |  |  |  | 10/31/2019 | 10/31/2019 |  |  |  |  | 10/31/2019 | 10/31/2019
|  | MEDLINE INDUSTRIES, INC. | MEDLINE INDUSTRIES, INC. EXCEL EXTRA-WIDE |  | NOT KNOWN | PATIENT TRANSPORT |  |  | excluded | 10/31/2019 |  |  |  |  | NO | NO |  |  |  |  | MEDLINE INDUSTRIES, INC. 30149736 NOT KNOWN |  |  | Active |  | 99:99:99:99:99:99 |  | Equipment | PAAR:00-PVAR | 10/31/2019 | 10/31/2019 | COOPER UNIVERSITY HOSPITAL |  |  |  |  | Bonnie Aichroch |  |  |  | 10/31/2019 | 10/31/2019 |  |  |  |  | 10/31/2019 | 10/31/2019
|  | MEDLINE INDUSTRIES, INC. | MEDLINE INDUSTRIES, INC. EXCEL EXTRA-WIDE |  | Not Known | PATIENT TRANSPORT |  |  |  | 10/16/2019 |  |  |  |  | NO | NO |  |  |  |  | MEDLINE INDUSTRIES, INC. 30149735 Not Known |  |  | Disposition |  | 99:99:99:99:99:99 |  | Equipment | PAAR:00-PVAR | 10/16/2019 | 10/16/2019 | COOPER UNIVERSITY HOSPITAL |  |  |  |  | Bonnie Aichroch |  |  |  | 10/16/2019 | 10/16/2019 |  |  |  |  | 10/16/2019 | 10/16/2019
|  | MEDLINE INDUSTRIES, INC. | MEDLINE INDUSTRIES, INC. EXCEL EXTRA-WIDE |  | Not Known | PATIENT TRANSPORT |  |  | excluded | 10/31/2019 |  |  |  |  | NO | NO |  |  |  |  | MEDLINE INDUSTRIES, INC. 30149734 Not Known |  |  | Active |  | 99:99:99:99:99:99 |  | Equipment | PAAR:00-PVAR | 10/31/2019 | 10/31/2019 | COOPER UNIVERSITY HOSPITAL |  |  |  |  | Bonnie Aichroch |  |  |  | 10/31/2019 | 10/31/2019 |  |  |  |  | 10/31/2019 | 10/31/2019
|  | MEDLINE INDUSTRIES, INC. | MEDLINE INDUSTRIES, INC. EXCEL EXTRA-WIDE |  | B130203055 | PATIENT TRANSPORT |  |  | excluded | 05/20/2013 |  |  |  |  | NO | NO |  |  |  |  | MEDLINE INDUSTRIES, INC. 10347642 B130203055 |  |  | Active |  | 99:99:99:99:99:99 |  | Equipment | PAAR:00-PVAR | 11/01/2019 |  | COOPER UNIVERSITY HOSPITAL |  |  | TRANSPORT |  | Bonnie Aichroch
|  | MEDLINE INDUSTRIES, INC. | MEDLINE INDUSTRIES, INC. EXCEL EXTRA-WIDE |  | A80704398 | VOORHEES SURGERY CENTER-OPERATING ROOM |  |  | excluded | 11/02/2019 |  |  |  |  | NO | NO |  |  |  |  | MEDLINE INDUSTRIES, INC. 30144743 A80704398 |  |  | Active |  | 99:99:99:99:99:99 |  | Equipment | PAAR:00-PVAR | 11/02/2019 | 11/02/2019 | COOPER AMBULATORY OFF-SITES |  |  | 900 Centennial - Lobby/Dock |  | JENNIFER BOMBARO |  |  |  | 11/02/2019 | 11/02/2019 |  |  |  |  | 11/02/2019 | 11/02/2019
|  | MEDLINE INDUSTRIES, INC. | MEDLINE INDUSTRIES, INC. EXCEL EXTRA-WIDE |  | B60704108 | VOORHEES SURGERY CENTER-OPERATING ROOM |  |  | excluded | 11/01/2019 |  |  |  |  | NO | NO |  |  |  |  | MEDLINE INDUSTRIES, INC. 30144741 B60704108 |  |  | Active |  | 99:99:99:99:99:99 |  | Equipment | PAAR:00-PVAR | 11/01/2019 | 11/01/2019 | COOPER AMBULATORY OFF-SITES |  |  | PACU |  | JENNIFER BOMBARO |  |  |  | 11/01/2019 | 11/01/2019 |  |  |  |  | 11/01/2019 | 11/01/2019
|  | MEDLINE INDUSTRIES, INC. | MEDLINE INDUSTRIES, INC. EXCEL EXTRA-WIDE |  | A00906137 | VOORHEES SURGERY CENTER-OPERATING ROOM |  |  | excluded | 11/01/2019 |  |  |  |  | NO | NO |  |  |  |  | MEDLINE INDUSTRIES, INC. 30144736 A00906137 |  |  | Active |  | 99:99:99:99:99:99 |  | Equipment | PAAR:00-PVAR | 11/01/2019 | 11/01/2019 | COOPER AMBULATORY OFF-SITES |  |  | PACU |  | JENNIFER BOMBARO |  |  |  | 11/01/2019 | 11/01/2019 |  |  |  |  | 11/01/2019 | 11/01/2019
|  | MEDLINE INDUSTRIES, INC. | MEDLINE INDUSTRIES, INC. EXCEL EXTRA-WIDE |  | B110603477 | PATIENT TRANSPORT |  |  | excluded | 09/01/2011 |  |  |  |  | NO | NO |  |  |  |  | MEDLINE INDUSTRIES, INC. 10346385 B110603477 |  |  | Active |  | 99:99:99:99:99:99 |  | Equipment | PAAR:00-PVAR | 11/02/2019 |  | COOPER UNIVERSITY HOSPITAL |  |  | PATIENT TRANSPORT |  | Bonnie Aichroch
|  | MEDLINE INDUSTRIES, INC. | MEDLINE INDUSTRIES, INC. EXCEL EXTRA-WIDE |  | B130203192 | PATIENT TRANSPORT |  |  | excluded | 05/20/2013 |  |  |  |  | NO | NO |  |  |  |  | MEDLINE INDUSTRIES, INC. 10346382 B130203192 |  |  | Active |  | 99:99:99:99:99:99 |  | Equipment | PAAR:00-PVAR | 11/02/2019 |  | COOPER UNIVERSITY HOSPITAL |  |  | TRANSPORT |  | Bonnie Aichroch
|  | MEDLINE INDUSTRIES, INC. | MEDLINE INDUSTRIES, INC. EXCEL EXTRA-WIDE |  |  | VOORHEES SURGERY CENTER-OPERATING ROOM |  |  | excluded | 11/02/2019 |  |  |  |  | NO | NO |  |  |  |  | MEDLINE INDUSTRIES, INC. 30142536 660104313 |  |  | Active |  | 99:99:99:99:99:99 |  | Equipment | PAAR:00-PVAR | 11/02/2019 | 11/02/2019 | COOPER AMBULATORY OFF-SITES |  |  | Suite E - PACU | 0011431328 | JENNIFER BOMBARO | Repair | Closed | Kirk Lis | 11/02/2019 | 11/02/2019 | WHEELCHAIR - NEEDS OILED, LOCKING MECHANISM IS SQUEAKING - PREOP SUITE E | 3/31/2017 8:32:28 AM KALIS (KALIS 3/30/2017 12:00 AM) TRAVEL TIME 3/31/2017 8:37:34 AM KALIS (KALIS 3/30/2017 12:00 AM) CONFERRED WITH NURSE ON PROBLEM. WRONG REPAIR STATEMENT ON WO. PROBLEM WAS WITH WHEEL LOCKS. ADJUSTED LOCKS AND TESTED. UNIT OK. MADE STAFF AWARE OF UNIT'S STATUS 3/31/2017 8:38:20 AM KALIS (KALIS 3/31/2017 12:00 AM) DOCUMENTATION | 7E6DC293-0B95-450A-A2F8-2AC01A9475EE | Labor | 11/02/2019 | 11/02/2019 | Kirk Lis
|  | MEDLINE INDUSTRIES, INC. | MEDLINE INDUSTRIES, INC. EXCEL FREEDOM |  | B121114633 | PATIENT TRANSPORT |  |  |  | 05/20/2013 |  |  |  |  | NO | NO |  |  |  |  | MEDLINE INDUSTRIES, INC. 10366718 B121114633 |  |  | Disposition |  |  |  | Equipment | PAAR:00-PVAR | 11/02/2019 |  | COOPER UNIVERSITY HOSPITAL |  |  | TRANSPORT | WOT00000000521983 | Bonnie Aichroch | Disposition | Closed | Josh Harris | 02/08/2018 | 03/23/2018 | Bulk Disposition CNL | Could not locate the unit over 15 month search. Retiring unit. | EXP0199201 | Labor | 03/07/2018 | 03/07/2018 | Josh Harris
|  | MEDLINE INDUSTRIES, INC. | MEDLINE INDUSTRIES, INC. HCS8715M |  | VT507047717 | 6200 MAIN ST-SURGERY |  |  |  | 10/31/2019 |  |  |  |  | NO | NO |  |  |  |  | MEDLINE INDUSTRIES, INC. 30149678 VT507047717 |  |  | Active |  | 99:99:99:99:99:99 |  | Non-medical | PAAR:00-PVAR | 10/31/2019 | 10/31/2019 | COOPER AMBULATORY OFF-SITES |  |  | 6200 MAIN STREET-SURGERY |  | BOBBIE MICKLE |  |  |  | 10/31/2019 | 10/31/2019 |  |  |  |  | 10/31/2019 | 10/31/2019
|  | MEDLINE INDUSTRIES, INC. | MEDLINE INDUSTRIES, INC. HEMO-FORCE |  | C880022354 | SPD |  |  |  | 10/31/2019 |  |  |  |  | NO | NO |  |  |  |  | MEDLINE INDUSTRIES, INC. 11221725 C880022354 |  |  | Active |  |  |  | Equipment | PAAR:00-PVAR | 10/31/2019 | 10/31/2019 | COOPER UNIVERSITY HOSPITAL |  |  | Performance Verification | WOT00000003512979 | David Frye | Performance Verification | Completed | Josh Harris | 10/31/2019 | 10/31/2019 | Performance Verification for MEDLINE INDUSTRIES, INC. 11221725 C880022354 | Initial Install of Performance Verification. Device is ready for patient use. |  |  | 10/31/2019 | 10/31/2019
|  | MEDLINE INDUSTRIES, INC. | MEDLINE INDUSTRIES, INC. HEMO-FORCE |  | C880009821 | SPD |  |  |  | 01/00/1900 |  |  |  |  | NO | NO |  |  |  |  | MEDLINE INDUSTRIES, INC. 11135730 C880009821 |  |  | Active | Dup11135730 |  |  | Equipment | PAAR:00-PVAR | 01/00/1900 | 01/00/1900 | COOPER UNIVERSITY HOSPITAL |  |  | UHS | WOT00000003424396 | David Frye | Performance Verification | Closed | Josh Harris | 01/00/1900 | 01/00/1900 | Performance Verification for MEDLINE INDUSTRIES, INC. 11135730 C880009821 | Initial Install of Performance Verification. Device is ready for patient use. |  |  | 01/00/1900 | 01/00/1900
|  | MEDLINE INDUSTRIES, INC. | MEDLINE INDUSTRIES, INC. HEMO-FORCE DVT |  | c880023831 | SPD |  |  |  | 10/16/2019 |  |  |  |  | NO | NO |  |  |  |  | MEDLINE INDUSTRIES, INC. 11221919 c880023831 |  |  | Disposition |  |  |  | Alarm | PAAR:00-PVAR | 10/16/2019 | 10/16/2019 | COOPER UNIVERSITY HOSPITAL |  |  | BASEMENT | WOT00000002515063 | David Frye | Performance Verification | Closed | Josh Harris | 10/16/2019 | 10/16/2019 | Performance Verification for MEDLINE INDUSTRIES, INC. 11221712 c880023831 | Initial Install of Performance Verification. Device is ready for patient use. |  |  | 10/16/2019 | 10/16/2019
|  | MEDLINE INDUSTRIES, INC. | MEDLINE INDUSTRIES, INC. HEMO-FORCE DVT |  | C880009522 | SPD |  |  |  | 10/19/2019 |  |  |  |  | NO | NO |  |  |  |  | MEDLINE INDUSTRIES, INC. 11221905 C880009522 |  |  | Disposition |  |  |  | Alarm | PAAR:00-PVAR | 10/19/2019 | 10/19/2019 | COOPER UNIVERSITY HOSPITAL |  |  | UHS | WOT00000003042193 | David Frye | Performance Verification | Closed | Josh Harris | 10/19/2019 | 10/19/2019 | Performance Verification for MEDLINE INDUSTRIES, INC. 11221905 C880009522 | Initial Install of Performance Verification. Device is ready for patient use. |  |  | 10/19/2019 | 10/19/2019
|  | MEDLINE INDUSTRIES, INC. | MEDLINE INDUSTRIES, INC. HEMO-FORCE DVT |  | c870005057 | SPD |  |  |  | 10/31/2019 |  |  |  |  | NO | NO |  |  |  |  | MEDLINE INDUSTRIES, INC. 11221797 c870005057 |  |  | Active |  | 99:99:99:99:99:99 |  | Alarm | PAAR:00-PVAR | 10/31/2019 | 10/31/2019 | COOPER UNIVERSITY HOSPITAL |  |  |  | 0012627696 | David Frye | Preventative Maintenance | Closed | Josh Harris | 10/31/2019 | 10/31/2019 | devices bulk imported. approved by patrick d'andrea, qualreq0005668. |  | 44FACAB4-79AB-4094-8451-CD8BC7565442 | Labor | 10/31/2019 | 10/31/2019 | Josh Harris
|  | MEDLINE INDUSTRIES, INC. | MEDLINE INDUSTRIES, INC. HEMO-FORCE DVT |  | c880009645 | SPD |  |  |  | 10/31/2019 |  |  |  |  | NO | NO |  |  |  |  | MEDLINE INDUSTRIES, INC. 11221735 c880009645 |  |  | Active |  |  |  | Alarm | PAAR:00-PVAR | 10/31/2019 | 10/31/2019 | COOPER UNIVERSITY HOSPITAL |  |  | Performance Verification | WOT00000002515042 | David Frye | Performance Verification | Closed | Josh Harris | 10/31/2019 | 10/31/2019 | Performance Verification for MEDLINE INDUSTRIES, INC. 11221735 c880009645 | Initial Install of Performance Verification. Device is ready for patient use. |  |  | 10/31/2019 | 10/31/2019
|  | MEDLINE INDUSTRIES, INC. | MEDLINE INDUSTRIES, INC. HEMO-FORCE DVT |  | c880023965 | SPD |  |  |  | 10/19/2019 |  |  |  |  | NO | NO |  |  |  |  | MEDLINE INDUSTRIES, INC. 11221705 c880023965 |  |  | Disposition |  | 99:99:99:99:99:99 |  | Alarm | PAAR:00-PVAR | 10/19/2019 | 10/19/2019 | COOPER UNIVERSITY HOSPITAL |  |  |  | WOT00000001868736 | David Frye | Performance Verification | Closed | Josh Harris | 10/19/2019 | 10/19/2019 | Performance Verification for MEDLINE INDUSTRIES, INC. 11221705 c880023965 | Initial Install of Performance Verification. Device is ready for patient use. |  |  | 10/19/2019 | 10/19/2019
|  | MEDLINE INDUSTRIES, INC. | MEDLINE INDUSTRIES, INC. HEMO-FORCE DVT |  | c880023830 | SPD |  |  |  | 10/16/2019 |  |  |  |  | NO | NO |  |  |  |  | MEDLINE INDUSTRIES, INC. 11221707 c880023830 |  |  | Disposition |  |  |  | Alarm | PAAR:00-PVAR | 10/16/2019 | 10/16/2019 | COOPER UNIVERSITY HOSPITAL |  |  | Performance Verification | WOT00000002514678 | David Frye | Performance Verification | Closed | Josh Harris | 10/16/2019 | 10/16/2019 | Performance Verification for MEDLINE INDUSTRIES, INC. 11221707 c880023830 | Initial Install of Performance Verification. Device is ready for patient use. |  |  | 10/16/2019 | 10/16/2019
|  | MEDLINE INDUSTRIES, INC. | MEDLINE INDUSTRIES, INC. HEMO-FORCE DVT |  | C880023970 | SPD |  |  |  | 10/16/2019 |  |  |  |  | NO | NO |  |  |  |  | MEDLINE INDUSTRIES, INC. 11221704 C880023970 |  |  | Disposition |  |  |  | Alarm | PAAR:00-PVAR | 10/16/2019 | 10/16/2019 | COOPER UNIVERSITY HOSPITAL |  |  |  | WOT00000002338387 | David Frye | Performance Verification | Closed | Josh Harris | 10/16/2019 | 10/16/2019 | Performance Verification for MEDLINE INDUSTRIES, INC. 11221704 C880023970 | Initial Install of Performance Verification. Device is ready for patient use. |  |  | 10/16/2019 | 10/16/2019
|  | MEDLINE INDUSTRIES, INC. | MEDLINE INDUSTRIES, INC. HEMO-FORCE DVT |  | c870005310 | SPD |  |  |  | 10/31/2019 |  |  |  |  | NO | NO |  |  |  |  | MEDLINE INDUSTRIES, INC. 11221695 c870005310 |  |  | Active |  | 99:99:99:99:99:99 |  | Alarm | PAAR:00-PVAR | 10/31/2019 | 10/31/2019 | COOPER UNIVERSITY HOSPITAL |  |  |  | 0012627909 | David Frye | Performance Verification | Closed | Pat D'Andrea | 10/31/2019 | 10/31/2019 | devices bulk imported. approved by patrick d'andrea, qualreq0005668. | AMCOFFIN 1/8/2018 devices bulk imported. approved by patrick d'andrea, qualreq0005668. | 4B83EE5A-6D5A-470A-824D-C7C27B9A58F0 | Labor | 10/31/2019 | 10/31/2019 | Pat D'Andrea
|  | MEDLINE INDUSTRIES, INC. | MEDLINE INDUSTRIES, INC. HEMO-FORCE DVT |  | c870005239 | SPD |  |  |  | 10/31/2019 |  |  |  |  | NO | NO |  |  |  |  | MEDLINE INDUSTRIES, INC. 30296750 c870005239 |  |  | Active |  | 99:99:99:99:99:99 |  | Alarm | PAAR:00-PVAR | 10/31/2019 | 10/31/2019 | COOPER UNIVERSITY HOSPITAL |  |  |  | 0012627791 | David Frye | Preventative Maintenance | Closed | Josh Harris | 10/31/2019 | 10/31/2019 | devices bulk imported. approved by patrick d'andrea, qualreq0005668. |  | 8376A9B4-1974-4A54-8EF4-2F4AF74F24F7 | Labor | 10/31/2019 | 10/31/2019 | Josh Harris
|  | MEDLINE INDUSTRIES, INC. | MEDLINE INDUSTRIES, INC. HEMO-FORCE DVT |  | c870005376 | SPD |  |  |  | 10/16/2019 |  |  |  |  | NO | NO |  |  |  |  | MEDLINE INDUSTRIES, INC. 30296741 c870005376 |  |  | Disposition |  | 99:99:99:99:99:99 |  | Alarm | PAAR:00-PVAR | 10/16/2019 | 10/16/2019 | COOPER UNIVERSITY HOSPITAL |  |  |  | 0012627773 | David Frye | Preventative Maintenance | Closed | Josh Harris | 10/16/2019 | 10/16/2019 | devices bulk imported. approved by patrick d'andrea, qualreq0005668. |  | 0DFC999E-B85D-4063-9817-933B1FB1DE45 | Labor | 10/16/2019 | 10/16/2019 | Josh Harris
|  | MEDLINE INDUSTRIES, INC. | MEDLINE INDUSTRIES, INC. HEMO-FORCE DVT |  | c870005299 | SPD |  |  |  | 10/31/2019 |  |  |  |  | NO | NO |  |  |  |  | MEDLINE INDUSTRIES, INC. 30296738 c870005299 |  |  | Active |  | 99:99:99:99:99:99 |  | Alarm | PAAR:00-PVAR | 10/31/2019 | 10/31/2019 | COOPER UNIVERSITY HOSPITAL |  |  |  | 0012627766 | David Frye | Performance Verification | Closed | Pat D'Andrea | 10/31/2019 | 10/31/2019 | devices bulk imported. approved by patrick d'andrea, qualreq0005668. | AMCOFFIN 1/8/2018 devices bulk imported. approved by patrick d'andrea, qualreq0005668. | 3307913B-B46F-4FBC-873B-EA46A3AA63AA | Labor | 10/31/2019 | 10/31/2019 | Pat D'Andrea
|  | MEDLINE INDUSTRIES, INC. | MEDLINE INDUSTRIES, INC. HEMO-FORCE DVT |  | c870005409 | SPD |  |  |  | 10/16/2019 |  |  |  |  | NO | NO |  |  |  |  | MEDLINE INDUSTRIES, INC. 30296740 c870005409 |  |  | Disposition |  | 99:99:99:99:99:99 |  | Alarm | PAAR:00-PVAR | 10/16/2019 | 10/16/2019 | COOPER UNIVERSITY HOSPITAL |  |  |  | 0012627771 | David Frye | Preventative Maintenance | Closed | Josh Harris | 10/16/2019 | 10/16/2019 | devices bulk imported. approved by patrick d'andrea, qualreq0005668. |  | DBE72B67-0EE8-450D-B83A-E577A32F1E44 | Labor | 10/16/2019 | 10/16/2019 | Josh Harris
|  | MEDLINE INDUSTRIES, INC. | MEDLINE INDUSTRIES, INC. HEMO-FORCE DVT |  | c870005173 | SPD |  |  |  | 10/16/2019 |  |  |  |  | NO | NO |  |  |  |  | MEDLINE INDUSTRIES, INC. 30296736 c870005173 |  |  | Disposition |  | 99:99:99:99:99:99 |  | Alarm | PAAR:00-PVAR | 10/16/2019 | 10/16/2019 | COOPER UNIVERSITY HOSPITAL |  |  |  | 0012627763 | David Frye | Preventative Maintenance | Closed | Josh Harris | 10/16/2019 | 10/16/2019 | devices bulk imported. approved by patrick d'andrea, qualreq0005668. |  | BB873C67-0DB0-42C4-8C87-5088ED7E6307 | Labor | 10/16/2019 | 10/16/2019 | Josh Harris
|  | MEDLINE INDUSTRIES, INC. | MEDLINE INDUSTRIES, INC. HEMO-FORCE DVT |  | c870005012 | SPD |  |  |  | 10/31/2019 |  |  |  |  | NO | NO |  |  |  |  | MEDLINE INDUSTRIES, INC. 30296731 c870005012 |  |  | Active |  | 99:99:99:99:99:99 |  | Alarm | PAAR:00-PVAR | 10/31/2019 | 10/31/2019 | COOPER UNIVERSITY HOSPITAL |  |  |  | 0012627752 | David Frye | Performance Verification | Closed | Pat D'Andrea | 10/31/2019 | 10/31/2019 | devices bulk imported. approved by patrick d'andrea, qualreq0005668. | AMCOFFIN 1/8/2018 devices bulk imported. approved by patrick d'andrea, qualreq0005668. | C614CCE7-3142-4510-B74B-CF8F71CC9D78 | Labor | 10/31/2019 | 10/31/2019 | Pat D'Andrea
|  | MEDLINE INDUSTRIES, INC. | MEDLINE INDUSTRIES, INC. HEMO-FORCE DVT |  | c870005280 | SPD |  |  |  | 10/16/2019 |  |  |  |  | NO | NO |  |  |  |  | MEDLINE INDUSTRIES, INC. 30296730 c870005280 |  |  | Disposition |  | 99:99:99:99:99:99 |  | Alarm | PAAR:00-PVAR | 10/16/2019 | 10/16/2019 | COOPER UNIVERSITY HOSPITAL |  |  |  | 0012627750 | David Frye | Performance Verification | Closed | Pat D'Andrea | 10/16/2019 | 10/16/2019 | devices bulk imported. approved by patrick d'andrea, qualreq0005668. | AMCOFFIN 1/8/2018 devices bulk imported. approved by patrick d'andrea, qualreq0005668. | 7DEE3694-261A-421B-BF17-950D550782B3 | Labor | 10/16/2019 | 10/16/2019 | Pat D'Andrea
|  | MEDLINE INDUSTRIES, INC. | MEDLINE INDUSTRIES, INC. HEMO-FORCE DVT |  | c870005375 | SPD |  |  |  | 10/31/2019 |  |  |  |  | NO | NO |  |  |  |  | MEDLINE INDUSTRIES, INC. 30296729 c870005375 |  |  | Active |  | 99:99:99:99:99:99 |  | Alarm | PAAR:00-PVAR | 10/31/2019 | 10/31/2019 | COOPER UNIVERSITY HOSPITAL |  |  |  | 0012627748 | David Frye | Performance Verification | Closed | Pat D'Andrea | 10/31/2019 | 10/31/2019 | devices bulk imported. approved by patrick d'andrea, qualreq0005668. | AMCOFFIN 1/8/2018 devices bulk imported. approved by patrick d'andrea, qualreq0005668. | 07F55574-8289-4DF7-AA92-6B8755378D63 | Labor | 10/31/2019 | 10/31/2019 | Pat D'Andrea
|  | MEDLINE INDUSTRIES, INC. | MEDLINE INDUSTRIES, INC. HEMO-FORCE DVT |  | c870005092 | SPD |  |  |  | 10/16/2019 |  |  |  |  | NO | NO |  |  |  |  | MEDLINE INDUSTRIES, INC. 30296724 c870005092 |  |  | Disposition |  | 99:99:99:99:99:99 |  | Alarm | PAAR:00-PVAR | 10/16/2019 | 10/16/2019 | COOPER UNIVERSITY HOSPITAL |  |  |  | 0012627737 | David Frye | Performance Verification | Closed | Pat D'Andrea | 10/16/2019 | 10/16/2019 | devices bulk imported. approved by patrick d'andrea, qualreq0005668. | AMCOFFIN 1/8/2018 devices bulk imported. approved by patrick d'andrea, qualreq0005668. | F35F4132-AA89-4F81-89DB-DF06A5391CEF | Labor | 10/16/2019 | 10/16/2019 | Pat D'Andrea
|  | MEDLINE INDUSTRIES, INC. | MEDLINE INDUSTRIES, INC. HEMO-FORCE DVT |  | c870005223 | SPD |  |  |  | 10/16/2019 |  |  |  |  | NO | NO |  |  |  |  | MEDLINE INDUSTRIES, INC. 30296719 c870005223 |  |  | Disposition |  | 99:99:99:99:99:99 |  | Alarm | PAAR:00-PVAR | 10/16/2019 | 10/16/2019 | COOPER UNIVERSITY HOSPITAL |  |  |  | 0012627727 | David Frye | Performance Verification | Closed | Pat D'Andrea | 10/16/2019 | 10/16/2019 | devices bulk imported. approved by patrick d'andrea, qualreq0005668. | AMCOFFIN 1/8/2018 devices bulk imported. approved by patrick d'andrea, qualreq0005668. | 5CFBDEF2-30D2-4AD9-AC40-00870BA0D5A3 | Labor | 10/16/2019 | 10/16/2019 | Pat D'Andrea
|  | MEDLINE INDUSTRIES, INC. | MEDLINE INDUSTRIES, INC. HEMO-FORCE DVT |  | c870005013 | SPD |  |  |  | 10/31/2019 |  |  |  |  | NO | NO |  |  |  |  | MEDLINE INDUSTRIES, INC. 30296717 c870005013 |  |  | Active |  | 99:99:99:99:99:99 |  | Alarm | PAAR:00-PVAR | 10/31/2019 | 10/31/2019 | COOPER UNIVERSITY HOSPITAL |  |  |  | 0012627723 | David Frye | Performance Verification | Closed | Pat D'Andrea | 10/31/2019 | 10/31/2019 | devices bulk imported. approved by patrick d'andrea, qualreq0005668. | AMCOFFIN 1/8/2018 devices bulk imported. approved by patrick d'andrea, qualreq0005668. | EC2FDA03-A7C3-4840-894C-E0B64277FBE0 | Labor | 10/31/2019 | 10/31/2019 | Pat D'Andrea
|  | MEDLINE INDUSTRIES, INC. | MEDLINE INDUSTRIES, INC. HEMO-FORCE DVT |  | c870004955 | SPD |  |  |  | 10/16/2019 |  |  |  |  | NO | NO |  |  |  |  | MEDLINE INDUSTRIES, INC. 30296714 c870004955 |  |  | Disposition |  | 99:99:99:99:99:99 |  | Alarm | PAAR:00-PVAR | 10/16/2019 | 10/16/2019 | COOPER UNIVERSITY HOSPITAL |  |  |  | 0012627718 | David Frye | Preventative Maintenance | Closed | Josh Harris | 10/16/2019 | 10/16/2019 | devices bulk imported. approved by patrick d'andrea, qualreq0005668. |  | 407BB93E-E9AD-4221-A89C-767838B7AD38 | Labor | 10/16/2019 | 10/16/2019 | Josh Harris
|  | MEDLINE INDUSTRIES, INC. | MEDLINE INDUSTRIES, INC. HEMO-FORCE DVT |  | c870004997 | SPD |  |  |  | 10/31/2019 |  |  |  |  | NO | NO |  |  |  |  | MEDLINE INDUSTRIES, INC. 30296711 c870004997 |  |  | Active |  | 99:99:99:99:99:99 |  | Alarm | PAAR:00-PVAR | 10/31/2019 | 10/31/2019 | COOPER UNIVERSITY HOSPITAL |  |  |  | 0012184691 | David Frye | Repair | Closed | Josh Harris | 10/31/2019 | 10/31/2019 | SCD - READS DISCONNECTED - TMX | 9/22/2017 2:25:54 PM JXHARRIS (JXHARRIS 9/22/2017 12:00 AM) SENDING TO MEDLINE FOR NO CHARGE REPAIR. 10/10/2017 11:20:46 AM JXHARRIS (JXHARRIS 10/10/2017 12:00 AM) RETURNED FROM VENDOR. VPO. RTS. | 043970BA-0912-486B-8509-6C990FB85C15 | Labor | 10/31/2019 | 10/31/2019 | Josh Harris
|  | MEDLINE INDUSTRIES, INC. | MEDLINE INDUSTRIES, INC. HEMO-FORCE DVT |  | c870005003 | SPD |  |  |  | 10/31/2019 |  |  |  |  | NO | NO |  |  |  |  | MEDLINE INDUSTRIES, INC. 30296707 c870005003 |  |  | Active |  | 99:99:99:99:99:99 |  | Alarm | PAAR:00-PVAR | 10/31/2019 | 10/31/2019 | COOPER UNIVERSITY HOSPITAL |  |  |  | 0012627704 | David Frye | Preventative Maintenance | Closed | Josh Harris | 10/31/2019 | 10/31/2019 | devices bulk imported. approved by patrick d'andrea, qualreq0005668. |  | EB9AC35D-4C79-48DE-8561-95B249713577 | Labor | 10/31/2019 | 10/31/2019 | Josh Harris
|  | MEDLINE INDUSTRIES, INC. | MEDLINE INDUSTRIES, INC. HEMO-FORCE DVT |  | c870005219 | SPD |  |  |  | 10/31/2019 |  |  |  |  | NO | NO |  |  |  |  | MEDLINE INDUSTRIES, INC. 30296706 c870005219 |  |  | Active |  | 99:99:99:99:99:99 |  | Alarm | PAAR:00-PVAR | 10/31/2019 | 10/31/2019 | COOPER UNIVERSITY HOSPITAL |  |  |  | 0012627702 | David Frye | Preventative Maintenance | Closed | Josh Harris | 10/31/2019 | 10/31/2019 | devices bulk imported. approved by patrick d'andrea, qualreq0005668. |  | 9EA90EC1-0B67-40CF-B6D8-B56035A8A04D | Labor | 10/31/2019 | 10/31/2019 | Josh Harris
|  | MEDLINE INDUSTRIES, INC. | MEDLINE INDUSTRIES, INC. HEMO-FORCE DVT |  | c870005135 | SPD |  |  |  | 10/31/2019 |  |  |  |  | NO | NO |  |  |  |  | MEDLINE INDUSTRIES, INC. 30296704 c870005135 |  |  | Active |  | 99:99:99:99:99:99 |  | Alarm | PAAR:00-PVAR | 10/31/2019 | 10/31/2019 | COOPER UNIVERSITY HOSPITAL |  |  |  | 0012627697 | David Frye | Performance Verification | Closed | Pat D'Andrea | 10/31/2019 | 10/31/2019 | devices bulk imported. approved by patrick d'andrea, qualreq0005668. | AMCOFFIN 1/8/2018 devices bulk imported. approved by patrick d'andrea, qualreq0005668. | 25206C64-372D-484E-9496-B7C06CCD8620 | Labor | 10/31/2019 | 10/31/2019 | Pat D'Andrea
|  | MEDLINE INDUSTRIES, INC. | MEDLINE INDUSTRIES, INC. HEMO-FORCE DVT |  | c870004991 | SPD |  |  |  | 10/19/2019 |  |  |  |  | NO | NO |  |  |  |  | MEDLINE INDUSTRIES, INC. 30296698 c870004991 |  |  | Disposition |  | 99:99:99:99:99:99 |  | Alarm | PAAR:00-PVAR | 10/19/2019 | 10/19/2019 | COOPER UNIVERSITY HOSPITAL |  |  |  | 0012627685 | David Frye | Performance Verification | Closed | Pat D'Andrea | 10/19/2019 | 10/19/2019 | devices bulk imported. approved by patrick d'andrea, qualreq0005668. | AMCOFFIN 1/8/2018 devices bulk imported. approved by patrick d'andrea, qualreq0005668. | 2FEFABCD-17C5-441F-B63B-748EEA17694B | Labor | 10/19/2019 | 10/19/2019 | Pat D'Andrea
|  | MEDLINE INDUSTRIES, INC. | MEDLINE INDUSTRIES, INC. HEMO-FORCE DVT |  | c870005181 | SPD |  |  |  | 10/16/2019 |  |  |  |  | NO | NO |  |  |  |  | MEDLINE INDUSTRIES, INC. 30296699 c870005181 |  |  | Disposition |  | 99:99:99:99:99:99 |  | Alarm | PAAR:00-PVAR | 10/16/2019 | 10/16/2019 | COOPER UNIVERSITY HOSPITAL |  |  |  | 0012627688 | David Frye | Preventative Maintenance | Closed | Josh Harris | 10/16/2019 | 10/16/2019 | devices bulk imported. approved by patrick d'andrea, qualreq0005668. |  | 7BBEC268-829F-44C7-9A97-E5374AD64BCD | Labor | 10/16/2019 | 10/16/2019 | Josh Harris
|  | MEDLINE INDUSTRIES, INC. | MEDLINE INDUSTRIES, INC. HEMO-FORCE DVT |  | c870005289 | SPD |  |  |  | 10/31/2019 |  |  |  |  | NO | NO |  |  |  |  | MEDLINE INDUSTRIES, INC. 30296687 c870005289 |  |  | Active |  | 99:99:99:99:99:99 |  | Alarm | PAAR:00-PVAR | 10/31/2019 | 10/31/2019 | COOPER UNIVERSITY HOSPITAL |  |  |  | 0012627663 | David Frye | Performance Verification | Closed | Pat D'Andrea | 10/31/2019 | 10/31/2019 | devices bulk imported. approved by patrick d'andrea, qualreq0005668. | AMCOFFIN 1/8/2018 devices bulk imported. approved by patrick d'andrea, qualreq0005668. | 0D7C19A8-25E3-430B-84A7-5673E70E3323 | Labor | 10/31/2019 | 10/31/2019 | Pat D'Andrea
|  | MEDLINE INDUSTRIES, INC. | MEDLINE INDUSTRIES, INC. HEMO-FORCE DVT |  | c870005366 | SPD |  |  |  | 10/16/2019 |  |  |  |  | NO | NO |  |  |  |  | MEDLINE INDUSTRIES, INC. 30296674 c870005366 |  |  | Disposition |  | 99:99:99:99:99:99 |  | Alarm | PAAR:00-PVAR | 10/16/2019 | 10/16/2019 | COOPER UNIVERSITY HOSPITAL |  |  |  | 0012627637 | David Frye | Performance Verification | Closed | Pat D'Andrea | 10/16/2019 | 10/16/2019 | devices bulk imported. approved by patrick d'andrea, qualreq0005668. | AMCOFFIN 1/8/2018 devices bulk imported. approved by patrick d'andrea, qualreq0005668. | 5806A493-6184-4ACE-8F65-42D36AEC76EE | Labor | 10/16/2019 | 10/16/2019 | Pat D'Andrea
|  | MEDLINE INDUSTRIES, INC. | MEDLINE INDUSTRIES, INC. HEMO-FORCE DVT |  | c870005302 | SPD |  |  |  | 10/31/2019 |  |  |  |  | NO | NO |  |  |  |  | MEDLINE INDUSTRIES, INC. 30296675 c870005302 |  |  | Active |  | 99:99:99:99:99:99 |  | Alarm | PAAR:00-PVAR | 10/31/2019 | 10/31/2019 | COOPER UNIVERSITY HOSPITAL |  |  |  | 0012627639 | David Frye | Performance Verification | Closed | Pat D'Andrea | 10/31/2019 | 10/31/2019 | devices bulk imported. approved by patrick d'andrea, qualreq0005668. | AMCOFFIN 1/8/2018 devices bulk imported. approved by patrick d'andrea, qualreq0005668. | 239BDAAB-709B-432A-AFD1-E446E54B1C4F | Labor | 10/31/2019 | 10/31/2019 | Pat D'Andrea
|  | MEDLINE INDUSTRIES, INC. | MEDLINE INDUSTRIES, INC. HEMO-FORCE DVT |  | c870005397 | SPD |  |  |  | 10/31/2019 |  |  |  |  | NO | NO |  |  |  |  | MEDLINE INDUSTRIES, INC. 30296673 c870005397 |  |  | Active |  | 99:99:99:99:99:99 |  | Alarm | PAAR:00-PVAR | 10/31/2019 | 10/31/2019 | COOPER UNIVERSITY HOSPITAL |  |  |  | 0012627635 | David Frye | Performance Verification | Closed | Pat D'Andrea | 10/31/2019 | 10/31/2019 | devices bulk imported. approved by patrick d'andrea, qualreq0005668. | AMCOFFIN 1/8/2018 devices bulk imported. approved by patrick d'andrea, qualreq0005668. | F5B4CCDE-9487-4EFB-B70B-616B6F77BD81 | Labor | 10/31/2019 | 10/31/2019 | Pat D'Andrea
|  | MEDLINE INDUSTRIES, INC. | MEDLINE INDUSTRIES, INC. HEMO-FORCE DVT |  | c870005380 | SPD |  |  |  | 10/31/2019 |  |  |  |  | NO | NO |  |  |  |  | MEDLINE INDUSTRIES, INC. 30296667 c870005380 |  |  | Active |  | 99:99:99:99:99:99 |  | Alarm | PAAR:00-PVAR | 10/31/2019 | 10/31/2019 | COOPER UNIVERSITY HOSPITAL |  |  |  | 0012627623 | David Frye | Performance Verification | Closed | Pat D'Andrea | 10/31/2019 | 10/31/2019 | devices bulk imported. approved by patrick d'andrea, qualreq0005668. | AMCOFFIN 1/8/2018 devices bulk imported. approved by patrick d'andrea, qualreq0005668. | BD259758-C5BC-4970-BADA-48FEBA20B7E9 | Labor | 10/31/2019 | 10/31/2019 | Pat D'Andrea
|  | MEDLINE INDUSTRIES, INC. | MEDLINE INDUSTRIES, INC. HEMO-FORCE DVT |  | c870005432 | SPD |  |  |  | 10/16/2019 |  |  |  |  | NO | NO |  |  |  |  | MEDLINE INDUSTRIES, INC. 30296665 c870005432 |  |  | Disposition |  | 99:99:99:99:99:99 |  | Alarm | PAAR:00-PVAR | 10/16/2019 | 10/16/2019 | COOPER UNIVERSITY HOSPITAL |  |  |  | 0012627620 | David Frye | Preventative Maintenance | Closed | Josh Harris | 10/16/2019 | 10/16/2019 | devices bulk imported. approved by patrick d'andrea, qualreq0005668. |  | C1253015-B44C-4DEB-A73F-9AD488EB1CDB | Labor | 10/16/2019 | 10/16/2019 | Josh Harris
|  | MEDLINE INDUSTRIES, INC. | MEDLINE INDUSTRIES, INC. HEMO-FORCE DVT |  | c870005050 | SPD |  |  |  | 10/31/2019 |  |  |  |  | NO | NO |  |  |  |  | MEDLINE INDUSTRIES, INC. 30296658 c870005050 |  |  | Active |  | 99:99:99:99:99:99 |  | Alarm | PAAR:00-PVAR | 10/31/2019 | 10/31/2019 | COOPER UNIVERSITY HOSPITAL |  |  |  | 0012627605 | David Frye | Performance Verification | Closed | Pat D'Andrea | 10/31/2019 | 10/31/2019 | devices bulk imported. approved by patrick d'andrea, qualreq0005668. | AMCOFFIN 1/8/2018 devices bulk imported. approved by patrick d'andrea, qualreq0005668. | 861F3F06-7429-4911-B361-0042B6872CCB | Labor | 10/31/2019 | 10/31/2019 | Pat D'Andrea
|  | MEDLINE INDUSTRIES, INC. | MEDLINE INDUSTRIES, INC. HEMO-FORCE DVT |  | c870005073 | SPD |  |  |  | 10/31/2019 |  |  |  |  | NO | NO |  |  |  |  | MEDLINE INDUSTRIES, INC. 30296652 c870005073 |  |  | Active |  | 99:99:99:99:99:99 |  | Alarm | PAAR:00-PVAR | 10/31/2019 | 10/31/2019 | COOPER UNIVERSITY HOSPITAL |  |  |  | 0012627593 | David Frye | Performance Verification | Closed | Pat D'Andrea | 10/31/2019 | 10/31/2019 | devices bulk imported. approved by patrick d'andrea, qualreq0005668. | AMCOFFIN 1/8/2018 devices bulk imported. approved by patrick d'andrea, qualreq0005668. | 02EAEFD5-F8C0-4B8D-931B-CA5106497B7C | Labor | 10/31/2019 | 10/31/2019 | Pat D'Andrea
|  | MEDLINE INDUSTRIES, INC. | MEDLINE INDUSTRIES, INC. HEMO-FORCE DVT |  | c870005217 | SPD |  |  |  | 10/31/2019 |  |  |  |  | NO | NO |  |  |  |  | MEDLINE INDUSTRIES, INC. 30296649 c870005217 |  |  | Active |  | 99:99:99:99:99:99 |  | Alarm | PAAR:00-PVAR | 10/31/2019 | 10/31/2019 | COOPER UNIVERSITY HOSPITAL |  |  |  | 0012627588 | David Frye | Preventative Maintenance | Closed | Josh Harris | 10/31/2019 | 10/31/2019 | devices bulk imported. approved by patrick d'andrea, qualreq0005668. |  | CA0F4EF3-64E4-4874-9A10-A1FAA79B735B | Labor | 10/31/2019 | 10/31/2019 | Josh Harris
|  | MEDLINE INDUSTRIES, INC. | MEDLINE INDUSTRIES, INC. HEMO-FORCE DVT |  | c870005048 | SPD |  |  |  | 10/16/2019 |  |  |  |  | NO | NO |  |  |  |  | MEDLINE INDUSTRIES, INC. 30296647 c870005048 |  |  | Disposition |  | 99:99:99:99:99:99 |  | Alarm | PAAR:00-PVAR | 10/16/2019 | 10/16/2019 | COOPER UNIVERSITY HOSPITAL |  |  |  | 0012627584 | David Frye | Preventative Maintenance | Closed | Josh Harris | 10/16/2019 | 10/16/2019 | devices bulk imported. approved by patrick d'andrea, qualreq0005668. |  | CA7F4D8B-046A-44D5-86F7-EAA3E6A631A0 | Labor | 10/16/2019 | 10/16/2019 | Josh Harris
|  | MEDLINE INDUSTRIES, INC. | MEDLINE INDUSTRIES, INC. HEMO-FORCE DVT |  | c870005422 | SPD |  |  |  | 10/31/2019 |  |  |  |  | NO | NO |  |  |  |  | MEDLINE INDUSTRIES, INC. 30296639 c870005422 |  |  | Active |  | 99:99:99:99:99:99 |  | Alarm | PAAR:00-PVAR | 10/31/2019 | 10/31/2019 | COOPER UNIVERSITY HOSPITAL |  |  |  | 0012627568 | David Frye | Preventative Maintenance | Closed | Josh Harris | 10/31/2019 | 10/31/2019 | devices bulk imported. approved by patrick d'andrea, qualreq0005668. |  | D7A034AF-ED0F-44FD-A4CF-9B7CAA19716D | Labor | 10/31/2019 | 10/31/2019 | Josh Harris
|  | MEDLINE INDUSTRIES, INC. | MEDLINE INDUSTRIES, INC. HEMO-FORCE DVT |  | c870005355 | SPD |  |  |  | 10/16/2019 |  |  |  |  | NO | NO |  |  |  |  | MEDLINE INDUSTRIES, INC. 30296637 c870005355 |  |  | Disposition |  | 99:99:99:99:99:99 |  | Alarm | PAAR:00-PVAR | 10/16/2019 | 10/16/2019 | COOPER UNIVERSITY HOSPITAL |  |  |  | 0012627563 | David Frye | Performance Verification | Closed | Pat D'Andrea | 10/16/2019 | 10/16/2019 | devices bulk imported. approved by patrick d'andrea, qualreq0005668. | AMCOFFIN 1/8/2018 devices bulk imported. approved by patrick d'andrea, qualreq0005668. | 463C46F1-AAB0-4EB9-BE2D-F0E5CFF36B88 | Labor | 10/16/2019 | 10/16/2019 | Pat D'Andrea
|  | MEDLINE INDUSTRIES, INC. | MEDLINE INDUSTRIES, INC. HEMO-FORCE DVT |  | c870005153 | SPD |  |  |  | 10/31/2019 |  |  |  |  | NO | NO |  |  |  |  | MEDLINE INDUSTRIES, INC. 30296626 c870005153 |  |  | Active |  | 99:99:99:99:99:99 |  | Alarm | PAAR:00-PVAR | 10/31/2019 | 10/31/2019 | COOPER UNIVERSITY HOSPITAL |  |  |  | 0012627541 | David Frye | Performance Verification | Closed | Pat D'Andrea | 10/31/2019 | 10/31/2019 | devices bulk imported. approved by patrick d'andrea, qualreq0005668. | AMCOFFIN 1/8/2018 devices bulk imported. approved by patrick d'andrea, qualreq0005668. | 971BE4CB-BB56-4F5F-A798-55F226F14B54 | Labor | 10/31/2019 | 10/31/2019 | Pat D'Andrea
|  | MEDLINE INDUSTRIES, INC. | MEDLINE INDUSTRIES, INC. HEMO-FORCE DVT |  | c870005062 | SPD |  |  |  | 10/31/2019 |  |  |  |  | NO | NO |  |  |  |  | MEDLINE INDUSTRIES, INC. 30296625 c870005062 |  |  | Active |  | 99:99:99:99:99:99 |  | Alarm | PAAR:00-PVAR | 10/31/2019 | 10/31/2019 | COOPER UNIVERSITY HOSPITAL |  |  |  | 0012627539 | David Frye | Performance Verification | Closed | Pat D'Andrea | 10/31/2019 | 10/31/2019 | devices bulk imported. approved by patrick d'andrea, qualreq0005668. | AMCOFFIN 1/8/2018 devices bulk imported. approved by patrick d'andrea, qualreq0005668. | 1EC4FF6C-FAB9-46C6-A809-DD92F9D81F41 | Labor | 10/31/2019 | 10/31/2019 | Pat D'Andrea
|  | MEDLINE INDUSTRIES, INC. | MEDLINE INDUSTRIES, INC. HEMO-FORCE DVT |  | c870004995 | SPD |  |  |  | 10/16/2019 |  |  |  |  | NO | NO |  |  |  |  | MEDLINE INDUSTRIES, INC. 30296624 c870004995 |  |  | Disposition |  | 99:99:99:99:99:99 |  | Alarm | PAAR:00-PVAR | 10/16/2019 | 10/16/2019 | COOPER UNIVERSITY HOSPITAL |  |  |  | 0012627537 | David Frye | Performance Verification | Closed | Pat D'Andrea | 10/16/2019 | 10/16/2019 | devices bulk imported. approved by patrick d'andrea, qualreq0005668. | AMCOFFIN 1/8/2018 devices bulk imported. approved by patrick d'andrea, qualreq0005668. | F2897FB7-0F80-450C-A810-EC11781E67CE | Labor | 10/16/2019 | 10/16/2019 | Pat D'Andrea
|  | MEDLINE INDUSTRIES, INC. | MEDLINE INDUSTRIES, INC. HEMO-FORCE DVT |  | c870005002 | SPD |  |  |  | 10/16/2019 |  |  |  |  | NO | NO |  |  |  |  | MEDLINE INDUSTRIES, INC. 30296623 c870005002 |  |  | Disposition |  | 99:99:99:99:99:99 |  | Alarm | PAAR:00-PVAR | 10/16/2019 | 10/16/2019 | COOPER UNIVERSITY HOSPITAL |  |  |  | 0012627535 | David Frye | Performance Verification | Closed | Pat D'Andrea | 10/16/2019 | 10/16/2019 | devices bulk imported. approved by patrick d'andrea, qualreq0005668. | AMCOFFIN 1/8/2018 devices bulk imported. approved by patrick d'andrea, qualreq0005668. | 40FC0831-B59F-4AFF-956A-DAEE7307A875 | Labor | 10/16/2019 | 10/16/2019 | Pat D'Andrea
|  | MEDLINE INDUSTRIES, INC. | MEDLINE INDUSTRIES, INC. HEMO-FORCE DVT |  | c870003284 | SPD |  |  |  | 10/31/2019 |  |  |  |  | NO | NO |  |  |  |  | MEDLINE INDUSTRIES, INC. 30296617 c870003284 |  |  | Active |  | 99:99:99:99:99:99 |  | Alarm | PAAR:00-PVAR | 10/31/2019 | 10/31/2019 | COOPER UNIVERSITY HOSPITAL |  |  |  | 0012627524 | David Frye | Preventative Maintenance | Closed | Josh Harris | 10/31/2019 | 10/31/2019 | devices bulk imported. approved by patrick d'andrea, qualreq0005668. |  | D76E95E4-99A5-4EDD-9FF1-17A00A255E28 | Labor | 10/31/2019 | 10/31/2019 | Josh Harris
|  | MEDLINE INDUSTRIES, INC. | MEDLINE INDUSTRIES, INC. HEMO-FORCE DVT |  | c870003395 | SPD |  |  |  | 10/31/2019 |  |  |  |  | NO | NO |  |  |  |  | MEDLINE INDUSTRIES, INC. 30296616 c870003395 |  |  | Active |  | 99:99:99:99:99:99 |  | Alarm | PAAR:00-PVAR | 10/31/2019 | 10/31/2019 | COOPER UNIVERSITY HOSPITAL |  |  |  | 0012627521 | David Frye | Performance Verification | Closed | Pat D'Andrea | 10/31/2019 | 10/31/2019 | devices bulk imported. approved by patrick d'andrea, qualreq0005668. | AMCOFFIN 1/8/2018 devices bulk imported. approved by patrick d'andrea, qualreq0005668. | 0FABD3BE-FD8D-4457-8209-25CEC4190C18 | Labor | 10/31/2019 | 10/31/2019 | Pat D'Andrea
|  | MEDLINE INDUSTRIES, INC. | MEDLINE INDUSTRIES, INC. HEMO-FORCE DVT |  | c870003269 | SPD |  |  |  | 10/31/2019 |  |  |  |  | NO | NO |  |  |  |  | MEDLINE INDUSTRIES, INC. 30296612 c870003269 |  |  | Active |  | 99:99:99:99:99:99 |  | Alarm | PAAR:00-PVAR | 10/31/2019 | 10/31/2019 | COOPER UNIVERSITY HOSPITAL |  |  |  | 0012627514 | David Frye | Preventative Maintenance | Closed | Josh Harris | 10/31/2019 | 10/31/2019 | devices bulk imported. approved by patrick d'andrea, qualreq0005668. |  | 2D420A7A-E847-48C2-98B3-F08756D4125D | Labor | 10/31/2019 | 10/31/2019 | Josh Harris
|  | MEDLINE INDUSTRIES, INC. | MEDLINE INDUSTRIES, INC. HEMO-FORCE DVT |  | c870003379 | SPD |  |  |  | 10/16/2019 |  |  |  |  | NO | NO |  |  |  |  | MEDLINE INDUSTRIES, INC. 30236501 c870003379 |  |  | Disposition |  | 99:99:99:99:99:99 |  | Alarm | PAAR:00-PVAR | 10/16/2019 | 10/16/2019 | COOPER UNIVERSITY HOSPITAL |  |  |  | 0012627507 | David Frye | Performance Verification | Closed | Pat D'Andrea | 10/16/2019 | 10/16/2019 | devices bulk imported. approved by patrick d'andrea, qualreq0005668. | AMCOFFIN 1/8/2018 devices bulk imported. approved by patrick d'andrea, qualreq0005668. | 2C43742D-1353-4A3E-A3B4-806FA4B54CE3 | Labor | 10/16/2019 | 10/16/2019 | Pat D'Andrea
|  | MEDLINE INDUSTRIES, INC. | MEDLINE INDUSTRIES, INC. HEMO-FORCE DVT |  | c870003347 | SPD |  |  |  | 10/31/2019 |  |  |  |  | NO | NO |  |  |  |  | MEDLINE INDUSTRIES, INC. 30236498 c870003347 |  |  | Active |  | 99:99:99:99:99:99 |  | Alarm | PAAR:00-PVAR | 10/31/2019 | 10/31/2019 | COOPER UNIVERSITY HOSPITAL |  |  |  | 0012627501 | David Frye | Performance Verification | Closed | Pat D'Andrea | 10/31/2019 | 10/31/2019 | devices bulk imported. approved by patrick d'andrea, qualreq0005668. | AMCOFFIN 1/8/2018 devices bulk imported. approved by patrick d'andrea, qualreq0005668. | 0F731770-4094-4954-8866-4893363FAF17 | Labor | 10/31/2019 | 10/31/2019 | Pat D'Andrea
|  | MEDLINE INDUSTRIES, INC. | MEDLINE INDUSTRIES, INC. HEMO-FORCE DVT |  | c870003267 | SPD |  |  |  | 10/31/2019 |  |  |  |  | NO | NO |  |  |  |  | MEDLINE INDUSTRIES, INC. 30236497 c870003267 |  |  | Active |  | 99:99:99:99:99:99 |  | Alarm | PAAR:00-PVAR | 10/31/2019 | 10/31/2019 | COOPER UNIVERSITY HOSPITAL |  |  |  | 0012627499 | David Frye | Performance Verification | Closed | Pat D'Andrea | 10/31/2019 | 10/31/2019 | devices bulk imported. approved by patrick d'andrea, qualreq0005668. | AMCOFFIN 1/8/2018 devices bulk imported. approved by patrick d'andrea, qualreq0005668. | D93F6290-7F3C-446C-B218-4240B02DE041 | Labor | 10/31/2019 | 10/31/2019 | Pat D'Andrea
|  | MEDLINE INDUSTRIES, INC. | MEDLINE INDUSTRIES, INC. HEMO-FORCE DVT |  | c870003365 | SPD |  |  |  | 10/31/2019 |  |  |  |  | NO | NO |  |  |  |  | MEDLINE INDUSTRIES, INC. 30236496 c870003365 |  |  | Active |  | 99:99:99:99:99:99 |  | Alarm | PAAR:00-PVAR | 10/31/2019 | 10/31/2019 | COOPER UNIVERSITY HOSPITAL |  |  |  | 0012627497 | David Frye | Performance Verification | Closed | Pat D'Andrea | 10/31/2019 | 10/31/2019 | devices bulk imported. approved by patrick d'andrea, qualreq0005668. | AMCOFFIN 1/8/2018 devices bulk imported. approved by patrick d'andrea, qualreq0005668. | 48844D77-D6E4-44BC-8EA6-F79A712C4006 | Labor | 10/31/2019 | 10/31/2019 | Pat D'Andrea
|  | MEDLINE INDUSTRIES, INC. | MEDLINE INDUSTRIES, INC. HEMO-FORCE DVT |  | c870003524 | SPD |  |  |  | 10/31/2019 |  |  |  |  | NO | NO |  |  |  |  | MEDLINE INDUSTRIES, INC. 30236491 c870003524 |  |  | Active |  | 99:99:99:99:99:99 |  | Alarm | PAAR:00-PVAR | 10/31/2019 | 10/31/2019 | COOPER UNIVERSITY HOSPITAL |  |  |  | 0012627487 | David Frye | Performance Verification | Closed | Pat D'Andrea | 10/31/2019 | 10/31/2019 | devices bulk imported. approved by patrick d'andrea, qualreq0005668. | AMCOFFIN 1/8/2018 devices bulk imported. approved by patrick d'andrea, qualreq0005668. | 3CBCF052-A76A-41B1-B505-C1EBA8ECBC58 | Labor | 10/31/2019 | 10/31/2019 | Pat D'Andrea
|  | MEDLINE INDUSTRIES, INC. | MEDLINE INDUSTRIES, INC. HEMO-FORCE DVT |  | c870003307 | SPD |  |  |  | 10/16/2019 |  |  |  |  | NO | NO |  |  |  |  | MEDLINE INDUSTRIES, INC. 30236485 c870003307 |  |  | Disposition |  | 99:99:99:99:99:99 |  | Alarm | PAAR:00-PVAR | 10/16/2019 | 10/16/2019 | COOPER UNIVERSITY HOSPITAL |  |  |  | 0012627475 | David Frye | Performance Verification | Closed | Pat D'Andrea | 10/16/2019 | 10/16/2019 | devices bulk imported. approved by patrick d'andrea, qualreq0005668. | AMCOFFIN 1/8/2018 devices bulk imported. approved by patrick d'andrea, qualreq0005668. | B2F6B0C4-55E5-4172-BEBF-F2CBA0516CEC | Labor | 10/16/2019 | 10/16/2019 | Pat D'Andrea
|  | MEDLINE INDUSTRIES, INC. | MEDLINE INDUSTRIES, INC. HEMO-FORCE DVT |  | c870003388 | SPD |  |  |  | 10/31/2019 |  |  |  |  | NO | NO |  |  |  |  | MEDLINE INDUSTRIES, INC. 30236484 c870003388 |  |  | Active |  | 99:99:99:99:99:99 |  | Alarm | PAAR:00-PVAR | 10/31/2019 | 10/31/2019 | COOPER UNIVERSITY HOSPITAL |  |  |  | 0012627474 | David Frye | Preventative Maintenance | Closed | Josh Harris | 10/31/2019 | 10/31/2019 | devices bulk imported. approved by patrick d'andrea, qualreq0005668. |  | 030A9A4E-3EAF-4C5A-B8CB-B342E39178D7 | Labor | 10/31/2019 | 10/31/2019 | Josh Harris
|  | MEDLINE INDUSTRIES, INC. | MEDLINE INDUSTRIES, INC. HEMO-FORCE DVT |  | c870003291 | SPD |  |  |  | 10/31/2019 |  |  |  |  | NO | NO |  |  |  |  | MEDLINE INDUSTRIES, INC. 30236475 c870003291 |  |  | Active |  | 99:99:99:99:99:99 |  | Alarm | PAAR:00-PVAR | 10/31/2019 | 10/31/2019 | COOPER UNIVERSITY HOSPITAL |  |  |  | 0012627455 | David Frye | Performance Verification | Closed | Pat D'Andrea | 10/31/2019 | 10/31/2019 | devices bulk imported. approved by patrick d'andrea, qualreq0005668. | AMCOFFIN 1/8/2018 devices bulk imported. approved by patrick d'andrea, qualreq0005668. | 415DB3C3-4B04-4A92-BB5B-049ED2D6EF3D | Labor | 10/31/2019 | 10/31/2019 | Pat D'Andrea
|  | MEDLINE INDUSTRIES, INC. | MEDLINE INDUSTRIES, INC. HEMO-FORCE DVT |  | c870003181 | SPD |  |  |  | 10/31/2019 |  |  |  |  | NO | NO |  |  |  |  | MEDLINE INDUSTRIES, INC. 30236472 c870003181 |  |  | Active |  | 99:99:99:99:99:99 |  | Alarm | PAAR:00-PVAR | 10/31/2019 | 10/31/2019 | COOPER UNIVERSITY HOSPITAL |  |  |  | 0012627450 | David Frye | Preventative Maintenance | Closed | Josh Harris | 10/31/2019 | 10/31/2019 | devices bulk imported. approved by patrick d'andrea, qualreq0005668. |  | 231E55BE-549E-4B47-9518-2BF509EB93B4 | Labor | 10/31/2019 | 10/31/2019 | Josh Harris
|  | MEDLINE INDUSTRIES, INC. | MEDLINE INDUSTRIES, INC. HEMO-FORCE DVT |  | c870003200 | SPD |  |  |  | 10/31/2019 |  |  |  |  | NO | NO |  |  |  |  | MEDLINE INDUSTRIES, INC. 30236467 c870003200 |  |  | Active |  | 99:99:99:99:99:99 |  | Alarm | PAAR:00-PVAR | 10/31/2019 | 10/31/2019 | COOPER UNIVERSITY HOSPITAL |  |  |  | 0012627439 | David Frye | Performance Verification | Closed | Pat D'Andrea | 10/31/2019 | 10/31/2019 | devices bulk imported. approved by patrick d'andrea, qualreq0005668. | AMCOFFIN 1/8/2018 devices bulk imported. approved by patrick d'andrea, qualreq0005668. | C3B7F8BD-F514-4E31-95E9-32B670AD5C00 | Labor | 10/31/2019 | 10/31/2019 | Pat D'Andrea
|  | MEDLINE INDUSTRIES, INC. | MEDLINE INDUSTRIES, INC. HEMO-FORCE DVT |  | c870003148 | SPD |  |  |  | 10/31/2019 |  |  |  |  | NO | NO |  |  |  |  | MEDLINE INDUSTRIES, INC. 30236464 c870003148 |  |  | Active |  | 99:99:99:99:99:99 |  | Alarm | PAAR:00-PVAR | 10/31/2019 | 10/31/2019 | COOPER UNIVERSITY HOSPITAL |  |  |  | 0012627434 | David Frye | Preventative Maintenance | Closed | Josh Harris | 10/31/2019 | 10/31/2019 | devices bulk imported. approved by patrick d'andrea, qualreq0005668. |  | EA74CBCE-32A1-4B8A-AA62-9122463D9FF2 | Labor | 10/31/2019 | 10/31/2019 | Josh Harris
|  | MEDLINE INDUSTRIES, INC. | MEDLINE INDUSTRIES, INC. HEMO-FORCE DVT |  | c870003367 | SPD |  |  |  | 10/31/2019 |  |  |  |  | NO | NO |  |  |  |  | MEDLINE INDUSTRIES, INC. 30236462 c870003367 |  |  | Active |  | 99:99:99:99:99:99 |  | Alarm | PAAR:00-PVAR | 10/31/2019 | 10/31/2019 | COOPER UNIVERSITY HOSPITAL |  |  |  | 0012627430 | David Frye | Preventative Maintenance | Closed | Josh Harris | 10/31/2019 | 10/31/2019 | devices bulk imported. approved by patrick d'andrea, qualreq0005668. |  | 7BFC4268-445B-40D1-B791-12744215D1CA | Labor | 10/31/2019 | 10/31/2019 | Josh Harris
|  | MEDLINE INDUSTRIES, INC. | MEDLINE INDUSTRIES, INC. HEMO-FORCE DVT |  | c870003501 | SPD |  |  |  | 10/31/2019 |  |  |  |  | NO | NO |  |  |  |  | MEDLINE INDUSTRIES, INC. 30236461 c870003501 |  |  | Active |  | 99:99:99:99:99:99 |  | Alarm | PAAR:00-PVAR | 10/31/2019 | 10/31/2019 | COOPER UNIVERSITY HOSPITAL |  |  |  | 0012627428 | David Frye | Preventative Maintenance | Closed | Josh Harris | 10/31/2019 | 10/31/2019 | devices bulk imported. approved by patrick d'andrea, qualreq0005668. |  | BABCE00B-D6F6-45A5-9CAD-F5D0BA58BC92 | Labor | 10/31/2019 | 10/31/2019 | Josh Harris
|  | MEDLINE INDUSTRIES, INC. | MEDLINE INDUSTRIES, INC. HEMO-FORCE DVT |  | c870003384 | SPD |  |  |  | 10/31/2019 |  |  |  |  | NO | NO |  |  |  |  | MEDLINE INDUSTRIES, INC. 30236456 c870003384 |  |  | Active |  | 99:99:99:99:99:99 |  | Alarm | PAAR:00-PVAR | 10/31/2019 | 10/31/2019 | COOPER UNIVERSITY HOSPITAL |  |  |  | 0012627418 | David Frye | Preventative Maintenance | Closed | Josh Harris | 10/31/2019 | 10/31/2019 | devices bulk imported. approved by patrick d'andrea, qualreq0005668. |  | 450A8B61-A311-4078-A254-E77B77AA1BD8 | Labor | 10/31/2019 | 10/31/2019 | Josh Harris
|  | MEDLINE INDUSTRIES, INC. | MEDLINE INDUSTRIES, INC. HEMO-FORCE DVT |  | c870003309 | SPD |  |  |  | 11/01/2019 |  |  |  |  | NO | NO |  |  |  |  | MEDLINE INDUSTRIES, INC. 30236450 c870003309 |  |  | Active |  | 99:99:99:99:99:99 |  | Alarm | PAAR:00-PVAR | 11/01/2019 | 11/01/2019 | COOPER UNIVERSITY HOSPITAL |  |  | Performance Verification | 0012480263 | David Frye | Repair | Closed | Josh Harris | 11/01/2019 | 11/01/2019 | SCD -DAMAGED HOSES - TMX | 12/4/2017 7:49:29 AM JXHARRIS (JXHARRIS 12/4/2017 12:00 AM) EXCHANGED HOSES. VPO. RTS. | 4274405E-7352-4618-994A-ECC21DDEB6AB | Labor | 11/01/2019 | 11/01/2019 | Josh Harris
|  | MEDLINE INDUSTRIES, INC. | MEDLINE INDUSTRIES, INC. HEMO-FORCE DVT |  | c870003481 | SPD |  |  |  | 10/16/2019 |  |  |  |  | NO | NO |  |  |  |  | MEDLINE INDUSTRIES, INC. 30236443 c870003481 |  |  | Disposition |  | 99:99:99:99:99:99 |  | Alarm | PAAR:00-PVAR | 10/16/2019 | 10/16/2019 | COOPER UNIVERSITY HOSPITAL |  |  |  | 0012627392 | David Frye | Preventative Maintenance | Closed | Josh Harris | 10/16/2019 | 10/16/2019 | devices bulk imported. approved by patrick d'andrea, qualreq0005668. |  | 2526343D-D9E6-425F-80B6-4AB465D2C3B9 | Labor | 10/16/2019 | 10/16/2019 | Josh Harris
|  | MEDLINE INDUSTRIES, INC. | MEDLINE INDUSTRIES, INC. HEMO-FORCE DVT |  | c870003424 | SPD |  |  |  | 10/31/2019 |  |  |  |  | NO | NO |  |  |  |  | MEDLINE INDUSTRIES, INC. 30236442 c870003424 |  |  | Active |  | 99:99:99:99:99:99 |  | Alarm | PAAR:00-PVAR | 10/31/2019 | 10/31/2019 | COOPER UNIVERSITY HOSPITAL |  |  |  | 0012627389 | David Frye | Performance Verification | Closed | Pat D'Andrea | 10/31/2019 | 10/31/2019 | devices bulk imported. approved by patrick d'andrea, qualreq0005668. | AMCOFFIN 1/8/2018 devices bulk imported. approved by patrick d'andrea, qualreq0005668. | EBCB3DBE-C2FC-48F0-8676-5A5E9777E2CA | Labor | 10/31/2019 | 10/31/2019 | Pat D'Andrea
|  | MEDLINE INDUSTRIES, INC. | MEDLINE INDUSTRIES, INC. HEMO-FORCE DVT |  | c870003417 | SPD |  |  |  | 10/31/2019 |  |  |  |  | NO | NO |  |  |  |  | MEDLINE INDUSTRIES, INC. 30236435 c870003417 |  |  | Active |  | 99:99:99:99:99:99 |  | Alarm | PAAR:00-PVAR | 10/31/2019 | 10/31/2019 | COOPER UNIVERSITY HOSPITAL |  |  |  | 0012627375 | David Frye | Performance Verification | Closed | Pat D'Andrea | 10/31/2019 | 10/31/2019 | devices bulk imported. approved by patrick d'andrea, qualreq0005668. | AMCOFFIN 1/8/2018 devices bulk imported. approved by patrick d'andrea, qualreq0005668. | 74DC9AF1-725C-43C1-AB69-CFF91BC90091 | Labor | 10/31/2019 | 10/31/2019 | Pat D'Andrea
|  | MEDLINE INDUSTRIES, INC. | MEDLINE INDUSTRIES, INC. HEMO-FORCE DVT |  | c870003466 | SPD |  |  |  | 10/16/2019 |  |  |  |  | NO | NO |  |  |  |  | MEDLINE INDUSTRIES, INC. 30236434 c870003466 |  |  | Disposition |  | 99:99:99:99:99:99 |  | Alarm | PAAR:00-PVAR | 10/16/2019 | 10/16/2019 | COOPER UNIVERSITY HOSPITAL |  |  |  | 0012627373 | David Frye | Performance Verification | Closed | Pat D'Andrea | 10/16/2019 | 10/16/2019 | devices bulk imported. approved by patrick d'andrea, qualreq0005668. | AMCOFFIN 1/8/2018 devices bulk imported. approved by patrick d'andrea, qualreq0005668. | F6E0ED57-2B91-45C2-98E8-9CBD714F2D52 | Labor | 10/16/2019 | 10/16/2019 | Pat D'Andrea
|  | MEDLINE INDUSTRIES, INC. | MEDLINE INDUSTRIES, INC. HEMO-FORCE DVT |  | c870003127 | SPD |  |  |  | 10/16/2019 |  |  |  |  | NO | NO |  |  |  |  | MEDLINE INDUSTRIES, INC. 30236428 c870003127 |  |  | Disposition |  | 99:99:99:99:99:99 |  | Alarm | PAAR:00-PVAR | 10/16/2019 | 10/16/2019 | COOPER UNIVERSITY HOSPITAL |  |  |  | 0012627362 | David Frye | Preventative Maintenance | Closed | Josh Harris | 10/16/2019 | 10/16/2019 | devices bulk imported. approved by patrick d'andrea, qualreq0005668. |  | 6141C2A4-1883-4A5A-B177-68B8A18D4C84 | Labor | 10/16/2019 | 10/16/2019 | Josh Harris
|  | MEDLINE INDUSTRIES, INC. | MEDLINE INDUSTRIES, INC. HEMO-FORCE DVT |  | c870003147 | SPD |  |  |  | 10/31/2019 |  |  |  |  | NO | NO |  |  |  |  | MEDLINE INDUSTRIES, INC. 30236423 c870003147 |  |  | Active |  | 99:99:99:99:99:99 |  | Alarm | PAAR:00-PVAR | 10/31/2019 | 10/31/2019 | COOPER UNIVERSITY HOSPITAL |  |  |  | 0012627351 | David Frye | Performance Verification | Closed | Pat D'Andrea | 10/31/2019 | 10/31/2019 | devices bulk imported. approved by patrick d'andrea, qualreq0005668. | AMCOFFIN 1/8/2018 devices bulk imported. approved by patrick d'andrea, qualreq0005668. | A3A98119-4712-42AF-9C7F-CDE2461262C4 | Labor | 10/31/2019 | 10/31/2019 | Pat D'Andrea
|  | MEDLINE INDUSTRIES, INC. | MEDLINE INDUSTRIES, INC. HEMO-FORCE DVT |  | c870003290 | SPD |  |  |  | 10/16/2019 |  |  |  |  | NO | NO |  |  |  |  | MEDLINE INDUSTRIES, INC. 30236421 c870003290 |  |  | Disposition |  | 99:99:99:99:99:99 |  | Alarm | PAAR:00-PVAR | 10/16/2019 | 10/16/2019 | COOPER UNIVERSITY HOSPITAL |  |  |  | 0012627347 | David Frye | Performance Verification | Closed | Pat D'Andrea | 10/16/2019 | 10/16/2019 | devices bulk imported. approved by patrick d'andrea, qualreq0005668. | AMCOFFIN 1/8/2018 devices bulk imported. approved by patrick d'andrea, qualreq0005668. | 3183174A-33B1-4430-99B2-FE7FD163BCE9 | Labor | 10/16/2019 | 10/16/2019 | Pat D'Andrea
|  | MEDLINE INDUSTRIES, INC. | MEDLINE INDUSTRIES, INC. HEMO-FORCE DVT |  | c870003442 | SPD |  |  |  | 10/16/2019 |  |  |  |  | NO | NO |  |  |  |  | MEDLINE INDUSTRIES, INC. 30236414 c870003442 |  |  | Disposition |  | 99:99:99:99:99:99 |  | Alarm | PAAR:00-PVAR | 10/16/2019 | 10/16/2019 | COOPER UNIVERSITY HOSPITAL |  |  |  | 0012627333 | David Frye | Performance Verification | Closed | Pat D'Andrea | 10/16/2019 | 10/16/2019 | devices bulk imported. approved by patrick d'andrea, qualreq0005668. | AMCOFFIN 1/8/2018 devices bulk imported. approved by patrick d'andrea, qualreq0005668. | 3621FFB2-EBA3-47C5-9275-89321B7646FC | Labor | 10/16/2019 | 10/16/2019 | Pat D'Andrea
|  | MEDLINE INDUSTRIES, INC. | MEDLINE INDUSTRIES, INC. HEMO-FORCE DVT |  | c870003218 | SPD |  |  |  | 10/31/2019 |  |  |  |  | NO | NO |  |  |  |  | MEDLINE INDUSTRIES, INC. 30236408 c870003218 |  |  | Active |  | 99:99:99:99:99:99 |  | Alarm | PAAR:00-PVAR | 10/31/2019 | 10/31/2019 | COOPER UNIVERSITY HOSPITAL |  |  |  | 0012627322 | David Frye | Preventative Maintenance | Closed | Josh Harris | 10/31/2019 | 10/31/2019 | devices bulk imported. approved by patrick d'andrea, qualreq0005668. |  | 2FC87545-C50F-46A5-AA70-0E0E210F1311 | Labor | 10/31/2019 | 10/31/2019 | Josh Harris
|  | MEDLINE INDUSTRIES, INC. | MEDLINE INDUSTRIES, INC. HEMO-FORCE DVT |  | c870003271 | SPD |  |  |  | 10/31/2019 |  |  |  |  | NO | NO |  |  |  |  | MEDLINE INDUSTRIES, INC. 30236406 c870003271 |  |  | Active |  | 99:99:99:99:99:99 |  | Alarm | PAAR:00-PVAR | 10/31/2019 | 10/31/2019 | COOPER UNIVERSITY HOSPITAL |  |  |  | 0012381797 | David Frye | Repair | Closed | Josh Harris | 10/31/2019 | 10/31/2019 | COMPRESSION UNIT - CONNECTOR CORD BROKEN - OR WORK ROOM | 11/9/2017 3:04:03 PM KALIS (KALIS 11/7/2017 12:00 AM) ANALYZED UNIT. CONFERRED WITH ASSIST. NURSE MANAGER IAN ON PROBLEM. NEED TO BUY LONGER HOSE ASSEMBLIES. PUT UNIT N VAN 11/9/2017 3:09:08 PM KALIS (KALIS 11/9/2017 12:00 AM) RESEARCHED PURCHASING LONGER HOSES. PART IS BOUGHT THRU MEDLINE ( PART# MDS610L2 ) $136.00 FOR 5 PAIRS. 10 FOOT LENGTH. INFORMED IAN ON UNITS STATUS. (KALIS 11/9/2017 12:00 AM) DOCUMENTATION | C330C1FE-9BF5-4A6B-8472-5279E13918F1 | Parts | 10/31/2019 | 10/31/2019 | Kirk Lis
|  | MEDLINE INDUSTRIES, INC. | MEDLINE INDUSTRIES, INC. HEMO-FORCE DVT |  | c870003253 | SPD |  |  |  | 10/31/2019 |  |  |  |  | NO | NO |  |  |  |  | MEDLINE INDUSTRIES, INC. 30236404 c870003253 |  |  | Active |  | 99:99:99:99:99:99 |  | Alarm | PAAR:00-PVAR | 10/31/2019 | 10/31/2019 | COOPER UNIVERSITY HOSPITAL |  |  |  | 0012627314 | David Frye | Preventative Maintenance | Closed | Josh Harris | 10/31/2019 | 10/31/2019 | devices bulk imported. approved by patrick d'andrea, qualreq0005668. |  | C496C346-FB25-4726-A270-3CEDC1B06F67 | Labor | 10/31/2019 | 10/31/2019 | Josh Harris
|  | MEDLINE INDUSTRIES, INC. | MEDLINE INDUSTRIES, INC. HEMO-FORCE DVT |  | c870003156 | SPD |  |  |  | 10/31/2019 |  |  |  |  | NO | NO |  |  |  |  | MEDLINE INDUSTRIES, INC. 30236400 c870003156 |  |  | Active |  | 99:99:99:99:99:99 |  | Alarm | PAAR:00-PVAR | 10/31/2019 | 10/31/2019 | COOPER UNIVERSITY HOSPITAL |  |  |  | 0012627305 | David Frye | Performance Verification | Closed | Pat D'Andrea | 10/31/2019 | 10/31/2019 | devices bulk imported. approved by patrick d'andrea, qualreq0005668. | AMCOFFIN 1/8/2018 devices bulk imported. approved by patrick d'andrea, qualreq0005668. | 41113A2A-BF30-4923-8DE5-D8F01803DBB3 | Labor | 10/31/2019 | 10/31/2019 | Pat D'Andrea
|  | MEDLINE INDUSTRIES, INC. | MEDLINE INDUSTRIES, INC. HEMO-FORCE DVT |  | c870003165 | SPD |  |  |  | 10/31/2019 |  |  |  |  | NO | NO |  |  |  |  | MEDLINE INDUSTRIES, INC. 30236398 c870003165 |  |  | Active |  | 99:99:99:99:99:99 |  | Alarm | PAAR:00-PVAR | 10/31/2019 | 10/31/2019 | COOPER UNIVERSITY HOSPITAL |  |  |  | 0012627302 | David Frye | Preventative Maintenance | Closed | Josh Harris | 10/31/2019 | 10/31/2019 | devices bulk imported. approved by patrick d'andrea, qualreq0005668. |  | 957AD224-1650-4D9E-9B4A-D6B8564431A5 | Labor | 10/31/2019 | 10/31/2019 | Josh Harris
|  | MEDLINE INDUSTRIES, INC. | MEDLINE INDUSTRIES, INC. HEMO-FORCE DVT |  | c870003207 | SPD |  |  |  | 10/31/2019 |  |  |  |  | NO | NO |  |  |  |  | MEDLINE INDUSTRIES, INC. 30236397 c870003207 |  |  | Active |  | 99:99:99:99:99:99 |  | Alarm | PAAR:00-PVAR | 10/31/2019 | 10/31/2019 | COOPER UNIVERSITY HOSPITAL |  |  |  | 0012627299 | David Frye | Performance Verification | Closed | Pat D'Andrea | 10/31/2019 | 10/31/2019 | devices bulk imported. approved by patrick d'andrea, qualreq0005668. | AMCOFFIN 1/8/2018 devices bulk imported. approved by patrick d'andrea, qualreq0005668. | FF23AEB6-B2DE-4F8B-B53F-A46908B1FC07 | Labor | 10/31/2019 | 10/31/2019 | Pat D'Andrea
|  | MEDLINE INDUSTRIES, INC. | MEDLINE INDUSTRIES, INC. HEMO-FORCE DVT |  | c870003507 | SPD |  |  |  | 10/16/2019 |  |  |  |  | NO | NO |  |  |  |  | MEDLINE INDUSTRIES, INC. 30236396 c870003507 |  |  | Disposition |  | 99:99:99:99:99:99 |  | Alarm | PAAR:00-PVAR | 10/16/2019 | 10/16/2019 | COOPER UNIVERSITY HOSPITAL |  |  |  | 0012627297 | David Frye | Performance Verification | Closed | Pat D'Andrea | 10/16/2019 | 10/16/2019 | devices bulk imported. approved by patrick d'andrea, qualreq0005668. | AMCOFFIN 1/8/2018 devices bulk imported. approved by patrick d'andrea, qualreq0005668. | 016D6396-DDCD-4F56-ABB4-1C34A9CF8C9F | Labor | 10/16/2019 | 10/16/2019 | Pat D'Andrea
|  | MEDLINE INDUSTRIES, INC. | MEDLINE INDUSTRIES, INC. HEMO-FORCE DVT |  | c870003144 | SPD |  |  |  | 10/31/2019 |  |  |  |  | NO | NO |  |  |  |  | MEDLINE INDUSTRIES, INC. 30236395 c870003144 |  |  | Active |  | 99:99:99:99:99:99 |  | Alarm | PAAR:00-PVAR | 10/31/2019 | 10/31/2019 | COOPER UNIVERSITY HOSPITAL |  |  |  | 0012627296 | David Frye | Preventative Maintenance | Closed | Josh Harris | 10/31/2019 | 10/31/2019 | devices bulk imported. approved by patrick d'andrea, qualreq0005668. |  | 560FB9DC-8979-4A60-8DE8-F04286A8E91E | Labor | 10/31/2019 | 10/31/2019 | Josh Harris
|  | MEDLINE INDUSTRIES, INC. | MEDLINE INDUSTRIES, INC. HEMO-FORCE DVT |  | c870003357 | SPD |  |  |  | 10/16/2019 |  |  |  |  | NO | NO |  |  |  |  | MEDLINE INDUSTRIES, INC. 30236390 c870003357 |  |  | Disposition |  | 99:99:99:99:99:99 |  | Alarm | PAAR:00-PVAR | 10/16/2019 | 10/16/2019 | COOPER UNIVERSITY HOSPITAL |  |  |  | 0012627285 | David Frye | Performance Verification | Closed | Pat D'Andrea | 10/16/2019 | 10/16/2019 | devices bulk imported. approved by patrick d'andrea, qualreq0005668. | AMCOFFIN 1/8/2018 devices bulk imported. approved by patrick d'andrea, qualreq0005668. | EF2B27DE-1C26-4E97-A4AB-91788EFBBB4E | Labor | 10/16/2019 | 10/16/2019 | Pat D'Andrea
|  | MEDLINE INDUSTRIES, INC. | MEDLINE INDUSTRIES, INC. HEMO-FORCE DVT |  | c870003415 | SPD |  |  |  | 10/16/2019 |  |  |  |  | NO | NO |  |  |  |  | MEDLINE INDUSTRIES, INC. 30236387 c870003415 |  |  | Disposition |  | 99:99:99:99:99:99 |  | Alarm | PAAR:00-PVAR | 10/16/2019 | 10/16/2019 | COOPER UNIVERSITY HOSPITAL |  |  |  | 0012627279 | David Frye | Performance Verification | Closed | Pat D'Andrea | 10/16/2019 | 10/16/2019 | devices bulk imported. approved by patrick d'andrea, qualreq0005668. | AMCOFFIN 1/8/2018 devices bulk imported. approved by patrick d'andrea, qualreq0005668. | 00464170-F32F-48BA-B3FA-CED3C39DA9D7 | Labor | 10/16/2019 | 10/16/2019 | Pat D'Andrea
|  | MEDLINE INDUSTRIES, INC. | MEDLINE INDUSTRIES, INC. HEMO-FORCE DVT |  | c870003274 | SPD |  |  |  | 10/31/2019 |  |  |  |  | NO | NO |  |  |  |  | MEDLINE INDUSTRIES, INC. 30236384 c870003274 |  |  | Active |  | 99:99:99:99:99:99 |  | Alarm | PAAR:00-PVAR | 10/31/2019 | 10/31/2019 | COOPER UNIVERSITY HOSPITAL |  |  |  | 0012325392 | David Frye | Repair | Closed | Stephen Zubrzycki | 10/31/2019 | 10/31/2019 | SCD PUMP - MISSING HOSES - TMX | 10/26/2017 2:05:52 PM SJZUBRZYCKI (SJZUBRZYCKI 10/26/2017 12:00 AM) REPLACED HOSES AND VPO | 5E964616-6619-47F3-81D8-E5AB2C85FB38 | Labor | 10/31/2019 | 10/31/2019 | Stephen Zubrzycki
|  | MEDLINE INDUSTRIES, INC. | MEDLINE INDUSTRIES, INC. HEMO-FORCE DVT |  | c870003208 | SPD |  |  |  | 10/16/2019 |  |  |  |  | NO | NO |  |  |  |  | MEDLINE INDUSTRIES, INC. 30236383 c870003208 |  |  | Disposition |  | 99:99:99:99:99:99 |  | Alarm | PAAR:00-PVAR | 10/16/2019 | 10/16/2019 | COOPER UNIVERSITY HOSPITAL |  |  |  | 0012627271 | David Frye | Performance Verification | Closed | Pat D'Andrea | 10/16/2019 | 10/16/2019 | devices bulk imported. approved by patrick d'andrea, qualreq0005668. | AMCOFFIN 1/8/2018 devices bulk imported. approved by patrick d'andrea, qualreq0005668. | EC731E26-36CC-4967-BBC2-EEC529DA8EF6 | Labor | 10/16/2019 | 10/16/2019 | Pat D'Andrea
|  | MEDLINE INDUSTRIES, INC. | MEDLINE INDUSTRIES, INC. HEMO-FORCE DVT |  | c870003129 | SPD |  |  |  | 10/19/2019 |  |  |  |  | NO | NO |  |  |  |  | MEDLINE INDUSTRIES, INC. 30236381 c870003129 |  |  | Disposition |  | 99:99:99:99:99:99 |  | Alarm | PAAR:00-PVAR | 10/19/2019 | 10/19/2019 | COOPER UNIVERSITY HOSPITAL |  |  |  | 0012627268 | David Frye | Preventative Maintenance | Closed | Josh Harris | 10/19/2019 | 10/19/2019 | devices bulk imported. approved by patrick d'andrea, qualreq0005668. |  | 01FF7000-A344-4ABF-937F-3635AE572EDE | Labor | 10/19/2019 | 10/19/2019 | Josh Harris
|  | MEDLINE INDUSTRIES, INC. | MEDLINE INDUSTRIES, INC. HEMO-FORCE DVT |  | c870003530 | SPD |  |  |  | 10/31/2019 |  |  |  |  | NO | NO |  |  |  |  | MEDLINE INDUSTRIES, INC. 30236378 c870003530 |  |  | Active |  | 99:99:99:99:99:99 |  | Alarm | PAAR:00-PVAR | 10/31/2019 | 10/31/2019 | COOPER UNIVERSITY HOSPITAL |  |  |  | 0012627262 | David Frye | Preventative Maintenance | Closed | Josh Harris | 10/31/2019 | 10/31/2019 | devices bulk imported. approved by patrick d'andrea, qualreq0005668. |  | 88BDB724-47E2-4A5B-9EDE-974B065143D3 | Labor | 10/31/2019 | 10/31/2019 | Josh Harris
|  | MEDLINE INDUSTRIES, INC. | MEDLINE INDUSTRIES, INC. HEMO-FORCE DVT |  | c870003520 | SPD |  |  |  | 10/16/2019 |  |  |  |  | NO | NO |  |  |  |  | MEDLINE INDUSTRIES, INC. 30236376 c870003520 |  |  | Disposition |  | 99:99:99:99:99:99 |  | Alarm | PAAR:00-PVAR | 10/16/2019 | 10/16/2019 | COOPER UNIVERSITY HOSPITAL |  |  |  | 0012627258 | David Frye | Preventative Maintenance | Closed | Josh Harris | 10/16/2019 | 10/16/2019 | devices bulk imported. approved by patrick d'andrea, qualreq0005668. |  | DE1B96B2-0D99-46FA-94E1-B86638E56F2F | Labor | 10/16/2019 | 10/16/2019 | Josh Harris
|  | MEDLINE INDUSTRIES, INC. | MEDLINE INDUSTRIES, INC. HEMO-FORCE DVT |  | c870003315 | SPD |  |  |  | 10/31/2019 |  |  |  |  | NO | NO |  |  |  |  | MEDLINE INDUSTRIES, INC. 30236375 c870003315 |  |  | Active |  | 99:99:99:99:99:99 |  | Alarm | PAAR:00-PVAR | 10/31/2019 | 10/31/2019 | COOPER UNIVERSITY HOSPITAL |  |  |  | 0012627255 | David Frye | Performance Verification | Closed | Pat D'Andrea | 10/31/2019 | 10/31/2019 | devices bulk imported. approved by patrick d'andrea, qualreq0005668. | AMCOFFIN 1/8/2018 devices bulk imported. approved by patrick d'andrea, qualreq0005668. | DBC0273A-CB84-4963-98C0-2F18976290AB | Labor | 10/31/2019 | 10/31/2019 | Pat D'Andrea
|  | MEDLINE INDUSTRIES, INC. | MEDLINE INDUSTRIES, INC. HEMO-FORCE DVT |  | c870003444 | SPD |  |  |  | 10/31/2019 |  |  |  |  | NO | NO |  |  |  |  | MEDLINE INDUSTRIES, INC. 30236373 c870003444 |  |  | Active |  | 99:99:99:99:99:99 |  | Alarm | PAAR:00-PVAR | 10/31/2019 | 10/31/2019 | COOPER UNIVERSITY HOSPITAL |  |  |  | 0012627252 | David Frye | Preventative Maintenance | Closed | Josh Harris | 10/31/2019 | 10/31/2019 | devices bulk imported. approved by patrick d'andrea, qualreq0005668. |  | 1BA710DE-F323-46E5-8562-D36C6FA09F06 | Labor | 10/31/2019 | 10/31/2019 | Josh Harris
|  | MEDLINE INDUSTRIES, INC. | MEDLINE INDUSTRIES, INC. HEMO-FORCE DVT |  | c870003266 | SPD |  |  |  | 10/31/2019 |  |  |  |  | NO | NO |  |  |  |  | MEDLINE INDUSTRIES, INC. 30236370 c870003266 |  |  | Active |  | 99:99:99:99:99:99 |  | Alarm | PAAR:00-PVAR | 10/31/2019 | 10/31/2019 | COOPER UNIVERSITY HOSPITAL |  |  |  | 0012627245 | David Frye | Performance Verification | Closed | Pat D'Andrea | 10/31/2019 | 10/31/2019 | devices bulk imported. approved by patrick d'andrea, qualreq0005668. | AMCOFFIN 1/8/2018 devices bulk imported. approved by patrick d'andrea, qualreq0005668. | 2D773CFC-3597-481F-BE3F-4759B35A6F96 | Labor | 10/31/2019 | 10/31/2019 | Pat D'Andrea
|  | MEDLINE INDUSTRIES, INC. | MEDLINE INDUSTRIES, INC. HEMO-FORCE DVT |  | c870005417 | SPD |  |  |  | 10/31/2019 |  |  |  |  | NO | NO |  |  |  |  | MEDLINE INDUSTRIES, INC. 30212583 c870005417 |  |  | Active |  | 99:99:99:99:99:99 |  | Alarm | PAAR:00-PVAR | 10/31/2019 | 10/31/2019 | COOPER UNIVERSITY HOSPITAL |  |  |  | 0012505988 | David Frye | Repair | Closed | Josh Harris | 10/31/2019 | 10/31/2019 | SCD - EXPOSED POWER CABLE -TMX | 12/14/2017 10:56:14 AM JXHARRIS (JXHARRIS 12/14/2017 12:00 AM) SENDING TO MEDLINE FOR WARRANTY REPAIR. 1/3/2018 7:57:49 AM JXHARRIS (JXHARRIS 1/3/2018 12:00 AM) C870005417 ? $15.00 POWER CORD RE-INSERTED (LABOR WAIVED) KNOT TIE AWAITING PURCHASING ON HOW TO PAY. 2/23/2018 9:56:48 AM JXHARRIS (JXHARRIS 2/23/2018 12:00 AM) RETURNED FROM VENDOR. VPO. RTS. | 146E71E4-67A9-49AB-B0C0-C0E5CE6B5201 | Labor | 10/31/2019 | 10/31/2019 | Josh Harris
|  | MEDLINE INDUSTRIES, INC. | MEDLINE INDUSTRIES, INC. HEMO-FORCE DVT |  | c870004962 | SPD |  |  |  | 10/31/2019 |  |  |  |  | NO | NO |  |  |  |  | MEDLINE INDUSTRIES, INC. 30212579 c870004962 |  |  | Active |  | 99:99:99:99:99:99 |  | Alarm | PAAR:00-PVAR | 10/31/2019 | 10/31/2019 | COOPER UNIVERSITY HOSPITAL |  |  |  | 0012627932 | David Frye | Preventative Maintenance | Closed | Josh Harris | 10/31/2019 | 10/31/2019 | devices bulk imported. approved by patrick d'andrea, qualreq0005668. |  | FFE1AA2A-1E38-4661-BB1C-72146CBB6C9F | Labor | 10/31/2019 | 10/31/2019 | Josh Harris
|  | MEDLINE INDUSTRIES, INC. | MEDLINE INDUSTRIES, INC. HEMO-FORCE DVT |  | c870005360 | SPD |  |  |  | 10/31/2019 |  |  |  |  | NO | NO |  |  |  |  | MEDLINE INDUSTRIES, INC. 30212578 c870005360 |  |  | Active |  | 99:99:99:99:99:99 |  | Alarm | PAAR:00-PVAR | 10/31/2019 | 10/31/2019 | COOPER UNIVERSITY HOSPITAL |  |  |  | 0012627929 | David Frye | Performance Verification | Closed | Pat D'Andrea | 10/31/2019 | 10/31/2019 | devices bulk imported. approved by patrick d'andrea, qualreq0005668. | AMCOFFIN 1/8/2018 devices bulk imported. approved by patrick d'andrea, qualreq0005668. | 4D81E7B6-751E-4EE9-9EE8-12DEC8A29F14 | Labor | 10/31/2019 | 10/31/2019 | Pat D'Andrea
|  | MEDLINE INDUSTRIES, INC. | MEDLINE INDUSTRIES, INC. HEMO-FORCE DVT |  | c870005074 | SPD |  |  |  | 10/31/2019 |  |  |  |  | NO | NO |  |  |  |  | MEDLINE INDUSTRIES, INC. 30212576 c870005074 |  |  | Active |  | 99:99:99:99:99:99 |  | Alarm | PAAR:00-PVAR | 10/31/2019 | 10/31/2019 | COOPER UNIVERSITY HOSPITAL |  |  |  | 0012627926 | David Frye | Preventative Maintenance | Closed | Josh Harris | 10/31/2019 | 10/31/2019 | devices bulk imported. approved by patrick d'andrea, qualreq0005668. |  | D20F8F1C-C5F5-4D19-9F7C-D38DD8B02A25 | Labor | 10/31/2019 | 10/31/2019 | Josh Harris
|  | MEDLINE INDUSTRIES, INC. | MEDLINE INDUSTRIES, INC. HEMO-FORCE DVT |  | c870005307 | SPD |  |  |  | 10/16/2019 |  |  |  |  | NO | NO |  |  |  |  | MEDLINE INDUSTRIES, INC. 30212574 c870005307 |  |  | Disposition |  | 99:99:99:99:99:99 |  | Alarm | PAAR:00-PVAR | 10/16/2019 | 10/16/2019 | COOPER UNIVERSITY HOSPITAL |  |  |  | 0012627922 | David Frye | Preventative Maintenance | Closed | Josh Harris | 10/16/2019 | 10/16/2019 | devices bulk imported. approved by patrick d'andrea, qualreq0005668. |  | 581F2EDA-2069-4BB0-8D7B-D691CD2FBD83 | Labor | 10/16/2019 | 10/16/2019 | Josh Harris
|  | MEDLINE INDUSTRIES, INC. | MEDLINE INDUSTRIES, INC. HEMO-FORCE DVT |  | c870005296 | SPD |  |  |  | 10/16/2019 |  |  |  |  | NO | NO |  |  |  |  | MEDLINE INDUSTRIES, INC. 30212570 c870005296 |  |  | Disposition |  | 99:99:99:99:99:99 |  | Alarm | PAAR:00-PVAR | 10/16/2019 | 10/16/2019 | COOPER UNIVERSITY HOSPITAL |  |  |  | 0012627913 | David Frye | Performance Verification | Closed | Pat D'Andrea | 10/16/2019 | 10/16/2019 | devices bulk imported. approved by patrick d'andrea, qualreq0005668. | AMCOFFIN 1/8/2018 devices bulk imported. approved by patrick d'andrea, qualreq0005668. | B90F9402-BB39-491D-83B9-4DD347E6B603 | Labor | 10/16/2019 | 10/16/2019 | Pat D'Andrea
|  | MEDLINE INDUSTRIES, INC. | MEDLINE INDUSTRIES, INC. HEMO-FORCE DVT |  | c870005333 | SPD |  |  |  | 10/31/2019 |  |  |  |  | NO | NO |  |  |  |  | MEDLINE INDUSTRIES, INC. 30212569 c870005333 |  |  | Active |  | 99:99:99:99:99:99 |  | Alarm | PAAR:00-PVAR | 10/31/2019 | 10/31/2019 | COOPER UNIVERSITY HOSPITAL |  |  |  | 0012627911 | David Frye | Performance Verification | Closed | Pat D'Andrea | 10/31/2019 | 10/31/2019 | devices bulk imported. approved by patrick d'andrea, qualreq0005668. | AMCOFFIN 1/8/2018 devices bulk imported. approved by patrick d'andrea, qualreq0005668. | 96F2D3F6-2301-49EF-AD63-54BEB4D69D04 | Labor | 10/31/2019 | 10/31/2019 | Pat D'Andrea
|  | MEDLINE INDUSTRIES, INC. | MEDLINE INDUSTRIES, INC. HEMO-FORCE DVT |  | c870005393 | SPD |  |  |  | 10/31/2019 |  |  |  |  | NO | NO |  |  |  |  | MEDLINE INDUSTRIES, INC. 30212567 c870005393 |  |  | Active |  | 99:99:99:99:99:99 |  | Alarm | PAAR:00-PVAR | 10/31/2019 | 10/31/2019 | COOPER UNIVERSITY HOSPITAL |  |  |  | 0012627907 | David Frye | Performance Verification | Closed | Pat D'Andrea | 10/31/2019 | 10/31/2019 | devices bulk imported. approved by patrick d'andrea, qualreq0005668. | AMCOFFIN 1/8/2018 devices bulk imported. approved by patrick d'andrea, qualreq0005668. | 12C213DF-28D9-4C1B-BC13-536C706E38DB | Labor | 10/31/2019 | 10/31/2019 | Pat D'Andrea
|  | MEDLINE INDUSTRIES, INC. | MEDLINE INDUSTRIES, INC. HEMO-FORCE DVT |  | c870005123 | SPD |  |  |  | 10/31/2019 |  |  |  |  | NO | NO |  |  |  |  | MEDLINE INDUSTRIES, INC. 30212563 c870005123 |  |  | Active |  | 99:99:99:99:99:99 |  | Alarm | PAAR:00-PVAR | 10/31/2019 | 10/31/2019 | COOPER UNIVERSITY HOSPITAL |  |  |  | 0012627900 | David Frye | Preventative Maintenance | Closed | Josh Harris | 10/31/2019 | 10/31/2019 | devices bulk imported. approved by patrick d'andrea, qualreq0005668. |  | EE1EBF72-D108-4436-89CE-71EA9E459B36 | Labor | 10/31/2019 | 10/31/2019 | Josh Harris
|  | MEDLINE INDUSTRIES, INC. | MEDLINE INDUSTRIES, INC. HEMO-FORCE DVT |  | c870005134 | SPD |  |  |  | 10/31/2019 |  |  |  |  | NO | NO |  |  |  |  | MEDLINE INDUSTRIES, INC. 30212562 c870005134 |  |  | Active |  | 99:99:99:99:99:99 |  | Alarm | PAAR:00-PVAR | 10/31/2019 | 10/31/2019 | COOPER UNIVERSITY HOSPITAL |  |  |  | 0012627897 | David Frye | Performance Verification | Closed | Pat D'Andrea | 10/31/2019 | 10/31/2019 | devices bulk imported. approved by patrick d'andrea, qualreq0005668. | AMCOFFIN 1/8/2018 devices bulk imported. approved by patrick d'andrea, qualreq0005668. | B6C3FAB3-2117-4400-9E8C-CB1DF1798F95 | Labor | 10/31/2019 | 10/31/2019 | Pat D'Andrea
|  | MEDLINE INDUSTRIES, INC. | MEDLINE INDUSTRIES, INC. HEMO-FORCE DVT |  | c870005427 | SPD |  |  |  | 10/16/2019 |  |  |  |  | NO | NO |  |  |  |  | MEDLINE INDUSTRIES, INC. 30212561 c870005427 |  |  | Disposition |  | 99:99:99:99:99:99 |  | Alarm | PAAR:00-PVAR | 10/16/2019 | 10/16/2019 | COOPER UNIVERSITY HOSPITAL |  |  |  | 0012627895 | David Frye | Performance Verification | Closed | Pat D'Andrea | 10/16/2019 | 10/16/2019 | devices bulk imported. approved by patrick d'andrea, qualreq0005668. | AMCOFFIN 1/8/2018 devices bulk imported. approved by patrick d'andrea, qualreq0005668. | D848783C-B361-4774-9DD2-3AC540F3E7C3 | Labor | 10/16/2019 | 10/16/2019 | Pat D'Andrea
|  | MEDLINE INDUSTRIES, INC. | MEDLINE INDUSTRIES, INC. HEMO-FORCE DVT |  | c870005369 | SPD |  |  |  | 10/31/2019 |  |  |  |  | NO | NO |  |  |  |  | MEDLINE INDUSTRIES, INC. 30212558 c870005369 |  |  | Active |  | 99:99:99:99:99:99 |  | Alarm | PAAR:00-PVAR | 10/31/2019 | 10/31/2019 | COOPER UNIVERSITY HOSPITAL |  |  |  | 0012505989 | David Frye | Repair | Closed | Josh Harris | 10/31/2019 | 10/31/2019 | SCD - BROKEN SCREEN, BROKEN HANDLE -TMX | 12/14/2017 10:56:39 AM JXHARRIS (JXHARRIS 12/14/2017 12:00 AM) SENDING TO MEDLINE FOR WARRANTY REPAIR. 1/3/2018 7:58:23 AM JXHARRIS (JXHARRIS 1/3/2018 12:00 AM) C870005369 ? DAMAGED BEYOND REPAIR, PLEASE CHOOSE OPTION A OR B OPTION A: NEW PUMP FOR $375.00 OPTION B: REFURBISHED PUMP, $250.00 AWAITING PURCHASING DECISION 2/20/2018 2:51:17 PM JXHARRIS (JXHARRIS 2/20/2018 12:00 AM) UNIT DAMAGED BEYOND REPAIR. REPLACED BY MEDLINE. 2/20/2018 2:51 PM JXHARRIS This device has been removed from an active status with the RSQ Database, and physically removed from the facility. Device retired on 2/20/2018; Authorized By: PATRICK D'ANDREA; Nature of Retirement: BEYOND ECONOMICAL REPAIR; Days In Service: 154 | 3557C25A-393E-4D84-9412-C9545E83739E | Labor | 10/31/2019 | 10/31/2019 | Josh Harris
|  | MEDLINE INDUSTRIES, INC. | MEDLINE INDUSTRIES, INC. HEMO-FORCE DVT |  | c870005306 | SPD |  |  |  | 10/31/2019 |  |  |  |  | NO | NO |  |  |  |  | MEDLINE INDUSTRIES, INC. 30212554 c870005306 |  |  | Active |  | 99:99:99:99:99:99 |  | Alarm | PAAR:00-PVAR | 10/31/2019 | 10/31/2019 | COOPER UNIVERSITY HOSPITAL |  |  |  | 0012627881 | David Frye | Performance Verification | Closed | Pat D'Andrea | 10/31/2019 | 10/31/2019 | devices bulk imported. approved by patrick d'andrea, qualreq0005668. | AMCOFFIN 1/8/2018 devices bulk imported. approved by patrick d'andrea, qualreq0005668. | 9CD29CEF-99A7-4606-A270-DB90F95BE704 | Labor | 10/31/2019 | 10/31/2019 | Pat D'Andrea
|  | MEDLINE INDUSTRIES, INC. | MEDLINE INDUSTRIES, INC. HEMO-FORCE DVT |  | c870005395 | SPD |  |  |  | 10/31/2019 |  |  |  |  | NO | NO |  |  |  |  | MEDLINE INDUSTRIES, INC. 30212553 c870005395 |  |  | Active |  | 99:99:99:99:99:99 |  | Alarm | PAAR:00-PVAR | 10/31/2019 | 10/31/2019 | COOPER UNIVERSITY HOSPITAL |  |  |  | 0012627880 | David Frye | Preventative Maintenance | Closed | Josh Harris | 10/31/2019 | 10/31/2019 | devices bulk imported. approved by patrick d'andrea, qualreq0005668. |  | 3A480FFC-078A-4649-AB6F-34473F68DC07 | Labor | 10/31/2019 | 10/31/2019 | Josh Harris
|  | MEDLINE INDUSTRIES, INC. | MEDLINE INDUSTRIES, INC. HEMO-FORCE DVT |  | c870005178 | SPD |  |  |  | 10/31/2019 |  |  |  |  | NO | NO |  |  |  |  | MEDLINE INDUSTRIES, INC. 30212549 c870005178 |  |  | Active |  | 99:99:99:99:99:99 |  | Alarm | PAAR:00-PVAR | 10/31/2019 | 10/31/2019 | COOPER UNIVERSITY HOSPITAL |  |  |  | 0012627872 | David Frye | Preventative Maintenance | Closed | Josh Harris | 10/31/2019 | 10/31/2019 | devices bulk imported. approved by patrick d'andrea, qualreq0005668. |  | 70EC4305-F936-41CC-864E-16145973DE0F | Labor | 10/31/2019 | 10/31/2019 | Josh Harris
|  | MEDLINE INDUSTRIES, INC. | MEDLINE INDUSTRIES, INC. HEMO-FORCE DVT |  | c870005352 | SPD |  |  |  | 10/31/2019 |  |  |  |  | NO | NO |  |  |  |  | MEDLINE INDUSTRIES, INC. 30212542 c870005352 |  |  | Active |  | 99:99:99:99:99:99 |  | Alarm | PAAR:00-PVAR | 10/31/2019 | 10/31/2019 | COOPER UNIVERSITY HOSPITAL |  |  |  | 0012627858 | David Frye | Preventative Maintenance | Closed | Josh Harris | 10/31/2019 | 10/31/2019 | devices bulk imported. approved by patrick d'andrea, qualreq0005668. |  | 5942AD69-AEA8-4921-A876-BBC0BEE4599A | Labor | 10/31/2019 | 10/31/2019 | Josh Harris
|  | MEDLINE INDUSTRIES, INC. | MEDLINE INDUSTRIES, INC. HEMO-FORCE DVT |  | c870004953 | SPD |  |  |  | 10/31/2019 |  |  |  |  | NO | NO |  |  |  |  | MEDLINE INDUSTRIES, INC. 30212541 c870004953 |  |  | Active |  | 99:99:99:99:99:99 |  | Alarm | PAAR:00-PVAR | 10/31/2019 | 10/31/2019 | COOPER UNIVERSITY HOSPITAL |  |  |  | 0012627856 | David Frye | Preventative Maintenance | Closed | Josh Harris | 10/31/2019 | 10/31/2019 | devices bulk imported. approved by patrick d'andrea, qualreq0005668. |  | 39D13A3E-2711-4C19-8F00-4A86F218DD1B | Labor | 10/31/2019 | 10/31/2019 | Josh Harris
|  | MEDLINE INDUSTRIES, INC. | MEDLINE INDUSTRIES, INC. HEMO-FORCE DVT |  | c870005406 | SPD |  |  |  | 10/16/2019 |  |  |  |  | NO | NO |  |  |  |  | MEDLINE INDUSTRIES, INC. 30212538 c870005406 |  |  | Disposition |  | 99:99:99:99:99:99 |  | Alarm | PAAR:00-PVAR | 10/16/2019 | 10/16/2019 | COOPER UNIVERSITY HOSPITAL |  |  |  | 0012627849 | David Frye | Performance Verification | Closed | Pat D'Andrea | 10/16/2019 | 10/16/2019 | devices bulk imported. approved by patrick d'andrea, qualreq0005668. | AMCOFFIN 1/8/2018 devices bulk imported. approved by patrick d'andrea, qualreq0005668. | A9336C14-616B-4A14-B2D2-8D57A285B105 | Labor | 10/16/2019 | 10/16/2019 | Pat D'Andrea
|  | MEDLINE INDUSTRIES, INC. | MEDLINE INDUSTRIES, INC. HEMO-FORCE DVT |  | c870005202 | SPD |  |  |  | 10/31/2019 |  |  |  |  | NO | NO |  |  |  |  | MEDLINE INDUSTRIES, INC. 30212536 c870005202 |  |  | Active |  | 99:99:99:99:99:99 |  | Alarm | PAAR:00-PVAR | 10/31/2019 | 10/31/2019 | COOPER UNIVERSITY HOSPITAL |  |  |  | 0012184679 | David Frye | Repair | Closed | Josh Harris | 10/31/2019 | 10/31/2019 | SCD - WON'T REGISTER RIGHT FOOT - TMX | 9/22/2017 2:23:04 PM JXHARRIS (JXHARRIS 9/22/2017 12:00 AM) SENDING TO MEDLINE FOR NO CHARGE REPAIR. 10/10/2017 11:22:04 AM JXHARRIS (JXHARRIS 10/10/2017 12:00 AM) RETURNED FROM VENDOR. VPO. RTS. | 3342C2A4-0543-40E1-BBB4-DCE5208C07E2 | Labor | 10/31/2019 | 10/31/2019 | Josh Harris
|  | MEDLINE INDUSTRIES, INC. | MEDLINE INDUSTRIES, INC. HEMO-FORCE DVT |  | c870005008 | SPD |  |  |  | 10/31/2019 |  |  |  |  | NO | NO |  |  |  |  | MEDLINE INDUSTRIES, INC. 30212534 c870005008 |  |  | Active |  | 99:99:99:99:99:99 |  | Alarm | PAAR:00-PVAR | 10/31/2019 | 10/31/2019 | COOPER UNIVERSITY HOSPITAL |  |  |  | 0012627842 | David Frye | Preventative Maintenance | Closed | Josh Harris | 10/31/2019 | 10/31/2019 | devices bulk imported. approved by patrick d'andrea, qualreq0005668. |  | 01050545-73FE-46DA-A7FC-3E3E5FFA1D73 | Labor | 10/31/2019 | 10/31/2019 | Josh Harris
|  | MEDLINE INDUSTRIES, INC. | MEDLINE INDUSTRIES, INC. HEMO-FORCE DVT |  | c870005389 | SPD |  |  |  | 10/31/2019 |  |  |  |  | NO | NO |  |  |  |  | MEDLINE INDUSTRIES, INC. 30212531 c870005389 |  |  | Active |  | 99:99:99:99:99:99 |  | Alarm | PAAR:00-PVAR | 10/31/2019 | 10/31/2019 | COOPER UNIVERSITY HOSPITAL |  |  |  | 0012627834 | David Frye | Performance Verification | Closed | Pat D'Andrea | 10/31/2019 | 10/31/2019 | devices bulk imported. approved by patrick d'andrea, qualreq0005668. | AMCOFFIN 1/8/2018 devices bulk imported. approved by patrick d'andrea, qualreq0005668. | 45ED9A9A-0F0A-459B-B8C1-98922FAE2A87 | Labor | 10/31/2019 | 10/31/2019 | Pat D'Andrea
|  | MEDLINE INDUSTRIES, INC. | MEDLINE INDUSTRIES, INC. HEMO-FORCE DVT |  | c870005235 | SPD |  |  |  | 10/31/2019 |  |  |  |  | NO | NO |  |  |  |  | MEDLINE INDUSTRIES, INC. 30212528 c870005235 |  |  | Active |  | 99:99:99:99:99:99 |  | Alarm | PAAR:00-PVAR | 10/31/2019 | 10/31/2019 | COOPER UNIVERSITY HOSPITAL |  |  |  | 0012627828 | David Frye | Performance Verification | Closed | Pat D'Andrea | 10/31/2019 | 10/31/2019 | devices bulk imported. approved by patrick d'andrea, qualreq0005668. | AMCOFFIN 1/8/2018 devices bulk imported. approved by patrick d'andrea, qualreq0005668. | 2A223C90-43C7-4E78-B52C-E059E66F2490 | Labor | 10/31/2019 | 10/31/2019 | Pat D'Andrea
|  | MEDLINE INDUSTRIES, INC. | MEDLINE INDUSTRIES, INC. HEMO-FORCE DVT |  | c870005438 | SPD |  |  |  | 10/31/2019 |  |  |  |  | NO | NO |  |  |  |  | MEDLINE INDUSTRIES, INC. 30212523 c870005438 |  |  | Active |  | 99:99:99:99:99:99 |  | Alarm | PAAR:00-PVAR | 10/31/2019 | 10/31/2019 | COOPER UNIVERSITY HOSPITAL |  |  |  | 0012627818 | David Frye | Performance Verification | Closed | Pat D'Andrea | 10/31/2019 | 10/31/2019 | devices bulk imported. approved by patrick d'andrea, qualreq0005668. | AMCOFFIN 1/8/2018 devices bulk imported. approved by patrick d'andrea, qualreq0005668. | C3D82716-7597-437F-9C95-C0F22BB9AF32 | Labor | 10/31/2019 | 10/31/2019 | Pat D'Andrea
|  | MEDLINE INDUSTRIES, INC. | MEDLINE INDUSTRIES, INC. HEMO-FORCE DVT |  | c870005346 | SPD |  |  |  | 10/16/2019 |  |  |  |  | NO | NO |  |  |  |  | MEDLINE INDUSTRIES, INC. 30212518 c870005346 |  |  | Disposition |  | 99:99:99:99:99:99 |  | Alarm | PAAR:00-PVAR | 10/16/2019 | 10/16/2019 | COOPER UNIVERSITY HOSPITAL |  |  |  | 0012627809 | David Frye | Preventative Maintenance | Closed | Josh Harris | 10/16/2019 | 10/16/2019 | devices bulk imported. approved by patrick d'andrea, qualreq0005668. |  | 09E95ED9-6E86-436E-B57A-4540F0B39E7D | Labor | 10/16/2019 | 10/16/2019 | Josh Harris
|  | MEDLINE INDUSTRIES, INC. | MEDLINE INDUSTRIES, INC. HEMO-FORCE DVT |  | c870004957 | SPD |  |  |  | 10/31/2019 |  |  |  |  | NO | NO |  |  |  |  | MEDLINE INDUSTRIES, INC. 30212515 c870004957 |  |  | Active |  | 99:99:99:99:99:99 |  | Alarm | PAAR:00-PVAR | 10/31/2019 | 10/31/2019 | COOPER UNIVERSITY HOSPITAL |  |  |  | 0012627803 | David Frye | Preventative Maintenance | Closed | Josh Harris | 10/31/2019 | 10/31/2019 | devices bulk imported. approved by patrick d'andrea, qualreq0005668. |  | 25E845C9-711B-41D9-813F-04F1CE2B4C28 | Labor | 10/31/2019 | 10/31/2019 | Josh Harris
|  | MEDLINE INDUSTRIES, INC. | MEDLINE INDUSTRIES, INC. HEMO-FORCE DVT |  | c870005224 | SPD |  |  |  | 10/16/2019 |  |  |  |  | NO | NO |  |  |  |  | MEDLINE INDUSTRIES, INC. 30212513 c870005224 |  |  | Disposition |  | 99:99:99:99:99:99 |  | Alarm | PAAR:00-PVAR | 10/16/2019 | 10/16/2019 | COOPER UNIVERSITY HOSPITAL |  |  |  | 0012627798 | David Frye | Performance Verification | Closed | Pat D'Andrea | 10/16/2019 | 10/16/2019 | devices bulk imported. approved by patrick d'andrea, qualreq0005668. | AMCOFFIN 1/8/2018 devices bulk imported. approved by patrick d'andrea, qualreq0005668. | 712BDB2E-8A65-4BA6-AF35-8C5029C0103D | Labor | 10/16/2019 | 10/16/2019 | Pat D'Andrea
|  | MEDLINE INDUSTRIES, INC. | MEDLINE INDUSTRIES, INC. MD300 |  |  | 3 COOPER-CARDIAC DIAGNOSTIC CENTER |  |  |  | 10/31/2019 |  |  |  |  | NO | NO |  |  |  |  | MEDLINE INDUSTRIES, INC. 30236300 162003801232 |  |  | Active |  | 99:99:99:99:99:99 |  | Alarm | PAAR:00-PVAR | 10/31/2019 | 10/31/2019 | COOPER AMBULATORY OFF-SITES |  |  |  | 0012038470 | CARLA TRUELL | Preventative Maintenance | Closed | Tom Burhart | 10/31/2019 | 10/31/2019 | PERFORMANCE ASSURANCE AT INVENTORY | INVENTORIED DEVICE AND ENSURED DEVICE WAS FUNCTIONING PROPERLY. | 2F185D50-E214-40D7-9402-10A38F211DC4 | Labor | 10/31/2019 | 10/31/2019 | Tom Burhart
|  | MEDLINE INDUSTRIES, INC. | MEDLINE INDUSTRIES, INC. MD300 |  |  | 3 COOPER-MULTISPECIALTY CENTER |  |  |  | 10/31/2019 |  |  |  |  | NO | NO |  |  |  |  | MEDLINE INDUSTRIES, INC. 30225060 162003801102 |  |  | Active |  | 99:99:99:99:99:99 |  | Alarm | PAAR:00-PVAR | 10/31/2019 | 10/31/2019 | COOPER AMBULATORY OFF-SITES |  |  |  | 0011491235 | MARGIE OUTLER | Performance Verification | Closed | Bonnie Aichroth | 10/31/2019 | 10/31/2019 | INCOMING INVENTORY | DEVICE INVENTORIED | 3D4FA573-EC62-4AA5-8DCF-9E070CF03DF8 | Labor | 10/31/2019 | 10/31/2019 | Bonnie Aichroth
|  | MEDLINE INDUSTRIES, INC. | MEDLINE INDUSTRIES, INC. MD300 |  |  | 3 COOPER-MULTISPECIALTY CENTER |  |  |  | 10/31/2019 |  |  |  |  | NO | NO |  |  |  |  | MEDLINE INDUSTRIES, INC. 30225061 162003801123 |  |  | Active |  | 99:99:99:99:99:99 |  | Alarm | PAAR:00-PVAR | 10/31/2019 | 10/31/2019 | COOPER AMBULATORY OFF-SITES |  |  |  | 0011491238 | MARGIE OUTLER | Performance Verification | Closed | Bonnie Aichroth | 10/31/2019 | 10/31/2019 | INCOMING INVENTORY | DEVICE INVENTORIED | 9F62BF29-5D62-4CD7-A141-C93AF9EE23F0 | Labor | 10/31/2019 | 10/31/2019 | Bonnie Aichroth
|  | MEDLINE INDUSTRIES, INC. | MEDLINE INDUSTRIES, INC. MD300 |  |  | EMERGENCY ROOM |  |  |  | 10/31/2019 |  |  |  |  | NO | NO |  |  |  |  | MEDLINE INDUSTRIES, INC. 30146362 16200380116 |  |  | Active |  | 99:99:99:99:99:99 |  | Alarm | PAAR:00-PVAR | 10/31/2019 | 10/31/2019 | COOPER UNIVERSITY HOSPITAL |  |  |  | 0011463722 | KAREN GRUBER | Preventative Maintenance | Closed | Bonnie Aichroth | 10/31/2019 | 10/31/2019 | PERFORMANCE ASSURANCE AT INVENTORY | INVENTORIED DEVICE AND ENSURED DEVICE WAS FUNCTIONING PROPERLY. | 4A81695C-15E4-4863-8F03-8A3FB6723C1D | Labor | 10/31/2019 | 10/31/2019 | Kirk Lis
|  | MEDLINE INDUSTRIES, INC. | MEDLINE INDUSTRIES, INC. MDR1000HR |  | HRS10100287 | CCU - CORONARY CARE UNIT |  |  |  | 01/06/2016 |  |  |  |  | NO | NO |  |  |  |  | MEDLINE INDUSTRIES, INC. 10480274 HRS10100287 |  |  | Disposition |  |  |  | Equipment | PAAR:00-PVAR | 10/16/2019 |  | COOPER UNIVERSITY HOSPITAL |  |  | CCU |  | CAROLYN RUMELL
|  | MEDLINE INDUSTRIES, INC. | MEDLINE INDUSTRIES, INC. MDR1000HR |  | HRS10100178 | CARDIAC CATH LAB |  |  |  | 10/13/2015 |  |  |  |  | NO | NO |  |  |  |  | MEDLINE INDUSTRIES, INC. 10480003 HRS10100178 |  |  | Active |  | 99:99:99:99:99:99 |  | Equipment | PAAR:00-PVAR | 10/31/2019 |  | COOPER UNIVERSITY HOSPITAL |  |  | CCL - Holding |  | LINDA BEAN
|  | MEDLINE INDUSTRIES, INC. | MEDLINE INDUSTRIES, INC. MDR1000HR |  | HRS10100087 | EXPRESS ADMIT UNIT |  |  |  | 01/01/1900 |  |  |  |  | NO | NO |  |  |  |  | MEDLINE INDUSTRIES, INC. 10367548 HRS10100087 |  |  | Disposition |  |  |  | Equipment | 3Y:00-MFG | 01/18/2016 | 01/01/2022 | COOPER UNIVERSITY HOSPITAL |  |  | EXAM RM/5N |  | KAREN GRUBER
|  | MEDLINE INDUSTRIES, INC. | MEDLINE INDUSTRIES, INC. MDR721010 |  | NOT KNOWN | 3 COOPER-WOMENS CARE CENTER |  |  |  | 06/07/2016 |  |  |  |  | NO | NO |  |  |  |  | MEDLINE INDUSTRIES, INC. 10505300 NOT KNOWN |  |  | Active |  | 99:99:99:99:99:99 |  | Equipment | PAAR:00-PVAR | 10/31/2019 |  | COOPER AMBULATORY OFF-SITES |  |  | Suite 300 |  | BONNIE MANNINO
|  | MEDLINE INDUSTRIES, INC. | MEDLINE INDUSTRIES, INC. MDS3001 |  |  | 3 COOPER-URBAN DEVELOPMENT |  |  |  | 10/31/2019 |  |  |  |  | NO | NO |  |  |  |  | MEDLINE INDUSTRIES, INC. 30225121 180200010098210 |  |  | Active |  | 99:99:99:99:99:99 |  | Equipment | PAAR:00-PVAR | 10/31/2019 | 10/31/2019 | COOPER AMBULATORY OFF-SITES |  |  | Suite 310 - Tondayla DeShields Office | WOT00000001153021 | BRENDA LOPEZ | Performance Verification | Closed | Stephen Zubrzycki | 10/31/2019 | 10/31/2019 | Performance Verification for MEDLINE INDUSTRIES, INC. 30225121 180200010098210 | Initial Install of Performance Verification. Device is ready for patient use. |  |  | 10/31/2019 | 10/31/2019
|  | MEDLINE INDUSTRIES, INC. | MEDLINE INDUSTRIES, INC. MDS3001 |  |  | 3 COOPER-URBAN DEVELOPMENT |  |  |  | 10/31/2019 |  |  |  |  | NO | NO |  |  |  |  | MEDLINE INDUSTRIES, INC. 30225120 180200010105210 |  |  | Active |  | 99:99:99:99:99:99 |  | Equipment | PAAR:00-PVAR | 10/31/2019 | 10/31/2019 | COOPER AMBULATORY OFF-SITES |  |  | Suite 310 - Tondalya Deshields Office | WOT00000001152981 | BRENDA LOPEZ | Performance Verification | Closed | Stephen Zubrzycki | 10/31/2019 | 10/31/2019 | Performance Verification for MEDLINE INDUSTRIES, INC. 30225120 180200010105210 | Initial Install of Performance Verification. Device is ready for patient use. |  |  | 10/31/2019 | 10/31/2019
|  | MEDLINE INDUSTRIES, INC. | MEDLINE INDUSTRIES, INC. MDS3003 |  |  | 3 COOPER - MEDICINE DEPARTMENT |  |  |  | 10/16/2019 |  |  |  |  | NO | NO |  |  |  |  | MEDLINE INDUSTRIES, INC. 30126106 150600020021241 |  |  | Disposition |  | 99:99:99:99:99:99 |  | Alarm | PAAR:00-PVAR | 10/16/2019 | 10/16/2019 | COOPER AMBULATORY OFF-SITES |  |  | Disposition |  | NANCY LOUIS |  |  |  | 10/16/2019 | 10/16/2019 |  |  |  |  | 10/16/2019 | 10/16/2019
|  | MEDLINE INDUSTRIES, INC. | MEDLINE INDUSTRIES, INC. MDS3003 |  |  | 3 COOPER - MEDICINE DEPARTMENT |  |  |  | 10/16/2019 |  |  |  |  | NO | NO |  |  |  |  | MEDLINE INDUSTRIES, INC. 30126103 150400030007541 |  |  | Disposition |  | 99:99:99:99:99:99 |  | Alarm | PAAR:00-PVAR | 10/16/2019 | 10/16/2019 | COOPER AMBULATORY OFF-SITES |  |  | Disposition |  | NANCY LOUIS |  |  |  | 10/16/2019 | 10/16/2019 |  |  |  |  | 10/16/2019 | 10/16/2019
|  | MEDLINE INDUSTRIES, INC. | MEDLINE INDUSTRIES, INC. MDS3003 |  |  | 3 COOPER - MEDICINE DEPARTMENT |  |  |  | 10/16/2019 |  |  |  |  | NO | NO |  |  |  |  | MEDLINE INDUSTRIES, INC. 30126104 150400030017841 |  |  | Disposition |  | 99:99:99:99:99:99 |  | Alarm | PAAR:00-PVAR | 10/16/2019 | 10/16/2019 | COOPER AMBULATORY OFF-SITES |  |  | Disposition |  | NANCY LOUIS |  |  |  | 10/16/2019 | 10/16/2019 |  |  |  |  | 10/16/2019 | 10/16/2019
|  | MEDLINE INDUSTRIES, INC. | MEDLINE INDUSTRIES, INC. MDS3003 |  |  | 3 COOPER - MEDICINE DEPARTMENT |  |  |  | 10/16/2019 |  |  |  |  | NO | NO |  |  |  |  | MEDLINE INDUSTRIES, INC. 30126015 150400030008941 |  |  | Disposition |  | 99:99:99:99:99:99 |  | Alarm | PAAR:00-PVAR | 10/16/2019 | 10/16/2019 | COOPER AMBULATORY OFF-SITES |  |  | Disposition |  | NANCY LOUIS |  |  |  | 10/16/2019 | 10/16/2019 |  |  |  |  | 10/16/2019 | 10/16/2019
|  | MEDLINE INDUSTRIES, INC. | MEDLINE INDUSTRIES, INC. MDS806850 |  | NOT KNOWN | VOORHEES SURGERY CENTER-OPERATING ROOM |  |  |  | 10/31/2019 |  |  |  |  | NO | NO |  |  |  |  | MEDLINE INDUSTRIES, INC. 11239305 NOT KNOWN |  |  | Active |  | 99:99:99:99:99:99 |  | Equipment | PAAR:00-PVAR | 10/31/2019 | 10/31/2019 | COOPER AMBULATORY OFF-SITES |  |  | 900 Centennial - Lobby/Dock | WOT00000001819519 | JENNIFER BOMBARO | Performance Verification | Closed | Stephen Zubrzycki | 10/31/2019 | 10/31/2019 | CEID Record Completion for MEDLINE INDUSTRIES, INC. 11239305 NOT KNOWN | Analyzed unit. Needs both arm pads replaced. Replaced arm pads and VPO | EXP1881727 | Labor | 10/31/2019 | 10/31/2019 | Stephen Zubrzycki
|  | MEDLINE INDUSTRIES, INC. | MEDLINE INDUSTRIES, INC. MDS806850 |  | B170104639 | KINGS HIGHWAY-RADIOLOGY |  |  |  | 04/17/2018 |  |  |  |  | NO | NO |  |  |  |  | MEDLINE INDUSTRIES, INC. 10732393 B170104639 |  |  | Active |  | 99:99:99:99:99:99 |  | Equipment | PAAR:00-PVAR | 10/31/2019 |  | COOPER AMBULATORY OFF-SITES |  |  | RADIOLOGY HALLWAY | WOT00000000819430 | SUZEN SCHAFFER | Performance Verification | Closed | Charles Santomero | 04/24/2018 | 06/06/2019 | Performance Verification for MEDLINE INDUSTRIES, INC. 10732393 B170104639 | Initial Install of Performance Verification. Device is ready for patient use.
|  | MEDLINE INDUSTRIES, INC. | MEDLINE INDUSTRIES, INC. MDS806900 |  | B180404824 | PATIENT TRANSPORT |  |  |  | 10/31/2019 |  |  |  |  | NO | NO |  |  |  |  | MEDLINE INDUSTRIES, INC. 11239416 B180404824 |  |  | Active |  |  |  | Equipment | PAAR:00-PVAR | 10/31/2019 | 10/31/2019 | COOPER UNIVERSITY HOSPITAL |  |  | PATIENT TRANSPORT | WOT00000001974241 | Bonnie Aichroch | Performance Verification | Closed | Tom Burhart | 10/31/2019 | 10/31/2019 | Performance Verification for MEDLINE INDUSTRIES, INC. 11239416 B180404824 | Initial Install of Performance Verification. Device is ready for patient use. |  |  | 10/31/2019 | 10/31/2019
|  | MEDLINE INDUSTRIES, INC. | MEDLINE INDUSTRIES, INC. MDS9700 |  | E601C000144 | MAPLE SHADE-FAMILY MEDICINE |  |  |  | 10/31/2019 |  |  |  |  | NO | NO |  |  |  |  | MEDLINE INDUSTRIES, INC. 30146356 E601C000144 |  |  | Active |  | 99:99:99:99:99:99 |  | Equipment | PAAR:00-PVAR | 10/31/2019 | 10/31/2019 | COOPER AMBULATORY OFF-SITES |  |  | 111 E. MAIN ST |  | ANDREA GRAHAM |  |  |  | 10/31/2019 | 10/31/2019 |  |  |  |  | 10/31/2019 | 10/31/2019
|  | MEDLINE INDUSTRIES, INC. | MEDLINE INDUSTRIES, INC. SHOCK-PROOF ANEROID SPHYGMOMANOMETER |  | Not Known | 3 COOPER-PREADMISSION TESTING |  |  | excluded | 10/31/2019 |  |  |  |  | NO | NO |  |  |  |  | MEDLINE INDUSTRIES, INC. 30126203 Not Known |  |  | Active |  | 99:99:99:99:99:99 |  | Equipment | PAAR:00-PVAR | 10/31/2019 | 10/31/2019 | COOPER AMBULATORY OFF-SITES |  |  | Suite 116 - Exam 116D |  | Karen Capone |  |  |  | 10/31/2019 | 10/31/2019 |  |  |  |  | 10/31/2019 | 10/31/2019
|  | MEDRAD, INC. | MEDRAD, INC. 3009134 |  |  | MRI |  |  |  | 10/16/2019 |  |  |  |  | NO | NO |  |  |  |  | MEDRAD, INC. 12377 71767 |  |  | Disposition |  |  |  | Equipment | PAAR:00-PVAR | 10/16/2019 | 10/16/2019 | COOPER UNIVERSITY HOSPITAL |  |  |  |  | ELLIOT VASQUEZ |  |  |  | 10/16/2019 | 10/16/2019 |  |  |  |  | 10/16/2019 | 10/16/2019
|  | MEDRAD, INC. | MEDRAD, INC. CONTINUUM |  |  | MRI |  |  |  | 01/01/1900 |  |  |  |  | NO | NO |  |  |  |  | MEDRAD, INC. 10366420 30609 |  |  | Disposition |  |  |  | High Risk | 1Y:00-MFG 2Y:00-BAT | 04/25/2016 | 04/01/2020 | COOPER UNIVERSITY HOSPITAL |  |  | B12 |  | ELLIOT VASQUEZ
|  | MEDRAD, INC. | MEDRAD, INC. CONTINUUM |  |  | MRI |  |  |  | 12/06/2009 |  |  |  |  | NO | NO |  |  |  |  | MEDRAD, INC. 10366419 30694 |  |  | Disposition |  |  |  | High Risk | 1Y:00-MFG 2Y:00-BAT | 04/25/2016 | 04/01/2020 | COOPER UNIVERSITY HOSPITAL |  |  | MRI/ B12 |  | ELLIOT VASQUEZ
|  | MEDRAD, INC. | MEDRAD, INC. CONTINUUM |  |  | MRI |  |  |  | 01/01/1900 |  |  |  |  | NO | NO |  |  |  |  | MEDRAD, INC. 10366418 30612 |  |  | Disposition |  |  |  | High Risk | 1Y:00-MFG 2Y:00-BAT | 04/25/2016 | 04/01/2020 | COOPER UNIVERSITY HOSPITAL |  |  | B12 |  | ELLIOT VASQUEZ
|  | MEDRAD, INC. | MEDRAD, INC. CONTINUUM |  |  | MRI |  |  |  | 12/01/2008 |  |  |  |  | NO | NO |  |  |  |  | MEDRAD, INC. 10366417 30628 |  |  | Disposition |  |  |  | High Risk | 1Y:00-MFG 2Y:00-BAT | 04/25/2016 | 04/01/2020 | COOPER UNIVERSITY HOSPITAL |  |  | B12 |  | ELLIOT VASQUEZ
|  | MEDRAD, INC. | MEDRAD, INC. CONTINUUM |  |  | MRI |  |  |  | 01/01/2012 |  |  |  |  | NO | NO |  |  |  |  | MEDRAD, INC. 10366414 10334 |  |  | Disposition |  |  |  | High Risk | 1Y:00-MFG 2Y:00-BAT | 04/25/2016 | 04/01/2020 | COOPER UNIVERSITY HOSPITAL |  |  | ROOM B12 |  | ELLIOT VASQUEZ
|  | MEDRAD, INC. | MEDRAD, INC. MARK 7 ARTERION |  |  | KENNEDY CATH LAB |  |  |  | 01/01/2015 |  |  |  |  | NO | NO |  |  |  |  | MEDRAD, INC. 10367223 100192 |  |  | Active |  | 99:99:99:99:99:99 |  | High Risk | 1Y:00-MFG | 01/28/2019 | 01/01/2020 | COOPER AMBULATORY OFF-SITES |  |  | KENNEDY HOSPITAL SEWELL NJ |  | Bonnie Aichroch
|  | MEDRAD, INC. | MEDRAD, INC. MARK V |  |  | CARDIAC CATH LAB |  |  |  | 05/13/2016 |  |  |  |  | NO | NO |  |  |  |  | MEDRAD, INC. 20476 108382 |  |  | Disposition |  |  |  | High Risk | 1Y:00-MFG | 05/13/2016 | 05/13/2016 | COOPER UNIVERSITY HOSPITAL |  |  | LAB 1 CCL |  | LINDA BEAN |  |  |  | 05/13/2016 | 05/13/2016 |  |  |  |  | 05/13/2016 | 05/13/2016
|  | MEDRAD, INC. | MEDRAD, INC. MARK V PROVIS |  |  | ANGIOGRAPHY |  |  |  | 05/23/2016 |  |  |  |  | NO | NO |  |  |  |  | MEDRAD, INC. 15783 30376 |  |  | Disposition |  |  |  | High Risk | 1Y:00-MFG | 05/23/2016 | 05/23/2016 | COOPER UNIVERSITY HOSPITAL |  |  | B-34 ANGIO - LAB 2 |  | PAULETTE DUCKREY |  |  |  | 05/23/2016 | 05/23/2016 |  |  |  |  | 05/23/2016 | 05/23/2016
|  | MEDRAD, INC. | MEDRAD, INC. MARK V PROVIS |  | Not Known | ANGIOGRAPHY |  |  |  | 01/01/1900 |  |  |  |  | NO | NO |  |  |  |  | MEDRAD, INC. 10347563 Not Known |  |  | Disposition |  |  |  | High Risk | 1Y:00-MFG | 01/01/1900 | 12/01/2019 | COOPER UNIVERSITY HOSPITAL |  |  | LAB CONTROL 1 |  | PAULETTE DUCKREY
|  | MEDRAD, INC. | MEDRAD, INC. STELLANT |  |  | CAT SCAN |  |  |  | 05/13/2016 |  |  |  |  | NO | NO |  |  |  |  | MEDRAD, INC. 15789 3.0070332098e+011 |  |  | Disposition |  |  |  | High Risk | 1Y:00-MFG | 05/13/2016 | 05/13/2016 | COOPER UNIVERSITY HOSPITAL |  |  | CT2 |  | PAULETTE DUCKREY |  |  |  | 05/13/2016 | 05/13/2016 |  |  |  |  | 05/13/2016 | 05/13/2016
|  | MEDRAD, INC. | MEDRAD, INC. STELLANT |  |  | CAT SCAN |  |  |  | 06/26/2015 |  |  |  |  | NO | NO |  |  |  |  | MEDRAD, INC. 10369487 200409 |  |  | Active |  | 11:11:11:11:11:11 |  | High Risk | 1Y:00-MFG | 07/26/2019 | 07/01/2020 | COOPER UNIVERSITY HOSPITAL |  |  | EMERGENCY DEPARTMENT |  | PAULETTE DUCKREY
|  | MEDRAD, INC. | MEDRAD, INC. STELLANT |  |  | VOORHEES SURGERY CENTER-RADIATION/ONC |  |  |  | 07/14/2006 |  |  |  |  | NO | NO |  |  |  |  | MEDRAD, INC. 10356948 23169 |  |  | Disposition |  |  |  | High Risk | 1Y:00-MFG | 04/17/2017 | 04/01/2020 | COOPER AMBULATORY OFF-SITES |  |  | CT SIMLUATOR |  | COLLEEN TEGELER
|  | MEDRAD, INC. | MEDRAD, INC. STELLANT |  |  | CAT SCAN |  |  |  | 02/07/2006 |  |  |  |  | NO | NO |  |  |  |  | MEDRAD, INC. 10347605 26049 |  |  | Active |  | 11:11:11:11:11:11 |  | High Risk | 1Y:00-MFG | 07/26/2019 | 07/01/2020 | COOPER UNIVERSITY HOSPITAL |  |  | CT1 |  | PAULETTE DUCKREY
|  | MEDRAD, INC. | MEDRAD, INC. STELLANT |  |  | CAT SCAN |  |  |  | 01/01/2010 |  |  |  |  | NO | NO |  |  |  |  | MEDRAD, INC. 10347545 30644 |  |  | Active |  | 11:11:11:11:11:11 |  | High Risk | 1Y:00-MFG | 07/26/2019 | 07/01/2020 | COOPER UNIVERSITY HOSPITAL |  |  | CATSCAN ROOM B8 |  | PAULETTE DUCKREY
|  | MEDRAD, INC. | MEDRAD, INC. VERIS |  |  | MRI |  |  |  | 01/01/1900 |  |  |  |  | NO | NO |  |  |  |  | MEDRAD, INC. 10366441 15603 |  |  | Disposition |  |  |  | Equipment | 1Y:00-MFG | 04/25/2016 | 04/01/2020 | COOPER UNIVERSITY HOSPITAL |  |  | MRI/B12 |  | ELLIOT VASQUEZ
|  | MEDRAD, INC. | MEDRAD, INC. VERIS |  |  | MRI |  |  |  | 01/01/1900 |  |  |  |  | NO | NO |  |  |  |  | MEDRAD, INC. 10366427 21656 |  |  | Disposition |  |  |  | Equipment | 1Y:00-MFG | 03/04/2016 | 04/01/2020 | COOPER UNIVERSITY HOSPITAL |  |  | MRI/B12 |  | ELLIOT VASQUEZ
|  | MEDTRONIC INC. | MEDTRONIC INC. 073-20719-05 |  |  | CARDIAC CATH LAB |  |  |  | 01/01/1900 |  |  |  |  | NO | NO |  |  |  |  | MEDTRONIC INC. 10347585 019158 |  |  | Disposition |  | 99:99:99:99:99:99 |  | Non-medical | PAAR:00-PVAR | 11/02/2019 |  | COOPER UNIVERSITY HOSPITAL |  |  | CCL - EP1 | 0011077766 | LINDA BEAN | Repair | Closed | Charles Santomero | 01/23/2017 | 02/15/2017 | DEFIBRILLATOR - READS REPLACE BATTERY - KELEMEN BLDG CATH LAB 4 | 2/15/2017 1:08:42 PM CTSANTOMERO (CTSANTOMERO 1/23/2017 12:00 AM) EVALUATED DEFIB BATTERIES. RESEARCHED AND PLACED ORDER FOR NEW BATTERIES. WAS NOTIFIED THAT THEY ARE ON BACK ORDER. 2/15/2017 1:10:19 PM CTSANTOMERO (CTSANTOMERO 2/10/2017 12:00 AM) RECEIVED BATTERIES THAT WERE BACK ORDERED. INSTALLED BATTERIES IN DEFIB, OVP, RTS | 7C0EA4D9-19A4-4883-A549-27D31F4C1BCB | Parts | 01/01/1900 | 01/01/1900 | Charles Santomero
|  | MEDTRONIC INC. | MEDTRONIC INC. 1379A |  | 22086/10129 | HAMILTON-OB/GYN |  |  |  | 02/19/2008 |  |  |  |  | NO | NO |  |  |  |  | MEDTRONIC INC. 10346183 22086/10129 |  |  | Disposition |  |  |  | Equipment | PAAR:00-PVAR | 11/02/2019 |  | COOPER AMBULATORY OFF-SITES |  |  | DISPOSITION |  | BONNIE SANTIAGO
|  | MEDTRONIC INC. | MEDTRONIC INC. 5375 |  | CE1004053R | TRAUMA ICU |  |  |  | 01/01/1900 |  |  |  |  | NO | NO |  |  |  |  | MEDTRONIC INC. 10357229 CE1004053R |  |  | Active |  | 99:99:99:99:99:99 |  | Life Support | 6M:00-MFG | 08/29/2019 | 02/01/2020 | COOPER UNIVERSITY HOSPITAL |  |  | CODE CART |  | Diane Floyd
|  | MEDTRONIC INC. | MEDTRONIC INC. 5388 |  | PFG150404R | CARDIAC CATH LAB |  |  |  | 05/13/2016 |  |  |  |  | NO | NO |  |  |  |  | MEDTRONIC INC. 20092 PFG150404R |  |  | Disposition |  |  |  | Life Support | 1Y:00-MFG | 05/13/2016 | 05/13/2016 | COOPER UNIVERSITY HOSPITAL |  |  | CCL |  | LINDA BEAN |  |  |  | 05/13/2016 | 05/13/2016 |  |  |  |  | 05/13/2016 | 05/13/2016
|  | MEDTRONIC INC. | MEDTRONIC INC. 5388 |  | PFG150403R | OR - KELEMEN 3 |  |  |  | 05/15/2016 |  |  |  |  | NO | NO |  |  |  |  | MEDTRONIC INC. 20089 PFG150403R |  |  | Disposition |  |  |  | Life Support | 1Y:00-MFG | 05/15/2016 | 05/15/2016 | COOPER UNIVERSITY HOSPITAL |  |  | OPERATING ROOM |  | DOMINIC VENDETTA |  |  |  | 05/15/2016 | 05/15/2016 |  |  |  |  | 05/15/2016 | 05/15/2016
|  | MEDTRONIC INC. | MEDTRONIC INC. 5388 |  | PFG015288P | CARDIAC CATH LAB |  |  |  | 01/01/1900 |  |  |  |  | NO | NO |  |  |  |  | MEDTRONIC INC. 10480290 PFG015288P |  |  | Active |  | 99:99:99:99:99:99 |  | Life Support | 1Y:00-MFG | 02/21/2019 | 02/01/2020 | COOPER UNIVERSITY HOSPITAL |  |  |  |  | LINDA BEAN
|  | MEDTRONIC INC. | MEDTRONIC INC. 5388 |  | PFG015289P | CARDIAC CATH LAB |  |  |  | 01/01/1900 |  |  |  |  | NO | NO |  |  |  |  | MEDTRONIC INC. 10369531 PFG015289P |  |  | Disposition |  |  |  | Life Support | 1Y:00-MFG | 03/30/2017 | 03/01/2020 | COOPER UNIVERSITY HOSPITAL |  |  | TRADED IN |  | LINDA BEAN
|  | MEDTRONIC INC. | MEDTRONIC INC. 5388 |  | PFG150408R | CARDIAC CATH LAB |  |  |  | 06/30/2010 |  |  |  |  | NO | NO |  |  |  |  | MEDTRONIC INC. 10369544 PFG150408R |  |  | Disposition |  |  |  | Life Support | 1Y:00-MFG | 02/28/2018 | 01/01/2020 | COOPER UNIVERSITY HOSPITAL |  |  | TRADED IN |  | LINDA BEAN
|  | MEDTRONIC INC. | MEDTRONIC INC. 5388 |  | PFG028429P | CARDIAC CATH LAB |  |  |  | 08/18/2005 |  |  |  |  | NO | NO |  |  |  |  | MEDTRONIC INC. 10369541 PFG028429P |  |  | Active |  | 99:99:99:99:99:99 |  | Life Support | 1Y:00-MFG | 08/29/2019 | 08/01/2020 | COOPER UNIVERSITY HOSPITAL |  |  | CATH LAB RM 455 |  | LINDA BEAN
|  | MEDTRONIC INC. | MEDTRONIC INC. 5388 |  | PFG014861P | INTENSIVE CARE UNIT |  |  |  | 01/12/2001 |  |  |  |  | NO | NO |  |  |  |  | MEDTRONIC INC. 10369195 PFG014861P |  |  | Disposition |  |  |  | Life Support | 1Y:00-MFG | 05/30/2018 | 12/01/2020 | COOPER UNIVERSITY HOSPITAL |  |  |  |  | CAROLYN RUMELL
|  | MEDTRONIC INC. | MEDTRONIC INC. 5388 |  | PFG014857P | OR - KELEMEN 3 |  |  |  | 01/12/2001 |  |  |  |  | NO | NO |  |  |  |  | MEDTRONIC INC. 10369191 PFG014857P |  |  | Disposition |  |  |  | Life Support | 1Y:00-MFG | 05/12/2016 | 01/01/2020 | COOPER UNIVERSITY HOSPITAL |  |  | BIOMED |  | DOMINIC VENDETTA
|  | MEDTRONIC INC. | MEDTRONIC INC. 5388 |  | PFG101542R | INTENSIVE CARE UNIT |  |  |  | 03/31/2010 |  |  |  |  | NO | NO |  |  |  |  | MEDTRONIC INC. 10368241 PFG101542R |  |  | Active |  | 99:99:99:99:99:99 |  | Life Support | 1Y:00-MFG | 06/28/2019 | 06/01/2020 | COOPER UNIVERSITY HOSPITAL |  |  | ICU HALLWAY |  | CAROLYN RUMELL
|  | MEDTRONIC INC. | MEDTRONIC INC. 5388 |  | PFG101544R | OR - KELEMEN 3 |  |  |  | 03/31/2010 |  |  |  |  | NO | NO |  |  |  |  | MEDTRONIC INC. 10366532 PFG101544R |  |  | Active |  | 99:99:99:99:99:99 |  | Life Support | 1Y:00-VEN | 02/21/2019 | 02/01/2020 | COOPER UNIVERSITY HOSPITAL |  |  | BIOMED |  | DOMINIC VENDETTA
10366531-1 |  | MEDTRONIC INC. | MEDTRONIC INC. 5388 |  | PFG | OR - KELEMEN 3 |  |  |  | 09/10/2015 |  |  |  |  | NO | NO |  |  |  |  | MEDTRONIC INC. 10366531-1 PFG |  |  | Disposition |  |  |  | Life Support | 1Y:00-MFG | 09/10/2015 | 02/01/2020 | COOPER UNIVERSITY HOSPITAL |  |  | BIOMED |  | DOMINIC VENDETTA
|  | MEDTRONIC INC. | MEDTRONIC INC. 5388 |  | PFG150418R | OR - KELEMEN 3 |  |  |  | 06/30/2010 |  |  |  |  | NO | NO |  |  |  |  | MEDTRONIC INC. 10365474 PFG150418R |  |  | Active |  | 99:99:99:99:99:99 |  | Life Support | 1Y:00-MFG | 02/21/2019 | 02/01/2020 | COOPER UNIVERSITY HOSPITAL |  |  | OPERATING ROOM |  | DOMINIC VENDETTA
|  | MEDTRONIC INC. | MEDTRONIC INC. 5388 |  | PFG101518R | OR - KELEMEN 3 |  |  |  | 03/31/2010 |  |  |  |  | NO | NO |  |  |  |  | MEDTRONIC INC. 10365062 PFG101518R |  |  | Active |  | 99:99:99:99:99:99 |  | Life Support | 1Y:00-MFG | 02/21/2019 | 02/01/2020 | COOPER UNIVERSITY HOSPITAL |  |  | OPERATING ROOM |  | DOMINIC VENDETTA
|  | MEDTRONIC INC. | MEDTRONIC INC. 5388 |  | PFG150411R | OR - KELEMEN 3 |  |  | gone per charlie | 02/28/2019 |  |  |  |  | NO | NO |  |  |  |  | MEDTRONIC INC. 30144970 PFG150411R |  |  | Active |  | 99:99:99:99:99:99 |  | Life Support | 1Y:00-MFG | 02/28/2019 | 02/28/2019 | COOPER UNIVERSITY HOSPITAL |  |  | Trade In-Drawer |  | DOMINIC VENDETTA |  |  |  | 02/28/2019 | 02/28/2019 |  |  |  |  | 02/28/2019 | 02/28/2019
|  | MEDTRONIC INC. | MEDTRONIC INC. 5388 |  | PFG101531R | OR - KELEMEN 3 |  |  |  | 02/24/2017 |  |  |  |  | NO | NO |  |  |  |  | MEDTRONIC INC. 30144968 PFG101531R |  |  | Disposition |  |  |  | Life Support | 1Y:00-MFG | 02/24/2017 | 02/24/2017 | COOPER UNIVERSITY HOSPITAL |  |  | TRADED IN |  | DOMINIC VENDETTA |  |  |  | 02/24/2017 | 02/24/2017 |  |  |  |  | 02/24/2017 | 02/24/2017
|  | MEDTRONIC INC. | MEDTRONIC INC. 5388 |  | PFG150409R | CCU - CORONARY CARE UNIT |  |  |  | 08/07/2019 |  |  |  |  | NO | NO |  |  |  |  | MEDTRONIC INC. 30142924 PFG150409R |  |  | Disposition |  | 99:99:99:99:99:99 |  | Life Support | 1Y:00-MFG | 08/07/2019 | 08/07/2019 | COOPER UNIVERSITY HOSPITAL |  |  | CCU |  | CAROLYN RUMELL |  |  |  | 08/07/2019 | 08/07/2019 |  |  |  |  | 08/07/2019 | 08/07/2019
|  | MEDTRONIC INC. | MEDTRONIC INC. 5392 |  | DJH028483P | CARDIAC CATH LAB |  |  |  | 03/23/2018 |  |  |  |  | NO | NO |  |  |  |  | MEDTRONIC INC. 10732378 DJH028483P |  |  | Active |  | 99:99:99:99:99:99 |  | Life Support | 1Y:00-MFG | 08/29/2019 | 08/01/2020 | COOPER UNIVERSITY HOSPITAL |  |  | Pav OR CCL | WOT00000000672724 | LINDA BEAN | Performance Verification | Closed | Charles Santomero | 03/23/2018 | 07/30/2018 | Performance Verification for MEDTRONIC INC. 10732378 DJH028483P | Initial Install of Performance Verification. Device is ready for patient use.
|  | MEDTRONIC INC. | MEDTRONIC INC. 5392 |  | DJH021051P | PERFUSION |  |  |  | 02/21/2019 |  |  |  |  | NO | NO |  |  |  |  | MEDTRONIC INC. 30146488 DJH021051P |  |  | Active |  | 99:99:99:99:99:99 |  | Life Support | 1Y:00-MFG | 02/21/2019 | 02/21/2019 | COOPER UNIVERSITY HOSPITAL |  |  | ICU | 0011478087 | Bonnie Aichroch | Performance Verification | Closed | Bonnie Aichroth | 02/21/2019 | 02/21/2019 | INCOMING INVENTORY | DEVICE INVENTORIED | AA0961CC-B091-40A6-8017-A61F22A3F76C | Labor | 02/21/2019 | 02/21/2019 | Bonnie Aichroth
|  | MEDTRONIC INC. | MEDTRONIC INC. 5392 |  | DJH021044P | INTENSIVE CARE UNIT |  |  |  | 06/28/2019 |  |  |  |  | NO | NO |  |  |  |  | MEDTRONIC INC. 30146490 DJH021044P |  |  | Active |  | 99:99:99:99:99:99 |  | Life Support | 1Y:00-MFG | 06/28/2019 | 06/28/2019 | COOPER UNIVERSITY HOSPITAL |  |  | CCL | 0011478119 | CAROLYN RUMELL | Performance Verification | Closed | Bonnie Aichroth | 06/28/2019 | 06/28/2019 | INCOMING INVENTORY | DEVICE INVENTORIED | F81BF823-E4F9-4321-8F5A-286DABB3FD40 | Labor | 06/28/2019 | 06/28/2019 | Bonnie Aichroth
|  | MEDTRONIC INC. | MEDTRONIC INC. 5392 |  | DJH021315P | PERFUSION |  |  |  | 09/30/2019 |  |  |  |  | NO | NO |  |  |  |  | MEDTRONIC INC. 30146486 DJH021315P |  |  | Active |  | 99:99:99:99:99:99 |  | Life Support | 1Y:00-MFG | 09/30/2019 | 09/30/2019 | COOPER UNIVERSITY HOSPITAL |  |  |  | 0011478200 | Bonnie Aichroch | Preventative Maintenance | Closed | Bonnie Aichroth | 09/30/2019 | 09/30/2019 | PERFORMANCE ASSURANCE AT INVENTORY | INVENTORIED DEVICE AND ENSURED DEVICE WAS FUNCTIONING PROPERLY. | 89646212-C44F-49BD-8B26-A931A7740962 | Labor | 09/30/2019 | 09/30/2019 | Salvatore Bombara
|  | MEDTRONIC INC. | MEDTRONIC INC. 5392 |  | DJH021042P | INTENSIVE CARE UNIT |  |  |  | 06/01/2019 |  |  |  |  | NO | NO |  |  |  |  | MEDTRONIC INC. 30146485 DJH021042P |  |  | Disposition |  | 99:99:99:99:99:99 |  | Life Support | 1Y:00-MFG | 06/01/2019 | 06/01/2019 | COOPER UNIVERSITY HOSPITAL |  |  |  | 0011478070 | CAROLYN RUMELL | Preventative Maintenance | Closed | Bonnie Aichroth | 06/01/2019 | 06/01/2019 | PERFORMANCE ASSURANCE AT INVENTORY | INVENTORIED DEVICE AND ENSURED DEVICE WAS FUNCTIONING PROPERLY. | C4A4D134-3002-4A08-BAE9-EC814D6E0C6B | Labor | 06/01/2019 | 06/01/2019 | Salvatore Bombara
|  | MEDTRONIC INC. | MEDTRONIC INC. 5392 |  | DJH021080P | CARDIAC CATH LAB |  |  |  | 08/29/2019 |  |  |  |  | NO | NO |  |  |  |  | MEDTRONIC INC. 30146479 DJH021080P |  |  | Active |  | 99:99:99:99:99:99 |  | Life Support | 1Y:00-MFG | 08/29/2019 | 08/29/2019 | COOPER UNIVERSITY HOSPITAL |  |  |  | 0011478124 | LINDA BEAN | Performance Verification | Closed | Bonnie Aichroth | 08/29/2019 | 08/29/2019 | INCOMING INVENTORY | DEVICE INVENTORIED | 1FDE3978-03BF-40B7-B0D4-E972F52330D3 | Labor | 08/29/2019 | 08/29/2019 | Bonnie Aichroth
|  | MEDTRONIC INC. | MEDTRONIC INC. 5392 |  | DJH021056P | CARDIAC CATH LAB |  |  |  | 08/29/2019 |  |  |  |  | NO | NO |  |  |  |  | MEDTRONIC INC. 30146480 DJH021056P |  |  | Active |  | 99:99:99:99:99:99 |  | Life Support | 1Y:00-MFG | 08/29/2019 | 08/29/2019 | COOPER UNIVERSITY HOSPITAL |  |  |  | 0011478130 | LINDA BEAN | Preventative Maintenance | Closed | Bonnie Aichroth | 08/29/2019 | 08/29/2019 | PERFORMANCE ASSURANCE AT INVENTORY | INVENTORIED DEVICE AND ENSURED DEVICE WAS FUNCTIONING PROPERLY. | 83223FC4-E4E2-47DB-B9DE-58CA6EFCD189 | Labor | 08/29/2019 | 08/29/2019 | Salvatore Bombara
|  | MEDTRONIC INC. | MEDTRONIC INC. 66000 |  | PDBR401104 | PERFUSION |  |  |  | 09/25/2019 |  |  |  |  | NO | NO |  |  |  |  | MEDTRONIC INC. 30143468 PDBR401104 |  |  | Active |  | 99:99:99:99:99:99 |  | Alarm | 1Y:00-MFG | 09/25/2019 | 09/25/2019 | COOPER UNIVERSITY HOSPITAL |  |  | PUMP ROOM ON 10355488 CART |  | Bonnie Aichroch |  |  |  | 09/25/2019 | 09/25/2019 |  |  |  |  | 09/25/2019 | 09/25/2019
|  | MEDTRONIC INC. | MEDTRONIC INC. ACT 200 PLUS |  | ACT2000664 | PERFUSION |  |  |  | 08/12/2008 |  |  |  |  | NO | NO |  |  |  |  | MEDTRONIC INC. 10369214 ACT2000664 |  |  | Disposition |  |  |  | Equipment | 1Y:00-MFG | 09/16/2016 | 09/01/2020 | COOPER UNIVERSITY HOSPITAL |  |  | CCL EP 1 |  | Bonnie Aichroch
|  | MEDTRONIC INC. | MEDTRONIC INC. ACT PLUS |  | ACT1002749 | PERFUSION |  |  |  | 12/03/2009 |  |  |  |  | NO | NO |  |  |  |  | MEDTRONIC INC. 10365470 ACT1002749 |  |  | Disposition |  |  |  | Equipment | 1Y:00-MFG | 09/14/2015 | 09/01/2020 | COOPER UNIVERSITY HOSPITAL |  |  | HYBRID OR |  | Bonnie Aichroch
|  | MEDTRONIC INC. | MEDTRONIC INC. ACT PLUS |  | ACT2000677 | PERFUSION |  |  |  | 08/12/2008 |  |  |  |  | NO | NO |  |  |  |  | MEDTRONIC INC. 10355453 ACT2000677 |  |  | Disposition |  |  |  | Equipment | 1Y:00-MFG | 09/14/2015 | 09/01/2020 | COOPER UNIVERSITY HOSPITAL |  |  | OR 6 |  | Bonnie Aichroch
|  | MEDTRONIC INC. | MEDTRONIC INC. ACT PLUS |  | ACT2000361 | OPERATING ROOM - PAVILION |  |  |  | 08/12/2008 |  |  |  |  | NO | NO |  |  |  |  | MEDTRONIC INC. 10346609 ACT2000361 |  |  | Disposition |  |  |  | Equipment | 1Y:00-MFG | 07/30/2015 | 02/01/2020 | COOPER UNIVERSITY HOSPITAL |  |  | OR P07 |  | DOMINIC VENDETTA
|  | MEDTRONIC INC. | MEDTRONIC INC. BIOCAL 370 |  | AK1601 | PERFUSION |  |  |  | 06/03/2010 |  |  |  |  | NO | NO |  |  |  |  | MEDTRONIC INC. 10368363 AK1601 |  |  | Disposition |  |  |  | Life Support | 6M:00-MFG | 02/24/2018 | 02/01/2020 | COOPER UNIVERSITY HOSPITAL |  |  | End of life end of support |  | Bonnie Aichroch
|  | MEDTRONIC INC. | MEDTRONIC INC. BIOTREND |  | M2958 | OPERATING ROOM - PAVILION |  |  |  | 01/01/2005 |  |  |  |  | NO | NO |  |  |  |  | MEDTRONIC INC. 10368309 M2958 |  |  | Disposition |  |  |  | Alarm | 1Y:00-MFG | 06/20/2017 | 02/01/2020 | COOPER UNIVERSITY HOSPITAL |  |  | P OR 6/7 STORE ROOM |  | DOMINIC VENDETTA
|  | MEDTRONIC INC. | MEDTRONIC INC. BIOTREND |  | M5587 | PERFUSION |  |  |  | 09/16/2016 |  |  |  |  | NO | NO |  |  |  |  | MEDTRONIC INC. 30144036 M5587 |  |  | Disposition |  |  |  | Alarm | 1Y:00-MFG | 09/16/2016 | 09/16/2016 | COOPER UNIVERSITY HOSPITAL |  |  | OR BYPASS PUMP |  | Bonnie Aichroch |  |  |  | 09/16/2016 | 09/16/2016 |  |  |  |  | 09/16/2016 | 09/16/2016
|  | MEDTRONIC INC. | MEDTRONIC INC. CARELINK PROGRAMMER 2090 |  | PKK107427R | VOORHEES CARDIOLOGY SUITE 102 |  |  |  | 12/08/2017 |  |  |  |  | NO | NO |  |  |  |  | MEDTRONIC INC. 10732208 PKK107427R |  |  | Active |  | 99:99:99:99:99:99 |  | Equipment | PAAR:00-PVAR | 10/31/2019 |  | COOPER AMBULATORY OFF-SITES |  |  |  | 0012586474 | MICHELE MOLINARI | Preventative Maintenance | Closed | Josh Harris | 12/27/2017 | 12/27/2017 | PERFORMANCE ASSURANCE AT INVENTORY | INVENTORIED DEVICE AND ENSURED DEVICE WAS FUNCTIONING PROPERLY. | 4788694A-A0D0-4DB4-A5A0-CBC52AB1B0C3 | Labor | 12/08/2017 | 12/08/2017 | Kirk Lis
|  | MEDTRONIC INC. | MEDTRONIC INC. CARELINK PROGRAMMER 2090 |  | PLCK208714R | CARDIAC CATH LAB |  |  |  | 05/11/2017 |  |  |  |  | NO | NO |  |  |  |  | MEDTRONIC INC. 10725019 PLCK208714R |  |  | Disposition |  | 99:99:99:99:99:99 |  | Equipment | PAAR:00-PVAR | 10/16/2019 |  | COOPER UNIVERSITY HOSPITAL |  |  | Disposition | 0012389178 | LINDA BEAN | Preventative Maintenance | Closed | Josh Harris | 11/07/2017 | 11/07/2017 | PERFORMANCE ASSURANCE AT INVENTORY | INVENTORIED DEVICE AND ENSURED DEVICE WAS FUNCTIONING PROPERLY. | 8CC92C6D-2AD5-4A86-8451-4830CA9770FA | Labor | 05/11/2017 | 05/11/2017 | Stephen Zubrzycki
|  | MEDTRONIC INC. | MEDTRONIC INC. CARELINK PROGRAMMER 2090 |  | PKK102824R | CARDIAC CATH LAB |  |  |  | 06/10/2015 |  |  |  |  | NO | NO |  |  |  |  | MEDTRONIC INC. 10369524 PKK102824R |  |  | Active |  | 99:99:99:99:99:99 |  | Equipment | PAAR:00-PVAR | 11/02/2019 |  | COOPER UNIVERSITY HOSPITAL |  |  | CCL - Lab Hallway | WOT00000000532989 | LINDA BEAN | Disposition | Closed | Charles Santomero | 02/08/2018 | 05/13/2019 | Bulk Disposition CNL
|  | MEDTRONIC INC. | MEDTRONIC INC. CARELINK PROGRAMMER 2090 |  | PKK106225R | CARDIAC CATH LAB |  |  |  | 04/03/2008 |  |  |  |  | NO | NO |  |  |  |  | MEDTRONIC INC. 10348060 PKK106225R |  |  | Disposition |  | 99:99:99:99:99:99 |  | Equipment | PAAR:00-PVAR | 11/02/2019 |  | COOPER UNIVERSITY HOSPITAL |  |  | Disposition | WOT00000001161598 | LINDA BEAN | Alert | Closed | Stephen Zubrzycki | 07/11/2018 | 05/13/2019 | ALT001160 - Medtronic, Inc. - Percepta CRT-P MRI SureScan and Percepta Quad CRT-P MRI SureScan Pacemakers - Potential For Device Reset To Occur Due To A Timing | Software was upgraded to 8.1 to resolve issue. | EXP1116086 | Labor | 08/14/2018 | 08/14/2018 | Stephen Zubrzycki
|  | MEDTRONIC INC. | MEDTRONIC INC. CARELINK PROGRAMMER 2090 |  | PKK011200R | CARDIAC CATH LAB |  |  |  | 04/03/2008 |  |  |  |  | NO | NO |  |  |  |  | MEDTRONIC INC. 10348059 PKK011200R |  |  | Active |  | 99:99:99:99:99:99 |  | Equipment | PAAR:00-PVAR | 11/02/2019 |  | COOPER UNIVERSITY HOSPITAL |  |  | CCL - Lab Hallway | WOT00000001161595 | LINDA BEAN | Alert | Closed | Kirk Lis | 07/11/2018 | 05/13/2019 | ALT001160 - Medtronic, Inc. - Percepta CRT-P MRI SureScan and Percepta Quad CRT-P MRI SureScan Pacemakers - Potential For Device Reset To Occur Due To A Timing | THIS MODEL IS NOT AFFECTED .MODELS W1TR01 & W4R01 ARE AFFECTED | EXP1790228 | Labor | 11/27/2018 | 11/27/2018 | Kirk Lis
|  | MEDTRONIC INC. | MEDTRONIC INC. CARELINK PROGRAMMER 2090 |  | PKK053131R | VOORHEES CARDIOLOGY SUITE 102 |  |  |  | 01/01/2001 |  |  |  |  | NO | NO |  |  |  |  | MEDTRONIC INC. 10345354 PKK053131R |  |  | Active |  | 99:99:99:99:99:99 |  | Equipment | PAAR:00-PVAR | 11/02/2019 |  | COOPER AMBULATORY OFF-SITES |  |  | Exam 8 | WOT00000001161591 | MICHELE MOLINARI | Alert | Closed | Kirk Lis | 07/11/2018 | 05/13/2019 | ALT001160 - Medtronic, Inc. - Percepta CRT-P MRI SureScan and Percepta Quad CRT-P MRI SureScan Pacemakers - Potential For Device Reset To Occur Due To A Timing | THIS MODEL IS NOT AFFECTED .MODELS W1TR01 & W4R01 ARE AFFECTED | EXP1790255 | Labor | 11/27/2018 | 11/27/2018 | Kirk Lis
|  | MEDTRONIC INC. | MEDTRONIC INC. CARELINK PROGRAMMER 2090 |  | PKK055871R | VOORHEES CARDIOLOGY SUITE 102 |  |  |  | 01/01/2001 |  |  |  |  | NO | NO |  |  |  |  | MEDTRONIC INC. 10345353 PKK055871R |  |  | Active |  | 99:99:99:99:99:99 |  | Equipment | PAAR:00-PVAR | 11/02/2019 |  | COOPER AMBULATORY OFF-SITES |  |  | Exam 7 | WOT00000001161590 | MICHELE MOLINARI | Alert | Closed | Kirk Lis | 07/11/2018 | 05/13/2019 | ALT001160 - Medtronic, Inc. - Percepta CRT-P MRI SureScan and Percepta Quad CRT-P MRI SureScan Pacemakers - Potential For Device Reset To Occur Due To A Timing | THIS MODEL IS NOT AFFECTED .MODELS W1TR01 & W4R01 ARE AFFECTED | EXP1790295 | Labor | 11/27/2018 | 11/27/2018 | Kirk Lis
|  | MEDTRONIC INC. | MEDTRONIC INC. INTEGRATED POWER CONSOLE (EC300) |  | NTC60366 | OPERATING ROOM - PAVILION |  |  |  | 08/22/2014 |  |  |  |  | NO | NO |  |  |  |  | MEDTRONIC INC. 10368292 NTC60366 |  |  | Disposition |  | 99:99:99:99:99:99 |  | Equipment | 6M:00-MFG | 08/27/2018 | 02/01/2020 | COOPER UNIVERSITY HOSPITAL |  |  | K OR 3 |  | DOMINIC VENDETTA
|  | MEDTRONIC INC. | MEDTRONIC INC. LEGEND EHS CONSOLE |  |  | OR - KELEMEN 3 |  |  |  | 02/01/2016 |  |  |  |  | NO | NO |  |  |  |  | MEDTRONIC INC. 13698 06131725 |  |  | Disposition |  |  |  | Equipment | 1Y:00-MFG | 02/01/2016 | 02/01/2016 | COOPER UNIVERSITY HOSPITAL |  |  | 2 KELEMEN |  | DOMINIC VENDETTA |  |  |  | 02/01/2016 | 02/01/2016 |  |  |  |  | 02/01/2016 | 02/01/2016
|  | MEDTRONIC INC. | MEDTRONIC INC. LEGEND EHS EC200 |  | FM08260014 | OPERATING ROOM - PAVILION |  |  |  | 10/16/2019 |  |  |  |  | NO | NO |  |  |  |  | MEDTRONIC INC. 16381 FM08260014 |  |  | Disposition |  |  |  | Non-medical | PAAR:00-PVAR | 10/16/2019 | 10/16/2019 | COOPER UNIVERSITY HOSPITAL |  |  | 3RD FLOOR |  | DOMINIC VENDETTA |  |  |  | 10/16/2019 | 10/16/2019 |  |  |  |  | 10/16/2019 | 10/16/2019
|  | MEDTRONIC INC. | MEDTRONIC INC. LEGEND EHS EC200 |  | FM08260011 | OPERATING ROOM - PAVILION |  |  |  | 10/16/2019 |  |  |  |  | NO | NO |  |  |  |  | MEDTRONIC INC. 16380 FM08260011 |  |  | Disposition |  |  |  | Non-medical | PAAR:00-PVAR | 10/16/2019 | 10/16/2019 | COOPER UNIVERSITY HOSPITAL |  |  | 3RD FLOOR |  | DOMINIC VENDETTA |  |  |  | 10/16/2019 | 10/16/2019 |  |  |  |  | 10/16/2019 | 10/16/2019
|  | MEDTRONIC INC. | MEDTRONIC INC. LEGEND EHS EC200 |  | FM08240079 | OPERATING ROOM - PAVILION |  |  |  | 12/08/2008 |  |  |  |  | NO | NO |  |  |  |  | MEDTRONIC INC. 10346339 FM08240079 |  |  | Disposition |  | 99:99:99:99:99:99 |  | Non-medical | PAAR:00-PVAR | 11/02/2019 |  | COOPER UNIVERSITY HOSPITAL |  |  | OR STORAGE-KELLEMEN | WOT00000000524597 | DOMINIC VENDETTA | Disposition | Closed | Salvatore Bombara | 02/08/2018 | 05/13/2019 | Bulk Disposition CNL | Unit has been retired | EXP2913766 | Labor | 05/13/2019 | 05/13/2019 | Salvatore Bombara
|  | MEDTRONIC INC. | MEDTRONIC INC. LEGEND EHS EC200 |  | FM08240078 | OPERATING ROOM - PAVILION |  |  |  | 12/08/2008 |  |  |  |  | NO | NO |  |  |  |  | MEDTRONIC INC. 10346334 FM08240078 |  |  | Active |  | 99:99:99:99:99:99 |  | Non-medical | PAAR:00-PVAR | 11/02/2019 |  | COOPER UNIVERSITY HOSPITAL |  |  | OR STORAGE-KELLEMEN | WOT00000000524596 | DOMINIC VENDETTA | Disposition | Closed | Salvatore Bombara | 02/08/2018 | 05/17/2019 | Bulk Disposition CNL
|  | MEDTRONIC INC. | MEDTRONIC INC. LIFEPAK 12 |  |  | SIMULATION OPERATION |  |  |  | 05/15/2016 |  |  |  |  | NO | NO |  |  |  |  | MEDTRONIC INC. 22207 33666985 |  |  | Disposition |  |  |  | Life Support | 6M:00-MFG | 05/15/2016 | 05/15/2016 | COOPER UNIVERSITY HOSPITAL |  |  | 9TH FLOOR |  | GREGG STAMAN |  |  |  | 05/15/2016 | 05/15/2016 |  |  |  |  | 05/15/2016 | 05/15/2016
|  | MEDTRONIC INC. | MEDTRONIC INC. LIFEPAK 12 |  |  | CARDIAC CATH LAB |  |  |  | 01/22/2002 |  |  |  |  | NO | NO |  |  |  |  | MEDTRONIC INC. 10347584 13353482 |  |  | Disposition |  | 99:99:99:99:99:99 |  | Life Support | 6M:00-MFG | 05/21/2018 | 05/01/2020 | COOPER UNIVERSITY HOSPITAL |  |  | CCL - EP1 |  | LINDA BEAN
|  | MEDTRONIC INC. | MEDTRONIC INC. LIFEPAK 20 |  |  | CARDIAC CATH LAB |  |  | Removed from service 1/31/20 | 08/31/2005 |  |  |  |  | NO | NO |  |  |  |  | MEDTRONIC INC. 10725075 33503266 |  |  | Disposition |  | 99:99:99:99:99:99 |  | Life Support | 6M:00-MFG | 05/30/2019 | 05/01/2020 | COOPER UNIVERSITY HOSPITAL |  |  | CCL - EP2 |  | LINDA BEAN
|  | MEDTRONIC INC. | MEDTRONIC INC. LIFEPAK 20 |  |  | CARDIAC CATH LAB |  |  | Removed from service 1/31/20 | 01/01/2005 |  |  |  |  | NO | NO |  |  |  |  | MEDTRONIC INC. 10725076 33569155 |  |  | Disposition |  | 99:99:99:99:99:99 |  | Life Support | 6M:00-MFG | 05/30/2019 | 05/01/2020 | COOPER UNIVERSITY HOSPITAL |  |  | CCL - Lab 4 |  | LINDA BEAN
|  | MEDTRONIC INC. | MEDTRONIC INC. LIFEPAK 20 |  |  | TRAUMA ADMIT HELIPAD |  |  | retired per rich | 04/03/2006 |  |  |  |  | NO | NO |  |  |  |  | MEDTRONIC INC. 10369252 34184713 |  |  | Active |  | 99:99:99:99:99:99 |  | Life Support | 6M:00-MFG | 08/20/2019 | 02/01/2020 | COOPER UNIVERSITY HOSPITAL |  |  | Trauma K3 |  | Diane Floyd
|  | MEDTRONIC INC. | MEDTRONIC INC. LIFEPAK 20 |  |  | EMERGENCY ROOM |  |  | retired per rich | 10/01/2006 |  |  |  |  | NO | NO |  |  |  |  | MEDTRONIC INC. 10368850 34183918 |  |  | Active |  | 99:99:99:99:99:99 |  | Life Support | 6M:00-MFG | 08/20/2019 | 02/01/2020 | COOPER UNIVERSITY HOSPITAL |  |  | EMERGENCY DEPARTMENT |  | KAREN GRUBER
|  | MEDTRONIC INC. | MEDTRONIC INC. LIFEPAK 20 |  |  | EMERGENCY ROOM |  |  | retired per rich | 02/04/2009 |  |  |  |  | NO | NO |  |  |  |  | MEDTRONIC INC. 10368841 37376232 |  |  | Active |  | 99:99:99:99:99:99 |  | Life Support | 6M:00-MFG | 08/15/2019 | 02/01/2020 | COOPER UNIVERSITY HOSPITAL |  |  | EMERGENCY DEPARTMENT |  | KAREN GRUBER
|  | MEDTRONIC INC. | MEDTRONIC INC. LIFEPAK 20 |  |  | OR - KELEMEN 3 |  |  |  | 04/03/2006 |  |  |  |  | NO | NO |  |  |  |  | MEDTRONIC INC. 10368775 34183911 |  |  | Disposition |  |  |  | Life Support | 6M:00-MFG | 12/12/2016 | 02/01/2020 | COOPER UNIVERSITY HOSPITAL |  |  | TRAUMA OR ROOM |  | DOMINIC VENDETTA
|  | MEDTRONIC INC. | MEDTRONIC INC. LIFEPAK 20 |  |  | CAT SCAN |  |  | retired per rich | 04/03/2006 |  |  |  |  | NO | NO |  |  |  |  | MEDTRONIC INC. 10368702 34184674 |  |  | Active |  | 99:99:99:99:99:99 |  | Life Support | 6M:00-MFG | 07/24/2019 | 01/01/2020 | COOPER UNIVERSITY HOSPITAL |  |  | Rad Nursing/Battery Replaced 7-17 |  | PAULETTE DUCKREY
|  | MEDTRONIC INC. | MEDTRONIC INC. LIFEPAK 20 |  |  | CARDIAC CATH LAB |  |  | Removed from service 1/31/20 | 06/01/2003 |  |  |  |  | NO | NO |  |  |  |  | MEDTRONIC INC. 10368635 30935927 |  |  | Disposition |  | 99:99:99:99:99:99 |  | Life Support | 6M:00-MFG | 08/27/2019 | 02/01/2020 | COOPER UNIVERSITY HOSPITAL |  |  | CCL - K455 |  | LINDA BEAN
|  | MEDTRONIC INC. | MEDTRONIC INC. LIFEPAK 20 |  |  | TRAUMA ICU |  |  | retired per rich | 08/17/2009 |  |  |  |  | NO | NO |  |  |  |  | MEDTRONIC INC. 10368615 37590217 |  |  | Active |  | 99:99:99:99:99:99 |  | Life Support | 6M:00-MFG | 08/20/2019 | 02/01/2020 | COOPER UNIVERSITY HOSPITAL |  |  | CCU |  | Diane Floyd
|  | MEDTRONIC INC. | MEDTRONIC INC. LIFEPAK 20 |  |  | TRAUMA ICU |  |  |  | 04/03/2006 |  |  |  |  | NO | NO |  |  |  |  | MEDTRONIC INC. 10368607 34183903 |  |  | Active |  | 99:99:99:99:99:99 |  | Life Support | 6M:00-MFG | 08/15/2019 | 02/01/2020 | COOPER UNIVERSITY HOSPITAL |  |  | TAA K1 |  | Diane Floyd
|  | MEDTRONIC INC. | MEDTRONIC INC. LIFEPAK 20 |  |  | TRAUMA ADMIT |  |  | retired per rich | 04/03/2006 |  |  |  |  | NO | NO |  |  |  |  | MEDTRONIC INC. 10368186 34183904 |  |  | Active |  | 99:99:99:99:99:99 |  | Life Support | 6M:00-MFG | 08/20/2019 | 02/01/2020 | COOPER UNIVERSITY HOSPITAL |  |  | Trauma K |  | Diane Floyd
|  | MEDTRONIC INC. | MEDTRONIC INC. LIFEPAK 20 |  |  | EMERGENCY ROOM |  |  | retired per rich | 01/01/1900 |  |  |  |  | NO | NO |  |  |  |  | MEDTRONIC INC. 10368142 30936121 |  |  | Active |  | 99:99:99:99:99:99 |  | Life Support | 6M:00-MFG | 08/15/2019 | 02/01/2020 | COOPER UNIVERSITY HOSPITAL |  |  | ER |  | KAREN GRUBER
|  | MEDTRONIC INC. | MEDTRONIC INC. LIFEPAK 20 |  |  | CARDIAC CATH LAB |  |  | Removed from service 1/31/20 | 01/01/1900 |  |  |  |  | NO | NO |  |  |  |  | MEDTRONIC INC. 10367855 31225922 |  |  | Disposition |  | 99:99:99:99:99:99 |  | Life Support | 6M:00-MFG | 05/30/2019 | 05/01/2020 | COOPER UNIVERSITY HOSPITAL |  |  | CCL - Lab 2 |  | LINDA BEAN
|  | MEDTRONIC INC. | MEDTRONIC INC. LIFEPAK 20 |  |  | CARDIAC CATH LAB |  |  | Removed from service 1/31/20 | 04/01/2003 |  |  |  |  | NO | NO |  |  |  |  | MEDTRONIC INC. 10367836 30784837 |  |  | Disposition |  | 99:99:99:99:99:99 |  | Life Support | 6M:00-MFG | 05/28/2019 | 05/01/2020 | COOPER UNIVERSITY HOSPITAL |  |  | CCL - Lab 1 |  | LINDA BEAN
|  | MEDTRONIC INC. | MEDTRONIC INC. LIFEPAK 20 |  |  | CCU - CORONARY CARE UNIT |  |  | retired per rich | 08/31/2005 |  |  |  |  | NO | NO |  |  |  |  | MEDTRONIC INC. 10367811 33422383 |  |  | Active |  | 99:99:99:99:99:99 |  | Life Support | 6M:00-MFG | 06/21/2019 | 12/01/2019 | COOPER UNIVERSITY HOSPITAL |  |  | EP2 (as loaner) |  | CAROLYN RUMELL
|  | MEDTRONIC INC. | MEDTRONIC INC. LIFEPAK 20 |  |  | CDU - CLINICAL DECISION UNIT-9 KELEMEN |  |  | Removed from service 1/31/20 | 07/01/2003 |  |  |  |  | NO | NO |  |  |  |  | MEDTRONIC INC. 10367713 31325279 |  |  | Disposition |  | 99:99:99:99:99:99 |  | Life Support | 6M:00-MFG | 05/28/2019 | 05/01/2020 | COOPER UNIVERSITY HOSPITAL |  |  | CDU N10 |  | KAREN GRUBER
|  | MEDTRONIC INC. | MEDTRONIC INC. LIFEPAK 20 |  |  | SHORT PROCEDURE UNIT |  |  | retired per rich | 04/03/2006 |  |  |  |  | NO | NO |  |  |  |  | MEDTRONIC INC. 10367534 34189488 |  |  | Active |  | 99:99:99:99:99:99 |  | Life Support | 6M:00-MFG | 06/27/2019 | 12/01/2019 | COOPER UNIVERSITY HOSPITAL |  |  | 5 KELEMEN |  | Lisa Geoghegan
|  | MEDTRONIC INC. | MEDTRONIC INC. LIFEPAK 20 |  |  | BIOMEDICAL |  |  | retired per rich | 02/27/2009 |  |  |  |  | NO | NO |  |  |  |  | MEDTRONIC INC. 10366563 37376229 |  |  | Active |  | 99:99:99:99:99:99 |  | Life Support | 6M:00-MFG | 06/27/2019 | 12/01/2019 | COOPER UNIVERSITY HOSPITAL |  |  | South8 pcu |  | Bonnie Aichroch
|  | MEDTRONIC INC. | MEDTRONIC INC. LIFEPAK 20 |  |  | KELEMEN 8 PCU |  |  | retired per rich | 06/16/2003 |  |  |  |  | NO | NO |  |  |  |  | MEDTRONIC INC. 10365967 30939042 |  |  | Active |  | 99:99:99:99:99:99 |  | Life Support | 6M:00-MFG | 07/18/2019 | 01/01/2020 | COOPER UNIVERSITY HOSPITAL |  |  | ER 8 |  | BYRON WELLS
|  | MEDTRONIC INC. | MEDTRONIC INC. LIFEPAK 20 |  |  | INTENSIVE CARE UNIT |  |  | retired per rich | 04/03/2006 |  |  |  |  | NO | NO |  |  |  |  | MEDTRONIC INC. 10364884 34183921 |  |  | Active |  | 99:99:99:99:99:99 |  | Life Support | 6M:00-MFG | 06/21/2019 | 12/01/2019 | COOPER UNIVERSITY HOSPITAL |  |  | ICU P477 |  | CAROLYN RUMELL
|  | MEDTRONIC INC. | MEDTRONIC INC. LIFEPAK 20 |  |  | EMERGENCY ROOM |  |  | retired per rich | 02/04/2009 |  |  |  |  | NO | NO |  |  |  |  | MEDTRONIC INC. 10365460 37593253 |  |  | Active |  | 99:99:99:99:99:99 |  | Life Support | 6M:00-MFG | 08/15/2019 | 02/01/2020 | COOPER UNIVERSITY HOSPITAL |  |  | pm |  | KAREN GRUBER
|  | MEDTRONIC INC. | MEDTRONIC INC. LIFEPAK 20 |  |  | EMERGENCY ROOM |  |  | retired per rich | 03/01/2003 |  |  |  |  | NO | NO |  |  |  |  | MEDTRONIC INC. 10365458 30780706 |  |  | Active |  | 99:99:99:99:99:99 |  | Life Support | 6M:00-MFG | 08/20/2019 | 02/01/2020 | COOPER UNIVERSITY HOSPITAL |  |  | ER 25 |  | KAREN GRUBER
|  | MEDTRONIC INC. | MEDTRONIC INC. LIFEPAK 20 |  |  | TRAUMA ADMIT |  |  | retired per rich | 02/04/2009 |  |  |  |  | NO | NO |  |  |  |  | MEDTRONIC INC. 10365451 37590200 |  |  | Active |  | 99:99:99:99:99:99 |  | Life Support | 6M:00-MFG | 08/15/2019 | 02/01/2020 | COOPER UNIVERSITY HOSPITAL |  |  | TRAUMA ADMIT |  | Diane Floyd
|  | MEDTRONIC INC. | MEDTRONIC INC. LIFEPAK 20 |  |  | GYNECOLOGY / DIABETES TREATMENT |  |  | Removed from service 1/31/20 | 04/01/2003 |  |  |  |  | NO | NO |  |  |  |  | MEDTRONIC INC. 10365361 30766294 |  |  | Active |  | 99:99:99:99:99:99 |  | Life Support | 6M:00-MFG | 08/28/2019 | 02/01/2020 | COOPER UNIVERSITY HOSPITAL |  |  | kelemen south 9 |  | LAUSA ZIMMERMAN
|  | MEDTRONIC INC. | MEDTRONIC INC. LIFEPAK 20 |  |  | BIOMEDICAL |  |  | retired per rich | 03/03/2003 |  |  |  |  | NO | NO |  |  |  |  | MEDTRONIC INC. 10365292 30766656 |  |  | Active | 10365292, 30244982 | 99:99:99:99:99:99 |  | Life Support | 6M:00-MFG | 06/27/2019 | 12/01/2019 | COOPER UNIVERSITY HOSPITAL |  |  | North 8 pcu |  | Bonnie Aichroch
|  | MEDTRONIC INC. | MEDTRONIC INC. LIFEPAK 20 |  |  | INTENSIVE CARE UNIT |  |  | retired per rich | 04/01/2003 |  |  |  |  | NO | NO |  |  |  |  | MEDTRONIC INC. 10364845 30775734 |  |  | Active |  | 99:99:99:99:99:99 |  | Life Support | 6M:00-MFG | 06/21/2019 | 12/01/2019 | COOPER UNIVERSITY HOSPITAL |  |  | ICU P489 |  | CAROLYN RUMELL
|  | MEDTRONIC INC. | MEDTRONIC INC. LIFEPAK 20 |  |  | MOTHER INFANT UNIT |  |  | Removed from service 1/31/20 | 04/03/2006 |  |  |  |  | NO | NO |  |  |  |  | MEDTRONIC INC. 10364823 34189503 |  |  | Disposition |  | 99:99:99:99:99:99 |  | Life Support | 6M:00-MFG | 05/28/2019 | 05/01/2020 | COOPER UNIVERSITY HOSPITAL |  |  | NURSES STATION 3RD FLOOR L&D |  | Christina Smith
|  | MEDTRONIC INC. | MEDTRONIC INC. LIFEPAK 20 |  |  | INTENSIVE CARE UNIT |  |  | retired per rich | 01/15/2009 |  |  |  |  | NO | NO |  |  |  |  | MEDTRONIC INC. 10357182 37376218 |  |  | Active |  | 99:99:99:99:99:99 |  | Life Support | 6M:00-MFG | 06/21/2019 | 12/01/2019 | COOPER UNIVERSITY HOSPITAL |  |  | ICU P476 |  | CAROLYN RUMELL
|  | MEDTRONIC INC. | MEDTRONIC INC. LIFEPAK 20 |  |  | NEURO/ORTHO/MEDSURG/7 PAV |  |  | retired per rich | 03/04/2009 |  |  |  |  | NO | NO |  |  |  |  | MEDTRONIC INC. 10356690 37376225 |  |  | Active |  | 99:99:99:99:99:99 |  | Life Support | 6M:00-MFG | 08/22/2019 | 02/01/2020 | COOPER UNIVERSITY HOSPITAL |  |  | PAVILION 7 |  | Pam Young
|  | MEDTRONIC INC. | MEDTRONIC INC. LIFEPAK 20 |  |  | MED/SURG 6 PAVILION |  |  | retired per rich | 02/27/2009 |  |  |  |  | NO | NO |  |  |  |  | MEDTRONIC INC. 10356467 37376233 |  |  | Active |  | 99:99:99:99:99:99 |  | Life Support | 6M:00-MFG | 08/28/2019 | 02/01/2020 | COOPER UNIVERSITY HOSPITAL |  |  | 6 PAVILION |  | BRIAN OSHAUGHNESSY
|  | MEDTRONIC INC. | MEDTRONIC INC. LIFEPAK 20 |  |  | NEURO/ORTHO/MEDSURG/7 PAV |  |  | retired per rich | 03/04/2009 |  |  |  |  | NO | NO |  |  |  |  | MEDTRONIC INC. 10356426 37376227 |  |  | Active |  | 99:99:99:99:99:99 |  | Life Support | 6M:00-MFG | 08/22/2019 | 02/01/2020 | COOPER UNIVERSITY HOSPITAL |  |  | PAVILION 7 |  | Pam Young
|  | MEDTRONIC INC. | MEDTRONIC INC. LIFEPAK 20 |  |  | PAVILION PACU |  |  |  | 02/12/2009 |  |  |  |  | NO | NO |  |  |  |  | MEDTRONIC INC. 10356214 37376228 |  |  | Disposition |  | 99:99:99:99:99:99 |  | Life Support | 6M:00-MFG | 06/21/2019 | 12/01/2019 | COOPER UNIVERSITY HOSPITAL |  |  | PAV 9 |  | FRANK OBRIEN
|  | MEDTRONIC INC. | MEDTRONIC INC. LIFEPAK 20 |  |  | OR - KELEMEN 3 |  |  | retired per rich | 04/03/2006 |  |  |  |  | NO | NO |  |  |  |  | MEDTRONIC INC. 10356183 34184675 |  |  | Active |  | 99:99:99:99:99:99 |  | Life Support | 6M:00-MFG | 11/01/2019 | 05/01/2020 | COOPER UNIVERSITY HOSPITAL |  |  | SURGICAL HOLDING AREA |  | DOMINIC VENDETTA
|  | MEDTRONIC INC. | MEDTRONIC INC. LIFEPAK 20 |  |  | KELEMEN 8 PCU |  |  | retired per rich | 04/01/2003 |  |  |  |  | NO | NO |  |  |  |  | MEDTRONIC INC. 10356105 30947066 |  |  | Active |  | 99:99:99:99:99:99 |  | Life Support | 6M:00-MFG | 07/26/2019 | 01/01/2020 | COOPER UNIVERSITY HOSPITAL |  |  | ER by rm 25 |  | BYRON WELLS
|  | MEDTRONIC INC. | MEDTRONIC INC. LIFEPAK 20 |  |  | MED/SURG 6 PAVILION |  |  |  | 01/01/1900 |  |  |  |  | NO | NO |  |  |  |  | MEDTRONIC INC. 10356103 30948153 |  |  | Disposition |  |  |  | Life Support | 6M:00-MFG | 02/28/2018 | 01/01/2020 | COOPER UNIVERSITY HOSPITAL |  |  | BIOMED |  | BRIAN OSHAUGHNESSY
|  | MEDTRONIC INC. | MEDTRONIC INC. LIFEPAK 20 |  |  | INCU - KELEMEN S10 |  |  | Removed from service 1/31/20 | 06/16/2003 |  |  |  |  | NO | NO |  |  |  |  | MEDTRONIC INC. 10356045 30946703 |  |  | Disposition |  | 99:99:99:99:99:99 |  | Life Support | 6M:00-MFG | 11/01/2019 | 05/01/2020 | COOPER UNIVERSITY HOSPITAL |  |  | MED North10 NURSES |  | Lisa Brooks
|  | MEDTRONIC INC. | MEDTRONIC INC. LIFEPAK 20 |  |  | MED/SURG 6 PAVILION |  |  | retired per rich | 10/01/2006 |  |  |  |  | NO | NO |  |  |  |  | MEDTRONIC INC. 10356028 34183912 |  |  | Active |  | 99:99:99:99:99:99 |  | Life Support | 6M:00-MFG | 08/28/2019 | 02/01/2020 | COOPER UNIVERSITY HOSPITAL |  |  | P6 end hall |  | BRIAN OSHAUGHNESSY
|  | MEDTRONIC INC. | MEDTRONIC INC. LIFEPAK 20 |  |  | KELEMEN N10 |  |  | Removed from service 1/31/20 | 04/01/2002 |  |  |  |  | NO | NO |  |  |  |  | MEDTRONIC INC. 10355815 30934568 |  |  | Disposition |  | 99:99:99:99:99:99 |  | Life Support | 6M:00-MFG | 11/01/2019 | 05/01/2020 | COOPER UNIVERSITY HOSPITAL |  |  | MEDSURG - S10 |  | Lisa Brooks
|  | MEDTRONIC INC. | MEDTRONIC INC. LIFEPAK 20 |  |  | CCU - CORONARY CARE UNIT |  |  |  | 03/01/2003 |  |  |  |  | NO | NO |  |  |  |  | MEDTRONIC INC. 10355679 30779815 |  |  | Disposition |  | 99:99:99:99:99:99 |  | Life Support | 6M:00-MFG | 06/25/2019 | 12/01/2019 | COOPER UNIVERSITY HOSPITAL |  |  | ccu |  | CAROLYN RUMELL
|  | MEDTRONIC INC. | MEDTRONIC INC. LIFEPAK 20 |  |  | TSDU - KELEMEN S7 |  |  | retired per rich | 04/03/2006 |  |  |  |  | NO | NO |  |  |  |  | MEDTRONIC INC. 10355620 34189518 |  |  | Active |  | 99:99:99:99:99:99 |  | Life Support | 6M:00-MFG | 08/20/2019 | 02/01/2020 | COOPER UNIVERSITY HOSPITAL |  |  | TSDU/7N |  | JEN VANDER HORN
|  | MEDTRONIC INC. | MEDTRONIC INC. LIFEPAK 20 |  |  | TSDU - KELEMEN S7 |  |  | retired per rich | 04/01/2003 |  |  |  |  | NO | NO |  |  |  |  | MEDTRONIC INC. 10355572 30779813 |  |  | Active |  | 99:99:99:99:99:99 |  | Life Support | 6M:00-MFG | 08/20/2019 | 02/01/2020 | COOPER UNIVERSITY HOSPITAL |  |  | CCU |  | JEN VANDER HORN
|  | MEDTRONIC INC. | MEDTRONIC INC. LIFEPAK 20 |  |  | BIOMEDICAL |  |  | retired per rich | 04/01/2003 |  |  |  |  | NO | NO |  |  |  |  | MEDTRONIC INC. 10355254 30785331 |  |  | Active |  | 99:99:99:99:99:99 |  | Life Support | 6M:00-MFG | 08/28/2019 | 02/01/2020 | COOPER UNIVERSITY HOSPITAL |  |  | BIOMED |  | Bonnie Aichroch
|  | MEDTRONIC INC. | MEDTRONIC INC. LIFEPAK 20 |  |  | MATERNAL FETAL CARE UNIT |  |  | Removed from service 1/31/20 | 04/03/2006 |  |  |  |  | NO | NO |  |  |  |  | MEDTRONIC INC. 10355078 34181771 |  |  | Disposition |  | 99:99:99:99:99:99 |  | Life Support | 6M:00-MFG | 05/28/2019 | 05/01/2020 | COOPER UNIVERSITY HOSPITAL |  |  | D6 |  | JOANNA HORST
|  | MEDTRONIC INC. | MEDTRONIC INC. LIFEPAK 20 |  |  | LABOR & DELIVERY |  |  |  | 04/03/2006 |  |  |  |  | NO | NO |  |  |  |  | MEDTRONIC INC. 10355009 34183914 |  |  | Disposition |  | 99:99:99:99:99:99 |  | Life Support | 6M:00-MFG | 11/01/2019 | 05/01/2020 | COOPER UNIVERSITY HOSPITAL |  |  | D604 |  | JOANNA HORST
|  | MEDTRONIC INC. | MEDTRONIC INC. LIFEPAK 20 |  |  | MOTHER INFANT UNIT |  |  |  | 04/03/2006 |  |  |  |  | NO | NO |  |  |  |  | MEDTRONIC INC. 10354995 34183919 |  |  | Disposition |  | 99:99:99:99:99:99 |  | Life Support | 6M:00-MFG | 05/28/2019 | 05/01/2020 | COOPER UNIVERSITY HOSPITAL |  |  | D5 |  | Christina Smith
|  | MEDTRONIC INC. | MEDTRONIC INC. LIFEPAK 20 |  |  | INTENSIVE CARE UNIT |  |  |  | 01/15/2009 |  |  |  |  | NO | NO |  |  |  |  | MEDTRONIC INC. 10354899 37371015 |  |  | Active |  | 99:99:99:99:99:99 |  | Life Support | 6M:00-MFG | 06/21/2019 | 12/01/2019 | COOPER UNIVERSITY HOSPITAL |  |  | pavilion |  | CAROLYN RUMELL
|  | MEDTRONIC INC. | MEDTRONIC INC. LIFEPAK 20 |  |  | INTENSIVE CARE NURSERY |  |  | retired per rich | 04/03/2006 |  |  |  |  | NO | NO |  |  |  |  | MEDTRONIC INC. 10354769 34184699 |  |  | Active |  | 99:99:99:99:99:99 |  | Life Support | 6M:00-MFG | 11/01/2019 | 05/01/2020 | COOPER UNIVERSITY HOSPITAL |  |  | DORRANCE 5 nicu |  | JOANNE FOX
|  | MEDTRONIC INC. | MEDTRONIC INC. LIFEPAK 20 |  |  | EMERGENCY ROOM |  |  | retired per rich | 08/15/2019 |  |  |  |  | NO | NO |  |  |  |  | MEDTRONIC INC. 30149536 30782336 |  |  | Active |  | 99:99:99:99:99:99 |  | Life Support | 6M:00-MFG | 08/15/2019 | 08/15/2019 | COOPER UNIVERSITY HOSPITAL |  |  | EMERGENCY DEPARTMENT |  | KAREN GRUBER |  |  |  | 08/15/2019 | 08/15/2019 |  |  |  |  | 08/15/2019 | 08/15/2019
|  | MEDTRONIC INC. | MEDTRONIC INC. LIFEPAK 20 |  |  | PEDIATRICS SOUTH 7 |  |  |  | 02/20/2018 |  |  |  |  | NO | NO |  |  |  |  | MEDTRONIC INC. 30143381 30950468 |  |  | Disposition |  |  |  | Life Support | 6M:00-MFG | 02/20/2018 | 02/20/2018 | COOPER UNIVERSITY HOSPITAL |  |  | NURSES STATION peds 7 |  | JOANNE FOX |  |  |  | 02/20/2018 | 02/20/2018 |  |  |  |  | 02/20/2018 | 02/20/2018
|  | MEDTRONIC INC. | MEDTRONIC INC. LIFEPAK 20 |  |  | CARDIAC CATH LAB |  |  |  | 05/21/2018 |  |  |  |  | NO | NO |  |  |  |  | MEDTRONIC INC. 30143350 30946702 |  |  | Disposition |  | 99:99:99:99:99:99 |  | Life Support | 6M:00-MFG | 05/21/2018 | 05/21/2018 | COOPER UNIVERSITY HOSPITAL |  |  | CCL - EP2 |  | LINDA BEAN |  |  |  | 05/21/2018 | 05/21/2018 |  |  |  |  | 05/21/2018 | 05/21/2018
|  | MEDTRONIC INC. | MEDTRONIC INC. LIFEPAK 20 TRAINER |  |  | LIFE SUPPORT |  |  |  | 01/01/1900 |  |  |  |  | NO | NO |  |  |  |  | MEDTRONIC INC. 20524 38490186 |  |  | Disposition |  |  |  | High Risk | 1Y:00-ESI | 01/01/1900 | 01/01/1900 | COOPER UNIVERSITY HOSPITAL |  |  | LIFE SUPPORT |  | KATHY MARTINO |  |  |  | 01/01/1900 | 01/01/1900 |  |  |  |  | 01/01/1900 | 01/01/1900
|  | MEDTRONIC INC. | MEDTRONIC INC. LIFEPAK 20 TRAINER |  |  | LIFE SUPPORT |  |  |  | 01/01/1900 |  |  |  |  | NO | NO |  |  |  |  | MEDTRONIC INC. 20522 38488265 |  |  | Disposition |  |  |  | High Risk | 1Y:00-ESI | 01/01/1900 | 01/01/1900 | COOPER UNIVERSITY HOSPITAL |  |  | LIFE SUPPORT |  | KATHY MARTINO |  |  |  | 01/01/1900 | 01/01/1900 |  |  |  |  | 01/01/1900 | 01/01/1900
|  | MEDTRONIC INC. | MEDTRONIC INC. LIFEPAK 20 TRAINER |  |  | LIFE SUPPORT |  |  |  | 01/01/1900 |  |  |  |  | NO | NO |  |  |  |  | MEDTRONIC INC. 20523 38488256 |  |  | Disposition |  |  |  | High Risk | 1Y:00-ESI | 01/01/1900 | 01/01/1900 | COOPER UNIVERSITY HOSPITAL |  |  | LIFE SUPPORT |  | KATHY MARTINO |  |  |  | 01/01/1900 | 01/01/1900 |  |  |  |  | 01/01/1900 | 01/01/1900
|  | MEDTRONIC INC. | MEDTRONIC INC. LIFEPAK 20 TRAINER |  |  | LIFE SUPPORT |  |  |  | 01/01/1900 |  |  |  |  | NO | NO |  |  |  |  | MEDTRONIC INC. 12092 31915544 |  |  | Disposition |  |  |  | High Risk | 1Y:00-ESI | 01/01/1900 | 01/01/1900 | COOPER UNIVERSITY HOSPITAL |  |  | DORRANCE 253 |  | KATHY MARTINO |  |  |  | 01/01/1900 | 01/01/1900 |  |  |  |  | 01/01/1900 | 01/01/1900
|  | MEDTRONIC INC. | MEDTRONIC INC. LIFEPAK 20 TRAINER |  |  | LIFE SUPPORT |  |  |  | 04/03/2006 |  |  |  |  | NO | NO |  |  |  |  | MEDTRONIC INC. 10480113 31658246 |  |  | Disposition |  |  |  | High Risk | 1Y:00-ESI | 01/01/1900 | 12/01/2019 | COOPER UNIVERSITY HOSPITAL |  |  | DORRANCE 253 |  | KATHY MARTINO
|  | MEDTRONIC INC. | MEDTRONIC INC. LIFEPAK 20 TRAINER |  |  | LIFE SUPPORT |  |  |  | 04/03/2006 |  |  |  |  | NO | NO |  |  |  |  | MEDTRONIC INC. 10480021 31561553 |  |  | Disposition |  |  |  | High Risk | 1Y:00-ESI | 01/01/1900 | 12/01/2019 | COOPER UNIVERSITY HOSPITAL |  |  | DORRANCE 253 |  | KATHY MARTINO
|  | MEDTRONIC INC. | MEDTRONIC INC. LIFEPAK 20 TRAINER |  |  | LIFE SUPPORT |  |  |  | 04/03/2006 |  |  |  |  | NO | NO |  |  |  |  | MEDTRONIC INC. 10480022 31547508 |  |  | Disposition |  |  |  | High Risk | 1Y:00-ESI | 01/01/1900 | 12/01/2019 | COOPER UNIVERSITY HOSPITAL |  |  | DORRANCE 253 |  | KATHY MARTINO
|  | MEDTRONIC INC. | MEDTRONIC INC. LIFEPAK CR PLUS |  |  | 3 COOPER-HEM/ONC |  |  |  | 07/07/2015 |  |  |  |  | NO | NO |  |  |  |  | MEDTRONIC INC. 12232 34221592 |  |  | Disposition |  |  |  | Life Support | 6M:00-MFG | 07/07/2015 | 07/07/2015 | COOPER AMBULATORY OFF-SITES |  |  | SUITE F |  | LOIS CARR |  |  |  | 07/07/2015 | 07/07/2015 |  |  |  |  | 07/07/2015 | 07/07/2015
|  | MEDTRONIC INC. | MEDTRONIC INC. LIFEPAK CR PLUS |  |  | WILLINGBORO CARDIOLOGY |  |  |  | 05/13/2016 |  |  |  |  | NO | NO |  |  |  |  | MEDTRONIC INC. 12230 34221599 |  |  | Disposition |  |  |  | Life Support | 6M:00-MFG | 05/13/2016 | 05/13/2016 | COOPER AMBULATORY OFF-SITES |  |  |  |  | JACKIE YOUNG |  |  |  | 05/13/2016 | 05/13/2016 |  |  |  |  | 05/13/2016 | 05/13/2016
|  | MEDTRONIC INC. | MEDTRONIC INC. LIFEPAK CR PLUS |  |  | CHERRY HILL BONE AND JOINT |  |  |  | 08/21/2019 |  |  |  |  | NO | NO |  |  |  |  | MEDTRONIC INC. 11200064 48293410 |  |  | Active |  |  |  | Life Support | 6M:00-MFG | 08/21/2019 | 08/21/2019 | COOPER AMBULATORY OFF-SITES |  |  | Performance Verification | WOT00000003458581 | CASSANDRA RIVERA | Service Request | Closed | Kirk Lis | 08/21/2019 | 08/21/2019 | AED machines - new needs checked and tagged | INVENTORIED NEW EQUIPMENT | EXP3791509 | Labor | 08/21/2019 | 08/21/2019 | Kirk Lis
|  | MEDTRONIC INC. | MEDTRONIC INC. LIFEPAK CR PLUS |  |  | BIOMEDICAL |  |  |  | 12/10/2012 |  |  |  |  | NO | NO |  |  |  |  | MEDTRONIC INC. 10369341 40935270 |  |  | Disposition |  | 99:99:99:99:99:99 |  | Life Support | PAAR:00-PVAR | 10/31/2019 |  | COOPER UNIVERSITY HOSPITAL |  |  | 10TH FLOOR PAVILION |  | Bonnie Aichroch
|  | MEDTRONIC INC. | MEDTRONIC INC. LIFEPAK CR PLUS |  |  | BIOMEDICAL |  |  |  | 11/01/2007 |  |  |  |  | NO | NO |  |  |  |  | MEDTRONIC INC. 10365294 33999705 |  |  | Disposition |  |  |  | Life Support | 6M:00-MFG | 07/24/2015 | 12/01/2019 | COOPER UNIVERSITY HOSPITAL |  |  | BIOMED SHOP |  | Bonnie Aichroch
|  | MEDTRONIC INC. | MEDTRONIC INC. LIFEPAK CR PLUS |  |  | CHERRY HILL URGENT CARE |  |  |  | 10/16/2012 |  |  |  |  | NO | NO |  |  |  |  | MEDTRONIC INC. 10346140 40705212 |  |  | Active |  | 99:99:99:99:99:99 |  | Life Support | PAAR:00-PVAR | 10/31/2019 |  | COOPER AMBULATORY OFF-SITES |  |  | HALLWAY |  | MELISSA PORTOBANCO
|  | MEDTRONIC INC. | MEDTRONIC INC. LIFEPAK15 CHARGER |  |  | EMERGENCY ROOM |  |  |  | 08/26/2008 |  |  |  |  | NO | NO |  |  |  |  | MEDTRONIC INC. 10365459 36429939 |  |  | Disposition |  |  |  | Equipment | PAAR:00-PVAR | 11/02/2019 |  | COOPER UNIVERSITY HOSPITAL |  |  | ED TRUMA ROOMS |  | KAREN GRUBER
|  | MEDTRONIC INC. | MEDTRONIC INC. MAGELLAN |  | MAG1001317 | PERFUSION |  |  |  | 02/24/2009 |  |  |  |  | NO | NO |  |  |  |  | MEDTRONIC INC. 10355486 MAG1001317 |  |  | Disposition |  |  |  | High Risk | 6M:00-MFG | 11/05/2015 |  | COOPER UNIVERSITY HOSPITAL |  |  | OR 6 AND 7 PUMP ROOM |  | Bonnie Aichroch
T-30071412 |  | MEDTRONIC INC. | MEDTRONIC INC. N'VISION PROGRAMMER |  |  | VOORHEES UROGYNECOLOGY |  |  |  | 11/02/2019 |  |  |  |  | NO | NO |  |  |  |  | MEDTRONIC INC. T-30071412 8840 |  |  | Active |  | 99:99:99:99:99:99 |  | Equipment | PAAR:00-PVAR | 11/02/2019 | 11/02/2019 | COOPER AMBULATORY OFF-SITES |  |  | PRIVATE OFFICE SUPERVIS | 0011322177 | Sheronda Coppage-Belt | Alert | Closed | Kirk Lis | 11/02/2019 | 11/02/2019 | ALT000923: Medtronic - SynchroMed Implantable Infusion Systems: Model 8870 Software Update and Labeling Priming Bolus Issue | 3/24/2017 12:19:03 PM KALIS (KALIS 3/24/2017 12:00 AM) RESEARCHED EQUIPMENT INVOLVED IN ALERT. MEDTRONIC E-MAILING INFO THAT THESE DEVICES ARE NOT FDA APPROVED AND THEREFORE ARE NOT USED IN THE US!!!!!!!!!!!!!!!!!!!!!!!!! 5/30/2017 11:37:09 AM KALIS (KALIS 5/30/2017 12:00 AM) DOCUMENTATION. HOSPITAL DOES NOT HAVE ANY AFFECTED UNITS. THESE UNITS ARE NOT FDA APPROVED AND THEREFORE NOT USED IN UNITED STATES | CE1AD597-CD1B-4C66-95EB-5D6D94B71D3E | Labor | 11/02/2019 | 11/02/2019 | Kirk Lis
|  | MEDTRONIC INC. | MEDTRONIC INC. PEAK PLASMABLADE SYSTEM |  | 12C21507 | CARDIAC CATH LAB |  |  |  | 02/19/2013 |  |  |  |  | NO | NO |  |  |  |  | MEDTRONIC INC. 10368389 12C21507 |  |  | Disposition |  |  |  | High Risk | 6M:00-MFG | 06/28/2016 | 02/01/2020 | COOPER UNIVERSITY HOSPITAL |  |  | EP LAB |  | LINDA BEAN
|  | MEDTRONIC INC. | MEDTRONIC INC. PULSAR II |  | 12C20526 | CARDIAC CATH LAB |  |  |  | 06/09/2015 |  |  |  |  | NO | NO |  |  |  |  | MEDTRONIC INC. 10725074 12C20526 |  |  | Disposition |  | 99:99:99:99:99:99 |  | High Risk | 6M:00-MFG | 05/25/2018 | 05/01/2020 | COOPER UNIVERSITY HOSPITAL |  |  | CCL - EP2 |  | LINDA BEAN
|  | MEDTRONIC INC. | MEDTRONIC INC. PULSAR II |  | 12C20790 | CARDIAC CATH LAB |  |  |  | 01/01/1900 |  |  |  |  | NO | NO |  |  |  |  | MEDTRONIC INC. 10369216 12C20790 |  |  | Disposition |  |  |  | High Risk | 6M:00-MFG | 07/25/2017 | 02/01/2020 | COOPER UNIVERSITY HOSPITAL |  |  | EP3 |  | LINDA BEAN
|  | MEDTRONIC INC. | MEDTRONIC INC. VITATRON |  | pkk019558r | HEART INSTITUTE |  |  |  | 01/01/1900 |  |  |  |  | NO | NO |  |  |  |  | MEDTRONIC INC. 10366790 pkk019558r |  |  | Active |  | 99:99:99:99:99:99 |  | Equipment | PAAR:00-PVAR | 11/02/2019 |  | COOPER AMBULATORY OFF-SITES |  |  | Doctor's Office |  | KATHRYN COMO
|  | MEDTRONIC INC. | MEDTRONIC INC. VITATRON |  | pkk101867r | WOODSTOWN - CARDIOLOGY |  |  |  | 01/01/1900 |  |  |  |  | NO | NO |  |  |  |  | MEDTRONIC INC. 10345904 pkk101867r |  |  | Active |  | 99:99:99:99:99:99 |  | Equipment | PAAR:00-PVAR | 11/01/2019 |  | COOPER AMBULATORY OFF-SITES |  |  | MOVES |  | SUSAN WHITZELL
|  | MEDTRONIC INC. | MEDTRONIC INC. VITATRON |  | PKK02117R | WOODSTOWN - CARDIOLOGY |  |  |  | 01/10/2012 |  |  |  |  | NO | NO |  |  |  |  | MEDTRONIC INC. 10345903 PKK02117R |  |  | Active |  | 99:99:99:99:99:99 |  | Equipment | PAAR:00-PVAR | 11/01/2019 |  | COOPER AMBULATORY OFF-SITES |  |  | MOVES |  | SUSAN WHITZELL
|  | MEDTRONIC SURGICAL NAVIGATION TECHNOLOGI | MEDTRONIC SURGICAL NAVIGATION TECHNOLOGI STEALTHSTATION AXIEM |  |  | OR - KELEMEN 3 |  |  |  | 02/23/2019 |  |  |  |  | NO | NO |  |  |  |  | MEDTRONIC SURGICAL NAVIGATION TECHNOLOGI 17701 0200030401 |  |  | Active |  | 11:11:11:11:11:11 |  | Equipment | 1Y:00-MFG | 02/23/2019 | 02/23/2019 | COOPER UNIVERSITY HOSPITAL |  |  | RM 305 NEURO . PART OF 10367416 |  | DOMINIC VENDETTA |  |  |  | 02/23/2019 | 02/23/2019 |  |  |  |  | 02/23/2019 | 02/23/2019
|  | MEDTRONIC SURGICAL NAVIGATION TECHNOLOGI | MEDTRONIC SURGICAL NAVIGATION TECHNOLOGI STEALTHSTATION S7 |  |  | OR - KELEMEN 3 |  |  |  | 11/22/2004 |  |  |  |  | NO | NO |  |  |  |  | MEDTRONIC SURGICAL NAVIGATION TECHNOLOGI 06567 13302121 |  |  | Disposition |  |  |  | High Risk | 6M:00-MFG | 01/01/1900 | 12/01/2019 | COOPER UNIVERSITY HOSPITAL |  |  | NEURO CONTROL ROOM |  | DOMINIC VENDETTA
|  | METRON MEDICAL | METRON MEDICAL ELITE 2 SECTION |  | MT2014110357 | PHYSICAL THERAPY DEPARTMENT |  |  |  | 06/08/2016 |  |  |  |  | NO | NO |  |  |  |  | METRON MEDICAL 10732355 MT2014110357 |  |  | Active |  | 99:99:99:99:99:99 |  | Equipment | PAAR:00-PVAR | 10/31/2019 |  | COOPER AMBULATORY OFF-SITES |  |  | Glassboro Bone & Joint | 0012266512 | COURTNEY BUDD | Performance Verification | Closed | Josh Harris | 10/05/2017 | 10/05/2017 | INCOMING INVENTORY | DEVICE INVENTORIED | F8689CF0-AF3E-4395-A4DC-4BE45937B634 | Labor | 10/05/2017 | 10/05/2017 | Josh Harris
|  | METTLER ELECTRONICS | METTLER ELECTRONICS SONICATOR 706 |  | 114S7776 | VOORHEES UROGYNECOLOGY |  |  |  | 11/01/1984 |  |  |  |  | NO | NO |  |  |  |  | METTLER ELECTRONICS 10345846 114S7776 |  |  | Disposition |  |  |  | Equipment | 1Y:00-MFG | 04/27/2016 | 04/01/2020 | COOPER AMBULATORY OFF-SITES |  |  | EXAM RM 4 PT ROOM |  | Sheronda Coppage-Belt
|  | MGE UPS SYSTEMS INC. | MGE UPS SYSTEMS INC. EPS 8000A |  | 535C44020 | LAB CHEMISTRY |  |  |  | 01/01/1900 |  |  |  |  | NO | NO |  |  |  |  | MGE UPS SYSTEMS INC. 10369360 535C44020 |  |  | Disposition |  | 99:99:99:99:99:99 |  | Alarm | 1Y:00-MFG | 03/18/2019 | 03/01/2020 | COOPER UNIVERSITY HOSPITAL |  |  | CORE LAB |  | Barbara Snyder
|  | MGE UPS SYSTEMS INC. | MGE UPS SYSTEMS INC. EPS 8000A |  | 535C44026 | LAB CHEMISTRY |  |  |  | 01/01/1900 |  |  |  |  | NO | NO |  |  |  |  | MGE UPS SYSTEMS INC. 10369358 535C44026 |  |  | Disposition |  | 99:99:99:99:99:99 |  | Alarm | 1Y:00-MFG | 03/18/2019 | 03/01/2020 | COOPER UNIVERSITY HOSPITAL |  |  | CHEMISTRY |  | Barbara Snyder
|  | MGE UPS SYSTEMS INC. | MGE UPS SYSTEMS INC. PULSAR ESV 8+ |  | 535B36019 | KELEMEN 8 PCU |  |  |  | 01/01/2001 |  |  |  |  | NO | NO |  |  |  |  | MGE UPS SYSTEMS INC. 10366605 535B36019 |  |  | Disposition |  | 99:99:99:99:99:99 |  | Alarm | PAAR:00-PVAR | 11/02/2019 |  | COOPER UNIVERSITY HOSPITAL |  |  | BIOMED | WOT00000000517082 | BYRON WELLS | Disposition | Closed | Michael Youch | 02/08/2018 | 05/17/2019 | Bulk Disposition CNL | dis-positioned Dispositioned from Work Order Task WOT00000002205820 CEID: 10366605 | EXP2949585 | Labor | 05/13/2019 | 05/13/2019 | Michael Youch
|  | MGE UPS SYSTEMS INC. | MGE UPS SYSTEMS INC. PULSAR M2200 |  | 538C44026 | KINGS HIGHWAY-LAB |  |  |  | 01/01/1900 |  |  |  |  | NO | NO |  |  |  |  | MGE UPS SYSTEMS INC. 10365670 538C44026 |  |  | Active |  | 99:99:99:99:99:99 |  | Non-medical | PAAR:00-PVAR | 11/01/2019 |  | COOPER AMBULATORY OFF-SITES |  |  | MAIN LAB |  | ANN MAIER
|  | MGE UPS SYSTEMS INC. | MGE UPS SYSTEMS INC. PULSAR M2200 |  | 538C44027 | KINGS HIGHWAY-LAB |  |  |  | 01/01/1900 |  |  |  |  | NO | NO |  |  |  |  | MGE UPS SYSTEMS INC. 10365669 538C44027 |  |  | Active |  | 99:99:99:99:99:99 |  | Non-medical | PAAR:00-PVAR | 11/02/2019 |  | COOPER AMBULATORY OFF-SITES |  |  | MAIN LAB |  | ANN MAIER
|  | MICRO AUDIOMETRICS CORP. | MICRO AUDIOMETRICS CORP. EARSCAN ES-AMN |  |  | 3 COOPER - SPEECH AND HEARING |  |  |  | 01/01/2000 |  |  |  |  | NO | NO |  |  |  |  | MICRO AUDIOMETRICS CORP. 10346798 20415 |  |  | Disposition |  |  |  | Equipment | 1Y:00-MFG | 02/14/2018 | 02/01/2020 | COOPER AMBULATORY OFF-SITES |  |  | SUITE 511 - RACHEL'S OFFICE |  | JANET PORCELLIN
|  | MICROAIRE SURGICAL INSTRUMENTS INC | MICROAIRE SURGICAL INSTRUMENTS INC 81025 |  |  | CENTRAL STERILE PROCESSING |  |  |  | 10/31/2019 |  |  |  |  | NO | NO |  |  |  |  | MICROAIRE SURGICAL INSTRUMENTS INC 565408 565408 |  |  | Active |  | 99:99:99:99:99:99 |  | Equipment | PAAR:00-PVAR | 10/31/2019 | 10/31/2019 | COOPER UNIVERSITY HOSPITAL |  |  |  | WOT00000000647332 | GINA GAROZZO | Performance Verification | Closed | Kenneth Krips | 10/31/2019 | 10/31/2019 | Performance Verification for MICROAIRE SURGICAL INSTRUMENTS INC 565408 565408 | Initial Install of Performance Verification. Device is ready for patient use. |  |  | 10/31/2019 | 10/31/2019
|  | MICROM INTERNATIONAL | MICROM INTERNATIONAL HM 525 |  |  | OR - KELEMEN 3 |  |  |  | 02/01/2016 |  |  |  |  | NO | NO |  |  |  |  | MICROM INTERNATIONAL 11270 52500009857 |  |  | Disposition |  |  |  | Equipment | 1Y:00-MFG | 02/01/2016 | 02/01/2016 | COOPER UNIVERSITY HOSPITAL |  |  | OR |  | DOMINIC VENDETTA |  |  |  | 02/01/2016 | 02/01/2016 |  |  |  |  | 02/01/2016 | 02/01/2016
|  | MICROSTIM TECHNOLOGIES INC | MICROSTIM TECHNOLOGIES INC MICROSTIM 100 |  | ga061400 | TRAUMA ICU |  |  |  | 01/01/1900 |  |  |  |  | NO | NO |  |  |  |  | MICROSTIM TECHNOLOGIES INC 10365473 ga061400 |  |  | Active |  | 99:99:99:99:99:99 |  | Equipment | PAAR:00-PVAR | 11/02/2019 |  | COOPER UNIVERSITY HOSPITAL |  |  | ED TRUMA ROOMS | WOT00000000525211 | Diane Floyd | Disposition | Closed | Richard Jolly | 02/08/2018 | 05/24/2019 | Bulk Disposition CNL
|  | MIDLAND MANUFACTURING CO., INC. | MIDLAND MANUFACTURING CO., INC. 1412 |  |  | BIOMEDICAL |  |  |  | 01/01/1900 |  |  |  |  | NO | NO |  |  |  |  | MIDLAND MANUFACTURING CO., INC. 10355393 00279203 |  |  | Disposition |  | 99:99:99:99:99:99 |  | Equipment | PAAR:00-PVAR | 11/02/2019 |  | COOPER UNIVERSITY HOSPITAL |  |  | P5 STORAGE RM | WOT00000000536830 | Bonnie Aichroch | Disposition | Closed | Michael Youch | 02/09/2018 | 05/14/2018 | Bulk Disposition CNL | Notification sent to technician and manager that this CEID has been marked as Could Not Locate (CNL). 33% SLA Warning: Notification sent to technician and manager that this CEID has been marked as Could Not Locate (CNL) for 30 days. 66% SLA Warning: Notification sent to technician and manager that this CEID has been marked as Could Not Locate (CNL) for 60 days. 99% SLA Warning: Notification sent to technician and manager that this CEID has been marked as Could Not Locate (CNL) for 90 days. This was on P5 storage and then donated. | EXP0551882 | Labor | 05/14/2018 | 05/14/2018 | Michael Youch
|  | MIDMARK CORP. | MIDMARK CORP. 108 |  | BT003914 | 3 COOPER - MEDICINE DEPARTMENT |  |  | excluded | 11/02/2019 |  |  |  |  | NO | NO |  |  |  |  | MIDMARK CORP. 30126060 BT003914 |  |  | Active |  | 99:99:99:99:99:99 |  | Equipment | PAAR:00-PVAR | 11/02/2019 | 11/02/2019 | COOPER AMBULATORY OFF-SITES |  |  | SUITE 215 - EXAM 13 |  | NANCY LOUIS |  |  |  | 11/02/2019 | 11/02/2019 |  |  |  |  | 11/02/2019 | 11/02/2019
|  | MIDMARK CORP. | MIDMARK CORP. 111 |  | KOO6321 | BUNKER HILL-SURGERY |  |  | excluded | 01/01/1900 |  |  |  |  | NO | NO |  |  |  |  | MIDMARK CORP. 10366866 KOO6321 |  |  | Active |  | 99:99:99:99:99:99 |  | Equipment | PAAR:00-PVAR | 11/02/2019 |  | COOPER AMBULATORY OFF-SITES |  |  | PROCEDURE RM |  | ANNE MAIER
|  | MIDMARK CORP. | MIDMARK CORP. 222-016 |  | V1953123 | CHERRY HILL SPECIALITY HUB |  |  | excluded | 03/02/2018 |  |  |  |  | NO | NO |  |  |  |  | MIDMARK CORP. 10732249 V1953123 |  |  | Active |  | 99:99:99:99:99:99 |  | Equipment | PAAR:00-PVAR | 10/31/2019 |  | COOPER AMBULATORY OFF-SITES |  |  |  | WOT00000000625536 | APRIL DIXON | Performance Verification | Closed | Kirk Lis | 03/02/2018 | 06/05/2019 | Performance Verification for MIDMARK CORP. 10732249 V1953123 | Initial Install of Performance Verification. Device is ready for patient use.
|  | MIDMARK CORP. | MIDMARK CORP. 222-016 |  | V1958236 | CHERRY HILL SPECIALITY HUB |  |  | excluded | 03/02/2018 |  |  |  |  | NO | NO |  |  |  |  | MIDMARK CORP. 10732248 V1958236 |  |  | Active |  | 99:99:99:99:99:99 |  | Equipment | PAAR:00-PVAR | 10/31/2019 |  | COOPER AMBULATORY OFF-SITES |  |  |  | WOT00000000625337 | APRIL DIXON | Performance Verification | Closed | Kirk Lis | 03/02/2018 | 06/05/2019 | Performance Verification for MIDMARK CORP. 10732248 V1958236 | Initial Install of Performance Verification. Device is ready for patient use.
|  | MIDMARK CORP. | MIDMARK CORP. 230-001 |  | V2025946 | COOPER CANCER-- EGG HARBOR |  |  | excluded | 10/31/2019 |  |  |  |  | NO | NO |  |  |  |  | MIDMARK CORP. 11221807 V2025946 |  |  | Active |  |  |  | Equipment | PAAR:00-PVAR | 10/31/2019 | 10/31/2019 | COOPER AMBULATORY OFF-SITES |  |  | Performance Verification | WOT00000003242598 | VIOLET YACOVELLI | Performance Verification | Closed | Josh Harris | 10/31/2019 | 10/31/2019 | Performance Verification for MIDMARK CORP. 11221807 V2025946 | Initial Install of Performance Verification. Device is ready for patient use. |  |  | 10/31/2019 | 10/31/2019
|  | MIDMARK CORP. | MIDMARK CORP. 230-001 |  | V2025903 | COOPER CANCER-- EGG HARBOR |  |  | excluded | 10/31/2019 |  |  |  |  | NO | NO |  |  |  |  | MIDMARK CORP. 11221809 V2025903 |  |  | Active |  |  |  | Equipment | PAAR:00-PVAR | 10/31/2019 | 10/31/2019 | COOPER AMBULATORY OFF-SITES |  |  | Performance Verification | WOT00000003242596 | VIOLET YACOVELLI | Performance Verification | Closed | Josh Harris | 10/31/2019 | 10/31/2019 | Performance Verification for MIDMARK CORP. 11221809 V2025903 | Initial Install of Performance Verification. Device is ready for patient use. |  |  | 10/31/2019 | 10/31/2019
|  | MIDMARK CORP. | MIDMARK CORP. 230-001 |  | V1998501 | COOPER CANCER-- EGG HARBOR |  |  | excluded | 10/31/2019 |  |  |  |  | NO | NO |  |  |  |  | MIDMARK CORP. 11221803 V1998501 |  |  | Active |  |  |  | Equipment | PAAR:00-PVAR | 10/31/2019 | 10/31/2019 | COOPER AMBULATORY OFF-SITES |  |  | Performance Verification | WOT00000003242601 | VIOLET YACOVELLI | Performance Verification | Closed | Josh Harris | 10/31/2019 | 10/31/2019 | Performance Verification for MIDMARK CORP. 11221803 V1998501 | Initial Install of Performance Verification. Device is ready for patient use. |  |  | 10/31/2019 | 10/31/2019
|  | MIDMARK CORP. | MIDMARK CORP. 230-001 |  | V2026078 | COOPER CANCER-- EGG HARBOR |  |  | excluded | 10/31/2019 |  |  |  |  | NO | NO |  |  |  |  | MIDMARK CORP. 11221801 V2026078 |  |  | Active |  |  |  | Equipment | PAAR:00-PVAR | 10/31/2019 | 10/31/2019 | COOPER AMBULATORY OFF-SITES |  |  | Performance Verification | WOT00000003242604 | VIOLET YACOVELLI | Performance Verification | Closed | Josh Harris | 10/31/2019 | 10/31/2019 | Performance Verification for MIDMARK CORP. 11221801 V2026078 | Initial Install of Performance Verification. Device is ready for patient use. |  |  | 10/31/2019 | 10/31/2019
|  | MIDMARK CORP. | MIDMARK CORP. 230-001 |  | V2107326 | VOORHEES SURGERY CENTER-HEM/ONC |  |  | excluded | 10/31/2019 |  |  |  |  | NO | NO |  |  |  |  | MIDMARK CORP. 11182570 V2107326 |  |  | Active |  |  |  | Equipment | PAAR:00-PVAR | 10/31/2019 | 10/31/2019 | COOPER AMBULATORY OFF-SITES |  |  | Exam #32 | WOT00000003443388 | MEGAN MCCAFFERTY | Performance Verification | Closed | Kirk Lis | 10/31/2019 | 10/31/2019 | Performance Verification for MIDMARK CORP. 11182570 V2107326 | Initial Install of Performance Verification. Device is ready for patient use. |  |  | 10/31/2019 | 10/31/2019
|  | MIDMARK CORP. | MIDMARK CORP. 230-001 |  | V2107393 | VOORHEES SURGERY CENTER-HEM/ONC |  |  | excluded | 10/31/2019 |  |  |  |  | NO | NO |  |  |  |  | MIDMARK CORP. 11182567 V2107393 |  |  | Active |  |  |  | Equipment | PAAR:00-PVAR | 10/31/2019 | 10/31/2019 | COOPER AMBULATORY OFF-SITES |  |  | Exam #31 | WOT00000003443386 | MEGAN MCCAFFERTY | Performance Verification | Closed | Kirk Lis | 10/31/2019 | 10/31/2019 | Performance Verification for MIDMARK CORP. 11182567 V2107393 | Initial Install of Performance Verification. Device is ready for patient use. |  |  | 10/31/2019 | 10/31/2019
|  | MIDMARK CORP. | MIDMARK CORP. 230-001 |  | V2107286 | VOORHEES SURGERY CENTER-HEM/ONC |  |  | excluded | 10/31/2019 |  |  |  |  | NO | NO |  |  |  |  | MIDMARK CORP. 11182564 V2107286 |  |  | Active |  |  |  | Equipment | PAAR:00-PVAR | 10/31/2019 | 10/31/2019 | COOPER AMBULATORY OFF-SITES |  |  | Exam #30 | WOT00000003443384 | MEGAN MCCAFFERTY | Performance Verification | Closed | Kirk Lis | 10/31/2019 | 10/31/2019 | Performance Verification for MIDMARK CORP. 11182564 V2107286 | Initial Install of Performance Verification. Device is ready for patient use. |  |  | 10/31/2019 | 10/31/2019
|  | MIDMARK CORP. | MIDMARK CORP. 230-001 |  | V2107177 | VOORHEES SURGERY CENTER-HEM/ONC |  |  | excluded | 10/31/2019 |  |  |  |  | NO | NO |  |  |  |  | MIDMARK CORP. 11182561 V2107177 |  |  | Active |  |  |  | Equipment | PAAR:00-PVAR | 10/31/2019 | 10/31/2019 | COOPER AMBULATORY OFF-SITES |  |  | Exam #29 | WOT00000003443381 | MEGAN MCCAFFERTY | Performance Verification | Closed | Kirk Lis | 10/31/2019 | 10/31/2019 | Performance Verification for MIDMARK CORP. 11182561 V2107177 | Initial Install of Performance Verification. Device is ready for patient use. |  |  | 10/31/2019 | 10/31/2019
|  | MIDMARK CORP. | MIDMARK CORP. 304 |  | GJ009007 | CHERRY HILL SPECIALITY HUB |  |  | excluded | 04/28/2017 |  |  |  |  | NO | NO |  |  |  |  | MIDMARK CORP. 10732018 GJ009007 |  |  | Active |  | 99:99:99:99:99:99 |  | Equipment | PAAR:00-PVAR | 10/31/2019 |  | COOPER AMBULATORY OFF-SITES |  |  | 1935 RT 70 | 0012052930 | APRIL DIXON | Performance Verification | Closed | Kirk Lis | 08/21/2017 | 08/21/2017 | INCOMING INVENTORY | DEVICE INVENTORIED | AF43F8AB-CE47-4ECD-A096-8D921F1A1370 | Labor | 08/21/2017 | 08/21/2017 | Bonnie Aichroth
|  | MIDMARK CORP. | MIDMARK CORP. 304 |  | GJ009008 | CHERRY HILL SPECIALITY HUB |  |  | excluded | 04/28/2017 |  |  |  |  | NO | NO |  |  |  |  | MIDMARK CORP. 10732011 GJ009008 |  |  | Active |  | 99:99:99:99:99:99 |  | Equipment | PAAR:00-PVAR | 10/31/2019 |  | COOPER AMBULATORY OFF-SITES |  |  | 1935 RT 70 | 0012052933 | APRIL DIXON | Performance Verification | Closed | Kirk Lis | 08/21/2017 | 08/21/2017 | INCOMING INVENTORY | DEVICE INVENTORIED | 79C2C473-39E9-4E44-BC5E-E15F2997FC3F | Labor | 08/21/2017 | 08/21/2017 | Bonnie Aichroth
|  | MIDMARK CORP. | MIDMARK CORP. 304 |  | GJ009232 | CHERRY HILL SPECIALITY HUB |  |  | excluded | 04/28/2017 |  |  |  |  | NO | NO |  |  |  |  | MIDMARK CORP. 10732015 GJ009232 |  |  | Active |  | 99:99:99:99:99:99 |  | Equipment | PAAR:00-PVAR | 10/31/2019 |  | COOPER AMBULATORY OFF-SITES |  |  | 1935 RT 70 | 0012052927 | APRIL DIXON | Performance Verification | Closed | Kirk Lis | 08/21/2017 | 08/21/2017 | INCOMING INVENTORY | DEVICE INVENTORIED | C75E076C-F7C1-4AC3-B7E9-1C844796A874 | Labor | 08/21/2017 | 08/21/2017 | Bonnie Aichroth
|  | MIDMARK CORP. | MIDMARK CORP. 404 |  | AX012994 | 3 COOPER - SURGERY DEPARTMENT |  |  | excluded | 01/01/1900 |  |  |  |  | NO | NO |  |  |  |  | MIDMARK CORP. 10346800 AX012994 |  |  | Active |  | 99:99:99:99:99:99 |  | Equipment | PAAR:00-PVAR | 11/02/2019 |  | COOPER AMBULATORY OFF-SITES |  |  | SUITE 403 - EXAM 18 |  | ANNE MAIER
|  | MIDMARK CORP. | MIDMARK CORP. 419 |  | AY1512 | VOORHEES SURGERY CENTER-HEM/ONC |  |  | excluded | 01/01/1900 |  |  |  |  | NO | NO |  |  |  |  | MIDMARK CORP. 10344782 AY1512 |  |  | Active |  | 99:99:99:99:99:99 |  | Equipment | PAAR:00-PVAR | 11/02/2019 |  | COOPER AMBULATORY OFF-SITES |  |  | SUITE M EXAM 10 |  | MEGAN MCCAFFERTY
|  | MIDMARK CORP. | MIDMARK CORP. 491-001 |  | V177548 | BUNKER HILL-ORAL SURGERY |  |  |  | 10/16/2019 |  |  |  |  | NO | NO |  |  |  |  | MIDMARK CORP. 10975 V177548 |  |  | Disposition |  |  |  | Equipment | PAAR:00-PVAR | 10/16/2019 | 10/16/2019 | COOPER AMBULATORY OFF-SITES |  |  |  |  | BARBARA DIPINTO |  |  |  | 10/16/2019 | 10/16/2019 |  |  |  |  | 10/16/2019 | 10/16/2019
|  | MIDMARK CORP. | MIDMARK CORP. 520 |  | TEZ001091 | PATIENT TRANSPORT |  |  |  | 03/29/2019 |  |  |  |  | NO | NO |  |  |  |  | MIDMARK CORP. 50006402 TEZ001091 |  |  | Disposition |  | 99:99:99:99:99:99 |  | Equipment | 1Y:00-MFG | 03/29/2019 | 03/29/2019 | COOPER UNIVERSITY HOSPITAL |  |  | PATIENT TRANSPORT | 0012564887 | Bonnie Aichroch | Preventative Maintenance | Closed | Tom Burhart | 03/29/2019 | 03/29/2019 | Performance Assurance: 00-MFG | 1/23/2018 1:55:21 PM KETRINKLE Work order updated 1/23/2018 2:02:09 PM KETRINKLE AFTER REVIEW, THE REGULATORY DEPARTMENT HAS DETERMINED THAT THIS PM WORK ORDER IS TRULY NOT NEEDED IN ORDER TO REMAIN COMPLIANT. WORK ORDER CLOSED AS NOT NEEDED. CMPLREQ0003763 | 0A60027A-C6BC-43EC-825C-ECB585A0D21B | Labor | 03/29/2019 | 03/29/2019 | Kate Trinkle
|  | MIDMARK CORP. | MIDMARK CORP. 525 |  | K5110000030 | PATIENT TRANSPORT |  |  |  | 03/29/2019 |  |  |  |  | NO | NO |  |  |  |  | MIDMARK CORP. 50006401 K5110000030 |  |  | Disposition |  | 99:99:99:99:99:99 |  | Equipment | 1Y:00-MFG | 03/29/2019 | 03/29/2019 | COOPER UNIVERSITY HOSPITAL |  |  | RM 274 | WOT00000000488171 | Bonnie Aichroch | Preventative Maintenance | Closed | Tom Burhart | 03/29/2019 | 03/29/2019 | PM: Procedure: 00-MFG Frequency: 1Y | Regulatory Approved As Not Needed - CMPLRSQM0005817 |  |  | 03/29/2019 | 03/29/2019
|  | MIDMARK CORP. | MIDMARK CORP. 625 |  | v1624899 | COOPER CANCER CENTER-MULTIDISCIPLINARY CLINIC |  |  | excluded | 03/01/2015 |  |  |  |  | NO | NO |  |  |  |  | MIDMARK CORP. 10360322 v1624899 |  |  | Active |  | 99:99:99:99:99:99 |  | Equipment | PAAR:00-PVAR | 11/02/2019 |  | COOPER AMBULATORY OFF-SITES |  |  | MULTI DISC - C2204 |  | ROXANNE BERGER
|  | MIDMARK CORP. | MIDMARK CORP. 625 |  | V1404441 | 6017 MAIN ST-BARIATRIC |  |  | excluded | 02/20/2014 |  |  |  |  | NO | NO |  |  |  |  | MIDMARK CORP. 10345293 V1404441 |  |  | Active |  | 99:99:99:99:99:99 |  | Equipment | PAAR:00-PVAR | 11/02/2019 |  | COOPER AMBULATORY OFF-SITES |  |  | exam 3 |  | CHRISTINE CASTAGNA
|  | MIDMARK CORP. | MIDMARK CORP. 641-003 |  | V1359988 | 6017 MAIN ST-PLASTICS |  |  | excluded | 12/18/2012 |  |  |  |  | NO | NO |  |  |  |  | MIDMARK CORP. 10345764 V1359988 |  |  | Active |  | 99:99:99:99:99:99 |  | Equipment | PAAR:00-PVAR | 11/02/2019 |  | COOPER AMBULATORY OFF-SITES |  |  | ORAL SIDE PROC A | WOT00000002517747 | ANNE MAIER | Repair | Closed | Kirk Lis | 04/10/2019 | 04/24/2019 | small tear in arm | OBSERVED PROBLEM. RESEARCHED OPTIONS. INFORMED STAFF ORDERING PART REPLACED ARM REST PERFORMED OVP | EXP2769026 | Labor | 04/23/2019 | 04/23/2019 | Kirk Lis
|  | MIDMARK CORP. | MIDMARK CORP. 75-016 |  | JX009983 | CHERRY HILL SPECIALITY HUB |  |  | excluded | 04/28/2017 |  |  |  |  | NO | NO |  |  |  |  | MIDMARK CORP. 10732020 JX009983 |  |  | Active |  | 99:99:99:99:99:99 |  | Equipment | PAAR:00-PVAR | 10/31/2019 |  | COOPER AMBULATORY OFF-SITES |  |  | 1935 RT 70 | 0012052914 | APRIL DIXON | Preventative Maintenance | Closed | Kirk Lis | 08/21/2017 | 08/21/2017 | PERFORMANCE ASSURANCE AT INVENTORY | INVENTORIED DEVICE AND ENSURED DEVICE WAS FUNCTIONING PROPERLY. | 21012BA5-05EA-40D3-93A1-606E9A612323 | Labor | 04/28/2017 | 04/28/2017 | Kirk Lis
|  | MIDMARK CORP. | MIDMARK CORP. 75-016 |  | JX009146 | SICKLERVILLE SURGERY CENTER |  |  | excluded | 04/28/2017 |  |  |  |  | NO | NO |  |  |  |  | MIDMARK CORP. 10732012 JX009146 |  |  | Active |  | 99:99:99:99:99:99 |  | Equipment | PAAR:00-PVAR | 10/31/2019 |  | COOPER AMBULATORY OFF-SITES |  |  | 1935 RT 70 | 0012052910 | Leslie Harrop | Preventative Maintenance | Closed | Kirk Lis | 08/21/2017 | 08/21/2017 | PERFORMANCE ASSURANCE AT INVENTORY | INVENTORIED DEVICE AND ENSURED DEVICE WAS FUNCTIONING PROPERLY. | E9974EAA-764A-4A00-B6DC-7F5A7CA3D8BB | Labor | 04/28/2017 | 04/28/2017 | Kirk Lis
|  | MIDMARK CORP. | MIDMARK CORP. RITTER 108 |  | BT003914 | 3 COOPER - MEDICINE DEPARTMENT |  |  |  | 01/01/1900 |  |  |  |  | NO | NO |  |  |  |  | MIDMARK CORP. 04236 BT003914 |  |  | Disposition |  |  |  | Equipment | PAAR:00-PVAR | 10/16/2019 |  | COOPER AMBULATORY OFF-SITES |  |  | SUITE 215 - EXAM 13 |  | NANCY LOUIS
|  | MIDMARK CORP. | MIDMARK CORP. RITTER 119 |  | EY004376 | CHERRY HILL SPECIALITY HUB |  |  | excluded | 04/28/2017 |  |  |  |  | NO | NO |  |  |  |  | MIDMARK CORP. 10732013 EY004376 |  |  | Active |  | 99:99:99:99:99:99 |  | Equipment | PAAR:00-PVAR | 10/31/2019 |  | COOPER AMBULATORY OFF-SITES |  |  | 1935 RT 70 | 0012052919 | APRIL DIXON | Preventative Maintenance | Closed | Kirk Lis | 08/21/2017 | 08/21/2017 | PERFORMANCE ASSURANCE AT INVENTORY | INVENTORIED DEVICE AND ENSURED DEVICE WAS FUNCTIONING PROPERLY. | 8C31FEC3-F005-4CFF-97ED-A88240F74CA1 | Labor | 04/28/2017 | 04/28/2017 | Kirk Lis
|  | MIDMARK CORP. | MIDMARK CORP. RITTER 119 |  | EY004308 | CHERRY HILL SPECIALITY HUB |  |  | excluded | 04/28/2017 |  |  |  |  | NO | NO |  |  |  |  | MIDMARK CORP. 10732014 EY004308 |  |  | Active |  | 99:99:99:99:99:99 |  | Equipment | PAAR:00-PVAR | 10/31/2019 |  | COOPER AMBULATORY OFF-SITES |  |  | 1935 RT 70 | 0012052920 | APRIL DIXON | Performance Verification | Closed | Kirk Lis | 08/21/2017 | 08/21/2017 | INCOMING INVENTORY | DEVICE INVENTORIED | AA5284CA-B3AF-4352-AD58-675475F34E34 | Labor | 08/21/2017 | 08/21/2017 | Bonnie Aichroth
|  | MIDMARK CORP. | MIDMARK CORP. RITTER 204-001 |  | v1959040 | EMERGENCY ROOM |  |  | excluded | 10/31/2019 |  |  |  |  | NO | NO |  |  |  |  | MIDMARK CORP. 11222108 v1959040 |  |  | Active |  | 99:99:99:99:99:99 |  | Equipment | PAAR:00-PVAR | 10/31/2019 | 10/31/2019 | COOPER UNIVERSITY HOSPITAL |  |  | Performance Verification | WOT00000001042622 | KAREN GRUBER | Performance Verification | Closed | Richard Jolly | 10/31/2019 | 10/31/2019 | Performance Verification for MIDMARK CORP. 11222108 v1959040 | Initial Install of Performance Verification. Device is ready for patient use. |  |  | 10/31/2019 | 10/31/2019
|  | MIDMARK CORP. | MIDMARK CORP. RITTER 204-001 |  | V1959031 | EMERGENCY ROOM |  |  | excluded | 10/31/2019 |  |  |  |  | NO | NO |  |  |  |  | MIDMARK CORP. 11222098 V1959031 |  |  | Active |  | 99:99:99:99:99:99 |  | Equipment | PAAR:00-PVAR | 10/31/2019 | 10/31/2019 | COOPER UNIVERSITY HOSPITAL |  |  | Performance Verification | WOT00000001041240 | KAREN GRUBER | Performance Verification | Closed | Richard Jolly | 10/31/2019 | 10/31/2019 | Performance Verification for MIDMARK CORP. 11222098 V1959031 | Initial Install of Performance Verification. Device is ready for patient use. |  |  | 10/31/2019 | 10/31/2019
|  | MIDMARK CORP. | MIDMARK CORP. RITTER 204-002 |  | V1444941 | RIPPA CENTER-OB/GYN |  |  | excluded | 11/02/2019 |  |  |  |  | NO | NO |  |  |  |  | MIDMARK CORP. 210337343 V1444941 |  |  | Active |  | 99:99:99:99:99:99 |  | Equipment | PAAR:00-PVAR | 11/02/2019 | 11/02/2019 | COOPER AMBULATORY OFF-SITES |  |  | exam 3 |  | PATRICIA HUFF |  |  |  | 11/02/2019 | 11/02/2019 |  |  |  |  | 11/02/2019 | 11/02/2019
|  | MIDMARK CORP. | MIDMARK CORP. RITTER 204-002 |  | V1950406 | BUNKER HILL-INTERNAL MEDICINE |  |  | excluded | 10/31/2019 |  |  |  |  | NO | NO |  |  |  |  | MIDMARK CORP. 11221663 V1950406 |  |  | Active |  | 99:99:99:99:99:99 |  | Equipment | PAAR:00-PVAR | 10/31/2019 | 10/31/2019 | COOPER AMBULATORY OFF-SITES |  |  | Exam 2 | WOT00000001843897 | SUSAN BABCOCK | Performance Verification | Closed | Michael Youch | 10/31/2019 | 10/31/2019 | Performance Verification for MIDMARK CORP. 11221663 V1950406 | Initial Install of Performance Verification. Device is ready for patient use. |  |  | 10/31/2019 | 10/31/2019
|  | MIDMARK CORP. | MIDMARK CORP. RITTER 204-002 |  | V1971862 | BUNKER HILL-INTERNAL MEDICINE |  |  | excluded | 10/31/2019 |  |  |  |  | NO | NO |  |  |  |  | MIDMARK CORP. 11208036 V1971862 |  |  | Active |  |  |  | Equipment | PAAR:00-PVAR | 10/31/2019 | 10/31/2019 | COOPER AMBULATORY OFF-SITES |  |  | Exam rm 9 | WOT00000002497763 | SUSAN BABCOCK | Performance Verification | Closed | Michael Youch | 10/31/2019 | 10/31/2019 | Performance Verification for MIDMARK CORP. 11208036 V1971862 | Initial Install of Performance Verification. Device is ready for patient use. |  |  | 10/31/2019 | 10/31/2019
|  | MIDMARK CORP. | MIDMARK CORP. RITTER 204-002 |  | V1950390 | BUNKER HILL-INTERNAL MEDICINE |  |  | excluded | 10/31/2019 |  |  |  |  | NO | NO |  |  |  |  | MIDMARK CORP. 11208040 V1950390 |  |  | Active |  |  |  | Equipment | PAAR:00-PVAR | 10/31/2019 | 10/31/2019 | COOPER AMBULATORY OFF-SITES |  |  | Exam rm 12 | WOT00000002497354 | SUSAN BABCOCK | Performance Verification | Closed | Michael Youch | 10/31/2019 | 10/31/2019 | CEID Record Completion for MIDMARK CORP. 11208040 V1950390 | Inventoried, safety, and documentation . | EXP3102161 | Labor | 10/31/2019 | 10/31/2019 | Michael Youch
|  | MIDMARK CORP. | MIDMARK CORP. RITTER 204-002 |  | V1950399 | BUNKER HILL-INTERNAL MEDICINE |  |  | excluded | 10/31/2019 |  |  |  |  | NO | NO |  |  |  |  | MIDMARK CORP. 11208039 V1950399 |  |  | Active |  |  |  | Equipment | PAAR:00-PVAR | 10/31/2019 | 10/31/2019 | COOPER AMBULATORY OFF-SITES |  |  | INTERNAL MED - BUNKER HILL | WOT00000002497849 | SUSAN BABCOCK | Performance Verification | Closed | Michael Youch | 10/31/2019 | 10/31/2019 | CEID Record Completion for MIDMARK CORP. 11208039 V1950399 | Inventoried, safety, and documentation . | EXP3104773 | Labor | 10/31/2019 | 10/31/2019 | Michael Youch
|  | MIDMARK CORP. | MIDMARK CORP. RITTER 204-002 |  | V1946447 | BUNKER HILL-INTERNAL MEDICINE |  |  | excluded | 10/31/2019 |  |  |  |  | NO | NO |  |  |  |  | MIDMARK CORP. 11208033 V1946447 |  |  | Active |  |  |  | Equipment | PAAR:00-PVAR | 10/31/2019 | 10/31/2019 | COOPER AMBULATORY OFF-SITES |  |  | Exam rm 10 | WOT00000002497675 | SUSAN BABCOCK | Performance Verification | Closed | Michael Youch | 10/31/2019 | 10/31/2019 | Performance Verification for MIDMARK CORP. 11208033 V1946447 | Initial Install of Performance Verification. Device is ready for patient use. |  |  | 10/31/2019 | 10/31/2019
|  | MIDMARK CORP. | MIDMARK CORP. RITTER 204-002 |  | V1950327 | BUNKER HILL-INTERNAL MEDICINE |  |  | excluded | 10/31/2019 |  |  |  |  | NO | NO |  |  |  |  | MIDMARK CORP. 11208030 V1950327 |  |  | Active |  |  |  | Equipment | PAAR:00-PVAR | 10/31/2019 | 10/31/2019 | COOPER AMBULATORY OFF-SITES |  |  | Exam rm 11 | WOT00000002497566 | SUSAN BABCOCK | Performance Verification | Closed | Michael Youch | 10/31/2019 | 10/31/2019 | Performance Verification for MIDMARK CORP. 11208030 V1950327 | Initial Install of Performance Verification. Device is ready for patient use. |  |  | 10/31/2019 | 10/31/2019
|  | MIDMARK CORP. | MIDMARK CORP. RITTER 204-002 |  | V1486021 | AUDUBON URGENT CARE |  |  | excluded | 10/01/2013 |  |  |  |  | NO | NO |  |  |  |  | MIDMARK CORP. 10366279 V1486021 |  |  | Active |  | 99:99:99:99:99:99 |  | Equipment | PAAR:00-PVAR | 11/02/2019 |  | COOPER AMBULATORY OFF-SITES |  |  | EXAM 2 |  | MELISSA PORTOBANCO
|  | MIDMARK CORP. | MIDMARK CORP. RITTER 204-002 |  | V1486015 | AUDUBON URGENT CARE |  |  | excluded | 10/01/2013 |  |  |  |  | NO | NO |  |  |  |  | MIDMARK CORP. 10366273 V1486015 |  |  | Active |  | 99:99:99:99:99:99 |  | Equipment | PAAR:00-PVAR | 11/02/2019 |  | COOPER AMBULATORY OFF-SITES |  |  | exam 3 |  | MELISSA PORTOBANCO
|  | MIDMARK CORP. | MIDMARK CORP. RITTER 204-002 |  | V1485999 | AUDUBON URGENT CARE |  |  | excluded | 10/01/2013 |  |  |  |  | NO | NO |  |  |  |  | MIDMARK CORP. 10366271 V1485999 |  |  | Active |  | 99:99:99:99:99:99 |  | Equipment | PAAR:00-PVAR | 11/02/2019 |  | COOPER AMBULATORY OFF-SITES |  |  | EXAM 6 |  | MELISSA PORTOBANCO
|  | MIDMARK CORP. | MIDMARK CORP. RITTER 204-002 |  | V1486005 | AUDUBON URGENT CARE |  |  | excluded | 10/01/2013 |  |  |  |  | NO | NO |  |  |  |  | MIDMARK CORP. 10366268 V1486005 |  |  | Active |  | 99:99:99:99:99:99 |  | Equipment | PAAR:00-PVAR | 11/01/2019 |  | COOPER AMBULATORY OFF-SITES |  |  | EXAM 5 |  | MELISSA PORTOBANCO
|  | MIDMARK CORP. | MIDMARK CORP. RITTER 204-002 |  | V1486019 | AUDUBON URGENT CARE |  |  | excluded | 10/01/2013 |  |  |  |  | NO | NO |  |  |  |  | MIDMARK CORP. 10366254 V1486019 |  |  | Active |  | 99:99:99:99:99:99 |  | Equipment | PAAR:00-PVAR | 11/01/2019 |  | COOPER AMBULATORY OFF-SITES |  |  | EXAM 1 |  | MELISSA PORTOBANCO
|  | MIDMARK CORP. | MIDMARK CORP. RITTER 204-002 |  | V1322786 | VOORHEES RHEUMATOLOGY |  |  | excluded | 01/13/2013 |  |  |  |  | NO | NO |  |  |  |  | MIDMARK CORP. 10344980 V1322786 |  |  | Active |  | 99:99:99:99:99:99 |  | Equipment | PAAR:00-PVAR | 11/01/2019 |  | COOPER AMBULATORY OFF-SITES |  |  | bdlg 2 suite 203 PROC RM |  | GILA DAVIS
|  | MIDMARK CORP. | MIDMARK CORP. RITTER 204-002 |  | V1533101 | VOORHEES SURGERY CENTER-SURGERY DEPT |  |  | excluded | 01/01/1900 |  |  |  |  | NO | NO |  |  |  |  | MIDMARK CORP. 10344804 V1533101 |  |  | Active |  | 99:99:99:99:99:99 |  | Equipment | PAAR:00-PVAR | 11/01/2019 |  | COOPER AMBULATORY OFF-SITES |  |  | SUITE G EXAM 3 | WOT00000001275777 | Theresa Megali | Repair | Closed | Kirk Lis | 08/07/2018 | 11/06/2018 | can not open bottom draw | .:: Acknowledged ::. Technician: Kirk Lis Timestamp: 2018-08-07 11:22:01 reseated drawer. performed ovp | EXP1079573 | Labor | 08/07/2018 | 08/07/2018 | Kirk Lis
|  | MIDMARK CORP. | MIDMARK CORP. RITTER 204-011 |  | V2095022 | COOPER BONE & JOINT- GLASSBORO |  |  | excluded | 10/31/2019 |  |  |  |  | NO | NO |  |  |  |  | MIDMARK CORP. 11221854 V2095022 |  |  | Active |  |  |  | Equipment | PAAR:00-PVAR | 10/31/2019 | 10/31/2019 | COOPER AMBULATORY OFF-SITES |  |  | Cardio Partners - GLASSBORO | WOT00000002515764 | COURTNEY BUDD | Performance Verification | Closed | Josh Harris | 10/31/2019 | 10/31/2019 | Performance Verification for MIDMARK CORP. 11221854 V2095022 | Initial Install of Performance Verification. Device is ready for patient use. |  |  | 10/31/2019 | 10/31/2019
|  | MIDMARK CORP. | MIDMARK CORP. RITTER 204-011 |  | V2094735 | COOPER BONE & JOINT- GLASSBORO |  |  | excluded | 10/31/2019 |  |  |  |  | NO | NO |  |  |  |  | MIDMARK CORP. 11221851 V2094735 |  |  | Active |  |  |  | Equipment | PAAR:00-PVAR | 10/31/2019 | 10/31/2019 | COOPER AMBULATORY OFF-SITES |  |  | Cardio Partners - GLASSBORO | WOT00000002515762 | COURTNEY BUDD | Performance Verification | Closed | Josh Harris | 10/31/2019 | 10/31/2019 | Performance Verification for MIDMARK CORP. 11221851 V2094735 | Initial Install of Performance Verification. Device is ready for patient use. |  |  | 10/31/2019 | 10/31/2019
|  | MIDMARK CORP. | MIDMARK CORP. RITTER 204-011 |  | V2095009 | COOPER BONE & JOINT- GLASSBORO |  |  | excluded | 10/31/2019 |  |  |  |  | NO | NO |  |  |  |  | MIDMARK CORP. 11221848 V2095009 |  |  | Active |  |  |  | Equipment | PAAR:00-PVAR | 10/31/2019 | 10/31/2019 | COOPER AMBULATORY OFF-SITES |  |  | Cardio Partners - GLASSBORO | WOT00000002515761 | COURTNEY BUDD | Performance Verification | Closed | Josh Harris | 10/31/2019 | 10/31/2019 | CEID Record Completion for MIDMARK CORP. 11221848 V2095009 | Inventoried new unit for Cardio Partners area of Cooper Bone & Joint. | EXP2667190 | Labor | 10/31/2019 | 10/31/2019 | Josh Harris
|  | MIDMARK CORP. | MIDMARK CORP. RITTER 204-011 |  | V2094873 | COOPER BONE & JOINT- GLASSBORO |  |  | excluded | 10/31/2019 |  |  |  |  | NO | NO |  |  |  |  | MIDMARK CORP. 11221845 V2094873 |  |  | Active |  |  |  | Equipment | PAAR:00-PVAR | 10/31/2019 | 10/31/2019 | COOPER AMBULATORY OFF-SITES |  |  | Cardio Partners - GLASSBORO | WOT00000002515758 | COURTNEY BUDD | Performance Verification | Closed | Josh Harris | 10/31/2019 | 10/31/2019 | Performance Verification for MIDMARK CORP. 11221845 V2094873 | Initial Install of Performance Verification. Device is ready for patient use. |  |  | 10/31/2019 | 10/31/2019
|  | MIDMARK CORP. | MIDMARK CORP. RITTER 204-011 |  | V2107777 | COOPER PRIMARY CARE |  |  | excluded | 10/31/2019 |  |  |  |  | NO | NO |  |  |  |  | MIDMARK CORP. 11200054 V2107777 |  |  | Active |  |  |  | Equipment | PAAR:00-PVAR | 10/31/2019 | 10/31/2019 | COOPER AMBULATORY OFF-SITES |  |  | RUNNEMEDE | WOT00000003400575 | CINDY PATTEN | Performance Verification | Closed | Kirk Lis | 10/31/2019 | 10/31/2019 | Performance Verification for MIDMARK CORP. 11200054 V2107777 | Initial Install of Performance Verification. Device is ready for patient use. |  |  | 10/31/2019 | 10/31/2019
|  | MIDMARK CORP. | MIDMARK CORP. RITTER 204-011 |  | V2107780 | COOPER PRIMARY CARE |  |  | excluded | 10/31/2019 |  |  |  |  | NO | NO |  |  |  |  | MIDMARK CORP. 11200053 V2107780 |  |  | Active |  |  |  | Equipment | PAAR:00-PVAR | 10/31/2019 | 10/31/2019 | COOPER AMBULATORY OFF-SITES |  |  | RUNNEMEDE | WOT00000003400504 | CINDY PATTEN | Performance Verification | Closed | Kirk Lis | 10/31/2019 | 10/31/2019 | Performance Verification for MIDMARK CORP. 11200053 V2107780 | Initial Install of Performance Verification. Device is ready for patient use. |  |  | 10/31/2019 | 10/31/2019
|  | MIDMARK CORP. | MIDMARK CORP. RITTER 204-011 |  | V2107783 | COOPER PRIMARY CARE |  |  | excluded | 10/31/2019 |  |  |  |  | NO | NO |  |  |  |  | MIDMARK CORP. 11200052 V2107783 |  |  | Active |  |  |  | Equipment | PAAR:00-PVAR | 10/31/2019 | 10/31/2019 | COOPER AMBULATORY OFF-SITES |  |  | RUNNEMEDE | WOT00000003400343 | CINDY PATTEN | Performance Verification | Closed | Kirk Lis | 10/31/2019 | 10/31/2019 | Performance Verification for MIDMARK CORP. 11200052 V2107783 | Initial Install of Performance Verification. Device is ready for patient use. |  |  | 10/31/2019 | 10/31/2019
|  | MIDMARK CORP. | MIDMARK CORP. RITTER 204-011 |  | V2107884 | VOORHEES SURGERY CENTER-HEM/ONC |  |  | excluded | 10/31/2019 |  |  |  |  | NO | NO |  |  |  |  | MIDMARK CORP. 11182578 V2107884 |  |  | Active |  |  |  | Equipment | PAAR:00-PVAR | 10/31/2019 | 10/31/2019 | COOPER AMBULATORY OFF-SITES |  |  | Exam #10 | WOT00000003443539 | MEGAN MCCAFFERTY | Performance Verification | Closed | Kirk Lis | 10/31/2019 | 10/31/2019 | Performance Verification for MIDMARK CORP. 11182578 V2107884 | Initial Install of Performance Verification. Device is ready for patient use. |  |  | 10/31/2019 | 10/31/2019
|  | MIDMARK CORP. | MIDMARK CORP. RITTER 204-011 |  | V2107763 | VOORHEES SURGERY CENTER-HEM/ONC |  |  | excluded | 10/31/2019 |  |  |  |  | NO | NO |  |  |  |  | MIDMARK CORP. 11182575 V2107763 |  |  | Active |  |  |  | Equipment | PAAR:00-PVAR | 10/31/2019 | 10/31/2019 | COOPER AMBULATORY OFF-SITES |  |  | Exam #9 | WOT00000003443537 | MEGAN MCCAFFERTY | Performance Verification | Closed | Kirk Lis | 10/31/2019 | 10/31/2019 | Performance Verification for MIDMARK CORP. 11182575 V2107763 | Initial Install of Performance Verification. Device is ready for patient use. |  |  | 10/31/2019 | 10/31/2019
|  | MIDMARK CORP. | MIDMARK CORP. RITTER 204-011 |  | V2107830 | VOORHEES SURGERY CENTER-HEM/ONC |  |  | excluded | 10/31/2019 |  |  |  |  | NO | NO |  |  |  |  | MIDMARK CORP. 11182556 V2107830 |  |  | Active |  |  |  | Equipment | PAAR:00-PVAR | 10/31/2019 | 10/31/2019 | COOPER AMBULATORY OFF-SITES |  |  | Exam #27 | WOT00000003443535 | MEGAN MCCAFFERTY | Performance Verification | Closed | Kirk Lis | 10/31/2019 | 10/31/2019 | Performance Verification for MIDMARK CORP. 11182556 V2107830 | Initial Install of Performance Verification. Device is ready for patient use. |  |  | 10/31/2019 | 10/31/2019
|  | MIDMARK CORP. | MIDMARK CORP. RITTER 204-011 |  | V2107786 | VOORHEES SURGERY CENTER-HEM/ONC |  |  | excluded | 10/31/2019 |  |  |  |  | NO | NO |  |  |  |  | MIDMARK CORP. 11182553 V2107786 |  |  | Active |  |  |  | Equipment | PAAR:00-PVAR | 10/31/2019 | 10/31/2019 | COOPER AMBULATORY OFF-SITES |  |  | Exam #11 | WOT00000003443533 | MEGAN MCCAFFERTY | Performance Verification | Closed | Kirk Lis | 10/31/2019 | 10/31/2019 | Performance Verification for MIDMARK CORP. 11182553 V2107786 | Initial Install of Performance Verification. Device is ready for patient use. |  |  | 10/31/2019 | 10/31/2019
|  | MIDMARK CORP. | MIDMARK CORP. RITTER 204-011 |  | V2107770 | VOORHEES SURGERY CENTER-HEM/ONC |  |  | excluded | 10/31/2019 |  |  |  |  | NO | NO |  |  |  |  | MIDMARK CORP. 11182550 V2107770 |  |  | Active |  |  |  | Equipment | PAAR:00-PVAR | 10/31/2019 | 10/31/2019 | COOPER AMBULATORY OFF-SITES |  |  | Exam #12 | WOT00000003443532 | MEGAN MCCAFFERTY | Performance Verification | Closed | Kirk Lis | 10/31/2019 | 10/31/2019 | CEID Record Completion for MIDMARK CORP. 11182550 V2107770 | Inventoried New Equipment. | EXP3671055 | Labor | 10/31/2019 | 10/31/2019 | Kenneth Krips
|  | MIDMARK CORP. | MIDMARK CORP. RITTER 204-011 |  | V2107904 | VOORHEES SURGERY CENTER-HEM/ONC |  |  | excluded | 10/31/2019 |  |  |  |  | NO | NO |  |  |  |  | MIDMARK CORP. 11182547 V2107904 |  |  | Active |  |  |  | Equipment | PAAR:00-PVAR | 10/31/2019 | 10/31/2019 | COOPER AMBULATORY OFF-SITES |  |  | Exam #13 | WOT00000003443529 | MEGAN MCCAFFERTY | Performance Verification | Closed | Kirk Lis | 10/31/2019 | 10/31/2019 | Performance Verification for MIDMARK CORP. 11182547 V2107904 | Initial Install of Performance Verification. Device is ready for patient use. |  |  | 10/31/2019 | 10/31/2019
|  | MIDMARK CORP. | MIDMARK CORP. RITTER 204-011 |  | V2107955 | VOORHEES SURGERY CENTER-HEM/ONC |  |  | excluded | 10/31/2019 |  |  |  |  | NO | NO |  |  |  |  | MIDMARK CORP. 11182542 V2107955 |  |  | Active |  |  |  | Equipment | PAAR:00-PVAR | 10/31/2019 | 10/31/2019 | COOPER AMBULATORY OFF-SITES |  |  | Exam #6 | WOT00000003443528 | MEGAN MCCAFFERTY | Performance Verification | Closed | Kirk Lis | 10/31/2019 | 10/31/2019 | CEID Record Completion for MIDMARK CORP. 11182542 V2107955 | Inventoried New Equipment. | EXP3671061 | Labor | 10/31/2019 | 10/31/2019 | Kenneth Krips
|  | MIDMARK CORP. | MIDMARK CORP. RITTER 204-011 |  | V2107766 | VOORHEES SURGERY CENTER-HEM/ONC |  |  | excluded | 10/31/2019 |  |  |  |  | NO | NO |  |  |  |  | MIDMARK CORP. 11182539 V2107766 |  |  | Active |  |  |  | Equipment | PAAR:00-PVAR | 10/31/2019 | 10/31/2019 | COOPER AMBULATORY OFF-SITES |  |  | Exam #8 | WOT00000003443525 | MEGAN MCCAFFERTY | Performance Verification | Closed | Kirk Lis | 10/31/2019 | 10/31/2019 | Performance Verification for MIDMARK CORP. 11182539 V2107766 | Initial Install of Performance Verification. Device is ready for patient use. |  |  | 10/31/2019 | 10/31/2019
|  | MIDMARK CORP. | MIDMARK CORP. RITTER 204-011 |  | V2107820 | VOORHEES SURGERY CENTER-HEM/ONC |  |  | excluded | 10/31/2019 |  |  |  |  | NO | NO |  |  |  |  | MIDMARK CORP. 11182534 V2107820 |  |  | Active |  |  |  | Equipment | PAAR:00-PVAR | 10/31/2019 | 10/31/2019 | COOPER AMBULATORY OFF-SITES |  |  | Exam #15 | WOT00000003443523 | MEGAN MCCAFFERTY | Performance Verification | Closed | Kirk Lis | 10/31/2019 | 10/31/2019 | Performance Verification for MIDMARK CORP. 11182534 V2107820 | Initial Install of Performance Verification. Device is ready for patient use. |  |  | 10/31/2019 | 10/31/2019
|  | MIDMARK CORP. | MIDMARK CORP. RITTER 204-011 |  | V2107858 | VOORHEES SURGERY CENTER-HEM/ONC |  |  | excluded | 10/31/2019 |  |  |  |  | NO | NO |  |  |  |  | MIDMARK CORP. 11182531 V2107858 |  |  | Active |  |  |  | Equipment | PAAR:00-PVAR | 10/31/2019 | 10/31/2019 | COOPER AMBULATORY OFF-SITES |  |  | Exam #16 | WOT00000003443521 | MEGAN MCCAFFERTY | Performance Verification | Closed | Kirk Lis | 10/31/2019 | 10/31/2019 | Performance Verification for MIDMARK CORP. 11182531 V2107858 | Initial Install of Performance Verification. Device is ready for patient use. |  |  | 10/31/2019 | 10/31/2019
|  | MIDMARK CORP. | MIDMARK CORP. RITTER 204-011 |  | V2107788 | VOORHEES SURGERY CENTER-HEM/ONC |  |  | excluded | 10/31/2019 |  |  |  |  | NO | NO |  |  |  |  | MIDMARK CORP. 11182528 V2107788 |  |  | Active |  |  |  | Equipment | PAAR:00-PVAR | 10/31/2019 | 10/31/2019 | COOPER AMBULATORY OFF-SITES |  |  | Exam #17 | WOT00000003443518 | MEGAN MCCAFFERTY | Performance Verification | Closed | Kirk Lis | 10/31/2019 | 10/31/2019 | Performance Verification for MIDMARK CORP. 11182528 V2107788 | Initial Install of Performance Verification. Device is ready for patient use. |  |  | 10/31/2019 | 10/31/2019
|  | MIDMARK CORP. | MIDMARK CORP. RITTER 204-011 |  | V2107843 | VOORHEES SURGERY CENTER-HEM/ONC |  |  | excluded | 10/31/2019 |  |  |  |  | NO | NO |  |  |  |  | MIDMARK CORP. 11182525 V2107843 |  |  | Active |  |  |  | Equipment | PAAR:00-PVAR | 10/31/2019 | 10/31/2019 | COOPER AMBULATORY OFF-SITES |  |  | Exam #18 | WOT00000003443516 | MEGAN MCCAFFERTY | Performance Verification | Closed | Kirk Lis | 10/31/2019 | 10/31/2019 | Performance Verification for MIDMARK CORP. 11182525 V2107843 | Initial Install of Performance Verification. Device is ready for patient use. |  |  | 10/31/2019 | 10/31/2019
|  | MIDMARK CORP. | MIDMARK CORP. RITTER 204-011 |  | V2107918 | VOORHEES SURGERY CENTER-HEM/ONC |  |  | excluded | 10/31/2019 |  |  |  |  | NO | NO |  |  |  |  | MIDMARK CORP. 11182522 V2107918 |  |  | Active |  |  |  | Equipment | PAAR:00-PVAR | 10/31/2019 | 10/31/2019 | COOPER AMBULATORY OFF-SITES |  |  | Exam #19 | WOT00000003443514 | MEGAN MCCAFFERTY | Performance Verification | Closed | Kirk Lis | 10/31/2019 | 10/31/2019 | Performance Verification for MIDMARK CORP. 11182522 V2107918 | Initial Install of Performance Verification. Device is ready for patient use. |  |  | 10/31/2019 | 10/31/2019
|  | MIDMARK CORP. | MIDMARK CORP. RITTER 204-011 |  | V2107867 | VOORHEES SURGERY CENTER-HEM/ONC |  |  | excluded | 10/31/2019 |  |  |  |  | NO | NO |  |  |  |  | MIDMARK CORP. 11182519 V2107867 |  |  | Active |  |  |  | Equipment | PAAR:00-PVAR | 10/31/2019 | 10/31/2019 | COOPER AMBULATORY OFF-SITES |  |  | Exam #20 | WOT00000003443512 | MEGAN MCCAFFERTY | Performance Verification | Closed | Kirk Lis | 10/31/2019 | 10/31/2019 | Performance Verification for MIDMARK CORP. 11182519 V2107867 | Initial Install of Performance Verification. Device is ready for patient use. |  |  | 10/31/2019 | 10/31/2019
|  | MIDMARK CORP. | MIDMARK CORP. RITTER 204-011 |  | V2107791 | VOORHEES SURGERY CENTER-HEM/ONC |  |  | excluded | 10/31/2019 |  |  |  |  | NO | NO |  |  |  |  | MIDMARK CORP. 11182516 V2107791 |  |  | Active |  |  |  | Equipment | PAAR:00-PVAR | 10/31/2019 | 10/31/2019 | COOPER AMBULATORY OFF-SITES |  |  | Exam #21 | WOT00000003443510 | MEGAN MCCAFFERTY | Performance Verification | Closed | Kirk Lis | 10/31/2019 | 10/31/2019 | Performance Verification for MIDMARK CORP. 11182516 V2107791 | Initial Install of Performance Verification. Device is ready for patient use. |  |  | 10/31/2019 | 10/31/2019
|  | MIDMARK CORP. | MIDMARK CORP. RITTER 204-011 |  | V2107894 | VOORHEES SURGERY CENTER-HEM/ONC |  |  | excluded | 10/31/2019 |  |  |  |  | NO | NO |  |  |  |  | MIDMARK CORP. 11182513 V2107894 |  |  | Active |  |  |  | Equipment | PAAR:00-PVAR | 10/31/2019 | 10/31/2019 | COOPER AMBULATORY OFF-SITES |  |  | Exam #23 | WOT00000003443509 | MEGAN MCCAFFERTY | Performance Verification | Closed | Kirk Lis | 10/31/2019 | 10/31/2019 | CEID Record Completion for MIDMARK CORP. 11182513 V2107894 | Inventoried New Equipment. | EXP3670902 | Labor | 10/31/2019 | 10/31/2019 | Kenneth Krips
|  | MIDMARK CORP. | MIDMARK CORP. RITTER 204-011 |  | V2107931 | VOORHEES SURGERY CENTER-HEM/ONC |  |  | excluded | 10/31/2019 |  |  |  |  | NO | NO |  |  |  |  | MIDMARK CORP. 11182510 V2107931 |  |  | Active |  |  |  | Equipment | PAAR:00-PVAR | 10/31/2019 | 10/31/2019 | COOPER AMBULATORY OFF-SITES |  |  | Exam #24 | WOT00000003443507 | MEGAN MCCAFFERTY | Performance Verification | Closed | Kirk Lis | 10/31/2019 | 10/31/2019 | CEID Record Completion for MIDMARK CORP. 11182510 V2107931 | Inventoried New Equipment. | EXP3670904 | Labor | 10/31/2019 | 10/31/2019 | Kenneth Krips
|  | MIDMARK CORP. | MIDMARK CORP. RITTER 204-011 |  | V2107773 | VOORHEES SURGERY CENTER-HEM/ONC |  |  | excluded | 10/31/2019 |  |  |  |  | NO | NO |  |  |  |  | MIDMARK CORP. 11182506 V2107773 |  |  | Active |  |  |  | Equipment | PAAR:00-PVAR | 10/31/2019 | 10/31/2019 | COOPER AMBULATORY OFF-SITES |  |  | Exam #25 | WOT00000003443504 | MEGAN MCCAFFERTY | Performance Verification | Closed | Kirk Lis | 10/31/2019 | 10/31/2019 | Performance Verification for MIDMARK CORP. 11182506 V2107773 | Initial Install of Performance Verification. Device is ready for patient use. |  |  | 10/31/2019 | 10/31/2019
|  | MIDMARK CORP. | MIDMARK CORP. RITTER 204-011 |  | V2107875 | VOORHEES SURGERY CENTER-HEM/ONC |  |  | excluded | 10/31/2019 |  |  |  |  | NO | NO |  |  |  |  | MIDMARK CORP. 11182503 V2107875 |  |  | Active |  |  |  | Equipment | PAAR:00-PVAR | 10/31/2019 | 10/31/2019 | COOPER AMBULATORY OFF-SITES |  |  | Exam #26 | WOT00000003443502 | MEGAN MCCAFFERTY | Performance Verification | Closed | Kirk Lis | 10/31/2019 | 10/31/2019 | Performance Verification for MIDMARK CORP. 11182503 V2107875 | Initial Install of Performance Verification. Device is ready for patient use. |  |  | 10/31/2019 | 10/31/2019
|  | MIDMARK CORP. | MIDMARK CORP. RITTER 222 BARRIER-FREE |  |  | COOPER CANCER CENTER-MULTIDISCIPLINARY CLINIC |  |  |  | 01/01/1900 |  |  |  |  | NO | NO |  |  |  |  | MIDMARK CORP. 10355376 1421508 |  |  | Disposition |  |  |  | Equipment | PAAR:00-PVAR | 11/02/2019 |  | COOPER AMBULATORY OFF-SITES |  |  | DISPOSITION |  | ROXANNE BERGER
|  | MIDMARK CORP. | MIDMARK CORP. RITTER 222 BARRIER-FREE |  | V1420507 | COOPER CANCER CENTER-MULTIDISCIPLINARY CLINIC |  |  | excluded | 07/12/2013 |  |  |  |  | NO | NO |  |  |  |  | MIDMARK CORP. 10355371 V1420507 |  |  | Active |  | 99:99:99:99:99:99 |  | Equipment | PAAR:00-PVAR | 11/02/2019 |  | COOPER AMBULATORY OFF-SITES |  |  | Multi Disc - C2044 |  | ROXANNE BERGER
|  | MIDMARK CORP. | MIDMARK CORP. RITTER 222 BARRIER-FREE |  |  | COOPER CANCER CENTER-MULTIDISCIPLINARY CLINIC |  |  |  | 01/01/1900 |  |  |  |  | NO | NO |  |  |  |  | MIDMARK CORP. 10355329 1420507 |  |  | Disposition |  |  |  | Equipment | PAAR:00-PVAR | 11/02/2019 |  | COOPER AMBULATORY OFF-SITES |  |  | DISPOSITION |  | ROXANNE BERGER
|  | MIDMARK CORP. | MIDMARK CORP. RITTER 224 BARRIER-FREE |  | V2037093 | 6017 MAIN ST-PLASTICS |  |  | excluded | 10/31/2019 |  |  |  |  | NO | NO |  |  |  |  | MIDMARK CORP. 11239313 V2037093 |  |  | Active |  | 99:99:99:99:99:99 |  | Equipment | PAAR:00-PVAR | 10/31/2019 | 10/31/2019 | COOPER AMBULATORY OFF-SITES |  |  | 6200 MAIN ST. | WOT00000001953571 | ANNE MAIER | Performance Verification | Closed | Kirk Lis | 10/31/2019 | 10/31/2019 | Performance Verification for MIDMARK CORP. 11239313 V2037093 | Initial Install of Performance Verification. Device is ready for patient use. |  |  | 10/31/2019 | 10/31/2019
|  | MIDMARK CORP. | MIDMARK CORP. RITTER 225 |  | v2041074 | COOPER CANCER CENTER-MULTIDISCIPLINARY CLINIC |  |  | excluded | 10/31/2019 |  |  |  |  | NO | NO |  |  |  |  | MIDMARK CORP. 11221769 v2041074 |  |  | Active |  | 99:99:99:99:99:99 |  | Equipment | PAAR:00-PVAR | 10/31/2019 | 10/31/2019 | COOPER AMBULATORY OFF-SITES |  |  |  | WOT00000001616975 | ROXANNE BERGER | Performance Verification | Closed | Josh Harris | 10/31/2019 | 10/31/2019 | CEID Record Completion for MIDMARK CORP. 11221769 v2041074 | Inventoried new item. VPO> RTS. | EXP1644198 | Labor | 10/31/2019 | 10/31/2019 | Josh Harris
|  | MIDMARK CORP. | MIDMARK CORP. RITTER 225 |  | v2041088 | COOPER CANCER CENTER-MULTIDISCIPLINARY CLINIC |  |  | excluded | 10/31/2019 |  |  |  |  | NO | NO |  |  |  |  | MIDMARK CORP. 11221761 v2041088 |  |  | Active |  | 99:99:99:99:99:99 |  | Equipment | PAAR:00-PVAR | 10/31/2019 | 10/31/2019 | COOPER AMBULATORY OFF-SITES |  |  |  | WOT00000001616966 | ROXANNE BERGER | Performance Verification | Closed | Josh Harris | 10/31/2019 | 10/31/2019 | Performance Verification for MIDMARK CORP. 11221761 v2041088 | Initial Install of Performance Verification. Device is ready for patient use. |  |  | 10/31/2019 | 10/31/2019
|  | MIDMARK CORP. | MIDMARK CORP. RITTER 225 |  | v2041085 | COOPER CANCER CENTER-MULTIDISCIPLINARY CLINIC |  |  | excluded | 10/31/2019 |  |  |  |  | NO | NO |  |  |  |  | MIDMARK CORP. 11221753 v2041085 |  |  | Active |  | 99:99:99:99:99:99 |  | Equipment | PAAR:00-PVAR | 10/31/2019 | 10/31/2019 | COOPER AMBULATORY OFF-SITES |  |  |  | WOT00000001616958 | ROXANNE BERGER | Performance Verification | Closed | Josh Harris | 10/31/2019 | 10/31/2019 | Performance Verification for MIDMARK CORP. 11221753 v2041085 | Initial Install of Performance Verification. Device is ready for patient use. |  |  | 10/31/2019 | 10/31/2019
|  | MIDMARK CORP. | MIDMARK CORP. RITTER 230 |  | V2030367 | BUNKER HILL-SURGERY |  |  | excluded | 10/31/2019 |  |  |  |  | NO | NO |  |  |  |  | MIDMARK CORP. 11208346 V2030367 |  |  | Active |  | 99:99:99:99:99:99 |  | Equipment | PAAR:00-PVAR | 10/31/2019 | 10/31/2019 | COOPER AMBULATORY OFF-SITES |  |  | Procedure room | WOT00000001609939 | ANNE MAIER | Performance Verification | Closed | Michael Youch | 10/31/2019 | 10/31/2019 | Performance Verification for MIDMARK CORP. 11208346 V2030367 | Initial Install of Performance Verification. Device is ready for patient use. |  |  | 10/31/2019 | 10/31/2019
|  | MIDMARK CORP. | MIDMARK CORP. RITTER 244 |  |  | 6017 MAIN ST-BARIATRIC |  |  | excluded | 03/18/2014 |  |  |  |  | NO | NO |  |  |  |  | MIDMARK CORP. 10345295 133763504 |  |  | Active |  | 99:99:99:99:99:99 |  | Equipment | PAAR:00-PVAR | 11/01/2019 |  | COOPER AMBULATORY OFF-SITES |  |  | EXAM 2 |  | CHRISTINE CASTAGNA
|  | MIDMARK CORP. | MIDMARK CORP. RITTER 244 |  |  | 6017 MAIN ST-BARIATRIC |  |  | excluded | 03/18/2014 |  |  |  |  | NO | NO |  |  |  |  | MIDMARK CORP. 10345299 133763502 |  |  | Active |  | 99:99:99:99:99:99 |  | Equipment | PAAR:00-PVAR | 11/02/2019 |  | COOPER AMBULATORY OFF-SITES |  |  | EXAM 1 |  | CHRISTINE CASTAGNA
|  | MIDMARK CORP. | MIDMARK CORP. RITTER 300 |  | V155971 | HADDON HEIGHTS-FAMILY MEDICINE |  |  | excluded | 05/04/2009 |  |  |  |  | NO | NO |  |  |  |  | MIDMARK CORP. 10365809 V155971 |  |  | Active |  | 99:99:99:99:99:99 |  | Equipment | PAAR:00-PVAR | 11/02/2019 |  | COOPER AMBULATORY OFF-SITES |  |  | EXAM 5 |  | KELLIE STOUT
|  | MIDMARK CORP. | MIDMARK CORP. RITTER 309 |  | PR001956 | HADDON HEIGHTS-FAMILY MEDICINE |  |  | excluded | 01/01/1900 |  |  |  |  | NO | NO |  |  |  |  | MIDMARK CORP. 10365814 PR001956 |  |  | Active |  | 99:99:99:99:99:99 |  | Equipment | PAAR:00-PVAR | 11/02/2019 |  | COOPER AMBULATORY OFF-SITES |  |  | EXAM 6 |  | KELLIE STOUT
|  | MINDRAY | MINDRAY C5-1S |  | 9SD77005670 | EMERGENCY ROOM |  |  |  | 12/15/2017 |  |  |  |  | NO | NO |  |  |  |  | MINDRAY 10732406 9SD77005670 |  |  | Disposition |  | 99:99:99:99:99:99 |  | Accessory | PAAR:00-PVAR | 10/16/2019 |  | COOPER UNIVERSITY HOSPITAL |  |  |  | 0012589532 | KAREN GRUBER | Performance Verification | Closed | Josh Harris | 12/28/2017 | 12/28/2017 | INCOMING INVENTORY | DEVICE INVENTORIED | E7E786FF-3DCE-4876-83DE-A2B3811301CD | Labor | 12/28/2017 | 12/28/2017 | Josh Harris
|  | MINDRAY | MINDRAY C5-1S |  | PXD61002278 | EMERGENCY ROOM |  |  |  | 06/23/2016 |  |  |  |  | NO | NO |  |  |  |  | MINDRAY 10505309 PXD61002278 |  |  | Disposition |  |  |  | Accessory | PAAR:00-PVAR | 10/16/2019 |  | COOPER UNIVERSITY HOSPITAL |  |  |  |  | KAREN GRUBER
|  | MINDRAY | MINDRAY C5-1S |  | PXD59001959 | EMERGENCY ROOM |  |  |  | 06/23/2016 |  |  |  |  | NO | NO |  |  |  |  | MINDRAY 10505308 PXD59001959 |  |  | Disposition |  |  |  | Accessory | PAAR:00-PVAR | 10/16/2019 |  | COOPER UNIVERSITY HOSPITAL |  |  |  |  | KAREN GRUBER
|  | MINDRAY | MINDRAY C5-1S |  | PXD6B003723 | EMERGENCY ROOM |  |  |  | 10/16/2019 |  |  |  |  | NO | NO |  |  |  |  | MINDRAY 30296503 PXD6B003723 |  |  | Disposition |  | 99:99:99:99:99:99 |  | Accessory | PAAR:00-PVAR | 10/16/2019 | 10/16/2019 | COOPER UNIVERSITY HOSPITAL |  |  |  | 0011614988 | KAREN GRUBER | Performance Verification | Closed | Bonnie Aichroth | 10/16/2019 | 10/16/2019 | INCOMING INVENTORY | DEVICE INVENTORIED | 66C4D49B-A145-48E7-81AD-804694EA8CD0 | Labor | 10/16/2019 | 10/16/2019 | Bonnie Aichroth
|  | MINDRAY | MINDRAY C5-1S |  | pxd47000591 | EMERGENCY ROOM |  |  |  | 01/01/1900 |  |  |  |  | NO | NO |  |  |  |  | MINDRAY 10366559 pxd47000591 |  |  | Disposition |  |  |  | Accessory | PAAR:00-PVAR | 11/02/2019 |  | COOPER UNIVERSITY HOSPITAL |  |  | BIOMED |  | KAREN GRUBER
|  | MINDRAY | MINDRAY C5-1S |  | PXD56001509 | EMERGENCY ROOM |  |  |  | 10/16/2019 |  |  |  |  | NO | NO |  |  |  |  | MINDRAY 30142180 PXD56001509 |  |  | Disposition |  |  |  | Accessory | PAAR:00-PVAR | 10/16/2019 | 10/16/2019 | COOPER UNIVERSITY HOSPITAL |  |  |  |  | KAREN GRUBER |  |  |  | 10/16/2019 | 10/16/2019 |  |  |  |  | 10/16/2019 | 10/16/2019
|  | MINDRAY | MINDRAY C5-1S |  | PXD57001558 | EMERGENCY ROOM |  |  |  | 10/16/2019 |  |  |  |  | NO | NO |  |  |  |  | MINDRAY 30142179 PXD57001558 |  |  | Disposition |  |  |  | Accessory | PAAR:00-PVAR | 10/16/2019 | 10/16/2019 | COOPER UNIVERSITY HOSPITAL |  |  |  |  | KAREN GRUBER |  |  |  | 10/16/2019 | 10/16/2019 |  |  |  |  | 10/16/2019 | 10/16/2019
|  | MINDRAY | MINDRAY L12-4S |  | NYD65038456 | EMERGENCY ROOM |  |  |  | 06/23/2016 |  |  |  |  | NO | NO |  |  |  |  | MINDRAY 10505307 NYD65038456 |  |  | Active |  | 99:99:99:99:99:99 |  | Accessory | PAAR:00-PVAR | 10/31/2019 |  | COOPER UNIVERSITY HOSPITAL |  |  |  |  | KAREN GRUBER
|  | MINDRAY | MINDRAY L12-4S |  | nyd4b002308 | EMERGENCY ROOM |  |  |  | 01/01/1900 |  |  |  |  | NO | NO |  |  |  |  | MINDRAY 10366560 nyd4b002308 |  |  | Disposition |  |  |  | Accessory | PAAR:00-PVAR | 11/02/2019 |  | COOPER UNIVERSITY HOSPITAL |  |  | EMERGENCY DEPARTMENT |  | KAREN GRUBER
|  | MINDRAY | MINDRAY L20-5S |  | VQD84000519 | EMERGENCY ROOM |  |  |  | 10/31/2019 |  |  |  |  | NO | NO |  |  |  |  | MINDRAY 11208352 VQD84000519 |  |  | Active |  | 99:99:99:99:99:99 |  | Accessory | PAAR:00-PVAR | 10/31/2019 | 10/31/2019 | COOPER UNIVERSITY HOSPITAL |  |  |  | WOT00000001809150 | KAREN GRUBER | Performance Verification | Closed | Zhan Kiselev | 10/31/2019 | 10/31/2019 | CEID Record Completion for MINDRAY 11208352 VQD84000519 | New Equipment Inspection | EXP1876276 | Labor | 10/31/2019 | 10/31/2019 | Zhan Kiselev
TL11208365 |  | MINDRAY | MINDRAY M9 ULTRASOUND SYSTEM |  | 7B-47000113 | EMERGENCY ROOM |  |  |  | 01/16/2019 |  |  |  |  | NO | NO |  |  |  |  | MINDRAY TL11208365 7B-47000113 |  |  | Disposition |  | 00:19:0F:14:CA:A8 |  | Equipment | 6M:00-MFG | 01/16/2019 | 01/16/2019 | COOPER UNIVERSITY HOSPITAL |  |  | Performance Verification | WOT00000001988211 | KAREN GRUBER | Performance Verification | Closed | Zhan Kiselev | 01/16/2019 | 01/16/2019 | Performance Verification for MINDRAY TL11208365 7B-47000113 | Initial Install of Performance Verification. Device is ready for patient use. |  |  | 01/16/2019 | 01/16/2019
TL11208197 |  | MINDRAY | MINDRAY M9 ULTRASOUND SYSTEM |  | 7B.6C001119 | INTENSIVE CARE UNIT |  |  |  | 09/25/2018 |  |  |  |  | NO | NO |  |  |  |  | MINDRAY TL11208197 7B.6C001119 |  |  | Disposition |  |  |  | Equipment | 6M:00-MFG | 09/25/2018 | 09/25/2018 | COOPER UNIVERSITY HOSPITAL |  |  | ICU | WOT00000001454734 | CAROLYN RUMELL | Performance Verification | Closed | Zhan Kiselev | 09/25/2018 | 09/25/2018 | Performance Verification for MINDRAY TL11208197 7B.6C001119 | Initial Install of Performance Verification. Device is ready for patient use. |  |  | 09/25/2018 | 09/25/2018
TL11208157 |  | MINDRAY | MINDRAY M9 ULTRASOUND SYSTEM |  | 7B-4C000325 | EMERGENCY ROOM |  |  |  | 02/18/2019 |  |  |  |  | NO | NO |  |  |  |  | MINDRAY TL11208157 7B-4C000325 |  |  | Disposition |  | 00:00:00:00:00:00 |  | Equipment | 1Y:00-MFG | 02/18/2019 | 02/18/2019 | COOPER UNIVERSITY HOSPITAL |  |  | ER | WOT00000001167577 | KAREN GRUBER | Performance Verification | Closed | Zhan Kiselev | 02/18/2019 | 02/18/2019 | Performance Verification for MINDRAY TL11208157 7B-4C000325 | Initial Install of Performance Verification. Device is ready for patient use. |  |  | 02/18/2019 | 02/18/2019
TL10649809 |  | MINDRAY | MINDRAY M9 ULTRASOUND SYSTEM |  | 7B-48000138 | EMERGENCY ROOM |  |  |  | 08/30/2018 |  |  |  |  | NO | NO |  |  |  |  | MINDRAY TL10649809 7B-48000138 |  |  | Disposition |  | 00:00:00:00:00:00 |  | Equipment | 6M:00-MFG | 08/30/2018 | 08/30/2018 | COOPER UNIVERSITY HOSPITAL |  |  |  |  | KAREN GRUBER |  |  |  | 08/30/2018 | 08/30/2018 |  |  |  |  | 08/30/2018 | 08/30/2018
|  | MINDRAY | MINDRAY M9 ULTRASOUND SYSTEM |  | 7B-48000150 | EMERGENCY ROOM |  |  |  | 09/16/2016 |  |  |  |  | NO | NO |  |  |  |  | MINDRAY 10649813 7B-48000150 |  |  | Disposition |  |  |  | Equipment | 6M:00-MFG | 02/06/2017 | 02/01/2020 | COOPER UNIVERSITY HOSPITAL |  |  |  |  | KAREN GRUBER
|  | MINDRAY | MINDRAY M9 ULTRASOUND SYSTEM |  | 7B-73001229 | INTENSIVE CARE UNIT |  |  |  | 05/18/2017 |  |  |  |  | NO | NO |  |  |  |  | MINDRAY 10649792 7B-73001229 |  |  | Active |  | 28:24:FF:69:C9:31 |  | Equipment | 6M:00-MFG | 06/10/2019 | 12/01/2019 | COOPER UNIVERSITY HOSPITAL |  |  |  | 0012410965 | CAROLYN RUMELL | Preventative Maintenance | Closed | Josh Harris | 11/17/2017 | 11/17/2017 | PERFORMANCE ASSURANCE AT INVENTORY | INVENTORIED DEVICE AND ENSURED DEVICE WAS FUNCTIONING PROPERLY. | D15FB612-6E9F-41FB-816F-B5B48D4C1B32 | Labor | 05/18/2017 | 05/18/2017 | Zhan Kiselev
|  | MINDRAY | MINDRAY P4-2E (PHASED ARRAY) |  | nyx49000575 | EMERGENCY ROOM |  |  |  | 01/01/1900 |  |  |  |  | NO | NO |  |  |  |  | MINDRAY 10366556 nyx49000575 |  |  | Disposition |  |  |  | Accessory | PAAR:00-PVAR | 11/01/2019 |  | COOPER UNIVERSITY HOSPITAL |  |  | BIOMED |  | KAREN GRUBER
|  | MINDRAY | MINDRAY PM-50 |  | AY-04125014 | WILLINGBORO COOPER UNIVERSITY PHYSICIANS |  |  |  | 02/17/2011 |  |  |  |  | NO | NO |  |  |  |  | MINDRAY 10367078 AY-04125014 |  |  | Active |  | 99:99:99:99:99:99 |  | Alarm | PAAR:00-PVAR | 11/02/2019 |  | COOPER AMBULATORY OFF-SITES |  |  | SPECIALITIES NURSES STAT |  | PATTY LEWIS
|  | MINDRAY | MINDRAY PM-50 |  | AY-4125266 | WILLINGBORO COOPER UNIVERSITY PHYSICIANS |  |  |  | 11/02/2019 |  |  |  |  | NO | NO |  |  |  |  | MINDRAY 30144696 AY-4125266 |  |  | Active |  | 99:99:99:99:99:99 |  | Alarm | PAAR:00-PVAR | 11/02/2019 | 11/02/2019 | COOPER AMBULATORY OFF-SITES |  |  | MOVES |  | PATTY LEWIS |  |  |  | 11/02/2019 | 11/02/2019 |  |  |  |  | 11/02/2019 | 11/02/2019
|  | MINDRAY | MINDRAY V11-3E (ENDOCAVITY) |  | LDL61003202 | EMERGENCY ROOM |  |  |  | 10/16/2019 |  |  |  |  | NO | NO |  |  |  |  | MINDRAY 30244752 LDL61003202 |  |  | Disposition |  |  |  | Accessory | PAAR:00-PVAR | 10/16/2019 | 10/16/2019 | COOPER UNIVERSITY HOSPITAL |  |  |  |  | KAREN GRUBER |  |  |  | 10/16/2019 | 10/16/2019 |  |  |  |  | 10/16/2019 | 10/16/2019
|  | MINDRAY | MINDRAY V11-3WE |  | LDL72004878 | EMERGENCY ROOM |  |  |  | 07/11/2017 |  |  |  |  | NO | NO |  |  |  |  | MINDRAY 10769618 LDL72004878 |  |  | Disposition |  |  |  | Accessory | PAAR:00-PVAR | 10/16/2019 |  | COOPER UNIVERSITY HOSPITAL |  |  |  | 0012153593 | KAREN GRUBER | Performance Verification | Closed | Zhan Kiselev | 09/12/2017 | 09/12/2017 | INCOMING INVENTORY | DEVICE INVENTORIED | B2AEAE7F-236F-41F4-9D97-81CEAF652D4A | Labor | 09/12/2017 | 09/12/2017 | Bonnie Aichroth
|  | MINDRAY | MINDRAY V11-3WE |  | LDL77005541 | EMERGENCY ROOM |  |  |  | 09/21/2017 |  |  |  |  | NO | NO |  |  |  |  | MINDRAY 10752771 LDL77005541 |  |  | Disposition |  | 99:99:99:99:99:99 |  | Accessory | PAAR:00-PVAR | 10/16/2019 |  | COOPER UNIVERSITY HOSPITAL |  |  |  | 0012501152 | KAREN GRUBER | Performance Verification | Closed | Josh Harris | 12/12/2017 | 12/12/2017 | INCOMING INVENTORY | DEVICE INVENTORIED | 41E727C6-9A3B-47E2-8CBE-29678C56A61D | Labor | 12/12/2017 | 12/12/2017 | Josh Harris
|  | MINDRAY | MINDRAY V11-3WE |  | LDL78005736 | EMERGENCY ROOM |  |  |  | 12/15/2017 |  |  |  |  | NO | NO |  |  |  |  | MINDRAY 10732407 LDL78005736 |  |  | Disposition |  | 99:99:99:99:99:99 |  | Accessory | PAAR:00-PVAR | 10/16/2019 |  | COOPER UNIVERSITY HOSPITAL |  |  |  | 0012589542 | KAREN GRUBER | Preventative Maintenance | Closed | Josh Harris | 12/28/2017 | 12/28/2017 | PERFORMANCE ASSURANCE AT INVENTORY | INVENTORIED DEVICE AND ENSURED DEVICE WAS FUNCTIONING PROPERLY. | 85292510-73B6-4CDD-B628-0171F2F16D36 | Labor | 12/15/2017 | 12/15/2017 | Zhan Kiselev
|  | MINDRAY | MINDRAY V11-3WE |  | LDL65003982 | EMERGENCY ROOM |  |  |  | 08/25/2016 |  |  |  |  | NO | NO |  |  |  |  | MINDRAY 10649815 LDL65003982 |  |  | Disposition |  |  |  | Accessory | PAAR:00-PVAR | 10/16/2019 |  | COOPER UNIVERSITY HOSPITAL |  |  |  |  | KAREN GRUBER
|  | MINDRAY | MINDRAY V11-3WE |  | LDL6C004842 | EMERGENCY ROOM |  |  |  | 03/09/2017 |  |  |  |  | NO | NO |  |  |  |  | MINDRAY 10649784 LDL6C004842 |  |  | Disposition |  | 99:99:99:99:99:99 |  | Accessory | PAAR:00-PVAR | 10/16/2019 |  | COOPER UNIVERSITY HOSPITAL |  |  |  | 0011912143 | KAREN GRUBER | Performance Verification | Closed | Bonnie Aichroth | 07/19/2017 | 07/19/2017 | INCOMING INVENTORY | DEVICE INVENTORIED | F994B80D-F824-4B84-B5AB-F7A4DF2F5D10 | Labor | 07/19/2017 | 07/19/2017 | Bonnie Aichroth
|  | MINDRAY | MINDRAY V11-3WE |  | LDL63003493 | EMERGENCY ROOM |  |  |  | 07/14/2016 |  |  |  |  | NO | NO |  |  |  |  | MINDRAY 10505329 LDL63003493 |  |  | Disposition |  |  |  | Accessory | PAAR:00-PVAR | 10/16/2019 |  | COOPER UNIVERSITY HOSPITAL |  |  |  |  | KAREN GRUBER
|  | MINDRAY | MINDRAY V11-3WE |  | LDL61003318 | EMERGENCY ROOM |  |  |  | 10/16/2019 |  |  |  |  | NO | NO |  |  |  |  | MINDRAY 30244766 LDL61003318 |  |  | Disposition |  | 99:99:99:99:99:99 |  | Accessory | PAAR:00-PVAR | 10/16/2019 | 10/16/2019 | COOPER UNIVERSITY HOSPITAL |  |  |  |  | KAREN GRUBER |  |  |  | 10/16/2019 | 10/16/2019 |  |  |  |  | 10/16/2019 | 10/16/2019
|  | MINDRAY | MINDRAY V11-3WS |  | LDL8B008451 | EMERGENCY ROOM |  |  |  | 10/31/2019 |  |  |  |  | NO | NO |  |  |  |  | MINDRAY 11208375 LDL8B008451 |  |  | Active |  |  |  | Equipment | PAAR:00-PVAR | 10/31/2019 | 10/31/2019 | COOPER UNIVERSITY HOSPITAL |  |  | Performance Verification | WOT00000002417547 | KAREN GRUBER | Performance Verification | Closed | Zhan Kiselev | 10/31/2019 | 10/31/2019 | Performance Verification for MINDRAY 11208375 LDL8B008451 | Initial Install of Performance Verification. Device is ready for patient use. |  |  | 10/31/2019 | 10/31/2019
|  | MINDRAY | MINDRAY V11-3WS |  | LDL8A008317 | EMERGENCY ROOM |  |  |  | 10/16/2019 |  |  |  |  | NO | NO |  |  |  |  | MINDRAY 11208363 LDL8A008317 |  |  | Disposition |  |  |  | Equipment | PAAR:00-PVAR | 10/16/2019 | 10/16/2019 | COOPER UNIVERSITY HOSPITAL |  |  | Performance Verification | WOT00000001972851 | KAREN GRUBER | Performance Verification | Closed | Zhan Kiselev | 10/16/2019 | 10/16/2019 | Performance Verification for MINDRAY 11208363 LDL8A008317 | Initial Install of Performance Verification. Device is ready for patient use. |  |  | 10/16/2019 | 10/16/2019
|  | MINDRAY | MINDRAY V11-3WS |  | LDL88008063 | EMERGENCY ROOM |  |  |  | 10/16/2019 |  |  |  |  | NO | NO |  |  |  |  | MINDRAY 11208361 LDL88008063 |  |  | Disposition |  | 99:99:99:99:99:99 |  | Equipment | PAAR:00-PVAR | 10/16/2019 | 10/16/2019 | COOPER UNIVERSITY HOSPITAL |  |  | ER | WOT00000001833842 | KAREN GRUBER | Performance Verification | Closed | Zhan Kiselev | 10/16/2019 | 10/16/2019 | Performance Verification for MINDRAY 11208361 LDL88008063 | Initial Install of Performance Verification. Device is ready for patient use. |  |  | 10/16/2019 | 10/16/2019
|  | MINDRAY | MINDRAY V11-3WS |  | LDL7C006245 | EMERGENCY ROOM |  |  |  | 10/16/2019 |  |  |  |  | NO | NO |  |  |  |  | MINDRAY 11208177 LDL7C006245 |  |  | Disposition |  | 99:99:99:99:99:99 |  | Equipment | PAAR:00-PVAR | 10/16/2019 | 10/16/2019 | COOPER UNIVERSITY HOSPITAL |  |  |  | WOT00000001434182 | KAREN GRUBER | Performance Verification | Closed | Zhan Kiselev | 10/16/2019 | 10/16/2019 | Performance Verification for MINDRAY 11208177 LDL7C006245 | Initial Install of Performance Verification. Device is ready for patient use. |  |  | 10/16/2019 | 10/16/2019
|  | MINDRAY | MINDRAY V11-3WS |  | LDL48001470 | EMERGENCY ROOM |  |  |  | 10/16/2019 |  |  |  |  | NO | NO |  |  |  |  | MINDRAY 11208176 LDL48001470 |  |  | Disposition |  | 99:99:99:99:99:99 |  | Equipment | PAAR:00-PVAR | 10/16/2019 | 10/16/2019 | COOPER UNIVERSITY HOSPITAL |  |  |  | WOT00000001434558 | KAREN GRUBER | Performance Verification | Closed | Zhan Kiselev | 10/16/2019 | 10/16/2019 | Performance Verification for MINDRAY 11208176 LDL48001470 | Initial Install of Performance Verification. Device is ready for patient use. |  |  | 10/16/2019 | 10/16/2019
|  | MINDRAY | MINDRAY V11-3WS |  | LDL78005742 | EMERGENCY ROOM |  |  |  | 02/20/2018 |  |  |  |  | NO | NO |  |  |  |  | MINDRAY 10752784 LDL78005742 |  |  | Disposition |  | 99:99:99:99:99:99 |  | Equipment | PAAR:00-PVAR | 10/16/2019 |  | COOPER UNIVERSITY HOSPITAL |  |  |  | WOT00000000554544 | KAREN GRUBER | Performance Verification | Closed | Zhan Kiselev | 02/20/2018 | 08/02/2018 | Performance Verification for UNMATCHED 10752784 LDL78005742 | Initial Install of Performance Verification. Device is ready for patient use.
|  | MINDRAY | MINDRAY V11-JWE |  | ldl48001464 | EMERGENCY ROOM |  |  |  | 01/01/1900 |  |  |  |  | NO | NO |  |  |  |  | MINDRAY 10366561 ldl48001464 |  |  | Disposition |  |  |  | Accessory | PAAR:00-PVAR | 11/02/2019 |  | COOPER UNIVERSITY HOSPITAL |  |  | BIOMED |  | KAREN GRUBER
|  | MINDRAY | MINDRAY V11-JWE |  | LDL55002482 | EMERGENCY ROOM |  |  |  | 10/16/2019 |  |  |  |  | NO | NO |  |  |  |  | MINDRAY 30146264 LDL55002482 |  |  | Disposition |  | 99:99:99:99:99:99 |  | Accessory | PAAR:00-PVAR | 10/16/2019 | 10/16/2019 | COOPER UNIVERSITY HOSPITAL |  |  |  |  | KAREN GRUBER |  |  |  | 10/16/2019 | 10/16/2019 |  |  |  |  | 10/16/2019 | 10/16/2019
|  | MINDRAY | MINDRAY V11-JWE |  | LDL48001530 | EMERGENCY ROOM |  |  |  | 10/16/2019 |  |  |  |  | NO | NO |  |  |  |  | MINDRAY 30142178 LDL48001530 |  |  | Disposition |  |  |  | Accessory | PAAR:00-PVAR | 10/16/2019 | 10/16/2019 | COOPER UNIVERSITY HOSPITAL |  |  | EMERGENCY DEPARTMENT |  | KAREN GRUBER |  |  |  | 10/16/2019 | 10/16/2019 |  |  |  |  | 10/16/2019 | 10/16/2019
|  | MINDRAY | MINDRAY V11-JWE |  | LBL550002476 | EMERGENCY ROOM |  |  |  | 10/16/2019 |  |  |  |  | NO | NO |  |  |  |  | MINDRAY 30142110 LBL550002476 |  |  | Disposition |  | 99:99:99:99:99:99 |  | Accessory | PAAR:00-PVAR | 10/16/2019 | 10/16/2019 | COOPER UNIVERSITY HOSPITAL |  |  | EMERGENCY DEPARTMENT |  | KAREN GRUBER |  |  |  | 10/16/2019 | 10/16/2019 |  |  |  |  | 10/16/2019 | 10/16/2019
|  | MINDRAY | MINDRAY V11-JWE |  | LDL48001399 | EMERGENCY ROOM |  |  |  | 10/16/2019 |  |  |  |  | NO | NO |  |  |  |  | MINDRAY 30142037 LDL48001399 |  |  | Disposition |  |  |  | Accessory | PAAR:00-PVAR | 10/16/2019 | 10/16/2019 | COOPER UNIVERSITY HOSPITAL |  |  | BIOMED SHOP |  | KAREN GRUBER |  |  |  | 10/16/2019 | 10/16/2019 |  |  |  |  | 10/16/2019 | 10/16/2019
|  | MITSUBISHI ELECTRONICS OF AMER. | MITSUBISHI ELECTRONICS OF AMER. CP30DW |  | 0162N59505 | 3 COOPER-RADIOLOGY |  |  |  | 11/01/2007 |  |  |  |  | NO | NO |  |  |  |  | MITSUBISHI ELECTRONICS OF AMER. 10347643 0162N59505 |  |  | Disposition |  |  |  | Equipment | PAAR:00-PVAR | 11/02/2019 |  | COOPER AMBULATORY OFF-SITES |  |  | DTC ROOM B |  | JUDY ADIRZONE
|  | MITSUBISHI ELECTRONICS OF AMER. | MITSUBISHI ELECTRONICS OF AMER. CP700UM |  |  | ANTERPARTUM-INVITRO FERT |  |  |  | 01/01/1900 |  |  |  |  | NO | NO |  |  |  |  | MITSUBISHI ELECTRONICS OF AMER. 10355029 0004632 |  |  | Active |  | 99:99:99:99:99:99 |  | Equipment | PAAR:00-PVAR | 11/02/2019 |  | COOPER UNIVERSITY HOSPITAL |  |  | 6TH FLOOR DORRANCE | WOT00000000536824 | GRACE SVEINBZORNSSON | Disposition | Closed | Gene Amodei | 02/09/2018 | 07/05/2019 | Bulk Disposition CNL | Notification sent to technician and manager that this CEID has been marked as Could Not Locate (CNL). 33% SLA Warning: Notification sent to technician and manager that this CEID has been marked as Could Not Locate (CNL) for 30 days. 66% SLA Warning: Notification sent to technician and manager that this CEID has been marked as Could Not Locate (CNL) for 60 days. 99% SLA Warning: Notification sent to technician and manager that this CEID has been marked as Could Not Locate (CNL) for 90 days.
|  | MIZUHO AMERICA | MIZUHO AMERICA 20 MHZ SURGICAL DOPPLER |  | 8086-030 | OR - KELEMEN 3 |  |  |  | 02/01/2016 |  |  |  |  | NO | NO |  |  |  |  | MIZUHO AMERICA 22280 8086-030 |  |  | Disposition |  |  |  | Equipment | 1Y:00-MFG | 02/01/2016 | 02/01/2016 | COOPER UNIVERSITY HOSPITAL |  |  | OR - RMS P4-5 |  | DOMINIC VENDETTA |  |  |  | 02/01/2016 | 02/01/2016 |  |  |  |  | 02/01/2016 | 02/01/2016
|  | MIZUHO OSI | MIZUHO OSI HANA |  |  | OPERATING ROOM - PAVILION |  |  |  | 11/02/2019 |  |  |  |  | NO | NO |  |  |  |  | MIZUHO OSI 50010989 0722 |  |  | Disposition |  | 99:99:99:99:99:99 |  | Equipment | PAAR:00-PVAR | 11/02/2019 | 11/02/2019 | COOPER UNIVERSITY HOSPITAL |  |  | P5 STORAGE RM | WOT00000000536978 | DOMINIC VENDETTA | Disposition | Closed | Salvatore Bombara | 11/02/2019 | 11/02/2019 | Bulk Disposition CNL | Unit has been removed from service | EXP2945864 | Labor | 11/02/2019 | 11/02/2019 | Salvatore Bombara
|  | MIZUHO OSI | MIZUHO OSI HANA |  | NOT KNOWN | OPERATING ROOM - PAVILION |  |  |  | 11/12/2006 |  |  |  |  | NO | NO |  |  |  |  | MIZUHO OSI 10355429 NOT KNOWN |  |  | Disposition |  | 99:99:99:99:99:99 |  | Equipment | PAAR:00-PVAR | 11/02/2019 |  | COOPER UNIVERSITY HOSPITAL |  |  | P5 STORAGE RM | WOT00000000530964 | DOMINIC VENDETTA | Disposition | Closed | Salvatore Bombara | 02/08/2018 | 05/15/2019 | Bulk Disposition CNL | unit has been retired | EXP2921449 | Labor | 05/14/2019 | 05/14/2019 | Salvatore Bombara
|  | MIZUHO OSI | MIZUHO OSI MTS (MODULAR TABLE SYSTEM) |  |  | OPERATING ROOM - PAVILION |  |  |  | 04/01/2007 |  |  |  |  | NO | NO |  |  |  |  | MIZUHO OSI 10346543 5160 |  |  | Disposition |  | 99:99:99:99:99:99 |  | Equipment | PAAR:00-PVAR | 11/02/2019 |  | COOPER UNIVERSITY HOSPITAL |  |  | OR P04 |  | DOMINIC VENDETTA
|  | MOOG MEDICAL | MOOG MEDICAL 6000 CMS |  |  | ANESTHESIOLOGY |  |  |  | 12/28/2018 |  |  |  |  | NO | NO |  |  |  |  | MOOG MEDICAL 10354975 234964 |  |  | Active |  | 99:99:99:99:99:99 |  | High Risk | 1Y:00-MFG 2Y:00-BAT | 10/24/2019 | 10/01/2020 | COOPER UNIVERSITY HOSPITAL |  |  | ANESTHESIOLOGY | WOT00000001868023 | GIACINTA ROUPAS | Performance Verification | Closed | Gene Amodei | 12/28/2018 | 06/29/2019 | Performance Verification for MOOG MEDICAL 10354975 234964 | Initial Install of Performance Verification. Device is ready for patient use.
|  | MOPEC | MOPEC JA600 |  | JA600606011 | PATIENT TRANSPORT |  |  | verified, in cooler with body | 10/31/2019 |  |  |  |  | NO | NO |  |  |  |  | MOPEC 30126195 JA600606011 |  |  | Active |  | 99:99:99:99:99:99 |  | Equipment | PAAR:00-PVAR | 10/31/2019 | 10/31/2019 | COOPER UNIVERSITY HOSPITAL |  |  | MORGUE |  | Bonnie Aichroch |  |  |  | 10/31/2019 | 10/31/2019 |  |  |  |  | 10/31/2019 | 10/31/2019
|  | MOPEC | MOPEC JA600 |  | JA600B55 | BIOMEDICAL |  |  | verified, in cooler with body | 11/01/2019 |  |  |  |  | NO | NO |  |  |  |  | MOPEC 50006387 JA600B55 |  |  | Active |  | 99:99:99:99:99:99 |  | Equipment | PAAR:00-PVAR | 11/01/2019 | 11/01/2019 | COOPER UNIVERSITY HOSPITAL |  |  | MORGUE |  | Bonnie Aichroch |  |  |  | 11/01/2019 | 11/01/2019 |  |  |  |  | 11/01/2019 | 11/01/2019
|  | MOPEC | MOPEC JB100 |  | JB100E06003 | PATIENT TRANSPORT |  |  |  | 10/31/2019 |  |  |  |  | NO | NO |  |  |  |  | MOPEC 50035911 JB100E06003 |  |  | Active |  | 99:99:99:99:99:99 |  | Equipment | PAAR:00-PVAR | 10/31/2019 | 10/31/2019 | COOPER UNIVERSITY HOSPITAL |  |  |  | 0012647368 | Bonnie Aichroch | Repair | Closed | Tom Burhart | 10/31/2019 | 10/31/2019 | GURNY - WHEELS ARE OFF - MORGUE | 1/11/2018 2:07:04 PM TJBURHART (SJZUBRZYCKI 1/11/2018 12:00 AM) CHECKED THE UNIT. TWO WHEELS WERE OFF THE TABLE. SECURED THE WHEEL CASTOR BACK TO THE TABLE. THE 4TH WHEEL IS BROKEN AND WILL NEED TO BE REPLACE. CONTACT THE COMPANY TO GET A PART NUMBER. ALSO CONTACT CALLER AND TOLD HER. (TJBURHART 1/11/2018 12:00 AM) CHECKED THE UNIT. TWO WHEELS WERE OFF THE TABLE. SECURED THE WHEEL CASTOR BACK TO THE TABLE. THE 4TH WHEEL IS BROKEN AND WILL NEED TO BE REPLACE. CONTACT THE COMPANY TO GET A PART NUMBER. ALSO CONTACT CALLER AND TOLD HER. 1/16/2018 2:14:52 PM TJBURHART (SJZUBRZYCKI 1/16/2018 12:00 AM) INSERT NEW WHEEL CASTOR. TIGHTEN THE 3 OTHER CASTORS. TESTED AND WORKING PROPERLY. MADE CONTACT WITH STAFF. OVP-RTS (TJBURHART 1/16/2018 12:00 AM) INSERT NEW WHEEL CASTOR. TIGHTEN THE 3 OTHER CASTORS. TESTED AND WORKING PROPERLY. MADE CONTACT WITH STAFF. OVP-RTS | E027D785-0671-43BC-BC0A-80426A573B4F | Labor | 10/31/2019 | 10/31/2019 | Stephen Zubrzycki
|  | MORTARA INSTRUMENT | MORTARA INSTRUMENT ELI 10 |  |  | 3 COOPER-COOPER RESEARCH INSTITUTE |  |  |  | 01/01/2013 |  |  |  |  | NO | NO |  |  |  |  | MORTARA INSTRUMENT 10346763 1.1053006848e+011 |  |  | Disposition |  |  |  | Equipment | 1Y:00-MFG | 11/22/2017 |  | COOPER AMBULATORY OFF-SITES |  |  | SUITE 1102B |  | CHRISTINE RICKETTE
|  | MORTARA INSTRUMENT | MORTARA INSTRUMENT ELI 100/STM |  |  | 3 COOPER-COOPER RESEARCH INSTITUTE |  |  |  | 11/08/2016 |  |  |  |  | NO | NO |  |  |  |  | MORTARA INSTRUMENT 30126070 110310055488 |  |  | Disposition |  |  |  | Equipment | 1Y:00-MFG | 11/08/2016 | 11/08/2016 | COOPER AMBULATORY OFF-SITES |  |  | SUITE 517 - CABINET RM |  | CHRISTINE RICKETTE |  |  |  | 11/08/2016 | 11/08/2016 |  |  |  |  | 11/08/2016 | 11/08/2016
|  | MORTARA INSTRUMENT | MORTARA INSTRUMENT ELI 150 |  |  | 3 COOPER-COOPER RESEARCH INSTITUTE |  |  |  | 01/01/1900 |  |  |  |  | NO | NO |  |  |  |  | MORTARA INSTRUMENT 10346766 113060152693 |  |  | Disposition |  |  |  | Equipment | 1Y:00-MFG | 11/22/2017 |  | COOPER AMBULATORY OFF-SITES |  |  | SUITE 1102B |  | CHRISTINE RICKETTE
|  | MORTARA INSTRUMENT | MORTARA INSTRUMENT ELI 250 |  |  | 3 COOPER-COOPER RESEARCH INSTITUTE |  |  |  | 07/17/2015 |  |  |  |  | NO | NO |  |  |  |  | MORTARA INSTRUMENT 25096 1.0511035316e+011 |  |  | Disposition |  |  |  | Equipment | 1Y:00-MFG | 07/17/2015 | 07/17/2015 | COOPER AMBULATORY OFF-SITES |  |  | SUITE 517 - BACK HALLWAY |  | CHRISTINE RICKETTE |  |  |  | 07/17/2015 | 07/17/2015 |  |  |  |  | 07/17/2015 | 07/17/2015
|  | MORTARA INSTRUMENT | MORTARA INSTRUMENT ELI 250 |  |  | 3 COOPER-COOPER RESEARCH INSTITUTE |  |  |  | 01/01/2013 |  |  |  |  | NO | NO |  |  |  |  | MORTARA INSTRUMENT 10346765 109150017775 |  |  | Disposition |  |  |  | Equipment | 1Y:00-MFG | 01/04/2016 |  | COOPER AMBULATORY OFF-SITES |  |  | SUITE 517 - BACK HALLWAY |  | CHRISTINE RICKETTE
|  | MRIEQUIP | MRIEQUIP ST-5000 |  | STR00189 | MRI |  |  |  | 07/01/2015 |  |  |  |  | NO | NO |  |  |  |  | MRIEQUIP 10349154 STR00189 |  |  | Active |  | 99:99:99:99:99:99 |  | Equipment | 1Y:00-MFG | 04/18/2019 | 04/01/2020 | COOPER UNIVERSITY HOSPITAL |  |  |  |  | ELLIOT VASQUEZ
|  | MSE | MSE MISTRAL 1000 |  | S69305269 | LAB BLOOD BANK |  |  |  | 01/01/1900 |  |  |  |  | NO | NO |  |  |  |  | MSE 04131 S69305269 |  |  | Disposition |  |  |  | Equipment | 6M:00-MFG | 05/13/2016 | 01/01/2020 | COOPER UNIVERSITY HOSPITAL |  |  |  |  | Barbara Bayne
|  | NAIMCO MEDICAL | NAIMCO MEDICAL LW-3 |  |  | VOORHEES ORTHOPEDICS |  |  |  | 04/21/2006 |  |  |  |  | NO | NO |  |  |  |  | NAIMCO MEDICAL 10356901 1942 |  |  | Active |  | 99:99:99:99:99:99 |  | Equipment | PAAR:00-PVAR | 11/02/2019 |  | COOPER AMBULATORY OFF-SITES |  |  | ORTHO HYDRO THERAPY |  | CAROL STRANTON
|  | NANOSONICS | NANOSONICS TROPHON EPR |  | 72315-068 | VOORHEES SURGERY CENTER-OPERATING ROOM |  |  |  | 10/04/2017 |  |  |  |  | NO | NO |  |  |  |  | NANOSONICS 10732167 72315-068 |  |  | Active |  | 99:99:99:99:99:99 |  | Non-medical | 1Y:00-MFG | 10/15/2019 | 10/01/2020 | COOPER AMBULATORY OFF-SITES |  |  | Suite E - OR - Soiled Utility | 0012418418 | JENNIFER BOMBARO | Performance Verification | Closed | Josh Harris | 11/21/2017 | 11/21/2017 | INCOMING INVENTORY | DEVICE INVENTORIED | EA8E7510-07D6-454F-80BA-88753B5B5B3B | Labor | 11/21/2017 | 11/21/2017 | Josh Harris
|  | NANOSONICS | NANOSONICS TROPHON EPR |  | 37045-059 | VOORHEES SURGERY CENTER-SURGERY DEPT |  |  |  | 05/21/2015 |  |  |  |  | NO | NO |  |  |  |  | NANOSONICS 10725078 37045-059 |  |  | Active |  | 99:99:99:99:99:99 |  | Non-medical | 1Y:00-MFG | 10/22/2019 | 10/01/2020 | COOPER AMBULATORY OFF-SITES |  |  | Biomed |  | Theresa Megali
|  | NANOSONICS | NANOSONICS TROPHON EPR |  | 37045-040 | BUNKER HILL-OB/GYN |  |  |  | 11/30/2014 |  |  |  |  | NO | NO |  |  |  |  | NANOSONICS 10348318 37045-040 |  |  | Active |  | 99:99:99:99:99:99 |  | Non-medical | 1Y:00-MFG | 10/15/2019 | 10/01/2020 | COOPER AMBULATORY OFF-SITES |  |  | 4 PLAZA DR. SEWELL |  | LISA POTTS
|  | NANOSPHERE INC | NANOSPHERE INC VERIGENE PROCESSOR SP |  |  | COOPER CENTER FOR SPECIAL DIAGNOSTICS |  |  |  | 01/01/1900 |  |  |  |  | NO | NO |  |  |  |  | NANOSPHERE INC 10365646 09006079 |  |  | Active |  | 99:99:99:99:99:99 |  | Equipment | PAAR:00-PVAR | 10/31/2019 |  | COOPER AMBULATORY OFF-SITES |  |  | BACK LAB |  | DR. BARNOWSKY
|  | NANOSPHERE INC | NANOSPHERE INC VERIGENE READER |  |  | LAB CYTOLOGY |  |  |  | 10/31/2019 |  |  |  |  | NO | NO |  |  |  |  | NANOSPHERE INC 30438035 18035009 |  |  | Active |  | 11:11:11:11:11:11 |  | Equipment | PAAR:00-PVAR | 10/31/2019 | 10/31/2019 | COOPER UNIVERSITY HOSPITAL |  |  | Performance Verification | WOT00000001292326 | DALE MORRONE | Performance Verification | Closed | Gene Amodei | 10/31/2019 | 10/31/2019 | CEID Record Completion for NANOSPHERE INC 30438035 18035009 | VPO with user | EXP2323135 | Labor | 10/31/2019 | 10/31/2019 | Gene Amodei
|  | NANOSPHERE INC | NANOSPHERE INC VERIGENE READER |  |  | COOPER CENTER FOR SPECIAL DIAGNOSTICS |  |  |  | 01/01/1900 |  |  |  |  | NO | NO |  |  |  |  | NANOSPHERE INC 10365645 08077046 |  |  | Disposition |  | 00:00:00:00:00:00 |  | Equipment | 1Y:00-MFG | 06/28/2018 | 06/01/2020 | COOPER AMBULATORY OFF-SITES |  |  | BACK LAB |  | DR. BARNOWSKY
|  | NATUS MEDICAL INC. | NATUS MEDICAL INC. AUDX PRO |  | 07L11235G | SIDS |  |  |  | 03/04/2008 |  |  |  |  | NO | NO |  |  |  |  | NATUS MEDICAL INC. 10364762 07L11235G |  |  | Disposition |  | 99:99:99:99:99:99 |  | Equipment | 1Y:00-MFG | 01/15/2018 | 01/01/2020 | COOPER UNIVERSITY HOSPITAL |  |  | B213 |  | TOM NEARNY
|  | NATUS MEDICAL INC. | NATUS MEDICAL INC. IMEX POCKET DOP II |  | P149145 | INTENSIVE CARE UNIT |  |  | excluded | 06/25/2019 |  |  |  |  | NO | NO |  |  |  |  | NATUS MEDICAL INC. 30225182 P149145 |  |  | Active |  |  |  | Equipment | 1Y:00-MFG | 06/25/2019 | 06/25/2019 | COOPER UNIVERSITY HOSPITAL |  |  | ICU | WOT00000002531870 | CAROLYN RUMELL | Performance Verification | Closed | Richard Jolly | 06/25/2019 | 06/25/2019 | Performance Verification for NATUS MEDICAL INC. 30225182 P149145 | Initial Install of Performance Verification. Device is ready for patient use. |  |  | 06/25/2019 | 06/25/2019
|  | NATUS MEDICAL INC. | NATUS MEDICAL INC. IMEXDOP CT+ |  | CTVQ0315 | MD ANDERSON INPATIENT ONCOLOGY |  |  | excluded | 05/23/2019 |  |  |  |  | NO | NO |  |  |  |  | NATUS MEDICAL INC. 11221520 CTVQ0315 |  |  | Active |  | 99:99:99:99:99:99 |  | Equipment | 1Y:00-MFG | 05/23/2019 | 05/23/2019 | COOPER UNIVERSITY HOSPITAL |  |  | P5 - Moves |  | MIRIAM ZIEGLER |  |  |  | 05/23/2019 | 05/23/2019 |  |  |  |  | 05/23/2019 | 05/23/2019
|  | NATUS MEDICAL INC. | NATUS MEDICAL INC. IMEXDOP CT+ |  | CTVQ0743 | INTENSIVE CARE UNIT |  |  | excluded | 01/09/2017 |  |  |  |  | NO | NO |  |  |  |  | NATUS MEDICAL INC. 10649996 CTVQ0743 |  |  | Active |  | 99:99:99:99:99:99 |  | Equipment | 1Y:00-MFG | 06/26/2019 | 06/01/2020 | COOPER UNIVERSITY HOSPITAL |  |  |  | 0011488456 | CAROLYN RUMELL | Preventative Maintenance | Closed | Bonnie Aichroth | 04/17/2017 | 04/17/2017 | PERFORMANCE ASSURANCE AT INVENTORY | INVENTORIED DEVICE AND ENSURED DEVICE WAS FUNCTIONING PROPERLY. | 64FCA5ED-AA65-4B17-92EF-27473AFCD74C | Labor | 01/09/2017 | 01/09/2017 | Richard Jolly
|  | NATUS MEDICAL INC. | NATUS MEDICAL INC. IMEXDOP CT+ |  | CTVQ0671 | CCU - CORONARY CARE UNIT |  |  | excluded | 10/28/2016 |  |  |  |  | NO | NO |  |  |  |  | NATUS MEDICAL INC. 10649837 CTVQ0671 |  |  | Active |  | 99:99:99:99:99:99 |  | Equipment | 1Y:00-MFG | 06/25/2019 | 06/01/2020 | COOPER UNIVERSITY HOSPITAL |  |  |  |  | CAROLYN RUMELL
|  | NATUS MEDICAL INC. | NATUS MEDICAL INC. IMEXDOP CT+ |  | CTVQ0320 | MD ANDERSON INPATIENT ONCOLOGY |  |  | excluded | 07/11/2016 |  |  |  |  | NO | NO |  |  |  |  | NATUS MEDICAL INC. 10480496 CTVQ0320 |  |  | Active |  | 99:99:99:99:99:99 |  | Equipment | 1Y:00-MFG | 05/24/2019 | 05/01/2020 | COOPER UNIVERSITY HOSPITAL |  |  | P5 - Moves |  | MIRIAM ZIEGLER
|  | NATUS MEDICAL INC. | NATUS MEDICAL INC. IMEXDOP CT+ |  | CTVQ0321 | MD ANDERSON INPATIENT ONCOLOGY |  |  | excluded | 07/11/2016 |  |  |  |  | NO | NO |  |  |  |  | NATUS MEDICAL INC. 10480494 CTVQ0321 |  |  | Active |  | 99:99:99:99:99:99 |  | Equipment | 1Y:00-MFG | 05/23/2019 | 05/01/2020 | COOPER UNIVERSITY HOSPITAL |  |  | P5 - Moves |  | MIRIAM ZIEGLER
|  | NATUS MEDICAL INC. | NATUS MEDICAL INC. IMEXDOP CT+ |  | CTVQ0323 | MD ANDERSON INPATIENT ONCOLOGY |  |  | excluded | 07/11/2016 |  |  |  |  | NO | NO |  |  |  |  | NATUS MEDICAL INC. 10480493 CTVQ0323 |  |  | Active |  | 99:99:99:99:99:99 |  | Equipment | 1Y:00-MFG | 05/23/2019 | 05/01/2020 | COOPER UNIVERSITY HOSPITAL |  |  | P5 - Moves |  | MIRIAM ZIEGLER
|  | NATUS MEDICAL INC. | NATUS MEDICAL INC. IMEXDOP CT+ |  | CTVQ0319 | MD ANDERSON INPATIENT ONCOLOGY |  |  | excluded | 07/11/2016 |  |  |  |  | NO | NO |  |  |  |  | NATUS MEDICAL INC. 10480492 CTVQ0319 |  |  | Active |  | 99:99:99:99:99:99 |  | Equipment | 1Y:00-MFG | 05/23/2019 | 05/01/2020 | COOPER UNIVERSITY HOSPITAL |  |  | P5 - Moves |  | MIRIAM ZIEGLER
|  | NATUS MEDICAL INC. | NATUS MEDICAL INC. IMEXDOP CT+ |  | CTVQ0322 | MD ANDERSON INPATIENT ONCOLOGY |  |  | excluded | 07/11/2016 |  |  |  |  | NO | NO |  |  |  |  | NATUS MEDICAL INC. 10480489 CTVQ0322 |  |  | Active |  | 99:99:99:99:99:99 |  | Equipment | 1Y:00-MFG | 05/23/2019 | 05/01/2020 | COOPER UNIVERSITY HOSPITAL |  |  | P5 - Moves |  | MIRIAM ZIEGLER
|  | NATUS MEDICAL INC. | NATUS MEDICAL INC. IMEXDOP CT+ |  | CTVQ0318 | MD ANDERSON INPATIENT ONCOLOGY |  |  | excluded | 07/11/2016 |  |  |  |  | NO | NO |  |  |  |  | NATUS MEDICAL INC. 10480491 CTVQ0318 |  |  | Active |  | 99:99:99:99:99:99 |  | Equipment | 1Y:00-MFG | 05/23/2019 | 05/01/2020 | COOPER UNIVERSITY HOSPITAL |  |  | P5 - Moves |  | MIRIAM ZIEGLER
|  | NATUS MEDICAL INC. | NATUS MEDICAL INC. NEOBLUE |  |  | INTENSIVE CARE NURSERY |  |  | out to vendor | 07/01/2010 |  |  |  |  | NO | NO |  |  |  |  | NATUS MEDICAL INC. 10354768 11426 |  |  | Active |  | 99:99:99:99:99:99 |  | Equipment | 1Y:00-MFG | 03/26/2019 | 01/01/2020 | COOPER UNIVERSITY HOSPITAL |  |  | nicu hallway |  | JOANNE FOX
|  | NATUS MEDICAL INC. | NATUS MEDICAL INC. NICOLET ELITE 200 |  | ECR0954 | 3 COOPER-WOMENS CARE CENTER |  |  |  | 11/01/2019 |  |  |  |  | NO | NO |  |  |  |  | NATUS MEDICAL INC. 30225089 ECR0954 |  |  | Disposition |  | 99:99:99:99:99:99 |  | Equipment | 1Y:00-MFG | 11/01/2019 | 11/01/2019 | COOPER AMBULATORY OFF-SITES |  |  | Suite 300 - Lab Closet | 0012143039 | BONNIE MANNINO | Preventative Maintenance | Closed | Stephen Zubrzycki | 11/01/2019 | 11/01/2019 | PERFORMANCE ASSURANCE AT INVENTORY | INVENTORIED DEVICE AND ENSURED DEVICE WAS FUNCTIONING PROPERLY. | 3E644CF5-12C7-42E6-A098-6F04E21280A1 | Labor | 11/01/2019 | 11/01/2019 | Stephen Zubrzycki
|  | NATUS MEDICAL INC. | NATUS MEDICAL INC. NICOLET ELITE 200 |  | ECQ0805 | 3 COOPER-WOMENS CARE CENTER |  |  |  | 11/10/2017 |  |  |  |  | NO | NO |  |  |  |  | NATUS MEDICAL INC. 30143498 ECQ0805 |  |  | Disposition |  |  |  | Equipment | 1Y:00-MFG | 11/10/2017 | 11/10/2017 | COOPER AMBULATORY OFF-SITES |  |  | SUITE 300 - LAB |  | BONNIE MANNINO |  |  |  | 11/10/2017 | 11/10/2017 |  |  |  |  | 11/10/2017 | 11/10/2017
|  | NATUS MEDICAL INC. | NATUS MEDICAL INC. NICOLET ELITE 200R |  | ECT0970 | 3 COOPER-WOMENS CARE CENTER |  |  |  | 11/01/2019 |  |  |  |  | NO | NO |  |  |  |  | NATUS MEDICAL INC. 30280035 ECT0970 |  |  | Active |  |  |  | Equipment | 1Y:00-MFG | 11/01/2019 | 11/01/2019 | COOPER AMBULATORY OFF-SITES |  |  | Suite 300 - Moves | WOT00000003280827 | BONNIE MANNINO | Performance Verification | Closed | Stephen Zubrzycki | 11/01/2019 | 11/01/2019 | Performance Verification for NATUS MEDICAL INC. 30280035 ECT0970 | Initial Install of Performance Verification. Device is ready for patient use. |  |  | 11/01/2019 | 11/01/2019
|  | NATUS MEDICAL INC. | NATUS MEDICAL INC. NICOLET ELITE 200R |  | ECR0956 | 3 COOPER-WOMENS CARE CENTER |  |  |  | 11/01/2019 |  |  |  |  | NO | NO |  |  |  |  | NATUS MEDICAL INC. 30225091 ECR0956 |  |  | Active |  | 99:99:99:99:99:99 |  | Equipment | 1Y:00-MFG | 11/01/2019 | 11/01/2019 | COOPER AMBULATORY OFF-SITES |  |  | Suite 300 - Moves (Roll Stand) | 0012143160 | BONNIE MANNINO | Performance Verification | Closed | Stephen Zubrzycki | 11/01/2019 | 11/01/2019 | INCOMING INVENTORY | DEVICE INVENTORIED | DB2984ED-390C-487A-B815-700D0B53C2D7 | Labor | 11/01/2019 | 11/01/2019 | Bonnie Aichroth
|  | NATUS MEDICAL INC. | NATUS MEDICAL INC. NICOLET ELITE 200R |  | ECR0953 | 3 COOPER-WOMENS CARE CENTER |  |  |  | 11/01/2019 |  |  |  |  | NO | NO |  |  |  |  | NATUS MEDICAL INC. 30225090 ECR0953 |  |  | Disposition |  | 99:99:99:99:99:99 |  | Equipment | 1Y:00-MFG | 11/01/2019 | 11/01/2019 | COOPER AMBULATORY OFF-SITES |  |  | Suite 300 - Lab Closet | 0012154182 | BONNIE MANNINO | Performance Verification | Closed | Stephen Zubrzycki | 11/01/2019 | 11/01/2019 | INCOMING INVENTORY | DEVICE INVENTORIED | D9F41842-390A-49FE-9E8F-51971B5CF7E7 | Labor | 11/01/2019 | 11/01/2019 | Bonnie Aichroth
|  | NATUS MEDICAL INC. | NATUS MEDICAL INC. NICOLET ELITE 200R |  | ECR0955 | 3 COOPER-WOMENS CARE CENTER |  |  |  | 11/01/2019 |  |  |  |  | NO | NO |  |  |  |  | NATUS MEDICAL INC. 30225088 ECR0955 |  |  | Active |  | 99:99:99:99:99:99 |  | Equipment | 1Y:00-MFG | 11/01/2019 | 11/01/2019 | COOPER AMBULATORY OFF-SITES |  |  | Suite 300 - Moves | 0012154186 | BONNIE MANNINO | Performance Verification | Closed | Stephen Zubrzycki | 11/01/2019 | 11/01/2019 | INCOMING INVENTORY | DEVICE INVENTORIED | C5DC49E4-B8B7-4963-ABAA-D06DE79CECD6 | Labor | 11/01/2019 | 11/01/2019 | Bonnie Aichroth
|  | NATUS MEDICAL INC. | NATUS MEDICAL INC. NICOLET VIKINGQUEST |  | PZ11026IM | BRACE ROAD-MEDICINE |  |  |  | 05/20/2011 |  |  |  |  | NO | NO |  |  |  |  | NATUS MEDICAL INC. 10365847 PZ11026IM |  |  | Disposition |  | 00:19:0F:01:F6:49 |  | Equipment | 1Y:00-MFG | 09/17/2015 | 01/01/2020 | COOPER AMBULATORY OFF-SITES |  |  | NEUROLOGY EMG1 |  | Cheryl Peck
|  | NATUS MEDICAL INC. | NATUS MEDICAL INC. NICOLETONE EEG |  | TS150448M | NEUROLOGY/EEG |  |  | trade | 06/14/2019 |  |  |  |  | NO | NO |  |  |  |  | NATUS MEDICAL INC. 11239282 TS150448M |  |  | Active |  | 00:19:0F:16:F2:C8 |  | Equipment | 1Y:00-MFG | 06/14/2019 | 06/14/2019 | COOPER UNIVERSITY HOSPITAL |  |  | 2nd floor Kelerman |  | Debbie Hughes |  |  |  | 06/14/2019 | 06/14/2019 |  |  |  |  | 06/14/2019 | 06/14/2019
|  | NATUS MEDICAL INC. | NATUS MEDICAL INC. NICOLETONE EEG |  | TS150447M | NEUROLOGY/EEG |  |  |  | 06/14/2019 |  |  |  |  | NO | NO |  |  |  |  | NATUS MEDICAL INC. 11187676 TS150447M |  |  | Active |  | 00:19:0F:16:F2:C8 |  | Equipment | 1Y:00-MFG | 06/14/2019 | 06/14/2019 | COOPER UNIVERSITY HOSPITAL |  |  |  |  | Debbie Hughes |  |  |  | 06/14/2019 | 06/14/2019 |  |  |  |  | 06/14/2019 | 06/14/2019
|  | NATUS MEDICAL INC. | NATUS MEDICAL INC. NICOLETONE EEG |  | TS150449M | NEUROLOGY/EEG |  |  | trade | 07/19/2019 |  |  |  |  | NO | NO |  |  |  |  | NATUS MEDICAL INC. 11187677 TS150449M |  |  | Active |  | 00:19:0F:17:98:5F |  | Equipment | 1Y:00-MFG | 07/19/2019 | 07/19/2019 | COOPER UNIVERSITY HOSPITAL |  |  | 2ND. FL. KELERMAN |  | Debbie Hughes |  |  |  | 07/19/2019 | 07/19/2019 |  |  |  |  | 07/19/2019 | 07/19/2019
|  | NATUS MEDICAL INC. | NATUS MEDICAL INC. NICOLETONE EEG |  | MBR160934 | KINGS HIGHWAY-NEUREEG |  |  |  | 09/27/2018 |  |  |  |  | NO | NO |  |  |  |  | NATUS MEDICAL INC. 30225050 MBR160934 |  |  | Disposition |  | 00:23:68:FA:B4:76 |  | Equipment | 1Y:00-MFG | 09/27/2018 | 09/27/2018 | COOPER AMBULATORY OFF-SITES |  |  | `1935 KINGS HIGHWAY-MOVES | 0011463700 | Debbie Hughes | Performance Verification | Closed | Bonnie Aichroth | 09/27/2018 | 09/27/2018 | INCOMING INVENTORY | DEVICE INVENTORIED | 6A4246E3-161C-4964-8C50-9033A9F26513 | Labor | 09/27/2018 | 09/27/2018 | Bonnie Aichroth
|  | NATUS MEDICAL INC. | NATUS MEDICAL INC. REVUE PLUS |  | RL110264M | NEUROLOGY/EEG |  |  | trade | 04/13/2011 |  |  |  |  | NO | NO |  |  |  |  | NATUS MEDICAL INC. 10368661 RL110264M |  |  | Active |  | 00:19:0F:07:3C:C7 |  | Equipment | 1Y:00-MFG | 06/14/2019 | 06/01/2020 | COOPER UNIVERSITY HOSPITAL |  |  | READING ROOM |  | Debbie Hughes
|  | NDS SURGICAL IMAGING | NDS SURGICAL IMAGING RADIANCE HD |  | MONITOR4 | OPERATING ROOM - PAVILION |  |  |  | 02/09/2009 |  |  |  |  | NO | NO |  |  |  |  | NDS SURGICAL IMAGING 10355454 MONITOR4 |  |  | Disposition |  |  |  | Accessory | PAAR:00-PVAR | 11/01/2019 |  | COOPER UNIVERSITY HOSPITAL |  |  | OR 6 |  | DOMINIC VENDETTA
|  | NDS SURGICAL IMAGING | NDS SURGICAL IMAGING RADIANCE HD |  | Not Known | SPD |  |  |  | 01/01/1900 |  |  |  |  | NO | NO |  |  |  |  | NDS SURGICAL IMAGING 10347715 Not Known |  |  | Disposition |  |  |  | Accessory | PAAR:00-PVAR | 11/01/2019 |  | COOPER UNIVERSITY HOSPITAL |  |  | BASEMENT |  | David Frye
|  | NDS SURGICAL IMAGING | NDS SURGICAL IMAGING RADIANCE HD |  | 09-142795 | PULMONARY LAB |  |  |  | 11/02/2019 |  |  |  |  | NO | NO |  |  |  |  | NDS SURGICAL IMAGING 30144926 09-142795 |  |  | Disposition |  |  |  | Accessory | PAAR:00-PVAR | 11/02/2019 | 11/02/2019 | COOPER UNIVERSITY HOSPITAL |  |  | SPECIAL TEST |  | KATHY LOFLAND |  |  |  | 11/02/2019 | 11/02/2019 |  |  |  |  | 11/02/2019 | 11/02/2019
|  | NDS SURGICAL IMAGING | NDS SURGICAL IMAGING RADIANCE HD |  | 09135-802 | OPERATING ROOM - PAVILION |  |  |  | 08/18/2009 |  |  |  |  | NO | NO |  |  |  |  | NDS SURGICAL IMAGING 10346621 09135-802 |  |  | Disposition |  |  |  | Accessory | PAAR:00-PVAR | 11/02/2019 |  | COOPER UNIVERSITY HOSPITAL |  |  | OR P07 |  | DOMINIC VENDETTA
|  | NDS SURGICAL IMAGING | NDS SURGICAL IMAGING RADIANCE HD |  | 08-126535 | OPERATING ROOM - PAVILION |  |  |  | 08/18/2009 |  |  |  |  | NO | NO |  |  |  |  | NDS SURGICAL IMAGING 10346618 08-126535 |  |  | Disposition |  |  |  | Accessory | PAAR:00-PVAR | 11/02/2019 |  | COOPER UNIVERSITY HOSPITAL |  |  | OR P07 |  | DOMINIC VENDETTA
|  | NDS SURGICAL IMAGING | NDS SURGICAL IMAGING RADIANCE HD |  | 09-133423 | OPERATING ROOM - PAVILION |  |  |  | 08/18/2009 |  |  |  |  | NO | NO |  |  |  |  | NDS SURGICAL IMAGING 10346604 09-133423 |  |  | Active |  | 99:99:99:99:99:99 |  | Accessory | PAAR:00-PVAR | 11/02/2019 |  | COOPER UNIVERSITY HOSPITAL |  |  | OR P07 | WOT00000000506696 | DOMINIC VENDETTA | Disposition | Closed | Salvatore Bombara | 02/08/2018 | 05/14/2019 | Bulk Disposition CNL
|  | NDS SURGICAL IMAGING | NDS SURGICAL IMAGING RADIANCE HD |  |  | OPERATING ROOM - PAVILION |  |  |  | 08/18/2009 |  |  |  |  | NO | NO |  |  |  |  | NDS SURGICAL IMAGING 10346605 09135798 |  |  | Disposition |  |  |  | Accessory | PAAR:00-PVAR | 11/02/2019 |  | COOPER UNIVERSITY HOSPITAL |  |  | OR P07 |  | DOMINIC VENDETTA
|  | NDS SURGICAL IMAGING | NDS SURGICAL IMAGING SC-SX19-A1511 |  | 07-019414 | OPERATING ROOM - PAVILION |  |  |  | 02/09/2009 |  |  |  |  | NO | NO |  |  |  |  | NDS SURGICAL IMAGING 10367336 07-019414 |  |  | Active |  | 99:99:99:99:99:99 |  | Accessory | PAAR:00-PVAR | 11/02/2019 |  | COOPER UNIVERSITY HOSPITAL |  |  | P8 |  | DOMINIC VENDETTA
|  | NDS SURGICAL IMAGING | NDS SURGICAL IMAGING SC-SX19-A1511 |  | 08-113365 | OPERATING ROOM - PAVILION |  |  |  | 02/09/2009 |  |  |  |  | NO | NO |  |  |  |  | NDS SURGICAL IMAGING 10355479 08-113365 |  |  | Disposition |  |  |  | Accessory | PAAR:00-PVAR | 11/02/2019 |  | COOPER UNIVERSITY HOSPITAL |  |  | Room 6 |  | DOMINIC VENDETTA
|  | NDS SURGICAL IMAGING | NDS SURGICAL IMAGING SC-SX19-A1511 |  | 08-113444 | OPERATING ROOM - PAVILION |  |  |  | 02/09/2009 |  |  |  |  | NO | NO |  |  |  |  | NDS SURGICAL IMAGING 10355478 08-113444 |  |  | Disposition |  |  |  | Accessory | PAAR:00-PVAR | 11/02/2019 |  | COOPER UNIVERSITY HOSPITAL |  |  | Room 6 |  | DOMINIC VENDETTA
|  | NDS SURGICAL IMAGING | NDS SURGICAL IMAGING SC-SX19-A1511 |  | 08-113421 | OPERATING ROOM - PAVILION |  |  |  | 02/09/2009 |  |  |  |  | NO | NO |  |  |  |  | NDS SURGICAL IMAGING 10355477 08-113421 |  |  | Disposition |  |  |  | Accessory | PAAR:00-PVAR | 11/02/2019 |  | COOPER UNIVERSITY HOSPITAL |  |  | OR 6 |  | DOMINIC VENDETTA
|  | NDS SURGICAL IMAGING | NDS SURGICAL IMAGING SC-SX19-A1511 |  | 07-99634 | OR - KELEMEN 3 |  |  |  | 02/09/2009 |  |  |  |  | NO | NO |  |  |  |  | NDS SURGICAL IMAGING 10355476 07-99634 |  |  | Disposition |  |  |  | Accessory | PAAR:00-PVAR | 11/02/2019 |  | COOPER UNIVERSITY HOSPITAL |  |  | OR 6 |  | DOMINIC VENDETTA
|  | NDS SURGICAL IMAGING | NDS SURGICAL IMAGING SC-WU23-A1515 |  | 13-222293 | OPERATING ROOM - PAVILION |  |  |  | 10/16/2019 |  |  |  |  | NO | NO |  |  |  |  | NDS SURGICAL IMAGING 30144492 13-222293 |  |  | Disposition |  |  |  | Accessory | PAAR:00-PVAR | 10/16/2019 | 10/16/2019 | COOPER UNIVERSITY HOSPITAL |  |  | P OR-1 MONITOR 1 |  | DOMINIC VENDETTA |  |  |  | 10/16/2019 | 10/16/2019 |  |  |  |  | 10/16/2019 | 10/16/2019
|  | NDS SURGICAL IMAGING | NDS SURGICAL IMAGING SC-WU26-A1511 |  | 11-182721 | OPERATING ROOM - PAVILION |  |  |  | 09/06/2011 |  |  |  |  | NO | NO |  |  |  |  | NDS SURGICAL IMAGING 10346518 11-182721 |  |  | Disposition |  |  |  | Accessory | PAAR:00-PVAR | 11/02/2019 |  | COOPER UNIVERSITY HOSPITAL |  |  | EQUIPMENT STORAGE P316 | 0011612901 | DOMINIC VENDETTA | Repair | Closed | Salvatore Bombara | 05/04/2017 | 05/08/2017 | VIDEO - SCREEN APPEARS TO HAVE DINGS ON IT & LINES IN PICTURE - PAVILLION OR EQUIPMENT ROOM | 5/5/2017 9:13:05 AM SXBOMBARA (SXBOMBARA 5/4/2017 12:00 AM) RETRIVED UNIT FOR EVAL 5/8/2017 9:28:33 AM SXBOMBARA (SXBOMBARA 5/5/2017 12:00 AM) CONFIRMED UNIT HAS PHYSICAL DAMAGE. OR WILL BE CHARGED FOR REPLACEMENT. ORDERED REPLACEMENT. 5/8/2017 3:53:20 PM SXBOMBARA (SXBOMBARA 5/8/2017 12:00 AM) RETIRE UNIT 5/8/2017 3:53 PM SXBOMBARA This device has been removed from an active status with the RSQ Database, and physically removed from the facility. Device retired on 5/8/2017; Authorized By: DRUCTOR; Nature of Retirement: NO LONGER NEEDED; Days In Service: 703 | 3A3B5A83-2C45-416E-8F1C-3778E935D2BB | Labor | 05/05/2017 | 05/05/2017 | Salvatore Bombara
|  | NDS SURGICAL IMAGING | NDS SURGICAL IMAGING SC-WU26-A1511 |  | 11-182750 | OPERATING ROOM - PAVILION |  |  |  | 09/06/2011 |  |  |  |  | NO | NO |  |  |  |  | NDS SURGICAL IMAGING 10346511 11-182750 |  |  | Disposition |  |  |  | Accessory | PAAR:00-PVAR | 11/02/2019 |  | COOPER UNIVERSITY HOSPITAL |  |  | EQUIPMENT STORAGE P316 |  | DOMINIC VENDETTA
|  | NDS SURGICAL IMAGING | NDS SURGICAL IMAGING SC-WU26-A1515 |  | 90X0449-C | OPERATING ROOM - PAVILION |  |  |  | 03/14/2016 |  |  |  |  | NO | NO |  |  |  |  | NDS SURGICAL IMAGING 10480277 90X0449-C |  |  | Disposition |  |  |  | Accessory | PAAR:00-PVAR | 10/16/2019 |  | COOPER UNIVERSITY HOSPITAL |  |  | P OR 1 |  | DOMINIC VENDETTA
|  | NDS SURGICAL IMAGING | NDS SURGICAL IMAGING SC-WU26-A1515 |  | 09-140834 | OPERATING ROOM - PAVILION |  |  |  | 03/01/2016 |  |  |  |  | NO | NO |  |  |  |  | NDS SURGICAL IMAGING 10349441 09-140834 |  |  | Disposition |  |  |  | Accessory | PAAR:00-PVAR | 10/16/2019 |  | COOPER UNIVERSITY HOSPITAL |  |  | P OR1 |  | DOMINIC VENDETTA
|  | NDS SURGICAL IMAGING | NDS SURGICAL IMAGING SC-WV24-R3316 |  | 12-193162 | OPERATING ROOM - PAVILION |  |  |  | 12/01/2006 |  |  |  |  | NO | NO |  |  |  |  | NDS SURGICAL IMAGING 10368287 12-193162 |  |  | Active |  | 99:99:99:99:99:99 |  | Accessory | PAAR:00-PVAR | 11/02/2019 |  | COOPER UNIVERSITY HOSPITAL |  |  | OR 5 | WOT00000002201166 | DOMINIC VENDETTA | Disposition | Closed | Salvatore Bombara | 02/14/2019 | 05/17/2019 | Bulk Disposition CNL
|  | NDS SURGICAL IMAGING | NDS SURGICAL IMAGING V3C-X15-R210 |  | 06-68590 | OR - KELEMEN 3 |  |  |  | 05/19/2006 |  |  |  |  | NO | NO |  |  |  |  | NDS SURGICAL IMAGING 10356169 06-68590 |  |  | Disposition |  |  |  | Accessory | PAAR:00-PVAR | 11/02/2019 |  | COOPER UNIVERSITY HOSPITAL |  |  | OR-KELEMEN |  | DOMINIC VENDETTA
|  | NDS SURGICAL IMAGING | NDS SURGICAL IMAGING V3C-X15-R210 |  | 06-68592 | OR - KELEMEN 3 |  |  |  | 05/19/2006 |  |  |  |  | NO | NO |  |  |  |  | NDS SURGICAL IMAGING 10355425 06-68592 |  |  | Disposition |  |  |  | Accessory | PAAR:00-PVAR | 11/02/2019 |  | COOPER UNIVERSITY HOSPITAL |  |  | P5 STORAGE RM |  | DOMINIC VENDETTA
|  | NEC | NEC LCD1770NXM-2 |  | 78012678TB | NEUROLOGY/EEG |  |  |  | 11/04/2008 |  |  |  |  | NO | NO |  |  |  |  | NEC 10368653 78012678TB |  |  | Disposition |  |  |  | Accessory | PAAR:00-PVAR | 11/02/2019 |  | COOPER UNIVERSITY HOSPITAL |  |  | RM 270 |  | Debbie Hughes
|  | NEC | NEC LCD1770NXM-2 |  | 65A00447TA | NEUROLOGY/EEG |  |  |  | 05/01/2007 |  |  |  |  | NO | NO |  |  |  |  | NEC 10368649 65A00447TA |  |  | Active |  | 99:99:99:99:99:99 |  | Accessory | PAAR:00-PVAR | 11/02/2019 |  | COOPER UNIVERSITY HOSPITAL |  |  | RM 271 | WOT00000000518294 | Debbie Hughes | Disposition | Closed | Kirk Lis | 02/08/2018 | 05/15/2019 | Bulk Disposition CNL
|  | NEC | NEC MULTISYNC 2080UX+ |  | 57146755YA | CARDIAC CATH LAB |  |  |  | 03/16/2006 |  |  |  |  | NO | NO |  |  |  |  | NEC 10367879 57146755YA |  |  | Disposition |  | 99:99:99:99:99:99 |  | Accessory | PAAR:00-PVAR | 11/02/2019 |  | COOPER UNIVERSITY HOSPITAL |  |  | EP Lab 1 | WOT00000000517518 | LINDA BEAN | Disposition | Closed | Stephen Zubrzycki | 02/08/2018 | 05/23/2018 | Bulk Disposition CNL | CNL device after 2 years. Inactivating unit. | EXP0602202 | Labor | 05/22/2018 | 05/22/2018 | Stephen Zubrzycki
|  | NEC | NEC MULTISYNC 2080UX+ |  | 3Z716413TA | PAVILION 8 |  |  |  | 03/06/2014 |  |  |  |  | NO | NO |  |  |  |  | NEC 10356344 3Z716413TA |  |  | Active |  | 99:99:99:99:99:99 |  | Accessory | PAAR:00-PVAR | 11/02/2019 |  | COOPER UNIVERSITY HOSPITAL |  |  | HALLWAY | WOT00000002203042 | BRIAN OSHAUGHNESSY | Disposition | Closed | Gene Amodei | 02/14/2019 | 05/24/2019 | Bulk Disposition CNL
|  | NEC | NEC MULTISYNC 2190UXP |  | 3Z716414TA | PAVILION 8 |  |  |  | 03/06/2014 |  |  |  |  | NO | NO |  |  |  |  | NEC 10356654 3Z716414TA |  |  | Active |  | 99:99:99:99:99:99 |  | Accessory | PAAR:00-PVAR | 11/02/2019 |  | COOPER UNIVERSITY HOSPITAL |  |  | HALLWAY | WOT00000001197874 | BRIAN OSHAUGHNESSY | Repair | Closed | Gene Amodei | 07/26/2018 | 11/06/2018 | 2 Tele monitor - Wont turn on | received and Installed unit | EXP1141887 | Parts |  |  | Gene Amodei
|  | NEC | NEC MULTISYNC EA190M |  | 08145264TA | NEUROLOGY/EEG |  |  |  | 04/13/2011 |  |  |  |  | NO | NO |  |  |  |  | NEC 10368668 08145264TA |  |  | Active |  | 99:99:99:99:99:99 |  | Accessory | PAAR:00-PVAR | 11/02/2019 |  | COOPER UNIVERSITY HOSPITAL |  |  | READING ROOM | WOT00000000506168 | Debbie Hughes | Disposition | Closed | Kirk Lis | 02/08/2018 | 05/17/2019 | Bulk Disposition CNL
|  | NEC | NEC MULTISYNC EA190M |  | 08146210TA | NEUROLOGY/EEG |  |  |  | 04/13/2011 |  |  |  |  | NO | NO |  |  |  |  | NEC 10368660 08146210TA |  |  | Active |  | 99:99:99:99:99:99 |  | Accessory | PAAR:00-PVAR | 11/02/2019 |  | COOPER UNIVERSITY HOSPITAL |  |  | EEG LAB | WOT00000000506169 | Debbie Hughes | Disposition | Closed | Kirk Lis | 02/08/2018 | 05/15/2019 | Bulk Disposition CNL
|  | NEC | NEC MULTISYNC LCD1770NX |  | 78012681TB | 3 COOPER-MULTISPECIALTY CENTER |  |  |  | 11/04/2008 |  |  |  |  | NO | NO |  |  |  |  | NEC 10345621 78012681TB |  |  | Disposition |  | 99:99:99:99:99:99 |  | Accessory | PAAR:00-PVAR | 11/01/2019 |  | COOPER AMBULATORY OFF-SITES |  |  | SUITE 104 - WAITING STORAGE | WOT00000002493206 | MARGIE OUTLER | Service Request | Closed | Stephen Zubrzycki | 04/01/2019 | 04/04/2019 | EMG machine, needs retired | Dispositioned 10345622 and 10345621 (both units are on the same EMG tower). | EXP2638281 | Labor | 04/04/2019 | 04/04/2019 | Stephen Zubrzycki
|  | NEC | NEC MULTISYNC LCD2090UXI-BK |  | 92314068YA | EMERGENCY ROOM |  |  |  | 01/01/1900 |  |  |  |  | NO | NO |  |  |  |  | NEC 10368829 92314068YA |  |  | Disposition |  |  |  | Accessory | PAAR:00-PVAR | 11/02/2019 |  | COOPER UNIVERSITY HOSPITAL |  |  | ER | 0011783251 | KAREN GRUBER | Repair | Closed | Richard Jolly | 06/21/2017 | 06/22/2017 | DISPLAY - REMOVE FROM SERVICE - TMX | 6/22/2017 4:18:05 PM RCJOLLY (RCJOLLY 6/22/2017 12:00 AM) REMOVED FROM SERVICE 6/22/2017 4:18:08 PM RCJOLLY This device has been removed from an active status with the RSQ Database, and physically removed from the facility. Device retired on 6/22/2017; Authorized By: YES; Nature of Retirement: BEYOND ECONOMICAL REPAIR; Days In Service: 748 | 56B3C5F8-C7BB-4DD6-91C2-70973E93B310 | Labor | 06/22/2017 | 06/22/2017 | Richard Jolly
|  | NEC | NEC MULTISYNC LCD2090UXI-BK |  | 92314062YA | EMERGENCY ROOM |  |  |  | 01/01/1900 |  |  |  |  | NO | NO |  |  |  |  | NEC 10368813 92314062YA |  |  | Disposition |  |  |  | Accessory | PAAR:00-PVAR | 11/02/2019 |  | COOPER UNIVERSITY HOSPITAL |  |  | ER | 0011727801 | KAREN GRUBER | Repair | Closed | Richard Jolly | 06/01/2017 | 06/14/2017 | DISPLAYS, VIDEO - NOT WORKING - ER ON THE WALL | 6/1/2017 9:42:54 AM RCJOLLY (RCJOLLY 6/1/2017 10:00 AM) DISPLAY NOT WORKING 6/14/2017 11:48:36 AM RCJOLLY (RCJOLLY 6/14/2017 10:00 AM) UPAND RUNNING UNIT NEEDS TO GET A NEW MONITOR | 0DEBBB8B-E0A2-442A-9378-DA36B0CCF4FB | Parts | 01/01/1900 | 01/01/1900 | Richard Jolly
|  | NEC | NEC MULTISYNC LCD2090UXI-BK |  | 13720307UA | CDU - CLINICAL DECISION UNIT-9 KELEMEN |  |  |  | 03/21/2011 |  |  |  |  | NO | NO |  |  |  |  | NEC 10357723 13720307UA |  |  | Active |  | 99:99:99:99:99:99 |  | Accessory | PAAR:00-PVAR | 11/01/2019 |  | COOPER UNIVERSITY HOSPITAL |  |  | 1ST FLOOR er | WOT00000000510149 | KAREN GRUBER | Disposition | Closed | Richard Jolly | 02/08/2018 | 05/14/2019 | Bulk Disposition CNL
|  | NELLCOR PURITAN | NELLCOR PURITAN N-20 |  |  | DIALYSIS PROCEDURE CENTER |  |  |  | 10/01/1994 |  |  |  |  | NO | NO |  |  |  |  | NELLCOR PURITAN 10367516 20765879 |  |  | Disposition |  | 99:99:99:99:99:99 |  | Alarm | PAAR:00-PVAR | 11/02/2019 |  | COOPER UNIVERSITY HOSPITAL |  |  | DIALYSIS | WOT00000000513121 | GERRY DNUNZIO | Disposition | Closed | Michael Youch | 02/08/2018 | 05/14/2019 | Bulk Disposition CNL
|  | NELLCOR PURITAN | NELLCOR PURITAN N-20 |  | G03802550 | CCU - CORONARY CARE UNIT |  |  |  | 04/01/2003 |  |  |  |  | NO | NO |  |  |  |  | NELLCOR PURITAN 10367288 G03802550 |  |  | Disposition |  | 99:99:99:99:99:99 |  | Alarm | PAAR:00-PVAR | 11/02/2019 |  | COOPER UNIVERSITY HOSPITAL |  |  | ccu equipment room | WOT00000000525069 | CAROLYN RUMELL | Disposition | Closed | Richard Jolly | 02/08/2018 | 05/11/2018 | Bulk Disposition CNL | this device was exchange out for masimo | EXP0542396 | Labor | 05/11/2018 | 05/11/2018 | Richard Jolly
|  | NELLCOR PURITAN | NELLCOR PURITAN N-20 |  | G05863661 | CCU - CORONARY CARE UNIT |  |  |  | 05/24/2005 |  |  |  |  | NO | NO |  |  |  |  | NELLCOR PURITAN 10367289 G05863661 |  |  | Active |  | 99:99:99:99:99:99 |  | Alarm | PAAR:00-PVAR | 11/02/2019 |  | COOPER UNIVERSITY HOSPITAL |  |  | CCU NURSE STATION | 0012669486 | CAROLYN RUMELL | Repair | Closed | Josh Harris | 01/23/2018 | 01/23/2018 | PULSE OX - RETIRE FOR TRADE IN - TMX | 1/23/2018 9:46:27 AM JXHARRIS (JXHARRIS 1/23/2018 12:00 AM) TRADE IN WITH MASSIMO 1/23/2018 9:46 AM JXHARRIS This device has been removed from an active status with the RSQ Database, and physically removed from the facility. Device retired on 1/23/2018; Authorized By: PATRICK D'ANDREA; Nature of Retirement: TRADED IN; Days In Service: 963 | 4A8FCD62-6EF2-4F37-AF79-5ED6E3CE17A3 | Labor | 01/23/2018 | 01/23/2018 | Josh Harris
|  | NELLCOR PURITAN | NELLCOR PURITAN N-20 |  | G02820343 | CCU - CORONARY CARE UNIT |  |  |  | 01/01/1900 |  |  |  |  | NO | NO |  |  |  |  | NELLCOR PURITAN 10367287 G02820343 |  |  | Disposition |  | 99:99:99:99:99:99 |  | Alarm | PAAR:00-PVAR | 11/02/2019 |  | COOPER UNIVERSITY HOSPITAL |  |  | CCU NURSE STATION | WOT00000000525054 | CAROLYN RUMELL | Disposition | Closed | Richard Jolly | 02/08/2018 | 08/28/2018 | Bulk Disposition CNL | removed from service we no longer use this model | EXP1121000 | Labor | 08/15/2018 | 08/15/2018 | Richard Jolly
|  | NELLCOR PURITAN | NELLCOR PURITAN N-20 |  | G03802956 | CCU - CORONARY CARE UNIT |  |  |  | 01/01/1900 |  |  |  |  | NO | NO |  |  |  |  | NELLCOR PURITAN 10367286 G03802956 |  |  | Disposition |  | 99:99:99:99:99:99 |  | Alarm | PAAR:00-PVAR | 11/02/2019 |  | COOPER UNIVERSITY HOSPITAL |  |  | DIALYSIS | WOT00000000525072 | CAROLYN RUMELL | Disposition | Closed | Richard Jolly | 02/08/2018 | 05/30/2019 | Bulk Disposition CNL | no longer have this device in hospital | EXP3033447 | Labor | 05/29/2019 | 05/29/2019 | Richard Jolly
|  | NELLCOR PURITAN | NELLCOR PURITAN N-20 |  |  | LABOR & DELIVERY |  |  |  | 08/01/1996 |  |  |  |  | NO | NO |  |  |  |  | NELLCOR PURITAN 10366583 21313375 |  |  | Disposition |  |  |  | Alarm | PAAR:00-PVAR | 11/02/2019 |  | COOPER UNIVERSITY HOSPITAL |  |  | BIOMED |  | JOANNA HORST
|  | NELLCOR PURITAN | NELLCOR PURITAN N-20 |  | G04836051 | COOPER CANCER CENTER |  |  |  | 01/01/1900 |  |  |  |  | NO | NO |  |  |  |  | NELLCOR PURITAN 10366566 G04836051 |  |  | Disposition |  |  |  | Alarm | PAAR:00-PVAR | 11/02/2019 |  | COOPER AMBULATORY OFF-SITES |  |  | BIOMED |  | COLLEEN TEGELER
|  | NELLCOR PURITAN | NELLCOR PURITAN N-20 |  |  | KELEMEN N6 |  |  |  | 01/01/1900 |  |  |  |  | NO | NO |  |  |  |  | NELLCOR PURITAN 10366564 20594462 |  |  | Disposition |  | 99:99:99:99:99:99 |  | Alarm | PAAR:00-PVAR | 11/02/2019 |  | COOPER UNIVERSITY HOSPITAL |  |  | kel n6 | WOT00000000513089 | Susan Cannon | Disposition | Closed | Gene Amodei | 02/08/2018 | 07/11/2019 | Bulk Disposition CNL
|  | NELLCOR PURITAN | NELLCOR PURITAN N-20 |  | G05879164 | MOTHER INFANT UNIT |  |  |  | 08/31/2005 |  |  |  |  | NO | NO |  |  |  |  | NELLCOR PURITAN 10366360 G05879164 |  |  | Disposition |  | 99:99:99:99:99:99 |  | Alarm | PAAR:00-PVAR | 11/02/2019 |  | COOPER UNIVERSITY HOSPITAL |  |  | NURSING STATION |  | Christina Smith
|  | NELLCOR PURITAN | NELLCOR PURITAN N-20 |  | G05894024 | KROC CENTER-FAMILY MEDICINE |  |  |  | 02/08/2006 |  |  |  |  | NO | NO |  |  |  |  | NELLCOR PURITAN 10365712 G05894024 |  |  | Active |  | 99:99:99:99:99:99 |  | Alarm | PAAR:00-PVAR | 11/02/2019 |  | COOPER AMBULATORY OFF-SITES |  |  | FAMILY MEDICINE |  | JESSICA NIEVES
|  | NELLCOR PURITAN | NELLCOR PURITAN N-20 |  | G05879140 | MOTHER INFANT UNIT |  |  |  | 08/31/2005 |  |  |  |  | NO | NO |  |  |  |  | NELLCOR PURITAN 10365352 G05879140 |  |  | Disposition |  | 99:99:99:99:99:99 |  | Alarm | PAAR:00-PVAR | 11/02/2019 |  | COOPER UNIVERSITY HOSPITAL |  |  | NICU STORAGE | WOT00000000525097 | Christina Smith | Disposition | Closed | Gene Amodei | 02/08/2018 | 07/11/2019 | Bulk Disposition CNL
|  | NELLCOR PURITAN | NELLCOR PURITAN N-20 |  |  | KELEMEN N6 |  |  |  | 01/01/1900 |  |  |  |  | NO | NO |  |  |  |  | NELLCOR PURITAN 10360500 21313380 |  |  | Disposition |  | 99:99:99:99:99:99 |  | Alarm | PAAR:00-PVAR | 11/02/2019 |  | COOPER UNIVERSITY HOSPITAL |  |  | replaced with Masimo | WOT00000000513265 | Susan Cannon | Disposition | Closed | Gene Amodei | 02/08/2018 | 07/11/2019 | Bulk Disposition CNL
|  | NELLCOR PURITAN | NELLCOR PURITAN N-20 |  | g03802559 | PEDIATRIC INTENSIVE CARE UNIT |  |  |  | 01/01/1900 |  |  |  |  | NO | NO |  |  |  |  | NELLCOR PURITAN 10360447 g03802559 |  |  | Disposition |  | 99:99:99:99:99:99 |  | Alarm | PAAR:00-PVAR | 11/02/2019 |  | COOPER UNIVERSITY HOSPITAL |  |  | PICU storage | WOT00000000525070 | Susan Cannon | Disposition | Closed | Gene Amodei | 02/08/2018 | 07/19/2019 | Bulk Disposition CNL
|  | NELLCOR PURITAN | NELLCOR PURITAN N-20 |  | G02850365 | PEDIATRIC INTENSIVE CARE UNIT |  |  |  | 01/01/1900 |  |  |  |  | NO | NO |  |  |  |  | NELLCOR PURITAN 10360445 G02850365 |  |  | Disposition |  | 99:99:99:99:99:99 |  | Alarm | PAAR:00-PVAR | 11/02/2019 |  | COOPER UNIVERSITY HOSPITAL |  |  | PICU storage | WOT00000000525065 | Susan Cannon | Disposition | Closed | Gene Amodei | 02/08/2018 | 07/11/2019 | Bulk Disposition CNL
|  | NELLCOR PURITAN | NELLCOR PURITAN N-20 |  |  | KELEMEN N10 |  |  |  | 01/01/1900 |  |  |  |  | NO | NO |  |  |  |  | NELLCOR PURITAN 10355793 21303365 |  |  | Disposition |  | 99:99:99:99:99:99 |  | Alarm | PAAR:00-PVAR | 11/01/2019 |  | COOPER UNIVERSITY HOSPITAL |  |  | ICU | WOT00000000513256 | Lisa Brooks | Disposition | Closed | Zhan Kiselev | 02/08/2018 | 05/14/2019 | Bulk Disposition CNL
|  | NELLCOR PURITAN | NELLCOR PURITAN N-20 |  |  | TSDU - KELEMEN S7 |  |  |  | 10/01/1994 |  |  |  |  | NO | NO |  |  |  |  | NELLCOR PURITAN 10355628 20765859 |  |  | Disposition |  | 99:99:99:99:99:99 |  | Alarm | PAAR:00-PVAR | 11/02/2019 |  | COOPER UNIVERSITY HOSPITAL |  |  | N7 | WOT00000000513120 | JEN VANDER HORN | Disposition | Closed | Richard Jolly | 02/08/2018 | 07/18/2019 | Bulk Disposition CNL | trade in with masimo | EXP3425808 | Labor | 07/18/2019 | 07/18/2019 | Richard Jolly
|  | NELLCOR PURITAN | NELLCOR PURITAN N-20 |  | g05879120 | KELEMEN 8 PCU |  |  |  | 01/01/1900 |  |  |  |  | NO | NO |  |  |  |  | NELLCOR PURITAN 10355548 g05879120 |  |  | Disposition |  | 99:99:99:99:99:99 |  | Alarm | PAAR:00-PVAR | 11/02/2019 |  | COOPER UNIVERSITY HOSPITAL |  |  | PCU/8N STORE RM | WOT00000002202110 | BYRON WELLS | Disposition | Closed | Michael Youch | 02/14/2019 | 05/14/2019 | Bulk Disposition CNL | Massimo exchange | EXP2920073 | Labor | 05/14/2019 | 05/14/2019 | Michael Youch
|  | NELLCOR PURITAN | NELLCOR PURITAN N-20 |  | G05863664 | EMERGENCY ROOM |  |  |  | 11/02/2019 |  |  |  |  | NO | NO |  |  |  |  | NELLCOR PURITAN 30149564 G05863664 |  |  | Active |  | 99:99:99:99:99:99 |  | Alarm | PAAR:00-PVAR | 11/02/2019 | 11/02/2019 | COOPER UNIVERSITY HOSPITAL |  |  | TRAUMA ADMIT | WOT00000000525093 | KAREN GRUBER | Disposition | Closed | Richard Jolly | 11/02/2019 | 11/02/2019 | Bulk Disposition CNL |  |  |  | 11/02/2019 | 11/02/2019
|  | NELLCOR PURITAN | NELLCOR PURITAN N-20 |  | g05879158 | RESPIRATORY |  |  |  | 10/16/2019 |  |  |  |  | NO | NO |  |  |  |  | NELLCOR PURITAN 30143576 g05879158 |  |  | Disposition |  | 99:99:99:99:99:99 |  | Alarm | PAAR:00-PVAR | 10/16/2019 | 10/16/2019 | COOPER UNIVERSITY HOSPITAL |  |  | NICU |  | KATHY LOFLAND |  |  |  | 10/16/2019 | 10/16/2019 |  |  |  |  | 10/16/2019 | 10/16/2019
|  | NELLCOR PURITAN | NELLCOR PURITAN N-20 |  | G05879157 | RESPIRATORY |  |  |  | 10/16/2019 |  |  |  |  | NO | NO |  |  |  |  | NELLCOR PURITAN 30143575 G05879157 |  |  | Disposition |  | 99:99:99:99:99:99 |  | Alarm | PAAR:00-PVAR | 10/16/2019 | 10/16/2019 | COOPER UNIVERSITY HOSPITAL |  |  | NICU |  | KATHY LOFLAND |  |  |  | 10/16/2019 | 10/16/2019 |  |  |  |  | 10/16/2019 | 10/16/2019
|  | NELLCOR PURITAN | NELLCOR PURITAN N-20 |  |  | TRAUMA ADMIT |  |  |  | 11/02/2019 |  |  |  |  | NO | NO |  |  |  |  | NELLCOR PURITAN 30142886 20858061 |  |  | Disposition |  |  |  | Alarm | PAAR:00-PVAR | 11/02/2019 | 11/02/2019 | COOPER UNIVERSITY HOSPITAL |  |  | TRAUMA ADMIT |  | Diane Floyd |  |  |  | 11/02/2019 | 11/02/2019 |  |  |  |  | 11/02/2019 | 11/02/2019
|  | NELLCOR PURITAN | NELLCOR PURITAN N-20 |  | G05879568 | 3 COOPER-PEDIATRICS |  |  |  | 08/24/2005 |  |  |  |  | NO | NO |  |  |  |  | NELLCOR PURITAN 10345671 G05879568 |  |  | Disposition |  |  |  | Alarm | PAAR:00-PVAR | 11/02/2019 |  | COOPER AMBULATORY OFF-SITES |  |  | DISPOSITION | 0011613531 | MAUREEN OBRIEN | Repair | Closed | Stephen Zubrzycki | 05/04/2017 | 05/04/2017 | DISPOSITION | 5/4/2017 4:47:01 PM SJZUBRZYCKI (SJZUBRZYCKI 5/4/2017 12:00 AM) THIS UNIT WAS REMOVED AND REPLACED DURING MASIMO PROJECT. 5/4/2017 4:47:02 PM SJZUBRZYCKI This device has been removed from an active status with the RSQ Database, and physically removed from the facility. Device retired on 5/4/2017; Authorized By: YES; Nature of Retirement: TRADED IN; Days In Service: 700 | E128D946-CCC3-48D7-B7CC-1CA29AE1168C | Labor | 05/04/2017 | 05/04/2017 | Stephen Zubrzycki
|  | NELLCOR PURITAN | NELLCOR PURITAN N-20 |  | G05893836 | 3 COOPER-PEDIATRICS |  |  |  | 11/14/2005 |  |  |  |  | NO | NO |  |  |  |  | NELLCOR PURITAN 10345672 G05893836 |  |  | Disposition |  |  |  | Alarm | PAAR:00-PVAR | 11/02/2019 |  | COOPER AMBULATORY OFF-SITES |  |  | DISPOSITION | 0011613532 | MAUREEN OBRIEN | Repair | Closed | Stephen Zubrzycki | 05/04/2017 | 05/04/2017 | DISPOSITION | 5/4/2017 4:47:25 PM SJZUBRZYCKI (SJZUBRZYCKI 5/4/2017 12:00 AM) THIS UNIT WAS REMOVED AND REPLACED DURING MASIMO PROJECT. 5/4/2017 4:47 PM SJZUBRZYCKI This device has been removed from an active status with the RSQ Database, and physically removed from the facility. Device retired on 5/4/2017; Authorized By: YES; Nature of Retirement: TRADED IN; Days In Service: 700 | 1A0C8F86-8D48-4690-9CB0-85A44936AC08 | Labor | 05/04/2017 | 05/04/2017 | Stephen Zubrzycki
|  | NELLCOR PURITAN | NELLCOR PURITAN N-20 |  |  | VOORHEES SURGERY CENTER-HEM/ONC |  |  |  | 01/01/1900 |  |  |  |  | NO | NO |  |  |  |  | NELLCOR PURITAN 10344947 21313167 |  |  | Disposition |  |  |  | Alarm | PAAR:00-PVAR | 11/02/2019 |  | COOPER AMBULATORY OFF-SITES |  |  | SUITE M INFUSION CTR NURSE |  | MEGAN MCCAFFERTY
|  | NELLCOR PURITAN | NELLCOR PURITAN N-20 E |  | G05810820 | INTENSIVE CARE UNIT |  |  |  | 03/31/2006 |  |  |  |  | NO | NO |  |  |  |  | NELLCOR PURITAN 10367656 G05810820 |  |  | Disposition |  |  |  | Alarm | PAAR:00-PVAR | 11/01/2019 |  | COOPER UNIVERSITY HOSPITAL |  |  | STORAGE ROOM P470 |  | CAROLYN RUMELL
|  | NELLCOR PURITAN | NELLCOR PURITAN N-20 E |  | G05879114 | TSDU - KELEMEN S7 |  |  |  | 01/10/2006 |  |  |  |  | NO | NO |  |  |  |  | NELLCOR PURITAN 10366565 G05879114 |  |  | Disposition |  |  |  | Alarm | PAAR:00-PVAR | 11/02/2019 |  | COOPER UNIVERSITY HOSPITAL |  |  | BIOMED |  | JEN VANDER HORN
|  | NELLCOR PURITAN | NELLCOR PURITAN N-20 E |  | G05879145 | KELEMEN 8 PCU |  |  |  | 11/02/2003 |  |  |  |  | NO | NO |  |  |  |  | NELLCOR PURITAN 10360408 G05879145 |  |  | Disposition |  | 99:99:99:99:99:99 |  | Alarm | PAAR:00-PVAR | 11/02/2019 |  | COOPER UNIVERSITY HOSPITAL |  |  | PICU | WOT00000000525099 | BYRON WELLS | Disposition | Closed | Michael Youch | 02/08/2018 | 05/15/2019 | Bulk Disposition CNL | Massimo exchange | EXP2923376 | Labor | 05/14/2019 | 05/14/2019 | Michael Youch
|  | NELLCOR PURITAN | NELLCOR PURITAN N-20 E |  | G05863679 | PAVILION PACU |  |  |  | 01/01/1999 |  |  |  |  | NO | NO |  |  |  |  | NELLCOR PURITAN 10356235 G05863679 |  |  | Disposition |  |  |  | Alarm | PAAR:00-PVAR | 11/02/2019 |  | COOPER UNIVERSITY HOSPITAL |  |  | PAVILION-3RD pacu | WOT00000000525095 | FRANK OBRIEN | Disposition | Closed | Richard Jolly | 02/08/2018 | 04/19/2018 | Bulk Disposition CNL | this equipment was part of the masimo exchange | EXP0405053 | Labor | 04/09/2018 | 04/09/2018 | Richard Jolly
|  | NELLCOR PURITAN | NELLCOR PURITAN N-20 E |  | G05810815 | CCU - CORONARY CARE UNIT |  |  |  | 11/02/2019 |  |  |  |  | NO | NO |  |  |  |  | NELLCOR PURITAN 30142822 G05810815 |  |  | Disposition |  | 99:99:99:99:99:99 |  | Alarm | PAAR:00-PVAR | 11/02/2019 | 11/02/2019 | COOPER UNIVERSITY HOSPITAL |  |  | pcu store room | WOT00000002202505 | CAROLYN RUMELL | Disposition | Closed | Richard Jolly | 11/02/2019 | 11/02/2019 | Bulk Disposition CNL | no longer have this device in hospital | EXP3033524 | Labor | 11/02/2019 | 11/02/2019 | Richard Jolly
|  | NELLCOR PURITAN | NELLCOR PURITAN N-20 P |  | G07837076 | 3 COOPER-PEDIATRICS |  |  |  | 01/01/1900 |  |  |  |  | NO | NO |  |  |  |  | NELLCOR PURITAN 10346962 G07837076 |  |  | Disposition |  |  |  | Alarm | PAAR:00-PVAR | 11/02/2019 |  | COOPER AMBULATORY OFF-SITES |  |  | DISPOSITION | 0011613535 | MAUREEN OBRIEN | Repair | Closed | Stephen Zubrzycki | 05/04/2017 | 05/04/2017 | DISPOSITION | 5/4/2017 4:45:34 PM SJZUBRZYCKI (SJZUBRZYCKI 5/4/2017 12:00 AM) CNL DURING INVENTORY VALIDATION. THIS UNIT WAS REMOVED AND REPLACED DURING MASIMO PROJECT. 5/4/2017 4:45 PM SJZUBRZYCKI This device has been removed from an active status with the RSQ Database, and physically removed from the facility. Device retired on 5/4/2017; Authorized By: YES; Nature of Retirement: TRADED IN; Days In Service: 700 | E173004E-5B44-41EF-8A00-04E54D530849 | Labor | 05/04/2017 | 05/04/2017 | Stephen Zubrzycki
|  | NELLCOR PURITAN | NELLCOR PURITAN N-20 P |  |  | PENNSVILLE-MEDICINE |  |  |  | 01/01/1900 |  |  |  |  | NO | NO |  |  |  |  | NELLCOR PURITAN 10345920 20874438 |  |  | Active |  | 99:99:99:99:99:99 |  | Alarm | PAAR:00-PVAR | 11/02/2019 |  | COOPER AMBULATORY OFF-SITES |  |  | Room 17 - Closet |  | Heather Rhodes
|  | NELLCOR PURITAN | NELLCOR PURITAN N-395 |  | G00840719 | CARDIAC DIAGNOSTIC CENTER |  |  |  | 01/01/1900 |  |  |  |  | NO | NO |  |  |  |  | NELLCOR PURITAN 10365319 G00840719 |  |  | Disposition |  |  |  | Alarm | PAAR:00-PVAR | 11/02/2019 |  | COOPER UNIVERSITY HOSPITAL |  |  | OUTSIDE BIOMED SHOP |  | CARLA TRUELL
|  | NELLCOR PURITAN | NELLCOR PURITAN N-595 |  | G03816366 | PULMONARY LAB |  |  |  | 11/02/2019 |  |  |  |  | NO | NO |  |  |  |  | NELLCOR PURITAN 30126226 G03816366 |  |  | Disposition |  | 99:99:99:99:99:99 |  | Alarm | PAAR:00-PVAR | 11/02/2019 | 11/02/2019 | COOPER UNIVERSITY HOSPITAL |  |  | PULMONERY LAB |  | KATHY LOFLAND |  |  |  | 11/02/2019 | 11/02/2019 |  |  |  |  | 11/02/2019 | 11/02/2019
|  | NELLCOR PURITAN | NELLCOR PURITAN N-595 |  | G03813740 | BRACHFIELD MEDICAL ASSOCIATES-MEDICINE |  |  |  | 10/31/2019 |  |  |  |  | NO | NO |  |  |  |  | NELLCOR PURITAN 11208199 G03813740 |  |  | Active |  | 99:99:99:99:99:99 |  | Alarm | PAAR:00-PVAR | 10/31/2019 | 10/31/2019 | COOPER AMBULATORY OFF-SITES |  |  |  |  | CATHY CRAWFORD |  |  |  | 10/31/2019 | 10/31/2019 |  |  |  |  | 10/31/2019 | 10/31/2019
|  | NELLCOR PURITAN | NELLCOR PURITAN N-595 |  | G03813823 | LAB CHEMISTRY |  |  |  | 01/01/1900 |  |  |  |  | NO | NO |  |  |  |  | NELLCOR PURITAN 10369417 G03813823 |  |  | Disposition |  |  |  | Alarm | 1Y:00-MFG | 03/14/2016 | 03/01/2020 | COOPER UNIVERSITY HOSPITAL |  |  |  |  | Barbara Snyder
|  | NELLCOR PURITAN | NELLCOR PURITAN N-595 |  | G03813693 | PACU KELEMEN |  |  |  | 05/01/2003 |  |  |  |  | NO | NO |  |  |  |  | NELLCOR PURITAN 10368502 G03813693 |  |  | Disposition |  |  |  | Alarm | PAAR:00-PVAR | 11/02/2019 |  | COOPER UNIVERSITY HOSPITAL |  |  | pacu storage |  | FRANK OBRIEN
|  | NELLCOR PURITAN | NELLCOR PURITAN N-595 |  | G03818379 | PACU KELEMEN |  |  |  | 01/01/1900 |  |  |  |  | NO | NO |  |  |  |  | NELLCOR PURITAN 10368501 G03818379 |  |  | Disposition |  | 99:99:99:99:99:99 |  | Alarm | PAAR:00-PVAR | 11/01/2019 |  | COOPER UNIVERSITY HOSPITAL |  |  | pacu storage |  | FRANK OBRIEN
|  | NELLCOR PURITAN | NELLCOR PURITAN N-595 |  | G02806228 | CDU - CLINICAL DECISION UNIT-9 KELEMEN |  |  |  | 01/01/2001 |  |  |  |  | NO | NO |  |  |  |  | NELLCOR PURITAN 10367715 G02806228 |  |  | Disposition |  | 99:99:99:99:99:99 |  | Alarm | PAAR:00-PVAR | 11/02/2019 |  | COOPER UNIVERSITY HOSPITAL |  |  | CDU | WOT00000000525051 | KAREN GRUBER | Disposition | Closed | Richard Jolly | 02/08/2018 | 06/12/2019 | Bulk Disposition CNL | this pak was lost by the dept removed for a trade in | EXP3120822 | Labor | 06/10/2019 | 06/10/2019 | Richard Jolly
|  | NELLCOR PURITAN | NELLCOR PURITAN N-595 |  | G03813924 | SHORT PROCEDURE UNIT |  |  |  | 01/01/1900 |  |  |  |  | NO | NO |  |  |  |  | NELLCOR PURITAN 10367438 G03813924 |  |  | Disposition |  | 99:99:99:99:99:99 |  | Alarm | PAAR:00-PVAR | 11/02/2019 |  | COOPER UNIVERSITY HOSPITAL |  |  | SPU/5N |  | Lisa Geoghegan
|  | NELLCOR PURITAN | NELLCOR PURITAN N-595 |  | G03818434 | RESPIRATORY |  |  |  | 07/09/2015 |  |  |  |  | NO | NO |  |  |  |  | NELLCOR PURITAN 10366609 G03818434 |  |  | Disposition |  | 99:99:99:99:99:99 |  | Alarm | PAAR:00-PVAR | 10/16/2019 |  | COOPER UNIVERSITY HOSPITAL |  |  | resp |  | KATHY LOFLAND
|  | NELLCOR PURITAN | NELLCOR PURITAN N-595 |  | G02806261 | BIOMEDICAL |  |  |  | 01/01/2001 |  |  |  |  | NO | NO |  |  |  |  | NELLCOR PURITAN 10366535 G02806261 |  |  | Disposition |  | 99:99:99:99:99:99 |  | Alarm | PAAR:00-PVAR | 11/02/2019 |  | COOPER UNIVERSITY HOSPITAL |  |  | LOANED TO 7 PEDS | WOT00000000525052 | Bonnie Aichroch | Disposition | Closed | Michael Youch | 02/08/2018 | 05/15/2019 | Bulk Disposition CNL | Massimo exchange | EXP2924312 | Labor | 05/14/2019 | 05/14/2019 | Michael Youch
|  | NELLCOR PURITAN | NELLCOR PURITAN N-595 |  | G04835457 | INCU - KELEMEN S10 |  |  |  | 10/05/2004 |  |  |  |  | NO | NO |  |  |  |  | NELLCOR PURITAN 10366475 G04835457 |  |  | Disposition |  | 99:99:99:99:99:99 |  | Alarm | PAAR:00-PVAR | 11/02/2019 |  | COOPER UNIVERSITY HOSPITAL |  |  | s10 | WOT00000000525088 | Lisa Brooks | Disposition | Closed | Zhan Kiselev | 02/08/2018 | 05/23/2019 | Bulk Disposition CNL | Unit was replaced with Masimo SpO2 | EXP2992171 | Labor | 05/23/2019 | 05/23/2019 | Zhan Kiselev
|  | NELLCOR PURITAN | NELLCOR PURITAN N-595 |  | G03813684 | INCU - KELEMEN S10 |  |  |  | 05/01/2003 |  |  |  |  | NO | NO |  |  |  |  | NELLCOR PURITAN 10366476 G03813684 |  |  | Disposition |  | 99:99:99:99:99:99 |  | Alarm | PAAR:00-PVAR | 11/02/2019 |  | COOPER UNIVERSITY HOSPITAL |  |  | STORAGE RM s10 | 0011478078 | Lisa Brooks | Repair | Closed | Michael Youch | 04/12/2017 | 04/12/2017 | PULSE OX - BATTERY ERROR - TMX | 4/12/2017 2:28:38 PM MDYOUCH (MDYOUCH 4/12/2017 2:10 PM) REPLACED BATTERY FROM STOCK, VERIFIED AND RTS. PA COMPLETED 10365501 SAFETY ANALYZER | F26CA4B3-5A70-4823-81DC-30241E261A25 | Parts | 01/01/1900 | 01/01/1900 | Michael Youch
|  | NELLCOR PURITAN | NELLCOR PURITAN N-595 |  | G03813286 | RESPIRATORY |  |  |  | 05/01/2003 |  |  |  |  | NO | NO |  |  |  |  | NELLCOR PURITAN 10366411 G03813286 |  |  | Disposition |  |  |  | Alarm | PAAR:00-PVAR | 11/02/2019 |  | COOPER UNIVERSITY HOSPITAL |  |  | KELEMEN- 3RD |  | KATHY LOFLAND
|  | NELLCOR PURITAN | NELLCOR PURITAN N-595 |  | G03813658 | KINGS HIGHWAY-MEDICINE |  |  |  | 05/01/2003 |  |  |  |  | NO | NO |  |  |  |  | NELLCOR PURITAN 10366289 G03813658 |  |  | Active |  | 99:99:99:99:99:99 |  | Alarm | PAAR:00-PVAR | 11/02/2019 |  | COOPER AMBULATORY OFF-SITES |  |  | SUITE 203 MEDICINE |  | CHRISTINE MULLER
|  | NELLCOR PURITAN | NELLCOR PURITAN N-595 |  | G03855516 | BIOMEDICAL |  |  |  | 01/01/2002 |  |  |  |  | NO | NO |  |  |  |  | NELLCOR PURITAN 10365014 G03855516 |  |  | Disposition |  | 99:99:99:99:99:99 |  | Alarm | PAAR:00-PVAR | 11/02/2019 |  | COOPER UNIVERSITY HOSPITAL |  |  | BIOMED | WOT00000000525086 | Bonnie Aichroch | Disposition | Closed | Michael Youch | 02/08/2018 | 05/15/2019 | Bulk Disposition CNL | Massimo exchange | EXP2923915 | Labor | 05/14/2019 | 05/14/2019 | Michael Youch
|  | NELLCOR PURITAN | NELLCOR PURITAN N-595 |  | G03813466 | LABOR & DELIVERY |  |  |  | 05/01/2003 |  |  |  |  | NO | NO |  |  |  |  | NELLCOR PURITAN 10364817 G03813466 |  |  | Disposition |  | 99:99:99:99:99:99 |  | Alarm | PAAR:00-PVAR | 11/02/2019 |  | COOPER UNIVERSITY HOSPITAL |  |  | D3 mother infant |  | JOANNA HORST
|  | NELLCOR PURITAN | NELLCOR PURITAN N-595 |  | G03855410 | VOORHEES SURGERY CENTER-PULMONARY |  |  |  | 02/24/2005 |  |  |  |  | NO | NO |  |  |  |  | NELLCOR PURITAN 10356790 G03855410 |  |  | Active |  | 99:99:99:99:99:99 |  | Alarm | PAAR:00-PVAR | 11/01/2019 |  | COOPER AMBULATORY OFF-SITES |  |  | Storage K213 |  | SUSAN PINE
|  | NELLCOR PURITAN | NELLCOR PURITAN N-595 |  | G03818196 | NEURO/ORTHO/MEDSURG/7 PAV |  |  |  | 01/01/1900 |  |  |  |  | NO | NO |  |  |  |  | NELLCOR PURITAN 10356694 G03818196 |  |  | Disposition |  | 99:99:99:99:99:99 |  | Alarm | PAAR:00-PVAR | 11/02/2019 |  | COOPER UNIVERSITY HOSPITAL |  |  | Pavillion 7 | WOT00000000525078 | Pam Young | Disposition | Closed | Gene Amodei | 02/08/2018 | 05/22/2019 | Bulk Disposition CNL | device was removed from service, replaced by masimo | EXP2986839 | Labor | 05/22/2019 | 05/22/2019 | Tom Burhart
|  | NELLCOR PURITAN | NELLCOR PURITAN N-595 |  | G02833661 | NEURO/ORTHO/MEDSURG/7 PAV |  |  |  | 01/01/2001 |  |  |  |  | NO | NO |  |  |  |  | NELLCOR PURITAN 10356693 G02833661 |  |  | Disposition |  | 99:99:99:99:99:99 |  | Alarm | PAAR:00-PVAR | 11/02/2019 |  | COOPER UNIVERSITY HOSPITAL |  |  | pavilon 7 | WOT00000000525057 | Pam Young | Disposition | Closed | Gene Amodei | 02/08/2018 | 05/22/2019 | Bulk Disposition CNL | Device removed from service. | EXP2986789 | Labor | 05/22/2019 | 05/22/2019 | Tom Burhart
|  | NELLCOR PURITAN | NELLCOR PURITAN N-595 |  | G03818368 | CHIP - 9 PAVILION |  |  |  | 01/01/1900 |  |  |  |  | NO | NO |  |  |  |  | NELLCOR PURITAN 10356517 G03818368 |  |  | Disposition |  | 99:99:99:99:99:99 |  | Alarm | PAAR:00-PVAR | 11/02/2019 |  | COOPER UNIVERSITY HOSPITAL |  |  | 9 PAV |  | KIM HUMMEL
|  | NELLCOR PURITAN | NELLCOR PURITAN N-595 |  | G03816248 | KELEMEN N10 |  |  |  | 01/01/1900 |  |  |  |  | NO | NO |  |  |  |  | NELLCOR PURITAN 10355827 G03816248 |  |  | Disposition |  |  |  | Alarm | PAAR:00-PVAR | 11/02/2019 |  | COOPER UNIVERSITY HOSPITAL |  |  | MEDSURG - 10TH |  | Lisa Brooks
|  | NELLCOR PURITAN | NELLCOR PURITAN N-595 |  | G03818237 | LABOR & DELIVERY |  |  |  | 07/02/2006 |  |  |  |  | NO | NO |  |  |  |  | NELLCOR PURITAN 10355012 G03818237 |  |  | Disposition |  |  |  | Alarm | PAAR:00-PVAR | 11/02/2019 |  | COOPER UNIVERSITY HOSPITAL |  |  | D605 |  | JOANNA HORST
|  | NELLCOR PURITAN | NELLCOR PURITAN N-595 |  | G03813899 | LABOR & DELIVERY |  |  |  | 05/01/2003 |  |  |  |  | NO | NO |  |  |  |  | NELLCOR PURITAN 10354999 G03813899 |  |  | Disposition |  | 99:99:99:99:99:99 |  | Alarm | PAAR:00-PVAR | 11/02/2019 |  | COOPER UNIVERSITY HOSPITAL |  |  |  | WOT00000000525076 | JOANNA HORST | Disposition | Closed | Gene Amodei | 02/08/2018 | 07/19/2019 | Bulk Disposition CNL
|  | NELLCOR PURITAN | NELLCOR PURITAN N-595 |  | G03818397 | RESPIRATORY |  |  |  | 01/01/1900 |  |  |  |  | NO | NO |  |  |  |  | NELLCOR PURITAN 10348307 G03818397 |  |  | Active |  | 99:99:99:99:99:99 |  | Alarm | PAAR:00-PVAR | 10/31/2019 |  | COOPER UNIVERSITY HOSPITAL |  |  | RESPIRATORY |  | KATHY LOFLAND
|  | NELLCOR PURITAN | NELLCOR PURITAN N-595 |  | G03816090 | VOORHEES CARDIOLOGY |  |  |  | 01/01/2001 |  |  |  |  | NO | NO |  |  |  |  | NELLCOR PURITAN 10348064 G03816090 |  |  | Active |  | 99:99:99:99:99:99 |  | Alarm | PAAR:00-PVAR | 11/01/2019 |  | COOPER AMBULATORY OFF-SITES |  |  | ROOM 1104- BLDG 2 |  | KATHY COMO
|  | NELLCOR PURITAN | NELLCOR PURITAN N-595 |  | G03818198 | VOORHEES SURGERY CENTER-SURGERY DEPT |  |  |  | 01/01/2013 |  |  |  |  | NO | NO |  |  |  |  | NELLCOR PURITAN 10347209 G03818198 |  |  | Active |  | 99:99:99:99:99:99 |  | Alarm | PAAR:00-PVAR | 11/02/2019 |  | COOPER AMBULATORY OFF-SITES |  |  | STORAGE ROOM |  | Theresa Megali
|  | NELLCOR PURITAN | NELLCOR PURITAN N-595 |  | G03818181 | VOORHEES SURGERY CENTER-SURGERY DEPT |  |  |  | 01/01/2013 |  |  |  |  | NO | NO |  |  |  |  | NELLCOR PURITAN 10347208 G03818181 |  |  | Active |  | 99:99:99:99:99:99 |  | Alarm | PAAR:00-PVAR | 11/02/2019 |  | COOPER AMBULATORY OFF-SITES |  |  | STORAGE ROOM |  | Theresa Megali
|  | NELLCOR PURITAN | NELLCOR PURITAN N-595 |  | G03818267 | VOORHEES SURGERY CENTER-OPERATING ROOM |  |  |  | 01/01/1900 |  |  |  |  | NO | NO |  |  |  |  | NELLCOR PURITAN 10346729 G03818267 |  |  | Disposition |  |  |  | Alarm | PAAR:00-PVAR | 11/02/2019 |  | COOPER AMBULATORY OFF-SITES |  |  | PACU ROOM 4 | 0011914726 | JENNIFER BOMBARO | Repair | Closed | Salvatore Bombara | 07/20/2017 | 07/20/2017 | PULSEOX - NEEDS RETIRED - BIOMED | 7/20/2017 2:03:51 PM SXBOMBARA (SXBOMBARA 7/20/2017 12:00 AM) RETIRE 7/20/2017 2:03 PM SXBOMBARA This device has been removed from an active status with the RSQ Database, and physically removed from the facility. Device retired on 7/20/2017; Authorized By: MASIMO; Nature of Retirement: NO LONGER NEEDED; Days In Service: 777 | FF1CA80E-612A-4BAA-BDAA-3C72D09D5D34 | Labor | 07/20/2017 | 07/20/2017 | Salvatore Bombara
|  | NELLCOR PURITAN | NELLCOR PURITAN N-595 |  | G03813510 | PULMONARY LAB |  |  |  | 11/02/2019 |  |  |  |  | NO | NO |  |  |  |  | NELLCOR PURITAN 30143421 G03813510 |  |  | Disposition |  | 99:99:99:99:99:99 |  | Alarm | PAAR:00-PVAR | 11/02/2019 | 11/02/2019 | COOPER UNIVERSITY HOSPITAL |  |  | PULMONARY LAB |  | KATHY LOFLAND |  |  |  | 11/02/2019 | 11/02/2019 |  |  |  |  | 11/02/2019 | 11/02/2019
|  | NELLCOR PURITAN | NELLCOR PURITAN N-595 |  | G03813871 | 3 COOPER-PEDIATRICS |  |  |  | 05/01/2003 |  |  |  |  | NO | NO |  |  |  |  | NELLCOR PURITAN 10345677 G03813871 |  |  | Disposition |  |  |  | Alarm | PAAR:00-PVAR | 11/02/2019 |  | COOPER AMBULATORY OFF-SITES |  |  | DISPOSITION | 0011613534 | MAUREEN OBRIEN | Repair | Closed | Stephen Zubrzycki | 05/04/2017 | 05/04/2017 | DISPOSITION | 5/4/2017 4:50:23 PM SJZUBRZYCKI (SJZUBRZYCKI 5/4/2017 12:00 AM) UNIT WAS REMOVED FROM SERVICE DURING MASIMO PROJECT 5/4/2017 4:50 PM SJZUBRZYCKI This device has been removed from an active status with the RSQ Database, and physically removed from the facility. Device retired on 5/4/2017; Authorized By: YES; Nature of Retirement: TRADED IN; Days In Service: 700 | D4589857-F628-4DAF-9C1C-70A344222B66 | Labor | 05/04/2017 | 05/04/2017 | Stephen Zubrzycki
|  | NELLCOR PURITAN | NELLCOR PURITAN N-595 |  | G03818364 | VOORHEES PEDIATRICS |  |  |  | 01/01/1900 |  |  |  |  | NO | NO |  |  |  |  | NELLCOR PURITAN 10345337 G03818364 |  |  | Disposition |  |  |  | Alarm | PAAR:00-PVAR | 11/02/2019 |  | COOPER AMBULATORY OFF-SITES |  |  | B6 |  | MAUREEN OBRIEN
|  | NELLCOR PURITAN | NELLCOR PURITAN N-595 |  | G03818225 | KELEMEN 8 PCU |  |  |  | 01/01/1900 |  |  |  |  | NO | NO |  |  |  |  | NELLCOR PURITAN 07655 G03818225 |  |  | Disposition |  |  |  | Alarm | PAAR:00-PVAR | 10/16/2019 |  | COOPER UNIVERSITY HOSPITAL |  |  | PCU |  | BYRON WELLS
|  | NELLCOR PURITAN | NELLCOR PURITAN N-595 |  | G03816263 | STRESS TEST |  |  |  | 07/01/2003 |  |  |  |  | NO | NO |  |  |  |  | NELLCOR PURITAN 07662 G03816263 |  |  | Disposition |  |  |  | Alarm | PAAR:00-PVAR | 10/16/2019 |  | COOPER UNIVERSITY HOSPITAL |  |  | B79 |  | KIM HUMMEL
|  | NELLCOR PURITAN | NELLCOR PURITAN N-595 |  | G03816285 | INCU - KELEMEN S10 |  |  |  | 01/01/1900 |  |  |  |  | NO | NO |  |  |  |  | NELLCOR PURITAN 07667 G03816285 |  |  | Disposition |  |  |  | Alarm | PAAR:00-PVAR | 10/16/2019 |  | COOPER UNIVERSITY HOSPITAL |  |  | 10TH FLOOR |  | Lisa Brooks
|  | NELLCOR PURITAN | NELLCOR PURITAN N-65 |  | P12835430 | CCU - CORONARY CARE UNIT |  |  |  | 10/16/2019 |  |  |  |  | NO | NO |  |  |  |  | NELLCOR PURITAN 22909 P12835430 |  |  | Disposition |  |  |  | Alarm | PAAR:00-PVAR | 10/16/2019 | 10/16/2019 | COOPER UNIVERSITY HOSPITAL |  |  | CCU NURSE STATION |  | CAROLYN RUMELL |  |  |  | 10/16/2019 | 10/16/2019 |  |  |  |  | 10/16/2019 | 10/16/2019
|  | NELLCOR PURITAN | NELLCOR PURITAN N-65 |  | G07839864 | MED/SURG 6 PAVILION |  |  |  | 06/23/2015 |  |  |  |  | NO | NO |  |  |  |  | NELLCOR PURITAN 10369454 G07839864 |  |  | Disposition |  | 99:99:99:99:99:99 |  | Alarm | PAAR:00-PVAR | 11/02/2019 |  | COOPER UNIVERSITY HOSPITAL |  |  | P6 STORAGE ROOM |  | BRIAN OSHAUGHNESSY
|  | NELLCOR PURITAN | NELLCOR PURITAN N-65 |  | G07802471 | EMERGENCY ROOM |  |  |  | 02/12/2007 |  |  |  |  | NO | NO |  |  |  |  | NELLCOR PURITAN 10369251 G07802471 |  |  | Active |  | 99:99:99:99:99:99 |  | Alarm | PAAR:00-PVAR | 11/02/2019 |  | COOPER UNIVERSITY HOSPITAL |  |  | HELIPAD |  | KAREN GRUBER
|  | NELLCOR PURITAN | NELLCOR PURITAN N-65 |  | G06822638 | BRACHFIELD MEDICAL ASSOCIATES-MEDICINE |  |  |  | 11/20/2006 |  |  |  |  | NO | NO |  |  |  |  | NELLCOR PURITAN 10367070 G06822638 |  |  | Active |  | 99:99:99:99:99:99 |  | Alarm | PAAR:00-PVAR | 11/02/2019 |  | COOPER AMBULATORY OFF-SITES |  |  | C107 |  | CATHY CRAWFORD
|  | NELLCOR PURITAN | NELLCOR PURITAN N-65 |  | P10810844 | VOORHEES PEDIATRICS |  |  |  | 04/28/2011 |  |  |  |  | NO | NO |  |  |  |  | NELLCOR PURITAN 10366516 P10810844 |  |  | Active |  | 99:99:99:99:99:99 |  | Alarm | PAAR:00-PVAR | 11/01/2019 |  | COOPER AMBULATORY OFF-SITES |  |  | PEDIATRICS |  | MAUREEN OBRIEN
|  | NELLCOR PURITAN | NELLCOR PURITAN N-65 |  | G08818895 | BURLINGTON OUTPATIENT PEDIATRICS |  |  |  | 09/12/2008 |  |  |  |  | NO | NO |  |  |  |  | NELLCOR PURITAN 10365998 G08818895 |  |  | Active |  | 99:99:99:99:99:99 |  | Alarm | PAAR:00-PVAR | 11/02/2019 |  | COOPER AMBULATORY OFF-SITES |  |  | NURSES STATION |  | CHARMAINE RHETT
|  | NELLCOR PURITAN | NELLCOR PURITAN N-65 |  | G09800332 | KELEMEN 8 PCU |  |  |  | 03/06/2009 |  |  |  |  | NO | NO |  |  |  |  | NELLCOR PURITAN 10365389 G09800332 |  |  | Disposition |  | 99:99:99:99:99:99 |  | Alarm | PAAR:00-PVAR | 11/02/2019 |  | COOPER UNIVERSITY HOSPITAL |  |  | LABOR AND DELIVERY |  | BYRON WELLS
|  | NELLCOR PURITAN | NELLCOR PURITAN N-65 |  | P11812052 | MOTHER INFANT UNIT |  |  |  | 08/26/2011 |  |  |  |  | NO | NO |  |  |  |  | NELLCOR PURITAN 10365351 P11812052 |  |  | Disposition |  | 99:99:99:99:99:99 |  | Alarm | PAAR:00-PVAR | 11/02/2019 |  | COOPER UNIVERSITY HOSPITAL |  |  | mfcu |  | Christina Smith
|  | NELLCOR PURITAN | NELLCOR PURITAN N-65 |  | P12828641 | KELEMEN N10 |  |  |  | 01/08/2013 |  |  |  |  | NO | NO |  |  |  |  | NELLCOR PURITAN 10355832 P12828641 |  |  | Disposition |  | 99:99:99:99:99:99 |  | Alarm | PAAR:00-PVAR | 11/02/2019 |  | COOPER UNIVERSITY HOSPITAL |  |  | 10TH FLOOR |  | Lisa Brooks
|  | NELLCOR PURITAN | NELLCOR PURITAN N-65 |  | P11812053 | MOTHER INFANT UNIT |  |  |  | 08/26/2011 |  |  |  |  | NO | NO |  |  |  |  | NELLCOR PURITAN 10355001 P11812053 |  |  | Disposition |  | 99:99:99:99:99:99 |  | Alarm | PAAR:00-PVAR | 11/02/2019 |  | COOPER UNIVERSITY HOSPITAL |  |  | 3 DORRANCE |  | Christina Smith
|  | NELLCOR PURITAN | NELLCOR PURITAN N-65 |  | G08825674 | 3 COOPER-PEDIATRICS |  |  |  | 08/20/2015 |  |  |  |  | NO | NO |  |  |  |  | NELLCOR PURITAN 10349238 G08825674 |  |  | Disposition |  |  |  | Alarm | PAAR:00-PVAR | 10/16/2019 |  | COOPER AMBULATORY OFF-SITES |  |  | DISPOSITION |  | MAUREEN OBRIEN
|  | NELLCOR PURITAN | NELLCOR PURITAN N-65 |  | G08825298 | VOORHEES SURGERY CENTER-HEM/ONC |  |  |  | 10/16/2019 |  |  |  |  | NO | NO |  |  |  |  | NELLCOR PURITAN 30146359 G08825298 |  |  | Disposition |  | 99:99:99:99:99:99 |  | Alarm | PAAR:00-PVAR | 10/16/2019 | 10/16/2019 | COOPER AMBULATORY OFF-SITES |  |  | SUITE M |  | MEGAN MCCAFFERTY |  |  |  | 10/16/2019 | 10/16/2019 |  |  |  |  | 10/16/2019 | 10/16/2019
|  | NELLCOR PURITAN | NELLCOR PURITAN N-65 |  | Not Known | MED/SURG 6 PAVILION |  |  |  | 10/16/2019 |  |  |  |  | NO | NO |  |  |  |  | NELLCOR PURITAN 30144992 Not Known |  |  | Disposition |  | 99:99:99:99:99:99 |  | Alarm | PAAR:00-PVAR | 10/16/2019 | 10/16/2019 | COOPER UNIVERSITY HOSPITAL |  |  | icu rm 466 |  | BRIAN OSHAUGHNESSY |  |  |  | 10/16/2019 | 10/16/2019 |  |  |  |  | 10/16/2019 | 10/16/2019
|  | NELLCOR PURITAN | NELLCOR PURITAN N-65 |  | Not Known | MED/SURG 6 PAVILION |  |  |  | 10/16/2019 |  |  |  |  | NO | NO |  |  |  |  | NELLCOR PURITAN 30144988 Not Known |  |  | Disposition |  | 99:99:99:99:99:99 |  | Alarm | PAAR:00-PVAR | 10/16/2019 | 10/16/2019 | COOPER UNIVERSITY HOSPITAL |  |  | PAV 6 |  | BRIAN OSHAUGHNESSY |  |  |  | 10/16/2019 | 10/16/2019 |  |  |  |  | 10/16/2019 | 10/16/2019
|  | NELLCOR PURITAN | NELLCOR PURITAN N-65 |  | P12835415 | KELEMEN 8 PCU |  |  |  | 11/02/2019 |  |  |  |  | NO | NO |  |  |  |  | NELLCOR PURITAN 30144807 P12835415 |  |  | Disposition |  |  |  | Alarm | PAAR:00-PVAR | 11/02/2019 | 11/02/2019 | COOPER UNIVERSITY HOSPITAL |  |  | PCU |  | BYRON WELLS |  |  |  | 11/02/2019 | 11/02/2019 |  |  |  |  | 11/02/2019 | 11/02/2019
|  | NELLCOR PURITAN | NELLCOR PURITAN N-65 |  | G07813730 | 3 COOPER - MEDICINE DEPARTMENT |  |  |  | 04/29/2008 |  |  |  |  | NO | NO |  |  |  |  | NELLCOR PURITAN 10346908 G07813730 |  |  | Disposition |  |  |  | Alarm | PAAR:00-PVAR | 11/02/2019 |  | COOPER AMBULATORY OFF-SITES |  |  | SUITE 215 - NURSES STATION |  | NANCY LOUIS
|  | NELLCOR PURITAN | NELLCOR PURITAN N-65 |  | P12830607 | WILLINGBORO COOPER UNIVERSITY PHYSICIANS |  |  |  | 11/02/2019 |  |  |  |  | NO | NO |  |  |  |  | NELLCOR PURITAN 30144702 P12830607 |  |  | Active |  | 99:99:99:99:99:99 |  | Alarm | PAAR:00-PVAR | 11/02/2019 | 11/02/2019 | COOPER AMBULATORY OFF-SITES |  |  | INTERNAL MEDICINE SUPPLY 171 |  | PATTY LEWIS |  |  |  | 11/02/2019 | 11/02/2019 |  |  |  |  | 11/02/2019 | 11/02/2019
|  | NELLCOR PURITAN | NELLCOR PURITAN N-65 |  | P12830588 | WILLINGBORO COOPER UNIVERSITY PHYSICIANS |  |  |  | 11/02/2019 |  |  |  |  | NO | NO |  |  |  |  | NELLCOR PURITAN 30144692 P12830588 |  |  | Active |  | 99:99:99:99:99:99 |  | Alarm | PAAR:00-PVAR | 11/02/2019 | 11/02/2019 | COOPER AMBULATORY OFF-SITES |  |  | MEDICINE |  | PATTY LEWIS |  |  |  | 11/02/2019 | 11/02/2019 |  |  |  |  | 11/02/2019 | 11/02/2019
|  | NELLCOR PURITAN | NELLCOR PURITAN N-65 |  |  | RESPIRATORY |  |  |  | 10/31/2019 |  |  |  |  | NO | NO |  |  |  |  | NELLCOR PURITAN 30143577 12837120 |  |  | Active |  | 99:99:99:99:99:99 |  | Alarm | PAAR:00-PVAR | 10/31/2019 | 10/31/2019 | COOPER UNIVERSITY HOSPITAL |  |  | NICU |  | KATHY LOFLAND |  |  |  | 10/31/2019 | 10/31/2019 |  |  |  |  | 10/31/2019 | 10/31/2019
|  | NELLCOR PURITAN | NELLCOR PURITAN N-65 |  | P12828621 | INTENSIVE CARE UNIT |  |  |  | 11/02/2019 |  |  |  |  | NO | NO |  |  |  |  | NELLCOR PURITAN 30143566 P12828621 |  |  | Disposition |  |  |  | Alarm | PAAR:00-PVAR | 11/02/2019 | 11/02/2019 | COOPER UNIVERSITY HOSPITAL |  |  | PAVILION icu |  | CAROLYN RUMELL |  |  |  | 11/02/2019 | 11/02/2019 |  |  |  |  | 11/02/2019 | 11/02/2019
|  | NELLCOR PURITAN | NELLCOR PURITAN N-65 |  | P14809877 | EMERGENCY ROOM |  |  |  | 10/16/2019 |  |  |  |  | NO | NO |  |  |  |  | NELLCOR PURITAN 30143125 P14809877 |  |  | Disposition |  | 99:99:99:99:99:99 |  | Alarm | PAAR:00-PVAR | 10/16/2019 | 10/16/2019 | COOPER UNIVERSITY HOSPITAL |  |  | EMERGENCY DEPARTMENT |  | KAREN GRUBER |  |  |  | 10/16/2019 | 10/16/2019 |  |  |  |  | 10/16/2019 | 10/16/2019
|  | NELLCOR PURITAN | NELLCOR PURITAN N-65 |  | G07811136 | PHYSICAL THERAPY |  |  |  | 11/02/2019 |  |  |  |  | NO | NO |  |  |  |  | NELLCOR PURITAN 30142848 G07811136 |  |  | Active |  | 99:99:99:99:99:99 |  | Alarm | PAAR:00-PVAR | 11/02/2019 | 11/02/2019 | COOPER UNIVERSITY HOSPITAL |  |  | PT/OT GYM STORAGE CABINET |  | JOSEPHINE HONG |  |  |  | 11/02/2019 | 11/02/2019 |  |  |  |  | 11/02/2019 | 11/02/2019
|  | NELLCOR PURITAN | NELLCOR PURITAN N-65 |  | G06822553 | WOODSTOWN - CARDIOLOGY |  |  |  | 01/01/2006 |  |  |  |  | NO | NO |  |  |  |  | NELLCOR PURITAN 10345899 G06822553 |  |  | Active |  | 99:99:99:99:99:99 |  | Alarm | PAAR:00-PVAR | 11/02/2019 |  | COOPER AMBULATORY OFF-SITES |  |  | MOVES |  | SUSAN WHITZELL
|  | NELLCOR PURITAN | NELLCOR PURITAN N-65 |  | P12826978 | 3 COOPER-PEDIATRICS |  |  |  | 12/01/2012 |  |  |  |  | NO | NO |  |  |  |  | NELLCOR PURITAN 10345641 P12826978 |  |  | Disposition |  |  |  | Alarm | PAAR:00-PVAR | 11/02/2019 |  | COOPER AMBULATORY OFF-SITES |  |  | DISPOSITION |  | MAUREEN OBRIEN
|  | NELLCOR PURITAN | NELLCOR PURITAN N-65 |  | G07839871 | KELEMEN 8 PCU |  |  |  | 01/01/2012 |  |  |  |  | NO | NO |  |  |  |  | NELLCOR PURITAN 10345237 G07839871 |  |  | Disposition |  | 99:99:99:99:99:99 |  | Alarm | PAAR:00-PVAR | 11/02/2019 |  | COOPER UNIVERSITY HOSPITAL |  |  | PCU/8N MONITOR RM |  | BYRON WELLS
|  | NELLCOR PURITAN | NELLCOR PURITAN N-65 |  | P12835452 | KELEMEN 8 PCU |  |  |  | 08/24/2012 |  |  |  |  | NO | NO |  |  |  |  | NELLCOR PURITAN 10345236 P12835452 |  |  | Disposition |  | 99:99:99:99:99:99 |  | Alarm | PAAR:00-PVAR | 11/02/2019 |  | COOPER UNIVERSITY HOSPITAL |  |  | PCU/8N MONITOR RM |  | BYRON WELLS
|  | NELLCOR PURITAN | NELLCOR PURITAN N-65 |  | G06822445 | BRACE ROAD-CARDIOLOGY |  |  |  | 11/02/2019 |  |  |  |  | NO | NO |  |  |  |  | NELLCOR PURITAN 30142545 G06822445 |  |  | Active |  | 99:99:99:99:99:99 |  | Alarm | PAAR:00-PVAR | 11/02/2019 | 11/02/2019 | COOPER AMBULATORY OFF-SITES |  |  |  |  | Beth Mook |  |  |  | 11/02/2019 | 11/02/2019 |  |  |  |  | 11/02/2019 | 11/02/2019
|  | NELLCOR PURITAN | NELLCOR PURITAN N-85 |  |  | TRAUMA ICU |  |  |  | 04/09/2010 |  |  |  |  | NO | NO |  |  |  |  | NELLCOR PURITAN 10368086 97514241 |  |  | Disposition |  |  |  | Alarm | 1Y:00-MFG | 02/28/2018 | 02/01/2020 | COOPER UNIVERSITY HOSPITAL |  |  | TICU-EQUIP STORAGE |  | Diane Floyd
|  | NELLCOR PURITAN | NELLCOR PURITAN N395 |  | G03813791 | PEDIATRICS SOUTH 7 |  |  |  | 01/01/1900 |  |  |  |  | NO | NO |  |  |  |  | NELLCOR PURITAN 10356120 G03813791 |  |  | Disposition |  |  |  | Alarm | PAAR:00-PVAR | 11/02/2019 |  | COOPER UNIVERSITY HOSPITAL |  |  | SOILED UTILITY |  | JOANNE FOX
|  | NELLCOR PURITAN | NELLCOR PURITAN NPB-40 |  |  | VOORHEES PEDIATRICS |  |  |  | 08/03/2017 |  |  |  |  | NO | NO |  |  |  |  | NELLCOR PURITAN 10732135 21674246 |  |  | Active |  | 99:99:99:99:99:99 |  | Alarm | PAAR:00-PVAR | 10/31/2019 |  | COOPER AMBULATORY OFF-SITES |  |  |  | 0012389797 | MAUREEN OBRIEN | Performance Verification | Closed | Josh Harris | 11/07/2017 | 11/07/2017 | INCOMING INVENTORY | DEVICE INVENTORIED | CCC933A4-E9A6-4974-B73C-BB7A636514E9 | Labor | 11/07/2017 | 11/07/2017 | Josh Harris
|  | NELLCOR PURITAN | NELLCOR PURITAN NPB-40 |  | G06810500 | BRACHFIELD MEDICAL ASSOCIATES-MEDICINE |  |  |  | 05/05/2006 |  |  |  |  | NO | NO |  |  |  |  | NELLCOR PURITAN 10367071 G06810500 |  |  | Active |  | 99:99:99:99:99:99 |  | Alarm | PAAR:00-PVAR | 11/02/2019 |  | COOPER AMBULATORY OFF-SITES |  |  | C107 |  | CATHY CRAWFORD
|  | NELLCOR PURITAN | NELLCOR PURITAN NPB-40 |  | G05861042 | WOODSTOWN - CARDIOLOGY |  |  |  | 09/01/2005 |  |  |  |  | NO | NO |  |  |  |  | NELLCOR PURITAN 10345887 G05861042 |  |  | Active |  | 99:99:99:99:99:99 |  | Alarm | PAAR:00-PVAR | 11/01/2019 |  | COOPER AMBULATORY OFF-SITES |  |  | MOVES |  | SUSAN WHITZELL
|  | NELSON-JAMESON | NELSON-JAMESON M926 CHLORIDE ANALYZER |  |  | LAB CHEMISTRY |  |  |  | 07/12/2011 |  |  |  |  | NO | NO |  |  |  |  | NELSON-JAMESON 10360263 24067 |  |  | Disposition |  |  |  | Equipment | 1Y:00-MFG | 03/20/2017 | 03/01/2020 | COOPER UNIVERSITY HOSPITAL |  |  | CHEMISTRY |  | Barbara Snyder
|  | NEURO TECHNOLOGY | NEURO TECHNOLOGY MICROSTIM PLUS |  | GH83141 | PEDIATRIC INTENSIVE CARE UNIT |  |  |  | 10/31/2019 |  |  |  |  | NO | NO |  |  |  |  | NEURO TECHNOLOGY 30142065 GH83141 |  |  | Active |  | 99:99:99:99:99:99 |  | Equipment | PAAR:00-PVAR | 10/31/2019 | 10/31/2019 | COOPER UNIVERSITY HOSPITAL |  |  | PICU |  | Susan Cannon |  |  |  | 10/31/2019 | 10/31/2019 |  |  |  |  | 10/31/2019 | 10/31/2019
|  | NICOLET BIOMEDICAL, INC. | NICOLET BIOMEDICAL, INC. 2015 |  | IV000376 | NEUROLOGY/EEG |  |  |  | 01/01/1900 |  |  |  |  | NO | NO |  |  |  |  | NICOLET BIOMEDICAL, INC. 10368651 IV000376 |  |  | Disposition |  |  |  | Equipment | 1Y:00-MFG | 06/25/2018 | 06/01/2020 | COOPER UNIVERSITY HOSPITAL |  |  | EEG RM 272 |  | Debbie Hughes
|  | NICOLET BIOMEDICAL, INC. | NICOLET BIOMEDICAL, INC. VIKING IV P |  | OE050322 | NEUROLOGY/EEG |  |  |  | 04/25/2005 |  |  |  |  | NO | NO |  |  |  |  | NICOLET BIOMEDICAL, INC. 10368657 OE050322 |  |  | Disposition |  |  |  | Equipment | 1Y:00-MFG | 05/31/2016 | 06/01/2020 | COOPER UNIVERSITY HOSPITAL |  |  | HALLWAY |  | Debbie Hughes
|  | NICOLET BIOMEDICAL, INC. | NICOLET BIOMEDICAL, INC. VIKING SELECT |  | PA070540 | NEUROLOGY/EEG |  |  |  | 09/10/2007 |  |  |  |  | NO | NO |  |  |  |  | NICOLET BIOMEDICAL, INC. 10368656 PA070540 |  |  | Disposition |  | 00:19:D1:81:61:84 |  | Equipment | 1Y:00-MFG | 05/31/2016 | 06/01/2020 | COOPER UNIVERSITY HOSPITAL |  |  | RM 274 |  | Debbie Hughes
|  | NICOLET BIOMEDICAL, INC. | NICOLET BIOMEDICAL, INC. VIKING SELECT |  | PA080675 | BRACE ROAD-MEDICINE |  |  |  | 05/21/2008 |  |  |  |  | NO | NO |  |  |  |  | NICOLET BIOMEDICAL, INC. 10365850 PA080675 |  |  | Disposition |  |  |  | Equipment | 1Y:00-MFG | 01/01/1900 | 12/01/2019 | COOPER AMBULATORY OFF-SITES |  |  | Neurology EMG2 |  | Cheryl Peck
|  | NICOLET BIOMEDICAL, INC. | NICOLET BIOMEDICAL, INC. VIKING SELECT |  |  | 3 COOPER-MULTISPECIALTY CENTER |  |  |  | 11/04/2008 |  |  |  |  | NO | NO |  |  |  |  | NICOLET BIOMEDICAL, INC. 10345622 82500949 |  |  | Disposition |  | 00:19:0F:00:BE:BF |  | Equipment | 1Y:00-MFG | 11/27/2018 |  | COOPER AMBULATORY OFF-SITES |  |  | SUITE 104 - WAITING STORAGE |  | MARGIE OUTLER
|  | NICOLET VASCULAR | NICOLET VASCULAR 200 |  | ECJ0371 | KELEMEN 8 PCU |  |  |  | 05/15/2016 |  |  |  |  | NO | NO |  |  |  |  | NICOLET VASCULAR 16108 ECJ0371 |  |  | Disposition |  |  |  | Alarm | 1Y:00-MFG | 05/15/2016 | 05/15/2016 | COOPER UNIVERSITY HOSPITAL |  |  |  |  | BYRON WELLS |  |  |  | 05/15/2016 | 05/15/2016 |  |  |  |  | 05/15/2016 | 05/15/2016
|  | NICOLET VASCULAR | NICOLET VASCULAR 200 |  | ECF2092 | INTENSIVE CARE UNIT |  |  |  | 12/29/2005 |  |  |  |  | NO | NO |  |  |  |  | NICOLET VASCULAR 10490 ECF2092 |  |  | Disposition |  |  |  | Alarm | 1Y:00-MFG | 10/26/2016 | 06/01/2020 | COOPER UNIVERSITY HOSPITAL |  |  |  |  | CAROLYN RUMELL
|  | NICOLET VASCULAR | NICOLET VASCULAR 200 |  | ECJ0370 | CCU - CORONARY CARE UNIT |  |  |  | 03/16/2009 |  |  |  |  | NO | NO |  |  |  |  | NICOLET VASCULAR 10355683 ECJ0370 |  |  | Disposition |  |  |  | Alarm | 1Y:00-MFG | 08/22/2017 | 06/01/2020 | COOPER UNIVERSITY HOSPITAL |  |  | ICU |  | CAROLYN RUMELL
|  | NICOLET VASCULAR | NICOLET VASCULAR ELITE 100 |  | EA1846 | INTENSIVE CARE UNIT |  |  |  | 10/16/2019 |  |  |  |  | NO | NO |  |  |  |  | NICOLET VASCULAR 22197 EA1846 |  |  | Disposition |  |  |  | Equipment | PAAR:00-PVAR | 10/16/2019 | 10/16/2019 | COOPER UNIVERSITY HOSPITAL |  |  | ICU |  | CAROLYN RUMELL |  |  |  | 10/16/2019 | 10/16/2019 |  |  |  |  | 10/16/2019 | 10/16/2019
|  | NICOLET VASCULAR | NICOLET VASCULAR ELITE 200 |  | ECO1647 | 3 COOPER-WOMENS CARE CENTER |  |  |  | 10/16/2019 |  |  |  |  | NO | NO |  |  |  |  | NICOLET VASCULAR 26752 ECO1647 |  |  | Disposition |  |  |  | Equipment | PAAR:00-PVAR | 10/16/2019 | 10/16/2019 | COOPER AMBULATORY OFF-SITES |  |  | Suite 300 |  | BONNIE MANNINO |  |  |  | 10/16/2019 | 10/16/2019 |  |  |  |  | 10/16/2019 | 10/16/2019
|  | NICOLET VASCULAR | NICOLET VASCULAR ELITE 200 |  | ECM2316 | KELEMEN 8 PCU |  |  |  | 10/16/2019 |  |  |  |  | NO | NO |  |  |  |  | NICOLET VASCULAR 23242 ECM2316 |  |  | Disposition |  |  |  | Equipment | PAAR:00-PVAR | 10/16/2019 | 10/16/2019 | COOPER UNIVERSITY HOSPITAL |  |  | 8TH FLOOR |  | BYRON WELLS |  |  |  | 10/16/2019 | 10/16/2019 |  |  |  |  | 10/16/2019 | 10/16/2019
|  | NICOLET VASCULAR | NICOLET VASCULAR ELITE 200 |  | ECK0421 | 3 COOPER-WOMENS CARE CENTER |  |  |  | 10/16/2019 |  |  |  |  | NO | NO |  |  |  |  | NICOLET VASCULAR 17606 ECK0421 |  |  | Disposition |  |  |  | Equipment | PAAR:00-PVAR | 10/16/2019 | 10/16/2019 | COOPER AMBULATORY OFF-SITES |  |  | SUITE 301 |  | BONNIE MANNINO |  |  |  | 10/16/2019 | 10/16/2019 |  |  |  |  | 10/16/2019 | 10/16/2019
|  | NICOLET VASCULAR | NICOLET VASCULAR ELITE 200 |  | ECH2015 | TRAUMA ICU |  |  |  | 10/16/2019 |  |  |  |  | NO | NO |  |  |  |  | NICOLET VASCULAR 12154 ECH2015 |  |  | Disposition |  |  |  | Equipment | PAAR:00-PVAR | 10/16/2019 | 10/16/2019 | COOPER UNIVERSITY HOSPITAL |  |  |  |  | Diane Floyd |  |  |  | 10/16/2019 | 10/16/2019 |  |  |  |  | 10/16/2019 | 10/16/2019
|  | NICOLET VASCULAR | NICOLET VASCULAR ELITE 200 |  | ECH2016 | TRAUMA ICU |  |  |  | 10/16/2019 |  |  |  |  | NO | NO |  |  |  |  | NICOLET VASCULAR 12153 ECH2016 |  |  | Disposition |  |  |  | Equipment | PAAR:00-PVAR | 10/16/2019 | 10/16/2019 | COOPER UNIVERSITY HOSPITAL |  |  |  |  | Diane Floyd |  |  |  | 10/16/2019 | 10/16/2019 |  |  |  |  | 10/16/2019 | 10/16/2019
|  | NICOLET VASCULAR | NICOLET VASCULAR ELITE 200 |  | ECE1465 | TRAUMA ICU |  |  |  | 10/16/2019 |  |  |  |  | NO | NO |  |  |  |  | NICOLET VASCULAR 10818 ECE1465 |  |  | Disposition |  |  |  | Equipment | PAAR:00-PVAR | 10/16/2019 | 10/16/2019 | COOPER UNIVERSITY HOSPITAL |  |  |  |  | Diane Floyd |  |  |  | 10/16/2019 | 10/16/2019 |  |  |  |  | 10/16/2019 | 10/16/2019
|  | NICOLET VASCULAR | NICOLET VASCULAR ELITE 200 |  | ECF2091 | CCU - CORONARY CARE UNIT |  |  |  | 10/16/2019 |  |  |  |  | NO | NO |  |  |  |  | NICOLET VASCULAR 10811 ECF2091 |  |  | Disposition |  | 99:99:99:99:99:99 |  | Equipment | PAAR:00-PVAR | 10/16/2019 | 10/16/2019 | COOPER UNIVERSITY HOSPITAL |  |  |  |  | CAROLYN RUMELL |  |  |  | 10/16/2019 | 10/16/2019 |  |  |  |  | 10/16/2019 | 10/16/2019
|  | NICOLET VASCULAR | NICOLET VASCULAR ELITE 200 |  | ECM2284 | GYNECOLOGY / DIABETES TREATMENT |  |  |  | 11/16/2012 |  |  |  |  | NO | NO |  |  |  |  | NICOLET VASCULAR 10364848 ECM2284 |  |  | Disposition |  |  |  | Equipment | 1Y:00-MFG | 05/12/2016 | 02/01/2020 | COOPER UNIVERSITY HOSPITAL |  |  | N9 |  | LAUSA ZIMMERMAN
|  | NICOLET VASCULAR | NICOLET VASCULAR ELITE 200 |  | EMC2315 | CCU - CORONARY CARE UNIT |  |  |  | 11/30/2012 |  |  |  |  | NO | NO |  |  |  |  | NICOLET VASCULAR 10355701 EMC2315 |  |  | Active |  | 99:99:99:99:99:99 |  | Equipment | PAAR:00-PVAR | 10/31/2019 |  | COOPER UNIVERSITY HOSPITAL |  |  | CCU |  | CAROLYN RUMELL
|  | NICOLET VASCULAR | NICOLET VASCULAR ELITE 200 |  | EC01648 | 3 COOPER-WOMENS CARE CENTER |  |  |  | 10/31/2019 |  |  |  |  | NO | NO |  |  |  |  | NICOLET VASCULAR 30225004 EC01648 |  |  | Active |  | 99:99:99:99:99:99 |  | Equipment | PAAR:00-PVAR | 10/31/2019 | 10/31/2019 | COOPER AMBULATORY OFF-SITES |  |  | Suite 300 |  | BONNIE MANNINO |  |  |  | 10/31/2019 | 10/31/2019 |  |  |  |  | 10/31/2019 | 10/31/2019
|  | NICOLET VASCULAR | NICOLET VASCULAR ELITE 200 |  | EOO 0223 | GYNECOLOGY / DIABETES TREATMENT |  |  |  | 01/01/2014 |  |  |  |  | NO | NO |  |  |  |  | NICOLET VASCULAR 10349519 EOO 0223 |  |  | Active |  | 99:99:99:99:99:99 |  | Equipment | PAAR:00-PVAR | 10/31/2019 |  | COOPER UNIVERSITY HOSPITAL |  |  | N9/S9 |  | LAUSA ZIMMERMAN
|  | NICOLET VASCULAR | NICOLET VASCULAR ELITE 200 |  | ECM2317 | KELEMEN 8 PCU |  |  |  | 11/30/2012 |  |  |  |  | NO | NO |  |  |  |  | NICOLET VASCULAR 10349514 ECM2317 |  |  | Disposition |  | 99:99:99:99:99:99 |  | Equipment | PAAR:00-PVAR | 11/02/2019 |  | COOPER UNIVERSITY HOSPITAL |  |  | PAV 9 |  | BYRON WELLS
|  | NICOLET VASCULAR | NICOLET VASCULAR ELITE 200 |  | ECI0999 | TRAUMA ICU |  |  |  | 11/02/2019 |  |  |  |  | NO | NO |  |  |  |  | NICOLET VASCULAR 30142871 ECI0999 |  |  | Disposition |  | 99:99:99:99:99:99 |  | Equipment | PAAR:00-PVAR | 11/02/2019 | 11/02/2019 | COOPER UNIVERSITY HOSPITAL |  |  | TICU-CRASH CART | WOT00000000524398 | Diane Floyd | Disposition | Closed | Tom Burhart | 11/02/2019 | 11/02/2019 | Bulk Disposition CNL | Device was removed by TICU Dept. | EXP2931276 | Labor | 11/02/2019 | 11/02/2019 | Tom Burhart
|  | NICOLET VASCULAR | NICOLET VASCULAR IMEXDOP CT+ |  | Ctvs0111 | SAME DAY PACU-2ND FL PAVILION |  |  | excluded | 01/04/2019 |  |  |  |  | NO | NO |  |  |  |  | NICOLET VASCULAR 11222195 Ctvs0111 |  |  | Active |  | 99:99:99:99:99:99 |  | Equipment | 1Y:00-MFG | 01/04/2019 | 01/04/2019 | COOPER UNIVERSITY HOSPITAL |  |  | STORED NEXT TO COPIER IN SD PACU | WOT00000000633760 | Lisa Geoghegan | Performance Verification | Closed | Richard Jolly | 01/04/2019 | 01/04/2019 | Performance Verification for NICOLET VASCULAR 10752614 Ctvs0111 | Initial Install of Performance Verification. Device is ready for patient use. |  |  | 01/04/2019 | 01/04/2019
|  | NICOLET VASCULAR | NICOLET VASCULAR IMEXDOP CT+ |  | Ctvs0207 | EMERGENCY ROOM |  |  | excluded | 02/22/2019 |  |  |  |  | NO | NO |  |  |  |  | NICOLET VASCULAR 11222134 Ctvs0207 |  |  | Active |  | 99:99:99:99:99:99 |  | Equipment | 1Y:00-MFG | 02/22/2019 | 02/22/2019 | COOPER UNIVERSITY HOSPITAL |  |  |  | WOT00000001079701 | KAREN GRUBER | Performance Verification | Closed | Richard Jolly | 02/22/2019 | 02/22/2019 | Performance Verification for NICOLET VASCULAR 11222134 Ctvs0207 | Initial Install of Performance Verification. Device is ready for patient use. |  |  | 02/22/2019 | 02/22/2019
|  | NICOLET VASCULAR | NICOLET VASCULAR IMEXDOP CT+ |  | CTVD0263 | INCU - KELEMEN S10 |  |  | excluded | 01/01/1900 |  |  |  |  | NO | NO |  |  |  |  | NICOLET VASCULAR 10349510 CTVD0263 |  |  | Active |  | 99:99:99:99:99:99 |  | Equipment | PAAR:00-PVAR | 11/02/2019 |  | COOPER UNIVERSITY HOSPITAL |  |  | south 10 equpment room |  | Lisa Brooks
|  | NICOLET VASCULAR | NICOLET VASCULAR VIKING IV |  | MY030327 | NEUROLOGY/EEG |  |  |  | 01/01/1900 |  |  |  |  | NO | NO |  |  |  |  | NICOLET VASCULAR 07199 MY030327 |  |  | Disposition |  |  |  | Equipment | 1Y:00-MFG | 04/18/2016 | 06/01/2020 | COOPER UNIVERSITY HOSPITAL |  |  | RM 222 |  | Debbie Hughes
|  | NIHON KOHDEN INC. | NIHON KOHDEN INC. ECG-9130K |  |  | WOODLYNNE FAMILY MEDICINE |  |  |  | 01/01/2000 |  |  |  |  | NO | NO |  |  |  |  | NIHON KOHDEN INC. 10365729 03176 |  |  | Disposition |  |  |  | Equipment | 1Y:00-MFG | 11/21/2016 |  | COOPER AMBULATORY OFF-SITES |  |  |  |  | SHEILA HERNANDEZ
|  | NIKON INC. | NIKON INC. ECLIPSE E400 |  |  | LAB MICROBIOLOGY |  |  |  | 01/01/1900 |  |  |  |  | NO | NO |  |  |  |  | NIKON INC. 10367940 675852 |  |  | Active |  | 99:99:99:99:99:99 |  | Equipment | 1Y:00-MFG | 01/05/2019 | 01/01/2020 | COOPER UNIVERSITY HOSPITAL |  |  | MICROBIOLOGY |  | COURTNEY BARRY
|  | NIKON INC. | NIKON INC. ECLIPSE E600 |  |  | LAB HISTOLOGY |  |  | gone per gene | 01/08/2006 |  |  |  |  | NO | NO |  |  |  |  | NIKON INC. 10367659 726168 |  |  | Active |  | 99:99:99:99:99:99 |  | Equipment | 1Y:00-MFG | 09/30/2019 | 09/01/2020 | COOPER UNIVERSITY HOSPITAL |  |  | Lab Admin Office |  | DALE MORRONE
|  | NIKON INC. | NIKON INC. OPTIPHOT |  |  | LAB HISTOLOGY |  |  |  | 01/01/2001 |  |  |  |  | NO | NO |  |  |  |  | NIKON INC. 10368017 138367 |  |  | Disposition |  | 99:99:99:99:99:99 |  | Equipment | 1Y:00-MFG | 09/14/2018 | 09/01/2020 | COOPER UNIVERSITY HOSPITAL |  |  | HISTOLOGY |  | DALE MORRONE
|  | NINTENDO | NINTENDO STARLIGHT FUN CENTER |  |  | CHILD LIFE DEVELOPEMENT |  |  |  | 01/07/2011 |  |  |  |  | NO | NO |  |  |  |  | NINTENDO 10369526 10040138 |  |  | Active |  | 99:99:99:99:99:99 |  | Non-medical | PAAR:00-PVAR | 11/02/2019 |  | COOPER UNIVERSITY HOSPITAL |  |  | teen room | WOT00000002203896 | BRITTANY SPAETH | Disposition | Closed | Josh Harris | 02/14/2019 | 05/17/2019 | Bulk Disposition CNL
|  | NONIN MEDICAL,INC | NONIN MEDICAL,INC 8500 |  |  | BRACHFIELD MEDICAL ASSOCIATES-MEDICINE |  |  |  | 01/01/1900 |  |  |  |  | NO | NO |  |  |  |  | NONIN MEDICAL,INC 10367032 102817741 |  |  | Active |  | 99:99:99:99:99:99 |  | Alarm | PAAR:00-PVAR | 11/02/2019 |  | COOPER AMBULATORY OFF-SITES |  |  | A109 NURSE OFFICE |  | CATHY CRAWFORD
|  | NONIN MEDICAL,INC | NONIN MEDICAL,INC 8500 |  |  | BRACHFIELD MEDICAL ASSOCIATES-MEDICINE |  |  |  | 01/01/1900 |  |  |  |  | NO | NO |  |  |  |  | NONIN MEDICAL,INC 10367014 102843808 |  |  | Active |  | 99:99:99:99:99:99 |  | Alarm | PAAR:00-PVAR | 11/02/2019 |  | COOPER AMBULATORY OFF-SITES |  |  | A Nurses Station |  | CATHY CRAWFORD
|  | NONIN MEDICAL,INC | NONIN MEDICAL,INC 8500 |  |  | BRACHFIELD MEDICAL ASSOCIATES-MEDICINE |  |  |  | 01/01/1900 |  |  |  |  | NO | NO |  |  |  |  | NONIN MEDICAL,INC 10367013 102842436 |  |  | Active |  | 99:99:99:99:99:99 |  | Alarm | PAAR:00-PVAR | 11/02/2019 |  | COOPER AMBULATORY OFF-SITES |  |  | MOVES |  | CATHY CRAWFORD
|  | NONIN MEDICAL,INC | NONIN MEDICAL,INC 8500 |  |  | WILLINGBORO HEMATOLOGY/ONCOLOGY |  |  |  | 11/02/2019 |  |  |  |  | NO | NO |  |  |  |  | NONIN MEDICAL,INC 30144735 1241179 |  |  | Active |  | 99:99:99:99:99:99 |  | Alarm | PAAR:00-PVAR | 11/02/2019 | 11/02/2019 | COOPER AMBULATORY OFF-SITES |  |  | INFUSION RM |  | ANN DENTON |  |  |  | 11/02/2019 | 11/02/2019 |  |  |  |  | 11/02/2019 | 11/02/2019
|  | NONIN MEDICAL,INC | NONIN MEDICAL,INC 8500 |  |  | WILLINGBORO COOPER UNIVERSITY PHYSICIANS |  |  |  | 11/02/2019 |  |  |  |  | NO | NO |  |  |  |  | NONIN MEDICAL,INC 30144694 102813885 |  |  | Active |  | 99:99:99:99:99:99 |  | Alarm | PAAR:00-PVAR | 11/02/2019 | 11/02/2019 | COOPER AMBULATORY OFF-SITES |  |  | MOVES |  | PATTY LEWIS |  |  |  | 11/02/2019 | 11/02/2019 |  |  |  |  | 11/02/2019 | 11/02/2019
|  | NONIN MEDICAL,INC | NONIN MEDICAL,INC EQUANOX 7600 |  |  | PERFUSION |  |  |  | 05/15/2016 |  |  |  |  | NO | NO |  |  |  |  | NONIN MEDICAL,INC 25204 501275111 |  |  | Disposition |  |  |  | Alarm | 1Y:00-MFG | 05/15/2016 | 05/15/2016 | COOPER UNIVERSITY HOSPITAL |  |  | OPERATING ROOM |  | Bonnie Aichroch |  |  |  | 05/15/2016 | 05/15/2016 |  |  |  |  | 05/15/2016 | 05/15/2016
|  | NONIN MEDICAL,INC | NONIN MEDICAL,INC EQUANOX 7600 |  |  | PERFUSION |  |  |  | 05/15/2016 |  |  |  |  | NO | NO |  |  |  |  | NONIN MEDICAL,INC 23439 501235041 |  |  | Disposition |  |  |  | Alarm | 1Y:00-MFG | 05/15/2016 | 05/15/2016 | COOPER UNIVERSITY HOSPITAL |  |  | OPERATING ROOM |  | Bonnie Aichroch |  |  |  | 05/15/2016 | 05/15/2016 |  |  |  |  | 05/15/2016 | 05/15/2016
|  | NONIN MEDICAL,INC | NONIN MEDICAL,INC EQUANOX 7600 |  |  | PERFUSION |  |  |  | 05/15/2016 |  |  |  |  | NO | NO |  |  |  |  | NONIN MEDICAL,INC 22621 501402422 |  |  | Disposition |  |  |  | Alarm | 1Y:00-MFG | 05/15/2016 | 05/15/2016 | COOPER UNIVERSITY HOSPITAL |  |  | OPERATING ROOM |  | Bonnie Aichroch |  |  |  | 05/15/2016 | 05/15/2016 |  |  |  |  | 05/15/2016 | 05/15/2016
|  | NONIN MEDICAL,INC | NONIN MEDICAL,INC EQUANOX 7600 |  |  | PERFUSION |  |  |  | 05/15/2016 |  |  |  |  | NO | NO |  |  |  |  | NONIN MEDICAL,INC 22620 501402425 |  |  | Disposition |  |  |  | Alarm | 1Y:00-MFG | 05/15/2016 | 05/15/2016 | COOPER UNIVERSITY HOSPITAL |  |  | OPERATING ROOM |  | Bonnie Aichroch |  |  |  | 05/15/2016 | 05/15/2016 |  |  |  |  | 05/15/2016 | 05/15/2016
|  | NONIN MEDICAL,INC | NONIN MEDICAL,INC LIFESENSE LS1-9R |  |  | BUNKER HILL-ORAL SURGERY |  |  |  | 01/09/2014 |  |  |  |  | NO | NO |  |  |  |  | NONIN MEDICAL,INC 10366945 50190578 |  |  | Active |  | 99:99:99:99:99:99 |  | Alarm | PAAR:00-PVAR | 11/02/2019 |  | COOPER AMBULATORY OFF-SITES |  |  | exam 4 |  | BARBARA DIPINTO
|  | NONIN MEDICAL,INC | NONIN MEDICAL,INC LIFESENSE LS1-9R |  |  | BUNKER HILL-ORAL SURGERY |  |  |  | 01/09/2014 |  |  |  |  | NO | NO |  |  |  |  | NONIN MEDICAL,INC 10366929 501690614 |  |  | Active |  | 99:99:99:99:99:99 |  | Alarm | PAAR:00-PVAR | 11/02/2019 |  | COOPER AMBULATORY OFF-SITES |  |  | EXAM 1 |  | BARBARA DIPINTO
|  | NONIN MEDICAL,INC | NONIN MEDICAL,INC SENSMART |  |  | PERFUSION |  |  |  | 10/12/2016 |  |  |  |  | NO | NO |  |  |  |  | NONIN MEDICAL,INC 10649860 501880365 |  |  | Disposition |  | 99:99:99:99:99:99 |  | Alarm | 1Y:00-MFG | 09/13/2017 | 09/01/2020 | COOPER UNIVERSITY HOSPITAL |  |  | SERVICE CONTRACT |  | Bonnie Aichroch
|  | NONIN MEDICAL,INC | NONIN MEDICAL,INC SENSMART |  |  | PERFUSION |  |  |  | 01/01/1900 |  |  |  |  | NO | NO |  |  |  |  | NONIN MEDICAL,INC 10367391 501820461 |  |  | Disposition |  |  |  | Alarm | 1Y:00-MFG | 02/26/2018 | 02/01/2020 | COOPER UNIVERSITY HOSPITAL |  |  | CELL SAVER #5 POSSIBLY |  | Bonnie Aichroch
|  | NONIN MEDICAL,INC | NONIN MEDICAL,INC SENSMART |  |  | OPERATING ROOM - PAVILION |  |  |  | 01/01/1900 |  |  |  |  | NO | NO |  |  |  |  | NONIN MEDICAL,INC 10346615 501820462 |  |  | Disposition |  |  |  | Alarm | 1Y:00-MFG | 02/17/2016 | 02/01/2020 | COOPER UNIVERSITY HOSPITAL |  |  | OR P07 |  | DOMINIC VENDETTA
|  | NONIN MEDICAL,INC | NONIN MEDICAL,INC X-100M |  |  | PERFUSION |  |  |  | 10/31/2019 |  |  |  |  | NO | NO |  |  |  |  | NONIN MEDICAL,INC 11239336 501880304 |  |  | Active |  | 99:99:99:99:99:99 |  | Alarm | PAAR:00-PVAR | 10/31/2019 | 10/31/2019 | COOPER UNIVERSITY HOSPITAL |  |  | Performance Verification | WOT00000001025351 | Bonnie Aichroch | Performance Verification | Closed | Salvatore Bombara | 10/31/2019 | 10/31/2019 | Performance Verification for NONIN MEDICAL,INC 11239336 501880304 | Initial Install of Performance Verification. Device is ready for patient use. |  |  | 10/31/2019 | 10/31/2019
|  | NONIN MEDICAL,INC | NONIN MEDICAL,INC X-100M |  |  | PERFUSION |  |  |  | 10/31/2019 |  |  |  |  | NO | NO |  |  |  |  | NONIN MEDICAL,INC 10769708 501865144 |  |  | Active |  | 99:99:99:99:99:99 |  | Alarm | PAAR:00-PVAR | 10/31/2019 | 10/31/2019 | COOPER UNIVERSITY HOSPITAL |  |  |  | 0012678442 | Bonnie Aichroch | Performance Verification | Closed | Josh Harris | 10/31/2019 | 10/31/2019 | INCOMING INVENTORY | DEVICE INVENTORIED | 04403F1A-4CEC-4022-BCFC-74FCD9ADB05F | Labor | 10/31/2019 | 10/31/2019 | Josh Harris
|  | NORTH COAST MEDICAL | NORTH COAST MEDICAL 6536 |  | 2038-00863 | PHYSICAL THERAPY |  |  |  | 01/01/1900 |  |  |  |  | NO | NO |  |  |  |  | NORTH COAST MEDICAL 10367461 2038-00863 |  |  | Active |  | 99:99:99:99:99:99 |  | Equipment | PAAR:00-PVAR | 11/02/2019 |  | COOPER UNIVERSITY HOSPITAL |  |  | 5 KELEMAN |  | JOSEPHINE HONG
|  | NORTH COAST MEDICAL | NORTH COAST MEDICAL SPLINT-FORM 1000 |  | NOT KNOWN | VOORHEES ORTHOPEDICS |  |  |  | 01/01/1900 |  |  |  |  | NO | NO |  |  |  |  | NORTH COAST MEDICAL 10337404 NOT KNOWN |  |  | Disposition |  | 99:99:99:99:99:99 |  | Equipment | PAAR:00-PVAR | 11/01/2019 |  | COOPER AMBULATORY OFF-SITES |  |  | ORTHO PHYSI THRPY BACK RM | WOT00000001673184 | CAROL STRANTON | Repair | Closed | Stephen Zubrzycki | 11/02/2018 | 05/16/2019 | Isn't heating water consistently | Analyzed unit. Customer complaining that water is boiling. High limit is supposed to be set at 190F which is under boiling. Couldn't duplicate that issue but noticed when I set temp to 190F it only reached 169F. Ordering hi-level thermestat and control knob. Replaced high level thermestat and knob and VPO of unit. Dan said that the unit would boil intermittently so I left my info so if it happens again I can send an email to their manager that they need a new unit. The only to servicable parts have been replaced. Took roughly 1h and a half to heat up. Didn't realize it would take that long. Travel time | EXP1712116 | Parts |  |  | Stephen Zubrzycki
|  | NORTHSTAR MEDICAL INC. | NORTHSTAR MEDICAL INC. POS-2000 |  | Not Known | OR - KELEMEN 3 |  |  |  | 08/25/2015 |  |  |  |  | NO | NO |  |  |  |  | NORTHSTAR MEDICAL INC. 10349380 Not Known |  |  | Active |  | 99:99:99:99:99:99 |  | Equipment | PAAR:00-PVAR | 10/31/2019 |  | COOPER UNIVERSITY HOSPITAL |  |  | OR |  | DOMINIC VENDETTA
|  | NOVAMETRIX MEDICAL SYSTEMS INC | NOVAMETRIX MEDICAL SYSTEMS INC C02SMO |  | 80-3097DDZZRR | 3 COOPER-PEDIATRICS |  |  |  | 01/01/1900 |  |  |  |  | NO | NO |  |  |  |  | NOVAMETRIX MEDICAL SYSTEMS INC 10345680 80-3097DDZZRR |  |  | Disposition |  |  |  | Alarm | 1Y:00-MFG | 11/14/2017 |  | COOPER AMBULATORY OFF-SITES |  |  | Suite 200 - Exam 209 |  | MAUREEN OBRIEN
|  | NUAIRE INC | NUAIRE INC NU-164-530 |  |  | LAB CHEMISTRY |  |  |  | 09/19/2011 |  |  |  |  | NO | NO |  |  |  |  | NUAIRE INC 10360267 1.2462707171e+011 |  |  | Disposition |  |  |  | Equipment | 1Y:00-MFG | 11/30/2017 |  | COOPER UNIVERSITY HOSPITAL |  |  | CHEMISTRY LAB |  | Barbara Snyder
|  | NUAIRE INC | NUAIRE INC NU-430-400 |  |  | COOPER CANCER CENTER-COOPER DAY-CHEMO |  |  |  | 10/07/2016 |  |  |  |  | NO | NO |  |  |  |  | NUAIRE INC 24704 1.5835408091e+011 |  |  | Disposition |  |  |  | Equipment | 1Y:00-MFG | 10/07/2016 | 10/07/2016 | COOPER AMBULATORY OFF-SITES |  |  | ROOM C3043 - PHARMACY |  | Bonnie Aichroch |  |  |  | 10/07/2016 | 10/07/2016 |  |  |  |  | 10/07/2016 | 10/07/2016
|  | NUAIRE INC | NUAIRE INC NU-430-400 |  |  | VOORHEES SURGERY CENTER-HEM/ONC |  |  |  | 01/01/1900 |  |  |  |  | NO | NO |  |  |  |  | NUAIRE INC 10480376 136393031710 |  |  | Disposition |  | 99:99:99:99:99:99 |  | Equipment | 6M:00-MFG | 06/25/2018 | 12/01/2019 | COOPER AMBULATORY OFF-SITES |  |  | SUITE M-2, M220 |  | MEGAN MCCAFFERTY
|  | NUAIRE INC | NUAIRE INC NU-430-600 |  |  | COOPER CANCER CENTER-COOPER DAY-CHEMO |  |  |  | 10/07/2016 |  |  |  |  | NO | NO |  |  |  |  | NUAIRE INC 24758 1.5834908081e+011 |  |  | Disposition |  |  |  | Equipment | 1Y:00-MFG | 10/07/2016 | 10/07/2016 | COOPER AMBULATORY OFF-SITES |  |  | ROOM C3044 |  | Bonnie Aichroch |  |  |  | 10/07/2016 | 10/07/2016 |  |  |  |  | 10/07/2016 | 10/07/2016
|  | NUAIRE INC | NUAIRE INC NU-430-600 |  |  | COOPER CANCER CENTER-COOPER DAY-CHEMO |  |  |  | 10/07/2016 |  |  |  |  | NO | NO |  |  |  |  | NUAIRE INC 24759 1.5834508281e+011 |  |  | Disposition |  |  |  | Equipment | 1Y:00-MFG | 10/07/2016 | 10/07/2016 | COOPER AMBULATORY OFF-SITES |  |  | ROOM C3044 |  | Bonnie Aichroch |  |  |  | 10/07/2016 | 10/07/2016 |  |  |  |  | 10/07/2016 | 10/07/2016
|  | NUAIRE INC | NUAIRE INC NU-430-600 |  |  | COOPER CANCER CENTER-COOPER DAY-CHEMO |  |  |  | 10/07/2016 |  |  |  |  | NO | NO |  |  |  |  | NUAIRE INC 24760 1.5835008081e+011 |  |  | Disposition |  |  |  | Equipment | 1Y:00-MFG | 10/07/2016 | 10/07/2016 | COOPER AMBULATORY OFF-SITES |  |  | ROOM C3044 |  | Bonnie Aichroch |  |  |  | 10/07/2016 | 10/07/2016 |  |  |  |  | 10/07/2016 | 10/07/2016
|  | NUCLETRON | NUCLETRON MICROSELECTRON V2 HDR |  |  | COOPER CANCER CENTER |  |  |  | 02/01/2005 |  |  |  |  | NO | NO |  |  |  |  | NUCLETRON 10365549 31469 |  |  | Disposition |  | 00:00:00:00:00:00 |  | High Risk | 6M:00-MFG | 01/29/2019 | 01/01/2020 | COOPER AMBULATORY OFF-SITES |  |  | B93 |  | COLLEEN TEGELER
|  | NUCLETRON | NUCLETRON PLATO 3502 |  | CZB3151TY6 | RADIATION ONCOLOGY |  |  |  | 02/01/2005 |  |  |  |  | NO | NO |  |  |  |  | NUCLETRON 09631 CZB3151TY6 |  |  | Disposition |  |  |  | Equipment | 1Y:00-MFG | 04/18/2016 | 05/01/2020 | COOPER UNIVERSITY HOSPITAL |  |  | B93 |  | COLLEEN TEGELER
|  | NUCLETRON | NUCLETRON PLATO 4502 |  | coophospnsn047 | RADIATION ONCOLOGY |  |  |  | 02/01/2005 |  |  |  |  | NO | NO |  |  |  |  | NUCLETRON 09779 coophospnsn047 |  |  | Disposition |  |  |  | Equipment | 1Y:00-MFG | 04/18/2016 | 05/01/2020 | COOPER UNIVERSITY HOSPITAL |  |  | B111 |  | COLLEEN TEGELER
|  | NX STAGE MEDICAL, INC | NX STAGE MEDICAL, INC NX STAGE SYSTEM ONE |  |  | DIALYSIS PROCEDURE CENTER |  |  |  | 05/22/2018 |  |  |  |  | NO | NO |  |  |  |  | NX STAGE MEDICAL, INC 23394 7799 |  |  | Disposition |  |  |  | Life Support | 6M:00-MFG | 05/22/2018 | 05/22/2018 | COOPER UNIVERSITY HOSPITAL |  |  | DIALYSIS |  | GERRY DNUNZIO |  |  |  | 05/22/2018 | 05/22/2018 |  |  |  |  | 05/22/2018 | 05/22/2018
|  | NX STAGE MEDICAL, INC | NX STAGE MEDICAL, INC NX STAGE SYSTEM ONE |  |  | DIALYSIS PROCEDURE CENTER |  |  |  | 05/22/2018 |  |  |  |  | NO | NO |  |  |  |  | NX STAGE MEDICAL, INC 20936 10061 |  |  | Disposition |  |  |  | Life Support | 6M:00-MFG | 05/22/2018 | 05/22/2018 | COOPER UNIVERSITY HOSPITAL |  |  | DIALYSIS |  | GERRY DNUNZIO |  |  |  | 05/22/2018 | 05/22/2018 |  |  |  |  | 05/22/2018 | 05/22/2018
|  | NX STAGE MEDICAL, INC | NX STAGE MEDICAL, INC NX STAGE SYSTEM ONE |  |  | DIALYSIS PROCEDURE CENTER |  |  |  | 02/01/2010 |  |  |  |  | NO | NO |  |  |  |  | NX STAGE MEDICAL, INC 10366371 7800 |  |  | Disposition |  |  |  | Life Support | 6M:00-MFG | 05/22/2018 | 05/01/2020 | COOPER UNIVERSITY HOSPITAL |  |  | DIALYSIS |  | GERRY DNUNZIO
|  | NX STAGE MEDICAL, INC | NX STAGE MEDICAL, INC NX STAGE SYSTEM ONE |  |  | DIALYSIS PROCEDURE CENTER |  |  |  | 05/28/2013 |  |  |  |  | NO | NO |  |  |  |  | NX STAGE MEDICAL, INC 10365075 16192 |  |  | Disposition |  |  |  | Life Support | 6M:00-MFG | 05/22/2018 | 05/01/2020 | COOPER UNIVERSITY HOSPITAL |  |  | dial |  | GERRY DNUNZIO
|  | NX STAGE MEDICAL, INC | NX STAGE MEDICAL, INC NX STAGE SYSTEM ONE |  |  | DIALYSIS PROCEDURE CENTER |  |  |  | 02/01/2010 |  |  |  |  | NO | NO |  |  |  |  | NX STAGE MEDICAL, INC 10355667 7798 |  |  | Disposition |  |  |  | Life Support | 6M:00-MFG | 05/22/2018 | 05/01/2020 | COOPER UNIVERSITY HOSPITAL |  |  | CCU |  | GERRY DNUNZIO
TR11221828 |  | NX STAGE MEDICAL, INC | NX STAGE MEDICAL, INC NXSTAGE SYSTEM ONE S |  |  | INTENSIVE CARE UNIT |  |  |  | 02/06/2019 |  |  |  |  | NO | NO |  |  |  |  | NX STAGE MEDICAL, INC TR11221828 15139 |  |  | Disposition |  |  |  | Life Support | 6M:00-MFG | 02/06/2019 | 02/06/2019 | COOPER UNIVERSITY HOSPITAL |  |  | DMV 0123 UHS # | WOT00000002122191 | CAROLYN RUMELL | Performance Verification | Closed | Josh Harris | 02/06/2019 | 02/06/2019 | Performance Verification for NX STAGE MEDICAL, INC TR11221828 15139 | Initial Install of Performance Verification. Device is ready for patient use. |  |  | 02/06/2019 | 02/06/2019
|  | OHAUS CORP. | OHAUS CORP. CHAMP |  | 0631973-6FK | LAB HISTOLOGY |  |  |  | 01/01/1900 |  |  |  |  | NO | NO |  |  |  |  | OHAUS CORP. 10368031 0631973-6FK |  |  | Disposition |  | 99:99:99:99:99:99 |  | Equipment | 1Y:00-MFG | 09/28/2018 | 09/01/2020 | COOPER UNIVERSITY HOSPITAL |  |  | HISTOLOGY |  | DALE MORRONE
|  | OHAUS CORP. | OHAUS CORP. CS-2000 |  | NOT KNOWN | LAB HISTOLOGY |  |  | excluded | 02/20/2019 |  |  |  |  | NO | NO |  |  |  |  | OHAUS CORP. 10732346 NOT KNOWN |  |  | Active |  | 99:99:99:99:99:99 |  | Equipment | PAAR:00-PVAR | 10/31/2019 |  | COOPER UNIVERSITY HOSPITAL |  |  | Performance Verification | WOT00000001412869 | DALE MORRONE | Performance Verification | Closed | Gene Amodei | 09/09/2018 | 06/25/2019 | Performance Verification for OHAUS CORP. 10732346 NOT KNOWN | Initial Install of Performance Verification. Device is ready for patient use.
|  | OHAUS CORP. | OHAUS CORP. CS-2000 |  | 0012640-6FK | LAB HISTOLOGY |  |  |  | 01/26/2009 |  |  |  |  | NO | NO |  |  |  |  | OHAUS CORP. 10368030 0012640-6FK |  |  | Disposition |  |  |  | Equipment | 1Y:00-MFG | 09/25/2017 | 09/01/2020 | COOPER UNIVERSITY HOSPITAL |  |  | HISTOLOGY |  | DALE MORRONE
|  | OHAUS CORP. | OHAUS CORP. CS-2000 |  | 05.20.2013REV005 | LAB HISTOLOGY |  |  |  | 09/25/2017 |  |  |  |  | NO | NO |  |  |  |  | OHAUS CORP. 30149548 05.20.2013REV005 |  |  | Disposition |  |  |  | Equipment | 1Y:00-MFG | 09/25/2017 | 09/25/2017 | COOPER UNIVERSITY HOSPITAL |  |  | HISTOLOGY |  | DALE MORRONE |  |  |  | 09/25/2017 | 09/25/2017 |  |  |  |  | 09/25/2017 | 09/25/2017
|  | OHAUS CORP. | OHAUS CORP. CS-2000 |  | 12.01.2014REV005 | LAB HISTOLOGY |  |  | excluded | 09/20/2019 |  |  |  |  | NO | NO |  |  |  |  | OHAUS CORP. 30149547 12.01.2014REV005 |  |  | Active |  | 99:99:99:99:99:99 |  | Equipment | 1Y:00-MFG | 09/20/2019 | 09/20/2019 | COOPER UNIVERSITY HOSPITAL |  |  | HISTOLOGY |  | DALE MORRONE |  |  |  | 09/20/2019 | 09/20/2019 |  |  |  |  | 09/20/2019 | 09/20/2019
|  | OHAUS CORP. | OHAUS CORP. DEFENDER 3000 SERIES |  | B750135774 | LAB HISTOLOGY |  |  | excluded | 10/27/2018 |  |  |  |  | NO | NO |  |  |  |  | OHAUS CORP. 10752548 B750135774 |  |  | Active |  | 99:99:99:99:99:99 |  | Equipment | PAAR:00-PVAR | 10/31/2019 |  | COOPER UNIVERSITY HOSPITAL |  |  | Performance Verification | WOT00000000949964 | DALE MORRONE | Service Request | Closed | Gene Amodei | 05/24/2018 | 10/29/2018 | New scale needs checked in | vpo vpo | EXP1627443 | Labor | 10/27/2018 | 10/27/2018 | Gene Amodei
|  | OHAUS CORP. | OHAUS CORP. SCOUT PRO 600 GRAM |  | B627697289 | LAB BLOOD BANK |  |  | excluded | 09/30/2019 |  |  |  |  | NO | NO |  |  |  |  | OHAUS CORP. 30236255 B627697289 |  |  | Active |  | 99:99:99:99:99:99 |  | Equipment | 1Y:00-MFG | 09/30/2019 | 09/30/2019 | COOPER UNIVERSITY HOSPITAL |  |  |  |  | Barbara Bayne |  |  |  | 09/30/2019 | 09/30/2019 |  |  |  |  | 09/30/2019 | 09/30/2019
|  | OHIO MEDICAL CORPORATION | OHIO MEDICAL CORPORATION 1251 |  | GFFW03061 | SAME DAY PREOP -2ND FL PAVILION |  |  | excluded | 10/31/2019 |  |  |  |  | NO | NO |  |  |  |  | OHIO MEDICAL CORPORATION 11239234 GFFW03061 |  |  | Active |  | 99:99:99:99:99:99 |  | Equipment | PAAR:00-PVAR | 10/31/2019 | 10/31/2019 | COOPER UNIVERSITY HOSPITAL |  |  | Performance Verification | WOT00000000653739 | JOE DRUCTOR | Performance Verification | Closed | Salvatore Bombara | 10/31/2019 | 10/31/2019 | Performance Verification for OHIO MEDICAL CORPORATION 11239234 GFFW03061 | Initial Install of Performance Verification. Device is ready for patient use. |  |  | 10/31/2019 | 10/31/2019
|  | OHIO MEDICAL CORPORATION | OHIO MEDICAL CORPORATION 1251 |  | GFFW03064 | SAME DAY PREOP -2ND FL PAVILION |  |  | excluded | 10/31/2019 |  |  |  |  | NO | NO |  |  |  |  | OHIO MEDICAL CORPORATION 11239233 GFFW03064 |  |  | Active |  | 99:99:99:99:99:99 |  | Equipment | PAAR:00-PVAR | 10/31/2019 | 10/31/2019 | COOPER UNIVERSITY HOSPITAL |  |  | Performance Verification | WOT00000000653721 | JOE DRUCTOR | Performance Verification | Closed | Salvatore Bombara | 10/31/2019 | 10/31/2019 | Performance Verification for OHIO MEDICAL CORPORATION 11239233 GFFW03064 | Initial Install of Performance Verification. Device is ready for patient use. |  |  | 10/31/2019 | 10/31/2019
|  | OHIO MEDICAL CORPORATION | OHIO MEDICAL CORPORATION 1251 PUSH TO SET ANALOG INTERMITTENT |  | GFFW03006 | SAME DAY PREOP -2ND FL PAVILION |  |  | excluded | 10/31/2019 |  |  |  |  | NO | NO |  |  |  |  | OHIO MEDICAL CORPORATION 11239230 GFFW03006 |  |  | Active |  | 99:99:99:99:99:99 |  | Equipment | PAAR:00-PVAR | 10/31/2019 | 10/31/2019 | COOPER UNIVERSITY HOSPITAL |  |  | Performance Verification | WOT00000000651927 | JOE DRUCTOR | Performance Verification | Closed | Salvatore Bombara | 10/31/2019 | 10/31/2019 | Performance Verification for OHIO MEDICAL CORPORATION 11239230 GFFW03006 | Initial Install of Performance Verification. Device is ready for patient use. |  |  | 10/31/2019 | 10/31/2019
|  | OHIO MEDICAL CORPORATION | OHIO MEDICAL CORPORATION 1251 PUSH TO SET ANALOG INTERMITTENT |  | GFFW03059 | SAME DAY PREOP -2ND FL PAVILION |  |  | excluded | 10/31/2019 |  |  |  |  | NO | NO |  |  |  |  | OHIO MEDICAL CORPORATION 11222018 GFFW03059 |  |  | Active |  | 99:99:99:99:99:99 |  | Equipment | PAAR:00-PVAR | 10/31/2019 | 10/31/2019 | COOPER UNIVERSITY HOSPITAL |  |  | Performance Verification | WOT00000000652222 | JOE DRUCTOR | Performance Verification | Closed | Richard Jolly | 10/31/2019 | 10/31/2019 | Performance Verification for OHIO MEDICAL CORPORATION 11222018 GFFW03059 | Initial Install of Performance Verification. Device is ready for patient use. |  |  | 10/31/2019 | 10/31/2019
|  | OHIO MEDICAL CORPORATION | OHIO MEDICAL CORPORATION 1251 PUSH TO SET ANALOG INTERMITTENT |  | GFFW03058 | SAME DAY PREOP -2ND FL PAVILION |  |  | excluded | 10/31/2019 |  |  |  |  | NO | NO |  |  |  |  | OHIO MEDICAL CORPORATION 11222016 GFFW03058 |  |  | Active |  | 99:99:99:99:99:99 |  | Equipment | PAAR:00-PVAR | 10/31/2019 | 10/31/2019 | COOPER UNIVERSITY HOSPITAL |  |  | Performance Verification | WOT00000000652187 | JOE DRUCTOR | Performance Verification | Closed | Richard Jolly | 10/31/2019 | 10/31/2019 | Performance Verification for OHIO MEDICAL CORPORATION 11222016 GFFW03058 | Initial Install of Performance Verification. Device is ready for patient use. |  |  | 10/31/2019 | 10/31/2019
|  | OHIO MEDICAL CORPORATION | OHIO MEDICAL CORPORATION 1251 PUSH TO SET ANALOG INTERMITTENT |  | GFFW03066 | SAME DAY PREOP -2ND FL PAVILION |  |  | excluded | 10/31/2019 |  |  |  |  | NO | NO |  |  |  |  | OHIO MEDICAL CORPORATION 11222017 GFFW03066 |  |  | Active |  | 99:99:99:99:99:99 |  | Equipment | PAAR:00-PVAR | 10/31/2019 | 10/31/2019 | COOPER UNIVERSITY HOSPITAL |  |  | Performance Verification | WOT00000000652213 | JOE DRUCTOR | Performance Verification | Closed | Richard Jolly | 10/31/2019 | 10/31/2019 | Performance Verification for OHIO MEDICAL CORPORATION 11222017 GFFW03066 | Initial Install of Performance Verification. Device is ready for patient use. |  |  | 10/31/2019 | 10/31/2019
|  | OHIO MEDICAL CORPORATION | OHIO MEDICAL CORPORATION 1251 PUSH TO SET ANALOG INTERMITTENT |  | GFFW03065 | SAME DAY PREOP -2ND FL PAVILION |  |  | excluded | 10/31/2019 |  |  |  |  | NO | NO |  |  |  |  | OHIO MEDICAL CORPORATION 11222013 GFFW03065 |  |  | Active |  | 99:99:99:99:99:99 |  | Equipment | PAAR:00-PVAR | 10/31/2019 | 10/31/2019 | COOPER UNIVERSITY HOSPITAL |  |  | Performance Verification | WOT00000000651910 | JOE DRUCTOR | Performance Verification | Closed | Richard Jolly | 10/31/2019 | 10/31/2019 | Performance Verification for OHIO MEDICAL CORPORATION 11222013 GFFW03065 | Initial Install of Performance Verification. Device is ready for patient use. |  |  | 10/31/2019 | 10/31/2019
|  | OHIO MEDICAL CORPORATION | OHIO MEDICAL CORPORATION 1251 PUSH TO SET ANALOG INTERMITTENT |  | GFFW03060 | SAME DAY PREOP -2ND FL PAVILION |  |  | excluded | 10/31/2019 |  |  |  |  | NO | NO |  |  |  |  | OHIO MEDICAL CORPORATION 11222014 GFFW03060 |  |  | Active |  | 99:99:99:99:99:99 |  | Equipment | PAAR:00-PVAR | 10/31/2019 | 10/31/2019 | COOPER UNIVERSITY HOSPITAL |  |  | Performance Verification | WOT00000000651920 | JOE DRUCTOR | Performance Verification | Closed | Richard Jolly | 10/31/2019 | 10/31/2019 | Performance Verification for OHIO MEDICAL CORPORATION 11222014 GFFW03060 | Initial Install of Performance Verification. Device is ready for patient use. |  |  | 10/31/2019 | 10/31/2019
|  | OHIO MEDICAL CORPORATION | OHIO MEDICAL CORPORATION 1251 PUSH TO SET ANALOG INTERMITTENT |  | GFFW03016 | SAME DAY PREOP -2ND FL PAVILION |  |  | excluded | 10/31/2019 |  |  |  |  | NO | NO |  |  |  |  | OHIO MEDICAL CORPORATION 11222010 GFFW03016 |  |  | Active |  | 99:99:99:99:99:99 |  | Equipment | PAAR:00-PVAR | 10/31/2019 | 10/31/2019 | COOPER UNIVERSITY HOSPITAL |  |  | Performance Verification | WOT00000000651870 | JOE DRUCTOR | Performance Verification | Closed | Richard Jolly | 10/31/2019 | 10/31/2019 | Performance Verification for OHIO MEDICAL CORPORATION 11222010 GFFW03016 | Initial Install of Performance Verification. Device is ready for patient use. |  |  | 10/31/2019 | 10/31/2019
|  | OHIO MEDICAL CORPORATION | OHIO MEDICAL CORPORATION 1251 PUSH TO SET ANALOG INTERMITTENT |  | GFFW03013 | SAME DAY PREOP -2ND FL PAVILION |  |  | excluded | 10/31/2019 |  |  |  |  | NO | NO |  |  |  |  | OHIO MEDICAL CORPORATION 11222011 GFFW03013 |  |  | Active |  | 99:99:99:99:99:99 |  | Equipment | PAAR:00-PVAR | 10/31/2019 | 10/31/2019 | COOPER UNIVERSITY HOSPITAL |  |  | Performance Verification | WOT00000000651886 | JOE DRUCTOR | Performance Verification | Closed | Richard Jolly | 10/31/2019 | 10/31/2019 | Performance Verification for OHIO MEDICAL CORPORATION 11222011 GFFW03013 | Initial Install of Performance Verification. Device is ready for patient use. |  |  | 10/31/2019 | 10/31/2019
|  | OHIO MEDICAL CORPORATION | OHIO MEDICAL CORPORATION 1251 PUSH TO SET ANALOG INTERMITTENT |  | GFFW03017 | SAME DAY PREOP -2ND FL PAVILION |  |  | excluded | 10/31/2019 |  |  |  |  | NO | NO |  |  |  |  | OHIO MEDICAL CORPORATION 11222004 GFFW03017 |  |  | Active |  | 99:99:99:99:99:99 |  | Equipment | PAAR:00-PVAR | 10/31/2019 | 10/31/2019 | COOPER UNIVERSITY HOSPITAL |  |  | Performance Verification | WOT00000000649166 | JOE DRUCTOR | Performance Verification | Closed | Richard Jolly | 10/31/2019 | 10/31/2019 | Performance Verification for OHIO MEDICAL CORPORATION 11222004 GFFW03017 | Initial Install of Performance Verification. Device is ready for patient use. |  |  | 10/31/2019 | 10/31/2019
|  | OHIO MEDICAL CORPORATION | OHIO MEDICAL CORPORATION 1251 PUSH TO SET ANALOG INTERMITTENT |  | GFFW03050 | SAME DAY PREOP -2ND FL PAVILION |  |  | excluded | 10/31/2019 |  |  |  |  | NO | NO |  |  |  |  | OHIO MEDICAL CORPORATION 11222009 GFFW03050 |  |  | Active |  | 99:99:99:99:99:99 |  | Equipment | PAAR:00-PVAR | 10/31/2019 | 10/31/2019 | COOPER UNIVERSITY HOSPITAL |  |  | Performance Verification | WOT00000000651859 | JOE DRUCTOR | Performance Verification | Closed | Richard Jolly | 10/31/2019 | 10/31/2019 | Performance Verification for OHIO MEDICAL CORPORATION 11222009 GFFW03050 | Initial Install of Performance Verification. Device is ready for patient use. |  |  | 10/31/2019 | 10/31/2019
|  | OHIO MEDICAL CORPORATION | OHIO MEDICAL CORPORATION 1251 PUSH TO SET ANALOG INTERMITTENT |  | GFFW03024 | SAME DAY PREOP -2ND FL PAVILION |  |  | excluded | 10/31/2019 |  |  |  |  | NO | NO |  |  |  |  | OHIO MEDICAL CORPORATION 11222008 GFFW03024 |  |  | Active |  | 99:99:99:99:99:99 |  | Equipment | PAAR:00-PVAR | 10/31/2019 | 10/31/2019 | COOPER UNIVERSITY HOSPITAL |  |  | Performance Verification | WOT00000000651839 | JOE DRUCTOR | Performance Verification | Closed | Richard Jolly | 10/31/2019 | 10/31/2019 | Performance Verification for OHIO MEDICAL CORPORATION 11222008 GFFW03024 | Initial Install of Performance Verification. Device is ready for patient use. |  |  | 10/31/2019 | 10/31/2019
|  | OHIO MEDICAL CORPORATION | OHIO MEDICAL CORPORATION 1251 PUSH TO SET ANALOG INTERMITTENT |  | GFFW03049 | SAME DAY PREOP -2ND FL PAVILION |  |  | excluded | 10/31/2019 |  |  |  |  | NO | NO |  |  |  |  | OHIO MEDICAL CORPORATION 11222005 GFFW03049 |  |  | Active |  | 99:99:99:99:99:99 |  | Equipment | PAAR:00-PVAR | 10/31/2019 | 10/31/2019 | COOPER UNIVERSITY HOSPITAL |  |  | Performance Verification | WOT00000000649149 | JOE DRUCTOR | Performance Verification | Closed | Richard Jolly | 10/31/2019 | 10/31/2019 | Performance Verification for OHIO MEDICAL CORPORATION 11222005 GFFW03049 | Initial Install of Performance Verification. Device is ready for patient use. |  |  | 10/31/2019 | 10/31/2019
|  | OHIO MEDICAL CORPORATION | OHIO MEDICAL CORPORATION 1251 PUSH TO SET ANALOG INTERMITTENT |  | GFFW03057 | SAME DAY PREOP -2ND FL PAVILION |  |  | excluded | 10/31/2019 |  |  |  |  | NO | NO |  |  |  |  | OHIO MEDICAL CORPORATION 11222006 GFFW03057 |  |  | Active |  | 99:99:99:99:99:99 |  | Equipment | PAAR:00-PVAR | 10/31/2019 | 10/31/2019 | COOPER UNIVERSITY HOSPITAL |  |  | Performance Verification | WOT00000000649141 | JOE DRUCTOR | Performance Verification | Closed | Richard Jolly | 10/31/2019 | 10/31/2019 | Performance Verification for OHIO MEDICAL CORPORATION 11222006 GFFW03057 | Initial Install of Performance Verification. Device is ready for patient use. |  |  | 10/31/2019 | 10/31/2019
|  | OHIO MEDICAL CORPORATION | OHIO MEDICAL CORPORATION 1251 PUSH TO SET ANALOG INTERMITTENT |  | GFFW03038 | SAME DAY PACU-2ND FL PAVILION |  |  | excluded | 02/12/2018 |  |  |  |  | NO | NO |  |  |  |  | OHIO MEDICAL CORPORATION 10752707 GFFW03038 |  |  | Active |  | 99:99:99:99:99:99 |  | Equipment | PAAR:00-PVAR | 10/31/2019 |  | COOPER UNIVERSITY HOSPITAL |  |  | Performance Verification | WOT00000000554452 | Lisa Geoghegan | Performance Verification | Closed | Richard Jolly | 02/20/2018 | 07/22/2019 | Performance Verification for OHIO MEDICAL CORPORATION 10752707 GFFW03038 | Initial Install of Performance Verification. Device is ready for patient use.
|  | OHIO MEDICAL CORPORATION | OHIO MEDICAL CORPORATION 1251 PUSH TO SET ANALOG INTERMITTENT |  | GFFW03031 | SAME DAY PACU-2ND FL PAVILION |  |  | excluded | 02/20/2018 |  |  |  |  | NO | NO |  |  |  |  | OHIO MEDICAL CORPORATION 10752705 GFFW03031 |  |  | Active |  | 99:99:99:99:99:99 |  | Equipment | PAAR:00-PVAR | 10/31/2019 |  | COOPER UNIVERSITY HOSPITAL |  |  | Performance Verification | WOT00000000554421 | Lisa Geoghegan | Performance Verification | Closed | Richard Jolly | 02/20/2018 | 07/22/2019 | CEID Record Completion for OHIO MEDICAL CORPORATION 10752705 GFFW03031 | Inventoried unit. | EXP3402033 | Labor | 07/10/2019 | 07/10/2019 | Josh Harris
|  | OHIO MEDICAL CORPORATION | OHIO MEDICAL CORPORATION 1251 PUSH TO SET ANALOG INTERMITTENT |  | GFFW03011 | SAME DAY PACU-2ND FL PAVILION |  |  | excluded | 02/20/2018 |  |  |  |  | NO | NO |  |  |  |  | OHIO MEDICAL CORPORATION 10752706 GFFW03011 |  |  | Active |  | 99:99:99:99:99:99 |  | Equipment | PAAR:00-PVAR | 10/31/2019 |  | COOPER UNIVERSITY HOSPITAL |  |  | Performance Verification | WOT00000000554435 | Lisa Geoghegan | Performance Verification | Closed | Richard Jolly | 02/20/2018 | 07/22/2019 | Performance Verification for OHIO MEDICAL CORPORATION 10752706 GFFW03011 | Initial Install of Performance Verification. Device is ready for patient use.
|  | OHIO MEDICAL CORPORATION | OHIO MEDICAL CORPORATION 1251 PUSH TO SET ANALOG INTERMITTENT |  | GFFW03025 | SAME DAY PACU-2ND FL PAVILION |  |  | excluded | 02/20/2018 |  |  |  |  | NO | NO |  |  |  |  | OHIO MEDICAL CORPORATION 10752699 GFFW03025 |  |  | Active |  | 99:99:99:99:99:99 |  | Equipment | PAAR:00-PVAR | 10/31/2019 |  | COOPER UNIVERSITY HOSPITAL |  |  | Performance Verification | WOT00000000554690 | Lisa Geoghegan | Performance Verification | Closed | Richard Jolly | 02/20/2018 | 07/22/2019 | Performance Verification for OHIO MEDICAL CORPORATION 10752699 GFFW03025 | Initial Install of Performance Verification. Device is ready for patient use.
|  | OHIO MEDICAL CORPORATION | OHIO MEDICAL CORPORATION 1251 PUSH TO SET ANALOG INTERMITTENT |  | GFFW02999 | SAME DAY PACU-2ND FL PAVILION |  |  | excluded | 02/20/2018 |  |  |  |  | NO | NO |  |  |  |  | OHIO MEDICAL CORPORATION 10752700 GFFW02999 |  |  | Active |  | 99:99:99:99:99:99 |  | Equipment | PAAR:00-PVAR | 10/31/2019 |  | COOPER UNIVERSITY HOSPITAL |  |  | Performance Verification | WOT00000000554705 | Lisa Geoghegan | Performance Verification | Closed | Richard Jolly | 02/20/2018 | 07/22/2019 | Performance Verification for OHIO MEDICAL CORPORATION 10752700 GFFW02999 | Initial Install of Performance Verification. Device is ready for patient use.
|  | OHIO MEDICAL CORPORATION | OHIO MEDICAL CORPORATION 1251 PUSH TO SET ANALOG INTERMITTENT |  | GFFW03036 | SAME DAY PACU-2ND FL PAVILION |  |  | excluded | 02/20/2018 |  |  |  |  | NO | NO |  |  |  |  | OHIO MEDICAL CORPORATION 10752704 GFFW03036 |  |  | Active |  | 99:99:99:99:99:99 |  | Equipment | PAAR:00-PVAR | 10/31/2019 |  | COOPER UNIVERSITY HOSPITAL |  |  | Performance Verification | WOT00000000554469 | Lisa Geoghegan | Performance Verification | Closed | Richard Jolly | 02/20/2018 | 07/22/2019 | Performance Verification for OHIO MEDICAL CORPORATION 10752704 GFFW03036 | Initial Install of Performance Verification. Device is ready for patient use.
|  | OHIO MEDICAL CORPORATION | OHIO MEDICAL CORPORATION 1251 PUSH TO SET ANALOG INTERMITTENT |  | GFFW03037 | SAME DAY PACU-2ND FL PAVILION |  |  | excluded | 02/20/2018 |  |  |  |  | NO | NO |  |  |  |  | OHIO MEDICAL CORPORATION 10752701 GFFW03037 |  |  | Active |  | 99:99:99:99:99:99 |  | Equipment | PAAR:00-PVAR | 10/31/2019 |  | COOPER UNIVERSITY HOSPITAL |  |  | Performance Verification | WOT00000000554716 | Lisa Geoghegan | Performance Verification | Closed | Richard Jolly | 02/20/2018 | 07/22/2019 | Performance Verification for OHIO MEDICAL CORPORATION 10752701 GFFW03037 | Initial Install of Performance Verification. Device is ready for patient use.
|  | OHIO MEDICAL CORPORATION | OHIO MEDICAL CORPORATION 1251 PUSH TO SET ANALOG INTERMITTENT |  | GFFW03032 | SAME DAY PACU-2ND FL PAVILION |  |  | excluded | 02/20/2018 |  |  |  |  | NO | NO |  |  |  |  | OHIO MEDICAL CORPORATION 10752703 GFFW03032 |  |  | Active |  | 99:99:99:99:99:99 |  | Equipment | PAAR:00-PVAR | 10/31/2019 |  | COOPER UNIVERSITY HOSPITAL |  |  | Performance Verification | WOT00000000554480 | Lisa Geoghegan | Performance Verification | Closed | Richard Jolly | 02/20/2018 | 07/22/2019 | Performance Verification for OHIO MEDICAL CORPORATION 10752703 GFFW03032 | Initial Install of Performance Verification. Device is ready for patient use.
|  | OHIO MEDICAL CORPORATION | OHIO MEDICAL CORPORATION 1251 PUSH TO SET ANALOG INTERMITTENT |  | GFFW03035 | SAME DAY PACU-2ND FL PAVILION |  |  | excluded | 02/20/2018 |  |  |  |  | NO | NO |  |  |  |  | OHIO MEDICAL CORPORATION 10752695 GFFW03035 |  |  | Active |  | 99:99:99:99:99:99 |  | Equipment | PAAR:00-PVAR | 10/31/2019 |  | COOPER UNIVERSITY HOSPITAL |  |  | Performance Verification | WOT00000000554561 | Lisa Geoghegan | Performance Verification | Closed | Richard Jolly | 02/20/2018 | 07/22/2019 | Performance Verification for OHIO MEDICAL CORPORATION 10752695 GFFW03035 | Initial Install of Performance Verification. Device is ready for patient use.
|  | OHIO MEDICAL CORPORATION | OHIO MEDICAL CORPORATION 1251 PUSH TO SET ANALOG INTERMITTENT |  | GFFW03039 | SAME DAY PACU-2ND FL PAVILION |  |  | excluded | 02/20/2018 |  |  |  |  | NO | NO |  |  |  |  | OHIO MEDICAL CORPORATION 10752696 GFFW03039 |  |  | Active |  | 99:99:99:99:99:99 |  | Equipment | PAAR:00-PVAR | 10/31/2019 |  | COOPER UNIVERSITY HOSPITAL |  |  | Performance Verification | WOT00000000554641 | Lisa Geoghegan | Performance Verification | Closed | Richard Jolly | 02/20/2018 | 07/22/2019 | Performance Verification for OHIO MEDICAL CORPORATION 10752696 GFFW03039 | Initial Install of Performance Verification. Device is ready for patient use.
|  | OHIO MEDICAL CORPORATION | OHIO MEDICAL CORPORATION 1251 PUSH TO SET ANALOG INTERMITTENT |  | GFFW03029 | SAME DAY PACU-2ND FL PAVILION |  |  | excluded | 02/20/2018 |  |  |  |  | NO | NO |  |  |  |  | OHIO MEDICAL CORPORATION 10752702 GFFW03029 |  |  | Active |  | 99:99:99:99:99:99 |  | Equipment | PAAR:00-PVAR | 10/31/2019 |  | COOPER UNIVERSITY HOSPITAL |  |  | Performance Verification | WOT00000000554496 | Lisa Geoghegan | Performance Verification | Closed | Richard Jolly | 02/20/2018 | 07/22/2019 | Performance Verification for OHIO MEDICAL CORPORATION 10752702 GFFW03029 | Initial Install of Performance Verification. Device is ready for patient use.
|  | OHIO MEDICAL CORPORATION | OHIO MEDICAL CORPORATION 1251 PUSH TO SET ANALOG INTERMITTENT |  | GFFW02993 | SAME DAY PACU-2ND FL PAVILION |  |  | excluded | 02/20/2018 |  |  |  |  | NO | NO |  |  |  |  | OHIO MEDICAL CORPORATION 10752698 GFFW02993 |  |  | Active |  | 99:99:99:99:99:99 |  | Equipment | PAAR:00-PVAR | 10/31/2019 |  | COOPER UNIVERSITY HOSPITAL |  |  | Performance Verification | WOT00000000554678 | Lisa Geoghegan | Performance Verification | Closed | Richard Jolly | 02/20/2018 | 07/22/2019 | Performance Verification for OHIO MEDICAL CORPORATION 10752698 GFFW02993 | Initial Install of Performance Verification. Device is ready for patient use.
|  | OHIO MEDICAL CORPORATION | OHIO MEDICAL CORPORATION 1251 PUSH TO SET ANALOG INTERMITTENT |  | GFFW02994 | SAME DAY PACU-2ND FL PAVILION |  |  | excluded | 02/20/2018 |  |  |  |  | NO | NO |  |  |  |  | OHIO MEDICAL CORPORATION 10752697 GFFW02994 |  |  | Active |  | 99:99:99:99:99:99 |  | Equipment | PAAR:00-PVAR | 10/31/2019 |  | COOPER UNIVERSITY HOSPITAL |  |  | Performance Verification | WOT00000000554668 | Lisa Geoghegan | Performance Verification | Closed | Richard Jolly | 02/20/2018 | 07/22/2019 | Performance Verification for OHIO MEDICAL CORPORATION 10752697 GFFW02994 | Initial Install of Performance Verification. Device is ready for patient use.
|  | OHIO MEDICAL CORPORATION | OHIO MEDICAL CORPORATION 1251 PUSH TO SET ANALOG INTERMITTENT |  | GFFW03027 | SAME DAY PACU-2ND FL PAVILION |  |  | excluded | 02/20/2018 |  |  |  |  | NO | NO |  |  |  |  | OHIO MEDICAL CORPORATION 10752694 GFFW03027 |  |  | Active |  | 99:99:99:99:99:99 |  | Equipment | PAAR:00-PVAR | 10/31/2019 |  | COOPER UNIVERSITY HOSPITAL |  |  | Performance Verification | WOT00000000554549 | Lisa Geoghegan | Performance Verification | Closed | Richard Jolly | 02/20/2018 | 07/22/2019 | Performance Verification for OHIO MEDICAL CORPORATION 10752694 GFFW03027 | Initial Install of Performance Verification. Device is ready for patient use.
|  | OHIO MEDICAL CORPORATION | OHIO MEDICAL CORPORATION 1251 PUSH TO SET ANALOG INTERMITTENT |  | GFFW03026 | SAME DAY PACU-2ND FL PAVILION |  |  | excluded | 04/02/2018 |  |  |  |  | NO | NO |  |  |  |  | OHIO MEDICAL CORPORATION 10752693 GFFW03026 |  |  | Active |  | 99:99:99:99:99:99 |  | Equipment | PAAR:00-PVAR | 10/31/2019 |  | COOPER UNIVERSITY HOSPITAL |  |  |  | WOT00000000554540 | Lisa Geoghegan | Performance Verification | Closed | Richard Jolly | 02/20/2018 | 07/30/2018 | Performance Verification for OHIO MEDICAL CORPORATION 10752693 GFFW03026 | Initial Install of Performance Verification. Device is ready for patient use.
|  | OHIO MEDICAL CORPORATION | OHIO MEDICAL CORPORATION 1251 PUSH TO SET ANALOG INTERMITTENT |  | GFFW03054 | SAME DAY PACU-2ND FL PAVILION |  |  | excluded | 02/21/2018 |  |  |  |  | NO | NO |  |  |  |  | OHIO MEDICAL CORPORATION 10752692 GFFW03054 |  |  | Active |  | 99:99:99:99:99:99 |  | Equipment | PAAR:00-PVAR | 10/31/2019 |  | COOPER UNIVERSITY HOSPITAL |  |  | Performance Verification | WOT00000000556481 | Lisa Geoghegan | Performance Verification | Closed | Richard Jolly | 02/21/2018 | 07/21/2019 | Performance Verification for OHIO MEDICAL CORPORATION 10752692 GFFW03054 | Initial Install of Performance Verification. Device is ready for patient use.
|  | OHIO MEDICAL CORPORATION | OHIO MEDICAL CORPORATION 1251 PUSH TO SET ANALOG INTERMITTENT |  | GFFW03018 | SAME DAY PREOP -2ND FL PAVILION |  |  | excluded | 02/12/2018 |  |  |  |  | NO | NO |  |  |  |  | OHIO MEDICAL CORPORATION 10752690 GFFW03018 |  |  | Active |  | 99:99:99:99:99:99 |  | Equipment | PAAR:00-PVAR | 10/31/2019 |  | COOPER UNIVERSITY HOSPITAL |  |  | Performance Verification | WOT00000000648704 | JOE DRUCTOR | Performance Verification | Closed | Richard Jolly | 03/09/2018 | 07/21/2019 | Performance Verification for OHIO MEDICAL CORPORATION 10752690 GFFW03018 | Initial Install of Performance Verification. Device is ready for patient use.
|  | OHIO MEDICAL CORPORATION | OHIO MEDICAL CORPORATION 1251 PUSH TO SET ANALOG INTERMITTENT |  | GFFW03014 | SAME DAY PREOP -2ND FL PAVILION |  |  | excluded | 03/09/2018 |  |  |  |  | NO | NO |  |  |  |  | OHIO MEDICAL CORPORATION 10752689 GFFW03014 |  |  | Active |  | 99:99:99:99:99:99 |  | Equipment | PAAR:00-PVAR | 10/31/2019 |  | COOPER UNIVERSITY HOSPITAL |  |  | Performance Verification | WOT00000000648687 | JOE DRUCTOR | Performance Verification | Closed | Richard Jolly | 03/09/2018 | 07/21/2019 | Performance Verification for OHIO MEDICAL CORPORATION 10752689 GFFW03014 | Initial Install of Performance Verification. Device is ready for patient use.
|  | OHIO MEDICAL CORPORATION | OHIO MEDICAL CORPORATION 1251 PUSH TO SET ANALOG INTERMITTENT |  | GFFW02995 | SAME DAY PACU-2ND FL PAVILION |  |  | excluded | 02/21/2018 |  |  |  |  | NO | NO |  |  |  |  | OHIO MEDICAL CORPORATION 10752684 GFFW02995 |  |  | Active |  | 99:99:99:99:99:99 |  | Equipment | PAAR:00-PVAR | 10/31/2019 |  | COOPER UNIVERSITY HOSPITAL |  |  | Performance Verification | WOT00000000556402 | Lisa Geoghegan | Performance Verification | Closed | Richard Jolly | 02/21/2018 | 07/21/2019 | Performance Verification for OHIO MEDICAL CORPORATION 10752684 GFFW02995 | Initial Install of Performance Verification. Device is ready for patient use.
|  | OHIO MEDICAL CORPORATION | OHIO MEDICAL CORPORATION 1251 PUSH TO SET ANALOG INTERMITTENT |  | GFFW02996 | SAME DAY PACU-2ND FL PAVILION |  |  | excluded | 02/21/2018 |  |  |  |  | NO | NO |  |  |  |  | OHIO MEDICAL CORPORATION 10752683 GFFW02996 |  |  | Active |  | 99:99:99:99:99:99 |  | Equipment | PAAR:00-PVAR | 10/31/2019 |  | COOPER UNIVERSITY HOSPITAL |  |  | Performance Verification | WOT00000000556391 | Lisa Geoghegan | Performance Verification | Closed | Richard Jolly | 02/21/2018 | 07/21/2019 | Performance Verification for OHIO MEDICAL CORPORATION 10752683 GFFW02996 | Initial Install of Performance Verification. Device is ready for patient use.
|  | OHIO MEDICAL CORPORATION | OHIO MEDICAL CORPORATION 1251 PUSH TO SET ANALOG INTERMITTENT |  | GFFW02992 | SAME DAY PACU-2ND FL PAVILION |  |  | excluded | 02/21/2018 |  |  |  |  | NO | NO |  |  |  |  | OHIO MEDICAL CORPORATION 10752682 GFFW02992 |  |  | Active |  | 99:99:99:99:99:99 |  | Equipment | PAAR:00-PVAR | 10/31/2019 |  | COOPER UNIVERSITY HOSPITAL |  |  | Performance Verification | WOT00000000556384 | Lisa Geoghegan | Performance Verification | Closed | Richard Jolly | 02/21/2018 | 07/21/2019 | Performance Verification for OHIO MEDICAL CORPORATION 10752682 GFFW02992 | Initial Install of Performance Verification. Device is ready for patient use.
|  | OHIO MEDICAL CORPORATION | OHIO MEDICAL CORPORATION 1251 PUSH TO SET ANALOG INTERMITTENT |  | GFFW03040 | SAME DAY PACU-2ND FL PAVILION |  |  | excluded | 02/21/2018 |  |  |  |  | NO | NO |  |  |  |  | OHIO MEDICAL CORPORATION 10752681 GFFW03040 |  |  | Active |  | 99:99:99:99:99:99 |  | Equipment | PAAR:00-PVAR | 10/31/2019 |  | COOPER UNIVERSITY HOSPITAL |  |  | Performance Verification | WOT00000000556351 | Lisa Geoghegan | Performance Verification | Closed | Richard Jolly | 02/21/2018 | 07/21/2019 | Performance Verification for OHIO MEDICAL CORPORATION 10752681 GFFW03040 | Initial Install of Performance Verification. Device is ready for patient use.
|  | OHIO MEDICAL CORPORATION | OHIO MEDICAL CORPORATION 1251 PUSH TO SET ANALOG INTERMITTENT |  | GFFW03042 | SAME DAY PACU-2ND FL PAVILION |  |  | excluded | 02/21/2018 |  |  |  |  | NO | NO |  |  |  |  | OHIO MEDICAL CORPORATION 10752680 GFFW03042 |  |  | Active |  | 99:99:99:99:99:99 |  | Equipment | PAAR:00-PVAR | 10/31/2019 |  | COOPER UNIVERSITY HOSPITAL |  |  | Performance Verification | WOT00000000556364 | Lisa Geoghegan | Performance Verification | Closed | Richard Jolly | 02/21/2018 | 07/21/2019 | Performance Verification for OHIO MEDICAL CORPORATION 10752680 GFFW03042 | Initial Install of Performance Verification. Device is ready for patient use.
|  | OHIO MEDICAL CORPORATION | OHIO MEDICAL CORPORATION 1251 PUSH TO SET ANALOG INTERMITTENT |  | GFFW03046 | SAME DAY PACU-2ND FL PAVILION |  |  | excluded | 02/21/2018 |  |  |  |  | NO | NO |  |  |  |  | OHIO MEDICAL CORPORATION 10752679 GFFW03046 |  |  | Active |  | 99:99:99:99:99:99 |  | Equipment | PAAR:00-PVAR | 10/31/2019 |  | COOPER UNIVERSITY HOSPITAL |  |  | Performance Verification | WOT00000000556301 | Lisa Geoghegan | Performance Verification | Closed | Richard Jolly | 02/21/2018 | 07/21/2019 | Performance Verification for OHIO MEDICAL CORPORATION 10752679 GFFW03046 | Initial Install of Performance Verification. Device is ready for patient use.
|  | OHIO MEDICAL CORPORATION | OHIO MEDICAL CORPORATION 1251 PUSH TO SET ANALOG INTERMITTENT |  | GFFW03030 | SAME DAY PACU-2ND FL PAVILION |  |  | excluded | 02/21/2018 |  |  |  |  | NO | NO |  |  |  |  | OHIO MEDICAL CORPORATION 10752678 GFFW03030 |  |  | Active |  | 99:99:99:99:99:99 |  | Equipment | PAAR:00-PVAR | 10/31/2019 |  | COOPER UNIVERSITY HOSPITAL |  |  | Performance Verification | WOT00000000556307 | Lisa Geoghegan | Performance Verification | Closed | Richard Jolly | 02/21/2018 | 07/21/2019 | CEID Record Completion for OHIO MEDICAL CORPORATION 10752678 GFFW03030 | Inventoried unit. | EXP3393603 | Labor | 07/10/2019 | 07/10/2019 | Josh Harris
|  | OHIO MEDICAL CORPORATION | OHIO MEDICAL CORPORATION 1251 PUSH TO SET ANALOG INTERMITTENT |  | GFFW03009 | SAME DAY PREOP -2ND FL PAVILION |  |  | excluded | 03/09/2018 |  |  |  |  | NO | NO |  |  |  |  | OHIO MEDICAL CORPORATION 10752675 GFFW03009 |  |  | Active |  | 99:99:99:99:99:99 |  | Equipment | PAAR:00-PVAR | 10/31/2019 |  | COOPER UNIVERSITY HOSPITAL |  |  | Performance Verification | WOT00000000648915 | JOE DRUCTOR | Performance Verification | Closed | Richard Jolly | 03/09/2018 | 07/21/2019 | Performance Verification for OHIO MEDICAL CORPORATION 10752675 GFFW03009 | Initial Install of Performance Verification. Device is ready for patient use.
|  | OHIO MEDICAL CORPORATION | OHIO MEDICAL CORPORATION 1251 PUSH TO SET ANALOG INTERMITTENT |  | GFFW03008 | SAME DAY PREOP -2ND FL PAVILION |  |  | excluded | 03/09/2018 |  |  |  |  | NO | NO |  |  |  |  | OHIO MEDICAL CORPORATION 10752674 GFFW03008 |  |  | Active |  | 99:99:99:99:99:99 |  | Equipment | PAAR:00-PVAR | 10/31/2019 |  | COOPER UNIVERSITY HOSPITAL |  |  | Performance Verification | WOT00000000648808 | JOE DRUCTOR | Performance Verification | Closed | Richard Jolly | 03/09/2018 | 07/21/2019 | Performance Verification for OHIO MEDICAL CORPORATION 10752674 GFFW03008 | Initial Install of Performance Verification. Device is ready for patient use.
|  | OHIO MEDICAL CORPORATION | OHIO MEDICAL CORPORATION 1251 PUSH TO SET ANALOG INTERMITTENT |  | GFFW03021 | SAME DAY PREOP -2ND FL PAVILION |  |  | excluded | 03/09/2018 |  |  |  |  | NO | NO |  |  |  |  | OHIO MEDICAL CORPORATION 10752673 GFFW03021 |  |  | Active |  | 99:99:99:99:99:99 |  | Equipment | PAAR:00-PVAR | 10/31/2019 |  | COOPER UNIVERSITY HOSPITAL |  |  | Performance Verification | WOT00000000648818 | JOE DRUCTOR | Performance Verification | Closed | Richard Jolly | 03/09/2018 | 07/21/2019 | Performance Verification for OHIO MEDICAL CORPORATION 10752673 GFFW03021 | Initial Install of Performance Verification. Device is ready for patient use.
|  | OHIO MEDICAL CORPORATION | OHIO MEDICAL CORPORATION 1251 PUSH TO SET ANALOG INTERMITTENT |  | GFFW03020 | SAME DAY PREOP -2ND FL PAVILION |  |  | excluded | 03/09/2018 |  |  |  |  | NO | NO |  |  |  |  | OHIO MEDICAL CORPORATION 10752672 GFFW03020 |  |  | Active |  | 99:99:99:99:99:99 |  | Equipment | PAAR:00-PVAR | 10/31/2019 |  | COOPER UNIVERSITY HOSPITAL |  |  | Performance Verification | WOT00000000648841 | JOE DRUCTOR | Performance Verification | Closed | Richard Jolly | 03/09/2018 | 07/21/2019 | Performance Verification for OHIO MEDICAL CORPORATION 10752672 GFFW03020 | Initial Install of Performance Verification. Device is ready for patient use.
|  | OHIO MEDICAL CORPORATION | OHIO MEDICAL CORPORATION 1251 PUSH TO SET ANALOG INTERMITTENT |  | GFFW03015 | SAME DAY PREOP -2ND FL PAVILION |  |  | excluded | 03/09/2018 |  |  |  |  | NO | NO |  |  |  |  | OHIO MEDICAL CORPORATION 10752671 GFFW03015 |  |  | Active |  | 99:99:99:99:99:99 |  | Equipment | PAAR:00-PVAR | 10/31/2019 |  | COOPER UNIVERSITY HOSPITAL |  |  | Performance Verification | WOT00000000648831 | JOE DRUCTOR | Performance Verification | Closed | Richard Jolly | 03/09/2018 | 07/21/2019 | Performance Verification for OHIO MEDICAL CORPORATION 10752671 GFFW03015 | Initial Install of Performance Verification. Device is ready for patient use.
|  | OHIO MEDICAL CORPORATION | OHIO MEDICAL CORPORATION 1251 PUSH TO SET ANALOG INTERMITTENT |  | GFFW03019 | SAME DAY PREOP -2ND FL PAVILION |  |  | excluded | 03/09/2018 |  |  |  |  | NO | NO |  |  |  |  | OHIO MEDICAL CORPORATION 10752670 GFFW03019 |  |  | Active |  | 99:99:99:99:99:99 |  | Equipment | PAAR:00-PVAR | 10/31/2019 |  | COOPER UNIVERSITY HOSPITAL |  |  | Performance Verification | WOT00000000648622 | JOE DRUCTOR | Performance Verification | Closed | Richard Jolly | 03/09/2018 | 07/21/2019 | Performance Verification for OHIO MEDICAL CORPORATION 10752670 GFFW03019 | Initial Install of Performance Verification. Device is ready for patient use.
|  | OHIO MEDICAL CORPORATION | OHIO MEDICAL CORPORATION 1251 PUSH TO SET ANALOG INTERMITTENT |  | GFFW03012 | SAME DAY PREOP -2ND FL PAVILION |  |  | excluded | 03/09/2018 |  |  |  |  | NO | NO |  |  |  |  | OHIO MEDICAL CORPORATION 10752669 GFFW03012 |  |  | Active |  | 99:99:99:99:99:99 |  | Equipment | PAAR:00-PVAR | 10/31/2019 |  | COOPER UNIVERSITY HOSPITAL |  |  | Performance Verification | WOT00000000648638 | JOE DRUCTOR | Performance Verification | Closed | Richard Jolly | 03/09/2018 | 07/21/2019 | Performance Verification for OHIO MEDICAL CORPORATION 10752669 GFFW03012 | Initial Install of Performance Verification. Device is ready for patient use.
|  | OHIO MEDICAL CORPORATION | OHIO MEDICAL CORPORATION 1251 PUSH TO SET ANALOG INTERMITTENT |  | GFFW03056 | SAME DAY PREOP -2ND FL PAVILION |  |  | excluded | 03/09/2018 |  |  |  |  | NO | NO |  |  |  |  | OHIO MEDICAL CORPORATION 10752668 GFFW03056 |  |  | Active |  | 99:99:99:99:99:99 |  | Equipment | PAAR:00-PVAR | 10/31/2019 |  | COOPER UNIVERSITY HOSPITAL |  |  | Performance Verification | WOT00000000648660 | JOE DRUCTOR | Performance Verification | Closed | Richard Jolly | 03/09/2018 | 07/21/2019 | Performance Verification for OHIO MEDICAL CORPORATION 10752668 GFFW03056 | Initial Install of Performance Verification. Device is ready for patient use.
|  | OHIO MEDICAL CORPORATION | OHIO MEDICAL CORPORATION 1251 PUSH TO SET ANALOG INTERMITTENT |  | GFFW03004 | SAME DAY PACU-2ND FL PAVILION |  |  | excluded | 04/02/2018 |  |  |  |  | NO | NO |  |  |  |  | OHIO MEDICAL CORPORATION 10752665 GFFW03004 |  |  | Active |  | 99:99:99:99:99:99 |  | Equipment | PAAR:00-PVAR | 10/31/2019 |  | COOPER UNIVERSITY HOSPITAL |  |  |  | WOT00000000556458 | Lisa Geoghegan | Performance Verification | Closed | Richard Jolly | 02/21/2018 | 06/06/2019 | Performance Verification for OHIO MEDICAL CORPORATION 10752665 GFFW03004 | Initial Install of Performance Verification. Device is ready for patient use.
|  | OHIO MEDICAL CORPORATION | OHIO MEDICAL CORPORATION 1251 PUSH TO SET ANALOG INTERMITTENT |  | GFFW02997 | SAME DAY PACU-2ND FL PAVILION |  |  | excluded | 04/02/2018 |  |  |  |  | NO | NO |  |  |  |  | OHIO MEDICAL CORPORATION 10752666 GFFW02997 |  |  | Active |  | 99:99:99:99:99:99 |  | Equipment | PAAR:00-PVAR | 10/31/2019 |  | COOPER UNIVERSITY HOSPITAL |  |  | P2 | WOT00000000556446 | Lisa Geoghegan | Performance Verification | Closed | Richard Jolly | 02/21/2018 | 07/30/2018 | Performance Verification for OHIO MEDICAL CORPORATION 10752666 GFFW02997 | Initial Install of Performance Verification. Device is ready for patient use.
|  | OHIO MEDICAL CORPORATION | OHIO MEDICAL CORPORATION 1251 PUSH TO SET ANALOG INTERMITTENT |  | GFFW03005 | SAME DAY PACU-2ND FL PAVILION |  |  | excluded | 02/21/2018 |  |  |  |  | NO | NO |  |  |  |  | OHIO MEDICAL CORPORATION 10752664 GFFW03005 |  |  | Active |  | 99:99:99:99:99:99 |  | Equipment | PAAR:00-PVAR | 10/31/2019 |  | COOPER UNIVERSITY HOSPITAL |  |  | Performance Verification | WOT00000000556470 | Lisa Geoghegan | Performance Verification | Closed | Richard Jolly | 02/21/2018 | 07/21/2019 | Performance Verification for OHIO MEDICAL CORPORATION 10752664 GFFW03005 | Initial Install of Performance Verification. Device is ready for patient use.
|  | OHIO MEDICAL CORPORATION | OHIO MEDICAL CORPORATION 1251 PUSH TO SET ANALOG INTERMITTENT |  | GFFW03007 | SAME DAY PACU-2ND FL PAVILION |  |  | excluded | 04/02/2018 |  |  |  |  | NO | NO |  |  |  |  | OHIO MEDICAL CORPORATION 10752663 GFFW03007 |  |  | Active |  | 99:99:99:99:99:99 |  | Equipment | PAAR:00-PVAR | 10/31/2019 |  | COOPER UNIVERSITY HOSPITAL |  |  |  | WOT00000000556249 | Lisa Geoghegan | Performance Verification | Closed | Richard Jolly | 02/21/2018 | 06/06/2019 | Performance Verification for OHIO MEDICAL CORPORATION 10752663 GFFW03007 | Initial Install of Performance Verification. Device is ready for patient use.
|  | OHIO MEDICAL CORPORATION | OHIO MEDICAL CORPORATION 1251 PUSH TO SET ANALOG INTERMITTENT |  | GFFW03041 | SAME DAY PACU-2ND FL PAVILION |  |  | excluded | 02/21/2018 |  |  |  |  | NO | NO |  |  |  |  | OHIO MEDICAL CORPORATION 10752658 GFFW03041 |  |  | Active |  | 99:99:99:99:99:99 |  | Equipment | PAAR:00-PVAR | 10/31/2019 |  | COOPER UNIVERSITY HOSPITAL |  |  | Performance Verification | WOT00000000556288 | Lisa Geoghegan | Performance Verification | Closed | Richard Jolly | 02/21/2018 | 07/21/2019 | Performance Verification for OHIO MEDICAL CORPORATION 10752658 GFFW03041 | Initial Install of Performance Verification. Device is ready for patient use.
|  | OHIO MEDICAL CORPORATION | OHIO MEDICAL CORPORATION 1251 PUSH TO SET ANALOG INTERMITTENT |  | GFFW03047 | SAME DAY PACU-2ND FL PAVILION |  |  | excluded | 02/21/2018 |  |  |  |  | NO | NO |  |  |  |  | OHIO MEDICAL CORPORATION 10752659 GFFW03047 |  |  | Active |  | 99:99:99:99:99:99 |  | Equipment | PAAR:00-PVAR | 10/31/2019 |  | COOPER UNIVERSITY HOSPITAL |  |  | Performance Verification | WOT00000000556276 | Lisa Geoghegan | Performance Verification | Closed | Richard Jolly | 02/21/2018 | 07/22/2019 | Performance Verification for OHIO MEDICAL CORPORATION 10752659 GFFW03047 | Initial Install of Performance Verification. Device is ready for patient use.
|  | OHIO MEDICAL CORPORATION | OHIO MEDICAL CORPORATION 1251 PUSH TO SET ANALOG INTERMITTENT |  | GFFW03044 | SAME DAY PACU-2ND FL PAVILION |  |  | excluded | 02/21/2018 |  |  |  |  | NO | NO |  |  |  |  | OHIO MEDICAL CORPORATION 10752660 GFFW03044 |  |  | Active |  | 99:99:99:99:99:99 |  | Equipment | PAAR:00-PVAR | 10/31/2019 |  | COOPER UNIVERSITY HOSPITAL |  |  | Performance Verification | WOT00000000556223 | Lisa Geoghegan | Performance Verification | Closed | Richard Jolly | 02/21/2018 | 07/22/2019 | Performance Verification for OHIO MEDICAL CORPORATION 10752660 GFFW03044 | Initial Install of Performance Verification. Device is ready for patient use.
|  | OHIO MEDICAL CORPORATION | OHIO MEDICAL CORPORATION 1251 PUSH TO SET ANALOG INTERMITTENT |  | GFFW03045 | SAME DAY PACU-2ND FL PAVILION |  |  | excluded | 02/21/2018 |  |  |  |  | NO | NO |  |  |  |  | OHIO MEDICAL CORPORATION 10752662 GFFW03045 |  |  | Active |  | 99:99:99:99:99:99 |  | Equipment | PAAR:00-PVAR | 10/31/2019 |  | COOPER UNIVERSITY HOSPITAL |  |  | Performance Verification | WOT00000000556234 | Lisa Geoghegan | Performance Verification | Closed | Richard Jolly | 02/21/2018 | 07/22/2019 | Performance Verification for OHIO MEDICAL CORPORATION 10752662 GFFW03045 | Initial Install of Performance Verification. Device is ready for patient use.
|  | OHIO MEDICAL CORPORATION | OHIO MEDICAL CORPORATION 1251 PUSH TO SET ANALOG INTERMITTENT |  | GFFW02689 | SAME DAY PACU-2ND FL PAVILION |  |  | excluded | 02/21/2018 |  |  |  |  | NO | NO |  |  |  |  | OHIO MEDICAL CORPORATION 10752661 GFFW02689 |  |  | Active |  | 99:99:99:99:99:99 |  | Equipment | PAAR:00-PVAR | 10/31/2019 |  | COOPER UNIVERSITY HOSPITAL |  |  | Performance Verification | WOT00000000556263 | Lisa Geoghegan | Performance Verification | Closed | Richard Jolly | 02/21/2018 | 07/22/2019 | Performance Verification for OHIO MEDICAL CORPORATION 10752661 GFFW02689 | Initial Install of Performance Verification. Device is ready for patient use.
|  | OHIO MEDICAL CORPORATION | OHIO MEDICAL CORPORATION 1251 PUSH TO SET ANALOG INTERMITTENT |  | GFFW03003 | SAME DAY PACU-2ND FL PAVILION |  |  | excluded | 02/21/2018 |  |  |  |  | NO | NO |  |  |  |  | OHIO MEDICAL CORPORATION 10752657 GFFW03003 |  |  | Active |  | 99:99:99:99:99:99 |  | Equipment | PAAR:00-PVAR | 10/31/2019 |  | COOPER UNIVERSITY HOSPITAL |  |  | Performance Verification | WOT00000000556214 | Lisa Geoghegan | Performance Verification | Closed | Richard Jolly | 02/21/2018 | 07/22/2019 | Performance Verification for OHIO MEDICAL CORPORATION 10752657 GFFW03003 | Initial Install of Performance Verification. Device is ready for patient use.
|  | OHIO MEDICAL CORPORATION | OHIO MEDICAL CORPORATION 1251 PUSH TO SET ANALOG INTERMITTENT |  | GFFW02991 | SAME DAY PACU-2ND FL PAVILION |  |  | excluded | 02/21/2018 |  |  |  |  | NO | NO |  |  |  |  | OHIO MEDICAL CORPORATION 10752656 GFFW02991 |  |  | Active |  | 99:99:99:99:99:99 |  | Equipment | PAAR:00-PVAR | 10/31/2019 |  | COOPER UNIVERSITY HOSPITAL |  |  | Performance Verification | WOT00000000556200 | Lisa Geoghegan | Performance Verification | Closed | Richard Jolly | 02/21/2018 | 07/22/2019 | Performance Verification for OHIO MEDICAL CORPORATION 10752656 GFFW02991 | Initial Install of Performance Verification. Device is ready for patient use.
|  | OHIO MEDICAL CORPORATION | OHIO MEDICAL CORPORATION 1271 PUSH TO SET PEDIATRIC ISU |  | JGGM48446 | INTENSIVE CARE NURSERY |  |  |  | 03/27/2009 |  |  |  |  | NO | NO |  |  |  |  | OHIO MEDICAL CORPORATION 10366554 JGGM48446 |  |  | Disposition |  |  |  | Equipment | PAAR:00-PVAR | 11/02/2019 |  | COOPER UNIVERSITY HOSPITAL |  |  | BIOMED |  | JOANNE FOX
|  | OHIO MEDICAL CORPORATION | OHIO MEDICAL CORPORATION 1271 PUSH TO SET PEDIATRIC ISU |  | JGGM48444 | INTENSIVE CARE NURSERY |  |  | excluded | 03/27/2009 |  |  |  |  | NO | NO |  |  |  |  | OHIO MEDICAL CORPORATION 10355233 JGGM48444 |  |  | Active |  | 99:99:99:99:99:99 |  | Equipment | PAAR:00-PVAR | 11/02/2019 |  | COOPER UNIVERSITY HOSPITAL |  |  | 5th floor | WOT00000000526925 | JOANNE FOX | Disposition | Closed | Gene Amodei | 02/08/2018 | 07/19/2019 | Bulk Disposition CNL
|  | OHIO MEDICAL CORPORATION | OHIO MEDICAL CORPORATION 8701-1251-901 |  | GFFW03063 | SAME DAY PREOP -2ND FL PAVILION |  |  | excluded | 10/31/2019 |  |  |  |  | NO | NO |  |  |  |  | OHIO MEDICAL CORPORATION 11239235 GFFW03063 |  |  | Active |  | 99:99:99:99:99:99 |  | Equipment | PAAR:00-PVAR | 10/31/2019 | 10/31/2019 | COOPER UNIVERSITY HOSPITAL |  |  | Performance Verification | WOT00000000653758 | JOE DRUCTOR | Performance Verification | Closed | Salvatore Bombara | 10/31/2019 | 10/31/2019 | Performance Verification for OHIO MEDICAL CORPORATION 11239235 GFFW03063 | Initial Install of Performance Verification. Device is ready for patient use. |  |  | 10/31/2019 | 10/31/2019
|  | OHIO MEDICAL CORPORATION | OHIO MEDICAL CORPORATION 8701-1251-901 |  | GFFW03000 | SAME DAY PREOP -2ND FL PAVILION |  |  | excluded | 10/31/2019 |  |  |  |  | NO | NO |  |  |  |  | OHIO MEDICAL CORPORATION 11239232 GFFW03000 |  |  | Active |  | 99:99:99:99:99:99 |  | Equipment | PAAR:00-PVAR | 10/31/2019 | 10/31/2019 | COOPER UNIVERSITY HOSPITAL |  |  | Performance Verification | WOT00000000653718 | JOE DRUCTOR | Performance Verification | Closed | Salvatore Bombara | 10/31/2019 | 10/31/2019 | Performance Verification for OHIO MEDICAL CORPORATION 11239232 GFFW03000 | Initial Install of Performance Verification. Device is ready for patient use. |  |  | 10/31/2019 | 10/31/2019
|  | OHIO MEDICAL CORPORATION | OHIO MEDICAL CORPORATION 8701-1251-901 |  | GFFW03051 | SAME DAY PREOP -2ND FL PAVILION |  |  | excluded | 10/31/2019 |  |  |  |  | NO | NO |  |  |  |  | OHIO MEDICAL CORPORATION 11239229 GFFW03051 |  |  | Active |  | 99:99:99:99:99:99 |  | Equipment | PAAR:00-PVAR | 10/31/2019 | 10/31/2019 | COOPER UNIVERSITY HOSPITAL |  |  | Performance Verification | WOT00000000651918 | JOE DRUCTOR | Performance Verification | Closed | Salvatore Bombara | 10/31/2019 | 10/31/2019 | Performance Verification for OHIO MEDICAL CORPORATION 11239229 GFFW03051 | Initial Install of Performance Verification. Device is ready for patient use. |  |  | 10/31/2019 | 10/31/2019
|  | OHIO MEDICAL CORPORATION | OHIO MEDICAL CORPORATION 8705-1251-908 |  | GFFW03001 | SAME DAY PREOP -2ND FL PAVILION |  |  | excluded | 10/31/2019 |  |  |  |  | NO | NO |  |  |  |  | OHIO MEDICAL CORPORATION 11239231 GFFW03001 |  |  | Active |  | 99:99:99:99:99:99 |  | Equipment | PAAR:00-PVAR | 10/31/2019 | 10/31/2019 | COOPER UNIVERSITY HOSPITAL |  |  | Performance Verification | WOT00000000651937 | JOE DRUCTOR | Performance Verification | Closed | Salvatore Bombara | 10/31/2019 | 10/31/2019 | Performance Verification for OHIO MEDICAL CORPORATION 11239231 GFFW03001 | Initial Install of Performance Verification. Device is ready for patient use. |  |  | 10/31/2019 | 10/31/2019
|  | OHMEDA | OHMEDA 1252 CONTINUOUS/INTERMITTENT POSI-PULSE |  | GFHB07426 | VOORHEES SURGERY CENTER-OPERATING ROOM |  |  | excluded | 10/31/2019 |  |  |  |  | NO | NO |  |  |  |  | OHMEDA 11200097 GFHB07426 |  |  | Active |  |  |  | Equipment | PAAR:00-PVAR | 10/31/2019 | 10/31/2019 | COOPER AMBULATORY OFF-SITES |  |  | SUITE E | WOT00000003720456 | JENNIFER BOMBARO | Repair | Closed | Kirk Lis | 10/31/2019 | 10/31/2019 | Vacuum Regulator- Not connecting to the wall, Customer requests a replacement | REPLACED WALL INTERFACE CONNECTOR. RETURNED UNIT TO SERVICE. | EXP4201172 | Labor | 10/31/2019 | 10/31/2019 | Kirk Lis
|  | OHMEDA | OHMEDA 3300 IWS |  |  | INTENSIVE CARE NURSERY |  |  |  | 01/01/1900 |  |  |  |  | NO | NO |  |  |  |  | OHMEDA 03147 1143 |  |  | Disposition |  |  |  | High Risk | 1Y:00-MFG | 05/13/2016 | 09/01/2020 | COOPER UNIVERSITY HOSPITAL |  |  | Pav OR Storage |  | JOANNE FOX
|  | OHMEDA | OHMEDA 4300 IWS |  | HCAY00137 | INTENSIVE CARE NURSERY |  |  |  | 12/06/1994 |  |  |  |  | NO | NO |  |  |  |  | OHMEDA 10365008 HCAY00137 |  |  | Disposition |  |  |  | High Risk | 1Y:00-MFG | 09/23/2016 | 09/01/2020 | COOPER UNIVERSITY HOSPITAL |  |  | NICU |  | JOANNE FOX
|  | OHMEDA | OHMEDA 4400 IWS |  | HCCF00218 | PEDIATRIC INTENSIVE CARE UNIT |  |  |  | 01/01/1900 |  |  |  |  | NO | NO |  |  |  |  | OHMEDA 10360432 HCCF00218 |  |  | Disposition |  | 99:99:99:99:99:99 |  | High Risk | 1Y:00-MFG | 03/19/2018 | 03/01/2020 | COOPER UNIVERSITY HOSPITAL |  |  | NICU |  | Susan Cannon
|  | OHMEDA | OHMEDA 4400 IWS |  | HCCF00214 | PEDIATRIC INTENSIVE CARE UNIT |  |  |  | 01/01/1900 |  |  |  |  | NO | NO |  |  |  |  | OHMEDA 10354794 HCCF00214 |  |  | Disposition |  | 99:99:99:99:99:99 |  | High Risk | 1Y:00-MFG | 03/27/2019 | 03/01/2020 | COOPER UNIVERSITY HOSPITAL |  |  | PICU |  | Susan Cannon
|  | OHMEDA | OHMEDA BILIBLANKET |  | HCFB50506 | INTENSIVE CARE NURSERY |  |  |  | 12/01/1998 |  |  |  |  | NO | NO |  |  |  |  | OHMEDA 10365348 HCFB50506 |  |  | Disposition |  |  |  | Equipment | 1Y:00-MFG | 12/14/2016 | 08/01/2020 | COOPER UNIVERSITY HOSPITAL |  |  | 5th |  | JOANNE FOX
|  | OHMEDA | OHMEDA BILIBLANKET |  | HDKF50885 | INTENSIVE CARE NURSERY |  |  |  | 01/01/1900 |  |  |  |  | NO | NO |  |  |  |  | OHMEDA 10365004 HDKF50885 |  |  | Disposition |  |  |  | Equipment | 1Y:00-MFG | 10/19/2017 | 10/01/2020 | COOPER UNIVERSITY HOSPITAL |  |  | 5 DORRANCE |  | JOANNE FOX
|  | OHMEDA | OHMEDA BILIBLANKET METER II |  |  | MOTHER INFANT UNIT |  |  |  | 11/10/2017 |  |  |  |  | NO | NO |  |  |  |  | OHMEDA 10732452 41003271 |  |  | Active |  | 99:99:99:99:99:99 |  | Test Equipment | 1Y:00-MFG | 03/23/2019 | 01/01/2020 | COOPER UNIVERSITY HOSPITAL |  |  | D3 | 0012380382 | Christina Smith | Repair | Closed | Gene Amodei | 11/02/2017 | 11/17/2017 | BILI METER - CHECKED AND TAGGED - D33 IN HER OFFICE | 11/17/2017 1:42:24 PM GRAMODEI assembled, tested and inventoried omedha bililight meter 11/17/2017 1:51:30 PM GRAMODEI see attached Cal Certification | 2C6B8A2E-0A23-4D9E-B30D-6ECC348B373C | Labor | 11/02/2017 | 11/02/2017 | Gene Amodei
|  | OHMEDA | OHMEDA BILIBLANKET METER II |  |  | BIOMEDICAL |  |  |  | 02/22/2019 |  |  |  |  | NO | NO |  |  |  |  | OHMEDA 30212627 40001724 |  |  | Active |  | 99:99:99:99:99:99 |  | Test Equipment | 1Y:00-MFG | 02/22/2019 | 02/22/2019 | COOPER UNIVERSITY HOSPITAL |  |  |  | 0012668382 | Bonnie Aichroch | Repair | Closed | Stephen Zubrzycki | 02/22/2019 | 02/22/2019 | RADIOMETER - NEEDS TO BE SENT OUT FOR CALIBRATION | 1/22/2018 3:38:57 PM SJZUBRZYCKI (SJZUBRZYCKI 1/22/2018 12:00 AM) NEEDS TO BE SENT OUT TO BC BIOMEDICAL FOR CALIBRATION 2/9/2018 2:16:48 PM SJZUBRZYCKI (SJZUBRZYCKI 2/9/2018 12:00 AM) RETURNED FROM VENDOR. VPO AND RTS. SEE ATTACHMENT | 95535B62-C163-45E7-8DFF-041F6025C25F | Labor | 02/22/2019 | 02/22/2019 | Stephen Zubrzycki
|  | OHMEDA | OHMEDA CARE PLUS |  | HCHH00052 | INTENSIVE CARE NURSERY |  |  |  | 06/01/2004 |  |  |  |  | NO | NO |  |  |  |  | OHMEDA 10355206 HCHH00052 |  |  | Disposition |  |  |  | Life Support | 6M:00-MFG | 01/01/1900 | 12/01/2019 | COOPER UNIVERSITY HOSPITAL |  |  | NICU |  | JOANNE FOX
|  | OHMEDA | OHMEDA CARE PLUS |  | HCEH00253 | INTENSIVE CARE NURSERY |  |  |  | 06/24/2004 |  |  |  |  | NO | NO |  |  |  |  | OHMEDA 10355204 HCEH00253 |  |  | Disposition |  |  |  | Life Support | 6M:00-MFG | 01/01/1900 | 12/01/2019 | COOPER UNIVERSITY HOSPITAL |  |  | NICU |  | JOANNE FOX
|  | OHMEDA | OHMEDA CARE PLUS |  | HCDG00202 | INTENSIVE CARE NURSERY |  |  |  | 06/01/2003 |  |  |  |  | NO | NO |  |  |  |  | OHMEDA 10355182 HCDG00202 |  |  | Disposition |  |  |  | Life Support | 6M:00-MFG | 05/04/2016 |  | COOPER UNIVERSITY HOSPITAL |  |  | SEVENTH FLOOR DORRANCE STORAGE |  | JOANNE FOX
|  | OHMEDA | OHMEDA CARE PLUS |  | HCHG00101 | INTENSIVE CARE NURSERY |  |  |  | 06/01/2003 |  |  |  |  | NO | NO |  |  |  |  | OHMEDA 10355181 HCHG00101 |  |  | Disposition |  |  |  | Life Support | 6M:00-MFG | 05/04/2016 |  | COOPER UNIVERSITY HOSPITAL |  |  | SEVENTH FLOOR DORRANCE STORAGE |  | JOANNE FOX
|  | OHMEDA | OHMEDA CARE PLUS |  | HCDH00218 | INTENSIVE CARE NURSERY |  |  |  | 06/01/2004 |  |  |  |  | NO | NO |  |  |  |  | OHMEDA 10355180 HCDH00218 |  |  | Disposition |  |  |  | Life Support | 6M:00-MFG | 06/02/2016 |  | COOPER UNIVERSITY HOSPITAL |  |  | SEVENTH FLOOR DORRANCE STORAGE |  | JOANNE FOX
|  | OHMEDA | OHMEDA CARE PLUS |  | HCHG00087 | INTENSIVE CARE NURSERY |  |  |  | 06/01/2003 |  |  |  |  | NO | NO |  |  |  |  | OHMEDA 10355177 HCHG00087 |  |  | Disposition |  |  |  | Life Support | 6M:00-MFG | 01/01/1900 | 12/01/2019 | COOPER UNIVERSITY HOSPITAL |  |  | SEVENTH FLOOR DORRANCE STORAGE |  | JOANNE FOX
|  | OHMEDA | OHMEDA CARE PLUS |  | HCEG00321 | INTENSIVE CARE NURSERY |  |  |  | 06/01/2003 |  |  |  |  | NO | NO |  |  |  |  | OHMEDA 10355175 HCEG00321 |  |  | Disposition |  |  |  | Life Support | 6M:00-MFG | 01/01/1900 | 12/01/2019 | COOPER UNIVERSITY HOSPITAL |  |  | SEVENTH FLOOR DORRANCE STORAGE |  | JOANNE FOX
|  | OHMEDA | OHMEDA CARE PLUS |  | HCHH00070 | INTENSIVE CARE NURSERY |  |  |  | 06/01/2004 |  |  |  |  | NO | NO |  |  |  |  | OHMEDA 10355154 HCHH00070 |  |  | Disposition |  |  |  | Life Support | 6M:00-MFG | 01/01/1900 | 12/01/2019 | COOPER UNIVERSITY HOSPITAL |  |  | STORAGE |  | JOANNE FOX
|  | OHMEDA | OHMEDA CARE PLUS |  | HCEG00319 | INTENSIVE CARE NURSERY |  |  |  | 06/01/2003 |  |  |  |  | NO | NO |  |  |  |  | OHMEDA 10355153 HCEG00319 |  |  | Disposition |  |  |  | Life Support | 6M:00-MFG | 11/19/2015 |  | COOPER UNIVERSITY HOSPITAL |  |  | STORAGE |  | JOANNE FOX
|  | OHMEDA | OHMEDA CARE PLUS |  | HCHG00104 | INTENSIVE CARE NURSERY |  |  |  | 06/01/2003 |  |  |  |  | NO | NO |  |  |  |  | OHMEDA 10354814 HCHG00104 |  |  | Disposition |  | 99:99:99:99:99:99 |  | Life Support | 6M:00-MFG | 05/30/2019 |  | COOPER UNIVERSITY HOSPITAL |  |  | Firefly | WOT00000001321950 | JOANNE FOX | Repair | Closed | Gene Amodei | 08/25/2018 | 05/13/2019 | Needs a probe, not getting warm enough | obtained probe from Annette, checked unit heater and temps were all stable Annette Sandy has replacement probes this unit is active have no idea how it got deactivated still in use above work is complete | EXP1323376 | Labor | 08/27/2018 | 08/27/2018 | Gene Amodei
|  | OHMEDA | OHMEDA CARE PLUS |  | HCEF00285 | INTENSIVE CARE NURSERY |  |  |  | 06/01/2003 |  |  |  |  | NO | NO |  |  |  |  | OHMEDA 10346363 HCEF00285 |  |  | Disposition |  |  |  | Life Support | 6M:00-MFG | 11/24/2017 |  | COOPER UNIVERSITY HOSPITAL |  |  | NICU |  | JOANNE FOX
|  | OHMEDA | OHMEDA CARE PLUS ACCESS 4000 |  | HCEG00318 | INTENSIVE CARE NURSERY |  |  |  | 06/01/2003 |  |  |  |  | NO | NO |  |  |  |  | OHMEDA 10365333 HCEG00318 |  |  | Disposition |  |  |  | Life Support | 6M:00-MFG | 01/01/1900 | 12/01/2019 | COOPER UNIVERSITY HOSPITAL |  |  | Triage |  | JOANNE FOX
|  | OHMEDA | OHMEDA CARE PLUS ACCESS 4000 |  | HCDH00217 | INTENSIVE CARE NURSERY |  |  |  | 06/01/2004 |  |  |  |  | NO | NO |  |  |  |  | OHMEDA 10364974 HCDH00217 |  |  | Disposition |  | 99:99:99:99:99:99 |  | Life Support | 6M:00-MFG | 05/30/2019 |  | COOPER UNIVERSITY HOSPITAL |  |  | ICN |  | JOANNE FOX
|  | OHMEDA | OHMEDA CARE PLUS ACCESS 4000 |  | hchh00770 | INTENSIVE CARE NURSERY |  |  |  | 06/01/2004 |  |  |  |  | NO | NO |  |  |  |  | OHMEDA 10355155 hchh00770 |  |  | Disposition |  | 99:99:99:99:99:99 |  | Life Support | 6M:00-MFG | 11/28/2018 |  | COOPER UNIVERSITY HOSPITAL |  |  | STORAGE |  | JOANNE FOX
|  | OHMEDA | OHMEDA CARE PLUS ACCESS 4000 |  | HCHH00064 | INTENSIVE CARE NURSERY |  |  |  | 06/01/2004 |  |  |  |  | NO | NO |  |  |  |  | OHMEDA 10355138 HCHH00064 |  |  | Disposition |  |  |  | Life Support | 6M:00-MFG | 11/24/2015 |  | COOPER UNIVERSITY HOSPITAL |  |  | NICUSTORAGE |  | JOANNE FOX
|  | OHMEDA | OHMEDA CARE PLUS ACCESS 4000 |  | HCDG00196 | INTENSIVE CARE NURSERY |  |  |  | 06/01/2003 |  |  |  |  | NO | NO |  |  |  |  | OHMEDA 10354816 HCDG00196 |  |  | Disposition |  |  |  | Life Support | 6M:00-MFG | 01/01/1900 | 12/01/2019 | COOPER UNIVERSITY HOSPITAL |  |  | Firefly Bay |  | JOANNE FOX
|  | OHMEDA | OHMEDA CARE PLUS ACCESS 4000 |  | HCEG00316 | INTENSIVE CARE NURSERY |  |  |  | 06/01/2003 |  |  |  |  | NO | NO |  |  |  |  | OHMEDA 10354813 HCEG00316 |  |  | Disposition |  | 99:99:99:99:99:99 |  | Life Support | 6M:00-MFG | 05/08/2018 |  | COOPER UNIVERSITY HOSPITAL |  |  | Firefly Bay |  | JOANNE FOX
|  | OHMEDA | OHMEDA CARE PLUS ACCESS 4000 |  | HCDG00201 | INTENSIVE CARE NURSERY |  |  |  | 06/01/2003 |  |  |  |  | NO | NO |  |  |  |  | OHMEDA 07463 HCDG00201 |  |  | Disposition |  |  |  | Life Support | 6M:00-MFG | 11/19/2015 |  | COOPER UNIVERSITY HOSPITAL |  |  |  |  | JOANNE FOX
|  | OHMEDA | OHMEDA CARE PLUS ACCESS 4000 |  | HCDG00194 | INTENSIVE CARE NURSERY |  |  |  | 06/01/2003 |  |  |  |  | NO | NO |  |  |  |  | OHMEDA 07465 HCDG00194 |  |  | Disposition |  |  |  | Life Support | 6M:00-MFG | 07/02/2015 |  | COOPER UNIVERSITY HOSPITAL |  |  |  |  | JOANNE FOX
|  | OHMEDA | OHMEDA CARE PLUS ACCESS 4000 |  | HCDH00214 | KELEMEN N6 |  |  |  | 06/01/2004 |  |  |  |  | NO | NO |  |  |  |  | OHMEDA 09569 HCDH00214 |  |  | Disposition |  |  |  | Life Support | 6M:00-MFG | 05/15/2016 | 02/01/2020 | COOPER UNIVERSITY HOSPITAL |  |  | 7-Jun |  | Susan Cannon
|  | OHMEDA | OHMEDA GIRAFFE OMNIBED 6650-0004-901 |  | HCDH00185 | INTENSIVE CARE NURSERY |  |  |  | 06/01/2004 |  |  |  |  | NO | NO |  |  |  |  | OHMEDA 10355134 HCDH00185 |  |  | Disposition |  |  |  | Life Support | 3M:00-MIN 1Y:00-MFG 2Y:00-BAT | 01/01/1900 | 12/01/2019 | COOPER UNIVERSITY HOSPITAL |  |  | NICU NURSERY |  | JOANNE FOX
|  | OHMEDA | OHMEDA INTERMITTENT SUCTION UNIT (1251) |  | GFHD06889 | VOORHEES SURGERY CENTER-OPERATING ROOM |  |  |  | 11/02/2019 |  |  |  |  | NO | NO |  |  |  |  | OHMEDA 30144740 GFHD06889 |  |  | Disposition |  |  |  | Equipment | PAAR:00-PVAR | 11/02/2019 | 11/02/2019 | COOPER AMBULATORY OFF-SITES |  |  | PACU RM 1 |  | JENNIFER BOMBARO |  |  |  | 11/02/2019 | 11/02/2019 |  |  |  |  | 11/02/2019 | 11/02/2019
|  | OHMEDA | OHMEDA ISOTEC 5 |  | BCYY05349 | ANESTHESIOLOGY |  |  |  | 03/28/2008 |  |  |  |  | NO | NO |  |  |  |  | OHMEDA 10369419 BCYY05349 |  |  | Disposition |  |  |  | High Risk | 1Y:00-MFG | 10/16/2017 | 10/01/2020 | COOPER UNIVERSITY HOSPITAL |  |  | OPERATING ROOM |  | GIACINTA ROUPAS
|  | OHMEDA | OHMEDA TEC 5 |  | BCYA00562 | ANESTHESIOLOGY |  |  |  | 10/27/2015 |  |  |  |  | NO | NO |  |  |  |  | OHMEDA 14691 BCYA00562 |  |  | Disposition |  |  |  | High Risk | 1Y:00-MFG | 10/27/2015 | 10/27/2015 | COOPER UNIVERSITY HOSPITAL |  |  | K3 |  | GIACINTA ROUPAS |  |  |  | 10/27/2015 | 10/27/2015 |  |  |  |  | 10/27/2015 | 10/27/2015
|  | OHMEDA | OHMEDA TEC 5 |  | BCYV04832 | ANESTHESIOLOGY |  |  |  | 10/27/2015 |  |  |  |  | NO | NO |  |  |  |  | OHMEDA 14692 BCYV04832 |  |  | Disposition |  |  |  | High Risk | 1Y:00-MFG | 10/27/2015 | 10/27/2015 | COOPER UNIVERSITY HOSPITAL |  |  | K3 |  | GIACINTA ROUPAS |  |  |  | 10/27/2015 | 10/27/2015 |  |  |  |  | 10/27/2015 | 10/27/2015
|  | OHMEDA | OHMEDA TEC 5 |  | BCYB01208 | ANESTHESIOLOGY |  |  |  | 10/27/2015 |  |  |  |  | NO | NO |  |  |  |  | OHMEDA 14693 BCYB01208 |  |  | Disposition |  |  |  | High Risk | 1Y:00-MFG | 10/27/2015 | 10/27/2015 | COOPER UNIVERSITY HOSPITAL |  |  | K3 |  | GIACINTA ROUPAS |  |  |  | 10/27/2015 | 10/27/2015 |  |  |  |  | 10/27/2015 | 10/27/2015
|  | OHMEDA | OHMEDA TEC 5 |  | BCYC02475 | ANESTHESIOLOGY |  |  |  | 09/30/2015 |  |  |  |  | NO | NO |  |  |  |  | OHMEDA 14694 BCYC02475 |  |  | Disposition |  |  |  | High Risk | 1Y:00-MFG | 09/30/2015 | 09/30/2015 | COOPER UNIVERSITY HOSPITAL |  |  | K3 |  | GIACINTA ROUPAS |  |  |  | 09/30/2015 | 09/30/2015 |  |  |  |  | 09/30/2015 | 09/30/2015
|  | OHMEDA | OHMEDA TEC 5 |  | BCYY04913 | ANESTHESIOLOGY |  |  |  | 10/27/2015 |  |  |  |  | NO | NO |  |  |  |  | OHMEDA 14690 BCYY04913 |  |  | Disposition |  |  |  | High Risk | 1Y:00-MFG | 10/27/2015 | 10/27/2015 | COOPER UNIVERSITY HOSPITAL |  |  | K3 |  | GIACINTA ROUPAS |  |  |  | 10/27/2015 | 10/27/2015 |  |  |  |  | 10/27/2015 | 10/27/2015
|  | OHMEDA | OHMEDA TUFFSAT |  | FCB15060064SA | COOPER CANCER CENTER-MULTIDISCIPLINARY CLINIC |  |  |  | 01/01/1900 |  |  |  |  | NO | NO |  |  |  |  | OHMEDA 10360316 FCB15060064SA |  |  | Active |  | 99:99:99:99:99:99 |  | Alarm | PAAR:00-PVAR | 11/02/2019 |  | COOPER AMBULATORY OFF-SITES |  |  | MULTI DISC - MOVES |  | ROXANNE BERGER
|  | OHMEDA | OHMEDA TUFFSAT |  | FCB15060052SA | COOPER CANCER CENTER-MULTIDISCIPLINARY CLINIC |  |  |  | 01/01/1900 |  |  |  |  | NO | NO |  |  |  |  | OHMEDA 10360313 FCB15060052SA |  |  | Active |  | 99:99:99:99:99:99 |  | Alarm | PAAR:00-PVAR | 11/02/2019 |  | COOPER AMBULATORY OFF-SITES |  |  | MULTI DISC - MOVES |  | ROXANNE BERGER
|  | OLYMPIC MEDICAL | OLYMPIC MEDICAL 22 |  |  | INTENSIVE CARE NURSERY |  |  |  | 01/01/1900 |  |  |  |  | NO | NO |  |  |  |  | OLYMPIC MEDICAL 10365353 3667 |  |  | Active |  | 99:99:99:99:99:99 |  | Test Equipment | 1Y:00-MFG | 02/22/2019 | 01/01/2020 | COOPER UNIVERSITY HOSPITAL |  |  | NICU STORAGE |  | JOANNE FOX
|  | OLYMPIC MEDICAL | OLYMPIC MEDICAL 22 |  |  | INTENSIVE CARE NURSERY |  |  |  | 01/01/1900 |  |  |  |  | NO | NO |  |  |  |  | OLYMPIC MEDICAL 10354985 3851 |  |  | Active |  | 99:99:99:99:99:99 |  | Test Equipment | 1Y:00-MFG | 02/22/2019 | 01/01/2020 | COOPER UNIVERSITY HOSPITAL |  |  | 5 DORRANCE |  | JOANNE FOX
|  | OLYMPIC MEDICAL | OLYMPIC MEDICAL 54344 |  |  | RESPIRATORY |  |  |  | 03/23/2016 |  |  |  |  | NO | NO |  |  |  |  | OLYMPIC MEDICAL 22809 6479 |  |  | Disposition |  |  |  | Equipment | 1Y:00-MFG | 03/23/2016 | 03/23/2016 | COOPER UNIVERSITY HOSPITAL |  |  | RESPIRATORY THERAPY |  | KATHY LOFLAND |  |  |  | 03/23/2016 | 03/23/2016 |  |  |  |  | 03/23/2016 | 03/23/2016
|  | OLYMPIC MEDICAL | OLYMPIC MEDICAL 54344 |  | 6479 27333 | RESPIRATORY |  |  |  | 10/31/2019 |  |  |  |  | NO | NO |  |  |  |  | OLYMPIC MEDICAL 30244820 6479 27333 |  |  | Active |  | 99:99:99:99:99:99 |  | Equipment | PAAR:00-PVAR | 10/31/2019 | 10/31/2019 | COOPER UNIVERSITY HOSPITAL |  |  | Resp dirty room |  | KATHY LOFLAND |  |  |  | 10/31/2019 | 10/31/2019 |  |  |  |  | 10/31/2019 | 10/31/2019
|  | OLYMPIC MEDICAL | OLYMPIC MEDICAL 56300 |  | 60-3506 | INTENSIVE CARE NURSERY |  |  |  | 10/31/2019 |  |  |  |  | NO | NO |  |  |  |  | OLYMPIC MEDICAL 11207587 60-3506 |  |  | Active |  |  |  | Equipment | PAAR:00-PVAR | 10/31/2019 | 10/31/2019 | COOPER UNIVERSITY HOSPITAL |  |  | Performance Verification | WOT00000002381390 | JOANNE FOX | Performance Verification | Closed | Gene Amodei | 10/31/2019 | 10/31/2019 | Performance Verification for OLYMPIC MEDICAL 11207587 60-3506 | Initial Install of Performance Verification. Device is ready for patient use. |  |  | 10/31/2019 | 10/31/2019
|  | OLYMPIC MEDICAL | OLYMPIC MEDICAL 85-3 |  | 385594-30 | RESPIRATORY |  |  |  | 01/01/1900 |  |  |  |  | NO | NO |  |  |  |  | OLYMPIC MEDICAL 06231 385594-30 |  |  | Disposition |  |  |  | Equipment | 1Y:00-MFG | 05/15/2016 | 03/01/2020 | COOPER UNIVERSITY HOSPITAL |  |  |  |  | KATHY LOFLAND
|  | OLYMPIC MEDICAL | OLYMPIC MEDICAL BILI-LITE 80 |  | 80-80188 | INTENSIVE CARE NURSERY |  |  |  | 01/01/1900 |  |  |  |  | NO | NO |  |  |  |  | OLYMPIC MEDICAL 06345 80-80188 |  |  | Disposition |  |  |  | Equipment | 1Y:00-MFG | 05/13/2016 | 08/01/2020 | COOPER UNIVERSITY HOSPITAL |  |  |  |  | JOANNE FOX
TL2546397 |  | OLYMPIC MEDICAL | OLYMPIC MEDICAL CYF-V2 |  | TL2546397 | BUNKER HILL-SURGERY |  |  |  | 10/16/2019 |  |  |  |  | NO | NO |  |  |  |  | OLYMPIC MEDICAL TL2546397 TL2546397 |  |  | Disposition |  | 99:99:99:99:99:99 |  | Equipment | PAAR:00-PVAR | 10/16/2019 | 10/16/2019 | COOPER AMBULATORY OFF-SITES |  |  |  | WOT00000001199375 | ANNE MAIER | Performance Verification | Closed | Kenneth Krips | 10/16/2019 | 10/16/2019 | Performance Verification for OLYMPIC MEDICAL TL2546397 TL2546397 | Initial Install of Performance Verification. Device is ready for patient use. |  |  | 10/16/2019 | 10/16/2019
|  | OLYMPIC MEDICAL | OLYMPIC MEDICAL MARK II |  |  | INTENSIVE CARE NURSERY |  |  |  | 01/01/1900 |  |  |  |  | NO | NO |  |  |  |  | OLYMPIC MEDICAL 10366512 3757 |  |  | Disposition |  |  |  | Equipment | 1Y:00-MFG | 05/25/2017 | 01/01/2020 | COOPER UNIVERSITY HOSPITAL |  |  | ICN |  | JOANNE FOX
|  | OLYMPIC MEDICAL | OLYMPIC MEDICAL MU-1 |  |  | SPECIAL TEST |  |  |  | 10/31/2019 |  |  |  |  | NO | NO |  |  |  |  | OLYMPIC MEDICAL 11207553 7752315 |  |  | Active |  | 99:99:99:99:99:99 |  | Equipment | PAAR:00-PVAR | 10/31/2019 | 10/31/2019 | COOPER UNIVERSITY HOSPITAL |  |  | Performance Verification | WOT00000001707701 | AMY HANNAN | Performance Verification | Closed | Gene Amodei | 10/31/2019 | 10/31/2019 | Performance Verification for OLYMPIC MEDICAL 11207553 7752315 | Initial Install of Performance Verification. Device is ready for patient use. |  |  | 10/31/2019 | 10/31/2019
TPCFH180AL/2904652 |  | OLYMPIC MEDICAL | OLYMPIC MEDICAL PCF-180AL |  | TPCFH180AL/2904652 | COOPER DIGESTIVE HEALTH-ENDOSCOPY |  |  |  | 10/31/2019 |  |  |  |  | NO | NO |  |  |  |  | OLYMPIC MEDICAL TPCFH180AL/2904652 TPCFH180AL/2904652 |  |  | Temporary |  |  |  | Equipment | PAAR:00-PVAR | 10/31/2019 | 10/31/2019 | COOPER AMBULATORY OFF-SITES |  |  | MT LAUREL | WOT00000003176199 | JEANNE GREER | Performance Verification | Closed | Kenneth Krips | 10/31/2019 | 10/31/2019 | Performance Verification for OLYMPIC MEDICAL TPCFH180AL/2904652 TPCFH180AL/2904652 | Initial Install of Performance Verification. Device is ready for patient use. |  |  | 10/31/2019 | 10/31/2019
TPCF180AL/2904599 |  | OLYMPIC MEDICAL | OLYMPIC MEDICAL PCF-180AL |  | TL2904599 | COOPER DIGESTIVE HEALTH-ENDOSCOPY |  |  |  | 10/31/2019 |  |  |  |  | NO | NO |  |  |  |  | OLYMPIC MEDICAL TPCF180AL/2904599 TL2904599 |  |  | Temporary | TL2904599 |  |  | Equipment | PAAR:00-PVAR | 10/31/2019 | 10/31/2019 | COOPER AMBULATORY OFF-SITES |  |  | Performance Verification | WOT00000002017105 | JEANNE GREER | Performance Verification | Closed | Kenneth Krips | 10/31/2019 | 10/31/2019 | Performance Verification for OLYMPIC MEDICAL TL2904599 TL2904599 | Initial Install of Performance Verification. Device is ready for patient use. |  |  | 10/31/2019 | 10/31/2019
|  | OLYMPIC MEDICAL | OLYMPIC MEDICAL SMART SCALE |  | 60-1724 | INTENSIVE CARE NURSERY |  |  | excluded | 08/11/2011 |  |  |  |  | NO | NO |  |  |  |  | OLYMPIC MEDICAL 10354855 60-1724 |  |  | Active |  | 99:99:99:99:99:99 |  | Equipment | 1Y:00-MFG | 08/08/2019 | 08/01/2020 | COOPER UNIVERSITY HOSPITAL |  |  | Dove Nursery |  | JOANNE FOX
|  | OLYMPIC MEDICAL | OLYMPIC MEDICAL SMART SCALE |  | 60-1714 | INTENSIVE CARE NURSERY |  |  | excluded | 08/11/2011 |  |  |  |  | NO | NO |  |  |  |  | OLYMPIC MEDICAL 10354804 60-1714 |  |  | Active |  | 99:99:99:99:99:99 |  | Equipment | 1Y:00-MFG | 08/21/2019 | 08/01/2020 | COOPER UNIVERSITY HOSPITAL |  |  | 5 DORRANCE |  | JOANNE FOX
|  | OLYMPIC MEDICAL | OLYMPIC MEDICAL SMART SCALE |  | 60-2738 | INTENSIVE CARE NURSERY |  |  | excluded | 08/03/2015 |  |  |  |  | NO | NO |  |  |  |  | OLYMPIC MEDICAL 10348778 60-2738 |  |  | Active |  | 99:99:99:99:99:99 |  | Equipment | 1Y:00-MFG | 08/14/2019 | 08/01/2020 | COOPER UNIVERSITY HOSPITAL |  |  | NICU |  | JOANNE FOX
|  | OLYMPIC MEDICAL | OLYMPIC MEDICAL SMART SCALE |  |  | VOORHEES PEDIATRICS |  |  | excluded | 01/01/1900 |  |  |  |  | NO | NO |  |  |  |  | OLYMPIC MEDICAL 10347011 1425 |  |  | Active |  | 99:99:99:99:99:99 |  | Equipment | 1Y:00-MFG | 04/03/2019 | 04/01/2020 | COOPER AMBULATORY OFF-SITES |  |  | PEDS-VORHEES |  | MAUREEN OBRIEN
|  | OLYMPIC MEDICAL | OLYMPIC MEDICAL SMART SCALE |  | 60-2468 | 3 COOPER-PEDIATRICS |  |  | excluded | 10/21/2013 |  |  |  |  | NO | NO |  |  |  |  | OLYMPIC MEDICAL 10345637 60-2468 |  |  | Active |  | 99:99:99:99:99:99 |  | Equipment | 1Y:00-MFG | 11/01/2019 | 11/01/2020 | COOPER AMBULATORY OFF-SITES |  |  | Suite 200 - Exam 209 |  | MAUREEN OBRIEN
|  | OLYMPIC MEDICAL | OLYMPIC MEDICAL SMART SCALE 20 |  |  | INTENSIVE CARE NURSERY |  |  |  | 01/01/1900 |  |  |  |  | NO | NO |  |  |  |  | OLYMPIC MEDICAL 10355184 1960 |  |  | Disposition |  |  |  | Equipment | 1Y:00-MFG | 08/16/2016 | 08/01/2020 | COOPER UNIVERSITY HOSPITAL |  |  | SEVENTH FLOOR DORRANCE STORAGE |  | JOANNE FOX
|  | OLYMPIC MEDICAL | OLYMPIC MEDICAL SMART SCALE 563 |  | 60-809 | VOORHEES PEDIATRICS |  |  | excluded | 06/09/2008 |  |  |  |  | NO | NO |  |  |  |  | OLYMPIC MEDICAL 10345340 60-809 |  |  | Active |  | 99:99:99:99:99:99 |  | Equipment | 1Y:00-MFG | 04/03/2019 | 04/01/2020 | COOPER AMBULATORY OFF-SITES |  |  | B6 |  | MAUREEN OBRIEN
|  | OLYMPIC MEDICAL | OLYMPIC MEDICAL SMART SCALE 56365 |  | 60-1729 | INTENSIVE CARE NURSERY |  |  | excluded | 08/11/2011 |  |  |  |  | NO | NO |  |  |  |  | OLYMPIC MEDICAL 10355169 60-1729 |  |  | Active |  | 99:99:99:99:99:99 |  | Equipment | 1Y:00-MFG | 08/21/2019 | 08/01/2020 | COOPER UNIVERSITY HOSPITAL |  |  | SEVENTH FLOOR DORRANCE STORAGE |  | JOANNE FOX
|  | OLYMPIC MEDICAL | OLYMPIC MEDICAL SMART SCALE 60 |  |  | INTENSIVE CARE NURSERY |  |  | excluded | 10/31/2019 |  |  |  |  | NO | NO |  |  |  |  | OLYMPIC MEDICAL 11222179 60.3505 |  |  | Active |  |  |  | Equipment | PAAR:00-PVAR | 10/31/2019 | 10/31/2019 | COOPER UNIVERSITY HOSPITAL |  |  | Performance Verification | WOT00000002127995 | JOANNE FOX | Performance Verification | Closed | Richard Jolly | 10/31/2019 | 10/31/2019 | Performance Verification for OLYMPIC MEDICAL 11222179 60.3505 | Initial Install of Performance Verification. Device is ready for patient use. |  |  | 10/31/2019 | 10/31/2019
|  | OLYMPIC MEDICAL | OLYMPIC MEDICAL SMART SCALE 60 |  | 60-2627 | MOORESTOWN-PEDIATRICS |  |  | excluded | 11/12/2014 |  |  |  |  | NO | NO |  |  |  |  | OLYMPIC MEDICAL 10366150 60-2627 |  |  | Active |  | 99:99:99:99:99:99 |  | Equipment | 1Y:00-MFG | 07/02/2019 | 07/01/2020 | COOPER AMBULATORY OFF-SITES |  |  | HALLWAY |  | MAUREEN OBRIEN
|  | OLYMPIC MEDICAL | OLYMPIC MEDICAL TRANS-LITE HI INTENSITY |  |  | INTENSIVE CARE NURSERY |  |  |  | 10/16/2019 |  |  |  |  | NO | NO |  |  |  |  | OLYMPIC MEDICAL 15872 3130 |  |  | Disposition |  |  |  | Equipment | PAAR:00-PVAR | 10/16/2019 | 10/16/2019 | COOPER UNIVERSITY HOSPITAL |  |  | D-5 |  | JOANNE FOX |  |  |  | 10/16/2019 | 10/16/2019 |  |  |  |  | 10/16/2019 | 10/16/2019
|  | OLYMPIC MEDICAL | OLYMPIC MEDICAL TRANS-LITE HI INTENSITY |  |  | INTENSIVE CARE NURSERY |  |  |  | 10/16/2019 |  |  |  |  | NO | NO |  |  |  |  | OLYMPIC MEDICAL 13511 3075 |  |  | Disposition |  |  |  | Equipment | PAAR:00-PVAR | 10/16/2019 | 10/16/2019 | COOPER UNIVERSITY HOSPITAL |  |  | DORRANCE 5 |  | JOANNE FOX |  |  |  | 10/16/2019 | 10/16/2019 |  |  |  |  | 10/16/2019 | 10/16/2019
|  | OLYMPUS AMERICA, INC. | OLYMPUS AMERICA, INC. 1080/601 |  |  | SPD |  |  |  | 10/31/2019 |  |  |  |  | NO | NO |  |  |  |  | OLYMPUS AMERICA, INC. 7232270 7232270 |  |  | Active |  | 99:99:99:99:99:99 |  | Accessory | PAAR:00-PVAR | 10/31/2019 | 10/31/2019 | COOPER UNIVERSITY HOSPITAL |  |  |  |  | David Frye |  |  |  | 10/31/2019 | 10/31/2019 |  |  |  |  | 10/31/2019 | 10/31/2019
|  | OLYMPUS AMERICA, INC. | OLYMPUS AMERICA, INC. 1080/601 |  |  | OPERATING ROOM - PAVILION |  |  |  | 10/31/2019 |  |  |  |  | NO | NO |  |  |  |  | OLYMPUS AMERICA, INC. 7121383 7121383 |  |  | Active |  | 99:99:99:99:99:99 |  | Accessory | PAAR:00-PVAR | 10/31/2019 | 10/31/2019 | COOPER UNIVERSITY HOSPITAL |  |  |  |  | DOMINIC VENDETTA |  |  |  | 10/31/2019 | 10/31/2019 |  |  |  |  | 10/31/2019 | 10/31/2019
|  | OLYMPUS AMERICA, INC. | OLYMPUS AMERICA, INC. 3C-TV |  |  | SPD |  |  |  | 10/31/2019 |  |  |  |  | NO | NO |  |  |  |  | OLYMPUS AMERICA, INC. 7804859 7804859 |  |  | Active |  | 99:99:99:99:99:99 |  | Equipment | PAAR:00-PVAR | 10/31/2019 | 10/31/2019 | COOPER UNIVERSITY HOSPITAL |  |  |  |  | David Frye |  |  |  | 10/31/2019 | 10/31/2019 |  |  |  |  | 10/31/2019 | 10/31/2019
|  | OLYMPUS AMERICA, INC. | OLYMPUS AMERICA, INC. A1932A (30DEG.) |  |  | CENTRAL STERILE PROCESSING |  |  | excluded | 06/10/2015 |  |  |  |  | NO | NO |  |  |  |  | OLYMPUS AMERICA, INC. 09141605 09141605 |  |  | Active |  | 99:99:99:99:99:99 |  | Equipment | PAAR:00-PVAR | 10/31/2019 |  | COOPER UNIVERSITY HOSPITAL |  |  |  |  | GINA GAROZZO
|  | OLYMPUS AMERICA, INC. | OLYMPUS AMERICA, INC. A2012A |  | US67385373 | RADIOLOGY DIAGNOSTICS |  |  |  | 01/01/1900 |  |  |  |  | NO | NO |  |  |  |  | OLYMPUS AMERICA, INC. 02204 US67385373 |  |  | Disposition |  |  |  | Equipment | 1Y:00-MFG | 04/18/2016 | 05/01/2020 | COOPER UNIVERSITY HOSPITAL |  |  |  |  | PAULETTE DUCKREY
|  | OLYMPUS AMERICA, INC. | OLYMPUS AMERICA, INC. A22000A |  |  | CENTRAL STERILE PROCESSING |  |  | excluded | 10/31/2019 |  |  |  |  | NO | NO |  |  |  |  | OLYMPUS AMERICA, INC. 678694 678694 |  |  | Active |  | 99:99:99:99:99:99 |  | Equipment | PAAR:00-PVAR | 10/31/2019 | 10/31/2019 | COOPER UNIVERSITY HOSPITAL |  |  |  |  | GINA GAROZZO |  |  |  | 10/31/2019 | 10/31/2019 |  |  |  |  | 10/31/2019 | 10/31/2019
|  | OLYMPUS AMERICA, INC. | OLYMPUS AMERICA, INC. A22000A |  |  | CENTRAL STERILE PROCESSING |  |  | excluded | 10/31/2019 |  |  |  |  | NO | NO |  |  |  |  | OLYMPUS AMERICA, INC. 678644 678644 |  |  | Active |  | 99:99:99:99:99:99 |  | Equipment | PAAR:00-PVAR | 10/31/2019 | 10/31/2019 | COOPER UNIVERSITY HOSPITAL |  |  |  |  | GINA GAROZZO |  |  |  | 10/31/2019 | 10/31/2019 |  |  |  |  | 10/31/2019 | 10/31/2019
14G |  | OLYMPUS AMERICA, INC. | OLYMPUS AMERICA, INC. A22002A |  | 14G | CENTRAL STERILE PROCESSING |  |  | excluded | 10/31/2019 |  |  |  |  | NO | NO |  |  |  |  | OLYMPUS AMERICA, INC. 14G 14G |  |  | Active |  | 99:99:99:99:99:99 |  | Equipment | PAAR:00-PVAR | 10/31/2019 | 10/31/2019 | COOPER UNIVERSITY HOSPITAL |  |  |  |  | GINA GAROZZO |  |  |  | 10/31/2019 | 10/31/2019 |  |  |  |  | 10/31/2019 | 10/31/2019
A22002A |  | OLYMPUS AMERICA, INC. | OLYMPUS AMERICA, INC. A22002A |  | Not Known | SPD |  |  |  | 10/16/2019 |  |  |  |  | NO | NO |  |  |  |  | OLYMPUS AMERICA, INC. A22002A Not Known |  |  | Disposition |  | 99:99:99:99:99:99 |  | Equipment | PAAR:00-PVAR | 10/16/2019 | 10/16/2019 | COOPER UNIVERSITY HOSPITAL |  |  |  |  | David Frye |  |  |  | 10/16/2019 | 10/16/2019 |  |  |  |  | 10/16/2019 | 10/16/2019
A220021 |  | OLYMPUS AMERICA, INC. | OLYMPUS AMERICA, INC. A22002A |  | A220021 | OR - KELEMEN 3 |  |  |  | 10/16/2019 |  |  |  |  | NO | NO |  |  |  |  | OLYMPUS AMERICA, INC. A220021 A220021 |  |  | Disposition |  | 99:99:99:99:99:99 |  | Equipment | PAAR:00-PVAR | 10/16/2019 | 10/16/2019 | COOPER UNIVERSITY HOSPITAL |  |  |  |  | DOMINIC VENDETTA |  |  |  | 10/16/2019 | 10/16/2019 |  |  |  |  | 10/16/2019 | 10/16/2019
|  | OLYMPUS AMERICA, INC. | OLYMPUS AMERICA, INC. A22002A |  |  | CENTRAL STERILE PROCESSING |  |  | excluded | 10/31/2019 |  |  |  |  | NO | NO |  |  |  |  | OLYMPUS AMERICA, INC. 688107 688107 |  |  | Active |  | 99:99:99:99:99:99 |  | Equipment | PAAR:00-PVAR | 10/31/2019 | 10/31/2019 | COOPER UNIVERSITY HOSPITAL |  |  |  |  | GINA GAROZZO |  |  |  | 10/31/2019 | 10/31/2019 |  |  |  |  | 10/31/2019 | 10/31/2019
|  | OLYMPUS AMERICA, INC. | OLYMPUS AMERICA, INC. A22002A |  |  | OPERATING ROOM - PAVILION |  |  | excluded | 10/31/2019 |  |  |  |  | NO | NO |  |  |  |  | OLYMPUS AMERICA, INC. 673694 673694 |  |  | Active |  | 99:99:99:99:99:99 |  | Equipment | PAAR:00-PVAR | 10/31/2019 | 10/31/2019 | COOPER UNIVERSITY HOSPITAL |  |  |  |  | DOMINIC VENDETTA |  |  |  | 10/31/2019 | 10/31/2019 |  |  |  |  | 10/31/2019 | 10/31/2019
|  | OLYMPUS AMERICA, INC. | OLYMPUS AMERICA, INC. A22002A |  |  | CENTRAL STERILE PROCESSING |  |  | excluded | 10/31/2019 |  |  |  |  | NO | NO |  |  |  |  | OLYMPUS AMERICA, INC. 673686 673686 |  |  | Active |  | 99:99:99:99:99:99 |  | Equipment | PAAR:00-PVAR | 10/31/2019 | 10/31/2019 | COOPER UNIVERSITY HOSPITAL |  |  |  |  | GINA GAROZZO |  |  |  | 10/31/2019 | 10/31/2019 |  |  |  |  | 10/31/2019 | 10/31/2019
|  | OLYMPUS AMERICA, INC. | OLYMPUS AMERICA, INC. A22002A |  |  | CENTRAL STERILE PROCESSING |  |  | excluded | 10/31/2019 |  |  |  |  | NO | NO |  |  |  |  | OLYMPUS AMERICA, INC. 673684 673684 |  |  | Active |  | 99:99:99:99:99:99 |  | Equipment | PAAR:00-PVAR | 10/31/2019 | 10/31/2019 | COOPER UNIVERSITY HOSPITAL |  |  |  |  | GINA GAROZZO |  |  |  | 10/31/2019 | 10/31/2019 |  |  |  |  | 10/31/2019 | 10/31/2019
|  | OLYMPUS AMERICA, INC. | OLYMPUS AMERICA, INC. A22002A |  |  | CENTRAL STERILE PROCESSING |  |  | excluded | 10/31/2019 |  |  |  |  | NO | NO |  |  |  |  | OLYMPUS AMERICA, INC. 673682 673682 |  |  | Active |  | 99:99:99:99:99:99 |  | Equipment | PAAR:00-PVAR | 10/31/2019 | 10/31/2019 | COOPER UNIVERSITY HOSPITAL |  |  |  |  | GINA GAROZZO |  |  |  | 10/31/2019 | 10/31/2019 |  |  |  |  | 10/31/2019 | 10/31/2019
|  | OLYMPUS AMERICA, INC. | OLYMPUS AMERICA, INC. A22002A |  |  | CENTRAL STERILE PROCESSING |  |  | excluded | 10/31/2019 |  |  |  |  | NO | NO |  |  |  |  | OLYMPUS AMERICA, INC. 672095 672095 |  |  | Active |  | 99:99:99:99:99:99 |  | Equipment | PAAR:00-PVAR | 10/31/2019 | 10/31/2019 | COOPER UNIVERSITY HOSPITAL |  |  |  | 0011018869 | GINA GAROZZO | Performance Verification | Closed | Bonnie Aichroth | 10/31/2019 | 10/31/2019 | INCOMING INVENTORY | DEVICE INVENTORIED | 51B40499-858B-4F8F-8D9D-2F7E169EA53E | Labor | 10/31/2019 | 10/31/2019 | Bonnie Aichroth
|  | OLYMPUS AMERICA, INC. | OLYMPUS AMERICA, INC. A22002A |  |  | CENTRAL STERILE PROCESSING |  |  | excluded | 10/31/2019 |  |  |  |  | NO | NO |  |  |  |  | OLYMPUS AMERICA, INC. 672050 672050 |  |  | Active |  | 99:99:99:99:99:99 |  | Equipment | PAAR:00-PVAR | 10/31/2019 | 10/31/2019 | COOPER UNIVERSITY HOSPITAL |  |  |  |  | GINA GAROZZO |  |  |  | 10/31/2019 | 10/31/2019 |  |  |  |  | 10/31/2019 | 10/31/2019
|  | OLYMPUS AMERICA, INC. | OLYMPUS AMERICA, INC. A22002A |  |  | OR - KELEMEN 3 |  |  | excluded | 10/31/2019 |  |  |  |  | NO | NO |  |  |  |  | OLYMPUS AMERICA, INC. 672055 672055 |  |  | Active |  | 99:99:99:99:99:99 |  | Equipment | PAAR:00-PVAR | 10/31/2019 | 10/31/2019 | COOPER UNIVERSITY HOSPITAL |  |  | csp |  | DOMINIC VENDETTA |  |  |  | 10/31/2019 | 10/31/2019 |  |  |  |  | 10/31/2019 | 10/31/2019
|  | OLYMPUS AMERICA, INC. | OLYMPUS AMERICA, INC. A22002A |  |  | CENTRAL STERILE PROCESSING |  |  | excluded | 10/31/2019 |  |  |  |  | NO | NO |  |  |  |  | OLYMPUS AMERICA, INC. 672093 672093 |  |  | Active |  | 99:99:99:99:99:99 |  | Equipment | PAAR:00-PVAR | 10/31/2019 | 10/31/2019 | COOPER UNIVERSITY HOSPITAL |  |  |  | 0011018953 | GINA GAROZZO | Repair | Closed | Kenneth Krips | 10/31/2019 | 10/31/2019 | CYSTOSCOPE - BLURRY VISION | 1/3/2017 10:05:25 AM KMKRIPS REPAIRS: OBJECITVE OPTICAL RELAY SYSTEM - OCULAR LIGHT CONE - DISTAL WINDOW - VIDEO COUPLER - REFIBER MARKER PLATE - LENS RETAINER - EYEPIECE - EYEPIECE WINDOW - LIGHT POST BODY TUBING. COST: $570.00 PURCHASE ORDER REQUESTED. 1/3/2017 10:44:29 AM KMKRIPS PURCHASE ORDER #: TMX0969299 1/13/2017 1:42:28 PM KMKRIPS THIS SCOPE HAS BEEN RETURNED BACK FROM IMS AND DELIVERED BACK TO CSP. | B7522858-F643-4415-9665-96FB6D8A5593 | Labor | 10/31/2019 | 10/31/2019 | Kenneth Krips
|  | OLYMPUS AMERICA, INC. | OLYMPUS AMERICA, INC. A22002A |  |  | OR - KELEMEN 3 |  |  | excluded | 10/31/2019 |  |  |  |  | NO | NO |  |  |  |  | OLYMPUS AMERICA, INC. 656134 656134 |  |  | Active |  | 99:99:99:99:99:99 |  | Equipment | PAAR:00-PVAR | 10/31/2019 | 10/31/2019 | COOPER UNIVERSITY HOSPITAL |  |  |  |  | DOMINIC VENDETTA |  |  |  | 10/31/2019 | 10/31/2019 |  |  |  |  | 10/31/2019 | 10/31/2019
|  | OLYMPUS AMERICA, INC. | OLYMPUS AMERICA, INC. A22002A |  |  | CENTRAL STERILE PROCESSING |  |  | excluded | 10/31/2019 |  |  |  |  | NO | NO |  |  |  |  | OLYMPUS AMERICA, INC. 644387 644387 |  |  | Active |  | 99:99:99:99:99:99 |  | Equipment | PAAR:00-PVAR | 10/31/2019 | 10/31/2019 | COOPER UNIVERSITY HOSPITAL |  |  |  | 0011351166 | GINA GAROZZO | Repair | Closed | Kenneth Krips | 10/31/2019 | 10/31/2019 | SCOPE - NO PICTURE - TMX | 3/16/2017 8:43:36 AM KMKRIPS REPAIRS: OBJECTIVE OPTICAL RELAY SYSTEM - OCULAR LIGHT CONE - DISTAL WINDOW - VIDEO COUPLER - REFIBER MARKER PLATE - LENS RETAINER - EYEPIECE - EYEPIECE WINDOW - LIGHT POST BODY TUBING -. COST: $570.00 PURCHASE ORDER REQUESTED. 3/16/2017 10:13:16 AM KMKRIPS PURCHASE ORDER #: TMX1001822 3/20/2017 11:45:18 AM KMKRIPS THIS SCOPE HAS BEEN RETURNED BACK FROM IMS AND DELIVERED BACK TO CSP MGR. DOT WATSON. | 30EEF875-AB90-4C7C-82C9-4080C7978E92 | Labor | 10/31/2019 | 10/31/2019 | Kenneth Krips
|  | OLYMPUS AMERICA, INC. | OLYMPUS AMERICA, INC. A22002A |  |  | CENTRAL STERILE PROCESSING |  |  | excluded | 10/31/2019 |  |  |  |  | NO | NO |  |  |  |  | OLYMPUS AMERICA, INC. 592671 592671 |  |  | Active |  | 99:99:99:99:99:99 |  | Equipment | PAAR:00-PVAR | 10/31/2019 | 10/31/2019 | COOPER UNIVERSITY HOSPITAL |  |  |  | 0011366212 | GINA GAROZZO | Repair | Closed | Kenneth Krips | 10/31/2019 | 10/31/2019 | CYSTOSCOPE - NO PICTURE - TMX | 3/22/2017 8:30:06 AM KMKRIPS REPAIRS: OBJECIVE OPTICAL RELAY SYSTEM - OCULAR LIGHT CONE - DISTAL WINDOW - VIDEO COUPLER - REFIBER MARKER PLATE - LENS RETAINER - EYEPIECE - EYEPIECE WINDOW - LIGHT POST BODY TUBING. COST: $570.00 3/22/2017 8:42:52 AM KMKRIPS PURCHASE ORDER REQUESTED 3/22/2017 9:43:51 AM KMKRIPS PURCHASE ORDER #: TMX1004074 3/28/2017 12:54:16 PM KMKRIPS THIS SCOPE HAS BEEN RETURNED BACK FROM IMS AND DELIVERED BACK TO CSP MGR. DOT WATSON. | 79E1704D-70E4-48C8-B16F-B234B7E101C1 | Labor | 10/31/2019 | 10/31/2019 | Kenneth Krips
|  | OLYMPUS AMERICA, INC. | OLYMPUS AMERICA, INC. A22002A |  |  | CENTRAL STERILE PROCESSING |  |  | excluded | 10/31/2019 |  |  |  |  | NO | NO |  |  |  |  | OLYMPUS AMERICA, INC. 563366 563366 |  |  | Active |  | 99:99:99:99:99:99 |  | Equipment | PAAR:00-PVAR | 10/31/2019 | 10/31/2019 | COOPER UNIVERSITY HOSPITAL |  |  |  |  | GINA GAROZZO |  |  |  | 10/31/2019 | 10/31/2019 |  |  |  |  | 10/31/2019 | 10/31/2019
07311902 |  | OLYMPUS AMERICA, INC. | OLYMPUS AMERICA, INC. A22002A |  | 07311902 | CENTRAL STERILE PROCESSING |  |  | excluded | 08/05/2019 |  |  |  |  | NO | NO |  |  |  |  | OLYMPUS AMERICA, INC. 07311902 07311902 |  |  | Active |  |  |  | Equipment | PAAR:00-PVAR | 10/31/2019 |  | COOPER UNIVERSITY HOSPITAL |  |  | BASEMENT | WOT00000003411048 | GINA GAROZZO | Performance Verification | Closed | Kenneth Krips | 08/05/2019 | 08/20/2019 | Performance Verification for OLYMPUS AMERICA, INC. 07311902 07311902 | Initial Install of Performance Verification. Device is ready for patient use.
|  | OLYMPUS AMERICA, INC. | OLYMPUS AMERICA, INC. A22002A |  |  | CENTRAL STERILE PROCESSING |  |  | excluded | 07/10/2018 |  |  |  |  | NO | NO |  |  |  |  | OLYMPUS AMERICA, INC. 07031903 07031903 |  |  | Active |  |  |  | Equipment | PAAR:00-PVAR | 10/31/2019 |  | COOPER UNIVERSITY HOSPITAL |  |  | BASEMENT | WOT00000003176903 | GINA GAROZZO | Performance Verification | Closed | Kenneth Krips | 07/10/2019 | 07/13/2019 | Performance Verification for OLYMPUS AMERICA, INC. 07031903 07031903 | Initial Install of Performance Verification. Device is ready for patient use.
|  | OLYMPUS AMERICA, INC. | OLYMPUS AMERICA, INC. A22002A |  |  | CENTRAL STERILE PROCESSING |  |  | excluded | 06/10/2015 |  |  |  |  | NO | NO |  |  |  |  | OLYMPUS AMERICA, INC. 06081613 06081613 |  |  | Active |  | 99:99:99:99:99:99 |  | Equipment | PAAR:00-PVAR | 10/31/2019 |  | COOPER UNIVERSITY HOSPITAL |  |  |  |  | GINA GAROZZO
|  | OLYMPUS AMERICA, INC. | OLYMPUS AMERICA, INC. A22026A |  |  | OR - KELEMEN 3 |  |  | excluded | 10/31/2019 |  |  |  |  | NO | NO |  |  |  |  | OLYMPUS AMERICA, INC. 670833 670833 |  |  | Active |  | 99:99:99:99:99:99 |  | Equipment | PAAR:00-PVAR | 10/31/2019 | 10/31/2019 | COOPER UNIVERSITY HOSPITAL |  |  |  |  | DOMINIC VENDETTA |  |  |  | 10/31/2019 | 10/31/2019 |  |  |  |  | 10/31/2019 | 10/31/2019
|  | OLYMPUS AMERICA, INC. | OLYMPUS AMERICA, INC. A2203A |  |  | CENTRAL STERILE PROCESSING |  |  | excluded | 10/31/2019 |  |  |  |  | NO | NO |  |  |  |  | OLYMPUS AMERICA, INC. 673689 673689 |  |  | Active |  |  |  | Equipment | PAAR:00-PVAR | 10/31/2019 | 10/31/2019 | COOPER UNIVERSITY HOSPITAL |  |  | BASEMENT | WOT00000002528723 | GINA GAROZZO | Performance Verification | Closed | Kenneth Krips | 10/31/2019 | 10/31/2019 | Performance Verification for OLYMPUS AMERICA, INC. 673689 673689 | Initial Install of Performance Verification. Device is ready for patient use. |  |  | 10/31/2019 | 10/31/2019
|  | OLYMPUS AMERICA, INC. | OLYMPUS AMERICA, INC. A2203A |  |  | CENTRAL STERILE PROCESSING |  |  | excluded | 10/31/2019 |  |  |  |  | NO | NO |  |  |  |  | OLYMPUS AMERICA, INC. 644753 644753 |  |  | Active |  | 99:99:99:99:99:99 |  | Equipment | PAAR:00-PVAR | 10/31/2019 | 10/31/2019 | COOPER UNIVERSITY HOSPITAL |  |  |  | 0011488838 | GINA GAROZZO | Repair | Closed | Kenneth Krips | 10/31/2019 | 10/31/2019 | CYSTOSCOPE - CLOUDY -TMX | 4/17/2017 11:16:32 AM KMKRIPS REPAIRS: OBJECTIVE OPTICAL RELAY SYSTEM - OCULAR LIGHT CONE - DISTAL WINDOW - VIDEO COUPLER - REFIBER MARKER PLATE - LENS RETAINER - EYEPIECE - EYEPIECE WNDOE - LIGHT POST BODY TUBING, COST: $570.00 4/17/2017 11:25:53 AM KMKRIPS PURCHASE ORDER REQUESTED. 4/17/2017 12:05:38 PM KMKRIPS PURCHASE ORDER #: TMX1014842 4/19/2017 1:54:45 PM KMKRIPS THIS SCOPE HAS BEEN RETURNED BACK FROM IMS AND DELIVERED BACK TO CSP. | 1E5B16E9-9C58-4A5E-9880-83AAE82A4262 | Labor | 10/31/2019 | 10/31/2019 | Kenneth Krips
|  | OLYMPUS AMERICA, INC. | OLYMPUS AMERICA, INC. A37025A |  |  | CENTRAL STERILE PROCESSING |  |  | excluded | 10/31/2019 |  |  |  |  | NO | NO |  |  |  |  | OLYMPUS AMERICA, INC. 742128 742128 |  |  | Active |  |  |  | Equipment | PAAR:00-PVAR | 10/31/2019 | 10/31/2019 | COOPER UNIVERSITY HOSPITAL |  |  | Performance Verification | WOT00000002405451 | GINA GAROZZO | Performance Verification | Closed | Kenneth Krips | 10/31/2019 | 10/31/2019 | Performance Verification for OLYMPUS AMERICA, INC. 742128 742128 | Initial Install of Performance Verification. Device is ready for patient use. |  |  | 10/31/2019 | 10/31/2019
|  | OLYMPUS AMERICA, INC. | OLYMPUS AMERICA, INC. A3764A |  |  | CENTRAL STERILE PROCESSING |  |  | excluded | 10/31/2019 |  |  |  |  | NO | NO |  |  |  |  | OLYMPUS AMERICA, INC. 739729 739729 |  |  | Active |  |  |  | Equipment | PAAR:00-PVAR | 10/31/2019 | 10/31/2019 | COOPER UNIVERSITY HOSPITAL |  |  | Performance Verification | WOT00000004059748 | GINA GAROZZO | Performance Verification | Completed | Kenneth Krips | 10/31/2019 | 10/31/2019 | Performance Verification for OLYMPUS AMERICA, INC. 739729 739729 | Initial Install of Performance Verification. Device is ready for patient use. |  |  | 10/31/2019 | 10/31/2019
|  | OLYMPUS AMERICA, INC. | OLYMPUS AMERICA, INC. A3764A |  |  | CENTRAL STERILE PROCESSING |  |  | excluded | 10/31/2019 |  |  |  |  | NO | NO |  |  |  |  | OLYMPUS AMERICA, INC. 680647 680647 |  |  | Active |  |  |  | Equipment | PAAR:00-PVAR | 10/31/2019 | 10/31/2019 | COOPER UNIVERSITY HOSPITAL |  |  | Performance Verification | WOT00000002559972 | GINA GAROZZO | Performance Verification | Closed | Kenneth Krips | 10/31/2019 | 10/31/2019 | Performance Verification for UNMATCHED 680647 680647 | Initial Install of Performance Verification. Device is ready for patient use. |  |  | 10/31/2019 | 10/31/2019
|  | OLYMPUS AMERICA, INC. | OLYMPUS AMERICA, INC. A4673A |  |  | CENTRAL STERILE PROCESSING |  |  | excluded | 10/31/2019 |  |  |  |  | NO | NO |  |  |  |  | OLYMPUS AMERICA, INC. 752248 752248 |  |  | Active |  | 99:99:99:99:99:99 |  | Equipment | PAAR:00-PVAR | 10/31/2019 | 10/31/2019 | COOPER UNIVERSITY HOSPITAL |  |  |  | WOT00000001434818 | GINA GAROZZO | Performance Verification | Closed | Kenneth Krips | 10/31/2019 | 10/31/2019 | CEID Record Completion for OLYMPUS AMERICA, INC. 752248 752248 | NEW SCOPE INVENTORIED FOR CSP. | EXP1377313 | Labor | 10/31/2019 | 10/31/2019 | Kenneth Krips
|  | OLYMPUS AMERICA, INC. | OLYMPUS AMERICA, INC. A4674A |  |  | CENTRAL STERILE PROCESSING |  |  | excluded | 10/31/2019 |  |  |  |  | NO | NO |  |  |  |  | OLYMPUS AMERICA, INC. 760853 760853 |  |  | Active |  | 99:99:99:99:99:99 |  | Equipment | PAAR:00-PVAR | 10/31/2019 | 10/31/2019 | COOPER UNIVERSITY HOSPITAL |  |  |  | WOT00000001448564 | GINA GAROZZO | Performance Verification | Closed | Kenneth Krips | 10/31/2019 | 10/31/2019 | CEID Record Completion for OLYMPUS AMERICA, INC. 760853 760853 | THIS SCOPE HAS BEEN INVENTORIED FOR CSP/O.R. | EXP1413881 | Labor | 10/31/2019 | 10/31/2019 | Kenneth Krips
A50021A/600297 |  | OLYMPUS AMERICA, INC. | OLYMPUS AMERICA, INC. A50021A |  |  | OR - KELEMEN 3 |  |  |  | 11/01/2019 |  |  |  |  | NO | NO |  |  |  |  | OLYMPUS AMERICA, INC. A50021A/600297 600297 |  |  | Disposition |  |  |  | Equipment | PAAR:00-PVAR | 11/01/2019 | 11/01/2019 | COOPER UNIVERSITY HOSPITAL |  |  |  |  | DOMINIC VENDETTA |  |  |  | 11/01/2019 | 11/01/2019 |  |  |  |  | 11/01/2019 | 11/01/2019
A50021A/600361 |  | OLYMPUS AMERICA, INC. | OLYMPUS AMERICA, INC. A50021A |  |  | OR - KELEMEN 3 |  |  |  | 11/02/2019 |  |  |  |  | NO | NO |  |  |  |  | OLYMPUS AMERICA, INC. A50021A/600361 600361 |  |  | Disposition |  |  |  | Equipment | PAAR:00-PVAR | 11/02/2019 | 11/02/2019 | COOPER UNIVERSITY HOSPITAL |  |  |  |  | DOMINIC VENDETTA |  |  |  | 11/02/2019 | 11/02/2019 |  |  |  |  | 11/02/2019 | 11/02/2019
A50021A/600256 |  | OLYMPUS AMERICA, INC. | OLYMPUS AMERICA, INC. A50021A |  |  | OR - KELEMEN 3 |  |  |  | 11/02/2019 |  |  |  |  | NO | NO |  |  |  |  | OLYMPUS AMERICA, INC. A50021A/600256 600256 |  |  | Disposition |  |  |  | Equipment | PAAR:00-PVAR | 11/02/2019 | 11/02/2019 | COOPER UNIVERSITY HOSPITAL |  |  |  |  | DOMINIC VENDETTA |  |  |  | 11/02/2019 | 11/02/2019 |  |  |  |  | 11/02/2019 | 11/02/2019
A50021A/600255 |  | OLYMPUS AMERICA, INC. | OLYMPUS AMERICA, INC. A50021A |  |  | OR - KELEMEN 3 |  |  |  | 11/02/2019 |  |  |  |  | NO | NO |  |  |  |  | OLYMPUS AMERICA, INC. A50021A/600255 600255 |  |  | Disposition |  |  |  | Equipment | PAAR:00-PVAR | 11/02/2019 | 11/02/2019 | COOPER UNIVERSITY HOSPITAL |  |  |  |  | DOMINIC VENDETTA |  |  |  | 11/02/2019 | 11/02/2019 |  |  |  |  | 11/02/2019 | 11/02/2019
TL1110659 |  | OLYMPUS AMERICA, INC. | OLYMPUS AMERICA, INC. BF-1T160 |  |  | PULMONARY LAB |  |  |  | 10/16/2019 |  |  |  |  | NO | NO |  |  |  |  | OLYMPUS AMERICA, INC. TL1110659 1110659 |  |  | Disposition |  | 99:99:99:99:99:99 |  | Equipment | PAAR:00-PVAR | 10/16/2019 | 10/16/2019 | COOPER UNIVERSITY HOSPITAL |  |  |  |  | KATHY LOFLAND |  |  |  | 10/16/2019 | 10/16/2019 |  |  |  |  | 10/16/2019 | 10/16/2019
T1000023/BF-1T160 |  | OLYMPUS AMERICA, INC. | OLYMPUS AMERICA, INC. BF-1T160 |  |  | PULMONARY LAB |  |  |  | 10/16/2019 |  |  |  |  | NO | NO |  |  |  |  | OLYMPUS AMERICA, INC. T1000023/BF-1T160 1000023 |  |  | Disposition |  |  |  | Equipment | PAAR:00-PVAR | 10/16/2019 | 10/16/2019 | COOPER UNIVERSITY HOSPITAL |  |  |  | 0012659412 | KATHY LOFLAND | Preventative Maintenance | Closed | Kyle Sauerbrei | 10/16/2019 | 10/16/2019 | PERFORMANCE ASSURANCE AT INVENTORY NO TEST EQUIPMENT | INVENTORIED DEVICE AND ENSURED DEVICE WAS FUNCTIONING PROPERLY. | EE5C6ED1-D226-45FC-B4F8-579912AA3876 | Labor | 10/16/2019 | 10/16/2019 | Kyle Sauerbrei
|  | OLYMPUS AMERICA, INC. | OLYMPUS AMERICA, INC. BF-1T180 |  |  | PULMONARY LAB |  |  |  | 10/31/2019 |  |  |  |  | NO | NO |  |  |  |  | OLYMPUS AMERICA, INC. 2655696 2655696 |  |  | Active |  | 99:99:99:99:99:99 |  | Equipment | PAAR:00-PVAR | 10/31/2019 | 10/31/2019 | COOPER UNIVERSITY HOSPITAL |  |  |  | WOT00000001055601 | KATHY LOFLAND | Repair | Closed | Kenneth Krips | 10/31/2019 | 10/31/2019 | 180 Olympus Scope - Leaking | .:: Acknowledged ::. Technician: Kenneth Krips Timestamp: 2018-06-18 15:31:27 1.1.0 2655696 FLEXIBLE SCOPE.SMALL DIAMETER.VIDEO BRONCHOSCOPE.OLYMPUS.BF-1T180 EA 1 $0.00 $0.00 1.1.2 SC.BNR001 Bending Rubber Replaced EA 1 $136.51 $136.51 Total $136.51 THIS SCOPE HAS BEEN RETURNED BACK FROM IMS AND DELIVERED BACK TO LEAD TECH. JANE FERRARA | EXP0903072 | Vendor Parts | 10/31/2019 | 10/31/2019 | Kenneth Krips
|  | OLYMPUS AMERICA, INC. | OLYMPUS AMERICA, INC. BF-1T180 |  |  | PULMONARY LAB |  |  |  | 10/31/2019 |  |  |  |  | NO | NO |  |  |  |  | OLYMPUS AMERICA, INC. 2655671 2655671 |  |  | Active |  | 99:99:99:99:99:99 |  | Equipment | PAAR:00-PVAR | 10/31/2019 | 10/31/2019 | COOPER UNIVERSITY HOSPITAL |  |  |  |  | KATHY LOFLAND |  |  |  | 10/31/2019 | 10/31/2019 |  |  |  |  | 10/31/2019 | 10/31/2019
1T180/2244615 |  | OLYMPUS AMERICA, INC. | OLYMPUS AMERICA, INC. BF-1T180 |  |  | PULMONARY LAB |  |  |  | 11/02/2019 |  |  |  |  | NO | NO |  |  |  |  | OLYMPUS AMERICA, INC. 1T180/2244615 2244615 |  |  | Active |  | 99:99:99:99:99:99 |  | Equipment | PAAR:00-PVAR | 11/02/2019 | 11/02/2019 | COOPER UNIVERSITY HOSPITAL |  |  | 6TH FLOOR |  | KATHY LOFLAND |  |  |  | 11/02/2019 | 11/02/2019 |  |  |  |  | 11/02/2019 | 11/02/2019
1T180/2244608 |  | OLYMPUS AMERICA, INC. | OLYMPUS AMERICA, INC. BF-1T180 |  |  | PULMONARY LAB |  |  |  | 11/02/2019 |  |  |  |  | NO | NO |  |  |  |  | OLYMPUS AMERICA, INC. 1T180/2244608 2244608 |  |  | Disposition |  | 99:99:99:99:99:99 |  | Equipment | PAAR:00-PVAR | 11/02/2019 | 11/02/2019 | COOPER UNIVERSITY HOSPITAL |  |  | 6TH FLOOR |  | KATHY LOFLAND |  |  |  | 11/02/2019 | 11/02/2019 |  |  |  |  | 11/02/2019 | 11/02/2019
T2600498 |  | OLYMPUS AMERICA, INC. | OLYMPUS AMERICA, INC. BF-1T180 |  |  | PULMONARY LAB |  |  |  | 10/16/2019 |  |  |  |  | NO | NO |  |  |  |  | OLYMPUS AMERICA, INC. T2600498 2600498 |  |  | Disposition |  |  |  | Equipment | PAAR:00-PVAR | 10/16/2019 | 10/16/2019 | COOPER UNIVERSITY HOSPITAL |  |  |  |  | KATHY LOFLAND |  |  |  | 10/16/2019 | 10/16/2019 |  |  |  |  | 10/16/2019 | 10/16/2019
BF-IT180/2244240 |  | OLYMPUS AMERICA, INC. | OLYMPUS AMERICA, INC. BF-1T180 |  |  | PULMONARY LAB |  |  |  | 11/02/2019 |  |  |  |  | NO | NO |  |  |  |  | OLYMPUS AMERICA, INC. BF-IT180/2244240 2244240 |  |  | Disposition |  | 99:99:99:99:99:99 |  | Equipment | PAAR:00-PVAR | 11/02/2019 | 11/02/2019 | COOPER UNIVERSITY HOSPITAL |  |  | BRONCH SUITE |  | KATHY LOFLAND |  |  |  | 11/02/2019 | 11/02/2019 |  |  |  |  | 11/02/2019 | 11/02/2019
TL2801833 |  | OLYMPUS AMERICA, INC. | OLYMPUS AMERICA, INC. BF-1T180 |  |  | PULMONARY LAB |  |  |  | 10/16/2019 |  |  |  |  | NO | NO |  |  |  |  | OLYMPUS AMERICA, INC. TL2801833 2801833 |  |  | Disposition |  | 99:99:99:99:99:99 |  | Equipment | PAAR:00-PVAR | 10/16/2019 | 10/16/2019 | COOPER UNIVERSITY HOSPITAL |  |  |  |  | KATHY LOFLAND |  |  |  | 10/16/2019 | 10/16/2019 |  |  |  |  | 10/16/2019 | 10/16/2019
TL2701432 |  | OLYMPUS AMERICA, INC. | OLYMPUS AMERICA, INC. BF-1T180 |  |  | PULMONARY LAB |  |  |  | 10/16/2019 |  |  |  |  | NO | NO |  |  |  |  | OLYMPUS AMERICA, INC. TL2701432 2701432 |  |  | Disposition |  | 99:99:99:99:99:99 |  | Equipment | PAAR:00-PVAR | 10/16/2019 | 10/16/2019 | COOPER UNIVERSITY HOSPITAL |  |  | Performance Verification | 0012012051 | KATHY LOFLAND | Preventative Maintenance | Closed | Bonnie Aichroth | 10/16/2019 | 10/16/2019 | PERFORMANCE ASSURANCE AT INVENTORY | INVENTORIED DEVICE AND ENSURED DEVICE WAS FUNCTIONING PROPERLY. | 5BAD869E-B7E2-43F2-B6E9-1BF9593CE41F | Labor | 10/16/2019 | 10/16/2019 | Kenneth Krips
T2754589 |  | OLYMPUS AMERICA, INC. | OLYMPUS AMERICA, INC. BF-1T60 |  |  | PULMONARY LAB |  |  |  | 10/16/2019 |  |  |  |  | NO | NO |  |  |  |  | OLYMPUS AMERICA, INC. T2754589 2754589 |  |  | Disposition |  |  |  | Equipment | PAAR:00-PVAR | 10/16/2019 | 10/16/2019 | COOPER UNIVERSITY HOSPITAL |  |  |  |  | KATHY LOFLAND |  |  |  | 10/16/2019 | 10/16/2019 |  |  |  |  | 10/16/2019 | 10/16/2019
|  | OLYMPUS AMERICA, INC. | OLYMPUS AMERICA, INC. BF-H190 |  |  | PULMONARY LAB |  |  |  | 10/31/2019 |  |  |  |  | NO | NO |  |  |  |  | OLYMPUS AMERICA, INC. 2613228 2613228 |  |  | Active |  |  |  | Equipment | PAAR:00-PVAR | 10/31/2019 | 10/31/2019 | COOPER UNIVERSITY HOSPITAL |  |  | 6TH FLOOR KELEMEN | WOT00000002894913 | KATHY LOFLAND | Performance Verification | Closed | Kenneth Krips | 10/31/2019 | 10/31/2019 | Performance Verification for OLYMPUS AMERICA, INC. 2613228 2613228 | Initial Install of Performance Verification. Device is ready for patient use. |  |  | 10/31/2019 | 10/31/2019
|  | OLYMPUS AMERICA, INC. | OLYMPUS AMERICA, INC. BF-H190 |  |  | PULMONARY LAB |  |  |  | 10/31/2019 |  |  |  |  | NO | NO |  |  |  |  | OLYMPUS AMERICA, INC. 2613229 2613229 |  |  | Active |  |  |  | Equipment | PAAR:00-PVAR | 10/31/2019 | 10/31/2019 | COOPER UNIVERSITY HOSPITAL |  |  | 6TH FLOOR KELEMEN | WOT00000002894988 | KATHY LOFLAND | Performance Verification | Closed | Kenneth Krips | 10/31/2019 | 10/31/2019 | CEID Record Completion for OLYMPUS AMERICA, INC. 2613229 2613229 | SCOPE INVENTORIED FOR THE PULMONARY DEPT. | EXP3150660 | Labor | 10/31/2019 | 10/31/2019 | Kenneth Krips
TL2300350 |  | OLYMPUS AMERICA, INC. | OLYMPUS AMERICA, INC. BF-H190 |  | TL2300350 | SPECIAL TEST |  |  |  | 10/16/2019 |  |  |  |  | NO | NO |  |  |  |  | OLYMPUS AMERICA, INC. TL2300350 TL2300350 |  |  | Disposition |  |  |  | Equipment | PAAR:00-PVAR | 10/16/2019 | 10/16/2019 | COOPER UNIVERSITY HOSPITAL |  |  |  | WOT00000001293487 | AMY HANNAN | Performance Verification | Closed | Kenneth Krips | 10/16/2019 | 10/16/2019 | Performance Verification for OLYMPUS AMERICA, INC. TL2300350 TL2300350 | Initial Install of Performance Verification. Device is ready for patient use. |  |  | 10/16/2019 | 10/16/2019
|  | OLYMPUS AMERICA, INC. | OLYMPUS AMERICA, INC. BF-N20 |  |  | ANESTHESIOLOGY |  |  |  | 10/16/2019 |  |  |  |  | NO | NO |  |  |  |  | OLYMPUS AMERICA, INC. 2641501 2641501 |  |  | Disposition |  | 99:99:99:99:99:99 |  | Equipment | PAAR:00-PVAR | 10/16/2019 | 10/16/2019 | COOPER UNIVERSITY HOSPITAL |  |  |  |  | GIACINTA ROUPAS |  |  |  | 10/16/2019 | 10/16/2019 |  |  |  |  | 10/16/2019 | 10/16/2019
TL2042106 |  | OLYMPUS AMERICA, INC. | OLYMPUS AMERICA, INC. BF-P180 |  |  | PULMONARY LAB |  |  |  | 10/16/2019 |  |  |  |  | NO | NO |  |  |  |  | OLYMPUS AMERICA, INC. TL2042106 2042106 |  |  | Disposition |  | 99:99:99:99:99:99 |  | Equipment | PAAR:00-PVAR | 10/16/2019 | 10/16/2019 | COOPER UNIVERSITY HOSPITAL |  |  |  | 0012603118 | KATHY LOFLAND | Preventative Maintenance | Closed | Kenneth Krips | 10/16/2019 | 10/16/2019 | PERFORMANCE ASSURANCE AT INVENTORY | INVENTORIED DEVICE AND ENSURED DEVICE WAS FUNCTIONING PROPERLY. | 5C90098E-1224-4C00-B198-72E2F8BC5C9D | Labor | 10/16/2019 | 10/16/2019 | Kenneth Krips
TL2901789 |  | OLYMPUS AMERICA, INC. | OLYMPUS AMERICA, INC. BF-P180 |  |  | PULMONARY LAB |  |  |  | 10/16/2019 |  |  |  |  | NO | NO |  |  |  |  | OLYMPUS AMERICA, INC. TL2901789 2901789 |  |  | Disposition |  |  |  | Equipment | PAAR:00-PVAR | 10/16/2019 | 10/16/2019 | COOPER UNIVERSITY HOSPITAL |  |  |  | WOT00000000961448 | KATHY LOFLAND | Performance Verification | Closed | Kenneth Krips | 10/16/2019 | 10/16/2019 | Performance Verification for OLYMPUS AMERICA, INC. TL2901789 2901789 | Initial Install of Performance Verification. Device is ready for patient use. |  |  | 10/16/2019 | 10/16/2019
TL2343263 |  | OLYMPUS AMERICA, INC. | OLYMPUS AMERICA, INC. BF-P180 |  |  | PULMONARY LAB |  |  |  | 10/16/2019 |  |  |  |  | NO | NO |  |  |  |  | OLYMPUS AMERICA, INC. TL2343263 2343263 |  |  | Disposition |  |  |  | Equipment | PAAR:00-PVAR | 10/16/2019 | 10/16/2019 | COOPER UNIVERSITY HOSPITAL |  |  |  | WOT00000000934918 | KATHY LOFLAND | Performance Verification | Closed | Kenneth Krips | 10/16/2019 | 10/16/2019 | Performance Verification for OLYMPUS AMERICA, INC. TL2343263 2343263 | Initial Install of Performance Verification. Device is ready for patient use. |  |  | 10/16/2019 | 10/16/2019
|  | OLYMPUS AMERICA, INC. | OLYMPUS AMERICA, INC. BF-P190 |  |  | SAME DAY OR-2ND FL PAVILION |  |  |  | 10/31/2019 |  |  |  |  | NO | NO |  |  |  |  | OLYMPUS AMERICA, INC. 2711821 2711821 |  |  | Active |  | 99:99:99:99:99:99 |  | Equipment | PAAR:00-PVAR | 10/31/2019 | 10/31/2019 | COOPER UNIVERSITY HOSPITAL |  |  |  | WOT00000000558982 | JOE DRUCTOR | Performance Verification | Closed | Kenneth Krips | 10/31/2019 | 10/31/2019 | Performance Verification for OLYMPUS AMERICA, INC. 2711821 2711821 | Initial Install of Performance Verification. Device is ready for patient use. |  |  | 10/31/2019 | 10/31/2019
|  | OLYMPUS AMERICA, INC. | OLYMPUS AMERICA, INC. BF-P190 |  |  | PULMONARY LAB |  |  |  | 10/31/2019 |  |  |  |  | NO | NO |  |  |  |  | OLYMPUS AMERICA, INC. 2601116 2601116 |  |  | Active |  | 99:99:99:99:99:99 |  | Equipment | PAAR:00-PVAR | 10/31/2019 | 10/31/2019 | COOPER UNIVERSITY HOSPITAL |  |  |  |  | KATHY LOFLAND |  |  |  | 10/31/2019 | 10/31/2019 |  |  |  |  | 10/31/2019 | 10/31/2019
TL1343593 |  | OLYMPUS AMERICA, INC. | OLYMPUS AMERICA, INC. BF-P40 |  |  | TRAUMA ICU |  |  |  | 11/02/2019 |  |  |  |  | NO | NO |  |  |  |  | OLYMPUS AMERICA, INC. TL1343593 1343593 |  |  | Disposition |  | 99:99:99:99:99:99 |  | Equipment | PAAR:00-PVAR | 11/02/2019 | 11/02/2019 | COOPER UNIVERSITY HOSPITAL |  |  |  | 0012678084 | Diane Floyd | Performance Verification | Closed | Josh Harris | 11/02/2019 | 11/02/2019 | INCOMING INVENTORY | DEVICE INVENTORIED | B5A14374-777A-4D7C-A424-05BCE54AEA7D | Labor | 11/02/2019 | 11/02/2019 | Josh Harris
BF-P40/1443997 |  | OLYMPUS AMERICA, INC. | OLYMPUS AMERICA, INC. BF-P40 |  |  | TRAUMA ICU |  |  |  | 11/02/2019 |  |  |  |  | NO | NO |  |  |  |  | OLYMPUS AMERICA, INC. BF-P40/1443997 1443997 |  |  | Active |  | 99:99:99:99:99:99 |  | Equipment | PAAR:00-PVAR | 11/02/2019 | 11/02/2019 | COOPER UNIVERSITY HOSPITAL |  |  | TRAUMA ICU | 0011659973 | Diane Floyd | Repair | Closed | Kenneth Krips | 11/02/2019 | 11/02/2019 | BRONCHOSCOPE - LEAK - TMX | 5/24/2017 8:29:13 AM KMKRIPS REPAIRS: ANGULATION OVERHAULED-CONTROL BODY ASSEMBLED CLEANED AND RESEALED-LIGHT GUIDE CONNECTOR CONTACT SIDE PIN RESEALED - MAJOR FLUID REMOVED-OCULAR ASSMEBLY REBUILT-SMALL DIAMETER FLEXIBLE ENDOSCOPE REFURBISHED- INSERTION TUBE REPLACED SMALL DIAMETER - IMAGE BUNDLE REPLACED SMALL DIAMETER-BIOPSY CHANNEL REPLACED- ANGULATION ADJUSTED-BENDING RUBBER REPLACED. COST: $3220.70 THIS SCOPE WAS SENT DOWN TO CSP FOR THE REGULAR 7 DAY REPROCESSING AND CAME BACK WITH A LEAK. JOE DRUCTOR APPROVED THIS REPAIR TO BE CHARGED TO COST CTR. 0662. GAVE B. AICHROTH A COPY OF THE REPAIR ESTIMATE TO GENERATE A PURCHASE ORDER. 5/31/2017 9:12:19 AM KMKRIPS THIS SCOPE HAS BEEN RETURNED BACK FROM IMS AND DELIVERED BACK TO TICU TO DANNY DELGADO. LOANER SCOPE SN #: 1300037 HAS BEEN PICKED UP AND SENT BACK TO IMS. | 27D3ABD9-FEF8-4FD9-A18B-D1120FDD42C9 | Labor | 11/02/2019 | 11/02/2019 | Kenneth Krips
BF-P40/1443966 |  | OLYMPUS AMERICA, INC. | OLYMPUS AMERICA, INC. BF-P40 |  |  | TRAUMA ICU |  |  |  | 11/02/2019 |  |  |  |  | NO | NO |  |  |  |  | OLYMPUS AMERICA, INC. BF-P40/1443966 1443966 |  |  | Disposition |  | 99:99:99:99:99:99 |  | Equipment | PAAR:00-PVAR | 11/02/2019 | 11/02/2019 | COOPER UNIVERSITY HOSPITAL |  |  | TRAUMA ICU |  | Diane Floyd |  |  |  | 11/02/2019 | 11/02/2019 |  |  |  |  | 11/02/2019 | 11/02/2019
TL2800649 |  | OLYMPUS AMERICA, INC. | OLYMPUS AMERICA, INC. BF-P40 |  |  | TRAUMA ICU |  |  |  | 10/16/2019 |  |  |  |  | NO | NO |  |  |  |  | OLYMPUS AMERICA, INC. TL2800649 2800649 |  |  | Disposition |  | 99:99:99:99:99:99 |  | Equipment | PAAR:00-PVAR | 10/16/2019 | 10/16/2019 | COOPER UNIVERSITY HOSPITAL |  |  |  | 0012586601 | Diane Floyd | Performance Verification | Closed | Josh Harris | 10/16/2019 | 10/16/2019 | INCOMING INVENTORY | DEVICE INVENTORIED | 5E1A2D95-A04E-4D07-96B9-99163890A211 | Labor | 10/16/2019 | 10/16/2019 | Josh Harris
|  | OLYMPUS AMERICA, INC. | OLYMPUS AMERICA, INC. BF-Q180 |  |  | INTENSIVE CARE UNIT |  |  |  | 10/31/2019 |  |  |  |  | NO | NO |  |  |  |  | OLYMPUS AMERICA, INC. 2655868 2655868 |  |  | Active |  | 99:99:99:99:99:99 |  | Equipment | PAAR:00-PVAR | 10/31/2019 | 10/31/2019 | COOPER UNIVERSITY HOSPITAL |  |  |  |  | CAROLYN RUMELL |  |  |  | 10/31/2019 | 10/31/2019 |  |  |  |  | 10/31/2019 | 10/31/2019
BF-Q180/2903051 |  | OLYMPUS AMERICA, INC. | OLYMPUS AMERICA, INC. BF-Q180 |  |  | TRAUMA ICU |  |  |  | 11/02/2019 |  |  |  |  | NO | NO |  |  |  |  | OLYMPUS AMERICA, INC. BF-Q180/2903051 2903051 |  |  | Disposition |  |  |  | Equipment | PAAR:00-PVAR | 11/02/2019 | 11/02/2019 | COOPER UNIVERSITY HOSPITAL |  |  | TRAUMA ICU |  | Diane Floyd |  |  |  | 11/02/2019 | 11/02/2019 |  |  |  |  | 11/02/2019 | 11/02/2019
BF-Q180/2244519 |  | OLYMPUS AMERICA, INC. | OLYMPUS AMERICA, INC. BF-Q180 |  |  | PULMONARY LAB |  |  |  | 11/02/2019 |  |  |  |  | NO | NO |  |  |  |  | OLYMPUS AMERICA, INC. BF-Q180/2244519 2244519 |  |  | Disposition |  | 99:99:99:99:99:99 |  | Equipment | PAAR:00-PVAR | 11/02/2019 | 11/02/2019 | COOPER UNIVERSITY HOSPITAL |  |  |  | WOT00000000513478 | KATHY LOFLAND | Disposition | Closed | Kenneth Krips | 11/02/2019 | 11/02/2019 | Bulk Disposition CNL | DEVICE TRADED IN AS PER DEPT. MANAGER VERIFIED INVENTORY - SCOPE WAS TRADED IN TO OLYMPUS. | EXP0611519 | Labor | 11/02/2019 | 11/02/2019 | Kenneth Krips
BF-Q180/2040490 |  | OLYMPUS AMERICA, INC. | OLYMPUS AMERICA, INC. BF-Q180 |  |  | TRAUMA ICU |  |  |  | 11/02/2019 |  |  |  |  | NO | NO |  |  |  |  | OLYMPUS AMERICA, INC. BF-Q180/2040490 2040490 |  |  | Disposition |  | 99:99:99:99:99:99 |  | Equipment | PAAR:00-PVAR | 11/02/2019 | 11/02/2019 | COOPER UNIVERSITY HOSPITAL |  |  | SPD |  | Diane Floyd |  |  |  | 11/02/2019 | 11/02/2019 |  |  |  |  | 11/02/2019 | 11/02/2019
TL2701118 |  | OLYMPUS AMERICA, INC. | OLYMPUS AMERICA, INC. BF-Q180 |  |  | TRAUMA ICU |  |  |  | 10/16/2019 |  |  |  |  | NO | NO |  |  |  |  | OLYMPUS AMERICA, INC. TL2701118 2701118 |  |  | Disposition |  | 99:99:99:99:99:99 |  | Equipment | PAAR:00-PVAR | 10/16/2019 | 10/16/2019 | COOPER UNIVERSITY HOSPITAL |  |  |  |  | Diane Floyd |  |  |  | 10/16/2019 | 10/16/2019 |  |  |  |  | 10/16/2019 | 10/16/2019
TL2600622 |  | OLYMPUS AMERICA, INC. | OLYMPUS AMERICA, INC. BF-Q180 |  | TL2600622 | INTENSIVE CARE UNIT |  |  |  | 10/16/2019 |  |  |  |  | NO | NO |  |  |  |  | OLYMPUS AMERICA, INC. TL2600622 TL2600622 |  |  | Disposition |  |  |  | Equipment | PAAR:00-PVAR | 10/16/2019 | 10/16/2019 | COOPER UNIVERSITY HOSPITAL |  |  |  | WOT00000001292974 | CAROLYN RUMELL | Performance Verification | Closed | Kenneth Krips | 10/16/2019 | 10/16/2019 | Performance Verification for OLYMPUS AMERICA, INC. TL2600622 TL2600622 | Initial Install of Performance Verification. Device is ready for patient use. |  |  | 10/16/2019 | 10/16/2019
TL2500130 |  | OLYMPUS AMERICA, INC. | OLYMPUS AMERICA, INC. BF-Q180 |  |  | INTENSIVE CARE UNIT |  |  |  | 10/16/2019 |  |  |  |  | NO | NO |  |  |  |  | OLYMPUS AMERICA, INC. TL2500130 2500130 |  |  | Disposition |  | 99:99:99:99:99:99 |  | Equipment | PAAR:00-PVAR | 10/16/2019 | 10/16/2019 | COOPER UNIVERSITY HOSPITAL |  |  |  | 0012459688 | CAROLYN RUMELL | Performance Verification | Closed | Josh Harris | 10/16/2019 | 10/16/2019 | INCOMING INVENTORY | DEVICE INVENTORIED | 96D3325D-1BFC-4292-8C04-1E9F3F26E1D8 | Labor | 10/16/2019 | 10/16/2019 | Josh Harris
TL2040487 |  | OLYMPUS AMERICA, INC. | OLYMPUS AMERICA, INC. BF-Q180-AC |  |  | TRAUMA ICU |  |  |  | 10/16/2019 |  |  |  |  | NO | NO |  |  |  |  | OLYMPUS AMERICA, INC. TL2040487 2040487 |  |  | Disposition |  | 99:99:99:99:99:99 |  | Equipment | PAAR:00-PVAR | 10/16/2019 | 10/16/2019 | COOPER UNIVERSITY HOSPITAL |  |  |  |  | Diane Floyd |  |  |  | 10/16/2019 | 10/16/2019 |  |  |  |  | 10/16/2019 | 10/16/2019
TL2040478 |  | OLYMPUS AMERICA, INC. | OLYMPUS AMERICA, INC. BF-Q180-AC |  | TL2040478 | INTENSIVE CARE UNIT |  |  |  | 10/16/2019 |  |  |  |  | NO | NO |  |  |  |  | OLYMPUS AMERICA, INC. TL2040478 TL2040478 |  |  | Disposition |  | 99:99:99:99:99:99 |  | Equipment | PAAR:00-PVAR | 10/16/2019 | 10/16/2019 | COOPER UNIVERSITY HOSPITAL |  |  |  | WOT00000001547351 | CAROLYN RUMELL | Performance Verification | Closed | Kenneth Krips | 10/16/2019 | 10/16/2019 | Performance Verification for OLYMPUS AMERICA, INC. TL2040478 TL2040478 | Initial Install of Performance Verification. Device is ready for patient use. |  |  | 10/16/2019 | 10/16/2019
Q180-AC/2244931 |  | OLYMPUS AMERICA, INC. | OLYMPUS AMERICA, INC. BF-Q180-AC |  |  | PULMONARY LAB |  |  |  | 11/02/2019 |  |  |  |  | NO | NO |  |  |  |  | OLYMPUS AMERICA, INC. Q180-AC/2244931 2244931 |  |  | Disposition |  | 99:99:99:99:99:99 |  | Equipment | PAAR:00-PVAR | 11/02/2019 | 11/02/2019 | COOPER UNIVERSITY HOSPITAL |  |  | 6TH FLOOR Pulmonary Lab - Scope |  | KATHY LOFLAND |  |  |  | 11/02/2019 | 11/02/2019 |  |  |  |  | 11/02/2019 | 11/02/2019
Q180-AC/A6 |  | OLYMPUS AMERICA, INC. | OLYMPUS AMERICA, INC. BF-Q180-AC |  | A6 | OR - KELEMEN 3 |  |  |  | 11/02/2019 |  |  |  |  | NO | NO |  |  |  |  | OLYMPUS AMERICA, INC. Q180-AC/A6 A6 |  |  | Disposition |  | 99:99:99:99:99:99 |  | Equipment | PAAR:00-PVAR | 11/02/2019 | 11/02/2019 | COOPER UNIVERSITY HOSPITAL |  |  |  | WOT00000000521075 | DOMINIC VENDETTA | Disposition | Closed | Kenneth Krips | 11/02/2019 | 11/02/2019 | Bulk Disposition CNL |  |  |  | 11/02/2019 | 11/02/2019
Q180-AC/7410457 |  | OLYMPUS AMERICA, INC. | OLYMPUS AMERICA, INC. BF-Q180-AC |  |  | PULMONARY LAB |  |  |  | 10/31/2019 |  |  |  |  | NO | NO |  |  |  |  | OLYMPUS AMERICA, INC. Q180-AC/7410457 7410457 |  |  | Active |  | 99:99:99:99:99:99 |  | Equipment | PAAR:00-PVAR | 10/31/2019 | 10/31/2019 | COOPER UNIVERSITY HOSPITAL |  |  | PULMONARY |  | KATHY LOFLAND |  |  |  | 10/31/2019 | 10/31/2019 |  |  |  |  | 10/31/2019 | 10/31/2019
BF-Q180/2244924 |  | OLYMPUS AMERICA, INC. | OLYMPUS AMERICA, INC. BF-Q180-AC |  |  | PULMONARY LAB |  |  |  | 11/02/2019 |  |  |  |  | NO | NO |  |  |  |  | OLYMPUS AMERICA, INC. BF-Q180/2244924 2244924 |  |  | Disposition |  | 99:99:99:99:99:99 |  | Equipment | PAAR:00-PVAR | 11/02/2019 | 11/02/2019 | COOPER UNIVERSITY HOSPITAL |  |  | 6 TH FLOOR |  | KATHY LOFLAND |  |  |  | 11/02/2019 | 11/02/2019 |  |  |  |  | 11/02/2019 | 11/02/2019
LF-V\2810839 |  | OLYMPUS AMERICA, INC. | OLYMPUS AMERICA, INC. BF-TE2 |  |  | OR - KELEMEN 3 |  |  |  | 11/02/2019 |  |  |  |  | NO | NO |  |  |  |  | OLYMPUS AMERICA, INC. LF-V\2810839 2810839 |  |  | Disposition |  | 99:99:99:99:99:99 |  | Equipment | PAAR:00-PVAR | 11/02/2019 | 11/02/2019 | COOPER UNIVERSITY HOSPITAL |  |  | OR SUPPLY RM-KELLEMEN |  | DOMINIC VENDETTA |  |  |  | 11/02/2019 | 11/02/2019 |  |  |  |  | 11/02/2019 | 11/02/2019
BF-UC160F-OL8/1910895 |  | OLYMPUS AMERICA, INC. | OLYMPUS AMERICA, INC. BF-UC160F-OL8 |  |  | PULMONARY LAB |  |  |  | 11/02/2019 |  |  |  |  | NO | NO |  |  |  |  | OLYMPUS AMERICA, INC. BF-UC160F-OL8/1910895 1910895 |  |  | Disposition |  | 99:99:99:99:99:99 |  | Equipment | PAAR:00-PVAR | 11/02/2019 | 11/02/2019 | COOPER UNIVERSITY HOSPITAL |  |  | MT LAUREL BRONCH SUITE | WOT00000000512318 | KATHY LOFLAND | Disposition | Closed | Kenneth Krips | 11/02/2019 | 11/02/2019 | Bulk Disposition CNL | DEVICE BEING RETIRED AS PER DEPT. MANAGER VERIFIED INVENTORY - SCOPE WAS TRADED IN TO OLYMPUS. | EXP0612770 | Labor | 11/02/2019 | 11/02/2019 | Kenneth Krips
BF-UC160F-OL8/1800573 |  | OLYMPUS AMERICA, INC. | OLYMPUS AMERICA, INC. BF-UC160F-OL8 |  |  | PULMONARY LAB |  |  |  | 11/02/2019 |  |  |  |  | NO | NO |  |  |  |  | OLYMPUS AMERICA, INC. BF-UC160F-OL8/1800573 1800573 |  |  | Disposition |  | 99:99:99:99:99:99 |  | Equipment | PAAR:00-PVAR | 11/02/2019 | 11/02/2019 | COOPER UNIVERSITY HOSPITAL |  |  | MT LAUREL BRONCH SUITE | WOT00000000512177 | KATHY LOFLAND | Disposition | Closed | Kenneth Krips | 11/02/2019 | 11/02/2019 | Bulk Disposition CNL | DEVICE BEING RETIRED AS PER DEPT. MANAGER VERIFIED INVENTORY - SCOPE WAS TRADED IN TO OLYMPUS. | EXP0612795 | Labor | 11/02/2019 | 11/02/2019 | Kenneth Krips
BF-UC160F-OL8 |  | OLYMPUS AMERICA, INC. | OLYMPUS AMERICA, INC. BF-UC160F-OL8 |  |  | PULMONARY LAB |  |  |  | 11/02/2019 |  |  |  |  | NO | NO |  |  |  |  | OLYMPUS AMERICA, INC. BF-UC160F-OL8 1500099 |  |  | Disposition |  | 99:99:99:99:99:99 |  | Equipment | PAAR:00-PVAR | 11/02/2019 | 11/02/2019 | COOPER UNIVERSITY HOSPITAL |  |  | Pulmonary Function Lab - K644 | WOT00000000510976 | KATHY LOFLAND | Disposition | Closed | Kenneth Krips | 11/02/2019 | 11/02/2019 | Bulk Disposition CNL |  |  |  | 11/02/2019 | 11/02/2019
TL1910455 |  | OLYMPUS AMERICA, INC. | OLYMPUS AMERICA, INC. BF-UC180F |  |  | PULMONARY LAB |  |  |  | 10/16/2019 |  |  |  |  | NO | NO |  |  |  |  | OLYMPUS AMERICA, INC. TL1910455 1910455 |  |  | Disposition | TL-1910455 | 99:99:99:99:99:99 |  | Equipment | PAAR:00-PVAR | 10/16/2019 | 10/16/2019 | COOPER UNIVERSITY HOSPITAL |  |  |  | WOT00000000501618 | KATHY LOFLAND | Performance Verification | Closed | Kenneth Krips | 10/16/2019 | 10/16/2019 | Performance Verification for OLYMPUS AMERICA, INC. TL-1910455 TL-1910455* | Initial Install of Performance Verification. Device is ready for patient use. |  |  | 10/16/2019 | 10/16/2019
TL1910446 |  | OLYMPUS AMERICA, INC. | OLYMPUS AMERICA, INC. BF-UC180F |  |  | PULMONARY LAB |  |  |  | 10/16/2019 |  |  |  |  | NO | NO |  |  |  |  | OLYMPUS AMERICA, INC. TL1910446 1910446 |  |  | Disposition |  | 99:99:99:99:99:99 |  | Equipment | PAAR:00-PVAR | 10/16/2019 | 10/16/2019 | COOPER UNIVERSITY HOSPITAL |  |  |  | WOT00000000625542 | KATHY LOFLAND | Performance Verification | Closed | Kenneth Krips | 10/16/2019 | 10/16/2019 | Performance Verification for OLYMPUS AMERICA, INC. TL1910446 1910446 | Initial Install of Performance Verification. Device is ready for patient use. |  |  | 10/16/2019 | 10/16/2019
TL1200103 |  | OLYMPUS AMERICA, INC. | OLYMPUS AMERICA, INC. BF-XT160 |  | Not Known | PULMONARY LAB |  |  |  | 10/16/2019 |  |  |  |  | NO | NO |  |  |  |  | OLYMPUS AMERICA, INC. TL1200103 Not Known |  |  | Disposition |  | 99:99:99:99:99:99 |  | Equipment | PAAR:00-PVAR | 10/16/2019 | 10/16/2019 | COOPER UNIVERSITY HOSPITAL |  |  |  |  | KATHY LOFLAND |  |  |  | 10/16/2019 | 10/16/2019 |  |  |  |  | 10/16/2019 | 10/16/2019
TL2710938 |  | OLYMPUS AMERICA, INC. | OLYMPUS AMERICA, INC. BF-XT160 |  |  | ANESTHESIOLOGY |  |  |  | 10/16/2019 |  |  |  |  | NO | NO |  |  |  |  | OLYMPUS AMERICA, INC. TL2710938 2710938 |  |  | Disposition |  | 99:99:99:99:99:99 |  | Equipment | PAAR:00-PVAR | 10/16/2019 | 10/16/2019 | COOPER UNIVERSITY HOSPITAL |  |  |  | 0012042681 | GIACINTA ROUPAS | Preventative Maintenance | Closed | Kenneth Krips | 10/16/2019 | 10/16/2019 | PERFORMANCE ASSURANCE AT INVENTORY | INVENTORIED DEVICE AND ENSURED DEVICE WAS FUNCTIONING PROPERLY. | E960355C-41CB-48C3-A8C9-7809507DEA34 | Labor | 10/16/2019 | 10/16/2019 | Kenneth Krips
|  | OLYMPUS AMERICA, INC. | OLYMPUS AMERICA, INC. BH-2 |  |  | LAB CHEMISTRY |  |  |  | 01/01/1900 |  |  |  |  | NO | NO |  |  |  |  | OLYMPUS AMERICA, INC. 10369564 225399 |  |  | Disposition |  |  |  | Equipment | 1Y:00-MFG | 03/14/2016 | 03/01/2020 | COOPER UNIVERSITY HOSPITAL |  |  | enr building |  | Barbara Snyder
|  | OLYMPUS AMERICA, INC. | OLYMPUS AMERICA, INC. BX41 |  | 1G07060 | CHERRY HILL URGENT CARE |  |  |  | 01/01/1900 |  |  |  |  | NO | NO |  |  |  |  | OLYMPUS AMERICA, INC. 10346143 1G07060 |  |  | Active |  | 99:99:99:99:99:99 |  | Equipment | 1Y:00-MFG | 10/18/2019 | 10/01/2020 | COOPER AMBULATORY OFF-SITES |  |  | ACO ROOM CABINET |  | MELISSA PORTOBANCO
|  | OLYMPUS AMERICA, INC. | OLYMPUS AMERICA, INC. BX41TF |  | 6C09901 | COOPER CANCER CENTER |  |  |  | 10/04/2017 |  |  |  |  | NO | NO |  |  |  |  | OLYMPUS AMERICA, INC. 10725651 6C09901 |  |  | Active |  | 99:99:99:99:99:99 |  | Equipment | PAAR:00-PVAR | 10/31/2019 |  | COOPER AMBULATORY OFF-SITES |  |  | MULTI DISCIPLINARY CLINIC | 0012376044 | COLLEEN TEGELER | Preventative Maintenance | Closed | Josh Harris | 11/01/2017 | 11/01/2017 | PERFORMANCE ASSURANCE AT INVENTORY | INVENTORIED DEVICE AND ENSURED DEVICE WAS FUNCTIONING PROPERLY. | 8E58147D-600B-40A8-9A75-6C2CD9E36E92 | Labor | 10/04/2017 | 10/04/2017 | Michael Youch
|  | OLYMPUS AMERICA, INC. | OLYMPUS AMERICA, INC. BX43F |  | 6h46216 | LAB HISTOLOGY |  |  |  | 09/18/2018 |  |  |  |  | NO | NO |  |  |  |  | OLYMPUS AMERICA, INC. 10732344 6h46216 |  |  | Active |  | 99:99:99:99:99:99 |  | Equipment | PAAR:00-PVAR | 10/31/2019 |  | COOPER UNIVERSITY HOSPITAL |  |  | Performance Verification | WOT00000001441646 | DALE MORRONE | Performance Verification | Closed | Gene Amodei | 09/19/2018 | 06/26/2019 | CEID Record Completion for OLYMPUS AMERICA, INC. 10732344 6h46216 | vpo | EXP2324991 | Labor | 09/19/2018 | 09/19/2018 | Gene Amodei
|  | OLYMPUS AMERICA, INC. | OLYMPUS AMERICA, INC. BX43F |  | 5K43470 | VOORHEES SURGERY CENTER-HEM/ONC |  |  |  | 10/31/2019 |  |  |  |  | NO | NO |  |  |  |  | OLYMPUS AMERICA, INC. 30144421 5K43470 |  |  | Active |  | 99:99:99:99:99:99 |  | Equipment | PAAR:00-PVAR | 10/31/2019 | 10/31/2019 | COOPER AMBULATORY OFF-SITES |  |  | SUITE M |  | MEGAN MCCAFFERTY |  |  |  | 10/31/2019 | 10/31/2019 |  |  |  |  | 10/31/2019 | 10/31/2019
CF-140L/2026913 |  | OLYMPUS AMERICA, INC. | OLYMPUS AMERICA, INC. CF-140L |  |  | VOORHEES SURGERY CENTER-OPERATING ROOM |  |  |  | 11/01/2019 |  |  |  |  | NO | NO |  |  |  |  | OLYMPUS AMERICA, INC. CF-140L/2026913 2026913 |  |  | Disposition |  |  |  | Equipment | PAAR:00-PVAR | 11/01/2019 | 11/01/2019 | COOPER AMBULATORY OFF-SITES |  |  | SUITE E |  | JENNIFER BOMBARO |  |  |  | 11/01/2019 | 11/01/2019 |  |  |  |  | 11/01/2019 | 11/01/2019
TCF160AL/2110850 |  | OLYMPUS AMERICA, INC. | OLYMPUS AMERICA, INC. CF-160AL |  | TL2110850 | CENTRAL STERILE PROCESSING |  |  |  | 10/16/2019 |  |  |  |  | NO | NO |  |  |  |  | OLYMPUS AMERICA, INC. TCF160AL/2110850 TL2110850 |  |  | Disposition | TL2110850 |  |  | Equipment | PAAR:00-PVAR | 10/16/2019 | 10/16/2019 | COOPER UNIVERSITY HOSPITAL |  |  | BASEMENT | WOT00000002678099 | GINA GAROZZO | Performance Verification | Closed | Kenneth Krips | 10/16/2019 | 10/16/2019 | Performance Verification for OLYMPUS AMERICA, INC. TL2110850 TL2110850 | Initial Install of Performance Verification. Device is ready for patient use. |  |  | 10/16/2019 | 10/16/2019
TL2416126 |  | OLYMPUS AMERICA, INC. | OLYMPUS AMERICA, INC. CF-160AL |  |  | SPECIAL TEST |  |  |  | 10/16/2019 |  |  |  |  | NO | NO |  |  |  |  | OLYMPUS AMERICA, INC. TL2416126 2416126 |  |  | Disposition |  |  |  | Equipment | PAAR:00-PVAR | 10/16/2019 | 10/16/2019 | COOPER UNIVERSITY HOSPITAL |  |  |  |  | AMY HANNAN |  |  |  | 10/16/2019 | 10/16/2019 |  |  |  |  | 10/16/2019 | 10/16/2019
Q180-AC/2040431 |  | OLYMPUS AMERICA, INC. | OLYMPUS AMERICA, INC. CF-180 |  |  | INTENSIVE CARE UNIT |  |  |  | 11/02/2019 |  |  |  |  | NO | NO |  |  |  |  | OLYMPUS AMERICA, INC. Q180-AC/2040431 2040431 |  |  | Active |  | 99:99:99:99:99:99 |  | Equipment | PAAR:00-PVAR | 11/02/2019 | 11/02/2019 | COOPER UNIVERSITY HOSPITAL |  |  | ICU |  | CAROLYN RUMELL |  |  |  | 11/02/2019 | 11/02/2019 |  |  |  |  | 11/02/2019 | 11/02/2019
TL2601990 |  | OLYMPUS AMERICA, INC. | OLYMPUS AMERICA, INC. CF-H180AI/L |  | TL2601990 | COOPER DIGESTIVE HEALTH-ENDOSCOPY |  |  |  | 10/16/2019 |  |  |  |  | NO | NO |  |  |  |  | OLYMPUS AMERICA, INC. TL2601990 TL2601990 |  |  | Disposition |  |  |  | Equipment | PAAR:00-PVAR | 10/16/2019 | 10/16/2019 | COOPER AMBULATORY OFF-SITES |  |  |  | WOT00000001605567 | JEANNE GREER | Performance Verification | Closed | Kenneth Krips | 10/16/2019 | 10/16/2019 | CEID Record Completion for OLYMPUS AMERICA, INC. TL2601990 TL2601990 | LOANER PROVIDED BY IMS TO MT. LAUREL DIGESTIVE. | EXP1615014 | Labor | 10/16/2019 | 10/16/2019 | Kenneth Krips
|  | OLYMPUS AMERICA, INC. | OLYMPUS AMERICA, INC. CF-H180AL |  |  | OPERATING ROOM - PAVILION |  |  |  | 10/31/2019 |  |  |  |  | NO | NO |  |  |  |  | OLYMPUS AMERICA, INC. 2805246 2805246 |  |  | Active |  | 99:99:99:99:99:99 |  | Equipment | PAAR:00-PVAR | 10/31/2019 | 10/31/2019 | COOPER UNIVERSITY HOSPITAL |  |  |  |  | DOMINIC VENDETTA |  |  |  | 10/31/2019 | 10/31/2019 |  |  |  |  | 10/31/2019 | 10/31/2019
CF-H180AL/2705025 |  | OLYMPUS AMERICA, INC. | OLYMPUS AMERICA, INC. CF-H180AL |  |  | COOPER DIGESTIVE HEALTH-ENDOSCOPY |  |  |  | 11/02/2019 |  |  |  |  | NO | NO |  |  |  |  | OLYMPUS AMERICA, INC. CF-H180AL/2705025 2705025 |  |  | Disposition |  |  |  | Equipment | PAAR:00-PVAR | 11/02/2019 | 11/02/2019 | COOPER AMBULATORY OFF-SITES |  |  | DISPOSITION |  | JEANNE GREER |  |  |  | 11/02/2019 | 11/02/2019 |  |  |  |  | 11/02/2019 | 11/02/2019
CF-H180AL/2704909 |  | OLYMPUS AMERICA, INC. | OLYMPUS AMERICA, INC. CF-H180AL |  |  | COOPER DIGESTIVE HEALTH-ENDOSCOPY |  |  |  | 11/02/2019 |  |  |  |  | NO | NO |  |  |  |  | OLYMPUS AMERICA, INC. CF-H180AL/2704909 2704909 |  |  | Active |  | 99:99:99:99:99:99 |  | Equipment | PAAR:00-PVAR | 11/02/2019 | 11/02/2019 | COOPER AMBULATORY OFF-SITES |  |  | DISPOSITION |  | JEANNE GREER |  |  |  | 11/02/2019 | 11/02/2019 |  |  |  |  | 11/02/2019 | 11/02/2019
CF-H180AL/2704855 |  | OLYMPUS AMERICA, INC. | OLYMPUS AMERICA, INC. CF-H180AL |  |  | COOPER DIGESTIVE HEALTH-ENDOSCOPY |  |  |  | 11/02/2019 |  |  |  |  | NO | NO |  |  |  |  | OLYMPUS AMERICA, INC. CF-H180AL/2704855 2704855 |  |  | Disposition |  |  |  | Equipment | PAAR:00-PVAR | 11/02/2019 | 11/02/2019 | COOPER AMBULATORY OFF-SITES |  |  | DISPOSITION |  | JEANNE GREER |  |  |  | 11/02/2019 | 11/02/2019 |  |  |  |  | 11/02/2019 | 11/02/2019
CF-H180AL/2704857 |  | OLYMPUS AMERICA, INC. | OLYMPUS AMERICA, INC. CF-H180AL |  |  | COOPER DIGESTIVE HEALTH-ENDOSCOPY |  |  |  | 11/02/2019 |  |  |  |  | NO | NO |  |  |  |  | OLYMPUS AMERICA, INC. CF-H180AL/2704857 2704857 |  |  | Disposition |  |  |  | Equipment | PAAR:00-PVAR | 11/02/2019 | 11/02/2019 | COOPER AMBULATORY OFF-SITES |  |  | GI SUITE |  | JEANNE GREER |  |  |  | 11/02/2019 | 11/02/2019 |  |  |  |  | 11/02/2019 | 11/02/2019
CF-H180AL/2704922 |  | OLYMPUS AMERICA, INC. | OLYMPUS AMERICA, INC. CF-H180AL |  |  | COOPER DIGESTIVE HEALTH-ENDOSCOPY |  |  |  | 11/02/2019 |  |  |  |  | NO | NO |  |  |  |  | OLYMPUS AMERICA, INC. CF-H180AL/2704922 2704922 |  |  | Active |  | 99:99:99:99:99:99 |  | Equipment | PAAR:00-PVAR | 11/02/2019 | 11/02/2019 | COOPER AMBULATORY OFF-SITES |  |  | GI SUITE |  | JEANNE GREER |  |  |  | 11/02/2019 | 11/02/2019 |  |  |  |  | 11/02/2019 | 11/02/2019
CF-H180AL/2704906 |  | OLYMPUS AMERICA, INC. | OLYMPUS AMERICA, INC. CF-H180AL |  |  | SPECIAL TEST |  |  |  | 11/02/2019 |  |  |  |  | NO | NO |  |  |  |  | OLYMPUS AMERICA, INC. CF-H180AL/2704906 2704906 |  |  | Disposition |  |  |  | Equipment | PAAR:00-PVAR | 11/02/2019 | 11/02/2019 | COOPER UNIVERSITY HOSPITAL |  |  |  |  | AMY HANNAN |  |  |  | 11/02/2019 | 11/02/2019 |  |  |  |  | 11/02/2019 | 11/02/2019
CF-H180AL/2704905 |  | OLYMPUS AMERICA, INC. | OLYMPUS AMERICA, INC. CF-H180AL |  |  | SPECIAL TEST |  |  |  | 11/01/2019 |  |  |  |  | NO | NO |  |  |  |  | OLYMPUS AMERICA, INC. CF-H180AL/2704905 2704905 |  |  | Active |  | 99:99:99:99:99:99 |  | Equipment | PAAR:00-PVAR | 11/01/2019 | 11/01/2019 | COOPER UNIVERSITY HOSPITAL |  |  | MT LAUREL | 0011519192 | AMY HANNAN | Service Request | Closed | Gene Amodei | 11/01/2019 | 11/01/2019 | SCOPE - LOOSE WHEELS WITH EXCESSIVE PLAY - DIGESTIVE HEALTH - SUITE 102 - MOUNT LAUREL | 4/28/2017 3:09:01 PM GRAMODEI referred WO to KAL 5/12/2017 10:46:34 AM GRAMODEI Wo was to go to Ken kripps | 98A5C247-0DF8-438A-A52D-E8E40A0B80C1 | Labor | 11/01/2019 | 11/01/2019 | Gene Amodei
CF-H180/2704848 |  | OLYMPUS AMERICA, INC. | OLYMPUS AMERICA, INC. CF-H180AL |  |  | COOPER DIGESTIVE HEALTH-ENDOSCOPY |  |  |  | 11/02/2019 |  |  |  |  | NO | NO |  |  |  |  | OLYMPUS AMERICA, INC. CF-H180/2704848 2704848 |  |  | Active |  | 99:99:99:99:99:99 |  | Equipment | PAAR:00-PVAR | 11/02/2019 | 11/02/2019 | COOPER AMBULATORY OFF-SITES |  |  | Suite 102 - Scope Closet |  | JEANNE GREER |  |  |  | 11/02/2019 | 11/02/2019 |  |  |  |  | 11/02/2019 | 11/02/2019
CF-H180AL/2704838 |  | OLYMPUS AMERICA, INC. | OLYMPUS AMERICA, INC. CF-H180AL |  |  | COOPER DIGESTIVE HEALTH-ENDOSCOPY |  |  |  | 11/02/2019 |  |  |  |  | NO | NO |  |  |  |  | OLYMPUS AMERICA, INC. CF-H180AL/2704838 2704838 |  |  | Disposition |  |  |  | Equipment | PAAR:00-PVAR | 11/02/2019 | 11/02/2019 | COOPER AMBULATORY OFF-SITES |  |  | DISPOSITION |  | JEANNE GREER |  |  |  | 11/02/2019 | 11/02/2019 |  |  |  |  | 11/02/2019 | 11/02/2019
TL2900535 |  | OLYMPUS AMERICA, INC. | OLYMPUS AMERICA, INC. CF-H180AL |  | TL2900535 | COOPER DIGESTIVE HEALTH-ENDOSCOPY |  |  |  | 10/16/2019 |  |  |  |  | NO | NO |  |  |  |  | OLYMPUS AMERICA, INC. TL2900535 TL2900535 |  |  | Disposition |  |  |  | Equipment | PAAR:00-PVAR | 10/16/2019 | 10/16/2019 | COOPER AMBULATORY OFF-SITES |  |  |  | WOT00000001605643 | JEANNE GREER | Performance Verification | Closed | Kenneth Krips | 10/16/2019 | 10/16/2019 | CEID Record Completion for OLYMPUS AMERICA, INC. TL2900535 TL2900535 | LOANER PROVIDED BY IMS TO MT. LAUREL DIGESTIVE. | EXP1615073 | Labor | 10/16/2019 | 10/16/2019 | Kenneth Krips
TL2900068 |  | OLYMPUS AMERICA, INC. | OLYMPUS AMERICA, INC. CF-H180AL |  | TL2900068 | COOPER DIGESTIVE HEALTH-ENDOSCOPY |  |  |  | 10/16/2019 |  |  |  |  | NO | NO |  |  |  |  | OLYMPUS AMERICA, INC. TL2900068 TL2900068 |  |  | Disposition |  |  |  | Equipment | PAAR:00-PVAR | 10/16/2019 | 10/16/2019 | COOPER AMBULATORY OFF-SITES |  |  | Gi Center Mt Laurel | WOT00000002357040 | JEANNE GREER | Performance Verification | Closed | Kenneth Krips | 10/16/2019 | 10/16/2019 | Performance Verification for OLYMPUS AMERICA, INC. TL2900068 TL2900068 | Initial Install of Performance Verification. Device is ready for patient use. |  |  | 10/16/2019 | 10/16/2019
TL28064621 |  | OLYMPUS AMERICA, INC. | OLYMPUS AMERICA, INC. CF-H180AL |  | TL28064621 | SPECIAL TEST |  |  |  | 10/16/2019 |  |  |  |  | NO | NO |  |  |  |  | OLYMPUS AMERICA, INC. TL28064621 TL28064621 |  |  | Disposition |  | 99:99:99:99:99:99 |  | Equipment | PAAR:00-PVAR | 10/16/2019 | 10/16/2019 | COOPER UNIVERSITY HOSPITAL |  |  |  | WOT00000000941943 | AMY HANNAN | Performance Verification | Closed | Kenneth Krips | 10/16/2019 | 10/16/2019 | Performance Verification for OLYMPUS AMERICA, INC. TL28064621 TL28064621 | Initial Install of Performance Verification. Device is ready for patient use. |  |  | 10/16/2019 | 10/16/2019
TL2805469 |  | OLYMPUS AMERICA, INC. | OLYMPUS AMERICA, INC. CF-H180AL |  | TL2805469 | COOPER DIGESTIVE HEALTH-ENDOSCOPY |  |  |  | 10/16/2019 |  |  |  |  | NO | NO |  |  |  |  | OLYMPUS AMERICA, INC. TL2805469 TL2805469 |  |  | Disposition |  | 99:99:99:99:99:99 |  | Equipment | PAAR:00-PVAR | 10/16/2019 | 10/16/2019 | COOPER AMBULATORY OFF-SITES |  |  |  | WOT00000001417945 | JEANNE GREER | Performance Verification | Closed | Kenneth Krips | 10/16/2019 | 10/16/2019 | Performance Verification for OLYMPUS AMERICA, INC. TL2805469 TL2805469 | Initial Install of Performance Verification. Device is ready for patient use. |  |  | 10/16/2019 | 10/16/2019
TL2805461 |  | OLYMPUS AMERICA, INC. | OLYMPUS AMERICA, INC. CF-H180AL |  | TL2805461 | COOPER DIGESTIVE HEALTH-ENDOSCOPY |  |  |  | 10/16/2019 |  |  |  |  | NO | NO |  |  |  |  | OLYMPUS AMERICA, INC. TL2805461 TL2805461 |  |  | Disposition |  | 99:99:99:99:99:99 |  | Equipment | PAAR:00-PVAR | 10/16/2019 | 10/16/2019 | COOPER AMBULATORY OFF-SITES |  |  | Performance Verification | WOT00000001331935 | JEANNE GREER | Performance Verification | Closed | Kenneth Krips | 10/16/2019 | 10/16/2019 | Performance Verification for OLYMPUS AMERICA, INC. TL2805461 TL2805461 | Initial Install of Performance Verification. Device is ready for patient use. |  |  | 10/16/2019 | 10/16/2019
TL2702315 |  | OLYMPUS AMERICA, INC. | OLYMPUS AMERICA, INC. CF-H180AL |  | TL2702315 | SPECIAL TEST |  |  |  | 10/16/2019 |  |  |  |  | NO | NO |  |  |  |  | OLYMPUS AMERICA, INC. TL2702315 TL2702315 |  |  | Disposition |  |  |  | Equipment | PAAR:00-PVAR | 10/16/2019 | 10/16/2019 | COOPER UNIVERSITY HOSPITAL |  |  |  | WOT00000001293548 | AMY HANNAN | Performance Verification | Closed | Kenneth Krips | 10/16/2019 | 10/16/2019 | CEID Record Completion for OLYMPUS AMERICA, INC. TL2702315 TL2702315 | THE SERIAL AND MODEL NUMBER ARE BOTH VERY WORN - BUT THE IT IS CONFIRMED THAT THE SN #: IS 2702315 | EXP1112051 | Labor | 10/16/2019 | 10/16/2019 | Kenneth Krips
TL2602065 |  | OLYMPUS AMERICA, INC. | OLYMPUS AMERICA, INC. CF-H180AL |  | TL2602065 | COOPER DIGESTIVE HEALTH-ENDOSCOPY |  |  |  | 10/16/2019 |  |  |  |  | NO | NO |  |  |  |  | OLYMPUS AMERICA, INC. TL2602065 TL2602065 |  |  | Disposition |  | 99:99:99:99:99:99 |  | Equipment | PAAR:00-PVAR | 10/16/2019 | 10/16/2019 | COOPER AMBULATORY OFF-SITES |  |  |  | WOT00000001454680 | JEANNE GREER | Performance Verification | Closed | Kenneth Krips | 10/16/2019 | 10/16/2019 | Performance Verification for OLYMPUS AMERICA, INC. TL2602065 TL2602065 | Initial Install of Performance Verification. Device is ready for patient use. |  |  | 10/16/2019 | 10/16/2019
TL2601319 |  | OLYMPUS AMERICA, INC. | OLYMPUS AMERICA, INC. CF-H180AL |  | TL2601319 | COOPER DIGESTIVE HEALTH-ENDOSCOPY |  |  |  | 10/16/2019 |  |  |  |  | NO | NO |  |  |  |  | OLYMPUS AMERICA, INC. TL2601319 TL2601319 |  |  | Disposition |  | 99:99:99:99:99:99 |  | Equipment | PAAR:00-PVAR | 10/16/2019 | 10/16/2019 | COOPER AMBULATORY OFF-SITES |  |  | Performance Verification | WOT00000001191725 | JEANNE GREER | Performance Verification | Closed | Kenneth Krips | 10/16/2019 | 10/16/2019 | Performance Verification for OLYMPUS AMERICA, INC. TL2601319 TL2601319 | Initial Install of Performance Verification. Device is ready for patient use. |  |  | 10/16/2019 | 10/16/2019
TL2500119-L |  | OLYMPUS AMERICA, INC. | OLYMPUS AMERICA, INC. CF-H180AL |  | TL2500119-L | INTENSIVE CARE UNIT |  |  |  | 10/16/2019 |  |  |  |  | NO | NO |  |  |  |  | OLYMPUS AMERICA, INC. TL2500119-L TL2500119-L |  |  | Disposition |  |  |  | Equipment | PAAR:00-PVAR | 10/16/2019 | 10/16/2019 | COOPER UNIVERSITY HOSPITAL |  |  |  | WOT00000001292933 | CAROLYN RUMELL | Performance Verification | Closed | Kenneth Krips | 10/16/2019 | 10/16/2019 | Performance Verification for OLYMPUS AMERICA, INC. TL2500119-L TL2500119-L | Initial Install of Performance Verification. Device is ready for patient use. |  |  | 10/16/2019 | 10/16/2019
TL2309666 |  | OLYMPUS AMERICA, INC. | OLYMPUS AMERICA, INC. CF-H180AL |  | TL2309666 | COOPER DIGESTIVE HEALTH-ENDOSCOPY |  |  |  | 10/16/2019 |  |  |  |  | NO | NO |  |  |  |  | OLYMPUS AMERICA, INC. TL2309666 TL2309666 |  |  | Disposition |  |  |  | Equipment | PAAR:00-PVAR | 10/16/2019 | 10/16/2019 | COOPER AMBULATORY OFF-SITES |  |  |  | WOT00000001287413 | JEANNE GREER | Performance Verification | Closed | Kenneth Krips | 10/16/2019 | 10/16/2019 | Performance Verification for OLYMPUS AMERICA, INC. TL2309666 TL2309666 | Initial Install of Performance Verification. Device is ready for patient use. |  |  | 10/16/2019 | 10/16/2019
TL2213669 |  | OLYMPUS AMERICA, INC. | OLYMPUS AMERICA, INC. CF-H180AL |  | TL2213669 | SPECIAL TEST |  |  |  | 10/16/2019 |  |  |  |  | NO | NO |  |  |  |  | OLYMPUS AMERICA, INC. TL2213669 TL2213669 |  |  | Disposition |  |  |  | Equipment | PAAR:00-PVAR | 10/16/2019 | 10/16/2019 | COOPER UNIVERSITY HOSPITAL |  |  |  | WOT00000001725278 | AMY HANNAN | Performance Verification | Closed | Kenneth Krips | 10/16/2019 | 10/16/2019 | Performance Verification for OLYMPUS AMERICA, INC. TL2213669 TL2213669 | Initial Install of Performance Verification. Device is ready for patient use. |  |  | 10/16/2019 | 10/16/2019
TL2187138 |  | OLYMPUS AMERICA, INC. | OLYMPUS AMERICA, INC. CF-H180AL |  | TL2187138 | PAVILION 8 |  |  |  | 10/16/2019 |  |  |  |  | NO | NO |  |  |  |  | OLYMPUS AMERICA, INC. TL2187138 TL2187138 |  |  | Disposition |  | 99:99:99:99:99:99 |  | Equipment | PAAR:00-PVAR | 10/16/2019 | 10/16/2019 | COOPER UNIVERSITY HOSPITAL |  |  |  | WOT00000001471326 | BRIAN OSHAUGHNESSY | Performance Verification | Closed | Kenneth Krips | 10/16/2019 | 10/16/2019 | Performance Verification for STORZ TL2187138 TL2187138 | Initial Install of Performance Verification. Device is ready for patient use. |  |  | 10/16/2019 | 10/16/2019
|  | OLYMPUS AMERICA, INC. | OLYMPUS AMERICA, INC. CF-HQ190L |  |  | SPECIAL TEST |  |  |  | 10/16/2019 |  |  |  |  | NO | NO |  |  |  |  | OLYMPUS AMERICA, INC. 2625399 2625399 |  |  | Disposition |  |  |  | Equipment | PAAR:00-PVAR | 10/16/2019 | 10/16/2019 | COOPER UNIVERSITY HOSPITAL |  |  |  |  | AMY HANNAN |  |  |  | 10/16/2019 | 10/16/2019 |  |  |  |  | 10/16/2019 | 10/16/2019
TCFHQ190L/2201357 |  | OLYMPUS AMERICA, INC. | OLYMPUS AMERICA, INC. CF-HQ190L |  | TL2201357 | SPECIAL TEST |  |  |  | 10/16/2019 |  |  |  |  | NO | NO |  |  |  |  | OLYMPUS AMERICA, INC. TCFHQ190L/2201357 TL2201357 |  |  | Disposition | TL2201357 |  |  | Equipment | PAAR:00-PVAR | 10/16/2019 | 10/16/2019 | COOPER UNIVERSITY HOSPITAL |  |  | 6TH FLOOR KELEMEN | WOT00000002497099 | AMY HANNAN | Performance Verification | Closed | Kenneth Krips | 10/16/2019 | 10/16/2019 | Performance Verification for OLYMPUS AMERICA, INC. TL2201357 TL2201357 | Initial Install of Performance Verification. Device is ready for patient use. |  |  | 10/16/2019 | 10/16/2019
TCFHQ190L/2200761 |  | OLYMPUS AMERICA, INC. | OLYMPUS AMERICA, INC. CF-HQ190L |  | TL2200761 | SPECIAL TEST |  |  |  | 10/16/2019 |  |  |  |  | NO | NO |  |  |  |  | OLYMPUS AMERICA, INC. TCFHQ190L/2200761 TL2200761 |  |  | Disposition | TL2200761 |  |  | Equipment | PAAR:00-PVAR | 10/16/2019 | 10/16/2019 | COOPER UNIVERSITY HOSPITAL |  |  | 6TH FLOOR KELEMEN | WOT00000002376459 | AMY HANNAN | Performance Verification | Closed | Kenneth Krips | 10/16/2019 | 10/16/2019 | Performance Verification for OLYMPUS AMERICA, INC. TL2200761 TL2200761 | Initial Install of Performance Verification. Device is ready for patient use. |  |  | 10/16/2019 | 10/16/2019
TL2418782 |  | OLYMPUS AMERICA, INC. | OLYMPUS AMERICA, INC. CF-HQ190L |  |  | COOPER DIGESTIVE HEALTH-ENDOSCOPY |  |  |  | 10/16/2019 |  |  |  |  | NO | NO |  |  |  |  | OLYMPUS AMERICA, INC. TL2418782 2418782 |  |  | Disposition |  |  |  | Equipment | PAAR:00-PVAR | 10/16/2019 | 10/16/2019 | COOPER AMBULATORY OFF-SITES |  |  |  | WOT00000001081713 | JEANNE GREER | Performance Verification | Closed | Kenneth Krips | 10/16/2019 | 10/16/2019 | Performance Verification for OLYMPUS AMERICA, INC. TL2418782 2418782 | Initial Install of Performance Verification. Device is ready for patient use. |  |  | 10/16/2019 | 10/16/2019
TL2303490 |  | OLYMPUS AMERICA, INC. | OLYMPUS AMERICA, INC. CF-HQ190L |  |  | SPECIAL TEST |  |  |  | 11/02/2019 |  |  |  |  | NO | NO |  |  |  |  | OLYMPUS AMERICA, INC. TL2303490 2303490 |  |  | Disposition |  | 99:99:99:99:99:99 |  | Equipment | PAAR:00-PVAR | 11/02/2019 | 11/02/2019 | COOPER UNIVERSITY HOSPITAL |  |  |  | 0012661830 | AMY HANNAN | Performance Verification | Closed | Josh Harris | 11/02/2019 | 11/02/2019 | INCOMING INVENTORY | DEVICE INVENTORIED | A3A08362-488F-4137-836A-1CDDE63B8155 | Labor | 11/02/2019 | 11/02/2019 | Josh Harris
TL2201745 |  | OLYMPUS AMERICA, INC. | OLYMPUS AMERICA, INC. CF-HQ190L |  | TL2201745 | SPECIAL TEST |  |  |  | 10/16/2019 |  |  |  |  | NO | NO |  |  |  |  | OLYMPUS AMERICA, INC. TL2201745 TL2201745 |  |  | Disposition |  |  |  | Equipment | PAAR:00-PVAR | 10/16/2019 | 10/16/2019 | COOPER UNIVERSITY HOSPITAL |  |  | 6 KELEMEN | WOT00000002028881 | AMY HANNAN | Performance Verification | Closed | Kenneth Krips | 10/16/2019 | 10/16/2019 | Performance Verification for OLYMPUS AMERICA, INC. TL2201745 TL2201745 | Initial Install of Performance Verification. Device is ready for patient use. |  |  | 10/16/2019 | 10/16/2019
TL2200957 |  | OLYMPUS AMERICA, INC. | OLYMPUS AMERICA, INC. CF-HQ190L |  |  | SPECIAL TEST |  |  |  | 10/16/2019 |  |  |  |  | NO | NO |  |  |  |  | OLYMPUS AMERICA, INC. TL2200957 2200957 |  |  | Disposition |  | 99:99:99:99:99:99 |  | Equipment | PAAR:00-PVAR | 10/16/2019 | 10/16/2019 | COOPER UNIVERSITY HOSPITAL |  |  |  | WOT00000000542731 | AMY HANNAN | Performance Verification | Closed | Kenneth Krips | 10/16/2019 | 10/16/2019 | Performance Verification for OLYMPUS AMERICA, INC. TL2200957 2200957 | Initial Install of Performance Verification. Device is ready for patient use. |  |  | 10/16/2019 | 10/16/2019
TL2200840 |  | OLYMPUS AMERICA, INC. | OLYMPUS AMERICA, INC. CF-HQ190L |  |  | SPECIAL TEST |  |  |  | 10/16/2019 |  |  |  |  | NO | NO |  |  |  |  | OLYMPUS AMERICA, INC. TL2200840 2200840 |  |  | Disposition |  | 99:99:99:99:99:99 |  | Equipment | PAAR:00-PVAR | 10/16/2019 | 10/16/2019 | COOPER UNIVERSITY HOSPITAL |  |  |  | WOT00000001045559 | AMY HANNAN | Performance Verification | Closed | Kenneth Krips | 10/16/2019 | 10/16/2019 | Performance Verification for OLYMPUS AMERICA, INC. TL2200840 2200840 | Initial Install of Performance Verification. Device is ready for patient use. |  |  | 10/16/2019 | 10/16/2019
TL2200551 |  | OLYMPUS AMERICA, INC. | OLYMPUS AMERICA, INC. CF-HQ190L |  |  | SPECIAL TEST |  |  |  | 10/16/2019 |  |  |  |  | NO | NO |  |  |  |  | OLYMPUS AMERICA, INC. TL2200551 2200551 |  |  | Disposition |  | 99:99:99:99:99:99 |  | Equipment | PAAR:00-PVAR | 10/16/2019 | 10/16/2019 | COOPER UNIVERSITY HOSPITAL |  |  |  | 0011428331 | AMY HANNAN | Preventative Maintenance | Closed | Bonnie Aichroth | 10/16/2019 | 10/16/2019 | PERFORMANCE ASSURANCE AT INVENTORY | INVENTORIED DEVICE AND ENSURED DEVICE WAS FUNCTIONING PROPERLY. | 8E572B0A-90A6-4CB9-B9FD-D40C4ACBE5D7 | Labor | 10/16/2019 | 10/16/2019 | Kenneth Krips
TL2200531 |  | OLYMPUS AMERICA, INC. | OLYMPUS AMERICA, INC. CF-HQ190L |  | TL2200531 | SPECIAL TEST |  |  |  | 10/16/2019 |  |  |  |  | NO | NO |  |  |  |  | OLYMPUS AMERICA, INC. TL2200531 TL2200531 |  |  | Disposition |  |  |  | Equipment | PAAR:00-PVAR | 10/16/2019 | 10/16/2019 | COOPER UNIVERSITY HOSPITAL |  |  |  | WOT00000001458159 | AMY HANNAN | Performance Verification | Closed | Kenneth Krips | 10/16/2019 | 10/16/2019 | Performance Verification for OLYMPUS AMERICA, INC. TL2200531 TL2200531 | Initial Install of Performance Verification. Device is ready for patient use. |  |  | 10/16/2019 | 10/16/2019
TL2200375 |  | OLYMPUS AMERICA, INC. | OLYMPUS AMERICA, INC. CF-HQ190L |  |  | SPECIAL TEST |  |  |  | 10/16/2019 |  |  |  |  | NO | NO |  |  |  |  | OLYMPUS AMERICA, INC. TL2200375 2200375 |  |  | Disposition |  | 99:99:99:99:99:99 |  | Equipment | PAAR:00-PVAR | 10/16/2019 | 10/16/2019 | COOPER UNIVERSITY HOSPITAL |  |  |  | 0012526833 | AMY HANNAN | Performance Verification | Closed | Josh Harris | 10/16/2019 | 10/16/2019 | INCOMING INVENTORY | DEVICE INVENTORIED | DF63D2B9-FE5A-431E-8041-D2A50E5D5B47 | Labor | 10/16/2019 | 10/16/2019 | Josh Harris
TL2200223 |  | OLYMPUS AMERICA, INC. | OLYMPUS AMERICA, INC. CF-HQ190L |  |  | SPECIAL TEST |  |  |  | 10/16/2019 |  |  |  |  | NO | NO |  |  |  |  | OLYMPUS AMERICA, INC. TL2200223 2200223 |  |  | Disposition |  | 99:99:99:99:99:99 |  | Equipment | PAAR:00-PVAR | 10/16/2019 | 10/16/2019 | COOPER UNIVERSITY HOSPITAL |  |  |  | WOT00000000548049 | AMY HANNAN | Performance Verification | Closed | Kenneth Krips | 10/16/2019 | 10/16/2019 | CEID Record Completion for OLYMPUS AMERICA, INC. TL2200223 2200223 | LOANER PROVIDED BY OLYMPUS TO STU | EXP0143021 | Labor | 10/16/2019 | 10/16/2019 | Kenneth Krips
CF-Q140AL/2711080 |  | OLYMPUS AMERICA, INC. | OLYMPUS AMERICA, INC. CF-Q140L |  |  | SPECIAL TEST |  |  |  | 11/02/2019 |  |  |  |  | NO | NO |  |  |  |  | OLYMPUS AMERICA, INC. CF-Q140AL/2711080 2711080 |  |  | Disposition |  |  |  | Equipment | PAAR:00-PVAR | 11/02/2019 | 11/02/2019 | COOPER UNIVERSITY HOSPITAL |  |  | GI LAB |  | AMY HANNAN |  |  |  | 11/02/2019 | 11/02/2019 |  |  |  |  | 11/02/2019 | 11/02/2019
T2111900 |  | OLYMPUS AMERICA, INC. | OLYMPUS AMERICA, INC. CF-Q160AL |  |  | OR - KELEMEN 3 |  |  |  | 11/02/2019 |  |  |  |  | NO | NO |  |  |  |  | OLYMPUS AMERICA, INC. T2111900 2111900 |  |  | Disposition |  |  |  | Equipment | PAAR:00-PVAR | 11/02/2019 | 11/02/2019 | COOPER UNIVERSITY HOSPITAL |  |  | BIOMED LOANER |  | DOMINIC VENDETTA |  |  |  | 11/02/2019 | 11/02/2019 |  |  |  |  | 11/02/2019 | 11/02/2019
CF-Q160AL/2416318 |  | OLYMPUS AMERICA, INC. | OLYMPUS AMERICA, INC. CF-Q160AL |  |  | SPECIAL TEST |  |  |  | 11/02/2019 |  |  |  |  | NO | NO |  |  |  |  | OLYMPUS AMERICA, INC. CF-Q160AL/2416318 2416318 |  |  | Active |  | 99:99:99:99:99:99 |  | Equipment | PAAR:00-PVAR | 11/02/2019 | 11/02/2019 | COOPER UNIVERSITY HOSPITAL |  |  | SPD | WOT00000000513731 | AMY HANNAN | Disposition | Closed | Kenneth Krips | 11/02/2019 | 11/02/2019 | Bulk Disposition CNL |  |  |  | 11/02/2019 | 11/02/2019
CF-Q160AL/2416230 |  | OLYMPUS AMERICA, INC. | OLYMPUS AMERICA, INC. CF-Q160AL |  |  | SPECIAL TEST |  |  |  | 11/02/2019 |  |  |  |  | NO | NO |  |  |  |  | OLYMPUS AMERICA, INC. CF-Q160AL/2416230 2416230 |  |  | Disposition |  | 99:99:99:99:99:99 |  | Equipment | PAAR:00-PVAR | 11/02/2019 | 11/02/2019 | COOPER UNIVERSITY HOSPITAL |  |  | SPD |  | AMY HANNAN |  |  |  | 11/02/2019 | 11/02/2019 |  |  |  |  | 11/02/2019 | 11/02/2019
CF-Q160AL/2314537 |  | OLYMPUS AMERICA, INC. | OLYMPUS AMERICA, INC. CF-Q160AL |  |  | SPECIAL TEST |  |  |  | 11/02/2019 |  |  |  |  | NO | NO |  |  |  |  | OLYMPUS AMERICA, INC. CF-Q160AL/2314537 2314537 |  |  | Active |  | 99:99:99:99:99:99 |  | Equipment | PAAR:00-PVAR | 11/02/2019 | 11/02/2019 | COOPER UNIVERSITY HOSPITAL |  |  | SPD |  | AMY HANNAN |  |  |  | 11/02/2019 | 11/02/2019 |  |  |  |  | 11/02/2019 | 11/02/2019
CF-Q160AL/2314526 |  | OLYMPUS AMERICA, INC. | OLYMPUS AMERICA, INC. CF-Q160AL |  |  | SPECIAL TEST |  |  |  | 11/02/2019 |  |  |  |  | NO | NO |  |  |  |  | OLYMPUS AMERICA, INC. CF-Q160AL/2314526 2314526 |  |  | Disposition |  |  |  | Equipment | PAAR:00-PVAR | 11/02/2019 | 11/02/2019 | COOPER UNIVERSITY HOSPITAL |  |  | SPD |  | AMY HANNAN |  |  |  | 11/02/2019 | 11/02/2019 |  |  |  |  | 11/02/2019 | 11/02/2019
CF-Q160AL/2213018 |  | OLYMPUS AMERICA, INC. | OLYMPUS AMERICA, INC. CF-Q160AL |  |  | VOORHEES SURGERY CENTER-OPERATING ROOM |  |  |  | 11/02/2019 |  |  |  |  | NO | NO |  |  |  |  | OLYMPUS AMERICA, INC. CF-Q160AL/2213018 2213018 |  |  | Active |  | 99:99:99:99:99:99 |  | Equipment | PAAR:00-PVAR | 11/02/2019 | 11/02/2019 | COOPER AMBULATORY OFF-SITES |  |  | SUITE E | 0012587733 | JENNIFER BOMBARO | Repair | Closed | Kenneth Krips | 11/02/2019 | 11/02/2019 | COLONOSCOPE - FAILED LEAK TEST - TMX | 12/27/2017 3:09:43 PM KMKRIPS REPAIRS: ANGULATION ADJUSTED W/STOPPERS-AIR/WATER BOTTLE PORT RESEALED @ LIGHT CONNECTOR GUIDE-AIR/WATER INLET RE-ALIGNED-BENDING RUBBER REPLACED-C-COVER REPLACED-C-COVER REPLACED-COLOSCOPE INSERTION TUBE REPLACED. COST: $2259.47 SENT MARGARET LIQUORI AND JASON PIEARTARIEN A COPY OF THE REPAIR ESTIMATE FOR APPROVAL. WAITING ON RESPONSE BEFORE PROCEEDING WITH REPAIR. 1/4/2018 7:15:13 AM KMKRIPS P. D'ANDREA APPROVED - PO REQUESTED 1/5/2018 8:14:26 AM KMKRIPS PURCHASE ORDER #: TMX1113953 1/18/2018 2:00:30 PM KMKRIPS THIS SCOPE HAS BEEN RETURNED BACK FROM IMS AND SENT BACK TO MARGARET LIQUORI. | 92A8DFCA-127A-48C3-B528-BDEB5EF9F1B2 | VS | 11/02/2019 | 11/02/2019 | Kenneth Krips
CF-Q160AL/2111937 |  | OLYMPUS AMERICA, INC. | OLYMPUS AMERICA, INC. CF-Q160AL |  |  | VOORHEES SURGERY CENTER-OPERATING ROOM |  |  |  | 11/01/2019 |  |  |  |  | NO | NO |  |  |  |  | OLYMPUS AMERICA, INC. CF-Q160AL/2111937 2111937 |  |  | Active |  | 99:99:99:99:99:99 |  | Equipment | PAAR:00-PVAR | 11/01/2019 | 11/01/2019 | COOPER AMBULATORY OFF-SITES |  |  | SUITE E |  | JENNIFER BOMBARO |  |  |  | 11/01/2019 | 11/01/2019 |  |  |  |  | 11/01/2019 | 11/01/2019
TL2399365 |  | OLYMPUS AMERICA, INC. | OLYMPUS AMERICA, INC. CF-Q160AL |  | TL2399365* | SPECIAL TEST |  |  |  | 10/16/2019 |  |  |  |  | NO | NO |  |  |  |  | OLYMPUS AMERICA, INC. TL2399365 TL2399365* |  |  | Disposition |  | 99:99:99:99:99:99 |  | Equipment | PAAR:00-PVAR | 10/16/2019 | 10/16/2019 | COOPER UNIVERSITY HOSPITAL |  |  |  |  | AMY HANNAN |  |  |  | 10/16/2019 | 10/16/2019 |  |  |  |  | 10/16/2019 | 10/16/2019
TL2213614 |  | OLYMPUS AMERICA, INC. | OLYMPUS AMERICA, INC. CF-Q160AL |  |  | SHORT PROCEDURE UNIT |  |  |  | 10/16/2019 |  |  |  |  | NO | NO |  |  |  |  | OLYMPUS AMERICA, INC. TL2213614 2213614 |  |  | Disposition |  | 99:99:99:99:99:99 |  | Equipment | PAAR:00-PVAR | 10/16/2019 | 10/16/2019 | COOPER UNIVERSITY HOSPITAL |  |  |  | 0012738025 | Lisa Geoghegan | Performance Verification | Closed | Josh Harris | 10/16/2019 | 10/16/2019 | INCOMING INVENTORY | DEVICE INVENTORIED | 053CD149-0D3C-4C93-9F81-6BE544474892 | Labor | 10/16/2019 | 10/16/2019 | Josh Harris
TL2213528 |  | OLYMPUS AMERICA, INC. | OLYMPUS AMERICA, INC. CF-Q160AL |  |  | SPECIAL TEST |  |  |  | 10/16/2019 |  |  |  |  | NO | NO |  |  |  |  | OLYMPUS AMERICA, INC. TL2213528 2213528 |  |  | Disposition |  | 99:99:99:99:99:99 |  | Equipment | PAAR:00-PVAR | 10/16/2019 | 10/16/2019 | COOPER UNIVERSITY HOSPITAL |  |  |  | WOT00000000658393 | AMY HANNAN | Performance Verification | Closed | Kenneth Krips | 10/16/2019 | 10/16/2019 | Performance Verification for OLYMPUS AMERICA, INC. TL2213528 2213528 | Initial Install of Performance Verification. Device is ready for patient use. |  |  | 10/16/2019 | 10/16/2019
TL2212921 |  | OLYMPUS AMERICA, INC. | OLYMPUS AMERICA, INC. CF-Q160AL |  |  | OR - KELEMEN 3 |  |  |  | 10/31/2019 |  |  |  |  | NO | NO |  |  |  |  | OLYMPUS AMERICA, INC. TL2212921 2212921 |  |  | Temporary |  | 99:99:99:99:99:99 |  | Equipment | PAAR:00-PVAR | 10/31/2019 | 10/31/2019 | COOPER UNIVERSITY HOSPITAL |  |  |  | 0011438520 | DOMINIC VENDETTA | Performance Verification | Closed | Bonnie Aichroth | 10/31/2019 | 10/31/2019 | INCOMING INVENTORY | DEVICE INVENTORIED | 70971B7E-4A6C-4953-861F-8ABF6F96C3B5 | Labor | 10/31/2019 | 10/31/2019 | Bonnie Aichroth
|  | OLYMPUS AMERICA, INC. | OLYMPUS AMERICA, INC. CF-Q180AL |  |  | SPECIAL TEST |  |  |  | 10/16/2019 |  |  |  |  | NO | NO |  |  |  |  | OLYMPUS AMERICA, INC. 2807080 2807080 |  |  | Disposition |  | 99:99:99:99:99:99 |  | Equipment | PAAR:00-PVAR | 10/16/2019 | 10/16/2019 | COOPER UNIVERSITY HOSPITAL |  |  |  |  | AMY HANNAN |  |  |  | 10/16/2019 | 10/16/2019 |  |  |  |  | 10/16/2019 | 10/16/2019
TCFQ180AL/2704385 |  | OLYMPUS AMERICA, INC. | OLYMPUS AMERICA, INC. CF-Q180AL |  |  | CENTRAL STERILE PROCESSING |  |  |  | 10/16/2019 |  |  |  |  | NO | NO |  |  |  |  | OLYMPUS AMERICA, INC. TCFQ180AL/2704385 2704385 |  |  | Disposition |  |  |  | Equipment | PAAR:00-PVAR | 10/16/2019 | 10/16/2019 | COOPER UNIVERSITY HOSPITAL |  |  | BASEMENT | WOT00000002736682 | GINA GAROZZO | Performance Verification | Closed | Kenneth Krips | 10/16/2019 | 10/16/2019 | Performance Verification for OLYMPUS AMERICA, INC. TCFQ180AL/2704385 2704385 | Initial Install of Performance Verification. Device is ready for patient use. |  |  | 10/16/2019 | 10/16/2019
T2134874 |  | OLYMPUS AMERICA, INC. | OLYMPUS AMERICA, INC. CF-Q180AL |  | 2134874* | SPECIAL TEST |  |  |  | 10/16/2019 |  |  |  |  | NO | NO |  |  |  |  | OLYMPUS AMERICA, INC. T2134874 2134874* |  |  | Disposition |  |  |  | Equipment | PAAR:00-PVAR | 10/16/2019 | 10/16/2019 | COOPER UNIVERSITY HOSPITAL |  |  |  |  | AMY HANNAN |  |  |  | 10/16/2019 | 10/16/2019 |  |  |  |  | 10/16/2019 | 10/16/2019
CF-Q180AL/2807209 |  | OLYMPUS AMERICA, INC. | OLYMPUS AMERICA, INC. CF-Q180AL |  |  | OR - KELEMEN 3 |  |  |  | 11/02/2019 |  |  |  |  | NO | NO |  |  |  |  | OLYMPUS AMERICA, INC. CF-Q180AL/2807209 2807209 |  |  | Disposition |  |  |  | Equipment | PAAR:00-PVAR | 11/02/2019 | 11/02/2019 | COOPER UNIVERSITY HOSPITAL |  |  | OPERATING ROOM |  | DOMINIC VENDETTA |  |  |  | 11/02/2019 | 11/02/2019 |  |  |  |  | 11/02/2019 | 11/02/2019
CF-Q180AL/2501051 |  | OLYMPUS AMERICA, INC. | OLYMPUS AMERICA, INC. CF-Q180AL |  |  | SPECIAL TEST |  |  |  | 11/01/2019 |  |  |  |  | NO | NO |  |  |  |  | OLYMPUS AMERICA, INC. CF-Q180AL/2501051 2501051 |  |  | Active |  | 99:99:99:99:99:99 |  | Equipment | PAAR:00-PVAR | 11/01/2019 | 11/01/2019 | COOPER UNIVERSITY HOSPITAL |  |  | SPD |  | AMY HANNAN |  |  |  | 11/01/2019 | 11/01/2019 |  |  |  |  | 11/01/2019 | 11/01/2019
CF-Q180AL/2501059 |  | OLYMPUS AMERICA, INC. | OLYMPUS AMERICA, INC. CF-Q180AL |  |  | SPECIAL TEST |  |  |  | 11/02/2019 |  |  |  |  | NO | NO |  |  |  |  | OLYMPUS AMERICA, INC. CF-Q180AL/2501059 2501059 |  |  | Disposition |  |  |  | Equipment | PAAR:00-PVAR | 11/02/2019 | 11/02/2019 | COOPER UNIVERSITY HOSPITAL |  |  | SPD |  | AMY HANNAN |  |  |  | 11/02/2019 | 11/02/2019 |  |  |  |  | 11/02/2019 | 11/02/2019
CF-Q180AL/2501060 |  | OLYMPUS AMERICA, INC. | OLYMPUS AMERICA, INC. CF-Q180AL |  |  | SPECIAL TEST |  |  |  | 11/01/2019 |  |  |  |  | NO | NO |  |  |  |  | OLYMPUS AMERICA, INC. CF-Q180AL/2501060 2501060 |  |  | Disposition |  |  |  | Equipment | PAAR:00-PVAR | 11/01/2019 | 11/01/2019 | COOPER UNIVERSITY HOSPITAL |  |  | SPD |  | AMY HANNAN |  |  |  | 11/01/2019 | 11/01/2019 |  |  |  |  | 11/01/2019 | 11/01/2019
CF-Q180AL/2602190 |  | OLYMPUS AMERICA, INC. | OLYMPUS AMERICA, INC. CF-Q180AL |  |  | VOORHEES SURGERY CENTER-OPERATING ROOM |  |  |  | 11/01/2019 |  |  |  |  | NO | NO |  |  |  |  | OLYMPUS AMERICA, INC. CF-Q180AL/2602190 2602190 |  |  | Disposition |  |  |  | Equipment | PAAR:00-PVAR | 11/01/2019 | 11/01/2019 | COOPER AMBULATORY OFF-SITES |  |  | SUITE E |  | JENNIFER BOMBARO |  |  |  | 11/01/2019 | 11/01/2019 |  |  |  |  | 11/01/2019 | 11/01/2019
CF-Q180AL/2704428 |  | OLYMPUS AMERICA, INC. | OLYMPUS AMERICA, INC. CF-Q180AL |  |  | SPECIAL TEST |  |  |  | 11/02/2019 |  |  |  |  | NO | NO |  |  |  |  | OLYMPUS AMERICA, INC. CF-Q180AL/2704428 2704428 |  |  | Disposition |  |  |  | Equipment | PAAR:00-PVAR | 11/02/2019 | 11/02/2019 | COOPER UNIVERSITY HOSPITAL |  |  | SPECIAL TEST |  | AMY HANNAN |  |  |  | 11/02/2019 | 11/02/2019 |  |  |  |  | 11/02/2019 | 11/02/2019
CF-Q180AL/2501607 |  | OLYMPUS AMERICA, INC. | OLYMPUS AMERICA, INC. CF-Q180AL |  |  | SPECIAL TEST |  |  |  | 11/02/2019 |  |  |  |  | NO | NO |  |  |  |  | OLYMPUS AMERICA, INC. CF-Q180AL/2501607 2501607 |  |  | Disposition |  |  |  | Equipment | PAAR:00-PVAR | 11/02/2019 | 11/02/2019 | COOPER UNIVERSITY HOSPITAL |  |  | SPD |  | AMY HANNAN |  |  |  | 11/02/2019 | 11/02/2019 |  |  |  |  | 11/02/2019 | 11/02/2019
CF-Q180AL/2501338 |  | OLYMPUS AMERICA, INC. | OLYMPUS AMERICA, INC. CF-Q180AL |  |  | SPD |  |  |  | 11/02/2019 |  |  |  |  | NO | NO |  |  |  |  | OLYMPUS AMERICA, INC. CF-Q180AL/2501338 2501338 |  |  | Disposition |  |  |  | Equipment | PAAR:00-PVAR | 11/02/2019 | 11/02/2019 | COOPER UNIVERSITY HOSPITAL |  |  | SPD |  | David Frye |  |  |  | 11/02/2019 | 11/02/2019 |  |  |  |  | 11/02/2019 | 11/02/2019
CF-Q180AL/2501337 |  | OLYMPUS AMERICA, INC. | OLYMPUS AMERICA, INC. CF-Q180AL |  |  | SPD |  |  |  | 11/01/2019 |  |  |  |  | NO | NO |  |  |  |  | OLYMPUS AMERICA, INC. CF-Q180AL/2501337 2501337 |  |  | Disposition |  |  |  | Equipment | PAAR:00-PVAR | 11/01/2019 | 11/01/2019 | COOPER UNIVERSITY HOSPITAL |  |  | SPD |  | David Frye |  |  |  | 11/01/2019 | 11/01/2019 |  |  |  |  | 11/01/2019 | 11/01/2019
CF-Q180AL/2501067 |  | OLYMPUS AMERICA, INC. | OLYMPUS AMERICA, INC. CF-Q180AL |  |  | SPECIAL TEST |  |  |  | 11/02/2019 |  |  |  |  | NO | NO |  |  |  |  | OLYMPUS AMERICA, INC. CF-Q180AL/2501067 2501067 |  |  | Disposition |  |  |  | Equipment | PAAR:00-PVAR | 11/02/2019 | 11/02/2019 | COOPER UNIVERSITY HOSPITAL |  |  | 6K |  | AMY HANNAN |  |  |  | 11/02/2019 | 11/02/2019 |  |  |  |  | 11/02/2019 | 11/02/2019
TL2907946 |  | OLYMPUS AMERICA, INC. | OLYMPUS AMERICA, INC. CF-Q180AL |  | TL2907946 | OR - KELEMEN 3 |  |  |  | 10/31/2019 |  |  |  |  | NO | NO |  |  |  |  | OLYMPUS AMERICA, INC. TL2907946 TL2907946 |  |  | Temporary |  |  |  | Equipment | PAAR:00-PVAR | 10/31/2019 | 10/31/2019 | COOPER UNIVERSITY HOSPITAL |  |  |  | WOT00000001732830 | DOMINIC VENDETTA | Performance Verification | Closed | Kenneth Krips | 10/31/2019 | 10/31/2019 | Performance Verification for OLYMPUS AMERICA, INC. TL2907946 TL2907946 | Initial Install of Performance Verification. Device is ready for patient use. |  |  | 10/31/2019 | 10/31/2019
TL2704555 |  | OLYMPUS AMERICA, INC. | OLYMPUS AMERICA, INC. CF-Q180AL |  | TL2704555 | COOPER DIGESTIVE HEALTH-ENDOSCOPY |  |  |  | 10/16/2019 |  |  |  |  | NO | NO |  |  |  |  | OLYMPUS AMERICA, INC. TL2704555 TL2704555 |  |  | Disposition |  |  |  | Equipment | PAAR:00-PVAR | 10/16/2019 | 10/16/2019 | COOPER AMBULATORY OFF-SITES |  |  |  | WOT00000001605656 | JEANNE GREER | Performance Verification | Closed | Kenneth Krips | 10/16/2019 | 10/16/2019 | Performance Verification for OLYMPUS AMERICA, INC. TL2704555 TL2704555 | Initial Install of Performance Verification. Device is ready for patient use. |  |  | 10/16/2019 | 10/16/2019
TL2603998 |  | OLYMPUS AMERICA, INC. | OLYMPUS AMERICA, INC. CF-Q180AL |  |  | SPECIAL TEST |  |  |  | 10/16/2019 |  |  |  |  | NO | NO |  |  |  |  | OLYMPUS AMERICA, INC. TL2603998 2603998 |  |  | Disposition |  | 99:99:99:99:99:99 |  | Equipment | PAAR:00-PVAR | 10/16/2019 | 10/16/2019 | COOPER UNIVERSITY HOSPITAL |  |  | SPECIAL TEST | 0012586249 | AMY HANNAN | Preventative Maintenance | Closed | Josh Harris | 10/16/2019 | 10/16/2019 | PERFORMANCE ASSURANCE AT INVENTORY | INVENTORIED DEVICE AND ENSURED DEVICE WAS FUNCTIONING PROPERLY. | 1E33DE70-1B23-442D-A21C-EBC3DBCE1732 | Labor | 10/16/2019 | 10/16/2019 | Kenneth Krips
|  | OLYMPUS AMERICA, INC. | OLYMPUS AMERICA, INC. CH-30 |  | 8S2697 | VOORHEES SURGERY CENTER-HEM/ONC |  |  |  | 01/01/1900 |  |  |  |  | NO | NO |  |  |  |  | OLYMPUS AMERICA, INC. 10344773 8S2697 |  |  | Disposition |  |  |  | Equipment | 1Y:00-MFG | 04/27/2016 | 04/01/2020 | COOPER AMBULATORY OFF-SITES |  |  | SUITE M LAB |  | MEGAN MCCAFFERTY
|  | OLYMPUS AMERICA, INC. | OLYMPUS AMERICA, INC. CH-S190-08-LB |  |  | OR - KELEMEN 3 |  |  | excluded | 10/31/2019 |  |  |  |  | NO | NO |  |  |  |  | OLYMPUS AMERICA, INC. 7806620 7806620 |  |  | Active |  | 99:99:99:99:99:99 |  | Equipment | PAAR:00-PVAR | 10/31/2019 | 10/31/2019 | COOPER UNIVERSITY HOSPITAL |  |  |  | WOT00000001164296 | DOMINIC VENDETTA | Performance Verification | Closed | Kenneth Krips | 10/31/2019 | 10/31/2019 | Performance Verification for OLYMPUS AMERICA, INC. 7806620 7806620 | Initial Install of Performance Verification. Device is ready for patient use. |  |  | 10/31/2019 | 10/31/2019
|  | OLYMPUS AMERICA, INC. | OLYMPUS AMERICA, INC. CH-S190-08-LB |  |  | SAME DAY OR-2ND FL PAVILION |  |  | excluded | 10/31/2019 |  |  |  |  | NO | NO |  |  |  |  | OLYMPUS AMERICA, INC. 7706003 7706003 |  |  | Active |  | 99:99:99:99:99:99 |  | Equipment | PAAR:00-PVAR | 10/31/2019 | 10/31/2019 | COOPER UNIVERSITY HOSPITAL |  |  |  | WOT00000000553393 | JOE DRUCTOR | Performance Verification | Closed |  | 10/31/2019 | 10/31/2019 | Performance Verification for OLYMPUS AMERICA, INC. 7706003 7706003 | Initial Install of Performance Verification. Device is ready for patient use. |  |  | 10/31/2019 | 10/31/2019
|  | OLYMPUS AMERICA, INC. | OLYMPUS AMERICA, INC. CH-S190-08-LB |  |  | SAME DAY OR-2ND FL PAVILION |  |  | excluded | 10/31/2019 |  |  |  |  | NO | NO |  |  |  |  | OLYMPUS AMERICA, INC. 7706002 7706002 |  |  | Active |  | 99:99:99:99:99:99 |  | Equipment | PAAR:00-PVAR | 10/31/2019 | 10/31/2019 | COOPER UNIVERSITY HOSPITAL |  |  |  | WOT00000000553954 | JOE DRUCTOR | Performance Verification | Closed | Kenneth Krips | 10/31/2019 | 10/31/2019 | Performance Verification for OLYMPUS AMERICA, INC. 7706002 7706002 | Initial Install of Performance Verification. Device is ready for patient use. |  |  | 10/31/2019 | 10/31/2019
|  | OLYMPUS AMERICA, INC. | OLYMPUS AMERICA, INC. CH-S190-08-LB |  |  | SAME DAY OR-2ND FL PAVILION |  |  | excluded | 10/31/2019 |  |  |  |  | NO | NO |  |  |  |  | OLYMPUS AMERICA, INC. 7706000 7706000 |  |  | Active |  | 99:99:99:99:99:99 |  | Equipment | PAAR:00-PVAR | 10/31/2019 | 10/31/2019 | COOPER UNIVERSITY HOSPITAL |  |  |  | WOT00000000553832 | JOE DRUCTOR | Performance Verification | Closed | Kenneth Krips | 10/31/2019 | 10/31/2019 | Performance Verification for OLYMPUS AMERICA, INC. 7706000 7706000 | Initial Install of Performance Verification. Device is ready for patient use. |  |  | 10/31/2019 | 10/31/2019
|  | OLYMPUS AMERICA, INC. | OLYMPUS AMERICA, INC. CH-S190-08-LB |  |  | SAME DAY OR-2ND FL PAVILION |  |  | excluded | 10/31/2019 |  |  |  |  | NO | NO |  |  |  |  | OLYMPUS AMERICA, INC. 7705997 7705997 |  |  | Active |  | 99:99:99:99:99:99 |  | Equipment | PAAR:00-PVAR | 10/31/2019 | 10/31/2019 | COOPER UNIVERSITY HOSPITAL |  |  |  | WOT00000000553502 | JOE DRUCTOR | Performance Verification | Closed | Kenneth Krips | 10/31/2019 | 10/31/2019 | Performance Verification for OLYMPUS AMERICA, INC. 7705997 7705997 | Initial Install of Performance Verification. Device is ready for patient use. |  |  | 10/31/2019 | 10/31/2019
|  | OLYMPUS AMERICA, INC. | OLYMPUS AMERICA, INC. CH-S190-08-LB |  |  | SAME DAY OR-2ND FL PAVILION |  |  | excluded | 10/31/2019 |  |  |  |  | NO | NO |  |  |  |  | OLYMPUS AMERICA, INC. 7705990 7705990 |  |  | Active |  | 99:99:99:99:99:99 |  | Equipment | PAAR:00-PVAR | 10/31/2019 | 10/31/2019 | COOPER UNIVERSITY HOSPITAL |  |  |  | WOT00000000553781 | JOE DRUCTOR | Performance Verification | Closed | Kenneth Krips | 10/31/2019 | 10/31/2019 | Performance Verification for OLYMPUS AMERICA, INC. 7705990 7705990 | Initial Install of Performance Verification. Device is ready for patient use. |  |  | 10/31/2019 | 10/31/2019
|  | OLYMPUS AMERICA, INC. | OLYMPUS AMERICA, INC. CH-S190-08-LB |  |  | SAME DAY OR-2ND FL PAVILION |  |  | excluded | 10/31/2019 |  |  |  |  | NO | NO |  |  |  |  | OLYMPUS AMERICA, INC. 7705931 7705931 |  |  | Active |  | 99:99:99:99:99:99 |  | Equipment | PAAR:00-PVAR | 10/31/2019 | 10/31/2019 | COOPER UNIVERSITY HOSPITAL |  |  |  | WOT00000000553364 | JOE DRUCTOR | Performance Verification | Closed | Kenneth Krips | 10/31/2019 | 10/31/2019 | Performance Verification for OLYMPUS AMERICA, INC. 7705931 7705931 | Initial Install of Performance Verification. Device is ready for patient use. |  |  | 10/31/2019 | 10/31/2019
|  | OLYMPUS AMERICA, INC. | OLYMPUS AMERICA, INC. CH-S190-08-LB |  |  | SAME DAY OR-2ND FL PAVILION |  |  | excluded | 10/31/2019 |  |  |  |  | NO | NO |  |  |  |  | OLYMPUS AMERICA, INC. 7705814 7705814 |  |  | Active |  | 99:99:99:99:99:99 |  | Equipment | PAAR:00-PVAR | 10/31/2019 | 10/31/2019 | COOPER UNIVERSITY HOSPITAL |  |  |  | WOT00000000553718 | JOE DRUCTOR | Performance Verification | Closed | Kenneth Krips | 10/31/2019 | 10/31/2019 | Performance Verification for OLYMPUS AMERICA, INC. 7705814 7705814 | Initial Install of Performance Verification. Device is ready for patient use. |  |  | 10/31/2019 | 10/31/2019
|  | OLYMPUS AMERICA, INC. | OLYMPUS AMERICA, INC. CH-S190-08-LB |  |  | SAME DAY OR-2ND FL PAVILION |  |  | excluded | 10/31/2019 |  |  |  |  | NO | NO |  |  |  |  | OLYMPUS AMERICA, INC. 7705812 7705812 |  |  | Active |  | 99:99:99:99:99:99 |  | Equipment | PAAR:00-PVAR | 10/31/2019 | 10/31/2019 | COOPER UNIVERSITY HOSPITAL |  |  |  | WOT00000000552767 | JOE DRUCTOR | Performance Verification | Closed | Kenneth Krips | 10/31/2019 | 10/31/2019 | CEID Record Completion for OLYMPUS AMERICA, INC. 7705812 7705812 | NEW CAMERA HEAD INVENTORIED FOR THE NEW SAME DAY O.R. | EXP0144361 | Labor | 10/31/2019 | 10/31/2019 | Kenneth Krips
|  | OLYMPUS AMERICA, INC. | OLYMPUS AMERICA, INC. CH-S190-08-LB |  |  | CENTRAL STERILE PROCESSING |  |  | excluded | 10/31/2019 |  |  |  |  | NO | NO |  |  |  |  | OLYMPUS AMERICA, INC. 7603696 7603696 |  |  | Active |  |  |  | Equipment | PAAR:00-PVAR | 10/31/2019 | 10/31/2019 | COOPER UNIVERSITY HOSPITAL |  |  | BASEMENT | WOT00000002258185 | GINA GAROZZO | Performance Verification | Closed | Kenneth Krips | 10/31/2019 | 10/31/2019 | CEID Record Completion for OLYMPUS AMERICA, INC. 7603696 7603696 | SCOPE INVENTORIED FOR CSP/O.R. | EXP2363411 | Labor | 10/31/2019 | 10/31/2019 | Kenneth Krips
|  | OLYMPUS AMERICA, INC. | OLYMPUS AMERICA, INC. CH-S190-XZ-E |  | 7808690* | CENTRAL STERILE PROCESSING |  |  |  | 10/16/2019 |  |  |  |  | NO | NO |  |  |  |  | OLYMPUS AMERICA, INC. 7808690 7808690* |  |  | Disposition |  |  |  | Equipment | PAAR:00-PVAR | 10/16/2019 | 10/16/2019 | COOPER UNIVERSITY HOSPITAL |  |  |  | WOT00000000501313 | GINA GAROZZO | Performance Verification | Closed | Kenneth Krips | 10/16/2019 | 10/16/2019 | Performance Verification for OLYMPUS AMERICA, INC. 7808690 7808690 | Initial Install of Performance Verification. Device is ready for patient use. |  |  | 10/16/2019 | 10/16/2019
|  | OLYMPUS AMERICA, INC. | OLYMPUS AMERICA, INC. CH-S190-XZ-E |  |  | SAME DAY OR-2ND FL PAVILION |  |  | excluded | 10/31/2019 |  |  |  |  | NO | NO |  |  |  |  | OLYMPUS AMERICA, INC. 7808735 7808735 |  |  | Active |  | 99:99:99:99:99:99 |  | Equipment | PAAR:00-PVAR | 10/31/2019 | 10/31/2019 | COOPER UNIVERSITY HOSPITAL |  |  |  | WOT00000000552025 | JOE DRUCTOR | Performance Verification | Closed | Kenneth Krips | 10/31/2019 | 10/31/2019 | CEID Record Completion for OLYMPUS AMERICA, INC. 7808735 7808735 | NEW CAMERA HEAD INVENTORIED FOR NEW SAME DAY O.R. | EXP0143148 | Labor | 10/31/2019 | 10/31/2019 | Kenneth Krips
|  | OLYMPUS AMERICA, INC. | OLYMPUS AMERICA, INC. CH-S190-XZ-E |  |  | SAME DAY OR-2ND FL PAVILION |  |  | excluded | 10/31/2019 |  |  |  |  | NO | NO |  |  |  |  | OLYMPUS AMERICA, INC. 7808739 7808739 |  |  | Active |  | 99:99:99:99:99:99 |  | Equipment | PAAR:00-PVAR | 10/31/2019 | 10/31/2019 | COOPER UNIVERSITY HOSPITAL |  |  |  | WOT00000000552090 | JOE DRUCTOR | Performance Verification | Closed | Kenneth Krips | 10/31/2019 | 10/31/2019 | Performance Verification for OLYMPUS AMERICA, INC. 7808739 7808739 | Initial Install of Performance Verification. Device is ready for patient use. |  |  | 10/31/2019 | 10/31/2019
|  | OLYMPUS AMERICA, INC. | OLYMPUS AMERICA, INC. CH-S190-XZ-E |  |  | SAME DAY OR-2ND FL PAVILION |  |  | excluded | 10/31/2019 |  |  |  |  | NO | NO |  |  |  |  | OLYMPUS AMERICA, INC. 7808738 7808738 |  |  | Active |  | 99:99:99:99:99:99 |  | Equipment | PAAR:00-PVAR | 10/31/2019 | 10/31/2019 | COOPER UNIVERSITY HOSPITAL |  |  |  | WOT00000000552654 | JOE DRUCTOR | Performance Verification | Closed | Kenneth Krips | 10/31/2019 | 10/31/2019 | Performance Verification for OLYMPUS AMERICA, INC. 7808738 7808738 | Initial Install of Performance Verification. Device is ready for patient use. |  |  | 10/31/2019 | 10/31/2019
|  | OLYMPUS AMERICA, INC. | OLYMPUS AMERICA, INC. CH-S190-XZ-E |  | 7808683* | CENTRAL STERILE PROCESSING |  |  |  | 10/16/2019 |  |  |  |  | NO | NO |  |  |  |  | OLYMPUS AMERICA, INC. 7808683 7808683* |  |  | Disposition |  | 99:99:99:99:99:99 |  | Equipment | PAAR:00-PVAR | 10/16/2019 | 10/16/2019 | COOPER UNIVERSITY HOSPITAL |  |  |  | WOT00000000501427 | GINA GAROZZO | Performance Verification | Closed | Kenneth Krips | 10/16/2019 | 10/16/2019 | CEID Record Completion for OLYMPUS AMERICA, INC. 7808683 7808683 | NEW DEVICE INVENTORIED | EXP0113149 | Labor | 10/16/2019 | 10/16/2019 | Kenneth Krips
|  | OLYMPUS AMERICA, INC. | OLYMPUS AMERICA, INC. CH-S190-XZ-E |  |  | OPERATING ROOM - PAVILION |  |  | excluded | 10/31/2019 |  |  |  |  | NO | NO |  |  |  |  | OLYMPUS AMERICA, INC. 7607469 7607469 |  |  | Active |  | 99:99:99:99:99:99 |  | Equipment | PAAR:00-PVAR | 10/31/2019 | 10/31/2019 | COOPER UNIVERSITY HOSPITAL |  |  |  | 0011435120 | DOMINIC VENDETTA | Preventative Maintenance | Closed | Bonnie Aichroth | 10/31/2019 | 10/31/2019 | PERFORMANCE ASSURANCE AT INVENTORY | INVENTORIED DEVICE AND ENSURED DEVICE WAS FUNCTIONING PROPERLY. | 7CEF8166-7D17-4810-B90F-9791CFCB1F7F | Labor | 10/31/2019 | 10/31/2019 | Kenneth Krips
|  | OLYMPUS AMERICA, INC. | OLYMPUS AMERICA, INC. CH-S190-XZ-E |  |  | OR - KELEMEN 3 |  |  | excluded | 10/31/2019 |  |  |  |  | NO | NO |  |  |  |  | OLYMPUS AMERICA, INC. 7404760 7404760 |  |  | Active |  | 99:99:99:99:99:99 |  | Equipment | PAAR:00-PVAR | 10/31/2019 | 10/31/2019 | COOPER UNIVERSITY HOSPITAL |  |  |  |  | DOMINIC VENDETTA |  |  |  | 10/31/2019 | 10/31/2019 |  |  |  |  | 10/31/2019 | 10/31/2019
|  | OLYMPUS AMERICA, INC. | OLYMPUS AMERICA, INC. CH-S190-XZ-E |  |  | SPD |  |  | excluded | 10/31/2019 |  |  |  |  | NO | NO |  |  |  |  | OLYMPUS AMERICA, INC. 7404758 7404758 |  |  | Active |  | 99:99:99:99:99:99 |  | Equipment | PAAR:00-PVAR | 10/31/2019 | 10/31/2019 | COOPER UNIVERSITY HOSPITAL |  |  |  |  | David Frye |  |  |  | 10/31/2019 | 10/31/2019 |  |  |  |  | 10/31/2019 | 10/31/2019
|  | OLYMPUS AMERICA, INC. | OLYMPUS AMERICA, INC. CH-S190-XZ-E |  |  | OR - KELEMEN 3 |  |  | excluded | 10/31/2019 |  |  |  |  | NO | NO |  |  |  |  | OLYMPUS AMERICA, INC. 7404759 7404759 |  |  | Active |  | 99:99:99:99:99:99 |  | Equipment | PAAR:00-PVAR | 10/31/2019 | 10/31/2019 | COOPER UNIVERSITY HOSPITAL |  |  |  |  | DOMINIC VENDETTA |  |  |  | 10/31/2019 | 10/31/2019 |  |  |  |  | 10/31/2019 | 10/31/2019
|  | OLYMPUS AMERICA, INC. | OLYMPUS AMERICA, INC. CH-S190-XZ-E |  |  | OR - KELEMEN 3 |  |  | excluded | 10/31/2019 |  |  |  |  | NO | NO |  |  |  |  | OLYMPUS AMERICA, INC. 7404757 7404757 |  |  | Active |  | 99:99:99:99:99:99 |  | Equipment | PAAR:00-PVAR | 10/31/2019 | 10/31/2019 | COOPER UNIVERSITY HOSPITAL |  |  |  |  | DOMINIC VENDETTA |  |  |  | 10/31/2019 | 10/31/2019 |  |  |  |  | 10/31/2019 | 10/31/2019
|  | OLYMPUS AMERICA, INC. | OLYMPUS AMERICA, INC. CH-S190-XZ-E |  |  | SPD |  |  | excluded | 10/31/2019 |  |  |  |  | NO | NO |  |  |  |  | OLYMPUS AMERICA, INC. 7404747 7404747 |  |  | Active |  | 99:99:99:99:99:99 |  | Equipment | PAAR:00-PVAR | 10/31/2019 | 10/31/2019 | COOPER UNIVERSITY HOSPITAL |  |  |  |  | David Frye |  |  |  | 10/31/2019 | 10/31/2019 |  |  |  |  | 10/31/2019 | 10/31/2019
|  | OLYMPUS AMERICA, INC. | OLYMPUS AMERICA, INC. CH-S190-XZ-E |  |  | OR - KELEMEN 3 |  |  | excluded | 10/31/2019 |  |  |  |  | NO | NO |  |  |  |  | OLYMPUS AMERICA, INC. 7404749 7404749 |  |  | Active |  | 99:99:99:99:99:99 |  | Equipment | PAAR:00-PVAR | 10/31/2019 | 10/31/2019 | COOPER UNIVERSITY HOSPITAL |  |  |  |  | DOMINIC VENDETTA |  |  |  | 10/31/2019 | 10/31/2019 |  |  |  |  | 10/31/2019 | 10/31/2019
|  | OLYMPUS AMERICA, INC. | OLYMPUS AMERICA, INC. CH-S190-XZ-E |  |  | OR - KELEMEN 3 |  |  | excluded | 10/31/2019 |  |  |  |  | NO | NO |  |  |  |  | OLYMPUS AMERICA, INC. 7404750 7404750 |  |  | Active |  | 99:99:99:99:99:99 |  | Equipment | PAAR:00-PVAR | 10/31/2019 | 10/31/2019 | COOPER UNIVERSITY HOSPITAL |  |  |  |  | DOMINIC VENDETTA |  |  |  | 10/31/2019 | 10/31/2019 |  |  |  |  | 10/31/2019 | 10/31/2019
|  | OLYMPUS AMERICA, INC. | OLYMPUS AMERICA, INC. CH-S190-XZ-E |  |  | OR - KELEMEN 3 |  |  | excluded | 10/31/2019 |  |  |  |  | NO | NO |  |  |  |  | OLYMPUS AMERICA, INC. 7404714 7404714 |  |  | Active |  | 99:99:99:99:99:99 |  | Equipment | PAAR:00-PVAR | 10/31/2019 | 10/31/2019 | COOPER UNIVERSITY HOSPITAL |  |  |  |  | DOMINIC VENDETTA |  |  |  | 10/31/2019 | 10/31/2019 |  |  |  |  | 10/31/2019 | 10/31/2019
|  | OLYMPUS AMERICA, INC. | OLYMPUS AMERICA, INC. CH-S190-XZ-E |  |  | OR - KELEMEN 3 |  |  | excluded | 10/31/2019 |  |  |  |  | NO | NO |  |  |  |  | OLYMPUS AMERICA, INC. 7404715 7404715 |  |  | Active |  | 99:99:99:99:99:99 |  | Equipment | PAAR:00-PVAR | 10/31/2019 | 10/31/2019 | COOPER UNIVERSITY HOSPITAL |  |  |  |  | DOMINIC VENDETTA |  |  |  | 10/31/2019 | 10/31/2019 |  |  |  |  | 10/31/2019 | 10/31/2019
|  | OLYMPUS AMERICA, INC. | OLYMPUS AMERICA, INC. CH-S190-XZ-E |  |  | OR - KELEMEN 3 |  |  | excluded | 10/31/2019 |  |  |  |  | NO | NO |  |  |  |  | OLYMPUS AMERICA, INC. 7404716 7404716 |  |  | Active |  | 99:99:99:99:99:99 |  | Equipment | PAAR:00-PVAR | 10/31/2019 | 10/31/2019 | COOPER UNIVERSITY HOSPITAL |  |  |  |  | DOMINIC VENDETTA |  |  |  | 10/31/2019 | 10/31/2019 |  |  |  |  | 10/31/2019 | 10/31/2019
|  | OLYMPUS AMERICA, INC. | OLYMPUS AMERICA, INC. CH-S190-XZ-E |  |  | OR - KELEMEN 3 |  |  | excluded | 10/31/2019 |  |  |  |  | NO | NO |  |  |  |  | OLYMPUS AMERICA, INC. 7404746 7404746 |  |  | Active |  | 99:99:99:99:99:99 |  | Equipment | PAAR:00-PVAR | 10/31/2019 | 10/31/2019 | COOPER UNIVERSITY HOSPITAL |  |  |  |  | DOMINIC VENDETTA |  |  |  | 10/31/2019 | 10/31/2019 |  |  |  |  | 10/31/2019 | 10/31/2019
|  | OLYMPUS AMERICA, INC. | OLYMPUS AMERICA, INC. CH-S190-XZ-E |  |  | OR - KELEMEN 3 |  |  | excluded | 10/31/2019 |  |  |  |  | NO | NO |  |  |  |  | OLYMPUS AMERICA, INC. 7404712 7404712 |  |  | Active |  | 99:99:99:99:99:99 |  | Equipment | PAAR:00-PVAR | 10/31/2019 | 10/31/2019 | COOPER UNIVERSITY HOSPITAL |  |  |  |  | DOMINIC VENDETTA |  |  |  | 10/31/2019 | 10/31/2019 |  |  |  |  | 10/31/2019 | 10/31/2019
|  | OLYMPUS AMERICA, INC. | OLYMPUS AMERICA, INC. CH-S190-XZ-E |  |  | OR - KELEMEN 3 |  |  | excluded | 10/31/2019 |  |  |  |  | NO | NO |  |  |  |  | OLYMPUS AMERICA, INC. 7404614 7404614 |  |  | Active |  | 99:99:99:99:99:99 |  | Equipment | PAAR:00-PVAR | 10/31/2019 | 10/31/2019 | COOPER UNIVERSITY HOSPITAL |  |  |  |  | DOMINIC VENDETTA |  |  |  | 10/31/2019 | 10/31/2019 |  |  |  |  | 10/31/2019 | 10/31/2019
|  | OLYMPUS AMERICA, INC. | OLYMPUS AMERICA, INC. CH-S190-XZ-E |  |  | OR - KELEMEN 3 |  |  | excluded | 10/31/2019 |  |  |  |  | NO | NO |  |  |  |  | OLYMPUS AMERICA, INC. 7404615 7404615 |  |  | Active |  | 99:99:99:99:99:99 |  | Equipment | PAAR:00-PVAR | 10/31/2019 | 10/31/2019 | COOPER UNIVERSITY HOSPITAL |  |  |  |  | DOMINIC VENDETTA |  |  |  | 10/31/2019 | 10/31/2019 |  |  |  |  | 10/31/2019 | 10/31/2019
|  | OLYMPUS AMERICA, INC. | OLYMPUS AMERICA, INC. CH-S190-XZ-E |  |  | OR - KELEMEN 3 |  |  | excluded | 10/31/2019 |  |  |  |  | NO | NO |  |  |  |  | OLYMPUS AMERICA, INC. 7404613 7404613 |  |  | Active |  | 99:99:99:99:99:99 |  | Equipment | PAAR:00-PVAR | 10/31/2019 | 10/31/2019 | COOPER UNIVERSITY HOSPITAL |  |  |  |  | DOMINIC VENDETTA |  |  |  | 10/31/2019 | 10/31/2019 |  |  |  |  | 10/31/2019 | 10/31/2019
|  | OLYMPUS AMERICA, INC. | OLYMPUS AMERICA, INC. CH-S190-XZ-E |  |  | SPD |  |  | excluded | 10/31/2019 |  |  |  |  | NO | NO |  |  |  |  | OLYMPUS AMERICA, INC. 7232194 7232194 |  |  | Active |  | 99:99:99:99:99:99 |  | Equipment | PAAR:00-PVAR | 10/31/2019 | 10/31/2019 | COOPER UNIVERSITY HOSPITAL |  |  |  |  | David Frye |  |  |  | 10/31/2019 | 10/31/2019 |  |  |  |  | 10/31/2019 | 10/31/2019
CHF-BP30/A8 |  | OLYMPUS AMERICA, INC. | OLYMPUS AMERICA, INC. CHF-BP30 |  | A8 | ANESTHESIOLOGY |  |  |  | 11/02/2019 |  |  |  |  | NO | NO |  |  |  |  | OLYMPUS AMERICA, INC. CHF-BP30/A8 A8 |  |  | Disposition |  | 99:99:99:99:99:99 |  | Equipment | PAAR:00-PVAR | 11/02/2019 | 11/02/2019 | COOPER UNIVERSITY HOSPITAL |  |  |  | WOT00000000521101 | GIACINTA ROUPAS | Disposition | Closed | Kenneth Krips | 11/02/2019 | 11/02/2019 | Bulk Disposition CNL |  |  |  | 11/02/2019 | 11/02/2019
CHF-BP30/2520515 |  | OLYMPUS AMERICA, INC. | OLYMPUS AMERICA, INC. CHF-CB30L |  |  | SPECIAL TEST |  |  |  | 11/02/2019 |  |  |  |  | NO | NO |  |  |  |  | OLYMPUS AMERICA, INC. CHF-BP30/2520515 2520515 |  |  | Disposition |  |  |  | Equipment | PAAR:00-PVAR | 11/02/2019 | 11/02/2019 | COOPER UNIVERSITY HOSPITAL |  |  | SPECIAL TEST |  | AMY HANNAN |  |  |  | 11/02/2019 | 11/02/2019 |  |  |  |  | 11/02/2019 | 11/02/2019
|  | OLYMPUS AMERICA, INC. | OLYMPUS AMERICA, INC. CLH-250 |  |  | HAMILTON-OB/GYN |  |  |  | 01/25/2007 |  |  |  |  | NO | NO |  |  |  |  | OLYMPUS AMERICA, INC. 10346186 7745423 |  |  | Disposition |  | 99:99:99:99:99:99 |  | Equipment | PAAR:00-PVAR | 11/02/2019 |  | COOPER AMBULATORY OFF-SITES |  |  | EXAM ROOM 3 | WOT00000001565969 | BONNIE SANTIAGO | Service Request | Closed | Stephen Zubrzycki | 10/11/2018 | 10/18/2018 | Needs picked up and retired | Dispositioned unit. See WOT00000001579320 | EXP1555806 | Labor | 10/16/2018 | 10/16/2018 | Stephen Zubrzycki
|  | OLYMPUS AMERICA, INC. | OLYMPUS AMERICA, INC. CLH-250 |  |  | VOORHEES UROGYNECOLOGY |  |  |  | 01/17/2007 |  |  |  |  | NO | NO |  |  |  |  | OLYMPUS AMERICA, INC. 10345841 7645413 |  |  | Disposition |  | 99:99:99:99:99:99 |  | Equipment | PAAR:00-PVAR | 11/02/2019 |  | COOPER AMBULATORY OFF-SITES |  |  | EXAM ROOM 3 | WOT00000001565986 | Sheronda Coppage-Belt | Service Request | Closed | Stephen Zubrzycki | 10/11/2018 | 12/14/2018 | Needs picked up and retired | Removed units from service. Dispositioned from Work Order Task WOT00000001579383 CEID: 10345841 | EXP1826026 | Labor | 12/03/2018 | 12/03/2018 | Stephen Zubrzycki
|  | OLYMPUS AMERICA, INC. | OLYMPUS AMERICA, INC. CLH-SC |  |  | DO NOT USE - ELMER SURGERY |  |  |  | 10/16/2019 |  |  |  |  | NO | NO |  |  |  |  | OLYMPUS AMERICA, INC. 26367 7213300 |  |  | Disposition |  |  |  | Equipment | PAAR:00-PVAR | 10/16/2019 | 10/16/2019 | COOPER AMBULATORY OFF-SITES |  |  | SUITE 4 |  | MARGE VANSANT |  |  |  | 10/16/2019 | 10/16/2019 |  |  |  |  | 10/16/2019 | 10/16/2019
|  | OLYMPUS AMERICA, INC. | OLYMPUS AMERICA, INC. CLK-3 |  | 547393M | VOORHEES SURGERY CENTER-SURGERY DEPT |  |  |  | 01/01/1900 |  |  |  |  | NO | NO |  |  |  |  | OLYMPUS AMERICA, INC. 04006 547393M |  |  | Disposition |  |  |  | Equipment | PAAR:00-PVAR | 10/16/2019 |  | COOPER AMBULATORY OFF-SITES |  |  | SUITE 403 - ROOM 8 BATHROOM |  | Theresa Megali
|  | OLYMPUS AMERICA, INC. | OLYMPUS AMERICA, INC. CLK-4 |  |  | TRAUMA ICU |  |  |  | 03/22/2005 |  |  |  |  | NO | NO |  |  |  |  | OLYMPUS AMERICA, INC. 10368094 7444560 |  |  | Active |  | 99:99:99:99:99:99 |  | Equipment | PAAR:00-PVAR | 11/02/2019 |  | COOPER UNIVERSITY HOSPITAL |  |  | TICU-EQUIP STORAGE | WOT00000000518911 | Diane Floyd | Disposition | Closed | Richard Jolly | 02/08/2018 | 05/23/2019 | Bulk Disposition CNL
|  | OLYMPUS AMERICA, INC. | OLYMPUS AMERICA, INC. CLK-4 |  |  | TRAUMA ICU |  |  |  | 03/23/2005 |  |  |  |  | NO | NO |  |  |  |  | OLYMPUS AMERICA, INC. 10368093 7444669 |  |  | Active |  | 99:99:99:99:99:99 |  | Equipment | PAAR:00-PVAR | 11/02/2019 |  | COOPER UNIVERSITY HOSPITAL |  |  | TICU-EQUIP STORAGE | WOT00000000518913 | Diane Floyd | Disposition | Closed | Richard Jolly | 02/08/2018 | 05/23/2019 | Bulk Disposition CNL
|  | OLYMPUS AMERICA, INC. | OLYMPUS AMERICA, INC. CLK-4 |  |  | VOORHEES SURGERY CENTER-SURGERY DEPT |  |  |  | 01/01/1900 |  |  |  |  | NO | NO |  |  |  |  | OLYMPUS AMERICA, INC. 10366867 8000127 |  |  | Disposition |  | 99:99:99:99:99:99 |  | Equipment | PAAR:00-PVAR | 11/02/2019 |  | COOPER AMBULATORY OFF-SITES |  |  | 6015 Main - Nurses Station | 0011758108 | Theresa Megali | Repair | Closed | Salvatore Bombara | 06/13/2017 | 06/19/2017 | LIGHT SOURCE - NEEDS TO BE PICKED UP, NO LONGER NEEDED - AUDIOLOGY ROOM, 2 PLAZA DRIVE, SURGERY | 6/14/2017 3:46:56 PM SXBOMBARA (SXBOMBARA 6/14/2017 12:00 AM) MIKE YOUCH WILL FOLLOW UP ON THIS CALL | F932D243-4EED-4019-9C91-A2537F80D3EA | Labor | 06/14/2017 | 06/14/2017 | Salvatore Bombara
|  | OLYMPUS AMERICA, INC. | OLYMPUS AMERICA, INC. CLV-160 |  |  | VOORHEES SURGERY CENTER-OPERATING ROOM |  |  |  | 12/06/2010 |  |  |  |  | NO | NO |  |  |  |  | OLYMPUS AMERICA, INC. 10347216 7018923 |  |  | Active |  | 99:99:99:99:99:99 |  | Equipment | PAAR:00-PVAR | 11/02/2019 |  | COOPER AMBULATORY OFF-SITES |  |  | SUITE E |  | JENNIFER BOMBARO
|  | OLYMPUS AMERICA, INC. | OLYMPUS AMERICA, INC. CLV-S30 |  |  | ANESTHESIOLOGY |  |  |  | 08/06/2001 |  |  |  |  | NO | NO |  |  |  |  | OLYMPUS AMERICA, INC. 05741 7113625 |  |  | Disposition |  |  |  | Equipment | PAAR:00-PVAR | 10/16/2019 |  | COOPER UNIVERSITY HOSPITAL |  |  | OR |  | GIACINTA ROUPAS
|  | OLYMPUS AMERICA, INC. | OLYMPUS AMERICA, INC. CV-160 |  |  | BIOMEDICAL |  |  |  | 10/16/2019 |  |  |  |  | NO | NO |  |  |  |  | OLYMPUS AMERICA, INC. 10771 7539038 |  |  | Disposition |  |  |  | Equipment | PAAR:00-PVAR | 10/16/2019 | 10/16/2019 | COOPER UNIVERSITY HOSPITAL |  |  | ENDO SUITE |  | Bonnie Aichroch |  |  |  | 10/16/2019 | 10/16/2019 |  |  |  |  | 10/16/2019 | 10/16/2019
|  | OLYMPUS AMERICA, INC. | OLYMPUS AMERICA, INC. CV-160 |  |  | BIOMEDICAL |  |  |  | 10/01/2005 |  |  |  |  | NO | NO |  |  |  |  | OLYMPUS AMERICA, INC. 10517 7330860 |  |  | Disposition |  |  |  | Equipment | PAAR:00-PVAR | 10/16/2019 |  | COOPER UNIVERSITY HOSPITAL |  |  | ENDO SUITE |  | Bonnie Aichroch
|  | OLYMPUS AMERICA, INC. | OLYMPUS AMERICA, INC. CV-170 |  |  | VOORHEES SURGERY CENTER-OPERATING ROOM |  |  |  | 12/06/2010 |  |  |  |  | NO | NO |  |  |  |  | OLYMPUS AMERICA, INC. 10347221 7009959 |  |  | Active |  | 99:99:99:99:99:99 |  | Equipment | PAAR:00-PVAR | 11/01/2019 |  | COOPER AMBULATORY OFF-SITES |  |  | SUITE E |  | JENNIFER BOMBARO
|  | OLYMPUS AMERICA, INC. | OLYMPUS AMERICA, INC. CV-60 |  |  | VOORHEES SURGERY CENTER-SURGERY DEPT |  |  |  | 12/09/2010 |  |  |  |  | NO | NO |  |  |  |  | OLYMPUS AMERICA, INC. 10366912 7101032 |  |  | Disposition |  | 11:11:11:11:11:11 |  | Equipment | PAAR:00-PVAR | 11/01/2019 |  | COOPER AMBULATORY OFF-SITES |  |  | 6015 Main - Nurses Station | 0011758104 | Theresa Megali | Repair | Closed | Salvatore Bombara | 06/13/2017 | 06/19/2017 | VIDEO IMAGE PROCESSOR - NEEDS TO BE PICKED UP, NO LONGER NEEDED - AUDIOLOGY ROOM, 2 PLAZA DRIVE, SURGERY | 6/14/2017 3:46:23 PM SXBOMBARA (SXBOMBARA 6/14/2017 12:00 AM) MIKE YOUCH WILL FOLLOW UP ON THIS CALL | 36A50AAE-6CA7-4E66-ADAB-1AC94ACB7F5A | Labor | 06/14/2017 | 06/14/2017 | Salvatore Bombara
TL2042093 |  | OLYMPUS AMERICA, INC. | OLYMPUS AMERICA, INC. CYF-5 |  |  | CENTRAL STERILE PROCESSING |  |  |  | 10/16/2019 |  |  |  |  | NO | NO |  |  |  |  | OLYMPUS AMERICA, INC. TL2042093 2042093 |  |  | Disposition |  | 99:99:99:99:99:99 |  | Equipment | PAAR:00-PVAR | 10/16/2019 | 10/16/2019 | COOPER UNIVERSITY HOSPITAL |  |  |  |  | GINA GAROZZO |  |  |  | 10/16/2019 | 10/16/2019 |  |  |  |  | 10/16/2019 | 10/16/2019
|  | OLYMPUS AMERICA, INC. | OLYMPUS AMERICA, INC. CYF-5 |  |  | OR - KELEMEN 3 |  |  | excluded | 10/31/2019 |  |  |  |  | NO | NO |  |  |  |  | OLYMPUS AMERICA, INC. 2870314 2870314 |  |  | Active |  | 99:99:99:99:99:99 |  | Equipment | PAAR:00-PVAR | 10/31/2019 | 10/31/2019 | COOPER UNIVERSITY HOSPITAL |  |  |  | WOT00000001164567 | DOMINIC VENDETTA | Performance Verification | Closed | Kenneth Krips | 10/31/2019 | 10/31/2019 | Performance Verification for OLYMPUS AMERICA, INC. 2870314 2870314 | Initial Install of Performance Verification. Device is ready for patient use. |  |  | 10/31/2019 | 10/31/2019
|  | OLYMPUS AMERICA, INC. | OLYMPUS AMERICA, INC. CYF-5 |  |  | OR - KELEMEN 3 |  |  | excluded | 10/31/2019 |  |  |  |  | NO | NO |  |  |  |  | OLYMPUS AMERICA, INC. 2870300 2870300 |  |  | Active |  | 99:99:99:99:99:99 |  | Equipment | PAAR:00-PVAR | 10/31/2019 | 10/31/2019 | COOPER UNIVERSITY HOSPITAL |  |  |  | WOT00000001164446 | DOMINIC VENDETTA | Performance Verification | Closed | Kenneth Krips | 10/31/2019 | 10/31/2019 | Performance Verification for OLYMPUS AMERICA, INC. 2870300 2870300 | Initial Install of Performance Verification. Device is ready for patient use. |  |  | 10/31/2019 | 10/31/2019
|  | OLYMPUS AMERICA, INC. | OLYMPUS AMERICA, INC. CYF-5 |  |  | OPERATING ROOM - PAVILION |  |  | excluded | 10/31/2019 |  |  |  |  | NO | NO |  |  |  |  | OLYMPUS AMERICA, INC. 2668583 2668583 |  |  | Active |  | 99:99:99:99:99:99 |  | Equipment | PAAR:00-PVAR | 10/31/2019 | 10/31/2019 | COOPER UNIVERSITY HOSPITAL |  |  |  |  | DOMINIC VENDETTA |  |  |  | 10/31/2019 | 10/31/2019 |  |  |  |  | 10/31/2019 | 10/31/2019
|  | OLYMPUS AMERICA, INC. | OLYMPUS AMERICA, INC. CYF-5 |  |  | OPERATING ROOM - PAVILION |  |  | excluded | 10/31/2019 |  |  |  |  | NO | NO |  |  |  |  | OLYMPUS AMERICA, INC. 2668521 2668521 |  |  | Active |  | 99:99:99:99:99:99 |  | Equipment | PAAR:00-PVAR | 10/31/2019 | 10/31/2019 | COOPER UNIVERSITY HOSPITAL |  |  |  |  | DOMINIC VENDETTA |  |  |  | 10/31/2019 | 10/31/2019 |  |  |  |  | 10/31/2019 | 10/31/2019
|  | OLYMPUS AMERICA, INC. | OLYMPUS AMERICA, INC. CYF-5 |  |  | OPERATING ROOM - PAVILION |  |  | excluded | 10/31/2019 |  |  |  |  | NO | NO |  |  |  |  | OLYMPUS AMERICA, INC. 2668503 2668503 |  |  | Active |  | 99:99:99:99:99:99 |  | Equipment | PAAR:00-PVAR | 10/31/2019 | 10/31/2019 | COOPER UNIVERSITY HOSPITAL |  |  | CSP |  | DOMINIC VENDETTA |  |  |  | 10/31/2019 | 10/31/2019 |  |  |  |  | 10/31/2019 | 10/31/2019
|  | OLYMPUS AMERICA, INC. | OLYMPUS AMERICA, INC. CYF-5 |  |  | OPERATING ROOM - PAVILION |  |  | excluded | 10/31/2019 |  |  |  |  | NO | NO |  |  |  |  | OLYMPUS AMERICA, INC. 2668497 2668497 |  |  | Active |  | 99:99:99:99:99:99 |  | Equipment | PAAR:00-PVAR | 10/31/2019 | 10/31/2019 | COOPER UNIVERSITY HOSPITAL |  |  | CSP |  | DOMINIC VENDETTA |  |  |  | 10/31/2019 | 10/31/2019 |  |  |  |  | 10/31/2019 | 10/31/2019
|  | OLYMPUS AMERICA, INC. | OLYMPUS AMERICA, INC. CYF-5 |  |  | OPERATING ROOM - PAVILION |  |  | excluded | 10/31/2019 |  |  |  |  | NO | NO |  |  |  |  | OLYMPUS AMERICA, INC. 2456362 2456362 |  |  | Active |  | 99:99:99:99:99:99 |  | Equipment | PAAR:00-PVAR | 10/31/2019 | 10/31/2019 | COOPER UNIVERSITY HOSPITAL |  |  |  |  | DOMINIC VENDETTA |  |  |  | 10/31/2019 | 10/31/2019 |  |  |  |  | 10/31/2019 | 10/31/2019
|  | OLYMPUS AMERICA, INC. | OLYMPUS AMERICA, INC. CYF-5 |  |  | OR - KELEMEN 3 |  |  | excluded | 11/02/2019 |  |  |  |  | NO | NO |  |  |  |  | OLYMPUS AMERICA, INC. 2456364 2456364 |  |  | Active |  | 99:99:99:99:99:99 |  | Equipment | PAAR:00-PVAR | 11/02/2019 | 11/02/2019 | COOPER UNIVERSITY HOSPITAL |  |  | OR |  | DOMINIC VENDETTA |  |  |  | 11/02/2019 | 11/02/2019 |  |  |  |  | 11/02/2019 | 11/02/2019
TCYF5/2901178 |  | OLYMPUS AMERICA, INC. | OLYMPUS AMERICA, INC. CYF-5 |  |  | CENTRAL STERILE PROCESSING |  |  |  | 10/16/2019 |  |  |  |  | NO | NO |  |  |  |  | OLYMPUS AMERICA, INC. TCYF5/2901178 2901178 |  |  | Disposition | TL2901178 | 99:99:99:99:99:99 |  | Equipment | PAAR:00-PVAR | 10/16/2019 | 10/16/2019 | COOPER UNIVERSITY HOSPITAL |  |  | Performance Verification |  | GINA GAROZZO |  |  |  | 10/16/2019 | 10/16/2019 |  |  |  |  | 10/16/2019 | 10/16/2019
|  | OLYMPUS AMERICA, INC. | OLYMPUS AMERICA, INC. CYF-5 |  |  | SPECIAL TEST |  |  | excluded | 10/31/2019 |  |  |  |  | NO | NO |  |  |  |  | OLYMPUS AMERICA, INC. 2355238 2355238 |  |  | Active |  | 99:99:99:99:99:99 |  | Equipment | PAAR:00-PVAR | 10/31/2019 | 10/31/2019 | COOPER UNIVERSITY HOSPITAL |  |  |  |  | AMY HANNAN |  |  |  | 10/31/2019 | 10/31/2019 |  |  |  |  | 10/31/2019 | 10/31/2019
|  | OLYMPUS AMERICA, INC. | OLYMPUS AMERICA, INC. CYF-5 |  |  | OR - KELEMEN 3 |  |  | excluded | 10/31/2019 |  |  |  |  | NO | NO |  |  |  |  | OLYMPUS AMERICA, INC. 2355295 2355295 |  |  | Active |  | 99:99:99:99:99:99 |  | Equipment | PAAR:00-PVAR | 10/31/2019 | 10/31/2019 | COOPER UNIVERSITY HOSPITAL |  |  |  |  | DOMINIC VENDETTA |  |  |  | 10/31/2019 | 10/31/2019 |  |  |  |  | 10/31/2019 | 10/31/2019
CYF-5/W805367 |  | OLYMPUS AMERICA, INC. | OLYMPUS AMERICA, INC. CYF-5 |  | W805367 | OR - KELEMEN 3 |  |  | excluded | 11/02/2019 |  |  |  |  | NO | NO |  |  |  |  | OLYMPUS AMERICA, INC. CYF-5/W805367 W805367 |  |  | Active |  | 99:99:99:99:99:99 |  | Equipment | PAAR:00-PVAR | 11/02/2019 | 11/02/2019 | COOPER UNIVERSITY HOSPITAL |  |  |  | WOT00000000536117 | DOMINIC VENDETTA | Disposition | Closed | Kenneth Krips | 11/02/2019 | 11/02/2019 | Bulk Disposition CNL |  |  |  | 11/02/2019 | 11/02/2019
CYF-5/2355270 |  | OLYMPUS AMERICA, INC. | OLYMPUS AMERICA, INC. CYF-5 |  |  | OR - KELEMEN 3 |  |  | excluded | 11/02/2019 |  |  |  |  | NO | NO |  |  |  |  | OLYMPUS AMERICA, INC. CYF-5/2355270 2355270 |  |  | Active |  | 99:99:99:99:99:99 |  | Equipment | PAAR:00-PVAR | 11/02/2019 | 11/02/2019 | COOPER UNIVERSITY HOSPITAL |  |  |  |  | DOMINIC VENDETTA |  |  |  | 11/02/2019 | 11/02/2019 |  |  |  |  | 11/02/2019 | 11/02/2019
W804713 |  | OLYMPUS AMERICA, INC. | OLYMPUS AMERICA, INC. CYF-5 |  | Not Known | CENTRAL STERILE PROCESSING |  |  |  | 10/16/2019 |  |  |  |  | NO | NO |  |  |  |  | OLYMPUS AMERICA, INC. W804713 Not Known |  |  | Disposition |  |  |  | Equipment | PAAR:00-PVAR | 10/16/2019 | 10/16/2019 | COOPER UNIVERSITY HOSPITAL |  |  |  |  | GINA GAROZZO |  |  |  | 10/16/2019 | 10/16/2019 |  |  |  |  | 10/16/2019 | 10/16/2019
W602522 |  | OLYMPUS AMERICA, INC. | OLYMPUS AMERICA, INC. CYF-5 |  | W602522 | VOORHEES UROGYNECOLOGY |  |  | excluded | 11/01/2019 |  |  |  |  | NO | NO |  |  |  |  | OLYMPUS AMERICA, INC. W602522 W602522 |  |  | Active |  | 99:99:99:99:99:99 |  | Equipment | PAAR:00-PVAR | 11/01/2019 | 11/01/2019 | COOPER AMBULATORY OFF-SITES |  |  | UROGYN |  | Sheronda Coppage-Belt |  |  |  | 11/01/2019 | 11/01/2019 |  |  |  |  | 11/01/2019 | 11/01/2019
TLW602075 |  | OLYMPUS AMERICA, INC. | OLYMPUS AMERICA, INC. CYF-5 |  | W602075 | CENTRAL STERILE PROCESSING |  |  |  | 10/16/2019 |  |  |  |  | NO | NO |  |  |  |  | OLYMPUS AMERICA, INC. TLW602075 W602075 |  |  | Disposition |  | 99:99:99:99:99:99 |  | Equipment | PAAR:00-PVAR | 10/16/2019 | 10/16/2019 | COOPER UNIVERSITY HOSPITAL |  |  |  | 0012487178 | GINA GAROZZO | Performance Verification | Closed | Josh Harris | 10/16/2019 | 10/16/2019 | INCOMING INVENTORY | DEVICE INVENTORIED | C946B132-84FA-4870-8440-598381906C56 | Labor | 10/16/2019 | 10/16/2019 | Josh Harris
TL2901175 |  | OLYMPUS AMERICA, INC. | OLYMPUS AMERICA, INC. CYF-5 |  |  | CENTRAL STERILE PROCESSING |  |  |  | 10/16/2019 |  |  |  |  | NO | NO |  |  |  |  | OLYMPUS AMERICA, INC. TL2901175 2901175 |  |  | Disposition |  | 99:99:99:99:99:99 |  | Equipment | PAAR:00-PVAR | 10/16/2019 | 10/16/2019 | COOPER UNIVERSITY HOSPITAL |  |  |  |  | GINA GAROZZO |  |  |  | 10/16/2019 | 10/16/2019 |  |  |  |  | 10/16/2019 | 10/16/2019
TL2355745 |  | OLYMPUS AMERICA, INC. | OLYMPUS AMERICA, INC. CYF-5 |  |  | CENTRAL STERILE PROCESSING |  |  |  | 10/16/2019 |  |  |  |  | NO | NO |  |  |  |  | OLYMPUS AMERICA, INC. TL2355745 2355745 |  |  | Disposition |  | 99:99:99:99:99:99 |  | Equipment | PAAR:00-PVAR | 10/16/2019 | 10/16/2019 | COOPER UNIVERSITY HOSPITAL |  |  |  | WOT00000000652257 | GINA GAROZZO | Performance Verification | Closed | Kenneth Krips | 10/16/2019 | 10/16/2019 | Performance Verification for OLYMPUS AMERICA, INC. TL2355745 2355745 | Initial Install of Performance Verification. Device is ready for patient use. |  |  | 10/16/2019 | 10/16/2019
|  | OLYMPUS AMERICA, INC. | OLYMPUS AMERICA, INC. CYF-5R |  |  | SPD |  |  | excluded | 10/31/2019 |  |  |  |  | NO | NO |  |  |  |  | OLYMPUS AMERICA, INC. 2401570 2401570 |  |  | Active |  | 99:99:99:99:99:99 |  | Equipment | PAAR:00-PVAR | 10/31/2019 | 10/31/2019 | COOPER UNIVERSITY HOSPITAL |  |  |  |  | David Frye |  |  |  | 10/31/2019 | 10/31/2019 |  |  |  |  | 10/31/2019 | 10/31/2019
|  | OLYMPUS AMERICA, INC. | OLYMPUS AMERICA, INC. CYF-5R |  |  | CENTRAL STERILE PROCESSING |  |  | excluded | 10/31/2019 |  |  |  |  | NO | NO |  |  |  |  | OLYMPUS AMERICA, INC. 2401566 2401566 |  |  | Active |  | 99:99:99:99:99:99 |  | Equipment | PAAR:00-PVAR | 10/31/2019 | 10/31/2019 | COOPER UNIVERSITY HOSPITAL |  |  |  |  | GINA GAROZZO |  |  |  | 10/31/2019 | 10/31/2019 |  |  |  |  | 10/31/2019 | 10/31/2019
TL1300191 |  | OLYMPUS AMERICA, INC. | OLYMPUS AMERICA, INC. CYF-V2 |  |  | COOPER CANCER CENTER-COOPER DAY-CHEMO |  |  |  | 10/16/2019 |  |  |  |  | NO | NO |  |  |  |  | OLYMPUS AMERICA, INC. TL1300191 1300191 |  |  | Disposition |  | 99:99:99:99:99:99 |  | Equipment | PAAR:00-PVAR | 10/16/2019 | 10/16/2019 | COOPER AMBULATORY OFF-SITES |  |  | 2ND FLOOR MD ANDERSON | 0011366418 | Bonnie Aichroch | Preventative Maintenance | Closed | Bonnie Aichroth | 10/16/2019 | 10/16/2019 | PERFORMANCE ASSURANCE AT INVENTORY | INVENTORIED DEVICE AND ENSURED DEVICE WAS FUNCTIONING PROPERLY. | 996006CA-75B9-4544-878B-7784306A3AA5 | Labor | 10/16/2019 | 10/16/2019 | Kenneth Krips
TL1200076 |  | OLYMPUS AMERICA, INC. | OLYMPUS AMERICA, INC. CYF-V2 |  |  | COOPER CANCER CENTER-COOPER DAY-CHEMO |  |  |  | 10/16/2019 |  |  |  |  | NO | NO |  |  |  |  | OLYMPUS AMERICA, INC. TL1200076 1200076 |  |  | Disposition |  | 99:99:99:99:99:99 |  | Equipment | PAAR:00-PVAR | 10/16/2019 | 10/16/2019 | COOPER AMBULATORY OFF-SITES |  |  | 2ND FLOOR MD ANDERSON | 0011366409 | Bonnie Aichroch | Performance Verification | Closed | Bonnie Aichroth | 10/16/2019 | 10/16/2019 | INCOMING INVENTORY | DEVICE INVENTORIED | 3642CFB0-6815-49B2-B6A5-0C1F4B75B256 | Labor | 10/16/2019 | 10/16/2019 | Bonnie Aichroth
|  | OLYMPUS AMERICA, INC. | OLYMPUS AMERICA, INC. CYF-V2 |  |  | 127 CHURCH - SURGERY |  |  |  | 10/16/2019 |  |  |  |  | NO | NO |  |  |  |  | OLYMPUS AMERICA, INC. 2720664 2720664 |  |  | Disposition |  |  |  | Equipment | PAAR:00-PVAR | 10/16/2019 | 10/16/2019 | COOPER AMBULATORY OFF-SITES |  |  |  |  | Carmen Rivera |  |  |  | 10/16/2019 | 10/16/2019 |  |  |  |  | 10/16/2019 | 10/16/2019
|  | OLYMPUS AMERICA, INC. | OLYMPUS AMERICA, INC. CYF-V2 |  |  | 127 CHURCH - SURGERY |  |  | excluded | 10/31/2019 |  |  |  |  | NO | NO |  |  |  |  | OLYMPUS AMERICA, INC. 2446127 2446127 |  |  | Active |  | 99:99:99:99:99:99 |  | Equipment | PAAR:00-PVAR | 10/31/2019 | 10/31/2019 | COOPER AMBULATORY OFF-SITES |  |  | suite 400 |  | Carmen Rivera |  |  |  | 10/31/2019 | 10/31/2019 |  |  |  |  | 10/31/2019 | 10/31/2019
|  | OLYMPUS AMERICA, INC. | OLYMPUS AMERICA, INC. CYF-V2 |  |  | COOPER CANCER CENTER-MULTIDISCIPLINARY CLINIC |  |  | excluded | 10/31/2019 |  |  |  |  | NO | NO |  |  |  |  | OLYMPUS AMERICA, INC. 231043 231043 |  |  | Active |  | 99:99:99:99:99:99 |  | Equipment | PAAR:00-PVAR | 10/31/2019 | 10/31/2019 | COOPER AMBULATORY OFF-SITES |  |  | 2ND FLOOR |  | ROXANNE BERGER |  |  |  | 10/31/2019 | 10/31/2019 |  |  |  |  | 10/31/2019 | 10/31/2019
|  | OLYMPUS AMERICA, INC. | OLYMPUS AMERICA, INC. CYF-V2 |  |  | 6200 MAIN ST-SURGERY |  |  | excluded | 10/31/2019 |  |  |  |  | NO | NO |  |  |  |  | OLYMPUS AMERICA, INC. 2042486 2042486 |  |  | Active |  | 99:99:99:99:99:99 |  | Equipment | PAAR:00-PVAR | 10/31/2019 | 10/31/2019 | COOPER AMBULATORY OFF-SITES |  |  |  |  | BOBBIE MICKLE |  |  |  | 10/31/2019 | 10/31/2019 |  |  |  |  | 10/31/2019 | 10/31/2019
CYF-V2 |  | OLYMPUS AMERICA, INC. | OLYMPUS AMERICA, INC. CYF-V2 |  |  | VOORHEES SURGERY CENTER-SURGERY DEPT |  |  | excluded | 10/31/2019 |  |  |  |  | NO | NO |  |  |  |  | OLYMPUS AMERICA, INC. CYF-V2 2720687 |  |  | Active |  | 99:99:99:99:99:99 |  | Equipment | PAAR:00-PVAR | 10/31/2019 | 10/31/2019 | COOPER AMBULATORY OFF-SITES |  |  | VOORHEES SUITE G |  | Theresa Megali |  |  |  | 10/31/2019 | 10/31/2019 |  |  |  |  | 10/31/2019 | 10/31/2019
CYFV2/2042485 |  | OLYMPUS AMERICA, INC. | OLYMPUS AMERICA, INC. CYF-V2 |  |  | SPD |  |  | excluded | 11/02/2019 |  |  |  |  | NO | NO |  |  |  |  | OLYMPUS AMERICA, INC. CYFV2/2042485 2042485 |  |  | Active |  | 99:99:99:99:99:99 |  | Equipment | PAAR:00-PVAR | 11/02/2019 | 11/02/2019 | COOPER UNIVERSITY HOSPITAL |  |  | SPD |  | David Frye |  |  |  | 11/02/2019 | 11/02/2019 |  |  |  |  | 11/02/2019 | 11/02/2019
|  | OLYMPUS AMERICA, INC. | OLYMPUS AMERICA, INC. CYF-VH |  |  | COOPER CANCER CENTER-MULTIDISCIPLINARY CLINIC |  |  | excluded | 10/31/2019 |  |  |  |  | NO | NO |  |  |  |  | OLYMPUS AMERICA, INC. 2826930 2826930 |  |  | Active |  | 99:99:99:99:99:99 |  | Equipment | PAAR:00-PVAR | 10/31/2019 | 10/31/2019 | COOPER AMBULATORY OFF-SITES |  |  |  | WOT00000001046229 | ROXANNE BERGER | Service Request | Closed | Josh Harris | 10/31/2019 | 10/31/2019 | assemble, check, and tag - Cystoscope | Ken Krips Inventoried Scope. | EXP0767166 | Labor | 10/31/2019 | 10/31/2019 | Kenneth Krips
|  | OLYMPUS AMERICA, INC. | OLYMPUS AMERICA, INC. CYF-VH |  |  | COOPER CANCER CENTER-MULTIDISCIPLINARY CLINIC |  |  | excluded | 10/31/2019 |  |  |  |  | NO | NO |  |  |  |  | OLYMPUS AMERICA, INC. 2301044 2301044 |  |  | Active |  | 99:99:99:99:99:99 |  | Equipment | PAAR:00-PVAR | 10/31/2019 | 10/31/2019 | COOPER AMBULATORY OFF-SITES |  |  |  | 0011372853 | ROXANNE BERGER | Repair | Closed | Kenneth Krips | 10/31/2019 | 10/31/2019 | CYSTOSCOPE - BLURRY VISION -TMX | 3/23/2017 2:49:14 PM KMKRIPS REPAIIRS: FLEXIBLE ENDOSCOPE REFURBISHED - INSERTION TUBE REPLACED - BIOPSY CHANNEL REPLACED - ANGULATION ADJUSTED - BENDING RUBBER REPLACED. LEAK AT THE BNR - BUCKLED INT. COST: $3791.81 ADRIANNE BARBARA-GEIGGES APPROVED THIS REPAIR. GAVE B, AICHROTH COPY OF ESTIMATE TO SUBMIT FOR A CUH PURCHASE ORDER. 3/28/2017 1:40:28 PM KMKRIPS CUH PURCHASE ORDER #: 1213113310 4/7/2017 11:26:29 AM KMKRIPS THIS SCOPE HAS BEEN RETURNED BACK FROM IMS AND DELIVERED BACK TO TO MD ANDERSON TO TANYA NIXON. | 27B8DFB3-FDC4-4460-A75E-74955C389481 | Labor | 10/31/2019 | 10/31/2019 | Kenneth Krips
|  | OLYMPUS AMERICA, INC. | OLYMPUS AMERICA, INC. CYF-VH |  |  | COOPER CANCER CENTER-MULTIDISCIPLINARY CLINIC |  |  | excluded | 10/31/2019 |  |  |  |  | NO | NO |  |  |  |  | OLYMPUS AMERICA, INC. 2301043 2301043 |  |  | Active |  | 99:99:99:99:99:99 |  | Equipment | PAAR:00-PVAR | 10/31/2019 | 10/31/2019 | COOPER AMBULATORY OFF-SITES |  |  |  | 0011430759 | ROXANNE BERGER | Performance Verification | Closed | Bonnie Aichroth | 10/31/2019 | 10/31/2019 | INCOMING INVENTORY | DEVICE INVENTORIED | 05C7C2A8-D61C-4AE2-B6A8-1A591150C5E1 | Labor | 10/31/2019 | 10/31/2019 | Bonnie Aichroth
CYF-VH/2502287 |  | OLYMPUS AMERICA, INC. | OLYMPUS AMERICA, INC. CYF-VH |  |  | COOPER CANCER CENTER-MULTIDISCIPLINARY CLINIC |  |  | excluded | 11/18/2019 |  |  |  |  | NO | NO |  |  |  |  | OLYMPUS AMERICA, INC. CYF-VH/2502287 2502287 |  |  | Active |  |  |  | Equipment | PAAR:00-PVAR | 11/18/2019 | 11/18/2019 | COOPER AMBULATORY OFF-SITES |  |  | MD ANDERSON | WOT00000004334167 | ROXANNE BERGER | Performance Verification | Completed | Kenneth Krips | 11/18/2019 | 11/18/2019 | Performance Verification for OLYMPUS AMERICA, INC. CYF-VH/2502287 2502287 | Initial Install of Performance Verification. Device is ready for patient use. |  |  | 11/18/2019 | 11/18/2019
CYF-VH/2401881 |  | OLYMPUS AMERICA, INC. | OLYMPUS AMERICA, INC. CYF-VH |  |  | BUNKER HILL-SURGERY |  |  |  | 11/02/2019 |  |  |  |  | NO | NO |  |  |  |  | OLYMPUS AMERICA, INC. CYF-VH/2401881 2401881 |  |  | Disposition |  | 99:99:99:99:99:99 |  | Equipment | PAAR:00-PVAR | 11/02/2019 | 11/02/2019 | COOPER AMBULATORY OFF-SITES |  |  | CLEAN UTILITY | 0011912043 | ANNE MAIER | Repair | Closed | Kenneth Krips | 11/02/2019 | 11/02/2019 | CYSTOSCOPE - CRACKED - BUNKER HILL SURGERY CENTER 2 PLAZA DRIVE SUITE 202 | 7/27/2017 2:17:48 PM KMKRIPS REPAIRS: LEVEL TWO REFURBISHMENT - INSERTION TWO REPLACED-SMALL DIAMTER-BIOPSY CHANNEL REPLACED-ANGULATION ADJUSTED-BENDING RUBBER REPLACED. COST: $3791.81 APPROVAL PENDING SEE ATTACHED REPAIR ESTIMATE. 7/27/2017 3:18:28 PM KMKRIPS THIS REPAIR WAS APPROVED BY JENNIFER WILLIAMS FOR COST CTR. 4702A 7/28/2017 8:11:38 AM KMKRIPS PURCHASE ORDER #: TMX1056224 7/28/2017 8:30:28 AM KMKRIPS LOANER SN #: 2721012 HAS BEEN PROVIDED BY IMS WHILE THIS SCOPE IS OUT FOR REPAIR. 8/4/2017 1:46:08 PM KMKRIPS THIS SCOPE HAS BEEN RETURNED BACK FROM IMS AND SENT BACK TO JENNIFER WILLIAMS @ BUNKER HILL SURGERY. | 52480F97-E3F3-4510-AB82-E622F2B8CE20 | VS | 11/02/2019 | 11/02/2019 | Kenneth Krips
TL1010802 |  | OLYMPUS AMERICA, INC. | OLYMPUS AMERICA, INC. EBUS BF-UC180F |  |  | PULMONARY LAB |  |  |  | 10/16/2019 |  |  |  |  | NO | NO |  |  |  |  | OLYMPUS AMERICA, INC. TL1010802 1010802 |  |  | Disposition |  | 99:99:99:99:99:99 |  | Equipment | PAAR:00-PVAR | 10/16/2019 | 10/16/2019 | COOPER UNIVERSITY HOSPITAL |  |  |  | 0011428318 | KATHY LOFLAND | Preventative Maintenance | Closed | Bonnie Aichroth | 10/16/2019 | 10/16/2019 | PERFORMANCE ASSURANCE AT INVENTORY | INVENTORIED DEVICE AND ENSURED DEVICE WAS FUNCTIONING PROPERLY. | 569373BE-0BBF-4736-A300-4654C543FEB8 | Labor | 10/16/2019 | 10/16/2019 | Kenneth Krips
TBFUC180F/7410289 |  | OLYMPUS AMERICA, INC. | OLYMPUS AMERICA, INC. EBUS BF-UC180F |  | TL7410289 | PULMONARY LAB |  |  |  | 10/16/2019 |  |  |  |  | NO | NO |  |  |  |  | OLYMPUS AMERICA, INC. TBFUC180F/7410289 TL7410289 |  |  | Disposition | TL7410289 | 99:99:99:99:99:99 |  | Equipment | PAAR:00-PVAR | 10/16/2019 | 10/16/2019 | COOPER UNIVERSITY HOSPITAL |  |  |  | WOT00000001853136 | KATHY LOFLAND | Performance Verification | Closed | Kenneth Krips | 10/16/2019 | 10/16/2019 | Performance Verification for OLYMPUS AMERICA, INC. TL7410289 TL7410289 | Initial Install of Performance Verification. Device is ready for patient use. |  |  | 10/16/2019 | 10/16/2019
BF-UC180F/1111407 |  | OLYMPUS AMERICA, INC. | OLYMPUS AMERICA, INC. EBUS BF-UC180F |  |  | PULMONARY LAB |  |  |  | 11/02/2019 |  |  |  |  | NO | NO |  |  |  |  | OLYMPUS AMERICA, INC. BF-UC180F/1111407 1111407 |  |  | Active |  | 99:99:99:99:99:99 |  | Equipment | PAAR:00-PVAR | 11/02/2019 | 11/02/2019 | COOPER UNIVERSITY HOSPITAL |  |  | BRONCH SUITE |  | KATHY LOFLAND |  |  |  | 11/02/2019 | 11/02/2019 |  |  |  |  | 11/02/2019 | 11/02/2019
BF-UC180F/1111403 |  | OLYMPUS AMERICA, INC. | OLYMPUS AMERICA, INC. EBUS BF-UC180F |  |  | PULMONARY LAB |  |  |  | 11/02/2019 |  |  |  |  | NO | NO |  |  |  |  | OLYMPUS AMERICA, INC. BF-UC180F/1111403 1111403 |  |  | Active |  | 99:99:99:99:99:99 |  | Equipment | PAAR:00-PVAR | 11/02/2019 | 11/02/2019 | COOPER UNIVERSITY HOSPITAL |  |  | BRONCH SUITE |  | KATHY LOFLAND |  |  |  | 11/02/2019 | 11/02/2019 |  |  |  |  | 11/02/2019 | 11/02/2019
|  | OLYMPUS AMERICA, INC. | OLYMPUS AMERICA, INC. EBUS BF-UC180F |  |  | PULMONARY LAB |  |  |  | 10/31/2019 |  |  |  |  | NO | NO |  |  |  |  | OLYMPUS AMERICA, INC. 7922998 7922998 |  |  | Active |  |  |  | Equipment | PAAR:00-PVAR | 10/31/2019 | 10/31/2019 | COOPER UNIVERSITY HOSPITAL |  |  | 6th floor | WOT00000002397334 | KATHY LOFLAND | Performance Verification | Closed | Kenneth Krips | 10/31/2019 | 10/31/2019 | Performance Verification for OLYMPUS AMERICA, INC. 7922998 7922998 | Initial Install of Performance Verification. Device is ready for patient use. |  |  | 10/31/2019 | 10/31/2019
7922994 |  | OLYMPUS AMERICA, INC. | OLYMPUS AMERICA, INC. EBUS BF-UC180F |  | 7922994 | PULMONARY LAB |  |  |  | 10/31/2019 |  |  |  |  | NO | NO |  |  |  |  | OLYMPUS AMERICA, INC. 7922994 7922994 |  |  | Active |  |  |  | Equipment | PAAR:00-PVAR | 10/31/2019 | 10/31/2019 | COOPER UNIVERSITY HOSPITAL |  |  | 6th floor | WOT00000002397317 | KATHY LOFLAND | Performance Verification | Closed | Kenneth Krips | 10/31/2019 | 10/31/2019 | Performance Verification for OLYMPUS AMERICA, INC. 7922994 7922994 | Initial Install of Performance Verification. Device is ready for patient use. |  |  | 10/31/2019 | 10/31/2019
7922984 |  | OLYMPUS AMERICA, INC. | OLYMPUS AMERICA, INC. EBUS BF-UC180F |  | 7922984 | PULMONARY LAB |  |  |  | 10/31/2019 |  |  |  |  | NO | NO |  |  |  |  | OLYMPUS AMERICA, INC. 7922984 7922984 |  |  | Active |  |  |  | Equipment | PAAR:00-PVAR | 10/31/2019 | 10/31/2019 | COOPER UNIVERSITY HOSPITAL |  |  | 6TH FLOOR | WOT00000002377159 | KATHY LOFLAND | Performance Verification | Closed | Kenneth Krips | 10/31/2019 | 10/31/2019 | Performance Verification for OLYMPUS AMERICA, INC. 7922984 7922984 | Initial Install of Performance Verification. Device is ready for patient use. |  |  | 10/31/2019 | 10/31/2019
|  | OLYMPUS AMERICA, INC. | OLYMPUS AMERICA, INC. EBUS BF-UC180F |  |  | PULMONARY LAB |  |  |  | 10/31/2019 |  |  |  |  | NO | NO |  |  |  |  | OLYMPUS AMERICA, INC. 7822883 7822883 |  |  | Active |  |  |  | Equipment | PAAR:00-PVAR | 10/31/2019 | 10/31/2019 | COOPER UNIVERSITY HOSPITAL |  |  | PULMOMARY LAB | WOT00000002111679 | KATHY LOFLAND | Performance Verification | Closed | Kenneth Krips | 10/31/2019 | 10/31/2019 | Performance Verification for OLYMPUS AMERICA, INC. 7822883 7822883 | Initial Install of Performance Verification. Device is ready for patient use. |  |  | 10/31/2019 | 10/31/2019
|  | OLYMPUS AMERICA, INC. | OLYMPUS AMERICA, INC. EBUS BF-UC180F |  |  | PULMONARY LAB |  |  |  | 10/31/2019 |  |  |  |  | NO | NO |  |  |  |  | OLYMPUS AMERICA, INC. 7621639 7621639 |  |  | Active |  | 99:99:99:99:99:99 |  | Equipment | PAAR:00-PVAR | 10/31/2019 | 10/31/2019 | COOPER UNIVERSITY HOSPITAL |  |  |  | 0011218848 | KATHY LOFLAND | Preventative Maintenance | Closed | Bonnie Aichroth | 10/31/2019 | 10/31/2019 | PERFORMANCE ASSURANCE AT INVENTORY | INVENTORIED DEVICE AND ENSURED DEVICE WAS FUNCTIONING PROPERLY. | 65F6FF38-636B-4A5E-B474-469C959FEB62 | Labor | 10/31/2019 | 10/31/2019 | Kenneth Krips
|  | OLYMPUS AMERICA, INC. | OLYMPUS AMERICA, INC. EBUS BF-UC180F |  |  | PULMONARY LAB |  |  |  | 10/31/2019 |  |  |  |  | NO | NO |  |  |  |  | OLYMPUS AMERICA, INC. 7621583 7621583 |  |  | Active |  |  |  | Equipment | PAAR:00-PVAR | 10/31/2019 | 10/31/2019 | COOPER UNIVERSITY HOSPITAL |  |  | Performance Verification | WOT00000001978040 | KATHY LOFLAND | Performance Verification | Closed | Kenneth Krips | 10/31/2019 | 10/31/2019 | Performance Verification for OLYMPUS AMERICA, INC. 7621583 7621583 | Initial Install of Performance Verification. Device is ready for patient use. |  |  | 10/31/2019 | 10/31/2019
|  | OLYMPUS AMERICA, INC. | OLYMPUS AMERICA, INC. EBUS BF-UC180F |  |  | PULMONARY LAB |  |  |  | 10/31/2019 |  |  |  |  | NO | NO |  |  |  |  | OLYMPUS AMERICA, INC. 7621569 7621569 |  |  | Active |  | 99:99:99:99:99:99 |  | Equipment | PAAR:00-PVAR | 10/31/2019 | 10/31/2019 | COOPER UNIVERSITY HOSPITAL |  |  |  |  | KATHY LOFLAND |  |  |  | 10/31/2019 | 10/31/2019 |  |  |  |  | 10/31/2019 | 10/31/2019
|  | OLYMPUS AMERICA, INC. | OLYMPUS AMERICA, INC. EBUS BF-UC180F |  |  | PULMONARY LAB |  |  |  | 10/16/2019 |  |  |  |  | NO | NO |  |  |  |  | OLYMPUS AMERICA, INC. 7621574 7621574 |  |  | Disposition |  | 99:99:99:99:99:99 |  | Equipment | PAAR:00-PVAR | 10/16/2019 | 10/16/2019 | COOPER UNIVERSITY HOSPITAL |  |  |  |  | KATHY LOFLAND |  |  |  | 10/16/2019 | 10/16/2019 |  |  |  |  | 10/16/2019 | 10/16/2019
|  | OLYMPUS AMERICA, INC. | OLYMPUS AMERICA, INC. EBUS BF-UC180F |  |  | PULMONARY LAB |  |  |  | 10/16/2019 |  |  |  |  | NO | NO |  |  |  |  | OLYMPUS AMERICA, INC. 7621542 7621542 |  |  | Disposition |  | 99:99:99:99:99:99 |  | Equipment | PAAR:00-PVAR | 10/16/2019 | 10/16/2019 | COOPER UNIVERSITY HOSPITAL |  |  |  |  | KATHY LOFLAND |  |  |  | 10/16/2019 | 10/16/2019 |  |  |  |  | 10/16/2019 | 10/16/2019
TL7621689 |  | OLYMPUS AMERICA, INC. | OLYMPUS AMERICA, INC. EBUS BF-UC180F |  |  | BILLING |  |  |  | 10/16/2019 |  |  |  |  | NO | NO |  |  |  |  | OLYMPUS AMERICA, INC. TL7621689 7621689 |  |  | Disposition | TL7621689 | 99:99:99:99:99:99 |  | Equipment | PAAR:00-PVAR | 10/16/2019 | 10/16/2019 | COOPER UNIVERSITY HOSPITAL |  |  |  | WOT00000000798856 | ATTN: ACCOUNTS PAYABLE | Performance Verification | Closed | Kenneth Krips | 10/16/2019 | 10/16/2019 | Performance Verification for ALOKA TL7621689 7621689 | Initial Install of Performance Verification. Device is ready for patient use. |  |  | 10/16/2019 | 10/16/2019
TL7410225 |  | OLYMPUS AMERICA, INC. | OLYMPUS AMERICA, INC. EBUS BF-UC180F |  | TL7410225 | PULMONARY LAB |  |  |  | 10/16/2019 |  |  |  |  | NO | NO |  |  |  |  | OLYMPUS AMERICA, INC. TL7410225 TL7410225 |  |  | Disposition |  | 99:99:99:99:99:99 |  | Equipment | PAAR:00-PVAR | 10/16/2019 | 10/16/2019 | COOPER UNIVERSITY HOSPITAL |  |  |  | WOT00000001865228 | KATHY LOFLAND | Performance Verification | Closed | Kenneth Krips | 10/16/2019 | 10/16/2019 | Performance Verification for OLYMPUS AMERICA, INC. TL7410225 TL7410225 | Initial Install of Performance Verification. Device is ready for patient use. |  |  | 10/16/2019 | 10/16/2019
TL7410202 |  | OLYMPUS AMERICA, INC. | OLYMPUS AMERICA, INC. EBUS BF-UC180F |  | TL7410202 | PULMONARY LAB |  |  |  | 10/16/2019 |  |  |  |  | NO | NO |  |  |  |  | OLYMPUS AMERICA, INC. TL7410202 TL7410202 |  |  | Disposition |  | 99:99:99:99:99:99 |  | Equipment | PAAR:00-PVAR | 10/16/2019 | 10/16/2019 | COOPER UNIVERSITY HOSPITAL |  |  |  | WOT00000001167638 | KATHY LOFLAND | Performance Verification | Closed | Kenneth Krips | 10/16/2019 | 10/16/2019 | Performance Verification for OLYMPUS AMERICA, INC. TL7410202 TL7410202 | Initial Install of Performance Verification. Device is ready for patient use. |  |  | 10/16/2019 | 10/16/2019
1W39095 |  | OLYMPUS AMERICA, INC. | OLYMPUS AMERICA, INC. ENDOALPHA VMC-3 |  |  | SAME DAY OR-2ND FL PAVILION |  |  |  | 10/31/2019 |  |  |  |  | NO | NO |  |  |  |  | OLYMPUS AMERICA, INC. 1W39095 170030800048 |  |  | Active |  | 99:99:99:99:99:99 |  | Equipment | PAAR:00-PVAR | 10/31/2019 | 10/31/2019 | COOPER UNIVERSITY HOSPITAL |  |  | Outside SD OR 2 | WOT00000000558976 | JOE DRUCTOR | Performance Verification | Closed | Salvatore Bombara | 10/31/2019 | 10/31/2019 | Performance Verification for OLYMPUS AMERICA, INC. 1W39095 170030800048 | Initial Install of Performance Verification. Device is ready for patient use. |  |  | 10/31/2019 | 10/31/2019
|  | OLYMPUS AMERICA, INC. | OLYMPUS AMERICA, INC. ENDOALPHA VMC-3 |  |  | SAME DAY OR-2ND FL PAVILION |  |  |  | 10/31/2019 |  |  |  |  | NO | NO |  |  |  |  | OLYMPUS AMERICA, INC. 11239169 170030800074 |  |  | Active |  | 99:99:99:99:99:99 |  | Equipment | PAAR:00-PVAR | 10/31/2019 | 10/31/2019 | COOPER UNIVERSITY HOSPITAL |  |  | Outside SD OR 4 | WOT00000000616884 | JOE DRUCTOR | Performance Verification | Closed | Salvatore Bombara | 10/31/2019 | 10/31/2019 | Performance Verification for OLYMPUS AMERICA, INC. 11239169 170030800074 | Initial Install of Performance Verification. Device is ready for patient use. |  |  | 10/31/2019 | 10/31/2019
|  | OLYMPUS AMERICA, INC. | OLYMPUS AMERICA, INC. ENDOEYE (HD-13A) |  |  | CENTRAL STERILE PROCESSING |  |  | excluded | 11/11/2019 |  |  |  |  | NO | NO |  |  |  |  | OLYMPUS AMERICA, INC. 612316 612316 |  |  | Active |  |  |  | Equipment | PAAR:00-PVAR | 11/11/2019 | 11/11/2019 | COOPER UNIVERSITY HOSPITAL |  |  | BASEMENT | WOT00000004270879 | GINA GAROZZO | Performance Verification | Completed | Kenneth Krips | 11/11/2019 | 11/11/2019 | Performance Verification for UNMATCHED 612316 612316 | Initial Install of Performance Verification. Device is ready for patient use. |  |  | 11/11/2019 | 11/11/2019
|  | OLYMPUS AMERICA, INC. | OLYMPUS AMERICA, INC. ENDOEYE (HD-13A) |  |  | CENTRAL STERILE PROCESSING |  |  | excluded | 10/31/2019 |  |  |  |  | NO | NO |  |  |  |  | OLYMPUS AMERICA, INC. 604720 604720 |  |  | Active |  | 99:99:99:99:99:99 |  | Equipment | PAAR:00-PVAR | 10/31/2019 | 10/31/2019 | COOPER UNIVERSITY HOSPITAL |  |  | CENTRAL STERILIZATION | WOT00000000929523 | GINA GAROZZO | Repair | Closed | Kenneth Krips | 10/31/2019 | 10/31/2019 | No picture Serial # 604720 | .:: Acknowledged ::. Technician: Kenneth Krips Timestamp: 2018-05-15 16:00:53 HD Video Laparoscope Repair Level 3 - Cover Lens, LG Prong Cleaning, LG Prong End Cap, Electrical System, Tube Replacements, Light Projection, Optical System, Major Fluid, Complete Function Inspection. COST: $5795.00 THIS DEVICE HAS BEEN SENT BACK FROM IS AND DELIVERED BACK TO M. WEBB CSP MGR. | EXP0637615 | Labor | 10/31/2019 | 10/31/2019 | Kenneth Krips
|  | OLYMPUS AMERICA, INC. | OLYMPUS AMERICA, INC. ENDOEYE (HD-13A) |  |  | CENTRAL STERILE PROCESSING |  |  |  | 10/16/2019 |  |  |  |  | NO | NO |  |  |  |  | OLYMPUS AMERICA, INC. 603490 603490 |  |  | Disposition |  | 99:99:99:99:99:99 |  | Equipment | PAAR:00-PVAR | 10/16/2019 | 10/16/2019 | COOPER UNIVERSITY HOSPITAL |  |  |  | WOT00000000548921 | GINA GAROZZO | Performance Verification | Closed | Kenneth Krips | 10/16/2019 | 10/16/2019 | Performance Verification for OLYMPUS AMERICA, INC. 603490 603490 | Initial Install of Performance Verification. Device is ready for patient use. |  |  | 10/16/2019 | 10/16/2019
WA50013A/A20 |  | OLYMPUS AMERICA, INC. | OLYMPUS AMERICA, INC. ENDOEYE (HD-13A) |  | A20 | PULMONARY LAB |  |  |  | 11/02/2019 |  |  |  |  | NO | NO |  |  |  |  | OLYMPUS AMERICA, INC. WA50013A/A20 A20 |  |  | Disposition |  | 99:99:99:99:99:99 |  | Equipment | PAAR:00-PVAR | 11/02/2019 | 11/02/2019 | COOPER UNIVERSITY HOSPITAL |  |  | csp | WOT00000000520829 | KATHY LOFLAND | Disposition | Closed | Kenneth Krips | 11/02/2019 | 11/02/2019 | Bulk Disposition CNL | DEVICE RETIRED AS PER DEPT. MANAGER VERIFIED INVENTORY - SCOPE WAS TRADED IN TO OLYMPUS. | EXP0611654 | Labor | 11/02/2019 | 11/02/2019 | Kenneth Krips
WA50013A/A19 |  | OLYMPUS AMERICA, INC. | OLYMPUS AMERICA, INC. ENDOEYE (HD-13A) |  | A19 | OR - KELEMEN 3 |  |  | excluded | 11/02/2019 |  |  |  |  | NO | NO |  |  |  |  | OLYMPUS AMERICA, INC. WA50013A/A19 A19 |  |  | Active |  | 99:99:99:99:99:99 |  | Equipment | PAAR:00-PVAR | 11/02/2019 | 11/02/2019 | COOPER UNIVERSITY HOSPITAL |  |  | csp | WOT00000000520800 | DOMINIC VENDETTA | Disposition | Closed | Kenneth Krips | 11/02/2019 | 11/02/2019 | Bulk Disposition CNL |  |  |  | 11/02/2019 | 11/02/2019
WA50013A/605529 |  | OLYMPUS AMERICA, INC. | OLYMPUS AMERICA, INC. ENDOEYE (HD-13A) |  |  | OR - KELEMEN 3 |  |  | excluded | 11/02/2019 |  |  |  |  | NO | NO |  |  |  |  | OLYMPUS AMERICA, INC. WA50013A/605529 605529 |  |  | Active |  | 99:99:99:99:99:99 |  | Equipment | PAAR:00-PVAR | 11/02/2019 | 11/02/2019 | COOPER UNIVERSITY HOSPITAL |  |  |  |  | DOMINIC VENDETTA |  |  |  | 11/02/2019 | 11/02/2019 |  |  |  |  | 11/02/2019 | 11/02/2019
WA50013A/604719 |  | OLYMPUS AMERICA, INC. | OLYMPUS AMERICA, INC. ENDOEYE (HD-13A) |  |  | OR - KELEMEN 3 |  |  | excluded | 11/01/2019 |  |  |  |  | NO | NO |  |  |  |  | OLYMPUS AMERICA, INC. WA50013A/604719 604719 |  |  | Active |  | 99:99:99:99:99:99 |  | Equipment | PAAR:00-PVAR | 11/01/2019 | 11/01/2019 | COOPER UNIVERSITY HOSPITAL |  |  | CSP - located @ CUH | 0011088450 | DOMINIC VENDETTA | Repair | Closed | Kenneth Krips | 11/01/2019 | 11/01/2019 | LAPAROSCOPE - NO IMAGE - TMX | 1/26/2017 1:15:42 PM KMKRIPS REPAIRS: LEVEL 3 REPAIR - LG PRONG CLEANING END CAP - ELECTRICAL SYSTEM - TUBE REPLACEMENTS - LIGHT PROJECTION - OPTICAL SYSTEM - MAJOR FLUID INVASION - COMPLETE FUNCTION INSPECTION. COST: $5795.00 JOE DRUCTOR APPROVED - B. AICHROTH SENT REQUISITION FOR A PURCHASE ORDER. 1/27/2017 8:12:35 AM KMKRIPS CUH PURCHASE ORDER #: 1212796953-SERV THIS DEVICE WAS SENT BACK FROM IMS AND DELIVERED BACK TO CSP TO DOT WATSON CSP MGR. | 3805255E-3613-4C1B-9237-606024192E8D | Labor | 11/01/2019 | 11/01/2019 | Kenneth Krips
WA50013A/600755 |  | OLYMPUS AMERICA, INC. | OLYMPUS AMERICA, INC. ENDOEYE (HD-13A) |  |  | OR - KELEMEN 3 |  |  | excluded | 11/01/2019 |  |  |  |  | NO | NO |  |  |  |  | OLYMPUS AMERICA, INC. WA50013A/600755 600755 |  |  | Active |  | 99:99:99:99:99:99 |  | Equipment | PAAR:00-PVAR | 11/01/2019 | 11/01/2019 | COOPER UNIVERSITY HOSPITAL |  |  |  | WOT00000000517813 | DOMINIC VENDETTA | Disposition | Closed | Kenneth Krips | 11/01/2019 | 11/01/2019 | Bulk Disposition CNL |  |  |  | 11/01/2019 | 11/01/2019
WA50013A/600441 |  | OLYMPUS AMERICA, INC. | OLYMPUS AMERICA, INC. ENDOEYE (HD-13A) |  |  | OR - KELEMEN 3 |  |  |  | 11/02/2019 |  |  |  |  | NO | NO |  |  |  |  | OLYMPUS AMERICA, INC. WA50013A/600441 600441 |  |  | Disposition |  |  |  | Equipment | PAAR:00-PVAR | 11/02/2019 | 11/02/2019 | COOPER UNIVERSITY HOSPITAL |  |  |  |  | DOMINIC VENDETTA |  |  |  | 11/02/2019 | 11/02/2019 |  |  |  |  | 11/02/2019 | 11/02/2019
WA50013A/600442 |  | OLYMPUS AMERICA, INC. | OLYMPUS AMERICA, INC. ENDOEYE (HD-13A) |  |  | OR - KELEMEN 3 |  |  |  | 11/02/2019 |  |  |  |  | NO | NO |  |  |  |  | OLYMPUS AMERICA, INC. WA50013A/600442 600442 |  |  | Disposition |  |  |  | Equipment | PAAR:00-PVAR | 11/02/2019 | 11/02/2019 | COOPER UNIVERSITY HOSPITAL |  |  |  |  | DOMINIC VENDETTA |  |  |  | 11/02/2019 | 11/02/2019 |  |  |  |  | 11/02/2019 | 11/02/2019
WA50013A/600440 |  | OLYMPUS AMERICA, INC. | OLYMPUS AMERICA, INC. ENDOEYE (HD-13A) |  |  | OR - KELEMEN 3 |  |  |  | 11/02/2019 |  |  |  |  | NO | NO |  |  |  |  | OLYMPUS AMERICA, INC. WA50013A/600440 600440 |  |  | Disposition |  |  |  | Equipment | PAAR:00-PVAR | 11/02/2019 | 11/02/2019 | COOPER UNIVERSITY HOSPITAL |  |  |  |  | DOMINIC VENDETTA |  |  |  | 11/02/2019 | 11/02/2019 |  |  |  |  | 11/02/2019 | 11/02/2019
WA50013A/600439 |  | OLYMPUS AMERICA, INC. | OLYMPUS AMERICA, INC. ENDOEYE (HD-13A) |  |  | OR - KELEMEN 3 |  |  |  | 11/02/2019 |  |  |  |  | NO | NO |  |  |  |  | OLYMPUS AMERICA, INC. WA50013A/600439 600439 |  |  | Disposition |  |  |  | Equipment | PAAR:00-PVAR | 11/02/2019 | 11/02/2019 | COOPER UNIVERSITY HOSPITAL |  |  |  |  | DOMINIC VENDETTA |  |  |  | 11/02/2019 | 11/02/2019 |  |  |  |  | 11/02/2019 | 11/02/2019
|  | OLYMPUS AMERICA, INC. | OLYMPUS AMERICA, INC. ENDOEYE HD II |  |  | OR - KELEMEN 3 |  |  | excluded | 10/31/2019 |  |  |  |  | NO | NO |  |  |  |  | OLYMPUS AMERICA, INC. 625885 625885 |  |  | Active |  | 99:99:99:99:99:99 |  | Equipment | PAAR:00-PVAR | 10/31/2019 | 10/31/2019 | COOPER UNIVERSITY HOSPITAL |  |  |  |  | DOMINIC VENDETTA |  |  |  | 10/31/2019 | 10/31/2019 |  |  |  |  | 10/31/2019 | 10/31/2019
|  | OLYMPUS AMERICA, INC. | OLYMPUS AMERICA, INC. ENDOEYE HD II |  |  | OR - KELEMEN 3 |  |  | excluded | 10/31/2019 |  |  |  |  | NO | NO |  |  |  |  | OLYMPUS AMERICA, INC. 625887 625887 |  |  | Active |  | 99:99:99:99:99:99 |  | Equipment | PAAR:00-PVAR | 10/31/2019 | 10/31/2019 | COOPER UNIVERSITY HOSPITAL |  |  |  |  | DOMINIC VENDETTA |  |  |  | 10/31/2019 | 10/31/2019 |  |  |  |  | 10/31/2019 | 10/31/2019
|  | OLYMPUS AMERICA, INC. | OLYMPUS AMERICA, INC. ENDOEYE HD II |  |  | OPERATING ROOM - PAVILION |  |  | excluded | 10/31/2019 |  |  |  |  | NO | NO |  |  |  |  | OLYMPUS AMERICA, INC. 625346 625346 |  |  | Active |  | 99:99:99:99:99:99 |  | Equipment | PAAR:00-PVAR | 10/31/2019 | 10/31/2019 | COOPER UNIVERSITY HOSPITAL |  |  |  |  | DOMINIC VENDETTA |  |  |  | 10/31/2019 | 10/31/2019 |  |  |  |  | 10/31/2019 | 10/31/2019
TL1200762 |  | OLYMPUS AMERICA, INC. | OLYMPUS AMERICA, INC. ENF-GP |  |  | PAVILION 8 |  |  |  | 10/16/2019 |  |  |  |  | NO | NO |  |  |  |  | OLYMPUS AMERICA, INC. TL1200762 1200762 |  |  | Disposition |  | 99:99:99:99:99:99 |  | Equipment | PAAR:00-PVAR | 10/16/2019 | 10/16/2019 | COOPER UNIVERSITY HOSPITAL |  |  |  | WOT00000000890921 | BRIAN OSHAUGHNESSY | Performance Verification | Closed | Kenneth Krips | 10/16/2019 | 10/16/2019 | Performance Verification for OLYMPUS AMERICA, INC. TL1200762 1200762 | Initial Install of Performance Verification. Device is ready for patient use. |  |  | 10/16/2019 | 10/16/2019
|  | OLYMPUS AMERICA, INC. | OLYMPUS AMERICA, INC. ENF-GP |  |  | PAVILION 8 |  |  |  | 10/16/2019 |  |  |  |  | NO | NO |  |  |  |  | OLYMPUS AMERICA, INC. 2400146 2400146 |  |  | Disposition |  | 99:99:99:99:99:99 |  | Equipment | PAAR:00-PVAR | 10/16/2019 | 10/16/2019 | COOPER UNIVERSITY HOSPITAL |  |  | Pavillion 8 P860 Clean Equipmen |  | BRIAN OSHAUGHNESSY |  |  |  | 10/16/2019 | 10/16/2019 |  |  |  |  | 10/16/2019 | 10/16/2019
ENSGP/1402868 |  | OLYMPUS AMERICA, INC. | OLYMPUS AMERICA, INC. ESG-100 |  |  | OR - KELEMEN 3 |  |  |  | 09/29/2015 |  |  |  |  | NO | NO |  |  |  |  | OLYMPUS AMERICA, INC. ENSGP/1402868 1402868 |  |  | Disposition |  |  |  | High Risk | 6M:00-MFG | 09/29/2015 | 09/29/2015 | COOPER UNIVERSITY HOSPITAL |  |  | OPERATING ROOM |  | DOMINIC VENDETTA |  |  |  | 09/29/2015 | 09/29/2015 |  |  |  |  | 09/29/2015 | 09/29/2015
|  | OLYMPUS AMERICA, INC. | OLYMPUS AMERICA, INC. EU-ME2 |  |  | PULMONARY LAB |  |  |  | 10/13/2016 |  |  |  |  | NO | NO |  |  |  |  | OLYMPUS AMERICA, INC. 10649865 7612267 |  |  | Active |  | 99:99:99:99:99:99 |  | Equipment | PAAR:00-PVAR | 10/31/2019 |  | COOPER UNIVERSITY HOSPITAL |  |  |  |  | KATHY LOFLAND
BF-XP160F/2900666 |  | OLYMPUS AMERICA, INC. | OLYMPUS AMERICA, INC. EVIS EXERA BF-XP160F |  |  | PULMONARY LAB |  |  |  | 11/01/2019 |  |  |  |  | NO | NO |  |  |  |  | OLYMPUS AMERICA, INC. BF-XP160F/2900666 2900666 |  |  | Disposition |  | 99:99:99:99:99:99 |  | Equipment | PAAR:00-PVAR | 11/01/2019 | 11/01/2019 | COOPER UNIVERSITY HOSPITAL |  |  | 6TH FLOOR Pulmonary Lab Room 65 | WOT00000000514219 | KATHY LOFLAND | Disposition | Closed | Kenneth Krips | 11/01/2019 | 11/01/2019 | Bulk Disposition CNL |  |  |  | 11/01/2019 | 11/01/2019
BF-XP160F/2341319 |  | OLYMPUS AMERICA, INC. | OLYMPUS AMERICA, INC. EVIS EXERA BF-XP160F |  |  | ANESTHESIOLOGY |  |  |  | 11/01/2019 |  |  |  |  | NO | NO |  |  |  |  | OLYMPUS AMERICA, INC. BF-XP160F/2341319 2341319 |  |  | Active |  | 99:99:99:99:99:99 |  | Equipment | PAAR:00-PVAR | 11/01/2019 | 11/01/2019 | COOPER UNIVERSITY HOSPITAL |  |  | K OR SUPPLY RM |  | GIACINTA ROUPAS |  |  |  | 11/01/2019 | 11/01/2019 |  |  |  |  | 11/01/2019 | 11/01/2019
|  | OLYMPUS AMERICA, INC. | OLYMPUS AMERICA, INC. EVIS EXERA II CLV-180 |  |  | SPECIAL TEST |  |  |  | 12/06/2010 |  |  |  |  | NO | NO |  |  |  |  | OLYMPUS AMERICA, INC. 10367794 7018954 |  |  | Disposition |  |  |  | Equipment | PAAR:00-PVAR | 11/02/2019 |  | COOPER UNIVERSITY HOSPITAL |  |  | ENDO 4 |  | AMY HANNAN
|  | OLYMPUS AMERICA, INC. | OLYMPUS AMERICA, INC. EVIS EXERA II CLV-180 |  |  | SPECIAL TEST |  |  |  | 12/06/2010 |  |  |  |  | NO | NO |  |  |  |  | OLYMPUS AMERICA, INC. 10356136 7018883 |  |  | Disposition |  |  |  | Equipment | PAAR:00-PVAR | 11/02/2019 |  | COOPER UNIVERSITY HOSPITAL |  |  | ENDOSCOPY |  | AMY HANNAN
|  | OLYMPUS AMERICA, INC. | OLYMPUS AMERICA, INC. EVIS EXERA II CLV-180 |  |  | SPECIAL TEST |  |  |  | 11/02/2019 |  |  |  |  | NO | NO |  |  |  |  | OLYMPUS AMERICA, INC. 30144934 7803676 |  |  | Disposition |  |  |  | Equipment | PAAR:00-PVAR | 11/02/2019 | 11/02/2019 | COOPER UNIVERSITY HOSPITAL |  |  | FLUROSCOPY |  | AMY HANNAN |  |  |  | 11/02/2019 | 11/02/2019 |  |  |  |  | 11/02/2019 | 11/02/2019
|  | OLYMPUS AMERICA, INC. | OLYMPUS AMERICA, INC. EVIS EXERA II CLV-180 |  |  | SPECIAL TEST |  |  |  | 11/02/2019 |  |  |  |  | NO | NO |  |  |  |  | OLYMPUS AMERICA, INC. 30143434 7602032 |  |  | Disposition |  |  |  | Equipment | PAAR:00-PVAR | 11/02/2019 | 11/02/2019 | COOPER UNIVERSITY HOSPITAL |  |  | SOUTH 6 |  | AMY HANNAN |  |  |  | 11/02/2019 | 11/02/2019 |  |  |  |  | 11/02/2019 | 11/02/2019
|  | OLYMPUS AMERICA, INC. | OLYMPUS AMERICA, INC. EVIS EXERA II CLV-180 |  |  | SPECIAL TEST |  |  |  | 11/02/2019 |  |  |  |  | NO | NO |  |  |  |  | OLYMPUS AMERICA, INC. 30143425 7113532 |  |  | Disposition |  |  |  | Equipment | PAAR:00-PVAR | 11/02/2019 | 11/02/2019 | COOPER UNIVERSITY HOSPITAL |  |  | BRONCH SUITE |  | AMY HANNAN |  |  |  | 11/02/2019 | 11/02/2019 |  |  |  |  | 11/02/2019 | 11/02/2019
|  | OLYMPUS AMERICA, INC. | OLYMPUS AMERICA, INC. EVIS EXERA II CLV-180 |  |  | SPECIAL TEST |  |  |  | 11/02/2019 |  |  |  |  | NO | NO |  |  |  |  | OLYMPUS AMERICA, INC. 30143424 7104600 |  |  | Disposition |  |  |  | Equipment | PAAR:00-PVAR | 11/02/2019 | 11/02/2019 | COOPER UNIVERSITY HOSPITAL |  |  | BRONCH SUITE |  | AMY HANNAN |  |  |  | 11/02/2019 | 11/02/2019 |  |  |  |  | 11/02/2019 | 11/02/2019
|  | OLYMPUS AMERICA, INC. | OLYMPUS AMERICA, INC. EVIS EXERA II CLV-180 |  |  | SPECIAL TEST |  |  |  | 11/02/2019 |  |  |  |  | NO | NO |  |  |  |  | OLYMPUS AMERICA, INC. 30143414 7602027 |  |  | Disposition |  |  |  | Equipment | PAAR:00-PVAR | 11/02/2019 | 11/02/2019 | COOPER UNIVERSITY HOSPITAL |  |  | 6TH FLOOR |  | AMY HANNAN |  |  |  | 11/02/2019 | 11/02/2019 |  |  |  |  | 11/02/2019 | 11/02/2019
|  | OLYMPUS AMERICA, INC. | OLYMPUS AMERICA, INC. EVIS EXERA II CV-180 |  |  | SPECIAL TEST |  |  |  | 12/06/2010 |  |  |  |  | NO | NO |  |  |  |  | OLYMPUS AMERICA, INC. 10367793 7000140 |  |  | Disposition |  |  |  | Equipment | PAAR:00-PVAR | 11/02/2019 |  | COOPER UNIVERSITY HOSPITAL |  |  | ENDO 4 |  | AMY HANNAN
|  | OLYMPUS AMERICA, INC. | OLYMPUS AMERICA, INC. EVIS EXERA II CV-180 |  |  | SPECIAL TEST |  |  |  | 12/06/2010 |  |  |  |  | NO | NO |  |  |  |  | OLYMPUS AMERICA, INC. 10356135 7000135 |  |  | Disposition |  |  |  | Equipment | PAAR:00-PVAR | 11/02/2019 |  | COOPER UNIVERSITY HOSPITAL |  |  | ENDOSCOPY 2 |  | AMY HANNAN
|  | OLYMPUS AMERICA, INC. | OLYMPUS AMERICA, INC. EVIS EXERA II CV-180 |  |  | SPECIAL TEST |  |  |  | 11/02/2019 |  |  |  |  | NO | NO |  |  |  |  | OLYMPUS AMERICA, INC. 30144933 7884846 |  |  | Disposition |  |  |  | Equipment | PAAR:00-PVAR | 11/02/2019 | 11/02/2019 | COOPER UNIVERSITY HOSPITAL |  |  | FLUROSCOPY |  | AMY HANNAN |  |  |  | 11/02/2019 | 11/02/2019 |  |  |  |  | 11/02/2019 | 11/02/2019
|  | OLYMPUS AMERICA, INC. | OLYMPUS AMERICA, INC. EVIS EXERA II CV-180 |  |  | PULMONARY LAB |  |  |  | 11/02/2019 |  |  |  |  | NO | NO |  |  |  |  | OLYMPUS AMERICA, INC. 30144929 7602024 |  |  | Disposition |  |  |  | Equipment | PAAR:00-PVAR | 11/02/2019 | 11/02/2019 | COOPER UNIVERSITY HOSPITAL |  |  | 6TH SPECIAL TEST |  | KATHY LOFLAND |  |  |  | 11/02/2019 | 11/02/2019 |  |  |  |  | 11/02/2019 | 11/02/2019
|  | OLYMPUS AMERICA, INC. | OLYMPUS AMERICA, INC. EVIS EXERA II CV-180 |  |  | PULMONARY LAB |  |  |  | 11/02/2019 |  |  |  |  | NO | NO |  |  |  |  | OLYMPUS AMERICA, INC. 30144928 7600876 |  |  | Disposition |  |  |  | Equipment | PAAR:00-PVAR | 11/02/2019 | 11/02/2019 | COOPER UNIVERSITY HOSPITAL |  |  | SPECIAL TEST |  | KATHY LOFLAND |  |  |  | 11/02/2019 | 11/02/2019 |  |  |  |  | 11/02/2019 | 11/02/2019
|  | OLYMPUS AMERICA, INC. | OLYMPUS AMERICA, INC. EVIS EXERA II CV-180 |  |  | SPECIAL TEST |  |  |  | 11/01/2019 |  |  |  |  | NO | NO |  |  |  |  | OLYMPUS AMERICA, INC. 30143433 7632724 |  |  | Disposition |  |  |  | Equipment | PAAR:00-PVAR | 11/01/2019 | 11/01/2019 | COOPER UNIVERSITY HOSPITAL |  |  | SOUTH 6 |  | AMY HANNAN |  |  |  | 11/01/2019 | 11/01/2019 |  |  |  |  | 11/01/2019 | 11/01/2019
|  | OLYMPUS AMERICA, INC. | OLYMPUS AMERICA, INC. EVIS EXERA II CV-180 |  |  | OR - KELEMEN 3 |  |  |  | 08/25/2006 |  |  |  |  | NO | NO |  |  |  |  | OLYMPUS AMERICA, INC. 10346267 7644384 |  |  | Active |  | 99:99:99:99:99:99 |  | Equipment | PAAR:00-PVAR | 11/02/2019 |  | COOPER UNIVERSITY HOSPITAL |  |  | OR 9 | WOT00000000519074 | DOMINIC VENDETTA | Disposition | Closed | Salvatore Bombara | 02/08/2018 | 05/15/2019 | Bulk Disposition CNL
|  | OLYMPUS AMERICA, INC. | OLYMPUS AMERICA, INC. EVIS EXERA III (BF-XP190) |  |  | SAME DAY OR-2ND FL PAVILION |  |  |  | 10/31/2019 |  |  |  |  | NO | NO |  |  |  |  | OLYMPUS AMERICA, INC. 2711094 2711094 |  |  | Active |  | 99:99:99:99:99:99 |  | Equipment | PAAR:00-PVAR | 10/31/2019 | 10/31/2019 | COOPER UNIVERSITY HOSPITAL |  |  |  | WOT00000000558933 | JOE DRUCTOR | Performance Verification | Closed | Kenneth Krips | 10/31/2019 | 10/31/2019 | Performance Verification for OLYMPUS AMERICA, INC. 2711094 2711094 | Initial Install of Performance Verification. Device is ready for patient use. |  |  | 10/31/2019 | 10/31/2019
|  | OLYMPUS AMERICA, INC. | OLYMPUS AMERICA, INC. EVIS EXERA III (BF-XP190) |  |  | OR - KELEMEN 3 |  |  |  | 10/31/2019 |  |  |  |  | NO | NO |  |  |  |  | OLYMPUS AMERICA, INC. 2600681 2600681 |  |  | Active |  | 99:99:99:99:99:99 |  | Equipment | PAAR:00-PVAR | 10/31/2019 | 10/31/2019 | COOPER UNIVERSITY HOSPITAL |  |  |  |  | DOMINIC VENDETTA |  |  |  | 10/31/2019 | 10/31/2019 |  |  |  |  | 10/31/2019 | 10/31/2019
|  | OLYMPUS AMERICA, INC. | OLYMPUS AMERICA, INC. EVIS EXERA III BF-1TH190 |  |  | COOPER DIGESTIVE HEALTH-ENDOSCOPY |  |  |  | 10/31/2019 |  |  |  |  | NO | NO |  |  |  |  | OLYMPUS AMERICA, INC. 2722983 2722983 |  |  | Active |  | 99:99:99:99:99:99 |  | Equipment | PAAR:00-PVAR | 10/31/2019 | 10/31/2019 | COOPER AMBULATORY OFF-SITES |  |  |  | 0011193831 | JEANNE GREER | Preventative Maintenance | Closed | Bonnie Aichroth | 10/31/2019 | 10/31/2019 | PERFORMANCE ASSURANCE AT INVENTORY | INVENTORIED DEVICE AND ENSURED DEVICE WAS FUNCTIONING PROPERLY. | C580A2EA-8343-4440-AD50-A93763E8273D | Labor | 10/31/2019 | 10/31/2019 | Kenneth Krips
|  | OLYMPUS AMERICA, INC. | OLYMPUS AMERICA, INC. EVIS EXERA III BF-1TH190 |  |  | PULMONARY LAB |  |  |  | 10/31/2019 |  |  |  |  | NO | NO |  |  |  |  | OLYMPUS AMERICA, INC. 2722979 2722979 |  |  | Active |  | 99:99:99:99:99:99 |  | Equipment | PAAR:00-PVAR | 10/31/2019 | 10/31/2019 | COOPER UNIVERSITY HOSPITAL |  |  |  | 0011193822 | KATHY LOFLAND | Performance Verification | Closed | Bonnie Aichroth | 10/31/2019 | 10/31/2019 | INCOMING INVENTORY | DEVICE INVENTORIED | 87303E3F-C7E6-492B-B2BC-7A024A4A39DD | Labor | 10/31/2019 | 10/31/2019 | Bonnie Aichroth
|  | OLYMPUS AMERICA, INC. | OLYMPUS AMERICA, INC. EVIS EXERA III BF-1TH190 |  |  | PULMONARY LAB |  |  |  | 10/31/2019 |  |  |  |  | NO | NO |  |  |  |  | OLYMPUS AMERICA, INC. 2622943 2622943 |  |  | Active |  | 99:99:99:99:99:99 |  | Equipment | PAAR:00-PVAR | 10/31/2019 | 10/31/2019 | COOPER UNIVERSITY HOSPITAL |  |  |  | 0011193816 | KATHY LOFLAND | Preventative Maintenance | Closed | Bonnie Aichroth | 10/31/2019 | 10/31/2019 | PERFORMANCE ASSURANCE AT INVENTORY | INVENTORIED DEVICE AND ENSURED DEVICE WAS FUNCTIONING PROPERLY. | 73AFEBDC-EA6F-4CE9-A2EE-428E7BA36EEB | Labor | 10/31/2019 | 10/31/2019 | Kenneth Krips
|  | OLYMPUS AMERICA, INC. | OLYMPUS AMERICA, INC. EVIS EXERA III BF-1TH190 |  |  | PULMONARY LAB |  |  |  | 10/31/2019 |  |  |  |  | NO | NO |  |  |  |  | OLYMPUS AMERICA, INC. 2602531 2602531 |  |  | Active |  | 99:99:99:99:99:99 |  | Equipment | PAAR:00-PVAR | 10/31/2019 | 10/31/2019 | COOPER UNIVERSITY HOSPITAL |  |  |  |  | KATHY LOFLAND |  |  |  | 10/31/2019 | 10/31/2019 |  |  |  |  | 10/31/2019 | 10/31/2019
|  | OLYMPUS AMERICA, INC. | OLYMPUS AMERICA, INC. EVIS EXERA III BF-1TH190 |  |  | PULMONARY LAB |  |  |  | 10/31/2019 |  |  |  |  | NO | NO |  |  |  |  | OLYMPUS AMERICA, INC. 2602533 2602533 |  |  | Active |  | 99:99:99:99:99:99 |  | Equipment | PAAR:00-PVAR | 10/31/2019 | 10/31/2019 | COOPER UNIVERSITY HOSPITAL |  |  |  |  | KATHY LOFLAND |  |  |  | 10/31/2019 | 10/31/2019 |  |  |  |  | 10/31/2019 | 10/31/2019
TBF1T190/2501228 |  | OLYMPUS AMERICA, INC. | OLYMPUS AMERICA, INC. EVIS EXERA III BF-1TH190 |  | 2501228 | PULMONARY LAB |  |  |  | 10/31/2019 |  |  |  |  | NO | NO |  |  |  |  | OLYMPUS AMERICA, INC. TBF1T190/2501228 2501228 |  |  | Temporary |  |  |  | Equipment | PAAR:00-PVAR | 10/31/2019 | 10/31/2019 | COOPER UNIVERSITY HOSPITAL |  |  | 6TH FLOOR | WOT00000003776276 | KATHY LOFLAND | Performance Verification | Completed | Kenneth Krips | 10/31/2019 | 10/31/2019 | Performance Verification for OLYMPUS AMERICA, INC. TBF1T190/2501228 2501228 | Initial Install of Performance Verification. Device is ready for patient use. |  |  | 10/31/2019 | 10/31/2019
TL2501909 |  | OLYMPUS AMERICA, INC. | OLYMPUS AMERICA, INC. EVIS EXERA III BF-1TH190 |  |  | PULMONARY LAB |  |  |  | 10/16/2019 |  |  |  |  | NO | NO |  |  |  |  | OLYMPUS AMERICA, INC. TL2501909 2501909 |  |  | Disposition |  | 99:99:99:99:99:99 |  | Equipment | PAAR:00-PVAR | 10/16/2019 | 10/16/2019 | COOPER UNIVERSITY HOSPITAL |  |  |  | 0012476653 | KATHY LOFLAND | Performance Verification | Closed | Josh Harris | 10/16/2019 | 10/16/2019 | INCOMING INVENTORY | DEVICE INVENTORIED | FF204537-D3DF-4F53-B8BC-578DFB0FB60A | Labor | 10/16/2019 | 10/16/2019 | Josh Harris
|  | OLYMPUS AMERICA, INC. | OLYMPUS AMERICA, INC. EVIS EXERA III BF-MP190F |  |  | PULMONARY LAB |  |  |  | 10/31/2019 |  |  |  |  | NO | NO |  |  |  |  | OLYMPUS AMERICA, INC. 2900254 2900254 |  |  | Active |  | 99:99:99:99:99:99 |  | Equipment | PAAR:00-PVAR | 10/31/2019 | 10/31/2019 | COOPER UNIVERSITY HOSPITAL |  |  | Performance Verification | WOT00000001866032 | KATHY LOFLAND | Performance Verification | Closed | Kenneth Krips | 10/31/2019 | 10/31/2019 | CEID Record Completion for OLYMPUS AMERICA, INC. 2900254 2900254 | NEW SCOPE INVENTORIED FOR THE PULMONARY DEPT. | EXP1961986 | Labor | 10/31/2019 | 10/31/2019 | Kenneth Krips
TL2800208 |  | OLYMPUS AMERICA, INC. | OLYMPUS AMERICA, INC. EVIS EXERA III BF-MP190F |  | TL2800208 | PULMONARY LAB |  |  |  | 10/16/2019 |  |  |  |  | NO | NO |  |  |  |  | OLYMPUS AMERICA, INC. TL2800208 TL2800208 |  |  | Disposition |  | 99:99:99:99:99:99 |  | Equipment | PAAR:00-PVAR | 10/16/2019 | 10/16/2019 | COOPER UNIVERSITY HOSPITAL |  |  | Performance Verification | WOT00000001583807 | KATHY LOFLAND | Performance Verification | Closed | Kenneth Krips | 10/16/2019 | 10/16/2019 | Performance Verification for UNMATCHED TL2800208 TL2800208 | Initial Install of Performance Verification. Device is ready for patient use. |  |  | 10/16/2019 | 10/16/2019
TL2800201 |  | OLYMPUS AMERICA, INC. | OLYMPUS AMERICA, INC. EVIS EXERA III BF-MP190F |  | TL2800201 | PULMONARY LAB |  |  |  | 10/16/2019 |  |  |  |  | NO | NO |  |  |  |  | OLYMPUS AMERICA, INC. TL2800201 TL2800201 |  |  | Disposition |  | 99:99:99:99:99:99 |  | Equipment | PAAR:00-PVAR | 10/16/2019 | 10/16/2019 | COOPER UNIVERSITY HOSPITAL |  |  | Performance Verification | WOT00000001583831 | KATHY LOFLAND | Performance Verification | Closed | Kenneth Krips | 10/16/2019 | 10/16/2019 | Performance Verification for UNMATCHED TL2800201 TL2800201 | Initial Install of Performance Verification. Device is ready for patient use. |  |  | 10/16/2019 | 10/16/2019
|  | OLYMPUS AMERICA, INC. | OLYMPUS AMERICA, INC. EVIS EXERA III CLV-190 |  |  | PULMONARY LAB |  |  |  | 10/13/2016 |  |  |  |  | NO | NO |  |  |  |  | OLYMPUS AMERICA, INC. 10349867 7669285 |  |  | Active |  | 99:99:99:99:99:99 |  | Equipment | PAAR:00-PVAR | 10/31/2019 |  | COOPER UNIVERSITY HOSPITAL |  |  |  |  | KATHY LOFLAND
|  | OLYMPUS AMERICA, INC. | OLYMPUS AMERICA, INC. EVIS EXERA III CV-190 |  |  | PULMONARY LAB |  |  |  | 10/13/2016 |  |  |  |  | NO | NO |  |  |  |  | OLYMPUS AMERICA, INC. 10349866 7621840 |  |  | Active |  | 99:99:99:99:99:99 |  | Equipment | PAAR:00-PVAR | 10/31/2019 |  | COOPER UNIVERSITY HOSPITAL |  |  |  |  | KATHY LOFLAND
|  | OLYMPUS AMERICA, INC. | OLYMPUS AMERICA, INC. EVIS EXERA III GIF-XP190 |  |  | VOORHEES SURGERY CENTER-OPERATING ROOM |  |  |  | 10/31/2019 |  |  |  |  | NO | NO |  |  |  |  | OLYMPUS AMERICA, INC. 2833400 2833400 |  |  | Active |  | 99:99:99:99:99:99 |  | Equipment | PAAR:00-PVAR | 10/31/2019 | 10/31/2019 | COOPER AMBULATORY OFF-SITES |  |  |  | WOT00000000816054 | JENNIFER BOMBARO | Performance Verification | Closed | Kenneth Krips | 10/31/2019 | 10/31/2019 | Performance Verification for OLYMPUS AMERICA, INC. 2833400 2833400 | Initial Install of Performance Verification. Device is ready for patient use. |  |  | 10/31/2019 | 10/31/2019
|  | OLYMPUS AMERICA, INC. | OLYMPUS AMERICA, INC. EVIS EXERA III GIF-XP190 |  |  | VOORHEES SURGERY CENTER-OPERATING ROOM |  |  |  | 10/31/2019 |  |  |  |  | NO | NO |  |  |  |  | OLYMPUS AMERICA, INC. 283339 283339 |  |  | Active |  | 99:99:99:99:99:99 |  | Equipment | PAAR:00-PVAR | 10/31/2019 | 10/31/2019 | COOPER AMBULATORY OFF-SITES |  |  |  | WOT00000000816138 | JENNIFER BOMBARO | Performance Verification | Closed | Kenneth Krips | 10/31/2019 | 10/31/2019 | Performance Verification for OLYMPUS AMERICA, INC. 283339 283339 | Initial Install of Performance Verification. Device is ready for patient use. |  |  | 10/31/2019 | 10/31/2019
TL2500399 |  | OLYMPUS AMERICA, INC. | OLYMPUS AMERICA, INC. EVIS EXERA III PCF-H190DL |  | TL2500399 | COOPER DIGESTIVE HEALTH-ENDOSCOPY |  |  |  | 10/16/2019 |  |  |  |  | NO | NO |  |  |  |  | OLYMPUS AMERICA, INC. TL2500399 TL2500399 |  |  | Disposition |  | 99:99:99:99:99:99 |  | Equipment | PAAR:00-PVAR | 10/16/2019 | 10/16/2019 | COOPER AMBULATORY OFF-SITES |  |  |  | WOT00000001862204 | JEANNE GREER | Performance Verification | Closed | Kenneth Krips | 10/16/2019 | 10/16/2019 | Performance Verification for OLYMPUS AMERICA, INC. TL2500399 TL2500399 | Initial Install of Performance Verification. Device is ready for patient use. |  |  | 10/16/2019 | 10/16/2019
TGIFH190/2201350 |  | OLYMPUS AMERICA, INC. | OLYMPUS AMERICA, INC. EVIS EXTRA III (GIF-H190) |  |  | BRACHFIELD MEDICAL ASSOCIATES-MEDICINE |  |  |  | 10/31/2019 |  |  |  |  | NO | NO |  |  |  |  | OLYMPUS AMERICA, INC. TGIFH190/2201350 2201350 |  |  | Temporary |  |  |  |  | PAAR:00-PVAR | 10/31/2019 | 10/31/2019 | COOPER AMBULATORY OFF-SITES |  |  | BMA - WILLINGBORO | WOT00000003959312 | CATHY CRAWFORD | Performance Verification | Completed | Kenneth Krips | 10/31/2019 | 10/31/2019 | Performance Verification for OLYMPUS AMERICA, INC. TGIFH190/2201350 2201350 | Initial Install of Performance Verification. Device is ready for patient use. |  |  | 10/31/2019 | 10/31/2019
FNL 10RP2/A011575 |  | OLYMPUS AMERICA, INC. | OLYMPUS AMERICA, INC. FNL 10RP2 |  | A011575 | OR - KELEMEN 3 |  |  |  | 11/01/2019 |  |  |  |  | NO | NO |  |  |  |  | OLYMPUS AMERICA, INC. FNL 10RP2/A011575 A011575 |  |  | Active |  | 99:99:99:99:99:99 |  | Equipment | PAAR:00-PVAR | 11/01/2019 | 11/01/2019 | COOPER UNIVERSITY HOSPITAL |  |  |  | WOT00000000520736 | DOMINIC VENDETTA | Disposition | Closed | Kenneth Krips | 11/01/2019 | 11/01/2019 | Bulk Disposition CNL |  |  |  | 11/01/2019 | 11/01/2019
GF-UCT14/1400372 |  | OLYMPUS AMERICA, INC. | OLYMPUS AMERICA, INC. GF-UC140P |  |  | SPECIAL TEST |  |  |  | 11/02/2019 |  |  |  |  | NO | NO |  |  |  |  | OLYMPUS AMERICA, INC. GF-UCT14/1400372 1400372 |  |  | Disposition |  |  |  | Equipment | PAAR:00-PVAR | 11/02/2019 | 11/02/2019 | COOPER UNIVERSITY HOSPITAL |  |  | SPD |  | AMY HANNAN |  |  |  | 11/02/2019 | 11/02/2019 |  |  |  |  | 11/02/2019 | 11/02/2019
GF-UCT140-ALS/1500372 |  | OLYMPUS AMERICA, INC. | OLYMPUS AMERICA, INC. GF-UC140P-AL5 |  |  | SPECIAL TEST |  |  |  | 11/02/2019 |  |  |  |  | NO | NO |  |  |  |  | OLYMPUS AMERICA, INC. GF-UCT140-ALS/1500372 1500372 |  |  | Disposition |  |  |  | Equipment | PAAR:00-PVAR | 11/02/2019 | 11/02/2019 | COOPER UNIVERSITY HOSPITAL |  |  | SPD |  | AMY HANNAN |  |  |  | 11/02/2019 | 11/02/2019 |  |  |  |  | 11/02/2019 | 11/02/2019
GF-UC160F-OL8/A2 |  | OLYMPUS AMERICA, INC. | OLYMPUS AMERICA, INC. GF-UC160F-OL8 |  | A2 | OR - KELEMEN 3 |  |  |  | 11/02/2019 |  |  |  |  | NO | NO |  |  |  |  | OLYMPUS AMERICA, INC. GF-UC160F-OL8/A2 A2 |  |  | Active |  | 99:99:99:99:99:99 |  | Equipment | PAAR:00-PVAR | 11/02/2019 | 11/02/2019 | COOPER UNIVERSITY HOSPITAL |  |  |  | WOT00000000520828 | DOMINIC VENDETTA | Disposition | Closed | Kenneth Krips | 11/02/2019 | 11/02/2019 | Bulk Disposition CNL |  |  |  | 11/02/2019 | 11/02/2019
GF-UC160F-OL8/A3 |  | OLYMPUS AMERICA, INC. | OLYMPUS AMERICA, INC. GF-UC160F-OL8 |  | A3 | OR - KELEMEN 3 |  |  |  | 11/02/2019 |  |  |  |  | NO | NO |  |  |  |  | OLYMPUS AMERICA, INC. GF-UC160F-OL8/A3 A3 |  |  | Active |  | 99:99:99:99:99:99 |  | Equipment | PAAR:00-PVAR | 11/02/2019 | 11/02/2019 | COOPER UNIVERSITY HOSPITAL |  |  |  | WOT00000000520882 | DOMINIC VENDETTA | Disposition | Closed | Kenneth Krips | 11/02/2019 | 11/02/2019 | Bulk Disposition CNL |  |  |  | 11/02/2019 | 11/02/2019
GF-UC160F-OL8/A1 |  | OLYMPUS AMERICA, INC. | OLYMPUS AMERICA, INC. GF-UC160F-OL8 |  | A1 | OR - KELEMEN 3 |  |  |  | 11/01/2019 |  |  |  |  | NO | NO |  |  |  |  | OLYMPUS AMERICA, INC. GF-UC160F-OL8/A1 A1 |  |  | Active |  | 99:99:99:99:99:99 |  | Equipment | PAAR:00-PVAR | 11/01/2019 | 11/01/2019 | COOPER UNIVERSITY HOSPITAL |  |  |  | WOT00000000520760 | DOMINIC VENDETTA | Disposition | Closed | Kenneth Krips | 11/01/2019 | 11/01/2019 | Bulk Disposition CNL |  |  |  | 11/01/2019 | 11/01/2019
GF-UCT140-AL5/1911101 |  | OLYMPUS AMERICA, INC. | OLYMPUS AMERICA, INC. GF-UCT140-AL5 |  |  | SPECIAL TEST |  |  |  | 11/02/2019 |  |  |  |  | NO | NO |  |  |  |  | OLYMPUS AMERICA, INC. GF-UCT140-AL5/1911101 1911101 |  |  | Disposition |  |  |  | Equipment | PAAR:00-PVAR | 11/02/2019 | 11/02/2019 | COOPER UNIVERSITY HOSPITAL |  |  | SPECIAL TEST |  | AMY HANNAN |  |  |  | 11/02/2019 | 11/02/2019 |  |  |  |  | 11/02/2019 | 11/02/2019
GF-UCT140-AL5/1331597 |  | OLYMPUS AMERICA, INC. | OLYMPUS AMERICA, INC. GF-UCT140-AL5 |  |  | SPECIAL TEST |  |  |  | 11/02/2019 |  |  |  |  | NO | NO |  |  |  |  | OLYMPUS AMERICA, INC. GF-UCT140-AL5/1331597 1331597 |  |  | Disposition |  |  |  | Equipment | PAAR:00-PVAR | 11/02/2019 | 11/02/2019 | COOPER UNIVERSITY HOSPITAL |  |  | kelemen 6 |  | AMY HANNAN |  |  |  | 11/02/2019 | 11/02/2019 |  |  |  |  | 11/02/2019 | 11/02/2019
TL5115634 |  | OLYMPUS AMERICA, INC. | OLYMPUS AMERICA, INC. GF-UCT140-AL5 |  |  | SPECIAL TEST |  |  |  | 10/16/2019 |  |  |  |  | NO | NO |  |  |  |  | OLYMPUS AMERICA, INC. TL5115634 5115634 |  |  | Disposition |  | 99:99:99:99:99:99 |  | Equipment | PAAR:00-PVAR | 10/16/2019 | 10/16/2019 | COOPER UNIVERSITY HOSPITAL |  |  |  |  | AMY HANNAN |  |  |  | 10/16/2019 | 10/16/2019 |  |  |  |  | 10/16/2019 | 10/16/2019
TL1310911 |  | OLYMPUS AMERICA, INC. | OLYMPUS AMERICA, INC. GF-UCT180 |  |  | SPECIAL TEST |  |  |  | 10/16/2019 |  |  |  |  | NO | NO |  |  |  |  | OLYMPUS AMERICA, INC. TL1310911 1310911 |  |  | Disposition |  | 99:99:99:99:99:99 |  | Equipment | PAAR:00-PVAR | 10/16/2019 | 10/16/2019 | COOPER UNIVERSITY HOSPITAL |  |  |  | 0012659520 | AMY HANNAN | Performance Verification | Closed | Josh Harris | 10/16/2019 | 10/16/2019 | INCOMING INVENTORY | DEVICE INVENTORIED | F61C72D8-F595-4C2D-B6DF-693C513B60F7 | Labor | 10/16/2019 | 10/16/2019 | Josh Harris
TL1210776 |  | OLYMPUS AMERICA, INC. | OLYMPUS AMERICA, INC. GF-UCT180 |  | TL1210776 | SPECIAL TEST |  |  |  | 10/16/2019 |  |  |  |  | NO | NO |  |  |  |  | OLYMPUS AMERICA, INC. TL1210776 TL1210776 |  |  | Disposition |  |  |  | Equipment | PAAR:00-PVAR | 10/16/2019 | 10/16/2019 | COOPER UNIVERSITY HOSPITAL |  |  |  | WOT00000001333622 | AMY HANNAN | Performance Verification | Closed | Kenneth Krips | 10/16/2019 | 10/16/2019 | CEID Record Completion for OLYMPUS AMERICA, INC. TL1210776 TL1210776 | THE SERIAL NUMBER IS EXTREMELY WORN ON THIS DEVICE BUT IT'S CONFIRMED THAT THE SERIAL NUMBER IS 1210776. THIS SCOPE IS A LOANER BEING PROVIDED BY OLYMPUS TO STU. | EXP1280762 | Labor | 10/16/2019 | 10/16/2019 | Kenneth Krips
TL1110390 |  | OLYMPUS AMERICA, INC. | OLYMPUS AMERICA, INC. GF-UCT180 |  |  | SPECIAL TEST |  |  |  | 10/16/2019 |  |  |  |  | NO | NO |  |  |  |  | OLYMPUS AMERICA, INC. TL1110390 1110390 |  |  | Disposition |  | 99:99:99:99:99:99 |  | Equipment | PAAR:00-PVAR | 10/16/2019 | 10/16/2019 | COOPER UNIVERSITY HOSPITAL |  |  |  | 0011443646 | AMY HANNAN | Preventative Maintenance | Closed | Bonnie Aichroth | 10/16/2019 | 10/16/2019 | PERFORMANCE ASSURANCE AT INVENTORY | INVENTORIED DEVICE AND ENSURED DEVICE WAS FUNCTIONING PROPERLY. | F70198B3-FFF3-4EF5-88CA-0E1A31C8D3AB | Labor | 10/16/2019 | 10/16/2019 | Kenneth Krips
TGIFUCT180/7410245 |  | OLYMPUS AMERICA, INC. | OLYMPUS AMERICA, INC. GF-UCT180 |  | TL7410245 | SPECIAL TEST |  |  |  | 10/16/2019 |  |  |  |  | NO | NO |  |  |  |  | OLYMPUS AMERICA, INC. TGIFUCT180/7410245 TL7410245 |  |  | Disposition | TL7410245 |  |  | Equipment | PAAR:00-PVAR | 10/16/2019 | 10/16/2019 | COOPER UNIVERSITY HOSPITAL |  |  | Performance Verification | WOT00000002675681 | AMY HANNAN | Performance Verification | Closed | Kenneth Krips | 10/16/2019 | 10/16/2019 | Performance Verification for UNMATCHED TL7410245 TL7410245 | Initial Install of Performance Verification. Device is ready for patient use. |  |  | 10/16/2019 | 10/16/2019
TGFUCT180/7410146 |  | OLYMPUS AMERICA, INC. | OLYMPUS AMERICA, INC. GF-UCT180 |  |  | SPECIAL TEST |  |  |  | 10/31/2019 |  |  |  |  | NO | NO |  |  |  |  | OLYMPUS AMERICA, INC. TGFUCT180/7410146 7410146 |  |  | Temporary |  |  |  | Equipment | PAAR:00-PVAR | 10/31/2019 | 10/31/2019 | COOPER UNIVERSITY HOSPITAL |  |  |  | WOT00000003430929 | AMY HANNAN | Performance Verification | Completed | Kenneth Krips | 10/31/2019 | 10/31/2019 | Performance Verification for UNMATCHED TGFUCT180/7410146 7410146 | Initial Install of Performance Verification. Device is ready for patient use. |  |  | 10/31/2019 | 10/31/2019
T7410148 |  | OLYMPUS AMERICA, INC. | OLYMPUS AMERICA, INC. GF-UCT180 |  |  | SPECIAL TEST |  |  |  | 10/31/2019 |  |  |  |  | NO | NO |  |  |  |  | OLYMPUS AMERICA, INC. T7410148 7410148 |  |  | Temporary |  |  |  | Equipment | PAAR:00-PVAR | 10/31/2019 | 10/31/2019 | COOPER UNIVERSITY HOSPITAL |  |  |  |  | AMY HANNAN |  |  |  | 10/31/2019 | 10/31/2019 |  |  |  |  | 10/31/2019 | 10/31/2019
GF-UCT180/7923814 |  | OLYMPUS AMERICA, INC. | OLYMPUS AMERICA, INC. GF-UCT180 |  |  | SPECIAL TEST |  |  |  | 10/31/2019 |  |  |  |  | NO | NO |  |  |  |  | OLYMPUS AMERICA, INC. GF-UCT180/7923814 7923814 |  |  | Active |  |  |  | Equipment | PAAR:00-PVAR | 10/31/2019 | 10/31/2019 | COOPER UNIVERSITY HOSPITAL |  |  | 6TH FLOOR KELEMEN | WOT00000003782137 | AMY HANNAN | Performance Verification | Completed | Kenneth Krips | 10/31/2019 | 10/31/2019 | Performance Verification for OLYMPUS AMERICA, INC. GF-UCT180/7923814 7923814 | Initial Install of Performance Verification. Device is ready for patient use. |  |  | 10/31/2019 | 10/31/2019
GF-UCT180/7923812 |  | OLYMPUS AMERICA, INC. | OLYMPUS AMERICA, INC. GF-UCT180 |  |  | SPECIAL TEST |  |  |  | 10/31/2019 |  |  |  |  | NO | NO |  |  |  |  | OLYMPUS AMERICA, INC. GF-UCT180/7923812 7923812 |  |  | Active |  |  |  | Equipment | PAAR:00-PVAR | 10/31/2019 | 10/31/2019 | COOPER UNIVERSITY HOSPITAL |  |  | 6TH FLOOR KELEMENT | WOT00000003782064 | AMY HANNAN | Performance Verification | Completed | Kenneth Krips | 10/31/2019 | 10/31/2019 | Performance Verification for OLYMPUS AMERICA, INC. GF-UCT180/7923812 7923812 | Initial Install of Performance Verification. Device is ready for patient use. |  |  | 10/31/2019 | 10/31/2019
GF-UCT180/1210530 |  | OLYMPUS AMERICA, INC. | OLYMPUS AMERICA, INC. GF-UCT180 |  |  | COOPER DIGESTIVE HEALTH-ENDOSCOPY |  |  |  | 11/02/2019 |  |  |  |  | NO | NO |  |  |  |  | OLYMPUS AMERICA, INC. GF-UCT180/1210530 1210530 |  |  | Active |  | 99:99:99:99:99:99 |  | Equipment | PAAR:00-PVAR | 11/02/2019 | 11/02/2019 | COOPER AMBULATORY OFF-SITES |  |  | GI CENTER MT LAUREL |  | JEANNE GREER |  |  |  | 11/02/2019 | 11/02/2019 |  |  |  |  | 11/02/2019 | 11/02/2019
GF-UCT180/7923694 |  | OLYMPUS AMERICA, INC. | OLYMPUS AMERICA, INC. GF-UCT180 |  |  | SPECIAL TEST |  |  |  | 10/31/2019 |  |  |  |  | NO | NO |  |  |  |  | OLYMPUS AMERICA, INC. GF-UCT180/7923694 7923694 |  |  | Active |  |  |  | Equipment | PAAR:00-PVAR | 10/31/2019 | 10/31/2019 | COOPER UNIVERSITY HOSPITAL |  |  | 6TH FLOOR KELEMEN | WOT00000003781990 | AMY HANNAN | Performance Verification | Completed | Kenneth Krips | 10/31/2019 | 10/31/2019 | Performance Verification for OLYMPUS AMERICA, INC. GF-UCT180/7923694 7923694 | Initial Install of Performance Verification. Device is ready for patient use. |  |  | 10/31/2019 | 10/31/2019
|  | OLYMPUS AMERICA, INC. | OLYMPUS AMERICA, INC. GF-UCT180 |  |  | SPECIAL TEST |  |  |  | 10/31/2019 |  |  |  |  | NO | NO |  |  |  |  | OLYMPUS AMERICA, INC. 7611359 7611359 |  |  | Active |  | 99:99:99:99:99:99 |  | Equipment | PAAR:00-PVAR | 10/31/2019 | 10/31/2019 | COOPER UNIVERSITY HOSPITAL |  |  |  |  | AMY HANNAN |  |  |  | 10/31/2019 | 10/31/2019 |  |  |  |  | 10/31/2019 | 10/31/2019
|  | OLYMPUS AMERICA, INC. | OLYMPUS AMERICA, INC. GF-UCT180 |  |  | SPECIAL TEST |  |  |  | 10/31/2019 |  |  |  |  | NO | NO |  |  |  |  | OLYMPUS AMERICA, INC. 7611358 7611358 |  |  | Active |  | 99:99:99:99:99:99 |  | Equipment | PAAR:00-PVAR | 10/31/2019 | 10/31/2019 | COOPER UNIVERSITY HOSPITAL |  |  |  |  | AMY HANNAN |  |  |  | 10/31/2019 | 10/31/2019 |  |  |  |  | 10/31/2019 | 10/31/2019
|  | OLYMPUS AMERICA, INC. | OLYMPUS AMERICA, INC. GF-UCT180 |  |  | SPECIAL TEST |  |  |  | 10/31/2019 |  |  |  |  | NO | NO |  |  |  |  | OLYMPUS AMERICA, INC. 7511244 7511244 |  |  | Active |  | 99:99:99:99:99:99 |  | Equipment | PAAR:00-PVAR | 10/31/2019 | 10/31/2019 | COOPER UNIVERSITY HOSPITAL |  |  |  |  | AMY HANNAN |  |  |  | 10/31/2019 | 10/31/2019 |  |  |  |  | 10/31/2019 | 10/31/2019
|  | OLYMPUS AMERICA, INC. | OLYMPUS AMERICA, INC. GF-UCT180 |  |  | COOPER DIGESTIVE HEALTH-ENDOSCOPY |  |  |  | 10/31/2019 |  |  |  |  | NO | NO |  |  |  |  | OLYMPUS AMERICA, INC. 7410305 7401305 |  |  | Active |  | 99:99:99:99:99:99 |  | Equipment | PAAR:00-PVAR | 10/31/2019 | 10/31/2019 | COOPER AMBULATORY OFF-SITES |  |  | Suite 102 - Procedure Scope Clo |  | JEANNE GREER |  |  |  | 10/31/2019 | 10/31/2019 |  |  |  |  | 10/31/2019 | 10/31/2019
TL7722387 |  | OLYMPUS AMERICA, INC. | OLYMPUS AMERICA, INC. GF-UCT180 |  |  | SPECIAL TEST |  |  |  | 10/16/2019 |  |  |  |  | NO | NO |  |  |  |  | OLYMPUS AMERICA, INC. TL7722387 7722387 |  |  | Disposition |  | 99:99:99:99:99:99 |  | Equipment | PAAR:00-PVAR | 10/16/2019 | 10/16/2019 | COOPER UNIVERSITY HOSPITAL |  |  | STU | WOT00000000946316 | AMY HANNAN | Performance Verification | Closed | Kenneth Krips | 10/16/2019 | 10/16/2019 | Performance Verification for OLYMPUS AMERICA, INC. TL7722387 7722387 | Initial Install of Performance Verification. Device is ready for patient use. |  |  | 10/16/2019 | 10/16/2019
TL7722340 |  | OLYMPUS AMERICA, INC. | OLYMPUS AMERICA, INC. GF-UCT180 |  |  | SHORT PROCEDURE UNIT |  |  |  | 10/16/2019 |  |  |  |  | NO | NO |  |  |  |  | OLYMPUS AMERICA, INC. TL7722340 7722340 |  |  | Disposition |  | 99:99:99:99:99:99 |  | Equipment | PAAR:00-PVAR | 10/16/2019 | 10/16/2019 | COOPER UNIVERSITY HOSPITAL |  |  |  | 0012476625 | Lisa Geoghegan | Preventative Maintenance | Closed | Josh Harris | 10/16/2019 | 10/16/2019 | PERFORMANCE ASSURANCE AT INVENTORY | INVENTORIED DEVICE AND ENSURED DEVICE WAS FUNCTIONING PROPERLY. | DD8C7800-1EDE-45BA-8DD1-913646657334 | Labor | 10/16/2019 | 10/16/2019 | Kenneth Krips
TL7621791 |  | OLYMPUS AMERICA, INC. | OLYMPUS AMERICA, INC. GF-UCT180 |  |  | SPECIAL TEST |  |  |  | 10/16/2019 |  |  |  |  | NO | NO |  |  |  |  | OLYMPUS AMERICA, INC. TL7621791 7621791 |  |  | Disposition |  | 99:99:99:99:99:99 |  | Equipment | PAAR:00-PVAR | 10/16/2019 | 10/16/2019 | COOPER UNIVERSITY HOSPITAL |  |  |  | WOT00000000892362 | AMY HANNAN | Performance Verification | Closed | Kenneth Krips | 10/16/2019 | 10/16/2019 | Performance Verification for OLYMPUS AMERICA, INC. TL7621791 7621791 | Initial Install of Performance Verification. Device is ready for patient use. |  |  | 10/16/2019 | 10/16/2019
TL1911228 |  | OLYMPUS AMERICA, INC. | OLYMPUS AMERICA, INC. GF-UE160-AL5 |  |  | SPECIAL TEST |  |  |  | 10/16/2019 |  |  |  |  | NO | NO |  |  |  |  | OLYMPUS AMERICA, INC. TL1911228 1911228 |  |  | Disposition |  | 99:99:99:99:99:99 |  | Equipment | PAAR:00-PVAR | 10/16/2019 | 10/16/2019 | COOPER UNIVERSITY HOSPITAL |  |  |  |  | AMY HANNAN |  |  |  | 10/16/2019 | 10/16/2019 |  |  |  |  | 10/16/2019 | 10/16/2019
|  | OLYMPUS AMERICA, INC. | OLYMPUS AMERICA, INC. GF-UE160-AL5 |  |  | SPECIAL TEST |  |  |  | 10/16/2019 |  |  |  |  | NO | NO |  |  |  |  | OLYMPUS AMERICA, INC. 1600285 1600285 |  |  | Disposition |  |  |  | Equipment | PAAR:00-PVAR | 10/16/2019 | 10/16/2019 | COOPER UNIVERSITY HOSPITAL |  |  |  |  | AMY HANNAN |  |  |  | 10/16/2019 | 10/16/2019 |  |  |  |  | 10/16/2019 | 10/16/2019
GF-UE160/1600285 |  | OLYMPUS AMERICA, INC. | OLYMPUS AMERICA, INC. GF-UE160-AL5 |  |  | SPECIAL TEST |  |  |  | 11/02/2019 |  |  |  |  | NO | NO |  |  |  |  | OLYMPUS AMERICA, INC. GF-UE160/1600285 160285 |  |  | Active |  | 99:99:99:99:99:99 |  | Equipment | PAAR:00-PVAR | 11/02/2019 | 11/02/2019 | COOPER UNIVERSITY HOSPITAL |  |  | GI SUITE | WOT00000000511679 | AMY HANNAN | Disposition | Closed | Kenneth Krips | 11/02/2019 | 11/02/2019 | Bulk Disposition CNL |  |  |  | 11/02/2019 | 11/02/2019
GF-UM20/1400655 |  | OLYMPUS AMERICA, INC. | OLYMPUS AMERICA, INC. GF-UM20 |  |  | SPECIAL TEST |  |  |  | 11/01/2019 |  |  |  |  | NO | NO |  |  |  |  | OLYMPUS AMERICA, INC. GF-UM20/1400655 1400655 |  |  | Disposition |  |  |  | Equipment | PAAR:00-PVAR | 11/01/2019 | 11/01/2019 | COOPER UNIVERSITY HOSPITAL |  |  | SPD |  | AMY HANNAN |  |  |  | 11/01/2019 | 11/01/2019 |  |  |  |  | 11/01/2019 | 11/01/2019
GIFQ160/2407537 |  | OLYMPUS AMERICA, INC. | OLYMPUS AMERICA, INC. GIF-160 |  |  | SPECIAL TEST |  |  |  | 11/02/2019 |  |  |  |  | NO | NO |  |  |  |  | OLYMPUS AMERICA, INC. GIFQ160/2407537 2407537 |  |  | Disposition |  |  |  | Equipment | PAAR:00-PVAR | 11/02/2019 | 11/02/2019 | COOPER UNIVERSITY HOSPITAL |  |  | SPD |  | AMY HANNAN |  |  |  | 11/02/2019 | 11/02/2019 |  |  |  |  | 11/02/2019 | 11/02/2019
GIF-160/2712293 |  | OLYMPUS AMERICA, INC. | OLYMPUS AMERICA, INC. GIF-160 |  |  | SPECIAL TEST |  |  |  | 11/01/2019 |  |  |  |  | NO | NO |  |  |  |  | OLYMPUS AMERICA, INC. GIF-160/2712293 2712293 |  |  | Disposition |  |  |  | Equipment | PAAR:00-PVAR | 11/01/2019 | 11/01/2019 | COOPER UNIVERSITY HOSPITAL |  |  | SPD |  | AMY HANNAN |  |  |  | 11/01/2019 | 11/01/2019 |  |  |  |  | 11/01/2019 | 11/01/2019
GIF-160/2306881 |  | OLYMPUS AMERICA, INC. | OLYMPUS AMERICA, INC. GIF-160 |  |  | CENTRAL STERILE PROCESSING |  |  |  | 11/02/2019 |  |  |  |  | NO | NO |  |  |  |  | OLYMPUS AMERICA, INC. GIF-160/2306881 2306881 |  |  | Disposition |  |  |  | Equipment | PAAR:00-PVAR | 11/02/2019 | 11/02/2019 | COOPER UNIVERSITY HOSPITAL |  |  |  |  | GINA GAROZZO |  |  |  | 11/02/2019 | 11/02/2019 |  |  |  |  | 11/02/2019 | 11/02/2019
GIF-160/2306240 |  | OLYMPUS AMERICA, INC. | OLYMPUS AMERICA, INC. GIF-160 |  |  | SPECIAL TEST |  |  |  | 11/02/2019 |  |  |  |  | NO | NO |  |  |  |  | OLYMPUS AMERICA, INC. GIF-160/2306240 2306240 |  |  | Disposition |  |  |  | Equipment | PAAR:00-PVAR | 11/02/2019 | 11/02/2019 | COOPER UNIVERSITY HOSPITAL |  |  | SPD |  | AMY HANNAN |  |  |  | 11/02/2019 | 11/02/2019 |  |  |  |  | 11/02/2019 | 11/02/2019
GIF-160/2306232 |  | OLYMPUS AMERICA, INC. | OLYMPUS AMERICA, INC. GIF-160 |  |  | SPECIAL TEST |  |  |  | 11/02/2019 |  |  |  |  | NO | NO |  |  |  |  | OLYMPUS AMERICA, INC. GIF-160/2306232 2306232 |  |  | Disposition |  |  |  | Equipment | PAAR:00-PVAR | 11/02/2019 | 11/02/2019 | COOPER UNIVERSITY HOSPITAL |  |  | SPD |  | AMY HANNAN |  |  |  | 11/02/2019 | 11/02/2019 |  |  |  |  | 11/02/2019 | 11/02/2019
GIF-160/2102057 |  | OLYMPUS AMERICA, INC. | OLYMPUS AMERICA, INC. GIF-160 |  |  | CENTRAL STERILE PROCESSING |  |  |  | 11/01/2019 |  |  |  |  | NO | NO |  |  |  |  | OLYMPUS AMERICA, INC. GIF-160/2102057 2102057 |  |  | Disposition |  |  |  | Equipment | PAAR:00-PVAR | 11/01/2019 | 11/01/2019 | COOPER UNIVERSITY HOSPITAL |  |  |  |  | GINA GAROZZO |  |  |  | 11/01/2019 | 11/01/2019 |  |  |  |  | 11/01/2019 | 11/01/2019
TL2902041 |  | OLYMPUS AMERICA, INC. | OLYMPUS AMERICA, INC. GIF-180 |  |  | COOPER DIGESTIVE HEALTH-ENDOSCOPY |  |  |  | 10/16/2019 |  |  |  |  | NO | NO |  |  |  |  | OLYMPUS AMERICA, INC. TL2902041 2902041 |  |  | Disposition |  |  |  | Equipment | PAAR:00-PVAR | 10/16/2019 | 10/16/2019 | COOPER AMBULATORY OFF-SITES |  |  |  | WOT00000001088876 | JEANNE GREER | Performance Verification | Closed | Kenneth Krips | 10/16/2019 | 10/16/2019 | Performance Verification for OLYMPUS AMERICA, INC. TL2902041 2902041 | Initial Install of Performance Verification. Device is ready for patient use. |  |  | 10/16/2019 | 10/16/2019
TL2602086 |  | OLYMPUS AMERICA, INC. | OLYMPUS AMERICA, INC. GIF-180 |  |  | COOPER DIGESTIVE HEALTH-ENDOSCOPY |  |  |  | 10/16/2019 |  |  |  |  | NO | NO |  |  |  |  | OLYMPUS AMERICA, INC. TL2602086 2602086 |  |  | Disposition |  | 99:99:99:99:99:99 |  | Equipment | PAAR:00-PVAR | 10/16/2019 | 10/16/2019 | COOPER AMBULATORY OFF-SITES |  |  |  | 0012678102 | JEANNE GREER | Performance Verification | Closed | Josh Harris | 10/16/2019 | 10/16/2019 | INCOMING INVENTORY | DEVICE INVENTORIED | 0AD5C437-6400-4559-BE13-4887CBDDE285 | Labor | 10/16/2019 | 10/16/2019 | Josh Harris
GIF-2T100 |  | OLYMPUS AMERICA, INC. | OLYMPUS AMERICA, INC. GIF-2T100 |  |  | SPECIAL TEST |  |  |  | 11/02/2019 |  |  |  |  | NO | NO |  |  |  |  | OLYMPUS AMERICA, INC. GIF-2T100 2100011 |  |  | Disposition |  |  |  | Equipment | PAAR:00-PVAR | 11/02/2019 | 11/02/2019 | COOPER UNIVERSITY HOSPITAL |  |  | SPD |  | AMY HANNAN |  |  |  | 11/02/2019 | 11/02/2019 |  |  |  |  | 11/02/2019 | 11/02/2019
TL2004001 |  | OLYMPUS AMERICA, INC. | OLYMPUS AMERICA, INC. GIF-H180 |  |  | SPECIAL TEST |  |  |  | 10/16/2019 |  |  |  |  | NO | NO |  |  |  |  | OLYMPUS AMERICA, INC. TL2004001 2004001 |  |  | Disposition |  | 99:99:99:99:99:99 |  | Equipment | PAAR:00-PVAR | 10/16/2019 | 10/16/2019 | COOPER UNIVERSITY HOSPITAL |  |  |  | WOT00000000645519 | AMY HANNAN | Performance Verification | Closed | Kenneth Krips | 10/16/2019 | 10/16/2019 | Performance Verification for OLYMPUS AMERICA, INC. TL2004001 2004001 | Initial Install of Performance Verification. Device is ready for patient use. |  |  | 10/16/2019 | 10/16/2019
TL2000900 |  | OLYMPUS AMERICA, INC. | OLYMPUS AMERICA, INC. GIF-H180 |  | TL2000900 | VOORHEES SURGERY CENTER-OPERATING ROOM |  |  |  | 10/16/2019 |  |  |  |  | NO | NO |  |  |  |  | OLYMPUS AMERICA, INC. TL2000900 TL2000900 |  |  | Disposition |  |  |  | Equipment | PAAR:00-PVAR | 10/16/2019 | 10/16/2019 | COOPER AMBULATORY OFF-SITES |  |  | Performance Verification | WOT00000001975527 | JENNIFER BOMBARO | Performance Verification | Closed | Kenneth Krips | 10/16/2019 | 10/16/2019 | Performance Verification for OLYMPUS AMERICA, INC. TL2000900 TL2000900 | Initial Install of Performance Verification. Device is ready for patient use. |  |  | 10/16/2019 | 10/16/2019
TL2000132 |  | OLYMPUS AMERICA, INC. | OLYMPUS AMERICA, INC. GIF-H180 |  | TL2000132 | VOORHEES SURGERY CENTER-OPERATING ROOM |  |  |  | 10/16/2019 |  |  |  |  | NO | NO |  |  |  |  | OLYMPUS AMERICA, INC. TL2000132 TL2000132 |  |  | Disposition |  |  |  | Equipment | PAAR:00-PVAR | 10/16/2019 | 10/16/2019 | COOPER AMBULATORY OFF-SITES |  |  | Performance Verification | WOT00000001975511 | JENNIFER BOMBARO | Performance Verification | Closed | Kenneth Krips | 10/16/2019 | 10/16/2019 | Performance Verification for OLYMPUS AMERICA, INC. TL2000132 TL2000132 | Initial Install of Performance Verification. Device is ready for patient use. |  |  | 10/16/2019 | 10/16/2019
|  | OLYMPUS AMERICA, INC. | OLYMPUS AMERICA, INC. GIF-H180 |  |  | SPECIAL TEST |  |  |  | 10/31/2019 |  |  |  |  | NO | NO |  |  |  |  | OLYMPUS AMERICA, INC. 2705139 2705139 |  |  | Active | TL2705139 | 99:99:99:99:99:99 |  | Equipment | PAAR:00-PVAR | 10/31/2019 | 10/31/2019 | COOPER UNIVERSITY HOSPITAL |  |  | 6TH FLOOR KELEMEN |  | AMY HANNAN |  |  |  | 10/31/2019 | 10/31/2019 |  |  |  |  | 10/31/2019 | 10/31/2019
TGIFH180/2705186 |  | OLYMPUS AMERICA, INC. | OLYMPUS AMERICA, INC. GIF-H180 |  |  | CENTRAL STERILE PROCESSING |  |  |  | 10/31/2019 |  |  |  |  | NO | NO |  |  |  |  | OLYMPUS AMERICA, INC. TGIFH180/2705186 2705386 |  |  | Temporary |  |  |  | Equipment | PAAR:00-PVAR | 10/31/2019 | 10/31/2019 | COOPER UNIVERSITY HOSPITAL |  |  | BASEMENT | WOT00000002873976 | GINA GAROZZO | Performance Verification | Closed | Kenneth Krips | 10/31/2019 | 10/31/2019 | Performance Verification for OLYMPUS AMERICA, INC. TGIFH180/2705186 2705386 | Initial Install of Performance Verification. Device is ready for patient use. |  |  | 10/31/2019 | 10/31/2019
GIF-H180/2705483 |  | OLYMPUS AMERICA, INC. | OLYMPUS AMERICA, INC. GIF-H180 |  |  | COOPER DIGESTIVE HEALTH-ENDOSCOPY |  |  |  | 11/02/2019 |  |  |  |  | NO | NO |  |  |  |  | OLYMPUS AMERICA, INC. GIF-H180/2705483 2705483 |  |  | Disposition |  |  |  | Equipment | PAAR:00-PVAR | 11/02/2019 | 11/02/2019 | COOPER AMBULATORY OFF-SITES |  |  | GI SUITE |  | JEANNE GREER |  |  |  | 11/02/2019 | 11/02/2019 |  |  |  |  | 11/02/2019 | 11/02/2019
GIF-H180/2705470 |  | OLYMPUS AMERICA, INC. | OLYMPUS AMERICA, INC. GIF-H180 |  |  | COOPER DIGESTIVE HEALTH-ENDOSCOPY |  |  |  | 11/02/2019 |  |  |  |  | NO | NO |  |  |  |  | OLYMPUS AMERICA, INC. GIF-H180/2705470 2705470 |  |  | Active |  | 99:99:99:99:99:99 |  | Equipment | PAAR:00-PVAR | 11/02/2019 | 11/02/2019 | COOPER AMBULATORY OFF-SITES |  |  | GI SUITE |  | JEANNE GREER |  |  |  | 11/02/2019 | 11/02/2019 |  |  |  |  | 11/02/2019 | 11/02/2019
GIF-H180/2705472 |  | OLYMPUS AMERICA, INC. | OLYMPUS AMERICA, INC. GIF-H180 |  |  | COOPER DIGESTIVE HEALTH-ENDOSCOPY |  |  |  | 11/02/2019 |  |  |  |  | NO | NO |  |  |  |  | OLYMPUS AMERICA, INC. GIF-H180/2705472 2705472 |  |  | Disposition |  |  |  | Equipment | PAAR:00-PVAR | 11/02/2019 | 11/02/2019 | COOPER AMBULATORY OFF-SITES |  |  | DISPOSITION |  | JEANNE GREER |  |  |  | 11/02/2019 | 11/02/2019 |  |  |  |  | 11/02/2019 | 11/02/2019
GIF-H180/2106170 |  | OLYMPUS AMERICA, INC. | OLYMPUS AMERICA, INC. GIF-H180 |  |  | OR - KELEMEN 3 |  |  |  | 11/01/2019 |  |  |  |  | NO | NO |  |  |  |  | OLYMPUS AMERICA, INC. GIF-H180/2106170 2106170 |  |  | Disposition |  |  |  | Equipment | PAAR:00-PVAR | 11/01/2019 | 11/01/2019 | COOPER UNIVERSITY HOSPITAL |  |  | OPERATING ROOM |  | DOMINIC VENDETTA |  |  |  | 11/01/2019 | 11/01/2019 |  |  |  |  | 11/01/2019 | 11/01/2019
TL2705123 |  | OLYMPUS AMERICA, INC. | OLYMPUS AMERICA, INC. GIF-H180 |  | TL2705123 | BRACHFIELD MEDICAL ASSOCIATES-MEDICINE |  |  |  | 10/16/2019 |  |  |  |  | NO | NO |  |  |  |  | OLYMPUS AMERICA, INC. TL2705123 TL2705123 |  |  | Disposition |  |  |  | Equipment | PAAR:00-PVAR | 10/16/2019 | 10/16/2019 | COOPER AMBULATORY OFF-SITES |  |  |  | WOT00000001293423 | CATHY CRAWFORD | Performance Verification | Closed | Kenneth Krips | 10/16/2019 | 10/16/2019 | Performance Verification for OLYMPUS AMERICA, INC. TL2705123 TL2705123 | Initial Install of Performance Verification. Device is ready for patient use. |  |  | 10/16/2019 | 10/16/2019
TL2703241 |  | OLYMPUS AMERICA, INC. | OLYMPUS AMERICA, INC. GIF-H180 |  | TL2703241 | SPECIAL TEST |  |  |  | 10/16/2019 |  |  |  |  | NO | NO |  |  |  |  | OLYMPUS AMERICA, INC. TL2703241 TL2703241 |  |  | Disposition |  | 99:99:99:99:99:99 |  | Equipment | PAAR:00-PVAR | 10/16/2019 | 10/16/2019 | COOPER UNIVERSITY HOSPITAL |  |  | Performance Verification |  | AMY HANNAN |  |  |  | 10/16/2019 | 10/16/2019 |  |  |  |  | 10/16/2019 | 10/16/2019
TGIF-H180J/2103956 |  | OLYMPUS AMERICA, INC. | OLYMPUS AMERICA, INC. GIF-H180J |  | TL2103956 | COOPER DIGESTIVE HEALTH-ENDOSCOPY |  |  |  | 10/31/2019 |  |  |  |  | NO | NO |  |  |  |  | OLYMPUS AMERICA, INC. TGIF-H180J/2103956 TL2103956 |  |  | Temporary | TL2103956, TgIF-H180J/2103956 | 99:99:99:99:99:99 |  | Equipment | PAAR:00-PVAR | 10/31/2019 | 10/31/2019 | COOPER AMBULATORY OFF-SITES |  |  | Performance Verification | WOT00000001409610 | JEANNE GREER | Performance Verification | Closed | Kenneth Krips | 10/31/2019 | 10/31/2019 | Performance Verification for OLYMPUS AMERICA, INC. TL2103956 TL2103956 | Initial Install of Performance Verification. Device is ready for patient use. |  |  | 10/31/2019 | 10/31/2019
TL2317477 |  | OLYMPUS AMERICA, INC. | OLYMPUS AMERICA, INC. GIF-H180J |  | TL2317477 | SPECIAL TEST |  |  |  | 10/16/2019 |  |  |  |  | NO | NO |  |  |  |  | OLYMPUS AMERICA, INC. TL2317477 TL2317477 |  |  | Disposition |  | 99:99:99:99:99:99 |  | Equipment | PAAR:00-PVAR | 10/16/2019 | 10/16/2019 | COOPER UNIVERSITY HOSPITAL |  |  | STU | WOT00000001200161 | AMY HANNAN | Performance Verification | Closed | Kenneth Krips | 10/16/2019 | 10/16/2019 | Performance Verification for OLYMPUS AMERICA, INC. TL2317477 TL2317477 | Initial Install of Performance Verification. Device is ready for patient use. |  |  | 10/16/2019 | 10/16/2019
TL2104463 |  | OLYMPUS AMERICA, INC. | OLYMPUS AMERICA, INC. GIF-H180J |  | TL2104463 | COOPER DIGESTIVE HEALTH-ENDOSCOPY |  |  |  | 10/16/2019 |  |  |  |  | NO | NO |  |  |  |  | OLYMPUS AMERICA, INC. TL2104463 TL2104463 |  |  | Disposition |  | 99:99:99:99:99:99 |  | Equipment | PAAR:00-PVAR | 10/16/2019 | 10/16/2019 | COOPER AMBULATORY OFF-SITES |  |  |  | WOT00000001429130 | JEANNE GREER | Performance Verification | Closed | Kenneth Krips | 10/16/2019 | 10/16/2019 | CEID Record Completion for OLYMPUS AMERICA, INC. TL2104463 TL2104463 | THIS LOANER SCOPE IS BEING PROVIDED BY IMS | EXP1363250 | Labor | 10/16/2019 | 10/16/2019 | Kenneth Krips
TL2103469 |  | OLYMPUS AMERICA, INC. | OLYMPUS AMERICA, INC. GIF-H180J |  | TL2103469 | SPECIAL TEST |  |  |  | 10/16/2019 |  |  |  |  | NO | NO |  |  |  |  | OLYMPUS AMERICA, INC. TL2103469 TL2103469 |  |  | Disposition |  |  |  | Equipment | PAAR:00-PVAR | 10/16/2019 | 10/16/2019 | COOPER UNIVERSITY HOSPITAL |  |  |  | WOT00000001297715 | AMY HANNAN | Performance Verification | Closed | Kenneth Krips | 10/16/2019 | 10/16/2019 | Performance Verification for OLYMPUS AMERICA, INC. TL2103469 TL2103469 | Initial Install of Performance Verification. Device is ready for patient use. |  |  | 10/16/2019 | 10/16/2019
|  | OLYMPUS AMERICA, INC. | OLYMPUS AMERICA, INC. GIF-H190 |  |  | COOPER DIGESTIVE HEALTH-ENDOSCOPY |  |  |  | 10/31/2019 |  |  |  |  | NO | NO |  |  |  |  | OLYMPUS AMERICA, INC. 2854495 2854495 |  |  | Active |  | 99:99:99:99:99:99 |  | Equipment | PAAR:00-PVAR | 10/31/2019 | 10/31/2019 | COOPER AMBULATORY OFF-SITES |  |  | MT. LAUREL DIGESTIVE CTR. | WOT00000001033671 | JEANNE GREER | Performance Verification | Closed | Kenneth Krips | 10/31/2019 | 10/31/2019 | Performance Verification for OLYMPUS AMERICA, INC. 2854495 2854495 | Initial Install of Performance Verification. Device is ready for patient use. |  |  | 10/31/2019 | 10/31/2019
TGIFH190/2416866 |  | OLYMPUS AMERICA, INC. | OLYMPUS AMERICA, INC. GIF-H190 |  | TL2416866 | COOPER DIGESTIVE HEALTH-ENDOSCOPY |  |  |  | 10/31/2019 |  |  |  |  | NO | NO |  |  |  |  | OLYMPUS AMERICA, INC. TGIFH190/2416866 TL2416866 |  |  | Temporary | TL2416866 |  |  | Equipment | PAAR:00-PVAR | 10/31/2019 | 10/31/2019 | COOPER AMBULATORY OFF-SITES |  |  | MT LAUREL | WOT00000002558680 | JEANNE GREER | Performance Verification | Closed | Kenneth Krips | 10/31/2019 | 10/31/2019 | Performance Verification for OLYMPUS AMERICA, INC. TL2416866 TL2416866 | Initial Install of Performance Verification. Device is ready for patient use. |  |  | 10/31/2019 | 10/31/2019
|  | OLYMPUS AMERICA, INC. | OLYMPUS AMERICA, INC. GIF-HQ190 |  |  | SPECIAL TEST |  |  |  | 10/16/2019 |  |  |  |  | NO | NO |  |  |  |  | OLYMPUS AMERICA, INC. 2625392 2625392 |  |  | Disposition |  |  |  | Equipment | PAAR:00-PVAR | 10/16/2019 | 10/16/2019 | COOPER UNIVERSITY HOSPITAL |  |  |  |  | AMY HANNAN |  |  |  | 10/16/2019 | 10/16/2019 |  |  |  |  | 10/16/2019 | 10/16/2019
|  | OLYMPUS AMERICA, INC. | OLYMPUS AMERICA, INC. GIF-HQ190 |  |  | SPECIAL TEST |  |  |  | 10/16/2019 |  |  |  |  | NO | NO |  |  |  |  | OLYMPUS AMERICA, INC. 2625387 2625387 |  |  | Disposition |  |  |  | Equipment | PAAR:00-PVAR | 10/16/2019 | 10/16/2019 | COOPER UNIVERSITY HOSPITAL |  |  |  |  | AMY HANNAN |  |  |  | 10/16/2019 | 10/16/2019 |  |  |  |  | 10/16/2019 | 10/16/2019
|  | OLYMPUS AMERICA, INC. | OLYMPUS AMERICA, INC. GIF-HQ190 |  |  | SPECIAL TEST |  |  |  | 10/16/2019 |  |  |  |  | NO | NO |  |  |  |  | OLYMPUS AMERICA, INC. 2625385 2625385 |  |  | Disposition |  |  |  | Equipment | PAAR:00-PVAR | 10/16/2019 | 10/16/2019 | COOPER UNIVERSITY HOSPITAL |  |  |  |  | AMY HANNAN |  |  |  | 10/16/2019 | 10/16/2019 |  |  |  |  | 10/16/2019 | 10/16/2019
|  | OLYMPUS AMERICA, INC. | OLYMPUS AMERICA, INC. GIF-HQ190 |  |  | SPECIAL TEST |  |  |  | 10/16/2019 |  |  |  |  | NO | NO |  |  |  |  | OLYMPUS AMERICA, INC. 2625383 2625383 |  |  | Disposition |  |  |  | Equipment | PAAR:00-PVAR | 10/16/2019 | 10/16/2019 | COOPER UNIVERSITY HOSPITAL |  |  |  |  | AMY HANNAN |  |  |  | 10/16/2019 | 10/16/2019 |  |  |  |  | 10/16/2019 | 10/16/2019
|  | OLYMPUS AMERICA, INC. | OLYMPUS AMERICA, INC. GIF-HQ190 |  |  | SPECIAL TEST |  |  |  | 10/31/2019 |  |  |  |  | NO | NO |  |  |  |  | OLYMPUS AMERICA, INC. 2611404 2611404 |  |  | Active |  | 99:99:99:99:99:99 |  | Equipment | PAAR:00-PVAR | 10/31/2019 | 10/31/2019 | COOPER UNIVERSITY HOSPITAL |  |  |  |  | AMY HANNAN |  |  |  | 10/31/2019 | 10/31/2019 |  |  |  |  | 10/31/2019 | 10/31/2019
TL2200560 |  | OLYMPUS AMERICA, INC. | OLYMPUS AMERICA, INC. GIF-HQ190 |  |  | SHORT PROCEDURE UNIT |  |  |  | 10/16/2019 |  |  |  |  | NO | NO |  |  |  |  | OLYMPUS AMERICA, INC. TL2200560 2200560 |  |  | Disposition |  | 99:99:99:99:99:99 |  | Equipment | PAAR:00-PVAR | 10/16/2019 | 10/16/2019 | COOPER UNIVERSITY HOSPITAL |  |  |  | 0012479115 | Lisa Geoghegan | Preventative Maintenance | Closed | Josh Harris | 10/16/2019 | 10/16/2019 | PERFORMANCE ASSURANCE AT INVENTORY | INVENTORIED DEVICE AND ENSURED DEVICE WAS FUNCTIONING PROPERLY. | 35AF1BA6-813B-44A1-BB73-5B74E8EBBE4C | Labor | 10/16/2019 | 10/16/2019 | Kenneth Krips
TL2200407 |  | OLYMPUS AMERICA, INC. | OLYMPUS AMERICA, INC. GIF-HQ190 |  | TL2200407 | SPECIAL TEST |  |  |  | 10/16/2019 |  |  |  |  | NO | NO |  |  |  |  | OLYMPUS AMERICA, INC. TL2200407 TL2200407 |  |  | Disposition |  |  |  | Equipment | PAAR:00-PVAR | 10/16/2019 | 10/16/2019 | COOPER UNIVERSITY HOSPITAL |  |  | Performance Verification | WOT00000001978618 | AMY HANNAN | Performance Verification | Closed | Kenneth Krips | 10/16/2019 | 10/16/2019 | Performance Verification for OLYMPUS AMERICA, INC. TL2200407 TL2200407 | Initial Install of Performance Verification. Device is ready for patient use. |  |  | 10/16/2019 | 10/16/2019
TL2200258 |  | OLYMPUS AMERICA, INC. | OLYMPUS AMERICA, INC. GIF-HQ190 |  |  | SPECIAL TEST |  |  |  | 10/16/2019 |  |  |  |  | NO | NO |  |  |  |  | OLYMPUS AMERICA, INC. TL2200258 2200258 |  |  | Disposition | TL2200258 |  |  | Equipment | PAAR:00-PVAR | 10/16/2019 | 10/16/2019 | COOPER UNIVERSITY HOSPITAL |  |  |  | WOT00000000513357 | AMY HANNAN | Disposition | Closed | Kenneth Krips | 10/16/2019 | 10/16/2019 | Bulk Disposition CNL | LOANER RETURNED TO VENDOR | EXP0960308 | Labor | 10/16/2019 | 10/16/2019 | Kenneth Krips
GIF-N180/2700680 |  | OLYMPUS AMERICA, INC. | OLYMPUS AMERICA, INC. GIF-N180 |  |  | SPECIAL TEST |  |  |  | 11/02/2019 |  |  |  |  | NO | NO |  |  |  |  | OLYMPUS AMERICA, INC. GIF-N180/2700680 2700680 |  |  | Disposition |  |  |  | Equipment | PAAR:00-PVAR | 11/02/2019 | 11/02/2019 | COOPER UNIVERSITY HOSPITAL |  |  | SPECIAL TEST |  | AMY HANNAN |  |  |  | 11/02/2019 | 11/02/2019 |  |  |  |  | 11/02/2019 | 11/02/2019
TL2600755 |  | OLYMPUS AMERICA, INC. | OLYMPUS AMERICA, INC. GIF-N180 |  |  | SPECIAL TEST |  |  |  | 10/16/2019 |  |  |  |  | NO | NO |  |  |  |  | OLYMPUS AMERICA, INC. TL2600755 2600755 |  |  | Disposition |  |  |  | Equipment | PAAR:00-PVAR | 10/16/2019 | 10/16/2019 | COOPER UNIVERSITY HOSPITAL |  |  |  |  | AMY HANNAN |  |  |  | 10/16/2019 | 10/16/2019 |  |  |  |  | 10/16/2019 | 10/16/2019
GIF-N30 |  | OLYMPUS AMERICA, INC. | OLYMPUS AMERICA, INC. GIF-N30 |  |  | SPECIAL TEST |  |  |  | 11/01/2019 |  |  |  |  | NO | NO |  |  |  |  | OLYMPUS AMERICA, INC. GIF-N30 2500313 |  |  | Disposition |  |  |  | Equipment | PAAR:00-PVAR | 11/01/2019 | 11/01/2019 | COOPER UNIVERSITY HOSPITAL |  |  | SPD |  | AMY HANNAN |  |  |  | 11/01/2019 | 11/01/2019 |  |  |  |  | 11/01/2019 | 11/01/2019
TGIFP140/2700295 |  | OLYMPUS AMERICA, INC. | OLYMPUS AMERICA, INC. GIF-P140 |  |  | SPECIAL TEST |  |  |  | 10/16/2019 |  |  |  |  | NO | NO |  |  |  |  | OLYMPUS AMERICA, INC. TGIFP140/2700295 2700295 |  |  | Disposition | TL2700295 | 99:99:99:99:99:99 |  | Equipment | PAAR:00-PVAR | 10/16/2019 | 10/16/2019 | COOPER UNIVERSITY HOSPITAL |  |  | 6TH FLOOR KELEMEN | 0011500676 | AMY HANNAN | Preventative Maintenance | Closed | Bonnie Aichroth | 10/16/2019 | 10/16/2019 | PERFORMANCE ASSURANCE AT INVENTORY | INVENTORIED DEVICE AND ENSURED DEVICE WAS FUNCTIONING PROPERLY. | 6ABE9B25-FC97-47A5-BD89-5B9265BBBC16 | Labor | 10/16/2019 | 10/16/2019 | Kenneth Krips
GIF-Q140/2913842 |  | OLYMPUS AMERICA, INC. | OLYMPUS AMERICA, INC. GIF-Q140 |  |  | SPD |  |  |  | 11/02/2019 |  |  |  |  | NO | NO |  |  |  |  | OLYMPUS AMERICA, INC. GIF-Q140/2913842 2913842 |  |  | Disposition |  |  |  | Equipment | PAAR:00-PVAR | 11/02/2019 | 11/02/2019 | COOPER UNIVERSITY HOSPITAL |  |  | SPD |  | David Frye |  |  |  | 11/02/2019 | 11/02/2019 |  |  |  |  | 11/02/2019 | 11/02/2019
GIF-Q160/2407534 |  | OLYMPUS AMERICA, INC. | OLYMPUS AMERICA, INC. GIF-Q160 |  |  | SPECIAL TEST |  |  |  | 11/02/2019 |  |  |  |  | NO | NO |  |  |  |  | OLYMPUS AMERICA, INC. GIF-Q160/2407534 2407534 |  |  | Disposition |  |  |  | Equipment | PAAR:00-PVAR | 11/02/2019 | 11/02/2019 | COOPER UNIVERSITY HOSPITAL |  |  | SPD |  | AMY HANNAN |  |  |  | 11/02/2019 | 11/02/2019 |  |  |  |  | 11/02/2019 | 11/02/2019
GIF-Q160/2103204 |  | OLYMPUS AMERICA, INC. | OLYMPUS AMERICA, INC. GIF-Q160 |  |  | OR - KELEMEN 3 |  |  |  | 11/02/2019 |  |  |  |  | NO | NO |  |  |  |  | OLYMPUS AMERICA, INC. GIF-Q160/2103204 2103204 |  |  | Disposition |  |  |  | Equipment | PAAR:00-PVAR | 11/02/2019 | 11/02/2019 | COOPER UNIVERSITY HOSPITAL |  |  | LOANER |  | DOMINIC VENDETTA |  |  |  | 11/02/2019 | 11/02/2019 |  |  |  |  | 11/02/2019 | 11/02/2019
GIF-Q160/2306857 |  | OLYMPUS AMERICA, INC. | OLYMPUS AMERICA, INC. GIF-Q160 |  |  | SPD |  |  |  | 11/02/2019 |  |  |  |  | NO | NO |  |  |  |  | OLYMPUS AMERICA, INC. GIF-Q160/2306857 2306857 |  |  | Disposition |  |  |  | Equipment | PAAR:00-PVAR | 11/02/2019 | 11/02/2019 | COOPER UNIVERSITY HOSPITAL |  |  | SPD |  | David Frye |  |  |  | 11/02/2019 | 11/02/2019 |  |  |  |  | 11/02/2019 | 11/02/2019
GIF-Q160/2407398 |  | OLYMPUS AMERICA, INC. | OLYMPUS AMERICA, INC. GIF-Q160 |  |  | SPECIAL TEST |  |  |  | 11/02/2019 |  |  |  |  | NO | NO |  |  |  |  | OLYMPUS AMERICA, INC. GIF-Q160/2407398 2407398 |  |  | Disposition |  |  |  | Equipment | PAAR:00-PVAR | 11/02/2019 | 11/02/2019 | COOPER UNIVERSITY HOSPITAL |  |  | SPD |  | AMY HANNAN |  |  |  | 11/02/2019 | 11/02/2019 |  |  |  |  | 11/02/2019 | 11/02/2019
|  | OLYMPUS AMERICA, INC. | OLYMPUS AMERICA, INC. GIF-Q180 |  |  | COOPER DIGESTIVE HEALTH-ENDOSCOPY |  |  |  | 10/31/2019 |  |  |  |  | NO | NO |  |  |  |  | OLYMPUS AMERICA, INC. 2809983 2809983 |  |  | Active |  | 99:99:99:99:99:99 |  | Equipment | PAAR:00-PVAR | 10/31/2019 | 10/31/2019 | COOPER AMBULATORY OFF-SITES |  |  |  |  | JEANNE GREER |  |  |  | 10/31/2019 | 10/31/2019 |  |  |  |  | 10/31/2019 | 10/31/2019
GIF-Q180/2808994 |  | OLYMPUS AMERICA, INC. | OLYMPUS AMERICA, INC. GIF-Q180 |  |  | SPECIAL TEST |  |  |  | 11/02/2019 |  |  |  |  | NO | NO |  |  |  |  | OLYMPUS AMERICA, INC. GIF-Q180/2808994 2808994 |  |  | Disposition |  |  |  | Equipment | PAAR:00-PVAR | 11/02/2019 | 11/02/2019 | COOPER UNIVERSITY HOSPITAL |  |  | OPERATING ROOM |  | AMY HANNAN |  |  |  | 11/02/2019 | 11/02/2019 |  |  |  |  | 11/02/2019 | 11/02/2019
GIF-Q180/2705302 |  | OLYMPUS AMERICA, INC. | OLYMPUS AMERICA, INC. GIF-Q180 |  |  | SPECIAL TEST |  |  |  | 11/01/2019 |  |  |  |  | NO | NO |  |  |  |  | OLYMPUS AMERICA, INC. GIF-Q180/2705302 2705302 |  |  | Disposition |  |  |  | Equipment | PAAR:00-PVAR | 11/01/2019 | 11/01/2019 | COOPER UNIVERSITY HOSPITAL |  |  | SPD |  | AMY HANNAN |  |  |  | 11/01/2019 | 11/01/2019 |  |  |  |  | 11/01/2019 | 11/01/2019
GIF-Q180/2501363 |  | OLYMPUS AMERICA, INC. | OLYMPUS AMERICA, INC. GIF-Q180 |  |  | SPD |  |  |  | 11/02/2019 |  |  |  |  | NO | NO |  |  |  |  | OLYMPUS AMERICA, INC. GIF-Q180/2501363 2501363 |  |  | Disposition |  |  |  | Equipment | PAAR:00-PVAR | 11/02/2019 | 11/02/2019 | COOPER UNIVERSITY HOSPITAL |  |  | SPD |  | David Frye |  |  |  | 11/02/2019 | 11/02/2019 |  |  |  |  | 11/02/2019 | 11/02/2019
GIF-Q180/2501282 |  | OLYMPUS AMERICA, INC. | OLYMPUS AMERICA, INC. GIF-Q180 |  |  | SPECIAL TEST |  |  |  | 11/01/2019 |  |  |  |  | NO | NO |  |  |  |  | OLYMPUS AMERICA, INC. GIF-Q180/2501282 2501282 |  |  | Disposition |  |  |  | Equipment | PAAR:00-PVAR | 11/01/2019 | 11/01/2019 | COOPER UNIVERSITY HOSPITAL |  |  | SPD |  | AMY HANNAN |  |  |  | 11/01/2019 | 11/01/2019 |  |  |  |  | 11/01/2019 | 11/01/2019
GIF-Q180/2501303 |  | OLYMPUS AMERICA, INC. | OLYMPUS AMERICA, INC. GIF-Q180 |  |  | SPECIAL TEST |  |  |  | 11/01/2019 |  |  |  |  | NO | NO |  |  |  |  | OLYMPUS AMERICA, INC. GIF-Q180/2501303 2501303 |  |  | Disposition |  |  |  | Equipment | PAAR:00-PVAR | 11/01/2019 | 11/01/2019 | COOPER UNIVERSITY HOSPITAL |  |  | SPD |  | AMY HANNAN |  |  |  | 11/01/2019 | 11/01/2019 |  |  |  |  | 11/01/2019 | 11/01/2019
GIF-Q180 |  | OLYMPUS AMERICA, INC. | OLYMPUS AMERICA, INC. GIF-Q180 |  |  | SPECIAL TEST |  |  |  | 11/02/2019 |  |  |  |  | NO | NO |  |  |  |  | OLYMPUS AMERICA, INC. GIF-Q180 2501302 |  |  | Disposition |  |  |  | Equipment | PAAR:00-PVAR | 11/02/2019 | 11/02/2019 | COOPER UNIVERSITY HOSPITAL |  |  | SPD |  | AMY HANNAN |  |  |  | 11/02/2019 | 11/02/2019 |  |  |  |  | 11/02/2019 | 11/02/2019
TL2706650 |  | OLYMPUS AMERICA, INC. | OLYMPUS AMERICA, INC. GIF-Q180 |  |  | SPECIAL TEST |  |  |  | 10/16/2019 |  |  |  |  | NO | NO |  |  |  |  | OLYMPUS AMERICA, INC. TL2706650 2706650 |  |  | Disposition |  | 99:99:99:99:99:99 |  | Equipment | PAAR:00-PVAR | 10/16/2019 | 10/16/2019 | COOPER UNIVERSITY HOSPITAL |  |  |  |  | AMY HANNAN |  |  |  | 10/16/2019 | 10/16/2019 |  |  |  |  | 10/16/2019 | 10/16/2019
TL2501548 |  | OLYMPUS AMERICA, INC. | OLYMPUS AMERICA, INC. GIF-Q180 |  |  | SPECIAL TEST |  |  |  | 10/16/2019 |  |  |  |  | NO | NO |  |  |  |  | OLYMPUS AMERICA, INC. TL2501548 2501548 |  |  | Disposition |  | 99:99:99:99:99:99 |  | Equipment | PAAR:00-PVAR | 10/16/2019 | 10/16/2019 | COOPER UNIVERSITY HOSPITAL |  |  |  | 0012045028 | AMY HANNAN | Performance Verification | Closed | Kenneth Krips | 10/16/2019 | 10/16/2019 | INCOMING INVENTORY | DEVICE INVENTORIED | AA87CF76-0481-44F4-A52C-22D459909B3C | Labor | 10/16/2019 | 10/16/2019 | Bonnie Aichroth
GIF-XP160/2712295 |  | OLYMPUS AMERICA, INC. | OLYMPUS AMERICA, INC. GIF-XP160 |  |  | SPECIAL TEST |  |  |  | 11/02/2019 |  |  |  |  | NO | NO |  |  |  |  | OLYMPUS AMERICA, INC. GIF-XP160/2712295 2712295 |  |  | Disposition |  |  |  | Equipment | PAAR:00-PVAR | 11/02/2019 | 11/02/2019 | COOPER UNIVERSITY HOSPITAL |  |  | SPECIAL TEST |  | AMY HANNAN |  |  |  | 11/02/2019 | 11/02/2019 |  |  |  |  | 11/02/2019 | 11/02/2019
|  | OLYMPUS AMERICA, INC. | OLYMPUS AMERICA, INC. GIF-XP180N |  |  | VOORHEES SURGERY CENTER-OPERATING ROOM |  |  |  | 10/16/2019 |  |  |  |  | NO | NO |  |  |  |  | OLYMPUS AMERICA, INC. 2811777 2811777 |  |  | Disposition |  | 99:99:99:99:99:99 |  | Equipment | PAAR:00-PVAR | 10/16/2019 | 10/16/2019 | COOPER AMBULATORY OFF-SITES |  |  | Performance Verification | WOT00000001825111 | JENNIFER BOMBARO | Performance Verification | Closed | Kenneth Krips | 10/16/2019 | 10/16/2019 | Performance Verification for UNMATCHED 2811777 2811777 | Initial Install of Performance Verification. Device is ready for patient use. |  |  | 10/16/2019 | 10/16/2019
GIF-XP20/2512876 |  | OLYMPUS AMERICA, INC. | OLYMPUS AMERICA, INC. GIF-XP20 |  |  | SPECIAL TEST |  |  |  | 11/02/2019 |  |  |  |  | NO | NO |  |  |  |  | OLYMPUS AMERICA, INC. GIF-XP20/2512876 2512876 |  |  | Active |  | 99:99:99:99:99:99 |  | Equipment | PAAR:00-PVAR | 11/02/2019 | 11/02/2019 | COOPER UNIVERSITY HOSPITAL |  |  | SPD | WOT00000000513843 | AMY HANNAN | Disposition | Closed | Kenneth Krips | 11/02/2019 | 11/02/2019 | Bulk Disposition CNL |  |  |  | 11/02/2019 | 11/02/2019
GIF-XQ140/2712700 |  | OLYMPUS AMERICA, INC. | OLYMPUS AMERICA, INC. GIF-XQ140 |  |  | SPD |  |  |  | 11/02/2019 |  |  |  |  | NO | NO |  |  |  |  | OLYMPUS AMERICA, INC. GIF-XQ140/2712700 2712700 |  |  | Active |  | 99:99:99:99:99:99 |  | Equipment | PAAR:00-PVAR | 11/02/2019 | 11/02/2019 | COOPER UNIVERSITY HOSPITAL |  |  | SPD | WOT00000000514052 | David Frye | Disposition | Closed | Kenneth Krips | 11/02/2019 | 11/02/2019 | Bulk Disposition CNL |  |  |  | 11/02/2019 | 11/02/2019
|  | OLYMPUS AMERICA, INC. | OLYMPUS AMERICA, INC. IMH-20 |  |  | SAME DAY OR-2ND FL PAVILION |  |  |  | 10/31/2019 |  |  |  |  | NO | NO |  |  |  |  | OLYMPUS AMERICA, INC. 11239127 7755517 |  |  | Active |  | 99:99:99:99:99:99 |  | Equipment | PAAR:00-PVAR | 10/31/2019 | 10/31/2019 | COOPER UNIVERSITY HOSPITAL |  |  | SD OR 4 | WOT00000000564240 | JOE DRUCTOR | Performance Verification | Closed | Salvatore Bombara | 10/31/2019 | 10/31/2019 | Performance Verification for OLYMPUS AMERICA, INC. 11239127 7755517 | Initial Install of Performance Verification. Device is ready for patient use. |  |  | 10/31/2019 | 10/31/2019
LFDP/2723803 |  | OLYMPUS AMERICA, INC. | OLYMPUS AMERICA, INC. LF-DP |  |  | ANESTHESIOLOGY |  |  |  | 11/02/2019 |  |  |  |  | NO | NO |  |  |  |  | OLYMPUS AMERICA, INC. LFDP/2723803 2723803 |  |  | Disposition |  | 99:99:99:99:99:99 |  | Equipment | PAAR:00-PVAR | 11/02/2019 | 11/02/2019 | COOPER UNIVERSITY HOSPITAL |  |  | SPD | WOT00000000514076 | GIACINTA ROUPAS | Disposition | Closed | Kenneth Krips | 11/02/2019 | 11/02/2019 | Bulk Disposition CNL |  |  |  | 11/02/2019 | 11/02/2019
LF-GP/1212104 |  | OLYMPUS AMERICA, INC. | OLYMPUS AMERICA, INC. LF-GP |  |  | ANESTHESIOLOGY |  |  |  | 11/01/2019 |  |  |  |  | NO | NO |  |  |  |  | OLYMPUS AMERICA, INC. LF-GP/1212104 1212104 |  |  | Disposition |  | 99:99:99:99:99:99 |  | Equipment | PAAR:00-PVAR | 11/01/2019 | 11/01/2019 | COOPER UNIVERSITY HOSPITAL |  |  | ANESTHESIOLOGY WORK ROOM P318 S | WOT00000000508983 | GIACINTA ROUPAS | Disposition | Closed | Kenneth Krips | 11/01/2019 | 11/01/2019 | Bulk Disposition CNL |  |  |  | 11/01/2019 | 11/01/2019
LF-GP/1212014 |  | OLYMPUS AMERICA, INC. | OLYMPUS AMERICA, INC. LF-GP |  |  | ANESTHESIOLOGY |  |  |  | 11/02/2019 |  |  |  |  | NO | NO |  |  |  |  | OLYMPUS AMERICA, INC. LF-GP/1212014 1212014 |  |  | Active |  | 99:99:99:99:99:99 |  | Equipment | PAAR:00-PVAR | 11/02/2019 | 11/02/2019 | COOPER UNIVERSITY HOSPITAL |  |  | ANESTHESIOLOGY |  | GIACINTA ROUPAS |  |  |  | 11/02/2019 | 11/02/2019 |  |  |  |  | 11/02/2019 | 11/02/2019
TL2221157 |  | OLYMPUS AMERICA, INC. | OLYMPUS AMERICA, INC. LF-GP |  |  | ANESTHESIOLOGY |  |  |  | 10/16/2019 |  |  |  |  | NO | NO |  |  |  |  | OLYMPUS AMERICA, INC. TL2221157 22211157 |  |  | Disposition |  |  |  | Equipment | PAAR:00-PVAR | 10/16/2019 | 10/16/2019 | COOPER UNIVERSITY HOSPITAL |  |  |  |  | GIACINTA ROUPAS |  |  |  | 10/16/2019 | 10/16/2019 |  |  |  |  | 10/16/2019 | 10/16/2019
|  | OLYMPUS AMERICA, INC. | OLYMPUS AMERICA, INC. LF-P |  |  | VOORHEES SURGERY CENTER-OPERATING ROOM |  |  |  | 10/31/2019 |  |  |  |  | NO | NO |  |  |  |  | OLYMPUS AMERICA, INC. 1810914 1810914 |  |  | Active |  | 99:99:99:99:99:99 |  | Equipment | PAAR:00-PVAR | 10/31/2019 | 10/31/2019 | COOPER AMBULATORY OFF-SITES |  |  |  | WOT00000001334751 | JENNIFER BOMBARO | Performance Verification | Closed | Kenneth Krips | 10/31/2019 | 10/31/2019 | Performance Verification for OLYMPUS AMERICA, INC. 1810914 1810914 | Initial Install of Performance Verification. Device is ready for patient use. |  |  | 10/31/2019 | 10/31/2019
LF-P/A7 |  | OLYMPUS AMERICA, INC. | OLYMPUS AMERICA, INC. LF-P |  | A7 | PULMONARY LAB |  |  |  | 11/02/2019 |  |  |  |  | NO | NO |  |  |  |  | OLYMPUS AMERICA, INC. LF-P/A7 A7 |  |  | Disposition |  |  |  | Equipment | PAAR:00-PVAR | 11/02/2019 | 11/02/2019 | COOPER UNIVERSITY HOSPITAL |  |  |  |  | KATHY LOFLAND |  |  |  | 11/02/2019 | 11/02/2019 |  |  |  |  | 11/02/2019 | 11/02/2019
LF-P/1400401 |  | OLYMPUS AMERICA, INC. | OLYMPUS AMERICA, INC. LF-P |  |  | ANESTHESIOLOGY |  |  |  | 11/02/2019 |  |  |  |  | NO | NO |  |  |  |  | OLYMPUS AMERICA, INC. LF-P/1400401 1400401 |  |  | Active |  | 99:99:99:99:99:99 |  | Equipment | PAAR:00-PVAR | 11/02/2019 | 11/02/2019 | COOPER UNIVERSITY HOSPITAL |  |  | ANESTH WK RM | WOT00000000510303 | GIACINTA ROUPAS | Disposition | Closed | Kenneth Krips | 11/02/2019 | 11/02/2019 | Bulk Disposition CNL |  |  |  | 11/02/2019 | 11/02/2019
TL2011101 |  | OLYMPUS AMERICA, INC. | OLYMPUS AMERICA, INC. LF-V |  |  | ANESTHESIOLOGY |  |  |  | 10/16/2019 |  |  |  |  | NO | NO |  |  |  |  | OLYMPUS AMERICA, INC. TL2011101 2011101 |  |  | Disposition |  | 99:99:99:99:99:99 |  | Equipment | PAAR:00-PVAR | 10/16/2019 | 10/16/2019 | COOPER UNIVERSITY HOSPITAL |  |  |  | 0012490915 | GIACINTA ROUPAS | Performance Verification | Closed | Josh Harris | 10/16/2019 | 10/16/2019 | INCOMING INVENTORY | DEVICE INVENTORIED | E7986A59-02D8-4257-9503-AD408C86D9A1 | Labor | 10/16/2019 | 10/16/2019 | Josh Harris
TL120T007 |  | OLYMPUS AMERICA, INC. | OLYMPUS AMERICA, INC. LF-V |  | 120T007 | ANESTHESIOLOGY |  |  |  | 10/16/2019 |  |  |  |  | NO | NO |  |  |  |  | OLYMPUS AMERICA, INC. TL120T007 120T007 |  |  | Disposition |  | 99:99:99:99:99:99 |  | Equipment | PAAR:00-PVAR | 10/16/2019 | 10/16/2019 | COOPER UNIVERSITY HOSPITAL |  |  |  | WOT00000000684253 | GIACINTA ROUPAS | Performance Verification | Closed | Kenneth Krips | 10/16/2019 | 10/16/2019 | Performance Verification for OLYMPUS AMERICA, INC. TL120T007 120T007 | Initial Install of Performance Verification. Device is ready for patient use. |  |  | 10/16/2019 | 10/16/2019
|  | OLYMPUS AMERICA, INC. | OLYMPUS AMERICA, INC. LF-V |  |  | CENTRAL STERILE PROCESSING |  |  |  | 10/31/2019 |  |  |  |  | NO | NO |  |  |  |  | OLYMPUS AMERICA, INC. 2810720 2810720 |  |  | Active |  | 99:99:99:99:99:99 |  | Equipment | PAAR:00-PVAR | 10/31/2019 | 10/31/2019 | COOPER UNIVERSITY HOSPITAL |  |  |  | 0011490060 | GINA GAROZZO | Performance Verification | Closed | Bonnie Aichroth | 10/31/2019 | 10/31/2019 | INCOMING INVENTORY | DEVICE INVENTORIED | 98B2A3D8-7E51-4D1F-A91A-C5FB1C0BF299 | Labor | 10/31/2019 | 10/31/2019 | Bonnie Aichroth
|  | OLYMPUS AMERICA, INC. | OLYMPUS AMERICA, INC. LF-V |  |  | ANESTHESIOLOGY |  |  |  | 10/16/2019 |  |  |  |  | NO | NO |  |  |  |  | OLYMPUS AMERICA, INC. 2810839 2810839 |  |  | Disposition |  |  |  | Equipment | PAAR:00-PVAR | 10/16/2019 | 10/16/2019 | COOPER UNIVERSITY HOSPITAL |  |  |  |  | GIACINTA ROUPAS |  |  |  | 10/16/2019 | 10/16/2019 |  |  |  |  | 10/16/2019 | 10/16/2019
|  | OLYMPUS AMERICA, INC. | OLYMPUS AMERICA, INC. LF-V |  |  | ANESTHESIOLOGY |  |  |  | 10/31/2019 |  |  |  |  | NO | NO |  |  |  |  | OLYMPUS AMERICA, INC. 2011162 2011162 |  |  | Active |  | 99:99:99:99:99:99 |  | Equipment | PAAR:00-PVAR | 10/31/2019 | 10/31/2019 | COOPER UNIVERSITY HOSPITAL |  |  |  | WOT00000000934120 | GIACINTA ROUPAS | Performance Verification | Closed | Kenneth Krips | 10/31/2019 | 10/31/2019 | Performance Verification for OLYMPUS AMERICA, INC. 2011162 2011162 | Initial Install of Performance Verification. Device is ready for patient use. |  |  | 10/31/2019 | 10/31/2019
LF-V/1400124 |  | OLYMPUS AMERICA, INC. | OLYMPUS AMERICA, INC. LF-V |  |  | ANESTHESIOLOGY |  |  |  | 11/02/2019 |  |  |  |  | NO | NO |  |  |  |  | OLYMPUS AMERICA, INC. LF-V/1400124 1400124 |  |  | Disposition |  | 99:99:99:99:99:99 |  | Equipment | PAAR:00-PVAR | 11/02/2019 | 11/02/2019 | COOPER UNIVERSITY HOSPITAL |  |  | SPD |  | GIACINTA ROUPAS |  |  |  | 11/02/2019 | 11/02/2019 |  |  |  |  | 11/02/2019 | 11/02/2019
LF-V/2910957 |  | OLYMPUS AMERICA, INC. | OLYMPUS AMERICA, INC. LF-V |  |  | ANESTHESIOLOGY |  |  |  | 11/01/2019 |  |  |  |  | NO | NO |  |  |  |  | OLYMPUS AMERICA, INC. LF-V/2910957 2910957 |  |  | Active |  | 99:99:99:99:99:99 |  | Equipment | PAAR:00-PVAR | 11/01/2019 | 11/01/2019 | COOPER UNIVERSITY HOSPITAL |  |  | ANESTHESIA |  | GIACINTA ROUPAS |  |  |  | 11/01/2019 | 11/01/2019 |  |  |  |  | 11/01/2019 | 11/01/2019
LF-V/1300040 |  | OLYMPUS AMERICA, INC. | OLYMPUS AMERICA, INC. LF-V |  |  | ANESTHESIOLOGY |  |  |  | 11/01/2019 |  |  |  |  | NO | NO |  |  |  |  | OLYMPUS AMERICA, INC. LF-V/1300040 1300040 |  |  | Disposition |  | 99:99:99:99:99:99 |  | Equipment | PAAR:00-PVAR | 11/01/2019 | 11/01/2019 | COOPER UNIVERSITY HOSPITAL |  |  | ANESTHESIOLOGY | WOT00000000509635 | GIACINTA ROUPAS | Disposition | Closed | Kenneth Krips | 11/01/2019 | 11/01/2019 | Bulk Disposition CNL |  |  |  | 11/01/2019 | 11/01/2019
TL2910962 |  | OLYMPUS AMERICA, INC. | OLYMPUS AMERICA, INC. LF-V |  |  | ANESTHESIOLOGY |  |  |  | 10/16/2019 |  |  |  |  | NO | NO |  |  |  |  | OLYMPUS AMERICA, INC. TL2910962 2910962 |  |  | Disposition |  | 99:99:99:99:99:99 |  | Equipment | PAAR:00-PVAR | 10/16/2019 | 10/16/2019 | COOPER UNIVERSITY HOSPITAL |  |  |  | WOT00000000646628 | GIACINTA ROUPAS | Performance Verification | Closed | Kenneth Krips | 10/16/2019 | 10/16/2019 | Performance Verification for OLYMPUS AMERICA, INC. TL2910962 2910962 | Initial Install of Performance Verification. Device is ready for patient use. |  |  | 10/16/2019 | 10/16/2019
TL2610489 |  | OLYMPUS AMERICA, INC. | OLYMPUS AMERICA, INC. LF-V |  |  | ANESTHESIOLOGY |  |  |  | 10/16/2019 |  |  |  |  | NO | NO |  |  |  |  | OLYMPUS AMERICA, INC. TL2610489 2610489 |  |  | Disposition |  | 99:99:99:99:99:99 |  | Equipment | PAAR:00-PVAR | 10/16/2019 | 10/16/2019 | COOPER UNIVERSITY HOSPITAL |  |  | ANESTHESIA | 0012459683 | GIACINTA ROUPAS | Performance Verification | Closed | Josh Harris | 10/16/2019 | 10/16/2019 | INCOMING INVENTORY | DEVICE INVENTORIED | 0848F77A-9628-426C-8C8A-52AC5A23277F | Labor | 10/16/2019 | 10/16/2019 | Josh Harris
TL2500329 |  | OLYMPUS AMERICA, INC. | OLYMPUS AMERICA, INC. LF-V |  | TL2500329 | ANESTHESIOLOGY |  |  |  | 10/16/2019 |  |  |  |  | NO | NO |  |  |  |  | OLYMPUS AMERICA, INC. TL2500329 TL2500329 |  |  | Disposition |  |  |  | Equipment | PAAR:00-PVAR | 10/16/2019 | 10/16/2019 | COOPER UNIVERSITY HOSPITAL |  |  | Performance Verification | WOT00000001445787 | GIACINTA ROUPAS | Performance Verification | Closed | Kenneth Krips | 10/16/2019 | 10/16/2019 | Performance Verification for OLYMPUS AMERICA, INC. TL2500329 TL2500329 | Initial Install of Performance Verification. Device is ready for patient use. |  |  | 10/16/2019 | 10/16/2019
TL2111236 |  | OLYMPUS AMERICA, INC. | OLYMPUS AMERICA, INC. LF-V |  |  | ANESTHESIOLOGY |  |  |  | 10/16/2019 |  |  |  |  | NO | NO |  |  |  |  | OLYMPUS AMERICA, INC. TL2111236 2111236 |  |  | Disposition |  | 99:99:99:99:99:99 |  | Equipment | PAAR:00-PVAR | 10/16/2019 | 10/16/2019 | COOPER UNIVERSITY HOSPITAL |  |  | Performance Verification | WOT00000000680973 | GIACINTA ROUPAS | Performance Verification | Closed | Kenneth Krips | 10/16/2019 | 10/16/2019 | Performance Verification for OLYMPUS AMERICA, INC. TL2111236 2111236 | Initial Install of Performance Verification. Device is ready for patient use. |  |  | 10/16/2019 | 10/16/2019
TL2111212 |  | OLYMPUS AMERICA, INC. | OLYMPUS AMERICA, INC. LF-V |  |  | ANESTHESIOLOGY |  |  |  | 10/16/2019 |  |  |  |  | NO | NO |  |  |  |  | OLYMPUS AMERICA, INC. TL2111212 2111212 |  |  | Disposition |  | 99:99:99:99:99:99 |  | Equipment | PAAR:00-PVAR | 10/16/2019 | 10/16/2019 | COOPER UNIVERSITY HOSPITAL |  |  | Performance Verification | 0011451973 | GIACINTA ROUPAS | Performance Verification | Closed | Bonnie Aichroth | 10/16/2019 | 10/16/2019 | INCOMING INVENTORY | DEVICE INVENTORIED | 0084CA01-F310-4058-8DC3-96E2A1B69F7F | Labor | 10/16/2019 | 10/16/2019 | Bonnie Aichroth
LFT-VP/A4 |  | OLYMPUS AMERICA, INC. | OLYMPUS AMERICA, INC. LTF-VP |  | A4 | PULMONARY LAB |  |  |  | 11/02/2019 |  |  |  |  | NO | NO |  |  |  |  | OLYMPUS AMERICA, INC. LFT-VP/A4 A4 |  |  | Disposition |  |  |  | Equipment | PAAR:00-PVAR | 11/02/2019 | 11/02/2019 | COOPER UNIVERSITY HOSPITAL |  |  |  |  | KATHY LOFLAND |  |  |  | 11/02/2019 | 11/02/2019 |  |  |  |  | 11/02/2019 | 11/02/2019
LFT-VP/A5 |  | OLYMPUS AMERICA, INC. | OLYMPUS AMERICA, INC. LTF-VP |  | A5 | OR - KELEMEN 3 |  |  |  | 11/02/2019 |  |  |  |  | NO | NO |  |  |  |  | OLYMPUS AMERICA, INC. LFT-VP/A5 A5 |  |  | Active |  | 99:99:99:99:99:99 |  | Equipment | PAAR:00-PVAR | 11/02/2019 | 11/02/2019 | COOPER UNIVERSITY HOSPITAL |  |  |  | WOT00000000521017 | DOMINIC VENDETTA | Disposition | Closed | Kenneth Krips | 11/02/2019 | 11/02/2019 | Bulk Disposition CNL |  |  |  | 11/02/2019 | 11/02/2019
M3 12A GOLD/742836 |  | OLYMPUS AMERICA, INC. | OLYMPUS AMERICA, INC. M3-12A GOLD |  |  | OR - KELEMEN 3 |  |  | excluded | 11/02/2019 |  |  |  |  | NO | NO |  |  |  |  | OLYMPUS AMERICA, INC. M3 12A GOLD/742836 742836 |  |  | Active |  | 99:99:99:99:99:99 |  | Equipment | PAAR:00-PVAR | 11/02/2019 | 11/02/2019 | COOPER UNIVERSITY HOSPITAL |  |  |  | 0011740830 | DOMINIC VENDETTA | Repair | Closed | Kenneth Krips | 11/02/2019 | 11/02/2019 | CYSTOSCOPE - CLOUDY - TMX | 6/6/2017 12:02:51 PM KMKRIPS REPAIRS: OBJECTIVE OPTICAL RELAY SYSTEM - OCULAR LIGHT CONE - DISTAL WINDOW - VIDEO COUPLER - REFIBER MARKER PLATE - LENS RETAINER - EYEPIECE - EYEPIECE WINDOW - LIGHT POST BODY TUBING. COST: $570.00 PURCHASE ORDER REQUESTED. 6/6/2017 3:00:20 PM KMKRIPS PURCHASE ORDER #: TMX1035529 6/9/2017 1:49:01 PM KMKRIPS THIS SCOPE HAS BEEN RETURNED BACK FROM IMS AND DELIVERED BACK TO CSP. | DA755137-605E-437F-AFE8-B19E9A4011CB | Vendor Labor | 11/02/2019 | 11/02/2019 | VENDOR
ACMI-MC-12A GOLD/775925 |  | OLYMPUS AMERICA, INC. | OLYMPUS AMERICA, INC. M3-12A GOLD |  |  | OR - KELEMEN 3 |  |  | excluded | 10/31/2019 |  |  |  |  | NO | NO |  |  |  |  | OLYMPUS AMERICA, INC. ACMI-MC-12A GOLD/775925 775925 |  |  | Active |  | 99:99:99:99:99:99 |  | Equipment | PAAR:00-PVAR | 10/31/2019 | 10/31/2019 | COOPER UNIVERSITY HOSPITAL |  |  |  |  | DOMINIC VENDETTA |  |  |  | 10/31/2019 | 10/31/2019 |  |  |  |  | 10/31/2019 | 10/31/2019
|  | OLYMPUS AMERICA, INC. | OLYMPUS AMERICA, INC. M3-12A GOLD |  |  | VOORHEES SURGERY CENTER-OPERATING ROOM |  |  | excluded | 10/31/2019 |  |  |  |  | NO | NO |  |  |  |  | OLYMPUS AMERICA, INC. 775765 775765 |  |  | Active |  | 99:99:99:99:99:99 |  | Equipment | PAAR:00-PVAR | 10/31/2019 | 10/31/2019 | COOPER AMBULATORY OFF-SITES |  |  |  | WOT00000000557651 | JENNIFER BOMBARO | Performance Verification | Closed | Kenneth Krips | 10/31/2019 | 10/31/2019 | Performance Verification for ACMI 775765 775765 | Initial Install of Performance Verification. Device is ready for patient use. |  |  | 10/31/2019 | 10/31/2019
|  | OLYMPUS AMERICA, INC. | OLYMPUS AMERICA, INC. M3-30 |  |  | CENTRAL STERILE PROCESSING |  |  | excluded | 10/31/2019 |  |  |  |  | NO | NO |  |  |  |  | OLYMPUS AMERICA, INC. 772078 772078 |  |  | Active |  | 99:99:99:99:99:99 |  | Equipment | PAAR:00-PVAR | 10/31/2019 | 10/31/2019 | COOPER UNIVERSITY HOSPITAL |  |  |  |  | GINA GAROZZO |  |  |  | 10/31/2019 | 10/31/2019 |  |  |  |  | 10/31/2019 | 10/31/2019
MAF-TM/2251450 |  | OLYMPUS AMERICA, INC. | OLYMPUS AMERICA, INC. MAF-TM |  |  | PULMONARY LAB |  |  |  | 11/02/2019 |  |  |  |  | NO | NO |  |  |  |  | OLYMPUS AMERICA, INC. MAF-TM/2251450 2251450 |  |  | Disposition |  |  |  | Equipment | PAAR:00-PVAR | 11/02/2019 | 11/02/2019 | COOPER UNIVERSITY HOSPITAL |  |  |  |  | KATHY LOFLAND |  |  |  | 11/02/2019 | 11/02/2019 |  |  |  |  | 11/02/2019 | 11/02/2019
|  | OLYMPUS AMERICA, INC. | OLYMPUS AMERICA, INC. MAJ-1430 |  |  | SPD |  |  | excluded | 10/31/2019 |  |  |  |  | NO | NO |  |  |  |  | OLYMPUS AMERICA, INC. 7704881 7704881 |  |  | Active |  | 99:99:99:99:99:99 |  | Accessory | PAAR:00-PVAR | 10/31/2019 | 10/31/2019 | COOPER UNIVERSITY HOSPITAL |  |  |  | WOT00000001021042 | David Frye | Performance Verification | Closed | Kenneth Krips | 10/31/2019 | 10/31/2019 | Performance Verification for OLYMPUS AMERICA, INC. 7704881 7704881 | Initial Install of Performance Verification. Device is ready for patient use. |  |  | 10/31/2019 | 10/31/2019
|  | OLYMPUS AMERICA, INC. | OLYMPUS AMERICA, INC. MAJ-1430 |  | Not Known | OR - KELEMEN 3 |  |  | excluded | 10/31/2019 |  |  |  |  | NO | NO |  |  |  |  | OLYMPUS AMERICA, INC. 7515507 Not Known |  |  | Active |  | 99:99:99:99:99:99 |  | Accessory | PAAR:00-PVAR | 10/31/2019 | 10/31/2019 | COOPER UNIVERSITY HOSPITAL |  |  |  | 0012628656 | DOMINIC VENDETTA | Preventative Maintenance | Closed | Josh Harris | 10/31/2019 | 10/31/2019 | PERFORMANCE ASSURANCE AT INVENTORY | INVENTORIED DEVICE AND ENSURED DEVICE WAS FUNCTIONING PROPERLY. | 472A0D22-27B7-4514-A3E9-D13ADC89E759 | Labor | 10/31/2019 | 10/31/2019 | Josh Harris
|  | OLYMPUS AMERICA, INC. | OLYMPUS AMERICA, INC. MAJ-1430 |  |  | OR - KELEMEN 3 |  |  | excluded | 10/31/2019 |  |  |  |  | NO | NO |  |  |  |  | OLYMPUS AMERICA, INC. 30294865 06191705 |  |  | Active |  | 99:99:99:99:99:99 |  | Accessory | PAAR:00-PVAR | 10/31/2019 | 10/31/2019 | COOPER UNIVERSITY HOSPITAL |  |  |  | 0011785311 | DOMINIC VENDETTA | Repair | Closed | Salvatore Bombara | 10/31/2019 | 10/31/2019 | ADAPTER - BROKEN CONNECTOR - TMX | 6/22/2017 10:29:11 AM SXBOMBARA (SXBOMBARA 6/22/2017 12:00 AM) SENT UNIT IN FOR EVAL. RECEIVED ESTIMATE. SEE ATTACHMENT. ESTIMATE APPROVED. REQUESTED PO.. CUSTOMER INFORMATION: CUSTOMER NUMBER 77828 CUSTOMER NAME TRIMEDX C/O COOPER UNIVERSITY CUSTOMER DEPARTMENT BIOMED CUSTOMER CONTACT KEN KRIPS EQUIPMENT INFORMATION: SERIAL NUMBER 06191705 PRODUCT TYPE PIGTAIL ADAPTER MANUFACTURER OLYMPUS MODEL MAJ-1430 REPAIR RECOMMENDATION: DESCRIPTION ADAPTOR SERVICE LEVEL THREE (QTY 1) TURNTIME 10 DAY(S) PRICE $ 730.28 COMMENTS BROKEN COVER, DAMAGED MECHANICS, FLUID DAMAGE FOR QUESTIONS AND TO APPROVE THIS ESTIMATE PLEASE CONTACT: CHRISTEN FAUGHENDER OFFICE 205.414.6108 FAX 205-414-3479 EMAIL CHRISTEN_FAUGHENDER@STERIS.COM 7/13/2017 1:52:26 PM SXBOMBARA (SXBOMBARA 7/13/2017 12:00 AM) RETURNED FROM REPAIR. TESTED AND PASSED FULL FUNCTIONAL CHECK. RETURNED UNIT TO SERVICE. see attachment. | 8135020C-D70A-4E23-86C9-01945E59A001 | Labor | 10/31/2019 | 10/31/2019 | Salvatore Bombara
|  | OLYMPUS AMERICA, INC. | OLYMPUS AMERICA, INC. MAJ-1430 |  |  | OR - KELEMEN 3 |  |  | excluded | 10/31/2019 |  |  |  |  | NO | NO |  |  |  |  | OLYMPUS AMERICA, INC. 30294864 7214175 |  |  | Active |  | 99:99:99:99:99:99 |  | Accessory | PAAR:00-PVAR | 10/31/2019 | 10/31/2019 | COOPER UNIVERSITY HOSPITAL |  |  |  | 0011785309 | DOMINIC VENDETTA | Repair | Closed | Salvatore Bombara | 10/31/2019 | 10/31/2019 | ADAPTER - BROKEN CONNECTOR - TMX | 6/22/2017 10:27:30 AM SXBOMBARA (SXBOMBARA 6/22/2017 12:00 AM) SENT UNIT IN FOR EVAL. RECEIVED ESTIMATE. SEE ATTACHMENT. ESTIMATE APPROVED. REQUESTED PO.. CUSTOMER INFORMATION: CUSTOMER NUMBER 77828 CUSTOMER NAME TRIMEDX C/O COOPER UNIVERSITY CUSTOMER DEPARTMENT BIOMED CUSTOMER CONTACT KEN KRIPS EQUIPMENT INFORMATION: SERIAL NUMBER 7214175 PRODUCT TYPE PIGTAIL ADAPTER MANUFACTURER OLYMPUS MODEL MAJ-1430 REPAIR RECOMMENDATION: DESCRIPTION ADAPTOR SERVICE LEVEL THREE (QTY 1) TURNTIME 10 DAY(S) PRICE $ 730.28 COMMENTS DAMAGED COVER, DAMAGED MECHANICS FOR QUESTIONS AND TO APPROVE THIS ESTIMATE PLEASE CONTACT: CHRISTEN FAUGHENDER OFFICE 205.414.6108 FAX 205-414-3479 EMAIL CHRISTEN_FAUGHENDER@STERIS.COM 7/12/2017 2:54:35 PM SXBOMBARA (SXBOMBARA 7/12/2017 12:00 AM) RETURNED FROM REPAIR. TESTED AND PASSED FUNCTIONAL CHECK. RETURNED UNIT TO SERVICE. SEE ATTACHMENT | 1706A6F1-379A-4F96-8C9A-6A52786FA5E4 | Labor | 10/31/2019 | 10/31/2019 | Salvatore Bombara
|  | OLYMPUS AMERICA, INC. | OLYMPUS AMERICA, INC. MAJ-1430 |  | 760576O | OR - KELEMEN 3 |  |  | excluded | 10/31/2019 |  |  |  |  | NO | NO |  |  |  |  | OLYMPUS AMERICA, INC. 30294863 760576O |  |  | Active |  | 99:99:99:99:99:99 |  | Accessory | PAAR:00-PVAR | 10/31/2019 | 10/31/2019 | COOPER UNIVERSITY HOSPITAL |  |  |  | 0011785287 | DOMINIC VENDETTA | Repair | Closed | Salvatore Bombara | 10/31/2019 | 10/31/2019 | ADAPTER - BROKEN CONNECTOR - TMX | 6/22/2017 10:17:01 AM SXBOMBARA (SXBOMBARA 6/22/2017 12:00 AM) SENT UNIT IN FOR EVAL. RECEIVED ESTIMATE. SEE ATTACHMENT. ESTIMATE APPROVED. REQUESTED PO.. 6/22/2017 10:24:30 AM SXBOMBARA (SXBOMBARA 6/22/2017 12:00 AM) CUSTOMER INFORMATION: CUSTOMER NUMBER 77828 CUSTOMER NAME TRIMEDX C/O COOPER UNIVERSITY CUSTOMER DEPARTMENT BIOMED CUSTOMER CONTACT KEN KRIPS EQUIPMENT INFORMATION: SERIAL NUMBER 7605760 PRODUCT TYPE PIGTAIL ADAPTER MANUFACTURER OLYMPUS MODEL MAJ-1430 REPAIR RECOMMENDATION: DESCRIPTION ADAPTOR SERVICE LEVEL THREE (QTY 1) TURNTIME 10 DAY(S) PRICE $ 730.28 COMMENTS DAMAGED MECHANICS FOR QUESTIONS AND TO APPROVE THIS ESTIMATE PLEASE CONTACT: CHRISTEN FAUGHENDER OFFICE 205.414.6108 FAX 205-414-3479 EMAIL CHRISTEN_FAUGHENDER@STERIS.COM 7/12/2017 2:12:43 PM SXBOMBARA (SXBOMBARA 7/12/2017 12:00 AM) RETURN FROM REPAIR. TESTED AND PASSED FUNCTIONAL CHECK. RETURNED TO SERVICE. | 4813809F-EE65-42E1-B4FC-B71C6B29CC3E | Labor | 10/31/2019 | 10/31/2019 | Salvatore Bombara
|  | OLYMPUS AMERICA, INC. | OLYMPUS AMERICA, INC. MAJ-1430 |  |  | OPERATING ROOM - PAVILION |  |  | excluded | 10/31/2019 |  |  |  |  | NO | NO |  |  |  |  | OLYMPUS AMERICA, INC. 30146443 7515493 |  |  | Active |  | 99:99:99:99:99:99 |  | Accessory | PAAR:00-PVAR | 10/31/2019 | 10/31/2019 | COOPER UNIVERSITY HOSPITAL |  |  |  |  | DOMINIC VENDETTA |  |  |  | 10/31/2019 | 10/31/2019 |  |  |  |  | 10/31/2019 | 10/31/2019
|  | OLYMPUS AMERICA, INC. | OLYMPUS AMERICA, INC. MAJ-1430 |  |  | OPERATING ROOM - PAVILION |  |  | excluded | 10/31/2019 |  |  |  |  | NO | NO |  |  |  |  | OLYMPUS AMERICA, INC. 30146441 7605760 |  |  | Active |  | 99:99:99:99:99:99 |  | Accessory | PAAR:00-PVAR | 10/31/2019 | 10/31/2019 | COOPER UNIVERSITY HOSPITAL |  |  | OR OLYMPUS TOWER |  | DOMINIC VENDETTA |  |  |  | 10/31/2019 | 10/31/2019 |  |  |  |  | 10/31/2019 | 10/31/2019
MAJ-2056 |  | OLYMPUS AMERICA, INC. | OLYMPUS AMERICA, INC. MAJ-2056 |  | MAJ-2056 | SPECIAL TEST |  |  | excluded | 10/31/2019 |  |  |  |  | NO | NO |  |  |  |  | OLYMPUS AMERICA, INC. MAJ-2056 MAJ-2056 |  |  | Active |  |  |  | Accessory | PAAR:00-PVAR | 10/31/2019 | 10/31/2019 | COOPER UNIVERSITY HOSPITAL |  |  |  | WOT00000003463908 | AMY HANNAN | Repair | Closed | Gene Amodei | 10/31/2019 | 10/31/2019 | Interface cable for an ultrasound that connects to the camera needs repaired | .:: Acknowledged ::. Technician: Gene AmodeiTimestamp: 2019-08-16 08:38:23 cable not responding, sent to IMS for eval, attached is quote for repair this is a duplicate WOT refer to WOT 3444221 for repair information | EXP3843958 | Labor | 10/31/2019 | 10/31/2019 | Gene Amodei
|  | OLYMPUS AMERICA, INC. | OLYMPUS AMERICA, INC. MAJ-2056 |  |  | OPERATING ROOM - PAVILION |  |  | excluded | 10/31/2019 |  |  |  |  | NO | NO |  |  |  |  | OLYMPUS AMERICA, INC. 30294862 7400509 |  |  | Active |  | 99:99:99:99:99:99 |  | Accessory | PAAR:00-PVAR | 10/31/2019 | 10/31/2019 | COOPER UNIVERSITY HOSPITAL |  |  |  | 0011781272 | DOMINIC VENDETTA | Preventative Maintenance | Closed | Bonnie Aichroth | 10/31/2019 | 10/31/2019 | PERFORMANCE ASSURANCE AT INVENTORY | INVENTORIED DEVICE AND ENSURED DEVICE WAS FUNCTIONING PROPERLY. | 5A19E16E-450B-4D5D-9766-69DF6D5D8120 | Labor | 10/31/2019 | 10/31/2019 | Salvatore Bombara
|  | OLYMPUS AMERICA, INC. | OLYMPUS AMERICA, INC. MU-1 |  |  | COOPER DIGESTIVE HEALTH-ENDOSCOPY |  |  |  | 10/16/2019 |  |  |  |  | NO | NO |  |  |  |  | OLYMPUS AMERICA, INC. 15817 7712131 |  |  | Disposition |  |  |  | Equipment | PAAR:00-PVAR | 10/16/2019 | 10/16/2019 | COOPER AMBULATORY OFF-SITES |  |  | cleaning area |  | JEANNE GREER |  |  |  | 10/16/2019 | 10/16/2019 |  |  |  |  | 10/16/2019 | 10/16/2019
|  | OLYMPUS AMERICA, INC. | OLYMPUS AMERICA, INC. MU-1 |  |  | SPECIAL TEST |  |  |  | 01/01/2009 |  |  |  |  | NO | NO |  |  |  |  | OLYMPUS AMERICA, INC. 10369035 7710852 |  |  | Disposition |  | 99:99:99:99:99:99 |  | Equipment | PAAR:00-PVAR | 11/02/2019 |  | COOPER UNIVERSITY HOSPITAL |  |  | DECONTAMINATION |  | AMY HANNAN
|  | OLYMPUS AMERICA, INC. | OLYMPUS AMERICA, INC. MU-1 |  |  | BRACHFIELD MEDICAL ASSOCIATES-MEDICINE |  |  |  | 01/01/1900 |  |  |  |  | NO | NO |  |  |  |  | OLYMPUS AMERICA, INC. 10367178 1304674 |  |  | Active |  | 99:99:99:99:99:99 |  | Equipment | PAAR:00-PVAR | 11/01/2019 |  | COOPER AMBULATORY OFF-SITES |  |  | ENDO - STORAGE | WOT00000001328262 | CATHY CRAWFORD | Service Request | Closed | Kirk Lis | 08/28/2018 | 09/05/2018 | needs leak testers checked just to be sure they are working properly | TESTED UNIT PERFORMED OVP UNIT OPERATING CORRECTLY. INFORMED STAFF OF UNIT'S STATUS | EXP1285365 | Labor | 08/29/2018 | 08/29/2018 | Kirk Lis
|  | OLYMPUS AMERICA, INC. | OLYMPUS AMERICA, INC. MU-1 |  |  | TRAUMA ICU |  |  |  | 12/22/2010 |  |  |  |  | NO | NO |  |  |  |  | OLYMPUS AMERICA, INC. 10366642 7046787 |  |  | Active |  | 99:99:99:99:99:99 |  | Equipment | PAAR:00-PVAR | 11/02/2019 |  | COOPER UNIVERSITY HOSPITAL |  |  | TRAUMA | WOT00000000518464 | Diane Floyd | Disposition | Closed | Richard Jolly | 02/08/2018 | 05/24/2019 | Bulk Disposition CNL
|  | OLYMPUS AMERICA, INC. | OLYMPUS AMERICA, INC. MU-1 |  |  | COOPER DIGESTIVE HEALTH-ENDOSCOPY |  |  |  | 02/26/2008 |  |  |  |  | NO | NO |  |  |  |  | OLYMPUS AMERICA, INC. 10347152 7712075 |  |  | Active |  | 99:99:99:99:99:99 |  | Equipment | PAAR:00-PVAR | 11/02/2019 |  | COOPER AMBULATORY OFF-SITES |  |  | Suite 102 - Scope Clean Room |  | JEANNE GREER
|  | OLYMPUS AMERICA, INC. | OLYMPUS AMERICA, INC. MU-1 |  |  | SPECIAL TEST |  |  |  | 11/02/2019 |  |  |  |  | NO | NO |  |  |  |  | OLYMPUS AMERICA, INC. 30144426 7508687 |  |  | Active |  | 99:99:99:99:99:99 |  | Equipment | PAAR:00-PVAR | 11/02/2019 | 11/02/2019 | COOPER UNIVERSITY HOSPITAL |  |  | N6 |  | AMY HANNAN |  |  |  | 11/02/2019 | 11/02/2019 |  |  |  |  | 11/02/2019 | 11/02/2019
|  | OLYMPUS AMERICA, INC. | OLYMPUS AMERICA, INC. MU-1 |  |  | 3 COOPER-MULTISPECIALTY CENTER |  |  |  | 01/01/1900 |  |  |  |  | NO | NO |  |  |  |  | OLYMPUS AMERICA, INC. 10345628 7341191 |  |  | Active |  | 99:99:99:99:99:99 |  | Equipment | PAAR:00-PVAR | 11/02/2019 |  | COOPER AMBULATORY OFF-SITES |  |  | SUITE 104 - WAITING STORAGE |  | MARGIE OUTLER
|  | OLYMPUS AMERICA, INC. | OLYMPUS AMERICA, INC. NET VISTA |  | 8305WIV-KLBL387 | SPECIAL TEST |  |  |  | 06/11/2004 |  |  |  |  | NO | NO |  |  |  |  | OLYMPUS AMERICA, INC. 09557 8305WIV-KLBL387 |  |  | Disposition |  |  |  | Equipment | 1Y:00-MFG | 05/13/2016 | 01/01/2020 | COOPER UNIVERSITY HOSPITAL |  |  |  |  | AMY HANNAN
|  | OLYMPUS AMERICA, INC. | OLYMPUS AMERICA, INC. OBCU |  | NOT KNOWN | SAME DAY OR-2ND FL PAVILION |  |  |  | 06/29/2018 |  |  |  |  | NO | NO |  |  |  |  | OLYMPUS AMERICA, INC. 7512415 NOT KNOWN |  |  | Disposition |  | 99:99:99:99:99:99 |  | Equipment | 1Y:00-MFG | 06/29/2018 | 06/29/2018 | COOPER UNIVERSITY HOSPITAL |  |  | 2nd floor pavilion | 0012501109 | JOE DRUCTOR | Performance Verification | Closed | Josh Harris | 06/29/2018 | 06/29/2018 | INCOMING INVENTORY | DEVICE INVENTORIED | D40CFF43-8024-4160-A6F3-6A408781DDB0 | Labor | 06/29/2018 | 06/29/2018 | Josh Harris
|  | OLYMPUS AMERICA, INC. | OLYMPUS AMERICA, INC. OBCU |  |  | SPECIAL TEST |  |  |  | 10/16/2017 |  |  |  |  | NO | NO |  |  |  |  | OLYMPUS AMERICA, INC. 10769355 7512415 |  |  | Disposition |  | 99:99:99:99:99:99 |  | Equipment | 1Y:00-MFG | 01/24/2019 | 01/01/2020 | COOPER UNIVERSITY HOSPITAL |  |  |  | 0012403292 | AMY HANNAN | Preventative Maintenance | Closed | Josh Harris | 11/14/2017 | 11/14/2017 | PERFORMANCE ASSURANCE AT INVENTORY | INVENTORIED DEVICE AND ENSURED DEVICE WAS FUNCTIONING PROPERLY. | C4A292C7-CE6C-4427-A685-A0CAFC578123 | Labor | 10/16/2017 | 10/16/2017 | Gene Amodei
|  | OLYMPUS AMERICA, INC. | OLYMPUS AMERICA, INC. OEP-3 |  |  | PULMONARY LAB |  |  |  | 11/02/2019 |  |  |  |  | NO | NO |  |  |  |  | OLYMPUS AMERICA, INC. 30144930 1537746 |  |  | Disposition |  | 99:99:99:99:99:99 |  | Equipment | PAAR:00-PVAR | 11/02/2019 | 11/02/2019 | COOPER UNIVERSITY HOSPITAL |  |  | SPECIAL TEST 6TH FLOOR | 0012526631 | KATHY LOFLAND | Repair | Closed | Salvatore Bombara | 11/02/2019 | 11/02/2019 | TOWER - KEYBOARD ISNT WORKING - PULMONARY | 12/27/2017 9:44:23 AM SXBOMBARA (SXBOMBARA 12/26/2017 12:00 AM) UNABLE TO DUPLICATE ANY PROBLEM. CONFIRMED WITH STAFF UNIT IS WORKING CORRECTLY. RETURNED UNIT TO SERVICE. | 37AC7668-111D-44DA-A310-E5F3E6BC8A75 | Labor | 11/02/2019 | 11/02/2019 | Salvatore Bombara
|  | OLYMPUS AMERICA, INC. | OLYMPUS AMERICA, INC. OEP-3 |  |  | VOORHEES SURGERY CENTER-OPERATING ROOM |  |  |  | 04/20/2001 |  |  |  |  | NO | NO |  |  |  |  | OLYMPUS AMERICA, INC. 10347217 1131164 |  |  | Disposition |  |  |  | Equipment | PAAR:00-PVAR | 11/02/2019 |  | COOPER AMBULATORY OFF-SITES |  |  | OR1 |  | JENNIFER BOMBARO
|  | OLYMPUS AMERICA, INC. | OLYMPUS AMERICA, INC. OEP-3 |  |  | OPERATING ROOM - PAVILION |  |  |  | 01/01/1900 |  |  |  |  | NO | NO |  |  |  |  | OLYMPUS AMERICA, INC. 10346510 1030701 |  |  | Disposition |  | 99:99:99:99:99:99 |  | Equipment | PAAR:00-PVAR | 11/02/2019 |  | COOPER UNIVERSITY HOSPITAL |  |  | EQUIPMENT STORAGE P316 | WOT00000002200139 | DOMINIC VENDETTA | Disposition | Closed | Salvatore Bombara | 02/14/2019 | 05/13/2019 | Bulk Disposition CNL | Unit has been retired | EXP2914364 | Labor | 05/13/2019 | 05/13/2019 | Salvatore Bombara
|  | OLYMPUS AMERICA, INC. | OLYMPUS AMERICA, INC. OEP-4 |  | A600629 | OR - KELEMEN 3 |  |  |  | 10/16/2019 |  |  |  |  | NO | NO |  |  |  |  | OLYMPUS AMERICA, INC. 12426 A600629 |  |  | Disposition |  |  |  | Equipment | PAAR:00-PVAR | 10/16/2019 | 10/16/2019 | COOPER UNIVERSITY HOSPITAL |  |  | K-2 |  | DOMINIC VENDETTA |  |  |  | 10/16/2019 | 10/16/2019 |  |  |  |  | 10/16/2019 | 10/16/2019
|  | OLYMPUS AMERICA, INC. | OLYMPUS AMERICA, INC. OEP-4 |  | A600647 | OR - KELEMEN 3 |  |  |  | 10/16/2019 |  |  |  |  | NO | NO |  |  |  |  | OLYMPUS AMERICA, INC. 12430 A600647 |  |  | Disposition |  |  |  | Equipment | PAAR:00-PVAR | 10/16/2019 | 10/16/2019 | COOPER UNIVERSITY HOSPITAL |  |  | K-3 |  | DOMINIC VENDETTA |  |  |  | 10/16/2019 | 10/16/2019 |  |  |  |  | 10/16/2019 | 10/16/2019
|  | OLYMPUS AMERICA, INC. | OLYMPUS AMERICA, INC. OES ELITE WA2T430A |  |  | OR - KELEMEN 3 |  |  | excluded | 10/31/2019 |  |  |  |  | NO | NO |  |  |  |  | OLYMPUS AMERICA, INC. 775381 775381 |  |  | Active |  | 99:99:99:99:99:99 |  | Equipment | PAAR:00-PVAR | 10/31/2019 | 10/31/2019 | COOPER UNIVERSITY HOSPITAL |  |  |  | WOT00000001164239 | DOMINIC VENDETTA | Performance Verification | Closed | Kenneth Krips | 10/31/2019 | 10/31/2019 | Performance Verification for OLYMPUS AMERICA, INC. 775381 775381 | Initial Install of Performance Verification. Device is ready for patient use. |  |  | 10/31/2019 | 10/31/2019
|  | OLYMPUS AMERICA, INC. | OLYMPUS AMERICA, INC. OES ELITE WA2T430A |  |  | OR - KELEMEN 3 |  |  | excluded | 10/31/2019 |  |  |  |  | NO | NO |  |  |  |  | OLYMPUS AMERICA, INC. 775156 775156 |  |  | Active |  | 99:99:99:99:99:99 |  | Equipment | PAAR:00-PVAR | 10/31/2019 | 10/31/2019 | COOPER UNIVERSITY HOSPITAL |  |  |  | WOT00000001163257 | DOMINIC VENDETTA | Performance Verification | Closed | Kenneth Krips | 10/31/2019 | 10/31/2019 | Performance Verification for OLYMPUS AMERICA, INC. 775156 775156 | Initial Install of Performance Verification. Device is ready for patient use. |  |  | 10/31/2019 | 10/31/2019
|  | OLYMPUS AMERICA, INC. | OLYMPUS AMERICA, INC. OES ELITE WA2T430A |  |  | BILLING |  |  | excluded | 10/31/2019 |  |  |  |  | NO | NO |  |  |  |  | OLYMPUS AMERICA, INC. 774669 774669 |  |  | Active |  | 99:99:99:99:99:99 |  | Equipment | PAAR:00-PVAR | 10/31/2019 | 10/31/2019 | COOPER UNIVERSITY HOSPITAL |  |  |  | WOT00000001162803 | ATTN: ACCOUNTS PAYABLE | Performance Verification | Closed | Kenneth Krips | 10/31/2019 | 10/31/2019 | Performance Verification for OLYMPUS AMERICA, INC. 774669 774669 | Initial Install of Performance Verification. Device is ready for patient use. |  |  | 10/31/2019 | 10/31/2019
|  | OLYMPUS AMERICA, INC. | OLYMPUS AMERICA, INC. OES ELITE WA2T430A |  |  | OR - KELEMEN 3 |  |  | excluded | 10/31/2019 |  |  |  |  | NO | NO |  |  |  |  | OLYMPUS AMERICA, INC. 771199 771199 |  |  | Active |  | 99:99:99:99:99:99 |  | Equipment | PAAR:00-PVAR | 10/31/2019 | 10/31/2019 | COOPER UNIVERSITY HOSPITAL |  |  |  | WOT00000001163285 | DOMINIC VENDETTA | Performance Verification | Closed | Kenneth Krips | 10/31/2019 | 10/31/2019 | Performance Verification for OLYMPUS AMERICA, INC. 771199 771199 | Initial Install of Performance Verification. Device is ready for patient use. |  |  | 10/31/2019 | 10/31/2019
|  | OLYMPUS AMERICA, INC. | OLYMPUS AMERICA, INC. OES ELITE WA2T430A |  |  | CENTRAL STERILE PROCESSING |  |  | excluded | 10/31/2019 |  |  |  |  | NO | NO |  |  |  |  | OLYMPUS AMERICA, INC. 756976 756976 |  |  | Active |  | 99:99:99:99:99:99 |  | Equipment | PAAR:00-PVAR | 10/31/2019 | 10/31/2019 | COOPER UNIVERSITY HOSPITAL |  |  |  | WOT00000001561886 | GINA GAROZZO | Performance Verification | Closed | Kenneth Krips | 10/31/2019 | 10/31/2019 | Performance Verification for OLYMPUS AMERICA, INC. 756976 756976 | Initial Install of Performance Verification. Device is ready for patient use. |  |  | 10/31/2019 | 10/31/2019
A22003A/670831 |  | OLYMPUS AMERICA, INC. | OLYMPUS AMERICA, INC. OES PRO A22003A |  |  | OR - KELEMEN 3 |  |  | excluded | 11/01/2019 |  |  |  |  | NO | NO |  |  |  |  | OLYMPUS AMERICA, INC. A22003A/670831 670831 |  |  | Active |  | 99:99:99:99:99:99 |  | Equipment | PAAR:00-PVAR | 11/01/2019 | 11/01/2019 | COOPER UNIVERSITY HOSPITAL |  |  |  |  | DOMINIC VENDETTA |  |  |  | 11/01/2019 | 11/01/2019 |  |  |  |  | 11/01/2019 | 11/01/2019
A22003A |  | OLYMPUS AMERICA, INC. | OLYMPUS AMERICA, INC. OES PRO A22003A |  | A22003A | OR - KELEMEN 3 |  |  |  | 10/16/2019 |  |  |  |  | NO | NO |  |  |  |  | OLYMPUS AMERICA, INC. A22003A A22003A |  |  | Disposition |  | 99:99:99:99:99:99 |  | Equipment | PAAR:00-PVAR | 10/16/2019 | 10/16/2019 | COOPER UNIVERSITY HOSPITAL |  |  |  |  | DOMINIC VENDETTA |  |  |  | 10/16/2019 | 10/16/2019 |  |  |  |  | 10/16/2019 | 10/16/2019
|  | OLYMPUS AMERICA, INC. | OLYMPUS AMERICA, INC. OES PRO A22003A |  |  | OR - KELEMEN 3 |  |  | excluded | 10/31/2019 |  |  |  |  | NO | NO |  |  |  |  | OLYMPUS AMERICA, INC. 672766 672766 |  |  | Active |  | 99:99:99:99:99:99 |  | Equipment | PAAR:00-PVAR | 10/31/2019 | 10/31/2019 | COOPER UNIVERSITY HOSPITAL |  |  |  |  | DOMINIC VENDETTA |  |  |  | 10/31/2019 | 10/31/2019 |  |  |  |  | 10/31/2019 | 10/31/2019
|  | OLYMPUS AMERICA, INC. | OLYMPUS AMERICA, INC. OES PRO A22003A |  | Not Known | CENTRAL STERILE PROCESSING |  |  | excluded | 10/31/2019 |  |  |  |  | NO | NO |  |  |  |  | OLYMPUS AMERICA, INC. 6719146 Not Known |  |  | Active |  | 99:99:99:99:99:99 |  | Equipment | PAAR:00-PVAR | 10/31/2019 | 10/31/2019 | COOPER UNIVERSITY HOSPITAL |  |  |  | 0012744307 | GINA GAROZZO | Repair | Closed | Kenneth Krips | 10/31/2019 | 10/31/2019 | RIGID CYSTOCSCOPE - BLURRY - TMX | 1/31/2018 3:28:14 PM KMKRIPS REPAIRS: OBJECTIVE OPTICAL RELAY SYSTEM-OCULAR LIGHT CONE-DISTAL WINDOW-VIDEO COUPLER-REFIBER MARKER PLATE-LENS RETAINER-EYEPIECE-EYEPIECE WINDOW-LIGHT POST BODY TUBING. COST: $570.00 2/1/2018 8:32:49 AM KMKRIPS THIS DEVICE HAS BEEN RETURNED BACK FROM IMS AND DELIVERED BACK TO CSP. | C0FA582C-12BC-4CDC-AD31-C4AA5C0284A1 | Vendor Labor | 10/31/2019 | 10/31/2019 | VENDOR
|  | OLYMPUS AMERICA, INC. | OLYMPUS AMERICA, INC. OES PRO A22003A |  |  | CENTRAL STERILE PROCESSING |  |  | excluded | 10/31/2019 |  |  |  |  | NO | NO |  |  |  |  | OLYMPUS AMERICA, INC. 670481 670481 |  |  | Active |  | 99:99:99:99:99:99 |  | Equipment | PAAR:00-PVAR | 10/31/2019 | 10/31/2019 | COOPER UNIVERSITY HOSPITAL |  |  |  | 0011065179 | GINA GAROZZO | Performance Verification | Closed | Bonnie Aichroth | 10/31/2019 | 10/31/2019 | INCOMING INVENTORY | DEVICE INVENTORIED | 4CF82857-60A3-49DB-A288-951ADCCD395C | Labor | 10/31/2019 | 10/31/2019 | Bonnie Aichroth
|  | OLYMPUS AMERICA, INC. | OLYMPUS AMERICA, INC. OES PRO A22003A |  |  | CENTRAL STERILE PROCESSING |  |  | excluded | 10/31/2019 |  |  |  |  | NO | NO |  |  |  |  | OLYMPUS AMERICA, INC. 670491 670491 |  |  | Active |  | 99:99:99:99:99:99 |  | Equipment | PAAR:00-PVAR | 10/31/2019 | 10/31/2019 | COOPER UNIVERSITY HOSPITAL |  |  | CSP |  | GINA GAROZZO |  |  |  | 10/31/2019 | 10/31/2019 |  |  |  |  | 10/31/2019 | 10/31/2019
|  | OLYMPUS AMERICA, INC. | OLYMPUS AMERICA, INC. OES PRO A22003A |  |  | OR - KELEMEN 3 |  |  | excluded | 10/31/2019 |  |  |  |  | NO | NO |  |  |  |  | OLYMPUS AMERICA, INC. 644934 644934 |  |  | Active |  | 99:99:99:99:99:99 |  | Equipment | PAAR:00-PVAR | 10/31/2019 | 10/31/2019 | COOPER UNIVERSITY HOSPITAL |  |  | csp |  | DOMINIC VENDETTA |  |  |  | 10/31/2019 | 10/31/2019 |  |  |  |  | 10/31/2019 | 10/31/2019
|  | OLYMPUS AMERICA, INC. | OLYMPUS AMERICA, INC. OES PRO A22003A |  |  | CENTRAL STERILE PROCESSING |  |  | excluded | 10/31/2019 |  |  |  |  | NO | NO |  |  |  |  | OLYMPUS AMERICA, INC. 560451 560451 |  |  | Active |  | 99:99:99:99:99:99 |  | Equipment | PAAR:00-PVAR | 10/31/2019 | 10/31/2019 | COOPER UNIVERSITY HOSPITAL |  |  |  | 0011629376 | GINA GAROZZO | Performance Verification | Closed | Bonnie Aichroth | 10/31/2019 | 10/31/2019 | INCOMING INVENTORY | DEVICE INVENTORIED | E776ED0A-AD57-4767-A534-5E56888A386A | Labor | 10/31/2019 | 10/31/2019 | Bonnie Aichroth
|  | OLYMPUS AMERICA, INC. | OLYMPUS AMERICA, INC. OES PRO A22003A |  |  | CENTRAL STERILE PROCESSING |  |  | excluded | 10/31/2019 |  |  |  |  | NO | NO |  |  |  |  | OLYMPUS AMERICA, INC. 560448 560448 |  |  | Active |  | 99:99:99:99:99:99 |  | Equipment | PAAR:00-PVAR | 10/31/2019 | 10/31/2019 | COOPER UNIVERSITY HOSPITAL |  |  |  | 0011018970 | GINA GAROZZO | Repair | Closed | Kenneth Krips | 10/31/2019 | 10/31/2019 | CYSTOSCOPE - BLURRY VISION | 1/3/2017 10:18:11 AM KMKRIPS REPAIRS: OBJECTIVE OPTICA RELAY SYSTEM - OCULAR LIGHT CONE - DISTAL WINDOW - VIDEO COUPLER - REFIBER MARKER PLATE - LENS RETAINER - EYEPIECE WINDOW - EYEPIECE - LIGHT POST BODY TUBING. COST: $570.00 PURCHASE ORDER REQUESTED. 1/3/2017 10:43:52 AM KMKRIPS PURCHASE ORDER #: TMX0969306 1/13/2017 1:38:59 PM KMKRIPS THIS SCOPE HAS BEEN RETURNED BACK FROM IMS AND DELIVERED BACK TO CSP. | C91F514F-CE34-46B3-9372-C52D7DCCF628 | Labor | 10/31/2019 | 10/31/2019 | Kenneth Krips
|  | OLYMPUS AMERICA, INC. | OLYMPUS AMERICA, INC. OES PRO A22003A |  | Not Known | CENTRAL STERILE PROCESSING |  |  | excluded | 10/31/2019 |  |  |  |  | NO | NO |  |  |  |  | OLYMPUS AMERICA, INC. 560446 Not Known |  |  | Active |  | 99:99:99:99:99:99 |  | Equipment | PAAR:00-PVAR | 10/31/2019 | 10/31/2019 | COOPER UNIVERSITY HOSPITAL |  |  |  | 0012494713 | GINA GAROZZO | Preventative Maintenance | Closed | Josh Harris | 10/31/2019 | 10/31/2019 | PERFORMANCE ASSURANCE AT INVENTORY | INVENTORIED DEVICE AND ENSURED DEVICE WAS FUNCTIONING PROPERLY. | EADD2C4D-410F-480B-9961-0EABDF1E78B4 | Labor | 10/31/2019 | 10/31/2019 | Kenneth Krips
|  | OLYMPUS AMERICA, INC. | OLYMPUS AMERICA, INC. OES PRO WA20023A |  |  | OR - KELEMEN 3 |  |  | excluded | 10/31/2019 |  |  |  |  | NO | NO |  |  |  |  | OLYMPUS AMERICA, INC. 758878 758878 |  |  | Active |  | 99:99:99:99:99:99 |  | Equipment | PAAR:00-PVAR | 10/31/2019 | 10/31/2019 | COOPER UNIVERSITY HOSPITAL |  |  | Performance Verification | WOT00000001164377 | DOMINIC VENDETTA | Performance Verification | Closed | Kenneth Krips | 10/31/2019 | 10/31/2019 | Performance Verification for UNMATCHED 758878 758878 | Initial Install of Performance Verification. Device is ready for patient use. |  |  | 10/31/2019 | 10/31/2019
|  | OLYMPUS AMERICA, INC. | OLYMPUS AMERICA, INC. OEV-261H |  |  | VOORHEES SURGERY CENTER-SURGERY DEPT |  |  |  | 12/09/2010 |  |  |  |  | NO | NO |  |  |  |  | OLYMPUS AMERICA, INC. 10366908 7015056 |  |  | Active |  | 99:99:99:99:99:99 |  | Accessory | PAAR:00-PVAR | 11/02/2019 |  | COOPER AMBULATORY OFF-SITES |  |  | 6015 Main - Nurses Station | 0012148445 | Theresa Megali | Service Request | Closed | Michael Youch | 09/11/2017 | 02/01/2018 | DISPLAY - NEEDS A STICKER - 2 PLAZA DR SUITE 202 SURGERY | 9/11/2017 10:33:20 AM MDYOUCH unit is PAAR, will put a NPR sticker during visit later this month. 2/1/2018 1:43:13 PM MDYOUCH (MDYOUCH 9/14/2017 1:05 PM) ATTACHED PAAR STICKER | B53FF101-E5B7-4297-8B73-BADBD8E0EC7A | Labor | 09/14/2017 | 09/14/2017 | Michael Youch
|  | OLYMPUS AMERICA, INC. | OLYMPUS AMERICA, INC. OEV-261H |  |  | VOORHEES SURGERY CENTER-OPERATING ROOM |  |  |  | 12/06/2010 |  |  |  |  | NO | NO |  |  |  |  | OLYMPUS AMERICA, INC. 10347218 7015392 |  |  | Active |  | 99:99:99:99:99:99 |  | Accessory | PAAR:00-PVAR | 11/01/2019 |  | COOPER AMBULATORY OFF-SITES |  |  | SUITE E |  | JENNIFER BOMBARO
|  | OLYMPUS AMERICA, INC. | OLYMPUS AMERICA, INC. OEV143 |  | A413689 | ANESTHESIOLOGY |  |  |  | 07/01/2004 |  |  |  |  | NO | NO |  |  |  |  | OLYMPUS AMERICA, INC. 10355446 A413689 |  |  | Disposition |  |  |  | Accessory | PAAR:00-PVAR | 11/02/2019 |  | COOPER UNIVERSITY HOSPITAL |  |  | STORAGE ROOM |  | GIACINTA ROUPAS
|  | OLYMPUS AMERICA, INC. | OLYMPUS AMERICA, INC. OEV262H |  |  | OR - KELEMEN 3 |  |  |  | 11/02/2019 |  |  |  |  | NO | NO |  |  |  |  | OLYMPUS AMERICA, INC. 11239494 7416521 |  |  | Active |  | 99:99:99:99:99:99 |  | Accessory | PAAR:00-PVAR | 11/02/2019 | 11/02/2019 | COOPER UNIVERSITY HOSPITAL |  |  | Kel OR | WOT00000002200455 | DOMINIC VENDETTA | Disposition | Closed | Salvatore Bombara | 11/02/2019 | 11/02/2019 | Bulk Disposition CNL |  |  |  | 11/02/2019 | 11/02/2019
|  | OLYMPUS AMERICA, INC. | OLYMPUS AMERICA, INC. OEV262H |  |  | OPERATING ROOM - PAVILION |  |  |  | 01/01/1900 |  |  |  |  | NO | NO |  |  |  |  | OLYMPUS AMERICA, INC. 10367603 7417868 |  |  | Active |  | 99:99:99:99:99:99 |  | Accessory | PAAR:00-PVAR | 11/02/2019 |  | COOPER UNIVERSITY HOSPITAL |  |  | Pav OR 6 | 0011430258 | DOMINIC VENDETTA | Repair | Closed | Salvatore Bombara | 03/27/2017 | 05/05/2017 | MONITOR - DOES NOT TURN ON - TMX | 3/27/2017 12:23:36 PM SXBOMBARA (SXBOMBARA 3/27/2017 12:00 AM) CONFIRMED THIS ERROR. WORKED WITH OLYMPUS REP. UNIT WAS SWAPPED OUT AND NEEDS TO EVALUATED BY OLYMPUS. SET UP EVAL WITH OLYMPUS REPAIRS. RMA# 17045725 3/28/2017 3:14:07 PM SXBOMBARA (SXBOMBARA 3/28/2017 12:00 AM) PACKED UP AND SHIPPED UNIT OUT FOR EVAL. TRACKING# 77875776498 4/7/2017 8:08:14 AM SXBOMBARA (SXBOMBARA 4/7/2017 12:00 AM) RECEIVED REVISED ESTIMATE. SEE ATTACHMENT. REQUESTED PO. 4/20/2017 10:31:44 AM SXBOMBARA (SXBOMBARA 4/20/2017 12:00 AM) REPAIR WAS APPROVED. NO UPDATE ON SHIPPING 4/28/2017 11:37:00 AM SXBOMBARA (SXBOMBARA 4/28/2017 12:00 AM) CALLED FOR UPDATE. OLYMPUS STATED THAT THIS UNIT IS STILL IN REPAIR. 5/5/2017 1:57:45 PM SXBOMBARA (SXBOMBARA 5/5/2017 12:00 AM) RETURNED FROM REPAIR. SEE ATTACHMENT. | 8A905606-332C-436D-9C2F-9C972EE7E10B | Labor | 03/27/2017 | 03/27/2017 | Salvatore Bombara
|  | OLYMPUS AMERICA, INC. | OLYMPUS AMERICA, INC. OEV262H |  |  | OR - KELEMEN 3 |  |  |  | 10/31/2019 |  |  |  |  | NO | NO |  |  |  |  | OLYMPUS AMERICA, INC. 30146318 7540020 |  |  | Active |  | 99:99:99:99:99:99 |  | Accessory | PAAR:00-PVAR | 10/31/2019 | 10/31/2019 | COOPER UNIVERSITY HOSPITAL |  |  | ROOM K8 - MONITOR #1 |  | DOMINIC VENDETTA |  |  |  | 10/31/2019 | 10/31/2019 |  |  |  |  | 10/31/2019 | 10/31/2019
|  | OLYMPUS AMERICA, INC. | OLYMPUS AMERICA, INC. OEV262H |  |  | OPERATING ROOM - PAVILION |  |  |  | 10/31/2019 |  |  |  |  | NO | NO |  |  |  |  | OLYMPUS AMERICA, INC. 30142139 7641646 |  |  | Active |  | 99:99:99:99:99:99 |  | Accessory | PAAR:00-PVAR | 10/31/2019 | 10/31/2019 | COOPER UNIVERSITY HOSPITAL |  |  |  |  | DOMINIC VENDETTA |  |  |  | 10/31/2019 | 10/31/2019 |  |  |  |  | 10/31/2019 | 10/31/2019
|  | OLYMPUS AMERICA, INC. | OLYMPUS AMERICA, INC. OFP |  | 27-28622 | COOPER DIGESTIVE HEALTH-ENDOSCOPY |  |  |  | 10/16/2019 |  |  |  |  | NO | NO |  |  |  |  | OLYMPUS AMERICA, INC. 15095 27-28622 |  |  | Disposition |  |  |  | Equipment | PAAR:00-PVAR | 10/16/2019 | 10/16/2019 | COOPER AMBULATORY OFF-SITES |  |  |  |  | JEANNE GREER |  |  |  | 10/16/2019 | 10/16/2019 |  |  |  |  | 10/16/2019 | 10/16/2019
|  | OLYMPUS AMERICA, INC. | OLYMPUS AMERICA, INC. OFP |  | 27-28619 | COOPER DIGESTIVE HEALTH-ENDOSCOPY |  |  |  | 10/16/2019 |  |  |  |  | NO | NO |  |  |  |  | OLYMPUS AMERICA, INC. 15098 27-28619 |  |  | Disposition |  |  |  | Equipment | PAAR:00-PVAR | 10/16/2019 | 10/16/2019 | COOPER AMBULATORY OFF-SITES |  |  | DISPOSITION |  | JEANNE GREER |  |  |  | 10/16/2019 | 10/16/2019 |  |  |  |  | 10/16/2019 | 10/16/2019
OSFV60/2001519 |  | OLYMPUS AMERICA, INC. | OLYMPUS AMERICA, INC. OSF-V60 |  |  | VOORHEES SURGERY CENTER-SURGERY DEPT |  |  |  | 11/01/2019 |  |  |  |  | NO | NO |  |  |  |  | OLYMPUS AMERICA, INC. OSFV60/2001519 2001519 |  |  | Active |  | 99:99:99:99:99:99 |  | Equipment | PAAR:00-PVAR | 11/01/2019 | 11/01/2019 | COOPER AMBULATORY OFF-SITES |  |  | SUITE G CLEAN UTILITY ROOM |  | Theresa Megali |  |  |  | 11/01/2019 | 11/01/2019 |  |  |  |  | 11/01/2019 | 11/01/2019
|  | OLYMPUS AMERICA, INC. | OLYMPUS AMERICA, INC. OTV-S190 |  |  | OPERATING ROOM - PAVILION |  |  | excluded | 05/24/2016 |  |  |  |  | NO | NO |  |  |  |  | OLYMPUS AMERICA, INC. 10480457 7680917 |  |  | Active |  | 99:99:99:99:99:99 |  | Equipment | PAAR:00-PVAR | 10/31/2019 |  | COOPER UNIVERSITY HOSPITAL |  |  |  |  | DOMINIC VENDETTA
OTV-S6H-1FAE/A17 |  | OLYMPUS AMERICA, INC. | OLYMPUS AMERICA, INC. OTV-S6H-FA-E |  | A17 | OR - KELEMEN 3 |  |  | excluded | 10/31/2019 |  |  |  |  | NO | NO |  |  |  |  | OLYMPUS AMERICA, INC. OTV-S6H-1FAE/A17 A17 |  |  | Active |  | 99:99:99:99:99:99 |  | Equipment | PAAR:00-PVAR | 10/31/2019 | 10/31/2019 | COOPER UNIVERSITY HOSPITAL |  |  |  |  | DOMINIC VENDETTA |  |  |  | 10/31/2019 | 10/31/2019 |  |  |  |  | 10/31/2019 | 10/31/2019
|  | OLYMPUS AMERICA, INC. | OLYMPUS AMERICA, INC. OTV-S7 |  |  | CENTRAL STERILE PROCESSING |  |  | excluded | 10/31/2019 |  |  |  |  | NO | NO |  |  |  |  | OLYMPUS AMERICA, INC. 7910703 7910703 |  |  | Active |  | 99:99:99:99:99:99 |  | Equipment | PAAR:00-PVAR | 10/31/2019 | 10/31/2019 | COOPER UNIVERSITY HOSPITAL |  |  |  |  | GINA GAROZZO |  |  |  | 10/31/2019 | 10/31/2019 |  |  |  |  | 10/31/2019 | 10/31/2019
|  | OLYMPUS AMERICA, INC. | OLYMPUS AMERICA, INC. OTV-S7 |  |  | OR - KELEMEN 3 |  |  |  | 10/16/2019 |  |  |  |  | NO | NO |  |  |  |  | OLYMPUS AMERICA, INC. 7804861 7804861 |  |  | Disposition |  |  |  | Equipment | PAAR:00-PVAR | 10/16/2019 | 10/16/2019 | COOPER UNIVERSITY HOSPITAL |  |  |  |  | DOMINIC VENDETTA |  |  |  | 10/16/2019 | 10/16/2019 |  |  |  |  | 10/16/2019 | 10/16/2019
|  | OLYMPUS AMERICA, INC. | OLYMPUS AMERICA, INC. OTV-S7 |  |  | OR - KELEMEN 3 |  |  |  | 10/16/2019 |  |  |  |  | NO | NO |  |  |  |  | OLYMPUS AMERICA, INC. 7800331 7800331 |  |  | Disposition |  | 99:99:99:99:99:99 |  | Equipment | PAAR:00-PVAR | 10/16/2019 | 10/16/2019 | COOPER UNIVERSITY HOSPITAL |  |  |  |  | DOMINIC VENDETTA |  |  |  | 10/16/2019 | 10/16/2019 |  |  |  |  | 10/16/2019 | 10/16/2019
|  | OLYMPUS AMERICA, INC. | OLYMPUS AMERICA, INC. OTV-S7 |  |  | CENTRAL STERILE PROCESSING |  |  | excluded | 10/31/2019 |  |  |  |  | NO | NO |  |  |  |  | OLYMPUS AMERICA, INC. 7543634 7543634 |  |  | Active |  | 99:99:99:99:99:99 |  | Equipment | PAAR:00-PVAR | 10/31/2019 | 10/31/2019 | COOPER UNIVERSITY HOSPITAL |  |  |  | WOT00000001021540 | GINA GAROZZO | Performance Verification | Closed | Kenneth Krips | 10/31/2019 | 10/31/2019 | Performance Verification for OLYMPUS AMERICA, INC. 7543634 7543634 | Initial Install of Performance Verification. Device is ready for patient use. |  |  | 10/31/2019 | 10/31/2019
|  | OLYMPUS AMERICA, INC. | OLYMPUS AMERICA, INC. OTV-S7 |  |  | ANESTHESIOLOGY |  |  |  | 07/01/2004 |  |  |  |  | NO | NO |  |  |  |  | OLYMPUS AMERICA, INC. 10355448 7466497 |  |  | Disposition |  |  |  | Equipment | PAAR:00-PVAR | 11/02/2019 |  | COOPER UNIVERSITY HOSPITAL |  |  | STORAGE ROOM |  | GIACINTA ROUPAS
|  | OLYMPUS AMERICA, INC. | OLYMPUS AMERICA, INC. OTV-S7 |  |  | ANESTHESIOLOGY |  |  | excluded | 05/01/2003 |  |  |  |  | NO | NO |  |  |  |  | OLYMPUS AMERICA, INC. 10355436 7343145 |  |  | Active |  | 99:99:99:99:99:99 |  | Equipment | PAAR:00-PVAR | 11/01/2019 |  | COOPER UNIVERSITY HOSPITAL |  |  | OR 6 | WOT00000002202004 | GIACINTA ROUPAS | Disposition | Closed | Salvatore Bombara | 02/14/2019 | 05/19/2019 | Bulk Disposition CNL
|  | OLYMPUS AMERICA, INC. | OLYMPUS AMERICA, INC. OTV-S7 PRO |  |  | CENTRAL STERILE PROCESSING |  |  | excluded | 10/31/2019 |  |  |  |  | NO | NO |  |  |  |  | OLYMPUS AMERICA, INC. 7804752 7804752 |  |  | Active |  | 99:99:99:99:99:99 |  | Equipment | PAAR:00-PVAR | 10/31/2019 | 10/31/2019 | COOPER UNIVERSITY HOSPITAL |  |  |  | 0011853367 | GINA GAROZZO | Performance Verification | Closed | Bonnie Aichroth | 10/31/2019 | 10/31/2019 | INCOMING INVENTORY | DEVICE INVENTORIED | 4C27DAC5-D027-485B-8CED-3A3DB4B9D242 | Labor | 10/31/2019 | 10/31/2019 | Bonnie Aichroth
|  | OLYMPUS AMERICA, INC. | OLYMPUS AMERICA, INC. OTV-S7 PRO |  |  | CENTRAL STERILE PROCESSING |  |  | excluded | 10/31/2019 |  |  |  |  | NO | NO |  |  |  |  | OLYMPUS AMERICA, INC. 7121384 7121384 |  |  | Active |  | 99:99:99:99:99:99 |  | Equipment | PAAR:00-PVAR | 10/31/2019 | 10/31/2019 | COOPER UNIVERSITY HOSPITAL |  |  |  | WOT00000001548780 | GINA GAROZZO | Performance Verification | Closed | Kenneth Krips | 10/31/2019 | 10/31/2019 | Performance Verification for OLYMPUS AMERICA, INC. 7121384 7121384 | Initial Install of Performance Verification. Device is ready for patient use. |  |  | 10/31/2019 | 10/31/2019
|  | OLYMPUS AMERICA, INC. | OLYMPUS AMERICA, INC. OTV-S7H-1D-L08E |  |  | CENTRAL STERILE PROCESSING |  |  | excluded | 10/31/2019 |  |  |  |  | NO | NO |  |  |  |  | OLYMPUS AMERICA, INC. 7011517 7011517 |  |  | Active |  | 99:99:99:99:99:99 |  | Equipment | PAAR:00-PVAR | 10/31/2019 | 10/31/2019 | COOPER UNIVERSITY HOSPITAL |  |  |  | WOT00000001818043 | GINA GAROZZO | Performance Verification | Closed | Kenneth Krips | 10/31/2019 | 10/31/2019 | Performance Verification for OLYMPUS AMERICA, INC. 7011517 7011517 | Initial Install of Performance Verification. Device is ready for patient use. 1.1.0 7011517 VIDEO.SYSTEM.CAMERA HEAD AND INTEGRALCOUPLER.OLYMPUS.OTV-S7PROH-HD-L08EEA 1 $0.00 $0.001.1.2 SC.VID001 Cable Replaced EA 1 $0.00 $0.001.1.3 SC.VID006 CCD Circuits Replaced EA 1 $0.00 $0.001.1.4 SC.VID026 Connector Repaired EA 1 $0.00 $0.001.1.5 SC.VID047 Repair Paddlecard Assembly EA 1 $0.00 $0.001.1.6 CT.VCS320 Olympus HD Repair EA 1 $1,200.00 $1,200.001.1.7 CT.PSR100 Image Sensor and Integrated Circuitry Replacement EA 1 $2,000.00 $2,000.00Total 3,200.00 |  |  | 10/31/2019 | 10/31/2019
OTV-S7H-1N/A18 |  | OLYMPUS AMERICA, INC. | OLYMPUS AMERICA, INC. OTV-S7H-1N |  | A18 | OR - KELEMEN 3 |  |  | excluded | 11/02/2019 |  |  |  |  | NO | NO |  |  |  |  | OLYMPUS AMERICA, INC. OTV-S7H-1N/A18 A18 |  |  | Active |  | 99:99:99:99:99:99 |  | Equipment | PAAR:00-PVAR | 11/02/2019 | 11/02/2019 | COOPER UNIVERSITY HOSPITAL |  |  | csp | WOT00000000520798 | DOMINIC VENDETTA | Disposition | Closed | Kenneth Krips | 11/02/2019 | 11/02/2019 | Bulk Disposition CNL |  |  |  | 11/02/2019 | 11/02/2019
OTV-S7H-1NA-10E/A15 |  | OLYMPUS AMERICA, INC. | OLYMPUS AMERICA, INC. OTV-S7H-1NA-10E |  | A15 | OR - KELEMEN 3 |  |  | excluded | 11/02/2019 |  |  |  |  | NO | NO |  |  |  |  | OLYMPUS AMERICA, INC. OTV-S7H-1NA-10E/A15 A15 |  |  | Active |  | 99:99:99:99:99:99 |  | Equipment | PAAR:00-PVAR | 11/02/2019 | 11/02/2019 | COOPER UNIVERSITY HOSPITAL |  |  | csp | WOT00000000520787 | DOMINIC VENDETTA | Disposition | Closed | Kenneth Krips | 11/02/2019 | 11/02/2019 | Bulk Disposition CNL |  |  |  | 11/02/2019 | 11/02/2019
OTV-S7H-1NA-10E/A16 |  | OLYMPUS AMERICA, INC. | OLYMPUS AMERICA, INC. OTV-S7H-1NA-10E |  | A16 | OR - KELEMEN 3 |  |  | excluded | 11/02/2019 |  |  |  |  | NO | NO |  |  |  |  | OLYMPUS AMERICA, INC. OTV-S7H-1NA-10E/A16 A16 |  |  | Active |  | 99:99:99:99:99:99 |  | Equipment | PAAR:00-PVAR | 11/02/2019 | 11/02/2019 | COOPER UNIVERSITY HOSPITAL |  |  | csp | WOT00000000520788 | DOMINIC VENDETTA | Disposition | Closed | Kenneth Krips | 11/02/2019 | 11/02/2019 | Bulk Disposition CNL |  |  |  | 11/02/2019 | 11/02/2019
OTV-S7H-1NA-10E/7232265 |  | OLYMPUS AMERICA, INC. | OLYMPUS AMERICA, INC. OTV-S7H-1NA-10E |  |  | OR - KELEMEN 3 |  |  | excluded | 11/02/2019 |  |  |  |  | NO | NO |  |  |  |  | OLYMPUS AMERICA, INC. OTV-S7H-1NA-10E/7232265 7232265 |  |  | Active |  | 99:99:99:99:99:99 |  | Equipment | PAAR:00-PVAR | 11/02/2019 | 11/02/2019 | COOPER UNIVERSITY HOSPITAL |  |  | CSP | WOT00000000518613 | DOMINIC VENDETTA | Disposition | Closed | Kenneth Krips | 11/02/2019 | 11/02/2019 | Bulk Disposition CNL |  |  |  | 11/02/2019 | 11/02/2019
|  | OLYMPUS AMERICA, INC. | OLYMPUS AMERICA, INC. OTV-S7H-1NA-10E |  |  | CENTRAL STERILE PROCESSING |  |  | excluded | 10/31/2019 |  |  |  |  | NO | NO |  |  |  |  | OLYMPUS AMERICA, INC. 7625404 7625404 |  |  | Active |  | 99:99:99:99:99:99 |  | Equipment | PAAR:00-PVAR | 10/31/2019 | 10/31/2019 | COOPER UNIVERSITY HOSPITAL |  |  |  |  | GINA GAROZZO |  |  |  | 10/31/2019 | 10/31/2019 |  |  |  |  | 10/31/2019 | 10/31/2019
OTV-S7PROH-HD-10E/7625410 |  | OLYMPUS AMERICA, INC. | OLYMPUS AMERICA, INC. OTV-S7PROH-HD-10E |  |  | OR - KELEMEN 3 |  |  | excluded | 11/01/2019 |  |  |  |  | NO | NO |  |  |  |  | OLYMPUS AMERICA, INC. OTV-S7PROH-HD-10E/7625410 7625410 |  |  | Active |  | 99:99:99:99:99:99 |  | Equipment | PAAR:00-PVAR | 11/01/2019 | 11/01/2019 | COOPER UNIVERSITY HOSPITAL |  |  | csp |  | DOMINIC VENDETTA |  |  |  | 11/01/2019 | 11/01/2019 |  |  |  |  | 11/01/2019 | 11/01/2019
OTV-S7PROH-HD-10E/7232191 |  | OLYMPUS AMERICA, INC. | OLYMPUS AMERICA, INC. OTV-S7PROH-HD-10E |  |  | OR - KELEMEN 3 |  |  |  | 11/02/2019 |  |  |  |  | NO | NO |  |  |  |  | OLYMPUS AMERICA, INC. OTV-S7PROH-HD-10E/7232191 7232191 |  |  | Disposition |  | 99:99:99:99:99:99 |  | Equipment | PAAR:00-PVAR | 11/02/2019 | 11/02/2019 | COOPER UNIVERSITY HOSPITAL |  |  |  |  | DOMINIC VENDETTA |  |  |  | 11/02/2019 | 11/02/2019 |  |  |  |  | 11/02/2019 | 11/02/2019
OTV-S7PROH-HD-10E/7232194 |  | OLYMPUS AMERICA, INC. | OLYMPUS AMERICA, INC. OTV-S7PROH-HD-10E |  |  | OR - KELEMEN 3 |  |  |  | 11/02/2019 |  |  |  |  | NO | NO |  |  |  |  | OLYMPUS AMERICA, INC. OTV-S7PROH-HD-10E/7232194 7232194 |  |  | Disposition |  | 99:99:99:99:99:99 |  | Equipment | PAAR:00-PVAR | 11/02/2019 | 11/02/2019 | COOPER UNIVERSITY HOSPITAL |  |  |  |  | DOMINIC VENDETTA |  |  |  | 11/02/2019 | 11/02/2019 |  |  |  |  | 11/02/2019 | 11/02/2019
OTV-S7PROH-HD-10E/7232196 |  | OLYMPUS AMERICA, INC. | OLYMPUS AMERICA, INC. OTV-S7PROH-HD-10E |  |  | OR - KELEMEN 3 |  |  | excluded | 11/02/2019 |  |  |  |  | NO | NO |  |  |  |  | OLYMPUS AMERICA, INC. OTV-S7PROH-HD-10E/7232196 7232196 |  |  | Active |  | 99:99:99:99:99:99 |  | Equipment | PAAR:00-PVAR | 11/02/2019 | 11/02/2019 | COOPER UNIVERSITY HOSPITAL |  |  |  |  | DOMINIC VENDETTA |  |  |  | 11/02/2019 | 11/02/2019 |  |  |  |  | 11/02/2019 | 11/02/2019
OTV-S7PROH-HD-10E/7121385 |  | OLYMPUS AMERICA, INC. | OLYMPUS AMERICA, INC. OTV-S7PROH-HD-10E |  |  | OR - KELEMEN 3 |  |  | excluded | 11/01/2019 |  |  |  |  | NO | NO |  |  |  |  | OLYMPUS AMERICA, INC. OTV-S7PROH-HD-10E/7121385 7121385 |  |  | Active |  | 99:99:99:99:99:99 |  | Equipment | PAAR:00-PVAR | 11/01/2019 | 11/01/2019 | COOPER UNIVERSITY HOSPITAL |  |  |  |  | DOMINIC VENDETTA |  |  |  | 11/01/2019 | 11/01/2019 |  |  |  |  | 11/01/2019 | 11/01/2019
OTV-S7PROH-HD-10E/7121384 |  | OLYMPUS AMERICA, INC. | OLYMPUS AMERICA, INC. OTV-S7PROH-HD-10E |  |  | OR - KELEMEN 3 |  |  | excluded | 11/02/2019 |  |  |  |  | NO | NO |  |  |  |  | OLYMPUS AMERICA, INC. OTV-S7PROH-HD-10E/7121384 7121384 |  |  | Active |  | 99:99:99:99:99:99 |  | Equipment | PAAR:00-PVAR | 11/02/2019 | 11/02/2019 | COOPER UNIVERSITY HOSPITAL |  |  |  |  | DOMINIC VENDETTA |  |  |  | 11/02/2019 | 11/02/2019 |  |  |  |  | 11/02/2019 | 11/02/2019
|  | OLYMPUS AMERICA, INC. | OLYMPUS AMERICA, INC. OTV-S7PROH-HD-10E |  |  | CENTRAL STERILE PROCESSING |  |  | excluded | 10/31/2019 |  |  |  |  | NO | NO |  |  |  |  | OLYMPUS AMERICA, INC. 7800548 7800548 |  |  | Active |  | 99:99:99:99:99:99 |  | Equipment | PAAR:00-PVAR | 10/31/2019 | 10/31/2019 | COOPER UNIVERSITY HOSPITAL |  |  |  | WOT00000000769510 | GINA GAROZZO | Performance Verification | Closed | Kenneth Krips | 10/31/2019 | 10/31/2019 | Performance Verification for OLYMPUS AMERICA, INC. 7800548 7800548 | Initial Install of Performance Verification. Device is ready for patient use. |  |  | 10/31/2019 | 10/31/2019
|  | OLYMPUS AMERICA, INC. | OLYMPUS AMERICA, INC. OTV-S7PROH-HD-10E |  |  | SAME DAY OR-2ND FL PAVILION |  |  | excluded | 10/31/2019 |  |  |  |  | NO | NO |  |  |  |  | OLYMPUS AMERICA, INC. 7744795 7744795 |  |  | Active |  | 99:99:99:99:99:99 |  | Equipment | PAAR:00-PVAR | 10/31/2019 | 10/31/2019 | COOPER UNIVERSITY HOSPITAL |  |  |  | WOT00000000615526 | JOE DRUCTOR | Performance Verification | Closed | Kenneth Krips | 10/31/2019 | 10/31/2019 | Performance Verification for OLYMPUS AMERICA, INC. 7744795 7744795 | Initial Install of Performance Verification. Device is ready for patient use. |  |  | 10/31/2019 | 10/31/2019
|  | OLYMPUS AMERICA, INC. | OLYMPUS AMERICA, INC. OTV-S7PROH-HD-10E |  |  | SAME DAY OR-2ND FL PAVILION |  |  | excluded | 10/31/2019 |  |  |  |  | NO | NO |  |  |  |  | OLYMPUS AMERICA, INC. 7744791 7744791 |  |  | Active |  | 99:99:99:99:99:99 |  | Equipment | PAAR:00-PVAR | 10/31/2019 | 10/31/2019 | COOPER UNIVERSITY HOSPITAL |  |  |  | WOT00000000615361 | JOE DRUCTOR | Performance Verification | Closed | Kenneth Krips | 10/31/2019 | 10/31/2019 | Performance Verification for OLYMPUS AMERICA, INC. 7744791 7744791 | Initial Install of Performance Verification. Device is ready for patient use. |  |  | 10/31/2019 | 10/31/2019
|  | OLYMPUS AMERICA, INC. | OLYMPUS AMERICA, INC. OTV-S7PROH-HD-10E |  |  | SAME DAY OR-2ND FL PAVILION |  |  | excluded | 10/31/2019 |  |  |  |  | NO | NO |  |  |  |  | OLYMPUS AMERICA, INC. 7744790 7744790 |  |  | Active |  | 99:99:99:99:99:99 |  | Equipment | PAAR:00-PVAR | 10/31/2019 | 10/31/2019 | COOPER UNIVERSITY HOSPITAL |  |  |  | WOT00000000615475 | JOE DRUCTOR | Performance Verification | Closed | Kenneth Krips | 10/31/2019 | 10/31/2019 | Performance Verification for OLYMPUS AMERICA, INC. 7744790 7744790 | Initial Install of Performance Verification. Device is ready for patient use. |  |  | 10/31/2019 | 10/31/2019
|  | OLYMPUS AMERICA, INC. | OLYMPUS AMERICA, INC. OTV-S7PROH-HD-10E |  |  | SAME DAY OR-2ND FL PAVILION |  |  | excluded | 10/31/2019 |  |  |  |  | NO | NO |  |  |  |  | OLYMPUS AMERICA, INC. 7744789 7744789 |  |  | Active |  | 99:99:99:99:99:99 |  | Equipment | PAAR:00-PVAR | 10/31/2019 | 10/31/2019 | COOPER UNIVERSITY HOSPITAL |  |  |  | WOT00000000615406 | JOE DRUCTOR | Performance Verification | Closed | Kenneth Krips | 10/31/2019 | 10/31/2019 | Performance Verification for OLYMPUS AMERICA, INC. 774789 774789 | Initial Install of Performance Verification. Device is ready for patient use. |  |  | 10/31/2019 | 10/31/2019
|  | OLYMPUS AMERICA, INC. | OLYMPUS AMERICA, INC. OTV-S7PROH-HD-10E |  |  | SAME DAY OR-2ND FL PAVILION |  |  | excluded | 10/31/2019 |  |  |  |  | NO | NO |  |  |  |  | OLYMPUS AMERICA, INC. 7744788 7744788 |  |  | Active |  | 99:99:99:99:99:99 |  | Equipment | PAAR:00-PVAR | 10/31/2019 | 10/31/2019 | COOPER UNIVERSITY HOSPITAL |  |  |  | WOT00000000559099 | JOE DRUCTOR | Performance Verification | Closed | Kenneth Krips | 10/31/2019 | 10/31/2019 | Performance Verification for OLYMPUS AMERICA, INC. 7744788 7744788 | Initial Install of Performance Verification. Device is ready for patient use. |  |  | 10/31/2019 | 10/31/2019
|  | OLYMPUS AMERICA, INC. | OLYMPUS AMERICA, INC. OTV-S7PROH-HD-10E |  |  | SAME DAY OR-2ND FL PAVILION |  |  | excluded | 10/31/2019 |  |  |  |  | NO | NO |  |  |  |  | OLYMPUS AMERICA, INC. 7744787 7744787 |  |  | Active |  | 99:99:99:99:99:99 |  | Equipment | PAAR:00-PVAR | 10/31/2019 | 10/31/2019 | COOPER UNIVERSITY HOSPITAL |  |  |  | WOT00000000559039 | JOE DRUCTOR | Performance Verification | Closed | Kenneth Krips | 10/31/2019 | 10/31/2019 | Performance Verification for OLYMPUS AMERICA, INC. 7744787 7744787 | Initial Install of Performance Verification. Device is ready for patient use. |  |  | 10/31/2019 | 10/31/2019
|  | OLYMPUS AMERICA, INC. | OLYMPUS AMERICA, INC. OTV-S7PROH-HD-10E |  |  | ANESTHESIOLOGY |  |  | excluded | 10/31/2019 |  |  |  |  | NO | NO |  |  |  |  | OLYMPUS AMERICA, INC. 7644171 7644171 |  |  | Active |  | 99:99:99:99:99:99 |  | Equipment | PAAR:00-PVAR | 10/31/2019 | 10/31/2019 | COOPER UNIVERSITY HOSPITAL |  |  |  |  | GIACINTA ROUPAS |  |  |  | 10/31/2019 | 10/31/2019 |  |  |  |  | 10/31/2019 | 10/31/2019
|  | OLYMPUS AMERICA, INC. | OLYMPUS AMERICA, INC. OTV-S7PROH-HD-10E |  |  | OPERATING ROOM - PAVILION |  |  | excluded | 11/02/2019 |  |  |  |  | NO | NO |  |  |  |  | OLYMPUS AMERICA, INC. 7232267 7232267 |  |  | Active |  | 99:99:99:99:99:99 |  | Equipment | PAAR:00-PVAR | 11/02/2019 | 11/02/2019 | COOPER UNIVERSITY HOSPITAL |  |  |  |  | DOMINIC VENDETTA |  |  |  | 11/02/2019 | 11/02/2019 |  |  |  |  | 11/02/2019 | 11/02/2019
|  | OLYMPUS AMERICA, INC. | OLYMPUS AMERICA, INC. OTV-S7PROH-HD-10E |  |  | CENTRAL STERILE PROCESSING |  |  |  | 10/16/2019 |  |  |  |  | NO | NO |  |  |  |  | OLYMPUS AMERICA, INC. 7232097 7232097 |  |  | Disposition |  |  |  | Equipment | PAAR:00-PVAR | 10/16/2019 | 10/16/2019 | COOPER UNIVERSITY HOSPITAL |  |  |  |  | GINA GAROZZO |  |  |  | 10/16/2019 | 10/16/2019 |  |  |  |  | 10/16/2019 | 10/16/2019
|  | OLYMPUS AMERICA, INC. | OLYMPUS AMERICA, INC. OTV-S7PROH-HD-10E |  |  | OR - KELEMEN 3 |  |  | excluded | 10/31/2019 |  |  |  |  | NO | NO |  |  |  |  | OLYMPUS AMERICA, INC. 30143142 7232265 |  |  | Active |  | 99:99:99:99:99:99 |  | Equipment | PAAR:00-PVAR | 10/31/2019 | 10/31/2019 | COOPER UNIVERSITY HOSPITAL |  |  |  |  | DOMINIC VENDETTA |  |  |  | 10/31/2019 | 10/31/2019 |  |  |  |  | 10/31/2019 | 10/31/2019
OTV-S7PROH-HD-12E/A14 |  | OLYMPUS AMERICA, INC. | OLYMPUS AMERICA, INC. OTV-S7PROH-HD-12E |  | A14 | OR - KELEMEN 3 |  |  | excluded | 11/02/2019 |  |  |  |  | NO | NO |  |  |  |  | OLYMPUS AMERICA, INC. OTV-S7PROH-HD-12E/A14 A14 |  |  | Active |  | 99:99:99:99:99:99 |  | Equipment | PAAR:00-PVAR | 11/02/2019 | 11/02/2019 | COOPER UNIVERSITY HOSPITAL |  |  | csp | WOT00000000520783 | DOMINIC VENDETTA | Disposition | Closed | Kenneth Krips | 11/02/2019 | 11/02/2019 | Bulk Disposition CNL |  |  |  | 11/02/2019 | 11/02/2019
OTV-S7PROH-HD-12E/A13 |  | OLYMPUS AMERICA, INC. | OLYMPUS AMERICA, INC. OTV-S7PROH-HD-12E |  | A13 | OR - KELEMEN 3 |  |  | excluded | 11/02/2019 |  |  |  |  | NO | NO |  |  |  |  | OLYMPUS AMERICA, INC. OTV-S7PROH-HD-12E/A13 A13 |  |  | Active |  | 99:99:99:99:99:99 |  | Equipment | PAAR:00-PVAR | 11/02/2019 | 11/02/2019 | COOPER UNIVERSITY HOSPITAL |  |  | csp | WOT00000000520780 | DOMINIC VENDETTA | Disposition | Closed | Kenneth Krips | 11/02/2019 | 11/02/2019 | Bulk Disposition CNL |  |  |  | 11/02/2019 | 11/02/2019
OTV-S7PROH-HD-12E/A11 |  | OLYMPUS AMERICA, INC. | OLYMPUS AMERICA, INC. OTV-S7PROH-HD-12E |  | A11 | OR - KELEMEN 3 |  |  | excluded | 11/02/2019 |  |  |  |  | NO | NO |  |  |  |  | OLYMPUS AMERICA, INC. OTV-S7PROH-HD-12E/A11 A11 |  |  | Active |  | 99:99:99:99:99:99 |  | Equipment | PAAR:00-PVAR | 11/02/2019 | 11/02/2019 | COOPER UNIVERSITY HOSPITAL |  |  | csp | WOT00000000520769 | DOMINIC VENDETTA | Disposition | Closed | Kenneth Krips | 11/02/2019 | 11/02/2019 | Bulk Disposition CNL |  |  |  | 11/02/2019 | 11/02/2019
OTV-S7PROH-HD-12E/A12 |  | OLYMPUS AMERICA, INC. | OLYMPUS AMERICA, INC. OTV-S7PROH-HD-12E |  | A12 | OR - KELEMEN 3 |  |  | excluded | 11/02/2019 |  |  |  |  | NO | NO |  |  |  |  | OLYMPUS AMERICA, INC. OTV-S7PROH-HD-12E/A12 A12 |  |  | Active |  | 99:99:99:99:99:99 |  | Equipment | PAAR:00-PVAR | 11/02/2019 | 11/02/2019 | COOPER UNIVERSITY HOSPITAL |  |  | csp | WOT00000000520777 | DOMINIC VENDETTA | Disposition | Closed | Kenneth Krips | 11/02/2019 | 11/02/2019 | Bulk Disposition CNL |  |  |  | 11/02/2019 | 11/02/2019
OTV-S7PROH-HD-12E/7804747 |  | OLYMPUS AMERICA, INC. | OLYMPUS AMERICA, INC. OTV-S7PROH-HD-12E |  |  | OR - KELEMEN 3 |  |  | excluded | 11/02/2019 |  |  |  |  | NO | NO |  |  |  |  | OLYMPUS AMERICA, INC. OTV-S7PROH-HD-12E/7804747 7804747 |  |  | Active |  | 99:99:99:99:99:99 |  | Equipment | PAAR:00-PVAR | 11/02/2019 | 11/02/2019 | COOPER UNIVERSITY HOSPITAL |  |  |  | WOT00000000519170 | DOMINIC VENDETTA | Disposition | Closed | Kenneth Krips | 11/02/2019 | 11/02/2019 | Bulk Disposition CNL |  |  |  | 11/02/2019 | 11/02/2019
OTV-S7PROH-HD-12E/7804718 |  | OLYMPUS AMERICA, INC. | OLYMPUS AMERICA, INC. OTV-S7PROH-HD-12E |  |  | OR - KELEMEN 3 |  |  | excluded | 11/02/2019 |  |  |  |  | NO | NO |  |  |  |  | OLYMPUS AMERICA, INC. OTV-S7PROH-HD-12E/7804718 7804718 |  |  | Active |  | 99:99:99:99:99:99 |  | Equipment | PAAR:00-PVAR | 11/02/2019 | 11/02/2019 | COOPER UNIVERSITY HOSPITAL |  |  | csp |  | DOMINIC VENDETTA |  |  |  | 11/02/2019 | 11/02/2019 |  |  |  |  | 11/02/2019 | 11/02/2019
OTV-S7PROH-HD-L08E/A9 |  | OLYMPUS AMERICA, INC. | OLYMPUS AMERICA, INC. OTV-S7PROH-HD-L08E |  | A9 | SPECIAL TEST |  |  | excluded | 11/02/2019 |  |  |  |  | NO | NO |  |  |  |  | OLYMPUS AMERICA, INC. OTV-S7PROH-HD-L08E/A9 A9 |  |  | Active |  | 99:99:99:99:99:99 |  | Equipment | PAAR:00-PVAR | 11/02/2019 | 11/02/2019 | COOPER UNIVERSITY HOSPITAL |  |  |  | WOT00000000521106 | AMY HANNAN | Disposition | Closed | Kenneth Krips | 11/02/2019 | 11/02/2019 | Bulk Disposition CNL |  |  |  | 11/02/2019 | 11/02/2019
OTV-S7PROH-HD-L08E/A10 |  | OLYMPUS AMERICA, INC. | OLYMPUS AMERICA, INC. OTV-S7PROH-HD-L08E |  | A10 | PULMONARY LAB |  |  | excluded | 11/02/2019 |  |  |  |  | NO | NO |  |  |  |  | OLYMPUS AMERICA, INC. OTV-S7PROH-HD-L08E/A10 A10 |  |  | Active |  | 99:99:99:99:99:99 |  | Equipment | PAAR:00-PVAR | 11/02/2019 | 11/02/2019 | COOPER UNIVERSITY HOSPITAL |  |  | csp | WOT00000000520761 | KATHY LOFLAND | Disposition | Closed | Kenneth Krips | 11/02/2019 | 11/02/2019 | Bulk Disposition CNL |  |  |  | 11/02/2019 | 11/02/2019
|  | OLYMPUS AMERICA, INC. | OLYMPUS AMERICA, INC. OTV-SI |  |  | 6200 MAIN ST-SURGERY |  |  |  | 01/01/2013 |  |  |  |  | NO | NO |  |  |  |  | OLYMPUS AMERICA, INC. 10346827 7641491 |  |  | Active |  | 99:99:99:99:99:99 |  | Equipment | PAAR:00-PVAR | 11/02/2019 |  | COOPER AMBULATORY OFF-SITES |  |  | 6200 MAIN STREET | 0012023331 | BOBBIE MICKLE | Repair | Closed | Kirk Lis | 08/09/2017 | 08/09/2017 | IMAGE PROCESSOR - NEED SAFETY CHECKED AND MOVED TO 6200 MAIN STREET | 8/9/2017 1:29:55 PM KALIS (KALIS 8/9/2017 12:00 AM) TRAVEL TIME (KALIS 8/9/2017 12:00 AM) DOCUMENTATION 8/9/2017 1:36:11 PM KALIS (KALIS 8/9/2017 12:00 AM) SEARCHED FOR UNIT. CHECKED HISTORY. PERFORMED ELECTRICAL SAFETY | ABB406A8-4424-4F21-AF67-6D1C38BADD1D | Labor | 08/09/2017 | 08/09/2017 | Kirk Lis
TL2010527 |  | OLYMPUS AMERICA, INC. | OLYMPUS AMERICA, INC. PCF-160AL |  | NOT KNOWN | VOORHEES SURGERY CENTER-SURGERY DEPT |  |  |  | 10/16/2019 |  |  |  |  | NO | NO |  |  |  |  | OLYMPUS AMERICA, INC. TL2010527 NOT KNOWN |  |  | Disposition |  | 99:99:99:99:99:99 |  | Equipment | PAAR:00-PVAR | 10/16/2019 | 10/16/2019 | COOPER AMBULATORY OFF-SITES |  |  | SUITE E - 900 CENTENNIAL |  | Theresa Megali |  |  |  | 10/16/2019 | 10/16/2019 |  |  |  |  | 10/16/2019 | 10/16/2019
PCF-160AL/2439589 |  | OLYMPUS AMERICA, INC. | OLYMPUS AMERICA, INC. PCF-160AL |  |  | SPECIAL TEST |  |  |  | 11/02/2019 |  |  |  |  | NO | NO |  |  |  |  | OLYMPUS AMERICA, INC. PCF-160AL/2439589 2439589 |  |  | Disposition |  |  |  | Equipment | PAAR:00-PVAR | 11/02/2019 | 11/02/2019 | COOPER UNIVERSITY HOSPITAL |  |  | SPD |  | AMY HANNAN |  |  |  | 11/02/2019 | 11/02/2019 |  |  |  |  | 11/02/2019 | 11/02/2019
TL2903242 |  | OLYMPUS AMERICA, INC. | OLYMPUS AMERICA, INC. PCF-H180AL |  |  | COOPER DIGESTIVE HEALTH-ENDOSCOPY |  |  |  | 10/16/2019 |  |  |  |  | NO | NO |  |  |  |  | OLYMPUS AMERICA, INC. TL2903242 2903242 |  |  | Disposition |  | 99:99:99:99:99:99 |  | Equipment | PAAR:00-PVAR | 10/16/2019 | 10/16/2019 | COOPER AMBULATORY OFF-SITES |  |  |  | 0012506251 | JEANNE GREER | Preventative Maintenance | Closed | Josh Harris | 10/16/2019 | 10/16/2019 | PERFORMANCE ASSURANCE AT INVENTORY | INVENTORIED DEVICE AND ENSURED DEVICE WAS FUNCTIONING PROPERLY. | 16A07CCC-D6A6-42BA-A2A5-2F9A6BB35755 | Labor | 10/16/2019 | 10/16/2019 | Kenneth Krips
TL2801614 |  | OLYMPUS AMERICA, INC. | OLYMPUS AMERICA, INC. PCF-H180AL |  |  | COOPER DIGESTIVE HEALTH-ENDOSCOPY |  |  |  | 10/16/2019 |  |  |  |  | NO | NO |  |  |  |  | OLYMPUS AMERICA, INC. TL2801614 2801614 |  |  | Disposition |  | 99:99:99:99:99:99 |  | Equipment | PAAR:00-PVAR | 10/16/2019 | 10/16/2019 | COOPER AMBULATORY OFF-SITES |  |  |  | 0011438529 | JEANNE GREER | Preventative Maintenance | Closed | Bonnie Aichroth | 10/16/2019 | 10/16/2019 | PERFORMANCE ASSURANCE AT INVENTORY | INVENTORIED DEVICE AND ENSURED DEVICE WAS FUNCTIONING PROPERLY. | FEED1C47-77D3-461D-9357-89BC990EDA2B | Labor | 10/16/2019 | 10/16/2019 | Kenneth Krips
TPCFH190DL/2840724 |  | OLYMPUS AMERICA, INC. | OLYMPUS AMERICA, INC. PCF-H190L |  |  | SPECIAL TEST |  |  |  | 10/31/2019 |  |  |  |  | NO | NO |  |  |  |  | OLYMPUS AMERICA, INC. TPCFH190DL/2840724 2840724 |  |  | Temporary | TPCF-H190DL/2840724 |  |  | Equipment | PAAR:00-PVAR | 10/31/2019 | 10/31/2019 | COOPER UNIVERSITY HOSPITAL |  |  | 6TH FLOOR KELEMEN | WOT00000002733823 | AMY HANNAN | Performance Verification | Closed | Kenneth Krips | 10/31/2019 | 10/31/2019 | Performance Verification for OLYMPUS AMERICA, INC. TPCF-H190DL/2840724 28407124 | Initial Install of Performance Verification. Device is ready for patient use. |  |  | 10/31/2019 | 10/31/2019
TL2405887 |  | OLYMPUS AMERICA, INC. | OLYMPUS AMERICA, INC. PCF-H190L |  | TL2405887 | SPECIAL TEST |  |  |  | 10/16/2019 |  |  |  |  | NO | NO |  |  |  |  | OLYMPUS AMERICA, INC. TL2405887 TL2405887 |  |  | Disposition |  |  |  | Equipment | PAAR:00-PVAR | 10/16/2019 | 10/16/2019 | COOPER UNIVERSITY HOSPITAL |  |  | 6th floor | WOT00000002413608 | AMY HANNAN | Performance Verification | Closed | Kenneth Krips | 10/16/2019 | 10/16/2019 | Performance Verification for OLYMPUS AMERICA, INC. TL2405887 TL2405887 | Initial Install of Performance Verification. Device is ready for patient use. |  |  | 10/16/2019 | 10/16/2019
TL2200073 |  | OLYMPUS AMERICA, INC. | OLYMPUS AMERICA, INC. PCF-H190L |  |  | SPECIAL TEST |  |  |  | 10/16/2019 |  |  |  |  | NO | NO |  |  |  |  | OLYMPUS AMERICA, INC. TL2200073 2200073 |  |  | Disposition |  | 99:99:99:99:99:99 |  | Equipment | PAAR:00-PVAR | 10/16/2019 | 10/16/2019 | COOPER UNIVERSITY HOSPITAL |  |  |  | WOT00000000959862 | AMY HANNAN | Performance Verification | Closed | Kenneth Krips | 10/16/2019 | 10/16/2019 | Performance Verification for OLYMPUS AMERICA, INC. TL2200073 2200073 | Initial Install of Performance Verification. Device is ready for patient use. |  |  | 10/16/2019 | 10/16/2019
|  | OLYMPUS AMERICA, INC. | OLYMPUS AMERICA, INC. PCF-PH190L |  |  | COOPER DIGESTIVE HEALTH-ENDOSCOPY |  |  |  | 10/31/2019 |  |  |  |  | NO | NO |  |  |  |  | OLYMPUS AMERICA, INC. 2605134 2605134 |  |  | Active |  | 99:99:99:99:99:99 |  | Equipment | PAAR:00-PVAR | 10/31/2019 | 10/31/2019 | COOPER AMBULATORY OFF-SITES |  |  | PROCEDURE SIDE | 0011460116 | JEANNE GREER | Preventative Maintenance | Closed | Bonnie Aichroth | 10/31/2019 | 10/31/2019 | PERFORMANCE ASSURANCE AT INVENTORY | INVENTORIED DEVICE AND ENSURED DEVICE WAS FUNCTIONING PROPERLY. | D0499B54-288D-4B36-A13D-BDE7FCB3C766 | Labor | 10/31/2019 | 10/31/2019 | Kirk Lis
PCF-Q180AL/25011200 |  | OLYMPUS AMERICA, INC. | OLYMPUS AMERICA, INC. PCF-Q180AL |  |  | SPD |  |  |  | 11/02/2019 |  |  |  |  | NO | NO |  |  |  |  | OLYMPUS AMERICA, INC. PCF-Q180AL/25011200 2501120 |  |  | Disposition |  |  |  | Equipment | PAAR:00-PVAR | 11/02/2019 | 11/02/2019 | COOPER UNIVERSITY HOSPITAL |  |  | SPD |  | David Frye |  |  |  | 11/02/2019 | 11/02/2019 |  |  |  |  | 11/02/2019 | 11/02/2019
PCF-Q180AL/2707394 |  | OLYMPUS AMERICA, INC. | OLYMPUS AMERICA, INC. PCF-Q180AL |  |  | COOPER DIGESTIVE HEALTH-ENDOSCOPY |  |  |  | 11/02/2019 |  |  |  |  | NO | NO |  |  |  |  | OLYMPUS AMERICA, INC. PCF-Q180AL/2707394 2707394 |  |  | Disposition |  |  |  | Equipment | PAAR:00-PVAR | 11/02/2019 | 11/02/2019 | COOPER AMBULATORY OFF-SITES |  |  | DISPOSITION |  | JEANNE GREER |  |  |  | 11/02/2019 | 11/02/2019 |  |  |  |  | 11/02/2019 | 11/02/2019
|  | OLYMPUS AMERICA, INC. | OLYMPUS AMERICA, INC. PCF-S |  |  | COOPER CANCER CENTER-MULTIDISCIPLINARY CLINIC |  |  |  | 10/31/2019 |  |  |  |  | NO | NO |  |  |  |  | OLYMPUS AMERICA, INC. 2810584 2810584 |  |  | Active |  | 99:99:99:99:99:99 |  | Equipment | PAAR:00-PVAR | 10/31/2019 | 10/31/2019 | COOPER AMBULATORY OFF-SITES |  |  |  | WOT00000001202841 | ROXANNE BERGER | Performance Verification | Closed | Kenneth Krips | 10/31/2019 | 10/31/2019 | Performance Verification for OLYMPUS AMERICA, INC. 2810584 2810584 | Initial Install of Performance Verification. Device is ready for patient use. |  |  | 10/31/2019 | 10/31/2019
|  | OLYMPUS AMERICA, INC. | OLYMPUS AMERICA, INC. PCF-S |  |  | VOORHEES SURGERY CENTER-SURGERY DEPT |  |  |  | 10/31/2019 |  |  |  |  | NO | NO |  |  |  |  | OLYMPUS AMERICA, INC. 2300497 230097 |  |  | Active |  |  |  | Equipment | PAAR:00-PVAR | 10/31/2019 | 10/31/2019 | COOPER AMBULATORY OFF-SITES |  |  | 6015 MAIN ST. | WOT00000003986291 | Theresa Megali | Performance Verification | Completed | Kirk Lis | 10/31/2019 | 10/31/2019 | Performance Verification for OLYMPUS AMERICA, INC. 2300497 230097 | Initial Install of Performance Verification. Device is ready for patient use. |  |  | 10/31/2019 | 10/31/2019
SIF-100/2300085 |  | OLYMPUS AMERICA, INC. | OLYMPUS AMERICA, INC. SIF-100 |  |  | SPECIAL TEST |  |  |  | 11/02/2019 |  |  |  |  | NO | NO |  |  |  |  | OLYMPUS AMERICA, INC. SIF-100/2300085 2300085 |  |  | Disposition |  | 99:99:99:99:99:99 |  | Equipment | PAAR:00-PVAR | 11/02/2019 | 11/02/2019 | COOPER UNIVERSITY HOSPITAL |  |  | SPD | WOT00000000513531 | AMY HANNAN | Disposition | Closed | Kenneth Krips | 11/02/2019 | 11/02/2019 | Bulk Disposition CNL |  |  |  | 11/02/2019 | 11/02/2019
|  | OLYMPUS AMERICA, INC. | OLYMPUS AMERICA, INC. SSU-2 |  |  | VOORHEES PEDIATRICS |  |  |  | 01/01/1900 |  |  |  |  | NO | NO |  |  |  |  | OLYMPUS AMERICA, INC. 10348066 9500466 |  |  | Disposition |  |  |  | Equipment | PAAR:00-PVAR | 11/02/2019 |  | COOPER AMBULATORY OFF-SITES |  |  | LAB | 0011888824 | MAUREEN OBRIEN | Repair | Closed | Kirk Lis | 07/11/2017 | 07/14/2017 | ASPIRATOR - REMOVE FROM DEPT - COOPER PEDS, MGR OFFICE | 7/12/2017 8:52:44 AM KALIS (KALIS 7/11/2017 12:00 AM) REMOVED UNIT FROM FACILITY 7/14/2017 1:31:13 PM KALIS (KALIS 7/14/2017 12:00 AM) RESEARCHED MODEL TYPE. REACHED OUT TO 1 SITE THAT STILL USES EQUIPMENT. THEY DID NOT WANT UNIT. REMOVED UNIT FROM SERVICE MADE OUT OFS FORM. BONNIE FILED FORM IN DEPT. OFS LOCATION 7/14/2017 1:31:18 PM KALIS This device has been removed from an active status with the RSQ Database, and physically removed from the facility. Device retired on 7/14/2017; Authorized By: YES; Nature of Retirement: NO LONGER NEEDED; Days In Service: 771 | A6685288-FCB9-4492-8315-C32F453CF6F7 | Labor | 07/11/2017 | 07/11/2017 | Kirk Lis
|  | OLYMPUS AMERICA, INC. | OLYMPUS AMERICA, INC. SSU-2 |  |  | VOORHEES PEDIATRICS |  |  |  | 01/01/1900 |  |  |  |  | NO | NO |  |  |  |  | OLYMPUS AMERICA, INC. 10348065 9505930 |  |  | Disposition |  |  |  | Equipment | PAAR:00-PVAR | 11/02/2019 |  | COOPER AMBULATORY OFF-SITES |  |  | LAB |  | MAUREEN OBRIEN
|  | OLYMPUS AMERICA, INC. | OLYMPUS AMERICA, INC. TC-C2 TROLLEY |  |  | BUNKER HILL-SURGERY |  |  | excluded | 01/01/1900 |  |  |  |  | NO | NO |  |  |  |  | OLYMPUS AMERICA, INC. 10366926 21451632 |  |  | Active |  | 99:99:99:99:99:99 |  | Equipment | PAAR:00-PVAR | 11/02/2019 |  | COOPER AMBULATORY OFF-SITES |  |  | BH PROCEDURE RM | 0012148458 | ANNE MAIER | Service Request | Closed | Michael Youch | 09/11/2017 | 02/01/2018 | CART - NEEDS A STICKER - 2 PLAZA DR SUITE 202 SURGERY | 9/11/2017 10:36:01 AM MDYOUCH UNIT IS PAAR, WILL PUT A NPR STICKER DURING VISIT LATER THIS MONTH. 2/1/2018 1:43:48 PM MDYOUCH (MDYOUCH 9/14/2017 1:10 PM) ATTACHED PAAR STICKER | DC64CE2E-0359-44A9-B800-992C4E9C9359 | Labor | 09/14/2017 | 09/14/2017 | Michael Youch
TJF-130/2721599 |  | OLYMPUS AMERICA, INC. | OLYMPUS AMERICA, INC. TJF-130 |  |  | SPECIAL TEST |  |  |  | 11/02/2019 |  |  |  |  | NO | NO |  |  |  |  | OLYMPUS AMERICA, INC. TJF-130/2721599 2721599 |  |  | Disposition |  |  |  | Equipment | PAAR:00-PVAR | 11/02/2019 | 11/02/2019 | COOPER UNIVERSITY HOSPITAL |  |  | SPECIAL TEST |  | AMY HANNAN |  |  |  | 11/02/2019 | 11/02/2019 |  |  |  |  | 11/02/2019 | 11/02/2019
TJF-160VF/2702047 |  | OLYMPUS AMERICA, INC. | OLYMPUS AMERICA, INC. TJF-160VF |  |  | COOPER DIGESTIVE HEALTH-ENDOSCOPY |  |  |  | 11/02/2019 |  |  |  |  | NO | NO |  |  |  |  | OLYMPUS AMERICA, INC. TJF-160VF/2702047 2702047 |  |  | Active |  | 99:99:99:99:99:99 |  | Equipment | PAAR:00-PVAR | 11/02/2019 | 11/02/2019 | COOPER AMBULATORY OFF-SITES |  |  | Suite 102 - Scope Closet |  | JEANNE GREER |  |  |  | 11/02/2019 | 11/02/2019 |  |  |  |  | 11/02/2019 | 11/02/2019
TJF-160VF/2500652 |  | OLYMPUS AMERICA, INC. | OLYMPUS AMERICA, INC. TJF-160VF |  |  | SPECIAL TEST |  |  |  | 11/02/2019 |  |  |  |  | NO | NO |  |  |  |  | OLYMPUS AMERICA, INC. TJF-160VF/2500652 2500652 |  |  | Disposition |  |  |  | Equipment | PAAR:00-PVAR | 11/02/2019 | 11/02/2019 | COOPER UNIVERSITY HOSPITAL |  |  | SPD |  | AMY HANNAN |  |  |  | 11/02/2019 | 11/02/2019 |  |  |  |  | 11/02/2019 | 11/02/2019
TJF-160VF/2500732 |  | OLYMPUS AMERICA, INC. | OLYMPUS AMERICA, INC. TJF-160VF |  |  | SPECIAL TEST |  |  |  | 11/02/2019 |  |  |  |  | NO | NO |  |  |  |  | OLYMPUS AMERICA, INC. TJF-160VF/2500732 2500732 |  |  | Disposition |  |  |  | Equipment | PAAR:00-PVAR | 11/02/2019 | 11/02/2019 | COOPER UNIVERSITY HOSPITAL |  |  | SPD |  | AMY HANNAN |  |  |  | 11/02/2019 | 11/02/2019 |  |  |  |  | 11/02/2019 | 11/02/2019
TJF-160VF/2702027 |  | OLYMPUS AMERICA, INC. | OLYMPUS AMERICA, INC. TJF-160VF |  |  | COOPER DIGESTIVE HEALTH-ENDOSCOPY |  |  |  | 11/02/2019 |  |  |  |  | NO | NO |  |  |  |  | OLYMPUS AMERICA, INC. TJF-160VF/2702027 2702027 |  |  | Active |  | 99:99:99:99:99:99 |  | Equipment | PAAR:00-PVAR | 11/02/2019 | 11/02/2019 | COOPER AMBULATORY OFF-SITES |  |  | SPD |  | JEANNE GREER |  |  |  | 11/02/2019 | 11/02/2019 |  |  |  |  | 11/02/2019 | 11/02/2019
TJF-160VF/2701561 |  | OLYMPUS AMERICA, INC. | OLYMPUS AMERICA, INC. TJF-160VF |  |  | SPECIAL TEST |  |  |  | 11/02/2019 |  |  |  |  | NO | NO |  |  |  |  | OLYMPUS AMERICA, INC. TJF-160VF/2701561 2701561 |  |  | Disposition |  |  |  | Equipment | PAAR:00-PVAR | 11/02/2019 | 11/02/2019 | COOPER UNIVERSITY HOSPITAL |  |  | 6TH FLOOR |  | AMY HANNAN |  |  |  | 11/02/2019 | 11/02/2019 |  |  |  |  | 11/02/2019 | 11/02/2019
TL2102031 |  | OLYMPUS AMERICA, INC. | OLYMPUS AMERICA, INC. TJF-Q180V |  | TL2102031 | SPECIAL TEST |  |  |  | 10/16/2019 |  |  |  |  | NO | NO |  |  |  |  | OLYMPUS AMERICA, INC. TL2102031 TL2102031 |  |  | Disposition |  |  |  | Equipment | PAAR:00-PVAR | 10/16/2019 | 10/16/2019 | COOPER UNIVERSITY HOSPITAL |  |  |  | WOT00000001410033 | AMY HANNAN | Performance Verification | Closed | Kenneth Krips | 10/16/2019 | 10/16/2019 | CEID Record Completion for OLYMPUS AMERICA, INC. TL2102031 TL2102031 | THIS LOANER SCOPE IS BEING PROVIDED BY IMS TO STU. | EXP1322227 | Labor | 10/16/2019 | 10/16/2019 | Kenneth Krips
TL2101541 |  | OLYMPUS AMERICA, INC. | OLYMPUS AMERICA, INC. TJF-Q180V |  | TL2101541 | SPECIAL TEST |  |  |  | 10/16/2019 |  |  |  |  | NO | NO |  |  |  |  | OLYMPUS AMERICA, INC. TL2101541 TL2101541 |  |  | Disposition |  |  |  | Equipment | PAAR:00-PVAR | 10/16/2019 | 10/16/2019 | COOPER UNIVERSITY HOSPITAL |  |  | Performance Verification | WOT00000001969689 | AMY HANNAN | Performance Verification | Closed | Kenneth Krips | 10/16/2019 | 10/16/2019 | Performance Verification for OLYMPUS AMERICA, INC. TL2101541 TL2101541 | Initial Install of Performance Verification. Device is ready for patient use. |  |  | 10/16/2019 | 10/16/2019
TL2000879 |  | OLYMPUS AMERICA, INC. | OLYMPUS AMERICA, INC. TJF-Q180V |  |  | SPECIAL TEST |  |  |  | 10/16/2019 |  |  |  |  | NO | NO |  |  |  |  | OLYMPUS AMERICA, INC. TL2000879 2000879 |  |  | Disposition |  |  |  | Equipment | PAAR:00-PVAR | 10/16/2019 | 10/16/2019 | COOPER UNIVERSITY HOSPITAL |  |  |  | WOT00000001077951 | AMY HANNAN | Performance Verification | Closed | Kenneth Krips | 10/16/2019 | 10/16/2019 | Performance Verification for OLYMPUS AMERICA, INC. TL2000879 2000879 | Initial Install of Performance Verification. Device is ready for patient use. |  |  | 10/16/2019 | 10/16/2019
TL2000779 |  | OLYMPUS AMERICA, INC. | OLYMPUS AMERICA, INC. TJF-Q180V |  | TL2000779 | SPECIAL TEST |  |  |  | 10/16/2019 |  |  |  |  | NO | NO |  |  |  |  | OLYMPUS AMERICA, INC. TL2000779 TL2000779 |  |  | Disposition |  |  |  | Equipment | PAAR:00-PVAR | 10/16/2019 | 10/16/2019 | COOPER UNIVERSITY HOSPITAL |  |  | Performance Verification | WOT00000002566850 | AMY HANNAN | Performance Verification | Closed | Kenneth Krips | 10/16/2019 | 10/16/2019 | Performance Verification for OLYMPUS AMERICA, INC. TL2000779 TL2000779 | Initial Install of Performance Verification. Device is ready for patient use. |  |  | 10/16/2019 | 10/16/2019
TL2000744 |  | OLYMPUS AMERICA, INC. | OLYMPUS AMERICA, INC. TJF-Q180V |  | TL2000744 | SPECIAL TEST |  |  |  | 10/16/2019 |  |  |  |  | NO | NO |  |  |  |  | OLYMPUS AMERICA, INC. TL2000744 TL2000744 |  |  | Disposition |  |  |  | Equipment | PAAR:00-PVAR | 10/16/2019 | 10/16/2019 | COOPER UNIVERSITY HOSPITAL |  |  | 6TH FLOOR KELEMEN | WOT00000002133082 | AMY HANNAN | Performance Verification | Closed | Kenneth Krips | 10/16/2019 | 10/16/2019 | Performance Verification for OLYMPUS AMERICA, INC. TL2000744 TL2000744 | Initial Install of Performance Verification. Device is ready for patient use. |  |  | 10/16/2019 | 10/16/2019
TL2000159 |  | OLYMPUS AMERICA, INC. | OLYMPUS AMERICA, INC. TJF-Q180V |  |  | SPECIAL TEST |  |  |  | 10/16/2019 |  |  |  |  | NO | NO |  |  |  |  | OLYMPUS AMERICA, INC. TL2000159 2000159 |  |  | Disposition |  |  |  | Equipment | PAAR:00-PVAR | 10/16/2019 | 10/16/2019 | COOPER UNIVERSITY HOSPITAL |  |  |  |  | AMY HANNAN |  |  |  | 10/16/2019 | 10/16/2019 |  |  |  |  | 10/16/2019 | 10/16/2019
TL2000539 |  | OLYMPUS AMERICA, INC. | OLYMPUS AMERICA, INC. TJF-Q180V |  | TL2000539 | SPECIAL TEST |  |  |  | 10/16/2019 |  |  |  |  | NO | NO |  |  |  |  | OLYMPUS AMERICA, INC. TL2000539 TL2000539 |  |  | Disposition |  |  |  | Equipment | PAAR:00-PVAR | 10/16/2019 | 10/16/2019 | COOPER UNIVERSITY HOSPITAL |  |  | Performance Verification | WOT00000002545645 | AMY HANNAN | Performance Verification | Closed | Kenneth Krips | 10/16/2019 | 10/16/2019 | Performance Verification for OLYMPUS AMERICA, INC. TL2000539 TL2000539 | Initial Install of Performance Verification. Device is ready for patient use. |  |  | 10/16/2019 | 10/16/2019
TL2000441 |  | OLYMPUS AMERICA, INC. | OLYMPUS AMERICA, INC. TJF-Q180V |  | TL2000441 | SPECIAL TEST |  |  |  | 10/16/2019 |  |  |  |  | NO | NO |  |  |  |  | OLYMPUS AMERICA, INC. TL2000441 TL2000441 |  |  | Disposition |  |  |  | Equipment | PAAR:00-PVAR | 10/16/2019 | 10/16/2019 | COOPER UNIVERSITY HOSPITAL |  |  | 6th floor kelemen | WOT00000002524861 | AMY HANNAN | Performance Verification | Closed | Kenneth Krips | 10/16/2019 | 10/16/2019 | Performance Verification for OLYMPUS AMERICA, INC. TL2000441 TL2000441 | Initial Install of Performance Verification. Device is ready for patient use. |  |  | 10/16/2019 | 10/16/2019
TL2000261 |  | OLYMPUS AMERICA, INC. | OLYMPUS AMERICA, INC. TJF-Q180V |  |  | SPECIAL TEST |  |  |  | 10/16/2019 |  |  |  |  | NO | NO |  |  |  |  | OLYMPUS AMERICA, INC. TL2000261 2000261 |  |  | Disposition |  | 99:99:99:99:99:99 |  | Equipment | PAAR:00-PVAR | 10/16/2019 | 10/16/2019 | COOPER UNIVERSITY HOSPITAL |  |  | Performance Verification | 0011331744 | AMY HANNAN | Preventative Maintenance | Closed | Bonnie Aichroth | 10/16/2019 | 10/16/2019 | PERFORMANCE ASSURANCE AT INVENTORY | INVENTORIED DEVICE AND ENSURED DEVICE WAS FUNCTIONING PROPERLY. | E9A7CF6F-78B2-4B0D-9DCB-1AA2134D0894 | Labor | 10/16/2019 | 10/16/2019 | Kenneth Krips
|  | OLYMPUS AMERICA, INC. | OLYMPUS AMERICA, INC. TJF-Q180V |  |  | SPECIAL TEST |  |  |  | 10/31/2019 |  |  |  |  | NO | NO |  |  |  |  | OLYMPUS AMERICA, INC. 2618336 2618336 |  |  | Active |  | 99:99:99:99:99:99 |  | Equipment | PAAR:00-PVAR | 10/31/2019 | 10/31/2019 | COOPER UNIVERSITY HOSPITAL |  |  |  |  | AMY HANNAN |  |  |  | 10/31/2019 | 10/31/2019 |  |  |  |  | 10/31/2019 | 10/31/2019
|  | OLYMPUS AMERICA, INC. | OLYMPUS AMERICA, INC. TJF-Q180V |  |  | COOPER DIGESTIVE HEALTH-ENDOSCOPY |  |  |  | 10/31/2019 |  |  |  |  | NO | NO |  |  |  |  | OLYMPUS AMERICA, INC. 2405396 2405396 |  |  | Active |  | 99:99:99:99:99:99 |  | Equipment | PAAR:00-PVAR | 10/31/2019 | 10/31/2019 | COOPER AMBULATORY OFF-SITES |  |  | MT LAUREL GI |  | JEANNE GREER |  |  |  | 10/31/2019 | 10/31/2019 |  |  |  |  | 10/31/2019 | 10/31/2019
TTJFQ180V/2102061 |  | OLYMPUS AMERICA, INC. | OLYMPUS AMERICA, INC. TJF-Q180V |  |  | SPECIAL TEST |  |  |  | 10/31/2019 |  |  |  |  | NO | NO |  |  |  |  | OLYMPUS AMERICA, INC. TTJFQ180V/2102061 2102061 |  |  | Temporary |  |  |  | Equipment | PAAR:00-PVAR | 10/31/2019 | 10/31/2019 | COOPER UNIVERSITY HOSPITAL |  |  | 6 KELEMEN | WOT00000002736769 | AMY HANNAN | Performance Verification | Closed | Kenneth Krips | 10/31/2019 | 10/31/2019 | Performance Verification for OLYMPUS AMERICA, INC. TTJFQ180V/2102061 2102061 | Initial Install of Performance Verification. Device is ready for patient use. |  |  | 10/31/2019 | 10/31/2019
TTJFQ180V/2000873 |  | OLYMPUS AMERICA, INC. | OLYMPUS AMERICA, INC. TJF-Q180V |  | TL2000873 | SPECIAL TEST |  |  |  | 10/16/2019 |  |  |  |  | NO | NO |  |  |  |  | OLYMPUS AMERICA, INC. TTJFQ180V/2000873 TL2000873 |  |  | Disposition | TL2000873 |  |  | Equipment | PAAR:00-PVAR | 10/16/2019 | 10/16/2019 | COOPER UNIVERSITY HOSPITAL |  |  | Performance Verification | WOT00000002666184 | AMY HANNAN | Performance Verification | Closed | Kenneth Krips | 10/16/2019 | 10/16/2019 | Performance Verification for OLYMPUS AMERICA, INC. TL2000873 TL2000873 | Initial Install of Performance Verification. Device is ready for patient use. |  |  | 10/16/2019 | 10/16/2019
TTJFQ180V/2000779 |  | OLYMPUS AMERICA, INC. | OLYMPUS AMERICA, INC. TJF-Q180V |  |  | SPECIAL TEST |  |  |  | 10/31/2019 |  |  |  |  | NO | NO |  |  |  |  | OLYMPUS AMERICA, INC. TTJFQ180V/2000779 2000779 |  |  | Temporary |  |  |  | Equipment | PAAR:00-PVAR | 10/31/2019 | 10/31/2019 | COOPER UNIVERSITY HOSPITAL |  |  | 6TH FLOOR KELEMEN | WOT00000002566827 | AMY HANNAN | Performance Verification | Closed | Kenneth Krips | 10/31/2019 | 10/31/2019 | Performance Verification for OLYMPUS AMERICA, INC. 2000779 2000779 | Initial Install of Performance Verification. Device is ready for patient use. |  |  | 10/31/2019 | 10/31/2019
|  | OLYMPUS AMERICA, INC. | OLYMPUS AMERICA, INC. TRUEVIEW II 2.7MM A70963A |  |  | CENTRAL STERILE PROCESSING |  |  | excluded | 10/31/2019 |  |  |  |  | NO | NO |  |  |  |  | OLYMPUS AMERICA, INC. 550027 550027 |  |  | Active |  | 99:99:99:99:99:99 |  | Equipment | PAAR:00-PVAR | 10/31/2019 | 10/31/2019 | COOPER UNIVERSITY HOSPITAL |  |  |  | WOT00000001687438 | GINA GAROZZO | Performance Verification | Closed | Kenneth Krips | 10/31/2019 | 10/31/2019 | Performance Verification for OLYMPUS AMERICA, INC. 550027 550027 | Initial Install of Performance Verification. Device is ready for patient use. |  |  | 10/31/2019 | 10/31/2019
|  | OLYMPUS AMERICA, INC. | OLYMPUS AMERICA, INC. TRUEVIEW II 2.7MM A70963A |  |  | CENTRAL STERILE PROCESSING |  |  | excluded | 10/31/2019 |  |  |  |  | NO | NO |  |  |  |  | OLYMPUS AMERICA, INC. 559419 559419 |  |  | Active |  | 99:99:99:99:99:99 |  | Equipment | PAAR:00-PVAR | 10/31/2019 | 10/31/2019 | COOPER UNIVERSITY HOSPITAL |  |  | CSP | WOT00000000783015 | GINA GAROZZO | Performance Verification | Closed | Kenneth Krips | 10/31/2019 | 10/31/2019 | Performance Verification for OLYMPUS AMERICA, INC. 559419 559419 | Initial Install of Performance Verification. Device is ready for patient use. |  |  | 10/31/2019 | 10/31/2019
|  | OLYMPUS AMERICA, INC. | OLYMPUS AMERICA, INC. U-RFLT50-100 |  | 220347M | 6200 MAIN ST-SURGERY |  |  |  | 01/01/1900 |  |  |  |  | NO | NO |  |  |  |  | OLYMPUS AMERICA, INC. 03541 220347M |  |  | Disposition |  |  |  | Equipment | 1Y:00-MFG | 11/10/2015 | 10/01/2020 | COOPER AMBULATORY OFF-SITES |  |  |  |  | BOBBIE MICKLE
|  | OLYMPUS AMERICA, INC. | OLYMPUS AMERICA, INC. UES-30 |  |  | VOORHEES SURGERY CENTER-OPERATING ROOM |  |  |  | 01/01/1900 |  |  |  |  | NO | NO |  |  |  |  | OLYMPUS AMERICA, INC. 10348049 7910457 |  |  | Disposition |  |  |  | High Risk | 6M:00-MFG | 07/29/2015 | 04/01/2020 | COOPER AMBULATORY OFF-SITES |  |  | SUITE L STORAGE |  | JENNIFER BOMBARO
|  | OLYMPUS AMERICA, INC. | OLYMPUS AMERICA, INC. UHI-3 |  |  | OR - KELEMEN 3 |  |  |  | 09/18/2009 |  |  |  |  | NO | NO |  |  |  |  | OLYMPUS AMERICA, INC. 10367399 7901571 |  |  | Disposition |  |  |  | Alarm | 1Y:00-MFG | 02/17/2016 | 02/01/2020 | COOPER UNIVERSITY HOSPITAL |  |  | HYBRID OR |  | DOMINIC VENDETTA
|  | OLYMPUS AMERICA, INC. | OLYMPUS AMERICA, INC. UHI-3 |  |  | OPERATING ROOM - PAVILION |  |  |  | 01/15/2009 |  |  |  |  | NO | NO |  |  |  |  | OLYMPUS AMERICA, INC. 10355465 7809981 |  |  | Disposition |  | 99:99:99:99:99:99 |  | Alarm | 1Y:00-MFG | 02/23/2019 | 02/01/2020 | COOPER UNIVERSITY HOSPITAL |  |  | Shop Hallway |  | DOMINIC VENDETTA
W763145 |  | OLYMPUS AMERICA, INC. | OLYMPUS AMERICA, INC. ULTRA WA4KL100 |  | W763145 | SAME DAY OR-2ND FL PAVILION |  |  | excluded | 10/31/2019 |  |  |  |  | NO | NO |  |  |  |  | OLYMPUS AMERICA, INC. W763145 W763145 |  |  | Active |  | 99:99:99:99:99:99 |  | Equipment | PAAR:00-PVAR | 10/31/2019 | 10/31/2019 | COOPER UNIVERSITY HOSPITAL |  |  |  | WOT00000000616728 | JOE DRUCTOR | Performance Verification | Closed | Kenneth Krips | 10/31/2019 | 10/31/2019 | Performance Verification for OLYMPUS AMERICA, INC. W763145 W763145 | Initial Install of Performance Verification. Device is ready for patient use. |  |  | 10/31/2019 | 10/31/2019
W763094 |  | OLYMPUS AMERICA, INC. | OLYMPUS AMERICA, INC. ULTRA WA4KL100 |  | W763094 | SAME DAY OR-2ND FL PAVILION |  |  | excluded | 10/31/2019 |  |  |  |  | NO | NO |  |  |  |  | OLYMPUS AMERICA, INC. W763094 W763094 |  |  | Active |  | 99:99:99:99:99:99 |  | Equipment | PAAR:00-PVAR | 10/31/2019 | 10/31/2019 | COOPER UNIVERSITY HOSPITAL |  |  |  | WOT00000000616041 | JOE DRUCTOR | Performance Verification | Closed | Kenneth Krips | 10/31/2019 | 10/31/2019 | Performance Verification for OLYMPUS AMERICA, INC. W763094 W763094 | Initial Install of Performance Verification. Device is ready for patient use. |  |  | 10/31/2019 | 10/31/2019
W763090 |  | OLYMPUS AMERICA, INC. | OLYMPUS AMERICA, INC. ULTRA WA4KL100 |  | W763090 | SAME DAY OR-2ND FL PAVILION |  |  | excluded | 10/31/2019 |  |  |  |  | NO | NO |  |  |  |  | OLYMPUS AMERICA, INC. W763090 W763090 |  |  | Active |  | 99:99:99:99:99:99 |  | Equipment | PAAR:00-PVAR | 10/31/2019 | 10/31/2019 | COOPER UNIVERSITY HOSPITAL |  |  |  | WOT00000000554466 | JOE DRUCTOR | Performance Verification | Closed | Kenneth Krips | 10/31/2019 | 10/31/2019 | Performance Verification for UNMATCHED W763090 W763090 | Initial Install of Performance Verification. Device is ready for patient use. |  |  | 10/31/2019 | 10/31/2019
W764122 |  | OLYMPUS AMERICA, INC. | OLYMPUS AMERICA, INC. ULTRA WA4KL130 |  | W764122 | SAME DAY OR-2ND FL PAVILION |  |  | excluded | 10/31/2019 |  |  |  |  | NO | NO |  |  |  |  | OLYMPUS AMERICA, INC. W764122 W764122 |  |  | Active |  | 99:99:99:99:99:99 |  | Equipment | PAAR:00-PVAR | 10/31/2019 | 10/31/2019 | COOPER UNIVERSITY HOSPITAL |  |  |  | WOT00000000644486 | JOE DRUCTOR | Performance Verification | Closed | Kenneth Krips | 10/31/2019 | 10/31/2019 | Performance Verification for UNMATCHED W764122 W764122 | Initial Install of Performance Verification. Device is ready for patient use. |  |  | 10/31/2019 | 10/31/2019
W764118 |  | OLYMPUS AMERICA, INC. | OLYMPUS AMERICA, INC. ULTRA WA4KL130 |  | W764118 | SAME DAY OR-2ND FL PAVILION |  |  | excluded | 10/31/2019 |  |  |  |  | NO | NO |  |  |  |  | OLYMPUS AMERICA, INC. W764118 W764118 |  |  | Active |  | 99:99:99:99:99:99 |  | Equipment | PAAR:00-PVAR | 10/31/2019 | 10/31/2019 | COOPER UNIVERSITY HOSPITAL |  |  |  | WOT00000000644400 | JOE DRUCTOR | Performance Verification | Closed | Kenneth Krips | 10/31/2019 | 10/31/2019 | Performance Verification for UNMATCHED W764118 W764118 | Initial Install of Performance Verification. Device is ready for patient use. |  |  | 10/31/2019 | 10/31/2019
W764116 |  | OLYMPUS AMERICA, INC. | OLYMPUS AMERICA, INC. ULTRA WA4KL130 |  | W764116 | SAME DAY OR-2ND FL PAVILION |  |  | excluded | 10/31/2019 |  |  |  |  | NO | NO |  |  |  |  | OLYMPUS AMERICA, INC. W764116 W764116 |  |  | Active |  | 99:99:99:99:99:99 |  | Equipment | PAAR:00-PVAR | 10/31/2019 | 10/31/2019 | COOPER UNIVERSITY HOSPITAL |  |  |  | WOT00000000644452 | JOE DRUCTOR | Performance Verification | Closed | Kenneth Krips | 10/31/2019 | 10/31/2019 | Performance Verification for UNMATCHED W764116 W764116 | Initial Install of Performance Verification. Device is ready for patient use. |  |  | 10/31/2019 | 10/31/2019
W762829 |  | OLYMPUS AMERICA, INC. | OLYMPUS AMERICA, INC. ULTRA WA4KL500 |  | W762829 | SAME DAY OR-2ND FL PAVILION |  |  | excluded | 10/31/2019 |  |  |  |  | NO | NO |  |  |  |  | OLYMPUS AMERICA, INC. W762829 W762829 |  |  | Active |  | 99:99:99:99:99:99 |  | Equipment | PAAR:00-PVAR | 10/31/2019 | 10/31/2019 | COOPER UNIVERSITY HOSPITAL |  |  |  | WOT00000000615854 | JOE DRUCTOR | Performance Verification | Closed | Kenneth Krips | 10/31/2019 | 10/31/2019 | Performance Verification for OLYMPUS AMERICA, INC. W762829 W762829 | Initial Install of Performance Verification. Device is ready for patient use. |  |  | 10/31/2019 | 10/31/2019
W762818 |  | OLYMPUS AMERICA, INC. | OLYMPUS AMERICA, INC. ULTRA WA4KL500 |  | W762818 | SAME DAY OR-2ND FL PAVILION |  |  | excluded | 10/31/2019 |  |  |  |  | NO | NO |  |  |  |  | OLYMPUS AMERICA, INC. W762818 W762818 |  |  | Active |  | 99:99:99:99:99:99 |  | Equipment | PAAR:00-PVAR | 10/31/2019 | 10/31/2019 | COOPER UNIVERSITY HOSPITAL |  |  |  | WOT00000000644565 | JOE DRUCTOR | Performance Verification | Closed | Kenneth Krips | 10/31/2019 | 10/31/2019 | Performance Verification for UNMATCHED W762818 W762818 | Initial Install of Performance Verification. Device is ready for patient use. |  |  | 10/31/2019 | 10/31/2019
W762816 |  | OLYMPUS AMERICA, INC. | OLYMPUS AMERICA, INC. ULTRA WA4KL500 |  | W762816 | SAME DAY OR-2ND FL PAVILION |  |  | excluded | 10/31/2019 |  |  |  |  | NO | NO |  |  |  |  | OLYMPUS AMERICA, INC. W762816 W762816 |  |  | Active |  | 99:99:99:99:99:99 |  | Equipment | PAAR:00-PVAR | 10/31/2019 | 10/31/2019 | COOPER UNIVERSITY HOSPITAL |  |  |  | WOT00000000615804 | JOE DRUCTOR | Performance Verification | Closed | Kenneth Krips | 10/31/2019 | 10/31/2019 | Performance Verification for OLYMPUS AMERICA, INC. W762816 W762816 | Initial Install of Performance Verification. Device is ready for patient use. |  |  | 10/31/2019 | 10/31/2019
W762474 |  | OLYMPUS AMERICA, INC. | OLYMPUS AMERICA, INC. ULTRA WA4KL500 |  | W762474 | SAME DAY OR-2ND FL PAVILION |  |  | excluded | 10/31/2019 |  |  |  |  | NO | NO |  |  |  |  | OLYMPUS AMERICA, INC. W762474 W762474 |  |  | Active |  | 99:99:99:99:99:99 |  | Equipment | PAAR:00-PVAR | 10/31/2019 | 10/31/2019 | COOPER UNIVERSITY HOSPITAL |  |  |  | WOT00000000554735 | JOE DRUCTOR | Performance Verification | Closed | Kenneth Krips | 10/31/2019 | 10/31/2019 | Performance Verification for OLYMPUS AMERICA, INC. W762474 W762474 | Initial Install of Performance Verification. Device is ready for patient use. |  |  | 10/31/2019 | 10/31/2019
W762467 |  | OLYMPUS AMERICA, INC. | OLYMPUS AMERICA, INC. ULTRA WA4KL500 |  | W762467 | SAME DAY OR-2ND FL PAVILION |  |  | excluded | 10/31/2019 |  |  |  |  | NO | NO |  |  |  |  | OLYMPUS AMERICA, INC. W762467 W762467 |  |  | Active |  | 99:99:99:99:99:99 |  | Equipment | PAAR:00-PVAR | 10/31/2019 | 10/31/2019 | COOPER UNIVERSITY HOSPITAL |  |  |  | WOT00000000615987 | JOE DRUCTOR | Performance Verification | Closed | Kenneth Krips | 10/31/2019 | 10/31/2019 | Performance Verification for OLYMPUS AMERICA, INC. W762467 W762467 | Initial Install of Performance Verification. Device is ready for patient use. |  |  | 10/31/2019 | 10/31/2019
W757556 |  | OLYMPUS AMERICA, INC. | OLYMPUS AMERICA, INC. ULTRA WA4KL500 |  | W757556 | SAME DAY OR-2ND FL PAVILION |  |  | excluded | 10/31/2019 |  |  |  |  | NO | NO |  |  |  |  | OLYMPUS AMERICA, INC. W757556 W757556 |  |  | Active |  | 99:99:99:99:99:99 |  | Equipment | PAAR:00-PVAR | 10/31/2019 | 10/31/2019 | COOPER UNIVERSITY HOSPITAL |  |  |  | WOT00000000559010 | JOE DRUCTOR | Performance Verification | Closed | Kenneth Krips | 10/31/2019 | 10/31/2019 | Performance Verification for OLYMPUS AMERICA, INC. W757556 W757556 | Initial Install of Performance Verification. Device is ready for patient use. |  |  | 10/31/2019 | 10/31/2019
W762465 |  | OLYMPUS AMERICA, INC. | OLYMPUS AMERICA, INC. ULTRA WA4KL500 |  | W762465 | SAME DAY OR-2ND FL PAVILION |  |  | excluded | 10/31/2019 |  |  |  |  | NO | NO |  |  |  |  | OLYMPUS AMERICA, INC. W762465 W762465 |  |  | Active |  | 99:99:99:99:99:99 |  | Equipment | PAAR:00-PVAR | 10/31/2019 | 10/31/2019 | COOPER UNIVERSITY HOSPITAL |  |  |  | WOT00000000616847 | JOE DRUCTOR | Performance Verification | Closed | Kenneth Krips | 10/31/2019 | 10/31/2019 | Performance Verification for OLYMPUS AMERICA, INC. W762465 W762465 | Initial Install of Performance Verification. Device is ready for patient use. |  |  | 10/31/2019 | 10/31/2019
W757597 |  | OLYMPUS AMERICA, INC. | OLYMPUS AMERICA, INC. ULTRA WA4KL500 |  | W757597 | SAME DAY OR-2ND FL PAVILION |  |  | excluded | 10/31/2019 |  |  |  |  | NO | NO |  |  |  |  | OLYMPUS AMERICA, INC. W757597 W757597 |  |  | Active |  | 99:99:99:99:99:99 |  | Equipment | PAAR:00-PVAR | 10/31/2019 | 10/31/2019 | COOPER UNIVERSITY HOSPITAL |  |  |  | WOT00000000615891 | JOE DRUCTOR | Performance Verification | Closed | Kenneth Krips | 10/31/2019 | 10/31/2019 | Performance Verification for OLYMPUS AMERICA, INC. W757597 W757597 | Initial Install of Performance Verification. Device is ready for patient use. |  |  | 10/31/2019 | 10/31/2019
W757585 |  | OLYMPUS AMERICA, INC. | OLYMPUS AMERICA, INC. ULTRA WA4KL500 |  | W757585 | SAME DAY OR-2ND FL PAVILION |  |  | excluded | 10/31/2019 |  |  |  |  | NO | NO |  |  |  |  | OLYMPUS AMERICA, INC. W757585 W757585 |  |  | Active |  | 99:99:99:99:99:99 |  | Equipment | PAAR:00-PVAR | 10/31/2019 | 10/31/2019 | COOPER UNIVERSITY HOSPITAL |  |  |  | WOT00000000615944 | JOE DRUCTOR | Performance Verification | Closed | Kenneth Krips | 10/31/2019 | 10/31/2019 | Performance Verification for OLYMPUS AMERICA, INC. W757585 W757585 | Initial Install of Performance Verification. Device is ready for patient use. |  |  | 10/31/2019 | 10/31/2019
W746618 |  | OLYMPUS AMERICA, INC. | OLYMPUS AMERICA, INC. ULTRA WA4KL500 |  | W746618 | SAME DAY OR-2ND FL PAVILION |  |  | excluded | 10/31/2019 |  |  |  |  | NO | NO |  |  |  |  | OLYMPUS AMERICA, INC. W746618 W746618 |  |  | Active |  | 99:99:99:99:99:99 |  | Equipment | PAAR:00-PVAR | 10/31/2019 | 10/31/2019 | COOPER UNIVERSITY HOSPITAL |  |  |  | WOT00000000644619 | JOE DRUCTOR | Performance Verification | Closed | Kenneth Krips | 10/31/2019 | 10/31/2019 | Performance Verification for UNMATCHED W746618 W746618 | Initial Install of Performance Verification. Device is ready for patient use. |  |  | 10/31/2019 | 10/31/2019
W763527 |  | OLYMPUS AMERICA, INC. | OLYMPUS AMERICA, INC. ULTRA WA4KL530 |  | W763527 | SAME DAY OR-2ND FL PAVILION |  |  | excluded | 10/31/2019 |  |  |  |  | NO | NO |  |  |  |  | OLYMPUS AMERICA, INC. W763527 W763527 |  |  | Active |  | 99:99:99:99:99:99 |  | Equipment | PAAR:00-PVAR | 10/31/2019 | 10/31/2019 | COOPER UNIVERSITY HOSPITAL |  |  |  | WOT00000000644844 | JOE DRUCTOR | Performance Verification | Closed | Kenneth Krips | 10/31/2019 | 10/31/2019 | Performance Verification for UNMATCHED W763527 W763527 | Initial Install of Performance Verification. Device is ready for patient use. |  |  | 10/31/2019 | 10/31/2019
W763526 |  | OLYMPUS AMERICA, INC. | OLYMPUS AMERICA, INC. ULTRA WA4KL530 |  | W763526 | SAME DAY OR-2ND FL PAVILION |  |  | excluded | 10/31/2019 |  |  |  |  | NO | NO |  |  |  |  | OLYMPUS AMERICA, INC. W763526 W763526 |  |  | Active |  | 99:99:99:99:99:99 |  | Equipment | PAAR:00-PVAR | 10/31/2019 | 10/31/2019 | COOPER UNIVERSITY HOSPITAL |  |  |  | WOT00000000645083 | JOE DRUCTOR | Performance Verification | Closed | Kenneth Krips | 10/31/2019 | 10/31/2019 | Performance Verification for UNMATCHED W763526 W763526 | Initial Install of Performance Verification. Device is ready for patient use. |  |  | 10/31/2019 | 10/31/2019
W763525 |  | OLYMPUS AMERICA, INC. | OLYMPUS AMERICA, INC. ULTRA WA4KL530 |  | W763525 | SAME DAY OR-2ND FL PAVILION |  |  | excluded | 10/31/2019 |  |  |  |  | NO | NO |  |  |  |  | OLYMPUS AMERICA, INC. W763525 W763525 |  |  | Active |  | 99:99:99:99:99:99 |  | Equipment | PAAR:00-PVAR | 10/31/2019 | 10/31/2019 | COOPER UNIVERSITY HOSPITAL |  |  |  | WOT00000000645025 | JOE DRUCTOR | Performance Verification | Closed | Kenneth Krips | 10/31/2019 | 10/31/2019 | Performance Verification for UNMATCHED W763525 W763525 | Initial Install of Performance Verification. Device is ready for patient use. |  |  | 10/31/2019 | 10/31/2019
UM-S20175/1332738 |  | OLYMPUS AMERICA, INC. | OLYMPUS AMERICA, INC. UM-S20-175 |  |  | COOPER DIGESTIVE HEALTH-ENDOSCOPY |  |  |  | 11/02/2019 |  |  |  |  | NO | NO |  |  |  |  | OLYMPUS AMERICA, INC. UM-S20175/1332738 1332738 |  |  | Disposition |  |  |  | Accessory | PAAR:00-PVAR | 11/02/2019 | 11/02/2019 | COOPER AMBULATORY OFF-SITES |  |  | DISPOSITION |  | JEANNE GREER |  |  |  | 11/02/2019 | 11/02/2019 |  |  |  |  | 11/02/2019 | 11/02/2019
UM-S20175/1332736 |  | OLYMPUS AMERICA, INC. | OLYMPUS AMERICA, INC. UM-S20-175 |  |  | COOPER DIGESTIVE HEALTH-ENDOSCOPY |  |  | excluded | 11/02/2019 |  |  |  |  | NO | NO |  |  |  |  | OLYMPUS AMERICA, INC. UM-S20175/1332736 1332736 |  |  | Active |  | 99:99:99:99:99:99 |  | Accessory | PAAR:00-PVAR | 11/02/2019 | 11/02/2019 | COOPER AMBULATORY OFF-SITES |  |  | PROCEDURE SUITE |  | JEANNE GREER |  |  |  | 11/02/2019 | 11/02/2019 |  |  |  |  | 11/02/2019 | 11/02/2019
|  | OLYMPUS AMERICA, INC. | OLYMPUS AMERICA, INC. UNIVERSAL ENDOSCOPIC ULTRASOUND CENTER |  |  | COOPER DIGESTIVE HEALTH-ENDOSCOPY |  |  |  | 03/01/2012 |  |  |  |  | NO | NO |  |  |  |  | OLYMPUS AMERICA, INC. 10347135 1221876 |  |  | Active |  | 99:99:99:99:99:99 |  | Equipment | PAAR:00-PVAR | 11/02/2019 |  | COOPER AMBULATORY OFF-SITES |  |  | Procedure Rm. 4 | 0011929948 | JEANNE GREER | Repair | Closed | Stephen Zubrzycki | 07/26/2017 | 07/26/2017 | VIDEO IMAGE PROCESSOR - ROLLER BALL NOT WORKING, CASE TAKING PLACE - 501 FELLOWSHIP SUITE 102 | 7/26/2017 3:13:59 PM SJZUBRZYCKI (SJZUBRZYCKI 7/26/2017 12:00 AM) DISASSEMBLED KEYBOARD AND LUBRICATED TRACK BALL. WAS WORKING AFTER. CAN ORDER IF NEEDED | 216B2B8C-B9CD-4143-B565-5CFD1601E6FD | Labor | 07/26/2017 | 07/26/2017 | Stephen Zubrzycki
TL2042834 |  | OLYMPUS AMERICA, INC. | OLYMPUS AMERICA, INC. URF-P5 |  |  | CENTRAL STERILE PROCESSING |  |  |  | 10/16/2019 |  |  |  |  | NO | NO |  |  |  |  | OLYMPUS AMERICA, INC. TL2042834 2042834 |  |  | Disposition |  | 99:99:99:99:99:99 |  | Equipment | PAAR:00-PVAR | 10/16/2019 | 10/16/2019 | COOPER UNIVERSITY HOSPITAL |  |  |  |  | GINA GAROZZO |  |  |  | 10/16/2019 | 10/16/2019 |  |  |  |  | 10/16/2019 | 10/16/2019
URF P5/2801744 |  | OLYMPUS AMERICA, INC. | OLYMPUS AMERICA, INC. URF-P5 |  |  | SPECIAL TEST |  |  |  | 11/02/2019 |  |  |  |  | NO | NO |  |  |  |  | OLYMPUS AMERICA, INC. URF P5/2801744 2801744 |  |  | Disposition |  | 99:99:99:99:99:99 |  | Equipment | PAAR:00-PVAR | 11/02/2019 | 11/02/2019 | COOPER UNIVERSITY HOSPITAL |  |  |  | WOT00000000514122 | AMY HANNAN | Disposition | Closed | Kenneth Krips | 11/02/2019 | 11/02/2019 | Bulk Disposition CNL |  |  |  | 11/02/2019 | 11/02/2019
URF P5/2801735 |  | OLYMPUS AMERICA, INC. | OLYMPUS AMERICA, INC. URF-P5 |  |  | OR - KELEMEN 3 |  |  | excluded | 11/02/2019 |  |  |  |  | NO | NO |  |  |  |  | OLYMPUS AMERICA, INC. URF P5/2801735 2801735 |  |  | Active |  | 99:99:99:99:99:99 |  | Equipment | PAAR:00-PVAR | 11/02/2019 | 11/02/2019 | COOPER UNIVERSITY HOSPITAL |  |  |  |  | DOMINIC VENDETTA |  |  |  | 11/02/2019 | 11/02/2019 |  |  |  |  | 11/02/2019 | 11/02/2019
TL2902131 |  | OLYMPUS AMERICA, INC. | OLYMPUS AMERICA, INC. URF-P5 |  |  | CENTRAL STERILE PROCESSING |  |  |  | 10/16/2019 |  |  |  |  | NO | NO |  |  |  |  | OLYMPUS AMERICA, INC. TL2902131 2902131 |  |  | Disposition |  | 99:99:99:99:99:99 |  | Equipment | PAAR:00-PVAR | 10/16/2019 | 10/16/2019 | COOPER UNIVERSITY HOSPITAL |  |  |  |  | GINA GAROZZO |  |  |  | 10/16/2019 | 10/16/2019 |  |  |  |  | 10/16/2019 | 10/16/2019
TL2600712 |  | OLYMPUS AMERICA, INC. | OLYMPUS AMERICA, INC. URF-P5 |  |  | CENTRAL STERILE PROCESSING |  |  |  | 10/16/2019 |  |  |  |  | NO | NO |  |  |  |  | OLYMPUS AMERICA, INC. TL2600712 2600712 |  |  | Disposition |  | 99:99:99:99:99:99 |  | Equipment | PAAR:00-PVAR | 10/16/2019 | 10/16/2019 | COOPER UNIVERSITY HOSPITAL |  |  |  | WOT00000000563922 | GINA GAROZZO | Performance Verification | Closed | Kenneth Krips | 10/16/2019 | 10/16/2019 | Performance Verification for OLYMPUS AMERICA, INC. TL2600712 2600712 | Initial Install of Performance Verification. Device is ready for patient use. |  |  | 10/16/2019 | 10/16/2019
TL2600574 |  | OLYMPUS AMERICA, INC. | OLYMPUS AMERICA, INC. URF-P5 |  |  | CENTRAL STERILE PROCESSING |  |  |  | 10/16/2019 |  |  |  |  | NO | NO |  |  |  |  | OLYMPUS AMERICA, INC. TL2600574 2600574 |  |  | Disposition |  | 99:99:99:99:99:99 |  | Equipment | PAAR:00-PVAR | 10/16/2019 | 10/16/2019 | COOPER UNIVERSITY HOSPITAL |  |  |  | WOT00000000812303 | GINA GAROZZO | Performance Verification | Closed | Kenneth Krips | 10/16/2019 | 10/16/2019 | Performance Verification for OLYMPUS AMERICA, INC. TL2600574 2600574 | Initial Install of Performance Verification. Device is ready for patient use. |  |  | 10/16/2019 | 10/16/2019
|  | OLYMPUS AMERICA, INC. | OLYMPUS AMERICA, INC. URF-P6/P6R |  |  | OR - KELEMEN 3 |  |  | excluded | 10/31/2019 |  |  |  |  | NO | NO |  |  |  |  | OLYMPUS AMERICA, INC. 2300819 2300819 |  |  | Active |  | 99:99:99:99:99:99 |  | Equipment | PAAR:00-PVAR | 10/31/2019 | 10/31/2019 | COOPER UNIVERSITY HOSPITAL |  |  |  |  | DOMINIC VENDETTA |  |  |  | 10/31/2019 | 10/31/2019 |  |  |  |  | 10/31/2019 | 10/31/2019
TL2040857 |  | OLYMPUS AMERICA, INC. | OLYMPUS AMERICA, INC. URF-V |  |  | CENTRAL STERILE PROCESSING |  |  |  | 10/16/2019 |  |  |  |  | NO | NO |  |  |  |  | OLYMPUS AMERICA, INC. TL2040857 2040857 |  |  | Disposition |  | 99:99:99:99:99:99 |  | Equipment | PAAR:00-PVAR | 10/16/2019 | 10/16/2019 | COOPER UNIVERSITY HOSPITAL |  |  |  | WOT00000000563936 | GINA GAROZZO | Performance Verification | Closed | Kenneth Krips | 10/16/2019 | 10/16/2019 | Performance Verification for OLYMPUS AMERICA, INC. TL2040857 2040857 | Initial Install of Performance Verification. Device is ready for patient use. |  |  | 10/16/2019 | 10/16/2019
|  | OLYMPUS AMERICA, INC. | OLYMPUS AMERICA, INC. URF-V |  |  | OR - KELEMEN 3 |  |  | excluded | 10/31/2019 |  |  |  |  | NO | NO |  |  |  |  | OLYMPUS AMERICA, INC. 2352519 2352519 |  |  | Active |  | 99:99:99:99:99:99 |  | Equipment | PAAR:00-PVAR | 10/31/2019 | 10/31/2019 | COOPER UNIVERSITY HOSPITAL |  |  | OPERATING ROOM |  | DOMINIC VENDETTA |  |  |  | 10/31/2019 | 10/31/2019 |  |  |  |  | 10/31/2019 | 10/31/2019
|  | OLYMPUS AMERICA, INC. | OLYMPUS AMERICA, INC. URF-V |  |  | OR - KELEMEN 3 |  |  | excluded | 10/31/2019 |  |  |  |  | NO | NO |  |  |  |  | OLYMPUS AMERICA, INC. 2352527 2352527 |  |  | Active |  | 99:99:99:99:99:99 |  | Equipment | PAAR:00-PVAR | 10/31/2019 | 10/31/2019 | COOPER UNIVERSITY HOSPITAL |  |  |  |  | DOMINIC VENDETTA |  |  |  | 10/31/2019 | 10/31/2019 |  |  |  |  | 10/31/2019 | 10/31/2019
URF-V/2352506 |  | OLYMPUS AMERICA, INC. | OLYMPUS AMERICA, INC. URF-V |  |  | ANESTHESIOLOGY |  |  |  | 11/02/2019 |  |  |  |  | NO | NO |  |  |  |  | OLYMPUS AMERICA, INC. URF-V/2352506 2352506 |  |  | Disposition |  |  |  | Equipment | PAAR:00-PVAR | 11/02/2019 | 11/02/2019 | COOPER UNIVERSITY HOSPITAL |  |  |  |  | GIACINTA ROUPAS |  |  |  | 11/02/2019 | 11/02/2019 |  |  |  |  | 11/02/2019 | 11/02/2019
URF P5/2801738 |  | OLYMPUS AMERICA, INC. | OLYMPUS AMERICA, INC. URF-V |  |  | SPECIAL TEST |  |  |  | 10/16/2019 |  |  |  |  | NO | NO |  |  |  |  | OLYMPUS AMERICA, INC. URF P5/2801738 2801738 |  |  | Disposition |  | 99:99:99:99:99:99 |  | Equipment | PAAR:00-PVAR | 10/16/2019 | 10/16/2019 | COOPER UNIVERSITY HOSPITAL |  |  |  |  | AMY HANNAN |  |  |  | 10/16/2019 | 10/16/2019 |  |  |  |  | 10/16/2019 | 10/16/2019
TL2800305 |  | OLYMPUS AMERICA, INC. | OLYMPUS AMERICA, INC. URF-V |  |  | CENTRAL STERILE PROCESSING |  |  |  | 10/16/2019 |  |  |  |  | NO | NO |  |  |  |  | OLYMPUS AMERICA, INC. TL2800305 2800305 |  |  | Disposition |  | 99:99:99:99:99:99 |  | Equipment | PAAR:00-PVAR | 10/16/2019 | 10/16/2019 | COOPER UNIVERSITY HOSPITAL |  |  |  | 0011453658 | GINA GAROZZO | Preventative Maintenance | Closed | Bonnie Aichroth | 10/16/2019 | 10/16/2019 | PERFORMANCE ASSURANCE AT INVENTORY | INVENTORIED DEVICE AND ENSURED DEVICE WAS FUNCTIONING PROPERLY. | 65A63F23-81C7-4767-B59C-9BDC9F3495D0 | Labor | 10/16/2019 | 10/16/2019 | Kenneth Krips
TL2800246 |  | OLYMPUS AMERICA, INC. | OLYMPUS AMERICA, INC. URF-V |  |  | CENTRAL STERILE PROCESSING |  |  |  | 10/16/2019 |  |  |  |  | NO | NO |  |  |  |  | OLYMPUS AMERICA, INC. TL2800246 2800246 |  |  | Disposition |  | 99:99:99:99:99:99 |  | Equipment | PAAR:00-PVAR | 10/16/2019 | 10/16/2019 | COOPER UNIVERSITY HOSPITAL |  |  |  | 0011510282 | GINA GAROZZO | Preventative Maintenance | Closed | Bonnie Aichroth | 10/16/2019 | 10/16/2019 | PERFORMANCE ASSURANCE AT INVENTORY | INVENTORIED DEVICE AND ENSURED DEVICE WAS FUNCTIONING PROPERLY. | 981882F8-8287-49EB-A488-7BBDEF31A907 | Labor | 10/16/2019 | 10/16/2019 | Kenneth Krips
TL2800133 |  | OLYMPUS AMERICA, INC. | OLYMPUS AMERICA, INC. URF-V |  |  | CENTRAL STERILE PROCESSING |  |  |  | 10/16/2019 |  |  |  |  | NO | NO |  |  |  |  | OLYMPUS AMERICA, INC. TL2800133 2800133 |  |  | Disposition |  | 99:99:99:99:99:99 |  | Equipment | PAAR:00-PVAR | 10/16/2019 | 10/16/2019 | COOPER UNIVERSITY HOSPITAL |  |  |  | 0012650035 | GINA GAROZZO | Performance Verification | Closed | Josh Harris | 10/16/2019 | 10/16/2019 | INCOMING INVENTORY | DEVICE INVENTORIED | E42548EE-B834-4ED3-B25E-BC6312028976 | Labor | 10/16/2019 | 10/16/2019 | Josh Harris
TL2453298 |  | OLYMPUS AMERICA, INC. | OLYMPUS AMERICA, INC. URF-V |  |  | CENTRAL STERILE PROCESSING |  |  |  | 10/16/2019 |  |  |  |  | NO | NO |  |  |  |  | OLYMPUS AMERICA, INC. TL2453298 2453298 |  |  | Disposition |  | 99:99:99:99:99:99 |  | Equipment | PAAR:00-PVAR | 10/16/2019 | 10/16/2019 | COOPER UNIVERSITY HOSPITAL |  |  |  | WOT00000000658032 | GINA GAROZZO | Performance Verification | Closed | Kenneth Krips | 10/16/2019 | 10/16/2019 | Performance Verification for OLYMPUS AMERICA, INC. TL2453298 2453298 | Initial Install of Performance Verification. Device is ready for patient use. |  |  | 10/16/2019 | 10/16/2019
TL2352713 |  | OLYMPUS AMERICA, INC. | OLYMPUS AMERICA, INC. URF-V |  |  | CENTRAL STERILE PROCESSING |  |  |  | 10/16/2019 |  |  |  |  | NO | NO |  |  |  |  | OLYMPUS AMERICA, INC. TL2352713 2352713 |  |  | Disposition |  | 99:99:99:99:99:99 |  | Equipment | PAAR:00-PVAR | 10/16/2019 | 10/16/2019 | COOPER UNIVERSITY HOSPITAL |  |  |  | WOT00000000563960 | GINA GAROZZO | Performance Verification | Closed | Kenneth Krips | 10/16/2019 | 10/16/2019 | Performance Verification for OLYMPUS AMERICA, INC. TL2352713 2352713 | Initial Install of Performance Verification. Device is ready for patient use. |  |  | 10/16/2019 | 10/16/2019
TL2352404 |  | OLYMPUS AMERICA, INC. | OLYMPUS AMERICA, INC. URF-V |  |  | CENTRAL STERILE PROCESSING |  |  |  | 10/16/2019 |  |  |  |  | NO | NO |  |  |  |  | OLYMPUS AMERICA, INC. TL2352404 2352404 |  |  | Disposition |  | 99:99:99:99:99:99 |  | Equipment | PAAR:00-PVAR | 10/16/2019 | 10/16/2019 | COOPER UNIVERSITY HOSPITAL |  |  |  | WOT00000000563829 | GINA GAROZZO | Performance Verification | Closed | Kenneth Krips | 10/16/2019 | 10/16/2019 | Performance Verification for OLYMPUS AMERICA, INC. TL2352404 2352404 | Initial Install of Performance Verification. Device is ready for patient use. |  |  | 10/16/2019 | 10/16/2019
TL2242008 |  | OLYMPUS AMERICA, INC. | OLYMPUS AMERICA, INC. URF-V |  |  | CENTRAL STERILE PROCESSING |  |  |  | 10/16/2019 |  |  |  |  | NO | NO |  |  |  |  | OLYMPUS AMERICA, INC. TL2242008 2242008 |  |  | Disposition |  | 99:99:99:99:99:99 |  | Equipment | PAAR:00-PVAR | 10/16/2019 | 10/16/2019 | COOPER UNIVERSITY HOSPITAL |  |  |  | 0012650029 | GINA GAROZZO | Preventative Maintenance | Closed | Josh Harris | 10/16/2019 | 10/16/2019 | PERFORMANCE ASSURANCE AT INVENTORY | INVENTORIED DEVICE AND ENSURED DEVICE WAS FUNCTIONING PROPERLY. | 8C9BED4E-7470-4444-B78F-D7694F73D4D9 | Labor | 10/16/2019 | 10/16/2019 | Kenneth Krips
TL2141607 |  | OLYMPUS AMERICA, INC. | OLYMPUS AMERICA, INC. URF-V |  |  | CENTRAL STERILE PROCESSING |  |  |  | 10/16/2019 |  |  |  |  | NO | NO |  |  |  |  | OLYMPUS AMERICA, INC. TL2141607 2141607 |  |  | Disposition |  | 99:99:99:99:99:99 |  | Equipment | PAAR:00-PVAR | 10/16/2019 | 10/16/2019 | COOPER UNIVERSITY HOSPITAL |  |  |  | 0011453685 | GINA GAROZZO | Performance Verification | Closed | Bonnie Aichroth | 10/16/2019 | 10/16/2019 | INCOMING INVENTORY | DEVICE INVENTORIED | 5F2DCCF2-3A91-464A-BEA9-6A12678DE15D | Labor | 10/16/2019 | 10/16/2019 | Bonnie Aichroth
|  | OLYMPUS AMERICA, INC. | OLYMPUS AMERICA, INC. URF-V2/V2R |  |  | CENTRAL STERILE PROCESSING |  |  | excluded | 10/31/2019 |  |  |  |  | NO | NO |  |  |  |  | OLYMPUS AMERICA, INC. 2825934 2825934 |  |  | Active |  | 99:99:99:99:99:99 |  | Equipment | PAAR:00-PVAR | 10/31/2019 | 10/31/2019 | COOPER UNIVERSITY HOSPITAL |  |  |  | WOT00000001573607 | GINA GAROZZO | Performance Verification | Closed | Kenneth Krips | 10/31/2019 | 10/31/2019 | Performance Verification for OLYMPUS AMERICA, INC. 2825934 2825934 | Initial Install of Performance Verification. Device is ready for patient use. |  |  | 10/31/2019 | 10/31/2019
|  | OLYMPUS AMERICA, INC. | OLYMPUS AMERICA, INC. URF-V2/V2R |  |  | SAME DAY OR-2ND FL PAVILION |  |  | excluded | 10/31/2019 |  |  |  |  | NO | NO |  |  |  |  | OLYMPUS AMERICA, INC. 2825463 2825463 |  |  | Active |  | 99:99:99:99:99:99 |  | Equipment | PAAR:00-PVAR | 10/31/2019 | 10/31/2019 | COOPER UNIVERSITY HOSPITAL |  |  |  | WOT00000001182172 | JOE DRUCTOR | Performance Verification | Closed | Kenneth Krips | 10/31/2019 | 10/31/2019 | Performance Verification for OLYMPUS AMERICA, INC. 2825463 2825463 | Initial Install of Performance Verification. Device is ready for patient use. |  |  | 10/31/2019 | 10/31/2019
|  | OLYMPUS AMERICA, INC. | OLYMPUS AMERICA, INC. URF-V2/V2R |  |  | SAME DAY OR-2ND FL PAVILION |  |  | excluded | 10/31/2019 |  |  |  |  | NO | NO |  |  |  |  | OLYMPUS AMERICA, INC. 2825554 2825554 |  |  | Active |  | 99:99:99:99:99:99 |  | Equipment | PAAR:00-PVAR | 10/31/2019 | 10/31/2019 | COOPER UNIVERSITY HOSPITAL |  |  |  | WOT00000001181975 | JOE DRUCTOR | Performance Verification | Closed | Kenneth Krips | 10/31/2019 | 10/31/2019 | Performance Verification for OLYMPUS AMERICA, INC. 2825554 2825554 | Initial Install of Performance Verification. Device is ready for patient use. |  |  | 10/31/2019 | 10/31/2019
|  | OLYMPUS AMERICA, INC. | OLYMPUS AMERICA, INC. URF-V2/V2R |  | 2825572 | SAME DAY OR-2ND FL PAVILION |  |  | excluded | 10/31/2019 |  |  |  |  | NO | NO |  |  |  |  | OLYMPUS AMERICA, INC. 2825572 2825572 |  |  | Active |  | 99:99:99:99:99:99 |  | Equipment | PAAR:00-PVAR | 10/31/2019 | 10/31/2019 | COOPER UNIVERSITY HOSPITAL |  |  |  | WOT00000001182260 | JOE DRUCTOR | Performance Verification | Closed | Kenneth Krips | 10/31/2019 | 10/31/2019 | Performance Verification for OLYMPUS AMERICA, INC. 2825572 2825572 | Initial Install of Performance Verification. Device is ready for patient use. |  |  | 10/31/2019 | 10/31/2019
|  | OLYMPUS AMERICA, INC. | OLYMPUS AMERICA, INC. URF-V2/V2R |  |  | SAME DAY OR-2ND FL PAVILION |  |  | excluded | 10/31/2019 |  |  |  |  | NO | NO |  |  |  |  | OLYMPUS AMERICA, INC. 2825574 2825574 |  |  | Active |  | 99:99:99:99:99:99 |  | Equipment | PAAR:00-PVAR | 10/31/2019 | 10/31/2019 | COOPER UNIVERSITY HOSPITAL |  |  | Performance Verification | WOT00000001182209 | JOE DRUCTOR | Performance Verification | Closed | Kenneth Krips | 10/31/2019 | 10/31/2019 | Performance Verification for OLYMPUS AMERICA, INC. 2825574 2825574 | Initial Install of Performance Verification. Device is ready for patient use. |  |  | 10/31/2019 | 10/31/2019
|  | OLYMPUS AMERICA, INC. | OLYMPUS AMERICA, INC. URF-V2/V2R |  |  | SAME DAY OR-2ND FL PAVILION |  |  | excluded | 10/31/2019 |  |  |  |  | NO | NO |  |  |  |  | OLYMPUS AMERICA, INC. 2825438 2825438 |  |  | Active |  | 99:99:99:99:99:99 |  | Equipment | PAAR:00-PVAR | 10/31/2019 | 10/31/2019 | COOPER UNIVERSITY HOSPITAL |  |  |  | WOT00000001181906 | JOE DRUCTOR | Performance Verification | Closed | Kenneth Krips | 10/31/2019 | 10/31/2019 | Performance Verification for OLYMPUS AMERICA, INC. 2825438 2825438 | Initial Install of Performance Verification. Device is ready for patient use. |  |  | 10/31/2019 | 10/31/2019
|  | OLYMPUS AMERICA, INC. | OLYMPUS AMERICA, INC. URF-V2/V2R |  |  | CENTRAL STERILE PROCESSING |  |  | excluded | 10/31/2019 |  |  |  |  | NO | NO |  |  |  |  | OLYMPUS AMERICA, INC. 2823780 2823780 |  |  | Active |  | 99:99:99:99:99:99 |  | Equipment | PAAR:00-PVAR | 10/31/2019 | 10/31/2019 | COOPER UNIVERSITY HOSPITAL |  |  |  | WOT00000000658880 | GINA GAROZZO | Performance Verification | Closed | Kenneth Krips | 10/31/2019 | 10/31/2019 | Performance Verification for OLYMPUS AMERICA, INC. 2823780 2823780 | Initial Install of Performance Verification. Device is ready for patient use. |  |  | 10/31/2019 | 10/31/2019
|  | OLYMPUS AMERICA, INC. | OLYMPUS AMERICA, INC. URF-V2/V2R |  |  | CENTRAL STERILE PROCESSING |  |  | excluded | 10/31/2019 |  |  |  |  | NO | NO |  |  |  |  | OLYMPUS AMERICA, INC. 2823736 2823736 |  |  | Active |  | 99:99:99:99:99:99 |  | Equipment | PAAR:00-PVAR | 10/31/2019 | 10/31/2019 | COOPER UNIVERSITY HOSPITAL |  |  |  | WOT00000000658779 | GINA GAROZZO | Performance Verification | Closed | Kenneth Krips | 10/31/2019 | 10/31/2019 | Performance Verification for OLYMPUS AMERICA, INC. 2823736 2823736 | Initial Install of Performance Verification. Device is ready for patient use. |  |  | 10/31/2019 | 10/31/2019
|  | OLYMPUS AMERICA, INC. | OLYMPUS AMERICA, INC. URF-V2/V2R |  |  | CENTRAL STERILE PROCESSING |  |  | excluded | 10/31/2019 |  |  |  |  | NO | NO |  |  |  |  | OLYMPUS AMERICA, INC. 2822596 2822596 |  |  | Active |  | 99:99:99:99:99:99 |  | Equipment | PAAR:00-PVAR | 10/31/2019 | 10/31/2019 | COOPER UNIVERSITY HOSPITAL |  |  |  | WOT00000001573629 | GINA GAROZZO | Performance Verification | Closed | Kenneth Krips | 10/31/2019 | 10/31/2019 | CEID Record Completion for OLYMPUS AMERICA, INC. 2822596 2822596 | NEW SCOPE INVENTORIED FOR CSP/O.R. NEW SCOPE INVENTORIED FOR CSP/O.R. | EXP1542993 | Labor | 10/31/2019 | 10/31/2019 | Kenneth Krips
|  | OLYMPUS AMERICA, INC. | OLYMPUS AMERICA, INC. URF-V2/V2R |  |  | CENTRAL STERILE PROCESSING |  |  | excluded | 10/31/2019 |  |  |  |  | NO | NO |  |  |  |  | OLYMPUS AMERICA, INC. 2722232 2722232 |  |  | Active |  | 99:99:99:99:99:99 |  | Equipment | PAAR:00-PVAR | 10/31/2019 | 10/31/2019 | COOPER UNIVERSITY HOSPITAL |  |  |  | WOT00000001573278 | GINA GAROZZO | Performance Verification | Closed | Kenneth Krips | 10/31/2019 | 10/31/2019 | CEID Record Completion for OLYMPUS AMERICA, INC. 2722232 2722232 | NEW SCOPE INVENTORIED FOR CSP/O.R. | EXP1541987 | Labor | 10/31/2019 | 10/31/2019 | Kenneth Krips
|  | OLYMPUS AMERICA, INC. | OLYMPUS AMERICA, INC. URF-V2/V2R |  |  | OR - KELEMEN 3 |  |  |  | 10/16/2019 |  |  |  |  | NO | NO |  |  |  |  | OLYMPUS AMERICA, INC. 2501306 2501306 |  |  | Disposition |  | 99:99:99:99:99:99 |  | Equipment | PAAR:00-PVAR | 10/16/2019 | 10/16/2019 | COOPER UNIVERSITY HOSPITAL |  |  | csp |  | DOMINIC VENDETTA |  |  |  | 10/16/2019 | 10/16/2019 |  |  |  |  | 10/16/2019 | 10/16/2019
|  | OLYMPUS AMERICA, INC. | OLYMPUS AMERICA, INC. URF-V2/V2R |  |  | OR - KELEMEN 3 |  |  |  | 10/16/2019 |  |  |  |  | NO | NO |  |  |  |  | OLYMPUS AMERICA, INC. 2501298 2501298 |  |  | Disposition |  |  |  | Equipment | PAAR:00-PVAR | 10/16/2019 | 10/16/2019 | COOPER UNIVERSITY HOSPITAL |  |  |  |  | DOMINIC VENDETTA |  |  |  | 10/16/2019 | 10/16/2019 |  |  |  |  | 10/16/2019 | 10/16/2019
|  | OLYMPUS AMERICA, INC. | OLYMPUS AMERICA, INC. URF-V2/V2R |  |  | OR - KELEMEN 3 |  |  |  | 10/16/2019 |  |  |  |  | NO | NO |  |  |  |  | OLYMPUS AMERICA, INC. 2501300 2501300 |  |  | Disposition |  |  |  | Equipment | PAAR:00-PVAR | 10/16/2019 | 10/16/2019 | COOPER UNIVERSITY HOSPITAL |  |  | csp |  | DOMINIC VENDETTA |  |  |  | 10/16/2019 | 10/16/2019 |  |  |  |  | 10/16/2019 | 10/16/2019
|  | OLYMPUS AMERICA, INC. | OLYMPUS AMERICA, INC. VISERA ELITE CLV-S190 |  |  | VOORHEES SURGERY CENTER-OPERATING ROOM |  |  |  | 05/24/2016 |  |  |  |  | NO | NO |  |  |  |  | OLYMPUS AMERICA, INC. 10484056 7610996 |  |  | Active |  | 99:99:99:99:99:99 |  | Equipment | PAAR:00-PVAR | 10/31/2019 |  | COOPER AMBULATORY OFF-SITES |  |  |  |  | JENNIFER BOMBARO
18A |  | OLYMPUS AMERICA, INC. | OLYMPUS AMERICA, INC. WA02944A |  | 18A | OR - KELEMEN 3 |  |  | excluded | 10/31/2019 |  |  |  |  | NO | NO |  |  |  |  | OLYMPUS AMERICA, INC. 18A 18A |  |  | Active |  | 99:99:99:99:99:99 |  | Equipment | PAAR:00-PVAR | 10/31/2019 | 10/31/2019 | COOPER UNIVERSITY HOSPITAL |  |  |  | WOT00000001165838 | DOMINIC VENDETTA | Performance Verification | Closed | Kenneth Krips | 10/31/2019 | 10/31/2019 | Performance Verification for OLYMPUS AMERICA, INC. 18A 18A | Initial Install of Performance Verification. Device is ready for patient use. |  |  | 10/31/2019 | 10/31/2019
|  | OLYMPUS AMERICA, INC. | OLYMPUS AMERICA, INC. WA02944A |  |  | CENTRAL STERILE PROCESSING |  |  | excluded | 10/31/2019 |  |  |  |  | NO | NO |  |  |  |  | OLYMPUS AMERICA, INC. 703896 703896 |  |  | Active |  | 99:99:99:99:99:99 |  | Equipment | PAAR:00-PVAR | 10/31/2019 | 10/31/2019 | COOPER UNIVERSITY HOSPITAL |  |  | CSP/O.R. | WOT00000001033608 | GINA GAROZZO | Performance Verification | Closed | Kenneth Krips | 10/31/2019 | 10/31/2019 | Performance Verification for OLYMPUS AMERICA, INC. 703896 703896 | Initial Install of Performance Verification. Device is ready for patient use. |  |  | 10/31/2019 | 10/31/2019
|  | OLYMPUS AMERICA, INC. | OLYMPUS AMERICA, INC. WA02944A |  |  | CENTRAL STERILE PROCESSING |  |  | excluded | 10/31/2019 |  |  |  |  | NO | NO |  |  |  |  | OLYMPUS AMERICA, INC. 703895 703895 |  |  | Active |  |  |  | Equipment | PAAR:00-PVAR | 10/31/2019 | 10/31/2019 | COOPER UNIVERSITY HOSPITAL |  |  | BASEMENT | WOT00000004115448 | GINA GAROZZO | Performance Verification | Completed | Kenneth Krips | 10/31/2019 | 10/31/2019 | Performance Verification for OLYMPUS AMERICA, INC. 703895 703895 | Initial Install of Performance Verification. Device is ready for patient use. |  |  | 10/31/2019 | 10/31/2019
17I |  | OLYMPUS AMERICA, INC. | OLYMPUS AMERICA, INC. WA02946A |  | 17I | SAME DAY OR-2ND FL PAVILION |  |  | excluded | 10/31/2019 |  |  |  |  | NO | NO |  |  |  |  | OLYMPUS AMERICA, INC. 17I 17I |  |  | Active |  | 99:99:99:99:99:99 |  | Equipment | PAAR:00-PVAR | 10/31/2019 | 10/31/2019 | COOPER UNIVERSITY HOSPITAL |  |  |  | WOT00000001165870 | JOE DRUCTOR | Repair | Closed | Michael Youch | 10/31/2019 | 10/31/2019 | Scope - SN 756571 | .:: Acknowledged ::. Technician: Michael Youch Timestamp: 2018-07-12 14:57:08 Joe of Olympus investigated and determined that there was no bend and a slight bend is acceptable with these semi-rigid scopes. The optical fibers were all clear of damage as well. | EXP0933877 | Labor | 10/31/2019 | 10/31/2019 | Michael Youch
|  | OLYMPUS AMERICA, INC. | OLYMPUS AMERICA, INC. WA20021A |  |  | OR - KELEMEN 3 |  |  | excluded | 10/31/2019 |  |  |  |  | NO | NO |  |  |  |  | OLYMPUS AMERICA, INC. 759012 759012 |  |  | Active |  | 99:99:99:99:99:99 |  | Equipment | PAAR:00-PVAR | 10/31/2019 | 10/31/2019 | COOPER UNIVERSITY HOSPITAL |  |  |  | WOT00000001164165 | DOMINIC VENDETTA | Performance Verification | Closed | Kenneth Krips | 10/31/2019 | 10/31/2019 | Performance Verification for OLYMPUS AMERICA, INC. 759012 759012 | Initial Install of Performance Verification. Device is ready for patient use. |  |  | 10/31/2019 | 10/31/2019
|  | OLYMPUS AMERICA, INC. | OLYMPUS AMERICA, INC. WA29048A |  | Not Known | OR - KELEMEN 3 |  |  | excluded | 10/31/2019 |  |  |  |  | NO | NO |  |  |  |  | OLYMPUS AMERICA, INC. 561749 Not Known |  |  | Active |  | 99:99:99:99:99:99 |  | Equipment | PAAR:00-PVAR | 10/31/2019 | 10/31/2019 | COOPER UNIVERSITY HOSPITAL |  |  |  | 0012153942 | DOMINIC VENDETTA | Repair | Closed | Kenneth Krips | 10/31/2019 | 10/31/2019 | URETEROSCOPE - NO PICTURE - TMX | 9/12/2017 2:14:48 PM KMKRIPS REPAIRS: REPAIR CODE 28S SURGICAL PRODUCT REFURBISHMENT SEE ATTACHED REPAIR REPORT. COST: $4664.85 THIS REPAIR COST IS BEING DIVIDED IN HALF BETWEEN TRIMEDX AND CUH. 9/13/2017 9:31:21 AM KMKRIPS JOE DRUCTOR APPROVED FOR HALF THE AMOUNT OF THIS REPAIR $2332.42 PLEASE SEE ATTACHED APPROVAL. 9/13/2017 10:30:46 AM KMKRIPS TRIMEDX PURCHASE ORDER TMX1075109 HAS BEEN ISSUED IN THE FULL AMOUNT OF $4664.85 FOR OLYMPUS - A COPY OF THE OLYMPUS ESTIMATE HAS BEEN GIVEN TO B. AICHROTH TO REQUEST A CUH PURCHASE ORDER TO BE ISSUED TO TRIMEDX IN HALF THE AMOUNT OF $2332.42 TO BE CHARGED BACK WHICH JOE DRUCTOR AND P. D'ANDREA AGREED UPON. 9/18/2017 2:45:38 PM KMKRIPS THIS DEVICE HAS BEEN RETURNED BACK FROM OLYMPUS - WAITING ON CUH PO BEFORE CLOSING THIS WORK ORDER. 9/20/2017 1:43:38 PM KMKRIPS CUH PURCHASE ORDER ISSUED TO TRIMEDX FOR THE AMOUNT OF $2332.42 FOR HALF THE AMOUNT OF THIS REPAIR. 9/20/2017 1:43:59 PM KMKRIPS CUH PO #: 1213902984 9/27/2017 9:32:44 AM KMKRIPS PLEASE SEE ATTACHED PAPERWORK WITH APPROVALS AND HARD COPY OF TRIMDEX PURCHASE ORDER. A HARD COPY OF THE CUH PO WAS NOT PROVIDED BUT THE NUMBER WAS PROVIDED BY B. AICHROTH AND WRITTEN ON THE OLYMPUS REPAIR ESTIMATE. THIS DEVICE HAS BEEN SENT BACK FROM OLYMPUS AND DELIVERED BACK TO CSP. | D953FDAF-7C66-4EFB-AE57-AAE6D07DD482 | Labor | 10/31/2019 | 10/31/2019 | Kenneth Krips
|  | OLYMPUS AMERICA, INC. | OLYMPUS AMERICA, INC. WA2T470A |  |  | OR - KELEMEN 3 |  |  | excluded | 10/31/2019 |  |  |  |  | NO | NO |  |  |  |  | OLYMPUS AMERICA, INC. 774279 774279 |  |  | Active |  | 99:99:99:99:99:99 |  | Equipment | PAAR:00-PVAR | 10/31/2019 | 10/31/2019 | COOPER UNIVERSITY HOSPITAL |  |  |  | WOT00000001162549 | DOMINIC VENDETTA | Performance Verification | Closed | Kenneth Krips | 10/31/2019 | 10/31/2019 | Performance Verification for OLYMPUS AMERICA, INC. 774279 774279 | Initial Install of Performance Verification. Device is ready for patient use. |  |  | 10/31/2019 | 10/31/2019
|  | OLYMPUS AMERICA, INC. | OLYMPUS AMERICA, INC. WA2T470A |  |  | OR - KELEMEN 3 |  |  | excluded | 10/31/2019 |  |  |  |  | NO | NO |  |  |  |  | OLYMPUS AMERICA, INC. 774276 774276 |  |  | Active |  | 99:99:99:99:99:99 |  | Equipment | PAAR:00-PVAR | 10/31/2019 | 10/31/2019 | COOPER UNIVERSITY HOSPITAL |  |  |  | WOT00000001162683 | DOMINIC VENDETTA | Performance Verification | Closed | Kenneth Krips | 10/31/2019 | 10/31/2019 | Performance Verification for OLYMPUS AMERICA, INC. 774276 774276 | Initial Install of Performance Verification. Device is ready for patient use. |  |  | 10/31/2019 | 10/31/2019
|  | OLYMPUS AMERICA, INC. | OLYMPUS AMERICA, INC. WA2T470A |  | 774273 | OR - KELEMEN 3 |  |  | excluded | 10/31/2019 |  |  |  |  | NO | NO |  |  |  |  | OLYMPUS AMERICA, INC. 774273 774273 |  |  | Active |  | 99:99:99:99:99:99 |  | Equipment | PAAR:00-PVAR | 10/31/2019 | 10/31/2019 | COOPER UNIVERSITY HOSPITAL |  |  |  | WOT00000001163082 | DOMINIC VENDETTA | Performance Verification | Closed | Kenneth Krips | 10/31/2019 | 10/31/2019 | Performance Verification for OLYMPUS AMERICA, INC. 774273 774273 | Initial Install of Performance Verification. Device is ready for patient use. |  |  | 10/31/2019 | 10/31/2019
|  | OLYMPUS AMERICA, INC. | OLYMPUS AMERICA, INC. WA2T470A |  |  | OR - KELEMEN 3 |  |  | excluded | 10/31/2019 |  |  |  |  | NO | NO |  |  |  |  | OLYMPUS AMERICA, INC. 774275 774275 |  |  | Active |  | 99:99:99:99:99:99 |  | Equipment | PAAR:00-PVAR | 10/31/2019 | 10/31/2019 | COOPER UNIVERSITY HOSPITAL |  |  |  | WOT00000001162632 | DOMINIC VENDETTA | Performance Verification | Closed | Kenneth Krips | 10/31/2019 | 10/31/2019 | Performance Verification for OLYMPUS AMERICA, INC. 774275 774275 | Initial Install of Performance Verification. Device is ready for patient use. |  |  | 10/31/2019 | 10/31/2019
|  | OLYMPUS AMERICA, INC. | OLYMPUS AMERICA, INC. WA2T470A |  |  | CENTRAL STERILE PROCESSING |  |  | excluded | 10/31/2019 |  |  |  |  | NO | NO |  |  |  |  | OLYMPUS AMERICA, INC. 756348 756348 |  |  | Active |  |  |  | Equipment | PAAR:00-PVAR | 10/31/2019 | 10/31/2019 | COOPER UNIVERSITY HOSPITAL |  |  | BASEMENT | WOT00000003141642 | GINA GAROZZO | Performance Verification | Closed | Kenneth Krips | 10/31/2019 | 10/31/2019 | Performance Verification for OLYMPUS AMERICA, INC. 756348 756348 | Initial Install of Performance Verification. Device is ready for patient use. |  |  | 10/31/2019 | 10/31/2019
|  | OLYMPUS AMERICA, INC. | OLYMPUS AMERICA, INC. WA2T470A |  |  | CENTRAL STERILE PROCESSING |  |  | excluded | 10/31/2019 |  |  |  |  | NO | NO |  |  |  |  | OLYMPUS AMERICA, INC. 755933 755933 |  |  | Active |  | 99:99:99:99:99:99 |  | Equipment | PAAR:00-PVAR | 10/31/2019 | 10/31/2019 | COOPER UNIVERSITY HOSPITAL |  |  |  | WOT00000001561916 | GINA GAROZZO | Performance Verification | Closed | Kenneth Krips | 10/31/2019 | 10/31/2019 | Performance Verification for OLYMPUS AMERICA, INC. 755933 755933 | Initial Install of Performance Verification. Device is ready for patient use. |  |  | 10/31/2019 | 10/31/2019
WA33036A/564002 |  | OLYMPUS AMERICA, INC. | OLYMPUS AMERICA, INC. WA33036A |  |  | OR - KELEMEN 3 |  |  | excluded | 11/02/2019 |  |  |  |  | NO | NO |  |  |  |  | OLYMPUS AMERICA, INC. WA33036A/564002 564002 |  |  | Active |  | 99:99:99:99:99:99 |  | Equipment | PAAR:00-PVAR | 11/02/2019 | 11/02/2019 | COOPER UNIVERSITY HOSPITAL |  |  |  | WOT00000000517473 | DOMINIC VENDETTA | Disposition | Closed | Kenneth Krips | 11/02/2019 | 11/02/2019 | Bulk Disposition CNL |  |  |  | 11/02/2019 | 11/02/2019
|  | OLYMPUS AMERICA, INC. | OLYMPUS AMERICA, INC. WA50011A |  |  | CENTRAL STERILE PROCESSING |  |  | excluded | 10/31/2019 |  |  |  |  | NO | NO |  |  |  |  | OLYMPUS AMERICA, INC. 605536 605536 |  |  | Active |  | 99:99:99:99:99:99 |  | Equipment | PAAR:00-PVAR | 10/31/2019 | 10/31/2019 | COOPER UNIVERSITY HOSPITAL |  |  |  | 0011362915 | GINA GAROZZO | Performance Verification | Closed | Bonnie Aichroth | 10/31/2019 | 10/31/2019 | INCOMING INVENTORY | DEVICE INVENTORIED | 7EB324F2-44E4-4473-A5A9-F67356392E22 | Labor | 10/31/2019 | 10/31/2019 | Bonnie Aichroth
|  | OLYMPUS AMERICA, INC. | OLYMPUS AMERICA, INC. WA50011A |  |  | SPD |  |  | excluded | 10/31/2019 |  |  |  |  | NO | NO |  |  |  |  | OLYMPUS AMERICA, INC. 604622 604622 |  |  | Active |  | 99:99:99:99:99:99 |  | Equipment | PAAR:00-PVAR | 10/31/2019 | 10/31/2019 | COOPER UNIVERSITY HOSPITAL |  |  | CSP |  | David Frye |  |  |  | 10/31/2019 | 10/31/2019 |  |  |  |  | 10/31/2019 | 10/31/2019
WA50011A/600451 |  | OLYMPUS AMERICA, INC. | OLYMPUS AMERICA, INC. WA50011A |  |  | OR - KELEMEN 3 |  |  | excluded | 11/02/2019 |  |  |  |  | NO | NO |  |  |  |  | OLYMPUS AMERICA, INC. WA50011A/600451 600451 |  |  | Active |  | 99:99:99:99:99:99 |  | Equipment | PAAR:00-PVAR | 11/02/2019 | 11/02/2019 | COOPER UNIVERSITY HOSPITAL |  |  |  |  | DOMINIC VENDETTA |  |  |  | 11/02/2019 | 11/02/2019 |  |  |  |  | 11/02/2019 | 11/02/2019
WA50011A/604635 |  | OLYMPUS AMERICA, INC. | OLYMPUS AMERICA, INC. WA50011A |  |  | OR - KELEMEN 3 |  |  | excluded | 11/02/2019 |  |  |  |  | NO | NO |  |  |  |  | OLYMPUS AMERICA, INC. WA50011A/604635 604635 |  |  | Active |  | 99:99:99:99:99:99 |  | Equipment | PAAR:00-PVAR | 11/02/2019 | 11/02/2019 | COOPER UNIVERSITY HOSPITAL |  |  | CSP |  | DOMINIC VENDETTA |  |  |  | 11/02/2019 | 11/02/2019 |  |  |  |  | 11/02/2019 | 11/02/2019
WA50011A/600453 |  | OLYMPUS AMERICA, INC. | OLYMPUS AMERICA, INC. WA50011A |  |  | OR - KELEMEN 3 |  |  |  | 11/02/2019 |  |  |  |  | NO | NO |  |  |  |  | OLYMPUS AMERICA, INC. WA50011A/600453 600453 |  |  | Disposition |  |  |  | Equipment | PAAR:00-PVAR | 11/02/2019 | 11/02/2019 | COOPER UNIVERSITY HOSPITAL |  |  |  |  | DOMINIC VENDETTA |  |  |  | 11/02/2019 | 11/02/2019 |  |  |  |  | 11/02/2019 | 11/02/2019
WA50011A/600452 |  | OLYMPUS AMERICA, INC. | OLYMPUS AMERICA, INC. WA50011A |  |  | OR - KELEMEN 3 |  |  | excluded | 11/01/2019 |  |  |  |  | NO | NO |  |  |  |  | OLYMPUS AMERICA, INC. WA50011A/600452 600452 |  |  | Active |  | 99:99:99:99:99:99 |  | Equipment | PAAR:00-PVAR | 11/01/2019 | 11/01/2019 | COOPER UNIVERSITY HOSPITAL |  |  | csp | 0011346605 | DOMINIC VENDETTA | Repair | Closed | Kenneth Krips | 11/01/2019 | 11/01/2019 | LAPAROSCOPES, VIDEO - NO IMAGE - TMX | 3/15/2017 9:10:53 AM KMKRIPS REPAIRS: COVER LENS - LG PRONG CLEANING - LG PRONG END CAP - ELECTRICAL SYSTEM - TUBE REPLACMENTS - LIGHT PROJECTION - OPTICAL SYSTEM - MAJOR FLUID INVASION - COMPLETE FUNCTION INSPECTION. COST: $5795.00 JOE DRUCTOR APPROVED - GAVE B. AICHROTH A COPY OF ESTIMATE TO SUMBIT FOR A CUH PURCHASE ORDER. SENT APPROVAL TO IMS. 3/24/2017 8:35:44 AM KMKRIPS CUH PURCHASE ORDER #: 1213081631 HAS BEEN ISSUED. THIS HAS BEEN RETURNED BACK FROM IMS AND DELIVERED BACK TO CSP MGR. DOT WATSON. | 83FC3112-22F4-47F5-9A2F-A5B7C9A5BD55 | Labor | 11/01/2019 | 11/01/2019 | Kenneth Krips
WA50011A/600450 |  | OLYMPUS AMERICA, INC. | OLYMPUS AMERICA, INC. WA50011A |  |  | OR - KELEMEN 3 |  |  |  | 11/02/2019 |  |  |  |  | NO | NO |  |  |  |  | OLYMPUS AMERICA, INC. WA50011A/600450 600450 |  |  | Disposition |  |  |  | Equipment | PAAR:00-PVAR | 11/02/2019 | 11/02/2019 | COOPER UNIVERSITY HOSPITAL |  |  |  |  | DOMINIC VENDETTA |  |  |  | 11/02/2019 | 11/02/2019 |  |  |  |  | 11/02/2019 | 11/02/2019
WA50011A/600211 |  | OLYMPUS AMERICA, INC. | OLYMPUS AMERICA, INC. WA50011A |  |  | OR - KELEMEN 3 |  |  | excluded | 11/02/2019 |  |  |  |  | NO | NO |  |  |  |  | OLYMPUS AMERICA, INC. WA50011A/600211 600211 |  |  | Active |  | 99:99:99:99:99:99 |  | Equipment | PAAR:00-PVAR | 11/02/2019 | 11/02/2019 | COOPER UNIVERSITY HOSPITAL |  |  | CSP |  | DOMINIC VENDETTA |  |  |  | 11/02/2019 | 11/02/2019 |  |  |  |  | 11/02/2019 | 11/02/2019
WA50021B/611622 |  | OLYMPUS AMERICA, INC. | OLYMPUS AMERICA, INC. WA50021B |  |  | OR - KELEMEN 3 |  |  | excluded | 11/01/2019 |  |  |  |  | NO | NO |  |  |  |  | OLYMPUS AMERICA, INC. WA50021B/611622 611622 |  |  | Active |  | 99:99:99:99:99:99 |  | Equipment | PAAR:00-PVAR | 11/01/2019 | 11/01/2019 | COOPER UNIVERSITY HOSPITAL |  |  | csp | WOT00000000518000 | DOMINIC VENDETTA | Disposition | Closed | Kenneth Krips | 11/01/2019 | 11/01/2019 | Bulk Disposition CNL |  |  |  | 11/01/2019 | 11/01/2019
WA50021B/611619 |  | OLYMPUS AMERICA, INC. | OLYMPUS AMERICA, INC. WA50021B |  |  | OR - KELEMEN 3 |  |  | excluded | 11/02/2019 |  |  |  |  | NO | NO |  |  |  |  | OLYMPUS AMERICA, INC. WA50021B/611619 611619 |  |  | Active |  | 99:99:99:99:99:99 |  | Equipment | PAAR:00-PVAR | 11/02/2019 | 11/02/2019 | COOPER UNIVERSITY HOSPITAL |  |  |  | WOT00000000517999 | DOMINIC VENDETTA | Disposition | Closed | Kenneth Krips | 11/02/2019 | 11/02/2019 | Bulk Disposition CNL |  |  |  | 11/02/2019 | 11/02/2019
WA50021B/611578 |  | OLYMPUS AMERICA, INC. | OLYMPUS AMERICA, INC. WA50021B |  |  | OR - KELEMEN 3 |  |  | excluded | 11/01/2019 |  |  |  |  | NO | NO |  |  |  |  | OLYMPUS AMERICA, INC. WA50021B/611578 611578 |  |  | Active |  | 99:99:99:99:99:99 |  | Equipment | PAAR:00-PVAR | 11/01/2019 | 11/01/2019 | COOPER UNIVERSITY HOSPITAL |  |  |  |  | DOMINIC VENDETTA |  |  |  | 11/01/2019 | 11/01/2019 |  |  |  |  | 11/01/2019 | 11/01/2019
WA50021B/611563 |  | OLYMPUS AMERICA, INC. | OLYMPUS AMERICA, INC. WA50021B |  |  | OR - KELEMEN 3 |  |  | excluded | 11/02/2019 |  |  |  |  | NO | NO |  |  |  |  | OLYMPUS AMERICA, INC. WA50021B/611563 611563 |  |  | Active |  | 99:99:99:99:99:99 |  | Equipment | PAAR:00-PVAR | 11/02/2019 | 11/02/2019 | COOPER UNIVERSITY HOSPITAL |  |  |  |  | DOMINIC VENDETTA |  |  |  | 11/02/2019 | 11/02/2019 |  |  |  |  | 11/02/2019 | 11/02/2019
WA50021B/611550 |  | OLYMPUS AMERICA, INC. | OLYMPUS AMERICA, INC. WA50021B |  |  | OR - KELEMEN 3 |  |  | excluded | 11/01/2019 |  |  |  |  | NO | NO |  |  |  |  | OLYMPUS AMERICA, INC. WA50021B/611550 611550 |  |  | Active |  | 99:99:99:99:99:99 |  | Equipment | PAAR:00-PVAR | 11/01/2019 | 11/01/2019 | COOPER UNIVERSITY HOSPITAL |  |  |  |  | DOMINIC VENDETTA |  |  |  | 11/01/2019 | 11/01/2019 |  |  |  |  | 11/01/2019 | 11/01/2019
|  | OLYMPUS AMERICA, INC. | OLYMPUS AMERICA, INC. WA50021B |  |  | CENTRAL STERILE PROCESSING |  |  | excluded | 10/31/2019 |  |  |  |  | NO | NO |  |  |  |  | OLYMPUS AMERICA, INC. 621130 621130 |  |  | Active |  | 99:99:99:99:99:99 |  | Equipment | PAAR:00-PVAR | 10/31/2019 | 10/31/2019 | COOPER UNIVERSITY HOSPITAL |  |  |  | WOT00000000764248 | GINA GAROZZO | Performance Verification | Closed | Kenneth Krips | 10/31/2019 | 10/31/2019 | Performance Verification for OLYMPUS AMERICA, INC. 621130 621130 | Initial Install of Performance Verification. Device is ready for patient use. |  |  | 10/31/2019 | 10/31/2019
|  | OLYMPUS AMERICA, INC. | OLYMPUS AMERICA, INC. WA50021B |  |  | CENTRAL STERILE PROCESSING |  |  | excluded | 10/31/2019 |  |  |  |  | NO | NO |  |  |  |  | OLYMPUS AMERICA, INC. 621129 621129 |  |  | Active |  | 99:99:99:99:99:99 |  | Equipment | PAAR:00-PVAR | 10/31/2019 | 10/31/2019 | COOPER UNIVERSITY HOSPITAL |  |  |  | WOT00000000659708 | GINA GAROZZO | Performance Verification | Closed | Kenneth Krips | 10/31/2019 | 10/31/2019 | Performance Verification for OLYMPUS AMERICA, INC. 621129 621129 | Initial Install of Performance Verification. Device is ready for patient use. |  |  | 10/31/2019 | 10/31/2019
WA50021B/611538 |  | OLYMPUS AMERICA, INC. | OLYMPUS AMERICA, INC. WA50021B |  |  | OR - KELEMEN 3 |  |  |  | 11/02/2019 |  |  |  |  | NO | NO |  |  |  |  | OLYMPUS AMERICA, INC. WA50021B/611538 611538 |  |  | Disposition |  |  |  | Equipment | PAAR:00-PVAR | 11/02/2019 | 11/02/2019 | COOPER UNIVERSITY HOSPITAL |  |  |  |  | DOMINIC VENDETTA |  |  |  | 11/02/2019 | 11/02/2019 |  |  |  |  | 11/02/2019 | 11/02/2019
WA50021B/609973 |  | OLYMPUS AMERICA, INC. | OLYMPUS AMERICA, INC. WA50021B |  |  | OR - KELEMEN 3 |  |  |  | 11/02/2019 |  |  |  |  | NO | NO |  |  |  |  | OLYMPUS AMERICA, INC. WA50021B/609973 609973 |  |  | Disposition |  |  |  | Equipment | PAAR:00-PVAR | 11/02/2019 | 11/02/2019 | COOPER UNIVERSITY HOSPITAL |  |  |  |  | DOMINIC VENDETTA |  |  |  | 11/02/2019 | 11/02/2019 |  |  |  |  | 11/02/2019 | 11/02/2019
WA50021B/609972 |  | OLYMPUS AMERICA, INC. | OLYMPUS AMERICA, INC. WA50021B |  |  | OR - KELEMEN 3 |  |  |  | 11/01/2019 |  |  |  |  | NO | NO |  |  |  |  | OLYMPUS AMERICA, INC. WA50021B/609972 609972 |  |  | Disposition |  |  |  | Equipment | PAAR:00-PVAR | 11/01/2019 | 11/01/2019 | COOPER UNIVERSITY HOSPITAL |  |  |  |  | DOMINIC VENDETTA |  |  |  | 11/01/2019 | 11/01/2019 |  |  |  |  | 11/01/2019 | 11/01/2019
WA50021B/605299 |  | OLYMPUS AMERICA, INC. | OLYMPUS AMERICA, INC. WA50021B |  |  | OR - KELEMEN 3 |  |  |  | 11/01/2019 |  |  |  |  | NO | NO |  |  |  |  | OLYMPUS AMERICA, INC. WA50021B/605299 605299 |  |  | Disposition |  |  |  | Equipment | PAAR:00-PVAR | 11/01/2019 | 11/01/2019 | COOPER UNIVERSITY HOSPITAL |  |  |  |  | DOMINIC VENDETTA |  |  |  | 11/01/2019 | 11/01/2019 |  |  |  |  | 11/01/2019 | 11/01/2019
WA50021B/605298 |  | OLYMPUS AMERICA, INC. | OLYMPUS AMERICA, INC. WA50021B |  |  | OR - KELEMEN 3 |  |  |  | 11/02/2019 |  |  |  |  | NO | NO |  |  |  |  | OLYMPUS AMERICA, INC. WA50021B/605298 605298 |  |  | Disposition |  |  |  | Equipment | PAAR:00-PVAR | 11/02/2019 | 11/02/2019 | COOPER UNIVERSITY HOSPITAL |  |  |  |  | DOMINIC VENDETTA |  |  |  | 11/02/2019 | 11/02/2019 |  |  |  |  | 11/02/2019 | 11/02/2019
WA50021B/600297 |  | OLYMPUS AMERICA, INC. | OLYMPUS AMERICA, INC. WA50021B |  |  | OR - KELEMEN 3 |  |  |  | 11/02/2019 |  |  |  |  | NO | NO |  |  |  |  | OLYMPUS AMERICA, INC. WA50021B/600297 600297 |  |  | Disposition |  |  |  | Equipment | PAAR:00-PVAR | 11/02/2019 | 11/02/2019 | COOPER UNIVERSITY HOSPITAL |  |  |  |  | DOMINIC VENDETTA |  |  |  | 11/02/2019 | 11/02/2019 |  |  |  |  | 11/02/2019 | 11/02/2019
|  | OLYMPUS AMERICA, INC. | OLYMPUS AMERICA, INC. WA50042A ENDOEYE |  |  | OR - KELEMEN 3 |  |  | excluded | 10/31/2019 |  |  |  |  | NO | NO |  |  |  |  | OLYMPUS AMERICA, INC. 625961 625961 |  |  | Active |  | 99:99:99:99:99:99 |  | Equipment | PAAR:00-PVAR | 10/31/2019 | 10/31/2019 | COOPER UNIVERSITY HOSPITAL |  |  |  |  | DOMINIC VENDETTA |  |  |  | 10/31/2019 | 10/31/2019 |  |  |  |  | 10/31/2019 | 10/31/2019
|  | OLYMPUS AMERICA, INC. | OLYMPUS AMERICA, INC. WA50042A ENDOEYE |  |  | OPERATING ROOM - PAVILION |  |  | excluded | 10/31/2019 |  |  |  |  | NO | NO |  |  |  |  | OLYMPUS AMERICA, INC. 626845 626845 |  |  | Active |  | 99:99:99:99:99:99 |  | Equipment | PAAR:00-PVAR | 10/31/2019 | 10/31/2019 | COOPER UNIVERSITY HOSPITAL |  |  |  |  | DOMINIC VENDETTA |  |  |  | 10/31/2019 | 10/31/2019 |  |  |  |  | 10/31/2019 | 10/31/2019
|  | OLYMPUS AMERICA, INC. | OLYMPUS AMERICA, INC. WA50042A ENDOEYE |  |  | OPERATING ROOM - PAVILION |  |  | excluded | 10/31/2019 |  |  |  |  | NO | NO |  |  |  |  | OLYMPUS AMERICA, INC. 624116 624116 |  |  | Active |  | 99:99:99:99:99:99 |  | Equipment | PAAR:00-PVAR | 10/31/2019 | 10/31/2019 | COOPER UNIVERSITY HOSPITAL |  |  |  |  | DOMINIC VENDETTA |  |  |  | 10/31/2019 | 10/31/2019 |  |  |  |  | 10/31/2019 | 10/31/2019
|  | OLYMPUS AMERICA, INC. | OLYMPUS AMERICA, INC. WA50050A |  |  | CENTRAL STERILE PROCESSING |  |  | excluded | 10/31/2019 |  |  |  |  | NO | NO |  |  |  |  | OLYMPUS AMERICA, INC. 632666 632666 |  |  | Active |  |  |  | Equipment | PAAR:00-PVAR | 10/31/2019 | 10/31/2019 | COOPER UNIVERSITY HOSPITAL |  |  | Performance Verification | WOT00000001958389 | GINA GAROZZO | Performance Verification | Closed | Kenneth Krips | 10/31/2019 | 10/31/2019 | Performance Verification for OLYMPUS AMERICA, INC. 632666 632666 | Initial Install of Performance Verification. Device is ready for patient use. |  |  | 10/31/2019 | 10/31/2019
|  | OLYMPUS AMERICA, INC. | OLYMPUS AMERICA, INC. WA50050A |  |  | CENTRAL STERILE PROCESSING |  |  | excluded | 10/31/2019 |  |  |  |  | NO | NO |  |  |  |  | OLYMPUS AMERICA, INC. 632664 632664 |  |  | Active |  |  |  | Equipment | PAAR:00-PVAR | 10/31/2019 | 10/31/2019 | COOPER UNIVERSITY HOSPITAL |  |  | Performance Verification | WOT00000001958347 | GINA GAROZZO | Performance Verification | Closed | Kenneth Krips | 10/31/2019 | 10/31/2019 | Performance Verification for OLYMPUS AMERICA, INC. 632664 632664 | Initial Install of Performance Verification. Device is ready for patient use. |  |  | 10/31/2019 | 10/31/2019
632501 |  | OLYMPUS AMERICA, INC. | OLYMPUS AMERICA, INC. WA50050A |  | 632501 | CENTRAL STERILE PROCESSING |  |  | excluded | 10/31/2019 |  |  |  |  | NO | NO |  |  |  |  | OLYMPUS AMERICA, INC. 632501 632501 |  |  | Active |  |  |  | Equipment | PAAR:00-PVAR | 10/31/2019 | 10/31/2019 | COOPER UNIVERSITY HOSPITAL |  |  | Performance Verification | WOT00000001958365 | GINA GAROZZO | Performance Verification | Closed | Kenneth Krips | 10/31/2019 | 10/31/2019 | CEID Record Completion for OLYMPUS AMERICA, INC. 632501 632501 | NEW SCOPE INVENTORIED FOR CSP/O.R. | EXP2014333 | Labor | 10/31/2019 | 10/31/2019 | Kenneth Krips
|  | OLYMPUS AMERICA, INC. | OLYMPUS AMERICA, INC. WA50050A |  |  | OR - KELEMEN 3 |  |  | excluded | 10/31/2019 |  |  |  |  | NO | NO |  |  |  |  | OLYMPUS AMERICA, INC. 625810 625810 |  |  | Active |  | 99:99:99:99:99:99 |  | Equipment | PAAR:00-PVAR | 10/31/2019 | 10/31/2019 | COOPER UNIVERSITY HOSPITAL |  |  | CSP |  | DOMINIC VENDETTA |  |  |  | 10/31/2019 | 10/31/2019 |  |  |  |  | 10/31/2019 | 10/31/2019
|  | OLYMPUS AMERICA, INC. | OLYMPUS AMERICA, INC. WA50050A |  |  | OR - KELEMEN 3 |  |  | excluded | 10/31/2019 |  |  |  |  | NO | NO |  |  |  |  | OLYMPUS AMERICA, INC. 625780 625780 |  |  | Active |  | 99:99:99:99:99:99 |  | Equipment | PAAR:00-PVAR | 10/31/2019 | 10/31/2019 | COOPER UNIVERSITY HOSPITAL |  |  |  |  | DOMINIC VENDETTA |  |  |  | 10/31/2019 | 10/31/2019 |  |  |  |  | 10/31/2019 | 10/31/2019
|  | OLYMPUS AMERICA, INC. | OLYMPUS AMERICA, INC. WA50050A |  |  | OPERATING ROOM - PAVILION |  |  | excluded | 10/31/2019 |  |  |  |  | NO | NO |  |  |  |  | OLYMPUS AMERICA, INC. 625126 625126 |  |  | Active |  | 99:99:99:99:99:99 |  | Equipment | PAAR:00-PVAR | 10/31/2019 | 10/31/2019 | COOPER UNIVERSITY HOSPITAL |  |  |  |  | DOMINIC VENDETTA |  |  |  | 10/31/2019 | 10/31/2019 |  |  |  |  | 10/31/2019 | 10/31/2019
|  | OLYMPUS AMERICA, INC. | OLYMPUS AMERICA, INC. WA50052A ENDOEYE |  |  | OR - KELEMEN 3 |  |  | excluded | 10/31/2019 |  |  |  |  | NO | NO |  |  |  |  | OLYMPUS AMERICA, INC. 626240 626240 |  |  | Active |  | 99:99:99:99:99:99 |  | Equipment | PAAR:00-PVAR | 10/31/2019 | 10/31/2019 | COOPER UNIVERSITY HOSPITAL |  |  |  |  | DOMINIC VENDETTA |  |  |  | 10/31/2019 | 10/31/2019 |  |  |  |  | 10/31/2019 | 10/31/2019
|  | OLYMPUS AMERICA, INC. | OLYMPUS AMERICA, INC. WA50052A ENDOEYE |  |  | OPERATING ROOM - PAVILION |  |  | excluded | 10/31/2019 |  |  |  |  | NO | NO |  |  |  |  | OLYMPUS AMERICA, INC. 625130 625130 |  |  | Active |  | 99:99:99:99:99:99 |  | Equipment | PAAR:00-PVAR | 10/31/2019 | 10/31/2019 | COOPER UNIVERSITY HOSPITAL |  |  |  |  | DOMINIC VENDETTA |  |  |  | 10/31/2019 | 10/31/2019 |  |  |  |  | 10/31/2019 | 10/31/2019
WA50372B |  | OLYMPUS AMERICA, INC. | OLYMPUS AMERICA, INC. WA50372B |  | WA50372B | OR - KELEMEN 3 |  |  | excluded | 10/31/2019 |  |  |  |  | NO | NO |  |  |  |  | OLYMPUS AMERICA, INC. WA50372B WA50372B |  |  | Active |  | 99:99:99:99:99:99 |  | Equipment | PAAR:00-PVAR | 10/31/2019 | 10/31/2019 | COOPER UNIVERSITY HOSPITAL |  |  |  |  | DOMINIC VENDETTA |  |  |  | 10/31/2019 | 10/31/2019 |  |  |  |  | 10/31/2019 | 10/31/2019
|  | OLYMPUS AMERICA, INC. | OLYMPUS AMERICA, INC. WA50372B |  |  | CENTRAL STERILE PROCESSING |  |  | excluded | 10/31/2019 |  |  |  |  | NO | NO |  |  |  |  | OLYMPUS AMERICA, INC. 689022 689022 |  |  | Active |  | 99:99:99:99:99:99 |  | Equipment | PAAR:00-PVAR | 10/31/2019 | 10/31/2019 | COOPER UNIVERSITY HOSPITAL |  |  |  |  | GINA GAROZZO |  |  |  | 10/31/2019 | 10/31/2019 |  |  |  |  | 10/31/2019 | 10/31/2019
|  | OLYMPUS AMERICA, INC. | OLYMPUS AMERICA, INC. WA50372B |  |  | CENTRAL STERILE PROCESSING |  |  | excluded | 10/31/2019 |  |  |  |  | NO | NO |  |  |  |  | OLYMPUS AMERICA, INC. 688470 688470 |  |  | Active |  | 99:99:99:99:99:99 |  | Equipment | PAAR:00-PVAR | 10/31/2019 | 10/31/2019 | COOPER UNIVERSITY HOSPITAL |  |  |  |  | GINA GAROZZO |  |  |  | 10/31/2019 | 10/31/2019 |  |  |  |  | 10/31/2019 | 10/31/2019
|  | OLYMPUS AMERICA, INC. | OLYMPUS AMERICA, INC. WA50372B |  |  | CENTRAL STERILE PROCESSING |  |  | excluded | 10/31/2019 |  |  |  |  | NO | NO |  |  |  |  | OLYMPUS AMERICA, INC. 688449 688449 |  |  | Active |  | 99:99:99:99:99:99 |  | Equipment | PAAR:00-PVAR | 10/31/2019 | 10/31/2019 | COOPER UNIVERSITY HOSPITAL |  |  |  | 0011740832 | GINA GAROZZO | Repair | Closed | Kenneth Krips | 10/31/2019 | 10/31/2019 | LAPAROSCOPE - GRAY PICTURE, POOR IMAGE - TMX | 6/6/2017 11:59:22 AM KMKRIPS REPAIRS: OBJECTIVE OPTICAL RELAY SYSTEM - OCULAR LIGHT CONE - DISTAL WINDOW - VIDEO COUPLER - REFIBER MARKER PLATE - LENS RETAINER - EYEPIECE - EYEPIECE WINDOW - LIGHT POST BODY TUBING. COST: $570.00 PURCHASE ORDER REQUESTED. 6/6/2017 2:59:30 PM KMKRIPS PURCHASE ORDER #: TMX1035527 6/9/2017 1:56:18 PM KMKRIPS THIS SCOPE HAS BEEN RETURNED BACK FROM IMS AND DELIVERED BACK TO CSP. | 2428253B-A090-4044-B55F-B998E032B922 | Labor | 10/31/2019 | 10/31/2019 | Kenneth Krips
|  | OLYMPUS AMERICA, INC. | OLYMPUS AMERICA, INC. WA50372B |  |  | CENTRAL STERILE PROCESSING |  |  | excluded | 10/31/2019 |  |  |  |  | NO | NO |  |  |  |  | OLYMPUS AMERICA, INC. 688446 688446 |  |  | Active |  | 99:99:99:99:99:99 |  | Equipment | PAAR:00-PVAR | 10/31/2019 | 10/31/2019 | COOPER UNIVERSITY HOSPITAL |  |  |  |  | GINA GAROZZO |  |  |  | 10/31/2019 | 10/31/2019 |  |  |  |  | 10/31/2019 | 10/31/2019
|  | OLYMPUS AMERICA, INC. | OLYMPUS AMERICA, INC. WA50372B |  | Not Known | CENTRAL STERILE PROCESSING |  |  | excluded | 10/31/2019 |  |  |  |  | NO | NO |  |  |  |  | OLYMPUS AMERICA, INC. 685021 Not Known |  |  | Active |  | 99:99:99:99:99:99 |  | Equipment | PAAR:00-PVAR | 10/31/2019 | 10/31/2019 | COOPER UNIVERSITY HOSPITAL |  |  |  | 0012521536 | GINA GAROZZO | Performance Verification | Closed | Josh Harris | 10/31/2019 | 10/31/2019 | INCOMING INVENTORY | DEVICE INVENTORIED | F05665B7-EE0E-4D7C-BBDE-B779BC808736 | Labor | 10/31/2019 | 10/31/2019 | Josh Harris
|  | OLYMPUS AMERICA, INC. | OLYMPUS AMERICA, INC. WA50372B |  |  | CENTRAL STERILE PROCESSING |  |  | excluded | 10/31/2019 |  |  |  |  | NO | NO |  |  |  |  | OLYMPUS AMERICA, INC. 685013 685013 |  |  | Active |  | 99:99:99:99:99:99 |  | Equipment | PAAR:00-PVAR | 10/31/2019 | 10/31/2019 | COOPER UNIVERSITY HOSPITAL |  |  |  | 0011065186 | GINA GAROZZO | Performance Verification | Closed | Bonnie Aichroth | 10/31/2019 | 10/31/2019 | INCOMING INVENTORY | DEVICE INVENTORIED | 97C40AEA-D9CA-4558-A091-7E7A1517327C | Labor | 10/31/2019 | 10/31/2019 | Bonnie Aichroth
|  | OLYMPUS AMERICA, INC. | OLYMPUS AMERICA, INC. WA50372B |  |  | OR - KELEMEN 3 |  |  | excluded | 10/31/2019 |  |  |  |  | NO | NO |  |  |  |  | OLYMPUS AMERICA, INC. 681484 681484 |  |  | Active |  | 99:99:99:99:99:99 |  | Equipment | PAAR:00-PVAR | 10/31/2019 | 10/31/2019 | COOPER UNIVERSITY HOSPITAL |  |  |  | 0011040751 | DOMINIC VENDETTA | Repair | Closed | Kenneth Krips | 10/31/2019 | 10/31/2019 | LAPAROSCOPE - BLURRY - TMX | 1/10/2017 9:44:07 AM KMKRIPS REPAIRS: OBJECTIVE OPTICAL RELAY SYSTEM - OCULAR LIGHT CONE - DISTAL WINDOW - VIDEO COUPLER - REFIBER MARKER PLATE - LENS RETAINER - EYEPIECE - EYEPIECE WINDOW - LIGHT POST BODY TUBING. COST: $570.00 PURCHASE ORDER REQUESTED 1/10/2017 9:52:55 AM KMKRIPS PURCHASE ORDER REQUESTED 1/12/2017 8:19:03 AM KMKRIPS PURCHASE ORDER #: TMX0973890 1/12/2017 9:39:17 AM KMKRIPS THIS DEVICE HAS BEEN DELIVERED BACK FROM IMS AND RETURNED TO CSP. | 4F6CEC54-4526-435F-8013-4FBBC56609F0 | VS | 10/31/2019 | 10/31/2019 | Kenneth Krips
|  | OLYMPUS AMERICA, INC. | OLYMPUS AMERICA, INC. WA50372B |  |  | CENTRAL STERILE PROCESSING |  |  | excluded | 10/31/2019 |  |  |  |  | NO | NO |  |  |  |  | OLYMPUS AMERICA, INC. 608107 608107 |  |  | Active |  | 99:99:99:99:99:99 |  | Equipment | PAAR:00-PVAR | 10/31/2019 | 10/31/2019 | COOPER UNIVERSITY HOSPITAL |  |  |  |  | GINA GAROZZO |  |  |  | 10/31/2019 | 10/31/2019 |  |  |  |  | 10/31/2019 | 10/31/2019
|  | OLYMPUS AMERICA, INC. | OLYMPUS AMERICA, INC. WA50373B |  |  | OR - KELEMEN 3 |  |  | excluded | 10/31/2019 |  |  |  |  | NO | NO |  |  |  |  | OLYMPUS AMERICA, INC. 688115 688115 |  |  | Active |  | 99:99:99:99:99:99 |  | Equipment | PAAR:00-PVAR | 10/31/2019 | 10/31/2019 | COOPER UNIVERSITY HOSPITAL |  |  |  |  | DOMINIC VENDETTA |  |  |  | 10/31/2019 | 10/31/2019 |  |  |  |  | 10/31/2019 | 10/31/2019
|  | OLYMPUS AMERICA, INC. | OLYMPUS AMERICA, INC. WA53000A |  |  | CENTRAL STERILE PROCESSING |  |  | excluded | 10/31/2019 |  |  |  |  | NO | NO |  |  |  |  | OLYMPUS AMERICA, INC. 688892 688892 |  |  | Active |  | 99:99:99:99:99:99 |  | Equipment | PAAR:00-PVAR | 10/31/2019 | 10/31/2019 | COOPER UNIVERSITY HOSPITAL |  |  |  | 0011045139 | GINA GAROZZO | Performance Verification | Closed | Bonnie Aichroth | 10/31/2019 | 10/31/2019 | INCOMING INVENTORY | DEVICE INVENTORIED | 4EDE93D0-10D7-4A36-916B-51739D2D2575 | Labor | 10/31/2019 | 10/31/2019 | Bonnie Aichroth
|  | OLYMPUS AMERICA, INC. | OLYMPUS AMERICA, INC. WA53000A |  |  | CENTRAL STERILE PROCESSING |  |  | excluded | 10/31/2019 |  |  |  |  | NO | NO |  |  |  |  | OLYMPUS AMERICA, INC. 687650 687650 |  |  | Active |  | 99:99:99:99:99:99 |  | Equipment | PAAR:00-PVAR | 10/31/2019 | 10/31/2019 | COOPER UNIVERSITY HOSPITAL |  |  |  |  | GINA GAROZZO |  |  |  | 10/31/2019 | 10/31/2019 |  |  |  |  | 10/31/2019 | 10/31/2019
|  | OLYMPUS AMERICA, INC. | OLYMPUS AMERICA, INC. WA53000A |  |  | CENTRAL STERILE PROCESSING |  |  | excluded | 10/31/2019 |  |  |  |  | NO | NO |  |  |  |  | OLYMPUS AMERICA, INC. 687642 687642 |  |  | Active |  | 99:99:99:99:99:99 |  | Equipment | PAAR:00-PVAR | 10/31/2019 | 10/31/2019 | COOPER UNIVERSITY HOSPITAL |  |  |  |  | GINA GAROZZO |  |  |  | 10/31/2019 | 10/31/2019 |  |  |  |  | 10/31/2019 | 10/31/2019
|  | OLYMPUS AMERICA, INC. | OLYMPUS AMERICA, INC. WA53005A |  |  | CENTRAL STERILE PROCESSING |  |  | excluded | 10/31/2019 |  |  |  |  | NO | NO |  |  |  |  | OLYMPUS AMERICA, INC. 690126 690126 |  |  | Active |  |  |  | Accessory | PAAR:00-PVAR | 10/31/2019 | 10/31/2019 | COOPER UNIVERSITY HOSPITAL |  |  | BASEMENT | WOT00000003473626 | GINA GAROZZO | Performance Verification | Closed | Kenneth Krips | 10/31/2019 | 10/31/2019 | Performance Verification for OLYMPUS AMERICA, INC. 690126 690126 | Initial Install of Performance Verification. Device is ready for patient use. |  |  | 10/31/2019 | 10/31/2019
|  | OLYMPUS AMERICA, INC. | OLYMPUS AMERICA, INC. WA53005A |  |  | CENTRAL STERILE PROCESSING |  |  | excluded | 10/31/2019 |  |  |  |  | NO | NO |  |  |  |  | OLYMPUS AMERICA, INC. 688354 688354 |  |  | Active |  |  |  | Accessory | PAAR:00-PVAR | 10/31/2019 | 10/31/2019 | COOPER UNIVERSITY HOSPITAL |  |  | BASEMENT | WOT00000003170410 | GINA GAROZZO | Repair | Closed | Kenneth Krips | 10/31/2019 | 10/31/2019 | Scope - blurry | .:: Acknowledged ::. Technician: Kenneth KripsTimestamp: 2019-07-09 11:08:03 THIS SCOPE IS BEING SENT TO IMS FOR A COST EVALUATION. Kish, Ms. Lauren K.Ln Nm Ordered Item Description Uom Qty Unit Price Ext Price1.1.0 688354 RIGID SCOPE.SPECIALTY.LAPAROSCOPE 10MM 30D.OLYMPUS.WA53005AEA 1 $0.00 $0.001.1.2 CT.RFF001 Rigid Specialty Flat Rate EA 1 $975.00 $975.001.1.3 SC.DTX001 Distal Tip Gold Plated EA 1 $0.00 $0.001.1.4 SC.DWP100 Distal Window Polished EA 1 $0.00 $0.001.1.5 SC.ICL003 Optical Relay Interior Cleaned EA 1 $0.00 $0.001.1.6 SC.LCR165 Light Cone Glue Refurbished and Polished EA 1 $0.00 $0.001.1.7 SC.LFP026 Light Fibers Polished at Distal End EA 1 $0.00 $0.001.1.8 SC.LFR019 Light Fibers Repaired at Distal End EA 1 $0.00 $0.001.1.9 SC.OLR004 Ocular Assembly Cleaned EA 1 $0.00 $0.001.1.10 SC.OLR016 Objective Lens Assembly Repaired EA 1 $0.00 $0.001.1.11 SC.TRE005 Tube Realigned EA 1 $0.00 $0.001.1.12 SC.TRR017 Tubing Repaired EA 1 $0.00 $0.00Total $975.00 | EXP3571849 | Vendor Parts | 10/31/2019 | 10/31/2019 | Integration web_service
|  | OLYMPUS AMERICA, INC. | OLYMPUS AMERICA, INC. WA53005A |  |  | CENTRAL STERILE PROCESSING |  |  | excluded | 10/31/2019 |  |  |  |  | NO | NO |  |  |  |  | OLYMPUS AMERICA, INC. 682622 682622 |  |  | Active |  |  |  | Accessory | PAAR:00-PVAR | 10/31/2019 | 10/31/2019 | COOPER UNIVERSITY HOSPITAL |  |  | Performance Verification | WOT00000003171542 | GINA GAROZZO | Performance Verification | Closed | Kenneth Krips | 10/31/2019 | 10/31/2019 | Performance Verification for UNMATCHED 682622 682622 | Initial Install of Performance Verification. Device is ready for patient use. |  |  | 10/31/2019 | 10/31/2019
|  | OLYMPUS AMERICA, INC. | OLYMPUS AMERICA, INC. WM-DP1 |  |  | COOPER DIGESTIVE HEALTH-ENDOSCOPY |  |  | excluded | 02/28/2008 |  |  |  |  | NO | NO |  |  |  |  | OLYMPUS AMERICA, INC. 10347147 2726929 |  |  | Active |  | 99:99:99:99:99:99 |  | Equipment | PAAR:00-PVAR | 11/02/2019 |  | COOPER AMBULATORY OFF-SITES |  |  | Suite 102 - Procedure Side |  | JEANNE GREER
|  | OLYMPUS AMERICA, INC. | OLYMPUS AMERICA, INC. WM-DP1 |  |  | COOPER DIGESTIVE HEALTH-ENDOSCOPY |  |  | excluded | 02/28/2008 |  |  |  |  | NO | NO |  |  |  |  | OLYMPUS AMERICA, INC. 10347118 2726928 |  |  | Active |  | 99:99:99:99:99:99 |  | Equipment | PAAR:00-PVAR | 11/02/2019 |  | COOPER AMBULATORY OFF-SITES |  |  | Suite 102 - Procedure Side |  | JEANNE GREER
|  | OLYMPUS AMERICA, INC. | OLYMPUS AMERICA, INC. WM-DP1 |  |  | COOPER DIGESTIVE HEALTH-ENDOSCOPY |  |  | excluded | 02/28/2008 |  |  |  |  | NO | NO |  |  |  |  | OLYMPUS AMERICA, INC. 10347101 2726951 |  |  | Active |  | 99:99:99:99:99:99 |  | Equipment | PAAR:00-PVAR | 11/01/2019 |  | COOPER AMBULATORY OFF-SITES |  |  | Suite 102 - Procedure Side |  | JEANNE GREER
|  | OLYMPUS AMERICA, INC. | OLYMPUS AMERICA, INC. WM-DP2 |  |  | COOPER DIGESTIVE HEALTH-ENDOSCOPY |  |  | excluded | 03/08/2017 |  |  |  |  | NO | NO |  |  |  |  | OLYMPUS AMERICA, INC. 10769384 2161109 |  |  | Active |  | 99:99:99:99:99:99 |  | Equipment | PAAR:00-PVAR | 10/31/2019 |  | COOPER AMBULATORY OFF-SITES |  |  | PROCEDURE RM 3 | 0011332301 | JEANNE GREER | Performance Verification | Closed | Bonnie Aichroth | 03/10/2017 | 03/10/2017 | INCOMING INVENTORY | DEVICE INVENTORIED | 6EA0DF6D-1FD0-44BA-90E8-398F674781B0 | Labor | 03/10/2017 | 03/10/2017 | Bonnie Aichroth
|  | OLYMPUS AMERICA, INC. | OLYMPUS AMERICA, INC. WM-DP2 |  |  | OR - KELEMEN 3 |  |  | excluded | 01/01/1900 |  |  |  |  | NO | NO |  |  |  |  | OLYMPUS AMERICA, INC. 10367597 21506029 |  |  | Active |  | 99:99:99:99:99:99 |  | Equipment | PAAR:00-PVAR | 11/02/2019 |  | COOPER UNIVERSITY HOSPITAL |  |  | Kel OR |  | DOMINIC VENDETTA
|  | OLYMPUS AMERICA, INC. | OLYMPUS AMERICA, INC. WM-DP2 |  |  | OR - KELEMEN 3 |  |  | excluded | 01/01/1900 |  |  |  |  | NO | NO |  |  |  |  | OLYMPUS AMERICA, INC. 10367601 21506532 |  |  | Active |  | 99:99:99:99:99:99 |  | Equipment | PAAR:00-PVAR | 11/02/2019 |  | COOPER UNIVERSITY HOSPITAL |  |  | P5 STORAGE RM | WOT00000002200255 | DOMINIC VENDETTA | Disposition | Closed | Salvatore Bombara | 02/14/2019 | 05/17/2019 | Bulk Disposition CNL
|  | OLYMPUS AMERICA, INC. | OLYMPUS AMERICA, INC. WM-DP2 |  |  | OR - KELEMEN 3 |  |  | excluded | 01/01/1900 |  |  |  |  | NO | NO |  |  |  |  | OLYMPUS AMERICA, INC. 10367595 21506028 |  |  | Active |  | 99:99:99:99:99:99 |  | Equipment | PAAR:00-PVAR | 11/02/2019 |  | COOPER UNIVERSITY HOSPITAL |  |  | PAV OR |  | DOMINIC VENDETTA
|  | OLYMPUS AMERICA, INC. | OLYMPUS AMERICA, INC. WM-N60 |  |  | PULMONARY LAB |  |  |  | 11/02/2019 |  |  |  |  | NO | NO |  |  |  |  | OLYMPUS AMERICA, INC. 30144927 26064 |  |  | Disposition |  |  |  | Equipment | PAAR:00-PVAR | 11/02/2019 | 11/02/2019 | COOPER UNIVERSITY HOSPITAL |  |  | SPECIAL TEST |  | KATHY LOFLAND |  |  |  | 11/02/2019 | 11/02/2019 |  |  |  |  | 11/02/2019 | 11/02/2019
|  | OLYMPUS AMERICA, INC. | OLYMPUS AMERICA, INC. WM-NP1 |  |  | OR - KELEMEN 3 |  |  |  | 10/16/2019 |  |  |  |  | NO | NO |  |  |  |  | OLYMPUS AMERICA, INC. 22529 2612782 |  |  | Disposition |  |  |  | Equipment | PAAR:00-PVAR | 10/16/2019 | 10/16/2019 | COOPER UNIVERSITY HOSPITAL |  |  | P7 |  | DOMINIC VENDETTA |  |  |  | 10/16/2019 | 10/16/2019 |  |  |  |  | 10/16/2019 | 10/16/2019
|  | OLYMPUS AMERICA, INC. | OLYMPUS AMERICA, INC. WM-NP1 |  |  | OR - KELEMEN 3 |  |  |  | 10/16/2019 |  |  |  |  | NO | NO |  |  |  |  | OLYMPUS AMERICA, INC. 17185 2609287 |  |  | Disposition |  |  |  | Equipment | PAAR:00-PVAR | 10/16/2019 | 10/16/2019 | COOPER UNIVERSITY HOSPITAL |  |  | OPERATING ROOM |  | DOMINIC VENDETTA |  |  |  | 10/16/2019 | 10/16/2019 |  |  |  |  | 10/16/2019 | 10/16/2019
|  | OLYMPUS AMERICA, INC. | OLYMPUS AMERICA, INC. WM-NP1 |  |  | OPERATING ROOM - PAVILION |  |  | excluded | 10/27/2009 |  |  |  |  | NO | NO |  |  |  |  | OLYMPUS AMERICA, INC. 10368322 285 |  |  | Active |  | 99:99:99:99:99:99 |  | Equipment | PAAR:00-PVAR | 11/01/2019 |  | COOPER UNIVERSITY HOSPITAL |  |  | P10 | WOT00000000514162 | DOMINIC VENDETTA | Disposition | Closed | Salvatore Bombara | 02/08/2018 | 05/15/2019 | Bulk Disposition CNL
|  | OLYMPUS AMERICA, INC. | OLYMPUS AMERICA, INC. WM-NP1 |  |  | VOORHEES SURGERY CENTER-SURGERY DEPT |  |  | excluded | 12/09/2010 |  |  |  |  | NO | NO |  |  |  |  | OLYMPUS AMERICA, INC. 10366923 21081367 |  |  | Active |  | 99:99:99:99:99:99 |  | Equipment | PAAR:00-PVAR | 11/02/2019 |  | COOPER AMBULATORY OFF-SITES |  |  | 6015 Main - Nurses Station |  | Theresa Megali
|  | OLYMPUS AMERICA, INC. | OLYMPUS AMERICA, INC. WM-NP1 |  | 26-09288 | OPERATING ROOM - PAVILION |  |  | excluded | 12/09/2010 |  |  |  |  | NO | NO |  |  |  |  | OLYMPUS AMERICA, INC. 10346507 26-09288 |  |  | Active |  | 99:99:99:99:99:99 |  | Equipment | PAAR:00-PVAR | 11/02/2019 |  | COOPER UNIVERSITY HOSPITAL |  |  | EQUIPMENT STORAGE P316 | WOT00000002200135 | DOMINIC VENDETTA | Disposition | Closed | Salvatore Bombara | 02/14/2019 | 05/17/2019 | Bulk Disposition CNL
|  | OLYMPUS AMERICA, INC. | OLYMPUS AMERICA, INC. WM-NP1 |  |  | VOORHEES SURGERY CENTER-SURGERY DEPT |  |  | excluded | 12/09/2010 |  |  |  |  | NO | NO |  |  |  |  | OLYMPUS AMERICA, INC. 10344841 21018289 |  |  | Active |  | 99:99:99:99:99:99 |  | Equipment | PAAR:00-PVAR | 11/02/2019 |  | COOPER AMBULATORY OFF-SITES |  |  | SUITE G PROC RM B |  | Theresa Megali
|  | OLYMPUS AMERICA, INC. | OLYMPUS AMERICA, INC. WM-NP2 |  |  | VOORHEES SURGERY CENTER-OPERATING ROOM |  |  | excluded | 12/14/2016 |  |  |  |  | NO | NO |  |  |  |  | OLYMPUS AMERICA, INC. 10649929 21200467 |  |  | Active |  | 99:99:99:99:99:99 |  | Equipment | PAAR:00-PVAR | 10/31/2019 |  | COOPER AMBULATORY OFF-SITES |  |  |  | 0011609374 | JENNIFER BOMBARO | Performance Verification | Closed | Bonnie Aichroth | 05/03/2017 | 05/03/2017 | INCOMING INVENTORY | DEVICE INVENTORIED | 8C54B3FF-01C8-4547-A7AD-47C4D5F598E7 | Labor | 05/03/2017 | 05/03/2017 | Bonnie Aichroth
|  | OLYMPUS AMERICA, INC. | OLYMPUS AMERICA, INC. WM-NP2 |  |  | PULMONARY LAB |  |  | excluded | 10/13/2016 |  |  |  |  | NO | NO |  |  |  |  | OLYMPUS AMERICA, INC. 10649862 21609737 |  |  | Active |  | 99:99:99:99:99:99 |  | Equipment | PAAR:00-PVAR | 10/31/2019 |  | COOPER UNIVERSITY HOSPITAL |  |  |  |  | KATHY LOFLAND
|  | OLYMPUS AMERICA, INC. | OLYMPUS AMERICA, INC. WM-NP2 |  |  | OPERATING ROOM - PAVILION |  |  | excluded | 05/24/2016 |  |  |  |  | NO | NO |  |  |  |  | OLYMPUS AMERICA, INC. 10480459 21602204 |  |  | Active |  | 99:99:99:99:99:99 |  | Equipment | PAAR:00-PVAR | 10/31/2019 |  | COOPER UNIVERSITY HOSPITAL |  |  |  |  | DOMINIC VENDETTA
|  | OLYMPUS AMERICA, INC. | OLYMPUS AMERICA, INC. WM-NP2 |  |  | OR - KELEMEN 3 |  |  | excluded | 01/01/1900 |  |  |  |  | NO | NO |  |  |  |  | OLYMPUS AMERICA, INC. 10367593 21506026 |  |  | Active |  | 99:99:99:99:99:99 |  | Equipment | PAAR:00-PVAR | 11/02/2019 |  | COOPER UNIVERSITY HOSPITAL |  |  | P3 OR |  | DOMINIC VENDETTA
|  | OLYMPUS AMERICA, INC. | OLYMPUS AMERICA, INC. WM-NP2 |  |  | OR - KELEMEN 3 |  |  | excluded | 01/01/1900 |  |  |  |  | NO | NO |  |  |  |  | OLYMPUS AMERICA, INC. 10367583 21506533 |  |  | Active |  | 99:99:99:99:99:99 |  | Equipment | PAAR:00-PVAR | 11/02/2019 |  | COOPER UNIVERSITY HOSPITAL |  |  | P OR |  | DOMINIC VENDETTA
|  | OLYMPUS AMERICA, INC. | OLYMPUS AMERICA, INC. WM-NP2 |  |  | OR - KELEMEN 3 |  |  | excluded | 01/01/1900 |  |  |  |  | NO | NO |  |  |  |  | OLYMPUS AMERICA, INC. 10367586 21506031 |  |  | Active |  | 99:99:99:99:99:99 |  | Equipment | PAAR:00-PVAR | 11/01/2019 |  | COOPER UNIVERSITY HOSPITAL |  |  | P OR |  | DOMINIC VENDETTA
|  | OLYMPUS AMERICA, INC. | OLYMPUS AMERICA, INC. WM-NP2 |  |  | BRACHFIELD MEDICAL ASSOCIATES-MEDICINE |  |  | excluded | 07/17/2014 |  |  |  |  | NO | NO |  |  |  |  | OLYMPUS AMERICA, INC. 10367158 21407133 |  |  | Active |  | 99:99:99:99:99:99 |  | Equipment | PAAR:00-PVAR | 11/02/2019 |  | COOPER AMBULATORY OFF-SITES |  |  | ENDO - Procedure Room | WOT00000003236876 | CATHY CRAWFORD | Alert | Closed | Kirk Lis | 07/22/2019 | 07/24/2019 | ALT001392 - Olympus America Inc - Nurse Control Panel Arm (Long) for WM-NP2 and WM-DP2 Mobile Workstations - Falling | None of our units have the Nurse Control Panel Arm installed. | EXP3477904 | Labor | 07/23/2019 | 07/23/2019 | Josh Harris
|  | OLYMPUS AMERICA, INC. | OLYMPUS AMERICA, INC. WM-NP2 |  |  | 3 COOPER-MULTISPECIALTY CENTER |  |  | excluded | 04/11/2013 |  |  |  |  | NO | NO |  |  |  |  | OLYMPUS AMERICA, INC. 10345624 21305965 |  |  | Active |  | 99:99:99:99:99:99 |  | Equipment | PAAR:00-PVAR | 11/02/2019 |  | COOPER AMBULATORY OFF-SITES |  |  | SUITE 104 - WAITING STORAGE | WOT00000003236874 | MARGIE OUTLER | Alert | Closed | Stephen Zubrzycki | 07/22/2019 | 07/24/2019 | ALT001392 - Olympus America Inc - Nurse Control Panel Arm (Long) for WM-NP2 and WM-DP2 Mobile Workstations - Falling | None of our units have the Nurse Control Panel Arm installed. | EXP3477905 | Labor | 07/23/2019 | 07/23/2019 | Josh Harris
|  | OMEGA ENGINEERING, INC. | OMEGA ENGINEERING, INC. HH308 |  |  | COOPER CENTER FOR SPECIAL DIAGNOSTICS |  |  |  | 12/14/2016 |  |  |  |  | NO | NO |  |  |  |  | OMEGA ENGINEERING, INC. 10649880 151204295 |  |  | Active |  | 99:99:99:99:99:99 |  | Equipment | PAAR:00-PVAR | 10/31/2019 |  | COOPER AMBULATORY OFF-SITES |  |  | 2 FEDERAL STREET |  | DR. BARNOWSKY
|  | OMRON HEALTHCARE, INC. | OMRON HEALTHCARE, INC. BP742 |  |  | 3 COOPER - MEDICINE DEPARTMENT |  |  |  | 01/01/1900 |  |  |  |  | NO | NO |  |  |  |  | OMRON HEALTHCARE, INC. 10346932 27129 |  |  | Disposition |  |  |  | Equipment | PAAR:00-PVAR | 11/02/2019 |  | COOPER AMBULATORY OFF-SITES |  |  | SUITE 215 - MOVES |  | NANCY LOUIS
|  | OMRON HEALTHCARE, INC. | OMRON HEALTHCARE, INC. BP742 |  | 20110205467VG | 6017 MAIN ST-PLASTICS |  |  |  | 01/01/1900 |  |  |  |  | NO | NO |  |  |  |  | OMRON HEALTHCARE, INC. 10345812 20110205467VG |  |  | Active |  | 99:99:99:99:99:99 |  | Equipment | PAAR:00-PVAR | 11/01/2019 |  | COOPER AMBULATORY OFF-SITES |  |  | RM 128 CONSULT ROOM |  | ANNE MAIER
|  | OMRON HEALTHCARE, INC. | OMRON HEALTHCARE, INC. HEM-907XL |  | 5Z00039A | MOORESTOWN-FAMILY MEDICINE |  |  |  | 02/10/2006 |  |  |  |  | NO | NO |  |  |  |  | OMRON HEALTHCARE, INC. 10366198 5Z00039A |  |  | Active |  | 99:99:99:99:99:99 |  | Alarm | PAAR:00-PVAR | 11/02/2019 |  | COOPER AMBULATORY OFF-SITES |  |  | exam 3 |  | LYNNE DEJOSEPH
|  | OMRON HEALTHCARE, INC. | OMRON HEALTHCARE, INC. HEM-907XL |  | 5900183A | 1050 KINGS HIGHWAY-MEDICINE |  |  |  | 03/08/2006 |  |  |  |  | NO | NO |  |  |  |  | OMRON HEALTHCARE, INC. 10366057 5900183A |  |  | Active |  | 99:99:99:99:99:99 |  | Alarm | PAAR:00-PVAR | 11/02/2019 |  | COOPER AMBULATORY OFF-SITES |  |  | NURSES STATION |  | Leah Willis
|  | OMRON HEALTHCARE, INC. | OMRON HEALTHCARE, INC. HEM-907XL |  | 0800004A | 3 COOPER-COOPER RESEARCH INSTITUTE |  |  |  | 08/03/2015 |  |  |  |  | NO | NO |  |  |  |  | OMRON HEALTHCARE, INC. 10349202 0800004A |  |  | Disposition |  |  |  | Alarm | PAAR:00-PVAR | 10/16/2019 |  | COOPER AMBULATORY OFF-SITES |  |  | DISPOSITION |  | CHRISTINE RICKETTE
|  | OPHIR OPTRONICS, INC. | OPHIR OPTRONICS, INC. VEGA |  |  | BIOMEDICAL |  |  |  | 06/15/2015 |  |  |  |  | NO | NO |  |  |  |  | OPHIR OPTRONICS, INC. 10365502 767502 |  |  | Active |  | 99:99:99:99:99:99 |  | Test Equipment | 1Y:00-VEN | 10/30/2019 | 10/01/2020 | COOPER UNIVERSITY HOSPITAL |  |  |  |  | Bonnie Aichroch
|  | OPTI-UPS | OPTI-UPS ES800C |  | 717C0835 | EMERGENCY ROOM |  |  |  | 10/01/1997 |  |  |  |  | NO | NO |  |  |  |  | OPTI-UPS 03621 717C0835 |  |  | Disposition |  |  |  | Alarm | 1Y:00-MFG | 02/01/2016 | 02/01/2020 | COOPER UNIVERSITY HOSPITAL |  |  | 1ST |  | KAREN GRUBER
|  | OR SOLUTIONS, INC. | OR SOLUTIONS, INC. ORS-2038D |  |  | OPERATING ROOM - PAVILION |  |  |  | 10/16/2019 |  |  |  |  | NO | NO |  |  |  |  | OR SOLUTIONS, INC. 30294867 59651 |  |  | Disposition |  | 99:99:99:99:99:99 |  | Alarm | PAAR:00-PVAR | 10/16/2019 | 10/16/2019 | COOPER UNIVERSITY HOSPITAL |  |  |  | 0011872560 | DOMINIC VENDETTA | Performance Verification | Closed | Salvatore Bombara | 10/16/2019 | 10/16/2019 | INCOMING INVENTORY | DEVICE INVENTORIED | 60D91210-B5D2-4502-8C96-0EB7B871CB2A | Labor | 10/16/2019 | 10/16/2019 | Salvatore Bombara
|  | OR SOLUTIONS, INC. | OR SOLUTIONS, INC. ORS-2066R |  |  | OPERATING ROOM - PAVILION |  |  |  | 09/08/2017 |  |  |  |  | NO | NO |  |  |  |  | OR SOLUTIONS, INC. 10732276 59826 |  |  | Disposition |  | 99:99:99:99:99:99 |  | Alarm | PAAR:00-PVAR | 10/16/2019 |  | COOPER UNIVERSITY HOSPITAL |  |  | OR SERVICE CONTRACT | 0012144852 | DOMINIC VENDETTA | Performance Verification | Closed | Salvatore Bombara | 09/08/2017 | 09/08/2017 | INCOMING INVENTORY | DEVICE INVENTORIED | 5F53CADC-E8D5-468A-9A56-35CB31B89D93 | Labor | 09/08/2017 | 09/08/2017 | Salvatore Bombara
|  | OR SOLUTIONS, INC. | OR SOLUTIONS, INC. ORS-2066R |  |  | OPERATING ROOM - PAVILION |  |  |  | 06/09/2011 |  |  |  |  | NO | NO |  |  |  |  | OR SOLUTIONS, INC. 10368286 53222 |  |  | Disposition |  |  |  | Alarm | PAAR:00-PVAR | 11/02/2019 |  | COOPER UNIVERSITY HOSPITAL |  |  | OR 5 |  | DOMINIC VENDETTA
|  | OR SOLUTIONS, INC. | OR SOLUTIONS, INC. ORS-2066R |  |  | OR - KELEMEN 3 |  |  |  | 06/09/2011 |  |  |  |  | NO | NO |  |  |  |  | OR SOLUTIONS, INC. 10367488 52665 |  |  | Disposition |  |  |  | Alarm | PAAR:00-PVAR | 11/02/2019 |  | COOPER UNIVERSITY HOSPITAL |  |  | PAV OR | 0011075726 | DOMINIC VENDETTA | Repair | Closed | Salvatore Bombara | 01/23/2017 | 01/24/2017 | WARMING SOLUTION MACHINE - FLUID NOT GETTING WARM ENOUGH - KELLEM OR BY FRONT DESK | 1/24/2017 1:10:13 PM SXBOMBARA (SXBOMBARA 1/24/2017 12:00 AM) TESTED UNIT FOR SEVERAL HOURS. UNIT REACHED AND STAYED AT TEMP. RETURNED UNIT TO SERVICE. | 9E851F62-ED6D-41A9-9F0A-00F7513505F9 | Labor | 01/24/2017 | 01/24/2017 | Salvatore Bombara
|  | OR SOLUTIONS, INC. | OR SOLUTIONS, INC. ORS-2066R |  |  | OPERATING ROOM - PAVILION |  |  |  | 03/11/2010 |  |  |  |  | NO | NO |  |  |  |  | OR SOLUTIONS, INC. 10367407 48907 |  |  | Disposition |  |  |  | Alarm | PAAR:00-PVAR | 11/02/2019 |  | COOPER UNIVERSITY HOSPITAL |  |  | OR STORAGE |  | DOMINIC VENDETTA
|  | OR SOLUTIONS, INC. | OR SOLUTIONS, INC. ORS-2066R |  |  | OPERATING ROOM - PAVILION |  |  |  | 10/16/2019 |  |  |  |  | NO | NO |  |  |  |  | OR SOLUTIONS, INC. 30294868 58807 |  |  | Disposition |  |  |  | Alarm | PAAR:00-PVAR | 10/16/2019 | 10/16/2019 | COOPER UNIVERSITY HOSPITAL |  |  |  | 0011872636 | DOMINIC VENDETTA | Performance Verification | Closed | Salvatore Bombara | 10/16/2019 | 10/16/2019 | INCOMING INVENTORY | DEVICE INVENTORIED | AC6B5116-8047-43AE-B424-BF4C87347EA8 | Labor | 10/16/2019 | 10/16/2019 | Salvatore Bombara
|  | OR SOLUTIONS, INC. | OR SOLUTIONS, INC. ORS-2066R |  |  | OPERATING ROOM - PAVILION |  |  |  | 01/01/1900 |  |  |  |  | NO | NO |  |  |  |  | OR SOLUTIONS, INC. 10355498 50484 |  |  | Disposition |  |  |  | Alarm | PAAR:00-PVAR | 11/02/2019 |  | COOPER UNIVERSITY HOSPITAL |  |  | OR 9 | 0011151828 | DOMINIC VENDETTA | Repair | Closed | Salvatore Bombara | 01/31/2017 | 02/01/2017 | WARMER - NOT WARMING - TMX | 2/1/2017 8:42:59 AM SXBOMBARA (SXBOMBARA 1/31/2017 12:00 AM) TESTED UNIT FOR SEVERAL HOURS. UNIT ACHIEVED TEMP AND MAINTAINED. RETURNED UNIT TO SERVICE. | 3B695024-C9E8-4688-B436-380B6F57CCE3 | Labor | 01/31/2017 | 01/31/2017 | Salvatore Bombara
|  | OR SOLUTIONS, INC. | OR SOLUTIONS, INC. ORS-2066R |  |  | LABOR & DELIVERY |  |  |  | 04/20/2011 |  |  |  |  | NO | NO |  |  |  |  | OR SOLUTIONS, INC. 10354900 51391 |  |  | Disposition |  | 99:99:99:99:99:99 |  | Alarm | PAAR:00-PVAR | 10/16/2019 |  | COOPER UNIVERSITY HOSPITAL |  |  | LABOR AND DELIVERY |  | JOANNA HORST
|  | OR SOLUTIONS, INC. | OR SOLUTIONS, INC. ORS-2066R |  |  | OPERATING ROOM - PAVILION |  |  |  | 03/09/2010 |  |  |  |  | NO | NO |  |  |  |  | OR SOLUTIONS, INC. 10346636 48894 |  |  | Disposition |  |  |  | Alarm | PAAR:00-PVAR | 11/02/2019 |  | COOPER UNIVERSITY HOSPITAL |  |  | OR P10 | 0011151462 | DOMINIC VENDETTA | Repair | Closed | Salvatore Bombara | 01/31/2017 | 02/01/2017 | FLIUID WARMER - NO THEATING UP - OR KELEMEN BY FRONT DESK | 2/1/2017 8:42:28 AM SXBOMBARA (SXBOMBARA 2/1/2017 12:00 AM) TESTED UNIT FOR SEVERAL HOURS. UNIT ACHIEVED TEMP AND MAINTAINED. RETURNED UNIT TO SERVICE. | FC9EAD8B-28DF-4518-A2BE-52872955878E | Labor | 01/31/2017 | 01/31/2017 | Salvatore Bombara
|  | OR SOLUTIONS, INC. | OR SOLUTIONS, INC. ORS-2066R |  |  | OPERATING ROOM - PAVILION |  |  |  | 12/10/2013 |  |  |  |  | NO | NO |  |  |  |  | OR SOLUTIONS, INC. 10346572 43061 |  |  | Disposition |  |  |  | Alarm | PAAR:00-PVAR | 11/02/2019 |  | COOPER UNIVERSITY HOSPITAL |  |  | OR P07 |  | DOMINIC VENDETTA
|  | ORION RESEARCH, INC. | ORION RESEARCH, INC. 701A |  |  | LAB CHEMISTRY |  |  |  | 01/01/1900 |  |  |  |  | NO | NO |  |  |  |  | ORION RESEARCH, INC. 10369409 003394 |  |  | Disposition |  |  |  | Equipment | 1Y:00-MFG | 03/14/2016 | 03/01/2020 | COOPER UNIVERSITY HOSPITAL |  |  |  |  | Barbara Snyder
|  | ORTHO-CLINICAL DIAGNOSTICS | ORTHO-CLINICAL DIAGNOSTICS MTS |  |  | LAB BLOOD BANK |  |  |  | 04/17/2009 |  |  |  |  | NO | NO |  |  |  |  | ORTHO-CLINICAL DIAGNOSTICS 10360081 14017543 |  |  | Disposition |  | 99:99:99:99:99:99 |  | Equipment | 1Y:00-MFG | 01/29/2019 | 01/01/2020 | COOPER UNIVERSITY HOSPITAL |  |  | BLOOD BANK |  | Barbara Bayne
|  | ORTHO-CLINICAL DIAGNOSTICS | ORTHO-CLINICAL DIAGNOSTICS MTS 5150-60 |  | Not Known | LAB BLOOD BANK |  |  |  | 02/01/2016 |  |  |  |  | NO | NO |  |  |  |  | ORTHO-CLINICAL DIAGNOSTICS 22976301 Not Known |  |  | Disposition |  |  |  | Equipment | 6M:00-MFG | 02/01/2016 | 02/01/2016 | COOPER UNIVERSITY HOSPITAL |  |  | BLOOD BANK |  | Barbara Bayne |  |  |  | 02/01/2016 | 02/01/2016 |  |  |  |  | 02/01/2016 | 02/01/2016
|  | ORTHO-CLINICAL DIAGNOSTICS | ORTHO-CLINICAL DIAGNOSTICS MTS 5150-60 |  | 1233467* | LAB BLOOD BANK |  |  |  | 09/15/2015 |  |  |  |  | NO | NO |  |  |  |  | ORTHO-CLINICAL DIAGNOSTICS 1233467 1233467* |  |  | Disposition |  |  |  | Equipment | 6M:00-MFG | 09/15/2015 | 09/15/2015 | COOPER UNIVERSITY HOSPITAL |  |  | BLOOD BANK |  | Barbara Bayne |  |  |  | 09/15/2015 | 09/15/2015 |  |  |  |  | 09/15/2015 | 09/15/2015
|  | ORTHO-CLINICAL DIAGNOSTICS | ORTHO-CLINICAL DIAGNOSTICS MTS 5150-60 |  | Not Known | LAB BLOOD BANK |  |  |  | 09/14/2015 |  |  |  |  | NO | NO |  |  |  |  | ORTHO-CLINICAL DIAGNOSTICS 546370485 Not Known |  |  | Disposition |  |  |  | Equipment | 6M:00-MFG | 09/14/2015 | 09/14/2015 | COOPER UNIVERSITY HOSPITAL |  |  | BLOOD BANK |  | Barbara Bayne |  |  |  | 09/14/2015 | 09/14/2015 |  |  |  |  | 09/14/2015 | 09/14/2015
|  | ORTHO-CLINICAL DIAGNOSTICS | ORTHO-CLINICAL DIAGNOSTICS MTS710142 |  |  | LAB BLOOD BANK |  |  |  | 03/10/2017 |  |  |  |  | NO | NO |  |  |  |  | ORTHO-CLINICAL DIAGNOSTICS 10649888 17000404 |  |  | Disposition |  | 99:99:99:99:99:99 |  | Equipment | PAAR:00-PVAR | 10/16/2019 |  | COOPER UNIVERSITY HOSPITAL |  |  |  | 0011333592 | Barbara Bayne | Preventative Maintenance | Closed | Bonnie Aichroth | 03/10/2017 | 03/10/2017 | PERFORMANCE ASSURANCE AT INVENTORY | INVENTORIED DEVICE AND ENSURED DEVICE WAS FUNCTIONING PROPERLY. | 08BE0D38-580E-4AC5-82A6-DE95E3453E19 | Labor | 03/10/2017 | 03/10/2017 | Gene Amodei
|  | ORTHO-CLINICAL DIAGNOSTICS | ORTHO-CLINICAL DIAGNOSTICS MTS710142 |  |  | LAB BLOOD BANK |  |  |  | 09/27/2011 |  |  |  |  | NO | NO |  |  |  |  | ORTHO-CLINICAL DIAGNOSTICS 10369083 14016576 |  |  | Active |  | 99:99:99:99:99:99 |  | Equipment | PAAR:00-PVAR | 10/31/2019 |  | COOPER UNIVERSITY HOSPITAL |  |  | BLOOD BANK |  | Barbara Bayne
|  | ORTHO-CLINICAL DIAGNOSTICS | ORTHO-CLINICAL DIAGNOSTICS MTS710142 |  |  | LAB BLOOD BANK |  |  |  | 07/30/2008 |  |  |  |  | NO | NO |  |  |  |  | ORTHO-CLINICAL DIAGNOSTICS 10369082 12016587 |  |  | Active |  | 99:99:99:99:99:99 |  | Equipment | PAAR:00-PVAR | 10/31/2019 |  | COOPER UNIVERSITY HOSPITAL |  |  | BLOOD BANK |  | Barbara Bayne
|  | ORTHO-CLINICAL DIAGNOSTICS | ORTHO-CLINICAL DIAGNOSTICS MTS710142 |  |  | LAB BLOOD BANK |  |  |  | 08/05/2011 |  |  |  |  | NO | NO |  |  |  |  | ORTHO-CLINICAL DIAGNOSTICS 10369079 11048655 |  |  | Active |  | 99:99:99:99:99:99 |  | Equipment | 1Y:00-MFG | 01/09/2019 | 01/01/2020 | COOPER UNIVERSITY HOSPITAL |  |  | P-022 BLOOD BANK |  | Barbara Bayne
|  | ORTHO-CLINICAL DIAGNOSTICS | ORTHO-CLINICAL DIAGNOSTICS MTS710142 |  |  | LAB BLOOD BANK |  |  |  | 02/01/2011 |  |  |  |  | NO | NO |  |  |  |  | ORTHO-CLINICAL DIAGNOSTICS 10369080 10145611 |  |  | Active |  | 99:99:99:99:99:99 |  | Equipment | 1Y:00-MFG | 01/09/2019 | 01/01/2020 | COOPER UNIVERSITY HOSPITAL |  |  | BLOOD BANK - P022 |  | Barbara Bayne
|  | ORTHO-CLINICAL DIAGNOSTICS | ORTHO-CLINICAL DIAGNOSTICS MTS710142 |  |  | LAB BLOOD BANK |  |  |  | 10/16/2019 |  |  |  |  | NO | NO |  |  |  |  | ORTHO-CLINICAL DIAGNOSTICS 30236257 16018519 |  |  | Disposition |  | 99:99:99:99:99:99 |  | Equipment | PAAR:00-PVAR | 10/16/2019 | 10/16/2019 | COOPER UNIVERSITY HOSPITAL |  |  | P022 | 0011073530 | Barbara Bayne | Preventative Maintenance | Closed | Bonnie Aichroth | 10/16/2019 | 10/16/2019 | PERFORMANCE ASSURANCE AT INVENTORY | INVENTORIED DEVICE AND ENSURED DEVICE WAS FUNCTIONING PROPERLY. | 4DF044FE-8761-49C2-8345-82408010E166 | Labor | 10/16/2019 | 10/16/2019 | Gene Amodei
|  | ORTHO-CLINICAL DIAGNOSTICS | ORTHO-CLINICAL DIAGNOSTICS MTS710142 |  |  | LAB BLOOD BANK |  |  |  | 10/16/2019 |  |  |  |  | NO | NO |  |  |  |  | ORTHO-CLINICAL DIAGNOSTICS 30236258 16018518 |  |  | Disposition |  | 99:99:99:99:99:99 |  | Equipment | PAAR:00-PVAR | 10/16/2019 | 10/16/2019 | COOPER UNIVERSITY HOSPITAL |  |  | P022 | 0011073515 | Barbara Bayne | Performance Verification | Closed | Bonnie Aichroth | 10/16/2019 | 10/16/2019 | INCOMING INVENTORY | DEVICE INVENTORIED | B929AE9A-2C7B-4CC0-87FE-0FBDF034F697 | Labor | 10/16/2019 | 10/16/2019 | Bonnie Aichroth
|  | ORTHO-CLINICAL DIAGNOSTICS | ORTHO-CLINICAL DIAGNOSTICS ORTHO PROVUE |  | 057-186-1895 | LAB BLOOD BANK |  |  |  | 01/10/2007 |  |  |  |  | NO | NO |  |  |  |  | ORTHO-CLINICAL DIAGNOSTICS 10367915 057-186-1895 |  |  | Disposition |  |  |  | Equipment | 6M:00-MFG | 07/26/2018 | 01/01/2020 | COOPER UNIVERSITY HOSPITAL |  |  | BLOOD BANK |  | Barbara Bayne
|  | ORTHO-CLINICAL DIAGNOSTICS | ORTHO-CLINICAL DIAGNOSTICS ORTHO PROVUE |  | 057-40004315 | LAB BLOOD BANK |  |  |  | 06/17/2013 |  |  |  |  | NO | NO |  |  |  |  | ORTHO-CLINICAL DIAGNOSTICS 10367916 057-40004315 |  |  | Disposition |  | 00:00:00:00:00:00 |  | Equipment | 6M:00-MFG | 07/27/2018 | 01/01/2020 | COOPER UNIVERSITY HOSPITAL |  |  | BLOOD BANK |  | Barbara Bayne
|  | ORTHO-CLINICAL DIAGNOSTICS | ORTHO-CLINICAL DIAGNOSTICS ORTHO WORKSTATION |  |  | LAB BLOOD BANK |  |  |  | 09/29/2017 |  |  |  |  | NO | NO |  |  |  |  | ORTHO-CLINICAL DIAGNOSTICS 10647991 51002013 |  |  | Active |  | 99:99:99:99:99:99 |  | Equipment | 6M:00-MFG | 07/22/2019 | 01/01/2020 | COOPER UNIVERSITY HOSPITAL |  |  | P041 | 0012255722 | Barbara Bayne | Preventative Maintenance | Closed | Gene Amodei | 10/02/2017 | 10/23/2017 | PERFORMANCE ASSURANCE AT INVENTORY | INVENTORIED DEVICE AND ENSURED DEVICE WAS FUNCTIONING PROPERLY. 10/23/2017 3:30:45 PM GRAMODEI Pa pass Set Rpm Recorded Rpm Mfg States =/- 10rpm 1032 1032 Temp Set temp Recorded Temp 37 .5deg c 38.5 deg c Mfg states =/-2 deg c 10/23/2017 3:30 PM GRAMODEI | CA11F9F1-C10A-4401-B915-EE953C72A65A | Labor | 10/20/2017 | 10/20/2017 | Gene Amodei
|  | ORTHOPEDIC SYSTEMS INC (OSI) | ORTHOPEDIC SYSTEMS INC (OSI) 5890 |  |  | OR - KELEMEN 3 |  |  | only 5803's | 01/01/2014 |  |  |  |  | NO | NO |  |  |  |  | ORTHOPEDIC SYSTEMS INC (OSI) 10732484 679 |  |  | Active |  | 99:99:99:99:99:99 |  | Equipment | PAAR:00-PVAR | 11/02/2019 |  | COOPER UNIVERSITY HOSPITAL |  |  | OR-KELEMEN |  | DOMINIC VENDETTA
|  | OSADA | OSADA XL-30W |  | F133295 | 6017 MAIN ST-PLASTICS |  |  |  | 09/03/2013 |  |  |  |  | NO | NO |  |  |  |  | OSADA 10345811 F133295 |  |  | Active |  | 99:99:99:99:99:99 |  | Equipment | PAAR:00-PVAR | 11/02/2019 |  | COOPER AMBULATORY OFF-SITES |  |  | RM 128 CONSULT ROOM | 0011148894 | ANNE MAIER | Repair | Closed | Kirk Lis | 01/30/2017 | 02/06/2017 | DERMABRASION UNIT - PEDAL DOESNT WORK - PLASTIC SURGERY DR. MARTHA MATTHEWS 6200 MAIN | 2/6/2017 10:05:25 AM KALIS (KALIS 2/2/2017 12:00 AM) TRAVEL TIME (KALIS 2/2/2017 12:00 AM) TECH. HAD DIRECTIONAL SWITCH IN NEUTRAL POSITION. UNIT WILL ONLY OPERATE IN REV. OR FOWARD POSITION. CONFERRED WITH TECH. ON OPERATION. 2/6/2017 10:05:50 AM KALIS (KALIS 2/6/2017 12:00 AM) DOCUMENTATION | 45C407C0-8A9C-4797-9386-AF681DE932E0 | Labor | 02/02/2017 | 02/02/2017 | Kirk Lis
|  | OSTEOMED | OSTEOMED POWER CONTROL CONSOLE 2I W/ IRRIGATION |  |  | OR - KELEMEN 3 |  |  |  | 01/01/1900 |  |  |  |  | NO | NO |  |  |  |  | OSTEOMED 05002 0251006 |  |  | Disposition |  |  |  | High Risk | 1Y:00-MFG | 02/01/2016 | 02/01/2020 | COOPER UNIVERSITY HOSPITAL |  |  |  |  | DOMINIC VENDETTA
|  | OWENS & MINOR | OWENS & MINOR MEDICHOICE LGHT7502 |  | 18997* | 3 COOPER-WOMENS CARE CENTER |  |  |  | 01/01/1900 |  |  |  |  | NO | NO |  |  |  |  | OWENS & MINOR 10346895 18997* |  |  | Active |  | 99:99:99:99:99:99 |  | Equipment | PAAR:00-PVAR | 11/01/2019 |  | COOPER AMBULATORY OFF-SITES |  |  | SUITE 300 - EXAM 2 |  | BONNIE MANNINO
|  | PACEMASTER | PACEMASTER SX-PRO |  | MOYA73710 | VOORHEES SURGERY CENTER-PULMONARY |  |  |  | 01/01/1900 |  |  |  |  | NO | NO |  |  |  |  | PACEMASTER 10356805 MOYA73710 |  |  | Active |  | 99:99:99:99:99:99 |  | Equipment | PAAR:00-PVAR | 11/02/2019 |  | COOPER AMBULATORY OFF-SITES |  |  | K222/EXAM PROCEDURE ROOM |  | SUSAN PINE
|  | PACESETTER SYSTEMS | PACESETTER SYSTEMS 3003 |  |  | 3 COOPER-CARDIAC DIAGNOSTIC CENTER |  |  |  | 01/01/1900 |  |  |  |  | NO | NO |  |  |  |  | PACESETTER SYSTEMS 10366468 8389 |  |  | Active |  | 99:99:99:99:99:99 |  | Equipment | PAAR:00-PVAR | 11/02/2019 |  | COOPER AMBULATORY OFF-SITES |  |  | SUITE 311 - EXAM A |  | CARLA TRUELL
|  | PALCO LABS | PALCO LABS 300 |  | B9804005929 | VOORHEES PEDIATRICS |  |  |  | 06/10/2015 |  |  |  |  | NO | NO |  |  |  |  | PALCO LABS 10732136 B9804005929 |  |  | Active |  | 99:99:99:99:99:99 |  | Alarm | PAAR:00-PVAR | 10/31/2019 |  | COOPER AMBULATORY OFF-SITES |  |  |  | 0012000990 | MAUREEN OBRIEN | Repair | Closed | Kirk Lis | 08/03/2017 | 08/15/2017 | PULSE OX - SHOWING ERROR 5 CODE - VOORHEES PEDS | 8/4/2017 10:32:45 AM KALIS (KALIS 8/3/2017 12:00 AM) ANALYZED UNIT . UNIT HAS BAD FINGER SENSOR 8/8/2017 8:28:58 AM KALIS (KALIS 8/7/2017 12:00 AM) RETURN UNIT TO SERVICE. CONFERRED WITH NURSE ON UNIT'S STATUS (KALIS 8/8/2017 12:00 AM) DOCUMENTATION 8/8/2017 8:31:11 AM KALIS (KALIS 8/7/2017 12:00 AM) REPLACED FINGER PROBE FROM STOCK. RESEARCHED PART NUMBER. 8/15/2017 9:49:54 AM KALIS (KALIS 8/15/2017 12:00 AM) DOCUMENTATION | C391423B-CDC8-443A-980B-56718926D825 | Parts | 01/01/1900 | 01/01/1900 | Kirk Lis
|  | PALCO LABS | PALCO LABS 300 |  | B9601021419 | 1050 KINGS HIGHWAY-MEDICINE |  |  |  | 06/10/2015 |  |  |  |  | NO | NO |  |  |  |  | PALCO LABS 10505104 B9601021419 |  |  | Active |  | 99:99:99:99:99:99 |  | Alarm | PAAR:00-PVAR | 10/31/2019 |  | COOPER AMBULATORY OFF-SITES |  |  |  |  | Leah Willis
|  | PANASONIC | PANASONIC AG-MD830 |  | E7TC00126 | BRACE ROAD-CARDIOLOGY |  |  |  | 01/24/2006 |  |  |  |  | NO | NO |  |  |  |  | PANASONIC 10366020 E7TC00126 |  |  | Active |  | 99:99:99:99:99:99 |  | Equipment | PAAR:00-PVAR | 11/02/2019 |  | COOPER AMBULATORY OFF-SITES |  |  | Testing Office |  | Beth Mook
|  | PANASONIC | PANASONIC WV-CU161C |  | BCR00079 | VOORHEES SURGERY CENTER-SLEEP LAB |  |  |  | 01/01/1900 |  |  |  |  | NO | NO |  |  |  |  | PANASONIC 10346187 BCR00079 |  |  | Active |  | 99:99:99:99:99:99 |  | Equipment | PAAR:00-PVAR | 11/02/2019 |  | COOPER AMBULATORY OFF-SITES |  |  | SUITE J |  | TARA BELFIORE
|  | PANASONIC | PANASONIC WV-CU161C |  | BCR00037 | VOORHEES SURGERY CENTER-SLEEP LAB |  |  |  | 01/01/1900 |  |  |  |  | NO | NO |  |  |  |  | PANASONIC 10346188 BCR00037 |  |  | Active |  | 99:99:99:99:99:99 |  | Equipment | PAAR:00-PVAR | 11/02/2019 |  | COOPER AMBULATORY OFF-SITES |  |  | SUITE J |  | TARA BELFIORE
|  | PARKER LABORATORIES, INC. | PARKER LABORATORIES, INC. 82-01 |  | 247111BF13 | PRINCETON-OB/GYN |  |  | excluded | 09/29/2016 |  |  |  |  | NO | NO |  |  |  |  | PARKER LABORATORIES, INC. 10505289 247111BF13 |  |  | Active |  | 99:99:99:99:99:99 |  | Equipment | PAAR:00-PVAR | 10/31/2019 |  | COOPER AMBULATORY OFF-SITES |  |  | NST |  | LINDA CARON
|  | PARKER LABORATORIES, INC. | PARKER LABORATORIES, INC. 82-01 |  | 175102BF13 | PRINCETON-OB/GYN |  |  | excluded | 09/29/2016 |  |  |  |  | NO | NO |  |  |  |  | PARKER LABORATORIES, INC. 10505287 175102BF13 |  |  | Active |  | 99:99:99:99:99:99 |  | Equipment | PAAR:00-PVAR | 10/31/2019 |  | COOPER AMBULATORY OFF-SITES |  |  | EXAM ROOM 3 |  | LINDA CARON
|  | PARKER LABORATORIES, INC. | PARKER LABORATORIES, INC. 82-01 |  | 208107BF13 | WILLINGBORO COOPER UNIVERSITY PHYSICIANS |  |  | excluded | 08/17/2016 |  |  |  |  | NO | NO |  |  |  |  | PARKER LABORATORIES, INC. 10505106 208107BF13 |  |  | Active |  | 99:99:99:99:99:99 |  | Equipment | PAAR:00-PVAR | 10/31/2019 |  | COOPER AMBULATORY OFF-SITES |  |  | JFK PROC RM 3 |  | PATTY LEWIS
|  | PARKER LABORATORIES, INC. | PARKER LABORATORIES, INC. 8204 |  |  | ULTRASOUND |  |  |  | 01/01/2001 |  |  |  |  | NO | NO |  |  |  |  | PARKER LABORATORIES, INC. 10368692 02665 |  |  | Disposition |  |  |  | Equipment | PAAR:00-PVAR | 11/02/2019 |  | COOPER UNIVERSITY HOSPITAL |  |  | DISPOSITION |  | Tracy Saldutti
|  | PARKER LABORATORIES, INC. | PARKER LABORATORIES, INC. 8204 |  | E79864 | ULTRASOUND |  |  |  | 01/01/1900 |  |  |  |  | NO | NO |  |  |  |  | PARKER LABORATORIES, INC. 10368687 E79864 |  |  | Disposition |  |  |  | Equipment | PAAR:00-PVAR | 11/01/2019 |  | COOPER UNIVERSITY HOSPITAL |  |  | B16 |  | Tracy Saldutti
|  | PARKER LABORATORIES, INC. | PARKER LABORATORIES, INC. 8204 |  |  | 3 COOPER-CARDIAC DIAGNOSTIC CENTER |  |  | excluded | 02/16/2006 |  |  |  |  | NO | NO |  |  |  |  | PARKER LABORATORIES, INC. 10346860 07825 |  |  | Active |  | 99:99:99:99:99:99 |  | Equipment | PAAR:00-PVAR | 11/02/2019 |  | COOPER AMBULATORY OFF-SITES |  |  | SUITE 318 - ULTRASOUND ROOM | 0012645627 | CARLA TRUELL | Repair | Closed | Stephen Zubrzycki | 01/10/2018 | 01/11/2018 | WARMING UNIT - STICKER IS EXPIRED - RM 318 WINDOW | 1/11/2018 8:39:40 AM SJZUBRZYCKI (SJZUBRZYCKI 1/11/2018 12:00 AM) AS PER TRIMEDX, THIS UNIT DOES NOT GET AN ANNUAL PM. APPROVE FOR USE STICKER WAS ON THE UNIT. | 25DAE406-F8D2-44AE-AA32-889C4A1C282D | Labor | 01/11/2018 | 01/11/2018 | Stephen Zubrzycki
|  | PARKER LABORATORIES, INC. | PARKER LABORATORIES, INC. 8204 |  |  | WOODSTOWN - CARDIOLOGY |  |  |  | 05/06/2011 |  |  |  |  | NO | NO |  |  |  |  | PARKER LABORATORIES, INC. 10345893 10665 |  |  | Disposition |  |  |  | Equipment | PAAR:00-PVAR | 10/16/2019 |  | COOPER AMBULATORY OFF-SITES |  |  | ECHO ROOM |  | SUSAN WHITZELL
|  | PARKER LABORATORIES, INC. | PARKER LABORATORIES, INC. THERMASONIC |  | 149304BI12 | ULTRASOUND |  |  | excluded | 10/31/2019 |  |  |  |  | NO | NO |  |  |  |  | PARKER LABORATORIES, INC. 11208101 149304BI12 |  |  | Active |  | 99:99:99:99:99:99 |  | Equipment | PAAR:00-PVAR | 10/31/2019 | 10/31/2019 | COOPER UNIVERSITY HOSPITAL |  |  | KB15 | WOT00000001434807 | Tracy Saldutti | Performance Verification | Closed | Zhan Kiselev | 10/31/2019 | 10/31/2019 | CEID Record Completion for PARKER LABORATORIES, INC. 11208101 149304BI12 | New Equipment Inspection | EXP1377537 | Labor | 10/31/2019 | 10/31/2019 | Zhan Kiselev
|  | PARKER LABORATORIES, INC. | PARKER LABORATORIES, INC. THERMASONIC |  | 05121l07068t | ANGIOGRAPHY |  |  | excluded | 01/01/1900 |  |  |  |  | NO | NO |  |  |  |  | PARKER LABORATORIES, INC. 10369009 05121l07068t |  |  | Active |  | 99:99:99:99:99:99 |  | Equipment | PAAR:00-PVAR | 11/02/2019 |  | COOPER UNIVERSITY HOSPITAL |  |  | B36 Holding | WOT00000002202694 | PAULETTE DUCKREY | Disposition | Closed | Charles Santomero | 02/14/2019 | 05/19/2019 | Bulk Disposition CNL
|  | PARKER LABORATORIES, INC. | PARKER LABORATORIES, INC. THERMASONIC |  | 0512L07069T | ANGIOGRAPHY |  |  | excluded | 12/18/2013 |  |  |  |  | NO | NO |  |  |  |  | PARKER LABORATORIES, INC. 10369008 0512L07069T |  |  | Active |  | 99:99:99:99:99:99 |  | Equipment | PAAR:00-PVAR | 11/01/2019 |  | COOPER UNIVERSITY HOSPITAL |  |  | B36 Holding | WOT00000002202688 | PAULETTE DUCKREY | Disposition | Closed | Charles Santomero | 02/14/2019 | 05/17/2019 | Bulk Disposition CNL
|  | PARKER LABORATORIES, INC. | PARKER LABORATORIES, INC. THERMASONIC |  |  | ULTRASOUND |  |  |  | 10/30/2007 |  |  |  |  | NO | NO |  |  |  |  | PARKER LABORATORIES, INC. 10366450 10744 |  |  | Disposition |  |  |  | Equipment | PAAR:00-PVAR | 11/02/2019 |  | COOPER UNIVERSITY HOSPITAL |  |  | B18 |  | Tracy Saldutti
|  | PARKER LABORATORIES, INC. | PARKER LABORATORIES, INC. THERMASONIC |  | 314303BF12 | ULTRASOUND |  |  | excluded | 06/22/2015 |  |  |  |  | NO | NO |  |  |  |  | PARKER LABORATORIES, INC. 10347724 314303BF12 |  |  | Active |  | 99:99:99:99:99:99 |  | Equipment | PAAR:00-PVAR | 10/31/2019 |  | COOPER UNIVERSITY HOSPITAL |  |  | B16 |  | Tracy Saldutti
|  | PARKS MEDICAL | PARKS MEDICAL 811-B |  | coophospnsn021 | SPD |  |  |  | 01/01/1900 |  |  |  |  | NO | NO |  |  |  |  | PARKS MEDICAL 04977 coophospnsn021 |  |  | Disposition |  |  |  | Equipment | PAAR:00-PVAR | 10/16/2019 |  | COOPER UNIVERSITY HOSPITAL |  |  |  |  | David Frye
|  | PARKS MEDICAL | PARKS MEDICAL 811-BTS |  |  | VOORHEES SURGERY CENTER-SURGERY DEPT |  |  |  | 10/16/2019 |  |  |  |  | NO | NO |  |  |  |  | PARKS MEDICAL 21118 111055 |  |  | Disposition |  |  |  | Equipment | PAAR:00-PVAR | 10/16/2019 | 10/16/2019 | COOPER AMBULATORY OFF-SITES |  |  | SUITE 403 |  | Theresa Megali |  |  |  | 10/16/2019 | 10/16/2019 |  |  |  |  | 10/16/2019 | 10/16/2019
|  | PARKS MEDICAL | PARKS MEDICAL FLO-LAB 2100-SX |  |  | ULTRASOUND |  |  |  | 01/09/2009 |  |  |  |  | NO | NO |  |  |  |  | PARKS MEDICAL 10368689 173480 |  |  | Disposition |  | 00:1F:29:DD:43:4A |  | Equipment | 1Y:00-MFG | 04/27/2018 | 04/01/2020 | COOPER UNIVERSITY HOSPITAL |  |  | B20 |  | Tracy Saldutti
|  | PATTERSON MEDICAL | PATTERSON MEDICAL JAMAR |  |  | PHYSICAL THERAPY DEPARTMENT |  |  |  | 10/31/2019 |  |  |  |  | NO | NO |  |  |  |  | PATTERSON MEDICAL 30212604 2015010284 |  |  | Active |  | 99:99:99:99:99:99 |  | Equipment | PAAR:00-PVAR | 10/31/2019 | 10/31/2019 | COOPER AMBULATORY OFF-SITES |  |  | Glassboro Bone & Joint | 0012265954 | COURTNEY BUDD | Performance Verification | Closed | Josh Harris | 10/31/2019 | 10/31/2019 | INCOMING INVENTORY | DEVICE INVENTORIED | A7C9976F-FAD3-4FCD-97D4-82D52D8BEE32 | Labor | 10/31/2019 | 10/31/2019 | Josh Harris
|  | PCI MEDICAL INC | PCI MEDICAL INC ENDO-FLUSH |  |  | COOPER DIGESTIVE HEALTH-ENDOSCOPY |  |  |  | 10/16/2019 |  |  |  |  | NO | NO |  |  |  |  | PCI MEDICAL INC 15097 101684 |  |  | Disposition |  |  |  | Equipment | PAAR:00-PVAR | 10/16/2019 | 10/16/2019 | COOPER AMBULATORY OFF-SITES |  |  |  |  | JEANNE GREER |  |  |  | 10/16/2019 | 10/16/2019 |  |  |  |  | 10/16/2019 | 10/16/2019
|  | PCI MEDICAL INC | PCI MEDICAL INC G14KA |  |  | RADIOLOGY DIAGNOSTICS |  |  |  | 01/01/1900 |  |  |  |  | NO | NO |  |  |  |  | PCI MEDICAL INC 10368742 21090 |  |  | Disposition |  |  |  | Equipment | PAAR:00-PVAR | 11/02/2019 |  | COOPER UNIVERSITY HOSPITAL |  |  | HALLWAY |  | PAULETTE DUCKREY
|  | PCI MEDICAL INC | PCI MEDICAL INC G14KA |  | coophospnsn050 | SHORT PROCEDURE UNIT |  |  |  | 01/01/1900 |  |  |  |  | NO | NO |  |  |  |  | PCI MEDICAL INC 07089 coophospnsn050 |  |  | Disposition |  |  |  | Equipment | PAAR:00-PVAR | 10/16/2019 |  | COOPER UNIVERSITY HOSPITAL |  |  |  |  | Lisa Geoghegan
|  | PCI MEDICAL INC | PCI MEDICAL INC G14TC-3 |  |  | ANESTHESIOLOGY |  |  |  | 05/31/2011 |  |  |  |  | NO | NO |  |  |  |  | PCI MEDICAL INC 10368120 35259 |  |  | Disposition |  | 99:99:99:99:99:99 |  | Equipment | 1Y:00-MFG | 10/18/2018 | 10/01/2020 | COOPER UNIVERSITY HOSPITAL |  |  | WORK ROOM |  | GIACINTA ROUPAS
|  | PCI MEDICAL INC | PCI MEDICAL INC GUS G10VP |  |  | 127 CHURCH - SURGERY |  |  |  | 10/16/2019 |  |  |  |  | NO | NO |  |  |  |  | PCI MEDICAL INC 22347 37040 |  |  | Disposition |  |  |  | Equipment | PAAR:00-PVAR | 10/16/2019 | 10/16/2019 | COOPER AMBULATORY OFF-SITES |  |  | 127 CHURCH ROAD |  | Carmen Rivera |  |  |  | 10/16/2019 | 10/16/2019 |  |  |  |  | 10/16/2019 | 10/16/2019
|  | PCI MEDICAL INC | PCI MEDICAL INC GUS G10VP |  |  | VOORHEES SURGERY CENTER-OPERATING ROOM |  |  |  | 01/01/2001 |  |  |  |  | NO | NO |  |  |  |  | PCI MEDICAL INC 10345437 21247 |  |  | Active |  | 99:99:99:99:99:99 |  | Equipment | PAAR:00-PVAR | 11/02/2019 |  | COOPER AMBULATORY OFF-SITES |  |  | OR 4 |  | JENNIFER BOMBARO
|  | PCI MEDICAL INC | PCI MEDICAL INC GUS SOAK STATION G10VPL |  |  | 3 COOPER-RADIOLOGY |  |  |  | 10/16/2019 |  |  |  |  | NO | NO |  |  |  |  | PCI MEDICAL INC 11895 25825 |  |  | Disposition |  |  |  | Equipment | PAAR:00-PVAR | 10/16/2019 | 10/16/2019 | COOPER AMBULATORY OFF-SITES |  |  | DTC RM 137 |  | JUDY ADIRZONE |  |  |  | 10/16/2019 | 10/16/2019 |  |  |  |  | 10/16/2019 | 10/16/2019
|  | PCI MEDICAL INC | PCI MEDICAL INC GUS SOAK STATION G10VPL |  |  | BUNKER HILL-OB/GYN |  |  |  | 11/29/2011 |  |  |  |  | NO | NO |  |  |  |  | PCI MEDICAL INC 10366989 36777 |  |  | Disposition |  |  |  | Equipment | PAAR:00-PVAR | 11/02/2019 |  | COOPER AMBULATORY OFF-SITES |  |  | DISPOSITION |  | LISA POTTS
|  | PCI MEDICAL INC | PCI MEDICAL INC GUS SOAK STATION G10VPL |  |  | PRINCETON-OB/GYN |  |  |  | 01/01/1900 |  |  |  |  | NO | NO |  |  |  |  | PCI MEDICAL INC 10366213 36776 |  |  | Disposition |  |  |  | Equipment | PAAR:00-PVAR | 11/01/2019 |  | COOPER AMBULATORY OFF-SITES |  |  | DISPOSITION |  | LINDA CARON
|  | PCI MEDICAL INC | PCI MEDICAL INC GUS SOAK STATION G10VPL |  |  | VOORHEES SURGERY CENTER-RADIOLOGY |  |  |  | 04/03/2013 |  |  |  |  | NO | NO |  |  |  |  | PCI MEDICAL INC 10356952 39018 |  |  | Disposition |  |  |  | Equipment | PAAR:00-PVAR | 11/02/2019 |  | COOPER AMBULATORY OFF-SITES |  |  | ULTRASOUND C |  | PAT STIENES
|  | PCI MEDICAL INC | PCI MEDICAL INC GUS SOAK STATION G10VPL |  |  | VOORHEES SURGERY CENTER-RADIOLOGY |  |  |  | 01/01/1900 |  |  |  |  | NO | NO |  |  |  |  | PCI MEDICAL INC 10356882 22297 |  |  | Disposition |  |  |  | Equipment | PAAR:00-PVAR | 11/02/2019 |  | COOPER AMBULATORY OFF-SITES |  |  | SUITE B ULTRASOUND B |  | PAT STIENES
|  | PCI MEDICAL INC | PCI MEDICAL INC GUS SOAK STATION G10VPL |  |  | VOORHEES SURGERY CENTER-RADIOLOGY |  |  |  | 03/30/2007 |  |  |  |  | NO | NO |  |  |  |  | PCI MEDICAL INC 10356872 26863 |  |  | Disposition |  |  |  | Equipment | PAAR:00-PVAR | 11/01/2019 |  | COOPER AMBULATORY OFF-SITES |  |  | SUITE B ULTRASOUND A |  | PAT STIENES
|  | PCI MEDICAL INC | PCI MEDICAL INC GUS SOAK STATION G10VPL |  |  | ANTERPARTUM-INVITRO FERT |  |  |  | 01/01/1900 |  |  |  |  | NO | NO |  |  |  |  | PCI MEDICAL INC 10355052 21472 |  |  | Disposition |  | 99:99:99:99:99:99 |  | Equipment | PAAR:00-PVAR | 11/02/2019 |  | COOPER UNIVERSITY HOSPITAL |  |  | D612 - ULTRASOUND ROOM 3 | WOT00000000513281 | GRACE SVEINBZORNSSON | Disposition | Closed | Gene Amodei | 02/08/2018 | 02/19/2019 | Bulk Disposition CNL | these were replaced with Trophons | EXP2305572 | Labor | 02/18/2019 | 02/18/2019 | Gene Amodei
|  | PCI MEDICAL INC | PCI MEDICAL INC GUS SOAK STATION G10VPL |  |  | 3 COOPER-RADIOLOGY |  |  |  | 05/24/2006 |  |  |  |  | NO | NO |  |  |  |  | PCI MEDICAL INC 10345978 25826 |  |  | Disposition |  |  |  | Equipment | PAAR:00-PVAR | 11/02/2019 |  | COOPER AMBULATORY OFF-SITES |  |  | DISPOSITION | 0011515829 | JUDY ADIRZONE | Repair | Closed | Stephen Zubrzycki | 04/26/2017 | 04/26/2017 | DISINFECTING UNIT - RETIRE - TMX | 4/26/2017 4:00:42 PM SJZUBRZYCKI (SJZUBRZYCKI 4/26/2017 12:00 AM) COMPLETED VALIDATION IN SUITES 511, 513, 220, 211, 180 AND 116. ONGOING VALIDATION IN SUITE 100. (SJZUBRZYCKI 4/26/2017 12:00 AM) CNL THIS UNIT. SPOKE WITH JUDY ARIZONE AND ULTRASOUND TECHS. THEY SAID THIS UNIT WAS REPLACED WITH THE NANOSONICS UINT 10348322 4/26/2017 4:00:57 PM SJZUBRZYCKI This device has been removed from an active status with the RSQ Database, and physically removed from the facility. Device retired on 4/26/2017; Authorized By: YES; Nature of Retirement: TRADED IN; Days In Service: 692 | FB80EB57-B530-4E38-86AF-A98F5CD338FD | Labor | 04/26/2017 | 04/26/2017 | Stephen Zubrzycki
|  | PCI MEDICAL INC | PCI MEDICAL INC GUS SOAK STATION G10VPL |  |  | RIPPA CENTER-OB/GYN |  |  |  | 01/01/1900 |  |  |  |  | NO | NO |  |  |  |  | PCI MEDICAL INC 10315917 21473 |  |  | Disposition |  |  |  | Equipment | PAAR:00-PVAR | 11/01/2019 |  | COOPER AMBULATORY OFF-SITES |  |  | PROCESSING ROOM 151 |  | PATRICIA HUFF
|  | PCI MEDICAL INC | PCI MEDICAL INC GUS SOAK STATION G10VPL |  |  | RIPPA CENTER-OB/GYN |  |  |  | 01/01/1900 |  |  |  |  | NO | NO |  |  |  |  | PCI MEDICAL INC 10315913 21086 |  |  | Active |  | 99:99:99:99:99:99 |  | Equipment | PAAR:00-PVAR | 11/02/2019 |  | COOPER AMBULATORY OFF-SITES |  |  | ULTRASOUND 1 |  | PATRICIA HUFF
|  | PCI MEDICAL INC | PCI MEDICAL INC GUS-G25 |  | 120-40066 | BRACHFIELD MEDICAL ASSOCIATES-MEDICINE |  |  |  | 11/20/2014 |  |  |  |  | NO | NO |  |  |  |  | PCI MEDICAL INC 10367169 120-40066 |  |  | Disposition |  | 99:99:99:99:99:99 |  | Equipment | 1Y:00-MFG | 06/25/2018 | 06/01/2020 | COOPER AMBULATORY OFF-SITES |  |  | ENDO SCOPE PROCESSING ROOM |  | CATHY CRAWFORD
|  | PCI MEDICAL INC | PCI MEDICAL INC GUS-G25 |  |  | VOORHEES SURGERY CENTER-OPERATING ROOM |  |  |  | 06/03/2010 |  |  |  |  | NO | NO |  |  |  |  | PCI MEDICAL INC 10346041 30426 |  |  | Disposition |  |  |  | Equipment | 1Y:00-MFG | 04/20/2018 | 04/01/2020 | COOPER AMBULATORY OFF-SITES |  |  | Procedure Rm Scope Processing |  | JENNIFER BOMBARO
|  | PCI MEDICAL INC | PCI MEDICAL INC GUS-G25 |  |  | VOORHEES SURGERY CENTER-OPERATING ROOM |  |  |  | 07/12/2010 |  |  |  |  | NO | NO |  |  |  |  | PCI MEDICAL INC 10346039 32523 |  |  | Disposition |  |  |  | Equipment | 1Y:00-MFG | 04/20/2018 | 04/01/2020 | COOPER AMBULATORY OFF-SITES |  |  | Procedure Rm Scope Processing |  | JENNIFER BOMBARO
|  | PCI MEDICAL INC | PCI MEDICAL INC TD-100 |  |  | ANESTHESIOLOGY |  |  |  | 11/25/2008 |  |  |  |  | NO | NO |  |  |  |  | PCI MEDICAL INC 10368121 10202239 |  |  | Disposition |  | 99:99:99:99:99:99 |  | Equipment | PAAR:00-PVAR | 11/02/2019 |  | COOPER UNIVERSITY HOSPITAL |  |  | ANESTH WK RM |  | GIACINTA ROUPAS
|  | PDS | PDS 3L SYRINGE |  | SY01066 | VOORHEES PEDIATRICS |  |  |  | 01/01/1900 |  |  |  |  | NO | NO |  |  |  |  | PDS 10348078 SY01066 |  |  | Active |  | 99:99:99:99:99:99 |  | Test Equipment | 1Y:00-MFG | 04/03/2019 | 04/01/2020 | COOPER AMBULATORY OFF-SITES |  |  | PFT AREA | 0011489183 | MAUREEN OBRIEN | Preventative Maintenance | Closed | Kirk Lis | 04/17/2017 | 04/17/2017 | DUE FOR PA | 4/17/2017 11:49:07 AM KALIS (MDYOUCH 4/14/2017 12:00 AM) PERFORMED PA 4/17/2017 4:10:21 PM KALIS (KALIS 4/17/2017 12:00 AM) RETURN UNIT TO SITE | 43673634-22E3-4C8F-840F-510D2EE7C8AF | Labor | 04/17/2017 | 04/17/2017 | Kirk Lis
|  | PDS | PDS 3L SYRINGE |  | SY01060 | VOORHEES PEDIATRICS |  |  |  | 01/01/1900 |  |  |  |  | NO | NO |  |  |  |  | PDS 10348074 SY01060 |  |  | Active |  | 99:99:99:99:99:99 |  | Test Equipment | 1Y:00-MFG | 04/03/2019 | 04/01/2020 | COOPER AMBULATORY OFF-SITES |  |  | PFT AREA | 0011470013 | MAUREEN OBRIEN | Preventative Maintenance | Closed | Kirk Lis | 04/10/2017 | 04/10/2017 | 3 LITER SYRINGE FOUND AT SITE NEEDS ANNUAL CALIBATION CERTIFICATE | 4/10/2017 2:29:57 PM KALIS (MDYOUCH 4/10/2017 12:00 AM) PERFORMED PA. (KALIS 4/10/2017 12:00 AM) TRAINED ON CALIBRATION DEVICE | 994E4F63-AA6A-455F-897F-DF5E16BFA5C3 | Labor | 04/10/2017 | 04/10/2017 | Michael Youch
|  | PDS | PDS 3L SYRINGE |  | NOT KNOWN | VOORHEES PEDIATRICS |  |  |  | 01/01/1900 |  |  |  |  | NO | NO |  |  |  |  | PDS 10348075 NOT KNOWN |  |  | Disposition |  | 99:99:99:99:99:99 |  | Test Equipment | 1Y:00-MFG | 11/30/2018 | 12/01/2019 | COOPER AMBULATORY OFF-SITES |  |  | PFT AREA | WOT00000001625260 | MAUREEN OBRIEN | Preventative Maintenance | Closed | Michael Youch | 11/01/2018 | 05/01/2019 | PM: Procedure: 00-MFG Frequency: 1Y | This is not an actual item, was put in by mistake when inventorying two actual syringes. Dispositioned from Work Order Task WOT00000001749940 CEID: 10348075 | EXP1819284 | Labor | 11/29/2018 | 11/29/2018 | Michael Youch
|  | PDS | PDS KOKO-TREK |  | K201033 | VOORHEES PEDIATRICS |  |  |  | 01/01/1900 |  |  |  |  | NO | NO |  |  |  |  | PDS 10348076 K201033 |  |  | Disposition |  |  |  | Equipment | 1Y:00-MFG | 04/20/2016 | 04/01/2020 | COOPER AMBULATORY OFF-SITES |  |  | PFT AREA |  | MAUREEN OBRIEN
|  | PELSTAR | PELSTAR 595KL |  |  | MOORESTOWN-FAMILY MEDICINE |  |  | excluded | 06/03/2008 |  |  |  |  | NO | NO |  |  |  |  | PELSTAR 10366655 5990005333 |  |  | Active |  | 99:99:99:99:99:99 |  | Equipment | 1Y:00-MFG | 08/07/2019 | 08/01/2020 | COOPER AMBULATORY OFF-SITES |  |  |  |  | LYNNE DEJOSEPH
|  | PELSTAR | PELSTAR 595KL |  | 599T02238 | COOPER CANCER CENTER-COOPER DAY-CHEMO |  |  | excluded | 07/25/2013 |  |  |  |  | NO | NO |  |  |  |  | PELSTAR 10365565 599T02238 |  |  | Active |  | 99:99:99:99:99:99 |  | Equipment | 1Y:00-MFG | 08/27/2019 | 09/01/2020 | COOPER AMBULATORY OFF-SITES |  |  | L3 - CHEMO |  | Bonnie Aichroch
|  | PELSTAR | PELSTAR 597KL |  |  | WOODSTOWN - CARDIOLOGY |  |  |  | 05/13/2016 |  |  |  |  | NO | NO |  |  |  |  | PELSTAR 19680 5971002422 |  |  | Disposition |  |  |  | Equipment | 1Y:00-MFG | 05/13/2016 | 05/13/2016 | COOPER AMBULATORY OFF-SITES |  |  | NOT BROUGHT FROM SALEM |  | SUSAN WHITZELL |  |  |  | 05/13/2016 | 05/13/2016 |  |  |  |  | 05/13/2016 | 05/13/2016
|  | PELSTAR | PELSTAR 597KL |  |  | 3 COOPER-CARDIAC DIAGNOSTIC CENTER |  |  | excluded | 01/01/1900 |  |  |  |  | NO | NO |  |  |  |  | PELSTAR 10346882 5970007895 |  |  | Active |  | 99:99:99:99:99:99 |  | Equipment | PAAR:00-PVAR | 10/31/2019 |  | COOPER AMBULATORY OFF-SITES |  |  | Suite 311 - Exam D |  | CARLA TRUELL
|  | PELSTAR | PELSTAR HEALTH O METER 500KL |  |  | 3 COOPER-CARDIAC DIAGNOSTIC CENTER |  |  |  | 05/12/2016 |  |  |  |  | NO | NO |  |  |  |  | PELSTAR 23894 5000061277 |  |  | Disposition |  |  |  | Equipment | 1Y:00-MFG | 05/12/2016 | 05/12/2016 | COOPER AMBULATORY OFF-SITES |  |  | SUITE 311 |  | CARLA TRUELL |  |  |  | 05/12/2016 | 05/12/2016 |  |  |  |  | 05/12/2016 | 05/12/2016
|  | PELSTAR | PELSTAR HEALTH O METER 500KL |  |  | COOPER DIGESTIVE HEALTH-ENDOSCOPY |  |  | excluded | 01/28/2008 |  |  |  |  | NO | NO |  |  |  |  | PELSTAR 10347032 5000006066 |  |  | Active |  | 99:99:99:99:99:99 |  | Equipment | 1Y:00-MFG | 02/05/2019 | 02/01/2020 | COOPER AMBULATORY OFF-SITES |  |  | PROCEDURE AREA |  | JEANNE GREER
|  | PELSTAR | PELSTAR HEALTH O METER 500KL |  |  | 3 COOPER-EARLY INTERVENTION PROGRAM |  |  | excluded | 06/18/2013 |  |  |  |  | NO | NO |  |  |  |  | PELSTAR 10346783 5000057934 |  |  | Active |  | 99:99:99:99:99:99 |  | Equipment | 1Y:00-MFG | 11/01/2019 | 11/01/2020 | COOPER AMBULATORY OFF-SITES |  |  | Suite 513 - Exam 1 |  | Sue Cooper
|  | PELSTAR | PELSTAR PROPLUS 1100KL |  |  | BRACHFIELD MEDICAL ASSOCIATES-MEDICINE |  |  | excluded | 10/31/2019 |  |  |  |  | NO | NO |  |  |  |  | PELSTAR 11200024 110e401800474 |  |  | Active |  |  |  | Equipment | PAAR:00-PVAR | 10/31/2019 | 10/31/2019 | COOPER AMBULATORY OFF-SITES |  |  | HALLWAY | WOT00000002415526 | CATHY CRAWFORD | Performance Verification | Closed | Kirk Lis | 10/31/2019 | 10/31/2019 | Performance Verification for PELSTAR 11200024 110e401800474 | Initial Install of Performance Verification. Device is ready for patient use. |  |  | 10/31/2019 | 10/31/2019
|  | PELSTAR | PELSTAR PROPLUS 1100KL |  |  | GLOUCESTER-MEDICINE |  |  | excluded | 10/31/2019 |  |  |  |  | NO | NO |  |  |  |  | PELSTAR 11200019 1100E161800084 |  |  | Active |  |  |  | Equipment | PAAR:00-PVAR | 10/31/2019 | 10/31/2019 | COOPER AMBULATORY OFF-SITES |  |  | HALLWAY | WOT00000002358810 | KELLIE STOUT | Performance Verification | Closed | Kirk Lis | 10/31/2019 | 10/31/2019 | Performance Verification for PELSTAR 11200019 1100E161800084 | Initial Install of Performance Verification. Device is ready for patient use. |  |  | 10/31/2019 | 10/31/2019
|  | PELTON CRANE | PELTON CRANE LFT II |  | HBT-31358 | BUNKER HILL-ORAL SURGERY |  |  |  | 01/01/1900 |  |  |  |  | NO | NO |  |  |  |  | PELTON CRANE 10366943 HBT-31358 |  |  | Active |  | 99:99:99:99:99:99 |  | Equipment | PAAR:00-PVAR | 11/02/2019 |  | COOPER AMBULATORY OFF-SITES |  |  | exam 4 |  | BARBARA DIPINTO
|  | PELTON CRANE | PELTON CRANE LFT II |  | HBT-31006 | BUNKER HILL-ORAL SURGERY |  |  |  | 01/01/1900 |  |  |  |  | NO | NO |  |  |  |  | PELTON CRANE 10366932 HBT-31006 |  |  | Active |  | 99:99:99:99:99:99 |  | Equipment | PAAR:00-PVAR | 11/02/2019 |  | COOPER AMBULATORY OFF-SITES |  |  | exam 3 |  | BARBARA DIPINTO
|  | PENTAX MEDICAL | PENTAX MEDICAL EPK-1000 |  | UB011900 | 3 COOPER-MULTISPECIALTY CENTER |  |  |  | 10/16/2019 |  |  |  |  | NO | NO |  |  |  |  | PENTAX MEDICAL 13665 UB011900 |  |  | Disposition |  |  |  | Equipment | PAAR:00-PVAR | 10/16/2019 | 10/16/2019 | COOPER AMBULATORY OFF-SITES |  |  | SUITE 104 |  | MARGIE OUTLER |  |  |  | 10/16/2019 | 10/16/2019 |  |  |  |  | 10/16/2019 | 10/16/2019
FNL-10RBS/12537 |  | PENTAX MEDICAL | PENTAX MEDICAL FNL-10RBS |  | G110877 | EMERGENCY ROOM |  |  |  | 11/02/2019 |  |  |  |  | NO | NO |  |  |  |  | PENTAX MEDICAL FNL-10RBS/12537 G110877 |  |  | Disposition |  |  |  | Equipment | PAAR:00-PVAR | 11/02/2019 | 11/02/2019 | COOPER UNIVERSITY HOSPITAL |  |  | ER |  | KAREN GRUBER |  |  |  | 11/02/2019 | 11/02/2019 |  |  |  |  | 11/02/2019 | 11/02/2019
|  | PENTAX MEDICAL | PENTAX MEDICAL LH-150A |  | AA80041 | VOORHEES SURGERY CENTER-SURGERY DEPT |  |  |  | 01/01/1900 |  |  |  |  | NO | NO |  |  |  |  | PENTAX MEDICAL 10366916 AA80041 |  |  | Disposition |  | 99:99:99:99:99:99 |  | Equipment | PAAR:00-PVAR | 11/01/2019 |  | COOPER AMBULATORY OFF-SITES |  |  | 6015 Main - Nurses Station | WOT00000003999173 | Theresa Megali | Disposition | Closed | Stephen Zubrzycki | 10/07/2019 | 10/21/2019 | Equipment Disposition | Unit being removed from Biomed and given to Centurion. Checked with service tech (Kirk Lis). Has been down in dept for awhile and dept no longer needs. Clearing out storage area per request of hospital VP. | EXP4265309 | Labor | 10/07/2019 | 10/07/2019 | Stephen Zubrzycki
|  | PENTAX MEDICAL | PENTAX MEDICAL LX-500A |  | UC71286 | BIOMEDICAL |  |  |  | 04/25/2005 |  |  |  |  | NO | NO |  |  |  |  | PENTAX MEDICAL 03975 UC71286 |  |  | Disposition |  |  |  | Equipment | PAAR:00-PVAR | 10/16/2019 |  | COOPER UNIVERSITY HOSPITAL |  |  | CLEFT/CRANIOFACIAL DEPT |  | Bonnie Aichroch
|  | PERCUSSIONAIRE CORPORATION | PERCUSSIONAIRE CORPORATION IPV-1C |  | 1PV1C2160 | RESPIRATORY |  |  |  | 01/01/2013 |  |  |  |  | NO | NO |  |  |  |  | PERCUSSIONAIRE CORPORATION 10346474 1PV1C2160 |  |  | Active |  | 99:99:99:99:99:99 |  | Equipment | 1Y:00-MFG | 03/15/2019 | 03/01/2020 | COOPER UNIVERSITY HOSPITAL |  |  | RESPIRATORY |  | KATHY LOFLAND
|  | PERMARK | PERMARK ENHANCER II |  |  | 6017 MAIN ST-PLASTICS |  |  |  | 10/16/2019 |  |  |  |  | NO | NO |  |  |  |  | PERMARK 21707 000024 |  |  | Disposition |  |  |  | Equipment | PAAR:00-PVAR | 10/16/2019 | 10/16/2019 | COOPER AMBULATORY OFF-SITES |  |  | PLASTICS |  | ANNE MAIER |  |  |  | 10/16/2019 | 10/16/2019 |  |  |  |  | 10/16/2019 | 10/16/2019
|  | PHILIPS BURTON | PHILIPS BURTON BURTON UV502 |  |  | SICKLERVILLE-URGENT CARE |  |  |  | 10/16/2019 |  |  |  |  | NO | NO |  |  |  |  | PHILIPS BURTON 26716 6803587 |  |  | Disposition |  |  |  | Equipment | PAAR:00-PVAR | 10/16/2019 | 10/16/2019 | COOPER AMBULATORY OFF-SITES |  |  | PROCEDURE ROOM |  | DR. BENDESKY |  |  |  | 10/16/2019 | 10/16/2019 |  |  |  |  | 10/16/2019 | 10/16/2019
|  | PHILIPS BURTON | PHILIPS BURTON BURTON UV502 |  | SN6272301 | EMERGENCY ROOM |  |  |  | 01/01/2013 |  |  |  |  | NO | NO |  |  |  |  | PHILIPS BURTON 10349345 SN6272301 |  |  | Active |  | 99:99:99:99:99:99 |  | Equipment | PAAR:00-PVAR | 10/31/2019 |  | COOPER UNIVERSITY HOSPITAL |  |  | EMERGENCY DEPARTMENT |  | KAREN GRUBER
|  | PHILIPS CONSUMER ELECTRONICS | PHILIPS CONSUMER ELECTRONICS 170B6CG |  | 2UA8381J8J | LABOR & DELIVERY |  |  |  | 05/15/2016 |  |  |  |  | NO | NO |  |  |  |  | PHILIPS CONSUMER ELECTRONICS 21008 2UA8381J8J |  |  | Disposition |  |  |  | Accessory | 1Y:00-MFG | 05/15/2016 | 05/15/2016 | COOPER UNIVERSITY HOSPITAL |  |  | DOCTOR'S LOUNGE D638 |  | JOANNA HORST |  |  |  | 05/15/2016 | 05/15/2016 |  |  |  |  | 05/15/2016 | 05/15/2016
|  | PHILIPS MEDICAL SYSTEMS | PHILIPS MEDICAL SYSTEMS 17S1SB |  | US 8225 1887 | RADIATION ONCOLOGY |  |  |  | 01/01/1900 |  |  |  |  | NO | NO |  |  |  |  | PHILIPS MEDICAL SYSTEMS 08020 US 8225 1887 |  |  | Disposition |  |  |  | Accessory | 1Y:00-MFG | 04/18/2016 | 05/01/2020 | COOPER UNIVERSITY HOSPITAL |  |  | RADIATION ONCOLOGY |  | COLLEEN TEGELER
|  | PHILIPS MEDICAL SYSTEMS | PHILIPS MEDICAL SYSTEMS 21221B |  | us30302482 | OPERATING ROOM - PAVILION |  |  |  | 07/27/2017 |  |  |  |  | NO | NO |  |  |  |  | PHILIPS MEDICAL SYSTEMS 30149530 us30302482 |  |  | Disposition |  |  |  | Accessory | 6M:00-MFG | 07/27/2017 | 07/27/2017 | COOPER UNIVERSITY HOSPITAL |  |  | EQUIPMENT STORAGE P316 | 0011830740 | DOMINIC VENDETTA | Preventative Maintenance | Closed | Zhan Kiselev | 07/27/2017 | 07/27/2017 | Performance Assurance: 00-MFG | 7/14/2017 11:42:16 AM ZXKISELEV (ZXKISELEV 7/14/2017 12:00 AM) PM WILL BE DONE ON THE NEXT ULTRASOUND PM CYCLE 7/14/2017 11:42 AM ZXKISELEV | 78F10264-4A87-46EC-B384-B236373C8A3E | Labor | 07/27/2017 | 07/27/2017 | Zhan Kiselev
|  | PHILIPS MEDICAL SYSTEMS | PHILIPS MEDICAL SYSTEMS 21369R |  | US97406072 | ECHOCARDIOLOGY |  |  |  | 09/28/2012 |  |  |  |  | NO | NO |  |  |  |  | PHILIPS MEDICAL SYSTEMS 10369346 US97406072 |  |  | Disposition |  | 99:99:99:99:99:99 |  | Accessory | PAAR:00-PVAR | 11/02/2019 |  | COOPER UNIVERSITY HOSPITAL |  |  | ECHO | WOT00000000535300 | LINDA VALENTI | Disposition | Closed | Zhan Kiselev | 02/08/2018 | 05/20/2019 | Bulk Disposition CNL | No longer in the hospital | EXP2957729 | Labor | 05/17/2019 | 05/17/2019 | Zhan Kiselev
|  | PHILIPS MEDICAL SYSTEMS | PHILIPS MEDICAL SYSTEMS 21369R |  | US97405194 | ECHOCARDIOLOGY |  |  |  | 10/09/2012 |  |  |  |  | NO | NO |  |  |  |  | PHILIPS MEDICAL SYSTEMS 10369345 US97405194 |  |  | Disposition |  | 99:99:99:99:99:99 |  | Accessory | PAAR:00-PVAR | 11/02/2019 |  | COOPER UNIVERSITY HOSPITAL |  |  | ECHO | WOT00000000535299 | LINDA VALENTI | Disposition | Closed | Zhan Kiselev | 02/08/2018 | 05/20/2019 | Bulk Disposition CNL | No longer in the hospital | EXP2957713 | Labor | 05/17/2019 | 05/17/2019 | Zhan Kiselev
|  | PHILIPS MEDICAL SYSTEMS | PHILIPS MEDICAL SYSTEMS 989600002031 |  |  | CARDIAC CATH LAB |  |  |  | 01/27/2011 |  |  |  |  | NO | NO |  |  |  |  | PHILIPS MEDICAL SYSTEMS 10367859 002103 |  |  | Disposition |  |  |  | Equipment | PAAR:00-PVAR | 11/02/2019 |  | COOPER UNIVERSITY HOSPITAL |  |  | lab3 |  | LINDA BEAN
|  | PHILIPS MEDICAL SYSTEMS | PHILIPS MEDICAL SYSTEMS 989601000061 |  |  | CARDIAC CATH LAB |  |  |  | 01/27/2011 |  |  |  |  | NO | NO |  |  |  |  | PHILIPS MEDICAL SYSTEMS 10367064 2674 |  |  | Disposition |  | 99:99:99:99:99:99 |  | Equipment | PAAR:00-PVAR | 11/02/2019 |  | COOPER UNIVERSITY HOSPITAL |  |  | LAB 2 |  | LINDA BEAN
TL11207630 |  | PHILIPS MEDICAL SYSTEMS | PHILIPS MEDICAL SYSTEMS AVALON FM30 |  | DE45824111 | LABOR & DELIVERY |  |  |  | 03/19/2019 |  |  |  |  | NO | NO |  |  |  |  | PHILIPS MEDICAL SYSTEMS TL11207630 DE45824111 |  |  | Disposition |  | 11:11:11:11:11:11 |  | Alarm | 1Y:00-MFG | 03/19/2019 | 03/19/2019 | COOPER UNIVERSITY HOSPITAL |  |  | Performance Verification | WOT00000002387170 | JOANNA HORST | Performance Verification | Closed | Gene Amodei | 03/19/2019 | 03/19/2019 | Performance Verification for PHILIPS MEDICAL SYSTEMS TL11207630 DE45824111 | Initial Install of Performance Verification. Device is ready for patient use. |  |  | 03/19/2019 | 03/19/2019
|  | PHILIPS MEDICAL SYSTEMS | PHILIPS MEDICAL SYSTEMS AVALON FM30 |  | DE53118729 | MATERNAL FETAL CARE UNIT |  |  |  | 01/08/2013 |  |  |  |  | NO | NO |  |  |  |  | PHILIPS MEDICAL SYSTEMS 10364782 DE53118729 |  |  | Disposition |  | CD:10:10:CE:D0:00 |  | Alarm | 1Y:00-MFG | 04/01/2019 | 04/01/2020 | COOPER UNIVERSITY HOSPITAL |  |  | D5 |  | JOANNA HORST
TL30212642 |  | PHILIPS MEDICAL SYSTEMS | PHILIPS MEDICAL SYSTEMS AVALON FM30 |  | DE59127517 | LABOR & DELIVERY |  |  |  | 11/30/2018 |  |  |  |  | NO | NO |  |  |  |  | PHILIPS MEDICAL SYSTEMS TL30212642 DE59127517 |  |  | Disposition |  | 00:00:00:00:00:00 |  | Alarm | 1Y:00-MFG | 11/30/2018 | 11/30/2018 | COOPER UNIVERSITY HOSPITAL |  |  |  | 0012501016 | JOANNA HORST | Preventative Maintenance | Closed | Josh Harris | 11/30/2018 | 11/30/2018 | PERFORMANCE ASSURANCE AT INVENTORY | INVENTORIED DEVICE AND ENSURED DEVICE WAS FUNCTIONING PROPERLY. | E76DF3F7-6EB6-4998-9BEF-E8E095E86331 | Labor | 11/30/2018 | 11/30/2018 | Gene Amodei
TL30212641 |  | PHILIPS MEDICAL SYSTEMS | PHILIPS MEDICAL SYSTEMS AVALON FM30 |  | DE56026313 | LABOR & DELIVERY |  |  |  | 11/30/2018 |  |  |  |  | NO | NO |  |  |  |  | PHILIPS MEDICAL SYSTEMS TL30212641 DE56026313 |  |  | Disposition |  | 00:00:00:00:00:00 |  | Alarm | 1Y:00-MFG | 11/30/2018 | 11/30/2018 | COOPER UNIVERSITY HOSPITAL |  |  |  | 0012501021 | JOANNA HORST | Preventative Maintenance | Closed | Josh Harris | 11/30/2018 | 11/30/2018 | PERFORMANCE ASSURANCE AT INVENTORY | INVENTORIED DEVICE AND ENSURED DEVICE WAS FUNCTIONING PROPERLY. | 382A38AB-35B1-4708-90E2-163E29414739 | Labor | 11/30/2018 | 11/30/2018 | Gene Amodei
TL30212640 |  | PHILIPS MEDICAL SYSTEMS | PHILIPS MEDICAL SYSTEMS AVALON FM30 |  | DE56026306 | LABOR & DELIVERY |  |  |  | 11/30/2018 |  |  |  |  | NO | NO |  |  |  |  | PHILIPS MEDICAL SYSTEMS TL30212640 DE56026306 |  |  | Disposition |  | 00:00:00:00:00:00 |  | Alarm | 1Y:00-MFG | 11/30/2018 | 11/30/2018 | COOPER UNIVERSITY HOSPITAL |  |  |  | 0012501022 | JOANNA HORST | Performance Verification | Closed | Josh Harris | 11/30/2018 | 11/30/2018 | INCOMING INVENTORY | DEVICE INVENTORIED | CCBDF311-22FF-47FE-A2C9-139EF7509CEC | Labor | 11/30/2018 | 11/30/2018 | Josh Harris
|  | PHILIPS MEDICAL SYSTEMS | PHILIPS MEDICAL SYSTEMS AVALON FM50 |  | DE81104071 | LABOR & DELIVERY |  |  |  | 09/13/2010 |  |  |  |  | NO | NO |  |  |  |  | PHILIPS MEDICAL SYSTEMS 10354974 DE81104071 |  |  | Active |  | 00:09:F8:70:A5:50 |  | Alarm | 1Y:00-MFG | 02/22/2019 | 02/01/2020 | COOPER UNIVERSITY HOSPITAL |  |  | DORRANCE 6 |  | JOANNA HORST
|  | PHILIPS MEDICAL SYSTEMS | PHILIPS MEDICAL SYSTEMS BV PULSERA |  |  | VOORHEES SURGERY CENTER-OPERATING ROOM |  |  |  | 03/02/2018 |  |  |  |  | NO | NO |  |  |  |  | PHILIPS MEDICAL SYSTEMS 10732247 12566 |  |  | Disposition |  | 00:00:00:00:00:00 |  | Equipment | 1Y:00-MFG | 03/02/2018 | 04/01/2020 | COOPER AMBULATORY OFF-SITES |  |  |  | WOT00000000624642 | JENNIFER BOMBARO | Performance Verification | Closed | Kirk Lis | 03/02/2018 | 06/05/2019 | Performance Verification for PHILIPS MEDICAL SYSTEMS 10732247 12566 | Initial Install of Performance Verification. Device is ready for patient use.
|  | PHILIPS MEDICAL SYSTEMS | PHILIPS MEDICAL SYSTEMS BV PULSERA |  |  | VOORHEES SURGERY CENTER-RADIOLOGY |  |  |  | 09/29/2009 |  |  |  |  | NO | NO |  |  |  |  | PHILIPS MEDICAL SYSTEMS 10347243 002357 |  |  | Disposition |  | 00:00:00:00:00:00 |  | Equipment | 1Y:00-MFG | 04/24/2018 | 04/01/2020 | COOPER AMBULATORY OFF-SITES |  |  | SUITE E |  | PAT STIENES
|  | PHILIPS MEDICAL SYSTEMS | PHILIPS MEDICAL SYSTEMS BV25 GOLD |  | SB0DA00587 | OPERATING ROOM - PAVILION |  |  |  | 11/02/2011 |  |  |  |  | NO | NO |  |  |  |  | PHILIPS MEDICAL SYSTEMS 10367402 SB0DA00587 |  |  | Disposition |  |  |  | Equipment | 1Y:00-MFG | 02/22/2016 | 02/01/2020 | COOPER UNIVERSITY HOSPITAL |  |  | P3-OR |  | DOMINIC VENDETTA
|  | PHILIPS MEDICAL SYSTEMS | PHILIPS MEDICAL SYSTEMS BV25 GOLD |  | SBODR00249 | OPERATING ROOM - PAVILION |  |  |  | 11/02/2011 |  |  |  |  | NO | NO |  |  |  |  | PHILIPS MEDICAL SYSTEMS 10367403 SBODR00249 |  |  | Disposition |  |  |  | Equipment | 1Y:00-MFG | 03/04/2016 | 02/01/2020 | COOPER UNIVERSITY HOSPITAL |  |  | UROLOGY DEPT - P3 |  | DOMINIC VENDETTA
|  | PHILIPS MEDICAL SYSTEMS | PHILIPS MEDICAL SYSTEMS C10-3V |  | B16153 | RADIOLOGICAL PHYSICS |  |  |  | 06/12/2015 |  |  |  |  | NO | NO |  |  |  |  | PHILIPS MEDICAL SYSTEMS 10369423 B16153 |  |  | Active |  | 99:99:99:99:99:99 |  | Accessory | PAAR:00-PVAR | 10/31/2019 |  | COOPER UNIVERSITY HOSPITAL |  |  | KINGS HWY |  | COLLEEN TEGELER
|  | PHILIPS MEDICAL SYSTEMS | PHILIPS MEDICAL SYSTEMS C2091 |  | US67225845 | RADIATION ONCOLOGY |  |  |  | 01/01/1900 |  |  |  |  | NO | NO |  |  |  |  | PHILIPS MEDICAL SYSTEMS 02220 US67225845 |  |  | Disposition |  |  |  | Accessory | 1Y:00-MFG | 04/18/2016 | 05/01/2020 | COOPER UNIVERSITY HOSPITAL |  |  | B |  | COLLEEN TEGELER
TL10752770 |  | PHILIPS MEDICAL SYSTEMS | PHILIPS MEDICAL SYSTEMS C5-1 |  | B22GWJ | VOORHEES SURGERY CENTER-RADIOLOGY |  |  |  | 10/16/2019 |  |  |  |  | NO | NO |  |  |  |  | PHILIPS MEDICAL SYSTEMS TL10752770 B22GWJ |  |  | Disposition |  |  |  | Accessory | PAAR:00-PVAR | 10/16/2019 | 10/16/2019 | COOPER AMBULATORY OFF-SITES |  |  | Suite B | WOT00000000498191 | PAT STIENES | Performance Verification | Closed | Zhan Kiselev | 10/16/2019 | 10/16/2019 | Performance Verification for PHILIPS MEDICAL SYSTEMS TL10752770 B22GWJ | Initial Install of Performance Verification. Device is ready for patient use. |  |  | 10/16/2019 | 10/16/2019
|  | PHILIPS MEDICAL SYSTEMS | PHILIPS MEDICAL SYSTEMS C5-1 |  | B0K8V0 | VOORHEES SURGERY CENTER-RADIOLOGY |  |  |  | 10/16/2019 |  |  |  |  | NO | NO |  |  |  |  | PHILIPS MEDICAL SYSTEMS 11208173 B0K8V0 |  |  | Disposition | TL11208173 | 99:99:99:99:99:99 |  | Accessory | PAAR:00-PVAR | 10/16/2019 | 10/16/2019 | COOPER AMBULATORY OFF-SITES |  |  | Suite B | WOT00000001266787 | PAT STIENES | Performance Verification | Closed | Zhan Kiselev | 10/16/2019 | 10/16/2019 | Performance Verification for PHILIPS MEDICAL SYSTEMS TL11208173 B0K8V0 | Initial Install of Performance Verification. Device is ready for patient use. |  |  | 10/16/2019 | 10/16/2019
|  | PHILIPS MEDICAL SYSTEMS | PHILIPS MEDICAL SYSTEMS C5-1 |  | B0FWPQ | WOODSTOWN - CARDIOLOGY |  |  |  | 10/31/2019 |  |  |  |  | NO | NO |  |  |  |  | PHILIPS MEDICAL SYSTEMS 11208063 B0FWPQ |  |  | Active |  | 99:99:99:99:99:99 |  | Accessory | PAAR:00-PVAR | 10/31/2019 | 10/31/2019 | COOPER AMBULATORY OFF-SITES |  |  | WOODSTOWN - CARDIOLOGY | WOT00000001019207 | SUSAN WHITZELL | Performance Verification | Closed | Zhan Kiselev | 10/31/2019 | 10/31/2019 | Performance Verification for PHILIPS MEDICAL SYSTEMS 11208063 B0FWPQ | Initial Install of Performance Verification. Device is ready for patient use. |  |  | 10/31/2019 | 10/31/2019
|  | PHILIPS MEDICAL SYSTEMS | PHILIPS MEDICAL SYSTEMS C5-1 |  | B13XTM | VOORHEES SURGERY CENTER-RADIOLOGY |  |  |  | 02/12/2018 |  |  |  |  | NO | NO |  |  |  |  | PHILIPS MEDICAL SYSTEMS 10752773 B13XTM |  |  | Disposition | TL10752773 | 99:99:99:99:99:99 |  | Accessory | PAAR:00-PVAR | 10/16/2019 |  | COOPER AMBULATORY OFF-SITES |  |  |  | WOT00000000544214 | PAT STIENES | Performance Verification | Closed | Zhan Kiselev | 02/12/2018 | 11/14/2018 | Performance Verification for PHILIPS MEDICAL SYSTEMS TL10752773 B13XTM | Initial Install of Performance Verification. Device is ready for patient use.
|  | PHILIPS MEDICAL SYSTEMS | PHILIPS MEDICAL SYSTEMS C5-1 |  | B0CZ07 | VOORHEES SURGERY CENTER-RADIOLOGY |  |  |  | 06/10/2015 |  |  |  |  | NO | NO |  |  |  |  | PHILIPS MEDICAL SYSTEMS 10649795 B0CZ07 |  |  | Active |  | 99:99:99:99:99:99 |  | Accessory | PAAR:00-PVAR | 10/31/2019 |  | COOPER AMBULATORY OFF-SITES |  |  |  | 0012307779 | PAT STIENES | Repair | Closed | Zhan Kiselev | 10/18/2017 | 11/17/2017 | ULTRASOUND PROBE - SOMETHING RATTLING INSIDE AND BROKEN OFF IN HEAD - VORHEES RAD SUITE B | 11/13/2017 2:20:28 PM ZXKISELEV (ZXKISELEV 10/19/2017 12:00 AM) ASKED TECH TO SEND PROBE TO HOSPITAL-BIOMED. PROBE WAS REPAIRED BACK ON 6/12/2017. CALLED INNOVATUS IMAGING TO REQUEST LOANER. 11/13/2017 2:22:34 PM ZXKISELEV (ZXKISELEV 10/20/2017 12:00 AM) RECEIEVED LOANER PROBE. SENT IT TO VOORHEES. 11/13/2017 2:24:56 PM ZXKISELEV (ZXKISELEV 11/13/2017 12:00 AM) RECEIVED PROBE BACK FROM THE REPAIR, SEND IT TO VOORHEES FOR EXCHANGE ON THE LOANER. 11/17/2017 4:12:29 PM ZXKISELEV (ZXKISELEV 11/17/2017 12:00 AM) RECEIVED PROBE BACK FROM THE REPAIR, SEND IT TO VOORHEES FOR EXCHANGE ON THE LOANER. 11/17/2017 4:13:36 PM ZXKISELEV (ZXKISELEV 11/16/2017 12:00 AM) RETURNED LOANER BACK TO INNOVATUS IMAGING. | 44EA9A58-04FC-4B80-8C42-F20BA3ACA3C2 | Labor | 10/20/2017 | 10/20/2017 | Zhan Kiselev
|  | PHILIPS MEDICAL SYSTEMS | PHILIPS MEDICAL SYSTEMS C5-1 |  | B0KH3Y | VOORHEES SURGERY CENTER-RADIOLOGY |  |  |  | 06/28/2015 |  |  |  |  | NO | NO |  |  |  |  | PHILIPS MEDICAL SYSTEMS 10356890 B0KH3Y |  |  | Disposition |  |  |  | Accessory | PAAR:00-PVAR | 11/01/2019 |  | COOPER AMBULATORY OFF-SITES |  |  | ULTRASOUND B |  | PAT STIENES
|  | PHILIPS MEDICAL SYSTEMS | PHILIPS MEDICAL SYSTEMS C5-1 |  | BOJGZ1 | VOORHEES SURGERY CENTER-RADIOLOGY |  |  |  | 10/16/2019 |  |  |  |  | NO | NO |  |  |  |  | PHILIPS MEDICAL SYSTEMS 30225006 BOJGZ1 |  |  | Disposition |  |  |  | Accessory | PAAR:00-PVAR | 10/16/2019 | 10/16/2019 | COOPER AMBULATORY OFF-SITES |  |  | suite B |  | PAT STIENES |  |  |  | 10/16/2019 | 10/16/2019 |  |  |  |  | 10/16/2019 | 10/16/2019
|  | PHILIPS MEDICAL SYSTEMS | PHILIPS MEDICAL SYSTEMS C5-1 |  |  | ANGIOGRAPHY |  |  |  | 08/14/2009 |  |  |  |  | NO | NO |  |  |  |  | PHILIPS MEDICAL SYSTEMS 10345974 039360 |  |  | Disposition |  | 99:99:99:99:99:99 |  | Accessory | PAAR:00-PVAR | 10/16/2019 |  | COOPER UNIVERSITY HOSPITAL |  |  |  |  | PAULETTE DUCKREY
TL10752768 |  | PHILIPS MEDICAL SYSTEMS | PHILIPS MEDICAL SYSTEMS C5-2 |  | 02FPND | VOORHEES SURGERY CENTER-RADIOLOGY |  |  |  | 10/16/2019 |  |  |  |  | NO | NO |  |  |  |  | PHILIPS MEDICAL SYSTEMS TL10752768 02FPND |  |  | Disposition |  |  |  | Accessory | PAAR:00-PVAR | 10/16/2019 | 10/16/2019 | COOPER AMBULATORY OFF-SITES |  |  |  | 0012740714 | PAT STIENES | Performance Verification | Closed | Josh Harris | 10/16/2019 | 10/16/2019 | INCOMING INVENTORY | DEVICE INVENTORIED | C15CE287-8EF7-43AF-BD33-9A366522A703 | Labor | 10/16/2019 | 10/16/2019 | Josh Harris
|  | PHILIPS MEDICAL SYSTEMS | PHILIPS MEDICAL SYSTEMS C5-2 |  | 02WTFZ | VOORHEES SURGERY CENTER-RADIOLOGY |  |  |  | 10/31/2019 |  |  |  |  | NO | NO |  |  |  |  | PHILIPS MEDICAL SYSTEMS 30142505 02WTFZ |  |  | Active |  | 99:99:99:99:99:99 |  | Accessory | PAAR:00-PVAR | 10/31/2019 | 10/31/2019 | COOPER AMBULATORY OFF-SITES |  |  | ULTRASOUND C | 0011830535 | PAT STIENES | Preventative Maintenance | Closed | Zhan Kiselev | 10/31/2019 | 10/31/2019 | Performance Assurance: 00-MFG | 7/14/2017 10:45:08 AM ZXKISELEV (ZXKISELEV 7/14/2017 12:00 AM) PM WILL BE DONE ON THE NEXT ULTRASOUND PM CYCLE 7/14/2017 10:45 AM ZXKISELEV | 03FE69D1-EFA3-4F3D-8D18-57E3DEF6BBEE | Labor | 10/31/2019 | 10/31/2019 | Zhan Kiselev
|  | PHILIPS MEDICAL SYSTEMS | PHILIPS MEDICAL SYSTEMS C8-4V |  | 0391QF | 3 COOPER-RADIOLOGY |  |  |  | 10/16/2019 |  |  |  |  | NO | NO |  |  |  |  | PHILIPS MEDICAL SYSTEMS 27400 0391QF |  |  | Disposition |  |  |  | Accessory | PAAR:00-PVAR | 10/16/2019 | 10/16/2019 | COOPER AMBULATORY OFF-SITES |  |  |  |  | JUDY ADIRZONE |  |  |  | 10/16/2019 | 10/16/2019 |  |  |  |  | 10/16/2019 | 10/16/2019
|  | PHILIPS MEDICAL SYSTEMS | PHILIPS MEDICAL SYSTEMS C8-4V |  | 03276W | VOORHEES SURGERY CENTER-RADIOLOGY |  |  |  | 06/28/2015 |  |  |  |  | NO | NO |  |  |  |  | PHILIPS MEDICAL SYSTEMS 10356885 03276W |  |  | Active |  | 99:99:99:99:99:99 |  | Accessory | PAAR:00-PVAR | 10/31/2019 |  | COOPER AMBULATORY OFF-SITES |  |  | ULTRASOUND B |  | PAT STIENES
|  | PHILIPS MEDICAL SYSTEMS | PHILIPS MEDICAL SYSTEMS C8-4V |  | 0323ZZ | VOORHEES SURGERY CENTER-RADIOLOGY |  |  |  | 10/21/2016 |  |  |  |  | NO | NO |  |  |  |  | PHILIPS MEDICAL SYSTEMS 10356871 0323ZZ |  |  | Disposition |  | 99:99:99:99:99:99 |  | Accessory | PAAR:00-PVAR | 10/16/2019 |  | COOPER AMBULATORY OFF-SITES |  |  | suite B |  | PAT STIENES
|  | PHILIPS MEDICAL SYSTEMS | PHILIPS MEDICAL SYSTEMS CM 100 |  | 3539A00329 | LIFE SUPPORT |  |  |  | 10/01/1997 |  |  |  |  | NO | NO |  |  |  |  | PHILIPS MEDICAL SYSTEMS 05054 3539A00329 |  |  | Disposition |  |  |  | Equipment | PAAR:00-PVAR | 11/01/2019 |  | COOPER UNIVERSITY HOSPITAL |  |  | LIFE SUPP TRAIN CNTR |  | KATHY MARTINO
|  | PHILIPS MEDICAL SYSTEMS | PHILIPS MEDICAL SYSTEMS CMPD12CV-I |  |  | CARDIAC CATH LAB |  |  |  | 11/02/2019 |  |  |  |  | NO | NO |  |  |  |  | PHILIPS MEDICAL SYSTEMS 11187525 991932612012 |  |  | Disposition |  | 99:99:99:99:99:99 |  | Equipment | PAAR:00-PVAR | 11/02/2019 | 11/02/2019 | COOPER UNIVERSITY HOSPITAL |  |  | Lab 2 - Control Room |  | LINDA BEAN |  |  |  | 11/02/2019 | 11/02/2019 |  |  |  |  | 11/02/2019 | 11/02/2019
|  | PHILIPS MEDICAL SYSTEMS | PHILIPS MEDICAL SYSTEMS CODEMASTER |  | 3535A00190 | LIFE SUPPORT |  |  |  | 01/01/1900 |  |  |  |  | NO | NO |  |  |  |  | PHILIPS MEDICAL SYSTEMS 04827 3535A00190 |  |  | Disposition |  |  |  | Life Support | 6M:00-MFG | 05/15/2016 | 01/01/2020 | COOPER UNIVERSITY HOSPITAL |  |  | LIFE SUPP TRAIN CNTR |  | KATHY MARTINO
|  | PHILIPS MEDICAL SYSTEMS | PHILIPS MEDICAL SYSTEMS CX50 COMPACTXTREME |  | SG81203352 | ECHOCARDIOLOGY |  |  |  | 08/29/2012 |  |  |  |  | NO | NO |  |  |  |  | PHILIPS MEDICAL SYSTEMS 10769624 SG81203352 |  |  | Disposition |  | 00:00:00:00:00:00 |  | Equipment | 1Y:00-MFG | 02/26/2019 | 02/01/2020 | COOPER UNIVERSITY HOSPITAL |  |  | ECHO |  | LINDA VALENTI
|  | PHILIPS MEDICAL SYSTEMS | PHILIPS MEDICAL SYSTEMS CX50 COMPACTXTREME |  | SG81000849 | ECHOCARDIOLOGY |  |  |  | 07/15/2010 |  |  |  |  | NO | NO |  |  |  |  | PHILIPS MEDICAL SYSTEMS 10368674 SG81000849 |  |  | Disposition |  | 00:00:50:5D:FC:02 |  | Equipment | 1Y:00-MFG | 02/15/2019 | 02/01/2020 | COOPER UNIVERSITY HOSPITAL |  |  | STORAGE |  | LINDA VALENTI
|  | PHILIPS MEDICAL SYSTEMS | PHILIPS MEDICAL SYSTEMS CX50 COMPACTXTREME |  | SG81203306 | VOORHEES CARDIOLOGY |  |  |  | 08/29/2012 |  |  |  |  | NO | NO |  |  |  |  | PHILIPS MEDICAL SYSTEMS 10366499 SG81203306 |  |  | Disposition |  | 00:00:00:00:00:00 |  | Equipment | 1Y:00-MFG | 01/19/2018 | 01/01/2020 | COOPER AMBULATORY OFF-SITES |  |  | Moves from Voor to Sewell |  | KATHY COMO
D2CWC/0375NC |  | PHILIPS MEDICAL SYSTEMS | PHILIPS MEDICAL SYSTEMS D2CWC |  | 0375NC | BRACHFIELD MEDICAL ASSOCIATES-MEDICINE |  |  |  | 10/31/2019 |  |  |  |  | NO | NO |  |  |  |  | PHILIPS MEDICAL SYSTEMS D2CWC/0375NC 0375NC |  |  | Active |  | 99:99:99:99:99:99 |  | Accessory | PAAR:00-PVAR | 10/31/2019 | 10/31/2019 | COOPER AMBULATORY OFF-SITES |  |  | Cardio - Echo Lab | 0011830485 | CATHY CRAWFORD | Preventative Maintenance | Closed | Zhan Kiselev | 10/31/2019 | 10/31/2019 | Performance Assurance: 00-MFG | 7/14/2017 2:37:36 PM ZXKISELEV (ZXKISELEV 7/14/2017 12:00 AM) PM WILL BE DONE ON THE NEXT ULTRASOUND PM CYCLE 7/14/2017 2:37 PM ZXKISELEV | A2B6B1DF-216B-4F6F-9843-F4A6D07B2F83 | Labor | 10/31/2019 | 10/31/2019 | Zhan Kiselev
|  | PHILIPS MEDICAL SYSTEMS | PHILIPS MEDICAL SYSTEMS D2CWC |  | B0JZ25 | VOORHEES CARDIOLOGY |  |  |  | 10/31/2019 |  |  |  |  | NO | NO |  |  |  |  | PHILIPS MEDICAL SYSTEMS 30142523 B0JZ25 |  |  | Active |  | 99:99:99:99:99:99 |  | Accessory | PAAR:00-PVAR | 10/31/2019 | 10/31/2019 | COOPER AMBULATORY OFF-SITES |  |  | STRESS ECHO LAB | 0011830531 | KATHY COMO | Preventative Maintenance | Closed | Zhan Kiselev | 10/31/2019 | 10/31/2019 | Performance Assurance: 00-MFG | 7/14/2017 3:11:31 PM ZXKISELEV (ZXKISELEV 7/14/2017 12:00 AM) PM WILL BE DONE ON THE NEXT ULTRASOUND PM CYCLE | 50889CAA-3CB6-4BBA-B280-95FFDA97BD40 | Labor | 10/31/2019 | 10/31/2019 | Zhan Kiselev
|  | PHILIPS MEDICAL SYSTEMS | PHILIPS MEDICAL SYSTEMS D2CWC |  | BOJZ21 | VOORHEES CARDIOLOGY |  |  |  | 10/31/2019 |  |  |  |  | NO | NO |  |  |  |  | PHILIPS MEDICAL SYSTEMS 30142524 BOJZ21 |  |  | Active |  | 99:99:99:99:99:99 |  | Accessory | PAAR:00-PVAR | 10/31/2019 | 10/31/2019 | COOPER AMBULATORY OFF-SITES |  |  | ECHO LAB | 0011830530 | KATHY COMO | Preventative Maintenance | Closed | Zhan Kiselev | 10/31/2019 | 10/31/2019 | Performance Assurance: 00-MFG | 7/14/2017 3:11:16 PM ZXKISELEV (ZXKISELEV 7/14/2017 12:00 AM) PM WILL BE DONE ON THE NEXT ULTRASOUND PM CYCLE | 98D2AE43-0FC9-40A9-A03B-02EEF16F0976 | Labor | 10/31/2019 | 10/31/2019 | Zhan Kiselev
|  | PHILIPS MEDICAL SYSTEMS | PHILIPS MEDICAL SYSTEMS D2CWC |  | B0JYYG | VOORHEES CARDIOLOGY |  |  |  | 10/31/2019 |  |  |  |  | NO | NO |  |  |  |  | PHILIPS MEDICAL SYSTEMS 30142511 B0JYYG |  |  | Active |  | 99:99:99:99:99:99 |  | Accessory | PAAR:00-PVAR | 10/31/2019 | 10/31/2019 | COOPER AMBULATORY OFF-SITES |  |  | ECHO ROOM | 0011830532 | KATHY COMO | Preventative Maintenance | Closed | Zhan Kiselev | 10/31/2019 | 10/31/2019 | Performance Assurance: 00-MFG | 7/14/2017 3:11:51 PM ZXKISELEV (ZXKISELEV 7/14/2017 12:00 AM) PM WILL BE DONE ON THE NEXT ULTRASOUND PM CYCLE 7/14/2017 3:11 PM ZXKISELEV | DA7DB1B4-8C74-4ED6-92BD-3149B79B1B73 | Labor | 10/31/2019 | 10/31/2019 | Zhan Kiselev
|  | PHILIPS MEDICAL SYSTEMS | PHILIPS MEDICAL SYSTEMS DIGITRAK PLUS |  |  | 3 COOPER-PEDIATRICS |  |  |  | 11/02/2019 |  |  |  |  | NO | NO |  |  |  |  | PHILIPS MEDICAL SYSTEMS 30126251 37033 |  |  | Disposition |  |  |  | Equipment | PAAR:00-PVAR | 11/02/2019 | 11/02/2019 | COOPER AMBULATORY OFF-SITES |  |  | Disposition | WOT00000001047565 | MAUREEN OBRIEN | Disposition | Closed | Stephen Zubrzycki | 11/02/2019 | 11/02/2019 | Equipment Disposition | There are no serviceable parts for this unit when it breaks and the dept works with Philips to get new ones if any breaks. They do not call Biomed if there is any issues with any of these and we do cannot repair them according the Philips. | EXP0745332 | Labor | 11/02/2019 | 11/02/2019 | Stephen Zubrzycki
|  | PHILIPS MEDICAL SYSTEMS | PHILIPS MEDICAL SYSTEMS DIGITRAK PLUS |  |  | 3 COOPER-PEDIATRICS |  |  |  | 11/02/2019 |  |  |  |  | NO | NO |  |  |  |  | PHILIPS MEDICAL SYSTEMS 30126244 37024 |  |  | Disposition |  |  |  | Equipment | PAAR:00-PVAR | 11/02/2019 | 11/02/2019 | COOPER AMBULATORY OFF-SITES |  |  | DISPOSITION | 0011613549 | MAUREEN OBRIEN | Repair | Closed | Stephen Zubrzycki | 11/02/2019 | 11/02/2019 | DISPOSITION | 5/4/2017 4:49:43 PM SJZUBRZYCKI (SJZUBRZYCKI 5/4/2017 12:00 AM) CNL DURING INVENTORY VALIDATION. DIDN'T SEE UNIT WHERE ALL THE OTHER RECORDERS WERE AND ASKED DEPT STAFF AND NO ONE KNEW WHERE THIS UNIT WAS 5/4/2017 4:49:44 PM SJZUBRZYCKI This device has been removed from an active status with the RSQ Database, and physically removed from the facility. Device retired on 5/4/2017; Authorized By: YES; Nature of Retirement: COULD NOT LOCATE; Days In Service: 700 | C571313E-B8E0-42B3-97FC-60283937282F | Labor | 11/02/2019 | 11/02/2019 | Stephen Zubrzycki
|  | PHILIPS MEDICAL SYSTEMS | PHILIPS MEDICAL SYSTEMS DIGITRAK PLUS |  |  | 3 COOPER-PEDIATRICS |  |  |  | 11/02/2019 |  |  |  |  | NO | NO |  |  |  |  | PHILIPS MEDICAL SYSTEMS 30126245 18648 |  |  | Disposition |  | 00:00:00:00:00:00 |  | Equipment | PAAR:00-PVAR | 11/02/2019 | 11/02/2019 | COOPER AMBULATORY OFF-SITES |  |  | Disposition | WOT00000002031707 | MAUREEN OBRIEN | Disposition | Closed | Stephen Zubrzycki | 11/02/2019 | 11/02/2019 | Equipment Disposition | Department no longer uses the Digitrak Plus recorders | EXP2173879 | Labor | 11/02/2019 | 11/02/2019 | Stephen Zubrzycki
|  | PHILIPS MEDICAL SYSTEMS | PHILIPS MEDICAL SYSTEMS DIGITRAK XT |  |  | 3 COOPER-PEDIATRICS |  |  |  | 10/16/2019 |  |  |  |  | NO | NO |  |  |  |  | PHILIPS MEDICAL SYSTEMS 30126246 37407 |  |  | Disposition |  |  |  | Equipment | PAAR:00-PVAR | 10/16/2019 | 10/16/2019 | COOPER AMBULATORY OFF-SITES |  |  | SUITE 200 - EXAM RM 1 |  | MAUREEN OBRIEN |  |  |  | 10/16/2019 | 10/16/2019 |  |  |  |  | 10/16/2019 | 10/16/2019
|  | PHILIPS MEDICAL SYSTEMS | PHILIPS MEDICAL SYSTEMS HD15 |  | USO1023618 | HEART INSTITUTE |  |  |  | 07/12/2010 |  |  |  |  | NO | NO |  |  |  |  | PHILIPS MEDICAL SYSTEMS 10345752 USO1023618 |  |  | Disposition |  |  |  | Equipment | 1Y:00-MFG | 11/16/2015 | 12/01/2020 | COOPER AMBULATORY OFF-SITES |  |  | exam 3 |  | KATHRYN COMO
|  | PHILIPS MEDICAL SYSTEMS | PHILIPS MEDICAL SYSTEMS HEARTSTART |  | B15H-00831 | CAMDEN 911 EMERGENCY MEDICAL SERVICES |  |  |  | 12/29/2015 |  |  |  |  | NO | NO |  |  |  |  | PHILIPS MEDICAL SYSTEMS 10480335 B15H-00831 |  |  | Active |  | 99:99:99:99:99:99 |  | Life Support | 6M:00-MFG | 10/28/2019 | 04/01/2020 | COOPER UNIVERSITY HOSPITAL |  |  | c8 |  | STEVEN HARE
|  | PHILIPS MEDICAL SYSTEMS | PHILIPS MEDICAL SYSTEMS HEARTSTART |  | B125H-00556 | CAMDEN 911 EMERGENCY MEDICAL SERVICES |  |  |  | 12/29/2015 |  |  |  |  | NO | NO |  |  |  |  | PHILIPS MEDICAL SYSTEMS 10480333 B125H-00556 |  |  | Active |  | 99:99:99:99:99:99 |  | Life Support | 6M:00-MFG | 10/01/2019 | 04/01/2020 | COOPER UNIVERSITY HOSPITAL |  |  |  |  | STEVEN HARE
|  | PHILIPS MEDICAL SYSTEMS | PHILIPS MEDICAL SYSTEMS HEARTSTART |  | B15H-00483 | CAMDEN 911 EMERGENCY MEDICAL SERVICES |  |  |  | 12/29/2015 |  |  |  |  | NO | NO |  |  |  |  | PHILIPS MEDICAL SYSTEMS 10480331 B15H-00483 |  |  | Active |  | 99:99:99:99:99:99 |  | Life Support | 6M:00-MFG | 10/28/2019 | 04/01/2020 | COOPER UNIVERSITY HOSPITAL |  |  | c-8 |  | STEVEN HARE
|  | PHILIPS MEDICAL SYSTEMS | PHILIPS MEDICAL SYSTEMS HEARTSTART |  | B15H-00576 | CAMDEN 911 EMERGENCY MEDICAL SERVICES |  |  |  | 12/30/2015 |  |  |  |  | NO | NO |  |  |  |  | PHILIPS MEDICAL SYSTEMS 10480228 B15H-00576 |  |  | Active |  | 99:99:99:99:99:99 |  | Life Support | 6M:00-MFG | 10/28/2019 | 04/01/2020 | COOPER UNIVERSITY HOSPITAL |  |  | C2 |  | STEVEN HARE
|  | PHILIPS MEDICAL SYSTEMS | PHILIPS MEDICAL SYSTEMS HEARTSTART |  | B15H-00570 | CAMDEN 911 EMERGENCY MEDICAL SERVICES |  |  |  | 10/01/2019 |  |  |  |  | NO | NO |  |  |  |  | PHILIPS MEDICAL SYSTEMS 30146276 B15H-00570 |  |  | Active |  | 99:99:99:99:99:99 |  | Life Support | 6M:00-MFG | 10/01/2019 | 10/01/2019 | COOPER UNIVERSITY HOSPITAL |  |  |  |  | STEVEN HARE |  |  |  | 10/01/2019 | 10/01/2019 |  |  |  |  | 10/01/2019 | 10/01/2019
|  | PHILIPS MEDICAL SYSTEMS | PHILIPS MEDICAL SYSTEMS HEARTSTART MRX (M3535A) |  | US00545616 | MILLVILLE-AIR MED |  |  |  | 04/07/2011 |  |  |  |  | NO | NO |  |  |  |  | PHILIPS MEDICAL SYSTEMS 10366977 US00545616 |  |  | Disposition |  |  |  | Life Support | 6M:00-MFG | 03/26/2018 | 03/01/2020 | COOPER AMBULATORY OFF-SITES |  |  | MAIN HANGER |  | RICK ROHRBACH
|  | PHILIPS MEDICAL SYSTEMS | PHILIPS MEDICAL SYSTEMS HEARTSTART MRX (M3535A) |  | US00548178 | MILLVILLE-AIR MED |  |  |  | 10/19/2011 |  |  |  |  | NO | NO |  |  |  |  | PHILIPS MEDICAL SYSTEMS 10366969 US00548178 |  |  | Disposition |  |  |  | Life Support | 6M:00-MFG | 03/26/2018 | 03/01/2020 | COOPER AMBULATORY OFF-SITES |  |  | MAIN HANGER |  | RICK ROHRBACH
|  | PHILIPS MEDICAL SYSTEMS | PHILIPS MEDICAL SYSTEMS HEARTSTART MRX (M3535A) |  | US00534489 | BIOMEDICAL |  |  |  | 06/10/2015 |  |  |  |  | NO | NO |  |  |  |  | PHILIPS MEDICAL SYSTEMS 10366568 US00534489 |  |  | Disposition |  |  |  | Life Support | 6M:00-MFG | 12/13/2017 | 12/01/2019 | COOPER UNIVERSITY HOSPITAL |  |  |  |  | Bonnie Aichroch
|  | PHILIPS MEDICAL SYSTEMS | PHILIPS MEDICAL SYSTEMS IE33 |  | 02KJ5V | ECHOCARDIOLOGY |  |  |  | 11/17/2005 |  |  |  |  | NO | NO |  |  |  |  | PHILIPS MEDICAL SYSTEMS 10368673 02KJ5V |  |  | Disposition |  | 00:d0:68:09:E8:8F |  | Equipment | 6M:00-MFG 1Y:00-MIN | 02/20/2018 | 02/01/2020 | COOPER UNIVERSITY HOSPITAL |  |  | ECHO TESTING LAB |  | LINDA VALENTI
|  | PHILIPS MEDICAL SYSTEMS | PHILIPS MEDICAL SYSTEMS IE33 |  | 02L4X5 | ECHOCARDIOLOGY |  |  |  | 11/17/2005 |  |  |  |  | NO | NO |  |  |  |  | PHILIPS MEDICAL SYSTEMS 10368669 02L4X5 |  |  | Active |  | 00:D0:68:09:B5:C6 |  | Equipment | 6M:00-MFG 1Y:00-MIN | 08/27/2019 | 02/01/2020 | COOPER UNIVERSITY HOSPITAL |  |  | STRESS LAB |  | LINDA VALENTI
|  | PHILIPS MEDICAL SYSTEMS | PHILIPS MEDICAL SYSTEMS INNOSPIRE ELEGANCE |  | bus0473562 | CINNAMINSON URGENT CARE |  |  |  | 01/01/1900 |  |  |  |  | NO | NO |  |  |  |  | PHILIPS MEDICAL SYSTEMS 10365786 bus0473562 |  |  | Active |  | 99:99:99:99:99:99 |  | Equipment | PAAR:00-PVAR | 11/02/2019 |  | COOPER AMBULATORY OFF-SITES |  |  | NURSES STATION |  | MELISSA PORTOBANCO
|  | PHILIPS MEDICAL SYSTEMS | PHILIPS MEDICAL SYSTEMS IU22 |  | 02RCB2 | VOORHEES SURGERY CENTER-RADIOLOGY |  |  |  | 12/03/2007 |  |  |  |  | NO | NO |  |  |  |  | PHILIPS MEDICAL SYSTEMS 10356874 02RCB2 |  |  | Disposition |  | 00:D0:68:10:13:2B |  | Equipment | 6M:00-MFG 1Y:00-MIN | 10/29/2018 | 04/01/2020 | COOPER AMBULATORY OFF-SITES |  |  | SUITE B ULTRASOUND A |  | PAT STIENES
|  | PHILIPS MEDICAL SYSTEMS | PHILIPS MEDICAL SYSTEMS L12-3 |  | 03H6C8 | VOORHEES CARDIOLOGY |  |  |  | 11/11/2019 |  |  |  |  | NO | NO |  |  |  |  | PHILIPS MEDICAL SYSTEMS 22854 03H6C8 |  |  | Active |  |  |  | Accessory | PAAR:00-PVAR | 11/11/2019 | 11/11/2019 | COOPER AMBULATORY OFF-SITES |  |  | Performance Verification | WOT00000004297489 | KATHY COMO | Repair | Open | Zhan Kiselev | 11/11/2019 | 11/11/2019 | Ultrasound transducer has dropout on the image. | Found that probe is not in the system. inventory probe. Requested loaner. Repair Exchange. Keeping loaner probe. | EXP4672524 | Labor | 11/11/2019 | 11/11/2019 | Zhan Kiselev
|  | PHILIPS MEDICAL SYSTEMS | PHILIPS MEDICAL SYSTEMS L12-3 |  | BOD47H | WOODSTOWN - CARDIOLOGY |  |  |  | 10/28/2014 |  |  |  |  | NO | NO |  |  |  |  | PHILIPS MEDICAL SYSTEMS 10345892 BOD47H |  |  | Active |  | 99:99:99:99:99:99 |  | Accessory | PAAR:00-PVAR | 11/02/2019 |  | COOPER AMBULATORY OFF-SITES |  |  | ULTRASOUND ROOM |  | SUSAN WHITZELL
TL125/037RXX |  | PHILIPS MEDICAL SYSTEMS | PHILIPS MEDICAL SYSTEMS L12-5 |  | 037RXX | VOORHEES SURGERY CENTER-RADIOLOGY |  |  |  | 10/16/2019 |  |  |  |  | NO | NO |  |  |  |  | PHILIPS MEDICAL SYSTEMS TL125/037RXX 037RXX |  |  | Disposition | TL30143501 | 99:99:99:99:99:99 |  | Accessory | PAAR:00-PVAR | 10/16/2019 | 10/16/2019 | COOPER AMBULATORY OFF-SITES |  |  |  |  | PAT STIENES |  |  |  | 10/16/2019 | 10/16/2019 |  |  |  |  | 10/16/2019 | 10/16/2019
TL125/02Z9DX |  | PHILIPS MEDICAL SYSTEMS | PHILIPS MEDICAL SYSTEMS L12-5 |  | O2Z9DX | VOORHEES SURGERY CENTER-RADIOLOGY |  |  |  | 10/16/2019 |  |  |  |  | NO | NO |  |  |  |  | PHILIPS MEDICAL SYSTEMS TL125/02Z9DX O2Z9DX |  |  | Disposition | T10480040 | 99:99:99:99:99:99 |  | Accessory | PAAR:00-PVAR | 10/16/2019 | 10/16/2019 | COOPER AMBULATORY OFF-SITES |  |  | suite B |  | PAT STIENES |  |  |  | 10/16/2019 | 10/16/2019 |  |  |  |  | 10/16/2019 | 10/16/2019
T10480237 |  | PHILIPS MEDICAL SYSTEMS | PHILIPS MEDICAL SYSTEMS L12-5 |  | Not Known | VOORHEES SURGERY CENTER-RADIOLOGY |  |  |  | 10/31/2019 |  |  |  |  | NO | NO |  |  |  |  | PHILIPS MEDICAL SYSTEMS T10480237 Not Known |  |  | Active |  | 99:99:99:99:99:99 |  | Accessory | PAAR:00-PVAR | 10/31/2019 | 10/31/2019 | COOPER AMBULATORY OFF-SITES |  |  |  |  | PAT STIENES |  |  |  | 10/31/2019 | 10/31/2019 |  |  |  |  | 10/31/2019 | 10/31/2019
|  | PHILIPS MEDICAL SYSTEMS | PHILIPS MEDICAL SYSTEMS L12-5 |  | 038RMD | RADIOLOGY DIAGNOSTICS |  |  |  | 12/06/2016 |  |  |  |  | NO | NO |  |  |  |  | PHILIPS MEDICAL SYSTEMS 10649869 038RMD |  |  | Disposition |  |  |  | Accessory | PAAR:00-PVAR | 10/16/2019 |  | COOPER UNIVERSITY HOSPITAL |  |  |  | 0011517687 | PAULETTE DUCKREY | Performance Verification | Closed | Bonnie Aichroth | 04/27/2017 | 04/27/2017 | INCOMING INVENTORY | DEVICE INVENTORIED | 13FB7F1F-9206-4662-9FA5-EFF7A3A8B5DE | Labor | 04/27/2017 | 04/27/2017 | Bonnie Aichroth
|  | PHILIPS MEDICAL SYSTEMS | PHILIPS MEDICAL SYSTEMS L12-5 |  | B0RQ79 | VOORHEES SURGERY CENTER-RADIOLOGY |  |  |  | 06/16/2017 |  |  |  |  | NO | NO |  |  |  |  | PHILIPS MEDICAL SYSTEMS 10649796 B0RQ79 |  |  | Disposition |  | 99:99:99:99:99:99 |  | Accessory | PAAR:00-PVAR | 10/16/2019 |  | COOPER AMBULATORY OFF-SITES |  |  |  | WOT00000001058857 | PAT STIENES | Repair | Closed | Zhan Kiselev | 06/19/2018 | 11/06/2018 | wire split on transducer, gave 10649796, did not pull | Probe needs to be send out for repair. Will request loaner probe. Loaner probe should be here tomorrow. Received loaner probe. inventoried probe, took pics, boxed up and took to courier to be sent to Voorhees suite B. Broken probe will be sent out as soon as we receive it from Voorhees. Keeping a loaner probe | EXP0779214 | Labor | 06/20/2018 | 06/20/2018 | Charles Santomero
|  | PHILIPS MEDICAL SYSTEMS | PHILIPS MEDICAL SYSTEMS L12-5 |  | 034BBL | VOORHEES SURGERY CENTER-RADIOLOGY |  |  |  | 07/18/2016 |  |  |  |  | NO | NO |  |  |  |  | PHILIPS MEDICAL SYSTEMS 10505332 034BBL |  |  | Disposition |  |  |  | Accessory | PAAR:00-PVAR | 10/16/2019 |  | COOPER AMBULATORY OFF-SITES |  |  | suite B |  | PAT STIENES
|  | PHILIPS MEDICAL SYSTEMS | PHILIPS MEDICAL SYSTEMS L12-5 |  | 03669G | VOORHEES SURGERY CENTER-RADIOLOGY |  |  |  | 06/20/2016 |  |  |  |  | NO | NO |  |  |  |  | PHILIPS MEDICAL SYSTEMS 10505285 03669G |  |  | Disposition |  |  |  | Accessory | PAAR:00-PVAR | 10/16/2019 |  | COOPER AMBULATORY OFF-SITES |  |  | suite B |  | PAT STIENES
|  | PHILIPS MEDICAL SYSTEMS | PHILIPS MEDICAL SYSTEMS L12-5 |  | 03984R | VOORHEES SURGERY CENTER-RADIOLOGY |  |  |  | 06/28/2015 |  |  |  |  | NO | NO |  |  |  |  | PHILIPS MEDICAL SYSTEMS 10356889 03984R |  |  | Disposition |  |  |  | Accessory | PAAR:00-PVAR | 11/02/2019 |  | COOPER AMBULATORY OFF-SITES |  |  | ULTRASOUND B |  | PAT STIENES
|  | PHILIPS MEDICAL SYSTEMS | PHILIPS MEDICAL SYSTEMS L12-5 |  |  | VOORHEES SURGERY CENTER-RADIOLOGY |  |  |  | 06/27/2015 |  |  |  |  | NO | NO |  |  |  |  | PHILIPS MEDICAL SYSTEMS 10356873 4535611189754 |  |  | Disposition |  |  |  | Accessory | PAAR:00-PVAR | 11/02/2019 |  | COOPER AMBULATORY OFF-SITES |  |  | ULTRA A |  | PAT STIENES
|  | PHILIPS MEDICAL SYSTEMS | PHILIPS MEDICAL SYSTEMS L12-5 |  | BOJ17X | KINGS HIGHWAY-RADIOLOGY |  |  |  | 05/02/2013 |  |  |  |  | NO | NO |  |  |  |  | PHILIPS MEDICAL SYSTEMS 10345984 BOJ17X |  |  | Disposition |  |  |  | Accessory | PAAR:00-PVAR | 10/16/2019 |  | COOPER AMBULATORY OFF-SITES |  |  | SUITE 103 |  | SUZEN SCHAFFER
|  | PHILIPS MEDICAL SYSTEMS | PHILIPS MEDICAL SYSTEMS L12-5 |  | 038ZZT | 3 COOPER-RADIOLOGY |  |  |  | 08/14/2009 |  |  |  |  | NO | NO |  |  |  |  | PHILIPS MEDICAL SYSTEMS 10345975 038ZZT |  |  | Disposition |  |  |  | Accessory | PAAR:00-PVAR | 10/16/2019 |  | COOPER AMBULATORY OFF-SITES |  |  | KINGS HWY | 0011453527 | JUDY ADIRZONE | Repair | Closed | Zhan Kiselev | 04/04/2017 | 05/02/2017 | ULTRASOUND - TRANSDUCER L12.5 CORD STARTING TO SEPERATE FROM CASE - RAD KINGS HWY | 4/4/2017 4:52:08 PM ZXKISELEV (ZXKISELEV 4/4/2017 12:00 AM) RESEARCHED LOANER PROBE 5/1/2017 3:33:26 PM BGAICHROTH 5/1/17 - CHARGED DEPARTMENT FOR REPAIR - PURCHASE ORDER 1213263006-0-SERV 5/2/2017 5:36:51 PM ZXKISELEV (ZXKISELEV 5/2/2017 12:00 AM) KEEPING LOANER PROBE S#B08C4T 5/2/2017 5:36:55 PM ZXKISELEV This device has been removed from an active status with the RSQ Database, and physically removed from the facility. Device retired on 5/2/2017; Authorized By: YES; Nature of Retirement: OTHER - KEEPING LOANER AS A EXCHANGE; Days In Service: 698 | CD3192CC-EFA6-45D3-B2DF-7786926E5255 | Labor | 04/04/2017 | 04/04/2017 | Zhan Kiselev
|  | PHILIPS MEDICAL SYSTEMS | PHILIPS MEDICAL SYSTEMS L12-5 |  | BOLTLF | VOORHEES SURGERY CENTER-RADIOLOGY |  |  |  | 11/02/2019 |  |  |  |  | NO | NO |  |  |  |  | PHILIPS MEDICAL SYSTEMS 30142510 BOLTLF |  |  | Disposition |  |  |  | Accessory | PAAR:00-PVAR | 11/02/2019 | 11/02/2019 | COOPER AMBULATORY OFF-SITES |  |  | ULTRASOUND C |  | PAT STIENES |  |  |  | 11/02/2019 | 11/02/2019 |  |  |  |  | 11/02/2019 | 11/02/2019
TL10769605 |  | PHILIPS MEDICAL SYSTEMS | PHILIPS MEDICAL SYSTEMS L17-5 |  |  | VOORHEES SURGERY CENTER-RADIOLOGY |  |  |  | 10/16/2019 |  |  |  |  | NO | NO |  |  |  |  | PHILIPS MEDICAL SYSTEMS TL10769605 10769605 |  |  | Disposition |  |  |  | Accessory | PAAR:00-PVAR | 10/16/2019 | 10/16/2019 | COOPER AMBULATORY OFF-SITES |  |  | suite B | 0012140171 | PAT STIENES | Performance Verification | Closed | Zhan Kiselev | 10/16/2019 | 10/16/2019 | INCOMING INVENTORY | DEVICE INVENTORIED | 127D935D-5748-4461-8E03-953BF7DA06C9 | Labor | 10/16/2019 | 10/16/2019 | Bonnie Aichroth
TL10505310 |  | PHILIPS MEDICAL SYSTEMS | PHILIPS MEDICAL SYSTEMS L17-5 |  | B01JBX | VOORHEES SURGERY CENTER-RADIOLOGY |  |  |  | 10/16/2019 |  |  |  |  | NO | NO |  |  |  |  | PHILIPS MEDICAL SYSTEMS TL10505310 B01JBX |  |  | Disposition |  |  |  | Accessory | PAAR:00-PVAR | 10/16/2019 | 10/16/2019 | COOPER AMBULATORY OFF-SITES |  |  |  |  | PAT STIENES |  |  |  | 10/16/2019 | 10/16/2019 |  |  |  |  | 10/16/2019 | 10/16/2019
|  | PHILIPS MEDICAL SYSTEMS | PHILIPS MEDICAL SYSTEMS L17-5 |  | 02JCPD | VOORHEES SURGERY CENTER-RADIOLOGY |  |  |  | 07/28/2016 |  |  |  |  | NO | NO |  |  |  |  | PHILIPS MEDICAL SYSTEMS 10505365 02JCPD |  |  | Active |  | 99:99:99:99:99:99 |  | Accessory | PAAR:00-PVAR | 10/31/2019 |  | COOPER AMBULATORY OFF-SITES |  |  | suite B |  | PAT STIENES
|  | PHILIPS MEDICAL SYSTEMS | PHILIPS MEDICAL SYSTEMS L17-5 |  | 02BY7M | VOORHEES SURGERY CENTER-RADIOLOGY |  |  |  | 06/20/2016 |  |  |  |  | NO | NO |  |  |  |  | PHILIPS MEDICAL SYSTEMS 10505286 02BY7M |  |  | Disposition |  |  |  | Accessory | PAAR:00-PVAR | 10/16/2019 |  | COOPER AMBULATORY OFF-SITES |  |  | suite B |  | PAT STIENES
|  | PHILIPS MEDICAL SYSTEMS | PHILIPS MEDICAL SYSTEMS L17-5 |  | 03DXY5 | VOORHEES SURGERY CENTER-RADIOLOGY |  |  |  | 04/15/2016 |  |  |  |  | NO | NO |  |  |  |  | PHILIPS MEDICAL SYSTEMS 10505272 03DXY5 |  |  | Disposition |  |  |  | Accessory | PAAR:00-PVAR | 10/16/2019 |  | COOPER AMBULATORY OFF-SITES |  |  |  |  | PAT STIENES
|  | PHILIPS MEDICAL SYSTEMS | PHILIPS MEDICAL SYSTEMS L17-5 |  | 03CG8M | VOORHEES SURGERY CENTER-RADIOLOGY |  |  |  | 12/02/2015 |  |  |  |  | NO | NO |  |  |  |  | PHILIPS MEDICAL SYSTEMS 10480278 03CG8M |  |  | Disposition |  |  |  | Accessory | PAAR:00-PVAR | 10/16/2019 |  | COOPER AMBULATORY OFF-SITES |  |  |  |  | PAT STIENES
|  | PHILIPS MEDICAL SYSTEMS | PHILIPS MEDICAL SYSTEMS L17-5 |  | 037Z9Q | VOORHEES SURGERY CENTER-RADIOLOGY |  |  |  | 06/10/2015 |  |  |  |  | NO | NO |  |  |  |  | PHILIPS MEDICAL SYSTEMS 10356887 037Z9Q |  |  | Disposition |  |  |  | Accessory | PAAR:00-PVAR | 10/16/2019 |  | COOPER AMBULATORY OFF-SITES |  |  |  |  | PAT STIENES
|  | PHILIPS MEDICAL SYSTEMS | PHILIPS MEDICAL SYSTEMS L17-5 |  |  | KINGS HIGHWAY-RADIOLOGY |  |  |  | 08/14/2009 |  |  |  |  | NO | NO |  |  |  |  | PHILIPS MEDICAL SYSTEMS 10345977 039299 |  |  | Active |  | 99:99:99:99:99:99 |  | Accessory | PAAR:00-PVAR | 10/31/2019 |  | COOPER AMBULATORY OFF-SITES |  |  | SUITE 103 | 0011830479 | SUZEN SCHAFFER | Preventative Maintenance | Closed | Zhan Kiselev | 07/01/2017 | 07/14/2017 | Performance Assurance: 00-MFG | 7/14/2017 12:14:20 PM ZXKISELEV (ZXKISELEV 7/14/2017 12:00 AM) PM WILL BE DONE ON THE NEXT ULTRASOUND PM CYCLE 7/14/2017 12:14 PM ZXKISELEV | A68108DC-4F6C-4EDF-A9B3-C205BAB73028 | Labor | 07/14/2017 | 07/14/2017 | Zhan Kiselev
|  | PHILIPS MEDICAL SYSTEMS | PHILIPS MEDICAL SYSTEMS L17-5 |  | BOWHVJ | VOORHEES SURGERY CENTER-RADIOLOGY |  |  |  | 11/01/2019 |  |  |  |  | NO | NO |  |  |  |  | PHILIPS MEDICAL SYSTEMS 30142503 BOWHVJ |  |  | Disposition |  |  |  | Accessory | PAAR:00-PVAR | 11/01/2019 | 11/01/2019 | COOPER AMBULATORY OFF-SITES |  |  | ULTRASOUND C |  | PAT STIENES |  |  |  | 11/01/2019 | 11/01/2019 |  |  |  |  | 11/01/2019 | 11/01/2019
|  | PHILIPS MEDICAL SYSTEMS | PHILIPS MEDICAL SYSTEMS L17-5 |  | 02DNJW | VOORHEES SURGERY CENTER-RADIOLOGY |  |  |  | 06/28/2015 |  |  |  |  | NO | NO |  |  |  |  | PHILIPS MEDICAL SYSTEMS 10344997 02DNJW |  |  | Disposition |  |  |  | Accessory | PAAR:00-PVAR | 11/02/2019 |  | COOPER AMBULATORY OFF-SITES |  |  | ULTRASOUND B |  | PAT STIENES
TL10769612 |  | PHILIPS MEDICAL SYSTEMS | PHILIPS MEDICAL SYSTEMS L9-3 |  | 0371Y4 | VOORHEES SURGERY CENTER-RADIOLOGY |  |  |  | 10/16/2019 |  |  |  |  | NO | NO |  |  |  |  | PHILIPS MEDICAL SYSTEMS TL10769612 0371Y4 |  |  | Disposition |  | 99:99:99:99:99:99 |  | Accessory | PAAR:00-PVAR | 10/16/2019 | 10/16/2019 | COOPER AMBULATORY OFF-SITES |  |  |  | 0011984085 | PAT STIENES | Performance Verification | Closed | Bonnie Aichroth | 10/16/2019 | 10/16/2019 | INCOMING INVENTORY | DEVICE INVENTORIED | 371343FA-332B-487F-BBC6-AC61088BA2D1 | Labor | 10/16/2019 | 10/16/2019 | Bonnie Aichroth
T10480220 |  | PHILIPS MEDICAL SYSTEMS | PHILIPS MEDICAL SYSTEMS L9-3 |  | 02Z1DX | VOORHEES CARDIOLOGY |  |  |  | 10/16/2019 |  |  |  |  | NO | NO |  |  |  |  | PHILIPS MEDICAL SYSTEMS T10480220 02Z1DX |  |  | Disposition |  |  |  | Accessory | PAAR:00-PVAR | 10/16/2019 | 10/16/2019 | COOPER AMBULATORY OFF-SITES |  |  |  |  | KATHY COMO |  |  |  | 10/16/2019 | 10/16/2019 |  |  |  |  | 10/16/2019 | 10/16/2019
|  | PHILIPS MEDICAL SYSTEMS | PHILIPS MEDICAL SYSTEMS L9-3 |  | B0T11V | VOORHEES SURGERY CENTER-RADIOLOGY |  |  |  | 07/18/2016 |  |  |  |  | NO | NO |  |  |  |  | PHILIPS MEDICAL SYSTEMS 10505330 B0T11V |  |  | Disposition |  |  |  | Accessory | PAAR:00-PVAR | 10/16/2019 |  | COOPER AMBULATORY OFF-SITES |  |  | suite B |  | PAT STIENES
|  | PHILIPS MEDICAL SYSTEMS | PHILIPS MEDICAL SYSTEMS L9-3 |  | B0NL3K | VOORHEES SURGERY CENTER-RADIOLOGY |  |  |  | 06/28/2015 |  |  |  |  | NO | NO |  |  |  |  | PHILIPS MEDICAL SYSTEMS 10356886 B0NL3K |  |  | Disposition |  |  |  | Accessory | PAAR:00-PVAR | 11/02/2019 |  | COOPER AMBULATORY OFF-SITES |  |  | ULTRASOUND B |  | PAT STIENES
|  | PHILIPS MEDICAL SYSTEMS | PHILIPS MEDICAL SYSTEMS L9-3 |  | B07C3K | VOORHEES SURGERY CENTER-RADIOLOGY |  |  |  | 06/27/2015 |  |  |  |  | NO | NO |  |  |  |  | PHILIPS MEDICAL SYSTEMS 10356869 B07C3K |  |  | Disposition |  |  |  | Accessory | PAAR:00-PVAR | 11/02/2019 |  | COOPER AMBULATORY OFF-SITES |  |  | ULTRA A |  | PAT STIENES
|  | PHILIPS MEDICAL SYSTEMS | PHILIPS MEDICAL SYSTEMS L9-3 |  | B0K8PP | VOORHEES SURGERY CENTER-RADIOLOGY |  |  |  | 10/16/2019 |  |  |  |  | NO | NO |  |  |  |  | PHILIPS MEDICAL SYSTEMS 30142506 B0K8PP |  |  | Disposition |  |  |  | Accessory | PAAR:00-PVAR | 10/16/2019 | 10/16/2019 | COOPER AMBULATORY OFF-SITES |  |  | ULTRASOUND C |  | PAT STIENES |  |  |  | 10/16/2019 | 10/16/2019 |  |  |  |  | 10/16/2019 | 10/16/2019
|  | PHILIPS MEDICAL SYSTEMS | PHILIPS MEDICAL SYSTEMS L9-3 |  | 03FNNT | VOORHEES SURGERY CENTER-SURGERY DEPT |  |  |  | 01/01/1900 |  |  |  |  | NO | NO |  |  |  |  | PHILIPS MEDICAL SYSTEMS 10344868 03FNNT |  |  | Active |  | 99:99:99:99:99:99 |  | Accessory | PAAR:00-PVAR | 10/31/2019 |  | COOPER AMBULATORY OFF-SITES |  |  | SUITE G vasc lab |  | Theresa Megali
|  | PHILIPS MEDICAL SYSTEMS | PHILIPS MEDICAL SYSTEMS LASERJET 2200D |  | CNGXD08860 | INTENSIVE CARE UNIT |  |  |  | 04/30/2007 |  |  |  |  | NO | NO |  |  |  |  | PHILIPS MEDICAL SYSTEMS 10364888 CNGXD08860 |  |  | Disposition |  | 00:B0:34:23:DB:DD |  | Equipment | PAAR:00-PVAR | 11/02/2019 |  | COOPER UNIVERSITY HOSPITAL |  |  | ICU | WOT00000000523175 | CAROLYN RUMELL | Disposition | Closed | Richard Jolly | 02/08/2018 | 07/16/2019 | Bulk Disposition CNL | Joseph Johnson | EXP3406531 | Labor | 07/16/2019 | 07/16/2019 | Richard Jolly
|  | PHILIPS MEDICAL SYSTEMS | PHILIPS MEDICAL SYSTEMS LP1965 |  | US83201439 | RADIATION ONCOLOGY |  |  |  | 01/01/1900 |  |  |  |  | NO | NO |  |  |  |  | PHILIPS MEDICAL SYSTEMS 04727 US83201439 |  |  | Disposition |  |  |  | Accessory | 1Y:00-MFG | 04/18/2016 | 05/01/2020 | COOPER UNIVERSITY HOSPITAL |  |  | RADIATION ONCOLOGY |  | COLLEEN TEGELER
|  | PHILIPS MEDICAL SYSTEMS | PHILIPS MEDICAL SYSTEMS LTC2017 |  | US89201226 | RADIATION ONCOLOGY |  |  |  | 01/01/1900 |  |  |  |  | NO | NO |  |  |  |  | PHILIPS MEDICAL SYSTEMS 04726 US89201226 |  |  | Disposition |  |  |  | Accessory | 1Y:00-MFG | 04/18/2016 | 05/01/2020 | COOPER UNIVERSITY HOSPITAL |  |  | RADIATION ONCOLOGY |  | COLLEEN TEGELER
RGYA121142 |  | PHILIPS MEDICAL SYSTEMS | PHILIPS MEDICAL SYSTEMS M1355 |  | RGYA121142 | LABOR & DELIVERY |  |  |  | 10/16/2019 |  |  |  |  | NO | NO |  |  |  |  | PHILIPS MEDICAL SYSTEMS RGYA121142 RGYA121142 |  |  | Disposition |  |  |  | Accessory | PAAR:00-PVAR | 10/16/2019 | 10/16/2019 | COOPER UNIVERSITY HOSPITAL |  |  |  |  | JOANNA HORST |  |  |  | 10/16/2019 | 10/16/2019 |  |  |  |  | 10/16/2019 | 10/16/2019
RCHE121386 |  | PHILIPS MEDICAL SYSTEMS | PHILIPS MEDICAL SYSTEMS M1355 |  | RCHE121386 | LABOR & DELIVERY |  |  |  | 10/16/2019 |  |  |  |  | NO | NO |  |  |  |  | PHILIPS MEDICAL SYSTEMS RCHE121386 RCHE121386 |  |  | Disposition |  |  |  | Accessory | PAAR:00-PVAR | 10/16/2019 | 10/16/2019 | COOPER UNIVERSITY HOSPITAL |  |  |  |  | JOANNA HORST |  |  |  | 10/16/2019 | 10/16/2019 |  |  |  |  | 10/16/2019 | 10/16/2019
NAU100278 |  | PHILIPS MEDICAL SYSTEMS | PHILIPS MEDICAL SYSTEMS M1355 |  | NAU100278 | LABOR & DELIVERY |  |  |  | 10/16/2019 |  |  |  |  | NO | NO |  |  |  |  | PHILIPS MEDICAL SYSTEMS NAU100278 NAU100278 |  |  | Disposition |  |  |  | Accessory | PAAR:00-PVAR | 10/16/2019 | 10/16/2019 | COOPER UNIVERSITY HOSPITAL |  |  |  |  | JOANNA HORST |  |  |  | 10/16/2019 | 10/16/2019 |  |  |  |  | 10/16/2019 | 10/16/2019
M1350/RCHE121415 |  | PHILIPS MEDICAL SYSTEMS | PHILIPS MEDICAL SYSTEMS M1355A |  | RCHE121415 | LABOR & DELIVERY |  |  |  | 10/16/2019 |  |  |  |  | NO | NO |  |  |  |  | PHILIPS MEDICAL SYSTEMS M1350/RCHE121415 RCHE121415 |  |  | Disposition |  | 99:99:99:99:99:99 |  | Equipment | PAAR:00-PVAR | 10/16/2019 | 10/16/2019 | COOPER UNIVERSITY HOSPITAL |  |  | LABOR AND DELIVERY |  | JOANNA HORST |  |  |  | 10/16/2019 | 10/16/2019 |  |  |  |  | 10/16/2019 | 10/16/2019
M1350/RCHE121414 |  | PHILIPS MEDICAL SYSTEMS | PHILIPS MEDICAL SYSTEMS M1355A |  | RCHE121414 | LABOR & DELIVERY |  |  |  | 10/16/2019 |  |  |  |  | NO | NO |  |  |  |  | PHILIPS MEDICAL SYSTEMS M1350/RCHE121414 RCHE121414 |  |  | Disposition |  | 99:99:99:99:99:99 |  | Equipment | PAAR:00-PVAR | 10/16/2019 | 10/16/2019 | COOPER UNIVERSITY HOSPITAL |  |  | LABOR AND DELIVERY |  | JOANNA HORST |  |  |  | 10/16/2019 | 10/16/2019 |  |  |  |  | 10/16/2019 | 10/16/2019
1356a/11310970 |  | PHILIPS MEDICAL SYSTEMS | PHILIPS MEDICAL SYSTEMS M1356A |  | DE11310970 | LABOR & DELIVERY |  |  |  | 10/16/2019 |  |  |  |  | NO | NO |  |  |  |  | PHILIPS MEDICAL SYSTEMS 1356a/11310970 DE11310970 |  |  | Disposition |  |  |  | Accessory | PAAR:00-PVAR | 10/16/2019 | 10/16/2019 | COOPER UNIVERSITY HOSPITAL |  |  | LABOR AND DELIVERY | 0011830713 | JOANNA HORST | Preventative Maintenance | Closed | Gene Amodei | 10/16/2019 | 10/16/2019 | Performance Assurance: 00-MFG | 7/14/2017 11:18:31 AM BGAICHROTH PA WILL BE COMPLETED WHEN EQUIPMENT PA GENERATES | 8E350F75-0B12-4FEA-B8C3-70534C89CA66 | Labor | 10/16/2019 | 10/16/2019 | Gene Amodei
m1356a/de706c3785 |  | PHILIPS MEDICAL SYSTEMS | PHILIPS MEDICAL SYSTEMS M1356A |  | de706c3785 | LABOR & DELIVERY |  |  |  | 10/16/2019 |  |  |  |  | NO | NO |  |  |  |  | PHILIPS MEDICAL SYSTEMS m1356a/de706c3785 de706c3785 |  |  | Disposition |  | 99:99:99:99:99:99 |  | Accessory | PAAR:00-PVAR | 10/16/2019 | 10/16/2019 | COOPER UNIVERSITY HOSPITAL |  |  | LABOR AND DELIVERY | 0011830722 | JOANNA HORST | Preventative Maintenance | Closed | Gene Amodei | 10/16/2019 | 10/16/2019 | Performance Assurance: 00-MFG | 7/14/2017 11:20:36 AM BGAICHROTH PA WILL BE COMPLETED WHEN EQUIPMENT PA GENERATES | E0246641-159C-49F9-B938-AD95662ED034 | Labor | 10/16/2019 | 10/16/2019 | Gene Amodei
m1356a/de706g2176 |  | PHILIPS MEDICAL SYSTEMS | PHILIPS MEDICAL SYSTEMS M1356A |  | de706g2176 | LABOR & DELIVERY |  |  |  | 11/02/2019 |  |  |  |  | NO | NO |  |  |  |  | PHILIPS MEDICAL SYSTEMS m1356a/de706g2176 de706g2176 |  |  | Disposition |  |  |  | Accessory | PAAR:00-PVAR | 11/02/2019 | 11/02/2019 | COOPER UNIVERSITY HOSPITAL |  |  | LABOR NAD DELIVERY |  | JOANNA HORST |  |  |  | 11/02/2019 | 11/02/2019 |  |  |  |  | 11/02/2019 | 11/02/2019
3706G97641 |  | PHILIPS MEDICAL SYSTEMS | PHILIPS MEDICAL SYSTEMS M1356A |  | Not Known | LABOR & DELIVERY |  |  |  | 11/01/2019 |  |  |  |  | NO | NO |  |  |  |  | PHILIPS MEDICAL SYSTEMS 3706G97641 Not Known |  |  | Disposition |  | 99:99:99:99:99:99 |  | Accessory | 1Y:00-MFG | 11/01/2019 | 11/01/2019 | COOPER UNIVERSITY HOSPITAL |  |  | L&D | 0012742885 | JOANNA HORST | Preventative Maintenance | Closed | Josh Harris | 11/01/2019 | 11/01/2019 | PERFORMANCE ASSURANCE AT INVENTORY | INVENTORIED DEVICE AND ENSURED DEVICE WAS FUNCTIONING PROPERLY. | BDE2C0AE-2300-4875-B97C-D42304C4FD26 | Labor | 11/01/2019 | 11/01/2019 | Gene Amodei
|  | PHILIPS MEDICAL SYSTEMS | PHILIPS MEDICAL SYSTEMS M2705A |  |  | LABOR & DELIVERY |  |  |  | 10/31/2019 |  |  |  |  | NO | NO |  |  |  |  | PHILIPS MEDICAL SYSTEMS 11207569 11207569 |  |  | Active |  | 00:18:7D:21:64:E1 |  | Equipment | PAAR:00-PVAR | 10/31/2019 | 10/31/2019 | COOPER UNIVERSITY HOSPITAL |  |  | Performance Verification | WOT00000001946694 | JOANNA HORST | Repair | Closed | Gene Amodei | 10/31/2019 | 10/31/2019 | Network was down, need to do some checks CEID 11207569 did not pull | .:: Acknowledged ::. Technician: Gene AmodeiTimestamp: 2019-01-02 16:38:40 IT informed staff 2 switches rebooted, for unknown reason, taking down partial watch child network, I rebooted watch child switches, units all came up and archiving properly this was completed 1/ 2/ 19 | EXP2198763 | Labor | 10/31/2019 | 10/31/2019 | Gene Amodei
M2734B/RPAN130847 |  | PHILIPS MEDICAL SYSTEMS | PHILIPS MEDICAL SYSTEMS M2734A |  | RPAN130847 | LABOR & DELIVERY |  |  |  | 10/31/2019 |  |  |  |  | NO | NO |  |  |  |  | PHILIPS MEDICAL SYSTEMS M2734B/RPAN130847 RPAN130847 |  |  | Active |  | 99:99:99:99:99:99 |  | Equipment | PAAR:00-PVAR | 10/31/2019 | 10/31/2019 | COOPER UNIVERSITY HOSPITAL |  |  | LABOR AND DELIVERY |  | JOANNA HORST |  |  |  | 10/31/2019 | 10/31/2019 |  |  |  |  | 10/31/2019 | 10/31/2019
M2735A/DE52510414 |  | PHILIPS MEDICAL SYSTEMS | PHILIPS MEDICAL SYSTEMS M2734A |  | DE52510414 | LABOR & DELIVERY |  |  |  | 10/16/2019 |  |  |  |  | NO | NO |  |  |  |  | PHILIPS MEDICAL SYSTEMS M2735A/DE52510414 DE52510414 |  |  | Disposition |  | 99:99:99:99:99:99 |  | Equipment | PAAR:00-PVAR | 10/16/2019 | 10/16/2019 | COOPER UNIVERSITY HOSPITAL |  |  | LABOR AND DELIVERY |  | JOANNA HORST |  |  |  | 10/16/2019 | 10/16/2019 |  |  |  |  | 10/16/2019 | 10/16/2019
M2734B/DE01815275 |  | PHILIPS MEDICAL SYSTEMS | PHILIPS MEDICAL SYSTEMS M2734A |  | DE01815275 | LABOR & DELIVERY |  |  |  | 10/31/2019 |  |  |  |  | NO | NO |  |  |  |  | PHILIPS MEDICAL SYSTEMS M2734B/DE01815275 DE01815275 |  |  | Active |  | 99:99:99:99:99:99 |  | Equipment | PAAR:00-PVAR | 10/31/2019 | 10/31/2019 | COOPER UNIVERSITY HOSPITAL |  |  | ICN |  | JOANNA HORST |  |  |  | 10/31/2019 | 10/31/2019 |  |  |  |  | 10/31/2019 | 10/31/2019
M2734B/DE01815311 |  | PHILIPS MEDICAL SYSTEMS | PHILIPS MEDICAL SYSTEMS M2734A |  | DE01815311 | LABOR & DELIVERY |  |  |  | 10/31/2019 |  |  |  |  | NO | NO |  |  |  |  | PHILIPS MEDICAL SYSTEMS M2734B/DE01815311 DE01815311 |  |  | Active |  | 99:99:99:99:99:99 |  | Equipment | PAAR:00-PVAR | 10/31/2019 | 10/31/2019 | COOPER UNIVERSITY HOSPITAL |  |  | LD |  | JOANNA HORST |  |  |  | 10/31/2019 | 10/31/2019 |  |  |  |  | 10/31/2019 | 10/31/2019
M2734B/DE01809136 |  | PHILIPS MEDICAL SYSTEMS | PHILIPS MEDICAL SYSTEMS M2734A |  | DE01809136 | LABOR & DELIVERY |  |  |  | 10/31/2019 |  |  |  |  | NO | NO |  |  |  |  | PHILIPS MEDICAL SYSTEMS M2734B/DE01809136 DE01809136 |  |  | Active |  | 99:99:99:99:99:99 |  | Equipment | PAAR:00-PVAR | 10/31/2019 | 10/31/2019 | COOPER UNIVERSITY HOSPITAL |  |  | D605 |  | JOANNA HORST |  |  |  | 10/31/2019 | 10/31/2019 |  |  |  |  | 10/31/2019 | 10/31/2019
M2734B/DE01809121 |  | PHILIPS MEDICAL SYSTEMS | PHILIPS MEDICAL SYSTEMS M2734A |  | DE01809121 | LABOR & DELIVERY |  |  |  | 10/31/2019 |  |  |  |  | NO | NO |  |  |  |  | PHILIPS MEDICAL SYSTEMS M2734B/DE01809121 DE01809121 |  |  | Active |  | 99:99:99:99:99:99 |  | Equipment | PAAR:00-PVAR | 10/31/2019 | 10/31/2019 | COOPER UNIVERSITY HOSPITAL |  |  | 6TH FLOOR L&D |  | JOANNA HORST |  |  |  | 10/31/2019 | 10/31/2019 |  |  |  |  | 10/31/2019 | 10/31/2019
M2734B/DE01815209 |  | PHILIPS MEDICAL SYSTEMS | PHILIPS MEDICAL SYSTEMS M2734A |  | DE01815209 | LABOR & DELIVERY |  |  |  | 10/31/2019 |  |  |  |  | NO | NO |  |  |  |  | PHILIPS MEDICAL SYSTEMS M2734B/DE01815209 DE01815209 |  |  | Active |  | 99:99:99:99:99:99 |  | Equipment | PAAR:00-PVAR | 10/31/2019 | 10/31/2019 | COOPER UNIVERSITY HOSPITAL |  |  | L&D |  | JOANNA HORST |  |  |  | 10/31/2019 | 10/31/2019 |  |  |  |  | 10/31/2019 | 10/31/2019
M2734B/01815301 |  | PHILIPS MEDICAL SYSTEMS | PHILIPS MEDICAL SYSTEMS M2734A |  | DE01815301 | LABOR & DELIVERY |  |  |  | 01/01/1900 |  |  |  |  | NO | NO |  |  |  |  | PHILIPS MEDICAL SYSTEMS M2734B/01815301 DE01815301 |  |  | Disposition |  |  |  | Equipment | 1Y:00-MFG | 01/01/1900 | 01/01/1900 | COOPER UNIVERSITY HOSPITAL |  |  | ICN |  | JOANNA HORST |  |  |  | 01/01/1900 | 01/01/1900 |  |  |  |  | 01/01/1900 | 01/01/1900
M2734B |  | PHILIPS MEDICAL SYSTEMS | PHILIPS MEDICAL SYSTEMS M2734A |  | DE01803289 | LABOR & DELIVERY |  |  |  | 10/31/2019 |  |  |  |  | NO | NO |  |  |  |  | PHILIPS MEDICAL SYSTEMS M2734B DE01803289 |  |  | Active |  | 99:99:99:99:99:99 |  | Equipment | PAAR:00-PVAR | 10/31/2019 | 10/31/2019 | COOPER UNIVERSITY HOSPITAL |  |  | D648 |  | JOANNA HORST |  |  |  | 10/31/2019 | 10/31/2019 |  |  |  |  | 10/31/2019 | 10/31/2019
M2734A/DE52411857 |  | PHILIPS MEDICAL SYSTEMS | PHILIPS MEDICAL SYSTEMS M2734A |  | de52411857 | LABOR & DELIVERY |  |  |  | 10/31/2019 |  |  |  |  | NO | NO |  |  |  |  | PHILIPS MEDICAL SYSTEMS M2734A/DE52411857 de52411857 |  |  | Active |  | 99:99:99:99:99:99 |  | Equipment | PAAR:00-PVAR | 10/31/2019 | 10/31/2019 | COOPER UNIVERSITY HOSPITAL |  |  | LABOR AND DELIVERY |  | JOANNA HORST |  |  |  | 10/31/2019 | 10/31/2019 |  |  |  |  | 10/31/2019 | 10/31/2019
DE43175418 |  | PHILIPS MEDICAL SYSTEMS | PHILIPS MEDICAL SYSTEMS M2734A |  | DE01815302 | LABOR & DELIVERY |  |  |  | 11/01/2019 |  |  |  |  | NO | NO |  |  |  |  | PHILIPS MEDICAL SYSTEMS DE43175418 DE01815302 |  |  | Active | M2734B/DE01815302 |  |  | Equipment | 1Y:00-MFG | 11/01/2019 | 11/01/2019 | COOPER UNIVERSITY HOSPITAL |  |  | L&D |  | JOANNA HORST |  |  |  | 11/01/2019 | 11/01/2019 |  |  |  |  | 11/01/2019 | 11/01/2019
DE43161435 |  | PHILIPS MEDICAL SYSTEMS | PHILIPS MEDICAL SYSTEMS M2734A |  | DE43161435 | LABOR & DELIVERY |  |  |  | 11/01/2019 |  |  |  |  | NO | NO |  |  |  |  | PHILIPS MEDICAL SYSTEMS DE43161435 DE43161435 |  |  | Active |  | 99:99:99:99:99:99 |  | Equipment | 1Y:00-MFG | 11/01/2019 | 11/01/2019 | COOPER UNIVERSITY HOSPITAL |  |  | Performance Verification | WOT00000001730389 | JOANNA HORST | Performance Verification | Closed | Gene Amodei | 11/01/2019 | 11/01/2019 | Performance Verification for PHILIPS MEDICAL SYSTEMS DE43161435 Sane | Initial Install of Performance Verification. Device is ready for patient use. |  |  | 11/01/2019 | 11/01/2019
DE01809137 |  | PHILIPS MEDICAL SYSTEMS | PHILIPS MEDICAL SYSTEMS M2734A |  | DE01809137* | LABOR & DELIVERY |  |  |  | 10/31/2019 |  |  |  |  | NO | NO |  |  |  |  | PHILIPS MEDICAL SYSTEMS DE01809137 DE01809137* |  |  | Active | M2734B/DE01809137 | 99:99:99:99:99:99 |  | Equipment | PAAR:00-PVAR | 10/31/2019 | 10/31/2019 | COOPER UNIVERSITY HOSPITAL |  |  | LABOR AND DELIVERY |  | JOANNA HORST |  |  |  | 10/31/2019 | 10/31/2019 |  |  |  |  | 10/31/2019 | 10/31/2019
DE01806440 |  | PHILIPS MEDICAL SYSTEMS | PHILIPS MEDICAL SYSTEMS M2734A |  | DE01806440 | LABOR & DELIVERY |  |  |  | 10/31/2019 |  |  |  |  | NO | NO |  |  |  |  | PHILIPS MEDICAL SYSTEMS DE01806440 DE01806440 |  |  | Active |  | 99:99:99:99:99:99 |  | Equipment | PAAR:00-PVAR | 10/31/2019 | 10/31/2019 | COOPER UNIVERSITY HOSPITAL |  |  |  |  | JOANNA HORST |  |  |  | 10/31/2019 | 10/31/2019 |  |  |  |  | 10/31/2019 | 10/31/2019
M2734B/DE1815233 |  | PHILIPS MEDICAL SYSTEMS | PHILIPS MEDICAL SYSTEMS M2734B |  | DE01815233 | LABOR & DELIVERY |  |  |  | 10/31/2019 |  |  |  |  | NO | NO |  |  |  |  | PHILIPS MEDICAL SYSTEMS M2734B/DE1815233 DE01815233 |  |  | Active |  | 99:99:99:99:99:99 |  | Equipment | PAAR:00-PVAR | 10/31/2019 | 10/31/2019 | COOPER UNIVERSITY HOSPITAL |  |  | LD |  | JOANNA HORST |  |  |  | 10/31/2019 | 10/31/2019 |  |  |  |  | 10/31/2019 | 10/31/2019
M2734B/DE01815256 |  | PHILIPS MEDICAL SYSTEMS | PHILIPS MEDICAL SYSTEMS M2734B |  | DE01815256 | MATERNAL FETAL CARE UNIT |  |  |  | 11/02/2019 |  |  |  |  | NO | NO |  |  |  |  | PHILIPS MEDICAL SYSTEMS M2734B/DE01815256 DE01815256 |  |  | Active |  | 99:99:99:99:99:99 |  | Equipment | PAAR:00-PVAR | 11/02/2019 | 11/02/2019 | COOPER UNIVERSITY HOSPITAL |  |  | D611 | WOT00000000523407 | JOANNA HORST | Disposition | Closed | Gene Amodei | 11/02/2019 | 11/02/2019 | Bulk Disposition CNL |  |  |  | 11/02/2019 | 11/02/2019
M2734B/DE01805251 |  | PHILIPS MEDICAL SYSTEMS | PHILIPS MEDICAL SYSTEMS M2734B |  | DE01805251 | ANTERPARTUM-INVITRO FERT |  |  |  | 11/02/2019 |  |  |  |  | NO | NO |  |  |  |  | PHILIPS MEDICAL SYSTEMS M2734B/DE01805251 DE01805251 |  |  | Active |  | 99:99:99:99:99:99 |  | Equipment | PAAR:00-PVAR | 11/02/2019 | 11/02/2019 | COOPER UNIVERSITY HOSPITAL |  |  | D611 |  | GRACE SVEINBZORNSSON |  |  |  | 11/02/2019 | 11/02/2019 |  |  |  |  | 11/02/2019 | 11/02/2019
De52504376 |  | PHILIPS MEDICAL SYSTEMS | PHILIPS MEDICAL SYSTEMS M2734B |  | De52504736 | LABOR & DELIVERY |  |  |  | 10/31/2019 |  |  |  |  | NO | NO |  |  |  |  | PHILIPS MEDICAL SYSTEMS De52504376 De52504736 |  |  | Active |  |  |  | Equipment | PAAR:00-PVAR | 10/31/2019 | 10/31/2019 | COOPER UNIVERSITY HOSPITAL |  |  |  | WOT00000004104582 | JOANNA HORST | Performance Verification | Completed | Gene Amodei | 10/31/2019 | 10/31/2019 | Performance Verification for PHILIPS MEDICAL SYSTEMS De52504376 De52504736 | Initial Install of Performance Verification. Device is ready for patient use. |  |  | 10/31/2019 | 10/31/2019
DE52503289 |  | PHILIPS MEDICAL SYSTEMS | PHILIPS MEDICAL SYSTEMS M2734B |  | DE52503289 | LABOR & DELIVERY |  |  |  | 10/16/2019 |  |  |  |  | NO | NO |  |  |  |  | PHILIPS MEDICAL SYSTEMS DE52503289 DE52503289 |  |  | Disposition |  | 99:99:99:99:99:99 |  | Equipment | PAAR:00-PVAR | 10/16/2019 | 10/16/2019 | COOPER UNIVERSITY HOSPITAL |  |  | Dorrance 6 | WOT00000000922002 | JOANNA HORST | Repair | Closed | Gene Amodei | 10/16/2019 | 10/16/2019 | Transducer -missing button | .:: Acknowledged ::. Technician: Gene Amodei Timestamp: 2018-05-11 12:11:40 demand service initiated reference WOT 894324 unit was returned Un repairable from AIV returned unrepaired from AIV unit must be repair exchanged thru philips medical PN 451261011241 this unit was exchanged through Philips medical Dispositioned from Work Order Task WOT00000000963621 CEID: DE52503289 | EXP1431327 | Vendor Parts | 10/16/2019 | 10/16/2019
DE43159237 |  | PHILIPS MEDICAL SYSTEMS | PHILIPS MEDICAL SYSTEMS M2734B |  | NOT KNOWN | LABOR & DELIVERY |  |  |  | 10/16/2019 |  |  |  |  | NO | NO |  |  |  |  | PHILIPS MEDICAL SYSTEMS DE43159237 NOT KNOWN |  |  | Disposition |  | 99:99:99:99:99:99 |  | Equipment | PAAR:00-PVAR | 10/16/2019 | 10/16/2019 | COOPER UNIVERSITY HOSPITAL |  |  |  | 0012501039 | JOANNA HORST | Performance Verification | Closed | Josh Harris | 10/16/2019 | 10/16/2019 | INCOMING INVENTORY | DEVICE INVENTORIED | 71CD55EA-230F-41E1-85D7-F78859881BEB | Labor | 10/16/2019 | 10/16/2019 | Josh Harris
DE43159262 |  | PHILIPS MEDICAL SYSTEMS | PHILIPS MEDICAL SYSTEMS M2734B |  | Not Known | LABOR & DELIVERY |  |  |  | 10/31/2019 |  |  |  |  | NO | NO |  |  |  |  | PHILIPS MEDICAL SYSTEMS DE43159262 Not Known |  |  | Active |  | 99:99:99:99:99:99 |  | Equipment | PAAR:00-PVAR | 10/31/2019 | 10/31/2019 | COOPER UNIVERSITY HOSPITAL |  |  |  | 0012501035 | JOANNA HORST | Performance Verification | Closed | Josh Harris | 10/31/2019 | 10/31/2019 | INCOMING INVENTORY | DEVICE INVENTORIED | D1E32943-3107-4D70-A9F3-A08297E1FD0F | Labor | 10/31/2019 | 10/31/2019 | Josh Harris
DE43141714 |  | PHILIPS MEDICAL SYSTEMS | PHILIPS MEDICAL SYSTEMS M2734B |  | DE43141714 | LABOR & DELIVERY |  |  |  | 10/31/2019 |  |  |  |  | NO | NO |  |  |  |  | PHILIPS MEDICAL SYSTEMS DE43141714 DE43141714 |  |  | Active |  | 99:99:99:99:99:99 |  | Equipment | PAAR:00-PVAR | 10/31/2019 | 10/31/2019 | COOPER UNIVERSITY HOSPITAL |  |  | TRIAGE D6 |  | JOANNA HORST |  |  |  | 10/31/2019 | 10/31/2019 |  |  |  |  | 10/31/2019 | 10/31/2019
DE4314637 |  | PHILIPS MEDICAL SYSTEMS | PHILIPS MEDICAL SYSTEMS M2734B |  | DE4314637 | LABOR & DELIVERY |  |  |  | 10/31/2019 |  |  |  |  | NO | NO |  |  |  |  | PHILIPS MEDICAL SYSTEMS DE4314637 DE4314637 |  |  | Active |  | 99:99:99:99:99:99 |  | Equipment | PAAR:00-PVAR | 10/31/2019 | 10/31/2019 | COOPER UNIVERSITY HOSPITAL |  |  |  |  | JOANNA HORST |  |  |  | 10/31/2019 | 10/31/2019 |  |  |  |  | 10/31/2019 | 10/31/2019
DE43159229 |  | PHILIPS MEDICAL SYSTEMS | PHILIPS MEDICAL SYSTEMS M2734B |  | Not Known | LABOR & DELIVERY |  |  |  | 10/31/2019 |  |  |  |  | NO | NO |  |  |  |  | PHILIPS MEDICAL SYSTEMS DE43159229 Not Known |  |  | Active |  | 99:99:99:99:99:99 |  | Equipment | PAAR:00-PVAR | 10/31/2019 | 10/31/2019 | COOPER UNIVERSITY HOSPITAL |  |  |  | 0012501027 | JOANNA HORST | Performance Verification | Closed | Josh Harris | 10/31/2019 | 10/31/2019 | INCOMING INVENTORY | DEVICE INVENTORIED | 7760DBFE-0089-439C-968E-9088C05D58C5 | Labor | 10/31/2019 | 10/31/2019 | Josh Harris
DE43141688 |  | PHILIPS MEDICAL SYSTEMS | PHILIPS MEDICAL SYSTEMS M2734B |  | DE43141688 | LABOR & DELIVERY |  |  |  | 10/16/2019 |  |  |  |  | NO | NO |  |  |  |  | PHILIPS MEDICAL SYSTEMS DE43141688 DE43141688 |  |  | Disposition |  |  |  | Equipment | PAAR:00-PVAR | 10/16/2019 | 10/16/2019 | COOPER UNIVERSITY HOSPITAL |  |  |  |  | JOANNA HORST |  |  |  | 10/16/2019 | 10/16/2019 |  |  |  |  | 10/16/2019 | 10/16/2019
DE43141678 |  | PHILIPS MEDICAL SYSTEMS | PHILIPS MEDICAL SYSTEMS M2734B |  | DE43141678 | LABOR & DELIVERY |  |  |  | 10/16/2019 |  |  |  |  | NO | NO |  |  |  |  | PHILIPS MEDICAL SYSTEMS DE43141678 DE43141678 |  |  | Disposition |  |  |  | Equipment | PAAR:00-PVAR | 10/16/2019 | 10/16/2019 | COOPER UNIVERSITY HOSPITAL |  |  |  |  | JOANNA HORST |  |  |  | 10/16/2019 | 10/16/2019 |  |  |  |  | 10/16/2019 | 10/16/2019
DE43141643 |  | PHILIPS MEDICAL SYSTEMS | PHILIPS MEDICAL SYSTEMS M2734B |  | DE43141643 | LABOR & DELIVERY |  |  |  | 10/31/2019 |  |  |  |  | NO | NO |  |  |  |  | PHILIPS MEDICAL SYSTEMS DE43141643 DE43141643 |  |  | Active |  | 99:99:99:99:99:99 |  | Equipment | PAAR:00-PVAR | 10/31/2019 | 10/31/2019 | COOPER UNIVERSITY HOSPITAL |  |  |  |  | JOANNA HORST |  |  |  | 10/31/2019 | 10/31/2019 |  |  |  |  | 10/31/2019 | 10/31/2019
DE43141672 |  | PHILIPS MEDICAL SYSTEMS | PHILIPS MEDICAL SYSTEMS M2734B |  | DE43141672 | LABOR & DELIVERY |  |  |  | 10/31/2019 |  |  |  |  | NO | NO |  |  |  |  | PHILIPS MEDICAL SYSTEMS DE43141672 DE43141672 |  |  | Active |  | 99:99:99:99:99:99 |  | Equipment | PAAR:00-PVAR | 10/31/2019 | 10/31/2019 | COOPER UNIVERSITY HOSPITAL |  |  | TRIAGE D6 |  | JOANNA HORST |  |  |  | 10/31/2019 | 10/31/2019 |  |  |  |  | 10/31/2019 | 10/31/2019
DE43141628 |  | PHILIPS MEDICAL SYSTEMS | PHILIPS MEDICAL SYSTEMS M2734B |  | DE43141628 | LABOR & DELIVERY |  |  |  | 10/31/2019 |  |  |  |  | NO | NO |  |  |  |  | PHILIPS MEDICAL SYSTEMS DE43141628 DE43141628 |  |  | Active |  | 99:99:99:99:99:99 |  | Equipment | PAAR:00-PVAR | 10/31/2019 | 10/31/2019 | COOPER UNIVERSITY HOSPITAL |  |  |  |  | JOANNA HORST |  |  |  | 10/31/2019 | 10/31/2019 |  |  |  |  | 10/31/2019 | 10/31/2019
DE43136902 |  | PHILIPS MEDICAL SYSTEMS | PHILIPS MEDICAL SYSTEMS M2734B |  | DE43136902 | LABOR & DELIVERY |  |  |  | 10/31/2019 |  |  |  |  | NO | NO |  |  |  |  | PHILIPS MEDICAL SYSTEMS DE43136902 DE43136902 |  |  | Active |  | 99:99:99:99:99:99 |  | Equipment | PAAR:00-PVAR | 10/31/2019 | 10/31/2019 | COOPER UNIVERSITY HOSPITAL |  |  | L&D |  | JOANNA HORST |  |  |  | 10/31/2019 | 10/31/2019 |  |  |  |  | 10/31/2019 | 10/31/2019
DE01815311 |  | PHILIPS MEDICAL SYSTEMS | PHILIPS MEDICAL SYSTEMS M2734B |  | Not Known | LABOR & DELIVERY |  |  |  | 11/06/2019 |  |  |  |  | NO | NO |  |  |  |  | PHILIPS MEDICAL SYSTEMS DE01815311 Not Known |  |  | Active |  | 99:99:99:99:99:99 |  | Equipment | PAAR:00-PVAR | 11/06/2019 | 11/06/2019 | COOPER UNIVERSITY HOSPITAL |  |  |  | 0012153299 | JOANNA HORST | Preventative Maintenance | Closed | Gene Amodei | 11/06/2019 | 11/06/2019 | PERFORMANCE ASSURANCE AT INVENTORY | INVENTORIED DEVICE AND ENSURED DEVICE WAS FUNCTIONING PROPERLY. | 6EC03FC2-8156-4F6B-9B02-7B61CCAAD6CF | Labor | 11/06/2019 | 11/06/2019 | Gene Amodei
DE01815308 |  | PHILIPS MEDICAL SYSTEMS | PHILIPS MEDICAL SYSTEMS M2734B |  | Not Known | LABOR & DELIVERY |  |  |  | 10/31/2019 |  |  |  |  | NO | NO |  |  |  |  | PHILIPS MEDICAL SYSTEMS DE01815308 Not Known |  |  | Active |  | 99:99:99:99:99:99 |  | Equipment | PAAR:00-PVAR | 10/31/2019 | 10/31/2019 | COOPER UNIVERSITY HOSPITAL |  |  |  | 0012742836 | JOANNA HORST | Performance Verification | Closed | Josh Harris | 10/31/2019 | 10/31/2019 | INCOMING INVENTORY | DEVICE INVENTORIED | FDA9EB5E-1F22-48A9-8A49-303B38C629D0 | Labor | 10/31/2019 | 10/31/2019 | Josh Harris
DE01815301 |  | PHILIPS MEDICAL SYSTEMS | PHILIPS MEDICAL SYSTEMS M2734B |  | Not Known | LABOR & DELIVERY |  |  |  | 10/31/2019 |  |  |  |  | NO | NO |  |  |  |  | PHILIPS MEDICAL SYSTEMS DE01815301 Not Known |  |  | Active |  | 99:99:99:99:99:99 |  | Equipment | PAAR:00-PVAR | 10/31/2019 | 10/31/2019 | COOPER UNIVERSITY HOSPITAL |  |  |  | 0012742848 | JOANNA HORST | Performance Verification | Closed | Josh Harris | 10/31/2019 | 10/31/2019 | INCOMING INVENTORY | DEVICE INVENTORIED | 091DEDD2-945A-4EF0-A90C-4380729073FA | Labor | 10/31/2019 | 10/31/2019 | Josh Harris
DE01815224 |  | PHILIPS MEDICAL SYSTEMS | PHILIPS MEDICAL SYSTEMS M2734B |  | Not Known | LABOR & DELIVERY |  |  |  | 10/31/2019 |  |  |  |  | NO | NO |  |  |  |  | PHILIPS MEDICAL SYSTEMS DE01815224 Not Known |  |  | Active |  | 99:99:99:99:99:99 |  | Equipment | PAAR:00-PVAR | 10/31/2019 | 10/31/2019 | COOPER UNIVERSITY HOSPITAL |  |  |  | 0012742833 | JOANNA HORST | Preventative Maintenance | Closed | Josh Harris | 10/31/2019 | 10/31/2019 | PERFORMANCE ASSURANCE AT INVENTORY | INVENTORIED DEVICE AND ENSURED DEVICE WAS FUNCTIONING PROPERLY. | E97CAF44-BF77-4FF3-827A-7DBE321AB07F | Labor | 10/31/2019 | 10/31/2019 | Gene Amodei
DE01815209 |  | PHILIPS MEDICAL SYSTEMS | PHILIPS MEDICAL SYSTEMS M2734B |  | Not Known | LABOR & DELIVERY |  |  |  | 10/31/2019 |  |  |  |  | NO | NO |  |  |  |  | PHILIPS MEDICAL SYSTEMS DE01815209 Not Known |  |  | Active |  | 99:99:99:99:99:99 |  | Equipment | PAAR:00-PVAR | 10/31/2019 | 10/31/2019 | COOPER UNIVERSITY HOSPITAL |  |  |  | 0012742870 | JOANNA HORST | Performance Verification | Closed | Josh Harris | 10/31/2019 | 10/31/2019 | INCOMING INVENTORY | DEVICE INVENTORIED | F6792497-D63E-4317-8454-887F09D1F862 | Labor | 10/31/2019 | 10/31/2019 | Josh Harris
DE01809134 |  | PHILIPS MEDICAL SYSTEMS | PHILIPS MEDICAL SYSTEMS M2734B |  | DE01809134 | LABOR & DELIVERY |  |  |  | 10/16/2019 |  |  |  |  | NO | NO |  |  |  |  | PHILIPS MEDICAL SYSTEMS DE01809134 DE01809134 |  |  | Disposition |  |  |  | Equipment | PAAR:00-PVAR | 10/16/2019 | 10/16/2019 | COOPER UNIVERSITY HOSPITAL |  |  | Performance Verification | WOT00000001560951 | JOANNA HORST | Performance Verification | Closed | Gene Amodei | 10/16/2019 | 10/16/2019 | Performance Verification for PHILIPS MEDICAL SYSTEMS DE01809134 DE01809134 | Initial Install of Performance Verification. Device is ready for patient use. |  |  | 10/16/2019 | 10/16/2019
DE01809136 |  | PHILIPS MEDICAL SYSTEMS | PHILIPS MEDICAL SYSTEMS M2734B |  | DE01809136 | LABOR & DELIVERY |  |  |  | 10/31/2019 |  |  |  |  | NO | NO |  |  |  |  | PHILIPS MEDICAL SYSTEMS DE01809136 DE01809136 |  |  | Active |  | 99:99:99:99:99:99 |  | Equipment | PAAR:00-PVAR | 10/31/2019 | 10/31/2019 | COOPER UNIVERSITY HOSPITAL |  |  |  | 0011580198 | JOANNA HORST | Repair | Closed | Gene Amodei | 10/31/2019 | 10/31/2019 | TOCO TRANSDUCER - NOT REGISTERING - LABOR & DELIVERY FRONT DESK | 4/28/2017 2:58:20 PM GRAMODEI demand for service will be put in 5/8/2017 11:40:36 AM GRAMODEI unit cutting in/out, verified be Gramodei 5/8/2017 11:51:41 AM GRAMODEI Wo Ceid is a M2736AA Fetal US transducer not a ModelM2734B toco transducer 5/26/2017 1:44:51 PM GRAMODEI (GRAMODEI 5/25/2017 12:00 AM) RECEIVED REPAIRED FROM AIV, CHECKED RTS | 43F9B4AB-688D-4BBC-A028-ECF196746B42 | Labor | 10/31/2019 | 10/31/2019 | Gene Amodei
DE01815033 |  | PHILIPS MEDICAL SYSTEMS | PHILIPS MEDICAL SYSTEMS M2734B |  | Not Known | LABOR & DELIVERY |  |  |  | 10/31/2019 |  |  |  |  | NO | NO |  |  |  |  | PHILIPS MEDICAL SYSTEMS DE01815033 Not Known |  |  | Active |  | 99:99:99:99:99:99 |  | Equipment | PAAR:00-PVAR | 10/31/2019 | 10/31/2019 | COOPER UNIVERSITY HOSPITAL |  |  |  | 0012742857 | JOANNA HORST | Performance Verification | Closed | Josh Harris | 10/31/2019 | 10/31/2019 | INCOMING INVENTORY | DEVICE INVENTORIED | 5A0F854C-2250-42EB-B511-C518D0856F32 | Labor | 10/31/2019 | 10/31/2019 | Josh Harris
DE01800738 |  | PHILIPS MEDICAL SYSTEMS | PHILIPS MEDICAL SYSTEMS M2734B |  | same as above | LABOR & DELIVERY |  |  |  | 10/31/2019 |  |  |  |  | NO | NO |  |  |  |  | PHILIPS MEDICAL SYSTEMS DE01800738 same as above |  |  | Active |  | 99:99:99:99:99:99 |  | Equipment | PAAR:00-PVAR | 10/31/2019 | 10/31/2019 | COOPER UNIVERSITY HOSPITAL |  |  |  | WOT00000000785847 | JOANNA HORST | Performance Verification | Closed | Gene Amodei | 10/31/2019 | 10/31/2019 | Performance Verification for PHILIPS MEDICAL SYSTEMS DE01800738 same as above | Initial Install of Performance Verification. Device is ready for patient use. |  |  | 10/31/2019 | 10/31/2019
DE01809131 |  | PHILIPS MEDICAL SYSTEMS | PHILIPS MEDICAL SYSTEMS M2734B |  | Not Known | LABOR & DELIVERY |  |  |  | 10/31/2019 |  |  |  |  | NO | NO |  |  |  |  | PHILIPS MEDICAL SYSTEMS DE01809131 Not Known |  |  | Active |  | 99:99:99:99:99:99 |  | Equipment | PAAR:00-PVAR | 10/31/2019 | 10/31/2019 | COOPER UNIVERSITY HOSPITAL |  |  |  | 0012742866 | JOANNA HORST | Performance Verification | Closed | Josh Harris | 10/31/2019 | 10/31/2019 | INCOMING INVENTORY | DEVICE INVENTORIED | A1E1F139-842A-49CD-B033-A4C8266892A9 | Labor | 10/31/2019 | 10/31/2019 | Josh Harris
DE01808781 |  | PHILIPS MEDICAL SYSTEMS | PHILIPS MEDICAL SYSTEMS M2734B |  | de01808781* | LABOR & DELIVERY |  |  |  | 10/16/2019 |  |  |  |  | NO | NO |  |  |  |  | PHILIPS MEDICAL SYSTEMS DE01808781 de01808781* |  |  | Disposition | m2736a/de01808781 |  |  | Equipment | PAAR:00-PVAR | 10/16/2019 | 10/16/2019 | COOPER UNIVERSITY HOSPITAL |  |  | LABOR AND DELIVERY | 0011830699 | JOANNA HORST | Preventative Maintenance | Closed | Gene Amodei | 10/16/2019 | 10/16/2019 | Performance Assurance: 00-MFG | 7/14/2017 11:15:12 AM BGAICHROTH PA WILL BE COMPLETED WHEN EQUIPMENT PA GENERATES | E9E54C5C-BD7B-41BD-BF1B-79AE2F52A11B | Labor | 10/16/2019 | 10/16/2019 | Gene Amodei
DE01805989 |  | PHILIPS MEDICAL SYSTEMS | PHILIPS MEDICAL SYSTEMS M2734B |  | Not Known | LABOR & DELIVERY |  |  |  | 10/31/2019 |  |  |  |  | NO | NO |  |  |  |  | PHILIPS MEDICAL SYSTEMS DE01805989 Not Known |  |  | Active |  | 99:99:99:99:99:99 |  | Equipment | PAAR:00-PVAR | 10/31/2019 | 10/31/2019 | COOPER UNIVERSITY HOSPITAL |  |  |  | 0012742855 | JOANNA HORST | Performance Verification | Closed | Josh Harris | 10/31/2019 | 10/31/2019 | INCOMING INVENTORY | DEVICE INVENTORIED | 281706DC-D6F1-4F0C-80EF-443FE3BBD1B0 | Labor | 10/31/2019 | 10/31/2019 | Josh Harris
DE01804488 |  | PHILIPS MEDICAL SYSTEMS | PHILIPS MEDICAL SYSTEMS M2734B |  | same | LABOR & DELIVERY |  |  |  | 10/31/2019 |  |  |  |  | NO | NO |  |  |  |  | PHILIPS MEDICAL SYSTEMS DE01804488 same |  |  | Active |  | 99:99:99:99:99:99 |  | Equipment | PAAR:00-PVAR | 10/31/2019 | 10/31/2019 | COOPER UNIVERSITY HOSPITAL |  |  |  | WOT00000000785890 | JOANNA HORST | Performance Verification | Closed | Gene Amodei | 10/31/2019 | 10/31/2019 | Performance Verification for PHILIPS MEDICAL SYSTEMS DE01804488 same | Initial Install of Performance Verification. Device is ready for patient use. |  |  | 10/31/2019 | 10/31/2019
DE01800627 |  | PHILIPS MEDICAL SYSTEMS | PHILIPS MEDICAL SYSTEMS M2734B |  | DE01800627 | LABOR & DELIVERY |  |  |  | 10/31/2019 |  |  |  |  | NO | NO |  |  |  |  | PHILIPS MEDICAL SYSTEMS DE01800627 DE01800627 |  |  | Active |  | 99:99:99:99:99:99 |  | Equipment | PAAR:00-PVAR | 10/31/2019 | 10/31/2019 | COOPER UNIVERSITY HOSPITAL |  |  | Dorr 6 | WOT00000000786613 | JOANNA HORST | Performance Verification | Closed | Gene Amodei | 10/31/2019 | 10/31/2019 | Performance Verification for PHILIPS MEDICAL SYSTEMS DE01800627 DE01800627 | Initial Install of Performance Verification. Device is ready for patient use. |  |  | 10/31/2019 | 10/31/2019
M2738AA/DE11311025 |  | PHILIPS MEDICAL SYSTEMS | PHILIPS MEDICAL SYSTEMS M2736A |  | DE11311025 | LABOR & DELIVERY |  |  |  | 10/31/2019 |  |  |  |  | NO | NO |  |  |  |  | PHILIPS MEDICAL SYSTEMS M2738AA/DE11311025 DE11311025 |  |  | Active |  | 99:99:99:99:99:99 |  | Accessory | PAAR:00-PVAR | 10/31/2019 | 10/31/2019 | COOPER UNIVERSITY HOSPITAL |  |  | ICN | 0011830715 | JOANNA HORST | Preventative Maintenance | Closed | Gene Amodei | 10/31/2019 | 10/31/2019 | Performance Assurance: 00-MFG | 7/14/2017 11:18:55 AM BGAICHROTH PA WILL BE COMPLETED WHEN EQUIPMENT PA GENERATES | C33EA6E3-8DFD-4AF5-AA33-DDB608D583E9 | Labor | 10/31/2019 | 10/31/2019 | Gene Amodei
m2736aa/de1310960 |  | PHILIPS MEDICAL SYSTEMS | PHILIPS MEDICAL SYSTEMS M2736A |  | DE11310960 | LABOR & DELIVERY |  |  |  | 10/31/2019 |  |  |  |  | NO | NO |  |  |  |  | PHILIPS MEDICAL SYSTEMS m2736aa/de1310960 DE11310960 |  |  | Active |  | 99:99:99:99:99:99 |  | Accessory | PAAR:00-PVAR | 10/31/2019 | 10/31/2019 | COOPER UNIVERSITY HOSPITAL |  |  | ICN | 0011830711 | JOANNA HORST | Preventative Maintenance | Closed | Gene Amodei | 10/31/2019 | 10/31/2019 | Performance Assurance: 00-MFG | 7/14/2017 11:18:03 AM BGAICHROTH PA WILL BE COMPLETED WHEN EQUIPMENT PA GENERATES | CF2EA483-BB64-47EE-A30A-B0542C9E178B | Labor | 10/31/2019 | 10/31/2019 | Gene Amodei
M2736AA/DE11311043 |  | PHILIPS MEDICAL SYSTEMS | PHILIPS MEDICAL SYSTEMS M2736A |  | DE11311043 | LABOR & DELIVERY |  |  |  | 10/16/2019 |  |  |  |  | NO | NO |  |  |  |  | PHILIPS MEDICAL SYSTEMS M2736AA/DE11311043 DE11311043 |  |  | Disposition |  | 99:99:99:99:99:99 |  | Accessory | PAAR:00-PVAR | 10/16/2019 | 10/16/2019 | COOPER UNIVERSITY HOSPITAL |  |  | ICN | 0011830717 | JOANNA HORST | Preventative Maintenance | Closed | Gene Amodei | 10/16/2019 | 10/16/2019 | Performance Assurance: 00-MFG | 7/14/2017 11:19:30 AM BGAICHROTH PA WILL BE COMPLETED WHEN EQUIPMENT PA GENERATES | 88DBDC7F-4C22-4879-A78C-D7FAC45AFB71 | Labor | 10/16/2019 | 10/16/2019 | Gene Amodei
M2736AA/DE11311033 |  | PHILIPS MEDICAL SYSTEMS | PHILIPS MEDICAL SYSTEMS M2736A |  | DE11311033 | LABOR & DELIVERY |  |  |  | 10/31/2019 |  |  |  |  | NO | NO |  |  |  |  | PHILIPS MEDICAL SYSTEMS M2736AA/DE11311033 DE11311033 |  |  | Active |  | 99:99:99:99:99:99 |  | Accessory | PAAR:00-PVAR | 10/31/2019 | 10/31/2019 | COOPER UNIVERSITY HOSPITAL |  |  | D6 | 0011830716 | JOANNA HORST | Preventative Maintenance | Closed | Gene Amodei | 10/31/2019 | 10/31/2019 | Performance Assurance: 00-MFG | 7/14/2017 11:19:07 AM BGAICHROTH PA WILL BE COMPLETED WHEN EQUIPMENT PA GENERATES | 0635F636-7B5C-4456-B7D6-7AE3C9653A7C | Labor | 10/31/2019 | 10/31/2019 | Gene Amodei
M2736AA/DE11310947 |  | PHILIPS MEDICAL SYSTEMS | PHILIPS MEDICAL SYSTEMS M2736A |  | DE11310947 | LABOR & DELIVERY |  |  |  | 10/31/2019 |  |  |  |  | NO | NO |  |  |  |  | PHILIPS MEDICAL SYSTEMS M2736AA/DE11310947 DE11310947 |  |  | Active |  | 99:99:99:99:99:99 |  | Accessory | PAAR:00-PVAR | 10/31/2019 | 10/31/2019 | COOPER UNIVERSITY HOSPITAL |  |  | L&D | 0011830710 | JOANNA HORST | Preventative Maintenance | Closed | Gene Amodei | 10/31/2019 | 10/31/2019 | Performance Assurance: 00-MFG | 7/14/2017 11:17:49 AM BGAICHROTH PA WILL BE COMPLETED WHEN EQUIPMENT PA GENERATES | B4B3067B-AA34-4C8B-B50B-B006F97F2542 | Labor | 10/31/2019 | 10/31/2019 | Gene Amodei
M2736AA/DE11310892 |  | PHILIPS MEDICAL SYSTEMS | PHILIPS MEDICAL SYSTEMS M2736A |  | DE11310892 | LABOR & DELIVERY |  |  |  | 10/31/2019 |  |  |  |  | NO | NO |  |  |  |  | PHILIPS MEDICAL SYSTEMS M2736AA/DE11310892 DE11310892 |  |  | Active |  | 99:99:99:99:99:99 |  | Accessory | PAAR:00-PVAR | 10/31/2019 | 10/31/2019 | COOPER UNIVERSITY HOSPITAL |  |  | ICN | 0011830708 | JOANNA HORST | Preventative Maintenance | Closed | Gene Amodei | 10/31/2019 | 10/31/2019 | Performance Assurance: 00-MFG | 7/14/2017 11:17:21 AM BGAICHROTH PA WILL BE COMPLETED WHEN EQUIPMENT PA GENERATES | 1E405C4C-4A27-486C-9BF3-B7D7D0720070 | Labor | 10/31/2019 | 10/31/2019 | Gene Amodei
M2736AA/DE11305100 |  | PHILIPS MEDICAL SYSTEMS | PHILIPS MEDICAL SYSTEMS M2736A |  | DE11305100 | LABOR & DELIVERY |  |  |  | 11/24/2017 |  |  |  |  | NO | NO |  |  |  |  | PHILIPS MEDICAL SYSTEMS M2736AA/DE11305100 DE11305100 |  |  | Disposition |  |  |  | Accessory | 1Y:00-MFG | 11/24/2017 | 11/24/2017 | COOPER UNIVERSITY HOSPITAL |  |  | LABOR AND DELIVERY | 0011830707 | JOANNA HORST | Preventative Maintenance | Closed | Gene Amodei | 11/24/2017 | 11/24/2017 | Performance Assurance: 00-MFG | 7/14/2017 11:17:10 AM BGAICHROTH PA WILL BE COMPLETED WHEN EQUIPMENT PA GENERATES | CA25B606-D2E1-46E5-8582-6BD5A7FCA630 | Labor | 11/24/2017 | 11/24/2017 | Gene Amodei
M2736AA/DE01202607 |  | PHILIPS MEDICAL SYSTEMS | PHILIPS MEDICAL SYSTEMS M2736A |  | DE01201607 | LABOR & DELIVERY |  |  |  | 11/24/2017 |  |  |  |  | NO | NO |  |  |  |  | PHILIPS MEDICAL SYSTEMS M2736AA/DE01202607 DE01201607 |  |  | Disposition |  |  |  | Accessory | 1Y:00-MFG | 11/24/2017 | 11/24/2017 | COOPER UNIVERSITY HOSPITAL |  |  | LABOR AND DELIVERY | 0011830693 | JOANNA HORST | Preventative Maintenance | Closed | Gene Amodei | 11/24/2017 | 11/24/2017 | Performance Assurance: 00-MFG | 7/14/2017 11:13:49 AM BGAICHROTH PA WILL BE COMPLETED WHEN EQUIPMENT PA GENERATES | C08E8914-A9FE-49A3-8D15-70C91B044FF4 | Labor | 11/24/2017 | 11/24/2017 | Gene Amodei
M2736A/RGYA121142 |  | PHILIPS MEDICAL SYSTEMS | PHILIPS MEDICAL SYSTEMS M2736A |  | RGYA121142 | LABOR & DELIVERY |  |  |  | 11/24/2017 |  |  |  |  | NO | NO |  |  |  |  | PHILIPS MEDICAL SYSTEMS M2736A/RGYA121142 RGYA121142 |  |  | Disposition |  |  |  | Accessory | 1Y:00-MFG | 11/24/2017 | 11/24/2017 | COOPER UNIVERSITY HOSPITAL |  |  | LABOR AND DELIVERY | 0011830727 | JOANNA HORST | Preventative Maintenance | Closed | Gene Amodei | 11/24/2017 | 11/24/2017 | Performance Assurance: 00-MFG | 7/14/2017 11:21:44 AM BGAICHROTH PA WILL BE COMPLETED WHEN EQUIPMENT PA GENERATES | 30BADF8F-50E4-4E5A-9591-FAFC1029A2B3 | Labor | 11/24/2017 | 11/24/2017 | Gene Amodei
m2736a/RCHE130338 |  | PHILIPS MEDICAL SYSTEMS | PHILIPS MEDICAL SYSTEMS M2736A |  | RCHE130338 | LABOR & DELIVERY |  |  |  | 10/31/2019 |  |  |  |  | NO | NO |  |  |  |  | PHILIPS MEDICAL SYSTEMS m2736a/RCHE130338 RCHE130338 |  |  | Active |  | 99:99:99:99:99:99 |  | Accessory | PAAR:00-PVAR | 10/31/2019 | 10/31/2019 | COOPER UNIVERSITY HOSPITAL |  |  | L&D Storage | 0011830726 | JOANNA HORST | Preventative Maintenance | Closed | Gene Amodei | 10/31/2019 | 10/31/2019 | Performance Assurance: 00-MFG | 7/14/2017 11:21:33 AM BGAICHROTH PA WILL BE COMPLETED WHEN EQUIPMENT PA GENERATES | A3F5AA1C-1DE1-473E-8F6D-4C2480339A6D | Labor | 10/31/2019 | 10/31/2019 | Gene Amodei
m2736a/DE80829862 |  | PHILIPS MEDICAL SYSTEMS | PHILIPS MEDICAL SYSTEMS M2736A |  | DE80829862 | LABOR & DELIVERY |  |  |  | 10/31/2019 |  |  |  |  | NO | NO |  |  |  |  | PHILIPS MEDICAL SYSTEMS m2736a/DE80829862 DE80829862 |  |  | Active |  | 99:99:99:99:99:99 |  | Accessory | PAAR:00-PVAR | 10/31/2019 | 10/31/2019 | COOPER UNIVERSITY HOSPITAL |  |  | D6 LABOR AND DELIVERY | 0011830723 | JOANNA HORST | Preventative Maintenance | Closed | Gene Amodei | 10/31/2019 | 10/31/2019 | Performance Assurance: 00-MFG | 7/14/2017 11:20:50 AM BGAICHROTH PA WILL BE COMPLETED WHEN EQUIPMENT PA GENERATES | 2F88048D-EAE8-4F71-BAE3-65E7E10688AE | Labor | 10/31/2019 | 10/31/2019 | Gene Amodei
M2736A/DE11312146 |  | PHILIPS MEDICAL SYSTEMS | PHILIPS MEDICAL SYSTEMS M2736A |  | DE11312146 | LABOR & DELIVERY |  |  |  | 10/31/2019 |  |  |  |  | NO | NO |  |  |  |  | PHILIPS MEDICAL SYSTEMS M2736A/DE11312146 DE11312146 |  |  | Active |  | 99:99:99:99:99:99 |  | Accessory | PAAR:00-PVAR | 10/31/2019 | 10/31/2019 | COOPER UNIVERSITY HOSPITAL |  |  | LABOR AND DELIVERY | 0011830718 | JOANNA HORST | Preventative Maintenance | Closed | Gene Amodei | 10/31/2019 | 10/31/2019 | Performance Assurance: 00-MFG | 7/14/2017 11:19:45 AM BGAICHROTH PA WILL BE COMPLETED WHEN EQUIPMENT PA GENERATES | 6D42BA2B-4985-435D-AA09-30DF6F3943BC | Labor | 10/31/2019 | 10/31/2019 | Gene Amodei
M2736A/DE11310998 |  | PHILIPS MEDICAL SYSTEMS | PHILIPS MEDICAL SYSTEMS M2736A |  | DE11310998 | LABOR & DELIVERY |  |  |  | 10/31/2019 |  |  |  |  | NO | NO |  |  |  |  | PHILIPS MEDICAL SYSTEMS M2736A/DE11310998 DE11310998 |  |  | Active |  | 99:99:99:99:99:99 |  | Accessory | PAAR:00-PVAR | 10/31/2019 | 10/31/2019 | COOPER UNIVERSITY HOSPITAL |  |  | D611 | 0011830714 | JOANNA HORST | Preventative Maintenance | Closed | Gene Amodei | 10/31/2019 | 10/31/2019 | Performance Assurance: 00-MFG | 7/14/2017 11:18:44 AM BGAICHROTH PA WILL BE COMPLETED WHEN EQUIPMENT PA GENERATES | 3B211915-9193-40C1-9003-1D08F8081FB2 | Labor | 10/31/2019 | 10/31/2019 | Gene Amodei
m2736a/de01202608 |  | PHILIPS MEDICAL SYSTEMS | PHILIPS MEDICAL SYSTEMS M2736A |  | de01202608 | LABOR & DELIVERY |  |  |  | 11/24/2017 |  |  |  |  | NO | NO |  |  |  |  | PHILIPS MEDICAL SYSTEMS m2736a/de01202608 de01202608 |  |  | Disposition |  |  |  | Accessory | 1Y:00-MFG | 11/24/2017 | 11/24/2017 | COOPER UNIVERSITY HOSPITAL |  |  | LABOR AND DELIVERY | 0011830696 | JOANNA HORST | Preventative Maintenance | Closed | Gene Amodei | 11/24/2017 | 11/24/2017 | Performance Assurance: 00-MFG | 7/14/2017 11:14:35 AM BGAICHROTH PA WILL BE COMPLETED WHEN EQUIPMENT PA GENERATES | 01B688DA-3E9C-4A7B-8BE0-7CF1EAC6B09A | Labor | 11/24/2017 | 11/24/2017 | Gene Amodei
m2736a/de01202621 |  | PHILIPS MEDICAL SYSTEMS | PHILIPS MEDICAL SYSTEMS M2736A |  | de01202621 | LABOR & DELIVERY |  |  |  | 11/24/2017 |  |  |  |  | NO | NO |  |  |  |  | PHILIPS MEDICAL SYSTEMS m2736a/de01202621 de01202621 |  |  | Disposition |  |  |  | Accessory | 1Y:00-MFG | 11/24/2017 | 11/24/2017 | COOPER UNIVERSITY HOSPITAL |  |  | LABOR AND DELIVERY | 0011830697 | JOANNA HORST | Preventative Maintenance | Closed | Gene Amodei | 11/24/2017 | 11/24/2017 | Performance Assurance: 00-MFG | 7/14/2017 11:14:46 AM BGAICHROTH PA WILL BE COMPLETED WHEN EQUIPMENT PA GENERATES | ECBC0A42-6E61-4379-ACEB-1F60C6850AEE | Labor | 11/24/2017 | 11/24/2017 | Gene Amodei
M2736A/DE11310912 |  | PHILIPS MEDICAL SYSTEMS | PHILIPS MEDICAL SYSTEMS M2736A |  | DE11310912 | LABOR & DELIVERY |  |  |  | 10/31/2019 |  |  |  |  | NO | NO |  |  |  |  | PHILIPS MEDICAL SYSTEMS M2736A/DE11310912 DE11310912 |  |  | Active |  | 99:99:99:99:99:99 |  | Accessory | PAAR:00-PVAR | 10/31/2019 | 10/31/2019 | COOPER UNIVERSITY HOSPITAL |  |  | ICN | 0011830709 | JOANNA HORST | Preventative Maintenance | Closed | Gene Amodei | 10/31/2019 | 10/31/2019 | Performance Assurance: 00-MFG | 7/14/2017 11:17:35 AM BGAICHROTH PA WILL BE COMPLETED WHEN EQUIPMENT PA GENERATES | 196475A9-42F7-49A4-A53D-3EC38E01BB3E | Labor | 10/31/2019 | 10/31/2019 | Gene Amodei
M2736A/DE11303478 |  | PHILIPS MEDICAL SYSTEMS | PHILIPS MEDICAL SYSTEMS M2736A |  | DE11303478 | MOTHER INFANT UNIT |  |  |  | 10/31/2019 |  |  |  |  | NO | NO |  |  |  |  | PHILIPS MEDICAL SYSTEMS M2736A/DE11303478 DE11303478 |  |  | Active |  | 99:99:99:99:99:99 |  | Accessory | PAAR:00-PVAR | 10/31/2019 | 10/31/2019 | COOPER UNIVERSITY HOSPITAL |  |  | D605 |  | Christina Smith |  |  |  | 10/31/2019 | 10/31/2019 |  |  |  |  | 10/31/2019 | 10/31/2019
m2736a/de01201392 |  | PHILIPS MEDICAL SYSTEMS | PHILIPS MEDICAL SYSTEMS M2736A |  | de01201392 | LABOR & DELIVERY |  |  |  | 11/24/2017 |  |  |  |  | NO | NO |  |  |  |  | PHILIPS MEDICAL SYSTEMS m2736a/de01201392 de01201392 |  |  | Disposition |  |  |  | Accessory | 1Y:00-MFG | 11/24/2017 | 11/24/2017 | COOPER UNIVERSITY HOSPITAL |  |  | LABOR AND DELIVERY | 0011830692 | JOANNA HORST | Preventative Maintenance | Closed | Gene Amodei | 11/24/2017 | 11/24/2017 | Performance Assurance: 00-MFG | 7/14/2017 11:13:33 AM BGAICHROTH PA WILL BE COMPLETED WHEN EQUIPMENT PA GENERATES | ED4681FC-561D-4391-A90F-6DC2AE8C39E0 | Labor | 11/24/2017 | 11/24/2017 | Gene Amodei
M2734B/DE01815301 |  | PHILIPS MEDICAL SYSTEMS | PHILIPS MEDICAL SYSTEMS M2736A |  | DE01202582 | LABOR & DELIVERY |  |  |  | 11/24/2017 |  |  |  |  | NO | NO |  |  |  |  | PHILIPS MEDICAL SYSTEMS M2734B/DE01815301 DE01202582 |  |  | Disposition |  |  |  | Accessory | 1Y:00-MFG | 11/24/2017 | 11/24/2017 | COOPER UNIVERSITY HOSPITAL |  |  | D6 |  | JOANNA HORST |  |  |  | 11/24/2017 | 11/24/2017 |  |  |  |  | 11/24/2017 | 11/24/2017
DE80835391 |  | PHILIPS MEDICAL SYSTEMS | PHILIPS MEDICAL SYSTEMS M2736A |  | DE80835391 | LABOR & DELIVERY |  |  |  | 10/16/2019 |  |  |  |  | NO | NO |  |  |  |  | PHILIPS MEDICAL SYSTEMS DE80835391 DE80835391 |  |  | Disposition |  | 99:99:99:99:99:99 |  | Accessory | PAAR:00-PVAR | 10/16/2019 | 10/16/2019 | COOPER UNIVERSITY HOSPITAL |  |  | L&D |  | JOANNA HORST |  |  |  | 10/16/2019 | 10/16/2019 |  |  |  |  | 10/16/2019 | 10/16/2019
DE52515168 |  | PHILIPS MEDICAL SYSTEMS | PHILIPS MEDICAL SYSTEMS M2736A |  | Not Known | LABOR & DELIVERY |  |  |  | 11/01/2019 |  |  |  |  | NO | NO |  |  |  |  | PHILIPS MEDICAL SYSTEMS DE52515168 Not Known |  |  | Active |  | 99:99:99:99:99:99 |  | Accessory | 1Y:00-MFG | 11/01/2019 | 11/01/2019 | COOPER UNIVERSITY HOSPITAL |  |  | D604 | 0012386045 | JOANNA HORST | Performance Verification | Closed | Josh Harris | 11/01/2019 | 11/01/2019 | INCOMING INVENTORY | DEVICE INVENTORIED | 6DBFD426-F691-4D2E-83C4-3CED41ABC553 | Labor | 11/01/2019 | 11/01/2019 | Josh Harris
DE43422492 |  | PHILIPS MEDICAL SYSTEMS | PHILIPS MEDICAL SYSTEMS M2736A |  | DE43422492 | LABOR & DELIVERY |  |  |  | 10/31/2019 |  |  |  |  | NO | NO |  |  |  |  | PHILIPS MEDICAL SYSTEMS DE43422492 DE43422492 |  |  | Active |  | 99:99:99:99:99:99 |  | Accessory | PAAR:00-PVAR | 10/31/2019 | 10/31/2019 | COOPER UNIVERSITY HOSPITAL |  |  |  |  | JOANNA HORST |  |  |  | 10/31/2019 | 10/31/2019 |  |  |  |  | 10/31/2019 | 10/31/2019
DE43422518 |  | PHILIPS MEDICAL SYSTEMS | PHILIPS MEDICAL SYSTEMS M2736A |  | DE43422518 | LABOR & DELIVERY |  |  |  | 10/31/2019 |  |  |  |  | NO | NO |  |  |  |  | PHILIPS MEDICAL SYSTEMS DE43422518 DE43422518 |  |  | Active |  | 99:99:99:99:99:99 |  | Accessory | PAAR:00-PVAR | 10/31/2019 | 10/31/2019 | COOPER UNIVERSITY HOSPITAL |  |  |  |  | JOANNA HORST |  |  |  | 10/31/2019 | 10/31/2019 |  |  |  |  | 10/31/2019 | 10/31/2019
DE43422520 |  | PHILIPS MEDICAL SYSTEMS | PHILIPS MEDICAL SYSTEMS M2736A |  | DE43422520 | LABOR & DELIVERY |  |  |  | 10/31/2019 |  |  |  |  | NO | NO |  |  |  |  | PHILIPS MEDICAL SYSTEMS DE43422520 DE43422520 |  |  | Active |  | 99:99:99:99:99:99 |  | Accessory | PAAR:00-PVAR | 10/31/2019 | 10/31/2019 | COOPER UNIVERSITY HOSPITAL |  |  |  |  | JOANNA HORST |  |  |  | 10/31/2019 | 10/31/2019 |  |  |  |  | 10/31/2019 | 10/31/2019
DE43422532 |  | PHILIPS MEDICAL SYSTEMS | PHILIPS MEDICAL SYSTEMS M2736A |  | DE43422532 | LABOR & DELIVERY |  |  |  | 10/31/2019 |  |  |  |  | NO | NO |  |  |  |  | PHILIPS MEDICAL SYSTEMS DE43422532 DE43422532 |  |  | Active |  | 99:99:99:99:99:99 |  | Accessory | PAAR:00-PVAR | 10/31/2019 | 10/31/2019 | COOPER UNIVERSITY HOSPITAL |  |  |  |  | JOANNA HORST |  |  |  | 10/31/2019 | 10/31/2019 |  |  |  |  | 10/31/2019 | 10/31/2019
DE43422534 |  | PHILIPS MEDICAL SYSTEMS | PHILIPS MEDICAL SYSTEMS M2736A |  | DE43422534 | LABOR & DELIVERY |  |  |  | 10/31/2019 |  |  |  |  | NO | NO |  |  |  |  | PHILIPS MEDICAL SYSTEMS DE43422534 DE43422534 |  |  | Active |  | 99:99:99:99:99:99 |  | Accessory | PAAR:00-PVAR | 10/31/2019 | 10/31/2019 | COOPER UNIVERSITY HOSPITAL |  |  | TRIAGE D6 |  | JOANNA HORST |  |  |  | 10/31/2019 | 10/31/2019 |  |  |  |  | 10/31/2019 | 10/31/2019
DE43422529 |  | PHILIPS MEDICAL SYSTEMS | PHILIPS MEDICAL SYSTEMS M2736A |  | DE43422529 | LABOR & DELIVERY |  |  |  | 10/16/2019 |  |  |  |  | NO | NO |  |  |  |  | PHILIPS MEDICAL SYSTEMS DE43422529 DE43422529 |  |  | Disposition |  | 99:99:99:99:99:99 |  | Accessory | PAAR:00-PVAR | 10/16/2019 | 10/16/2019 | COOPER UNIVERSITY HOSPITAL |  |  |  |  | JOANNA HORST |  |  |  | 10/16/2019 | 10/16/2019 |  |  |  |  | 10/16/2019 | 10/16/2019
DE43422522 |  | PHILIPS MEDICAL SYSTEMS | PHILIPS MEDICAL SYSTEMS M2736A |  | DE43422522 | LABOR & DELIVERY |  |  |  | 10/31/2019 |  |  |  |  | NO | NO |  |  |  |  | PHILIPS MEDICAL SYSTEMS DE43422522 DE43422522 |  |  | Active |  | 99:99:99:99:99:99 |  | Accessory | PAAR:00-PVAR | 10/31/2019 | 10/31/2019 | COOPER UNIVERSITY HOSPITAL |  |  |  |  | JOANNA HORST |  |  |  | 10/31/2019 | 10/31/2019 |  |  |  |  | 10/31/2019 | 10/31/2019
DE43422521 |  | PHILIPS MEDICAL SYSTEMS | PHILIPS MEDICAL SYSTEMS M2736A |  | DE43422521 | LABOR & DELIVERY |  |  |  | 10/31/2019 |  |  |  |  | NO | NO |  |  |  |  | PHILIPS MEDICAL SYSTEMS DE43422521 DE43422521 |  |  | Active |  | 99:99:99:99:99:99 |  | Accessory | PAAR:00-PVAR | 10/31/2019 | 10/31/2019 | COOPER UNIVERSITY HOSPITAL |  |  |  |  | JOANNA HORST |  |  |  | 10/31/2019 | 10/31/2019 |  |  |  |  | 10/31/2019 | 10/31/2019
DE43422491 |  | PHILIPS MEDICAL SYSTEMS | PHILIPS MEDICAL SYSTEMS M2736A |  | DE43422491 | LABOR & DELIVERY |  |  |  | 11/24/2017 |  |  |  |  | NO | NO |  |  |  |  | PHILIPS MEDICAL SYSTEMS DE43422491 DE43422491 |  |  | Disposition |  |  |  | Accessory | 1Y:00-MFG | 11/24/2017 | 11/24/2017 | COOPER UNIVERSITY HOSPITAL |  |  |  |  | JOANNA HORST |  |  |  | 11/24/2017 | 11/24/2017 |  |  |  |  | 11/24/2017 | 11/24/2017
DE43422488 |  | PHILIPS MEDICAL SYSTEMS | PHILIPS MEDICAL SYSTEMS M2736A |  | DE43422488 | LABOR & DELIVERY |  |  |  | 10/31/2019 |  |  |  |  | NO | NO |  |  |  |  | PHILIPS MEDICAL SYSTEMS DE43422488 DE43422488 |  |  | Active |  | 99:99:99:99:99:99 |  | Accessory | PAAR:00-PVAR | 10/31/2019 | 10/31/2019 | COOPER UNIVERSITY HOSPITAL |  |  |  |  | JOANNA HORST |  |  |  | 10/31/2019 | 10/31/2019 |  |  |  |  | 10/31/2019 | 10/31/2019
DE43422481 |  | PHILIPS MEDICAL SYSTEMS | PHILIPS MEDICAL SYSTEMS M2736A |  | DE43422481 | LABOR & DELIVERY |  |  |  | 10/31/2019 |  |  |  |  | NO | NO |  |  |  |  | PHILIPS MEDICAL SYSTEMS DE43422481 DE43422481 |  |  | Active |  | 99:99:99:99:99:99 |  | Accessory | PAAR:00-PVAR | 10/31/2019 | 10/31/2019 | COOPER UNIVERSITY HOSPITAL |  |  |  |  | JOANNA HORST |  |  |  | 10/31/2019 | 10/31/2019 |  |  |  |  | 10/31/2019 | 10/31/2019
DE43422478 |  | PHILIPS MEDICAL SYSTEMS | PHILIPS MEDICAL SYSTEMS M2736A |  | DE43422478 | LABOR & DELIVERY |  |  |  | 10/31/2019 |  |  |  |  | NO | NO |  |  |  |  | PHILIPS MEDICAL SYSTEMS DE43422478 DE43422478 |  |  | Active |  | 99:99:99:99:99:99 |  | Accessory | PAAR:00-PVAR | 10/31/2019 | 10/31/2019 | COOPER UNIVERSITY HOSPITAL |  |  |  |  | JOANNA HORST |  |  |  | 10/31/2019 | 10/31/2019 |  |  |  |  | 10/31/2019 | 10/31/2019
DE43422480 |  | PHILIPS MEDICAL SYSTEMS | PHILIPS MEDICAL SYSTEMS M2736A |  | DE43422480 | LABOR & DELIVERY |  |  |  | 10/31/2019 |  |  |  |  | NO | NO |  |  |  |  | PHILIPS MEDICAL SYSTEMS DE43422480 DE43422480 |  |  | Active |  | 99:99:99:99:99:99 |  | Accessory | PAAR:00-PVAR | 10/31/2019 | 10/31/2019 | COOPER UNIVERSITY HOSPITAL |  |  | LD |  | JOANNA HORST |  |  |  | 10/31/2019 | 10/31/2019 |  |  |  |  | 10/31/2019 | 10/31/2019
DE43422476 |  | PHILIPS MEDICAL SYSTEMS | PHILIPS MEDICAL SYSTEMS M2736A |  | DE43422476 | LABOR & DELIVERY |  |  |  | 10/31/2019 |  |  |  |  | NO | NO |  |  |  |  | PHILIPS MEDICAL SYSTEMS DE43422476 DE43422476 |  |  | Active |  | 99:99:99:99:99:99 |  | Accessory | PAAR:00-PVAR | 10/31/2019 | 10/31/2019 | COOPER UNIVERSITY HOSPITAL |  |  |  |  | JOANNA HORST |  |  |  | 10/31/2019 | 10/31/2019 |  |  |  |  | 10/31/2019 | 10/31/2019
DE43420678 |  | PHILIPS MEDICAL SYSTEMS | PHILIPS MEDICAL SYSTEMS M2736A |  | DE43420678 | LABOR & DELIVERY |  |  |  | 11/16/2017 |  |  |  |  | NO | NO |  |  |  |  | PHILIPS MEDICAL SYSTEMS DE43420678 DE43420678 |  |  | Disposition |  |  |  | Accessory | 1Y:00-MFG | 11/16/2017 | 11/16/2017 | COOPER UNIVERSITY HOSPITAL |  |  | L&D |  | JOANNA HORST |  |  |  | 11/16/2017 | 11/16/2017 |  |  |  |  | 11/16/2017 | 11/16/2017
DE43422437 |  | PHILIPS MEDICAL SYSTEMS | PHILIPS MEDICAL SYSTEMS M2736A |  | DE43422437 | LABOR & DELIVERY |  |  |  | 10/31/2019 |  |  |  |  | NO | NO |  |  |  |  | PHILIPS MEDICAL SYSTEMS DE43422437 DE43422437 |  |  | Active |  | 99:99:99:99:99:99 |  | Accessory | PAAR:00-PVAR | 10/31/2019 | 10/31/2019 | COOPER UNIVERSITY HOSPITAL |  |  |  |  | JOANNA HORST |  |  |  | 10/31/2019 | 10/31/2019 |  |  |  |  | 10/31/2019 | 10/31/2019
DE11311049 |  | PHILIPS MEDICAL SYSTEMS | PHILIPS MEDICAL SYSTEMS M2736A |  | DE11311049 | LABOR & DELIVERY |  |  |  | 11/01/2019 |  |  |  |  | NO | NO |  |  |  |  | PHILIPS MEDICAL SYSTEMS DE11311049 DE11311049 |  |  | Active | DE11311049 | 99:99:99:99:99:99 |  | Accessory | 1Y:00-MFG | 11/01/2019 | 11/01/2019 | COOPER UNIVERSITY HOSPITAL |  |  |  | WOT00000000501774 | JOANNA HORST | Repair | Closed | Gene Amodei | 11/01/2019 | 11/01/2019 | Noisy | .:: Acknowledged ::. Technician: Gene Amodei Timestamp: 2018-02-06 15:46:22 Approver: Luis Alvarez reply from: Luis.Alvarez-Rodriguez@trimedx.com [code]<a href='/sysapproval_approver.do?sys_id=c3b0a506dbd41f442aac77e9af9619be'>Link to Approval</a>[/code] unit sent to AIV returned fro AIV repaired | EXP0171351 | Labor | 11/01/2019 | 11/01/2019 | Gene Amodei
DE11310963 |  | PHILIPS MEDICAL SYSTEMS | PHILIPS MEDICAL SYSTEMS M2736A |  | DE11310963 | LABOR & DELIVERY |  |  |  | 10/31/2019 |  |  |  |  | NO | NO |  |  |  |  | PHILIPS MEDICAL SYSTEMS DE11310963 DE11310963 |  |  | Active | m2736a/DE11310963 | 99:99:99:99:99:99 |  | Accessory | PAAR:00-PVAR | 10/31/2019 | 10/31/2019 | COOPER UNIVERSITY HOSPITAL |  |  | ICN | 0011830712 | JOANNA HORST | Preventative Maintenance | Closed | Gene Amodei | 10/31/2019 | 10/31/2019 | Performance Assurance: 00-MFG | 7/14/2017 11:18:16 AM BGAICHROTH PA WILL BE COMPLETED WHEN EQUIPMENT PA GENERATES | DB858847-CF3A-400D-9B91-88B26366F00E | Labor | 10/31/2019 | 10/31/2019 | Gene Amodei
DE01202592 |  | PHILIPS MEDICAL SYSTEMS | PHILIPS MEDICAL SYSTEMS M2736A |  | DE01202592 | LABOR & DELIVERY |  |  |  | 11/01/2019 |  |  |  |  | NO | NO |  |  |  |  | PHILIPS MEDICAL SYSTEMS DE01202592 DE01202592 |  |  | Active |  |  |  | Accessory | 1Y:00-MFG | 11/01/2019 | 11/01/2019 | COOPER UNIVERSITY HOSPITAL |  |  | D6 | 0011618972 | JOANNA HORST | Repair | Closed | Gene Amodei | 11/01/2019 | 11/01/2019 | TRANSDUCER - NOT TRACING - TMX | 5/8/2017 11:42:10 AM GRAMODEI demand for service submitted 5/26/2017 1:48:51 PM GRAMODEI returned from AIV under PO TMX1023065 repaired, checked RTS | A37ABC21-C406-469E-BDCD-93FA114465DA | Vendor Labor | 11/01/2019 | 11/01/2019 | VENDOR
DE01201447 |  | PHILIPS MEDICAL SYSTEMS | PHILIPS MEDICAL SYSTEMS M2736A |  | DE01201447 | LABOR & DELIVERY |  |  |  | 10/31/2019 |  |  |  |  | NO | NO |  |  |  |  | PHILIPS MEDICAL SYSTEMS DE01201447 DE01201447 |  |  | Active |  | 99:99:99:99:99:99 |  | Accessory | PAAR:00-PVAR | 10/31/2019 | 10/31/2019 | COOPER UNIVERSITY HOSPITAL |  |  |  |  | JOANNA HORST |  |  |  | 10/31/2019 | 10/31/2019 |  |  |  |  | 10/31/2019 | 10/31/2019
DE80835648 |  | PHILIPS MEDICAL SYSTEMS | PHILIPS MEDICAL SYSTEMS M2736AA |  | De80836548 | LABOR & DELIVERY |  |  |  | 10/31/2019 |  |  |  |  | NO | NO |  |  |  |  | PHILIPS MEDICAL SYSTEMS DE80835648 De80836548 |  |  | Disposition |  | 99:99:99:99:99:99 |  | Accessory | PAAR:00-PVAR | 10/31/2019 | 10/31/2019 | COOPER UNIVERSITY HOSPITAL |  |  |  | WOT00000000922000 | JOANNA HORST | Repair | Closed | Gene Amodei | 10/31/2019 | 10/31/2019 | Transducer - Poor audio | .:: Acknowledged ::. Technician: Gene Amodei Timestamp: 2018-05-11 12:11:35 poor audio verified, demand service initiated AIV reference wot 894324 recieved repaired from AIV RTS returned repaired from AIV, RTS | EXP0663233 | Labor | 10/31/2019 | 10/31/2019 | Gene Amodei
DE80829852 |  | PHILIPS MEDICAL SYSTEMS | PHILIPS MEDICAL SYSTEMS M2736AA |  | DE80829852 | LABOR & DELIVERY |  |  |  | 11/01/2019 |  |  |  |  | NO | NO |  |  |  |  | PHILIPS MEDICAL SYSTEMS DE80829852 DE80829852 |  |  | Active |  | 99:99:99:99:99:99 |  | Accessory | 1Y:00-MFG | 11/01/2019 | 11/01/2019 | COOPER UNIVERSITY HOSPITAL |  |  |  | WOT00000001561648 | JOANNA HORST | Performance Verification | Completed | Gene Amodei | 11/01/2019 | 11/01/2019 | Performance Verification for PHILIPS MEDICAL SYSTEMS DE80829852 DE80829852 | Initial Install of Performance Verification. Device is ready for patient use. |  |  | 11/01/2019 | 11/01/2019
De80829862 |  | PHILIPS MEDICAL SYSTEMS | PHILIPS MEDICAL SYSTEMS M2736AA |  | same as CEID | LABOR & DELIVERY |  |  |  | 11/01/2019 |  |  |  |  | NO | NO |  |  |  |  | PHILIPS MEDICAL SYSTEMS De80829862 same as CEID |  |  | Active |  | 99:99:99:99:99:99 |  | Accessory | 1Y:00-MFG | 11/01/2019 | 11/01/2019 | COOPER UNIVERSITY HOSPITAL |  |  | Performance Verification | WOT00000001027576 | JOANNA HORST | Repair | Closed | Gene Amodei | 11/01/2019 | 11/01/2019 | Ultrasound toko sounds muffled and you cannot hear fetal heart rate. | unit will be sent to AIV for eval and repair Bulk Po needed for AIV repair Unit is M2736 US, verified Low static sound REF WOT 1050789 CEID nit in system DE11310918 reference wot1050789 will send to AIV for repair received repaired unit | EXP1189486 | Labor | 11/01/2019 | 11/01/2019 | Gene Amodei
DE52514331 |  | PHILIPS MEDICAL SYSTEMS | PHILIPS MEDICAL SYSTEMS M2736AA |  | Not Known | LABOR & DELIVERY |  |  |  | 01/31/2018 |  |  |  |  | NO | NO |  |  |  |  | PHILIPS MEDICAL SYSTEMS DE52514331 Not Known |  |  | Disposition |  | 99:99:99:99:99:99 |  | Accessory | 1Y:00-MFG | 01/31/2018 | 01/31/2018 | COOPER UNIVERSITY HOSPITAL |  |  |  | 0012742781 | JOANNA HORST | Performance Verification | Closed | Josh Harris | 01/31/2018 | 01/31/2018 | INCOMING INVENTORY | DEVICE INVENTORIED | 4DB522E2-4A24-4A7D-8BFA-788A0A21ADCB | Labor | 01/31/2018 | 01/31/2018 | Josh Harris
DE43428906 |  | PHILIPS MEDICAL SYSTEMS | PHILIPS MEDICAL SYSTEMS M2736AA |  | DE43428906 | LABOR & DELIVERY |  |  |  | 11/01/2019 |  |  |  |  | NO | NO |  |  |  |  | PHILIPS MEDICAL SYSTEMS DE43428906 DE43428906 |  |  | Active |  |  |  | Accessory | 1Y:00-MFG | 11/01/2019 | 11/01/2019 | COOPER UNIVERSITY HOSPITAL |  |  | Performance Verification | WOT00000002002734 | JOANNA HORST | Performance Verification | Closed | Gene Amodei | 11/01/2019 | 11/01/2019 | Performance Verification for PHILIPS MEDICAL SYSTEMS DE43428906 DE43428906 | Initial Install of Performance Verification. Device is ready for patient use. |  |  | 11/01/2019 | 11/01/2019
DE43427698 |  | PHILIPS MEDICAL SYSTEMS | PHILIPS MEDICAL SYSTEMS M2736AA |  | Not Known | LABOR & DELIVERY |  |  |  | 11/01/2019 |  |  |  |  | NO | NO |  |  |  |  | PHILIPS MEDICAL SYSTEMS DE43427698 Not Known |  |  | Active |  | 99:99:99:99:99:99 |  | Accessory | 1Y:00-MFG | 11/01/2019 | 11/01/2019 | COOPER UNIVERSITY HOSPITAL |  |  |  | 0012501050 | JOANNA HORST | Preventative Maintenance | Closed | Josh Harris | 11/01/2019 | 11/01/2019 | PERFORMANCE ASSURANCE AT INVENTORY | INVENTORIED DEVICE AND ENSURED DEVICE WAS FUNCTIONING PROPERLY. | 0B6B460D-98DD-49FA-B6AE-C2B1565A0D64 | Labor | 11/01/2019 | 11/01/2019 | Gene Amodei
DE43427704 |  | PHILIPS MEDICAL SYSTEMS | PHILIPS MEDICAL SYSTEMS M2736AA |  | Not Known | LABOR & DELIVERY |  |  |  | 11/01/2019 |  |  |  |  | NO | NO |  |  |  |  | PHILIPS MEDICAL SYSTEMS DE43427704 Not Known |  |  | Active |  | 99:99:99:99:99:99 |  | Accessory | 1Y:00-MFG | 11/01/2019 | 11/01/2019 | COOPER UNIVERSITY HOSPITAL |  |  | D611 | 0012501055 | JOANNA HORST | Performance Verification | Closed | Josh Harris | 11/01/2019 | 11/01/2019 | INCOMING INVENTORY | DEVICE INVENTORIED | 7CF608E5-3A48-4F05-9965-C77A7886988E | Labor | 11/01/2019 | 11/01/2019 | Josh Harris
DE43427770 |  | PHILIPS MEDICAL SYSTEMS | PHILIPS MEDICAL SYSTEMS M2736AA |  | NOT KNOWN | LABOR & DELIVERY |  |  |  | 11/27/2018 |  |  |  |  | NO | NO |  |  |  |  | PHILIPS MEDICAL SYSTEMS DE43427770 NOT KNOWN |  |  | Disposition |  | 99:99:99:99:99:99 |  | Accessory | 1Y:00-MFG | 11/27/2018 | 11/27/2018 | COOPER UNIVERSITY HOSPITAL |  |  | D609 | 0012501057 | JOANNA HORST | Performance Verification | Closed | Josh Harris | 11/27/2018 | 11/27/2018 | INCOMING INVENTORY | DEVICE INVENTORIED | 921D3F88-BC1B-4EAE-858D-0BAD4DC919EA | Labor | 11/27/2018 | 11/27/2018 | Josh Harris
DE43427703 |  | PHILIPS MEDICAL SYSTEMS | PHILIPS MEDICAL SYSTEMS M2736AA |  | Not Known | LABOR & DELIVERY |  |  |  | 11/01/2019 |  |  |  |  | NO | NO |  |  |  |  | PHILIPS MEDICAL SYSTEMS DE43427703 Not Known |  |  | Active |  | 99:99:99:99:99:99 |  | Accessory | 1Y:00-MFG | 11/01/2019 | 11/01/2019 | COOPER UNIVERSITY HOSPITAL |  |  |  | 0012501046 | JOANNA HORST | Performance Verification | Closed | Josh Harris | 11/01/2019 | 11/01/2019 | INCOMING INVENTORY | DEVICE INVENTORIED | B106B2E5-E77C-4FE6-A891-50B1C00CF7AF | Labor | 11/01/2019 | 11/01/2019 | Josh Harris
DE43427669 |  | PHILIPS MEDICAL SYSTEMS | PHILIPS MEDICAL SYSTEMS M2736AA |  | Not Known | LABOR & DELIVERY |  |  |  | 11/01/2019 |  |  |  |  | NO | NO |  |  |  |  | PHILIPS MEDICAL SYSTEMS DE43427669 Not Known |  |  | Active |  | 99:99:99:99:99:99 |  | Accessory | 1Y:00-MFG | 11/01/2019 | 11/01/2019 | COOPER UNIVERSITY HOSPITAL |  |  | LDR 5 | 0012501052 | JOANNA HORST | Performance Verification | Closed | Josh Harris | 11/01/2019 | 11/01/2019 | INCOMING INVENTORY | DEVICE INVENTORIED | F1F7E03A-7CD3-47B9-A952-A7BF165E2D17 | Labor | 11/01/2019 | 11/01/2019 | Josh Harris
DE43427671 |  | PHILIPS MEDICAL SYSTEMS | PHILIPS MEDICAL SYSTEMS M2736AA |  | Not Known | LABOR & DELIVERY |  |  |  | 11/01/2019 |  |  |  |  | NO | NO |  |  |  |  | PHILIPS MEDICAL SYSTEMS DE43427671 Not Known |  |  | Active |  | 99:99:99:99:99:99 |  | Accessory | 1Y:00-MFG | 11/01/2019 | 11/01/2019 | COOPER UNIVERSITY HOSPITAL |  |  |  | 0012501061 | JOANNA HORST | Performance Verification | Closed | Josh Harris | 11/01/2019 | 11/01/2019 | INCOMING INVENTORY | DEVICE INVENTORIED | 8BACA375-6436-4ABD-BE9B-E2842B910FB2 | Labor | 11/01/2019 | 11/01/2019 | Josh Harris
DE43427660 |  | PHILIPS MEDICAL SYSTEMS | PHILIPS MEDICAL SYSTEMS M2736AA |  | NOT KNOWN | LABOR & DELIVERY |  |  |  | 11/01/2019 |  |  |  |  | NO | NO |  |  |  |  | PHILIPS MEDICAL SYSTEMS DE43427660 NOT KNOWN |  |  | Active |  | 99:99:99:99:99:99 |  | Accessory | 1Y:00-MFG | 11/01/2019 | 11/01/2019 | COOPER UNIVERSITY HOSPITAL |  |  | L&D | 0012501043 | JOANNA HORST | Preventative Maintenance | Closed | Josh Harris | 11/01/2019 | 11/01/2019 | PERFORMANCE ASSURANCE AT INVENTORY | INVENTORIED DEVICE AND ENSURED DEVICE WAS FUNCTIONING PROPERLY. | 8DA875A2-5D1C-42C9-9354-2BB8BD4B04F7 | Labor | 11/01/2019 | 11/01/2019 | Gene Amodei
DE4341688 |  | PHILIPS MEDICAL SYSTEMS | PHILIPS MEDICAL SYSTEMS M2736AA |  | Not Known | LABOR & DELIVERY |  |  |  | 11/01/2019 |  |  |  |  | NO | NO |  |  |  |  | PHILIPS MEDICAL SYSTEMS DE4341688 Not Known |  |  | Active |  | 99:99:99:99:99:99 |  | Accessory | 1Y:00-MFG | 11/01/2019 | 11/01/2019 | COOPER UNIVERSITY HOSPITAL |  |  |  | 0012742828 | JOANNA HORST | Preventative Maintenance | Closed | Josh Harris | 11/01/2019 | 11/01/2019 | PERFORMANCE ASSURANCE AT INVENTORY | INVENTORIED DEVICE AND ENSURED DEVICE WAS FUNCTIONING PROPERLY. | 4EAB15AC-4804-4150-B651-C5521C58CEBC | Labor | 11/01/2019 | 11/01/2019 | Gene Amodei
DE43420676 |  | PHILIPS MEDICAL SYSTEMS | PHILIPS MEDICAL SYSTEMS M2736AA |  | DE43420676 | LABOR & DELIVERY |  |  |  | 11/01/2019 |  |  |  |  | NO | NO |  |  |  |  | PHILIPS MEDICAL SYSTEMS DE43420676 DE43420676 |  |  | Active |  | 99:99:99:99:99:99 |  | Accessory | 1Y:00-MFG | 11/01/2019 | 11/01/2019 | COOPER UNIVERSITY HOSPITAL |  |  | L&D |  | JOANNA HORST |  |  |  | 11/01/2019 | 11/01/2019 |  |  |  |  | 11/01/2019 | 11/01/2019
DE11311051 |  | PHILIPS MEDICAL SYSTEMS | PHILIPS MEDICAL SYSTEMS M2736AA |  | Not Known | LABOR & DELIVERY |  |  |  | 11/01/2019 |  |  |  |  | NO | NO |  |  |  |  | PHILIPS MEDICAL SYSTEMS DE11311051 Not Known |  |  | Active |  | 99:99:99:99:99:99 |  | Accessory | 1Y:00-MFG | 11/01/2019 | 11/01/2019 | COOPER UNIVERSITY HOSPITAL |  |  | store room | 0012742799 | JOANNA HORST | Performance Verification | Closed | Josh Harris | 11/01/2019 | 11/01/2019 | INCOMING INVENTORY | DEVICE INVENTORIED | 1E47AB77-6D5D-483A-83E6-97A288171554 | Labor | 11/01/2019 | 11/01/2019 | Josh Harris
DE11312146 |  | PHILIPS MEDICAL SYSTEMS | PHILIPS MEDICAL SYSTEMS M2736AA |  | DE11312146 | LABOR & DELIVERY |  |  |  | 11/01/2019 |  |  |  |  | NO | NO |  |  |  |  | PHILIPS MEDICAL SYSTEMS DE11312146 DE11312146 |  |  | Active |  | 99:99:99:99:99:99 |  | Accessory | 1Y:00-MFG | 11/01/2019 | 11/01/2019 | COOPER UNIVERSITY HOSPITAL |  |  | D6 | WOT00000000659121 | JOANNA HORST | Repair | Closed | Gene Amodei | 11/01/2019 | 11/01/2019 | ultrasound cable - not picking up | demand for service initiated unit sent to AIV PO TMXC0041476 RETURNED FROM AIV REPAIRED RTS | EXP0524758 | Labor | 11/01/2019 | 11/01/2019 | Gene Amodei
DE11311047 |  | PHILIPS MEDICAL SYSTEMS | PHILIPS MEDICAL SYSTEMS M2736AA |  | Not Known | LABOR & DELIVERY |  |  |  | 11/01/2019 |  |  |  |  | NO | NO |  |  |  |  | PHILIPS MEDICAL SYSTEMS DE11311047 Not Known |  |  | Active |  | 99:99:99:99:99:99 |  | Accessory | 1Y:00-MFG | 11/01/2019 | 11/01/2019 | COOPER UNIVERSITY HOSPITAL |  |  |  | 0012742811 | JOANNA HORST | Preventative Maintenance | Closed | Josh Harris | 11/01/2019 | 11/01/2019 | PERFORMANCE ASSURANCE AT INVENTORY | INVENTORIED DEVICE AND ENSURED DEVICE WAS FUNCTIONING PROPERLY. | 2DA94B35-0A3A-45BF-827B-150B4A4AB28A | Labor | 11/01/2019 | 11/01/2019 | Gene Amodei
DE11311043 |  | PHILIPS MEDICAL SYSTEMS | PHILIPS MEDICAL SYSTEMS M2736AA |  | Not Known | LABOR & DELIVERY |  |  |  | 11/01/2019 |  |  |  |  | NO | NO |  |  |  |  | PHILIPS MEDICAL SYSTEMS DE11311043 Not Known |  |  | Active |  | 99:99:99:99:99:99 |  | Accessory | 1Y:00-MFG | 11/01/2019 | 11/01/2019 | COOPER UNIVERSITY HOSPITAL |  |  | RM 6 | 0012046983 | JOANNA HORST | Repair | Closed | Gene Amodei | 11/01/2019 | 11/01/2019 | TOCOS - MAKING NOISE - L&D DIRTY UTILITY RM | 8/18/2017 11:27:02 AM SJZUBRZYCKI (SJZUBRZYCKI 8/18/2017 12:00 AM) PICKED UP UNIT AND PUT ON GENE'S DESK 9/29/2017 4:26:34 PM GRAMODEI unit sent to AIV refer to WO 12247084 10/17/2017 8:44:34 AM GRAMODEI unti returned for aiv , checked and RTS | D10303ED-09CB-4B2E-9120-ABF939E39CEC | Labor | 11/01/2019 | 11/01/2019 | Stephen Zubrzycki
DE11311022 |  | PHILIPS MEDICAL SYSTEMS | PHILIPS MEDICAL SYSTEMS M2736AA |  | Not Known | LABOR & DELIVERY |  |  |  | 11/01/2019 |  |  |  |  | NO | NO |  |  |  |  | PHILIPS MEDICAL SYSTEMS DE11311022 Not Known |  |  | Active |  | 99:99:99:99:99:99 |  | Accessory | 1Y:00-MFG | 11/01/2019 | 11/01/2019 | COOPER UNIVERSITY HOSPITAL |  |  | Rm6 | 0012742816 | JOANNA HORST | Preventative Maintenance | Closed | Josh Harris | 11/01/2019 | 11/01/2019 | PERFORMANCE ASSURANCE AT INVENTORY | INVENTORIED DEVICE AND ENSURED DEVICE WAS FUNCTIONING PROPERLY. | 3F8F7CFF-E502-454C-978B-9BF9FE32A943 | Labor | 11/01/2019 | 11/01/2019 | Gene Amodei
DE11311032 |  | PHILIPS MEDICAL SYSTEMS | PHILIPS MEDICAL SYSTEMS M2736AA |  | Not Known | LABOR & DELIVERY |  |  |  | 11/01/2019 |  |  |  |  | NO | NO |  |  |  |  | PHILIPS MEDICAL SYSTEMS DE11311032 Not Known |  |  | Active |  | 99:99:99:99:99:99 |  | Accessory | 1Y:00-MFG | 11/01/2019 | 11/01/2019 | COOPER UNIVERSITY HOSPITAL |  |  |  | 0012742776 | JOANNA HORST | Performance Verification | Closed | Josh Harris | 11/01/2019 | 11/01/2019 | INCOMING INVENTORY | DEVICE INVENTORIED | 8FCA0DB9-927A-403C-A4C4-17D82B5F0ACB | Labor | 11/01/2019 | 11/01/2019 | Josh Harris
DE11311018 |  | PHILIPS MEDICAL SYSTEMS | PHILIPS MEDICAL SYSTEMS M2736AA |  | DE11311018 | LABOR & DELIVERY |  |  |  | 11/01/2019 |  |  |  |  | NO | NO |  |  |  |  | PHILIPS MEDICAL SYSTEMS DE11311018 DE11311018 |  |  | Active |  |  |  | Accessory | 1Y:00-MFG | 11/01/2019 | 11/01/2019 | COOPER UNIVERSITY HOSPITAL |  |  |  | WOT00000003761559 | JOANNA HORST | Performance Verification | Completed | Gene Amodei | 11/01/2019 | 11/01/2019 | Performance Verification for PHILIPS MEDICAL SYSTEMS DE11311018 DE11311018 | Initial Install of Performance Verification. Device is ready for patient use. |  |  | 11/01/2019 | 11/01/2019
DE11310946 |  | PHILIPS MEDICAL SYSTEMS | PHILIPS MEDICAL SYSTEMS M2736AA |  | Not Known | LABOR & DELIVERY |  |  |  | 11/01/2019 |  |  |  |  | NO | NO |  |  |  |  | PHILIPS MEDICAL SYSTEMS DE11310946 Not Known |  |  | Active |  | 99:99:99:99:99:99 |  | Accessory | 1Y:00-MFG | 11/01/2019 | 11/01/2019 | COOPER UNIVERSITY HOSPITAL |  |  |  | 0012742771 | JOANNA HORST | Performance Verification | Closed | Josh Harris | 11/01/2019 | 11/01/2019 | INCOMING INVENTORY | DEVICE INVENTORIED | D7979C5F-A5B8-4227-A897-63F1A243EA3F | Labor | 11/01/2019 | 11/01/2019 | Josh Harris
DE11310940 |  | PHILIPS MEDICAL SYSTEMS | PHILIPS MEDICAL SYSTEMS M2736AA |  | Not Known | LABOR & DELIVERY |  |  |  | 11/01/2019 |  |  |  |  | NO | NO |  |  |  |  | PHILIPS MEDICAL SYSTEMS DE11310940 Not Known |  |  | Active |  | 99:99:99:99:99:99 |  | Accessory | 1Y:00-MFG | 11/01/2019 | 11/01/2019 | COOPER UNIVERSITY HOSPITAL |  |  | L&D | 0012742787 | JOANNA HORST | Performance Verification | Closed | Josh Harris | 11/01/2019 | 11/01/2019 | INCOMING INVENTORY | DEVICE INVENTORIED | A823DB8A-5195-4F69-9DEE-C1E3A552CE40 | Labor | 11/01/2019 | 11/01/2019 | Josh Harris
DE11310935 |  | PHILIPS MEDICAL SYSTEMS | PHILIPS MEDICAL SYSTEMS M2736AA |  | Not Known | LABOR & DELIVERY |  |  |  | 11/01/2019 |  |  |  |  | NO | NO |  |  |  |  | PHILIPS MEDICAL SYSTEMS DE11310935 Not Known |  |  | Active |  | 99:99:99:99:99:99 |  | Accessory | 1Y:00-MFG | 11/01/2019 | 11/01/2019 | COOPER UNIVERSITY HOSPITAL |  |  |  | 0012742805 | JOANNA HORST | Performance Verification | Closed | Josh Harris | 11/01/2019 | 11/01/2019 | INCOMING INVENTORY | DEVICE INVENTORIED | 7A6EF69A-BBDA-4320-B453-59B9238B91C8 | Labor | 11/01/2019 | 11/01/2019 | Josh Harris
DE11310920 |  | PHILIPS MEDICAL SYSTEMS | PHILIPS MEDICAL SYSTEMS M2736AA |  | Not Known | LABOR & DELIVERY |  |  |  | 11/21/2018 |  |  |  |  | NO | NO |  |  |  |  | PHILIPS MEDICAL SYSTEMS DE11310920 Not Known |  |  | Disposition |  | 99:99:99:99:99:99 |  | Accessory | 1Y:00-MFG | 11/21/2018 | 11/21/2018 | COOPER UNIVERSITY HOSPITAL |  |  | Triage 609 | 0012742766 | JOANNA HORST | Performance Verification | Closed | Josh Harris | 11/21/2018 | 11/21/2018 | INCOMING INVENTORY | DEVICE INVENTORIED | 24340D26-C98D-4E2F-BB0C-605D31A9299E | Labor | 11/21/2018 | 11/21/2018 | Josh Harris
DE11310918 |  | PHILIPS MEDICAL SYSTEMS | PHILIPS MEDICAL SYSTEMS M2736AA |  | DE11310918 | LABOR & DELIVERY |  |  |  | 11/01/2019 |  |  |  |  | NO | NO |  |  |  |  | PHILIPS MEDICAL SYSTEMS DE11310918 DE11310918 |  |  | Active |  | 99:99:99:99:99:99 |  | Accessory | 1Y:00-MFG | 11/01/2019 | 11/01/2019 | COOPER UNIVERSITY HOSPITAL |  |  | 6 dorrance | WOT00000001561015 | JOANNA HORST | Performance Verification | Closed | Gene Amodei | 11/01/2019 | 11/01/2019 | Performance Verification for PHILIPS MEDICAL SYSTEMS DE11310918 DE11310918 | Initial Install of Performance Verification. Device is ready for patient use. |  |  | 11/01/2019 | 11/01/2019
DE11310912 |  | PHILIPS MEDICAL SYSTEMS | PHILIPS MEDICAL SYSTEMS M2736AA |  | Not Known | LABOR & DELIVERY |  |  |  | 11/01/2019 |  |  |  |  | NO | NO |  |  |  |  | PHILIPS MEDICAL SYSTEMS DE11310912 Not Known |  |  | Active |  | 99:99:99:99:99:99 |  | Accessory | 1Y:00-MFG | 11/01/2019 | 11/01/2019 | COOPER UNIVERSITY HOSPITAL |  |  |  | 0012742796 | JOANNA HORST | Performance Verification | Closed | Josh Harris | 11/01/2019 | 11/01/2019 | INCOMING INVENTORY | DEVICE INVENTORIED | D504DA97-D2A1-44AC-B29E-2EA63E8772AF | Labor | 11/01/2019 | 11/01/2019 | Josh Harris
DE11310893 |  | PHILIPS MEDICAL SYSTEMS | PHILIPS MEDICAL SYSTEMS M2736AA |  | Not Known | LABOR & DELIVERY |  |  |  | 11/01/2019 |  |  |  |  | NO | NO |  |  |  |  | PHILIPS MEDICAL SYSTEMS DE11310893 Not Known |  |  | Active |  | 99:99:99:99:99:99 |  | Accessory | 1Y:00-MFG | 11/01/2019 | 11/01/2019 | COOPER UNIVERSITY HOSPITAL |  |  |  | 0012742820 | JOANNA HORST | Performance Verification | Closed | Josh Harris | 11/01/2019 | 11/01/2019 | INCOMING INVENTORY | DEVICE INVENTORIED | 8E34366F-9F47-431B-AABE-4CA1E351F0BB | Labor | 11/01/2019 | 11/01/2019 | Josh Harris
DE11310781 |  | PHILIPS MEDICAL SYSTEMS | PHILIPS MEDICAL SYSTEMS M2736AA |  | DE11310781 | LABOR & DELIVERY |  |  |  | 10/31/2019 |  |  |  |  | NO | NO |  |  |  |  | PHILIPS MEDICAL SYSTEMS DE11310781 DE11310781 |  |  | Active |  | 99:99:99:99:99:99 |  | Accessory | PAAR:00-PVAR | 10/31/2019 | 10/31/2019 | COOPER UNIVERSITY HOSPITAL |  |  |  | 0011862824 | JOANNA HORST | Repair | Closed | Gene Amodei | 10/31/2019 | 10/31/2019 | TRANSDUCER - SOUND - TMX | 6/30/2017 3:43:17 PM GRAMODEI (GRAMODEI 6/29/2017 2:42 PM) UNIT DEMAND FOR SERVICE PO TMX1045446 6/30/2017 3:47:53 PM GRAMODEI Refer to WO 11860724, PO1045446 (GRAMODEI 6/29/2017 2:42 PM) UNIT SENT TO AIV FOR REPAIR 7/28/2017 4:03:57 PM GRAMODEI (GRAMODEI 7/28/2017 8:35 AM) UNTI RETURNED FROM AIV REPAIRED, CHECKED AND RTS | 844D587E-9108-4C43-AA57-2EA7D392D6A6 | Labor | 10/31/2019 | 10/31/2019 | Gene Amodei
DE11303478 |  | PHILIPS MEDICAL SYSTEMS | PHILIPS MEDICAL SYSTEMS M2736AA |  | Not Known | LABOR & DELIVERY |  |  |  | 11/01/2019 |  |  |  |  | NO | NO |  |  |  |  | PHILIPS MEDICAL SYSTEMS DE11303478 Not Known |  |  | Active |  | 99:99:99:99:99:99 |  | Accessory | 1Y:00-MFG | 11/01/2019 | 11/01/2019 | COOPER UNIVERSITY HOSPITAL |  |  |  | 0012247084 | JOANNA HORST | Repair | Closed | Gene Amodei | 11/01/2019 | 11/01/2019 | TOCO TRANSDUCER - NOT PICKING UP - TMX | 9/29/2017 9:41:07 AM GRAMODEI units BEING SENT TO AIV model M2736AA Us DE1131043 noisey DE01202589 not picking up DE11303478 monitor not displaying M2735A Toco De52516153 case ripped De43141637 Displaying Toco Malfunction 10/4/2017 2:23:01 PM GRAMODEI added M2735A Sn DE52514331, monitor not seeing unit 10/17/2017 8:43:32 AM GRAMODEI (GRAMODEI 10/17/2017 8:45 AM) UNIT RETRUNED FROM AIV, CHECKED AND RTS | 680A67E6-FB39-4045-96CB-1130BF23F21F | Labor | 11/01/2019 | 11/01/2019 | Gene Amodei
De018041204 |  | PHILIPS MEDICAL SYSTEMS | PHILIPS MEDICAL SYSTEMS M2736AA |  | De018041204 | LABOR & DELIVERY |  |  |  | 10/25/2019 |  |  |  |  | NO | NO |  |  |  |  | PHILIPS MEDICAL SYSTEMS De018041204 De018041204 |  |  | Active |  |  |  | Accessory | 1Y:00-MFG | 10/25/2019 | 10/25/2019 | COOPER UNIVERSITY HOSPITAL |  |  |  | WOT00000004102619 | JOANNA HORST | Performance Verification | Completed | Gene Amodei | 10/25/2019 | 10/25/2019 | Performance Verification for PHILIPS MEDICAL SYSTEMS De018041204 De018041204 | Initial Install of Performance Verification. Device is ready for patient use. |  |  | 10/25/2019 | 10/25/2019
DE01202607 |  | PHILIPS MEDICAL SYSTEMS | PHILIPS MEDICAL SYSTEMS M2736AA |  | Not Known | INTENSIVE CARE NURSERY |  |  |  | 11/01/2019 |  |  |  |  | NO | NO |  |  |  |  | PHILIPS MEDICAL SYSTEMS DE01202607 Not Known |  |  | Active |  | 99:99:99:99:99:99 |  | Accessory | 1Y:00-MFG | 11/01/2019 | 11/01/2019 | COOPER UNIVERSITY HOSPITAL |  |  | D609 | 0012482493 | JOANNE FOX | Preventative Maintenance | Closed | Josh Harris | 11/01/2019 | 11/01/2019 | PERFORMANCE ASSURANCE AT INVENTORY | INVENTORIED DEVICE AND ENSURED DEVICE WAS FUNCTIONING PROPERLY. | 7BCA0752-E20B-4E27-9BE4-FD319C664309 | Labor | 11/01/2019 | 11/01/2019 | Gene Amodei
DE01202621 |  | PHILIPS MEDICAL SYSTEMS | PHILIPS MEDICAL SYSTEMS M2736AA |  | same | LABOR & DELIVERY |  |  |  | 11/01/2019 |  |  |  |  | NO | NO |  |  |  |  | PHILIPS MEDICAL SYSTEMS DE01202621 same |  |  | Active |  | 99:99:99:99:99:99 |  | Accessory | 1Y:00-MFG | 11/01/2019 | 11/01/2019 | COOPER UNIVERSITY HOSPITAL |  |  |  | WOT00000001055763 | JOANNA HORST | Repair | Closed | Gene Amodei | 11/01/2019 | 11/01/2019 | Transducer - Static Intefernce (no ceid given) | unit being sent to AIV for repair refer to WOT 1027576 received 8/27 Rts | EXP1297063 | Labor | 11/01/2019 | 11/01/2019 | Gene Amodei
DE01202589 |  | PHILIPS MEDICAL SYSTEMS | PHILIPS MEDICAL SYSTEMS M2736AA |  | Not Known | LABOR & DELIVERY |  |  |  | 11/01/2019 |  |  |  |  | NO | NO |  |  |  |  | PHILIPS MEDICAL SYSTEMS DE01202589 Not Known |  |  | Active |  | 99:99:99:99:99:99 |  | Accessory | 1Y:00-MFG | 11/01/2019 | 11/01/2019 | COOPER UNIVERSITY HOSPITAL |  |  |  | 0012046982 | JOANNA HORST | Repair | Closed | Gene Amodei | 11/01/2019 | 11/01/2019 | TOCOS - CORD BROKE - L&D DIRTY UTILITY RM | 8/18/2017 11:26:46 AM SJZUBRZYCKI (SJZUBRZYCKI 8/18/2017 12:00 AM) PICKED UP UNIT AND PUT ON GENE'S DESK 9/29/2017 4:28:46 PM GRAMODEI unit sent to AIV for repair refer to WO 12247084 10/17/2017 8:45:18 AM GRAMODEI (GRAMODEI 10/17/2017 9:35 AM) UNIT RETURNED FROM AIV, CHECKED AND RTS | 4A1F2A4D-13A9-4D59-B6A2-B9F9A0B765E5 | Labor | 11/01/2019 | 11/01/2019 | Gene Amodei
DE01202576 |  | PHILIPS MEDICAL SYSTEMS | PHILIPS MEDICAL SYSTEMS M2736AA |  | DE01202576 | LABOR & DELIVERY |  |  |  | 10/31/2019 |  |  |  |  | NO | NO |  |  |  |  | PHILIPS MEDICAL SYSTEMS DE01202576 DE01202576 |  |  | Active |  | 99:99:99:99:99:99 |  | Accessory | PAAR:00-PVAR | 10/31/2019 | 10/31/2019 | COOPER UNIVERSITY HOSPITAL |  |  |  | 0011895043 | JOANNA HORST | Performance Verification | Closed | Bonnie Aichroth | 10/31/2019 | 10/31/2019 | INCOMING INVENTORY | DEVICE INVENTORIED | 58743C15-58E5-4389-B63B-E8F7556672F6 | Labor | 10/31/2019 | 10/31/2019 | Bonnie Aichroth
DE01201435 |  | PHILIPS MEDICAL SYSTEMS | PHILIPS MEDICAL SYSTEMS M2736AA |  | NOT KNOWN | LABOR & DELIVERY |  |  |  | 01/31/2018 |  |  |  |  | NO | NO |  |  |  |  | PHILIPS MEDICAL SYSTEMS DE01201435 NOT KNOWN |  |  | Disposition |  | 99:99:99:99:99:99 |  | Accessory | 1Y:00-MFG | 01/31/2018 | 01/31/2018 | COOPER UNIVERSITY HOSPITAL |  |  |  | 0012742876 | JOANNA HORST | Preventative Maintenance | Closed | Josh Harris | 01/31/2018 | 01/31/2018 | PERFORMANCE ASSURANCE AT INVENTORY | INVENTORIED DEVICE AND ENSURED DEVICE WAS FUNCTIONING PROPERLY. | 8A4D68D3-5978-47C2-83E6-366829127BBF | Labor | 01/31/2018 | 01/31/2018 | Gene Amodei
DE 01860614 |  | PHILIPS MEDICAL SYSTEMS | PHILIPS MEDICAL SYSTEMS M2736AA |  | De 018060614 | LABOR & DELIVERY |  |  |  | 10/25/2019 |  |  |  |  | NO | NO |  |  |  |  | PHILIPS MEDICAL SYSTEMS DE 01860614 De 018060614 |  |  | Active |  |  |  | Accessory | 1Y:00-MFG | 10/25/2019 | 10/25/2019 | COOPER UNIVERSITY HOSPITAL |  |  |  | WOT00000004102566 | JOANNA HORST | Performance Verification | Completed | Gene Amodei | 10/25/2019 | 10/25/2019 | Performance Verification for PHILIPS MEDICAL SYSTEMS DE 01860614 De 018060614 | Initial Install of Performance Verification. Device is ready for patient use. |  |  | 10/25/2019 | 10/25/2019
|  | PHILIPS MEDICAL SYSTEMS | PHILIPS MEDICAL SYSTEMS M3150B (VIRIDIA) |  | 3650G07369 | LABOR & DELIVERY |  |  |  | 03/28/2001 |  |  |  |  | NO | NO |  |  |  |  | PHILIPS MEDICAL SYSTEMS 10354942 3650G07369 |  |  | Disposition |  |  |  | Alarm | 1Y:00-MFG | 01/01/1900 | 12/01/2019 | COOPER UNIVERSITY HOSPITAL |  |  | D657 |  | JOANNA HORST
|  | PHILIPS MEDICAL SYSTEMS | PHILIPS MEDICAL SYSTEMS PAGEWRITER 100 |  | CNB0307581 | KROC CENTER-FAMILY MEDICINE |  |  |  | 05/12/2005 |  |  |  |  | NO | NO |  |  |  |  | PHILIPS MEDICAL SYSTEMS 10365723 CNB0307581 |  |  | Disposition |  |  |  | Equipment | 1Y:00-MFG | 07/20/2015 | 05/01/2020 | COOPER AMBULATORY OFF-SITES |  |  | River rd |  | JESSICA NIEVES
|  | PHILIPS MEDICAL SYSTEMS | PHILIPS MEDICAL SYSTEMS PAGEWRITER 300PI |  | CNB2909098 | FAMILY MEDICAL SEWELL |  |  |  | 01/01/1900 |  |  |  |  | NO | NO |  |  |  |  | PHILIPS MEDICAL SYSTEMS 05912 CNB2909098 |  |  | Disposition |  |  |  | Equipment | 1Y:00-MFG | 09/21/2016 | 09/01/2020 | COOPER AMBULATORY OFF-SITES |  |  | HADDON HEIGHTS |  | MARIANNE SHIEPAN
|  | PHILIPS MEDICAL SYSTEMS | PHILIPS MEDICAL SYSTEMS RX174 |  | US 82753166 | RADIATION ONCOLOGY |  |  |  | 01/01/1900 |  |  |  |  | NO | NO |  |  |  |  | PHILIPS MEDICAL SYSTEMS 08024 US 82753166 |  |  | Disposition |  |  |  | Accessory | 1Y:00-MFG | 04/18/2016 | 05/01/2020 | COOPER UNIVERSITY HOSPITAL |  |  | RADIATION ONCOLOGY |  | COLLEEN TEGELER
|  | PHILIPS MEDICAL SYSTEMS | PHILIPS MEDICAL SYSTEMS RX174 |  | US 8275 3143 | RADIATION ONCOLOGY |  |  |  | 01/01/1900 |  |  |  |  | NO | NO |  |  |  |  | PHILIPS MEDICAL SYSTEMS 08018 US 8275 3143 |  |  | Disposition |  |  |  | Accessory | 1Y:00-MFG | 04/18/2016 | 05/01/2020 | COOPER UNIVERSITY HOSPITAL |  |  | RADIATION ONCOLOGY |  | COLLEEN TEGELER
T10480318 |  | PHILIPS MEDICAL SYSTEMS | PHILIPS MEDICAL SYSTEMS S5-1 |  | NOT KNOWN | 3 COOPER-PEDIATRICS |  |  |  | 10/16/2019 |  |  |  |  | NO | NO |  |  |  |  | PHILIPS MEDICAL SYSTEMS T10480318 NOT KNOWN |  |  | Disposition |  | 99:99:99:99:99:99 |  | Accessory | PAAR:00-PVAR | 10/16/2019 | 10/16/2019 | COOPER AMBULATORY OFF-SITES |  |  | Disposition |  | MAUREEN OBRIEN |  |  |  | 10/16/2019 | 10/16/2019 |  |  |  |  | 10/16/2019 | 10/16/2019
|  | PHILIPS MEDICAL SYSTEMS | PHILIPS MEDICAL SYSTEMS S5-1 |  | B1Q5XV | BRACE ROAD-CARDIOLOGY |  |  |  | 10/31/2019 |  |  |  |  | NO | NO |  |  |  |  | PHILIPS MEDICAL SYSTEMS 11208171 B1Q5XV |  |  | Active |  | 99:99:99:99:99:99 |  | Accessory | PAAR:00-PVAR | 10/31/2019 | 10/31/2019 | COOPER AMBULATORY OFF-SITES |  |  | Brace Rd | WOT00000001208196 | Beth Mook | Performance Verification | Closed | Zhan Kiselev | 10/31/2019 | 10/31/2019 | Performance Verification for PHILIPS MEDICAL SYSTEMS 11208171 B1Q5XV | Initial Install of Performance Verification. Device is ready for patient use. |  |  | 10/31/2019 | 10/31/2019
|  | PHILIPS MEDICAL SYSTEMS | PHILIPS MEDICAL SYSTEMS S5-1 |  | B2HV9M | ECHOCARDIOLOGY |  |  |  | 10/31/2019 |  |  |  |  | NO | NO |  |  |  |  | PHILIPS MEDICAL SYSTEMS 11208067 B2HV9M |  |  | Active |  | 99:99:99:99:99:99 |  | Accessory | PAAR:00-PVAR | 10/31/2019 | 10/31/2019 | COOPER UNIVERSITY HOSPITAL |  |  |  | WOT00000000941165 | LINDA VALENTI | Performance Verification | Closed | Zhan Kiselev | 10/31/2019 | 10/31/2019 | Performance Verification for PHILIPS MEDICAL SYSTEMS 11208067 B2HV9M | Initial Install of Performance Verification. Device is ready for patient use. |  |  | 10/31/2019 | 10/31/2019
|  | PHILIPS MEDICAL SYSTEMS | PHILIPS MEDICAL SYSTEMS S5-1 |  | B03H4V | ECHOCARDIOLOGY |  |  |  | 02/01/2016 |  |  |  |  | NO | NO |  |  |  |  | PHILIPS MEDICAL SYSTEMS 10480220 B03H4V |  |  | Active |  | 99:99:99:99:99:99 |  | Accessory | PAAR:00-PVAR | 10/31/2019 |  | COOPER UNIVERSITY HOSPITAL |  |  |  |  | LINDA VALENTI
|  | PHILIPS MEDICAL SYSTEMS | PHILIPS MEDICAL SYSTEMS S5-1 |  | B0FPWK | ECHOCARDIOLOGY |  |  |  | 08/29/2012 |  |  |  |  | NO | NO |  |  |  |  | PHILIPS MEDICAL SYSTEMS 10368675 B0FPWK |  |  | Disposition |  | 99:99:99:99:99:99 |  | Accessory | PAAR:00-PVAR | 10/16/2019 |  | COOPER UNIVERSITY HOSPITAL |  |  | ECHO |  | LINDA VALENTI
|  | PHILIPS MEDICAL SYSTEMS | PHILIPS MEDICAL SYSTEMS S5-1 |  | B1VW77 | HEART INSTITUTE |  |  |  | 10/31/2019 |  |  |  |  | NO | NO |  |  |  |  | PHILIPS MEDICAL SYSTEMS 30244821 B1VW77 |  |  | Active |  | 99:99:99:99:99:99 |  | Accessory | PAAR:00-PVAR | 10/31/2019 | 10/31/2019 | COOPER AMBULATORY OFF-SITES |  |  |  | 0011506173 | KATHRYN COMO | Performance Verification | Closed | Bonnie Aichroth | 10/31/2019 | 10/31/2019 | INCOMING INVENTORY | DEVICE INVENTORIED | 25932D6D-3649-4623-BCCA-368B5AE81887 | Labor | 10/31/2019 | 10/31/2019 | Bonnie Aichroth
|  | PHILIPS MEDICAL SYSTEMS | PHILIPS MEDICAL SYSTEMS S5-1 |  | 039PY1 | BRACHFIELD MEDICAL ASSOCIATES-MEDICINE |  |  |  | 10/16/2019 |  |  |  |  | NO | NO |  |  |  |  | PHILIPS MEDICAL SYSTEMS 30244783 039PY1 |  |  | Disposition | TL30244783 |  |  | Accessory | PAAR:00-PVAR | 10/16/2019 | 10/16/2019 | COOPER AMBULATORY OFF-SITES |  |  |  |  | CATHY CRAWFORD |  |  |  | 10/16/2019 | 10/16/2019 |  |  |  |  | 10/16/2019 | 10/16/2019
|  | PHILIPS MEDICAL SYSTEMS | PHILIPS MEDICAL SYSTEMS S5-1 |  | B09M1W | ECHOCARDIOLOGY |  |  |  | 09/30/2014 |  |  |  |  | NO | NO |  |  |  |  | PHILIPS MEDICAL SYSTEMS 10365104 B09M1W |  |  | Disposition |  |  |  | Accessory | PAAR:00-PVAR | 11/01/2019 |  | COOPER UNIVERSITY HOSPITAL |  |  | ECHO |  | LINDA VALENTI
|  | PHILIPS MEDICAL SYSTEMS | PHILIPS MEDICAL SYSTEMS S5-1 |  | 03CX46 | ANESTHESIOLOGY |  |  |  | 12/28/2009 |  |  |  |  | NO | NO |  |  |  |  | PHILIPS MEDICAL SYSTEMS 10355384 03CX46 |  |  | Active |  | 99:99:99:99:99:99 |  | Accessory | PAAR:00-PVAR | 10/31/2019 |  | COOPER UNIVERSITY HOSPITAL |  |  | OR 6 | 0011830566 | GIACINTA ROUPAS | Preventative Maintenance | Closed | Zhan Kiselev | 07/01/2017 | 07/14/2017 | Performance Assurance: 00-MFG | 7/14/2017 11:20:35 AM ZXKISELEV (ZXKISELEV 7/14/2017 12:00 AM) PM WILL BE DONE ON THE NEXT ULTRASOUND PM CYCLE 7/14/2017 11:20 AM ZXKISELEV | 8897B174-F953-4D87-9005-74AD868F8F3E | Labor | 07/14/2017 | 07/14/2017 | Zhan Kiselev
|  | PHILIPS MEDICAL SYSTEMS | PHILIPS MEDICAL SYSTEMS S5-1 |  |  | BRACHFIELD MEDICAL ASSOCIATES-MEDICINE |  |  |  | 11/02/2019 |  |  |  |  | NO | NO |  |  |  |  | PHILIPS MEDICAL SYSTEMS 30144697 4.5356126558e+011 |  |  | Disposition |  |  |  | Accessory | PAAR:00-PVAR | 11/02/2019 | 11/02/2019 | COOPER AMBULATORY OFF-SITES |  |  | CARDIOLOGY - ECHO LAB |  | CATHY CRAWFORD |  |  |  | 11/02/2019 | 11/02/2019 |  |  |  |  | 11/02/2019 | 11/02/2019
|  | PHILIPS MEDICAL SYSTEMS | PHILIPS MEDICAL SYSTEMS S5-1 |  | 02Q7X4 | ECHOCARDIOLOGY |  |  |  | 10/31/2019 |  |  |  |  | NO | NO |  |  |  |  | PHILIPS MEDICAL SYSTEMS 30144335 02Q7X4 |  |  | Active |  | 99:99:99:99:99:99 |  | Accessory | PAAR:00-PVAR | 10/31/2019 | 10/31/2019 | COOPER UNIVERSITY HOSPITAL |  |  | ECHO TESTING | 0011830657 | LINDA VALENTI | Preventative Maintenance | Closed | Zhan Kiselev | 10/31/2019 | 10/31/2019 | Performance Assurance: 00-MFG | 7/14/2017 11:31:44 AM ZXKISELEV (ZXKISELEV 7/14/2017 12:00 AM) PM WILL BE DONE ON THE NEXT ULTRASOUND PM CYCLE 7/14/2017 11:31 AM ZXKISELEV | 32DF66DC-8086-462C-87D7-1596EABA8055 | Labor | 10/31/2019 | 10/31/2019 | Zhan Kiselev
|  | PHILIPS MEDICAL SYSTEMS | PHILIPS MEDICAL SYSTEMS S5-1 |  | B0L558 | HEART INSTITUTE |  |  |  | 07/17/2018 |  |  |  |  | NO | NO |  |  |  |  | PHILIPS MEDICAL SYSTEMS 10345367 B0L558 |  |  | Disposition |  | 99:99:99:99:99:99 |  | Accessory | PAAR:00-PVAR | 10/16/2019 |  | COOPER AMBULATORY OFF-SITES |  |  |  |  | KATHRYN COMO
TL10480109 |  | PHILIPS MEDICAL SYSTEMS | PHILIPS MEDICAL SYSTEMS S5-2 PUREWAVE |  | BOD1WM | BUNKER HILL-SURGERY |  |  |  | 10/16/2019 |  |  |  |  | NO | NO |  |  |  |  | PHILIPS MEDICAL SYSTEMS TL10480109 BOD1WM |  |  | Disposition |  | 99:99:99:99:99:99 |  | Accessory | PAAR:00-PVAR | 10/16/2019 | 10/16/2019 | COOPER AMBULATORY OFF-SITES |  |  |  |  | ANNE MAIER |  |  |  | 10/16/2019 | 10/16/2019 |  |  |  |  | 10/16/2019 | 10/16/2019
|  | PHILIPS MEDICAL SYSTEMS | PHILIPS MEDICAL SYSTEMS S5-2 PUREWAVE |  | 03G85H | BUNKER HILL-INTERNAL MEDICINE |  |  |  | 07/12/2010 |  |  |  |  | NO | NO |  |  |  |  | PHILIPS MEDICAL SYSTEMS 10366757 03G85H |  |  | Disposition |  |  |  | Accessory | PAAR:00-PVAR | 11/02/2019 |  | COOPER AMBULATORY OFF-SITES |  |  | exam 3 |  | SUSAN BABCOCK
|  | PHILIPS MEDICAL SYSTEMS | PHILIPS MEDICAL SYSTEMS S7-2 OMNI |  | 03G35H | HEART INSTITUTE |  |  |  | 07/18/2016 |  |  |  |  | NO | NO |  |  |  |  | PHILIPS MEDICAL SYSTEMS 10505333 03G35H |  |  | Active |  | 99:99:99:99:99:99 |  | Accessory | PAAR:00-PVAR | 10/31/2019 |  | COOPER AMBULATORY OFF-SITES |  |  | MEDICAL CENTER DRIVE |  | KATHRYN COMO
|  | PHILIPS MEDICAL SYSTEMS | PHILIPS MEDICAL SYSTEMS S7-2 OMNI |  | 02JK7X | ECHOCARDIOLOGY |  |  |  | 10/31/2019 |  |  |  |  | NO | NO |  |  |  |  | PHILIPS MEDICAL SYSTEMS 30144336 02JK7X |  |  | Active |  | 99:99:99:99:99:99 |  | Accessory | PAAR:00-PVAR | 10/31/2019 | 10/31/2019 | COOPER UNIVERSITY HOSPITAL |  |  | ECHO | 0011830656 | LINDA VALENTI | Preventative Maintenance | Closed | Zhan Kiselev | 10/31/2019 | 10/31/2019 | Performance Assurance: 00-MFG | 7/14/2017 11:31:26 AM ZXKISELEV (ZXKISELEV 7/14/2017 12:00 AM) PM WILL BE DONE ON THE NEXT ULTRASOUND PM CYCLE 7/14/2017 11:31 AM ZXKISELEV | 33CF3A94-BC1C-4F22-B4DC-A7542B930799 | Labor | 10/31/2019 | 10/31/2019 | Zhan Kiselev
|  | PHILIPS MEDICAL SYSTEMS | PHILIPS MEDICAL SYSTEMS SERIES 50 XM |  | 3650G13287 | LABOR & DELIVERY |  |  |  | 01/13/1995 |  |  |  |  | NO | NO |  |  |  |  | PHILIPS MEDICAL SYSTEMS 10355044 3650G13287 |  |  | Disposition |  |  |  | Alarm | 1Y:00-MFG | 11/10/2015 |  | COOPER UNIVERSITY HOSPITAL |  |  | D606 |  | JOANNA HORST
|  | PHILIPS MEDICAL SYSTEMS | PHILIPS MEDICAL SYSTEMS SERIES 50 XM |  | 3650G15413 | LABOR & DELIVERY |  |  |  | 01/01/1900 |  |  |  |  | NO | NO |  |  |  |  | PHILIPS MEDICAL SYSTEMS 10355036 3650G15413 |  |  | Disposition |  |  |  | Alarm | 1Y:00-MFG | 11/10/2015 |  | COOPER UNIVERSITY HOSPITAL |  |  | d603 |  | JOANNA HORST
|  | PHILIPS MEDICAL SYSTEMS | PHILIPS MEDICAL SYSTEMS SERIES 50 XM |  | 3650G22463 | LABOR & DELIVERY |  |  |  | 04/02/2008 |  |  |  |  | NO | NO |  |  |  |  | PHILIPS MEDICAL SYSTEMS 10355004 3650G22463 |  |  | Disposition |  |  |  | Alarm | 1Y:00-MFG | 11/10/2015 |  | COOPER UNIVERSITY HOSPITAL |  |  | TRIAGE D6 |  | JOANNA HORST
|  | PHILIPS MEDICAL SYSTEMS | PHILIPS MEDICAL SYSTEMS SERIES 50 XM M1350B |  | 3650G07245 | LABOR & DELIVERY |  |  |  | 04/22/2004 |  |  |  |  | NO | NO |  |  |  |  | PHILIPS MEDICAL SYSTEMS 10364792 3650G07245 |  |  | Disposition |  |  |  | Alarm | 1Y:00-MFG | 11/10/2015 |  | COOPER UNIVERSITY HOSPITAL |  |  | MATERNAL CARE UNIT FLR 5 |  | JOANNA HORST
|  | PHILIPS MEDICAL SYSTEMS | PHILIPS MEDICAL SYSTEMS SERIES 50 XM M1350B |  | 3650G17226 | LABOR & DELIVERY |  |  |  | 04/27/2004 |  |  |  |  | NO | NO |  |  |  |  | PHILIPS MEDICAL SYSTEMS 10356484 3650G17226 |  |  | Disposition |  | 99:99:99:99:99:99 |  | Alarm | 1Y:00-MFG | 11/19/2018 |  | COOPER UNIVERSITY HOSPITAL |  |  | 6 DORRANCE |  | JOANNA HORST
|  | PHILIPS MEDICAL SYSTEMS | PHILIPS MEDICAL SYSTEMS SERIES 50 XM M1350B |  | 3650G06851 | LABOR & DELIVERY |  |  |  | 03/28/2001 |  |  |  |  | NO | NO |  |  |  |  | PHILIPS MEDICAL SYSTEMS 10355130 3650G06851 |  |  | Disposition |  |  |  | Alarm | 1Y:00-MFG | 11/04/2015 |  | COOPER UNIVERSITY HOSPITAL |  |  | Treatment Room |  | JOANNA HORST
|  | PHILIPS MEDICAL SYSTEMS | PHILIPS MEDICAL SYSTEMS SERIES 50 XM M1350B |  | 3650G08428 | LABOR & DELIVERY |  |  |  | 03/28/2001 |  |  |  |  | NO | NO |  |  |  |  | PHILIPS MEDICAL SYSTEMS 10355108 3650G08428 |  |  | Disposition |  |  |  | Alarm | 1Y:00-MFG | 01/01/1900 | 12/01/2019 | COOPER UNIVERSITY HOSPITAL |  |  | OR 1 L&D |  | JOANNA HORST
|  | PHILIPS MEDICAL SYSTEMS | PHILIPS MEDICAL SYSTEMS SERIES 50 XM M1350B |  | 3650G22464 | LABOR & DELIVERY |  |  |  | 04/02/1995 |  |  |  |  | NO | NO |  |  |  |  | PHILIPS MEDICAL SYSTEMS 10355039 3650G22464 |  |  | Disposition |  | 99:99:99:99:99:99 |  | Alarm | 1Y:00-MFG | 11/30/2018 |  | COOPER UNIVERSITY HOSPITAL |  |  | TRIAGE D6 |  | JOANNA HORST
RGYA121210 |  | PHILIPS MEDICAL SYSTEMS | PHILIPS MEDICAL SYSTEMS SMART TOCO M2735A |  | Not Known | LABOR & DELIVERY |  |  |  | 08/07/2019 |  |  |  |  | NO | NO |  |  |  |  | PHILIPS MEDICAL SYSTEMS RGYA121210 Not Known |  |  | Disposition |  | 99:99:99:99:99:99 |  | Accessory | 1Y:00-MFG | 08/07/2019 | 08/07/2019 | COOPER UNIVERSITY HOSPITAL |  |  |  | 0012742757 | JOANNA HORST | Preventative Maintenance | Closed | Josh Harris | 08/07/2019 | 08/07/2019 | PERFORMANCE ASSURANCE AT INVENTORY | INVENTORIED DEVICE AND ENSURED DEVICE WAS FUNCTIONING PROPERLY. | 72FBCD26-7F92-4CFC-BAAE-AA8C482595F8 | Labor | 08/07/2019 | 08/07/2019 | Gene Amodei
RAHT141121 |  | PHILIPS MEDICAL SYSTEMS | PHILIPS MEDICAL SYSTEMS SMART TOCO M2735A |  | Not Known | LABOR & DELIVERY |  |  |  | 08/07/2019 |  |  |  |  | NO | NO |  |  |  |  | PHILIPS MEDICAL SYSTEMS RAHT141121 Not Known |  |  | Disposition |  | 99:99:99:99:99:99 |  | Accessory | 1Y:00-MFG | 08/07/2019 | 08/07/2019 | COOPER UNIVERSITY HOSPITAL |  |  |  | 0012742760 | JOANNA HORST | Preventative Maintenance | Closed | Josh Harris | 08/07/2019 | 08/07/2019 | PERFORMANCE ASSURANCE AT INVENTORY | INVENTORIED DEVICE AND ENSURED DEVICE WAS FUNCTIONING PROPERLY. | 901150A4-1D51-4782-8CA2-245DC8D51B37 | Labor | 08/07/2019 | 08/07/2019 | Gene Amodei
M2735A/DE52516153 |  | PHILIPS MEDICAL SYSTEMS | PHILIPS MEDICAL SYSTEMS SMART TOCO M2735A |  | DE52516153 | LABOR & DELIVERY |  |  |  | 10/16/2019 |  |  |  |  | NO | NO |  |  |  |  | PHILIPS MEDICAL SYSTEMS M2735A/DE52516153 DE52516153 |  |  | Disposition |  | 99:99:99:99:99:99 |  | Accessory | PAAR:00-PVAR | 10/16/2019 | 10/16/2019 | COOPER UNIVERSITY HOSPITAL |  |  | DORRANCE 6 L&D |  | JOANNA HORST |  |  |  | 10/16/2019 | 10/16/2019 |  |  |  |  | 10/16/2019 | 10/16/2019
DE88835648 |  | PHILIPS MEDICAL SYSTEMS | PHILIPS MEDICAL SYSTEMS SMART TOCO M2735A |  | Not Known | LABOR & DELIVERY |  |  | excluded | 11/01/2019 |  |  |  |  | NO | NO |  |  |  |  | PHILIPS MEDICAL SYSTEMS DE88835648 Not Known |  |  | Active |  | 99:99:99:99:99:99 |  | Accessory | 1Y:00-MFG | 11/01/2019 | 11/01/2019 | COOPER UNIVERSITY HOSPITAL |  |  |  | 0012742746 | JOANNA HORST | Performance Verification | Closed | Josh Harris | 11/01/2019 | 11/01/2019 | INCOMING INVENTORY | DEVICE INVENTORIED | 1EE4A4EB-EC80-45AF-93D4-F5C1CF89404F | Labor | 11/01/2019 | 11/01/2019 | Josh Harris
DE52515968 |  | PHILIPS MEDICAL SYSTEMS | PHILIPS MEDICAL SYSTEMS SMART TOCO M2735A |  | Not Known | LABOR & DELIVERY |  |  | excluded | 11/01/2019 |  |  |  |  | NO | NO |  |  |  |  | PHILIPS MEDICAL SYSTEMS DE52515968 Not Known |  |  | Active |  | 99:99:99:99:99:99 |  | Accessory | 1Y:00-MFG | 11/01/2019 | 11/01/2019 | COOPER UNIVERSITY HOSPITAL |  |  |  | 0012742738 | JOANNA HORST | Performance Verification | Closed | Josh Harris | 11/01/2019 | 11/01/2019 | INCOMING INVENTORY | DEVICE INVENTORIED | ADF42FC3-9429-42D7-AC40-3BB0EE8FA253 | Labor | 11/01/2019 | 11/01/2019 | Josh Harris
DE52516153 |  | PHILIPS MEDICAL SYSTEMS | PHILIPS MEDICAL SYSTEMS SMART TOCO M2735A |  | Not Known | LABOR & DELIVERY |  |  | excluded | 11/01/2019 |  |  |  |  | NO | NO |  |  |  |  | PHILIPS MEDICAL SYSTEMS DE52516153 Not Known |  |  | Active |  | 99:99:99:99:99:99 |  | Accessory | 1Y:00-MFG | 11/01/2019 | 11/01/2019 | COOPER UNIVERSITY HOSPITAL |  |  |  | 0012046959 | JOANNA HORST | Repair | Closed | Gene Amodei | 11/01/2019 | 11/01/2019 | TOCOS - STOPPED TRACING - L&D DIRTY UTILITY RM | 8/18/2017 11:26:33 AM SJZUBRZYCKI (SJZUBRZYCKI 8/18/2017 12:00 AM) PICKED UP UNIT AND PUT ON GENE'S DESK 9/29/2017 4:29:40 PM GRAMODEI unit sent to AIV for repair refer to WO 12247084 10/17/2017 8:40:46 AM GRAMODEI (GRAMODEI 10/17/2017 8:15 AM) UNIT RETURNED FROM AIV REPAIRED, CHECKED AND RTS | 050A31C9-224E-41A5-91DE-2B64883A3A2D | Labor | 11/01/2019 | 11/01/2019 | Stephen Zubrzycki
DE52515209 |  | PHILIPS MEDICAL SYSTEMS | PHILIPS MEDICAL SYSTEMS SMART TOCO M2735A |  | DE52515209 | LABOR & DELIVERY |  |  |  | 03/22/2017 |  |  |  |  | NO | NO |  |  |  |  | PHILIPS MEDICAL SYSTEMS DE52515209 DE52515209 |  |  | Disposition |  |  |  | Accessory | 1Y:00-MFG | 03/22/2017 | 03/22/2017 | COOPER UNIVERSITY HOSPITAL |  |  |  | 0011355473 | JOANNA HORST | Repair | Closed | Gene Amodei | 03/22/2017 | 03/22/2017 | MONITOR - TOCO NOT WORKING - L&D RM 611 | 3/17/2017 11:47:30 AM KALIS (KALIS 3/17/2017 12:00 AM) TOCO PN#M2735A SN # DE52515209 HAS BROKEN CABLE NEEDS TO BE SENT OUT FOR REPAIR. MARKED TOCO AND PLACED UNIT ON GENE'S BENCH. 4/3/2017 9:24:09 AM GRAMODEI unit was returned from AIV unrepairable 4/3/2017 9:24 AM GRAMODEI This device has been removed from an active status with the RSQ Database, and physically removed from the facility. Device retired on 4/3/2017; Authorized By: GRAMODEI; Nature of Retirement: BEYOND ECONOMICAL REPAIR; Days In Service: 12 | F5AE6379-1BB8-48FC-AC61-96A5EA664B8F | Labor | 03/22/2017 | 03/22/2017 | Gene Amodei
DE52515207 |  | PHILIPS MEDICAL SYSTEMS | PHILIPS MEDICAL SYSTEMS SMART TOCO M2735A |  | Not Known | LABOR & DELIVERY |  |  |  | 11/27/2018 |  |  |  |  | NO | NO |  |  |  |  | PHILIPS MEDICAL SYSTEMS DE52515207 Not Known |  |  | Disposition |  | 99:99:99:99:99:99 |  | Accessory | 1Y:00-MFG | 11/27/2018 | 11/27/2018 | COOPER UNIVERSITY HOSPITAL |  |  | L&D | 0012742724 | JOANNA HORST | Preventative Maintenance | Closed | Josh Harris | 11/27/2018 | 11/27/2018 | PERFORMANCE ASSURANCE AT INVENTORY | INVENTORIED DEVICE AND ENSURED DEVICE WAS FUNCTIONING PROPERLY. | B386009F-4782-4C2C-91FF-429E50993363 | Labor | 11/27/2018 | 11/27/2018 | Gene Amodei
DE52514320 |  | PHILIPS MEDICAL SYSTEMS | PHILIPS MEDICAL SYSTEMS SMART TOCO M2735A |  | DE52514320 | LABOR & DELIVERY |  |  | excluded | 11/24/2017 |  |  |  |  | NO | NO |  |  |  |  | PHILIPS MEDICAL SYSTEMS DE52514320 DE52514320 |  |  | Active |  | 99:99:99:99:99:99 |  | Accessory | 1Y:00-MFG | 11/24/2017 | 11/24/2017 | COOPER UNIVERSITY HOSPITAL |  |  |  |  | JOANNA HORST |  |  |  | 11/24/2017 | 11/24/2017 |  |  |  |  | 11/24/2017 | 11/24/2017
DE52515202 |  | PHILIPS MEDICAL SYSTEMS | PHILIPS MEDICAL SYSTEMS SMART TOCO M2735A |  | DE52515202 | LABOR & DELIVERY |  |  |  | 11/24/2017 |  |  |  |  | NO | NO |  |  |  |  | PHILIPS MEDICAL SYSTEMS DE52515202 DE52515202 |  |  | Disposition |  | 99:99:99:99:99:99 |  | Accessory | 1Y:00-MFG | 11/24/2017 | 11/24/2017 | COOPER UNIVERSITY HOSPITAL |  |  |  |  | JOANNA HORST |  |  |  | 11/24/2017 | 11/24/2017 |  |  |  |  | 11/24/2017 | 11/24/2017
DE52515201 |  | PHILIPS MEDICAL SYSTEMS | PHILIPS MEDICAL SYSTEMS SMART TOCO M2735A |  | Not Known | LABOR & DELIVERY |  |  | excluded | 11/01/2019 |  |  |  |  | NO | NO |  |  |  |  | PHILIPS MEDICAL SYSTEMS DE52515201 Not Known |  |  | Active |  | 99:99:99:99:99:99 |  | Accessory | 1Y:00-MFG | 11/01/2019 | 11/01/2019 | COOPER UNIVERSITY HOSPITAL |  |  | D609 | 0012742751 | JOANNA HORST | Performance Verification | Closed | Josh Harris | 11/01/2019 | 11/01/2019 | INCOMING INVENTORY | DEVICE INVENTORIED | F06E87BF-67D0-4CA9-A788-6C54CE044614 | Labor | 11/01/2019 | 11/01/2019 | Josh Harris
DE52514244 |  | PHILIPS MEDICAL SYSTEMS | PHILIPS MEDICAL SYSTEMS SMART TOCO M2735A |  | Not Known | LABOR & DELIVERY |  |  | excluded | 11/01/2019 |  |  |  |  | NO | NO |  |  |  |  | PHILIPS MEDICAL SYSTEMS DE52514244 Not Known |  |  | Active |  | 99:99:99:99:99:99 |  | Accessory | 1Y:00-MFG | 11/01/2019 | 11/01/2019 | COOPER UNIVERSITY HOSPITAL |  |  | LDR6 | 0012742728 | JOANNA HORST | Preventative Maintenance | Closed | Josh Harris | 11/01/2019 | 11/01/2019 | PERFORMANCE ASSURANCE AT INVENTORY | INVENTORIED DEVICE AND ENSURED DEVICE WAS FUNCTIONING PROPERLY. | 3D6EFB53-A52E-4C8D-BB43-B3F2F77F5D20 | Labor | 11/01/2019 | 11/01/2019 | Gene Amodei
DE52510414 |  | PHILIPS MEDICAL SYSTEMS | PHILIPS MEDICAL SYSTEMS SMART TOCO M2735A |  | DE52510414 | LABOR & DELIVERY |  |  |  | 06/14/2019 |  |  |  |  | NO | NO |  |  |  |  | PHILIPS MEDICAL SYSTEMS DE52510414 DE52510414 |  |  | Disposition |  | 99:99:99:99:99:99 |  | Accessory | 1Y:00-MFG | 06/14/2019 | 06/14/2019 | COOPER UNIVERSITY HOSPITAL |  |  | L&D |  | JOANNA HORST |  |  |  | 06/14/2019 | 06/14/2019 |  |  |  |  | 06/14/2019 | 06/14/2019
DE43221048 |  | PHILIPS MEDICAL SYSTEMS | PHILIPS MEDICAL SYSTEMS SMART TOCO M2735A |  | Same | LABOR & DELIVERY |  |  | excluded | 10/31/2019 |  |  |  |  | NO | NO |  |  |  |  | PHILIPS MEDICAL SYSTEMS DE43221048 Same |  |  | Active |  | 99:99:99:99:99:99 |  | Accessory | PAAR:00-PVAR | 10/31/2019 | 10/31/2019 | COOPER UNIVERSITY HOSPITAL |  |  | Performance Verification | WOT00000001171159 | JOANNA HORST | Performance Verification | Closed | Gene Amodei | 10/31/2019 | 10/31/2019 | Performance Verification for PHILIPS MEDICAL SYSTEMS DE43221048 Same | Initial Install of Performance Verification. Device is ready for patient use. |  |  | 10/31/2019 | 10/31/2019
DE43141637 |  | PHILIPS MEDICAL SYSTEMS | PHILIPS MEDICAL SYSTEMS SMART TOCO M2735A |  | Not Known | LABOR & DELIVERY |  |  | excluded | 11/01/2019 |  |  |  |  | NO | NO |  |  |  |  | PHILIPS MEDICAL SYSTEMS DE43141637 Not Known |  |  | Active |  | 99:99:99:99:99:99 |  | Accessory | 1Y:00-MFG | 11/01/2019 | 11/01/2019 | COOPER UNIVERSITY HOSPITAL |  |  | LDR4 | 0012247091 | JOANNA HORST | Repair | Closed | Gene Amodei | 11/01/2019 | 11/01/2019 | TOCO TRANSDUCER - OUTER CASING IS CRACKED - TMX | 9/29/2017 4:31:05 PM GRAMODEI unit sent to AIV for repair, refer to WO 12247084 10/17/2017 8:46:11 AM GRAMODEI unit returned from AIV, checked and returned to service | 703DAF09-C57E-4A16-9C36-223649B4F04E | Labor | 11/01/2019 | 11/01/2019 | Gene Amodei
DE11310939 |  | PHILIPS MEDICAL SYSTEMS | PHILIPS MEDICAL SYSTEMS SMART TOCO M2735A |  | Not Known | LABOR & DELIVERY |  |  | excluded | 11/01/2019 |  |  |  |  | NO | NO |  |  |  |  | PHILIPS MEDICAL SYSTEMS DE11310939 Not Known |  |  | Active |  | 99:99:99:99:99:99 |  | Accessory | 1Y:00-MFG | 11/01/2019 | 11/01/2019 | COOPER UNIVERSITY HOSPITAL |  |  |  | 0012742740 | JOANNA HORST | Performance Verification | Closed | Josh Harris | 11/01/2019 | 11/01/2019 | INCOMING INVENTORY | DEVICE INVENTORIED | B949C15C-9520-48C4-B7C2-3B8B3450821F | Labor | 11/01/2019 | 11/01/2019 | Josh Harris
|  | PHILIPS MEDICAL SYSTEMS | PHILIPS MEDICAL SYSTEMS SURESIGNS VS2 |  | CN21212315 | EMERGENCY ROOM |  |  |  | 11/02/2019 |  |  |  |  | NO | NO |  |  |  |  | PHILIPS MEDICAL SYSTEMS 11222165 CN21212315 |  |  | Active |  | 00:09:FB:13:64:47 |  | Alarm | PAAR:00-PVAR | 11/02/2019 | 11/02/2019 | COOPER UNIVERSITY HOSPITAL |  |  | cdu |  | KAREN GRUBER |  |  |  | 11/02/2019 | 11/02/2019 |  |  |  |  | 11/02/2019 | 11/02/2019
|  | PHILIPS MEDICAL SYSTEMS | PHILIPS MEDICAL SYSTEMS SURESIGNS VS2 |  | US90300274 | 3 COOPER-WOMENS CARE CENTER |  |  |  | 11/02/2019 |  |  |  |  | NO | NO |  |  |  |  | PHILIPS MEDICAL SYSTEMS 11187528 US90300274 |  |  | Disposition |  | 00:09:FB:10:AA:FB |  | Alarm | PAAR:00-PVAR | 11/02/2019 | 11/02/2019 | COOPER AMBULATORY OFF-SITES |  |  | Suite 300 - Moves |  | BONNIE MANNINO |  |  |  | 11/02/2019 | 11/02/2019 |  |  |  |  | 11/02/2019 | 11/02/2019
|  | PHILIPS MEDICAL SYSTEMS | PHILIPS MEDICAL SYSTEMS SURESIGNS VS2 PLUS |  | CN42722570 | PSYCHIATRIC UNIT |  |  |  | 10/16/2019 |  |  |  |  | NO | NO |  |  |  |  | PHILIPS MEDICAL SYSTEMS 11239409 CN42722570 |  |  | Disposition |  | 00:00:00:00:00:00 |  | Alarm | PAAR:00-PVAR | 10/16/2019 | 10/16/2019 | COOPER UNIVERSITY HOSPITAL |  |  |  |  | CATHERINE MELINIOTIS |  |  |  | 10/16/2019 | 10/16/2019 |  |  |  |  | 10/16/2019 | 10/16/2019
|  | PHILIPS MEDICAL SYSTEMS | PHILIPS MEDICAL SYSTEMS SURESIGNS VS2 PLUS |  | CN4272436 | EMERGENCY ROOM |  |  |  | 09/23/2016 |  |  |  |  | NO | NO |  |  |  |  | PHILIPS MEDICAL SYSTEMS 10649848 CN4272436 |  |  | Active |  | 00:09:FB:14:5C:33 |  | Alarm | PAAR:00-PVAR | 10/31/2019 |  | COOPER UNIVERSITY HOSPITAL |  |  |  | 0011483928 | KAREN GRUBER | Performance Verification | Closed | Bonnie Aichroth | 04/14/2017 | 04/14/2017 | INCOMING INVENTORY | DEVICE INVENTORIED | 869F0060-FCF0-4A24-8CA6-36AFD5458E87 | Labor | 04/14/2017 | 04/14/2017 | Bonnie Aichroth
|  | PHILIPS MEDICAL SYSTEMS | PHILIPS MEDICAL SYSTEMS SURESIGNS VS2 PLUS |  | CN42724384 | TSDU - KELEMEN S7 |  |  |  | 06/13/2016 |  |  |  |  | NO | NO |  |  |  |  | PHILIPS MEDICAL SYSTEMS 10505342 CN42724384 |  |  | Active |  | 00:09:FB:14:5C:09 |  | Alarm | PAAR:00-PVAR | 10/31/2019 |  | COOPER UNIVERSITY HOSPITAL |  |  |  |  | JEN VANDER HORN
|  | PHILIPS MEDICAL SYSTEMS | PHILIPS MEDICAL SYSTEMS SURESIGNS VS2 PLUS |  | CN4270592 | KELEMEN 8 PCU |  |  |  | 11/03/2015 |  |  |  |  | NO | NO |  |  |  |  | PHILIPS MEDICAL SYSTEMS 10480038 CN4270592 |  |  | Active |  | 00:09:FB:14:0E:32 |  | Alarm | PAAR:00-PVAR | 10/31/2019 |  | COOPER UNIVERSITY HOSPITAL |  |  | NORTH 8 |  | BYRON WELLS
|  | PHILIPS MEDICAL SYSTEMS | PHILIPS MEDICAL SYSTEMS SURESIGNS VS2 PLUS |  | CN4720591 | KELEMEN 8 PCU |  |  |  | 11/03/2015 |  |  |  |  | NO | NO |  |  |  |  | PHILIPS MEDICAL SYSTEMS 10480034 CN4720591 |  |  | Active |  | 00:09:FB:14:18:83 |  | Alarm | PAAR:00-PVAR | 10/31/2019 |  | COOPER UNIVERSITY HOSPITAL |  |  | PCU S8 |  | BYRON WELLS
|  | PHILIPS MEDICAL SYSTEMS | PHILIPS MEDICAL SYSTEMS SURESIGNS VS2 PLUS |  | US90300545 | EMERGENCY ROOM |  |  |  | 05/01/2012 |  |  |  |  | NO | NO |  |  |  |  | PHILIPS MEDICAL SYSTEMS 10368855 US90300545 |  |  | Disposition |  |  |  | Alarm | PAAR:00-PVAR | 11/02/2019 |  | COOPER UNIVERSITY HOSPITAL |  |  | EMERGENCY DEPARTMENT |  | KAREN GRUBER
|  | PHILIPS MEDICAL SYSTEMS | PHILIPS MEDICAL SYSTEMS SURESIGNS VS2 PLUS |  | US90300546 | EMERGENCY ROOM |  |  |  | 05/01/2012 |  |  |  |  | NO | NO |  |  |  |  | PHILIPS MEDICAL SYSTEMS 10368143 US90300546 |  |  | Disposition |  |  |  | Alarm | PAAR:00-PVAR | 11/02/2019 |  | COOPER UNIVERSITY HOSPITAL |  |  | EMERGENCY DEPARTMENT |  | KAREN GRUBER
|  | PHILIPS MEDICAL SYSTEMS | PHILIPS MEDICAL SYSTEMS SURESIGNS VS2 PLUS |  | US90300548 | AUDUBON URGENT CARE |  |  |  | 03/29/2012 |  |  |  |  | NO | NO |  |  |  |  | PHILIPS MEDICAL SYSTEMS 10366256 US90300548 |  |  | Disposition |  | 00:09:FB:10:AF:80 |  | Alarm | PAAR:00-PVAR | 11/01/2019 |  | COOPER AMBULATORY OFF-SITES |  |  | MOVES |  | MELISSA PORTOBANCO
|  | PHILIPS MEDICAL SYSTEMS | PHILIPS MEDICAL SYSTEMS SURESIGNS VS2 PLUS |  | CN21212293 | MOTHER INFANT UNIT |  |  |  | 01/30/2014 |  |  |  |  | NO | NO |  |  |  |  | PHILIPS MEDICAL SYSTEMS 10364825 CN21212293 |  |  | Active |  | 11:11:11:11:11:11 |  | Alarm | PAAR:00-PVAR | 10/31/2019 |  | COOPER UNIVERSITY HOSPITAL |  |  | D3 |  | Christina Smith
|  | PHILIPS MEDICAL SYSTEMS | PHILIPS MEDICAL SYSTEMS SURESIGNS VS2 PLUS |  | CN21203250 | KELEMEN 8 PCU |  |  |  | 08/06/2012 |  |  |  |  | NO | NO |  |  |  |  | PHILIPS MEDICAL SYSTEMS 10356107 CN21203250 |  |  | Active |  | 00:09:FB:12:B1:D9 |  | Alarm | PAAR:00-PVAR | 11/02/2019 |  | COOPER UNIVERSITY HOSPITAL |  |  | PCU S8 |  | BYRON WELLS
|  | PHILIPS MEDICAL SYSTEMS | PHILIPS MEDICAL SYSTEMS SURESIGNS VS2 PLUS |  | US00601602 | VOORHEES SURGERY CENTER - GYN/ONCOLOGY |  |  |  | 11/02/2019 |  |  |  |  | NO | NO |  |  |  |  | PHILIPS MEDICAL SYSTEMS 30225041 US00601602 |  |  | Active |  | 11:11:11:11:11:11 |  | Alarm | PAAR:00-PVAR | 11/02/2019 | 11/02/2019 | COOPER AMBULATORY OFF-SITES |  |  | SUITE M |  | SUE MALTMAN |  |  |  | 11/02/2019 | 11/02/2019 |  |  |  |  | 11/02/2019 | 11/02/2019
|  | PHILIPS MEDICAL SYSTEMS | PHILIPS MEDICAL SYSTEMS SURESIGNS VS2 PLUS |  | CN21212320 | KELEMEN 8 PCU |  |  |  | 11/02/2019 |  |  |  |  | NO | NO |  |  |  |  | PHILIPS MEDICAL SYSTEMS 30143307 CN21212320 |  |  | Active |  | 00:09:FB:13:66:72 |  | Alarm | PAAR:00-PVAR | 11/02/2019 | 11/02/2019 | COOPER UNIVERSITY HOSPITAL |  |  | PCU | WOT00000000523137 | BYRON WELLS | Disposition | Closed | Michael Youch | 11/02/2019 | 11/02/2019 | Bulk Disposition CNL |  |  |  | 11/02/2019 | 11/02/2019
|  | PHILIPS MEDICAL SYSTEMS | PHILIPS MEDICAL SYSTEMS SURESIGNS VS2 PLUS |  | N21203243 | EMERGENCY ROOM |  |  |  | 01/01/1900 |  |  |  |  | NO | NO |  |  |  |  | PHILIPS MEDICAL SYSTEMS 10345117 N21203243 |  |  | Active |  | 00:09:FB:12:B1:83 |  | Alarm | PAAR:00-PVAR | 11/02/2019 |  | COOPER UNIVERSITY HOSPITAL |  |  | K1 |  | KAREN GRUBER
|  | PHILIPS MEDICAL SYSTEMS | PHILIPS MEDICAL SYSTEMS T6H |  | 03190Z | ANESTHESIOLOGY |  |  |  | 04/19/2013 |  |  |  |  | NO | NO |  |  |  |  | PHILIPS MEDICAL SYSTEMS 10369347 03190Z |  |  | Disposition |  |  |  | Accessory | 6M:00-MFG | 10/05/2017 | 04/01/2020 | COOPER UNIVERSITY HOSPITAL |  |  | ANESTHESIA | 0011830564 | GIACINTA ROUPAS | Preventative Maintenance | Closed | Zhan Kiselev | 07/01/2017 | 07/25/2017 | Performance Assurance: 00-MFG | 7/25/2017 11:32:35 AM ZXKISELEV (ZXKISELEV 7/25/2017 12:00 AM) NO LONGER IN THE HOSPITAL 7/25/2017 11:32 AM ZXKISELEV This device has been removed from an active status with the RSQ Database, and physically removed from the facility. Device retired on 7/25/2017; Authorized By: YES; Nature of Retirement: OTHER - NO LONGER IN THE HOSPITAL; Days In Service: 781 | 82E5F951-C78A-405E-A472-3E438F5DBCC9 | Labor | 07/25/2017 | 07/25/2017 | Zhan Kiselev
|  | PHILIPS MEDICAL SYSTEMS | PHILIPS MEDICAL SYSTEMS THERMAL ARRAY RECORDER M1116B |  | 2725A90621 | RADIOLOGY DIAGNOSTICS |  |  |  | 10/16/2019 |  |  |  |  | NO | NO |  |  |  |  | PHILIPS MEDICAL SYSTEMS 11622 2725A90621 |  |  | Disposition |  |  |  | Equipment | PAAR:00-PVAR | 10/16/2019 | 10/16/2019 | COOPER UNIVERSITY HOSPITAL |  |  |  |  | PAULETTE DUCKREY |  |  |  | 10/16/2019 | 10/16/2019 |  |  |  |  | 10/16/2019 | 10/16/2019
|  | PHILIPS MEDICAL SYSTEMS | PHILIPS MEDICAL SYSTEMS THERMAL ARRAY RECORDER M1116B |  | 2520A13877 | RADIATION ONCOLOGY |  |  |  | 01/01/1900 |  |  |  |  | NO | NO |  |  |  |  | PHILIPS MEDICAL SYSTEMS 02198 2520A13877 |  |  | Disposition |  |  |  | Equipment | PAAR:00-PVAR | 10/16/2019 |  | COOPER UNIVERSITY HOSPITAL |  |  | BASEMENT |  | COLLEEN TEGELER
|  | PHILIPS MEDICAL SYSTEMS | PHILIPS MEDICAL SYSTEMS X3-1 |  | 02HOTV | ECHOCARDIOLOGY |  |  |  | 01/01/1900 |  |  |  |  | NO | NO |  |  |  |  | PHILIPS MEDICAL SYSTEMS 10366581 02HOTV |  |  | Disposition |  | 99:99:99:99:99:99 |  | Accessory | PAAR:00-PVAR | 10/16/2019 |  | COOPER UNIVERSITY HOSPITAL |  |  | BIOMED | 0011830655 | LINDA VALENTI | Preventative Maintenance | Closed | Zhan Kiselev | 07/01/2017 | 07/14/2017 | Performance Assurance: 00-MFG | 7/14/2017 11:30:04 AM ZXKISELEV (ZXKISELEV 7/14/2017 12:00 AM) PM WILL BE DONE ON THE NEXT ULTRASOUND PM CYCLE | 2A796766-4E71-4C56-9D4C-9D06A3AC9C25 | Labor | 07/14/2017 | 07/14/2017 | Zhan Kiselev
|  | PHILIPS MEDICAL SYSTEMS | PHILIPS MEDICAL SYSTEMS X5-1 |  | B1DG0X | ECHOCARDIOLOGY |  |  |  | 08/05/2015 |  |  |  |  | NO | NO |  |  |  |  | PHILIPS MEDICAL SYSTEMS 10369442 B1DG0X |  |  | Disposition |  | 99:99:99:99:99:99 |  | Accessory | PAAR:00-PVAR | 10/16/2019 |  | COOPER UNIVERSITY HOSPITAL |  |  | ECHO |  | LINDA VALENTI
|  | PHILIPS MEDICAL SYSTEMS | PHILIPS MEDICAL SYSTEMS X5-1 |  | BONOLC | VOORHEES CARDIOLOGY |  |  |  | 11/02/2019 |  |  |  |  | NO | NO |  |  |  |  | PHILIPS MEDICAL SYSTEMS 30142520 BONOLC |  |  | Disposition |  |  |  | Accessory | PAAR:00-PVAR | 11/02/2019 | 11/02/2019 | COOPER AMBULATORY OFF-SITES |  |  | STRESS ECHO LAB | 0011461165 | KATHY COMO | Repair | Closed | Zhan Kiselev | 11/02/2019 | 11/02/2019 | ECHO - COLOR ON MACHINE IS SPECALY, HAPPENING PATIENT AFTER PATIENT - VOORHEES CARDIOLOGY | 4/6/2017 4:30:30 PM KALIS (KALIS 4/6/2017 12:00 AM) PERFORMED DIAGNOSTICS WITH TECH. TARA. LOOKS LIKE PROBE TARA WILL EXCHANGE PROBE WITH UNIT ADJACENT ROOM TO VERIFY. SHE WILL CONTACT ZHAN ON FINDINGS TOMMORROW MORNING 4/6/2017 4:44:15 PM ZXKISELEV (ZXKISELEV 4/6/2017 12:00 AM) PHONE SUPPORT 5/5/2017 10:57:04 AM ZXKISELEV (ZXKISELEV 5/5/2017 12:00 AM) KEEPING LOANER PROBE FOR EXCHANGE CEID#TL10649789 SERIAL#B22BTT 5/5/2017 10:57:48 AM ZXKISELEV This device has been removed from an active status with the RSQ Database, and physically removed from the facility. Device retired on 5/5/2017; Authorized By: YES; Nature of Retirement: OTHER - KEEPING LOANER PROBE; Days In Service: 701 | 3048409C-7E21-4EC1-A4DD-63875CFA23C1 | Vendor Parts | 11/02/2019 | 11/02/2019 | Daisy Brooks
TL10505306 |  | PHILIPS MEDICAL SYSTEMS | PHILIPS MEDICAL SYSTEMS X7-2T (3D TEE PROBE) |  | B1C0QJ | ANESTHESIOLOGY |  |  |  | 10/16/2019 |  |  |  |  | NO | NO |  |  |  |  | PHILIPS MEDICAL SYSTEMS TL10505306 B1C0QJ |  |  | Disposition |  |  |  | Accessory | PAAR:00-PVAR | 10/16/2019 | 10/16/2019 | COOPER UNIVERSITY HOSPITAL |  |  | OR PAVILION |  | GIACINTA ROUPAS |  |  |  | 10/16/2019 | 10/16/2019 |  |  |  |  | 10/16/2019 | 10/16/2019
|  | PHILIPS MEDICAL SYSTEMS | PHILIPS MEDICAL SYSTEMS X7-2T (3D TEE PROBE) |  | 038K6R | ANESTHESIOLOGY |  |  |  | 11/02/2019 |  |  |  |  | NO | NO |  |  |  |  | PHILIPS MEDICAL SYSTEMS 23657 038K6R |  |  | Disposition |  |  |  | Accessory | PAAR:00-PVAR | 11/02/2019 | 11/02/2019 | COOPER UNIVERSITY HOSPITAL |  |  | ANESTHESIA |  | GIACINTA ROUPAS |  |  |  | 11/02/2019 | 11/02/2019 |  |  |  |  | 11/02/2019 | 11/02/2019
|  | PHILIPS MEDICAL SYSTEMS | PHILIPS MEDICAL SYSTEMS X7-2T (3D TEE PROBE) |  | 039HXL | ANESTHESIOLOGY |  |  |  | 11/02/2019 |  |  |  |  | NO | NO |  |  |  |  | PHILIPS MEDICAL SYSTEMS 23414 039HXL |  |  | Disposition |  |  |  | Accessory | PAAR:00-PVAR | 11/02/2019 | 11/02/2019 | COOPER UNIVERSITY HOSPITAL |  |  | ANESTHESIA |  | GIACINTA ROUPAS |  |  |  | 11/02/2019 | 11/02/2019 |  |  |  |  | 11/02/2019 | 11/02/2019
|  | PHILIPS MEDICAL SYSTEMS | PHILIPS MEDICAL SYSTEMS X7-2T (3D TEE PROBE) |  | B037Q3 | ANESTHESIOLOGY |  |  |  | 11/02/2019 |  |  |  |  | NO | NO |  |  |  |  | PHILIPS MEDICAL SYSTEMS 22629 B037Q3 |  |  | Disposition |  |  |  | Accessory | PAAR:00-PVAR | 11/02/2019 | 11/02/2019 | COOPER UNIVERSITY HOSPITAL |  |  | ANESTHESIA |  | GIACINTA ROUPAS |  |  |  | 11/02/2019 | 11/02/2019 |  |  |  |  | 11/02/2019 | 11/02/2019
|  | PHILIPS MEDICAL SYSTEMS | PHILIPS MEDICAL SYSTEMS X7-2T (3D TEE PROBE) |  | B01J6W | ANESTHESIOLOGY |  |  |  | 11/02/2019 |  |  |  |  | NO | NO |  |  |  |  | PHILIPS MEDICAL SYSTEMS 22483 B01J6W |  |  | Disposition |  |  |  | Accessory | PAAR:00-PVAR | 11/02/2019 | 11/02/2019 | COOPER UNIVERSITY HOSPITAL |  |  | ANESTHESIOLOGY |  | GIACINTA ROUPAS |  |  |  | 11/02/2019 | 11/02/2019 |  |  |  |  | 11/02/2019 | 11/02/2019
|  | PHILIPS MEDICAL SYSTEMS | PHILIPS MEDICAL SYSTEMS X7-2T (3D TEE PROBE) |  | B02D01 | ECHOCARDIOLOGY |  |  |  | 11/02/2019 |  |  |  |  | NO | NO |  |  |  |  | PHILIPS MEDICAL SYSTEMS 21501 B02D01 |  |  | Disposition |  |  |  | Accessory | PAAR:00-PVAR | 11/02/2019 | 11/02/2019 | COOPER UNIVERSITY HOSPITAL |  |  | ECHO |  | LINDA VALENTI |  |  |  | 11/02/2019 | 11/02/2019 |  |  |  |  | 11/02/2019 | 11/02/2019
|  | PHILIPS MEDICAL SYSTEMS | PHILIPS MEDICAL SYSTEMS X7-2T (3D TEE PROBE) |  | 033W4W | ANESTHESIOLOGY |  |  |  | 11/02/2019 |  |  |  |  | NO | NO |  |  |  |  | PHILIPS MEDICAL SYSTEMS 21375 033W4W |  |  | Disposition |  |  |  | Accessory | PAAR:00-PVAR | 11/02/2019 | 11/02/2019 | COOPER UNIVERSITY HOSPITAL |  |  | ANESTHESIA |  | GIACINTA ROUPAS |  |  |  | 11/02/2019 | 11/02/2019 |  |  |  |  | 11/02/2019 | 11/02/2019
|  | PHILIPS MEDICAL SYSTEMS | PHILIPS MEDICAL SYSTEMS X7-2T (3D TEE PROBE) |  | 03H2PD | ECHOCARDIOLOGY |  |  |  | 11/01/2019 |  |  |  |  | NO | NO |  |  |  |  | PHILIPS MEDICAL SYSTEMS 20632 03H2PD |  |  | Disposition |  |  |  | Accessory | PAAR:00-PVAR | 11/01/2019 | 11/01/2019 | COOPER UNIVERSITY HOSPITAL |  |  | ECHO |  | LINDA VALENTI |  |  |  | 11/01/2019 | 11/01/2019 |  |  |  |  | 11/01/2019 | 11/01/2019
|  | PHILIPS MEDICAL SYSTEMS | PHILIPS MEDICAL SYSTEMS X7-2T (3D TEE PROBE) |  | 03G7FP | ANESTHESIOLOGY |  |  |  | 11/01/2019 |  |  |  |  | NO | NO |  |  |  |  | PHILIPS MEDICAL SYSTEMS 20536 03G7FP |  |  | Disposition |  |  |  | Accessory | PAAR:00-PVAR | 11/01/2019 | 11/01/2019 | COOPER UNIVERSITY HOSPITAL |  |  | ANESTHESIA |  | GIACINTA ROUPAS |  |  |  | 11/01/2019 | 11/01/2019 |  |  |  |  | 11/01/2019 | 11/01/2019
|  | PHILIPS MEDICAL SYSTEMS | PHILIPS MEDICAL SYSTEMS X7-2T (3D TEE PROBE) |  | 03C28D | ANESTHESIOLOGY |  |  |  | 11/02/2019 |  |  |  |  | NO | NO |  |  |  |  | PHILIPS MEDICAL SYSTEMS 18472 03C28D |  |  | Disposition |  |  |  | Accessory | PAAR:00-PVAR | 11/02/2019 | 11/02/2019 | COOPER UNIVERSITY HOSPITAL |  |  | Anesethesia |  | GIACINTA ROUPAS |  |  |  | 11/02/2019 | 11/02/2019 |  |  |  |  | 11/02/2019 | 11/02/2019
|  | PHILIPS MEDICAL SYSTEMS | PHILIPS MEDICAL SYSTEMS X7-2T (3D TEE PROBE) |  | 039HX5 | ANESTHESIOLOGY |  |  |  | 11/02/2019 |  |  |  |  | NO | NO |  |  |  |  | PHILIPS MEDICAL SYSTEMS 17288 039HX5 |  |  | Disposition |  |  |  | Accessory | PAAR:00-PVAR | 11/02/2019 | 11/02/2019 | COOPER UNIVERSITY HOSPITAL |  |  | ANESTHESIA |  | GIACINTA ROUPAS |  |  |  | 11/02/2019 | 11/02/2019 |  |  |  |  | 11/02/2019 | 11/02/2019
|  | PHILIPS MEDICAL SYSTEMS | PHILIPS MEDICAL SYSTEMS X7-2T (3D TEE PROBE) |  | B1JN9F | ANESTHESIOLOGY |  |  |  | 08/21/2017 |  |  |  |  | NO | NO |  |  |  |  | PHILIPS MEDICAL SYSTEMS 10769599 B1JN9F |  |  | Disposition |  | 99:99:99:99:99:99 |  | Accessory | PAAR:00-PVAR | 10/16/2019 |  | COOPER UNIVERSITY HOSPITAL |  |  | 3RD FLOOR | 0012053229 | GIACINTA ROUPAS | Performance Verification | Closed | Zhan Kiselev | 08/21/2017 | 08/21/2017 | INCOMING INVENTORY | DEVICE INVENTORIED | 3B87D2D0-C735-42E1-A140-DD155E8982FF | Labor | 08/21/2017 | 08/21/2017 | Bonnie Aichroth
|  | PHILIPS MEDICAL SYSTEMS | PHILIPS MEDICAL SYSTEMS X7-2T (3D TEE PROBE) |  | B1HPKZ | ECHOCARDIOLOGY |  |  |  | 09/22/2016 |  |  |  |  | NO | NO |  |  |  |  | PHILIPS MEDICAL SYSTEMS 10649811 B1HPKZ |  |  | Disposition |  |  |  | Accessory | PAAR:00-PVAR | 10/16/2019 |  | COOPER UNIVERSITY HOSPITAL |  |  |  | 0011351940 | LINDA VALENTI | Performance Verification | Closed | Bonnie Aichroth | 03/16/2017 | 03/16/2017 | INCOMING INVENTORY | DEVICE INVENTORIED | 9D4E6A6B-ADCC-4627-A49B-5AE36EA6BA88 | Labor | 03/16/2017 | 03/16/2017 | Bonnie Aichroth
|  | PHILIPS MEDICAL SYSTEMS | PHILIPS MEDICAL SYSTEMS X7-2T (3D TEE PROBE) |  | B1HFLM | ANESTHESIOLOGY |  |  |  | 05/16/2016 |  |  |  |  | NO | NO |  |  |  |  | PHILIPS MEDICAL SYSTEMS 10505283 B1HFLM |  |  | Disposition |  | 99:99:99:99:99:99 |  | Accessory | PAAR:00-PVAR | 10/16/2019 |  | COOPER UNIVERSITY HOSPITAL |  |  |  |  | GIACINTA ROUPAS
|  | PHILIPS MEDICAL SYSTEMS | PHILIPS MEDICAL SYSTEMS X7-2T (3D TEE PROBE) |  | B135C2 | ECHOCARDIOLOGY |  |  |  | 04/15/2014 |  |  |  |  | NO | NO |  |  |  |  | PHILIPS MEDICAL SYSTEMS 10505273 B135C2 |  |  | Disposition |  |  |  | Accessory | PAAR:00-PVAR | 10/16/2019 |  | COOPER UNIVERSITY HOSPITAL |  |  | ECHO LAB |  | LINDA VALENTI
|  | PHILIPS MEDICAL SYSTEMS | PHILIPS MEDICAL SYSTEMS X7-2T (3D TEE PROBE) |  | B0N3N0 | ANESTHESIOLOGY |  |  |  | 05/09/2013 |  |  |  |  | NO | NO |  |  |  |  | PHILIPS MEDICAL SYSTEMS 10480263 B0N3N0 |  |  | Disposition |  |  |  | Accessory | PAAR:00-PVAR | 11/02/2019 |  | COOPER UNIVERSITY HOSPITAL |  |  | OPERATING ROOM |  | GIACINTA ROUPAS
TX72T/BOJNF3 |  | PHILIPS MEDICAL SYSTEMS | PHILIPS MEDICAL SYSTEMS X7-2T (3D TEE PROBE) |  | BOJNF3 | ANESTHESIOLOGY |  |  |  | 10/16/2019 |  |  |  |  | NO | NO |  |  |  |  | PHILIPS MEDICAL SYSTEMS TX72T/BOJNF3 BOJNF3 |  |  | Disposition | TL30244782 | 99:99:99:99:99:99 |  | Accessory | PAAR:00-PVAR | 10/16/2019 | 10/16/2019 | COOPER UNIVERSITY HOSPITAL |  |  |  |  | GIACINTA ROUPAS |  |  |  | 10/16/2019 | 10/16/2019 |  |  |  |  | 10/16/2019 | 10/16/2019
TX72T/B191TK |  | PHILIPS MEDICAL SYSTEMS | PHILIPS MEDICAL SYSTEMS X7-2T (3D TEE PROBE) |  | B191TK | ANESTHESIOLOGY |  |  |  | 10/16/2019 |  |  |  |  | NO | NO |  |  |  |  | PHILIPS MEDICAL SYSTEMS TX72T/B191TK B191TK |  |  | Disposition | TL30146287 | 99:99:99:99:99:99 |  | Accessory | PAAR:00-PVAR | 10/16/2019 | 10/16/2019 | COOPER UNIVERSITY HOSPITAL |  |  |  |  | GIACINTA ROUPAS |  |  |  | 10/16/2019 | 10/16/2019 |  |  |  |  | 10/16/2019 | 10/16/2019
|  | PHILIPS MEDICAL SYSTEMS | PHILIPS MEDICAL SYSTEMS X7-2T (3D TEE PROBE) |  | BON4TR | ANESTHESIOLOGY |  |  |  | 08/22/2013 |  |  |  |  | NO | NO |  |  |  |  | PHILIPS MEDICAL SYSTEMS 10368102 BON4TR |  |  | Disposition |  |  |  | Accessory | PAAR:00-PVAR | 11/02/2019 |  | COOPER UNIVERSITY HOSPITAL |  |  | ANESTH WK RM |  | GIACINTA ROUPAS
|  | PHILIPS MEDICAL SYSTEMS | PHILIPS MEDICAL SYSTEMS X7-2T (3D TEE PROBE) |  | B0L0ZD | ANESTHESIOLOGY |  |  |  | 05/09/2013 |  |  |  |  | NO | NO |  |  |  |  | PHILIPS MEDICAL SYSTEMS 10368059 B0L0ZD |  |  | Disposition |  |  |  | Accessory | PAAR:00-PVAR | 10/16/2019 |  | COOPER UNIVERSITY HOSPITAL |  |  | ANESTH WK RM |  | GIACINTA ROUPAS
|  | PHILIPS MEDICAL SYSTEMS | PHILIPS MEDICAL SYSTEMS X7-2T (3D TEE PROBE) |  | B047CB | ECHOCARDIOLOGY |  |  |  | 08/29/2012 |  |  |  |  | NO | NO |  |  |  |  | PHILIPS MEDICAL SYSTEMS 10357234 B047CB |  |  | Disposition |  |  |  | Accessory | PAAR:00-PVAR | 10/16/2019 |  | COOPER UNIVERSITY HOSPITAL |  |  | ECHO |  | LINDA VALENTI
|  | PHILIPS MEDICAL SYSTEMS | PHILIPS MEDICAL SYSTEMS X7-2T (3D TEE PROBE) |  | BON3NO | ANESTHESIOLOGY |  |  |  | 08/01/2014 |  |  |  |  | NO | NO |  |  |  |  | PHILIPS MEDICAL SYSTEMS 10356248 BON3NO |  |  | Active |  | 99:99:99:99:99:99 |  | Accessory | PAAR:00-PVAR | 11/02/2019 |  | COOPER UNIVERSITY HOSPITAL |  |  | ANESTHESIOLOGY |  | GIACINTA ROUPAS
|  | PHILIPS MEDICAL SYSTEMS | PHILIPS MEDICAL SYSTEMS X7-2T (3D TEE PROBE) |  | B1FGHG | ANESTHESIOLOGY |  |  |  | 10/16/2019 |  |  |  |  | NO | NO |  |  |  |  | PHILIPS MEDICAL SYSTEMS 30149685 B1FGHG |  |  | Disposition |  |  |  | Accessory | PAAR:00-PVAR | 10/16/2019 | 10/16/2019 | COOPER UNIVERSITY HOSPITAL |  |  |  |  | GIACINTA ROUPAS |  |  |  | 10/16/2019 | 10/16/2019 |  |  |  |  | 10/16/2019 | 10/16/2019
|  | PHILIPS MEDICAL SYSTEMS | PHILIPS MEDICAL SYSTEMS X7-2T (3D TEE PROBE) |  | BON2GX | ANESTHESIOLOGY |  |  |  | 10/31/2019 |  |  |  |  | NO | NO |  |  |  |  | PHILIPS MEDICAL SYSTEMS 30144977 BON2GX |  |  | Active |  | 99:99:99:99:99:99 |  | Accessory | PAAR:00-PVAR | 10/31/2019 | 10/31/2019 | COOPER UNIVERSITY HOSPITAL |  |  |  |  | GIACINTA ROUPAS |  |  |  | 10/31/2019 | 10/31/2019 |  |  |  |  | 10/31/2019 | 10/31/2019
|  | PHILIPS MEDICAL SYSTEMS | PHILIPS MEDICAL SYSTEMS X7-2T (3D TEE PROBE) |  | B1H3FY | ECHOCARDIOLOGY |  |  |  | 10/16/2019 |  |  |  |  | NO | NO |  |  |  |  | PHILIPS MEDICAL SYSTEMS 30143487 B1H3FY |  |  | Disposition |  | 99:99:99:99:99:99 |  | Accessory | PAAR:00-PVAR | 10/16/2019 | 10/16/2019 | COOPER UNIVERSITY HOSPITAL |  |  |  |  | LINDA VALENTI |  |  |  | 10/16/2019 | 10/16/2019 |  |  |  |  | 10/16/2019 | 10/16/2019
|  | PHYSIO-CONTROL CORPORATION | PHYSIO-CONTROL CORPORATION CODEMANAGEMENT MODULE |  |  | PAVILION 8 |  |  |  | 06/23/2015 |  |  |  |  | NO | NO |  |  |  |  | PHYSIO-CONTROL CORPORATION 103694 01352034 |  |  | Active |  | 00:00:00:00:00:00 |  | Alarm | PAAR:00-PVAR | 11/02/2019 |  | COOPER UNIVERSITY HOSPITAL |  |  | PAVILLION 8 CRASH CART |  | BRIAN OSHAUGHNESSY
|  | PHYSIO-CONTROL CORPORATION | PHYSIO-CONTROL CORPORATION CODEMANAGEMENT MODULE |  |  | CHIP - 9 PAVILION |  |  |  | 05/06/2014 |  |  |  |  | NO | NO |  |  |  |  | PHYSIO-CONTROL CORPORATION 10356300 01339048 |  |  | Active |  | 00:00:00:00:00:00 |  | Alarm | PAAR:00-PVAR | 11/02/2019 |  | COOPER UNIVERSITY HOSPITAL |  |  | 9 PAVILION |  | KIM HUMMEL
|  | PHYSIO-CONTROL CORPORATION | PHYSIO-CONTROL CORPORATION LIFEPAK 1000 |  |  | CAMDEN 911 EMERGENCY MEDICAL SERVICES |  |  |  | 07/11/2016 |  |  |  |  | NO | NO |  |  |  |  | PHYSIO-CONTROL CORPORATION 10480501 40409149 |  |  | Active |  | 99:99:99:99:99:99 |  | Life Support | 6M:00-MFG | 10/29/2019 | 04/01/2020 | COOPER UNIVERSITY HOSPITAL |  |  |  |  | STEVEN HARE
|  | PHYSIO-CONTROL CORPORATION | PHYSIO-CONTROL CORPORATION LIFEPAK 1000 |  |  | CAMDEN 911 EMERGENCY MEDICAL SERVICES |  |  |  | 07/11/2016 |  |  |  |  | NO | NO |  |  |  |  | PHYSIO-CONTROL CORPORATION 10480497 40409147 |  |  | Active |  | 99:99:99:99:99:99 |  | Life Support | 6M:00-MFG | 10/01/2019 | 04/01/2020 | COOPER UNIVERSITY HOSPITAL |  |  |  |  | STEVEN HARE
|  | PHYSIO-CONTROL CORPORATION | PHYSIO-CONTROL CORPORATION LIFEPAK 1000 |  |  | CYBER KNIFE |  |  |  | 07/24/2014 |  |  |  |  | NO | NO |  |  |  |  | PHYSIO-CONTROL CORPORATION 10345409 42897898 |  |  | Disposition |  | 99:99:99:99:99:99 |  | Life Support | 6M:00-MFG | 10/01/2019 | 04/01/2020 | COOPER AMBULATORY OFF-SITES |  |  | CYBERKNIFE |  | CINDY BAPTISTA
|  | PHYSIO-CONTROL CORPORATION | PHYSIO-CONTROL CORPORATION LIFEPAK 12 |  |  | EMERGENCY ROOM |  |  |  | 08/22/2019 |  |  |  |  | NO | NO |  |  |  |  | PHYSIO-CONTROL CORPORATION 11222176 30702826 |  |  | Active |  |  |  | Life Support | 6M:00-MFG | 08/22/2019 | 08/22/2019 | COOPER UNIVERSITY HOSPITAL |  |  | 1ST FLOOR KELEMEN | WOT00000002120149 | KAREN GRUBER | Performance Verification | Closed | Richard Jolly | 08/22/2019 | 08/22/2019 | CEID Record Completion for PHYSIO-CONTROL CORPORATION 11222176 30702826 | new equipment inspection | EXP2303508 | Labor | 08/22/2019 | 08/22/2019 | Richard Jolly
|  | PHYSIO-CONTROL CORPORATION | PHYSIO-CONTROL CORPORATION LIFEPAK 12 |  |  | EMERGENCY ROOM |  |  | in car with doc | 01/06/2017 |  |  |  |  | NO | NO |  |  |  |  | PHYSIO-CONTROL CORPORATION 10649941 14090022 |  |  | Active |  | 99:99:99:99:99:99 |  | Life Support | 6M:00-MFG | 08/22/2019 | 02/01/2020 | COOPER UNIVERSITY HOSPITAL |  |  | DR. HONG'S OFFICE | 0011032900 | KAREN GRUBER | Preventative Maintenance | Closed | Bonnie Aichroth | 01/06/2017 | 01/06/2017 | PERFORMANCE ASSURANCE AT INVENTORY | INVENTORIED DEVICE AND ENSURED DEVICE WAS FUNCTIONING PROPERLY. | 83FEBF5C-4A78-4A43-B0E7-642B479A3F2D | Labor | 01/06/2017 | 01/06/2017 | Kirk Lis
|  | PHYSIO-CONTROL CORPORATION | PHYSIO-CONTROL CORPORATION LIFEPAK 12 |  |  | EMERGENCY ROOM |  |  | in car with doc | 10/22/2015 |  |  |  |  | NO | NO |  |  |  |  | PHYSIO-CONTROL CORPORATION 10349481 33666985 |  |  | Active |  | 99:99:99:99:99:99 |  | Life Support | 6M:00-MFG | 10/01/2019 | 04/01/2020 | COOPER UNIVERSITY HOSPITAL |  |  | er dr. office brian wilson |  | KAREN GRUBER
|  | PHYSIO-CONTROL CORPORATION | PHYSIO-CONTROL CORPORATION LIFEPAK 15 |  |  | CAMDEN 911 EMERGENCY MEDICAL SERVICES |  |  |  | 10/01/2019 |  |  |  |  | NO | NO |  |  |  |  | PHYSIO-CONTROL CORPORATION 30146265 43961202 |  |  | Active |  | 99:99:99:99:99:99 |  | Life Support | 6M:00-MFG | 10/01/2019 | 10/01/2019 | COOPER UNIVERSITY HOSPITAL |  |  |  |  | STEVEN HARE |  |  |  | 10/01/2019 | 10/01/2019 |  |  |  |  | 10/01/2019 | 10/01/2019
TL11239265 |  | PHYSIO-CONTROL CORPORATION | PHYSIO-CONTROL CORPORATION LIFEPAK 20 |  |  | OR - KELEMEN 3 |  |  |  | 02/11/2019 |  |  |  |  | NO | NO |  |  |  |  | PHYSIO-CONTROL CORPORATION TL11239265 31009499 |  |  | Disposition |  | 99:99:99:99:99:99 |  | Life Support | 1Y:00-MFG 4Y:00-BAT | 02/11/2019 | 02/11/2019 | COOPER UNIVERSITY HOSPITAL |  |  | Kel OR Hallway | WOT00000000802787 | DOMINIC VENDETTA | Performance Verification | Closed | Salvatore Bombara | 02/11/2019 | 02/11/2019 | Performance Verification for PHYSIO-CONTROL CORPORATION TL11239265 31009499 | Initial Install of Performance Verification. Device is ready for patient use. |  |  | 02/11/2019 | 02/11/2019
|  | PHYSIO-CONTROL CORPORATION | PHYSIO-CONTROL CORPORATION LIFEPAK 20 |  |  | PAVILION PACU |  |  | retired per rich | 02/12/2009 |  |  |  |  | NO | NO |  |  |  |  | PHYSIO-CONTROL CORPORATION 10368450 37371009 |  |  | Active |  | 99:99:99:99:99:99 |  | Life Support | 6M:00-MFG | 06/21/2019 | 12/01/2019 | COOPER UNIVERSITY HOSPITAL |  |  | pavilion |  | FRANK OBRIEN
TL10725043 |  | PHYSIO-CONTROL CORPORATION | PHYSIO-CONTROL CORPORATION LIFEPAK 20E |  |  | OR - KELEMEN 3 |  |  |  | 02/26/2018 |  |  |  |  | NO | NO |  |  |  |  | PHYSIO-CONTROL CORPORATION TL10725043 43494453 |  |  | Disposition |  |  |  | Life Support | 6M:00-MFG | 02/26/2018 | 02/26/2018 | COOPER UNIVERSITY HOSPITAL |  |  |  | 0012375961 | DOMINIC VENDETTA | Performance Verification | Closed | Stephen Zubrzycki | 02/26/2018 | 02/26/2018 | INCOMING INVENTORY | DEVICE INVENTORIED | 23575616-0523-4C64-ACB0-7FCE6A99BF1D | Labor | 02/26/2018 | 02/26/2018 | Bonnie Aichroth
1J22222 |  | PHYSIO-CONTROL CORPORATION | PHYSIO-CONTROL CORPORATION LIFEPAK 20E |  |  | INTENSIVE CARE UNIT |  |  |  | 10/15/2019 |  |  |  |  | NO | NO |  |  |  |  | PHYSIO-CONTROL CORPORATION 1J22222 48434392 |  |  | Active |  |  |  | Life Support | 1Y:00-MFG 4Y:00-BAT | 10/15/2019 | 10/15/2019 | COOPER UNIVERSITY HOSPITAL |  |  | Performance Verification | WOT00000004041097 | CAROLYN RUMELL | Performance Verification | Completed | Richard Jolly | 10/15/2019 | 10/15/2019 | Performance Verification for PHYSIO-CONTROL CORPORATION 1J22222 48434392 | Initial Install of Performance Verification. Device is ready for patient use. |  |  | 10/15/2019 | 10/15/2019
|  | PHYSIO-CONTROL CORPORATION | PHYSIO-CONTROL CORPORATION LIFEPAK 20E |  |  | SIMULATION OPERATION |  |  | remove per bonnie | 07/22/2019 |  |  |  |  | NO | NO |  |  |  |  | PHYSIO-CONTROL CORPORATION 11187605 48258176 |  |  | Active |  |  |  | Life Support | 1Y:00-MFG 4Y:00-BAT | 07/22/2019 | 07/22/2019 | COOPER UNIVERSITY HOSPITAL |  |  | Rowan 2nd Floor - Sim Room | WOT00000003237187 | GREGG STAMAN | Performance Verification | Closed | Stephen Zubrzycki | 07/22/2019 | 07/22/2019 | Performance Verification for PHYSIO-CONTROL CORPORATION 11187605 48258176 | Initial Install of Performance Verification. Device is ready for patient use. There was no paddles sent with the unitVPO of batteryPassed ESI (Verified with 10480315)VPO of PrinterAdjusted settings according to Cooper hospital standardVPO of SPO2 Cable (unit didn't come with SPO2 Sensor)VPO of EKGSynch Time Delay = 23.9mSENERGY OUTPUT50J = 51.0J100J = 101.9J200J = 205.1J300J = 308.1J360J = 369.8JPassed Self Test |  |  | 07/22/2019 | 07/22/2019
|  | PHYSIO-CONTROL CORPORATION | PHYSIO-CONTROL CORPORATION LIFEPAK 20E |  |  | COOPER CANCER CENTER |  |  |  | 04/04/2016 |  |  |  |  | NO | NO |  |  |  |  | PHYSIO-CONTROL CORPORATION 10480298 43101397 |  |  | Disposition |  | 99:99:99:99:99:99 |  | Life Support | 6M:00-MFG | 09/14/2018 | 03/01/2020 | COOPER AMBULATORY OFF-SITES |  |  | RAD/ONC 1ST FLOOR |  | COLLEEN TEGELER
|  | PHYSIO-CONTROL CORPORATION | PHYSIO-CONTROL CORPORATION LIFEPAK 20E |  | NOT KNOWN | VOORHEES CARDIOLOGY SUITE 102 |  |  |  | 01/11/2018 |  |  |  |  | NO | NO |  |  |  |  | PHYSIO-CONTROL CORPORATION 45848605 NOT KNOWN |  |  | Disposition |  | 99:99:99:99:99:99 |  | Life Support | 6M:00-MFG | 01/11/2018 | 01/11/2018 | COOPER AMBULATORY OFF-SITES |  |  |  | 0012492191 | MICHELE MOLINARI | Performance Verification | Closed | Kirk Lis | 01/11/2018 | 01/11/2018 | INCOMING INVENTORY | DEVICE INVENTORIED | 1D9BB310-A83A-4B54-9816-7F08F50EFB00 | Labor | 01/11/2018 | 01/11/2018 | Bonnie Aichroth
|  | PHYSIO-CONTROL CORPORATION | PHYSIO-CONTROL CORPORATION LIFEPAK 20E CODEMANAGEMENT MODULE |  |  | MD ANDERSON INPATIENT ONCOLOGY |  |  |  | 07/01/2016 |  |  |  |  | NO | NO |  |  |  |  | PHYSIO-CONTROL CORPORATION 10480487 01612090 |  |  | Disposition |  | 00:23:A7:7B:E2:CE |  | Equipment | PAAR:00-PVAR | 10/16/2019 |  | COOPER UNIVERSITY HOSPITAL |  |  | P5 - Hallway |  | MIRIAM ZIEGLER
|  | PHYSIO-CONTROL CORPORATION | PHYSIO-CONTROL CORPORATION LIFEPAK 20E CODEMANAGEMENT MODULE |  |  | MD ANDERSON INPATIENT ONCOLOGY |  |  |  | 07/01/2016 |  |  |  |  | NO | NO |  |  |  |  | PHYSIO-CONTROL CORPORATION 10480485 01612092 |  |  | Disposition |  | 00:23:A7:7B:E2:C7 |  | Equipment | PAAR:00-PVAR | 10/16/2019 |  | COOPER UNIVERSITY HOSPITAL |  |  | P5 - Hallway |  | MIRIAM ZIEGLER
|  | PHYSIO-CONTROL CORPORATION | PHYSIO-CONTROL CORPORATION LIFEPAK 6S |  |  | LIFE SUPPORT |  |  |  | 01/01/1900 |  |  |  |  | NO | NO |  |  |  |  | PHYSIO-CONTROL CORPORATION 05056 00031053 |  |  | Disposition |  |  |  | Life Support | 6M:00-MFG | 01/01/1900 | 12/01/2019 | COOPER UNIVERSITY HOSPITAL |  |  |  |  | KATHY MARTINO
|  | PHYSIO-CONTROL CORPORATION | PHYSIO-CONTROL CORPORATION LIFEPAK 6S |  |  | LIFE SUPPORT |  |  |  | 01/01/1900 |  |  |  |  | NO | NO |  |  |  |  | PHYSIO-CONTROL CORPORATION 05055 28389 |  |  | Disposition |  |  |  | Life Support | 6M:00-MFG | 01/01/1900 | 12/01/2019 | COOPER UNIVERSITY HOSPITAL |  |  | 3-COOPER |  | KATHY MARTINO
|  | PHYSIO-CONTROL CORPORATION | PHYSIO-CONTROL CORPORATION LIFEPAK 6S |  |  | LIFE SUPPORT |  |  |  | 01/01/1900 |  |  |  |  | NO | NO |  |  |  |  | PHYSIO-CONTROL CORPORATION 05058 0020398 |  |  | Disposition |  |  |  | Life Support | 6M:00-MFG | 01/01/1900 | 12/01/2019 | COOPER UNIVERSITY HOSPITAL |  |  |  |  | KATHY MARTINO
|  | PHYSIO-CONTROL CORPORATION | PHYSIO-CONTROL CORPORATION LIFEPAK 6S |  |  | LIFE SUPPORT |  |  |  | 01/01/1900 |  |  |  |  | NO | NO |  |  |  |  | PHYSIO-CONTROL CORPORATION 04829 33624 |  |  | Disposition |  |  |  | Life Support | 6M:00-MFG | 01/01/1900 | 12/01/2019 | COOPER UNIVERSITY HOSPITAL |  |  | 3-COOPER |  | KATHY MARTINO
|  | PHYSIO-CONTROL CORPORATION | PHYSIO-CONTROL CORPORATION LIFEPAK 8 |  |  | LIFE SUPPORT |  |  |  | 01/01/1900 |  |  |  |  | NO | NO |  |  |  |  | PHYSIO-CONTROL CORPORATION 05049 2259 |  |  | Disposition |  |  |  | Life Support | 6M:00-MFG | 05/15/2016 | 01/01/2020 | COOPER UNIVERSITY HOSPITAL |  |  | LIFE SUPP TRAIN CNTR |  | KATHY MARTINO
|  | PHYSIO-CONTROL CORPORATION | PHYSIO-CONTROL CORPORATION LIFEPAK 9 |  |  | TURNERSVILLE CARDIOLOGY |  |  |  | 01/01/2000 |  |  |  |  | NO | NO |  |  |  |  | PHYSIO-CONTROL CORPORATION 10366782 12217589 |  |  | Disposition |  |  |  | Life Support | 6M:00-MFG | 07/28/2015 | 01/01/2020 | COOPER AMBULATORY OFF-SITES |  |  | STRESS ROOM |  | MICHELE MOLINARI
|  | PHYSIO-CONTROL CORPORATION | PHYSIO-CONTROL CORPORATION LIFEPAK 9 |  |  | VOORHEES CARDIOLOGY SUITE 102 |  |  |  | 01/01/1900 |  |  |  |  | NO | NO |  |  |  |  | PHYSIO-CONTROL CORPORATION 10345373 9366177 |  |  | Disposition |  |  |  | Life Support | 6M:00-MFG | 01/25/2016 | 01/01/2020 | COOPER AMBULATORY OFF-SITES |  |  | Stress Echo Room |  | MICHELE MOLINARI
|  | PHYSIO-CONTROL CORPORATION | PHYSIO-CONTROL CORPORATION LIFEPAK CR PLUS |  |  | COOPER PRIMARY CARE |  |  |  | 10/31/2019 |  |  |  |  | NO | NO |  |  |  |  | PHYSIO-CONTROL CORPORATION 10769680 45799881 |  |  | Active |  | 99:99:99:99:99:99 |  | Life Support | PAAR:00-PVAR | 10/31/2019 | 10/31/2019 | COOPER AMBULATORY OFF-SITES |  |  | RUNNEMEDE | 0012062242 | CINDY PATTEN | Preventative Maintenance | Closed | Kirk Lis | 10/31/2019 | 10/31/2019 | PERFORMANCE ASSURANCE AT INVENTORY | INVENTORIED DEVICE AND ENSURED DEVICE WAS FUNCTIONING PROPERLY. | A9D01D70-7DC5-4FB9-BABD-1E8DF38E5F98 | Labor | 10/31/2019 | 10/31/2019 | Kirk Lis
|  | PHYSIO-CONTROL CORPORATION | PHYSIO-CONTROL CORPORATION LIFEPAK CR PLUS |  |  | BRACE ROAD-MEDICINE |  |  |  | 04/26/2017 |  |  |  |  | NO | NO |  |  |  |  | PHYSIO-CONTROL CORPORATION 10732006 45586300 |  |  | Active |  | 99:99:99:99:99:99 |  | Life Support | PAAR:00-PVAR | 10/31/2019 |  | COOPER AMBULATORY OFF-SITES |  |  |  | 0012411378 | Cheryl Peck | Performance Verification | Closed | Josh Harris | 11/17/2017 | 11/17/2017 | INCOMING INVENTORY | DEVICE INVENTORIED | F1254EE8-31F3-4C7D-ACC7-DF79E10BE2A4 | Labor | 11/17/2017 | 11/17/2017 | Josh Harris
|  | PHYSIO-CONTROL CORPORATION | PHYSIO-CONTROL CORPORATION LIFEPAK CR PLUS |  |  | MARLTON-DERMATOLOGY |  |  |  | 07/26/2017 |  |  |  |  | NO | NO |  |  |  |  | PHYSIO-CONTROL CORPORATION 10725041 46032247 |  |  | Active |  | 99:99:99:99:99:99 |  | Life Support | PAAR:00-PVAR | 10/31/2019 |  | COOPER AMBULATORY OFF-SITES |  |  |  | 0012392481 | MICHELE CANALE | Performance Verification | Closed | Josh Harris | 11/08/2017 | 11/08/2017 | INCOMING INVENTORY | DEVICE INVENTORIED | 0ECCB951-B68D-4DC6-A776-672C03B76F2F | Labor | 11/08/2017 | 11/08/2017 | Josh Harris
|  | PICKER INTERNATIONAL | PICKER INTERNATIONAL 2 PANEL |  | Not Known | BUNKER HILL-OB/GYN |  |  | excluded | 01/01/1900 |  |  |  |  | NO | NO |  |  |  |  | PICKER INTERNATIONAL 10366992 Not Known |  |  | Active |  | 99:99:99:99:99:99 |  | Equipment | PAAR:00-PVAR | 11/02/2019 |  | COOPER AMBULATORY OFF-SITES |  |  | DISPOSITION |  | LISA POTTS
|  | PICKER INTERNATIONAL | PICKER INTERNATIONAL 2 PANEL |  | Not Known | BUNKER HILL-SURGERY |  |  | excluded | 01/01/1900 |  |  |  |  | NO | NO |  |  |  |  | PICKER INTERNATIONAL 10366896 Not Known |  |  | Active |  | 99:99:99:99:99:99 |  | Equipment | PAAR:00-PVAR | 11/02/2019 |  | COOPER AMBULATORY OFF-SITES |  |  | STAFF OFFICE |  | ANNE MAIER
|  | PICKER INTERNATIONAL | PICKER INTERNATIONAL 2 PANEL |  | Not Known | BUNKER HILL-SURGERY |  |  | excluded | 01/01/1900 |  |  |  |  | NO | NO |  |  |  |  | PICKER INTERNATIONAL 10366872 Not Known |  |  | Active |  | 99:99:99:99:99:99 |  | Equipment | PAAR:00-PVAR | 11/02/2019 |  | COOPER AMBULATORY OFF-SITES |  |  | HALLWAY |  | ANNE MAIER
|  | PICKER INTERNATIONAL | PICKER INTERNATIONAL 2 PANEL |  | Not Known | BUNKER HILL-SURGERY |  |  | excluded | 01/01/1900 |  |  |  |  | NO | NO |  |  |  |  | PICKER INTERNATIONAL 10366852 Not Known |  |  | Active |  | 99:99:99:99:99:99 |  | Equipment | PAAR:00-PVAR | 11/02/2019 |  | COOPER AMBULATORY OFF-SITES |  |  | Doctor's Room |  | ANNE MAIER
|  | PICKER INTERNATIONAL | PICKER INTERNATIONAL 2 PANEL |  | Not Known | VOORHEES PEDIATRICS |  |  | excluded | 01/01/1900 |  |  |  |  | NO | NO |  |  |  |  | PICKER INTERNATIONAL 10348067 Not Known |  |  | Active |  | 99:99:99:99:99:99 |  | Equipment | PAAR:00-PVAR | 11/02/2019 |  | COOPER AMBULATORY OFF-SITES |  |  | HALLWAY |  | MAUREEN OBRIEN
|  | PICKER INTERNATIONAL | PICKER INTERNATIONAL 3 BANK |  |  | OR - KELEMEN 3 |  |  |  | 01/01/1900 |  |  |  |  | NO | NO |  |  |  |  | PICKER INTERNATIONAL 10367204 10367204 |  |  | Disposition |  | 99:99:99:99:99:99 |  | Equipment | PAAR:00-PVAR | 11/02/2019 |  | COOPER UNIVERSITY HOSPITAL |  |  | OR K6 | WOT00000000507488 | DOMINIC VENDETTA | Disposition | Closed | Salvatore Bombara | 02/08/2018 | 05/14/2019 | Bulk Disposition CNL
|  | PICKER INTERNATIONAL | PICKER INTERNATIONAL 4 PANEL |  | Not Known | OR - KELEMEN 3 |  |  |  | 01/01/1900 |  |  |  |  | NO | NO |  |  |  |  | PICKER INTERNATIONAL 10367208 Not Known |  |  | Disposition |  | 99:99:99:99:99:99 |  | Equipment | PAAR:00-PVAR | 11/02/2019 |  | COOPER UNIVERSITY HOSPITAL |  |  | OR K7 | WOT00000000530926 | DOMINIC VENDETTA | Disposition | Closed | Salvatore Bombara | 02/08/2018 | 05/15/2019 | Bulk Disposition CNL | Unit has been retired | EXP2925384 | Labor | 05/14/2019 | 05/14/2019 | Salvatore Bombara
|  | PICKER INTERNATIONAL | PICKER INTERNATIONAL 4 PANEL |  | Not Known | VOORHEES PEDIATRICS |  |  | excluded | 01/01/1900 |  |  |  |  | NO | NO |  |  |  |  | PICKER INTERNATIONAL 10348068 Not Known |  |  | Active |  | 99:99:99:99:99:99 |  | Equipment | PAAR:00-PVAR | 11/02/2019 |  | COOPER AMBULATORY OFF-SITES |  |  | OFFICE NO NUMBER |  | MAUREEN OBRIEN
|  | PICKER INTERNATIONAL | PICKER INTERNATIONAL 4 PANEL |  |  | VOORHEES SURGERY CENTER-PULMONARY |  |  | excluded | 01/01/1900 |  |  |  |  | NO | NO |  |  |  |  | PICKER INTERNATIONAL 10348039 10348039 |  |  | Active |  | 99:99:99:99:99:99 |  | Equipment | PAAR:00-PVAR | 11/02/2019 |  | COOPER AMBULATORY OFF-SITES |  |  | NEAR BREAK RM |  | SUSAN PINE
|  | PICKER INTERNATIONAL | PICKER INTERNATIONAL VIEWBOX |  | Not Known | BUNKER HILL-SURGERY |  |  | excluded | 01/01/1900 |  |  |  |  | NO | NO |  |  |  |  | PICKER INTERNATIONAL 10366880 Not Known |  |  | Active |  | 99:99:99:99:99:99 |  | Equipment | PAAR:00-PVAR | 11/02/2019 |  | COOPER AMBULATORY OFF-SITES |  |  | EXAM 2 |  | ANNE MAIER
|  | PICKER INTERNATIONAL | PICKER INTERNATIONAL VIEWBOX |  | NOT KNOWN | VOORHEES SURGERY CENTER-RADIOLOGY |  |  |  | 01/01/1900 |  |  |  |  | NO | NO |  |  |  |  | PICKER INTERNATIONAL 10344999 NOT KNOWN |  |  | Disposition |  | 99:99:99:99:99:99 |  | Equipment | PAAR:00-PVAR | 11/02/2019 |  | COOPER AMBULATORY OFF-SITES |  |  | SUITE B ULTRASOUND A | WOT00000003010245 | PAT STIENES | Service Request | Closed | Charles Santomero | 06/26/2019 | 08/02/2019 | needs retired | Manager Cindy Alessandrini confirms that this device has been permanently disposed of as trash and needs to be retired. Will Disposition it. | EXP3579414 | Labor | 06/26/2019 | 06/26/2019 | Charles Santomero
|  | PICKER INTERNATIONAL | PICKER INTERNATIONAL VIEWBOX |  | NOT KNOWN | VOORHEES SURGERY CENTER-SURGERY DEPT |  |  |  | 01/01/1900 |  |  |  |  | NO | NO |  |  |  |  | PICKER INTERNATIONAL 10344836 NOT KNOWN |  |  | Disposition |  | 99:99:99:99:99:99 |  | Equipment | PAAR:00-PVAR | 11/02/2019 |  | COOPER AMBULATORY OFF-SITES |  |  | SUITE G PROC RM B | WOT00000001295017 | Theresa Megali | Disposition | Closed | Charles Santomero | 08/15/2018 | 08/28/2018 | Equipment Disposition | Removed from inventory | EXP1116838 | Labor | 08/15/2018 | 08/15/2018 | Charles Santomero
|  | PICKER INTERNATIONAL | PICKER INTERNATIONAL VIEWBOX |  | NOT KNOWN | VOORHEES SURGERY CENTER-SURGERY DEPT |  |  |  | 01/01/1900 |  |  |  |  | NO | NO |  |  |  |  | PICKER INTERNATIONAL 10344826 NOT KNOWN |  |  | Disposition |  | 99:99:99:99:99:99 |  | Equipment | PAAR:00-PVAR | 11/02/2019 |  | COOPER AMBULATORY OFF-SITES |  |  | SUITE G PROC RM C | WOT00000001294958 | Theresa Megali | Disposition | Closed | Charles Santomero | 08/15/2018 | 08/28/2018 | Equipment Disposition | Removed from inventory. | EXP1116783 | Labor | 08/15/2018 | 08/15/2018 | Charles Santomero
|  | PILLING WECK SURGICAL | PILLING WECK SURGICAL 52-1281 |  |  | 6017 MAIN ST-PLASTICS |  |  |  | 10/16/2019 |  |  |  |  | NO | NO |  |  |  |  | PILLING WECK SURGICAL 25117 523 |  |  | Disposition |  |  |  | Equipment | PAAR:00-PVAR | 10/16/2019 | 10/16/2019 | COOPER AMBULATORY OFF-SITES |  |  | PLASTICS |  | ANNE MAIER |  |  |  | 10/16/2019 | 10/16/2019 |  |  |  |  | 10/16/2019 | 10/16/2019
|  | PILLING WECK SURGICAL | PILLING WECK SURGICAL 52-1281 |  |  | VOORHEES SURGERY CENTER-SURGERY DEPT |  |  |  | 01/01/1900 |  |  |  |  | NO | NO |  |  |  |  | PILLING WECK SURGICAL 10344835 0014 |  |  | Active |  | 99:99:99:99:99:99 |  | Equipment | PAAR:00-PVAR | 11/02/2019 |  | COOPER AMBULATORY OFF-SITES |  |  | SUITE G CLEAN UTIL |  | Theresa Megali
|  | PILLING WECK SURGICAL | PILLING WECK SURGICAL 521317 |  | 0000-1905 | OR - KELEMEN 3 |  |  |  | 01/01/1900 |  |  |  |  | NO | NO |  |  |  |  | PILLING WECK SURGICAL 10346330 0000-1905 |  |  | Disposition |  | 99:99:99:99:99:99 |  | Equipment | PAAR:00-PVAR | 11/02/2019 |  | COOPER UNIVERSITY HOSPITAL |  |  | OR-KELLEMEN | WOT00000000503494 | DOMINIC VENDETTA | Disposition | Closed | Salvatore Bombara | 02/08/2018 | 05/13/2019 | Bulk Disposition CNL | unit has been retired | EXP2912793 | Labor | 05/13/2019 | 05/13/2019 | Salvatore Bombara
|  | PILLING WECK SURGICAL | PILLING WECK SURGICAL LIGHTSOURCE |  |  | 6017 MAIN ST-PLASTICS |  |  |  | 01/01/1900 |  |  |  |  | NO | NO |  |  |  |  | PILLING WECK SURGICAL 03949 0015 |  |  | Disposition |  |  |  | Equipment | PAAR:00-PVAR | 10/16/2019 |  | COOPER AMBULATORY OFF-SITES |  |  | PLASTICS |  | ANNE MAIER
|  | PLANAR SYSTEMS, INC. | PLANAR SYSTEMS, INC. VS17 |  | Not Known | OR - KELEMEN 3 |  |  |  | 01/01/1900 |  |  |  |  | NO | NO |  |  |  |  | PLANAR SYSTEMS, INC. 10369107 Not Known |  |  | Disposition |  | 99:99:99:99:99:99 |  | Accessory | PAAR:00-PVAR | 10/16/2019 |  | COOPER UNIVERSITY HOSPITAL |  |  | K7 |  | DOMINIC VENDETTA
|  | PLANMECA | PLANMECA PROLINE XC |  | XC428366 | RADIOLOGY DIAGNOSTICS |  |  |  | 06/22/2007 |  |  |  |  | NO | NO |  |  |  |  | PLANMECA 10368156 XC428366 |  |  | Disposition |  | 99:99:99:99:99:99 |  | Equipment | 1Y:00-MFG | 01/22/2019 | 01/01/2020 | COOPER UNIVERSITY HOSPITAL |  |  | ER/XRAY RM 1 |  | PAULETTE DUCKREY
|  | POWER INSTRUMENTS | POWER INSTRUMENTS 1891-AM |  |  | LAB CHEMISTRY |  |  | gone per gene | 01/01/2001 |  |  |  |  | NO | NO |  |  |  |  | POWER INSTRUMENTS 10364973 0820098 |  |  | Active |  | 99:99:99:99:99:99 |  | Test Equipment | 1Y:00-VEN | 03/22/2019 | 03/01/2020 | COOPER UNIVERSITY HOSPITAL |  |  | CHEMISTRY |  | Barbara Snyder
|  | POWERVAR, INC. | POWERVAR, INC. 54042-90R |  | 5004290R-1920001 | LABOR & DELIVERY |  |  | excluded | 10/31/2019 |  |  |  |  | NO | NO |  |  |  |  | POWERVAR, INC. 11207659 5004290R-1920001 |  |  | Active |  |  |  | Alarm | PAAR:00-PVAR | 10/31/2019 | 10/31/2019 | COOPER UNIVERSITY HOSPITAL |  |  | l&d | WOT00000002535876 | JOANNA HORST | Performance Verification | Closed | Gene Amodei | 10/31/2019 | 10/31/2019 | Performance Verification for POWERVAR, INC. 11207659 5004290R-1920001 | Initial Install of Performance Verification. Device is ready for patient use. |  |  | 10/31/2019 | 10/31/2019
|  | POWERVAR, INC. | POWERVAR, INC. 54110-59 |  | 5408094r-1440221 | LAB HEMATOLOGY |  |  | excluded | 01/01/1900 |  |  |  |  | NO | NO |  |  |  |  | POWERVAR, INC. 10369362 5408094r-1440221 |  |  | Active |  | 99:99:99:99:99:99 |  | Alarm | 1Y:00-MFG | 03/18/2019 | 03/01/2020 | COOPER UNIVERSITY HOSPITAL |  |  | HEMATOLOGY LAB |  | DALE MORRONE
|  | POWERVAR, INC. | POWERVAR, INC. 54110-59 |  | 5414491r-1420009 | LAB HEMATOLOGY |  |  | excluded | 01/01/1900 |  |  |  |  | NO | NO |  |  |  |  | POWERVAR, INC. 10369363 5414491r-1420009 |  |  | Active |  | 99:99:99:99:99:99 |  | Alarm | 1Y:00-MFG | 03/18/2019 | 03/01/2020 | COOPER UNIVERSITY HOSPITAL |  |  | HEMATOLOGY LAB |  | DALE MORRONE
|  | POWERVAR, INC. | POWERVAR, INC. 54110-59 |  | 5408094r-1430049 | LAB CHEMISTRY |  |  | excluded | 01/01/1900 |  |  |  |  | NO | NO |  |  |  |  | POWERVAR, INC. 10369357 5408094r-1430049 |  |  | Active |  | 99:99:99:99:99:99 |  | Alarm | 1Y:00-MFG | 03/18/2019 | 03/01/2020 | COOPER UNIVERSITY HOSPITAL |  |  | HEMATOLOGY |  | Barbara Snyder
|  | POWERVAR, INC. | POWERVAR, INC. 54110-59 |  | 5414450R-0820122 | LAB CHEMISTRY |  |  | excluded | 01/01/2001 |  |  |  |  | NO | NO |  |  |  |  | POWERVAR, INC. 10369352 5414450R-0820122 |  |  | Active |  | 99:99:99:99:99:99 |  | Alarm | 1Y:00-MFG | 03/18/2019 | 03/01/2020 | COOPER UNIVERSITY HOSPITAL |  |  | CHEMISTRY |  | Barbara Snyder
|  | POWERVAR, INC. | POWERVAR, INC. 54144-55R |  |  | LAB CHEMISTRY |  |  | excluded | 01/01/2001 |  |  |  |  | NO | NO |  |  |  |  | POWERVAR, INC. 10369355 0820101 |  |  | Active |  | 99:99:99:99:99:99 |  | Alarm | 1Y:00-MFG | 03/18/2019 | 03/01/2020 | COOPER UNIVERSITY HOSPITAL |  |  | CHEMISTRY |  | Barbara Snyder
|  | POWERVAR, INC. | POWERVAR, INC. ABC1600-11 |  |  | LAB HEMATOLOGY |  |  |  | 10/16/2019 |  |  |  |  | NO | NO |  |  |  |  | POWERVAR, INC. 16021 0820042 |  |  | Disposition |  |  |  | Equipment | PAAR:00-PVAR | 10/16/2019 | 10/16/2019 | COOPER UNIVERSITY HOSPITAL |  |  | BASEMENT |  | DALE MORRONE |  |  |  | 10/16/2019 | 10/16/2019 |  |  |  |  | 10/16/2019 | 10/16/2019
|  | POWERVAR, INC. | POWERVAR, INC. ABC1600-11 |  |  | LAB HEMATOLOGY |  |  |  | 05/15/2016 |  |  |  |  | NO | NO |  |  |  |  | POWERVAR, INC. 16023 0820041 |  |  | Disposition |  |  |  | Equipment | 1Y:00-MFG | 05/15/2016 | 05/15/2016 | COOPER UNIVERSITY HOSPITAL |  |  | BASEMENT |  | DALE MORRONE |  |  |  | 05/15/2016 | 05/15/2016 |  |  |  |  | 05/15/2016 | 05/15/2016
|  | POWERVAR, INC. | POWERVAR, INC. ABC830-11IEC |  |  | CARDIAC CATH LAB |  |  |  | 09/12/2012 |  |  |  |  | NO | NO |  |  |  |  | POWERVAR, INC. 10367880 1140048 |  |  | Disposition |  | 99:99:99:99:99:99 |  | Equipment | PAAR:00-PVAR | 11/02/2019 |  | COOPER UNIVERSITY HOSPITAL |  |  | EP1 |  | LINDA BEAN
|  | POWERVAR, INC. | POWERVAR, INC. ABCDEF6000-RD2EP |  |  | LAB CHEMISTRY |  |  | excluded | 03/04/2003 |  |  |  |  | NO | NO |  |  |  |  | POWERVAR, INC. 10360309 080604014 |  |  | Active |  | 99:99:99:99:99:99 |  | Non-medical | 1Y:00-MFG | 03/18/2019 | 03/01/2020 | COOPER UNIVERSITY HOSPITAL |  |  | CORE LAB |  | Barbara Snyder
|  | POWERVAR, INC. | POWERVAR, INC. ABCDEF6000-RD2EP |  |  | LAB CHEMISTRY |  |  | excluded | 03/04/2003 |  |  |  |  | NO | NO |  |  |  |  | POWERVAR, INC. 10360308 080103481 |  |  | Active |  | 99:99:99:99:99:99 |  | Non-medical | 1Y:00-MFG | 03/18/2019 | 03/01/2020 | COOPER UNIVERSITY HOSPITAL |  |  | CHEMISTRY LAB |  | Barbara Snyder
|  | POWERVAR, INC. | POWERVAR, INC. ABCE1100-11IEC |  |  | VOORHEES SURGERY CENTER-RADIATION/ONC |  |  |  | 10/16/2019 |  |  |  |  | NO | NO |  |  |  |  | POWERVAR, INC. 11919 0440136 |  |  | Disposition |  |  |  | Alarm | PAAR:00-PVAR | 10/16/2019 | 10/16/2019 | COOPER AMBULATORY OFF-SITES |  |  | suite B |  | COLLEEN TEGELER |  |  |  | 10/16/2019 | 10/16/2019 |  |  |  |  | 10/16/2019 | 10/16/2019
|  | POWERVAR, INC. | POWERVAR, INC. ABCE1100-11IEC |  | 5411023-0420016 | 3 COOPER-RADIOLOGY |  |  | excluded | 01/01/2006 |  |  |  |  | NO | NO |  |  |  |  | POWERVAR, INC. 10347634 5411023-0420016 |  |  | Active |  | 99:99:99:99:99:99 |  | Alarm | PAAR:00-PVAR | 11/02/2019 |  | COOPER AMBULATORY OFF-SITES |  |  | BETWEEN X RAY ROOMS |  | JUDY ADIRZONE
|  | POWERVAR, INC. | POWERVAR, INC. ABCE1140-11 |  | 54144-OR-091-0009 | LAB CHEMISTRY |  |  |  | 05/15/2016 |  |  |  |  | NO | NO |  |  |  |  | POWERVAR, INC. 17016 54144-OR-091-0009 |  |  | Disposition |  |  |  | Alarm | 3Y:00-BAT | 05/15/2016 | 05/15/2016 | COOPER UNIVERSITY HOSPITAL |  |  | CHEMISTRY |  | Barbara Snyder |  |  |  | 05/15/2016 | 05/15/2016 |  |  |  |  | 05/15/2016 | 05/15/2016
|  | POWERVAR, INC. | POWERVAR, INC. ABCE1140-11 |  | 5414455R | LAB HEMATOLOGY |  |  | excluded | 01/01/1900 |  |  |  |  | NO | NO |  |  |  |  | POWERVAR, INC. 10367676 5414455R |  |  | Active |  | 99:99:99:99:99:99 |  | Alarm | 3Y:00-BAT | 03/18/2019 | 03/01/2022 | COOPER UNIVERSITY HOSPITAL |  |  | Hamotology |  | DALE MORRONE
|  | POWERVAR, INC. | POWERVAR, INC. ABCE1140-11 |  | 5416465R | LAB HEMATOLOGY |  |  | excluded | 01/01/1900 |  |  |  |  | NO | NO |  |  |  |  | POWERVAR, INC. 10367677 5416465R |  |  | Active |  | 99:99:99:99:99:99 |  | Alarm | 3Y:00-BAT | 03/18/2019 | 03/01/2022 | COOPER UNIVERSITY HOSPITAL |  |  | HEMATOLOGY |  | DALE MORRONE
|  | POWERVAR, INC. | POWERVAR, INC. ABCE1140-11 |  | Not Known | KENNEDY CATH LAB |  |  | excluded | 01/01/1900 |  |  |  |  | NO | NO |  |  |  |  | POWERVAR, INC. 10367214 Not Known |  |  | Active |  | 99:99:99:99:99:99 |  | Alarm | PAAR:00-PVAR | 11/02/2019 |  | COOPER AMBULATORY OFF-SITES |  |  | KENNEDY HOSPITAL SEWELL NJ |  | Bonnie Aichroch
|  | POWERVAR, INC. | POWERVAR, INC. ABCE1440-11IEC |  |  | CARDIAC CATH LAB |  |  | excluded | 01/12/2011 |  |  |  |  | NO | NO |  |  |  |  | POWERVAR, INC. 10368379 1140052 |  |  | Active |  | 99:99:99:99:99:99 |  | Accessory | PAAR:00-PVAR | 11/02/2019 |  | COOPER UNIVERSITY HOSPITAL |  |  | CCL - EP2 | WOT00000002846678 | LINDA BEAN | Repair | Closed | Stephen Zubrzycki | 06/03/2019 | 06/03/2019 | high pitch buzzing sound | Analyzed unit. UPS needs batteries replaced. Replaced batteries and VPO Wouldn't allow me to attach (p/n: MUX-100) from Cooper stock | EXP3065832 | Labor | 06/03/2019 | 06/03/2019 | Stephen Zubrzycki
|  | POWERVAR, INC. | POWERVAR, INC. ABCE1440-11IEC |  | 5414423R-1120021 | CARDIAC CATH LAB |  |  | excluded | 01/12/2011 |  |  |  |  | NO | NO |  |  |  |  | POWERVAR, INC. 10367868 5414423R-1120021 |  |  | Active |  | 99:99:99:99:99:99 |  | Accessory | PAAR:00-PVAR | 11/02/2019 |  | COOPER UNIVERSITY HOSPITAL |  |  | CCL - Lab 2 Control Room |  | LINDA BEAN
|  | POWERVAR, INC. | POWERVAR, INC. ABCE1440-11IEC |  | 5414423R-1120029 | CARDIAC CATH LAB |  |  | excluded | 09/12/2012 |  |  |  |  | NO | NO |  |  |  |  | POWERVAR, INC. 10366695 5414423R-1120029 |  |  | Active |  | 99:99:99:99:99:99 |  | Accessory | PAAR:00-PVAR | 10/31/2019 |  | COOPER UNIVERSITY HOSPITAL |  |  | CCL - Lab 1 Control Room |  | LINDA BEAN
|  | POWERVAR, INC. | POWERVAR, INC. ABCE1440-11IEC |  | 5414423R-1120033 | CARDIAC CATH LAB |  |  | excluded | 09/20/2012 |  |  |  |  | NO | NO |  |  |  |  | POWERVAR, INC. 10347580 5414423R-1120033 |  |  | Active |  | 99:99:99:99:99:99 |  | Accessory | PAAR:00-PVAR | 11/02/2019 |  | COOPER UNIVERSITY HOSPITAL |  |  | CCL - Lab 4 Control Room |  | LINDA BEAN
|  | POWERVAR, INC. | POWERVAR, INC. ABCE1442-11MED |  | 50144-11DR | CARDIAC CATH LAB |  |  | excluded | 10/31/2019 |  |  |  |  | NO | NO |  |  |  |  | POWERVAR, INC. 11187603 50144-11DR |  |  | Active |  |  |  | Alarm | PAAR:00-PVAR | 10/31/2019 | 10/31/2019 | COOPER UNIVERSITY HOSPITAL |  |  | SD8 Control Room | WOT00000002886274 | LINDA BEAN | Repair | Closed | Stephen Zubrzycki | 10/31/2019 | 10/31/2019 | McKesson Station- Power went out, Patient on the table | Analyzed unit. Powervar UPS that McKesson plugs into was tripped due to button being accidently pushed in. Reset UPS and VPO of unit. Got dimensions of UPS shield. Called maintenance to have them make a shield. Had maintenance make a cover for the UPS. Installed cover. VPO | EXP3169090 | Labor | 10/31/2019 | 10/31/2019 | Stephen Zubrzycki
|  | POWERVAR, INC. | POWERVAR, INC. ABCE600-11IEC |  | 5406081R-1130048 | RADIOLOGY DIAGNOSTICS |  |  | excluded | 07/21/2011 |  |  |  |  | NO | NO |  |  |  |  | POWERVAR, INC. 10368160 5406081R-1130048 |  |  | Active |  | 99:99:99:99:99:99 |  | Non-medical | PAAR:00-PVAR | 11/02/2019 |  | COOPER UNIVERSITY HOSPITAL |  |  | ER/XRAY CONTROL | WOT00000000517130 | PAULETTE DUCKREY | Disposition | Closed | Charles Santomero | 02/08/2018 | 05/15/2019 | Bulk Disposition CNL
|  | POWERVAR, INC. | POWERVAR, INC. SECURITY PLUS (1600) |  |  | LAB CHEMISTRY |  |  |  | 10/07/2008 |  |  |  |  | NO | NO |  |  |  |  | POWERVAR, INC. 10360310 08020173 |  |  | Disposition |  | 99:99:99:99:99:99 |  | Alarm | 1Y:00-MFG | 03/27/2019 | 03/01/2020 | COOPER UNIVERSITY HOSPITAL |  |  | BASEMENT |  | Barbara Snyder
|  | POWERVAR, INC. | POWERVAR, INC. SECURITY PLUS ABCDEF5200-22 |  | 22052-51R | LAB CHEMISTRY |  |  |  | 12/10/2014 |  |  |  |  | NO | NO |  |  |  |  | POWERVAR, INC. 10369354 22052-51R |  |  | Disposition |  | 99:99:99:99:99:99 |  | Equipment | 1Y:00-MFG | 03/19/2019 | 03/01/2020 | COOPER UNIVERSITY HOSPITAL |  |  | CHEMISTRY |  | Barbara Snyder
|  | POWERWARE | POWERWARE PW5115-750 |  | G13162A0167 | LAB HEMATOLOGY |  |  |  | 05/15/2016 |  |  |  |  | NO | NO |  |  |  |  | POWERWARE 16022 G13162A0167 |  |  | Disposition |  |  |  | Alarm | 1Y:00-MFG | 05/15/2016 | 05/15/2016 | COOPER UNIVERSITY HOSPITAL |  |  | BASEMENT |  | DALE MORRONE |  |  |  | 05/15/2016 | 05/15/2016 |  |  |  |  | 05/15/2016 | 05/15/2016
|  | PRECISION MEDICAL, INC. | PRECISION MEDICAL, INC. EASY GO VAC PM65 |  |  | INTENSIVE CARE NURSERY |  |  | excluded | 10/31/2019 |  |  |  |  | NO | NO |  |  |  |  | PRECISION MEDICAL, INC. 30144409 004492 |  |  | Active |  | 99:99:99:99:99:99 |  | Equipment | PAAR:00-PVAR | 10/31/2019 | 10/31/2019 | COOPER UNIVERSITY HOSPITAL |  |  | bio |  | JOANNE FOX |  |  |  | 10/31/2019 | 10/31/2019 |  |  |  |  | 10/31/2019 | 10/31/2019
|  | PRECISION MEDICAL, INC. | PRECISION MEDICAL, INC. EASY GO VAC PM65 |  |  | CYBER KNIFE |  |  | excluded | 05/28/2008 |  |  |  |  | NO | NO |  |  |  |  | PRECISION MEDICAL, INC. 10345411 028834 |  |  | Active |  | 99:99:99:99:99:99 |  | Equipment | PAAR:00-PVAR | 11/02/2019 |  | COOPER AMBULATORY OFF-SITES |  |  | CONSULTATION ROOM |  | CINDY BAPTISTA
|  | PRECISION MEDICAL, INC. | PRECISION MEDICAL, INC. EASY GO VAC PM65HG |  |  | PSYCHIATRIC UNIT |  |  | excluded | 06/01/2011 |  |  |  |  | NO | NO |  |  |  |  | PRECISION MEDICAL, INC. 10369316 046900 |  |  | Active |  | 99:99:99:99:99:99 |  | Equipment | PAAR:00-PVAR | 10/31/2019 |  | COOPER UNIVERSITY HOSPITAL |  |  | 5 Kel Psychiatric consult room k555 |  | CATHERINE MELINIOTIS
|  | PRECISION MEDICAL, INC. | PRECISION MEDICAL, INC. EASY GO VAC PM65HG |  |  | SPD |  |  |  | 06/01/2011 |  |  |  |  | NO | NO |  |  |  |  | PRECISION MEDICAL, INC. 10368776 046690 |  |  | Disposition |  | 99:99:99:99:99:99 |  | Equipment | PAAR:00-PVAR | 10/16/2019 |  | COOPER UNIVERSITY HOSPITAL |  |  | PEDS ER |  | David Frye
|  | PRECISION MEDICAL, INC. | PRECISION MEDICAL, INC. EASY GO VAC PM65HG |  |  | SPD |  |  |  | 06/01/2011 |  |  |  |  | NO | NO |  |  |  |  | PRECISION MEDICAL, INC. 10368616 046692 |  |  | Disposition |  | 99:99:99:99:99:99 |  | Equipment | PAAR:00-PVAR | 10/16/2019 |  | COOPER UNIVERSITY HOSPITAL |  |  | TICU |  | David Frye
|  | PRECISION MEDICAL, INC. | PRECISION MEDICAL, INC. EASY GO VAC PM65HG |  |  | CENTRAL STERILE PROCESSING |  |  | excluded | 10/31/2019 |  |  |  |  | NO | NO |  |  |  |  | PRECISION MEDICAL, INC. 30225162 911887 |  |  | Active |  |  |  | Equipment | PAAR:00-PVAR | 10/31/2019 | 10/31/2019 | COOPER UNIVERSITY HOSPITAL |  |  | CSP - Clean Side | WOT00000002657668 | GINA GAROZZO | Performance Verification | Closed | Stephen Zubrzycki | 10/31/2019 | 10/31/2019 | Performance Verification for PRECISION MEDICAL, INC. 30225162 911887 | Initial Install of Performance Verification. Device is ready for patient use. |  |  | 10/31/2019 | 10/31/2019
|  | PRECISION MEDICAL, INC. | PRECISION MEDICAL, INC. EASY GO VAC PM65HG |  |  | COOPER PRIMARY CARE |  |  | excluded | 06/01/2011 |  |  |  |  | NO | NO |  |  |  |  | PRECISION MEDICAL, INC. 10356691 046710 |  |  | Active |  | 99:99:99:99:99:99 |  | Equipment | PAAR:00-PVAR | 10/31/2019 |  | COOPER AMBULATORY OFF-SITES |  |  | RUNNEMEDE |  | CINDY PATTEN
|  | PRECISION MEDICAL, INC. | PRECISION MEDICAL, INC. EASY GO VAC PM65HG |  |  | SPD |  |  |  | 06/01/2011 |  |  |  |  | NO | NO |  |  |  |  | PRECISION MEDICAL, INC. 10356473 046898 |  |  | Disposition |  |  |  | Equipment | PAAR:00-PVAR | 10/16/2019 |  | COOPER UNIVERSITY HOSPITAL |  |  | Biomed |  | David Frye
|  | PRECISION MEDICAL, INC. | PRECISION MEDICAL, INC. EASY GO VAC PM65HG |  |  | SPD |  |  | excluded | 06/01/2011 |  |  |  |  | NO | NO |  |  |  |  | PRECISION MEDICAL, INC. 10355002 046717 |  |  | Active |  | 99:99:99:99:99:99 |  | Equipment | PAAR:00-PVAR | 10/31/2019 |  | COOPER UNIVERSITY HOSPITAL |  |  | D5 - MIU |  | David Frye
|  | PRECISION MEDICAL, INC. | PRECISION MEDICAL, INC. EASY VAC |  |  | LABOR & DELIVERY |  |  | excluded | 10/31/2019 |  |  |  |  | NO | NO |  |  |  |  | PRECISION MEDICAL, INC. 30212649 10355111 |  |  | Active |  | 99:99:99:99:99:99 |  | Equipment | PAAR:00-PVAR | 10/31/2019 | 10/31/2019 | COOPER UNIVERSITY HOSPITAL |  |  | bio | 0012493553 | JOANNA HORST | Preventative Maintenance | Closed | Josh Harris | 10/31/2019 | 10/31/2019 | PERFORMANCE ASSURANCE AT INVENTORY | INVENTORIED DEVICE AND ENSURED DEVICE WAS FUNCTIONING PROPERLY. | A500CDEC-D77C-4A21-9B18-8A72E17445D4 | Labor | 10/31/2019 | 10/31/2019 | Gene Amodei
|  | PRECISION MEDICAL, INC. | PRECISION MEDICAL, INC. EASY VAC |  |  | VOORHEES SURGERY CENTER-HEM/ONC |  |  |  | 04/28/2011 |  |  |  |  | NO | NO |  |  |  |  | PRECISION MEDICAL, INC. 10344932 20070 |  |  | Disposition |  |  |  | Equipment | PAAR:00-PVAR | 11/02/2019 |  | COOPER AMBULATORY OFF-SITES |  |  | SUITE M INFUSION CTR |  | MEGAN MCCAFFERTY
|  | PRECISION MEDICAL, INC. | PRECISION MEDICAL, INC. PM3600D |  |  | 3 COOPER - SPEECH AND HEARING |  |  | excluded | 06/19/2015 |  |  |  |  | NO | NO |  |  |  |  | PRECISION MEDICAL, INC. 10355960 058472 |  |  | Active |  | 99:99:99:99:99:99 |  | Equipment | PAAR:00-PVAR | 10/31/2019 |  | COOPER AMBULATORY OFF-SITES |  |  | Suite 511 - 1st Room on L |  | JANET PORCELLIN
|  | PRECISION MEDICAL, INC. | PRECISION MEDICAL, INC. PM5300 |  | BL025335 | RESPIRATORY |  |  | excluded | 03/01/2019 |  |  |  |  | NO | NO |  |  |  |  | PRECISION MEDICAL, INC. 14220791 BL025335 |  |  | Active |  | 99:99:99:99:99:99 |  | High Risk | 1Y:00-MFG | 03/01/2019 | 03/01/2019 | COOPER UNIVERSITY HOSPITAL |  |  | NICU | WOT00000001420244 | KATHY LOFLAND | Performance Verification | Closed | Michael Youch | 03/01/2019 | 03/01/2019 | Performance Verification for PRECISION MEDICAL, INC. 14220791 BL025335 | Initial Install of Performance Verification. Device is ready for patient use. |  |  | 03/01/2019 | 03/01/2019
|  | PRECISION MEDICAL, INC. | PRECISION MEDICAL, INC. PM5300 |  | BL025333 | RESPIRATORY |  |  | excluded | 03/01/2019 |  |  |  |  | NO | NO |  |  |  |  | PRECISION MEDICAL, INC. 11208190 BL025333 |  |  | Active |  | 99:99:99:99:99:99 |  | High Risk | 1Y:00-MFG | 03/01/2019 | 03/01/2019 | COOPER UNIVERSITY HOSPITAL |  |  | NICU | WOT00000001420111 | KATHY LOFLAND | Performance Verification | Closed | Michael Youch | 03/01/2019 | 03/01/2019 | Performance Verification for PRECISION MEDICAL, INC. 11208190 BL025333 | Initial Install of Performance Verification. Device is ready for patient use. |  |  | 03/01/2019 | 03/01/2019
|  | PRECISION MEDICAL, INC. | PRECISION MEDICAL, INC. PM5300 |  | BL025334 | RESPIRATORY |  |  | excluded | 03/28/2019 |  |  |  |  | NO | NO |  |  |  |  | PRECISION MEDICAL, INC. 11208191 BL025334 |  |  | Active |  | 99:99:99:99:99:99 |  | High Risk | 1Y:00-MFG | 03/28/2019 | 03/28/2019 | COOPER UNIVERSITY HOSPITAL |  |  | NICUTrans | WOT00000001420211 | KATHY LOFLAND | Performance Verification | Closed | Michael Youch | 03/28/2019 | 03/28/2019 | Performance Verification for PRECISION MEDICAL, INC. 11208191 BL025334 | Initial Install of Performance Verification. Device is ready for patient use. |  |  | 03/28/2019 | 03/28/2019
|  | PRECISION MEDICAL, INC. | PRECISION MEDICAL, INC. PM5300 |  | BL025264 | RESPIRATORY |  |  | excluded | 03/28/2019 |  |  |  |  | NO | NO |  |  |  |  | PRECISION MEDICAL, INC. 11208184 BL025264 |  |  | Active |  | 99:99:99:99:99:99 |  | High Risk | 1Y:00-MFG | 03/28/2019 | 03/28/2019 | COOPER UNIVERSITY HOSPITAL |  |  | NICU/Trans | WOT00000001419311 | KATHY LOFLAND | Performance Verification | Closed | Michael Youch | 03/28/2019 | 03/28/2019 | Performance Verification for PRECISION MEDICAL, INC. 11208184 BL025264 | Initial Install of Performance Verification. Device is ready for patient use. |  |  | 03/28/2019 | 03/28/2019
|  | PRECISION MEDICAL, INC. | PRECISION MEDICAL, INC. PM5300 |  | BL025353 | RESPIRATORY |  |  | excluded | 03/28/2019 |  |  |  |  | NO | NO |  |  |  |  | PRECISION MEDICAL, INC. 11208185 BL025353 |  |  | Active |  | 99:99:99:99:99:99 |  | High Risk | 1Y:00-MFG | 03/28/2019 | 03/28/2019 | COOPER UNIVERSITY HOSPITAL |  |  | NICU/Trans | WOT00000001419827 | KATHY LOFLAND | Performance Verification | Closed | Michael Youch | 03/28/2019 | 03/28/2019 | Performance Verification for PRECISION MEDICAL, INC. 11208185 BL025353 | Initial Install of Performance Verification. Device is ready for patient use. |  |  | 03/28/2019 | 03/28/2019