|  | PRECISION MEDICAL, INC. | PRECISION MEDICAL, INC. PM5300 |  | BL025348 | RESPIRATORY |  |  | excluded | 03/28/2019 |  |  |  |  | NO | NO |  |  |  |  | PRECISION MEDICAL, INC. 11208188 BL025348 |  |  | Active |  | 99:99:99:99:99:99 |  | High Risk | 1Y:00-MFG | 03/28/2019 | 03/28/2019 | COOPER UNIVERSITY HOSPITAL |  |  | NICUTrans | WOT00000001420021 | KATHY LOFLAND | Performance Verification | Closed | Michael Youch | 03/28/2019 | 03/28/2019 | Performance Verification for PRECISION MEDICAL, INC. 11208188 BL025348 | Initial Install of Performance Verification. Device is ready for patient use. |  |  | 03/28/2019 | 03/28/2019
|  | PRECISION MEDICAL, INC. | PRECISION MEDICAL, INC. PM5300 |  | BL025351 | RESPIRATORY |  |  | excluded | 03/28/2019 |  |  |  |  | NO | NO |  |  |  |  | PRECISION MEDICAL, INC. 11208189 BL025351 |  |  | Active |  | 99:99:99:99:99:99 |  | High Risk | 1Y:00-MFG | 03/28/2019 | 03/28/2019 | COOPER UNIVERSITY HOSPITAL |  |  | NICU/Trans | WOT00000001420074 | KATHY LOFLAND | Performance Verification | Closed | Michael Youch | 03/28/2019 | 03/28/2019 | Performance Verification for PRECISION MEDICAL, INC. 11208189 BL025351 | Initial Install of Performance Verification. Device is ready for patient use. |  |  | 03/28/2019 | 03/28/2019
|  | PRECISION MEDICAL, INC. | PRECISION MEDICAL, INC. PM5300 |  | BL025349 | RESPIRATORY |  |  | excluded | 03/28/2019 |  |  |  |  | NO | NO |  |  |  |  | PRECISION MEDICAL, INC. 11208187 BL025349 |  |  | Active |  | 99:99:99:99:99:99 |  | High Risk | 1Y:00-MFG | 03/28/2019 | 03/28/2019 | COOPER UNIVERSITY HOSPITAL |  |  | NICU/Trans | WOT00000001419965 | KATHY LOFLAND | Performance Verification | Closed | Michael Youch | 03/28/2019 | 03/28/2019 | Performance Verification for PRECISION MEDICAL, INC. 11208187 BL025349 | Initial Install of Performance Verification. Device is ready for patient use. |  |  | 03/28/2019 | 03/28/2019
|  | PRECISION MEDICAL, INC. | PRECISION MEDICAL, INC. PM5300 |  | BL025350 | RESPIRATORY |  |  | excluded | 03/01/2019 |  |  |  |  | NO | NO |  |  |  |  | PRECISION MEDICAL, INC. 11208186 BL025350 |  |  | Active |  | 99:99:99:99:99:99 |  | High Risk | 1Y:00-MFG | 03/01/2019 | 03/01/2019 | COOPER UNIVERSITY HOSPITAL |  |  | NICU | WOT00000001419874 | KATHY LOFLAND | Performance Verification | Closed | Michael Youch | 03/01/2019 | 03/01/2019 | Performance Verification for PRECISION MEDICAL, INC. 11208186 BL025350 | Initial Install of Performance Verification. Device is ready for patient use. |  |  | 03/01/2019 | 03/01/2019
|  | PRECISION MEDICAL, INC. | PRECISION MEDICAL, INC. PM5300 |  | BL025263 | RESPIRATORY |  |  | excluded | 03/28/2019 |  |  |  |  | NO | NO |  |  |  |  | PRECISION MEDICAL, INC. 11208183 BL025263 |  |  | Active |  | 99:99:99:99:99:99 |  | High Risk | 1Y:00-MFG | 03/28/2019 | 03/28/2019 | COOPER UNIVERSITY HOSPITAL |  |  | NICU | WOT00000001419221 | KATHY LOFLAND | Performance Verification | Closed | Michael Youch | 03/28/2019 | 03/28/2019 | Performance Verification for PRECISION MEDICAL, INC. 11208183 BL025263 | Initial Install of Performance Verification. Device is ready for patient use. |  |  | 03/28/2019 | 03/28/2019
|  | PRECISION MEDICAL, INC. | PRECISION MEDICAL, INC. PM5300 |  | BL023798 | RESPIRATORY |  |  | excluded | 09/17/2018 |  |  |  |  | NO | NO |  |  |  |  | PRECISION MEDICAL, INC. 10725659 BL023798 |  |  | Active |  |  |  | High Risk | 1Y:00-MFG | 09/17/2019 | 03/01/2020 | COOPER UNIVERSITY HOSPITAL |  |  | NICU 17 | WOT00000003741600 | KATHY LOFLAND | Performance Verification | Completed | Michael Youch | 09/17/2019 | 09/17/2019 | Performance Verification for PRECISION MEDICAL, INC. 10725659 BL023798 | Initial Install of Performance Verification. Device is ready for patient use.
|  | PRECISION MEDICAL, INC. | PRECISION MEDICAL, INC. PM5300 |  | BL023839 | RESPIRATORY |  |  | excluded | 09/17/2018 |  |  |  |  | NO | NO |  |  |  |  | PRECISION MEDICAL, INC. 10725663 BL023839 |  |  | Active |  |  |  | High Risk | 1Y:00-MFG | 09/17/2019 | 03/01/2020 | COOPER UNIVERSITY HOSPITAL |  |  | NICU 15 | WOT00000003741712 | KATHY LOFLAND | Performance Verification | Completed | Michael Youch | 09/17/2019 | 09/17/2019 | Performance Verification for PRECISION MEDICAL, INC. 10725663 BL023839 | Initial Install of Performance Verification. Device is ready for patient use.
|  | PRECISION MEDICAL, INC. | PRECISION MEDICAL, INC. PM5300 |  | BL021872 | RESPIRATORY |  |  | excluded | 11/17/2018 |  |  |  |  | NO | NO |  |  |  |  | PRECISION MEDICAL, INC. 10725654 BL021872 |  |  | Active |  |  |  | High Risk | 1Y:00-MFG | 11/01/2019 | 11/01/2020 | COOPER UNIVERSITY HOSPITAL |  |  | NICU 24 | WOT00000003741397 | KATHY LOFLAND | Performance Verification | Completed | Michael Youch | 09/17/2019 | 09/17/2019 | Performance Verification for PRECISION MEDICAL, INC. 10725654 BL021872 | Initial Install of Performance Verification. Device is ready for patient use.
|  | PRECISION MEDICAL, INC. | PRECISION MEDICAL, INC. POWER VAC+ PM63 |  |  | SPD |  |  |  | 12/09/2015 |  |  |  |  | NO | NO |  |  |  |  | PRECISION MEDICAL, INC. 10349601 046683 |  |  | Disposition |  |  |  | Equipment | PAAR:00-PVAR | 10/16/2019 |  | COOPER UNIVERSITY HOSPITAL |  |  | NICU |  | David Frye
|  | PRECISION SCIENTIFIC INC. | PRECISION SCIENTIFIC INC. 66632 |  | 11AK-5 | LAB MICROBIOLOGY |  |  | excluded | 01/01/1900 |  |  |  |  | NO | NO |  |  |  |  | PRECISION SCIENTIFIC INC. 10367943 11AK-5 |  |  | Active |  | 99:99:99:99:99:99 |  | Equipment | 1Y:00-MFG | 01/05/2019 | 01/01/2020 | COOPER UNIVERSITY HOSPITAL |  |  | 1ST |  | COURTNEY BARRY
|  | PREMIERE | PREMIERE SLIDE WARMER (XH-2002) |  | C&AU070033 | MARLTON-DERMATOLOGY |  |  |  | 10/31/2019 |  |  |  |  | NO | NO |  |  |  |  | PREMIERE 1187509 C&AU070033 |  |  | Active |  | 99:99:99:99:99:99 |  | Equipment | PAAR:00-PVAR | 10/31/2019 | 10/31/2019 | COOPER AMBULATORY OFF-SITES |  |  | 10,000 Sagemore Dr. - Lab | WOT00000001429416 | MICHELE CANALE | Performance Verification | Closed | Stephen Zubrzycki | 10/31/2019 | 10/31/2019 | CEID Record Completion for PREMIERE 1187509 C&AU070033 | Inventoried unit and travel time | EXP1364016 | Labor | 10/31/2019 | 10/31/2019 | Stephen Zubrzycki
|  | PROBASICS | PROBASICS 9400 |  | 0916JM001015 | CINNAMINSON URGENT CARE |  |  |  | 05/19/2017 |  |  |  |  | NO | NO |  |  |  |  | PROBASICS 10732056 0916JM001015 |  |  | Active |  | 99:99:99:99:99:99 |  | Equipment | PAAR:00-PVAR | 10/31/2019 |  | COOPER AMBULATORY OFF-SITES |  |  |  | 0012410641 | MELISSA PORTOBANCO | Performance Verification | Closed | Josh Harris | 11/17/2017 | 11/17/2017 | INCOMING INVENTORY | DEVICE INVENTORIED | EB698A76-284A-4382-9BED-7BE6E3A7B507 | Labor | 11/17/2017 | 11/17/2017 | Josh Harris
|  | PROBASICS | PROBASICS 9400 |  | 0516JM000461 | CINNAMINSON URGENT CARE |  |  |  | 05/12/2017 |  |  |  |  | NO | NO |  |  |  |  | PROBASICS 10732049 0516JM000461 |  |  | Active |  | 99:99:99:99:99:99 |  | Equipment | PAAR:00-PVAR | 10/31/2019 |  | COOPER AMBULATORY OFF-SITES |  |  |  | 0011656766 | MELISSA PORTOBANCO | Preventative Maintenance | Closed | Bonnie Aichroth | 05/23/2017 | 05/23/2017 | PERFORMANCE ASSURANCE AT INVENTORY | INVENTORIED DEVICE AND ENSURED DEVICE WAS FUNCTIONING PROPERLY. | 764AE41E-8594-4FF6-896A-94153F72BAF6 | Labor | 05/12/2017 | 05/12/2017 | Kirk Lis
|  | PROBASICS | PROBASICS 9400 |  |  | MULTI SPECIALTY CARE AT MARLTON |  |  |  | 04/10/2018 |  |  |  |  | NO | NO |  |  |  |  | PROBASICS 10725175 0815067070879 |  |  | Active |  | 99:99:99:99:99:99 |  | Equipment | PAAR:00-PVAR | 10/31/2019 |  | COOPER AMBULATORY OFF-SITES |  |  | RT 73 SOUTH MARLTON | WOT00000000655766 | SUSAN MAKO | Service Request | Closed | Kirk Lis | 03/14/2018 | 05/18/2018 | Wheelchair - new, needs tagged | INVENTORIED NEW EQUIPMENT | EXP0364847 | Labor | 04/10/2018 | 04/10/2018 | Kirk Lis
|  | PROBASICS | PROBASICS 9500 |  | AS1711000013 | 1101 KINGS HIGHWAY |  |  |  | 03/14/2018 |  |  |  |  | NO | NO |  |  |  |  | PROBASICS 10732226 AS1711000013 |  |  | Active |  | 99:99:99:99:99:99 |  | Equipment | PAAR:00-PVAR | 10/31/2019 |  | COOPER AMBULATORY OFF-SITES |  |  | 1103 KINGS HWY INTERNAL MEDICINE | WOT00000000656958 | STEVE LOWE | Performance Verification | Closed | Kirk Lis | 03/14/2018 | 06/05/2019 | Performance Verification for PROBASICS 10732226 AS1711000013 | Initial Install of Performance Verification. Device is ready for patient use.
|  | PROBASICS | PROBASICS 9500 |  |  | PATIENT TRANSPORT |  |  |  | 01/01/1900 |  |  |  |  | NO | NO |  |  |  |  | PROBASICS 10366719 0018415 |  |  | Disposition |  |  |  | Equipment | PAAR:00-PVAR | 11/02/2019 |  | COOPER UNIVERSITY HOSPITAL |  |  | ER - TRANSPORT | WOT00000000536895 | Bonnie Aichroch | Disposition | Closed | Josh Harris | 02/09/2018 | 03/23/2018 | Bulk Disposition CNL | Notification sent to technician and manager that this CEID has been marked as Could Not Locate (CNL). Could not locate through out 15 months. Retiring Unit. | EXP0199164 | Labor | 03/07/2018 | 03/07/2018 | Josh Harris
|  | PROBASICS | PROBASICS SA950 |  |  | COOPER DIGESTIVE HEALTH-ENDOSCOPY |  |  |  | 01/01/1900 |  |  |  |  | NO | NO |  |  |  |  | PROBASICS 10347083 07090483 |  |  | Active |  | 99:99:99:99:99:99 |  | Alarm | PAAR:00-PVAR | 11/02/2019 |  | COOPER AMBULATORY OFF-SITES |  |  | Suite 102 - Procedure Side |  | JEANNE GREER
|  | PROBASICS | PROBASICS SA950 |  |  | COOPER DIGESTIVE HEALTH-ENDOSCOPY |  |  |  | 01/01/1900 |  |  |  |  | NO | NO |  |  |  |  | PROBASICS 10347084 05050095 |  |  | Active |  | 99:99:99:99:99:99 |  | Alarm | PAAR:00-PVAR | 11/02/2019 |  | COOPER AMBULATORY OFF-SITES |  |  | Suite 102 - Procedure Side |  | JEANNE GREER
|  | PROMETHEUS GROUP | PROMETHEUS GROUP PATHWAY CTS 2000 |  |  | VOORHEES UROGYNECOLOGY |  |  |  | 01/01/2005 |  |  |  |  | NO | NO |  |  |  |  | PROMETHEUS GROUP 10348034 01110056 |  |  | Disposition |  |  |  | Equipment | 1Y:00-MFG | 04/13/2016 | 04/01/2020 | COOPER AMBULATORY OFF-SITES |  |  | BACK OFFICE |  | Sheronda Coppage-Belt
|  | PRONK TECHNOLOGIES INC. | PRONK TECHNOLOGIES INC. OX-SIM |  | OX8174 | BIOMEDICAL |  |  |  | 01/30/2019 |  |  |  |  | NO | NO |  |  |  |  | PRONK TECHNOLOGIES INC. 11654 OX8174 |  |  | Active |  | 99:99:99:99:99:99 |  | Test Equipment | 1Y:00-VEN | 01/30/2019 | 01/30/2019 | COOPER UNIVERSITY HOSPITAL |  |  |  | 0012668048 | Bonnie Aichroch | Preventative Maintenance | Closed | Josh Harris | 01/30/2019 | 01/30/2019 | PERFORMANCE ASSURANCE AT INVENTORY | INVENTORIED DEVICE AND ENSURED DEVICE WAS FUNCTIONING PROPERLY. | 46A18DBF-EF1E-4EBA-B5AD-6C64FE0D9407 | Labor | 01/30/2019 | 01/30/2019 | Josh Harris
|  | PRONK TECHNOLOGIES INC. | PRONK TECHNOLOGIES INC. OX-SIM |  | OX7237 | BIOMEDICAL |  |  |  | 01/30/2019 |  |  |  |  | NO | NO |  |  |  |  | PRONK TECHNOLOGIES INC. 491010 OX7237 |  |  | Active |  | 99:99:99:99:99:99 |  | Test Equipment | 1Y:00-VEN | 01/30/2019 | 01/30/2019 | COOPER UNIVERSITY HOSPITAL |  |  |  |  | Bonnie Aichroch |  |  |  | 01/30/2019 | 01/30/2019 |  |  |  |  | 01/30/2019 | 01/30/2019
|  | PRONK TECHNOLOGIES INC. | PRONK TECHNOLOGIES INC. OX-SIM |  | 0x3552 | BIOMEDICAL |  |  |  | 01/30/2019 |  |  |  |  | NO | NO |  |  |  |  | PRONK TECHNOLOGIES INC. 468518 0x3552 |  |  | Active |  | 99:99:99:99:99:99 |  | Test Equipment | 1Y:00-VEN | 01/30/2019 | 01/30/2019 | COOPER UNIVERSITY HOSPITAL |  |  |  |  | Bonnie Aichroch |  |  |  | 01/30/2019 | 01/30/2019 |  |  |  |  | 01/30/2019 | 01/30/2019
|  | PRONK TECHNOLOGIES INC. | PRONK TECHNOLOGIES INC. SIM SLIM |  | 3795-SL8 | BIOMEDICAL |  |  |  | 01/30/2019 |  |  |  |  | NO | NO |  |  |  |  | PRONK TECHNOLOGIES INC. 491007 3795-SL8 |  |  | Active |  | 99:99:99:99:99:99 |  | Test Equipment | 1Y:00-VEN | 01/30/2019 | 01/30/2019 | COOPER UNIVERSITY HOSPITAL |  |  | Mike | 0011047738 | Bonnie Aichroch | Performance Verification | Closed | Bonnie Aichroth | 01/30/2019 | 01/30/2019 | INCOMING INVENTORY | DEVICE INVENTORIED | 3942BA86-C519-497A-BDC3-84F43C61FC8E | Labor | 01/30/2019 | 01/30/2019 | Bonnie Aichroth
|  | PRONK TECHNOLOGIES INC. | PRONK TECHNOLOGIES INC. SIM SLIM |  | 3794-SL8 | BIOMEDICAL |  |  |  | 01/30/2019 |  |  |  |  | NO | NO |  |  |  |  | PRONK TECHNOLOGIES INC. 491009 3794-SL8 |  |  | Active |  | 99:99:99:99:99:99 |  | Test Equipment | 1Y:00-VEN | 01/30/2019 | 01/30/2019 | COOPER UNIVERSITY HOSPITAL |  |  |  |  | Bonnie Aichroch |  |  |  | 01/30/2019 | 01/30/2019 |  |  |  |  | 01/30/2019 | 01/30/2019
|  | PRONK TECHNOLOGIES INC. | PRONK TECHNOLOGIES INC. SIM SLIM |  |  | BIOMEDICAL |  |  |  | 04/23/2018 |  |  |  |  | NO | NO |  |  |  |  | PRONK TECHNOLOGIES INC. 491006 3796 |  |  | Disposition |  |  |  | Test Equipment | 1Y:00-VEN | 04/23/2018 | 04/23/2018 | COOPER UNIVERSITY HOSPITAL |  |  |  | 0012314570 | Bonnie Aichroch | Preventative Maintenance | Closed | Michael Youch | 04/23/2018 | 04/23/2018 | PERFORMANCE ASSURANCE AT INVENTORY | INVENTORIED DEVICE AND ENSURED DEVICE WAS FUNCTIONING PROPERLY. | D72C13AC-A5F3-4849-B090-AB8945556BDC | Labor | 04/23/2018 | 04/23/2018 | Michael Youch
|  | PRONK TECHNOLOGIES INC. | PRONK TECHNOLOGIES INC. SIMCUBE SC-5 |  |  | BIOMEDICAL |  |  |  | 02/04/2019 |  |  |  |  | NO | NO |  |  |  |  | PRONK TECHNOLOGIES INC. 647441 3971 |  |  | Active |  |  |  | Test Equipment | 1Y:00-VEN | 02/04/2019 | 02/04/2019 | COOPER UNIVERSITY HOSPITAL |  |  | Biomed closet |  | Bonnie Aichroch |  |  |  | 02/04/2019 | 02/04/2019 |  |  |  |  | 02/04/2019 | 02/04/2019
|  | PRONK TECHNOLOGIES INC. | PRONK TECHNOLOGIES INC. SIMCUBE SC-5 |  | SIMCUBE-3973 | BIOMEDICAL |  |  |  | 01/30/2019 |  |  |  |  | NO | NO |  |  |  |  | PRONK TECHNOLOGIES INC. 647440 SIMCUBE-3973 |  |  | Active |  | 99:99:99:99:99:99 |  | Test Equipment | 1Y:00-VEN | 01/30/2019 | 01/30/2019 | COOPER UNIVERSITY HOSPITAL |  |  |  |  | Bonnie Aichroch |  |  |  | 01/30/2019 | 01/30/2019 |  |  |  |  | 01/30/2019 | 01/30/2019
|  | PRONK TECHNOLOGIES INC. | PRONK TECHNOLOGIES INC. YELLOW JACKET |  | SL8-1389 | BIOMEDICAL |  |  |  | 01/30/2019 |  |  |  |  | NO | NO |  |  |  |  | PRONK TECHNOLOGIES INC. 468520 SL8-1389 |  |  | Active |  | 99:99:99:99:99:99 |  | Test Equipment | 1Y:00-VEN | 01/30/2019 | 01/30/2019 | COOPER UNIVERSITY HOSPITAL |  |  |  | 0012367351 | Bonnie Aichroch | Performance Verification | Closed | Michael Youch | 01/30/2019 | 01/30/2019 | INCOMING INVENTORY | DEVICE INVENTORIED | 87F7D2A2-37F1-43D5-A6FA-0144EBE6382F | Labor | 01/30/2019 | 01/30/2019 | Bonnie Aichroth
|  | PROPPER MANUFACTURING CO., INC. | PROPPER MANUFACTURING CO., INC. EN10-S |  |  | MOORESTOWN-CLEFT PALATE |  |  |  | 01/01/2001 |  |  |  |  | NO | NO |  |  |  |  | PROPPER MANUFACTURING CO., INC. 10366161 13206 |  |  | Active |  | 99:99:99:99:99:99 |  | Equipment | PAAR:00-PVAR | 11/02/2019 |  | COOPER AMBULATORY OFF-SITES |  |  | EXAM 2 |  | MARILYN COHEN
|  | PROPPER MANUFACTURING CO., INC. | PROPPER MANUFACTURING CO., INC. SUPERLUME |  | Not Known | BRACHFIELD MEDICAL ASSOCIATES-MEDICINE |  |  |  | 01/01/1900 |  |  |  |  | NO | NO |  |  |  |  | PROPPER MANUFACTURING CO., INC. 10367069 Not Known |  |  | Disposition |  | 99:99:99:99:99:99 |  | Equipment | PAAR:00-PVAR | 11/02/2019 |  | COOPER AMBULATORY OFF-SITES |  |  | C101 | WOT00000002376251 | CATHY CRAWFORD | Repair | Closed | Kirk Lis | 03/14/2019 | 09/04/2019 | otoscope- light is not coming on | ANALYZED UNIT. TRACED PROBLEM TO BAD BULB. RESEARCHED STOCK. NEED TO ORDER PART RESEARCHED BULB AVAILABILITY. SENT E-MAIL TO BBC LIGHTING FOR POSSIBLE REPLACEMENT WENT TO SITE . WRONG BULB WAS SENT. INFORMED STAFF UNIT STILL DOWN. CONTACTED BBC AND OEM TO RESEARCHED REPLACEMENT LAMP ISSUE. BBC VENDOR (PATTY CASEICA) INVESTIGATING PROBLEM. CONTACTED BBC LIGHTING FOR PARTS ORDER UPDATE. BULB IS EXPECTED BY MAY 17 CONFERRED WITH BBC LIGHTING. PATTY SENT BULB TO HOSPITAL THROUGH US MAIL. SHE WILL SEND ANOTHER BULB ASAP VIA FED EX CHECKED BULB FOR CORRECT SIZE. NOTIFIED BBC LIGHTING THAT BULB WAS THE RIGHT ONE . THEY ARE SENDING BULBS NO CHARGE BECAUSE OF THE LENGTH OF TIME TO OBTAIN CORRECT BULB. CONFERRED WITH BULBTRONICS SALES REP. PATTY CASEICA. WAS INFORMED BULB IS NO LONGER AVAILABLE. NEED TO INFORM SITE MANAGER TO ORDER NEW OTO/ OPTHAMOSCOPE BECAUSE PARTS NOT AVAILABLE. WAS NOTIFIED BY VENDOR THAT BULBS FOR ARE NO LONGER AVAILABLE FOR UNIT. UNIT WILL BE TAKEN OUT OF SERVICE. WILL NOTIFY MANAGER OF PARTS PROBLEM. Dispositioned from Work Order Task WOT00000003660171 CEID: 10367069 | EXP2536289 | Labor | 03/21/2019 | 03/21/2019 | Kirk Lis
|  | PROPPER MANUFACTURING CO., INC. | PROPPER MANUFACTURING CO., INC. SUPERLUME |  | Not Known | BRACHFIELD MEDICAL ASSOCIATES-MEDICINE |  |  |  | 01/01/1900 |  |  |  |  | NO | NO |  |  |  |  | PROPPER MANUFACTURING CO., INC. 10367065 Not Known |  |  | Active |  | 99:99:99:99:99:99 |  | Equipment | PAAR:00-PVAR | 11/01/2019 |  | COOPER AMBULATORY OFF-SITES |  |  | C104 |  | CATHY CRAWFORD
|  | PROPPER MANUFACTURING CO., INC. | PROPPER MANUFACTURING CO., INC. SUPERLUME |  | Not Known | BRACHFIELD MEDICAL ASSOCIATES-MEDICINE |  |  |  | 01/01/1900 |  |  |  |  | NO | NO |  |  |  |  | PROPPER MANUFACTURING CO., INC. 10367066 Not Known |  |  | Active |  | 99:99:99:99:99:99 |  | Equipment | PAAR:00-PVAR | 11/02/2019 |  | COOPER AMBULATORY OFF-SITES |  |  | C103 |  | CATHY CRAWFORD
|  | PROPPER MANUFACTURING CO., INC. | PROPPER MANUFACTURING CO., INC. SUPERLUME |  | Not Known | BRACHFIELD MEDICAL ASSOCIATES-MEDICINE |  |  |  | 01/01/1900 |  |  |  |  | NO | NO |  |  |  |  | PROPPER MANUFACTURING CO., INC. 10367063 Not Known |  |  | Active |  | 99:99:99:99:99:99 |  | Equipment | PAAR:00-PVAR | 11/02/2019 |  | COOPER AMBULATORY OFF-SITES |  |  | Cardio - C105 |  | CATHY CRAWFORD
|  | PROPPER MANUFACTURING CO., INC. | PROPPER MANUFACTURING CO., INC. SUPERLUME |  | Not Known | BRACHFIELD MEDICAL ASSOCIATES-MEDICINE |  |  |  | 01/01/1900 |  |  |  |  | NO | NO |  |  |  |  | PROPPER MANUFACTURING CO., INC. 10367010 Not Known |  |  | Active |  | 99:99:99:99:99:99 |  | Equipment | PAAR:00-PVAR | 11/02/2019 |  | COOPER AMBULATORY OFF-SITES |  |  | B105 |  | CATHY CRAWFORD
|  | PROPPER MANUFACTURING CO., INC. | PROPPER MANUFACTURING CO., INC. SUPERLUME |  | Not Known | BRACHFIELD MEDICAL ASSOCIATES-MEDICINE |  |  |  | 01/01/1900 |  |  |  |  | NO | NO |  |  |  |  | PROPPER MANUFACTURING CO., INC. 10367005 Not Known |  |  | Disposition |  |  |  | Equipment | PAAR:00-PVAR | 11/02/2019 |  | COOPER AMBULATORY OFF-SITES |  |  | DISPOSITION |  | CATHY CRAWFORD
|  | PROTOCOL SYSTEMS, INC. | PROTOCOL SYSTEMS, INC. 202 EL |  | DA003338 | MED/SURG 6 PAVILION |  |  |  | 05/24/1996 |  |  |  |  | NO | NO |  |  |  |  | PROTOCOL SYSTEMS, INC. 00468 DA003338 |  |  | Disposition |  |  |  | Alarm | 1Y:00-MFG | 05/12/2016 | 02/01/2020 | COOPER UNIVERSITY HOSPITAL |  |  | 6 PAVILION |  | BRIAN OSHAUGHNESSY
|  | PROTOCOL SYSTEMS, INC. | PROTOCOL SYSTEMS, INC. ENCORE |  | DA003314 | 3 COOPER-CARDIAC DIAGNOSTIC CENTER |  |  |  | 01/01/1900 |  |  |  |  | NO | NO |  |  |  |  | PROTOCOL SYSTEMS, INC. 10346861 DA003314 |  |  | Active |  | 99:99:99:99:99:99 |  | Alarm | 1Y:00-MFG | 11/01/2019 | 11/01/2020 | COOPER AMBULATORY OFF-SITES |  |  | Suite 318 - Ultrasound Room |  | CARLA TRUELL
|  | PROTOCOL SYSTEMS, INC. | PROTOCOL SYSTEMS, INC. ENCORE 206/EL |  | DA001912 | VOORHEES CARDIOLOGY |  |  |  | 01/01/1900 |  |  |  |  | NO | NO |  |  |  |  | PROTOCOL SYSTEMS, INC. 10480231 DA001912 |  |  | Active |  | 99:99:99:99:99:99 |  | Alarm | 1Y:00-MFG | 02/15/2019 | 02/01/2020 | COOPER AMBULATORY OFF-SITES |  |  | ROOM 1073 CLEAN SUPPLY |  | KATHY COMO
|  | PROTOCOL SYSTEMS, INC. | PROTOCOL SYSTEMS, INC. PROPAQ 106EL |  | MD04372 | SHORT PROCEDURE UNIT |  |  |  | 03/08/1995 |  |  |  |  | NO | NO |  |  |  |  | PROTOCOL SYSTEMS, INC. 10367446 MD04372 |  |  | Disposition |  |  |  | Alarm | 1Y:00-MFG | 06/20/2018 | 06/01/2020 | COOPER UNIVERSITY HOSPITAL |  |  | SPU/5N |  | Lisa Geoghegan
|  | PROTOCOL SYSTEMS, INC. | PROTOCOL SYSTEMS, INC. PROPAQ 106EL |  | AE02822 | ANESTHESIOLOGY |  |  |  | 03/08/1995 |  |  |  |  | NO | NO |  |  |  |  | PROTOCOL SYSTEMS, INC. 01108 AE02822 |  |  | Disposition |  |  |  | Alarm | 1Y:00-MFG | 09/16/2015 | 10/01/2020 | COOPER UNIVERSITY HOSPITAL |  |  | 3rd |  | GIACINTA ROUPAS
|  | PROTOCOL SYSTEMS, INC. | PROTOCOL SYSTEMS, INC. PROPAQ ENCORE |  | DA001910 | KELEMEN 8 PCU |  |  |  | 01/01/1996 |  |  |  |  | NO | NO |  |  |  |  | PROTOCOL SYSTEMS, INC. 10345238 DA001910 |  |  | Disposition |  |  |  | Alarm | 1Y:00-MFG | 01/12/2017 | 01/01/2020 | COOPER UNIVERSITY HOSPITAL |  |  | PCU |  | BYRON WELLS
|  | PROTOCOL SYSTEMS, INC. | PROTOCOL SYSTEMS, INC. PROPAQ ENCORE |  | DA008342 | KELEMEN 8 PCU |  |  |  | 08/17/1997 |  |  |  |  | NO | NO |  |  |  |  | PROTOCOL SYSTEMS, INC. 10345235 DA008342 |  |  | Disposition |  |  |  | Alarm | 1Y:00-MFG | 01/12/2017 | 01/01/2020 | COOPER UNIVERSITY HOSPITAL |  |  | PCU/8N MONITOR RM |  | BYRON WELLS
|  | PROTOCOL SYSTEMS, INC. | PROTOCOL SYSTEMS, INC. PROPAQ ENCORE 202 |  | DA003369 | PEDIATRICS SOUTH 7 |  |  |  | 08/28/2018 |  |  |  |  | NO | NO |  |  |  |  | PROTOCOL SYSTEMS, INC. 30143392 DA003369 |  |  | Disposition |  | 00:00:00:00:00:00 |  | Alarm | 1Y:00-MFG | 08/28/2018 | 08/28/2018 | COOPER UNIVERSITY HOSPITAL |  |  | PEDS PROCEDURE ROOM |  | JOANNE FOX |  |  |  | 08/28/2018 | 08/28/2018 |  |  |  |  | 08/28/2018 | 08/28/2018
|  | PROTOCOL SYSTEMS, INC. | PROTOCOL SYSTEMS, INC. PROPAQ ENCORE 204EL |  | AE01174 | CARDIAC CATH LAB |  |  |  | 09/01/1994 |  |  |  |  | NO | NO |  |  |  |  | PROTOCOL SYSTEMS, INC. 10367804 AE01174 |  |  | Disposition |  |  |  | Alarm | 1Y:00-MFG | 05/25/2017 | 05/01/2020 | COOPER UNIVERSITY HOSPITAL |  |  | CCL - HOLDING |  | LINDA BEAN
|  | PROTOCOL SYSTEMS, INC. | PROTOCOL SYSTEMS, INC. PROPAQ ENCORE 204EL |  | DA011967 | INTENSIVE CARE NURSERY |  |  |  | 11/10/2015 |  |  |  |  | NO | NO |  |  |  |  | PROTOCOL SYSTEMS, INC. 30143516 DA011967 |  |  | Disposition |  |  |  | Alarm | 1Y:00-MFG | 11/10/2015 | 11/10/2015 | COOPER UNIVERSITY HOSPITAL |  |  | 5TH FLOOR DORRANCE |  | JOANNE FOX |  |  |  | 11/10/2015 | 11/10/2015 |  |  |  |  | 11/10/2015 | 11/10/2015
|  | PURITAN BENNETT | PURITAN BENNETT 3 LITER CALIBRATION SYRINGE |  | P-063443-AW | FAMILY MEDICAL SEWELL |  |  |  | 01/01/1900 |  |  |  |  | NO | NO |  |  |  |  | PURITAN BENNETT 10366810 P-063443-AW |  |  | Disposition |  |  |  | Equipment | PAAR:00-PVAR | 11/02/2019 |  | COOPER AMBULATORY OFF-SITES |  |  | DISPOSITION |  | MARIANNE SHIEPAN
|  | PURITAN BENNETT | PURITAN BENNETT PB700 |  | G030700822 | HADDON HEIGHTS-FAMILY MEDICINE |  |  |  | 05/13/2016 |  |  |  |  | NO | NO |  |  |  |  | PURITAN BENNETT 15940 G030700822 |  |  | Disposition |  |  |  | Equipment | 1Y:00-MFG | 05/13/2016 | 05/13/2016 | COOPER AMBULATORY OFF-SITES |  |  |  |  | KELLIE STOUT |  |  |  | 05/13/2016 | 05/13/2016 |  |  |  |  | 05/13/2016 | 05/13/2016
|  | PURITAN BENNETT | PURITAN BENNETT PB700 |  | GG030700906 | HADDON HEIGHTS-FAMILY MEDICINE |  |  |  | 09/26/2019 |  |  |  |  | NO | NO |  |  |  |  | PURITAN BENNETT 30149599 GG030700906 |  |  | Disposition |  | 99:99:99:99:99:99 |  | Equipment | 1Y:00-MFG | 09/26/2019 | 09/26/2019 | COOPER AMBULATORY OFF-SITES |  |  | STORAGE BIOMED |  | KELLIE STOUT |  |  |  | 09/26/2019 | 09/26/2019 |  |  |  |  | 09/26/2019 | 09/26/2019
|  | PURITAN BENNETT | PURITAN BENNETT RENAISSANCE II |  |  | FAMILY MEDICAL SEWELL |  |  |  | 01/01/1900 |  |  |  |  | NO | NO |  |  |  |  | PURITAN BENNETT 10366811 020010480037 |  |  | Disposition |  |  |  | Equipment | 1Y:00-MFG | 10/05/2016 | 10/01/2020 | COOPER AMBULATORY OFF-SITES |  |  | EXAM 6 |  | MARIANNE SHIEPAN
|  | PURITAN BENNETT | PURITAN BENNETT RENAISSANCE II |  | G040800680 | MOORESTOWN-FAMILY MEDICINE |  |  |  | 07/15/2005 |  |  |  |  | NO | NO |  |  |  |  | PURITAN BENNETT 10366211 G040800680 |  |  | Active |  | 99:99:99:99:99:99 |  | Equipment | 1Y:00-MFG | 07/02/2019 | 07/01/2020 | COOPER AMBULATORY OFF-SITES |  |  | CLEAN UTILITY |  | LYNNE DEJOSEPH
|  | QUADRLITE | QUADRLITE 4000 |  |  | OR - KELEMEN 3 |  |  |  | 01/01/1900 |  |  |  |  | NO | NO |  |  |  |  | QUADRLITE 10368399 18007 |  |  | Disposition |  | 99:99:99:99:99:99 |  | Equipment | PAAR:00-PVAR | 11/02/2019 |  | COOPER UNIVERSITY HOSPITAL |  |  | K5 | WOT00000000512178 | DOMINIC VENDETTA | Disposition | Closed | Salvatore Bombara | 02/08/2018 | 05/14/2019 | Bulk Disposition CNL
|  | QUALA DENTAL | QUALA DENTAL 5002 |  | 98008-302980 | MOORESTOWN-CLEFT PALATE |  |  |  | 01/01/1900 |  |  |  |  | NO | NO |  |  |  |  | QUALA DENTAL 10366164 98008-302980 |  |  | Disposition |  |  |  | Equipment | PAAR:00-PVAR | 11/02/2019 |  | COOPER AMBULATORY OFF-SITES |  |  | EXAM 2 | 0011642207 | MARILYN COHEN | Repair | Closed | Bonnie Aichroth | 05/17/2017 | 05/17/2017 | ULTRASONIC CLEANING SYSTEM - RETIRE - TMX | 5/17/2017 8:47:51 AM BGAICHROTH DEPARTMENT TRASHED UNIT PER MARILYN COHEN 5/17/2017 8:47:53 AM BGAICHROTH This device has been removed from an active status with the RSQ Database, and physically removed from the facility. Device retired on 5/17/2017; Authorized By: MARILYN COHEN; Nature of Retirement: NO LONGER NEEDED; Days In Service: 713 | 9DD5E7A3-F865-4ECC-A329-8C1E8DCA2C87 | Labor | 05/17/2017 | 05/17/2017 | Bonnie Aichroth
|  | QUANTUM MEDICAL IMAGING, LLC | QUANTUM MEDICAL IMAGING, LLC QG-50 |  | QG50-15R-0907 | COOPER BONE & JOINT- GLASSBORO |  |  |  | 11/01/2015 |  |  |  |  | NO | NO |  |  |  |  | QUANTUM MEDICAL IMAGING, LLC 10649913 QG50-15R-0907 |  |  | Active |  | 99:99:99:99:99:99 |  | Equipment | 6M:00-MFG 1Y:00-MIN | 11/01/2019 | 05/01/2020 | COOPER AMBULATORY OFF-SITES |  |  | 26 Mick Drive, Glassboro, NJ | WOT00000001443270 | COURTNEY BUDD | Performance Verification | Closed | Charles Santomero | 09/19/2018 | 06/20/2019 | Performance Verification for QUANTUM MEDICAL IMAGING, LLC 10649913 QG50-15R-0907 | Initial Install of Performance Verification. Device is ready for patient use.
|  | QUEST | QUEST MINI E |  | 131113-985 | WILLINGBORO COOPER UNIVERSITY PHYSICIANS |  |  |  | 03/14/2019 |  |  |  |  | NO | NO |  |  |  |  | QUEST 30125045 131113-985 |  |  | Disposition |  | 99:99:99:99:99:99 |  | Equipment | 6M:00-MFG 2Y:00-RPLC | 03/14/2019 | 03/14/2019 | COOPER AMBULATORY OFF-SITES |  |  | QUEST LAB ROOM | 0011464212 | PATTY LEWIS | Preventative Maintenance | Closed | Bonnie Aichroth | 03/14/2019 | 03/14/2019 | PERFORMANCE ASSURANCE AT INVENTORY | INVENTORIED DEVICE AND ENSURED DEVICE WAS FUNCTIONING PROPERLY. | 1D1F4D3F-3697-44D1-82EF-E584A6A4698E | Labor | 03/14/2019 | 03/14/2019 | Stephen Zubrzycki
|  | QUEST | QUEST MINI E |  | 130414-1920 | 3 COOPER-RADIOLOGY |  |  |  | 05/19/2017 |  |  |  |  | NO | NO |  |  |  |  | QUEST 10505045 130414-1920 |  |  | Disposition |  | 99:99:99:99:99:99 |  | Equipment | 6M:00-MFG 2Y:00-RPLC | 05/24/2019 | 05/01/2020 | COOPER AMBULATORY OFF-SITES |  |  | 1st floor Lab | 0012387174 | JUDY ADIRZONE | Preventative Maintenance | Closed | Josh Harris | 11/06/2017 | 11/06/2017 | PERFORMANCE ASSURANCE AT INVENTORY | INVENTORIED DEVICE AND ENSURED DEVICE WAS FUNCTIONING PROPERLY. | 6CD09214-7E1F-4945-AFC8-1876A65106C5 | Labor | 05/19/2017 | 05/19/2017 | Charles Santomero
|  | QUEST | QUEST MINI E |  | 521008-688 | LAB HEMATOLOGY |  |  |  | 12/10/2008 |  |  |  |  | NO | NO |  |  |  |  | QUEST 10367684 521008-688 |  |  | Disposition |  |  |  | Equipment | 6M:00-MFG | 03/03/2016 | 03/01/2020 | COOPER UNIVERSITY HOSPITAL |  |  | HEMATOLOGY |  | DALE MORRONE
|  | QUEST | QUEST MINI E |  | 521212-114 | LAB HEMATOLOGY |  |  |  | 03/05/2014 |  |  |  |  | NO | NO |  |  |  |  | QUEST 10367685 521212-114 |  |  | Disposition |  | 99:99:99:99:99:99 |  | Equipment | 6M:00-MFG 2Y:00-RPLC | 09/28/2018 | 03/01/2020 | COOPER UNIVERSITY HOSPITAL |  |  | HEMATOLOGY |  | DALE MORRONE
|  | QUEST | QUEST MINI E |  | 520511-419 | WILLINGBORO COOPER UNIVERSITY PHYSICIANS |  |  |  | 03/06/2014 |  |  |  |  | NO | NO |  |  |  |  | QUEST 10367107 520511-419 |  |  | Disposition |  |  |  | Equipment | 6M:00-MFG 2Y:00-RPLC | 09/08/2017 | 03/01/2020 | COOPER AMBULATORY OFF-SITES |  |  | INT MED PROCEDURE RM 1 |  | PATTY LEWIS
|  | QUEST | QUEST MINI E |  | 52021-1544 | WILLINGBORO COOPER UNIVERSITY PHYSICIANS |  |  |  | 03/06/2014 |  |  |  |  | NO | NO |  |  |  |  | QUEST 10367106 52021-1544 |  |  | Disposition |  | 99:99:99:99:99:99 |  | Equipment | 6M:00-MFG 2Y:00-RPLC | 09/18/2018 | 03/01/2020 | COOPER AMBULATORY OFF-SITES |  |  | INTERNAL MEDICINE PROC RM 1 |  | PATTY LEWIS
|  | QUEST | QUEST MINI E |  | 521106-1911 | GLOUCESTER-MEDICINE |  |  |  | 11/20/2006 |  |  |  |  | NO | NO |  |  |  |  | QUEST 10366841 521106-1911 |  |  | Disposition |  | 99:99:99:99:99:99 |  | Equipment | 6M:00-MFG 2Y:00-RPLC | 03/14/2019 | 03/01/2020 | COOPER AMBULATORY OFF-SITES |  |  | NEAR NURSES STATION |  | KELLIE STOUT
|  | QUEST | QUEST MINI E |  | 520809-1189 | WOODLYNNE FAMILY MEDICINE |  |  |  | 01/01/2000 |  |  |  |  | NO | NO |  |  |  |  | QUEST 10365730 520809-1189 |  |  | Disposition |  | 99:99:99:99:99:99 |  | Equipment | 6M:00-MFG 2Y:00-RPLC | 05/07/2019 |  | COOPER AMBULATORY OFF-SITES |  |  | WOODLYNNE |  | SHEILA HERNANDEZ
|  | QUEST | QUEST V6500 |  |  | INTENSIVE CARE UNIT |  |  |  | 06/07/2017 |  |  |  |  | NO | NO |  |  |  |  | QUEST 30142923 07778 |  |  | Disposition |  |  |  | Equipment | 6M:00-MFG | 06/07/2017 | 06/07/2017 | COOPER UNIVERSITY HOSPITAL |  |  | ICU STORAGE |  | CAROLYN RUMELL |  |  |  | 06/07/2017 | 06/07/2017 |  |  |  |  | 06/07/2017 | 06/07/2017
|  | QUEST | QUEST V6500 |  |  | INTENSIVE CARE UNIT |  |  |  | 01/01/1900 |  |  |  |  | NO | NO |  |  |  |  | QUEST 07778 141205 |  |  | Disposition |  |  |  | Equipment | 6M:00-MFG | 09/24/2015 | 12/01/2019 | COOPER UNIVERSITY HOSPITAL |  |  | POINT OF CARE OFFICE P4 |  | CAROLYN RUMELL
|  | QUEST MEDICAL INC. | QUEST MEDICAL INC. HORIZON MINI E |  | 520412-693 | 3 COOPER-RADIOLOGY |  |  |  | 01/01/2001 |  |  |  |  | NO | NO |  |  |  |  | QUEST MEDICAL INC. 10345991 520412-693 |  |  | Disposition |  | 99:99:99:99:99:99 |  | Equipment | 6M:00-MFG 2Y:00-RPLC | 05/30/2018 | 05/01/2020 | COOPER AMBULATORY OFF-SITES |  |  | LAB-BLOOD DRAW BACK |  | JUDY ADIRZONE
|  | QUINCY LAB | QUINCY LAB 10-140 |  |  | LAB CHEMISTRY |  |  |  | 01/01/1900 |  |  |  |  | NO | NO |  |  |  |  | QUINCY LAB 10369572 9308121 |  |  | Disposition |  |  |  | Equipment | 1Y:00-MFG | 03/14/2016 | 03/01/2020 | COOPER UNIVERSITY HOSPITAL |  |  | enr building |  | Barbara Snyder
|  | QUINTON INSTRUMENTS | QUINTON INSTRUMENTS MEDTRACK ST55 |  | 00378-001-51800 | TURNERSVILLE CARDIOLOGY |  |  |  | 01/01/1900 |  |  |  |  | NO | NO |  |  |  |  | QUINTON INSTRUMENTS 10366783 00378-001-51800 |  |  | Disposition |  |  |  | Equipment | PAAR:00-PVAR | 11/02/2019 |  | COOPER AMBULATORY OFF-SITES |  |  | STRESS ROOM |  | MICHELE MOLINARI
|  | QUINTON INSTRUMENTS | QUINTON INSTRUMENTS Q4500 |  |  | TURNERSVILLE CARDIOLOGY |  |  |  | 01/01/1900 |  |  |  |  | NO | NO |  |  |  |  | QUINTON INSTRUMENTS 10366779 4947 |  |  | Disposition |  |  |  | Alarm | 1Y:00-MFG | 01/01/1900 | 12/01/2019 | COOPER AMBULATORY OFF-SITES |  |  | STRESS ROOM |  | MICHELE MOLINARI
|  | QUINTON INSTRUMENTS | QUINTON INSTRUMENTS Q4500 |  |  | VOORHEES CARDIOLOGY SUITE 102 |  |  |  | 01/01/1900 |  |  |  |  | NO | NO |  |  |  |  | QUINTON INSTRUMENTS 10345372 2022 |  |  | Disposition |  |  |  | Alarm | 1Y:00-MFG | 01/01/1900 | 12/01/2019 | COOPER AMBULATORY OFF-SITES |  |  | Stress Echo Room |  | MICHELE MOLINARI
|  | R2 TECHNOLOGY | R2 TECHNOLOGY IMAGE CHECKER |  |  | VOORHEES SURGERY CENTER-OPERATING ROOM |  |  |  | 04/14/2016 |  |  |  |  | NO | NO |  |  |  |  | R2 TECHNOLOGY 121878 102337081 |  |  | Disposition |  |  |  | Equipment | 1Y:00-MFG | 04/14/2016 | 04/14/2016 | COOPER AMBULATORY OFF-SITES |  |  | SUITE E |  | JENNIFER BOMBARO |  |  |  | 04/14/2016 | 04/14/2016 |  |  |  |  | 04/14/2016 | 04/14/2016
|  | R2 TECHNOLOGY | R2 TECHNOLOGY IMAGE CHECKER D |  |  | VOORHEES SURGERY CENTER-OPERATING ROOM |  |  |  | 04/14/2016 |  |  |  |  | NO | NO |  |  |  |  | R2 TECHNOLOGY 12181 102337399 |  |  | Disposition |  |  |  | Equipment | 1Y:00-MFG | 04/14/2016 | 04/14/2016 | COOPER AMBULATORY OFF-SITES |  |  | SUITE E |  | JENNIFER BOMBARO |  |  |  | 04/14/2016 | 04/14/2016 |  |  |  |  | 04/14/2016 | 04/14/2016
|  | RADIOMETER AMERICA, INC., MED | RADIOMETER AMERICA, INC., MED TCM4 |  | 000154R0035N006 | RESPIRATORY |  |  |  | 06/17/2004 |  |  |  |  | NO | NO |  |  |  |  | RADIOMETER AMERICA, INC., MED 10347689 000154R0035N006 |  |  | Disposition |  |  |  | Alarm | 1Y:00-MFG | 07/24/2015 | 03/01/2020 | COOPER UNIVERSITY HOSPITAL |  |  | RESPIRATORY |  | KATHY LOFLAND
|  | RADIOMETER AMERICA, INC., MED | RADIOMETER AMERICA, INC., MED TCM4 |  | 000154R0040N002 | RESPIRATORY |  |  |  | 01/01/1900 |  |  |  |  | NO | NO |  |  |  |  | RADIOMETER AMERICA, INC., MED 10347685 000154R0040N002 |  |  | Disposition |  |  |  | Alarm | 1Y:00-MFG | 07/24/2015 | 03/01/2020 | COOPER UNIVERSITY HOSPITAL |  |  | 3RD FLOOR KELEMAN |  | KATHY LOFLAND
|  | RADIOMETER AMERICA, INC., MED | RADIOMETER AMERICA, INC., MED TCM4 |  | 000154R0035N008 | RESPIRATORY |  |  |  | 06/17/2004 |  |  |  |  | NO | NO |  |  |  |  | RADIOMETER AMERICA, INC., MED 10347686 000154R0035N008 |  |  | Disposition |  |  |  | Alarm | 1Y:00-MFG | 07/24/2015 | 03/01/2020 | COOPER UNIVERSITY HOSPITAL |  |  | RESPIRATORY |  | KATHY LOFLAND
|  | REDFIELD CORPORATION | REDFIELD CORPORATION IRC2100 |  |  | SICKLERVILLE SURGERY CENTER |  |  |  | 05/03/2017 |  |  |  |  | NO | NO |  |  |  |  | REDFIELD CORPORATION 10480177 2016020008 |  |  | Disposition |  | 99:99:99:99:99:99 |  | High Risk | 6M:00-MFG | 05/30/2019 | 05/01/2020 | COOPER AMBULATORY OFF-SITES |  |  |  | 0011786212 | Leslie Harrop | Performance Verification | Closed | Bonnie Aichroth | 06/22/2017 | 06/22/2017 | INCOMING INVENTORY | DEVICE INVENTORIED | EB6FEA93-5D79-47B2-945A-E27E8EF0688A | Labor | 06/22/2017 | 06/22/2017 | Bonnie Aichroth
|  | REDFIELD CORPORATION | REDFIELD CORPORATION IRC2100 |  |  | CHERRY HILL SPECIALITY HUB |  |  |  | 05/03/2017 |  |  |  |  | NO | NO |  |  |  |  | REDFIELD CORPORATION 10369493 020815 |  |  | Disposition |  | 99:99:99:99:99:99 |  | High Risk | 6M:00-MFG | 05/31/2019 | 05/01/2020 | COOPER AMBULATORY OFF-SITES |  |  | EXAM ROOM | 0011786204 | APRIL DIXON | Performance Verification | Closed | Bonnie Aichroth | 06/22/2017 | 06/22/2017 | INCOMING INVENTORY | DEVICE INVENTORIED | AC967454-29F8-49BF-AE0D-5FC3634D9712 | Labor | 06/22/2017 | 06/22/2017 | Bonnie Aichroth
|  | REED INSTRUMENTS | REED INSTRUMENTS K4030 |  | M042737 | BIOMEDICAL |  |  |  | 12/14/2015 |  |  |  |  | NO | NO |  |  |  |  | REED INSTRUMENTS 10480311 M042737 |  |  | Disposition |  |  |  | Equipment | 1Y:00-MFG | 04/10/2017 | 01/01/2020 | COOPER UNIVERSITY HOSPITAL |  |  | BIOMED |  | Bonnie Aichroch
|  | REICHERT OPHTHALMIC INSTRUMENTS | REICHERT OPHTHALMIC INSTRUMENTS 11082 |  |  | VOORHEES PEDIATRICS |  |  |  | 10/28/2005 |  |  |  |  | NO | NO |  |  |  |  | REICHERT OPHTHALMIC INSTRUMENTS 10768 58571 |  |  | Disposition |  |  |  | Equipment | PAAR:00-PVAR | 10/16/2019 |  | COOPER AMBULATORY OFF-SITES |  |  |  |  | MAUREEN OBRIEN
|  | REICHERT OPHTHALMIC INSTRUMENTS | REICHERT OPHTHALMIC INSTRUMENTS MICROSTAR IV |  | 10401-5 | LAB CHEMISTRY |  |  |  | 01/01/1900 |  |  |  |  | NO | NO |  |  |  |  | REICHERT OPHTHALMIC INSTRUMENTS 10507 10401-5 |  |  | Disposition |  |  |  | Equipment | 1Y:00-MFG | 09/15/2015 | 12/01/2020 | COOPER UNIVERSITY HOSPITAL |  |  | LAB AREA |  | Barbara Snyder
|  | REICHERT OPHTHALMIC INSTRUMENTS | REICHERT OPHTHALMIC INSTRUMENTS TONO-PEN AVIA |  | 38766-0612 | EMERGENCY ROOM |  |  |  | 06/27/2012 |  |  |  |  | NO | NO |  |  |  |  | REICHERT OPHTHALMIC INSTRUMENTS 10349308 38766-0612 |  |  | Active |  | 99:99:99:99:99:99 |  | Equipment | PAAR:00-PVAR | 10/31/2019 |  | COOPER UNIVERSITY HOSPITAL |  |  | ER |  | KAREN GRUBER
|  | REICHERT OPHTHALMIC INSTRUMENTS | REICHERT OPHTHALMIC INSTRUMENTS TONO-PEN XL |  | 28242-0115 | RUNNEMEDE URGENT CARE |  |  |  | 01/01/1900 |  |  |  |  | NO | NO |  |  |  |  | REICHERT OPHTHALMIC INSTRUMENTS 10365776 28242-0115 |  |  | Active |  | 99:99:99:99:99:99 |  | Equipment | PAAR:00-PVAR | 11/02/2019 |  | COOPER AMBULATORY OFF-SITES |  |  | NURSES STATION |  | MELISSA PORTOBANCO
|  | REICHERT OPHTHALMIC INSTRUMENTS | REICHERT OPHTHALMIC INSTRUMENTS TONO-PEN XL |  | A0101614 | EMERGENCY ROOM |  |  |  | 05/02/2014 |  |  |  |  | NO | NO |  |  |  |  | REICHERT OPHTHALMIC INSTRUMENTS 10349307 A0101614 |  |  | Active |  | 99:99:99:99:99:99 |  | Equipment | PAAR:00-PVAR | 10/31/2019 |  | COOPER UNIVERSITY HOSPITAL |  |  | 1st floor |  | KAREN GRUBER
|  | REICHERT SCIENTIFIC INSTRUMENTS | REICHERT SCIENTIFIC INSTRUMENTS 1185A |  | 0896-2586 | LAB CHEMISTRY |  |  |  | 01/01/1900 |  |  |  |  | NO | NO |  |  |  |  | REICHERT SCIENTIFIC INSTRUMENTS 10369573 0896-2586 |  |  | Disposition |  |  |  | Equipment | 1Y:00-MFG | 03/14/2016 | 03/01/2020 | COOPER UNIVERSITY HOSPITAL |  |  | enr building third floor |  | Barbara Snyder
|  | RELIAMED | RELIAMED TENS EMS COMBO 700 |  |  | VOORHEES ORTHOPEDICS |  |  |  | 01/01/1900 |  |  |  |  | NO | NO |  |  |  |  | RELIAMED 10356899 07435406 |  |  | Disposition |  |  |  | Equipment | 1Y:00-MFG | 02/19/2016 | 02/01/2020 | COOPER AMBULATORY OFF-SITES |  |  | ORTHO HYDRO THERAPY |  | CAROL STRANTON
|  | RENNCO LLC | RENNCO LLC LS-18D |  |  | SPD |  |  |  | 01/01/2005 |  |  |  |  | NO | NO |  |  |  |  | RENNCO LLC 10347702 1173 |  |  | Active |  |  |  | Non-medical | PAAR:00-PVAR | 11/08/2019 |  | COOPER UNIVERSITY HOSPITAL |  |  | BASEMENT |  | David Frye
|  | RENNCO LLC | RENNCO LLC LS18D-115 |  | 0619-181-9046 | CENTRAL STERILE PROCESSING |  |  |  | 11/22/2019 |  |  |  |  | NO | NO |  |  |  |  | RENNCO LLC 11187705 0619-181-9046 |  |  | Active |  |  |  | Non-medical | PAAR:00-PVAR | 11/22/2019 | 11/22/2019 | COOPER UNIVERSITY HOSPITAL |  |  | CSP - Clean Side | WOT00000004364366 | GINA GAROZZO | Performance Verification | Completed | Stephen Zubrzycki | 11/22/2019 | 11/22/2019 | Performance Verification for RENNCO LLC 11187705 0619-181-9046 | Initial Install of Performance Verification. Device is ready for patient use. |  |  | 11/22/2019 | 11/22/2019
|  | RESPIRONICS | RESPIRONICS 1060509 |  |  | 3 COOPER-PEDIATRICS |  |  |  | 01/01/1900 |  |  |  |  | NO | NO |  |  |  |  | RESPIRONICS 10345660 816593 |  |  | Disposition |  | 99:99:99:99:99:99 |  | Equipment | PAAR:00-PVAR | 11/02/2019 |  | COOPER AMBULATORY OFF-SITES |  |  | Disposition | WOT00000001047535 | MAUREEN OBRIEN | Disposition | Closed | Stephen Zubrzycki | 06/14/2018 | 06/25/2018 | Equipment Disposition | CNL unit during inventory validation. Checked with dept and located all nebulizers that they had. | EXP0745257 | Labor | 06/14/2018 | 06/14/2018 | Stephen Zubrzycki
|  | RESPIRONICS | RESPIRONICS 626-00 |  |  | VOORHEES PEDIATRICS |  |  |  | 01/01/1900 |  |  |  |  | NO | NO |  |  |  |  | RESPIRONICS 10345345 1186087 |  |  | Active |  | 99:99:99:99:99:99 |  | Equipment | PAAR:00-PVAR | 11/02/2019 |  | COOPER AMBULATORY OFF-SITES |  |  | B Pod Nurses Station |  | MAUREEN OBRIEN
|  | RESPIRONICS | RESPIRONICS ALICE 5 |  | A5BS14801 | VOORHEES SURGERY CENTER-SLEEP LAB |  |  |  | 06/10/2015 |  |  |  |  | NO | NO |  |  |  |  | RESPIRONICS 10480388 A5BS14801 |  |  | Disposition |  |  |  | Equipment | 1Y:00-MFG | 04/06/2017 | 04/01/2020 | COOPER AMBULATORY OFF-SITES |  |  | ROOM J203 |  | TARA BELFIORE
|  | RESPIRONICS | RESPIRONICS ALICE 5 |  | A5BS14807 | VOORHEES SURGERY CENTER-SLEEP LAB |  |  |  | 06/10/2015 |  |  |  |  | NO | NO |  |  |  |  | RESPIRONICS 10480389 A5BS14807 |  |  | Disposition |  |  |  | Equipment | 1Y:00-MFG | 04/25/2018 | 04/01/2020 | COOPER AMBULATORY OFF-SITES |  |  | ROOM 208 |  | TARA BELFIORE
|  | RESPIRONICS | RESPIRONICS ALICE 5 |  | A5BS14804 | VOORHEES SURGERY CENTER-SLEEP LAB |  |  |  | 01/01/2001 |  |  |  |  | NO | NO |  |  |  |  | RESPIRONICS 10356803 A5BS14804 |  |  | Disposition |  |  |  | Equipment | 1Y:00-MFG | 04/25/2018 | 04/01/2020 | COOPER AMBULATORY OFF-SITES |  |  | Testing4 |  | TARA BELFIORE
|  | RESPIRONICS | RESPIRONICS ALICE 5 |  | A5BS01493 | VOORHEES SURGERY CENTER-SLEEP LAB |  |  |  | 01/01/1900 |  |  |  |  | NO | NO |  |  |  |  | RESPIRONICS 10356801 A5BS01493 |  |  | Disposition |  |  |  | Equipment | 1Y:00-MFG | 05/02/2016 | 04/01/2020 | COOPER AMBULATORY OFF-SITES |  |  | Testing 3 |  | TARA BELFIORE
|  | RESPIRONICS | RESPIRONICS ALICE 5 |  | A5BS14805 | VOORHEES SURGERY CENTER-SLEEP LAB |  |  |  | 01/01/2001 |  |  |  |  | NO | NO |  |  |  |  | RESPIRONICS 10356799 A5BS14805 |  |  | Disposition |  |  |  | Equipment | 1Y:00-MFG | 04/06/2017 | 04/01/2020 | COOPER AMBULATORY OFF-SITES |  |  | Testing 2 |  | TARA BELFIORE
|  | RESPIRONICS | RESPIRONICS ALICE 5 |  | A5BS17951 | VOORHEES SURGERY CENTER-SLEEP LAB |  |  |  | 01/01/1900 |  |  |  |  | NO | NO |  |  |  |  | RESPIRONICS 10356797 A5BS17951 |  |  | Disposition |  |  |  | Equipment | 1Y:00-MFG | 05/02/2016 | 04/01/2020 | COOPER AMBULATORY OFF-SITES |  |  | Testing 1 |  | TARA BELFIORE
|  | RESPIRONICS | RESPIRONICS ALICE 5 |  | A5BS14747 | VOORHEES SURGERY CENTER-PULMONARY |  |  |  | 01/01/2001 |  |  |  |  | NO | NO |  |  |  |  | RESPIRONICS 10356779 A5BS14747 |  |  | Disposition |  |  |  | Equipment | 1Y:00-MFG | 04/25/2018 | 04/01/2020 | COOPER AMBULATORY OFF-SITES |  |  | Sleep Testing 4 |  | SUSAN PINE
|  | RESPIRONICS | RESPIRONICS ALICE 5 |  | A5BS14789 | VOORHEES SURGERY CENTER-PULMONARY |  |  |  | 01/01/2001 |  |  |  |  | NO | NO |  |  |  |  | RESPIRONICS 10356781 A5BS14789 |  |  | Disposition |  |  |  | Equipment | 1Y:00-MFG | 04/25/2018 | 04/01/2020 | COOPER AMBULATORY OFF-SITES |  |  | Sleep Testing 2 |  | SUSAN PINE
|  | RESPIRONICS | RESPIRONICS ALICE 5 |  | A5BS20903 | VOORHEES SURGERY CENTER-PULMONARY |  |  |  | 01/01/1900 |  |  |  |  | NO | NO |  |  |  |  | RESPIRONICS 10356777 A5BS20903 |  |  | Disposition |  |  |  | Equipment | 1Y:00-MFG | 05/02/2016 | 04/01/2020 | COOPER AMBULATORY OFF-SITES |  |  | Sleep Testing 3 |  | SUSAN PINE
|  | RESPIRONICS | RESPIRONICS ALICE 5 |  | A5BS13313 | VOORHEES SURGERY CENTER-PULMONARY |  |  |  | 01/01/2001 |  |  |  |  | NO | NO |  |  |  |  | RESPIRONICS 10356775 A5BS13313 |  |  | Disposition |  |  |  | Equipment | 1Y:00-MFG | 04/25/2018 | 04/01/2020 | COOPER AMBULATORY OFF-SITES |  |  | Sleep Testing 1 |  | SUSAN PINE
|  | RESPIRONICS | RESPIRONICS BIPAP VISION |  |  | RESPIRATORY |  |  |  | 01/01/1900 |  |  |  |  | NO | NO |  |  |  |  | RESPIRONICS 10355382 110117 |  |  | Disposition |  |  |  | Equipment | 1Y:00-MFG | 12/31/2015 | 12/01/2020 | COOPER UNIVERSITY HOSPITAL |  |  | P5 STORAGE RM |  | KATHY LOFLAND
|  | RESPIRONICS | RESPIRONICS BIPAP VISION |  |  | RESPIRATORY |  |  |  | 01/01/1900 |  |  |  |  | NO | NO |  |  |  |  | RESPIRONICS 10355381 110061 |  |  | Disposition |  |  |  | Equipment | 1Y:00-MFG | 12/31/2015 | 12/01/2020 | COOPER UNIVERSITY HOSPITAL |  |  | P5 STORAGE RM |  | KATHY LOFLAND
|  | RESPIRONICS | RESPIRONICS CAPNOGARD |  | 75-06225 | VOORHEES SURGERY CENTER-SLEEP LAB |  |  |  | 01/01/2001 |  |  |  |  | NO | NO |  |  |  |  | RESPIRONICS 10356804 75-06225 |  |  | Disposition |  |  |  | Alarm | 1Y:00-MFG | 04/25/2018 | 04/01/2020 | COOPER AMBULATORY OFF-SITES |  |  | TESTING 4 |  | TARA BELFIORE
|  | RESPIRONICS | RESPIRONICS INNOSPIRE ESSENCE |  |  | 3 COOPER-PEDIATRICS |  |  |  | 11/02/2019 |  |  |  |  | NO | NO |  |  |  |  | RESPIRONICS 30126249 1011588017 |  |  | Active |  | 99:99:99:99:99:99 |  | Equipment | PAAR:00-PVAR | 11/02/2019 | 11/02/2019 | COOPER AMBULATORY OFF-SITES |  |  | Suite 200 - Nurses Station - R |  | MAUREEN OBRIEN |  |  |  | 11/02/2019 | 11/02/2019 |  |  |  |  | 11/02/2019 | 11/02/2019
|  | RESPIRONICS | RESPIRONICS INNOSPIRE ESSENCE |  | AUS0628683 | 1050 KINGS HIGHWAY-MEDICINE |  |  |  | 01/01/1900 |  |  |  |  | NO | NO |  |  |  |  | RESPIRONICS 10366055 AUS0628683 |  |  | Active |  | 99:99:99:99:99:99 |  | Equipment | PAAR:00-PVAR | 11/02/2019 |  | COOPER AMBULATORY OFF-SITES |  |  | NURSES STATION |  | Leah Willis
|  | RESPIRONICS | RESPIRONICS INNOSPIRE ESSENCE |  | AUS0002668 | CLEMENTON INTERNAL MEDICINE |  |  |  | 10/31/2019 |  |  |  |  | NO | NO |  |  |  |  | RESPIRONICS 30142118 AUS0002668 |  |  | Active |  | 99:99:99:99:99:99 |  | Equipment | PAAR:00-PVAR | 10/31/2019 | 10/31/2019 | COOPER AMBULATORY OFF-SITES |  |  |  |  | GLORIA CRUZ |  |  |  | 10/31/2019 | 10/31/2019 |  |  |  |  | 10/31/2019 | 10/31/2019
|  | RESPIRONICS | RESPIRONICS INSPIRATION 626 |  |  | PENNSVILLE-MEDICINE |  |  |  | 01/01/1900 |  |  |  |  | NO | NO |  |  |  |  | RESPIRONICS 10345918 1575153 |  |  | Active |  | 99:99:99:99:99:99 |  | Equipment | PAAR:00-PVAR | 11/02/2019 |  | COOPER AMBULATORY OFF-SITES |  |  | exam rm 18 |  | Heather Rhodes
|  | RESPIRONICS | RESPIRONICS INSPIRATION ELITE |  |  | 3 COOPER-PEDIATRICS |  |  |  | 11/02/2019 |  |  |  |  | NO | NO |  |  |  |  | RESPIRONICS 30126250 04091748231 |  |  | Active |  | 99:99:99:99:99:99 |  | Equipment | PAAR:00-PVAR | 11/02/2019 | 11/02/2019 | COOPER AMBULATORY OFF-SITES |  |  | Suite 200 - Nurses Station - R |  | MAUREEN OBRIEN |  |  |  | 11/02/2019 | 11/02/2019 |  |  |  |  | 11/02/2019 | 11/02/2019
|  | RESPIRONICS | RESPIRONICS INSPIRATION ELITE |  |  | VOORHEES SURGERY CENTER-PULMONARY |  |  |  | 10/31/2019 |  |  |  |  | NO | NO |  |  |  |  | RESPIRONICS 30149668 11070804656 |  |  | Active |  | 99:99:99:99:99:99 |  | Equipment | PAAR:00-PVAR | 10/31/2019 | 10/31/2019 | COOPER AMBULATORY OFF-SITES |  |  | SUITE K |  | SUSAN PINE |  |  |  | 10/31/2019 | 10/31/2019 |  |  |  |  | 10/31/2019 | 10/31/2019
|  | RESPIRONICS | RESPIRONICS INSPIRATION ELITE |  |  | VOORHEES SURGERY CENTER-PULMONARY |  |  |  | 01/01/1900 |  |  |  |  | NO | NO |  |  |  |  | RESPIRONICS 10348043 11070804657 |  |  | Active |  | 99:99:99:99:99:99 |  | Equipment | PAAR:00-PVAR | 11/01/2019 |  | COOPER AMBULATORY OFF-SITES |  |  | PFT ROOM 1 |  | SUSAN PINE
|  | RESPIRONICS | RESPIRONICS INSPIRATION ELITE |  |  | 3 COOPER-PEDIATRICS |  |  |  | 01/01/1900 |  |  |  |  | NO | NO |  |  |  |  | RESPIRONICS 10345666 04091754231 |  |  | Active |  | 99:99:99:99:99:99 |  | Equipment | PAAR:00-PVAR | 11/02/2019 |  | COOPER AMBULATORY OFF-SITES |  |  | Suite 200 - Nurses Station - R |  | MAUREEN OBRIEN
|  | RESPIRONICS | RESPIRONICS INSPIRATION ELITE |  |  | 3 COOPER-PEDIATRICS |  |  |  | 01/01/1900 |  |  |  |  | NO | NO |  |  |  |  | RESPIRONICS 10345663 12081544869 |  |  | Disposition |  |  |  | Equipment | PAAR:00-PVAR | 11/02/2019 |  | COOPER AMBULATORY OFF-SITES |  |  | DISPOSITION | 0011613530 | MAUREEN OBRIEN | Repair | Closed | Stephen Zubrzycki | 05/04/2017 | 05/04/2017 | DISPOSITION | 5/4/2017 4:48:11 PM SJZUBRZYCKI (SJZUBRZYCKI 5/4/2017 12:00 AM) CNL DURING INVENTORY VALIDATION. DIDN'T SEE UNIT WHERE ALL THE OTHER NEBUILIZERS WERE AND ASKED DEPT STAFF AND NO ONE KNEW WHERE THIS UNIT WAS 5/4/2017 4:48 PM SJZUBRZYCKI This device has been removed from an active status with the RSQ Database, and physically removed from the facility. Device retired on 5/4/2017; Authorized By: YES; Nature of Retirement: COULD NOT LOCATE; Days In Service: 700 | E125F316-1C78-4D8A-B58E-69F5C5A6CF78 | Labor | 05/04/2017 | 05/04/2017 | Stephen Zubrzycki
|  | RESPIRONICS | RESPIRONICS MISTER NEB |  |  | VOORHEES PEDIATRICS |  |  |  | 01/01/1900 |  |  |  |  | NO | NO |  |  |  |  | RESPIRONICS 10348073 154891 |  |  | Active |  | 99:99:99:99:99:99 |  | Equipment | PAAR:00-PVAR | 11/02/2019 |  | COOPER AMBULATORY OFF-SITES |  |  | STORAGE |  | MAUREEN OBRIEN
|  | RESPIRONICS | RESPIRONICS MISTER NEB |  |  | VOORHEES PEDIATRICS |  |  |  | 01/01/1900 |  |  |  |  | NO | NO |  |  |  |  | RESPIRONICS 10348071 480126 |  |  | Active |  | 99:99:99:99:99:99 |  | Equipment | PAAR:00-PVAR | 11/02/2019 |  | COOPER AMBULATORY OFF-SITES |  |  | STORAGE |  | MAUREEN OBRIEN
|  | RESPIRONICS | RESPIRONICS MISTER NEB |  |  | VOORHEES PEDIATRICS |  |  |  | 01/01/2009 |  |  |  |  | NO | NO |  |  |  |  | RESPIRONICS 10348072 749404 |  |  | Active |  | 99:99:99:99:99:99 |  | Equipment | PAAR:00-PVAR | 11/02/2019 |  | COOPER AMBULATORY OFF-SITES |  |  | 6400 MAIN CLOSET NURSES STAT |  | MAUREEN OBRIEN
|  | RESPIRONICS | RESPIRONICS MISTER NEB |  | HS123 | 3 COOPER-PEDIATRICS |  |  |  | 01/01/1900 |  |  |  |  | NO | NO |  |  |  |  | RESPIRONICS 10345667 HS123 |  |  | Active |  | 99:99:99:99:99:99 |  | Equipment | PAAR:00-PVAR | 11/02/2019 |  | COOPER AMBULATORY OFF-SITES |  |  | Suite 200 - Nurses Station - R |  | MAUREEN OBRIEN
|  | RESPIRONICS | RESPIRONICS MISTER NEB |  |  | 3 COOPER-PEDIATRICS |  |  |  | 01/01/1900 |  |  |  |  | NO | NO |  |  |  |  | RESPIRONICS 10345661 248253 |  |  | Active |  | 99:99:99:99:99:99 |  | Equipment | PAAR:00-PVAR | 11/02/2019 |  | COOPER AMBULATORY OFF-SITES |  |  | Suite 200 - Nurses Station - R |  | MAUREEN OBRIEN
|  | RESPIRONICS | RESPIRONICS MISTER NEB |  |  | VOORHEES PEDIATRICS |  |  |  | 01/01/1900 |  |  |  |  | NO | NO |  |  |  |  | RESPIRONICS 10345346 215262 |  |  | Active |  | 99:99:99:99:99:99 |  | Equipment | PAAR:00-PVAR | 11/02/2019 |  | COOPER AMBULATORY OFF-SITES |  |  | B Pod Nurses Station |  | MAUREEN OBRIEN
|  | RESPIRONICS | RESPIRONICS OMNILAB |  | L11136895C992 | VOORHEES SURGERY CENTER-PULMONARY |  |  |  | 05/02/2016 |  |  |  |  | NO | NO |  |  |  |  | RESPIRONICS 10480385 L11136895C992 |  |  | Disposition |  | 99:99:99:99:99:99 |  | Equipment | 1Y:00-MFG | 04/22/2019 | 04/01/2020 | COOPER AMBULATORY OFF-SITES |  |  | ADVANCED SLEEP |  | SUSAN PINE
|  | RESPIRONICS | RESPIRONICS OMNILAB |  |  | VOORHEES SURGERY CENTER-SLEEP LAB |  |  |  | 05/12/2009 |  |  |  |  | NO | NO |  |  |  |  | RESPIRONICS 10356800 4783080 |  |  | Disposition |  |  |  | Equipment | 1Y:00-MFG | 04/27/2016 | 04/01/2020 | COOPER AMBULATORY OFF-SITES |  |  | Testing 3 |  | TARA BELFIORE
|  | RESPIRONICS | RESPIRONICS OMNILAB |  |  | VOORHEES SURGERY CENTER-SLEEP LAB |  |  |  | 05/12/2009 |  |  |  |  | NO | NO |  |  |  |  | RESPIRONICS 10356802 4767861 |  |  | Disposition |  |  |  | Equipment | 1Y:00-MFG | 04/27/2016 | 04/01/2020 | COOPER AMBULATORY OFF-SITES |  |  | TESTING 4 |  | TARA BELFIORE
|  | RESPIRONICS | RESPIRONICS OMNILAB |  |  | VOORHEES SURGERY CENTER-SLEEP LAB |  |  |  | 05/12/2009 |  |  |  |  | NO | NO |  |  |  |  | RESPIRONICS 10356798 4783022 |  |  | Disposition |  |  |  | Equipment | 1Y:00-MFG | 04/27/2016 | 04/01/2020 | COOPER AMBULATORY OFF-SITES |  |  | Testing 2 |  | TARA BELFIORE
|  | RESPIRONICS | RESPIRONICS OMNILAB |  |  | VOORHEES SURGERY CENTER-SLEEP LAB |  |  |  | 05/12/2009 |  |  |  |  | NO | NO |  |  |  |  | RESPIRONICS 10356796 4783023 |  |  | Disposition |  |  |  | Equipment | 1Y:00-MFG | 04/27/2016 | 04/01/2020 | COOPER AMBULATORY OFF-SITES |  |  | Testing 1 |  | TARA BELFIORE
|  | RESPIRONICS | RESPIRONICS OMNILAB |  |  | VOORHEES SURGERY CENTER-PULMONARY |  |  |  | 05/12/2009 |  |  |  |  | NO | NO |  |  |  |  | RESPIRONICS 10356780 4783028 |  |  | Disposition |  |  |  | Equipment | 1Y:00-MFG | 04/27/2016 | 04/01/2020 | COOPER AMBULATORY OFF-SITES |  |  | Sleep Testing 2 |  | SUSAN PINE
|  | RESPIRONICS | RESPIRONICS OMNILAB |  |  | VOORHEES SURGERY CENTER-PULMONARY |  |  |  | 05/12/2009 |  |  |  |  | NO | NO |  |  |  |  | RESPIRONICS 10356778 4783042 |  |  | Disposition |  |  |  | Equipment | 1Y:00-MFG | 04/27/2016 | 04/01/2020 | COOPER AMBULATORY OFF-SITES |  |  | Sleep Testing 4 |  | SUSAN PINE
|  | RESPIRONICS | RESPIRONICS OMNILAB |  |  | VOORHEES SURGERY CENTER-PULMONARY |  |  |  | 05/12/2009 |  |  |  |  | NO | NO |  |  |  |  | RESPIRONICS 10356776 4783024 |  |  | Disposition |  |  |  | Equipment | 1Y:00-MFG | 04/27/2016 | 04/01/2020 | COOPER AMBULATORY OFF-SITES |  |  | Sleep Testing 3 |  | SUSAN PINE
|  | RESPIRONICS | RESPIRONICS OMNILAB |  |  | VOORHEES SURGERY CENTER-PULMONARY |  |  |  | 05/12/2009 |  |  |  |  | NO | NO |  |  |  |  | RESPIRONICS 10356771 4783077 |  |  | Disposition |  |  |  | Equipment | 1Y:00-MFG | 04/27/2016 | 04/01/2020 | COOPER AMBULATORY OFF-SITES |  |  | Sleep Testing 1 |  | SUSAN PINE
|  | RESPIRONICS | RESPIRONICS OMNILAB ADVANCED |  | L120972844EEF | VOORHEES SURGERY CENTER-SLEEP LAB |  |  |  | 04/28/2016 |  |  |  |  | NO | NO |  |  |  |  | RESPIRONICS 10480382 L120972844EEF |  |  | Disposition |  | 99:99:99:99:99:99 |  | Equipment | 1Y:00-MFG | 04/22/2019 | 04/01/2020 | COOPER AMBULATORY OFF-SITES |  |  | ROOM K211 |  | TARA BELFIORE
|  | RESPIRONICS | RESPIRONICS OMNILAB ADVANCED |  | L121192299833 | VOORHEES SURGERY CENTER-SLEEP LAB |  |  |  | 04/28/2016 |  |  |  |  | NO | NO |  |  |  |  | RESPIRONICS 10480383 L121192299833 |  |  | Disposition |  | 99:99:99:99:99:99 |  | Equipment | 1Y:00-MFG | 04/22/2019 | 04/01/2020 | COOPER AMBULATORY OFF-SITES |  |  | ROOM K208 |  | TARA BELFIORE
|  | RESPIRONICS | RESPIRONICS OMNILAB ADVANCED |  | L111368880BAF | VOORHEES SURGERY CENTER-SLEEP LAB |  |  |  | 04/28/2016 |  |  |  |  | NO | NO |  |  |  |  | RESPIRONICS 10480384 L111368880BAF |  |  | Disposition |  | 99:99:99:99:99:99 |  | Equipment | 1Y:00-MFG | 04/22/2019 | 04/01/2020 | COOPER AMBULATORY OFF-SITES |  |  | ROOM K207 |  | TARA BELFIORE
|  | RESPIRONICS | RESPIRONICS OMNILAB ADVANCED |  | L1264433481D8 | VOORHEES SURGERY CENTER-SLEEP LAB |  |  |  | 04/28/2016 |  |  |  |  | NO | NO |  |  |  |  | RESPIRONICS 10480381 L1264433481D8 |  |  | Disposition |  | 99:99:99:99:99:99 |  | Equipment | 1Y:00-MFG | 04/22/2019 | 04/01/2020 | COOPER AMBULATORY OFF-SITES |  |  | ROOM K212 |  | TARA BELFIORE
|  | RESPIRONICS | RESPIRONICS OMNILAB ADVANCED |  | L11136883B57C | VOORHEES SURGERY CENTER-SLEEP LAB |  |  |  | 04/28/2016 |  |  |  |  | NO | NO |  |  |  |  | RESPIRONICS 10480380 L11136883B57C |  |  | Disposition |  | 99:99:99:99:99:99 |  | Equipment | 1Y:00-MFG | 04/22/2019 | 04/01/2020 | COOPER AMBULATORY OFF-SITES |  |  | ROOM J203 |  | TARA BELFIORE
|  | RESPIRONICS | RESPIRONICS OMNILAB ADVANCED |  | L111369032160 | VOORHEES SURGERY CENTER-SLEEP LAB |  |  |  | 04/28/2016 |  |  |  |  | NO | NO |  |  |  |  | RESPIRONICS 10480378 L111369032160 |  |  | Disposition |  |  |  | Equipment | 1Y:00-MFG | 04/25/2018 | 04/01/2020 | COOPER AMBULATORY OFF-SITES |  |  | ROOM J205 |  | TARA BELFIORE
|  | RESPIRONICS | RESPIRONICS OMNILAB ADVANCED |  | L09813983ED5F | VOORHEES SURGERY CENTER-SLEEP LAB |  |  |  | 04/28/2016 |  |  |  |  | NO | NO |  |  |  |  | RESPIRONICS 10480379 L09813983ED5F |  |  | Disposition |  | 99:99:99:99:99:99 |  | Equipment | 1Y:00-MFG | 04/22/2019 | 04/01/2020 | COOPER AMBULATORY OFF-SITES |  |  | ROOM J204 |  | TARA BELFIORE
|  | RESPIRONICS | RESPIRONICS OPTION HOME |  |  | 3 COOPER-PEDIATRICS |  |  |  | 01/01/1900 |  |  |  |  | NO | NO |  |  |  |  | RESPIRONICS 10345670 073853 |  |  | Active |  | 99:99:99:99:99:99 |  | Equipment | PAAR:00-PVAR | 11/02/2019 |  | COOPER AMBULATORY OFF-SITES |  |  | Suite 200 - Nurses Station - R |  | MAUREEN OBRIEN
|  | RESPIRONICS | RESPIRONICS OPTION HOME |  |  | 3 COOPER-PEDIATRICS |  |  |  | 01/01/1900 |  |  |  |  | NO | NO |  |  |  |  | RESPIRONICS 10345669 512392 |  |  | Active |  | 99:99:99:99:99:99 |  | Equipment | PAAR:00-PVAR | 11/01/2019 |  | COOPER AMBULATORY OFF-SITES |  |  | Suite 200 - Nurses Station - R |  | MAUREEN OBRIEN
|  | RESPIRONICS | RESPIRONICS WALLABY 3 |  |  | INTENSIVE CARE NURSERY |  |  |  | 08/27/2019 |  |  |  |  | NO | NO |  |  |  |  | RESPIRONICS 30143398 8674 |  |  | Active |  | 99:99:99:99:99:99 |  | Equipment | 1Y:00-MFG | 08/27/2019 | 08/27/2019 | COOPER UNIVERSITY HOSPITAL |  |  |  |  | JOANNE FOX |  |  |  | 08/27/2019 | 08/27/2019 |  |  |  |  | 08/27/2019 | 08/27/2019
|  | RETROFIT, LLC | RETROFIT, LLC GYNO CART |  | 080724EA001 | EMERGENCY ROOM |  |  |  | 10/16/2019 |  |  |  |  | NO | NO |  |  |  |  | RETROFIT, LLC 17410 080724EA001 |  |  | Disposition |  |  |  | Equipment | PAAR:00-PVAR | 10/16/2019 | 10/16/2019 | COOPER UNIVERSITY HOSPITAL |  |  | CENTRAL STATION AREA - ER |  | KAREN GRUBER |  |  |  | 10/16/2019 | 10/16/2019 |  |  |  |  | 10/16/2019 | 10/16/2019
|  | REVCO SCIENTIFIC, INC. | REVCO SCIENTIFIC, INC. RC05000TABA5 |  | X050-185416XD | LAB MICROBIOLOGY |  |  |  | 01/01/1900 |  |  |  |  | NO | NO |  |  |  |  | REVCO SCIENTIFIC, INC. 10367957 X050-185416XD |  |  | Disposition |  | 99:99:99:99:99:99 |  | Alarm | 1Y:00-MFG | 01/05/2019 | 01/01/2020 | COOPER UNIVERSITY HOSPITAL |  |  | Microbiology - back room |  | COURTNEY BARRY
|  | RF SURGICAL SYSTEMS INC. | RF SURGICAL SYSTEMS INC. RF ASSURE 200 |  |  | OR - KELEMEN 3 |  |  |  | 10/16/2019 |  |  |  |  | NO | NO |  |  |  |  | RF SURGICAL SYSTEMS INC. 21640 11317 |  |  | Disposition |  |  |  | Equipment | PAAR:00-PVAR | 10/16/2019 | 10/16/2019 | COOPER UNIVERSITY HOSPITAL |  |  | OR |  | DOMINIC VENDETTA |  |  |  | 10/16/2019 | 10/16/2019 |  |  |  |  | 10/16/2019 | 10/16/2019
|  | RF SURGICAL SYSTEMS INC. | RF SURGICAL SYSTEMS INC. RF ASSURE 200 |  | 1335E | OPERATING ROOM - PAVILION |  |  |  | 10/16/2019 |  |  |  |  | NO | NO |  |  |  |  | RF SURGICAL SYSTEMS INC. 11239333 1335E |  |  | Disposition |  | 99:99:99:99:99:99 |  | Equipment | PAAR:00-PVAR | 10/16/2019 | 10/16/2019 | COOPER UNIVERSITY HOSPITAL |  |  | Performance Verification | WOT00000000958977 | DOMINIC VENDETTA | Performance Verification | Closed | Salvatore Bombara | 10/16/2019 | 10/16/2019 | Performance Verification for RF SURGICAL SYSTEMS INC. 11239333 1335E | Initial Install of Performance Verification. Device is ready for patient use. |  |  | 10/16/2019 | 10/16/2019
|  | RF SURGICAL SYSTEMS INC. | RF SURGICAL SYSTEMS INC. RF ASSURE 200 |  | 12503R | OPERATING ROOM - PAVILION |  |  |  | 03/28/2017 |  |  |  |  | NO | NO |  |  |  |  | RF SURGICAL SYSTEMS INC. 10769445 12503R |  |  | Disposition |  |  |  | Equipment | PAAR:00-PVAR | 10/16/2019 |  | COOPER UNIVERSITY HOSPITAL |  |  |  | 0011434496 | DOMINIC VENDETTA | Performance Verification | Closed | Salvatore Bombara | 03/28/2017 | 03/28/2017 | INCOMING INVENTORY | DEVICE INVENTORIED | 627ED8BC-3DAD-4603-AC8D-E947BEA73E78 | Labor | 03/28/2017 | 03/28/2017 | Salvatore Bombara
|  | RF SURGICAL SYSTEMS INC. | RF SURGICAL SYSTEMS INC. RF ASSURE 200 |  |  | OR - KELEMEN 3 |  |  |  | 03/20/2017 |  |  |  |  | NO | NO |  |  |  |  | RF SURGICAL SYSTEMS INC. 10769436 11399 |  |  | Disposition |  | 99:99:99:99:99:99 |  | Equipment | PAAR:00-PVAR | 10/16/2019 |  | COOPER UNIVERSITY HOSPITAL |  |  | SERVICE CONTRACT | 0011359849 | DOMINIC VENDETTA | Preventative Maintenance | Closed | Salvatore Bombara | 03/20/2017 | 03/20/2017 | PERFORMANCE ASSURANCE AT INVENTORY | INVENTORIED DEVICE AND ENSURED DEVICE WAS FUNCTIONING PROPERLY. | CCB15B58-A7B9-4289-8154-46C5A984CB41 | Labor | 03/20/2017 | 03/20/2017 | Salvatore Bombara
|  | RF SURGICAL SYSTEMS INC. | RF SURGICAL SYSTEMS INC. RF ASSURE 200 |  | 120F9R | OPERATING ROOM - PAVILION |  |  |  | 03/13/2017 |  |  |  |  | NO | NO |  |  |  |  | RF SURGICAL SYSTEMS INC. 10769433 120F9R |  |  | Active |  | 99:99:99:99:99:99 |  | Equipment | PAAR:00-PVAR | 10/31/2019 |  | COOPER UNIVERSITY HOSPITAL |  |  |  | 0011337590 | DOMINIC VENDETTA | Performance Verification | Closed | Salvatore Bombara | 03/13/2017 | 03/13/2017 | INCOMING INVENTORY | DEVICE INVENTORIED | D1C84AE8-1771-4628-BB47-7A8A1884C36E | Labor | 03/13/2017 | 03/13/2017 | Salvatore Bombara
|  | RF SURGICAL SYSTEMS INC. | RF SURGICAL SYSTEMS INC. RF ASSURE 200 |  | 129F7 | OR - KELEMEN 3 |  |  |  | 03/13/2017 |  |  |  |  | NO | NO |  |  |  |  | RF SURGICAL SYSTEMS INC. 10769432 129F7 |  |  | Active |  | 99:99:99:99:99:99 |  | Equipment | PAAR:00-PVAR | 10/31/2019 |  | COOPER UNIVERSITY HOSPITAL |  |  |  | 0011337431 | DOMINIC VENDETTA | Preventative Maintenance | Closed | Salvatore Bombara | 03/13/2017 | 03/13/2017 | PERFORMANCE ASSURANCE AT INVENTORY | INVENTORIED DEVICE AND ENSURED DEVICE WAS FUNCTIONING PROPERLY. | E71D3D3B-1FF8-4303-9F42-7462E47BF65F | Labor | 03/13/2017 | 03/13/2017 | Salvatore Bombara
|  | RF SURGICAL SYSTEMS INC. | RF SURGICAL SYSTEMS INC. RF ASSURE 200 |  | 11202R | OPERATING ROOM - PAVILION |  |  |  | 02/09/2017 |  |  |  |  | NO | NO |  |  |  |  | RF SURGICAL SYSTEMS INC. 10769368 11202R |  |  | Disposition |  |  |  | Equipment | PAAR:00-PVAR | 10/16/2019 |  | COOPER UNIVERSITY HOSPITAL |  |  |  | 0011192850 | DOMINIC VENDETTA | Preventative Maintenance | Closed | Salvatore Bombara | 02/09/2017 | 02/09/2017 | PERFORMANCE ASSURANCE AT INVENTORY | INVENTORIED DEVICE AND ENSURED DEVICE WAS FUNCTIONING PROPERLY. | 2F818E51-2366-483C-AD9A-4110FD5AF107 | Labor | 02/09/2017 | 02/09/2017 | Salvatore Bombara
|  | RF SURGICAL SYSTEMS INC. | RF SURGICAL SYSTEMS INC. RF ASSURE 200 |  |  | OPERATING ROOM - PAVILION |  |  |  | 02/07/2018 |  |  |  |  | NO | NO |  |  |  |  | RF SURGICAL SYSTEMS INC. 10752587 12924 |  |  | Active |  | 99:99:99:99:99:99 |  | Equipment | PAAR:00-PVAR | 10/31/2019 |  | COOPER UNIVERSITY HOSPITAL |  |  | Service contract | WOT00000000502093 | DOMINIC VENDETTA | Performance Verification | Closed | Salvatore Bombara | 02/07/2018 | 07/30/2018 | Performance Verification for RF SURGICAL SYSTEMS INC. 10752587 12924 | Initial Install of Performance Verification. Device is ready for patient use.
|  | RF SURGICAL SYSTEMS INC. | RF SURGICAL SYSTEMS INC. RF ASSURE 200 |  | 1627D | OPERATING ROOM - PAVILION |  |  |  | 10/30/2017 |  |  |  |  | NO | NO |  |  |  |  | RF SURGICAL SYSTEMS INC. 10732456 1627D |  |  | Disposition |  | 99:99:99:99:99:99 |  | Equipment | PAAR:00-PVAR | 10/16/2019 |  | COOPER UNIVERSITY HOSPITAL |  |  |  | 0012370968 | DOMINIC VENDETTA | Performance Verification | Closed | Salvatore Bombara | 10/30/2017 | 10/30/2017 | INCOMING INVENTORY | DEVICE INVENTORIED | BE38587C-B86D-4B1B-8347-0D95E37C9E9D | Labor | 10/30/2017 | 10/30/2017 | Salvatore Bombara
|  | RF SURGICAL SYSTEMS INC. | RF SURGICAL SYSTEMS INC. RF ASSURE 200 |  | 113FF | OR - KELEMEN 3 |  |  |  | 10/27/2017 |  |  |  |  | NO | NO |  |  |  |  | RF SURGICAL SYSTEMS INC. 10732422 113FF |  |  | Disposition |  | 99:99:99:99:99:99 |  | Equipment | PAAR:00-PVAR | 10/16/2019 |  | COOPER UNIVERSITY HOSPITAL |  |  |  | 0012367064 | DOMINIC VENDETTA | Performance Verification | Closed | Salvatore Bombara | 10/27/2017 | 10/27/2017 | INCOMING INVENTORY | DEVICE INVENTORIED | 18F7D687-F41D-4AC2-A2C0-6EFA52CD40BB | Labor | 10/27/2017 | 10/27/2017 | Salvatore Bombara
|  | RF SURGICAL SYSTEMS INC. | RF SURGICAL SYSTEMS INC. RF ASSURE 200 |  |  | OPERATING ROOM - PAVILION |  |  |  | 10/13/2017 |  |  |  |  | NO | NO |  |  |  |  | RF SURGICAL SYSTEMS INC. 10732368 17461 |  |  | Disposition |  | 99:99:99:99:99:99 |  | Equipment | PAAR:00-PVAR | 10/31/2019 |  | COOPER UNIVERSITY HOSPITAL |  |  |  | 0012295026 | DOMINIC VENDETTA | Performance Verification | Closed | Salvatore Bombara | 10/13/2017 | 10/13/2017 | INCOMING INVENTORY | DEVICE INVENTORIED | 4C003E08-EA76-4F02-91CF-395EA00CAECC | Labor | 10/13/2017 | 10/13/2017 | Salvatore Bombara
|  | RF SURGICAL SYSTEMS INC. | RF SURGICAL SYSTEMS INC. RF ASSURE 200 |  | 130C1 | OPERATING ROOM - PAVILION |  |  |  | 10/30/2017 |  |  |  |  | NO | NO |  |  |  |  | RF SURGICAL SYSTEMS INC. 10732272 130C1 |  |  | Disposition |  | 99:99:99:99:99:99 |  | Equipment | PAAR:00-PVAR | 10/16/2019 |  | COOPER UNIVERSITY HOSPITAL |  |  |  | 0012370958 | DOMINIC VENDETTA | Performance Verification | Closed | Salvatore Bombara | 10/30/2017 | 10/30/2017 | INCOMING INVENTORY | DEVICE INVENTORIED | AABC9930-75BC-4904-BED9-BC5214F2894B | Labor | 10/30/2017 | 10/30/2017 | Salvatore Bombara
|  | RF SURGICAL SYSTEMS INC. | RF SURGICAL SYSTEMS INC. RF ASSURE 200 |  | 1119F | OR - KELEMEN 3 |  |  |  | 09/27/2016 |  |  |  |  | NO | NO |  |  |  |  | RF SURGICAL SYSTEMS INC. 10649854 1119F |  |  | Disposition |  | 99:99:99:99:99:99 |  | Equipment | PAAR:00-PVAR | 10/16/2019 |  | COOPER UNIVERSITY HOSPITAL |  |  |  |  | DOMINIC VENDETTA
|  | RF SURGICAL SYSTEMS INC. | RF SURGICAL SYSTEMS INC. RF ASSURE 200 |  | 162AD | OPERATING ROOM - PAVILION |  |  |  | 10/04/2016 |  |  |  |  | NO | NO |  |  |  |  | RF SURGICAL SYSTEMS INC. 10649858 162AD |  |  | Disposition |  | 99:99:99:99:99:99 |  | Equipment | PAAR:00-PVAR | 10/16/2019 |  | COOPER UNIVERSITY HOSPITAL |  |  |  |  | DOMINIC VENDETTA
|  | RF SURGICAL SYSTEMS INC. | RF SURGICAL SYSTEMS INC. RF ASSURE 200 |  | 160D8 | OPERATING ROOM - PAVILION |  |  |  | 06/23/2016 |  |  |  |  | NO | NO |  |  |  |  | RF SURGICAL SYSTEMS INC. 10480480 160D8 |  |  | Disposition |  | 99:99:99:99:99:99 |  | Equipment | PAAR:00-PVAR | 10/16/2019 |  | COOPER UNIVERSITY HOSPITAL |  |  | PAV OR |  | DOMINIC VENDETTA
|  | RF SURGICAL SYSTEMS INC. | RF SURGICAL SYSTEMS INC. RF ASSURE 200 |  | 1272DR | OR - KELEMEN 3 |  |  |  | 06/20/2016 |  |  |  |  | NO | NO |  |  |  |  | RF SURGICAL SYSTEMS INC. 10480479 1272DR |  |  | Disposition |  |  |  | Equipment | PAAR:00-PVAR | 10/16/2019 |  | COOPER UNIVERSITY HOSPITAL |  |  |  |  | DOMINIC VENDETTA
|  | RF SURGICAL SYSTEMS INC. | RF SURGICAL SYSTEMS INC. RF ASSURE 200 |  | 1103B | OPERATING ROOM - PAVILION |  |  |  | 06/15/2016 |  |  |  |  | NO | NO |  |  |  |  | RF SURGICAL SYSTEMS INC. 10480478 1103B |  |  | Disposition |  | 99:99:99:99:99:99 |  | Equipment | PAAR:00-PVAR | 10/16/2019 |  | COOPER UNIVERSITY HOSPITAL |  |  |  |  | DOMINIC VENDETTA
|  | RF SURGICAL SYSTEMS INC. | RF SURGICAL SYSTEMS INC. RF ASSURE 200 |  |  | OR - KELEMEN 3 |  |  |  | 04/13/2016 |  |  |  |  | NO | NO |  |  |  |  | RF SURGICAL SYSTEMS INC. 10480464 13270 |  |  | Disposition |  |  |  | Equipment | PAAR:00-PVAR | 10/16/2019 |  | COOPER UNIVERSITY HOSPITAL |  |  | PAV OR |  | DOMINIC VENDETTA
|  | RF SURGICAL SYSTEMS INC. | RF SURGICAL SYSTEMS INC. RF ASSURE 200 |  |  | OR - KELEMEN 3 |  |  |  | 05/09/2016 |  |  |  |  | NO | NO |  |  |  |  | RF SURGICAL SYSTEMS INC. 10480441 13693 |  |  | Disposition |  |  |  | Equipment | PAAR:00-PVAR | 10/16/2019 |  | COOPER UNIVERSITY HOSPITAL |  |  |  |  | DOMINIC VENDETTA
|  | RF SURGICAL SYSTEMS INC. | RF SURGICAL SYSTEMS INC. RF ASSURE 200 |  |  | OR - KELEMEN 3 |  |  |  | 05/09/2016 |  |  |  |  | NO | NO |  |  |  |  | RF SURGICAL SYSTEMS INC. 10480440 13870 |  |  | Active |  | 99:99:99:99:99:99 |  | Equipment | PAAR:00-PVAR | 10/31/2019 |  | COOPER UNIVERSITY HOSPITAL |  |  |  |  | DOMINIC VENDETTA
|  | RF SURGICAL SYSTEMS INC. | RF SURGICAL SYSTEMS INC. RF ASSURE 200 |  | 124BBR | OPERATING ROOM - PAVILION |  |  |  | 01/21/2016 |  |  |  |  | NO | NO |  |  |  |  | RF SURGICAL SYSTEMS INC. 10480341 124BBR |  |  | Disposition |  |  |  | Equipment | PAAR:00-PVAR | 11/02/2019 |  | COOPER UNIVERSITY HOSPITAL |  |  | Kel OR |  | DOMINIC VENDETTA
|  | RF SURGICAL SYSTEMS INC. | RF SURGICAL SYSTEMS INC. RF ASSURE 200 |  | 1254DR | OPERATING ROOM - PAVILION |  |  |  | 11/04/2015 |  |  |  |  | NO | NO |  |  |  |  | RF SURGICAL SYSTEMS INC. 10480039 1254DR |  |  | Disposition |  |  |  | Equipment | PAAR:00-PVAR | 10/16/2019 |  | COOPER UNIVERSITY HOSPITAL |  |  |  |  | DOMINIC VENDETTA
|  | RF SURGICAL SYSTEMS INC. | RF SURGICAL SYSTEMS INC. RF ASSURE 200 |  | 111F9R | OR - KELEMEN 3 |  |  |  | 10/12/2015 |  |  |  |  | NO | NO |  |  |  |  | RF SURGICAL SYSTEMS INC. 10369484 111F9R |  |  | Disposition |  | 99:99:99:99:99:99 |  | Equipment | PAAR:00-PVAR | 10/16/2019 |  | COOPER UNIVERSITY HOSPITAL |  |  |  |  | DOMINIC VENDETTA
|  | RF SURGICAL SYSTEMS INC. | RF SURGICAL SYSTEMS INC. RF ASSURE 200 |  |  | OR - KELEMEN 3 |  |  |  | 08/18/2011 |  |  |  |  | NO | NO |  |  |  |  | RF SURGICAL SYSTEMS INC. 10369291 11313 |  |  | Disposition |  |  |  | Equipment | PAAR:00-PVAR | 11/02/2019 |  | COOPER UNIVERSITY HOSPITAL |  |  | KELEMEN OR | 0011041846 | DOMINIC VENDETTA | Repair | Closed | Salvatore Bombara | 01/10/2017 | 02/09/2017 | RF ASSURE DETECTION MAT - WHEN PLUGGED IN READING YELLOW ERROR MESSAGE - PAVILLION STORAGE RM ON TOP OF OR TABLE | 1/12/2017 11:06:41 AM SXBOMBARA (SXBOMBARA 1/12/2017 12:00 AM) CONFIRMED THIS UNIT IS BROKEN. SET UP UNIT FOR EXCHANGE. RMA# 9304365 2/1/2017 11:12:09 AM SXBOMBARA (SXBOMBARA 2/1/2017 12:00 AM) NO UPDATE AT THIS TIME 2/9/2017 12:06:39 PM SXBOMBARA (SXBOMBARA 2/9/2017 12:00 AM) RECEIVED REPLACEMENT. RETIRE UNIT 2/9/2017 12:06 PM SXBOMBARA This device has been removed from an active status with the RSQ Database, and physically removed from the facility. Device retired on 2/9/2017; Authorized By: RETIRE; Nature of Retirement: TRADED IN; Days In Service: 615 | 26834FF4-FFDD-4D11-82E7-CBA1226BC7EB | Labor | 01/12/2017 | 01/12/2017 | Salvatore Bombara
|  | RF SURGICAL SYSTEMS INC. | RF SURGICAL SYSTEMS INC. RF ASSURE 200 |  | 1218C | OR - KELEMEN 3 |  |  |  | 10/17/2013 |  |  |  |  | NO | NO |  |  |  |  | RF SURGICAL SYSTEMS INC. 10369262 1218C |  |  | Disposition |  |  |  | Equipment | PAAR:00-PVAR | 11/02/2019 |  | COOPER UNIVERSITY HOSPITAL |  |  | KELEMEN OR |  | DOMINIC VENDETTA
|  | RF SURGICAL SYSTEMS INC. | RF SURGICAL SYSTEMS INC. RF ASSURE 200 |  | 13048R | OR - KELEMEN 3 |  |  |  | 01/01/1900 |  |  |  |  | NO | NO |  |  |  |  | RF SURGICAL SYSTEMS INC. 10369106 13048R |  |  | Disposition |  |  |  | Equipment | PAAR:00-PVAR | 11/02/2019 |  | COOPER UNIVERSITY HOSPITAL |  |  | K7 |  | DOMINIC VENDETTA
|  | RF SURGICAL SYSTEMS INC. | RF SURGICAL SYSTEMS INC. RF ASSURE 200 |  | 1102B | OR - KELEMEN 3 |  |  |  | 08/07/2013 |  |  |  |  | NO | NO |  |  |  |  | RF SURGICAL SYSTEMS INC. 10368402 1102B |  |  | Active |  | 99:99:99:99:99:99 |  | Equipment | PAAR:00-PVAR | 11/02/2019 |  | COOPER UNIVERSITY HOSPITAL |  |  | K5 |  | DOMINIC VENDETTA
|  | RF SURGICAL SYSTEMS INC. | RF SURGICAL SYSTEMS INC. RF ASSURE 200 |  | 111C1 | OPERATING ROOM - PAVILION |  |  |  | 08/13/2013 |  |  |  |  | NO | NO |  |  |  |  | RF SURGICAL SYSTEMS INC. 10368341 111C1 |  |  | Disposition |  | 99:99:99:99:99:99 |  | Equipment | PAAR:00-PVAR | 11/02/2019 |  | COOPER UNIVERSITY HOSPITAL |  |  | OR P10 |  | DOMINIC VENDETTA
|  | RF SURGICAL SYSTEMS INC. | RF SURGICAL SYSTEMS INC. RF ASSURE 200 |  | 112B9 | OPERATING ROOM - PAVILION |  |  |  | 08/18/2011 |  |  |  |  | NO | NO |  |  |  |  | RF SURGICAL SYSTEMS INC. 10368295 112B9 |  |  | Disposition |  |  |  | Equipment | PAAR:00-PVAR | 11/02/2019 |  | COOPER UNIVERSITY HOSPITAL |  |  | OR 5 |  | DOMINIC VENDETTA
|  | RF SURGICAL SYSTEMS INC. | RF SURGICAL SYSTEMS INC. RF ASSURE 200 |  | 112D1 | OPERATING ROOM - PAVILION |  |  |  | 08/18/2011 |  |  |  |  | NO | NO |  |  |  |  | RF SURGICAL SYSTEMS INC. 10368259 112D1 |  |  | Disposition |  |  |  | Equipment | PAAR:00-PVAR | 11/02/2019 |  | COOPER UNIVERSITY HOSPITAL |  |  | OPERATING ROOM 4 |  | DOMINIC VENDETTA
|  | RF SURGICAL SYSTEMS INC. | RF SURGICAL SYSTEMS INC. RF ASSURE 200 |  | 113BO | OPERATING ROOM - PAVILION |  |  |  | 09/06/2011 |  |  |  |  | NO | NO |  |  |  |  | RF SURGICAL SYSTEMS INC. 10367386 113BO |  |  | Disposition |  |  |  | Equipment | PAAR:00-PVAR | 11/02/2019 |  | COOPER UNIVERSITY HOSPITAL |  |  | P3-OR 11 | 0011366546 | DOMINIC VENDETTA | Repair | Closed | Salvatore Bombara | 03/22/2017 | 03/22/2017 | DETECTOR - NEEDS CHECKED OUT - TMX | 3/22/2017 1:49:16 PM SXBOMBARA (SXBOMBARA 3/22/2017 12:00 AM) TESTED AND PASSED FULL FUNCTIONAL CHECK. RETURNED UNIT TO SERVICE.E | 45794C06-4912-4095-86DA-CB7C41FAEC79 | Labor | 03/22/2017 | 03/22/2017 | Salvatore Bombara
|  | RF SURGICAL SYSTEMS INC. | RF SURGICAL SYSTEMS INC. RF ASSURE 200 |  | 112C2 | OPERATING ROOM - PAVILION |  |  |  | 08/18/2011 |  |  |  |  | NO | NO |  |  |  |  | RF SURGICAL SYSTEMS INC. 10367398 112C2 |  |  | Disposition |  |  |  | Equipment | PAAR:00-PVAR | 10/16/2019 |  | COOPER UNIVERSITY HOSPITAL |  |  | P3-OR 1 |  | DOMINIC VENDETTA
|  | RF SURGICAL SYSTEMS INC. | RF SURGICAL SYSTEMS INC. RF ASSURE 200 |  |  | OPERATING ROOM - PAVILION |  |  |  | 08/18/2011 |  |  |  |  | NO | NO |  |  |  |  | RF SURGICAL SYSTEMS INC. 10367361 11307 |  |  | Disposition |  |  |  | Equipment | PAAR:00-PVAR | 11/02/2019 |  | COOPER UNIVERSITY HOSPITAL |  |  | P06 | 0011877491 | DOMINIC VENDETTA | Repair | Closed | Salvatore Bombara | 07/06/2017 | 07/13/2017 | DETECTOR - ELECTRICAL DETECTION FAILED - TMX | 7/6/2017 2:55:29 PM SXBOMBARA (SXBOMBARA 7/6/2017 12:00 AM) CONFIRMED ERROR. UNIT IS UNDER A SERVICE CONTRACT SET UP FOR REPLACEMENT.. RMA#: 9425478 7/13/2017 9:27:05 AM SXBOMBARA (SXBOMBARA 7/13/2017 12:00 AM) RECEIVED REPLACEMNET. PACKED UP AND SHIPPED BROKEN UNIT. 7/13/2017 9:27 AM SXBOMBARA This device has been removed from an active status with the RSQ Database, and physically removed from the facility. Device retired on 7/13/2017; Authorized By: COVIDIEN; Nature of Retirement: TRADED IN; Days In Service: 769 | 3E9B9DDB-B090-4113-BC3D-91CE16DAB29F | Labor | 07/13/2017 | 07/13/2017 | Salvatore Bombara
|  | RF SURGICAL SYSTEMS INC. | RF SURGICAL SYSTEMS INC. RF ASSURE 200 |  | 112D3 | OR - KELEMEN 3 |  |  |  | 08/18/2011 |  |  |  |  | NO | NO |  |  |  |  | RF SURGICAL SYSTEMS INC. 10367199 112D3 |  |  | Disposition |  |  |  | Equipment | PAAR:00-PVAR | 11/02/2019 |  | COOPER UNIVERSITY HOSPITAL |  |  | OR K6 |  | DOMINIC VENDETTA
|  | RF SURGICAL SYSTEMS INC. | RF SURGICAL SYSTEMS INC. RF ASSURE 200 |  |  | OPERATING ROOM - PAVILION |  |  |  | 10/16/2019 |  |  |  |  | NO | NO |  |  |  |  | RF SURGICAL SYSTEMS INC. 30294920 13216 |  |  | Disposition |  | 99:99:99:99:99:99 |  | Equipment | PAAR:00-PVAR | 10/16/2019 | 10/16/2019 | COOPER UNIVERSITY HOSPITAL |  |  |  | 0012479382 | DOMINIC VENDETTA | Performance Verification | Closed | Salvatore Bombara | 10/16/2019 | 10/16/2019 | INCOMING INVENTORY | DEVICE INVENTORIED | 51F6A221-8373-49C2-B3F4-2BA81ADBA357 | Labor | 10/16/2019 | 10/16/2019 | Salvatore Bombara
|  | RF SURGICAL SYSTEMS INC. | RF SURGICAL SYSTEMS INC. RF ASSURE 200 |  | 12267R | OPERATING ROOM - PAVILION |  |  |  | 10/16/2019 |  |  |  |  | NO | NO |  |  |  |  | RF SURGICAL SYSTEMS INC. 30294879 12267R |  |  | Disposition |  |  |  | Equipment | PAAR:00-PVAR | 10/16/2019 | 10/16/2019 | COOPER UNIVERSITY HOSPITAL |  |  | SERVICE CONTRACT | 0012162624 | DOMINIC VENDETTA | Performance Verification | Closed | Salvatore Bombara | 10/16/2019 | 10/16/2019 | INCOMING INVENTORY | DEVICE INVENTORIED | 3C5C2C33-CB9F-4605-B4CD-B5ADFD957ACE | Labor | 10/16/2019 | 10/16/2019 | Salvatore Bombara
|  | RF SURGICAL SYSTEMS INC. | RF SURGICAL SYSTEMS INC. RF ASSURE 200 |  |  | OR - KELEMEN 3 |  |  |  | 08/18/2011 |  |  |  |  | NO | NO |  |  |  |  | RF SURGICAL SYSTEMS INC. 10366663 11311 |  |  | Disposition |  |  |  | Equipment | PAAR:00-PVAR | 11/02/2019 |  | COOPER UNIVERSITY HOSPITAL |  |  | OPERATING ROOM K3 |  | DOMINIC VENDETTA
|  | RF SURGICAL SYSTEMS INC. | RF SURGICAL SYSTEMS INC. RF ASSURE 200 |  | 11070R | OPERATING ROOM - PAVILION |  |  |  | 09/11/2017 |  |  |  |  | NO | NO |  |  |  |  | RF SURGICAL SYSTEMS INC. 10366493 11070R |  |  | Disposition |  |  |  | Equipment | PAAR:00-PVAR | 10/16/2019 |  | COOPER UNIVERSITY HOSPITAL |  |  | SERVICE CONTRACT | 0012150024 | DOMINIC VENDETTA | Preventative Maintenance | Closed | Salvatore Bombara | 09/11/2017 | 09/11/2017 | PERFORMANCE ASSURANCE AT INVENTORY | INVENTORIED DEVICE AND ENSURED DEVICE WAS FUNCTIONING PROPERLY. | 16C86648-45FB-4BE1-8012-A10A75215FFA | Labor | 09/11/2017 | 09/11/2017 | Salvatore Bombara
|  | RF SURGICAL SYSTEMS INC. | RF SURGICAL SYSTEMS INC. RF ASSURE 200 |  | 114BDR | OR - KELEMEN 3 |  |  |  | 09/10/2015 |  |  |  |  | NO | NO |  |  |  |  | RF SURGICAL SYSTEMS INC. 10366492 114BDR |  |  | Disposition |  |  |  | Equipment | PAAR:00-PVAR | 10/16/2019 |  | COOPER UNIVERSITY HOSPITAL |  |  |  |  | DOMINIC VENDETTA
|  | RF SURGICAL SYSTEMS INC. | RF SURGICAL SYSTEMS INC. RF ASSURE 200 |  | 121DDR | OR - KELEMEN 3 |  |  |  | 06/09/2018 |  |  |  |  | NO | NO |  |  |  |  | RF SURGICAL SYSTEMS INC. 10366491 121DDR |  |  | Disposition |  | 99:99:99:99:99:99 |  | Equipment | PAAR:00-PVAR | 10/16/2019 |  | COOPER UNIVERSITY HOSPITAL |  |  | Performance Verification | WOT00000001406494 | DOMINIC VENDETTA | Repair | Closed | Salvatore Bombara | 09/06/2018 | 05/20/2019 | Wand Machine - port for wand to connect to is broken, see notes | Unit is no longer under service agreement. awaiting contract renewal. See attachment for communications with Medtronic. received replacement unit. Packed up and shipped unit out for exchange. retire unit Received replacement. Packed up and shipped back broken unit. Retire unit. | EXP2018358 | Labor | 01/08/2019 | 01/08/2019 | Salvatore Bombara
|  | RF SURGICAL SYSTEMS INC. | RF SURGICAL SYSTEMS INC. RF ASSURE 200 |  | 114EE | LABOR & DELIVERY |  |  |  | 08/18/2011 |  |  |  |  | NO | NO |  |  |  |  | RF SURGICAL SYSTEMS INC. 10365391 114EE |  |  | Active |  | 99:99:99:99:99:99 |  | Equipment | PAAR:00-PVAR | 11/02/2019 |  | COOPER UNIVERSITY HOSPITAL |  |  | 6 DORRANCE |  | JOANNA HORST
|  | RF SURGICAL SYSTEMS INC. | RF SURGICAL SYSTEMS INC. RF ASSURE 200 |  |  | OR - KELEMEN 3 |  |  |  | 08/02/2012 |  |  |  |  | NO | NO |  |  |  |  | RF SURGICAL SYSTEMS INC. 10364984 11236 |  |  | Active |  | 99:99:99:99:99:99 |  | Equipment | PAAR:00-PVAR | 11/02/2019 |  | COOPER UNIVERSITY HOSPITAL |  |  | BIOMED | WOT00000002204621 | DOMINIC VENDETTA | Disposition | Closed | Salvatore Bombara | 02/14/2019 | 05/19/2019 | Bulk Disposition CNL
|  | RF SURGICAL SYSTEMS INC. | RF SURGICAL SYSTEMS INC. RF ASSURE 200 |  |  | OR - KELEMEN 3 |  |  |  | 10/21/2015 |  |  |  |  | NO | NO |  |  |  |  | RF SURGICAL SYSTEMS INC. 10355470 11328 |  |  | Disposition |  |  |  | Equipment | PAAR:00-PVAR | 10/16/2019 |  | COOPER UNIVERSITY HOSPITAL |  |  |  |  | DOMINIC VENDETTA
|  | RF SURGICAL SYSTEMS INC. | RF SURGICAL SYSTEMS INC. RF ASSURE 200 |  |  | LABOR & DELIVERY |  |  |  | 08/18/2011 |  |  |  |  | NO | NO |  |  |  |  | RF SURGICAL SYSTEMS INC. 10355126 11335 |  |  | Active |  | 99:99:99:99:99:99 |  | Equipment | PAAR:00-PVAR | 11/02/2019 |  | COOPER UNIVERSITY HOSPITAL |  |  | 6 DORRANCE | WOT00000000508441 | JOANNA HORST | Disposition | Closed | Gene Amodei | 02/08/2018 | 05/14/2019 | Bulk Disposition CNL
|  | RF SURGICAL SYSTEMS INC. | RF SURGICAL SYSTEMS INC. RF ASSURE 200 |  | 1255D | LABOR & DELIVERY |  |  |  | 06/20/2013 |  |  |  |  | NO | NO |  |  |  |  | RF SURGICAL SYSTEMS INC. 10355115 1255D |  |  | Disposition |  | 99:99:99:99:99:99 |  | Equipment | PAAR:00-PVAR | 11/02/2019 |  | COOPER UNIVERSITY HOSPITAL |  |  | 6 DORRANCE | WOT00000000509427 | JOANNA HORST | Disposition | Closed | Gene Amodei | 02/08/2018 | 05/13/2019 | Bulk Disposition CNL
|  | RF SURGICAL SYSTEMS INC. | RF SURGICAL SYSTEMS INC. RF ASSURE 200 |  |  | OR - KELEMEN 3 |  |  |  | 08/18/2011 |  |  |  |  | NO | NO |  |  |  |  | RF SURGICAL SYSTEMS INC. 10355095 11320 |  |  | Disposition |  | 99:99:99:99:99:99 |  | Equipment | PAAR:00-PVAR | 11/02/2019 |  | COOPER UNIVERSITY HOSPITAL |  |  | L&D | WOT00000000940318 | DOMINIC VENDETTA | Repair | Closed | Salvatore Bombara | 05/21/2018 | 07/18/2018 | Fan is making a grinding noise | Acknowledged. received replacement. packed up and shipped back broken unit. Dispositioned from Work Order Task WOT00000000958899 CEID: 10355095 | EXP0649085 | Labor | 05/30/2018 | 05/30/2018 | Salvatore Bombara
|  | RF SURGICAL SYSTEMS INC. | RF SURGICAL SYSTEMS INC. RF ASSURE 200 |  |  | LABOR & DELIVERY |  |  |  | 08/18/2011 |  |  |  |  | NO | NO |  |  |  |  | RF SURGICAL SYSTEMS INC. 10354933 11396 |  |  | Active |  | 99:99:99:99:99:99 |  | Equipment | PAAR:00-PVAR | 11/01/2019 |  | COOPER UNIVERSITY HOSPITAL |  |  | DORRANCE 6 |  | JOANNA HORST
|  | RF SURGICAL SYSTEMS INC. | RF SURGICAL SYSTEMS INC. RF ASSURE 200 |  |  | LABOR & DELIVERY |  |  |  | 08/18/2011 |  |  |  |  | NO | NO |  |  |  |  | RF SURGICAL SYSTEMS INC. 10347672 11486 |  |  | Disposition |  |  |  | Equipment | PAAR:00-PVAR | 11/02/2019 |  | COOPER UNIVERSITY HOSPITAL |  |  | 6 DORRANCE | 0012122516 | JOANNA HORST | Repair | Closed | Gene Amodei | 08/29/2017 | 11/01/2017 | RF DETECTOR - NOT WORKING - L&D / DIRTY RM | 8/31/2017 3:32:14 PM GRAMODEI attempting to contact Medtronic, whao now owns RF Assure 9/5/2017 4:30:36 PM GRAMODEI (GRAMODEI 8/30/2017 8:20 AM) CONTACTED MEDTRONIX AGAIN FOR INFOR AND SUPPORT, AWAITING LOCAL REPS INFORMATION 9/5/2017 4:31:35 PM GRAMODEI (GRAMODEI 9/5/2017 11:30 AM) CONTACTED MEDTRONIX AGAIN, STILL NO INFOMATION 9/28/2017 3:19:25 PM GRAMODEI finally heard from Rep, units were put under the warranty agreement, and were shipped out for repaair 9/27/17 9/28/2017 3:26:48 PM GRAMODEI HI GENE, I JUST GOT WORD THAT THE SERIAL NUMBERS HAVE BEEN UPDATED IN OUR SYSTEM TO REFLECT THE WARRANTY. I APOLOGIZE IT TOOK SO LONG FOR THIS TO GET TAKEN CARE OF. YOU SHOULD BE ABLE TO CALL IN TOMORROW TO REQUEST THE RMA. PLEASE LET ME KNOW IF YOU HAVE ANY OTHER TROUBLE. SHELLEY QUEISER AREA MANAGER PENNSYLVANIA GENERAL SURGICAL PRODUCTS / MEDTRONIC SITUATE MEDTRONIC SURGICAL INNOVATIONS MINIMALLY INVASIVE THERAPIES GROUP (MITG) 24/7 [X-APPLE-DATA-DETECTORS://1] CLINICAL HOTLINE PHONE NUMBER: 1-800-255-8522 [TEL:1-800-255-8522], OPTION 1 MOBILE: 412-527-6869 [TEL:412-527-6869] CUSTOMER SERVICE: 800-962-9888 [TEL:800-962-9888] OPTION #1 THEN OPTION #5 SHELLEY.QUEISER@MEDTRONIC.COM [MAILTO:SHELLEY.QUEISER@MEDTRONIC.COM][[MAILTO:SHELLEY.QUEISER@MEDTRONIC.COM]] 10/17/2017 8:56:37 AM GRAMODEI units were sent to Medtronics, Im awaiting their return 11/1/2017 11:41:06 AM GRAMODEI (GRAMODEI 10/5/2017 9:30 AM) FINALLY RECEIVED REPLACEMENT UNITS CEID ASSIGNED 10732454 AND 10732453 11/1/2017 11:41 AM GRAMODEI This device has been removed from an active status with the RSQ Database, and physically removed from the facility. Device retired on 11/1/2017; Authorized By: GRAMODEI; Nature of Retirement: TRADED IN; Days In Service: 880 | 0C761753-8BC3-4F5E-A9C8-12E65BB26D54 | Labor | 08/30/2017 | 08/30/2017 | Gene Amodei
|  | RF SURGICAL SYSTEMS INC. | RF SURGICAL SYSTEMS INC. RF ASSURE 200 |  |  | OPERATING ROOM - PAVILION |  |  |  | 08/18/2011 |  |  |  |  | NO | NO |  |  |  |  | RF SURGICAL SYSTEMS INC. 10347661 11301 |  |  | Active |  | 99:99:99:99:99:99 |  | Equipment | PAAR:00-PVAR | 11/02/2019 |  | COOPER UNIVERSITY HOSPITAL |  |  | 5TH FLOOR PAVILLION | WOT00000000508415 | DOMINIC VENDETTA | Disposition | Closed | Salvatore Bombara | 02/08/2018 | 05/14/2019 | Bulk Disposition CNL
|  | RF SURGICAL SYSTEMS INC. | RF SURGICAL SYSTEMS INC. RF ASSURE 200 |  | 11130R | OR - KELEMEN 3 |  |  |  | 10/16/2019 |  |  |  |  | NO | NO |  |  |  |  | RF SURGICAL SYSTEMS INC. 30146273 11130R |  |  | Disposition |  |  |  | Equipment | PAAR:00-PVAR | 10/16/2019 | 10/16/2019 | COOPER UNIVERSITY HOSPITAL |  |  |  |  | DOMINIC VENDETTA |  |  |  | 10/16/2019 | 10/16/2019 |  |  |  |  | 10/16/2019 | 10/16/2019
|  | RF SURGICAL SYSTEMS INC. | RF SURGICAL SYSTEMS INC. RF ASSURE 200 |  | 120C9 | OPERATING ROOM - PAVILION |  |  |  | 07/26/2012 |  |  |  |  | NO | NO |  |  |  |  | RF SURGICAL SYSTEMS INC. 10346596 120C9 |  |  | Active |  | 99:99:99:99:99:99 |  | Equipment | PAAR:00-PVAR | 11/02/2019 |  | COOPER UNIVERSITY HOSPITAL |  |  | OR P07 | 0012147959 | DOMINIC VENDETTA | Repair | Closed | Salvatore Bombara | 09/11/2017 | 10/24/2017 | DETECTOR - WHERE YOU PLUG THE WAND IN, THE CONNECTOR IS BROKEN OFF - OR K3 DESK | 9/12/2017 9:56:47 AM SXBOMBARA (SXBOMBARA 9/12/2017 12:00 AM) CONFIRMED ERROR. SET UP UNIT FOR SWAP OUT. RMA# 9470828 10/6/2017 11:14:10 AM SXBOMBARA (SXBOMBARA 10/6/2017 12:00 AM) CONTACTED FOR UPDATE. NO UNITS AVAILABLE. 10/24/2017 11:09:28 AM SXBOMBARA (SXBOMBARA 10/24/2017 12:00 AM) RECEIVED REPLACEMENT UNIT. PACKED UP AND SHIPPED BACK TO MEDTRONIC. 10/24/2017 11:09 AM SXBOMBARA This device has been removed from an active status with the RSQ Database, and physically removed from the facility. Device retired on 10/24/2017; Authorized By: MEDTRONIC; Nature of Retirement: TRADED IN; Days In Service: 872 | C8971D9C-74D7-42A5-8F36-3B15845FCFBF | Labor | 10/24/2017 | 10/24/2017 | Salvatore Bombara
|  | RF SURGICAL SYSTEMS INC. | RF SURGICAL SYSTEMS INC. RF ASSURE 200 |  |  | OPERATING ROOM - PAVILION |  |  |  | 08/18/2011 |  |  |  |  | NO | NO |  |  |  |  | RF SURGICAL SYSTEMS INC. 10346558 11321 |  |  | Disposition |  |  |  | Equipment | PAAR:00-PVAR | 11/02/2019 |  | COOPER UNIVERSITY HOSPITAL |  |  | OR P04 |  | DOMINIC VENDETTA
|  | RF SURGICAL SYSTEMS INC. | RF SURGICAL SYSTEMS INC. RF ASSURE 200 |  | 1131C | OR - KELEMEN 3 |  |  |  | 08/18/2011 |  |  |  |  | NO | NO |  |  |  |  | RF SURGICAL SYSTEMS INC. 10346263 1131C |  |  | Disposition |  |  |  | Equipment | PAAR:00-PVAR | 10/16/2019 |  | COOPER UNIVERSITY HOSPITAL |  |  | OR 9 | 0011608372 | DOMINIC VENDETTA | Repair | Closed | Salvatore Bombara | 05/03/2017 | 05/03/2017 | DETECTOR - NOT BOOTING UP - TMX | 5/3/2017 9:51:00 AM SXBOMBARA (SXBOMBARA 5/3/2017 12:00 AM) CONFIRMED ERROR. UNIT UNDER SERVICE CONTRACT. RMA# 9376043. RETIRE UNIT. shiped to covidien 5/3/2017 9:51 AM SXBOMBARA THIS DEVICE HAS BEEN REMOVED FROM AN ACTIVE STATUS WITH THE RSQ DATABASE, AND PHYSICALLY REMOVED FROM THE FACILITY. DEVICE RETIRED ON 5/3/2017; AUTHORIZED BY: COVIDIEN; NATURE OF RETIREMENT: TRADED IN; DAYS IN SERVICE: 698 | E259CE56-D5F6-42DB-A81C-7DFA179AF8A0 | Labor | 05/03/2017 | 05/03/2017 | Salvatore Bombara
|  | RF SURGICAL SYSTEMS INC. | RF SURGICAL SYSTEMS INC. RF ASSURE 200 |  | 121AC | VOORHEES SURGERY CENTER-OPERATING ROOM |  |  |  | 11/19/2014 |  |  |  |  | NO | NO |  |  |  |  | RF SURGICAL SYSTEMS INC. 10345489 121AC |  |  | Disposition |  | 99:99:99:99:99:99 |  | Equipment | PAAR:00-PVAR | 11/02/2019 |  | COOPER AMBULATORY OFF-SITES |  |  | OR 1 | WOT00000001307235 | JENNIFER BOMBARO | Repair | Closed | Kirk Lis | 08/20/2018 | 10/03/2018 | Turns on but screen is blank | PERFORMED OVP ON UNIT,COULD NOT DUPLICATE PROBLEM INFORMED STAFF OF FINDINGS | EXP1158216 | Labor | 08/21/2018 | 08/21/2018 | Kirk Lis
|  | RICE LAKE WEIGHING | RICE LAKE WEIGHING 140-10-6 |  | S00677 | CDU - CLINICAL DECISION UNIT-9 KELEMEN |  |  | excluded | 04/18/2011 |  |  |  |  | NO | NO |  |  |  |  | RICE LAKE WEIGHING 10367717 S00677 |  |  | Active |  | 99:99:99:99:99:99 |  | Equipment | 1Y:00-MFG | 05/21/2019 | 05/01/2020 | COOPER UNIVERSITY HOSPITAL |  |  | CDO KEL 9 |  | KAREN GRUBER
|  | RICE LAKE WEIGHING | RICE LAKE WEIGHING BARIATRIC HANDRAIL 260-10-1 |  | 120715C135718 | 3 COOPER-PREADMISSION TESTING |  |  | excluded | 10/31/2019 |  |  |  |  | NO | NO |  |  |  |  | RICE LAKE WEIGHING 30225144 120715C135718 |  |  | Active |  |  |  | Equipment | PAAR:00-PVAR | 10/31/2019 | 10/31/2019 | COOPER AMBULATORY OFF-SITES |  |  | Performance Verification | WOT00000002114208 | Karen Capone | Performance Verification | Closed | Stephen Zubrzycki | 10/31/2019 | 10/31/2019 | CEID Record Completion for RICE LAKE WEIGHING 30225144 120715C135718 | Inventoried unit. While verifying that unit was working, I noticed that it kept coming up with a "SAT" error. I looked this up and it has to do with an load cell error. I took apart the load cell covers, hoping that the cable was just disconnected. But it was connected at the load cells. I then found the issue to be that the load cell cable was plugged into the wrong port on the scale console. There was only one port available from the outside so it seemed to be in the correct spot. After reading the install instructions, I found that the console actually has to be disassembled to connect the load cell cable into the correct port. Whomever initially installed the unit plugged the load cell cable into the wrong port. Connected to correct port and reassembled the scale and VPO of unit. | EXP2211918 | Labor | 10/31/2019 | 10/31/2019 | Stephen Zubrzycki
|  | RICE LAKE WEIGHING | RICE LAKE WEIGHING HEALTHWEIGHT H150-10-7 |  | 112315C134935 | VOORHEES SURGERY CENTER-OPERATING ROOM |  |  | excluded | 10/31/2019 |  |  |  |  | NO | NO |  |  |  |  | RICE LAKE WEIGHING 30142140 112315C134935 |  |  | Active |  | 99:99:99:99:99:99 |  | Equipment | PAAR:00-PVAR | 10/31/2019 | 10/31/2019 | COOPER AMBULATORY OFF-SITES |  |  | SUITE E |  | JENNIFER BOMBARO |  |  |  | 10/31/2019 | 10/31/2019 |  |  |  |  | 10/31/2019 | 10/31/2019
|  | RICE LAKE WEIGHING | RICE LAKE WEIGHING RL-DBS |  |  | MATERNAL FETAL CARE UNIT |  |  | excluded | 03/27/2019 |  |  |  |  | NO | NO |  |  |  |  | RICE LAKE WEIGHING 10752547 10101700087 |  |  | Active |  |  |  | Equipment | PAAR:00-PVAR | 10/31/2019 |  | COOPER UNIVERSITY HOSPITAL |  |  | MFCU - 5TH FLOOR DORRANCE | WOT00000002408839 | JOANNA HORST | Repair | Closed | Gene Amodei | 03/27/2019 | 03/28/2019 | Infant scale - underweighing babies, weight is not correct | 7500 g weight used, NPF | EXP2574760 | Labor | 03/27/2019 | 03/27/2019 | Gene Amodei
|  | RICE LAKE WEIGHING | RICE LAKE WEIGHING RL-DBS |  |  | MOTHER INFANT UNIT |  |  |  | 06/25/2015 |  |  |  |  | NO | NO |  |  |  |  | RICE LAKE WEIGHING 10365350 06051301641 |  |  | Disposition |  |  |  | Equipment | 1Y:00-MFG | 05/04/2017 | 05/01/2020 | COOPER UNIVERSITY HOSPITAL |  |  | NOC |  | Christina Smith
|  | RICE LAKE WEIGHING | RICE LAKE WEIGHING RL-DBS |  | Not Known | MATERNAL FETAL CARE UNIT |  |  | excluded | 01/01/1900 |  |  |  |  | NO | NO |  |  |  |  | RICE LAKE WEIGHING 10364811 Not Known |  |  | Active |  | 99:99:99:99:99:99 |  | Equipment | 1Y:00-MFG | 05/31/2019 | 05/01/2020 | COOPER UNIVERSITY HOSPITAL |  |  | D5-N |  | JOANNA HORST
|  | RICHARD WOLF MEDICAL | RICHARD WOLF MEDICAL TEXAS RIB (82510.1400) |  |  | PULMONARY LAB |  |  |  | 10/31/2019 |  |  |  |  | NO | NO |  |  |  |  | RICHARD WOLF MEDICAL 5000353601 5000353601 |  |  | Active |  |  |  | Equipment | PAAR:00-PVAR | 10/31/2019 | 10/31/2019 | COOPER UNIVERSITY HOSPITAL |  |  | 6TH FLOOR KELEMEN | WOT00000002552759 | KATHY LOFLAND | Performance Verification | Closed | Kenneth Krips | 10/31/2019 | 10/31/2019 | Performance Verification for UNMATCHED 5000353601 5000353601 | Initial Install of Performance Verification. Device is ready for patient use. |  |  | 10/31/2019 | 10/31/2019
|  | RIGEL MEDICAL | RIGEL MEDICAL MULTI-FLO INFUSION PUMP ANALYSER |  | 06K-0267 | BIOMEDICAL |  |  |  | 12/27/2018 |  |  |  |  | NO | NO |  |  |  |  | RIGEL MEDICAL 11221800 06K-0267 |  |  | Active |  | 99:99:99:99:99:99 |  | Test Equipment | 1Y:00-VEN | 12/27/2018 | 12/27/2018 | COOPER UNIVERSITY HOSPITAL |  |  | Josh's Desk | WOT00000001866165 | Bonnie Aichroch | Performance Verification | Closed | Josh Harris | 12/27/2018 | 12/27/2018 | Performance Verification for UNMATCHED 11221800 06K-0267 | Initial Install of Performance Verification. Device is ready for patient use. |  |  | 12/27/2018 | 12/27/2018
|  | RITTER | RITTER 100 |  | CD1239 | KINGS HIGHWAY - OB/GYN |  |  | excluded | 01/01/1900 |  |  |  |  | NO | NO |  |  |  |  | RITTER 10366313 CD1239 |  |  | Active |  | 99:99:99:99:99:99 |  | Equipment | PAAR:00-PVAR | 11/02/2019 |  | COOPER AMBULATORY OFF-SITES |  |  | SUITE 201 |  | DONNA ONEILL
|  | RITTER | RITTER 100 |  | AE016848 | HADDON HEIGHTS-FAMILY MEDICINE |  |  | excluded | 01/01/1900 |  |  |  |  | NO | NO |  |  |  |  | RITTER 10365812 AE016848 |  |  | Active |  | 99:99:99:99:99:99 |  | Equipment | PAAR:00-PVAR | 11/02/2019 |  | COOPER AMBULATORY OFF-SITES |  |  | EXAM 6 |  | KELLIE STOUT
|  | RITTER | RITTER 100 |  | BS077934 | 3 COOPER-HEM/ONC |  |  | excluded | 01/01/1900 |  |  |  |  | NO | NO |  |  |  |  | RITTER 10346943 BS077934 |  |  | Active |  | 99:99:99:99:99:99 |  | Equipment | PAAR:00-PVAR | 11/02/2019 |  | COOPER AMBULATORY OFF-SITES |  |  | Suite 211 - Exam 3 |  | LOIS CARR
|  | RITTER | RITTER 100 |  | Not Known | 3 COOPER - SURGERY DEPARTMENT |  |  | excluded | 01/01/1900 |  |  |  |  | NO | NO |  |  |  |  | RITTER 10346803 Not Known |  |  | Active |  | 99:99:99:99:99:99 |  | Equipment | PAAR:00-PVAR | 11/02/2019 |  | COOPER AMBULATORY OFF-SITES |  |  | SUITE 403 - EXAM 17 |  | ANNE MAIER
|  | RITTER | RITTER 100 |  | BSO25133 | BUNKER HILL-INTERNAL MEDICINE |  |  |  | 11/02/2019 |  |  |  |  | NO | NO |  |  |  |  | RITTER 30142993 BSO25133 |  |  | Disposition |  | 99:99:99:99:99:99 |  | Equipment | PAAR:00-PVAR | 11/02/2019 | 11/02/2019 | COOPER AMBULATORY OFF-SITES |  |  | EXAM 13 | WOT00000002713584 | SUSAN BABCOCK | Disposition | Closed | Michael Youch | 11/02/2019 | 11/02/2019 | Equipment Disposition | Renovation of 1 Plaza Drive in Sewell; Phylis Liberi sent the tags of equipment removed for replacement. | EXP2955119 | Labor | 11/02/2019 | 11/02/2019 | Michael Youch
|  | RITTER | RITTER 100 |  | BS025144 | BUNKER HILL-INTERNAL MEDICINE |  |  |  | 01/01/1900 |  |  |  |  | NO | NO |  |  |  |  | RITTER 10345737 BS025144 |  |  | Disposition |  | 99:99:99:99:99:99 |  | Equipment | PAAR:00-PVAR | 11/02/2019 |  | COOPER AMBULATORY OFF-SITES |  |  | EXAM 10 | WOT00000002713617 | SUSAN BABCOCK | Disposition | Closed | Michael Youch | 05/17/2019 | 05/20/2019 | Equipment Disposition | Renovation of 1 Plaza Drive in Sewell; Phylis Liberi sent the tags of equipment removed for replacement. | EXP2955223 | Labor | 05/14/2019 | 05/14/2019 | Michael Youch
|  | RITTER | RITTER 100 |  | BSO25145 | BUNKER HILL-INTERNAL MEDICINE |  |  |  | 01/01/1900 |  |  |  |  | NO | NO |  |  |  |  | RITTER 10345735 BSO25145 |  |  | Disposition |  | 99:99:99:99:99:99 |  | Equipment | PAAR:00-PVAR | 11/01/2019 |  | COOPER AMBULATORY OFF-SITES |  |  | EXAM 11 | WOT00000002713603 | SUSAN BABCOCK | Disposition | Closed | Michael Youch | 05/17/2019 | 05/20/2019 | Equipment Disposition | Renovation of 1 Plaza Drive in Sewell; Phylis Liberi sent the tags of equipment removed for replacement. | EXP2955196 | Labor | 05/14/2019 | 05/14/2019 | Michael Youch
|  | RITTER | RITTER 100 |  | BS018592 | 6017 MAIN ST-PLASTICS |  |  | excluded | 01/01/1900 |  |  |  |  | NO | NO |  |  |  |  | RITTER 10345310 BS018592 |  |  | Active |  | 99:99:99:99:99:99 |  | Equipment | PAAR:00-PVAR | 11/02/2019 |  | COOPER AMBULATORY OFF-SITES |  |  | Exam 7 |  | ANNE MAIER
|  | RITTER | RITTER 100 |  | BS4521 | BUNKER HILL-OB/GYN |  |  |  | 01/01/1900 |  |  |  |  | NO | NO |  |  |  |  | RITTER 03782 BS4521 |  |  | Disposition |  |  |  | Equipment | PAAR:00-PVAR | 10/16/2019 |  | COOPER AMBULATORY OFF-SITES |  |  | 1ST |  | LISA POTTS
|  | RITTER | RITTER 100-023 |  | CD09881 | MAPLE SHADE-FAMILY MEDICINE |  |  |  | 10/16/2019 |  |  |  |  | NO | NO |  |  |  |  | RITTER 25476 CD09881 |  |  | Disposition |  |  |  | Equipment | PAAR:00-PVAR | 10/16/2019 | 10/16/2019 | COOPER AMBULATORY OFF-SITES |  |  | 111 E. MAIN STREET |  | ANDREA GRAHAM |  |  |  | 10/16/2019 | 10/16/2019 |  |  |  |  | 10/16/2019 | 10/16/2019
|  | RITTER | RITTER 100-023 |  | CD072569 | 3 COOPER-HEM/ONC |  |  | excluded | 01/01/1900 |  |  |  |  | NO | NO |  |  |  |  | RITTER 10346937 CD072569 |  |  | Active |  | 99:99:99:99:99:99 |  | Equipment | PAAR:00-PVAR | 11/02/2019 |  | COOPER AMBULATORY OFF-SITES |  |  | Suite 211 - Exam 1 |  | LOIS CARR
|  | RITTER | RITTER 100-025 |  | BS066892 | BUNKER HILL-INTERNAL MEDICINE |  |  | excluded | 01/01/1900 |  |  |  |  | NO | NO |  |  |  |  | RITTER 10366760 BS066892 |  |  | Active |  | 99:99:99:99:99:99 |  | Equipment | PAAR:00-PVAR | 11/02/2019 |  | COOPER AMBULATORY OFF-SITES |  |  | exam 4 |  | SUSAN BABCOCK
|  | RITTER | RITTER 100-025 |  | BSO77673 | ANTERPARTUM-INVITRO FERT |  |  | excluded | 01/01/1900 |  |  |  |  | NO | NO |  |  |  |  | RITTER 10355071 BSO77673 |  |  | Active |  | 99:99:99:99:99:99 |  | Equipment | PAAR:00-PVAR | 10/31/2019 |  | COOPER UNIVERSITY HOSPITAL |  |  | 6TH |  | GRACE SVEINBZORNSSON
|  | RITTER | RITTER 100-025 |  | BSO77995 | ANTERPARTUM-INVITRO FERT |  |  | excluded | 01/01/1900 |  |  |  |  | NO | NO |  |  |  |  | RITTER 10355067 BSO77995 |  |  | Active |  | 99:99:99:99:99:99 |  | Equipment | PAAR:00-PVAR | 10/31/2019 |  | COOPER UNIVERSITY HOSPITAL |  |  | D616 |  | GRACE SVEINBZORNSSON
|  | RITTER | RITTER 100-025 |  | BS051972 | VOORHEES PEDIATRICS |  |  | excluded | 01/01/2001 |  |  |  |  | NO | NO |  |  |  |  | RITTER 10347006 BS051972 |  |  | Active |  | 99:99:99:99:99:99 |  | Equipment | PAAR:00-PVAR | 11/02/2019 |  | COOPER AMBULATORY OFF-SITES |  |  | PEDS - VOORHEES |  | MAUREEN OBRIEN
|  | RITTER | RITTER 100-025 |  | BS055178 | WILLINGBORO HEMATOLOGY/ONCOLOGY |  |  |  | 01/01/1900 |  |  |  |  | NO | NO |  |  |  |  | RITTER 07871 BS055178 |  |  | Disposition |  |  |  | Equipment | PAAR:00-PVAR | 10/16/2019 |  | COOPER AMBULATORY OFF-SITES |  |  | SUITE M |  | ANN DENTON
|  | RITTER | RITTER 100-026 |  | BSO77940 | SPD |  |  |  | 01/01/1900 |  |  |  |  | NO | NO |  |  |  |  | RITTER 03676 BSO77940 |  |  | Disposition |  |  |  | Equipment | PAAR:00-PVAR | 10/16/2019 |  | COOPER UNIVERSITY HOSPITAL |  |  | 1ST |  | David Frye
|  | RITTER | RITTER 100-038 |  | KF001796 | SPD |  |  |  | 01/01/1900 |  |  |  |  | NO | NO |  |  |  |  | RITTER 03661 KF001796 |  |  | Disposition |  |  |  | Equipment | PAAR:00-PVAR | 10/16/2019 |  | COOPER UNIVERSITY HOSPITAL |  |  | 1ST |  | David Frye
|  | RITTER | RITTER 104 |  | KC036535 | WOODLYNNE FAMILY MEDICINE |  |  |  | 10/16/2019 |  |  |  |  | NO | NO |  |  |  |  | RITTER 24918 KC036535 |  |  | Disposition |  |  |  | Equipment | PAAR:00-PVAR | 10/16/2019 | 10/16/2019 | COOPER AMBULATORY OFF-SITES |  |  | WOODLYNNE |  | SHEILA HERNANDEZ |  |  |  | 10/16/2019 | 10/16/2019 |  |  |  |  | 10/16/2019 | 10/16/2019
|  | RITTER | RITTER 104 |  | NOT KNOWN | 3 COOPER-HEM/ONC |  |  | excluded | 11/02/2019 |  |  |  |  | NO | NO |  |  |  |  | RITTER 11221509 NOT KNOWN |  |  | Active |  | 99:99:99:99:99:99 |  | Equipment | PAAR:00-PVAR | 11/02/2019 | 11/02/2019 | COOPER AMBULATORY OFF-SITES |  |  | Suite 211 - Exam 2 |  | LOIS CARR |  |  |  | 11/02/2019 | 11/02/2019 |  |  |  |  | 11/02/2019 | 11/02/2019
|  | RITTER | RITTER 104 |  | BS077998 | VOORHEES PEDIATRICS |  |  | excluded | 01/01/1900 |  |  |  |  | NO | NO |  |  |  |  | RITTER 10732216 BS077998 |  |  | Active |  | 99:99:99:99:99:99 |  | Equipment | PAAR:00-PVAR | 11/02/2019 |  | COOPER AMBULATORY OFF-SITES |  |  | PEDS - VOOR MAIN |  | MAUREEN OBRIEN
|  | RITTER | RITTER 104 |  | BS077985 | WILLINGBORO COOPER UNIVERSITY PHYSICIANS |  |  | excluded | 01/01/1900 |  |  |  |  | NO | NO |  |  |  |  | RITTER 10367140 BS077985 |  |  | Active |  | 99:99:99:99:99:99 |  | Equipment | PAAR:00-PVAR | 11/01/2019 |  | COOPER AMBULATORY OFF-SITES |  |  | INTERNAL MEDICINE EXAM RM 26 |  | PATTY LEWIS
|  | RITTER | RITTER 104 |  | BS077979 | WILLINGBORO COOPER UNIVERSITY PHYSICIANS |  |  | excluded | 01/01/1900 |  |  |  |  | NO | NO |  |  |  |  | RITTER 10367138 BS077979 |  |  | Active |  | 99:99:99:99:99:99 |  | Equipment | PAAR:00-PVAR | 11/02/2019 |  | COOPER AMBULATORY OFF-SITES |  |  | INTERNAL MEDICINE EXAM RM 25 |  | PATTY LEWIS
|  | RITTER | RITTER 104 |  | BSO77992 | WILLINGBORO COOPER UNIVERSITY PHYSICIANS |  |  | excluded | 01/01/1900 |  |  |  |  | NO | NO |  |  |  |  | RITTER 10367135 BSO77992 |  |  | Active |  | 99:99:99:99:99:99 |  | Equipment | PAAR:00-PVAR | 11/02/2019 |  | COOPER AMBULATORY OFF-SITES |  |  | INTERNAL MEDICINE EXAM RM 24 |  | PATTY LEWIS
|  | RITTER | RITTER 104 |  | BS077976 | WILLINGBORO COOPER UNIVERSITY PHYSICIANS |  |  | excluded | 01/01/1900 |  |  |  |  | NO | NO |  |  |  |  | RITTER 10367112 BS077976 |  |  | Active |  | 99:99:99:99:99:99 |  | Equipment | PAAR:00-PVAR | 11/01/2019 |  | COOPER AMBULATORY OFF-SITES |  |  | INTERNAL MEDICINE EXAM RM 23 |  | PATTY LEWIS
|  | RITTER | RITTER 104 |  | Not Known | BUNKER HILL-OB/GYN |  |  |  | 01/01/1900 |  |  |  |  | NO | NO |  |  |  |  | RITTER 10367001 Not Known |  |  | Disposition |  |  |  | Equipment | PAAR:00-PVAR | 11/01/2019 |  | COOPER AMBULATORY OFF-SITES |  |  | EXAM 1 |  | LISA POTTS
|  | RITTER | RITTER 104 |  | KEO54495 | BUNKER HILL-OB/GYN |  |  |  | 01/06/2005 |  |  |  |  | NO | NO |  |  |  |  | RITTER 10366993 KEO54495 |  |  | Disposition |  |  |  | Equipment | PAAR:00-PVAR | 11/02/2019 |  | COOPER AMBULATORY OFF-SITES |  |  | exam 4 |  | LISA POTTS
|  | RITTER | RITTER 104 |  | Not Known | BUNKER HILL-OB/GYN |  |  |  | 01/01/1900 |  |  |  |  | NO | NO |  |  |  |  | RITTER 10366995 Not Known |  |  | Disposition |  |  |  | Equipment | PAAR:00-PVAR | 11/02/2019 |  | COOPER AMBULATORY OFF-SITES |  |  | exam 3 |  | LISA POTTS
|  | RITTER | RITTER 104 |  | BS077981 | BUNKER HILL-OB/GYN |  |  |  | 01/01/1900 |  |  |  |  | NO | NO |  |  |  |  | RITTER 10366997 BS077981 |  |  | Disposition |  |  |  | Equipment | PAAR:00-PVAR | 11/01/2019 |  | COOPER AMBULATORY OFF-SITES |  |  | EXAM 2 |  | LISA POTTS
|  | RITTER | RITTER 104 |  | CD059154 | BUNKER HILL-SURGERY |  |  | excluded | 01/01/1900 |  |  |  |  | NO | NO |  |  |  |  | RITTER 10366864 CD059154 |  |  | Active |  | 99:99:99:99:99:99 |  | Equipment | PAAR:00-PVAR | 11/02/2019 |  | COOPER AMBULATORY OFF-SITES |  |  | exam 3 |  | ANNE MAIER
|  | RITTER | RITTER 104 |  | BSO77982 | BUNKER HILL-SURGERY |  |  | excluded | 01/01/1900 |  |  |  |  | NO | NO |  |  |  |  | RITTER 10366865 BSO77982 |  |  | Active |  | 99:99:99:99:99:99 |  | Equipment | PAAR:00-PVAR | 11/02/2019 |  | COOPER AMBULATORY OFF-SITES |  |  | exam 4 |  | ANNE MAIER
|  | RITTER | RITTER 104 |  | BSO1255 | BUNKER HILL-SURGERY |  |  | excluded | 01/01/1900 |  |  |  |  | NO | NO |  |  |  |  | RITTER 10366853 BSO1255 |  |  | Active |  | 99:99:99:99:99:99 |  | Equipment | PAAR:00-PVAR | 11/01/2019 |  | COOPER AMBULATORY OFF-SITES |  |  | EXAM 2 |  | ANNE MAIER
|  | RITTER | RITTER 104 |  | CD077192 | GLOUCESTER-MEDICINE |  |  |  | 01/01/1900 |  |  |  |  | NO | NO |  |  |  |  | RITTER 10366850 CD077192 |  |  | Disposition |  |  |  | Equipment | PAAR:00-PVAR | 11/02/2019 |  | COOPER AMBULATORY OFF-SITES |  |  | EXAM 3 - Closing |  | KELLIE STOUT
|  | RITTER | RITTER 104 |  | 7085-0236 | GLOUCESTER-MEDICINE |  |  |  | 01/01/2001 |  |  |  |  | NO | NO |  |  |  |  | RITTER 10366843 7085-0236 |  |  | Disposition |  |  |  | Equipment | PAAR:00-PVAR | 11/02/2019 |  | COOPER AMBULATORY OFF-SITES |  |  | EXAM 4 - Closing |  | KELLIE STOUT
|  | RITTER | RITTER 104 |  | BS077984 | GLOUCESTER-MEDICINE |  |  |  | 01/01/1900 |  |  |  |  | NO | NO |  |  |  |  | RITTER 10366847 BS077984 |  |  | Disposition |  |  |  | Equipment | PAAR:00-PVAR | 11/02/2019 |  | COOPER AMBULATORY OFF-SITES |  |  | Exam 1 - Closed |  | KELLIE STOUT
|  | RITTER | RITTER 104 |  | V146941 | THOROFARE-INTERNAL MEDICINE |  |  | excluded | 12/28/2005 |  |  |  |  | NO | NO |  |  |  |  | RITTER 10366833 V146941 |  |  | Active |  | 99:99:99:99:99:99 |  | Equipment | PAAR:00-PVAR | 11/02/2019 |  | COOPER AMBULATORY OFF-SITES |  |  | EXAM 6 |  | Cheryl Peck
|  | RITTER | RITTER 104 |  | V146924 | THOROFARE-INTERNAL MEDICINE |  |  | excluded | 12/28/2005 |  |  |  |  | NO | NO |  |  |  |  | RITTER 10366834 V146924 |  |  | Active |  | 99:99:99:99:99:99 |  | Equipment | PAAR:00-PVAR | 11/02/2019 |  | COOPER AMBULATORY OFF-SITES |  |  | EXAM 2 |  | Cheryl Peck
|  | RITTER | RITTER 104 |  | V146940 | THOROFARE-INTERNAL MEDICINE |  |  | excluded | 12/28/2005 |  |  |  |  | NO | NO |  |  |  |  | RITTER 10366828 V146940 |  |  | Active |  | 99:99:99:99:99:99 |  | Equipment | PAAR:00-PVAR | 11/02/2019 |  | COOPER AMBULATORY OFF-SITES |  |  | Exam 7 |  | Cheryl Peck
|  | RITTER | RITTER 104 |  | V146922 | THOROFARE-INTERNAL MEDICINE |  |  | excluded | 12/28/2005 |  |  |  |  | NO | NO |  |  |  |  | RITTER 10366823 V146922 |  |  | Active |  | 99:99:99:99:99:99 |  | Equipment | PAAR:00-PVAR | 11/02/2019 |  | COOPER AMBULATORY OFF-SITES |  |  | exam 3 |  | Cheryl Peck
|  | RITTER | RITTER 104 |  | V146921 | THOROFARE-INTERNAL MEDICINE |  |  | excluded | 12/28/2005 |  |  |  |  | NO | NO |  |  |  |  | RITTER 10366820 V146921 |  |  | Active |  | 99:99:99:99:99:99 |  | Equipment | PAAR:00-PVAR | 11/02/2019 |  | COOPER AMBULATORY OFF-SITES |  |  | EXAM 5 |  | Cheryl Peck
|  | RITTER | RITTER 104 |  | V146923 | THOROFARE-INTERNAL MEDICINE |  |  | excluded | 12/28/2005 |  |  |  |  | NO | NO |  |  |  |  | RITTER 10366817 V146923 |  |  | Active |  | 99:99:99:99:99:99 |  | Equipment | PAAR:00-PVAR | 11/02/2019 |  | COOPER AMBULATORY OFF-SITES |  |  | exam 4 |  | Cheryl Peck
|  | RITTER | RITTER 104 |  | KEO34281 | FAMILY MEDICAL SEWELL |  |  | excluded | 01/01/1900 |  |  |  |  | NO | NO |  |  |  |  | RITTER 10366808 KEO34281 |  |  | Active |  | 99:99:99:99:99:99 |  | Equipment | PAAR:00-PVAR | 11/02/2019 |  | COOPER AMBULATORY OFF-SITES |  |  | EXAM 2 |  | MARIANNE SHIEPAN
|  | RITTER | RITTER 104 |  | KEO34285 | FAMILY MEDICAL SEWELL |  |  | excluded | 01/01/1900 |  |  |  |  | NO | NO |  |  |  |  | RITTER 10366798 KEO34285 |  |  | Active |  | 99:99:99:99:99:99 |  | Equipment | PAAR:00-PVAR | 11/01/2019 |  | COOPER AMBULATORY OFF-SITES |  |  | exam 4 |  | MARIANNE SHIEPAN
|  | RITTER | RITTER 104 |  | CD116366 | FAMILY MEDICAL SEWELL |  |  | excluded | 01/01/1900 |  |  |  |  | NO | NO |  |  |  |  | RITTER 10366799 CD116366 |  |  | Active |  | 99:99:99:99:99:99 |  | Equipment | PAAR:00-PVAR | 11/02/2019 |  | COOPER AMBULATORY OFF-SITES |  |  | EXAM 5 |  | MARIANNE SHIEPAN
|  | RITTER | RITTER 104 |  | KEO34280 | FAMILY MEDICAL SEWELL |  |  | excluded | 01/01/1900 |  |  |  |  | NO | NO |  |  |  |  | RITTER 10366804 KEO34280 |  |  | Active |  | 99:99:99:99:99:99 |  | Equipment | PAAR:00-PVAR | 11/02/2019 |  | COOPER AMBULATORY OFF-SITES |  |  | EXAM 6 |  | MARIANNE SHIEPAN
|  | RITTER | RITTER 104 |  | BS071348 | FAMILY MEDICAL SEWELL |  |  | excluded | 01/01/1900 |  |  |  |  | NO | NO |  |  |  |  | RITTER 10366795 BS071348 |  |  | Active |  | 99:99:99:99:99:99 |  | Equipment | PAAR:00-PVAR | 11/02/2019 |  | COOPER AMBULATORY OFF-SITES |  |  | exam 3 |  | MARIANNE SHIEPAN
|  | RITTER | RITTER 104 |  | BS055125 | FAMILY MEDICAL SEWELL |  |  | excluded | 01/01/1900 |  |  |  |  | NO | NO |  |  |  |  | RITTER 10366791 BS055125 |  |  | Active |  | 99:99:99:99:99:99 |  | Equipment | PAAR:00-PVAR | 11/02/2019 |  | COOPER AMBULATORY OFF-SITES |  |  | EXAM 1 |  | MARIANNE SHIEPAN
|  | RITTER | RITTER 104 |  | CD054362 | TURNERSVILLE CARDIOLOGY |  |  |  | 01/01/2014 |  |  |  |  | NO | NO |  |  |  |  | RITTER 10366787 CD054362 |  |  | Disposition |  |  |  | Equipment | PAAR:00-PVAR | 11/02/2019 |  | COOPER AMBULATORY OFF-SITES |  |  | EXAM 2 |  | MICHELE MOLINARI
|  | RITTER | RITTER 104 |  | CD052238 | TURNERSVILLE CARDIOLOGY |  |  |  | 01/01/2014 |  |  |  |  | NO | NO |  |  |  |  | RITTER 10366788 CD052238 |  |  | Disposition |  |  |  | Equipment | PAAR:00-PVAR | 11/02/2019 |  | COOPER AMBULATORY OFF-SITES |  |  | EXAM 1 |  | MICHELE MOLINARI
|  | RITTER | RITTER 104 |  | CD042242 | KINGS HIGHWAY - OB/GYN |  |  | excluded | 01/01/1900 |  |  |  |  | NO | NO |  |  |  |  | RITTER 10366326 CD042242 |  |  | Active |  | 99:99:99:99:99:99 |  | Equipment | PAAR:00-PVAR | 11/02/2019 |  | COOPER AMBULATORY OFF-SITES |  |  | exam 3 | 0012474990 | DONNA ONEILL | Repair | Closed | Kirk Lis | 11/30/2017 | 12/04/2017 | RITTER EXAM BED - JOINT/BOLT FOR STIRRUP IS BROKEN - KINGS HIGHWAY OBGYN EXAM RM 3 | 11/30/2017 2:37:52 PM KALIS (KALIS 11/30/2017 12:00 AM) TRAVEL TIME (KALIS 11/30/2017 12:00 AM) ANALYZED UNIT. 2 ROLL PINS ARE MISSING FROM ASSEMBLY. CONTACTED OEM. EXAM TABLE IS NO LONGER SUPPORTED. PARTS ARE NOT AVAILABLE. CONFERRED WITH SITE MANAGER DONNA O'NEIL. ON EQUIPMENT STATUS. WILL USE BOLT AND NUT ASSEMBLY TO REPAIR STIRRUP BAR (KALIS 11/30/2017 12:00 AM) DOCUMENTATION 12/4/2017 8:31:04 AM KALIS (KALIS 12/1/2017 12:00 AM) BOUGHT PARTS TO REPAIR STIRRUP & TRAVEL TIME TO SITE (KALIS 12/1/2017 12:00 AM) INSTALLED BOLT AND NUT TO SECURE TABLE STIRRUP. PARTS NO LONGER AVAILABLE FOR TABLE FROM OEM. (KALIS 12/4/2017 12:00 AM) DOCUMENTATION | C638ED17-8492-4EB4-B983-9ACD771F8FCD | Labor | 12/01/2017 | 12/01/2017 | Kirk Lis
|  | RITTER | RITTER 104 |  | CD042745 | KINGS HIGHWAY - OB/GYN |  |  | excluded | 01/01/1900 |  |  |  |  | NO | NO |  |  |  |  | RITTER 10366321 CD042745 |  |  | Active |  | 99:99:99:99:99:99 |  | Equipment | PAAR:00-PVAR | 11/02/2019 |  | COOPER AMBULATORY OFF-SITES |  |  | exam 4 | WOT00000000928528 | DONNA ONEILL | Repair | Closed | Kirk Lis | 05/15/2018 | 07/30/2018 | Stirrup fell off end of table | SEARCHED FOR MISSING ROLL PIN. TY WRAPPED STIRRUP IN PLACE AS TEMPORARY SOLUTION. SEARCHED BIOMED SHOP STOCK. INSTALLED ROLL PIN . PERFORMED OVP. | EXP0601309 | Labor | 05/15/2018 | 05/15/2018 | Kirk Lis
|  | RITTER | RITTER 104 |  | BSO58994 | KINGS HIGHWAY - OB/GYN |  |  | excluded | 01/01/1900 |  |  |  |  | NO | NO |  |  |  |  | RITTER 10366320 BSO58994 |  |  | Active |  | 99:99:99:99:99:99 |  | Equipment | PAAR:00-PVAR | 11/02/2019 |  | COOPER AMBULATORY OFF-SITES |  |  | 3rd |  | DONNA ONEILL
|  | RITTER | RITTER 104 |  | CD072967 | KINGS HIGHWAY - OB/GYN |  |  | excluded | 01/01/1900 |  |  |  |  | NO | NO |  |  |  |  | RITTER 10366316 CD072967 |  |  | Active |  | 99:99:99:99:99:99 |  | Equipment | PAAR:00-PVAR | 11/02/2019 |  | COOPER AMBULATORY OFF-SITES |  |  | SUITE 201 |  | DONNA ONEILL
|  | RITTER | RITTER 104 |  | BSO60789 | KINGS HIGHWAY - OB/GYN |  |  | excluded | 01/01/1900 |  |  |  |  | NO | NO |  |  |  |  | RITTER 10366311 BSO60789 |  |  | Active |  | 99:99:99:99:99:99 |  | Equipment | PAAR:00-PVAR | 11/02/2019 |  | COOPER AMBULATORY OFF-SITES |  |  | 3rd |  | DONNA ONEILL
|  | RITTER | RITTER 104 |  | V81443 | KINGS HIGHWAY-MEDICINE |  |  | excluded | 03/01/2005 |  |  |  |  | NO | NO |  |  |  |  | RITTER 10366298 V81443 |  |  | Active |  | 99:99:99:99:99:99 |  | Equipment | PAAR:00-PVAR | 11/02/2019 |  | COOPER AMBULATORY OFF-SITES |  |  | MEDICINE - 1103 KINGS |  | CHRISTINE MULLER
|  | RITTER | RITTER 104 |  | CD058248 | BURLINGTON OB/GYN |  |  | excluded | 01/01/1900 |  |  |  |  | NO | NO |  |  |  |  | RITTER 10366250 CD058248 |  |  | Active |  | 99:99:99:99:99:99 |  | Equipment | PAAR:00-PVAR | 11/02/2019 |  | COOPER AMBULATORY OFF-SITES |  |  | EXAM 6 |  | Carey Myers
|  | RITTER | RITTER 104 |  | CD092858 | MOORESTOWN-FAMILY MEDICINE |  |  | excluded | 04/22/2009 |  |  |  |  | NO | NO |  |  |  |  | RITTER 10366184 CD092858 |  |  | Active |  | 99:99:99:99:99:99 |  | Equipment | PAAR:00-PVAR | 11/02/2019 |  | COOPER AMBULATORY OFF-SITES |  |  | EXAM 6 |  | LYNNE DEJOSEPH
|  | RITTER | RITTER 104 |  | bs055009 | MAPLE SHADE-FAMILY MEDICINE |  |  | excluded | 01/01/1900 |  |  |  |  | NO | NO |  |  |  |  | RITTER 10366173 bs055009 |  |  | Active |  | 99:99:99:99:99:99 |  | Equipment | PAAR:00-PVAR | 11/01/2019 |  | COOPER AMBULATORY OFF-SITES |  |  | EXAM 1 |  | ANDREA GRAHAM
|  | RITTER | RITTER 104 |  | KC001058 | CHERRY HILL PHYSICAL THERAPY |  |  | excluded | 01/01/2001 |  |  |  |  | NO | NO |  |  |  |  | RITTER 10366089 KC001058 |  |  | Active |  | 99:99:99:99:99:99 |  | Equipment | PAAR:00-PVAR | 11/02/2019 |  | COOPER AMBULATORY OFF-SITES |  |  | exam 3 |  | COURTNEY BUDD
|  | RITTER | RITTER 104 |  | CD089437 | BURLINGTON OB/GYN |  |  | excluded | 01/01/1900 |  |  |  |  | NO | NO |  |  |  |  | RITTER 10365981 CD089437 |  |  | Active |  | 99:99:99:99:99:99 |  | Equipment | PAAR:00-PVAR | 11/02/2019 |  | COOPER AMBULATORY OFF-SITES |  |  | EXAM 2 |  | Carey Myers
|  | RITTER | RITTER 104 |  | CD021037 | 1030 KINGS HIGHWAY-MEDICINE |  |  | excluded | 01/01/1900 |  |  |  |  | NO | NO |  |  |  |  | RITTER 10365923 CD021037 |  |  | Active |  | 99:99:99:99:99:99 |  | Equipment | PAAR:00-PVAR | 11/02/2019 |  | COOPER AMBULATORY OFF-SITES |  |  | exam 3 |  | Bonnie Aichroch
|  | RITTER | RITTER 104 |  | CD021018 | 1030 KINGS HIGHWAY-MEDICINE |  |  | excluded | 01/01/1900 |  |  |  |  | NO | NO |  |  |  |  | RITTER 10365919 CD021018 |  |  | Active |  | 99:99:99:99:99:99 |  | Equipment | PAAR:00-PVAR | 11/02/2019 |  | COOPER AMBULATORY OFF-SITES |  |  | EXAM 2 |  | Bonnie Aichroch
|  | RITTER | RITTER 104 |  | BS078599 | 1030 KINGS HIGHWAY-MEDICINE |  |  | excluded | 01/01/1900 |  |  |  |  | NO | NO |  |  |  |  | RITTER 10365916 BS078599 |  |  | Active |  | 99:99:99:99:99:99 |  | Equipment | PAAR:00-PVAR | 11/02/2019 |  | COOPER AMBULATORY OFF-SITES |  |  | EXAM 1 |  | Bonnie Aichroch
|  | RITTER | RITTER 104 |  | V168187 | 127 CHURCH - OB/GYN |  |  | excluded | 12/21/2005 |  |  |  |  | NO | NO |  |  |  |  | RITTER 10365909 V168187 |  |  | Active |  | 99:99:99:99:99:99 |  | Equipment | PAAR:00-PVAR | 11/01/2019 |  | COOPER AMBULATORY OFF-SITES |  |  | EXAM 1 |  | Shannan Friel
|  | RITTER | RITTER 104 |  | V168182 | 127 CHURCH - OB/GYN |  |  | excluded | 12/21/2005 |  |  |  |  | NO | NO |  |  |  |  | RITTER 10365902 V168182 |  |  | Active |  | 99:99:99:99:99:99 |  | Equipment | PAAR:00-PVAR | 11/02/2019 |  | COOPER AMBULATORY OFF-SITES |  |  | EXAM 2 |  | Shannan Friel
|  | RITTER | RITTER 104 |  | V168183 | 127 CHURCH - OB/GYN |  |  | excluded | 12/21/2005 |  |  |  |  | NO | NO |  |  |  |  | RITTER 10365899 V168183 |  |  | Active |  | 99:99:99:99:99:99 |  | Equipment | PAAR:00-PVAR | 11/02/2019 |  | COOPER AMBULATORY OFF-SITES |  |  | exam 3 |  | Shannan Friel
|  | RITTER | RITTER 104 |  | V168184 | 127 CHURCH - OB/GYN |  |  |  | 12/21/2005 |  |  |  |  | NO | NO |  |  |  |  | RITTER 10365896 V168184 |  |  | Disposition |  |  |  | Equipment | PAAR:00-PVAR | 11/02/2019 |  | COOPER AMBULATORY OFF-SITES |  |  | exam 4 |  | Shannan Friel
|  | RITTER | RITTER 104 |  | V168186 | 127 CHURCH - OB/GYN |  |  | excluded | 12/21/2005 |  |  |  |  | NO | NO |  |  |  |  | RITTER 10365892 V168186 |  |  | Active |  | 99:99:99:99:99:99 |  | Equipment | PAAR:00-PVAR | 11/02/2019 |  | COOPER AMBULATORY OFF-SITES |  |  | EXAM 5 |  | Shannan Friel
|  | RITTER | RITTER 104 |  | BS066876 | BRACE ROAD-MEDICINE |  |  | excluded | 01/01/1900 |  |  |  |  | NO | NO |  |  |  |  | RITTER 10365884 BS066876 |  |  | Active |  | 99:99:99:99:99:99 |  | Equipment | PAAR:00-PVAR | 11/01/2019 |  | COOPER AMBULATORY OFF-SITES |  |  | Internal Medicine Exam 7 |  | Cheryl Peck
|  | RITTER | RITTER 104 |  | CD071740 | BRACE ROAD-MEDICINE |  |  | excluded | 01/01/1900 |  |  |  |  | NO | NO |  |  |  |  | RITTER 10365870 CD071740 |  |  | Active |  | 99:99:99:99:99:99 |  | Equipment | PAAR:00-PVAR | 11/02/2019 |  | COOPER AMBULATORY OFF-SITES |  |  | Internal Medicine Exam 5 |  | Cheryl Peck
|  | RITTER | RITTER 104 |  | CD841323 | BRACE ROAD-MEDICINE |  |  | excluded | 01/01/1900 |  |  |  |  | NO | NO |  |  |  |  | RITTER 10365868 CD841323 |  |  | Active |  | 99:99:99:99:99:99 |  | Equipment | PAAR:00-PVAR | 11/02/2019 |  | COOPER AMBULATORY OFF-SITES |  |  | Internal Medicine Exam 4 |  | Cheryl Peck
|  | RITTER | RITTER 104 |  | BS077926 | BRACE ROAD-MEDICINE |  |  | excluded | 01/01/1900 |  |  |  |  | NO | NO |  |  |  |  | RITTER 10365867 BS077926 |  |  | Active |  | 99:99:99:99:99:99 |  | Equipment | PAAR:00-PVAR | 11/02/2019 |  | COOPER AMBULATORY OFF-SITES |  |  | Internal Medicine Exam 3 |  | Cheryl Peck
|  | RITTER | RITTER 104 |  | KE0406086 | NEUROSURGERY VOORHEES |  |  | excluded | 01/01/1900 |  |  |  |  | NO | NO |  |  |  |  | RITTER 10365822 KE0406086 |  |  | Active |  | 99:99:99:99:99:99 |  | Equipment | PAAR:00-PVAR | 11/02/2019 |  | COOPER AMBULATORY OFF-SITES |  |  | EXAM 2 |  | MARITZA NIEVES
|  | RITTER | RITTER 104 |  | B9066890 | BRACE ROAD-MEDICINE |  |  | excluded | 01/01/1900 |  |  |  |  | NO | NO |  |  |  |  | RITTER 10365842 B9066890 |  |  | Active |  | 99:99:99:99:99:99 |  | Equipment | PAAR:00-PVAR | 11/02/2019 |  | COOPER AMBULATORY OFF-SITES |  |  | Endocrinology Room 6 |  | Cheryl Peck
|  | RITTER | RITTER 104 |  | BS066886 | BRACE ROAD-MEDICINE |  |  | excluded | 06/23/2003 |  |  |  |  | NO | NO |  |  |  |  | RITTER 10365843 BS066886 |  |  | Active |  | 99:99:99:99:99:99 |  | Equipment | PAAR:00-PVAR | 11/02/2019 |  | COOPER AMBULATORY OFF-SITES |  |  | Endocrinology room 5 |  | Cheryl Peck
|  | RITTER | RITTER 104 |  | B9066891 | BRACE ROAD-MEDICINE |  |  | excluded | 01/01/1900 |  |  |  |  | NO | NO |  |  |  |  | RITTER 10365838 B9066891 |  |  | Active |  | 99:99:99:99:99:99 |  | Equipment | PAAR:00-PVAR | 11/02/2019 |  | COOPER AMBULATORY OFF-SITES |  |  | Endocrinology Room 7 |  | Cheryl Peck
|  | RITTER | RITTER 104 |  | B9066889 | BRACE ROAD-MEDICINE |  |  | excluded | 01/01/1900 |  |  |  |  | NO | NO |  |  |  |  | RITTER 10365837 B9066889 |  |  | Active |  | 99:99:99:99:99:99 |  | Equipment | PAAR:00-PVAR | 11/02/2019 |  | COOPER AMBULATORY OFF-SITES |  |  | Endocrinology Room 8 |  | Cheryl Peck
|  | RITTER | RITTER 104 |  | B9066885 | BRACE ROAD-MEDICINE |  |  | excluded | 01/01/1900 |  |  |  |  | NO | NO |  |  |  |  | RITTER 10365830 B9066885 |  |  | Active |  | 99:99:99:99:99:99 |  | Equipment | PAAR:00-PVAR | 11/02/2019 |  | COOPER AMBULATORY OFF-SITES |  |  | Endocrinology Room 3 |  | Cheryl Peck
|  | RITTER | RITTER 104 |  | CD044698 | NEUROSURGERY VOORHEES |  |  | excluded | 01/01/1900 |  |  |  |  | NO | NO |  |  |  |  | RITTER 10365824 CD044698 |  |  | Active |  | 99:99:99:99:99:99 |  | Equipment | PAAR:00-PVAR | 11/02/2019 |  | COOPER AMBULATORY OFF-SITES |  |  | EXAM 1 |  | MARITZA NIEVES
|  | RITTER | RITTER 104 |  | CD044697 | NEUROSURGERY VOORHEES |  |  | excluded | 01/01/1900 |  |  |  |  | NO | NO |  |  |  |  | RITTER 10365819 CD044697 |  |  | Active |  | 99:99:99:99:99:99 |  | Equipment | PAAR:00-PVAR | 11/02/2019 |  | COOPER AMBULATORY OFF-SITES |  |  | exam 4 |  | MARITZA NIEVES
|  | RITTER | RITTER 104 |  | CD047238 | NEUROSURGERY VOORHEES |  |  | excluded | 01/01/1900 |  |  |  |  | NO | NO |  |  |  |  | RITTER 10365817 CD047238 |  |  | Active |  | 99:99:99:99:99:99 |  | Equipment | PAAR:00-PVAR | 11/02/2019 |  | COOPER AMBULATORY OFF-SITES |  |  | exam 3 |  | MARITZA NIEVES
|  | RITTER | RITTER 104 |  | QK006901 | HADDON HEIGHTS-FAMILY MEDICINE |  |  | excluded | 01/01/1900 |  |  |  |  | NO | NO |  |  |  |  | RITTER 10365807 QK006901 |  |  | Active |  | 99:99:99:99:99:99 |  | Equipment | PAAR:00-PVAR | 11/02/2019 |  | COOPER AMBULATORY OFF-SITES |  |  | exam 4 |  | KELLIE STOUT
|  | RITTER | RITTER 104 |  | CD015818 | HADDON HEIGHTS-FAMILY MEDICINE |  |  | excluded | 05/04/2009 |  |  |  |  | NO | NO |  |  |  |  | RITTER 10365804 CD015818 |  |  | Active |  | 99:99:99:99:99:99 |  | Equipment | PAAR:00-PVAR | 11/02/2019 |  | COOPER AMBULATORY OFF-SITES |  |  | ROOM 3 |  | KELLIE STOUT
|  | RITTER | RITTER 104 |  | BSO77980 | VOORHEES SURGERY CENTER-PULMONARY |  |  | excluded | 01/01/1900 |  |  |  |  | NO | NO |  |  |  |  | RITTER 10356814 BSO77980 |  |  | Active |  | 99:99:99:99:99:99 |  | Equipment | PAAR:00-PVAR | 11/02/2019 |  | COOPER AMBULATORY OFF-SITES |  |  | k221 |  | SUSAN PINE
|  | RITTER | RITTER 104 |  | BSO77983 | VOORHEES SURGERY CENTER-PULMONARY |  |  | excluded | 01/01/1900 |  |  |  |  | NO | NO |  |  |  |  | RITTER 10356810 BSO77983 |  |  | Active |  | 99:99:99:99:99:99 |  | Equipment | PAAR:00-PVAR | 11/02/2019 |  | COOPER AMBULATORY OFF-SITES |  |  | K222/EXAM PROCEDURE ROOM |  | SUSAN PINE
|  | RITTER | RITTER 104 |  | BSO77933 | VOORHEES SURGERY CENTER-PULMONARY |  |  | excluded | 01/01/1900 |  |  |  |  | NO | NO |  |  |  |  | RITTER 10356773 BSO77933 |  |  | Active |  | 99:99:99:99:99:99 |  | Equipment | PAAR:00-PVAR | 11/01/2019 |  | COOPER AMBULATORY OFF-SITES |  |  | Sleep Exam Room 1 |  | SUSAN PINE
|  | RITTER | RITTER 104 |  | BS077937 | VOORHEES SURGERY CENTER-HEM/ONC |  |  | excluded | 01/01/1900 |  |  |  |  | NO | NO |  |  |  |  | RITTER 10356769 BS077937 |  |  | Active |  | 99:99:99:99:99:99 |  | Equipment | PAAR:00-PVAR | 11/02/2019 |  | COOPER AMBULATORY OFF-SITES |  |  | SUITE M EXAM 3 |  | MEGAN MCCAFFERTY
|  | RITTER | RITTER 104 |  | BS077993 | VOORHEES SURGERY CENTER-HEM/ONC |  |  | excluded | 01/01/1900 |  |  |  |  | NO | NO |  |  |  |  | RITTER 10356765 BS077993 |  |  | Active |  | 99:99:99:99:99:99 |  | Equipment | PAAR:00-PVAR | 11/02/2019 |  | COOPER AMBULATORY OFF-SITES |  |  | SUITE M EXAM 16 |  | MEGAN MCCAFFERTY
|  | RITTER | RITTER 104 |  | BS078596 | VOORHEES SURGERY CENTER-HEM/ONC |  |  | excluded | 01/01/1900 |  |  |  |  | NO | NO |  |  |  |  | RITTER 10356762 BS078596 |  |  | Active |  | 99:99:99:99:99:99 |  | Equipment | PAAR:00-PVAR | 11/02/2019 |  | COOPER AMBULATORY OFF-SITES |  |  | SUITE M EXAM 5 |  | MEGAN MCCAFFERTY
|  | RITTER | RITTER 104 |  | BS063639 | VOORHEES SURGERY CENTER-HEM/ONC |  |  | excluded | 01/01/1900 |  |  |  |  | NO | NO |  |  |  |  | RITTER 10356756 BS063639 |  |  | Active |  | 99:99:99:99:99:99 |  | Equipment | PAAR:00-PVAR | 11/02/2019 |  | COOPER AMBULATORY OFF-SITES |  |  | SUITE M EXAM 12 |  | MEGAN MCCAFFERTY
|  | RITTER | RITTER 104 |  | BSO6788 | 3 COOPER-WOMENS CARE CENTER |  |  | excluded | 01/01/1900 |  |  |  |  | NO | NO |  |  |  |  | RITTER 10347000 BSO6788 |  |  | Active |  | 99:99:99:99:99:99 |  | Equipment | PAAR:00-PVAR | 11/01/2019 |  | COOPER AMBULATORY OFF-SITES |  |  | SUITE 300 - EXAM 2 |  | BONNIE MANNINO
|  | RITTER | RITTER 104 |  | CD0588481 | 3 COOPER-HEM/ONC |  |  | excluded | 01/01/1900 |  |  |  |  | NO | NO |  |  |  |  | RITTER 10346946 CD0588481 |  |  | Active |  | 99:99:99:99:99:99 |  | Equipment | PAAR:00-PVAR | 11/02/2019 |  | COOPER AMBULATORY OFF-SITES |  |  | SUITE 211 - EXAM 5 | WOT00000000659199 | LOIS CARR | Repair | Closed | Stephen Zubrzycki | 03/15/2018 | 10/28/2018 | missing black piece to hold table paper | Replaced holder and dowel and VPO | EXP0353951 | Parts |  |  | Stephen Zubrzycki
|  | RITTER | RITTER 104 |  | BSO58995 | 3 COOPER-WOMENS CARE CENTER |  |  | excluded | 01/01/1900 |  |  |  |  | NO | NO |  |  |  |  | RITTER 10346888 BSO58995 |  |  | Active |  | 99:99:99:99:99:99 |  | Equipment | PAAR:00-PVAR | 11/01/2019 |  | COOPER AMBULATORY OFF-SITES |  |  | SUITE 300 - EXAM 8 |  | BONNIE MANNINO
|  | RITTER | RITTER 104 |  | CD105591 | LINCOLN DRIVE-FAMILY MEDICINE |  |  | excluded | 01/01/1900 |  |  |  |  | NO | NO |  |  |  |  | RITTER 10346081 CD105591 |  |  | Active |  | 99:99:99:99:99:99 |  | Equipment | PAAR:00-PVAR | 11/02/2019 |  | COOPER AMBULATORY OFF-SITES |  |  | EXAM 1 |  | SCOTT GROFF
|  | RITTER | RITTER 104 |  | ED024786 | WOODSTOWN - CARDIOLOGY |  |  | excluded | 10/31/2019 |  |  |  |  | NO | NO |  |  |  |  | RITTER 30142954 ED024786 |  |  | Active |  | 99:99:99:99:99:99 |  | Equipment | PAAR:00-PVAR | 10/31/2019 | 10/31/2019 | COOPER AMBULATORY OFF-SITES |  |  | EXAM 2 |  | SUSAN WHITZELL |  |  |  | 10/31/2019 | 10/31/2019 |  |  |  |  | 10/31/2019 | 10/31/2019
|  | RITTER | RITTER 104 |  | BS039523 | WOODSTOWN - CARDIOLOGY |  |  | excluded | 10/31/2019 |  |  |  |  | NO | NO |  |  |  |  | RITTER 30142955 BS039523 |  |  | Active |  | 99:99:99:99:99:99 |  | Equipment | PAAR:00-PVAR | 10/31/2019 | 10/31/2019 | COOPER AMBULATORY OFF-SITES |  |  | EXAM 1 |  | SUSAN WHITZELL |  |  |  | 10/31/2019 | 10/31/2019 |  |  |  |  | 10/31/2019 | 10/31/2019
|  | RITTER | RITTER 104 |  | BS055224 | WOODSTOWN - CARDIOLOGY |  |  | excluded | 10/31/2019 |  |  |  |  | NO | NO |  |  |  |  | RITTER 30142953 BS055224 |  |  | Active |  | 99:99:99:99:99:99 |  | Equipment | PAAR:00-PVAR | 10/31/2019 | 10/31/2019 | COOPER AMBULATORY OFF-SITES |  |  | EXAM 5 |  | SUSAN WHITZELL |  |  |  | 10/31/2019 | 10/31/2019 |  |  |  |  | 10/31/2019 | 10/31/2019
|  | RITTER | RITTER 104 |  | AE2802 | WOODSTOWN - CARDIOLOGY |  |  | excluded | 10/31/2019 |  |  |  |  | NO | NO |  |  |  |  | RITTER 30142952 AE2802 |  |  | Active |  | 99:99:99:99:99:99 |  | Equipment | PAAR:00-PVAR | 10/31/2019 | 10/31/2019 | COOPER AMBULATORY OFF-SITES |  |  | EXAM 6 |  | SUSAN WHITZELL |  |  |  | 10/31/2019 | 10/31/2019 |  |  |  |  | 10/31/2019 | 10/31/2019
|  | RITTER | RITTER 104 |  | BS042863 | WOODSTOWN - CARDIOLOGY |  |  | excluded | 10/31/2019 |  |  |  |  | NO | NO |  |  |  |  | RITTER 30142950 BS042863 |  |  | Active |  | 99:99:99:99:99:99 |  | Equipment | PAAR:00-PVAR | 10/31/2019 | 10/31/2019 | COOPER AMBULATORY OFF-SITES |  |  | exam 4 |  | SUSAN WHITZELL |  |  |  | 10/31/2019 | 10/31/2019 |  |  |  |  | 10/31/2019 | 10/31/2019
|  | RITTER | RITTER 104 |  | BS077935 | 6017 MAIN ST-PLASTICS |  |  | excluded | 01/01/1900 |  |  |  |  | NO | NO |  |  |  |  | RITTER 10345847 BS077935 |  |  | Active |  | 99:99:99:99:99:99 |  | Equipment | PAAR:00-PVAR | 11/01/2019 |  | COOPER AMBULATORY OFF-SITES |  |  | EXAM RM 10 |  | ANNE MAIER
|  | RITTER | RITTER 104 |  | CD073398 | BUNKER HILL-INTERNAL MEDICINE |  |  |  | 01/01/1900 |  |  |  |  | NO | NO |  |  |  |  | RITTER 10345741 CD073398 |  |  | Disposition |  | 99:99:99:99:99:99 |  | Equipment | PAAR:00-PVAR | 11/02/2019 |  | COOPER AMBULATORY OFF-SITES |  |  | Exam 8 | WOT00000002713580 | SUSAN BABCOCK | Disposition | Closed | Michael Youch | 05/17/2019 | 05/20/2019 | Equipment Disposition | Renovation of 1 Plaza Drive in Sewell; Phylis Liberi sent the tags of equipment removed for replacement. | EXP2955081 | Labor | 05/14/2019 | 05/14/2019 | Michael Youch
|  | RITTER | RITTER 104 |  | BS077975 | BUNKER HILL-INTERNAL MEDICINE |  |  |  | 01/01/1900 |  |  |  |  | NO | NO |  |  |  |  | RITTER 10345732 BS077975 |  |  | Disposition |  | 99:99:99:99:99:99 |  | Equipment | PAAR:00-PVAR | 11/01/2019 |  | COOPER AMBULATORY OFF-SITES |  |  | EXAM 12 | WOT00000002713626 | SUSAN BABCOCK | Disposition | Closed | Michael Youch | 05/17/2019 | 05/20/2019 | Equipment Disposition | Renovation of 1 Plaza Drive in Sewell; Phylis Liberi sent the tags of equipment removed for replacement. | EXP2955250 | Labor | 05/14/2019 | 05/14/2019 | Michael Youch
|  | RITTER | RITTER 104 |  | ke031175 | VOORHEES CARDIOLOGY |  |  | excluded | 01/01/1900 |  |  |  |  | NO | NO |  |  |  |  | RITTER 10345370 ke031175 |  |  | Active |  | 99:99:99:99:99:99 |  | Equipment | PAAR:00-PVAR | 11/02/2019 |  | COOPER AMBULATORY OFF-SITES |  |  | Stress Echo Room |  | KATHY COMO
|  | RITTER | RITTER 104 |  | KE047694 | VOORHEES CARDIOLOGY SUITE 102 |  |  | excluded | 01/01/1900 |  |  |  |  | NO | NO |  |  |  |  | RITTER 10345365 KE047694 |  |  | Active |  | 99:99:99:99:99:99 |  | Equipment | PAAR:00-PVAR | 11/02/2019 |  | COOPER AMBULATORY OFF-SITES |  |  | ECHO ROOM | WOT00000002518620 | MICHELE MOLINARI | Repair | Closed | Kirk Lis | 04/10/2019 | 04/12/2019 | Not functioning properly, drops when someone sits on it and makes a noise | REATTACHED SEAT SUPPORT BAR. APPLIED LUBRICANT TO ADJUSTMENT BAR. PERFORMED OVP | EXP2698707 | Labor | 04/12/2019 | 04/12/2019 | Kirk Lis
|  | RITTER | RITTER 104 |  | KE047695 | VOORHEES CARDIOLOGY SUITE 102 |  |  | excluded | 01/01/1900 |  |  |  |  | NO | NO |  |  |  |  | RITTER 10345355 KE047695 |  |  | Active |  | 99:99:99:99:99:99 |  | Equipment | PAAR:00-PVAR | 11/01/2019 |  | COOPER AMBULATORY OFF-SITES |  |  | VASCULAR LAB |  | MICHELE MOLINARI
|  | RITTER | RITTER 104 |  | BSO77796 | 6017 MAIN ST-PLASTICS |  |  | excluded | 01/01/1900 |  |  |  |  | NO | NO |  |  |  |  | RITTER 10345325 BSO77796 |  |  | Active |  | 99:99:99:99:99:99 |  | Equipment | PAAR:00-PVAR | 11/02/2019 |  | COOPER AMBULATORY OFF-SITES |  |  | Exam 8 |  | ANNE MAIER
|  | RITTER | RITTER 104 |  | BS077997 | VOORHEES SURGERY CENTER-SURGERY DEPT |  |  | excluded | 01/01/1900 |  |  |  |  | NO | NO |  |  |  |  | RITTER 10344865 BS077997 |  |  | Active |  | 99:99:99:99:99:99 |  | Equipment | PAAR:00-PVAR | 11/02/2019 |  | COOPER AMBULATORY OFF-SITES |  |  | SUITE G exam 2 |  | Theresa Megali
|  | RITTER | RITTER 104 |  | BS077936 | VOORHEES SURGERY CENTER-SURGERY DEPT |  |  | excluded | 01/01/1900 |  |  |  |  | NO | NO |  |  |  |  | RITTER 10344833 BS077936 |  |  | Active |  | 99:99:99:99:99:99 |  | Equipment | PAAR:00-PVAR | 11/02/2019 |  | COOPER AMBULATORY OFF-SITES |  |  | SUITE G RM10 | WOT00000000673343 | Theresa Megali | Repair | Closed | Kirk Lis | 03/23/2018 | 07/30/2018 | Latch not going up and down | SECURED BACK SECTION MOUNTING BRACKET. PERFORMED OVP | EXP4321809 | Parts |  |  | Kirk Lis
|  | RITTER | RITTER 104 |  | BS077928 | VOORHEES SURGERY CENTER-HEM/ONC |  |  | excluded | 01/01/1900 |  |  |  |  | NO | NO |  |  |  |  | RITTER 10344795 BS077928 |  |  | Active |  | 99:99:99:99:99:99 |  | Equipment | PAAR:00-PVAR | 11/02/2019 |  | COOPER AMBULATORY OFF-SITES |  |  | SUITE M EXAM 11 |  | MEGAN MCCAFFERTY
|  | RITTER | RITTER 104 |  | BS078593 | VOORHEES SURGERY CENTER-HEM/ONC |  |  | excluded | 01/01/1900 |  |  |  |  | NO | NO |  |  |  |  | RITTER 10344792 BS078593 |  |  | Active |  | 99:99:99:99:99:99 |  | Equipment | PAAR:00-PVAR | 11/01/2019 |  | COOPER AMBULATORY OFF-SITES |  |  | SUITE M EXAM 13 | 0011631912 | MEGAN MCCAFFERTY | Repair | Closed | Kirk Lis | 05/12/2017 | 05/15/2017 | TABLE - STICKER EXPIRED - HEM/ONC SUITE M EXAM 14 | 5/15/2017 11:40:00 AM KALIS (KALIS 5/15/2017 12:00 AM) DOCUMENTATION. TOLD PERSONNEL TO REMOVE OLD STICKERS. UNIT'S PA IS SCHEDULED PAR | F8319225-17B6-4C97-A567-CFCDB47B70C5 | Labor | 05/15/2017 | 05/15/2017 | Kirk Lis
|  | RITTER | RITTER 104 |  | BS063920 | VOORHEES SURGERY CENTER-HEM/ONC |  |  | excluded | 01/01/1900 |  |  |  |  | NO | NO |  |  |  |  | RITTER 10344790 BS063920 |  |  | Active |  | 99:99:99:99:99:99 |  | Equipment | PAAR:00-PVAR | 11/02/2019 |  | COOPER AMBULATORY OFF-SITES |  |  | SUITE M |  | MEGAN MCCAFFERTY
|  | RITTER | RITTER 104 |  | BS063635 | VOORHEES SURGERY CENTER-HEM/ONC |  |  | excluded | 01/01/1900 |  |  |  |  | NO | NO |  |  |  |  | RITTER 10344788 BS063635 |  |  | Active |  | 99:99:99:99:99:99 |  | Equipment | PAAR:00-PVAR | 11/02/2019 |  | COOPER AMBULATORY OFF-SITES |  |  | SUITE M EXAM 7 |  | MEGAN MCCAFFERTY
|  | RITTER | RITTER 104 |  | BS078600 | VOORHEES SURGERY CENTER-HEM/ONC |  |  | excluded | 01/01/1900 |  |  |  |  | NO | NO |  |  |  |  | RITTER 10344771 BS078600 |  |  | Active |  | 99:99:99:99:99:99 |  | Equipment | PAAR:00-PVAR | 11/02/2019 |  | COOPER AMBULATORY OFF-SITES |  |  | SUITE M |  | MEGAN MCCAFFERTY
|  | RITTER | RITTER 104 |  | BS078594 | VOORHEES SURGERY CENTER-HEM/ONC |  |  | excluded | 01/01/1900 |  |  |  |  | NO | NO |  |  |  |  | RITTER 10344778 BS078594 |  |  | Active |  | 99:99:99:99:99:99 |  | Equipment | PAAR:00-PVAR | 11/02/2019 |  | COOPER AMBULATORY OFF-SITES |  |  | SUITE M EXAM 4 |  | MEGAN MCCAFFERTY
|  | RITTER | RITTER 104 |  | CD105589 | RIPPA CENTER-OB/GYN |  |  | excluded | 01/01/1900 |  |  |  |  | NO | NO |  |  |  |  | RITTER 10315936 CD105589 |  |  | Active |  | 99:99:99:99:99:99 |  | Equipment | PAAR:00-PVAR | 11/01/2019 |  | COOPER AMBULATORY OFF-SITES |  |  | EXAM 9 |  | PATRICIA HUFF
|  | RITTER | RITTER 104 |  | V45122 | 3 COOPER - MEDICINE DEPARTMENT |  |  |  | 03/01/2005 |  |  |  |  | NO | NO |  |  |  |  | RITTER 10012 V45122 |  |  | Disposition |  |  |  | Equipment | PAAR:00-PVAR | 10/16/2019 |  | COOPER AMBULATORY OFF-SITES |  |  |  |  | NANCY LOUIS
|  | RITTER | RITTER 104 |  | BSO78000 | VOORHEES SURGERY CENTER - GYN/ONCOLOGY |  |  |  | 01/01/1900 |  |  |  |  | NO | NO |  |  |  |  | RITTER 03937 BSO78000 |  |  | Disposition |  |  |  | Equipment | PAAR:00-PVAR | 10/16/2019 |  | COOPER AMBULATORY OFF-SITES |  |  | SUITE F |  | SUE MALTMAN
|  | RITTER | RITTER 104-035 |  | KC035872 | WOODLYNNE FAMILY MEDICINE |  |  | excluded | 01/01/2000 |  |  |  |  | NO | NO |  |  |  |  | RITTER 10365740 KC035872 |  |  | Active |  | 99:99:99:99:99:99 |  | Equipment | PAAR:00-PVAR | 11/02/2019 |  | COOPER AMBULATORY OFF-SITES |  |  | WOODLYNNE |  | SHEILA HERNANDEZ
|  | RITTER | RITTER 104-035-200 |  | KC040532 | INTERNAL MEDICINE |  |  | excluded | 10/31/2019 |  |  |  |  | NO | NO |  |  |  |  | RITTER 11200046 KC040532 |  |  | Active |  |  |  | Equipment | PAAR:00-PVAR | 10/31/2019 | 10/31/2019 | COOPER AMBULATORY OFF-SITES |  |  | 180 TUCKERTON RD - MEDFORD | WOT00000003172992 | CINDY PATTEN | Performance Verification | Closed | Kirk Lis | 10/31/2019 | 10/31/2019 | Performance Verification for RITTER 11200046 KC040532 | Initial Install of Performance Verification. Device is ready for patient use. |  |  | 10/31/2019 | 10/31/2019
|  | RITTER | RITTER 104-035-200 |  | KC043397 | INTERNAL MEDICINE |  |  | excluded | 10/31/2019 |  |  |  |  | NO | NO |  |  |  |  | RITTER 11200043 KC043397 |  |  | Active |  |  |  | Equipment | PAAR:00-PVAR | 10/31/2019 | 10/31/2019 | COOPER AMBULATORY OFF-SITES |  |  | 180 TUCKERTON RD MEDFORD | WOT00000003172895 | CINDY PATTEN | Performance Verification | Closed | Kirk Lis | 10/31/2019 | 10/31/2019 | Performance Verification for RITTER 11200043 KC043397 | Initial Install of Performance Verification. Device is ready for patient use. |  |  | 10/31/2019 | 10/31/2019
|  | RITTER | RITTER 104-035-200 |  | KC040662 | INTERNAL MEDICINE |  |  | excluded | 10/31/2019 |  |  |  |  | NO | NO |  |  |  |  | RITTER 11200044 KC040662 |  |  | Active |  |  |  | Equipment | PAAR:00-PVAR | 10/31/2019 | 10/31/2019 | COOPER AMBULATORY OFF-SITES |  |  | 180 TUCKERTON RD MEDFORD | WOT00000003172917 | CINDY PATTEN | Performance Verification | Closed | Kirk Lis | 10/31/2019 | 10/31/2019 | Performance Verification for RITTER 11200044 KC040662 | Initial Install of Performance Verification. Device is ready for patient use. |  |  | 10/31/2019 | 10/31/2019
|  | RITTER | RITTER 104-035-200 |  | KC040654 | INTERNAL MEDICINE |  |  | excluded | 10/31/2019 |  |  |  |  | NO | NO |  |  |  |  | RITTER 11200042 KC040654 |  |  | Active |  |  |  | Equipment | PAAR:00-PVAR | 10/31/2019 | 10/31/2019 | COOPER AMBULATORY OFF-SITES |  |  | 180 TUCKERTON RD. MEDFORD | WOT00000003172874 | CINDY PATTEN | Performance Verification | Closed | Kirk Lis | 10/31/2019 | 10/31/2019 | Performance Verification for RITTER 11200042 KC040654 | Initial Install of Performance Verification. Device is ready for patient use. |  |  | 10/31/2019 | 10/31/2019
|  | RITTER | RITTER 104-036-200 |  | KD007818 | WOODLYNNE FAMILY MEDICINE |  |  | excluded | 01/01/2000 |  |  |  |  | NO | NO |  |  |  |  | RITTER 10365737 KD007818 |  |  | Active |  | 99:99:99:99:99:99 |  | Equipment | PAAR:00-PVAR | 11/02/2019 |  | COOPER AMBULATORY OFF-SITES |  |  | WOODLYNNE |  | SHEILA HERNANDEZ
|  | RITTER | RITTER 105 |  | CF002686 | HADDON HEIGHTS-FAMILY MEDICINE |  |  | excluded | 01/01/1900 |  |  |  |  | NO | NO |  |  |  |  | RITTER 10365788 CF002686 |  |  | Active |  | 99:99:99:99:99:99 |  | Equipment | PAAR:00-PVAR | 11/02/2019 |  | COOPER AMBULATORY OFF-SITES |  |  | EXAM 1 |  | KELLIE STOUT
|  | RITTER | RITTER 105 |  | CF003418 | LINCOLN DRIVE-FAMILY MEDICINE |  |  | excluded | 01/01/1900 |  |  |  |  | NO | NO |  |  |  |  | RITTER 10346090 CF003418 |  |  | Active |  | 99:99:99:99:99:99 |  | Equipment | PAAR:00-PVAR | 11/01/2019 |  | COOPER AMBULATORY OFF-SITES |  |  | EXAM 5 |  | SCOTT GROFF
|  | RITTER | RITTER 105 |  | CF003064 | WOODSTOWN - CARDIOLOGY |  |  | excluded | 10/31/2019 |  |  |  |  | NO | NO |  |  |  |  | RITTER 30142962 CF003064 |  |  | Active |  | 99:99:99:99:99:99 |  | Equipment | PAAR:00-PVAR | 10/31/2019 | 10/31/2019 | COOPER AMBULATORY OFF-SITES |  |  | STRESS ROOM |  | SUSAN WHITZELL |  |  |  | 10/31/2019 | 10/31/2019 |  |  |  |  | 10/31/2019 | 10/31/2019
|  | RITTER | RITTER 105 |  | CE02159 | WOODSTOWN - CARDIOLOGY |  |  | excluded | 10/31/2019 |  |  |  |  | NO | NO |  |  |  |  | RITTER 30142951 CE02159 |  |  | Active |  | 99:99:99:99:99:99 |  | Equipment | PAAR:00-PVAR | 10/31/2019 | 10/31/2019 | COOPER AMBULATORY OFF-SITES |  |  | exam 3 |  | SUSAN WHITZELL |  |  |  | 10/31/2019 | 10/31/2019 |  |  |  |  | 10/31/2019 | 10/31/2019
|  | RITTER | RITTER 107 |  | CH1500 | BRACHFIELD MEDICAL ASSOCIATES-MEDICINE |  |  | excluded | 01/01/1900 |  |  |  |  | NO | NO |  |  |  |  | RITTER 10367023 CH1500 |  |  | Active |  | 99:99:99:99:99:99 |  | Equipment | PAAR:00-PVAR | 11/01/2019 |  | COOPER AMBULATORY OFF-SITES |  |  | A108 |  | CATHY CRAWFORD
|  | RITTER | RITTER 111 |  | BX2339 | MARLTON-DERMATOLOGY |  |  |  | 01/01/1900 |  |  |  |  | NO | NO |  |  |  |  | RITTER 10366116 BX2339 |  |  | Disposition |  |  |  | Equipment | PAAR:00-PVAR | 11/02/2019 |  | COOPER AMBULATORY OFF-SITES |  |  | ROOM 5 |  | MICHELE CANALE
|  | RITTER | RITTER 111 |  | BX2341 | MARLTON-DERMATOLOGY |  |  | excluded | 01/01/1900 |  |  |  |  | NO | NO |  |  |  |  | RITTER 10366102 BX2341 |  |  | Active |  | 99:99:99:99:99:99 |  | Equipment | PAAR:00-PVAR | 11/02/2019 |  | COOPER AMBULATORY OFF-SITES |  |  | ROOM 2 |  | MICHELE CANALE
|  | RITTER | RITTER 119 |  | DF2494 | VOORHEES SURGERY CENTER-HEM/ONC |  |  | excluded | 01/01/1900 |  |  |  |  | NO | NO |  |  |  |  | RITTER 10344779 DF2494 |  |  | Active |  | 99:99:99:99:99:99 |  | Equipment | PAAR:00-PVAR | 11/02/2019 |  | COOPER AMBULATORY OFF-SITES |  |  | SUITE M EXAM 9 |  | MEGAN MCCAFFERTY
04844P |  | RITTER | RITTER 119 |  | DF5968 | BIOMEDICAL |  |  |  | 01/01/1900 |  |  |  |  | NO | NO |  |  |  |  | RITTER 04844P DF5968 |  |  | Disposition |  |  |  | Equipment | PAAR:00-PVAR | 11/02/2019 |  | COOPER UNIVERSITY HOSPITAL |  |  | PENNSVILLE RM 6 |  | Bonnie Aichroch
|  | RITTER | RITTER 119-014 |  | EY003574 | CHERRY HILL SPECIALITY HUB |  |  | excluded | 04/28/2017 |  |  |  |  | NO | NO |  |  |  |  | RITTER 10732022 EY003574 |  |  | Active |  | 99:99:99:99:99:99 |  | Equipment | PAAR:00-PVAR | 10/31/2019 |  | COOPER AMBULATORY OFF-SITES |  |  |  | 0012045521 | APRIL DIXON | Preventative Maintenance | Closed | Kirk Lis | 08/17/2017 | 08/17/2017 | PERFORMANCE ASSURANCE AT INVENTORY | INVENTORIED DEVICE AND ENSURED DEVICE WAS FUNCTIONING PROPERLY. | FC176BF2-938D-41E2-B2B6-46A7D69BA84D | Labor | 04/28/2017 | 04/28/2017 | Kirk Lis
|  | RITTER | RITTER 152-001 |  | V640268 | PRINCETON-OB/GYN |  |  |  | 09/21/2009 |  |  |  |  | NO | NO |  |  |  |  | RITTER 10366229 V640268 |  |  | Disposition |  |  |  | Equipment | PAAR:00-PVAR | 11/02/2019 |  | COOPER AMBULATORY OFF-SITES |  |  | DISPOSITION |  | LINDA CARON
|  | RITTER | RITTER 152-001 |  | BH0038259 | BURLINGTON OB/GYN |  |  | excluded | 01/01/2011 |  |  |  |  | NO | NO |  |  |  |  | RITTER 10365990 BH0038259 |  |  | Active |  | 99:99:99:99:99:99 |  | Equipment | PAAR:00-PVAR | 10/31/2019 |  | COOPER AMBULATORY OFF-SITES |  |  | exam 3 |  | Carey Myers
|  | RITTER | RITTER 152-001 |  | TCB012022 | BURLINGTON OB/GYN |  |  | excluded | 01/01/2011 |  |  |  |  | NO | NO |  |  |  |  | RITTER 10365982 TCB012022 |  |  | Active |  | 99:99:99:99:99:99 |  | Equipment | PAAR:00-PVAR | 11/02/2019 |  | COOPER AMBULATORY OFF-SITES |  |  | EXAM 2 |  | Carey Myers
|  | RITTER | RITTER 152-001 |  | NE36843 | 127 CHURCH - SURGERY |  |  | excluded | 03/16/2006 |  |  |  |  | NO | NO |  |  |  |  | RITTER 10365956 NE36843 |  |  | Active |  | 99:99:99:99:99:99 |  | Equipment | PAAR:00-PVAR | 11/02/2019 |  | COOPER AMBULATORY OFF-SITES |  |  | exam 3 |  | Carmen Rivera
|  | RITTER | RITTER 152-001 |  | TGB010082 | 127 CHURCH - OB/GYN |  |  |  | 10/20/2010 |  |  |  |  | NO | NO |  |  |  |  | RITTER 10365898 TGB010082 |  |  | Disposition |  |  |  | Equipment | PAAR:00-PVAR | 11/02/2019 |  | COOPER AMBULATORY OFF-SITES |  |  | exam 3 | 0011610191 | Shannan Friel | Repair | Closed | Bonnie Aichroth | 05/03/2017 | 05/03/2017 | EXAM LIGHT - WANT TO RETIRE - TMX | 5/3/2017 3:35:55 PM BGAICHROTH UNIT TRASHED SIGNED BY SHANNON FRIEL MANAGER 5/3/2017 3:35:59 PM BGAICHROTH This device has been removed from an active status with the RSQ Database, and physically removed from the facility. Device retired on 5/3/2017; Authorized By: YES; Nature of Retirement: NO LONGER NEEDED; Days In Service: 699 | 8DCF7CDF-A8D6-462E-8603-A5F464659C8C | Labor | 05/03/2017 | 05/03/2017 | Bonnie Aichroth
|  | RITTER | RITTER 152-001 |  | TGB016590 | 3 COOPER-WOMENS CARE CENTER |  |  |  | 09/23/2011 |  |  |  |  | NO | NO |  |  |  |  | RITTER 10365503 TGB016590 |  |  | Disposition |  |  |  | Equipment | PAAR:00-PVAR | 11/02/2019 |  | COOPER AMBULATORY OFF-SITES |  |  | Suite 300 |  | BONNIE MANNINO
|  | RITTER | RITTER 152-001 |  | TGB010989 | BUNKER HILL-OB/GYN |  |  |  | 11/01/2019 |  |  |  |  | NO | NO |  |  |  |  | RITTER 30144683 TGB010989 |  |  | Disposition |  |  |  | Equipment | PAAR:00-PVAR | 11/01/2019 | 11/01/2019 | COOPER AMBULATORY OFF-SITES |  |  | exam 4 |  | LISA POTTS |  |  |  | 11/01/2019 | 11/01/2019 |  |  |  |  | 11/01/2019 | 11/01/2019
|  | RITTER | RITTER 204 |  | V2150908 | HADDON HEIGHTS-FAMILY MEDICINE |  |  | excluded | 10/31/2019 |  |  |  |  | NO | NO |  |  |  |  | RITTER 12200086 V2150908 |  |  | Active |  |  |  | Equipment | PAAR:00-PVAR | 10/31/2019 | 10/31/2019 | COOPER AMBULATORY OFF-SITES |  |  | ROOM 6 | WOT00000003739615 | KELLIE STOUT | Performance Verification | Completed | Kirk Lis | 10/31/2019 | 10/31/2019 | Performance Verification for RITTER 12200086 V2150908 | Initial Install of Performance Verification. Device is ready for patient use. |  |  | 10/31/2019 | 10/31/2019
|  | RITTER | RITTER 204 |  | V2150531 | HADDON HEIGHTS-FAMILY MEDICINE |  |  | excluded | 10/31/2019 |  |  |  |  | NO | NO |  |  |  |  | RITTER 11200088 V2150531 |  |  | Active |  |  |  | Equipment | PAAR:00-PVAR | 10/31/2019 | 10/31/2019 | COOPER AMBULATORY OFF-SITES |  |  | ROOM 5 | WOT00000003739901 | KELLIE STOUT | Performance Verification | Completed | Kirk Lis | 10/31/2019 | 10/31/2019 | Performance Verification for RITTER 11200088 V2150531 | Initial Install of Performance Verification. Device is ready for patient use. |  |  | 10/31/2019 | 10/31/2019
|  | RITTER | RITTER 204 |  | V2150917 | HADDON HEIGHTS-FAMILY MEDICINE |  |  | excluded | 10/31/2019 |  |  |  |  | NO | NO |  |  |  |  | RITTER 11200087 V2150917 |  |  | Active |  |  |  | Equipment | PAAR:00-PVAR | 10/31/2019 | 10/31/2019 | COOPER AMBULATORY OFF-SITES |  |  | ROOM 2 | WOT00000003739812 | KELLIE STOUT | Performance Verification | Completed | Kirk Lis | 10/31/2019 | 10/31/2019 | Performance Verification for RITTER 11200087 V2150917 | Initial Install of Performance Verification. Device is ready for patient use. |  |  | 10/31/2019 | 10/31/2019
|  | RITTER | RITTER 204 |  | V2150535 | HADDON HEIGHTS-FAMILY MEDICINE |  |  | excluded | 10/31/2019 |  |  |  |  | NO | NO |  |  |  |  | RITTER 11200085 V2150535 |  |  | Active |  |  |  | Equipment | PAAR:00-PVAR | 10/31/2019 | 10/31/2019 | COOPER AMBULATORY OFF-SITES |  |  | ROOM 3 | WOT00000003739146 | KELLIE STOUT | Performance Verification | Completed | Kirk Lis | 10/31/2019 | 10/31/2019 | Performance Verification for RITTER 11200085 V2150535 | Initial Install of Performance Verification. Device is ready for patient use. |  |  | 10/31/2019 | 10/31/2019
|  | RITTER | RITTER 204 |  | V2150539 | HADDON HEIGHTS-FAMILY MEDICINE |  |  | excluded | 10/31/2019 |  |  |  |  | NO | NO |  |  |  |  | RITTER 11200084 V2150539 |  |  | Active |  |  |  | Equipment | PAAR:00-PVAR | 10/31/2019 | 10/31/2019 | COOPER AMBULATORY OFF-SITES |  |  | ROOM 1 | WOT00000003738972 | KELLIE STOUT | Performance Verification | Completed | Kirk Lis | 10/31/2019 | 10/31/2019 | Performance Verification for RITTER 11200084 V2150539 | Initial Install of Performance Verification. Device is ready for patient use. |  |  | 10/31/2019 | 10/31/2019
|  | RITTER | RITTER 204 |  | V2150543 | HADDON HEIGHTS-FAMILY MEDICINE |  |  | excluded | 10/31/2019 |  |  |  |  | NO | NO |  |  |  |  | RITTER 11200083 V2150543 |  |  | Active |  |  |  | Equipment | PAAR:00-PVAR | 10/31/2019 | 10/31/2019 | COOPER AMBULATORY OFF-SITES |  |  | ROOM 4 | WOT00000003738613 | KELLIE STOUT | Performance Verification | Completed | Kirk Lis | 10/31/2019 | 10/31/2019 | Performance Verification for RITTER 11200083 V2150543 | Initial Install of Performance Verification. Device is ready for patient use. |  |  | 10/31/2019 | 10/31/2019
|  | RITTER | RITTER 204 |  | Not Known | WILLINGBORO HEMATOLOGY/ONCOLOGY |  |  | excluded | 01/01/1900 |  |  |  |  | NO | NO |  |  |  |  | RITTER 10367242 Not Known |  |  | Active |  | 99:99:99:99:99:99 |  | Equipment | PAAR:00-PVAR | 11/02/2019 |  | COOPER AMBULATORY OFF-SITES |  |  | EXAM RM 4 |  | ANN DENTON
|  | RITTER | RITTER 204 |  | V825217 | WILLINGBORO COOPER UNIVERSITY PHYSICIANS |  |  | excluded | 03/08/2010 |  |  |  |  | NO | NO |  |  |  |  | RITTER 10367147 V825217 |  |  | Active |  | 99:99:99:99:99:99 |  | Equipment | PAAR:00-PVAR | 11/02/2019 |  | COOPER AMBULATORY OFF-SITES |  |  | INTERNAL MEDICINE EXAM RM 11 |  | PATTY LEWIS
|  | RITTER | RITTER 204 |  | V522679 | WILLINGBORO COOPER UNIVERSITY PHYSICIANS |  |  | excluded | 03/08/2010 |  |  |  |  | NO | NO |  |  |  |  | RITTER 10367148 V522679 |  |  | Active |  | 99:99:99:99:99:99 |  | Equipment | PAAR:00-PVAR | 11/02/2019 |  | COOPER AMBULATORY OFF-SITES |  |  | INTERNAL MEDICINE EXAM RM 10 |  | PATTY LEWIS
|  | RITTER | RITTER 204 |  | Not Known | WILLINGBORO COOPER UNIVERSITY PHYSICIANS |  |  | excluded | 01/01/1900 |  |  |  |  | NO | NO |  |  |  |  | RITTER 10367150 Not Known |  |  | Active |  | 99:99:99:99:99:99 |  | Equipment | PAAR:00-PVAR | 11/02/2019 |  | COOPER AMBULATORY OFF-SITES |  |  | INTERNAL MEDICINE EXAM RM 9 |  | PATTY LEWIS
|  | RITTER | RITTER 204 |  | V654774 | WILLINGBORO COOPER UNIVERSITY PHYSICIANS |  |  | excluded | 03/01/2010 |  |  |  |  | NO | NO |  |  |  |  | RITTER 10367145 V654774 |  |  | Active |  | 99:99:99:99:99:99 |  | Equipment | PAAR:00-PVAR | 11/02/2019 |  | COOPER AMBULATORY OFF-SITES |  |  | EXAM 13 |  | PATTY LEWIS
|  | RITTER | RITTER 204 |  | V224027 | EMERGENCY ROOM |  |  | excluded | 01/20/2006 |  |  |  |  | NO | NO |  |  |  |  | RITTER 10366705 V224027 |  |  | Active |  | 99:99:99:99:99:99 |  | Equipment | PAAR:00-PVAR | 11/02/2019 |  | COOPER UNIVERSITY HOSPITAL |  |  | ER | WOT00000000535876 | KAREN GRUBER | Disposition | Closed | Richard Jolly | 02/08/2018 | 06/12/2019 | Bulk Disposition CNL
|  | RITTER | RITTER 204 |  | V1203745 | PRINCETON-OB/GYN |  |  |  | 01/01/1900 |  |  |  |  | NO | NO |  |  |  |  | RITTER 10366218 V1203745 |  |  | Disposition |  |  |  | Equipment | PAAR:00-PVAR | 11/02/2019 |  | COOPER AMBULATORY OFF-SITES |  |  | DISPOSITION |  | LINDA CARON
|  | RITTER | RITTER 204 |  | V1102485 | 1050 KINGS HIGHWAY-MEDICINE |  |  | excluded | 08/12/2011 |  |  |  |  | NO | NO |  |  |  |  | RITTER 10366048 V1102485 |  |  | Active |  | 99:99:99:99:99:99 |  | Equipment | PAAR:00-PVAR | 11/02/2019 |  | COOPER AMBULATORY OFF-SITES |  |  | EXAM 5 |  | Leah Willis
|  | RITTER | RITTER 204 |  | V1103279 | 1050 KINGS HIGHWAY-MEDICINE |  |  | excluded | 08/12/2011 |  |  |  |  | NO | NO |  |  |  |  | RITTER 10366042 V1103279 |  |  | Active |  | 99:99:99:99:99:99 |  | Equipment | PAAR:00-PVAR | 11/02/2019 |  | COOPER AMBULATORY OFF-SITES |  |  | EXAM 6 |  | Leah Willis
|  | RITTER | RITTER 204 |  | V1103284 | 1050 KINGS HIGHWAY-MEDICINE |  |  | excluded | 08/12/2011 |  |  |  |  | NO | NO |  |  |  |  | RITTER 10366035 V1103284 |  |  | Active |  | 99:99:99:99:99:99 |  | Equipment | PAAR:00-PVAR | 11/02/2019 |  | COOPER AMBULATORY OFF-SITES |  |  | EXAM 2 |  | Leah Willis
|  | RITTER | RITTER 204 |  | V226639 | 127 CHURCH - SURGERY |  |  | excluded | 03/16/2006 |  |  |  |  | NO | NO |  |  |  |  | RITTER 10365963 V226639 |  |  | Active |  | 99:99:99:99:99:99 |  | Equipment | PAAR:00-PVAR | 11/01/2019 |  | COOPER AMBULATORY OFF-SITES |  |  | EXAM 1 |  | Carmen Rivera
|  | RITTER | RITTER 204 |  | V226638 | 127 CHURCH - SURGERY |  |  | excluded | 03/16/2006 |  |  |  |  | NO | NO |  |  |  |  | RITTER 10365957 V226638 |  |  | Active |  | 99:99:99:99:99:99 |  | Equipment | PAAR:00-PVAR | 11/02/2019 |  | COOPER AMBULATORY OFF-SITES |  |  | exam 3 |  | Carmen Rivera
|  | RITTER | RITTER 204 |  | V226640 | 127 CHURCH - SURGERY |  |  | excluded | 03/16/2006 |  |  |  |  | NO | NO |  |  |  |  | RITTER 10365944 V226640 |  |  | Active |  | 99:99:99:99:99:99 |  | Equipment | PAAR:00-PVAR | 11/01/2019 |  | COOPER AMBULATORY OFF-SITES |  |  | exam 4 |  | Carmen Rivera
|  | RITTER | RITTER 204 |  | V226641 | 127 CHURCH - SURGERY |  |  | excluded | 03/16/2006 |  |  |  |  | NO | NO |  |  |  |  | RITTER 10365931 V226641 |  |  | Active |  | 99:99:99:99:99:99 |  | Equipment | PAAR:00-PVAR | 11/02/2019 |  | COOPER AMBULATORY OFF-SITES |  |  | EXAM 6 |  | Carmen Rivera
|  | RITTER | RITTER 204 |  | V1597138 | SICKLERVILLE SURGERY CENTER |  |  | excluded | 01/01/1900 |  |  |  |  | NO | NO |  |  |  |  | RITTER 10365766 V1597138 |  |  | Active |  | 99:99:99:99:99:99 |  | Equipment | PAAR:00-PVAR | 11/02/2019 |  | COOPER AMBULATORY OFF-SITES |  |  | Exam Rm 6 |  | Leslie Harrop
|  | RITTER | RITTER 204 |  | V1957146 | SICKLERVILLE SURGERY CENTER |  |  | excluded | 01/01/1900 |  |  |  |  | NO | NO |  |  |  |  | RITTER 10365763 V1957146 |  |  | Active |  | 99:99:99:99:99:99 |  | Equipment | PAAR:00-PVAR | 11/02/2019 |  | COOPER AMBULATORY OFF-SITES |  |  | EXAM RM 4 |  | Leslie Harrop
|  | RITTER | RITTER 204 |  | V1597130 | SICKLERVILLE SURGERY CENTER |  |  | excluded | 01/01/1900 |  |  |  |  | NO | NO |  |  |  |  | RITTER 10365761 V1597130 |  |  | Active |  | 99:99:99:99:99:99 |  | Equipment | PAAR:00-PVAR | 11/02/2019 |  | COOPER AMBULATORY OFF-SITES |  |  | exam 3 |  | Leslie Harrop
|  | RITTER | RITTER 204 |  | V1597144 | SICKLERVILLE SURGERY CENTER |  |  | excluded | 01/01/1900 |  |  |  |  | NO | NO |  |  |  |  | RITTER 10365756 V1597144 |  |  | Active |  | 99:99:99:99:99:99 |  | Equipment | PAAR:00-PVAR | 11/02/2019 |  | COOPER AMBULATORY OFF-SITES |  |  | EXAM RM 2 |  | Leslie Harrop
|  | RITTER | RITTER 204 |  | V1597135 | SICKLERVILLE SURGERY CENTER |  |  | excluded | 01/01/1900 |  |  |  |  | NO | NO |  |  |  |  | RITTER 10365753 V1597135 |  |  | Active |  | 99:99:99:99:99:99 |  | Equipment | PAAR:00-PVAR | 11/02/2019 |  | COOPER AMBULATORY OFF-SITES |  |  | EXAM RM 5 |  | Leslie Harrop
|  | RITTER | RITTER 204 |  | V1585889 | KROC CENTER-FAMILY MEDICINE |  |  | excluded | 01/01/1900 |  |  |  |  | NO | NO |  |  |  |  | RITTER 10365717 V1585889 |  |  | Active |  | 99:99:99:99:99:99 |  | Equipment | PAAR:00-PVAR | 11/02/2019 |  | COOPER AMBULATORY OFF-SITES |  |  | ROOM 4 |  | JESSICA NIEVES
|  | RITTER | RITTER 204 |  | V828914 | VOORHEES INTERNAL MEDICINE |  |  | excluded | 12/17/2009 |  |  |  |  | NO | NO |  |  |  |  | RITTER 10357002 V828914 |  |  | Active |  | 99:99:99:99:99:99 |  | Equipment | PAAR:00-PVAR | 11/02/2019 |  | COOPER AMBULATORY OFF-SITES |  |  | EXAM 1 |  | JENNY BETLER
|  | RITTER | RITTER 204 |  | V828899 | VOORHEES INTERNAL MEDICINE |  |  | excluded | 12/09/2009 |  |  |  |  | NO | NO |  |  |  |  | RITTER 10356998 V828899 |  |  | Active |  | 99:99:99:99:99:99 |  | Equipment | PAAR:00-PVAR | 11/02/2019 |  | COOPER AMBULATORY OFF-SITES |  |  | exam 4 |  | JENNY BETLER
|  | RITTER | RITTER 204 |  | V828793 | VOORHEES INTERNAL MEDICINE |  |  | excluded | 12/08/2009 |  |  |  |  | NO | NO |  |  |  |  | RITTER 10356993 V828793 |  |  | Active |  | 99:99:99:99:99:99 |  | Equipment | PAAR:00-PVAR | 11/02/2019 |  | COOPER AMBULATORY OFF-SITES |  |  | EXAM 2 |  | JENNY BETLER
|  | RITTER | RITTER 204 |  | V828887 | VOORHEES INTERNAL MEDICINE |  |  | excluded | 12/08/2009 |  |  |  |  | NO | NO |  |  |  |  | RITTER 10356995 V828887 |  |  | Active |  | 99:99:99:99:99:99 |  | Equipment | PAAR:00-PVAR | 11/02/2019 |  | COOPER AMBULATORY OFF-SITES |  |  | Exam 8 |  | JENNY BETLER
|  | RITTER | RITTER 204 |  | V8281117 | VOORHEES CARDIOLOGY SUITE 102 |  |  | excluded | 11/11/2009 |  |  |  |  | NO | NO |  |  |  |  | RITTER 10356968 V8281117 |  |  | Active |  | 99:99:99:99:99:99 |  | Equipment | PAAR:00-PVAR | 11/02/2019 |  | COOPER AMBULATORY OFF-SITES |  |  | exam 3 |  | MICHELE MOLINARI
|  | RITTER | RITTER 204 |  | V828091 | VOORHEES CARDIOLOGY SUITE 102 |  |  | excluded | 12/17/2009 |  |  |  |  | NO | NO |  |  |  |  | RITTER 10356964 V828091 |  |  | Active |  | 99:99:99:99:99:99 |  | Equipment | PAAR:00-PVAR | 11/02/2019 |  | COOPER AMBULATORY OFF-SITES |  |  | exam 4 |  | MICHELE MOLINARI
|  | RITTER | RITTER 204 |  | V828063 | VOORHEES CARDIOLOGY SUITE 102 |  |  | excluded | 11/11/2009 |  |  |  |  | NO | NO |  |  |  |  | RITTER 10356961 V828063 |  |  | Active |  | 99:99:99:99:99:99 |  | Equipment | PAAR:00-PVAR | 11/02/2019 |  | COOPER AMBULATORY OFF-SITES |  |  | EXAM 15 |  | MICHELE MOLINARI
|  | RITTER | RITTER 204 |  | V828835 | VOORHEES CARDIOLOGY SUITE 102 |  |  | excluded | 11/11/2009 |  |  |  |  | NO | NO |  |  |  |  | RITTER 10356957 V828835 |  |  | Active |  | 99:99:99:99:99:99 |  | Equipment | PAAR:00-PVAR | 11/01/2019 |  | COOPER AMBULATORY OFF-SITES |  |  | EXAM 2 |  | MICHELE MOLINARI
|  | RITTER | RITTER 204 |  | V828247 | VOORHEES CARDIOLOGY SUITE 102 |  |  | excluded | 11/11/2009 |  |  |  |  | NO | NO |  |  |  |  | RITTER 10356954 V828247 |  |  | Active |  | 99:99:99:99:99:99 |  | Equipment | PAAR:00-PVAR | 11/02/2019 |  | COOPER AMBULATORY OFF-SITES |  |  | EXAM 1 | WOT00000002007918 | MICHELE MOLINARI | Repair | Closed | Kirk Lis | 01/23/2019 | 05/01/2019 | BP Cuff- There was a flood in the room, Customer would like the equipment checked to make sure it is working okay | CHECKED UNIT FOR WATER DAMGE. PERFORMED ELECTRIC SAFETY ON EQUIPMENT . EQUIPMENT OK FOR PATIENT USE. INFORMED MANAGER OF UNIT'S STATUS | EXP2122801 | Labor | 01/23/2019 | 01/23/2019 | Kirk Lis
|  | RITTER | RITTER 204 |  | V828851 | VOORHEES CARDIOLOGY SUITE 102 |  |  | excluded | 11/11/2009 |  |  |  |  | NO | NO |  |  |  |  | RITTER 10356950 V828851 |  |  | Active |  | 99:99:99:99:99:99 |  | Equipment | PAAR:00-PVAR | 11/02/2019 |  | COOPER AMBULATORY OFF-SITES |  |  | Exam 7 |  | MICHELE MOLINARI
|  | RITTER | RITTER 204 |  | V828921 | VOORHEES CARDIOLOGY SUITE 102 |  |  | excluded | 11/11/2009 |  |  |  |  | NO | NO |  |  |  |  | RITTER 10356944 V828921 |  |  | Active |  | 99:99:99:99:99:99 |  | Equipment | PAAR:00-PVAR | 11/01/2019 |  | COOPER AMBULATORY OFF-SITES |  |  | EXAM 9 |  | MICHELE MOLINARI
|  | RITTER | RITTER 204 |  | V828201 | VOORHEES CARDIOLOGY SUITE 102 |  |  | excluded | 12/17/2009 |  |  |  |  | NO | NO |  |  |  |  | RITTER 10356939 V828201 |  |  | Active |  | 99:99:99:99:99:99 |  | Equipment | PAAR:00-PVAR | 11/02/2019 |  | COOPER AMBULATORY OFF-SITES |  |  | EXAM 6 |  | MICHELE MOLINARI
|  | RITTER | RITTER 204 |  | V828183 | VOORHEES CARDIOLOGY |  |  | excluded | 11/11/2009 |  |  |  |  | NO | NO |  |  |  |  | RITTER 10356937 V828183 |  |  | Active |  | 99:99:99:99:99:99 |  | Equipment | PAAR:00-PVAR | 11/01/2019 |  | COOPER AMBULATORY OFF-SITES |  |  | Ultrasoundddr |  | KATHY COMO
|  | RITTER | RITTER 204 |  | V828157 | VOORHEES CARDIOLOGY SUITE 102 |  |  | excluded | 12/17/2009 |  |  |  |  | NO | NO |  |  |  |  | RITTER 10356865 V828157 |  |  | Active |  | 99:99:99:99:99:99 |  | Equipment | PAAR:00-PVAR | 11/02/2019 |  | COOPER AMBULATORY OFF-SITES |  |  | EXAM 5 |  | MICHELE MOLINARI
|  | RITTER | RITTER 204 |  | V828869 | VOORHEES CARDIOLOGY SUITE 102 |  |  | excluded | 11/11/2009 |  |  |  |  | NO | NO |  |  |  |  | RITTER 10356861 V828869 |  |  | Active |  | 99:99:99:99:99:99 |  | Equipment | PAAR:00-PVAR | 11/01/2019 |  | COOPER AMBULATORY OFF-SITES |  |  | Exam 17 |  | MICHELE MOLINARI
|  | RITTER | RITTER 204 |  | V828310 | VOORHEES CARDIOLOGY SUITE 102 |  |  | excluded | 11/11/2009 |  |  |  |  | NO | NO |  |  |  |  | RITTER 10356860 V828310 |  |  | Active |  | 99:99:99:99:99:99 |  | Equipment | PAAR:00-PVAR | 11/02/2019 |  | COOPER AMBULATORY OFF-SITES |  |  | EXAM 14 |  | MICHELE MOLINARI
|  | RITTER | RITTER 204 |  | V828930 | VOORHEES CARDIOLOGY SUITE 102 |  |  | excluded | 11/11/2009 |  |  |  |  | NO | NO |  |  |  |  | RITTER 10356853 V828930 |  |  | Active |  | 99:99:99:99:99:99 |  | Equipment | PAAR:00-PVAR | 11/02/2019 |  | COOPER AMBULATORY OFF-SITES |  |  | Exam 8 |  | MICHELE MOLINARI
|  | RITTER | RITTER 204 |  | V828278 | VOORHEES CARDIOLOGY SUITE 102 |  |  | excluded | 11/11/2009 |  |  |  |  | NO | NO |  |  |  |  | RITTER 10356851 V828278 |  |  | Active |  | 99:99:99:99:99:99 |  | Equipment | PAAR:00-PVAR | 11/02/2019 |  | COOPER AMBULATORY OFF-SITES |  |  | EXAM 13 |  | MICHELE MOLINARI
|  | RITTER | RITTER 204 |  | V828078 | VOORHEES CARDIOLOGY |  |  | excluded | 11/11/2009 |  |  |  |  | NO | NO |  |  |  |  | RITTER 10356844 V828078 |  |  | Active |  | 99:99:99:99:99:99 |  | Equipment | PAAR:00-PVAR | 11/02/2019 |  | COOPER AMBULATORY OFF-SITES |  |  | Triage |  | KATHY COMO
|  | RITTER | RITTER 204 |  | V828286 | VOORHEES CARDIOLOGY SUITE 102 |  |  | excluded | 11/11/2009 |  |  |  |  | NO | NO |  |  |  |  | RITTER 10356843 V828286 |  |  | Active |  | 99:99:99:99:99:99 |  | Equipment | PAAR:00-PVAR | 11/02/2019 |  | COOPER AMBULATORY OFF-SITES |  |  | Exam 16 |  | MICHELE MOLINARI
|  | RITTER | RITTER 204 |  | V828228 | VOORHEES CARDIOLOGY SUITE 102 |  |  | excluded | 11/11/2009 |  |  |  |  | NO | NO |  |  |  |  | RITTER 10356838 V828228 |  |  | Active |  | 99:99:99:99:99:99 |  | Equipment | PAAR:00-PVAR | 11/02/2019 |  | COOPER AMBULATORY OFF-SITES |  |  | EXAM 12 |  | MICHELE MOLINARI
|  | RITTER | RITTER 204 |  | V1300127 | VOORHEES SURGERY CENTER-RADIATION/ONC |  |  | excluded | 10/15/2012 |  |  |  |  | NO | NO |  |  |  |  | RITTER 10356835 V1300127 |  |  | Active |  | 99:99:99:99:99:99 |  | Equipment | PAAR:00-PVAR | 11/02/2019 |  | COOPER AMBULATORY OFF-SITES |  |  | EXAM 5 |  | COLLEEN TEGELER
|  | RITTER | RITTER 204 |  | V828785 | VOORHEES CARDIOLOGY SUITE 102 |  |  | excluded | 11/11/2009 |  |  |  |  | NO | NO |  |  |  |  | RITTER 10356833 V828785 |  |  | Active |  | 99:99:99:99:99:99 |  | Equipment | PAAR:00-PVAR | 11/02/2019 |  | COOPER AMBULATORY OFF-SITES |  |  | EXAM 10 |  | MICHELE MOLINARI
|  | RITTER | RITTER 204 |  | V1300051 | VOORHEES SURGERY CENTER-RADIATION/ONC |  |  | excluded | 10/15/2012 |  |  |  |  | NO | NO |  |  |  |  | RITTER 10356827 V1300051 |  |  | Active |  | 99:99:99:99:99:99 |  | Equipment | PAAR:00-PVAR | 11/02/2019 |  | COOPER AMBULATORY OFF-SITES |  |  | exam 4 |  | COLLEEN TEGELER
|  | RITTER | RITTER 204 |  | V875617 | VOORHEES SURGERY CENTER-RADIATION/ONC |  |  | excluded | 01/01/1900 |  |  |  |  | NO | NO |  |  |  |  | RITTER 10356823 V875617 |  |  | Active |  | 99:99:99:99:99:99 |  | Equipment | PAAR:00-PVAR | 11/02/2019 |  | COOPER AMBULATORY OFF-SITES |  |  | EXAM 2 |  | COLLEEN TEGELER
|  | RITTER | RITTER 204 |  | V1300061 | VOORHEES SURGERY CENTER-RADIATION/ONC |  |  | excluded | 10/15/2012 |  |  |  |  | NO | NO |  |  |  |  | RITTER 10356825 V1300061 |  |  | Active |  | 99:99:99:99:99:99 |  | Equipment | PAAR:00-PVAR | 11/02/2019 |  | COOPER AMBULATORY OFF-SITES |  |  | exam 3 |  | COLLEEN TEGELER
|  | RITTER | RITTER 204 |  | V882951 | VOORHEES SURGERY CENTER-RADIATION/ONC |  |  | excluded | 01/01/1900 |  |  |  |  | NO | NO |  |  |  |  | RITTER 10356819 V882951 |  |  | Active |  | 99:99:99:99:99:99 |  | Equipment | PAAR:00-PVAR | 11/02/2019 |  | COOPER AMBULATORY OFF-SITES |  |  | EXAM 1 |  | COLLEEN TEGELER
|  | RITTER | RITTER 204 |  | Not Known | WILLINGBORO HEMATOLOGY/ONCOLOGY |  |  | excluded | 01/01/1900 |  |  |  |  | NO | NO |  |  |  |  | RITTER 10348008 Not Known |  |  | Active |  | 99:99:99:99:99:99 |  | Equipment | PAAR:00-PVAR | 11/02/2019 |  | COOPER AMBULATORY OFF-SITES |  |  | exam rm 1 |  | ANN DENTON
|  | RITTER | RITTER 204 |  | V21569 | 3 COOPER-HEM/ONC |  |  | excluded | 01/01/1900 |  |  |  |  | NO | NO |  |  |  |  | RITTER 10346945 V21569 |  |  | Active |  | 99:99:99:99:99:99 |  | Equipment | PAAR:00-PVAR | 11/02/2019 |  | COOPER AMBULATORY OFF-SITES |  |  | Suite 211 - Exam 4 |  | LOIS CARR
|  | RITTER | RITTER 204 |  | V1282815 | CHERRY HILL URGENT CARE |  |  | excluded | 10/16/2012 |  |  |  |  | NO | NO |  |  |  |  | RITTER 10346171 V1282815 |  |  | Active |  | 99:99:99:99:99:99 |  | Equipment | PAAR:00-PVAR | 11/01/2019 |  | COOPER AMBULATORY OFF-SITES |  |  | exam 3 |  | MELISSA PORTOBANCO
|  | RITTER | RITTER 204 |  | V1282809 | CHERRY HILL URGENT CARE |  |  | excluded | 10/16/2012 |  |  |  |  | NO | NO |  |  |  |  | RITTER 10346173 V1282809 |  |  | Active |  | 99:99:99:99:99:99 |  | Equipment | PAAR:00-PVAR | 11/02/2019 |  | COOPER AMBULATORY OFF-SITES |  |  | EXAM 2 |  | MELISSA PORTOBANCO
|  | RITTER | RITTER 204 |  | V1282840 | CHERRY HILL URGENT CARE |  |  | excluded | 10/16/2012 |  |  |  |  | NO | NO |  |  |  |  | RITTER 10346162 V1282840 |  |  | Active |  | 99:99:99:99:99:99 |  | Equipment | PAAR:00-PVAR | 11/01/2019 |  | COOPER AMBULATORY OFF-SITES |  |  | EXAM 5 |  | MELISSA PORTOBANCO
|  | RITTER | RITTER 204 |  | V1282831 | CHERRY HILL URGENT CARE |  |  | excluded | 10/16/2012 |  |  |  |  | NO | NO |  |  |  |  | RITTER 10346164 V1282831 |  |  | Active |  | 99:99:99:99:99:99 |  | Equipment | PAAR:00-PVAR | 11/02/2019 |  | COOPER AMBULATORY OFF-SITES |  |  | EXAM 6 |  | MELISSA PORTOBANCO
|  | RITTER | RITTER 204 |  | V1282801 | CHERRY HILL URGENT CARE |  |  | excluded | 10/16/2012 |  |  |  |  | NO | NO |  |  |  |  | RITTER 10346160 V1282801 |  |  | Active |  | 99:99:99:99:99:99 |  | Equipment | PAAR:00-PVAR | 11/01/2019 |  | COOPER AMBULATORY OFF-SITES |  |  | exam 4 |  | MELISSA PORTOBANCO
|  | RITTER | RITTER 204 |  | V1588437 | COOPER CARE NOW-SHOPRITE CLINIC |  |  | excluded | 11/05/2014 |  |  |  |  | NO | NO |  |  |  |  | RITTER 10346100 V1588437 |  |  | Active |  | 99:99:99:99:99:99 |  | Equipment | PAAR:00-PVAR | 11/01/2019 |  | COOPER AMBULATORY OFF-SITES |  |  | 307 W. ROUTE 70 Marlton NJ |  | DR. BRAD BENDESKY
|  | RITTER | RITTER 204 |  | V485480 | MT. LAUREL-PULMONARY |  |  | excluded | 01/28/2008 |  |  |  |  | NO | NO |  |  |  |  | RITTER 10345405 V485480 |  |  | Active |  | 99:99:99:99:99:99 |  | Equipment | PAAR:00-PVAR | 11/02/2019 |  | COOPER AMBULATORY OFF-SITES |  |  | Suite 101 - Exam 1 |  | KATHY LOFLAND
|  | RITTER | RITTER 204 |  | V480353 | MT. LAUREL-PULMONARY |  |  | excluded | 01/28/2008 |  |  |  |  | NO | NO |  |  |  |  | RITTER 10345401 V480353 |  |  | Active |  | 99:99:99:99:99:99 |  | Equipment | PAAR:00-PVAR | 11/02/2019 |  | COOPER AMBULATORY OFF-SITES |  |  | Suite 101 - Exam 3 |  | KATHY LOFLAND
|  | RITTER | RITTER 204 |  | V480347 | MT. LAUREL-PULMONARY |  |  | excluded | 01/28/2008 |  |  |  |  | NO | NO |  |  |  |  | RITTER 10345396 V480347 |  |  | Active |  | 99:99:99:99:99:99 |  | Equipment | PAAR:00-PVAR | 11/02/2019 |  | COOPER AMBULATORY OFF-SITES |  |  | Suite 101 - Exam 2 |  | KATHY LOFLAND
|  | RITTER | RITTER 204 |  | V465399 | MT. LAUREL-PULMONARY |  |  | excluded | 01/28/2008 |  |  |  |  | NO | NO |  |  |  |  | RITTER 10345393 V465399 |  |  | Active |  | 99:99:99:99:99:99 |  | Equipment | PAAR:00-PVAR | 11/02/2019 |  | COOPER AMBULATORY OFF-SITES |  |  | Suite 101 - Exam 9 |  | KATHY LOFLAND
|  | RITTER | RITTER 204 |  | V480351 | MT. LAUREL-PULMONARY |  |  | excluded | 01/28/2008 |  |  |  |  | NO | NO |  |  |  |  | RITTER 10345387 V480351 |  |  | Active |  | 99:99:99:99:99:99 |  | Equipment | PAAR:00-PVAR | 11/02/2019 |  | COOPER AMBULATORY OFF-SITES |  |  | Suite 101 - Exam 4 |  | KATHY LOFLAND
|  | RITTER | RITTER 204 |  | V480346 | MT. LAUREL-PULMONARY |  |  | excluded | 01/28/2008 |  |  |  |  | NO | NO |  |  |  |  | RITTER 10345381 V480346 |  |  | Active |  | 99:99:99:99:99:99 |  | Equipment | PAAR:00-PVAR | 11/02/2019 |  | COOPER AMBULATORY OFF-SITES |  |  | Suite 101 - Exam 5 |  | KATHY LOFLAND
|  | RITTER | RITTER 204 |  | V525814 | MT. LAUREL-PULMONARY |  |  | excluded | 01/28/2008 |  |  |  |  | NO | NO |  |  |  |  | RITTER 10345378 V525814 |  |  | Active |  | 99:99:99:99:99:99 |  | Equipment | PAAR:00-PVAR | 11/02/2019 |  | COOPER AMBULATORY OFF-SITES |  |  | Suite 101 - Exam 7 |  | KATHY LOFLAND
|  | RITTER | RITTER 204 |  | V480362 | MT. LAUREL-PULMONARY |  |  | excluded | 01/28/2008 |  |  |  |  | NO | NO |  |  |  |  | RITTER 10345374 V480362 |  |  | Active |  | 99:99:99:99:99:99 |  | Equipment | PAAR:00-PVAR | 11/02/2019 |  | COOPER AMBULATORY OFF-SITES |  |  | Suite 101 - Exam 8 |  | KATHY LOFLAND
|  | RITTER | RITTER 204 |  | V828771 | VOORHEES INTERNAL MEDICINE |  |  | excluded | 12/08/2009 |  |  |  |  | NO | NO |  |  |  |  | RITTER 10345280 V828771 |  |  | Active |  | 99:99:99:99:99:99 |  | Equipment | PAAR:00-PVAR | 11/02/2019 |  | COOPER AMBULATORY OFF-SITES |  |  | EXAM 6 |  | JENNY BETLER
|  | RITTER | RITTER 204 |  | V828813 | VOORHEES INTERNAL MEDICINE |  |  | excluded | 12/08/2009 |  |  |  |  | NO | NO |  |  |  |  | RITTER 10345277 V828813 |  |  | Active |  | 99:99:99:99:99:99 |  | Equipment | PAAR:00-PVAR | 11/02/2019 |  | COOPER AMBULATORY OFF-SITES |  |  | Exam 7 |  | JENNY BETLER
|  | RITTER | RITTER 204 |  | V828762 | VOORHEES INTERNAL MEDICINE |  |  | excluded | 12/09/2009 |  |  |  |  | NO | NO |  |  |  |  | RITTER 10345265 V828762 |  |  | Active |  | 99:99:99:99:99:99 |  | Equipment | PAAR:00-PVAR | 11/02/2019 |  | COOPER AMBULATORY OFF-SITES |  |  | exam 3 |  | JENNY BETLER
|  | RITTER | RITTER 204 |  | V828214 | VOORHEES INTERNAL MEDICINE |  |  | excluded | 12/17/2009 |  |  |  |  | NO | NO |  |  |  |  | RITTER 10345262 V828214 |  |  | Active |  | 99:99:99:99:99:99 |  | Equipment | PAAR:00-PVAR | 11/01/2019 |  | COOPER AMBULATORY OFF-SITES |  |  | EXAM 9 |  | JENNY BETLER
|  | RITTER | RITTER 204 |  | V828942 | VOORHEES INTERNAL MEDICINE |  |  | excluded | 12/09/2009 |  |  |  |  | NO | NO |  |  |  |  | RITTER 10345256 V828942 |  |  | Active |  | 99:99:99:99:99:99 |  | Equipment | PAAR:00-PVAR | 11/02/2019 |  | COOPER AMBULATORY OFF-SITES |  |  | EXAM 5 |  | JENNY BETLER
|  | RITTER | RITTER 204 |  | V828134 | VOORHEES INTERNAL MEDICINE |  |  | excluded | 12/17/2009 |  |  |  |  | NO | NO |  |  |  |  | RITTER 10345253 V828134 |  |  | Active |  | 99:99:99:99:99:99 |  | Equipment | PAAR:00-PVAR | 11/02/2019 |  | COOPER AMBULATORY OFF-SITES |  |  | EXAM 10 |  | JENNY BETLER
|  | RITTER | RITTER 204 |  | BS077977 | VOORHEES SURGERY CENTER-SURGERY DEPT |  |  | excluded | 01/01/1900 |  |  |  |  | NO | NO |  |  |  |  | RITTER 10344818 BS077977 |  |  | Active |  | 99:99:99:99:99:99 |  | Equipment | PAAR:00-PVAR | 11/02/2019 |  | COOPER AMBULATORY OFF-SITES |  |  | SUITE G ROOM 1 |  | Theresa Megali
|  | RITTER | RITTER 204 |  | V1533105 | VOORHEES SURGERY CENTER-SURGERY DEPT |  |  | excluded | 01/01/1900 |  |  |  |  | NO | NO |  |  |  |  | RITTER 10344802 V1533105 |  |  | Active |  | 99:99:99:99:99:99 |  | Equipment | PAAR:00-PVAR | 11/02/2019 |  | COOPER AMBULATORY OFF-SITES |  |  | SUITE G EXAM 4 | 0012516830 | Theresa Megali | Repair | Closed | Kirk Lis | 12/19/2017 | 12/21/2017 | TABLE - LEVER THAT RAISES AND LOWERS THE BED IS BROKEN - VOORHEES SURGERY SUITE G EXAM RM 4 | 12/21/2017 9:04:04 AM KALIS (KALIS 12/20/2017 12:00 AM) RESEATED HANDLE ASSEMBLY. RESECURED HOLDING BOLT APPLIED LOCK TIGHT. PERFORMED OVP | E68CBCA5-F350-4F3C-9319-B44139FF85FE | Labor | 12/20/2017 | 12/20/2017 | Kirk Lis
|  | RITTER | RITTER 204-001 MANUAL EXAM |  | V1444981 | RIPPA CENTER-OB/GYN |  |  | excluded | 11/02/2019 |  |  |  |  | NO | NO |  |  |  |  | RITTER 210337361 V1444981 |  |  | Active |  | 99:99:99:99:99:99 |  | Equipment | PAAR:00-PVAR | 11/02/2019 | 11/02/2019 | COOPER AMBULATORY OFF-SITES |  |  | OB GYN EXAM 4 |  | PATRICIA HUFF |  |  |  | 11/02/2019 | 11/02/2019 |  |  |  |  | 11/02/2019 | 11/02/2019
|  | RITTER | RITTER 204-001 MANUAL EXAM |  | V1444950 | RIPPA CENTER-OB/GYN |  |  | excluded | 11/02/2019 |  |  |  |  | NO | NO |  |  |  |  | RITTER 210337346 V1444950 |  |  | Active |  | 99:99:99:99:99:99 |  | Equipment | PAAR:00-PVAR | 11/02/2019 | 11/02/2019 | COOPER AMBULATORY OFF-SITES |  |  | EXAM 1 |  | PATRICIA HUFF |  |  |  | 11/02/2019 | 11/02/2019 |  |  |  |  | 11/02/2019 | 11/02/2019
|  | RITTER | RITTER 204-001 MANUAL EXAM |  | V1444965 | RIPPA CENTER-OB/GYN |  |  | excluded | 11/02/2019 |  |  |  |  | NO | NO |  |  |  |  | RITTER 210337347 V1444965 |  |  | Active |  | 99:99:99:99:99:99 |  | Equipment | PAAR:00-PVAR | 11/02/2019 | 11/02/2019 | COOPER AMBULATORY OFF-SITES |  |  | EXAM 2 |  | PATRICIA HUFF |  |  |  | 11/02/2019 | 11/02/2019 |  |  |  |  | 11/02/2019 | 11/02/2019
|  | RITTER | RITTER 204-001 MANUAL EXAM |  | V1959050 | EMERGENCY ROOM |  |  | excluded | 10/31/2019 |  |  |  |  | NO | NO |  |  |  |  | RITTER 11222094 V1959050 |  |  | Active |  | 99:99:99:99:99:99 |  | Equipment | PAAR:00-PVAR | 10/31/2019 | 10/31/2019 | COOPER UNIVERSITY HOSPITAL |  |  | Performance Verification | WOT00000001040954 | KAREN GRUBER | Performance Verification | Closed | Richard Jolly | 10/31/2019 | 10/31/2019 | Performance Verification for RITTER 11222094 V1959050 | Initial Install of Performance Verification. Device is ready for patient use. |  |  | 10/31/2019 | 10/31/2019
|  | RITTER | RITTER 204-001 MANUAL EXAM |  |  | KINGS HIGHWAY-MEDICINE |  |  |  | 09/04/2017 |  |  |  |  | NO | NO |  |  |  |  | RITTER 10732142 3607 |  |  | Disposition |  | 99:99:99:99:99:99 |  | Equipment | PAAR:00-PVAR | 10/16/2019 |  | COOPER AMBULATORY OFF-SITES |  |  |  | 0012501224 | CHRISTINE MULLER | Performance Verification | Closed | Josh Harris | 12/12/2017 | 12/12/2017 | INCOMING INVENTORY | DEVICE INVENTORIED | 5A93CAA0-6116-4280-8B27-3CA23158DDC6 | Labor | 12/12/2017 | 12/12/2017 | Josh Harris
|  | RITTER | RITTER 204-001 MANUAL EXAM |  | V1674890 | COOPER FAMILY MEDICINE AT CAMDEN COUNTY COLLEGE |  |  | excluded | 02/22/2016 |  |  |  |  | NO | NO |  |  |  |  | RITTER 10505063 V1674890 |  |  | Active |  | 99:99:99:99:99:99 |  | Equipment | PAAR:00-PVAR | 10/31/2019 |  | COOPER AMBULATORY OFF-SITES |  |  | Exam 6 |  | KATHLEEN CLIFFORD
|  | RITTER | RITTER 204-001 MANUAL EXAM |  | V1674886 | COOPER FAMILY MEDICINE AT CAMDEN COUNTY COLLEGE |  |  | excluded | 02/22/2016 |  |  |  |  | NO | NO |  |  |  |  | RITTER 10505060 V1674886 |  |  | Active |  | 99:99:99:99:99:99 |  | Equipment | PAAR:00-PVAR | 10/31/2019 |  | COOPER AMBULATORY OFF-SITES |  |  | Exam 1 |  | KATHLEEN CLIFFORD
|  | RITTER | RITTER 204-001 MANUAL EXAM |  | V1674882 | COOPER FAMILY MEDICINE AT CAMDEN COUNTY COLLEGE |  |  | excluded | 02/22/2016 |  |  |  |  | NO | NO |  |  |  |  | RITTER 10505059 V1674882 |  |  | Active |  | 99:99:99:99:99:99 |  | Equipment | PAAR:00-PVAR | 10/31/2019 |  | COOPER AMBULATORY OFF-SITES |  |  | Exam 2 |  | KATHLEEN CLIFFORD
|  | RITTER | RITTER 204-001 MANUAL EXAM |  | V169 | BUNKER HILL-OB/GYN |  |  | excluded | 03/03/2016 |  |  |  |  | NO | NO |  |  |  |  | RITTER 10480165 V169 |  |  | Active |  | 99:99:99:99:99:99 |  | Equipment | PAAR:00-PVAR | 10/31/2019 |  | COOPER AMBULATORY OFF-SITES |  |  | OB RM 9 |  | LISA POTTS
|  | RITTER | RITTER 204-001 MANUAL EXAM |  | V1646953 | HEART INSTITUTE |  |  | excluded | 08/12/2015 |  |  |  |  | NO | NO |  |  |  |  | RITTER 10368992 V1646953 |  |  | Active |  | 99:99:99:99:99:99 |  | Equipment | PAAR:00-PVAR | 10/31/2019 |  | COOPER AMBULATORY OFF-SITES |  |  | exam room 5 | 0011080814 | KATHRYN COMO | Performance Verification | Closed | Bonnie Aichroth | 01/24/2017 | 01/24/2017 | INCOMING INVENTORY | DEVICE INVENTORIED | 1E17C464-703D-4106-97DD-99F43EE4BF6B | Labor | 01/24/2017 | 01/24/2017 | Bonnie Aichroth
|  | RITTER | RITTER 204-001 MANUAL EXAM |  | V1646973 | HEART INSTITUTE |  |  | excluded | 07/10/2015 |  |  |  |  | NO | NO |  |  |  |  | RITTER 10368989 V1646973 |  |  | Active |  | 99:99:99:99:99:99 |  | Equipment | PAAR:00-PVAR | 10/31/2019 |  | COOPER AMBULATORY OFF-SITES |  |  | ROOM 4 |  | KATHRYN COMO
|  | RITTER | RITTER 204-001 MANUAL EXAM |  | V1646962 | HEART INSTITUTE |  |  | excluded | 07/10/2015 |  |  |  |  | NO | NO |  |  |  |  | RITTER 10368986 V1646962 |  |  | Active |  | 99:99:99:99:99:99 |  | Equipment | PAAR:00-PVAR | 10/31/2019 |  | COOPER AMBULATORY OFF-SITES |  |  | ROOM 3 |  | KATHRYN COMO
|  | RITTER | RITTER 204-001 MANUAL EXAM |  | V1646942 | HEART INSTITUTE |  |  | excluded | 07/10/2015 |  |  |  |  | NO | NO |  |  |  |  | RITTER 10368983 V1646942 |  |  | Active |  | 99:99:99:99:99:99 |  | Equipment | PAAR:00-PVAR | 10/31/2019 |  | COOPER AMBULATORY OFF-SITES |  |  | ROOM 2 |  | KATHRYN COMO
|  | RITTER | RITTER 204-001 MANUAL EXAM |  | V1646948 | HEART INSTITUTE |  |  | excluded | 07/10/2015 |  |  |  |  | NO | NO |  |  |  |  | RITTER 10368980 V1646948 |  |  | Active |  | 99:99:99:99:99:99 |  | Equipment | PAAR:00-PVAR | 10/31/2019 |  | COOPER AMBULATORY OFF-SITES |  |  | Room 1 |  | KATHRYN COMO
|  | RITTER | RITTER 204-001 MANUAL EXAM |  | V834895 | WILLINGBORO COOPER UNIVERSITY PHYSICIANS |  |  | excluded | 03/08/2010 |  |  |  |  | NO | NO |  |  |  |  | RITTER 10367102 V834895 |  |  | Active |  | 99:99:99:99:99:99 |  | Equipment | PAAR:00-PVAR | 11/02/2019 |  | COOPER AMBULATORY OFF-SITES |  |  | INTERNAL MEDICINE EXAM RM 18 |  | PATTY LEWIS
|  | RITTER | RITTER 204-001 MANUAL EXAM |  | V856329 | WILLINGBORO COOPER UNIVERSITY PHYSICIANS |  |  | excluded | 03/08/2010 |  |  |  |  | NO | NO |  |  |  |  | RITTER 10367098 V856329 |  |  | Active |  | 99:99:99:99:99:99 |  | Equipment | PAAR:00-PVAR | 11/02/2019 |  | COOPER AMBULATORY OFF-SITES |  |  | INTERNAL MEDICINE EXAM RM 16 |  | PATTY LEWIS
|  | RITTER | RITTER 204-001 MANUAL EXAM |  | V856300 | WILLINGBORO COOPER UNIVERSITY PHYSICIANS |  |  | excluded | 03/08/2010 |  |  |  |  | NO | NO |  |  |  |  | RITTER 10367094 V856300 |  |  | Active |  | 99:99:99:99:99:99 |  | Equipment | PAAR:00-PVAR | 11/02/2019 |  | COOPER AMBULATORY OFF-SITES |  |  | INTERNAL MEDICINE EXAM RM 14 |  | PATTY LEWIS
|  | RITTER | RITTER 204-001 MANUAL EXAM |  | V835088 | WILLINGBORO COOPER UNIVERSITY PHYSICIANS |  |  | excluded | 03/08/2010 |  |  |  |  | NO | NO |  |  |  |  | RITTER 10367096 V835088 |  |  | Active |  | 99:99:99:99:99:99 |  | Equipment | PAAR:00-PVAR | 11/02/2019 |  | COOPER AMBULATORY OFF-SITES |  |  | INTERNAL MEDICINE EXAM RM 15 |  | PATTY LEWIS
|  | RITTER | RITTER 204-001 MANUAL EXAM |  | V825234 | WILLINGBORO COOPER UNIVERSITY PHYSICIANS |  |  | excluded | 03/08/2010 |  |  |  |  | NO | NO |  |  |  |  | RITTER 10367089 V825234 |  |  | Active |  | 99:99:99:99:99:99 |  | Equipment | PAAR:00-PVAR | 11/02/2019 |  | COOPER AMBULATORY OFF-SITES |  |  | SPECIALITIES EXAM 1 |  | PATTY LEWIS
|  | RITTER | RITTER 204-001 MANUAL EXAM |  | V856266 | WILLINGBORO COOPER UNIVERSITY PHYSICIANS |  |  | excluded | 03/08/2010 |  |  |  |  | NO | NO |  |  |  |  | RITTER 10367085 V856266 |  |  | Active |  | 99:99:99:99:99:99 |  | Equipment | PAAR:00-PVAR | 11/02/2019 |  | COOPER AMBULATORY OFF-SITES |  |  | SPECIALITIES EXAM 4 |  | PATTY LEWIS
|  | RITTER | RITTER 204-001 MANUAL EXAM |  | V834727 | WILLINGBORO COOPER UNIVERSITY PHYSICIANS |  |  | excluded | 03/08/2010 |  |  |  |  | NO | NO |  |  |  |  | RITTER 10367082 V834727 |  |  | Active |  | 99:99:99:99:99:99 |  | Equipment | PAAR:00-PVAR | 11/02/2019 |  | COOPER AMBULATORY OFF-SITES |  |  | SPECIALITIES EXAM 6 |  | PATTY LEWIS
|  | RITTER | RITTER 204-001 MANUAL EXAM |  | V856307 | WILLINGBORO COOPER UNIVERSITY PHYSICIANS |  |  | excluded | 03/08/2010 |  |  |  |  | NO | NO |  |  |  |  | RITTER 10367076 V856307 |  |  | Active |  | 99:99:99:99:99:99 |  | Equipment | PAAR:00-PVAR | 11/02/2019 |  | COOPER AMBULATORY OFF-SITES |  |  | SPECIALITIES EXAM 7 |  | PATTY LEWIS
|  | RITTER | RITTER 204-001 MANUAL EXAM |  | V856311 | WILLINGBORO COOPER UNIVERSITY PHYSICIANS |  |  | excluded | 03/08/2010 |  |  |  |  | NO | NO |  |  |  |  | RITTER 10367072 V856311 |  |  | Active |  | 99:99:99:99:99:99 |  | Equipment | PAAR:00-PVAR | 11/02/2019 |  | COOPER AMBULATORY OFF-SITES |  |  | SPECIALITIES EXAM 8 |  | PATTY LEWIS
|  | RITTER | RITTER 204-001 MANUAL EXAM |  | V539924 | ANTERPARTUM-INVITRO FERT |  |  | excluded | 01/01/2001 |  |  |  |  | NO | NO |  |  |  |  | RITTER 10355021 V539924 |  |  | Active |  | 99:99:99:99:99:99 |  | Equipment | PAAR:00-PVAR | 11/02/2019 |  | COOPER UNIVERSITY HOSPITAL |  |  | D617 | WOT00000000535921 | GRACE SVEINBZORNSSON | Disposition | Closed | Gene Amodei | 02/08/2018 | 05/24/2019 | Bulk Disposition CNL
|  | RITTER | RITTER 204-001 MANUAL EXAM |  | V485481 | COOPER DIGESTIVE HEALTH-ENDOSCOPY |  |  | excluded | 01/28/2008 |  |  |  |  | NO | NO |  |  |  |  | RITTER 10345384 V485481 |  |  | Active |  | 99:99:99:99:99:99 |  | Equipment | PAAR:00-PVAR | 10/31/2019 |  | COOPER AMBULATORY OFF-SITES |  |  | EXAM ROOM 6 |  | JEANNE GREER
|  | RITTER | RITTER 204-001 MANUAL EXAM |  | V1444969 | RIPPA CENTER-OB/GYN |  |  | excluded | 02/24/2013 |  |  |  |  | NO | NO |  |  |  |  | RITTER 10315915 V1444969 |  |  | Active |  | 99:99:99:99:99:99 |  | Equipment | PAAR:00-PVAR | 11/01/2019 |  | COOPER AMBULATORY OFF-SITES |  |  | EXAM 5 |  | PATRICIA HUFF
|  | RITTER | RITTER 204-002 |  | V1418556 | RIPPA CENTER-OB/GYN |  |  | excluded | 11/02/2019 |  |  |  |  | NO | NO |  |  |  |  | RITTER 30071415 V1418556 |  |  | Active |  | 99:99:99:99:99:99 |  | Equipment | PAAR:00-PVAR | 11/02/2019 | 11/02/2019 | COOPER AMBULATORY OFF-SITES |  |  | OB GYN EXAM 8 |  | PATRICIA HUFF |  |  |  | 11/02/2019 | 11/02/2019 |  |  |  |  | 11/02/2019 | 11/02/2019
|  | RITTER | RITTER 204-002 |  | V1418560 | RIPPA CENTER-OB/GYN |  |  | excluded | 11/02/2019 |  |  |  |  | NO | NO |  |  |  |  | RITTER 30071407 V1418560 |  |  | Active |  | 99:99:99:99:99:99 |  | Equipment | PAAR:00-PVAR | 11/02/2019 | 11/02/2019 | COOPER AMBULATORY OFF-SITES |  |  | OB GYN EXAM 7 |  | PATRICIA HUFF |  |  |  | 11/02/2019 | 11/02/2019 |  |  |  |  | 11/02/2019 | 11/02/2019
|  | RITTER | RITTER 204-002 |  | V1418548 | RIPPA CENTER-OB/GYN |  |  | excluded | 11/01/2019 |  |  |  |  | NO | NO |  |  |  |  | RITTER 30071314 V1418548 |  |  | Active |  | 99:99:99:99:99:99 |  | Equipment | PAAR:00-PVAR | 11/01/2019 | 11/01/2019 | COOPER AMBULATORY OFF-SITES |  |  | OB GYN EXAM 7 |  | PATRICIA HUFF |  |  |  | 11/01/2019 | 11/01/2019 |  |  |  |  | 11/01/2019 | 11/01/2019
|  | RITTER | RITTER 204-002 |  | V1425789 | RIPPA CENTER-OB/GYN |  |  | excluded | 11/02/2019 |  |  |  |  | NO | NO |  |  |  |  | RITTER 210337357 V1425789 |  |  | Active |  | 99:99:99:99:99:99 |  | Equipment | PAAR:00-PVAR | 11/02/2019 | 11/02/2019 | COOPER AMBULATORY OFF-SITES |  |  | EXAM ROOM 10 |  | PATRICIA HUFF |  |  |  | 11/02/2019 | 11/02/2019 |  |  |  |  | 11/02/2019 | 11/02/2019
|  | RITTER | RITTER 204-002 |  | VH25788 | RIPPA CENTER-OB/GYN |  |  | excluded | 11/02/2019 |  |  |  |  | NO | NO |  |  |  |  | RITTER 210337354 VH25788 |  |  | Active |  | 99:99:99:99:99:99 |  | Equipment | PAAR:00-PVAR | 11/02/2019 | 11/02/2019 | COOPER AMBULATORY OFF-SITES |  |  | EXAM ROOM 11 |  | PATRICIA HUFF |  |  |  | 11/02/2019 | 11/02/2019 |  |  |  |  | 11/02/2019 | 11/02/2019
|  | RITTER | RITTER 204-002 |  | V148555 | RIPPA CENTER-OB/GYN |  |  | excluded | 11/02/2019 |  |  |  |  | NO | NO |  |  |  |  | RITTER 210337350 V148555 |  |  | Active |  | 99:99:99:99:99:99 |  | Equipment | PAAR:00-PVAR | 11/02/2019 | 11/02/2019 | COOPER AMBULATORY OFF-SITES |  |  | EXAM ROOM 12 |  | PATRICIA HUFF |  |  |  | 11/02/2019 | 11/02/2019 |  |  |  |  | 11/02/2019 | 11/02/2019
|  | RITTER | RITTER 204-002 |  | V1971578 | BUNKER HILL-INTERNAL MEDICINE |  |  | excluded | 10/31/2019 |  |  |  |  | NO | NO |  |  |  |  | RITTER 11221672 V1971578 |  |  | Active |  | 99:99:99:99:99:99 |  | Equipment | PAAR:00-PVAR | 10/31/2019 | 10/31/2019 | COOPER AMBULATORY OFF-SITES |  |  | Exam 1 | WOT00000001844612 | SUSAN BABCOCK | Performance Verification | Closed | Michael Youch | 10/31/2019 | 10/31/2019 | Performance Verification for RITTER 11221672 V1971578 | Initial Install of Performance Verification. Device is ready for patient use. |  |  | 10/31/2019 | 10/31/2019
|  | RITTER | RITTER 204-002 |  | V1950340 | BUNKER HILL-INTERNAL MEDICINE |  |  | excluded | 10/31/2019 |  |  |  |  | NO | NO |  |  |  |  | RITTER 11221668 V1950340 |  |  | Active |  | 99:99:99:99:99:99 |  | Equipment | PAAR:00-PVAR | 10/31/2019 | 10/31/2019 | COOPER AMBULATORY OFF-SITES |  |  | Exam 5 | WOT00000001844401 | SUSAN BABCOCK | Performance Verification | Closed | Michael Youch | 10/31/2019 | 10/31/2019 | Performance Verification for RITTER 11221668 V1950340 | Initial Install of Performance Verification. Device is ready for patient use. |  |  | 10/31/2019 | 10/31/2019
|  | RITTER | RITTER 204-002 |  | V1928098 | BUNKER HILL-INTERNAL MEDICINE |  |  | excluded | 10/31/2019 |  |  |  |  | NO | NO |  |  |  |  | RITTER 11208027 V1928098 |  |  | Active |  |  |  | Equipment | PAAR:00-PVAR | 10/31/2019 | 10/31/2019 | COOPER AMBULATORY OFF-SITES |  |  | Exam rm 8 | WOT00000002497104 | SUSAN BABCOCK | Performance Verification | Closed | Michael Youch | 10/31/2019 | 10/31/2019 | Performance Verification for RITTER 11208027 V1928098 | Initial Install of Performance Verification. Device is ready for patient use. |  |  | 10/31/2019 | 10/31/2019
|  | RITTER | RITTER 204-002 |  | NOT KNOWN | BUNKER HILL-INTERNAL MEDICINE |  |  | excluded | 10/31/2019 |  |  |  |  | NO | NO |  |  |  |  | RITTER 11208017 NOT KNOWN |  |  | Active |  | 99:99:99:99:99:99 |  | Equipment | PAAR:00-PVAR | 10/31/2019 | 10/31/2019 | COOPER AMBULATORY OFF-SITES |  |  | Exam 6 | WOT00000001844703 | SUSAN BABCOCK | Performance Verification | Closed | Michael Youch | 10/31/2019 | 10/31/2019 | Performance Verification for RITTER 11208017 NOT KNOWN | Initial Install of Performance Verification. Device is ready for patient use. |  |  | 10/31/2019 | 10/31/2019
|  | RITTER | RITTER 204-002 |  | V1865905 | COOPER PRIMARY CARE |  |  | excluded | 10/31/2019 |  |  |  |  | NO | NO |  |  |  |  | RITTER 10769675 V1865905 |  |  | Active |  | 99:99:99:99:99:99 |  | Equipment | PAAR:00-PVAR | 10/31/2019 | 10/31/2019 | COOPER AMBULATORY OFF-SITES |  |  | RUNNEMEDE | 0012056300 | CINDY PATTEN | Preventative Maintenance | Closed | Richard Jolly | 10/31/2019 | 10/31/2019 | PERFORMANCE ASSURANCE AT INVENTORY | INVENTORIED DEVICE AND ENSURED DEVICE WAS FUNCTIONING PROPERLY. | 9756D8FB-C795-4021-85C3-E1848A8F7189 | Labor | 10/31/2019 | 10/31/2019 | Richard Jolly
|  | RITTER | RITTER 204-002 |  | V1865911 | RUNNEMEDE URGENT CARE |  |  | excluded | 10/31/2019 |  |  |  |  | NO | NO |  |  |  |  | RITTER 10769667 V1865911 |  |  | Active |  | 99:99:99:99:99:99 |  | Equipment | PAAR:00-PVAR | 10/31/2019 | 10/31/2019 | COOPER AMBULATORY OFF-SITES |  |  |  | 0012056293 | MELISSA PORTOBANCO | Performance Verification | Closed | Kirk Lis | 10/31/2019 | 10/31/2019 | INCOMING INVENTORY | DEVICE INVENTORIED | 235E2B99-1F76-4794-BB4C-B274735801AE | Labor | 10/31/2019 | 10/31/2019 | Bonnie Aichroth
|  | RITTER | RITTER 204-002 |  | V1847965 | MULTI SPECIALTY CARE AT MARLTON |  |  | excluded | 06/09/2017 |  |  |  |  | NO | NO |  |  |  |  | RITTER 10732104 V1847965 |  |  | Active |  | 99:99:99:99:99:99 |  | Equipment | PAAR:00-PVAR | 10/31/2019 |  | COOPER AMBULATORY OFF-SITES |  |  |  | 0011910813 | SUSAN MAKO | Preventative Maintenance | Closed | Bonnie Aichroth | 07/19/2017 | 07/19/2017 | PERFORMANCE ASSURANCE AT INVENTORY | INVENTORIED DEVICE AND ENSURED DEVICE WAS FUNCTIONING PROPERLY. | A765E0B2-6E9D-4A9C-A7D6-6F11ACD57829 | Labor | 06/09/2017 | 06/09/2017 | Kirk Lis
|  | RITTER | RITTER 204-002 |  | V1847944 | MULTI SPECIALTY CARE AT MARLTON |  |  | excluded | 06/09/2017 |  |  |  |  | NO | NO |  |  |  |  | RITTER 10732110 V1847944 |  |  | Active |  | 99:99:99:99:99:99 |  | Equipment | PAAR:00-PVAR | 10/31/2019 |  | COOPER AMBULATORY OFF-SITES |  |  |  | 0011910803 | SUSAN MAKO | Performance Verification | Closed | Bonnie Aichroth | 07/19/2017 | 07/19/2017 | INCOMING INVENTORY | DEVICE INVENTORIED | 51400A48-CEEF-4CF2-A37F-A56115FEF0E2 | Labor | 07/19/2017 | 07/19/2017 | Bonnie Aichroth
|  | RITTER | RITTER 204-002 |  | V1861380 | MULTI SPECIALTY CARE AT MARLTON |  |  | excluded | 06/09/2017 |  |  |  |  | NO | NO |  |  |  |  | RITTER 10732109 V1861380 |  |  | Active |  | 99:99:99:99:99:99 |  | Equipment | PAAR:00-PVAR | 10/31/2019 |  | COOPER AMBULATORY OFF-SITES |  |  |  | 0011910809 | SUSAN MAKO | Performance Verification | Closed | Bonnie Aichroth | 07/19/2017 | 07/19/2017 | INCOMING INVENTORY | DEVICE INVENTORIED | BC36D2BC-64D9-4CEF-920F-BBC719ABE492 | Labor | 07/19/2017 | 07/19/2017 | Bonnie Aichroth
|  | RITTER | RITTER 204-002 |  | V1861364 | MULTI SPECIALTY CARE AT MARLTON |  |  | excluded | 06/09/2017 |  |  |  |  | NO | NO |  |  |  |  | RITTER 10732100 V1861364 |  |  | Active |  | 99:99:99:99:99:99 |  | Equipment | PAAR:00-PVAR | 10/31/2019 |  | COOPER AMBULATORY OFF-SITES |  |  |  | 0011910821 | SUSAN MAKO | Preventative Maintenance | Closed | Bonnie Aichroth | 07/19/2017 | 07/19/2017 | PERFORMANCE ASSURANCE AT INVENTORY | INVENTORIED DEVICE AND ENSURED DEVICE WAS FUNCTIONING PROPERLY. | BE121803-9D6A-46C9-8528-AB0CD7323E05 | Labor | 06/09/2017 | 06/09/2017 | Kirk Lis
|  | RITTER | RITTER 204-002 |  | V1861357 | MULTI SPECIALTY CARE AT MARLTON |  |  | excluded | 06/09/2017 |  |  |  |  | NO | NO |  |  |  |  | RITTER 10732101 V1861357 |  |  | Active |  | 99:99:99:99:99:99 |  | Equipment | PAAR:00-PVAR | 10/31/2019 |  | COOPER AMBULATORY OFF-SITES |  |  |  | 0011910818 | SUSAN MAKO | Performance Verification | Closed | Bonnie Aichroth | 07/19/2017 | 07/19/2017 | INCOMING INVENTORY | DEVICE INVENTORIED | 21CE6439-B90E-4099-A463-BC39D312DBE8 | Labor | 07/19/2017 | 07/19/2017 | Bonnie Aichroth
|  | RITTER | RITTER 204-002 |  | V1861369 | MULTI SPECIALTY CARE AT MARLTON |  |  | excluded | 06/09/2017 |  |  |  |  | NO | NO |  |  |  |  | RITTER 10732095 V1861369 |  |  | Active |  | 99:99:99:99:99:99 |  | Equipment | PAAR:00-PVAR | 10/31/2019 |  | COOPER AMBULATORY OFF-SITES |  |  |  | 0011910824 | SUSAN MAKO | Performance Verification | Closed | Bonnie Aichroth | 07/19/2017 | 07/19/2017 | INCOMING INVENTORY | DEVICE INVENTORIED | 61CF175B-0DB3-4BF0-986A-801798D65086 | Labor | 07/19/2017 | 07/19/2017 | Bonnie Aichroth
|  | RITTER | RITTER 204-002 |  | V1864932 | MULTI SPECIALTY CARE AT MARLTON |  |  | excluded | 06/09/2017 |  |  |  |  | NO | NO |  |  |  |  | RITTER 10732076 V1864932 |  |  | Active |  | 99:99:99:99:99:99 |  | Equipment | PAAR:00-PVAR | 10/31/2019 |  | COOPER AMBULATORY OFF-SITES |  |  |  | 0011910835 | SUSAN MAKO | Preventative Maintenance | Closed | Bonnie Aichroth | 07/19/2017 | 07/19/2017 | PERFORMANCE ASSURANCE AT INVENTORY | INVENTORIED DEVICE AND ENSURED DEVICE WAS FUNCTIONING PROPERLY. | 76709F92-8766-4A35-AE46-D80C05E107A2 | Labor | 06/09/2017 | 06/09/2017 | Kirk Lis
|  | RITTER | RITTER 204-002 |  | V1844973 | MULTI SPECIALTY CARE AT MARLTON |  |  | excluded | 06/09/2017 |  |  |  |  | NO | NO |  |  |  |  | RITTER 10732071 V1844973 |  |  | Active |  | 99:99:99:99:99:99 |  | Equipment | PAAR:00-PVAR | 10/31/2019 |  | COOPER AMBULATORY OFF-SITES |  |  |  | 0011910828 | SUSAN MAKO | Performance Verification | Closed | Bonnie Aichroth | 07/19/2017 | 07/19/2017 | INCOMING INVENTORY | DEVICE INVENTORIED | 2CEEC156-259A-483E-AFFF-7598024F233E | Labor | 07/19/2017 | 07/19/2017 | Bonnie Aichroth
|  | RITTER | RITTER 204-002 |  | V1802685 | CINNAMINSON URGENT CARE |  |  | excluded | 05/12/2017 |  |  |  |  | NO | NO |  |  |  |  | RITTER 10732044 V1802685 |  |  | Active |  | 99:99:99:99:99:99 |  | Equipment | PAAR:00-PVAR | 10/31/2019 |  | COOPER AMBULATORY OFF-SITES |  |  | EXAM RM. 2 | 0011656682 | MELISSA PORTOBANCO | Performance Verification | Closed | Bonnie Aichroth | 05/23/2017 | 05/23/2017 | INCOMING INVENTORY | DEVICE INVENTORIED | 3A55B7D7-F05E-4DBD-A931-053997A32382 | Labor | 05/23/2017 | 05/23/2017 | Bonnie Aichroth
|  | RITTER | RITTER 204-002 |  | V1819720 | CINNAMINSON URGENT CARE |  |  | excluded | 05/12/2017 |  |  |  |  | NO | NO |  |  |  |  | RITTER 10732045 V1819720 |  |  | Active |  | 99:99:99:99:99:99 |  | Equipment | PAAR:00-PVAR | 10/31/2019 |  | COOPER AMBULATORY OFF-SITES |  |  |  | 0011656608 | MELISSA PORTOBANCO | Preventative Maintenance | Closed | Bonnie Aichroth | 05/23/2017 | 05/23/2017 | PERFORMANCE ASSURANCE AT INVENTORY | INVENTORIED DEVICE AND ENSURED DEVICE WAS FUNCTIONING PROPERLY. | 22689A6B-EBEB-499F-825B-DD9B9D7601FE | Labor | 05/12/2017 | 05/12/2017 | Kirk Lis
|  | RITTER | RITTER 204-002 |  | V1809994 | CINNAMINSON URGENT CARE |  |  | excluded | 05/12/2017 |  |  |  |  | NO | NO |  |  |  |  | RITTER 10732037 V1809994 |  |  | Active |  | 99:99:99:99:99:99 |  | Equipment | PAAR:00-PVAR | 10/31/2019 |  | COOPER AMBULATORY OFF-SITES |  |  |  | 0011656698 | MELISSA PORTOBANCO | Performance Verification | Closed | Bonnie Aichroth | 05/23/2017 | 05/23/2017 | INCOMING INVENTORY | DEVICE INVENTORIED | 48BF7A63-4171-4017-8E44-B176E5A6BDAB | Labor | 05/23/2017 | 05/23/2017 | Bonnie Aichroth
|  | RITTER | RITTER 204-002 |  | V1819706 | CINNAMINSON URGENT CARE |  |  | excluded | 05/12/2017 |  |  |  |  | NO | NO |  |  |  |  | RITTER 10732032 V1819706 |  |  | Active |  | 99:99:99:99:99:99 |  | Equipment | PAAR:00-PVAR | 10/31/2019 |  | COOPER AMBULATORY OFF-SITES |  |  |  | 0011656692 | MELISSA PORTOBANCO | Preventative Maintenance | Closed | Bonnie Aichroth | 05/23/2017 | 05/23/2017 | PERFORMANCE ASSURANCE AT INVENTORY | INVENTORIED DEVICE AND ENSURED DEVICE WAS FUNCTIONING PROPERLY. | CA6304B9-BB24-423F-8653-2152D82FC13C | Labor | 05/12/2017 | 05/12/2017 | Richard Jolly
|  | RITTER | RITTER 204-002 |  | V1802671 | CINNAMINSON URGENT CARE |  |  | excluded | 05/12/2017 |  |  |  |  | NO | NO |  |  |  |  | RITTER 10732031 V1802671 |  |  | Active |  | 99:99:99:99:99:99 |  | Equipment | PAAR:00-PVAR | 10/31/2019 |  | COOPER AMBULATORY OFF-SITES |  |  |  | 0011656702 | MELISSA PORTOBANCO | Preventative Maintenance | Closed | Bonnie Aichroth | 05/23/2017 | 05/23/2017 | PERFORMANCE ASSURANCE AT INVENTORY | INVENTORIED DEVICE AND ENSURED DEVICE WAS FUNCTIONING PROPERLY. | FD015081-86E6-4900-9C6B-8175BEB7D932 | Labor | 05/12/2017 | 05/12/2017 | Kirk Lis
|  | RITTER | RITTER 204-002 |  | V1753317 | GLOUCESTER-MEDICINE |  |  | excluded | 08/08/2016 |  |  |  |  | NO | NO |  |  |  |  | RITTER 10505467 V1753317 |  |  | Active |  | 99:99:99:99:99:99 |  | Equipment | PAAR:00-PVAR | 10/31/2019 |  | COOPER AMBULATORY OFF-SITES |  |  | 430 S. BROADWAY-EXAM RM 1 |  | KELLIE STOUT
|  | RITTER | RITTER 204-002 |  | V1656636 | KINGS HIGHWAY - OB/GYN |  |  | excluded | 11/20/2015 |  |  |  |  | NO | NO |  |  |  |  | RITTER 10480209 V1656636 |  |  | Active |  | 99:99:99:99:99:99 |  | Equipment | PAAR:00-PVAR | 10/31/2019 |  | COOPER AMBULATORY OFF-SITES |  |  | 1st Room |  | DONNA ONEILL
|  | RITTER | RITTER 204-002 |  | V1691735 | BUNKER HILL-OB/GYN |  |  | excluded | 11/12/2015 |  |  |  |  | NO | NO |  |  |  |  | RITTER 10480130 V1691735 |  |  | Active |  | 99:99:99:99:99:99 |  | Equipment | PAAR:00-PVAR | 10/31/2019 |  | COOPER AMBULATORY OFF-SITES |  |  | OB 3 |  | LISA POTTS
|  | RITTER | RITTER 204-002 |  | V1691726 | BUNKER HILL-OB/GYN |  |  | excluded | 11/12/2015 |  |  |  |  | NO | NO |  |  |  |  | RITTER 10480126 V1691726 |  |  | Active |  | 99:99:99:99:99:99 |  | Equipment | PAAR:00-PVAR | 10/31/2019 |  | COOPER AMBULATORY OFF-SITES |  |  | OB 7 |  | LISA POTTS
|  | RITTER | RITTER 204-002 |  | V1691692 | BUNKER HILL-OB/GYN |  |  | excluded | 11/12/2015 |  |  |  |  | NO | NO |  |  |  |  | RITTER 10480123 V1691692 |  |  | Active |  | 99:99:99:99:99:99 |  | Equipment | PAAR:00-PVAR | 10/31/2019 |  | COOPER AMBULATORY OFF-SITES |  |  | OB 2 |  | LISA POTTS
|  | RITTER | RITTER 204-002 |  | V1691742 | BUNKER HILL-OB/GYN |  |  | excluded | 11/12/2015 |  |  |  |  | NO | NO |  |  |  |  | RITTER 10480121 V1691742 |  |  | Active |  | 99:99:99:99:99:99 |  | Equipment | PAAR:00-PVAR | 10/31/2019 |  | COOPER AMBULATORY OFF-SITES |  |  | OB 4 |  | LISA POTTS
|  | RITTER | RITTER 204-002 |  | V1691721 | BUNKER HILL-OB/GYN |  |  | excluded | 11/12/2015 |  |  |  |  | NO | NO |  |  |  |  | RITTER 10480119 V1691721 |  |  | Active |  | 99:99:99:99:99:99 |  | Equipment | PAAR:00-PVAR | 10/31/2019 |  | COOPER AMBULATORY OFF-SITES |  |  | OB 1 |  | LISA POTTS
|  | RITTER | RITTER 204-002 |  | V1691712 | BUNKER HILL-OB/GYN |  |  | excluded | 11/12/2015 |  |  |  |  | NO | NO |  |  |  |  | RITTER 10480115 V1691712 |  |  | Active |  | 99:99:99:99:99:99 |  | Equipment | PAAR:00-PVAR | 10/31/2019 |  | COOPER AMBULATORY OFF-SITES |  |  | OB 6 |  | LISA POTTS
|  | RITTER | RITTER 204-002 |  | V1691706 | BUNKER HILL-OB/GYN |  |  | excluded | 11/12/2015 |  |  |  |  | NO | NO |  |  |  |  | RITTER 10480117 V1691706 |  |  | Active |  | 99:99:99:99:99:99 |  | Equipment | PAAR:00-PVAR | 10/31/2019 |  | COOPER AMBULATORY OFF-SITES |  |  | OB 5 |  | LISA POTTS
|  | RITTER | RITTER 204-002 |  | Not Known | WILLINGBORO HEMATOLOGY/ONCOLOGY |  |  | excluded | 10/10/2006 |  |  |  |  | NO | NO |  |  |  |  | RITTER 10367245 Not Known |  |  | Active |  | 99:99:99:99:99:99 |  | Equipment | PAAR:00-PVAR | 11/02/2019 |  | COOPER AMBULATORY OFF-SITES |  |  | EXAM RM 3 |  | ANN DENTON
|  | RITTER | RITTER 204-002 |  | V654790 | WILLINGBORO COOPER UNIVERSITY PHYSICIANS |  |  | excluded | 03/01/2010 |  |  |  |  | NO | NO |  |  |  |  | RITTER 10367142 V654790 |  |  | Active |  | 99:99:99:99:99:99 |  | Equipment | PAAR:00-PVAR | 11/02/2019 |  | COOPER AMBULATORY OFF-SITES |  |  | INTERNAL MEDICINE EXAM RM 12 |  | PATTY LEWIS
|  | RITTER | RITTER 204-002 |  | V654742 | WILLINGBORO COOPER UNIVERSITY PHYSICIANS |  |  | excluded | 03/01/2010 |  |  |  |  | NO | NO |  |  |  |  | RITTER 10367100 V654742 |  |  | Active |  | 99:99:99:99:99:99 |  | Equipment | PAAR:00-PVAR | 11/02/2019 |  | COOPER AMBULATORY OFF-SITES |  |  | INTERNAL MEDICINE EXAM RM 17 |  | PATTY LEWIS
|  | RITTER | RITTER 204-002 |  | V522685 | WILLINGBORO COOPER UNIVERSITY PHYSICIANS |  |  | excluded | 03/01/2010 |  |  |  |  | NO | NO |  |  |  |  | RITTER 10367087 V522685 |  |  | Active |  | 99:99:99:99:99:99 |  | Equipment | PAAR:00-PVAR | 11/02/2019 |  | COOPER AMBULATORY OFF-SITES |  |  | SPECIALITIES EXAM 3 |  | PATTY LEWIS
|  | RITTER | RITTER 204-002 |  | V212571 | WILLINGBORO COOPER UNIVERSITY PHYSICIANS |  |  | excluded | 01/01/1900 |  |  |  |  | NO | NO |  |  |  |  | RITTER 10367084 V212571 |  |  | Active |  | 99:99:99:99:99:99 |  | Equipment | PAAR:00-PVAR | 11/02/2019 |  | COOPER AMBULATORY OFF-SITES |  |  | SPECIALITIES EXAM 5 |  | PATTY LEWIS
|  | RITTER | RITTER 204-002 |  | V397857 | BUNKER HILL-OB/GYN |  |  | excluded | 11/29/2011 |  |  |  |  | NO | NO |  |  |  |  | RITTER 10366986 V397857 |  |  | Active |  | 99:99:99:99:99:99 |  | Equipment | PAAR:00-PVAR | 11/02/2019 |  | COOPER AMBULATORY OFF-SITES |  |  | ROOM 5 |  | LISA POTTS
|  | RITTER | RITTER 204-002 |  | V224597 | KINGS HIGHWAY-MEDICINE |  |  | excluded | 02/01/2006 |  |  |  |  | NO | NO |  |  |  |  | RITTER 10366281 V224597 |  |  | Active |  | 99:99:99:99:99:99 |  | Equipment | PAAR:00-PVAR | 11/02/2019 |  | COOPER AMBULATORY OFF-SITES |  |  | MEDICINE - 1103 KINGS |  | CHRISTINE MULLER
|  | RITTER | RITTER 204-002 |  | V1585890 | KROC CENTER-FAMILY MEDICINE |  |  | excluded | 09/12/2014 |  |  |  |  | NO | NO |  |  |  |  | RITTER 10365725 V1585890 |  |  | Active |  | 99:99:99:99:99:99 |  | Equipment | PAAR:00-PVAR | 11/02/2019 |  | COOPER AMBULATORY OFF-SITES |  |  | ROOM 2 |  | JESSICA NIEVES
|  | RITTER | RITTER 204-002 |  | V1585885 | KROC CENTER-FAMILY MEDICINE |  |  | excluded | 09/12/2014 |  |  |  |  | NO | NO |  |  |  |  | RITTER 10365703 V1585885 |  |  | Active |  | 99:99:99:99:99:99 |  | Equipment | PAAR:00-PVAR | 11/02/2019 |  | COOPER AMBULATORY OFF-SITES |  |  | Room 1 |  | JESSICA NIEVES
|  | RITTER | RITTER 204-002 |  | V539830 | ANTERPARTUM-INVITRO FERT |  |  | excluded | 01/13/2008 |  |  |  |  | NO | NO |  |  |  |  | RITTER 10355054 V539830 |  |  | Active |  | 99:99:99:99:99:99 |  | Equipment | PAAR:00-PVAR | 11/02/2019 |  | COOPER UNIVERSITY HOSPITAL |  |  | rm612 | WOT00000000535920 | GRACE SVEINBZORNSSON | Disposition | Closed | Gene Amodei | 02/08/2018 | 05/24/2019 | Bulk Disposition CNL
|  | RITTER | RITTER 204-002 |  | V1666630 | VOORHEES SURGERY CENTER-HEM/ONC |  |  | excluded | 08/03/2015 |  |  |  |  | NO | NO |  |  |  |  | RITTER 10349367 V1666630 |  |  | Active |  | 99:99:99:99:99:99 |  | Equipment | PAAR:00-PVAR | 10/31/2019 |  | COOPER AMBULATORY OFF-SITES |  |  | SUITE M - ROOM 10 |  | MEGAN MCCAFFERTY
|  | RITTER | RITTER 204-002 |  | V1656567 | VOORHEES SURGERY CENTER-HEM/ONC |  |  | excluded | 08/03/2015 |  |  |  |  | NO | NO |  |  |  |  | RITTER 10349360 V1656567 |  |  | Active |  | 99:99:99:99:99:99 |  | Equipment | PAAR:00-PVAR | 10/31/2019 |  | COOPER AMBULATORY OFF-SITES |  |  | SUITE F - ROOM 3 |  | MEGAN MCCAFFERTY
|  | RITTER | RITTER 204-002 |  | V1656618 | VOORHEES SURGERY CENTER-HEM/ONC |  |  | excluded | 08/03/2015 |  |  |  |  | NO | NO |  |  |  |  | RITTER 10349352 V1656618 |  |  | Active |  | 99:99:99:99:99:99 |  | Equipment | PAAR:00-PVAR | 10/31/2019 |  | COOPER AMBULATORY OFF-SITES |  |  | SUITE F - ROOM 6 |  | MEGAN MCCAFFERTY
|  | RITTER | RITTER 204-002 |  | V828183 | VOORHEES INTERNAL MEDICINE |  |  | excluded | 06/10/2015 |  |  |  |  | NO | NO |  |  |  |  | RITTER 10349295 V828183 |  |  | Active |  | 99:99:99:99:99:99 |  | Equipment | PAAR:00-PVAR | 10/31/2019 |  | COOPER AMBULATORY OFF-SITES |  |  | SITE 202 |  | JENNY BETLER
|  | RITTER | RITTER 204-002 |  | V1656575 | VOORHEES INTERNAL MEDICINE |  |  | excluded | 06/10/2015 |  |  |  |  | NO | NO |  |  |  |  | RITTER 10349274 V1656575 |  |  | Active |  | 99:99:99:99:99:99 |  | Equipment | PAAR:00-PVAR | 10/31/2019 |  | COOPER AMBULATORY OFF-SITES |  |  | SITE 202 - RM 1060A |  | JENNY BETLER
|  | RITTER | RITTER 204-002 |  | V1656585 | VOORHEES INTERNAL MEDICINE |  |  | excluded | 06/10/2015 |  |  |  |  | NO | NO |  |  |  |  | RITTER 10349273 V1656585 |  |  | Active |  | 99:99:99:99:99:99 |  | Equipment | PAAR:00-PVAR | 10/31/2019 |  | COOPER AMBULATORY OFF-SITES |  |  | SITE 202 - RM 11 |  | JENNY BETLER
|  | RITTER | RITTER 204-002 |  | V1656670 | VOORHEES INTERNAL MEDICINE |  |  | excluded | 07/10/2015 |  |  |  |  | NO | NO |  |  |  |  | RITTER 10349262 V1656670 |  |  | Active |  | 99:99:99:99:99:99 |  | Equipment | PAAR:00-PVAR | 11/02/2019 |  | COOPER AMBULATORY OFF-SITES |  |  | Room 4 @ 3Cooper WCC |  | JENNY BETLER
|  | RITTER | RITTER 204-002 |  | V1656652 | VOORHEES INTERNAL MEDICINE |  |  | excluded | 07/10/2015 |  |  |  |  | NO | NO |  |  |  |  | RITTER 10349257 V1656652 |  |  | Active |  | 99:99:99:99:99:99 |  | Equipment | PAAR:00-PVAR | 11/01/2019 |  | COOPER AMBULATORY OFF-SITES |  |  | SUITE 202 BLD 2 ROOM 1062 |  | JENNY BETLER
|  | RITTER | RITTER 204-002 |  | V1679604 | VOORHEES SURGERY CENTER - GYN/ONCOLOGY |  |  | excluded | 10/31/2019 |  |  |  |  | NO | NO |  |  |  |  | RITTER 30149657 V1679604 |  |  | Active |  | 99:99:99:99:99:99 |  | Equipment | PAAR:00-PVAR | 10/31/2019 | 10/31/2019 | COOPER AMBULATORY OFF-SITES |  |  | SUITE F |  | SUE MALTMAN |  |  |  | 10/31/2019 | 10/31/2019 |  |  |  |  | 10/31/2019 | 10/31/2019
|  | RITTER | RITTER 204-002 |  | V1679601 | VOORHEES SURGERY CENTER - GYN/ONCOLOGY |  |  | excluded | 10/31/2019 |  |  |  |  | NO | NO |  |  |  |  | RITTER 30149653 V1679601 |  |  | Active |  | 99:99:99:99:99:99 |  | Equipment | PAAR:00-PVAR | 10/31/2019 | 10/31/2019 | COOPER AMBULATORY OFF-SITES |  |  | SUITE F |  | SUE MALTMAN |  |  |  | 10/31/2019 | 10/31/2019 |  |  |  |  | 10/31/2019 | 10/31/2019
|  | RITTER | RITTER 204-002 |  | V1102302 | MT. LAUREL-FAMILY MEDICINE |  |  | excluded | 08/12/2011 |  |  |  |  | NO | NO |  |  |  |  | RITTER 10345866 V1102302 |  |  | Active |  | 99:99:99:99:99:99 |  | Equipment | PAAR:00-PVAR | 11/02/2019 |  | COOPER AMBULATORY OFF-SITES |  |  | EXAM 1 |  | SUE MAKO
|  | RITTER | RITTER 204-002 |  | V190178 | VOORHEES UROGYNECOLOGY |  |  | excluded | 01/17/2006 |  |  |  |  | NO | NO |  |  |  |  | RITTER 10345839 V190178 |  |  | Active |  | 99:99:99:99:99:99 |  | Equipment | PAAR:00-PVAR | 11/02/2019 |  | COOPER AMBULATORY OFF-SITES |  |  | EXAM ROOM 3 |  | Sheronda Coppage-Belt
|  | RITTER | RITTER 204-002 |  | V190177 | VOORHEES UROGYNECOLOGY |  |  | excluded | 01/17/2006 |  |  |  |  | NO | NO |  |  |  |  | RITTER 10345838 V190177 |  |  | Active |  | 99:99:99:99:99:99 |  | Equipment | PAAR:00-PVAR | 11/02/2019 |  | COOPER AMBULATORY OFF-SITES |  |  | EXAM RM 2 |  | Sheronda Coppage-Belt
|  | RITTER | RITTER 204-002 |  | V190175 | VOORHEES UROGYNECOLOGY |  |  | excluded | 01/17/2006 |  |  |  |  | NO | NO |  |  |  |  | RITTER 10345836 V190175 |  |  | Active |  | 99:99:99:99:99:99 |  | Equipment | PAAR:00-PVAR | 11/02/2019 |  | COOPER AMBULATORY OFF-SITES |  |  | EXAM 1 |  | Sheronda Coppage-Belt
|  | RITTER | RITTER 204-002 |  | V397827 | 3 COOPER-GAMMA KNIFE |  |  | excluded | 09/06/2007 |  |  |  |  | NO | NO |  |  |  |  | RITTER 10345516 V397827 |  |  | Active |  | 99:99:99:99:99:99 |  | Equipment | PAAR:00-PVAR | 11/02/2019 |  | COOPER AMBULATORY OFF-SITES |  |  | SUITE 180 - EXAM 181 |  | ANNE BEXTON
|  | RITTER | RITTER 204-002 |  | V969850 | VOORHEES SURGERY CENTER-SURGERY DEPT |  |  | excluded | 11/05/2010 |  |  |  |  | NO | NO |  |  |  |  | RITTER 10344858 V969850 |  |  | Active |  | 99:99:99:99:99:99 |  | Equipment | PAAR:00-PVAR | 11/02/2019 |  | COOPER AMBULATORY OFF-SITES |  |  | SUITE G ROOM 5 |  | Theresa Megali
|  | RITTER | RITTER 204-002 |  | V968080 | VOORHEES SURGERY CENTER-SURGERY DEPT |  |  | excluded | 11/05/2010 |  |  |  |  | NO | NO |  |  |  |  | RITTER 10344856 V968080 |  |  | Active |  | 99:99:99:99:99:99 |  | Equipment | PAAR:00-PVAR | 11/02/2019 |  | COOPER AMBULATORY OFF-SITES |  |  | SUITE G ROOM 7 |  | Theresa Megali
|  | RITTER | RITTER 204-002 |  | V980340 | VOORHEES SURGERY CENTER-SURGERY DEPT |  |  | excluded | 11/05/2010 |  |  |  |  | NO | NO |  |  |  |  | RITTER 10344854 V980340 |  |  | Active |  | 99:99:99:99:99:99 |  | Equipment | PAAR:00-PVAR | 11/02/2019 |  | COOPER AMBULATORY OFF-SITES |  |  | SUITE G ROOM 6 |  | Theresa Megali
|  | RITTER | RITTER 204-002 |  | V969962 | VOORHEES SURGERY CENTER-SURGERY DEPT |  |  | excluded | 11/05/2010 |  |  |  |  | NO | NO |  |  |  |  | RITTER 10344852 V969962 |  |  | Active |  | 99:99:99:99:99:99 |  | Equipment | PAAR:00-PVAR | 11/02/2019 |  | COOPER AMBULATORY OFF-SITES |  |  | SUITE G ROOM 2 |  | Theresa Megali
|  | RITTER | RITTER 204-002 |  | V969879 | VOORHEES SURGERY CENTER-SURGERY DEPT |  |  | excluded | 11/05/2010 |  |  |  |  | NO | NO |  |  |  |  | RITTER 10344850 V969879 |  |  | Active |  | 99:99:99:99:99:99 |  | Equipment | PAAR:00-PVAR | 11/02/2019 |  | COOPER AMBULATORY OFF-SITES |  |  | SUITE G ROOM 9 |  | Theresa Megali
|  | RITTER | RITTER 204-002 |  | V969889 | VOORHEES SURGERY CENTER-SURGERY DEPT |  |  | excluded | 11/05/2010 |  |  |  |  | NO | NO |  |  |  |  | RITTER 10344848 V969889 |  |  | Active |  | 99:99:99:99:99:99 |  | Equipment | PAAR:00-PVAR | 11/02/2019 |  | COOPER AMBULATORY OFF-SITES |  |  | SUITE G ROOM 11 |  | Theresa Megali
|  | RITTER | RITTER 204-002 |  | V946325 | VOORHEES SURGERY CENTER-SURGERY DEPT |  |  | excluded | 11/05/2010 |  |  |  |  | NO | NO |  |  |  |  | RITTER 10344831 V946325 |  |  | Active |  | 99:99:99:99:99:99 |  | Equipment | PAAR:00-PVAR | 11/02/2019 |  | COOPER AMBULATORY OFF-SITES |  |  | SUITE G EXAM 12 |  | Theresa Megali
|  | RITTER | RITTER 204-002 |  | V946314 | VOORHEES SURGERY CENTER-SURGERY DEPT |  |  | excluded | 11/05/2010 |  |  |  |  | NO | NO |  |  |  |  | RITTER 10344829 V946314 |  |  | Active |  | 99:99:99:99:99:99 |  | Equipment | PAAR:00-PVAR | 11/02/2019 |  | COOPER AMBULATORY OFF-SITES |  |  | SUITE G EXAM 14 | WOT00000001268634 | Theresa Megali | Repair | Closed | Kirk Lis | 08/03/2018 | 11/06/2018 | Extremely shaky | ADJUSTED TABLE HEIGHT CASTERS. PERFORMED OVP | EXP1078983 | Labor | 08/06/2018 | 08/06/2018 | Kirk Lis
|  | RITTER | RITTER 204-002 |  | V291335 | VOORHEES SURGERY CENTER-HEM/ONC |  |  | excluded | 10/11/2006 |  |  |  |  | NO | NO |  |  |  |  | RITTER 10344794 V291335 |  |  | Active |  | 99:99:99:99:99:99 |  | Equipment | PAAR:00-PVAR | 11/02/2019 |  | COOPER AMBULATORY OFF-SITES |  |  | SUITE M ROOM 8 |  | MEGAN MCCAFFERTY
|  | RITTER | RITTER 204-002 |  | V291243 | VOORHEES SURGERY CENTER-HEM/ONC |  |  | excluded | 10/11/2006 |  |  |  |  | NO | NO |  |  |  |  | RITTER 10344785 V291243 |  |  | Active |  | 99:99:99:99:99:99 |  | Equipment | PAAR:00-PVAR | 11/02/2019 |  | COOPER AMBULATORY OFF-SITES |  |  | SUITE M EXAM 6 |  | MEGAN MCCAFFERTY
|  | RITTER | RITTER 204-002 |  | V1485988 | RIPPA CENTER-OB/GYN |  |  | excluded | 01/27/2014 |  |  |  |  | NO | NO |  |  |  |  | RITTER 10315928 V1485988 |  |  | Active |  | 99:99:99:99:99:99 |  | Equipment | PAAR:00-PVAR | 11/02/2019 |  | COOPER AMBULATORY OFF-SITES |  |  | CONSULT RM 5 |  | PATRICIA HUFF
|  | RITTER | RITTER 222 |  | V1658931 | BUNKER HILL-OB/GYN |  |  | excluded | 11/12/2015 |  |  |  |  | NO | NO |  |  |  |  | RITTER 10480128 V1658931 |  |  | Active |  | 99:99:99:99:99:99 |  | Equipment | PAAR:00-PVAR | 10/31/2019 |  | COOPER AMBULATORY OFF-SITES |  |  | BH OB 8 |  | LISA POTTS
|  | RITTER | RITTER 222 |  | V146550 | THOROFARE-INTERNAL MEDICINE |  |  | excluded | 12/28/2005 |  |  |  |  | NO | NO |  |  |  |  | RITTER 10366825 V146550 |  |  | Active |  | 99:99:99:99:99:99 |  | Equipment | PAAR:00-PVAR | 11/02/2019 |  | COOPER AMBULATORY OFF-SITES |  |  | EXAM 1 |  | Cheryl Peck
|  | RITTER | RITTER 222-016 |  | V1783089 | WILLINGBORO HEMATOLOGY/ONCOLOGY |  |  | excluded | 02/15/2017 |  |  |  |  | NO | NO |  |  |  |  | RITTER 10649964 V1783089 |  |  | Active |  | 99:99:99:99:99:99 |  | Equipment | PAAR:00-PVAR | 10/31/2019 |  | COOPER AMBULATORY OFF-SITES |  |  |  | 0011611922 | ANN DENTON | Preventative Maintenance | Closed | Bonnie Aichroth | 05/04/2017 | 05/04/2017 | PERFORMANCE ASSURANCE AT INVENTORY | INVENTORIED DEVICE AND ENSURED DEVICE WAS FUNCTIONING PROPERLY. | C028CC4E-AC7F-4E2F-B493-6A20885C2684 | Labor | 02/15/2017 | 02/15/2017 | Kirk Lis
|  | RITTER | RITTER 222-016 |  | V1783026 | WILLINGBORO HEMATOLOGY/ONCOLOGY |  |  | excluded | 02/15/2017 |  |  |  |  | NO | NO |  |  |  |  | RITTER 10649965 V1783026 |  |  | Active |  | 99:99:99:99:99:99 |  | Equipment | PAAR:00-PVAR | 10/31/2019 |  | COOPER AMBULATORY OFF-SITES |  |  |  | 0011611913 | ANN DENTON | Performance Verification | Closed | Bonnie Aichroth | 05/04/2017 | 05/04/2017 | INCOMING INVENTORY | DEVICE INVENTORIED | DCE88510-F4CB-4774-8DDE-2FDE35CEAC64 | Labor | 05/04/2017 | 05/04/2017 | Bonnie Aichroth
|  | RITTER | RITTER 222-016 |  | V1783048 | WILLINGBORO HEMATOLOGY/ONCOLOGY |  |  | excluded | 02/15/2017 |  |  |  |  | NO | NO |  |  |  |  | RITTER 10649963 V1783048 |  |  | Active |  | 99:99:99:99:99:99 |  | Equipment | PAAR:00-PVAR | 10/31/2019 |  | COOPER AMBULATORY OFF-SITES |  |  |  | 0011611933 | ANN DENTON | Performance Verification | Closed | Bonnie Aichroth | 05/04/2017 | 05/04/2017 | INCOMING INVENTORY | DEVICE INVENTORIED | F59CC996-83A1-449C-A15B-91C875FD8E15 | Labor | 05/04/2017 | 05/04/2017 | Bonnie Aichroth
|  | RITTER | RITTER 222-016 |  | V1783123 | WILLINGBORO HEMATOLOGY/ONCOLOGY |  |  | excluded | 02/15/2017 |  |  |  |  | NO | NO |  |  |  |  | RITTER 10649962 V1783123 |  |  | Active |  | 99:99:99:99:99:99 |  | Equipment | PAAR:00-PVAR | 10/31/2019 |  | COOPER AMBULATORY OFF-SITES |  |  |  | 0011611939 | ANN DENTON | Preventative Maintenance | Closed | Bonnie Aichroth | 05/04/2017 | 05/04/2017 | PERFORMANCE ASSURANCE AT INVENTORY | INVENTORIED DEVICE AND ENSURED DEVICE WAS FUNCTIONING PROPERLY. | 0C7955C3-75BF-4A80-80EB-18EA87DDF439 | Labor | 02/15/2017 | 02/15/2017 | Kirk Lis
|  | RITTER | RITTER 222-016 |  | V1590841 | PRINCETON-OB/GYN |  |  | excluded | 12/23/2015 |  |  |  |  | NO | NO |  |  |  |  | RITTER 10480011 V1590841 |  |  | Active |  | 99:99:99:99:99:99 |  | Equipment | PAAR:00-PVAR | 10/31/2019 |  | COOPER AMBULATORY OFF-SITES |  |  | EXAM ROOM 2 |  | LINDA CARON
|  | RITTER | RITTER 222-016 |  | V1679608 | PRINCETON-OB/GYN |  |  | excluded | 10/23/2015 |  |  |  |  | NO | NO |  |  |  |  | RITTER 10480012 V1679608 |  |  | Active |  | 99:99:99:99:99:99 |  | Equipment | PAAR:00-PVAR | 10/31/2019 |  | COOPER AMBULATORY OFF-SITES |  |  | EXAM ROOM 1 |  | LINDA CARON
|  | RITTER | RITTER 222-016 |  | V167912 | PRINCETON-OB/GYN |  |  | excluded | 12/23/2015 |  |  |  |  | NO | NO |  |  |  |  | RITTER 10480013 V167912 |  |  | Active |  | 99:99:99:99:99:99 |  | Equipment | PAAR:00-PVAR | 10/31/2019 |  | COOPER AMBULATORY OFF-SITES |  |  | EXAM ROOM 3 |  | LINDA CARON
|  | RITTER | RITTER 222-016 |  | V1385995 | COOPER CANCER CENTER-MULTIDISCIPLINARY CLINIC |  |  | excluded | 07/12/2013 |  |  |  |  | NO | NO |  |  |  |  | RITTER 10355370 V1385995 |  |  | Active |  | 99:99:99:99:99:99 |  | Equipment | PAAR:00-PVAR | 11/02/2019 |  | COOPER AMBULATORY OFF-SITES |  |  | MULTI DISC - C2041 |  | ROXANNE BERGER
|  | RITTER | RITTER 222-016 |  | V1404656 | COOPER CANCER CENTER-MULTIDISCIPLINARY CLINIC |  |  | excluded | 07/12/2013 |  |  |  |  | NO | NO |  |  |  |  | RITTER 10355333 V1404656 |  |  | Active |  | 99:99:99:99:99:99 |  | Equipment | PAAR:00-PVAR | 11/02/2019 |  | COOPER AMBULATORY OFF-SITES |  |  | Multi Disc - C2027 |  | ROXANNE BERGER
|  | RITTER | RITTER 222-016 |  | V817716 | RIPPA CENTER-OB/GYN |  |  | excluded | 04/21/2010 |  |  |  |  | NO | NO |  |  |  |  | RITTER 10315940 V817716 |  |  | Active |  | 99:99:99:99:99:99 |  | Equipment | PAAR:00-PVAR | 11/02/2019 |  | COOPER AMBULATORY OFF-SITES |  |  | 6117 MAIN OB/GYN PROC RM |  | PATRICIA HUFF
|  | RITTER | RITTER 230-002 |  | V1731313 | COOPER CANCER-- EGG HARBOR |  |  | excluded | 10/31/2019 |  |  |  |  | NO | NO |  |  |  |  | RITTER 10769734 V1731313 |  |  | Active |  | 99:99:99:99:99:99 |  | Equipment | PAAR:00-PVAR | 10/31/2019 | 10/31/2019 | COOPER AMBULATORY OFF-SITES |  |  |  | 0012025447 | VIOLET YACOVELLI | Performance Verification | Closed | Josh Harris | 10/31/2019 | 10/31/2019 | INCOMING INVENTORY | DEVICE INVENTORIED | 68F513B8-937D-41EA-8067-B9308BB9AFDB | Labor | 10/31/2019 | 10/31/2019 | Bonnie Aichroth
|  | RITTER | RITTER 230-002 |  |  | COOPER CANCER-- EGG HARBOR |  |  | excluded | 10/31/2019 |  |  |  |  | NO | NO |  |  |  |  | RITTER 10769731 |  |  | Active |  | 99:99:99:99:99:99 |  | Equipment | PAAR:00-PVAR | 10/31/2019 | 10/31/2019 | COOPER AMBULATORY OFF-SITES |  |  |  | 0012025461 | VIOLET YACOVELLI | Preventative Maintenance | Closed | Josh Harris | 10/31/2019 | 10/31/2019 | PERFORMANCE ASSURANCE AT INVENTORY | INVENTORIED DEVICE AND ENSURED DEVICE WAS FUNCTIONING PROPERLY. | 70BA1350-D475-44B5-8356-7DDAE9B6B34D | Labor | 10/31/2019 | 10/31/2019 | Josh Harris
|  | RITTER | RITTER 230-002 |  | V1742914 | COOPER CANCER-- EGG HARBOR |  |  | excluded | 10/31/2019 |  |  |  |  | NO | NO |  |  |  |  | RITTER 10769733 V1742914 |  |  | Active |  | 99:99:99:99:99:99 |  | Equipment | PAAR:00-PVAR | 10/31/2019 | 10/31/2019 | COOPER AMBULATORY OFF-SITES |  |  |  | 0012025455 | VIOLET YACOVELLI | Performance Verification | Closed | Josh Harris | 10/31/2019 | 10/31/2019 | INCOMING INVENTORY | DEVICE INVENTORIED | C15E48A0-2341-4287-8522-27D38DAAC24D | Labor | 10/31/2019 | 10/31/2019 | Bonnie Aichroth
|  | RITTER | RITTER 230-002 |  | V1679674 | VOORHEES SURGERY CENTER-HEM/ONC |  |  | excluded | 12/08/2017 |  |  |  |  | NO | NO |  |  |  |  | RITTER 10732212 V1679674 |  |  | Active |  | 99:99:99:99:99:99 |  | Equipment | PAAR:00-PVAR | 10/31/2019 |  | COOPER AMBULATORY OFF-SITES |  |  |  | 0012586437 | MEGAN MCCAFFERTY | Performance Verification | Closed | Josh Harris | 12/27/2017 | 12/27/2017 | INCOMING INVENTORY | DEVICE INVENTORIED | 444E64D7-3CAD-497F-A276-573439BED646 | Labor | 12/27/2017 | 12/27/2017 | Josh Harris
|  | RITTER | RITTER 230-002 |  | V1679043 | VOORHEES SURGERY CENTER-HEM/ONC |  |  | excluded | 12/08/2017 |  |  |  |  | NO | NO |  |  |  |  | RITTER 10732211 V1679043 |  |  | Active |  | 99:99:99:99:99:99 |  | Equipment | PAAR:00-PVAR | 10/31/2019 |  | COOPER AMBULATORY OFF-SITES |  |  |  | 0012586435 | MEGAN MCCAFFERTY | Preventative Maintenance | Closed | Josh Harris | 12/27/2017 | 12/27/2017 | PERFORMANCE ASSURANCE AT INVENTORY | INVENTORIED DEVICE AND ENSURED DEVICE WAS FUNCTIONING PROPERLY. | FBC8F795-BB85-41BA-ABDA-67DAE99D4493 | Labor | 12/08/2017 | 12/08/2017 | Kirk Lis
|  | RITTER | RITTER 230-002 |  | V806267 | WILLINGBORO COOPER UNIVERSITY PHYSICIANS |  |  | excluded | 10/05/2009 |  |  |  |  | NO | NO |  |  |  |  | RITTER 10367128 V806267 |  |  | Active |  | 99:99:99:99:99:99 |  | Equipment | PAAR:00-PVAR | 11/02/2019 |  | COOPER AMBULATORY OFF-SITES |  |  | PROCEDURE ROOM 3 |  | PATTY LEWIS
|  | RITTER | RITTER 230-002 |  | V805933 | WILLINGBORO COOPER UNIVERSITY PHYSICIANS |  |  | excluded | 03/08/2010 |  |  |  |  | NO | NO |  |  |  |  | RITTER 10367117 V805933 |  |  | Active |  | 99:99:99:99:99:99 |  | Equipment | PAAR:00-PVAR | 11/02/2019 |  | COOPER AMBULATORY OFF-SITES |  |  | INT MED PROCEDURE RM 2 |  | PATTY LEWIS
|  | RITTER | RITTER 230-002 |  | V226474 | 127 CHURCH - SURGERY |  |  | excluded | 03/16/2006 |  |  |  |  | NO | NO |  |  |  |  | RITTER 10365949 V226474 |  |  | Active |  | 99:99:99:99:99:99 |  | Equipment | PAAR:00-PVAR | 11/02/2019 |  | COOPER AMBULATORY OFF-SITES |  |  | EXAM 2 |  | Carmen Rivera
|  | RITTER | RITTER 230-002 |  | V226475 | 127 CHURCH - SURGERY |  |  | excluded | 03/16/2006 |  |  |  |  | NO | NO |  |  |  |  | RITTER 10365934 V226475 |  |  | Active |  | 99:99:99:99:99:99 |  | Equipment | PAAR:00-PVAR | 11/02/2019 |  | COOPER AMBULATORY OFF-SITES |  |  | EXAM 5 |  | Carmen Rivera
|  | RITTER | RITTER 230-002 |  | V1138011 | VOORHEES SURGERY CENTER-HEM/ONC |  |  | excluded | 01/10/2012 |  |  |  |  | NO | NO |  |  |  |  | RITTER 10356760 V1138011 |  |  | Active |  | 99:99:99:99:99:99 |  | Equipment | PAAR:00-PVAR | 11/02/2019 |  | COOPER AMBULATORY OFF-SITES |  |  | SUITE M EXAM 2 | WOT00000001203045 | MEGAN MCCAFFERTY | Repair | Closed | Kirk Lis | 07/30/2018 | 11/06/2018 | table - where the cord plugs into the table, the prong broke off and is stuck in the cord | TRACED PROBLEM TO BROKEN AC POWER INLET RESEARCHED AND ORDERED PART INSTALLED AC POWER CONNECTOR . PERFORMED OVP. INFORMED STAFF | EXP1030705 | Labor | 08/01/2018 | 08/01/2018 | Kirk Lis
|  | RITTER | RITTER 230-002 |  | V1365494 | 6017 MAIN ST-PLASTICS |  |  | excluded | 03/25/2013 |  |  |  |  | NO | NO |  |  |  |  | RITTER 10345798 V1365494 |  |  | Active |  | 99:99:99:99:99:99 |  | Equipment | PAAR:00-PVAR | 11/02/2019 |  | COOPER AMBULATORY OFF-SITES |  |  | PROCEDURE ROOM C |  | ANNE MAIER
|  | RITTER | RITTER 230-002 |  | V474650 | CYBER KNIFE |  |  | excluded | 01/01/1900 |  |  |  |  | NO | NO |  |  |  |  | RITTER 10345414 V474650 |  |  | Active |  | 99:99:99:99:99:99 |  | Equipment | PAAR:00-PVAR | 11/02/2019 |  | COOPER AMBULATORY OFF-SITES |  |  | EXAM ROOM |  | CINDY BAPTISTA
|  | RITTER | RITTER 230-002 |  |  | VOORHEES SURGERY CENTER-SURGERY DEPT |  |  | excluded | 11/05/2010 |  |  |  |  | NO | NO |  |  |  |  | RITTER 10344838 789696 |  |  | Active |  | 99:99:99:99:99:99 |  | Equipment | PAAR:00-PVAR | 11/02/2019 |  | COOPER AMBULATORY OFF-SITES |  |  | SUITE G PROC RM B |  | Theresa Megali
|  | RITTER | RITTER 230-002 |  | V918111 | VOORHEES SURGERY CENTER-SURGERY DEPT |  |  | excluded | 11/05/2010 |  |  |  |  | NO | NO |  |  |  |  | RITTER 10344827 V918111 |  |  | Active |  | 99:99:99:99:99:99 |  | Equipment | PAAR:00-PVAR | 11/02/2019 |  | COOPER AMBULATORY OFF-SITES |  |  | SUITE G PROC RM C |  | Theresa Megali
|  | RITTER | RITTER 230-002 |  | V1107435 | VOORHEES SURGERY CENTER - GYN/ONCOLOGY |  |  | excluded | 01/10/2012 |  |  |  |  | NO | NO |  |  |  |  | RITTER 10344768 V1107435 |  |  | Active |  | 99:99:99:99:99:99 |  | Equipment | PAAR:00-PVAR | 11/01/2019 |  | COOPER AMBULATORY OFF-SITES |  |  | SUITE m - ROOM 1 |  | SUE MALTMAN
|  | RITTER | RITTER 304 |  | GK001452 | MOORESTOWN-FAMILY MEDICINE |  |  | excluded | 01/01/1900 |  |  |  |  | NO | NO |  |  |  |  | RITTER 10366188 GK001452 |  |  | Active |  | 99:99:99:99:99:99 |  | Equipment | PAAR:00-PVAR | 11/02/2019 |  | COOPER AMBULATORY OFF-SITES |  |  | Exam 7 |  | LYNNE DEJOSEPH
|  | RITTER | RITTER 304 |  | GK001453 | MOORESTOWN-FAMILY MEDICINE |  |  | excluded | 01/01/1900 |  |  |  |  | NO | NO |  |  |  |  | RITTER 10366205 GK001453 |  |  | Active |  | 99:99:99:99:99:99 |  | Equipment | PAAR:00-PVAR | 11/02/2019 |  | COOPER AMBULATORY OFF-SITES |  |  | EXAM 5 | 0012659375 | LYNNE DEJOSEPH | Repair | Closed | Kirk Lis | 01/17/2018 | 01/19/2018 | EXAM TABLE - CRACKING - FAMILY MED MOORESTOWN STEPHANIE OFFICE | 1/17/2018 3:38:07 PM KALIS (KALIS 1/17/2018 12:00 AM) CONFERRED WITH MANAGER ON PROBLEM. FRONT CATCH BASIN PLASTIC FRONT IS CRACKED. CONTACTED RITTER. NO PARTS ARE AVAILABLE FOR THIS MODEL. IT IS NO LONGER SUPPORTED BY OEM. RITTER E-MAILING LETTER OF OBSOLESCENCE. 1/19/2018 3:25:07 PM KALIS (KALIS 1/19/2018 12:00 AM) DOCUMENTATION | EC854286-0906-4040-8317-3276E1E88C0F | Labor | 01/19/2018 | 01/19/2018 | Kirk Lis
|  | RITTER | RITTER 304 |  | GR001088 | MOORESTOWN-FAMILY MEDICINE |  |  | excluded | 07/13/2004 |  |  |  |  | NO | NO |  |  |  |  | RITTER 10366204 GR001088 |  |  | Active |  | 99:99:99:99:99:99 |  | Equipment | PAAR:00-PVAR | 11/02/2019 |  | COOPER AMBULATORY OFF-SITES |  |  | EXAM 2 |  | LYNNE DEJOSEPH
|  | RITTER | RITTER 304 |  | GK001451 | MOORESTOWN-FAMILY MEDICINE |  |  | excluded | 01/01/1900 |  |  |  |  | NO | NO |  |  |  |  | RITTER 10366191 GK001451 |  |  | Active |  | 99:99:99:99:99:99 |  | Equipment | PAAR:00-PVAR | 11/02/2019 |  | COOPER AMBULATORY OFF-SITES |  |  | exam 4 |  | LYNNE DEJOSEPH
|  | RITTER | RITTER 304 |  | GK001492 | MOORESTOWN-FAMILY MEDICINE |  |  | excluded | 07/13/2004 |  |  |  |  | NO | NO |  |  |  |  | RITTER 10366180 GK001492 |  |  | Active |  | 99:99:99:99:99:99 |  | Equipment | PAAR:00-PVAR | 11/02/2019 |  | COOPER AMBULATORY OFF-SITES |  |  | EXAM 1 |  | LYNNE DEJOSEPH
|  | RITTER | RITTER 308 |  | GM001741 | 1030 KINGS HIGHWAY-MEDICINE |  |  | excluded | 01/01/1900 |  |  |  |  | NO | NO |  |  |  |  | RITTER 10365912 GM001741 |  |  | Active |  | 99:99:99:99:99:99 |  | Equipment | PAAR:00-PVAR | 11/02/2019 |  | COOPER AMBULATORY OFF-SITES |  |  | LAB |  | Bonnie Aichroch
|  | RITTER | RITTER 319-005 |  | V3050 | BUNKER HILL-SURGERY |  |  | excluded | 07/01/2006 |  |  |  |  | NO | NO |  |  |  |  | RITTER 10366900 V3050 |  |  | Active |  | 99:99:99:99:99:99 |  | Equipment | PAAR:00-PVAR | 11/01/2019 |  | COOPER AMBULATORY OFF-SITES |  |  | PROCEDURE RM 1 |  | ANNE MAIER
|  | RITTER | RITTER 354 |  | Not Known | 6017 MAIN ST-PLASTICS |  |  | excluded | 01/01/1900 |  |  |  |  | NO | NO |  |  |  |  | RITTER 10396766 Not Known |  |  | Active |  | 99:99:99:99:99:99 |  | Equipment | PAAR:00-PVAR | 11/02/2019 |  | COOPER AMBULATORY OFF-SITES |  |  | ORAL SIDE PROC B |  | ANNE MAIER
|  | RITTER | RITTER 75 |  | Not Known | PENNSVILLE-MEDICINE |  |  | excluded | 01/01/1900 |  |  |  |  | NO | NO |  |  |  |  | RITTER 10345959 Not Known |  |  | Active |  | 99:99:99:99:99:99 |  | Equipment | PAAR:00-PVAR | 11/02/2019 |  | COOPER AMBULATORY OFF-SITES |  |  | Procto Room |  | Heather Rhodes
|  | RITTER | RITTER 75 |  | EM2274 | VOORHEES UROGYNECOLOGY |  |  | excluded | 01/01/1900 |  |  |  |  | NO | NO |  |  |  |  | RITTER 10345842 EM2274 |  |  | Active |  | 99:99:99:99:99:99 |  | Equipment | PAAR:00-PVAR | 11/02/2019 |  | COOPER AMBULATORY OFF-SITES |  |  | EXAM RM 4 PT ROOM |  | Sheronda Coppage-Belt
|  | RITTER | RITTER 75 |  | KK001709 | VOORHEES SURGERY CENTER-SURGERY DEPT |  |  | excluded | 01/01/1900 |  |  |  |  | NO | NO |  |  |  |  | RITTER 10344815 KK001709 |  |  | Active |  | 99:99:99:99:99:99 |  | Equipment | PAAR:00-PVAR | 11/02/2019 |  | COOPER AMBULATORY OFF-SITES |  |  | SUITE G PROC RM A |  | Theresa Megali
|  | RITTER | RITTER EXAM LIGHT |  | NE31457 | THOROFARE-INTERNAL MEDICINE |  |  | excluded | 12/28/2005 |  |  |  |  | NO | NO |  |  |  |  | RITTER 10366826 NE31457 |  |  | Active |  | 99:99:99:99:99:99 |  | Equipment | PAAR:00-PVAR | 11/02/2019 |  | COOPER AMBULATORY OFF-SITES |  |  | EXAM 1 |  | Cheryl Peck
|  | RITTER | RITTER EXAM TABLE |  | BS077988 | 3 COOPER - MEDICINE DEPARTMENT |  |  |  | 01/01/1900 |  |  |  |  | NO | NO |  |  |  |  | RITTER 03962 BS077988 |  |  | Disposition |  |  |  | Equipment | PAAR:00-PVAR | 10/16/2019 |  | COOPER AMBULATORY OFF-SITES |  |  | EXAM ROOM 10 |  | NANCY LOUIS
|  | RITTER | RITTER M11 |  | NOT KNOWN | VOORHEES UROGYNECOLOGY |  |  |  | 01/01/1900 |  |  |  |  | NO | NO |  |  |  |  | RITTER 10345833 NOT KNOWN |  |  | Active |  | 99:99:99:99:99:99 |  | High Risk | 1Y:00-MFG | 04/16/2019 | 04/01/2020 | COOPER AMBULATORY OFF-SITES |  |  | SUPPLY ROOM |  | Sheronda Coppage-Belt
|  | RITTER | RITTER M11-001 |  | ES004065 | BUNKER HILL-OB/GYN |  |  |  | 12/11/2000 |  |  |  |  | NO | NO |  |  |  |  | RITTER 10366994 ES004065 |  |  | Disposition |  |  |  | High Risk | 6M:00-MFG | 11/02/2016 |  | COOPER AMBULATORY OFF-SITES |  |  | CLEAN UTILITY OB |  | LISA POTTS
|  | RITTER | RITTER M11-001 |  | ES004066 | BUNKER HILL-ORAL SURGERY |  |  |  | 12/22/2000 |  |  |  |  | NO | NO |  |  |  |  | RITTER 10366593 ES004066 |  |  | Disposition |  |  |  | High Risk | 6M:00-MFG | 09/22/2015 | 03/01/2020 | COOPER AMBULATORY OFF-SITES |  |  | BH2 |  | BARBARA DIPINTO
|  | RITTER | RITTER M9 |  | 0M024630 | BURLINGTON OB/GYN |  |  |  | 12/28/2005 |  |  |  |  | NO | NO |  |  |  |  | RITTER 10365989 0M024630 |  |  | Disposition |  |  |  | High Risk | 6M:00-MFG | 02/26/2016 | 02/01/2020 | COOPER AMBULATORY OFF-SITES |  |  | LAB |  | Carey Myers
|  | RITTER | RITTER M9 |  | 0M020733 | 127 CHURCH - SURGERY |  |  |  | 01/01/1900 |  |  |  |  | NO | NO |  |  |  |  | RITTER 10365925 0M020733 |  |  | Disposition |  |  |  | High Risk | 6M:00-MFG | 06/08/2016 | 12/01/2019 | COOPER AMBULATORY OFF-SITES |  |  | Clean room |  | Carmen Rivera
|  | RITTER | RITTER TREATMENT TABLE |  |  | 6017 MAIN ST-BARIATRIC |  |  | excluded | 11/05/2010 |  |  |  |  | NO | NO |  |  |  |  | RITTER 10345285 102903284 |  |  | Active |  | 99:99:99:99:99:99 |  | Equipment | PAAR:00-PVAR | 11/02/2019 |  | COOPER AMBULATORY OFF-SITES |  |  | exam 4 |  | CHRISTINE CASTAGNA
|  | RITTER | RITTER TREATMENT TABLE |  |  | 6017 MAIN ST-BARIATRIC |  |  | excluded | 11/05/2010 |  |  |  |  | NO | NO |  |  |  |  | RITTER 10345283 102803268 |  |  | Active |  | 99:99:99:99:99:99 |  | Equipment | PAAR:00-PVAR | 11/01/2019 |  | COOPER AMBULATORY OFF-SITES |  |  | EXAM 5 | 0011517194 | CHRISTINE CASTAGNA | Repair | Closed | Kirk Lis | 04/27/2017 | 05/09/2017 | EXAM TABLE - MOVING WITHOUT BUTTON BEING PRESSED - BARI OFFICE, 6017 MAIN, VORHEES, EXAM ROOM 5 | 4/28/2017 10:14:54 AM KALIS (KALIS 4/28/2017 12:00 AM) TROUBLESHOT CHAIR. TRACED ISSUE TO BAD HAND PENDANT. ORDED PENDANT. SUGGESTED TO MA CHRISTINE NOT TO USE CHAIR UNTIL PENDANT IS REPLACED 5/9/2017 4:23:41 PM KALIS (KALIS 5/9/2017 12:00 AM) TRAVEL TIME (KALIS 5/9/2017 12:00 AM) EQUIPMENT NOT AVAILABLE 5/9/2017 4:27:24 PM KALIS (KALIS 5/9/2017 12:00 AM) REPLACED HAND PENDANT. TESTED UNIT | 937017FE-8688-4948-BD9C-43B746A2FD57 | Parts | 01/01/1900 | 01/01/1900 | Kirk Lis
|  | ROCHE DIAGNOSTICS | ROCHE DIAGNOSTICS COAGUCHEK S |  | UF0172505 | VOORHEES CARDIOLOGY |  |  |  | 02/22/2017 |  |  |  |  | NO | NO |  |  |  |  | ROCHE DIAGNOSTICS 11025 UF0172505 |  |  | Disposition |  |  |  | Equipment | 1Y:00-MFG | 02/22/2017 | 02/22/2017 | COOPER AMBULATORY OFF-SITES |  |  | SUITE 11 |  | KATHY COMO |  |  |  | 02/22/2017 | 02/22/2017 |  |  |  |  | 02/22/2017 | 02/22/2017
|  | ROCHE DIAGNOSTICS | ROCHE DIAGNOSTICS COAGUCHEK XS |  | UQ0072674 | VOORHEES CARDIOLOGY |  |  |  | 10/31/2019 |  |  |  |  | NO | NO |  |  |  |  | ROCHE DIAGNOSTICS 30142113 UQ0072674 |  |  | Active |  | 99:99:99:99:99:99 |  | Equipment | PAAR:00-PVAR | 10/31/2019 | 10/31/2019 | COOPER AMBULATORY OFF-SITES |  |  |  | 0011983385 | KATHY COMO | Performance Verification | Closed | Bonnie Aichroth | 10/31/2019 | 10/31/2019 | INCOMING INVENTORY | DEVICE INVENTORIED | 120D1770-6184-447E-85B0-7E2DEED6F3F3 | Labor | 10/31/2019 | 10/31/2019 | Bonnie Aichroth
|  | ROCHE DIAGNOSTICS | ROCHE DIAGNOSTICS COBAS 6000 |  | 0884-11 | LAB HEMATOLOGY |  |  |  | 10/07/2008 |  |  |  |  | NO | NO |  |  |  |  | ROCHE DIAGNOSTICS 10367702 0884-11 |  |  | Disposition |  |  |  | Equipment | 1Y:00-VEN | 01/01/1900 | 12/01/2019 | COOPER UNIVERSITY HOSPITAL |  |  | HEMATOLOGY |  | DALE MORRONE
|  | ROCHE DIAGNOSTICS | ROCHE DIAGNOSTICS COBAS 6000 |  | 0884-111 | LAB HEMATOLOGY |  |  |  | 01/01/1900 |  |  |  |  | NO | NO |  |  |  |  | ROCHE DIAGNOSTICS 10367696 0884-111 |  |  | Disposition |  |  |  | Equipment | 1Y:00-VEN | 01/01/1900 | 12/01/2019 | COOPER UNIVERSITY HOSPITAL |  |  | HEMATOLOGY |  | DALE MORRONE
|  | ROCHE DIAGNOSTICS | ROCHE DIAGNOSTICS COBAS C501 |  |  | LAB HEMATOLOGY |  |  | gone per gene | 06/05/2014 |  |  |  |  | NO | NO |  |  |  |  | ROCHE DIAGNOSTICS 10367704 081427 |  |  | Active |  | 99:99:99:99:99:99 |  | Equipment | 1Y:00-MFG | 01/18/2019 | 01/01/2020 | COOPER UNIVERSITY HOSPITAL |  |  | HEMATOLOGY |  | DALE MORRONE
|  | ROCHE DIAGNOSTICS | ROCHE DIAGNOSTICS COBAS C501 |  | 0805-26 | LAB HEMATOLOGY |  |  | gone per gene | 06/05/2014 |  |  |  |  | NO | NO |  |  |  |  | ROCHE DIAGNOSTICS 10367697 0805-26 |  |  | Active |  | 99:99:99:99:99:99 |  | Equipment | 1Y:00-MFG | 01/18/2019 | 01/01/2020 | COOPER UNIVERSITY HOSPITAL |  |  | HEMATOLOGY |  | DALE MORRONE
|  | ROCHE DIAGNOSTICS | ROCHE DIAGNOSTICS COBAS C501 |  | 0814-10 | LAB HEMATOLOGY |  |  | gone per gene | 06/05/2014 |  |  |  |  | NO | NO |  |  |  |  | ROCHE DIAGNOSTICS 10367698 0814-10 |  |  | Active |  | 99:99:99:99:99:99 |  | Equipment | 1Y:00-MFG | 01/18/2019 | 01/01/2020 | COOPER UNIVERSITY HOSPITAL |  |  | CHEMISTRY |  | DALE MORRONE
|  | ROCHE DIAGNOSTICS | ROCHE DIAGNOSTICS COBAS E601 |  |  | LAB HEMATOLOGY |  |  | gone per gene | 06/05/2015 |  |  |  |  | NO | NO |  |  |  |  | ROCHE DIAGNOSTICS 10367699 205408 |  |  | Active |  | 99:99:99:99:99:99 |  | Equipment | 1Y:00-MFG | 01/18/2019 | 01/01/2020 | COOPER UNIVERSITY HOSPITAL |  |  | HEMATOLOGY |  | DALE MORRONE
|  | ROCHE DIAGNOSTICS | ROCHE DIAGNOSTICS COBAS INTEGRA 800 |  |  | LAB HEMATOLOGY |  |  |  | 01/24/2006 |  |  |  |  | NO | NO |  |  |  |  | ROCHE DIAGNOSTICS 10367701 395684 |  |  | Disposition |  | 00:00:00:00:00:00 |  | Equipment | 1Y:00-MFG | 03/27/2019 | 03/01/2020 | COOPER UNIVERSITY HOSPITAL |  |  | HEMATOLOGY |  | DALE MORRONE
|  | S & M INSTRUMENTS | S & M INSTRUMENTS DC-2011E |  |  | 3 COOPER - SURGERY DEPARTMENT |  |  |  | 12/03/2008 |  |  |  |  | NO | NO |  |  |  |  | S & M INSTRUMENTS 10347668 6008124 |  |  | Disposition |  |  |  | Equipment | 1Y:00-MFG | 11/14/2016 |  | COOPER AMBULATORY OFF-SITES |  |  | 5TH FLOOR PAVILLION |  | ANNE MAIER
|  | S & S X-RAY PRODUCTS | S & S X-RAY PRODUCTS 188 |  | C013230 | 3 COOPER-RADIOLOGY |  |  | excluded | 01/01/1900 |  |  |  |  | NO | NO |  |  |  |  | S & S X-RAY PRODUCTS 10345990 C013230 |  |  | Active |  | 99:99:99:99:99:99 |  | Equipment | PAAR:00-PVAR | 11/02/2019 |  | COOPER AMBULATORY OFF-SITES |  |  | SUITE 100 - ROOM 148 |  | JUDY ADIRZONE
|  | S & S X-RAY PRODUCTS | S & S X-RAY PRODUCTS 470 |  | 470-0045 | 3 COOPER-CARDIAC DIAGNOSTIC CENTER |  |  | excluded | 01/01/1900 |  |  |  |  | NO | NO |  |  |  |  | S & S X-RAY PRODUCTS 10346869 470-0045 |  |  | Active |  | 99:99:99:99:99:99 |  | Equipment | PAAR:00-PVAR | 11/02/2019 |  | COOPER AMBULATORY OFF-SITES |  |  | SUITE 318 - E CAM ROOM |  | CARLA TRUELL
|  | S & S X-RAY PRODUCTS | S & S X-RAY PRODUCTS 47002 |  | B090715 | BUNKER HILL-INTERNAL MEDICINE |  |  | excluded | 01/01/1900 |  |  |  |  | NO | NO |  |  |  |  | S & S X-RAY PRODUCTS 10366763 B090715 |  |  | Active |  | 99:99:99:99:99:99 |  | Equipment | PAAR:00-PVAR | 11/02/2019 |  | COOPER AMBULATORY OFF-SITES |  |  | DOCTORS OFFICE NXT EXAM5 |  | SUSAN BABCOCK
|  | S & S X-RAY PRODUCTS | S & S X-RAY PRODUCTS 470D2 |  | A034264 | 3 COOPER - SURGERY DEPARTMENT |  |  |  | 01/01/1900 |  |  |  |  | NO | NO |  |  |  |  | S & S X-RAY PRODUCTS 10346842 A034264 |  |  | Disposition |  |  |  | Equipment | PAAR:00-PVAR | 11/02/2019 |  | COOPER AMBULATORY OFF-SITES |  |  | Room 1 |  | ANNE MAIER
|  | S & S X-RAY PRODUCTS | S & S X-RAY PRODUCTS 470D2 |  | A034265 | 401 KINGS HIGHWAY - ORTHOPEDICS |  |  | excluded | 01/01/1900 |  |  |  |  | NO | NO |  |  |  |  | S & S X-RAY PRODUCTS 10346104 A034265 |  |  | Active |  | 99:99:99:99:99:99 |  | Equipment | PAAR:00-PVAR | 11/02/2019 |  | COOPER AMBULATORY OFF-SITES |  |  | NURSES STATION |  | HELEN BOYLE
|  | S & S X-RAY PRODUCTS | S & S X-RAY PRODUCTS 470D2 |  | B090719 | VOORHEES SURGERY CENTER-SURGERY DEPT |  |  |  | 01/01/1900 |  |  |  |  | NO | NO |  |  |  |  | S & S X-RAY PRODUCTS 03530 B090719 |  |  | Disposition |  |  |  | Equipment | PAAR:00-PVAR | 10/16/2019 |  | COOPER AMBULATORY OFF-SITES |  |  |  |  | Theresa Megali
|  | S & S X-RAY PRODUCTS | S & S X-RAY PRODUCTS VIEWBOX |  | Not Known | BUNKER HILL-ORAL SURGERY |  |  | excluded | 01/01/1900 |  |  |  |  | NO | NO |  |  |  |  | S & S X-RAY PRODUCTS 10366954 Not Known |  |  | Active |  | 99:99:99:99:99:99 |  | Equipment | PAAR:00-PVAR | 11/02/2019 |  | COOPER AMBULATORY OFF-SITES |  |  | exam 4 |  | BARBARA DIPINTO
|  | S & S X-RAY PRODUCTS | S & S X-RAY PRODUCTS VIEWBOX |  |  | BUNKER HILL-ORAL SURGERY |  |  | excluded | 01/01/1900 |  |  |  |  | NO | NO |  |  |  |  | S & S X-RAY PRODUCTS 10366959 98401414 |  |  | Active |  | 99:99:99:99:99:99 |  | Equipment | PAAR:00-PVAR | 11/01/2019 |  | COOPER AMBULATORY OFF-SITES |  |  | EXAM 1 |  | BARBARA DIPINTO
|  | S & S X-RAY PRODUCTS | S & S X-RAY PRODUCTS VIEWBOX |  | Not Known | BUNKER HILL-ORAL SURGERY |  |  | excluded | 01/01/1900 |  |  |  |  | NO | NO |  |  |  |  | S & S X-RAY PRODUCTS 10366934 Not Known |  |  | Active |  | 99:99:99:99:99:99 |  | Equipment | PAAR:00-PVAR | 11/01/2019 |  | COOPER AMBULATORY OFF-SITES |  |  | exam 3 |  | BARBARA DIPINTO
|  | S & S X-RAY PRODUCTS | S & S X-RAY PRODUCTS VIEWBOX |  | Not Known | BUNKER HILL-SURGERY |  |  | excluded | 01/01/1900 |  |  |  |  | NO | NO |  |  |  |  | S & S X-RAY PRODUCTS 10366897 Not Known |  |  | Active |  | 99:99:99:99:99:99 |  | Equipment | PAAR:00-PVAR | 11/02/2019 |  | COOPER AMBULATORY OFF-SITES |  |  | STAFF OFFICE |  | ANNE MAIER
|  | S & S X-RAY PRODUCTS | S & S X-RAY PRODUCTS VIEWBOX |  | Not Known | BUNKER HILL-SURGERY |  |  | excluded | 01/01/1900 |  |  |  |  | NO | NO |  |  |  |  | S & S X-RAY PRODUCTS 10366898 Not Known |  |  | Active |  | 99:99:99:99:99:99 |  | Equipment | PAAR:00-PVAR | 11/02/2019 |  | COOPER AMBULATORY OFF-SITES |  |  | PROCEDURE ROOM |  | ANNE MAIER
|  | S & S MEDCART | S & S MEDCART MED CART |  | A008859 | PEDIATRIC INTENSIVE CARE UNIT |  |  |  | 01/01/1900 |  |  |  |  | NO | NO |  |  |  |  | S & S MEDCART 00719 A008859 |  |  | Disposition |  |  |  | Equipment | 1Y:00-MFG | 03/01/2016 | 03/01/2020 | COOPER UNIVERSITY HOSPITAL |  |  | 3RD FLOOR |  | Susan Cannon
|  | S & S MEDCART | S & S MEDCART PRN-15 |  | 05-71754 | KELEMEN 9 |  |  |  | 09/13/2005 |  |  |  |  | NO | NO |  |  |  |  | S & S MEDCART 10737 05-71754 |  |  | Disposition |  |  |  | Equipment | PAAR:00-PVAR | 10/16/2019 |  | COOPER UNIVERSITY HOSPITAL |  |  |  |  | LAURA ZIMMERMAN
|  | S & S MEDCART | S & S MEDCART PRN-15 |  | 04-67183 | GYNECOLOGY / DIABETES TREATMENT |  |  |  | 01/19/2005 |  |  |  |  | NO | NO |  |  |  |  | S & S MEDCART 09472 04-67183 |  |  | Disposition |  |  |  | Equipment | PAAR:00-PVAR | 10/16/2019 |  | COOPER UNIVERSITY HOSPITAL |  |  | S9 NURSES' STATION |  | LAUSA ZIMMERMAN
|  | S & S MEDCART | S & S MEDCART PRN-15 |  | A008801 | BIOMEDICAL |  |  |  | 01/01/1900 |  |  |  |  | NO | NO |  |  |  |  | S & S MEDCART 04518 A008801 |  |  | Disposition |  |  |  | Equipment | 1Y:00-MFG | 12/01/2015 | 12/01/2020 | COOPER UNIVERSITY HOSPITAL |  |  | STORAGE |  | Bonnie Aichroch
|  | SAGE | SAGE 7934 |  | 07131-055 | CCU - CORONARY CARE UNIT |  |  |  | 10/16/2019 |  |  |  |  | NO | NO |  |  |  |  | SAGE 15610 07131-055 |  |  | Disposition |  |  |  | Equipment | PAAR:00-PVAR | 10/16/2019 | 10/16/2019 | COOPER UNIVERSITY HOSPITAL |  |  | CLEAN UTILITY ROOM |  | CAROLYN RUMELL |  |  |  | 10/16/2019 | 10/16/2019 |  |  |  |  | 10/16/2019 | 10/16/2019
|  | SAGE | SAGE 7938 |  | 10079-130 | CCU - CORONARY CARE UNIT |  |  |  | 10/16/2019 |  |  |  |  | NO | NO |  |  |  |  | SAGE 18344 10079-130 |  |  | Disposition |  |  |  | Equipment | PAAR:00-PVAR | 10/16/2019 | 10/16/2019 | COOPER UNIVERSITY HOSPITAL |  |  | CLEAN UTILITY ROOM CCU |  | CAROLYN RUMELL |  |  |  | 10/16/2019 | 10/16/2019 |  |  |  |  | 10/16/2019 | 10/16/2019
|  | SAGE | SAGE 7938 |  | 10231-299 | MATERNAL FETAL CARE UNIT |  |  | excluded | 05/15/2013 |  |  |  |  | NO | NO |  |  |  |  | SAGE 10369378 10231-299 |  |  | Active |  | 99:99:99:99:99:99 |  | Equipment | PAAR:00-PVAR | 11/02/2019 |  | COOPER UNIVERSITY HOSPITAL |  |  | D5444 | WOT00000000507395 | JOANNA HORST | Disposition | Closed | Gene Amodei | 02/08/2018 | 06/21/2019 | Bulk Disposition CNL
|  | SAGE | SAGE COMFORT 28-COUNT WARMER |  | 07156-138 | LABOR & DELIVERY |  |  | excluded | 08/21/2008 |  |  |  |  | NO | NO |  |  |  |  | SAGE 10354969 07156-138 |  |  | Active |  | 99:99:99:99:99:99 |  | Equipment | PAAR:00-PVAR | 11/02/2019 |  | COOPER UNIVERSITY HOSPITAL |  |  | L&D ROOM 6 6TH FLOOR | WOT00000000505771 | JOANNA HORST | Disposition | Closed | Gene Amodei | 02/08/2018 | 07/19/2019 | Bulk Disposition CNL
|  | SAGE | SAGE COMFORT 28-COUNT WARMER |  |  | TSDU - KELEMEN S7 |  |  |  | 01/01/1900 |  |  |  |  | NO | NO |  |  |  |  | SAGE 07151 03572 |  |  | Disposition |  |  |  | Equipment | PAAR:00-PVAR | 10/16/2019 |  | COOPER UNIVERSITY HOSPITAL |  |  | N-7 |  | JEN VANDER HORN
|  | SAGE | SAGE COMFORT 28-COUNT WARMER |  |  | TRAUMA ICU |  |  |  | 01/01/1900 |  |  |  |  | NO | NO |  |  |  |  | SAGE 06738 03659 |  |  | Disposition |  |  |  | Equipment | PAAR:00-PVAR | 10/16/2019 |  | COOPER UNIVERSITY HOSPITAL |  |  |  |  | Diane Floyd
|  | SAKURA FINETEK USA, INC. | SAKURA FINETEK USA, INC. TISSUE-TEK TEC 5 |  | 51021496-1006 | LAB HISTOLOGY |  |  |  | 01/01/1900 |  |  |  |  | NO | NO |  |  |  |  | SAKURA FINETEK USA, INC. 10368005 51021496-1006 |  |  | Disposition |  |  |  | Equipment | PAAR:00-PVAR | 11/02/2019 |  | COOPER UNIVERSITY HOSPITAL |  |  | HISTOLOGY |  | DALE MORRONE
|  | SAKURA FINETEK USA, INC. | SAKURA FINETEK USA, INC. TISSUE-TEK TEC 5 |  |  | LAB HISTOLOGY |  |  |  | 01/01/1900 |  |  |  |  | NO | NO |  |  |  |  | SAKURA FINETEK USA, INC. 10368004 51020710 |  |  | Disposition |  |  |  | Equipment | PAAR:00-PVAR | 11/02/2019 |  | COOPER UNIVERSITY HOSPITAL |  |  | HISTOLOGY |  | DALE MORRONE
|  | SALTER BRECKNELL | SALTER BRECKNELL 914 |  | 914whlkr | 3 COOPER-PEDIATRICS |  |  |  | 01/01/1900 |  |  |  |  | NO | NO |  |  |  |  | SALTER BRECKNELL 10345681 914whlkr |  |  | Disposition |  |  |  | Equipment | PAAR:00-PVAR | 11/02/2019 |  | COOPER AMBULATORY OFF-SITES |  |  | RM 209 |  | MAUREEN OBRIEN
|  | SAMSUNG ELECTRONICS AMERICA | SAMSUNG ELECTRONICS AMERICA DVD-V9800 |  | 6RAL701824U/XAA | LIFE SUPPORT |  |  |  | 10/16/2019 |  |  |  |  | NO | NO |  |  |  |  | SAMSUNG ELECTRONICS AMERICA 13662 6RAL701824U/XAA |  |  | Disposition |  |  |  | Equipment | PAAR:00-PVAR | 10/16/2019 | 10/16/2019 | COOPER UNIVERSITY HOSPITAL |  |  | SUITE 401 |  | KATHY MARTINO |  |  |  | 10/16/2019 | 10/16/2019 |  |  |  |  | 10/16/2019 | 10/16/2019
|  | SAMSUNG ELECTRONICS AMERICA | SAMSUNG ELECTRONICS AMERICA SM-T900 |  | RK2G805W5E4 | OR - KELEMEN 3 |  |  |  | 02/11/2019 |  |  |  |  | NO | NO |  |  |  |  | SAMSUNG ELECTRONICS AMERICA 30142137 RK2G805W5E4 |  |  | Active |  | 99:99:99:99:99:99 |  | Accessory | 1Y:00-MFG | 02/11/2019 | 02/11/2019 | COOPER UNIVERSITY HOSPITAL |  |  | Authrex Cart |  | DOMINIC VENDETTA |  |  |  | 02/11/2019 | 02/11/2019 |  |  |  |  | 02/11/2019 | 02/11/2019
|  | SANDHILL SCIENTIFIC | SANDHILL SCIENTIFIC INSIGHT |  | HA300 | 127 CHURCH - SURGERY |  |  |  | 06/19/2006 |  |  |  |  | NO | NO |  |  |  |  | SANDHILL SCIENTIFIC 10365953 HA300 |  |  | Disposition |  |  |  | Equipment | 1Y:00-MFG | 06/08/2016 | 06/01/2020 | COOPER AMBULATORY OFF-SITES |  |  | EXAM 2 |  | Carmen Rivera
|  | SATURN BIOMEDICAL | SATURN BIOMEDICAL GLIDESCOPE |  | GS05071001 | INTENSIVE CARE UNIT |  |  |  | 09/20/2005 |  |  |  |  | NO | NO |  |  |  |  | SATURN BIOMEDICAL 10407 GS05071001 |  |  | Disposition |  |  |  | Equipment | 1Y:00-MFG | 09/08/2015 | 06/01/2020 | COOPER UNIVERSITY HOSPITAL |  |  |  |  | CAROLYN RUMELL
|  | SCALE-TRONIX INC. | SCALE-TRONIX INC. 4002 |  | 4002-4252 | INTENSIVE CARE NURSERY |  |  |  | 06/24/2004 |  |  |  |  | NO | NO |  |  |  |  | SCALE-TRONIX INC. 10365016 4002-4252 |  |  | Disposition |  | 99:99:99:99:99:99 |  | Equipment | 1Y:00-MFG | 08/30/2018 | 08/01/2020 | COOPER UNIVERSITY HOSPITAL |  |  | NICU |  | JOANNE FOX
|  | SCALE-TRONIX INC. | SCALE-TRONIX INC. 4002 |  |  | INTENSIVE CARE NURSERY |  |  |  | 01/01/1900 |  |  |  |  | NO | NO |  |  |  |  | SCALE-TRONIX INC. 10355200 40023614 |  |  | Disposition |  | 99:99:99:99:99:99 |  | Equipment | 1Y:00-MFG | 10/24/2018 | 10/01/2020 | COOPER UNIVERSITY HOSPITAL |  |  | SEVENTH FLOOR DORRANCE STORAGE |  | JOANNE FOX
|  | SCALE-TRONIX INC. | SCALE-TRONIX INC. 4002 |  | 4002-1998 | INTENSIVE CARE NURSERY |  |  |  | 01/01/1900 |  |  |  |  | NO | NO |  |  |  |  | SCALE-TRONIX INC. 10355198 4002-1998 |  |  | Disposition |  | 99:99:99:99:99:99 |  | Equipment | 1Y:00-MFG | 10/30/2018 | 10/01/2020 | COOPER UNIVERSITY HOSPITAL |  |  | SEVENTH FLOOR DORRANCE STORAGE |  | JOANNE FOX
|  | SCALE-TRONIX INC. | SCALE-TRONIX INC. 4002 |  |  | INTENSIVE CARE NURSERY |  |  |  | 01/01/1900 |  |  |  |  | NO | NO |  |  |  |  | SCALE-TRONIX INC. 10355195 40023619 |  |  | Disposition |  | 99:99:99:99:99:99 |  | Equipment | 1Y:00-MFG | 10/30/2018 | 10/01/2020 | COOPER UNIVERSITY HOSPITAL |  |  | SEVENTH FLOOR DORRANCE STORAGE |  | JOANNE FOX
|  | SCALE-TRONIX INC. | SCALE-TRONIX INC. 4002 |  | 4002-4250 | INTENSIVE CARE NURSERY |  |  |  | 01/01/1900 |  |  |  |  | NO | NO |  |  |  |  | SCALE-TRONIX INC. 10355193 4002-4250 |  |  | Disposition |  | 99:99:99:99:99:99 |  | Equipment | 1Y:00-MFG | 10/24/2018 | 10/01/2020 | COOPER UNIVERSITY HOSPITAL |  |  | SEVENTH FLOOR DORRANCE STORAGE |  | JOANNE FOX
|  | SCALE-TRONIX INC. | SCALE-TRONIX INC. 4002 |  | 4002-4253 | INTENSIVE CARE NURSERY |  |  |  | 01/01/1900 |  |  |  |  | NO | NO |  |  |  |  | SCALE-TRONIX INC. 10355194 4002-4253 |  |  | Disposition |  | 99:99:99:99:99:99 |  | Equipment | 1Y:00-MFG | 10/30/2018 | 10/01/2020 | COOPER UNIVERSITY HOSPITAL |  |  | SEVENTH FLOOR DORRANCE STORAGE |  | JOANNE FOX
|  | SCALE-TRONIX INC. | SCALE-TRONIX INC. 4002 |  | 4002-4249 | INTENSIVE CARE NURSERY |  |  |  | 06/23/2004 |  |  |  |  | NO | NO |  |  |  |  | SCALE-TRONIX INC. 10355192 4002-4249 |  |  | Disposition |  | 99:99:99:99:99:99 |  | Equipment | 1Y:00-MFG | 10/24/2018 | 10/01/2020 | COOPER UNIVERSITY HOSPITAL |  |  | DORRANCE |  | JOANNE FOX
|  | SCALE-TRONIX INC. | SCALE-TRONIX INC. 4800 |  | Not Known | MOORESTOWN-PEDIATRICS |  |  | excluded | 01/01/1900 |  |  |  |  | NO | NO |  |  |  |  | SCALE-TRONIX INC. 10366154 Not Known |  |  | Active |  | 99:99:99:99:99:99 |  | Equipment | 1Y:00-MFG | 07/02/2019 | 07/01/2020 | COOPER AMBULATORY OFF-SITES |  |  | Triage |  | MAUREEN OBRIEN
|  | SCALE-TRONIX INC. | SCALE-TRONIX INC. 4800 |  | 4800-8036 | PEDIATRICS SOUTH 7 |  |  |  | 01/01/1900 |  |  |  |  | NO | NO |  |  |  |  | SCALE-TRONIX INC. 10365324 4800-8036 |  |  | Disposition |  |  |  | Equipment | 1Y:00-MFG | 12/01/2015 | 12/01/2020 | COOPER UNIVERSITY HOSPITAL |  |  | BIOMED SHOP |  | JOANNE FOX
|  | SCALE-TRONIX INC. | SCALE-TRONIX INC. 4800 |  | 48-4769 | PEDIATRICS SOUTH 7 |  |  |  | 08/25/2018 |  |  |  |  | NO | NO |  |  |  |  | SCALE-TRONIX INC. 30143400 48-4769 |  |  | Disposition |  | 99:99:99:99:99:99 |  | Equipment | 1Y:00-MFG | 08/25/2018 | 08/25/2018 | COOPER UNIVERSITY HOSPITAL |  |  | PEDS PROCEDURE ROOM |  | JOANNE FOX |  |  |  | 08/25/2018 | 08/25/2018 |  |  |  |  | 08/25/2018 | 08/25/2018
|  | SCALE-TRONIX INC. | SCALE-TRONIX INC. 4800 |  | 48-4688 | 3 COOPER-PEDIATRICS |  |  | excluded | 01/01/1900 |  |  |  |  | NO | NO |  |  |  |  | SCALE-TRONIX INC. 10345701 48-4688 |  |  | Active |  | 99:99:99:99:99:99 |  | Equipment | 1Y:00-MFG | 11/01/2019 | 11/01/2020 | COOPER AMBULATORY OFF-SITES |  |  | Suite 200 - Room 208 |  | MAUREEN OBRIEN
|  | SCALE-TRONIX INC. | SCALE-TRONIX INC. 4802 |  | 4820-22418 | EMERGENCY ROOM |  |  | excluded | 02/18/2019 |  |  |  |  | NO | NO |  |  |  |  | SCALE-TRONIX INC. 11239356 4820-22418 |  |  | Active |  | 99:99:99:99:99:99 |  | Equipment | 1Y:00-MFG | 02/18/2019 | 02/18/2019 | COOPER UNIVERSITY HOSPITAL |  |  | PEDS |  | KAREN GRUBER |  |  |  | 02/18/2019 | 02/18/2019 |  |  |  |  | 02/18/2019 | 02/18/2019
|  | SCALE-TRONIX INC. | SCALE-TRONIX INC. 4802 |  |  | 3 COOPER-PEDIATRICS |  |  | excluded | 11/01/2019 |  |  |  |  | NO | NO |  |  |  |  | SCALE-TRONIX INC. 30225074 107203170234 |  |  | Active |  | 99:99:99:99:99:99 |  | Equipment | 1Y:00-MFG | 11/01/2019 | 11/01/2019 | COOPER AMBULATORY OFF-SITES |  |  | Suite 200 - Exam 27 | 0011611873 | MAUREEN OBRIEN | Preventative Maintenance | Closed | Bonnie Aichroth | 11/01/2019 | 11/01/2019 | PERFORMANCE ASSURANCE AT INVENTORY | INVENTORIED DEVICE AND ENSURED DEVICE WAS FUNCTIONING PROPERLY. | E3BD6C83-A927-438C-A5C9-BC75DAC22F2B | Labor | 11/01/2019 | 11/01/2019 | Stephen Zubrzycki
|  | SCALE-TRONIX INC. | SCALE-TRONIX INC. 4802 |  |  | 3 COOPER-PEDIATRICS |  |  | excluded | 11/01/2019 |  |  |  |  | NO | NO |  |  |  |  | SCALE-TRONIX INC. 30225073 107203170224 |  |  | Active |  | 99:99:99:99:99:99 |  | Equipment | 1Y:00-MFG | 11/01/2019 | 11/01/2019 | COOPER AMBULATORY OFF-SITES |  |  | Suite 200 - Exam 1 | 0011611875 | MAUREEN OBRIEN | Performance Verification | Closed | Bonnie Aichroth | 11/01/2019 | 11/01/2019 | INCOMING INVENTORY | DEVICE INVENTORIED | 10D3A72F-2717-4940-BF99-1258B401B7CF | Labor | 11/01/2019 | 11/01/2019 | Bonnie Aichroth
|  | SCALE-TRONIX INC. | SCALE-TRONIX INC. 4802 |  | 4802-10327 | INTENSIVE CARE NURSERY |  |  |  | 12/01/1998 |  |  |  |  | NO | NO |  |  |  |  | SCALE-TRONIX INC. 10355208 4802-10327 |  |  | Disposition |  | 99:99:99:99:99:99 |  | Equipment | 1Y:00-MFG | 07/30/2019 | 08/01/2020 | COOPER UNIVERSITY HOSPITAL |  |  | 5th |  | JOANNE FOX
|  | SCALE-TRONIX INC. | SCALE-TRONIX INC. 4802 |  |  | VOORHEES SURGERY CENTER-OPERATING ROOM |  |  | excluded | 01/01/1900 |  |  |  |  | NO | NO |  |  |  |  | SCALE-TRONIX INC. 10346070 480211653 |  |  | Active |  | 99:99:99:99:99:99 |  | Equipment | 1Y:00-MFG | 04/15/2019 | 04/01/2020 | COOPER AMBULATORY OFF-SITES |  |  | PRE-OP HALLWAY |  | JENNIFER BOMBARO
|  | SCALE-TRONIX INC. | SCALE-TRONIX INC. 4802 |  | 4802-11305 | 3 COOPER-PEDIATRICS |  |  | excluded | 01/01/1900 |  |  |  |  | NO | NO |  |  |  |  | SCALE-TRONIX INC. 10345676 4802-11305 |  |  | Active |  | 99:99:99:99:99:99 |  | Equipment | 1Y:00-MFG | 11/01/2019 | 11/01/2020 | COOPER AMBULATORY OFF-SITES |  |  | Suite 200 - Exam 10 |  | MAUREEN OBRIEN
|  | SCALE-TRONIX INC. | SCALE-TRONIX INC. 5002 |  |  | SAME DAY PREOP -2ND FL PAVILION |  |  | excluded | 10/31/2019 |  |  |  |  | NO | NO |  |  |  |  | SCALE-TRONIX INC. 11239171 21107250175988 |  |  | Active |  | 99:99:99:99:99:99 |  | Equipment | PAAR:00-PVAR | 10/31/2019 | 10/31/2019 | COOPER UNIVERSITY HOSPITAL |  |  | SD Pre Op | WOT00000000625744 | JOE DRUCTOR | Performance Verification | Closed | Salvatore Bombara | 10/31/2019 | 10/31/2019 | Performance Verification for SCALE-TRONIX INC. 11239171 21107250175988 | Initial Install of Performance Verification. Device is ready for patient use. |  |  | 10/31/2019 | 10/31/2019
|  | SCALE-TRONIX INC. | SCALE-TRONIX INC. 5002 |  | 5002-10832 | KELEMEN 8 PCU |  |  | excluded | 02/11/2016 |  |  |  |  | NO | NO |  |  |  |  | SCALE-TRONIX INC. 10505006 5002-10832 |  |  | Active |  | 99:99:99:99:99:99 |  | Equipment | 1Y:00-CAL | 01/22/2019 | 01/01/2020 | COOPER UNIVERSITY HOSPITAL |  |  | k8 hallway |  | BYRON WELLS
|  | SCALE-TRONIX INC. | SCALE-TRONIX INC. 5002 |  | 5002-10831 | KELEMEN 8 PCU |  |  | excluded | 02/11/2016 |  |  |  |  | NO | NO |  |  |  |  | SCALE-TRONIX INC. 10505005 5002-10831 |  |  | Active |  | 99:99:99:99:99:99 |  | Equipment | 1Y:00-CAL | 01/22/2019 | 01/01/2020 | COOPER UNIVERSITY HOSPITAL |  |  | NORTH 8 HALLWAY |  | BYRON WELLS
|  | SCALE-TRONIX INC. | SCALE-TRONIX INC. 5002 |  | 5002-1011 | MED/SURG 6 PAVILION |  |  | excluded | 01/01/1900 |  |  |  |  | NO | NO |  |  |  |  | SCALE-TRONIX INC. 10369457 5002-1011 |  |  | Active |  | 99:99:99:99:99:99 |  | Equipment | 1Y:00-CAL | 02/15/2019 | 02/01/2020 | COOPER UNIVERSITY HOSPITAL |  |  | Pav 6 equip |  | BRIAN OSHAUGHNESSY
|  | SCALE-TRONIX INC. | SCALE-TRONIX INC. 5002 |  | 5002-1004 | EMERGENCY ROOM |  |  |  | 01/01/1900 |  |  |  |  | NO | NO |  |  |  |  | SCALE-TRONIX INC. 10368767 5002-1004 |  |  | Disposition |  |  |  | Equipment | 1Y:00-CAL | 02/28/2018 | 02/01/2020 | COOPER UNIVERSITY HOSPITAL |  |  |  |  | KAREN GRUBER
|  | SCALE-TRONIX INC. | SCALE-TRONIX INC. 5002 |  | 5002-1092 | SURGICAL CARE UNIT |  |  | excluded | 01/01/1900 |  |  |  |  | NO | NO |  |  |  |  | SCALE-TRONIX INC. 10368570 5002-1092 |  |  | Active |  | 99:99:99:99:99:99 |  | Equipment | 1Y:00-CAL | 06/11/2019 | 06/01/2020 | COOPER UNIVERSITY HOSPITAL |  |  | NURSES STATION |  | Lisa Geoghegan
|  | SCALE-TRONIX INC. | SCALE-TRONIX INC. 5002 |  | 5002-0887 | LABOR & DELIVERY |  |  | excluded | 06/09/2014 |  |  |  |  | NO | NO |  |  |  |  | SCALE-TRONIX INC. 10364791 5002-0887 |  |  | Active |  | 99:99:99:99:99:99 |  | Equipment | 1Y:00-CAL | 10/27/2019 | 10/01/2020 | COOPER UNIVERSITY HOSPITAL |  |  | MATERNAL CARE UNIT FLR 5 |  | JOANNA HORST
|  | SCALE-TRONIX INC. | SCALE-TRONIX INC. 5002 |  | 5002-2877 | KELEMEN N6 |  |  | excluded | 01/01/1900 |  |  |  |  | NO | NO |  |  |  |  | SCALE-TRONIX INC. 10360502 5002-2877 |  |  | Active |  | 99:99:99:99:99:99 |  | Equipment | 1Y:00-CAL | 08/23/2019 | 08/01/2020 | COOPER UNIVERSITY HOSPITAL |  |  | PEDS/6N TREATMENT RM |  | Susan Cannon
|  | SCALE-TRONIX INC. | SCALE-TRONIX INC. 5002 |  | 5002-31948 | PAVILION 8 |  |  | excluded | 05/08/2014 |  |  |  |  | NO | NO |  |  |  |  | SCALE-TRONIX INC. 10356668 5002-31948 |  |  | Active |  | 99:99:99:99:99:99 |  | Equipment | 1Y:00-MFG | 07/09/2019 | 07/01/2020 | COOPER UNIVERSITY HOSPITAL |  |  | ROOM 885 |  | BRIAN OSHAUGHNESSY
|  | SCALE-TRONIX INC. | SCALE-TRONIX INC. 5002 |  | 5002-31949 | PAVILION 8 |  |  | excluded | 05/08/2014 |  |  |  |  | NO | NO |  |  |  |  | SCALE-TRONIX INC. 10356419 5002-31949 |  |  | Active |  | 99:99:99:99:99:99 |  | Equipment | 1Y:00-CAL | 07/10/2019 | 07/01/2020 | COOPER UNIVERSITY HOSPITAL |  |  | EQUIPMENT ROOM |  | BRIAN OSHAUGHNESSY
|  | SCALE-TRONIX INC. | SCALE-TRONIX INC. 5002 |  | 5002-30820 | OR - KELEMEN 3 |  |  | excluded | 08/16/2013 |  |  |  |  | NO | NO |  |  |  |  | SCALE-TRONIX INC. 10356182 5002-30820 |  |  | Active |  | 99:99:99:99:99:99 |  | Equipment | 1Y:00-CAL | 02/14/2019 | 02/01/2020 | COOPER UNIVERSITY HOSPITAL |  |  | holding |  | DOMINIC VENDETTA
|  | SCALE-TRONIX INC. | SCALE-TRONIX INC. 5002 |  | 5002-1012 | KELEMEN 8 PCU |  |  | excluded | 01/01/1900 |  |  |  |  | NO | NO |  |  |  |  | SCALE-TRONIX INC. 10356086 5002-1012 |  |  | Active |  | 99:99:99:99:99:99 |  | Equipment | 1Y:00-CAL | 02/26/2019 | 02/01/2020 | COOPER UNIVERSITY HOSPITAL |  |  | PCU S8 |  | BYRON WELLS
|  | SCALE-TRONIX INC. | SCALE-TRONIX INC. 5002 |  | 5002-23942 | GYNECOLOGY / DIABETES TREATMENT |  |  | excluded | 12/30/2009 |  |  |  |  | NO | NO |  |  |  |  | SCALE-TRONIX INC. 10356085 5002-23942 |  |  | Active |  | 99:99:99:99:99:99 |  | Equipment | 1Y:00-CAL | 02/26/2019 | 02/01/2020 | COOPER UNIVERSITY HOSPITAL |  |  | south 9 kelemen |  | LAUSA ZIMMERMAN
|  | SCALE-TRONIX INC. | SCALE-TRONIX INC. 5002 |  | 5002-1814 | KELEMEN 9 |  |  | excluded | 01/01/1900 |  |  |  |  | NO | NO |  |  |  |  | SCALE-TRONIX INC. 10356067 5002-1814 |  |  | Active |  | 99:99:99:99:99:99 |  | Equipment | 1Y:00-CAL | 02/15/2019 | 02/01/2020 | COOPER UNIVERSITY HOSPITAL |  |  | south 9 kelemen |  | LAURA ZIMMERMAN
|  | SCALE-TRONIX INC. | SCALE-TRONIX INC. 5002 |  | 5002-7178 | INCU - KELEMEN S10 |  |  | excluded | 01/01/1900 |  |  |  |  | NO | NO |  |  |  |  | SCALE-TRONIX INC. 10356022 5002-7178 |  |  | Active |  | 99:99:99:99:99:99 |  | Equipment | 1Y:00-CAL | 11/01/2019 | 11/01/2020 | COOPER UNIVERSITY HOSPITAL |  |  | Med South 10 |  | Lisa Brooks
|  | SCALE-TRONIX INC. | SCALE-TRONIX INC. 5002 |  | 5002-1013 | TSDU - KELEMEN S7 |  |  | excluded | 01/01/1900 |  |  |  |  | NO | NO |  |  |  |  | SCALE-TRONIX INC. 10349437 5002-1013 |  |  | Active |  | 99:99:99:99:99:99 |  | Equipment | 1Y:00-CAL | 02/21/2019 | 02/01/2020 | COOPER UNIVERSITY HOSPITAL |  |  | N7 STORAGE ROOM |  | JEN VANDER HORN
|  | SCALE-TRONIX INC. | SCALE-TRONIX INC. 5002 |  | 5002-2452 | 3 COOPER-WOMENS CARE CENTER |  |  | excluded | 01/01/1900 |  |  |  |  | NO | NO |  |  |  |  | SCALE-TRONIX INC. 10346848 5002-2452 |  |  | Active |  | 99:99:99:99:99:99 |  | Equipment | 1Y:00-CAL | 11/01/2019 | 11/01/2020 | COOPER AMBULATORY OFF-SITES |  |  | Suite 300 - Hallway |  | BONNIE MANNINO
|  | SCALE-TRONIX INC. | SCALE-TRONIX INC. 5002 |  | 5002-1540 | 3 COOPER-PEDIATRICS |  |  | excluded | 01/01/1900 |  |  |  |  | NO | NO |  |  |  |  | SCALE-TRONIX INC. 10345638 5002-1540 |  |  | Active |  | 99:99:99:99:99:99 |  | Equipment | 1Y:00-CAL | 11/01/2019 | 11/01/2020 | COOPER AMBULATORY OFF-SITES |  |  | Suite 200 - Exam 1 |  | MAUREEN OBRIEN
|  | SCALE-TRONIX INC. | SCALE-TRONIX INC. SCALE |  | 4502-476 | PEDIATRIC INTENSIVE CARE UNIT |  |  | excluded | 12/20/2005 |  |  |  |  | NO | NO |  |  |  |  | SCALE-TRONIX INC. 10360453 4502-476 |  |  | Active |  | 99:99:99:99:99:99 |  | Equipment | 1Y:00-MFG | 03/26/2019 | 03/01/2020 | COOPER UNIVERSITY HOSPITAL |  |  | PICU SOILED RM |  | Susan Cannon
|  | SCALE-TRONIX INC. | SCALE-TRONIX INC. ST |  | 5702-1184 | EMERGENCY ROOM |  |  | excluded | 07/27/2012 |  |  |  |  | NO | NO |  |  |  |  | SCALE-TRONIX INC. 10368145 5702-1184 |  |  | Active |  | 99:99:99:99:99:99 |  | Equipment | 1Y:00-MFG | 02/19/2019 | 02/01/2020 | COOPER UNIVERSITY HOSPITAL |  |  | EMERGENCY DEPARTMENT |  | KAREN GRUBER
|  | SCHILLER AMERICA, INC. | SCHILLER AMERICA, INC. PB-1000 |  |  | KENNEDY CATH LAB |  |  |  | 10/31/2019 |  |  |  |  | NO | NO |  |  |  |  | SCHILLER AMERICA, INC. 11208343 765.04516 |  |  | Active |  |  |  | Equipment | PAAR:00-PVAR | 10/31/2019 | 10/31/2019 | COOPER AMBULATORY OFF-SITES |  |  | KENNEDY CATH LAB | WOT00000002362716 | Bonnie Aichroch | Performance Verification | Closed | Zhan Kiselev | 10/31/2019 | 10/31/2019 | Performance Verification for SCHILLER AMERICA, INC. 11208343 765.04516 | Initial Install of Performance Verification. Device is ready for patient use. |  |  | 10/31/2019 | 10/31/2019
|  | SCHILLER AMERICA, INC. | SCHILLER AMERICA, INC. PB-1000 |  |  | KENNEDY CATH LAB |  |  |  | 10/31/2019 |  |  |  |  | NO | NO |  |  |  |  | SCHILLER AMERICA, INC. 11208344 765.04115 |  |  | Active |  |  |  | Equipment | PAAR:00-PVAR | 10/31/2019 | 10/31/2019 | COOPER AMBULATORY OFF-SITES |  |  | KENNEDY CATH LAB | WOT00000002362700 | Bonnie Aichroch | Performance Verification | Closed | Zhan Kiselev | 10/31/2019 | 10/31/2019 | Performance Verification for SCHILLER AMERICA, INC. 11208344 765.04115 | Initial Install of Performance Verification. Device is ready for patient use. |  |  | 10/31/2019 | 10/31/2019
|  | SCHILLER AMERICA, INC. | SCHILLER AMERICA, INC. PB-1000 |  | 765-05512 | CARDIAC CATH LAB |  |  |  | 06/10/2015 |  |  |  |  | NO | NO |  |  |  |  | SCHILLER AMERICA, INC. 10725164 765-05512 |  |  | Disposition |  | 99:99:99:99:99:99 |  | Equipment | PAAR:00-PVAR | 10/16/2019 |  | COOPER UNIVERSITY HOSPITAL |  |  |  | 0012740460 | LINDA BEAN | Preventative Maintenance | Closed | Josh Harris | 01/30/2018 | 01/30/2018 | PERFORMANCE ASSURANCE AT INVENTORY | INVENTORIED DEVICE AND ENSURED DEVICE WAS FUNCTIONING PROPERLY. | 06B97235-7673-48FA-9268-AC17C1F46C8A | Labor | 12/27/2017 | 12/27/2017 | Stephen Zubrzycki
|  | SCHILLER AMERICA, INC. | SCHILLER AMERICA, INC. PB-1000 |  | 765-03661 | CARDIAC CATH LAB |  |  |  | 06/10/2015 |  |  |  |  | NO | NO |  |  |  |  | SCHILLER AMERICA, INC. 10725149 765-03661 |  |  | Disposition |  | 99:99:99:99:99:99 |  | Equipment | PAAR:00-PVAR | 10/16/2019 |  | COOPER UNIVERSITY HOSPITAL |  |  |  | 0012740467 | LINDA BEAN | Preventative Maintenance | Closed | Josh Harris | 01/30/2018 | 01/30/2018 | PERFORMANCE ASSURANCE AT INVENTORY | INVENTORIED DEVICE AND ENSURED DEVICE WAS FUNCTIONING PROPERLY. | 6C46F925-25A3-4A25-8DD0-4834614BD2E9 | Labor | 12/27/2017 | 12/27/2017 | Stephen Zubrzycki
|  | SCHILLER AMERICA, INC. | SCHILLER AMERICA, INC. PB-1000 |  |  | CARDIAC CATH LAB |  |  |  | 09/12/2012 |  |  |  |  | NO | NO |  |  |  |  | SCHILLER AMERICA, INC. 10369206 765.03402 |  |  | Disposition |  | 99:99:99:99:99:99 |  | Equipment | PAAR:00-PVAR | 11/02/2019 |  | COOPER UNIVERSITY HOSPITAL |  |  | CCL - EP1 | 0011088849 | LINDA BEAN | Alert | Closed | Zhan Kiselev | 01/26/2017 | 06/05/2018 | ALT000882: Merge Healthcare - Schiller PB 1000, Merge Hemo PDM: NIBP Module May Not Reach Maximum Pressure for System | 2/9/2018 12:08:58 PM BGAICHROTH SPOKE WITH SCHILLER - NEED TO REACH OUT TO OUR MCKESSON REP TO SEND THIS IN TO BE UPGRADED 5/22/2018 8:53:04 AM ZXKISELEV (ZXKISELEV 5/22/2018 12:00 AM) AFFECTED, REPLACED IT WITH GOOD AND UPDATED PB 1000. THIS ONE SENT BACK TO THE COMPANY 6/5/2018 5:48:52 PM ZXKISELEV (ZXKISELEV 6/5/2018 12:00 AM) RETURNED TO MANUFACTURE. UNIT WILL BE RETIRED | 10075E87-CE57-4BD6-A503-1D36907E23DC | Labor | 05/22/2018 | 05/22/2018 | Zhan Kiselev
|  | SCHILLER AMERICA, INC. | SCHILLER AMERICA, INC. PB-1000 |  |  | CARDIAC CATH LAB |  |  |  | 01/12/2011 |  |  |  |  | NO | NO |  |  |  |  | SCHILLER AMERICA, INC. 10368385 765.03311 |  |  | Disposition |  | 99:99:99:99:99:99 |  | Equipment | PAAR:00-PVAR | 11/02/2019 |  | COOPER UNIVERSITY HOSPITAL |  |  | CCL - EP2 |  | LINDA BEAN
|  | SCHILLER AMERICA, INC. | SCHILLER AMERICA, INC. PB-1000 |  |  | CARDIAC CATH LAB |  |  |  | 09/12/2012 |  |  |  |  | NO | NO |  |  |  |  | SCHILLER AMERICA, INC. 10365309 765.01944 |  |  | Disposition |  |  |  | Equipment | PAAR:00-PVAR | 11/02/2019 |  | COOPER UNIVERSITY HOSPITAL |  |  | BIOMED PARTS ROOM |  | LINDA BEAN
|  | SCHILLER AMERICA, INC. | SCHILLER AMERICA, INC. PB-1000 |  |  | CARDIAC CATH LAB |  |  |  | 10/16/2019 |  |  |  |  | NO | NO |  |  |  |  | SCHILLER AMERICA, INC. 30225114 765.03640 |  |  | Disposition |  | 99:99:99:99:99:99 |  | Equipment | PAAR:00-PVAR | 10/16/2019 | 10/16/2019 | COOPER UNIVERSITY HOSPITAL |  |  | CCL - Lab 2 | WOT00000000943351 | LINDA BEAN | Performance Verification | Closed | Stephen Zubrzycki | 10/16/2019 | 10/16/2019 | Performance Verification for SCHILLER AMERICA, INC. 30225114 765.03640 | Initial Install of Performance Verification. Device is ready for patient use. |  |  | 10/16/2019 | 10/16/2019
|  | SCHILLER AMERICA, INC. | SCHILLER AMERICA, INC. PB-1000 |  |  | CARDIAC CATH LAB |  |  |  | 11/02/2019 |  |  |  |  | NO | NO |  |  |  |  | SCHILLER AMERICA, INC. 30143089 765.03297 |  |  | Disposition |  | 99:99:99:99:99:99 |  | Equipment | PAAR:00-PVAR | 11/02/2019 | 11/02/2019 | COOPER UNIVERSITY HOSPITAL |  |  | Disposition |  | LINDA BEAN |  |  |  | 11/02/2019 | 11/02/2019 |  |  |  |  | 11/02/2019 | 11/02/2019
|  | SCHUCO | SCHUCO 130 |  |  | WILLINGBORO HEMATOLOGY/ONCOLOGY |  |  |  | 01/01/2002 |  |  |  |  | NO | NO |  |  |  |  | SCHUCO 10367250 039700023077 |  |  | Active |  | 99:99:99:99:99:99 |  | Equipment | PAAR:00-PVAR | 10/31/2019 |  | COOPER AMBULATORY OFF-SITES |  |  | NURSES STATION | 0012352250 | ANN DENTON | Preventative Maintenance | Closed | Kirk Lis | 11/01/2017 | 11/10/2017 | Performance Assurance: 00-MFG | 11/10/2017 8:33:14 AM KALIS (KALIS 11/3/2017 12:00 AM) PERFORMED PA 11/10/2017 8:33 AM KALIS | 708DA0D8-7ACE-4B04-9446-B7B15353AAB4 | Labor | 11/03/2017 | 11/03/2017 | Kirk Lis
|  | SCHUCO | SCHUCO 130 |  |  | 3 COOPER-PEDIATRICS |  |  |  | 01/01/1900 |  |  |  |  | NO | NO |  |  |  |  | SCHUCO 10349242 109800038838 |  |  | Disposition |  | 99:99:99:99:99:99 |  | Equipment | PAAR:00-PVAR | 11/02/2019 |  | COOPER AMBULATORY OFF-SITES |  |  | Suite 200 - Hallway |  | MAUREEN OBRIEN
|  | SCHUCO | SCHUCO 130 |  |  | 6017 MAIN ST-PLASTICS |  |  |  | 06/13/2014 |  |  |  |  | NO | NO |  |  |  |  | SCHUCO 10345802 508809 |  |  | Disposition |  |  |  | Equipment | PAAR:00-PVAR | 11/02/2019 |  | COOPER AMBULATORY OFF-SITES |  |  | ORAL SURGERY AREA | 0011615216 | ANNE MAIER | Repair | Closed | Bonnie Aichroth | 05/05/2017 | 05/05/2017 | ASPIRATOR - RETIRE - TMX | 5/5/2017 11:29:09 AM BGAICHROTH NO LONGER IN DEPARTMENT 5/5/2017 11:29:11 AM BGAICHROTH This device has been removed from an active status with the RSQ Database, and physically removed from the facility. Device retired on 5/5/2017; Authorized By: YES; Nature of Retirement: NO LONGER NEEDED; Days In Service: 701 | 7BEA791C-52A4-46A9-9F38-6116984A5DD0 | Labor | 05/05/2017 | 05/05/2017 | Bonnie Aichroth
|  | SCHUCO | SCHUCO 130 |  |  | 6017 MAIN ST-PLASTICS |  |  |  | 01/01/1900 |  |  |  |  | NO | NO |  |  |  |  | SCHUCO 10345774 1.2930000099e+011 |  |  | Active |  | 99:99:99:99:99:99 |  | Equipment | PAAR:00-PVAR | 11/02/2019 |  | COOPER AMBULATORY OFF-SITES |  |  | ORAL SIDE HALLWAY | WOT00000002008575 | ANNE MAIER | Service Request | Closed | Kirk Lis | 01/23/2019 | 02/06/2019 | customer replaced suction pump on crash cart, customer did not know biomed's procedure for replacement | INVENTORIED NEW EQUIPMENT | EXP2198295 | Labor | 02/01/2019 | 02/01/2019 | Kirk Lis
|  | SCHUCO | SCHUCO S130P |  |  | BUNKER HILL-ORAL SURGERY |  |  |  | 06/01/2004 |  |  |  |  | NO | NO |  |  |  |  | SCHUCO 10366936 00017652 |  |  | Disposition |  | 99:99:99:99:99:99 |  | Equipment | PAAR:00-PVAR | 11/01/2019 |  | COOPER AMBULATORY OFF-SITES |  |  | HALLWAY | WOT00000002406542 | BARBARA DIPINTO | Service Request | Closed | Michael Youch | 03/26/2019 | 04/16/2019 | no longer needed can be removed from service | replaced with 11208024 and disposed of. | EXP2711004 | Labor | 04/02/2019 | 04/02/2019 | Michael Youch
|  | SCHWINN BICYCLE COMPANY | SCHWINN BICYCLE COMPANY AIRDYNE |  | coophospnsn043 | PHYSICAL THERAPY |  |  |  | 01/01/1900 |  |  |  |  | NO | NO |  |  |  |  | SCHWINN BICYCLE COMPANY 08427 coophospnsn043 |  |  | Disposition |  |  |  | Equipment | PAAR:00-PVAR | 10/16/2019 |  | COOPER UNIVERSITY HOSPITAL |  |  |  |  | JOSEPHINE HONG
|  | SCIENTIFIC INDUSTRIES, INC. | SCIENTIFIC INDUSTRIES, INC. VORTEX-GENIE 2 |  | 2-416902 | ANGIOGRAPHY |  |  |  | 01/01/2014 |  |  |  |  | NO | NO |  |  |  |  | SCIENTIFIC INDUSTRIES, INC. 10347556 2-416902 |  |  | Active |  | 99:99:99:99:99:99 |  | Equipment | 1Y:00-MFG | 03/29/2019 | 03/01/2020 | COOPER UNIVERSITY HOSPITAL |  |  | LAB 1 |  | PAULETTE DUCKREY
|  | SDI DIAGNOSTICS | SDI DIAGNOSTICS ASTRA 300 |  | 11A-F-325 | 6200 MAIN ST-SURGERY |  |  |  | 10/01/2019 |  |  |  |  | NO | NO |  |  |  |  | SDI DIAGNOSTICS 30149677 11A-F-325 |  |  | Disposition |  | 99:99:99:99:99:99 |  | Equipment | 1Y:00-MFG | 10/01/2019 | 10/01/2019 | COOPER AMBULATORY OFF-SITES |  |  | 6200 Main St. - Plastics - Storage 136 |  | BOBBIE MICKLE |  |  |  | 10/01/2019 | 10/01/2019 |  |  |  |  | 10/01/2019 | 10/01/2019
|  | SEBIA | SEBIA HYDRASYS AUTOMATED ELECTROPHORESIS |  |  | LAB CHEMISTRY |  |  |  | 10/02/2003 |  |  |  |  | NO | NO |  |  |  |  | SEBIA 10360283 3417 |  |  | Disposition |  | 99:99:99:99:99:99 |  | Equipment | 1Y:00-MFG | 12/20/2018 | 12/01/2019 | COOPER UNIVERSITY HOSPITAL |  |  | CHEMISTRY |  | Barbara Snyder
|  | SECA CORP | SECA CORP 220 |  |  | INTENSIVE CARE NURSERY |  |  |  | 07/02/2015 |  |  |  |  | NO | NO |  |  |  |  | SECA CORP 10366498 8852219140449 |  |  | Disposition |  |  |  | Equipment | 1Y:00-MFG | 12/02/2016 |  | COOPER UNIVERSITY HOSPITAL |  |  |  |  | JOANNE FOX
|  | SECA CORP | SECA CORP 220 |  |  | LINCOLN DRIVE-FAMILY MEDICINE |  |  | excluded | 01/31/2008 |  |  |  |  | NO | NO |  |  |  |  | SECA CORP 10366002 57001720E60725 |  |  | Active |  | 99:99:99:99:99:99 |  | Equipment | 1Y:00-MFG | 08/19/2019 | 08/01/2020 | COOPER AMBULATORY OFF-SITES |  |  | HALLWAY |  | SCOTT GROFF
|  | SECA CORP | SECA CORP 220 |  | NOT KNOWN | INTENSIVE CARE NURSERY |  |  | excluded | 10/31/2019 |  |  |  |  | NO | NO |  |  |  |  | SECA CORP 30212603 NOT KNOWN |  |  | Active |  | 99:99:99:99:99:99 |  | Equipment | PAAR:00-PVAR | 10/31/2019 | 10/31/2019 | COOPER UNIVERSITY HOSPITAL |  |  |  | 0012149971 | JOANNE FOX | Preventative Maintenance | Closed | Gene Amodei | 10/31/2019 | 10/31/2019 | PERFORMANCE ASSURANCE AT INVENTORY | INVENTORIED DEVICE AND ENSURED DEVICE WAS FUNCTIONING PROPERLY. | FE1125F7-CB93-45D5-B08F-1443C8DB6F85 | Labor | 10/31/2019 | 10/31/2019 | Gene Amodei
|  | SECA CORP | SECA CORP 220 |  |  | INTENSIVE CARE NURSERY |  |  |  | 10/16/2019 |  |  |  |  | NO | NO |  |  |  |  | SECA CORP 30212602 8852015160204 |  |  | Disposition |  | 99:99:99:99:99:99 |  | Equipment | PAAR:00-PVAR | 10/16/2019 | 10/16/2019 | COOPER UNIVERSITY HOSPITAL |  |  |  | 0012149976 | JOANNE FOX | Performance Verification | Closed | Gene Amodei | 10/16/2019 | 10/16/2019 | INCOMING INVENTORY | DEVICE INVENTORIED | 9B3C58D6-C42F-487C-B734-E85ED7BB547E | Labor | 10/16/2019 | 10/16/2019 | Bonnie Aichroth
|  | SECA CORP | SECA CORP 220 |  |  | INTENSIVE CARE NURSERY |  |  |  | 10/16/2019 |  |  |  |  | NO | NO |  |  |  |  | SECA CORP 30212601 8852015160355 |  |  | Disposition |  | 99:99:99:99:99:99 |  | Equipment | PAAR:00-PVAR | 10/16/2019 | 10/16/2019 | COOPER UNIVERSITY HOSPITAL |  |  |  | 0012149980 | JOANNE FOX | Preventative Maintenance | Closed | Gene Amodei | 10/16/2019 | 10/16/2019 | PERFORMANCE ASSURANCE AT INVENTORY | INVENTORIED DEVICE AND ENSURED DEVICE WAS FUNCTIONING PROPERLY. | E4A2769C-BD06-4FB7-80D2-474D7AE90432 | Labor | 10/16/2019 | 10/16/2019 | Gene Amodei
|  | SECA CORP | SECA CORP 220 |  |  | INTENSIVE CARE NURSERY |  |  |  | 07/02/2015 |  |  |  |  | NO | NO |  |  |  |  | SECA CORP 10348779 8852219140450 |  |  | Disposition |  |  |  | Equipment | 1Y:00-MFG | 04/01/2016 |  | COOPER UNIVERSITY HOSPITAL |  |  | NICU |  | JOANNE FOX
|  | SECA CORP | SECA CORP 2641900009 |  |  | COOPER CANCER CENTER-MULTIDISCIPLINARY CLINIC |  |  | excluded | 10/31/2019 |  |  |  |  | NO | NO |  |  |  |  | SECA CORP 11221858 10000000123659 |  |  | Active |  |  |  | Equipment | PAAR:00-PVAR | 10/31/2019 | 10/31/2019 | COOPER AMBULATORY OFF-SITES |  |  | 2 COOPER | WOT00000002569358 | ROXANNE BERGER | Performance Verification | Closed | Josh Harris | 10/31/2019 | 10/31/2019 | Performance Verification for SECA CORP 11221858 10000000123659 | Initial Install of Performance Verification. Device is ready for patient use. |  |  | 10/31/2019 | 10/31/2019
|  | SECA CORP | SECA CORP 2641900009 |  | Not Known | COOPER CANCER CENTER-COOPER DAY-CHEMO |  |  |  | 01/01/1900 |  |  |  |  | NO | NO |  |  |  |  | SECA CORP 10365564 Not Known |  |  | Disposition |  |  |  | Equipment | PAAR:00-PVAR | 11/02/2019 |  | COOPER AMBULATORY OFF-SITES |  |  | DISPOSITION |  | Bonnie Aichroch
|  | SECA CORP | SECA CORP 2641900009 |  |  | COOPER CANCER CENTER |  |  | excluded | 07/25/2013 |  |  |  |  | NO | NO |  |  |  |  | SECA CORP 10365505 1.0000000026e+013 |  |  | Active |  | 99:99:99:99:99:99 |  | Equipment | PAAR:00-PVAR | 11/02/2019 |  | COOPER AMBULATORY OFF-SITES |  |  | Rad/Onc - Hallway |  | COLLEEN TEGELER
|  | SECA CORP | SECA CORP 2641900009 |  |  | COOPER CANCER CENTER-MULTIDISCIPLINARY CLINIC |  |  | excluded | 01/01/1900 |  |  |  |  | NO | NO |  |  |  |  | SECA CORP 10357063 10000000025888 |  |  | Active |  | 99:99:99:99:99:99 |  | Equipment | PAAR:00-PVAR | 11/02/2019 |  | COOPER AMBULATORY OFF-SITES |  |  | DISPOSITION |  | ROXANNE BERGER
|  | SECA CORP | SECA CORP 334(3341321008) |  |  | CINNAMINSON URGENT CARE |  |  | excluded | 01/01/1900 |  |  |  |  | NO | NO |  |  |  |  | SECA CORP 10365769 5334257143680 |  |  | Active |  | 99:99:99:99:99:99 |  | Equipment | 1Y:00-MFG | 12/06/2018 | 12/01/2019 | COOPER AMBULATORY OFF-SITES |  |  | HALLWAY |  | MELISSA PORTOBANCO
|  | SECA CORP | SECA CORP 374 |  |  | FAMILY MEDICAL SEWELL |  |  | excluded | 01/01/1900 |  |  |  |  | NO | NO |  |  |  |  | SECA CORP 10366801 5374163127505 |  |  | Active |  | 99:99:99:99:99:99 |  | Equipment | 1Y:00-MFG | 10/02/2019 | 10/01/2020 | COOPER AMBULATORY OFF-SITES |  |  | EXAM 5 |  | MARIANNE SHIEPAN
|  | SECA CORP | SECA CORP 700 1121009 |  |  | INTERNAL MEDICINE |  |  | excluded | 10/31/2019 |  |  |  |  | NO | NO |  |  |  |  | SECA CORP 11200041 29815 |  |  | Active |  |  |  | Equipment | PAAR:00-PVAR | 10/31/2019 | 10/31/2019 | COOPER AMBULATORY OFF-SITES |  |  | 180 TUCKERTON RD. MEDFORD | WOT00000003172842 | CINDY PATTEN | Performance Verification | Closed | Kirk Lis | 10/31/2019 | 10/31/2019 | Performance Verification for SECA CORP 11200041 29815 | Initial Install of Performance Verification. Device is ready for patient use. |  |  | 10/31/2019 | 10/31/2019
|  | SECA CORP | SECA CORP 700 1121009 |  |  | KINGS HIGHWAY - OB/GYN |  |  |  | 01/01/1900 |  |  |  |  | NO | NO |  |  |  |  | SECA CORP 10366050 000000014111 |  |  | Disposition |  |  |  | Equipment | 1Y:00-MFG | 01/05/2018 | 01/01/2020 | COOPER AMBULATORY OFF-SITES |  |  | HALLWAY |  | DONNA ONEILL
|  | SECA CORP | SECA CORP 7001121998 |  | Not Known | RIPPA CENTER-OB/GYN |  |  | excluded | 05/10/2019 |  |  |  |  | NO | NO |  |  |  |  | SECA CORP 210337341 Not Known |  |  | Active |  | 99:99:99:99:99:99 |  | Equipment | 1Y:00-MFG | 05/10/2019 | 05/10/2019 | COOPER AMBULATORY OFF-SITES |  |  | dexa |  | PATRICIA HUFF |  |  |  | 05/10/2019 | 05/10/2019 |  |  |  |  | 05/10/2019 | 05/10/2019
|  | SECA CORP | SECA CORP 703 |  |  | MOORESTOWN-PEDIATRICS |  |  | excluded | 08/27/2014 |  |  |  |  | NO | NO |  |  |  |  | SECA CORP 10366148 5.7032271344e+012 |  |  | Active |  | 99:99:99:99:99:99 |  | Equipment | 1Y:00-MFG | 07/02/2019 | 07/01/2020 | COOPER AMBULATORY OFF-SITES |  |  | Triage |  | MAUREEN OBRIEN
|  | SECA CORP | SECA CORP 707 |  | Not Known | PENNSVILLE-MEDICINE |  |  | excluded | 01/01/1900 |  |  |  |  | NO | NO |  |  |  |  | SECA CORP 10345949 Not Known |  |  | Active |  | 99:99:99:99:99:99 |  | Equipment | 1Y:00-MFG | 08/21/2019 | 08/01/2020 | COOPER AMBULATORY OFF-SITES |  |  | PED-1 |  | Heather Rhodes
|  | SECA CORP | SECA CORP 767 |  |  | BRACE ROAD-MEDICINE |  |  | excluded | 01/01/1900 |  |  |  |  | NO | NO |  |  |  |  | SECA CORP 10365856 1.7670260467e+012 |  |  | Active |  | 99:99:99:99:99:99 |  | Equipment | 1Y:00-MFG | 05/06/2019 | 05/01/2020 | COOPER AMBULATORY OFF-SITES |  |  | MEGAN DAY'S OFFICE |  | Cheryl Peck
|  | SECA CORP | SECA CORP 769 |  |  | GYNECOLOGY / DIABETES TREATMENT |  |  |  | 05/13/2016 |  |  |  |  | NO | NO |  |  |  |  | SECA CORP 19998 5.7691831007e+012 |  |  | Disposition |  |  |  | Equipment | 1Y:00-MFG | 05/13/2016 | 05/13/2016 | COOPER UNIVERSITY HOSPITAL |  |  | N9/S9 |  | LAUSA ZIMMERMAN |  |  |  | 05/13/2016 | 05/13/2016 |  |  |  |  | 05/13/2016 | 05/13/2016
|  | SECA CORP | SECA CORP 781 |  | Not Known | BUNKER HILL-PEDIATRICS |  |  |  | 01/01/1900 |  |  |  |  | NO | NO |  |  |  |  | SECA CORP 10366771 Not Known |  |  | Disposition |  |  |  | Equipment | 1Y:00-MFG | 11/20/2015 |  | COOPER AMBULATORY OFF-SITES |  |  | OUTSIDE EXAM RM 1 |  | MAUREEN OBRIEN
|  | SECA CORP | SECA CORP 851 |  | PO 242648 | INTENSIVE CARE NURSERY |  |  |  | 10/20/2006 |  |  |  |  | NO | NO |  |  |  |  | SECA CORP 10355213 PO 242648 |  |  | Disposition |  |  |  | Equipment | 1Y:00-MFG | 11/30/2016 | 08/01/2020 | COOPER UNIVERSITY HOSPITAL |  |  | D-5 |  | JOANNE FOX
|  | SECA CORP | SECA CORP 851 |  | PO 242643 | INTENSIVE CARE NURSERY |  |  | excluded | 10/20/2006 |  |  |  |  | NO | NO |  |  |  |  | SECA CORP 10354856 PO 242643 |  |  | Active |  | 99:99:99:99:99:99 |  | Equipment | 1Y:00-MFG | 11/01/2019 | 11/01/2020 | COOPER UNIVERSITY HOSPITAL |  |  | D-5 |  | JOANNE FOX
|  | SECA CORP | SECA CORP 852 |  |  | INTENSIVE CARE NURSERY |  |  | excluded | 11/01/2019 |  |  |  |  | NO | NO |  |  |  |  | SECA CORP 11207657 8852334180094 |  |  | Active |  |  |  | Equipment | 1Y:00-MFG | 11/01/2019 | 11/01/2019 | COOPER UNIVERSITY HOSPITAL |  |  | ICN | WOT00000002980731 | JOANNE FOX | Performance Verification | Closed | Gene Amodei | 11/01/2019 | 11/01/2019 | Performance Verification for SECA CORP 11207657 218852334180094 | Initial Install of Performance Verification. Device is ready for patient use. |  |  | 11/01/2019 | 11/01/2019
|  | SECA CORP | SECA CORP 852 |  | NOT KNOWN | INTENSIVE CARE NURSERY |  |  | excluded | 11/01/2019 |  |  |  |  | NO | NO |  |  |  |  | SECA CORP 11207654 NOT KNOWN |  |  | Active |  |  |  | Equipment | 1Y:00-MFG | 11/01/2019 | 11/01/2019 | COOPER UNIVERSITY HOSPITAL |  |  | ICN | WOT00000002979921 | JOANNE FOX | Performance Verification | Closed | Gene Amodei | 11/01/2019 | 11/01/2019 | Performance Verification for SECA CORP 11207654 218852334180093 | Initial Install of Performance Verification. Device is ready for patient use. |  |  | 11/01/2019 | 11/01/2019
|  | SECA CORP | SECA CORP 852 |  |  | INTENSIVE CARE NURSERY |  |  | excluded | 11/01/2019 |  |  |  |  | NO | NO |  |  |  |  | SECA CORP 11207656 8852334180218 |  |  | Active |  |  |  | Equipment | 1Y:00-MFG | 11/01/2019 | 11/01/2019 | COOPER UNIVERSITY HOSPITAL |  |  | ICN | WOT00000002980386 | JOANNE FOX | Performance Verification | Closed | Gene Amodei | 11/01/2019 | 11/01/2019 | Performance Verification for SECA CORP 11207656 218852334180218 | Initial Install of Performance Verification. Device is ready for patient use. |  |  | 11/01/2019 | 11/01/2019
|  | SECA CORP | SECA CORP 852 |  | NOT KNOWN | INTENSIVE CARE NURSERY |  |  | excluded | 11/01/2019 |  |  |  |  | NO | NO |  |  |  |  | SECA CORP 11207655 NOT KNOWN |  |  | Active |  |  |  | Equipment | 1Y:00-MFG | 11/01/2019 | 11/01/2019 | COOPER UNIVERSITY HOSPITAL |  |  | ICN | WOT00000002980152 | JOANNE FOX | Performance Verification | Closed | Gene Amodei | 11/01/2019 | 11/01/2019 | Performance Verification for SECA CORP 11207655 218852334180217 | Initial Install of Performance Verification. Device is ready for patient use. |  |  | 11/01/2019 | 11/01/2019
|  | SECA CORP | SECA CORP 852 |  |  | PEDIATRICS SOUTH 7 |  |  | excluded | 04/14/2017 |  |  |  |  | NO | NO |  |  |  |  | SECA CORP 10769346 8852233160243 |  |  | Active |  | 99:99:99:99:99:99 |  | Equipment | 1Y:00-MFG | 09/20/2019 | 08/01/2020 | COOPER UNIVERSITY HOSPITAL |  |  |  | 0011483424 | JOANNE FOX | Performance Verification | Closed | Bonnie Aichroth | 04/14/2017 | 04/14/2017 | INCOMING INVENTORY | DEVICE INVENTORIED | FD63159E-E258-4A5E-A745-415CB9B7E02C | Labor | 04/14/2017 | 04/14/2017 | Bonnie Aichroth
|  | SECA CORP | SECA CORP 852 |  |  | PEDIATRICS SOUTH 7 |  |  | excluded | 04/14/2017 |  |  |  |  | NO | NO |  |  |  |  | SECA CORP 10769345 8852233160300 |  |  | Active |  | 99:99:99:99:99:99 |  | Equipment | 1Y:00-MFG | 09/20/2019 | 08/01/2020 | COOPER UNIVERSITY HOSPITAL |  |  |  | 0011483445 | JOANNE FOX | Preventative Maintenance | Closed | Bonnie Aichroth | 04/14/2017 | 04/14/2017 | PERFORMANCE ASSURANCE AT INVENTORY | INVENTORIED DEVICE AND ENSURED DEVICE WAS FUNCTIONING PROPERLY. | 238DC902-596F-42AE-BC26-04D22AEA20F9 | Labor | 04/14/2017 | 04/14/2017 | Gene Amodei
|  | SECA CORP | SECA CORP 852 |  |  | PEDIATRICS SOUTH 7 |  |  | excluded | 04/14/2017 |  |  |  |  | NO | NO |  |  |  |  | SECA CORP 10769344 8852233160244 |  |  | Active |  | 99:99:99:99:99:99 |  | Equipment | 1Y:00-MFG | 09/30/2019 | 08/01/2020 | COOPER UNIVERSITY HOSPITAL |  |  |  | 0011483440 | JOANNE FOX | Performance Verification | Closed | Bonnie Aichroth | 04/14/2017 | 04/14/2017 | INCOMING INVENTORY | DEVICE INVENTORIED | 5190B23D-5A8C-48D7-BE39-925215FE8CA6 | Labor | 04/14/2017 | 04/14/2017 | Bonnie Aichroth
|  | SECA CORP | SECA CORP 852 |  |  | PEDIATRIC INTENSIVE CARE UNIT |  |  |  | 10/16/2019 |  |  |  |  | NO | NO |  |  |  |  | SECA CORP 30244981 8852065160260 |  |  | Disposition |  | 99:99:99:99:99:99 |  | Equipment | PAAR:00-PVAR | 10/16/2019 | 10/16/2019 | COOPER UNIVERSITY HOSPITAL |  |  |  | 0011052488 | Susan Cannon | Performance Verification | Closed | Bonnie Aichroth | 10/16/2019 | 10/16/2019 | INCOMING INVENTORY | DEVICE INVENTORIED | C3B1DCE0-A42A-4573-AF08-7354B7523C02 | Labor | 10/16/2019 | 10/16/2019 | Bonnie Aichroth
|  | SECA CORP | SECA CORP 852 |  |  | PEDIATRIC INTENSIVE CARE UNIT |  |  | excluded | 09/20/2019 |  |  |  |  | NO | NO |  |  |  |  | SECA CORP 30244979 8852065160306 |  |  | Active |  | 99:99:99:99:99:99 |  | Equipment | 1Y:00-MFG | 09/20/2019 | 09/20/2019 | COOPER UNIVERSITY HOSPITAL |  |  |  | 0011052464 | Susan Cannon | Preventative Maintenance | Closed | Bonnie Aichroth | 09/20/2019 | 09/20/2019 | PERFORMANCE ASSURANCE AT INVENTORY | INVENTORIED DEVICE AND ENSURED DEVICE WAS FUNCTIONING PROPERLY. | 40F1D3C1-4BEB-46D6-909B-72BD16142F40 | Labor | 09/20/2019 | 09/20/2019 | Gene Amodei
|  | SECA CORP | SECA CORP 852 |  |  | PEDIATRIC INTENSIVE CARE UNIT |  |  | excluded | 09/28/2019 |  |  |  |  | NO | NO |  |  |  |  | SECA CORP 30244978 8852065160247 |  |  | Active |  | 99:99:99:99:99:99 |  | Equipment | 1Y:00-MFG | 09/28/2019 | 09/28/2019 | COOPER UNIVERSITY HOSPITAL |  |  |  | 0011052471 | Susan Cannon | Performance Verification | Closed | Bonnie Aichroth | 09/28/2019 | 09/28/2019 | INCOMING INVENTORY | DEVICE INVENTORIED | 76839067-98C0-4B76-894A-9DF8390D4E71 | Labor | 09/28/2019 | 09/28/2019 | Bonnie Aichroth
|  | SECA CORP | SECA CORP 852 |  |  | PEDIATRIC INTENSIVE CARE UNIT |  |  | excluded | 09/20/2019 |  |  |  |  | NO | NO |  |  |  |  | SECA CORP 30244975 8852065160259 |  |  | Active |  | 99:99:99:99:99:99 |  | Equipment | 1Y:00-MFG | 09/20/2019 | 09/20/2019 | COOPER UNIVERSITY HOSPITAL |  |  |  | 0011052331 | Susan Cannon | Preventative Maintenance | Closed | Bonnie Aichroth | 09/20/2019 | 09/20/2019 | PERFORMANCE ASSURANCE AT INVENTORY | INVENTORIED DEVICE AND ENSURED DEVICE WAS FUNCTIONING PROPERLY. | 5195A54D-64EB-46CF-8B7F-E403F1829731 | Labor | 09/20/2019 | 09/20/2019 | Gene Amodei
|  | SECA CORP | SECA CORP 852 |  |  | PEDIATRIC INTENSIVE CARE UNIT |  |  | excluded | 09/28/2019 |  |  |  |  | NO | NO |  |  |  |  | SECA CORP 30244977 8852065160305 |  |  | Active |  | 99:99:99:99:99:99 |  | Equipment | 1Y:00-MFG | 09/28/2019 | 09/28/2019 | COOPER UNIVERSITY HOSPITAL |  |  |  | 0011052476 | Susan Cannon | Performance Verification | Closed | Bonnie Aichroth | 09/28/2019 | 09/28/2019 | INCOMING INVENTORY | DEVICE INVENTORIED | 54D051F6-414C-444F-AF1B-3565F62F2F74 | Labor | 09/28/2019 | 09/28/2019 | Bonnie Aichroth
|  | SECA CORP | SECA CORP 852 |  |  | PEDIATRIC INTENSIVE CARE UNIT |  |  |  | 10/16/2019 |  |  |  |  | NO | NO |  |  |  |  | SECA CORP 30244974 8852065160069 |  |  | Disposition |  | 99:99:99:99:99:99 |  | Equipment | PAAR:00-PVAR | 10/16/2019 | 10/16/2019 | COOPER UNIVERSITY HOSPITAL |  |  |  | 0011052486 | Susan Cannon | Preventative Maintenance | Closed | Bonnie Aichroth | 10/16/2019 | 10/16/2019 | PERFORMANCE ASSURANCE AT INVENTORY | INVENTORIED DEVICE AND ENSURED DEVICE WAS FUNCTIONING PROPERLY. | B8BB406C-DFE7-43B6-AF7A-8A981A3CB6F9 | Labor | 10/16/2019 | 10/16/2019 | Gene Amodei
|  | SECA CORP | SECA CORP 852 |  |  | PEDIATRIC INTENSIVE CARE UNIT |  |  |  | 10/16/2019 |  |  |  |  | NO | NO |  |  |  |  | SECA CORP 30244972 885201560211 |  |  | Disposition |  | 99:99:99:99:99:99 |  | Equipment | PAAR:00-PVAR | 10/16/2019 | 10/16/2019 | COOPER UNIVERSITY HOSPITAL |  |  |  | 0011052531 | Susan Cannon | Performance Verification | Closed | Bonnie Aichroth | 10/16/2019 | 10/16/2019 | INCOMING INVENTORY | DEVICE INVENTORIED | 63C26EED-56CF-44D1-9674-44D4DA848A74 | Labor | 10/16/2019 | 10/16/2019 | Bonnie Aichroth
|  | SECA CORP | SECA CORP 852 |  |  | PEDIATRIC INTENSIVE CARE UNIT |  |  |  | 10/16/2019 |  |  |  |  | NO | NO |  |  |  |  | SECA CORP 30244971 885201560150 |  |  | Disposition |  | 99:99:99:99:99:99 |  | Equipment | PAAR:00-PVAR | 10/16/2019 | 10/16/2019 | COOPER UNIVERSITY HOSPITAL |  |  |  | 0011052526 | Susan Cannon | Performance Verification | Closed | Bonnie Aichroth | 10/16/2019 | 10/16/2019 | INCOMING INVENTORY | DEVICE INVENTORIED | C824BE29-F65A-44A7-9208-BC0A8721165C | Labor | 10/16/2019 | 10/16/2019 | Bonnie Aichroth
|  | SECA CORP | SECA CORP 852 |  |  | INTENSIVE CARE NURSERY |  |  |  | 10/16/2019 |  |  |  |  | NO | NO |  |  |  |  | SECA CORP 30244969 885201560212 |  |  | Disposition |  | 99:99:99:99:99:99 |  | Equipment | PAAR:00-PVAR | 10/16/2019 | 10/16/2019 | COOPER UNIVERSITY HOSPITAL |  |  | Biomed from NICU SUR | 0011052580 | JOANNE FOX | Performance Verification | Closed | Bonnie Aichroth | 10/16/2019 | 10/16/2019 | INCOMING INVENTORY | DEVICE INVENTORIED | 3558B334-8CCB-4589-8F07-48C88DBF59FC | Labor | 10/16/2019 | 10/16/2019 | Bonnie Aichroth
|  | SECA CORP | SECA CORP 852 |  |  | PEDIATRIC INTENSIVE CARE UNIT |  |  |  | 10/16/2019 |  |  |  |  | NO | NO |  |  |  |  | SECA CORP 30244966 885201560349 |  |  | Disposition |  | 99:99:99:99:99:99 |  | Equipment | PAAR:00-PVAR | 10/16/2019 | 10/16/2019 | COOPER UNIVERSITY HOSPITAL |  |  |  | 0011052506 | Susan Cannon | Performance Verification | Closed | Bonnie Aichroth | 10/16/2019 | 10/16/2019 | INCOMING INVENTORY | DEVICE INVENTORIED | A1D94FD0-74F0-43AA-9FD2-684C6141EABC | Labor | 10/16/2019 | 10/16/2019 | Bonnie Aichroth
|  | SECA CORP | SECA CORP 852 |  |  | INTENSIVE CARE NURSERY |  |  | excluded | 11/01/2019 |  |  |  |  | NO | NO |  |  |  |  | SECA CORP 30244963 885201560298 |  |  | Active |  | 99:99:99:99:99:99 |  | Equipment | 1Y:00-MFG | 11/01/2019 | 11/01/2019 | COOPER UNIVERSITY HOSPITAL |  |  |  | 0011052567 | JOANNE FOX | Performance Verification | Closed | Bonnie Aichroth | 11/01/2019 | 11/01/2019 | INCOMING INVENTORY | DEVICE INVENTORIED | A32A0C65-CF3F-4DDF-BB6E-4E8006DFF613 | Labor | 11/01/2019 | 11/01/2019 | Bonnie Aichroth
|  | SECA CORP | SECA CORP 852 |  |  | PEDIATRIC INTENSIVE CARE UNIT |  |  |  | 10/16/2019 |  |  |  |  | NO | NO |  |  |  |  | SECA CORP 30244958 885201560335 |  |  | Disposition |  | 99:99:99:99:99:99 |  | Equipment | PAAR:00-PVAR | 10/16/2019 | 10/16/2019 | COOPER UNIVERSITY HOSPITAL |  |  |  | 0011052547 | Susan Cannon | Preventative Maintenance | Closed | Bonnie Aichroth | 10/16/2019 | 10/16/2019 | PERFORMANCE ASSURANCE AT INVENTORY | INVENTORIED DEVICE AND ENSURED DEVICE WAS FUNCTIONING PROPERLY. | F520F62A-ED45-4A7A-B9A4-F9F158999607 | Labor | 10/16/2019 | 10/16/2019 | Gene Amodei
|  | SECA CORP | SECA CORP 852 |  |  | INTENSIVE CARE NURSERY |  |  | excluded | 11/01/2019 |  |  |  |  | NO | NO |  |  |  |  | SECA CORP 30244952 218852298170549 |  |  | Active |  | 99:99:99:99:99:99 |  | Equipment | 1Y:00-MFG | 11/01/2019 | 11/01/2019 | COOPER UNIVERSITY HOSPITAL |  |  | Performance Verification | WOT00000001571259 | JOANNE FOX | Performance Verification | Closed | Gene Amodei | 11/01/2019 | 11/01/2019 | Performance Verification for SECA CORP 30244952 218852298170549 | Initial Install of Performance Verification. Device is ready for patient use. |  |  | 11/01/2019 | 11/01/2019
|  | SECA CORP | SECA CORP 852 |  |  | INTENSIVE CARE NURSERY |  |  | excluded | 11/01/2019 |  |  |  |  | NO | NO |  |  |  |  | SECA CORP 30244950 218852298170448 |  |  | Active |  | 99:99:99:99:99:99 |  | Equipment | 1Y:00-MFG | 11/01/2019 | 11/01/2019 | COOPER UNIVERSITY HOSPITAL |  |  | Performance Verification | WOT00000001571234 | JOANNE FOX | Performance Verification | Closed | Gene Amodei | 11/01/2019 | 11/01/2019 | Performance Verification for SECA CORP 30244950 218852298170448 | Initial Install of Performance Verification. Device is ready for patient use. |  |  | 11/01/2019 | 11/01/2019
|  | SECA CORP | SECA CORP 852 |  |  | INTENSIVE CARE NURSERY |  |  | excluded | 11/01/2019 |  |  |  |  | NO | NO |  |  |  |  | SECA CORP 30244949 218852298170550 |  |  | Active |  | 99:99:99:99:99:99 |  | Equipment | 1Y:00-MFG | 11/01/2019 | 11/01/2019 | COOPER UNIVERSITY HOSPITAL |  |  | Performance Verification | WOT00000001571217 | JOANNE FOX | Performance Verification | Closed | Gene Amodei | 11/01/2019 | 11/01/2019 | CEID Record Completion for SECA CORP 30244949 218852298170550 | vpo infant weights to 1000gr unit ok vpo infant weights to 1000gr unit ok | EXP2326032 | Labor | 11/01/2019 | 11/01/2019 | Gene Amodei
|  | SECA CORP | SECA CORP 852 |  |  | PEDIATRIC INTENSIVE CARE UNIT |  |  |  | 10/16/2019 |  |  |  |  | NO | NO |  |  |  |  | SECA CORP 30244670 885201560224 |  |  | Disposition |  | 99:99:99:99:99:99 |  | Equipment | PAAR:00-PVAR | 10/16/2019 | 10/16/2019 | COOPER UNIVERSITY HOSPITAL |  |  |  | 0011052540 | Susan Cannon | Performance Verification | Closed | Bonnie Aichroth | 10/16/2019 | 10/16/2019 | INCOMING INVENTORY | DEVICE INVENTORIED | 36956920-E8B7-4694-9747-73903028EDDE | Labor | 10/16/2019 | 10/16/2019 | Bonnie Aichroth
|  | SECA CORP | SECA CORP 852 |  |  | INTENSIVE CARE NURSERY |  |  |  | 10/16/2019 |  |  |  |  | NO | NO |  |  |  |  | SECA CORP 30236324 8852328160140 |  |  | Disposition |  | 99:99:99:99:99:99 |  | Equipment | PAAR:00-PVAR | 10/16/2019 | 10/16/2019 | COOPER UNIVERSITY HOSPITAL |  |  |  | 0011983686 | JOANNE FOX | Preventative Maintenance | Closed | Bonnie Aichroth | 10/16/2019 | 10/16/2019 | PERFORMANCE ASSURANCE AT INVENTORY | INVENTORIED DEVICE AND ENSURED DEVICE WAS FUNCTIONING PROPERLY. | 86A3E21F-941D-4B21-8DF1-AF360331FC31 | Labor | 10/16/2019 | 10/16/2019 | Gene Amodei
|  | SECA CORP | SECA CORP 852 |  |  | INTENSIVE CARE NURSERY |  |  | excluded | 11/01/2019 |  |  |  |  | NO | NO |  |  |  |  | SECA CORP 30236325 8852328160345 |  |  | Active |  | 99:99:99:99:99:99 |  | Equipment | 1Y:00-MFG | 11/01/2019 | 11/01/2019 | COOPER UNIVERSITY HOSPITAL |  |  |  | 0011983466 | JOANNE FOX | Performance Verification | Closed | Bonnie Aichroth | 11/01/2019 | 11/01/2019 | INCOMING INVENTORY | DEVICE INVENTORIED | CA97F9F7-55FB-46CB-A221-B04C10EDB72A | Labor | 11/01/2019 | 11/01/2019 | Bonnie Aichroth
|  | SECA CORP | SECA CORP 852 |  | NOT KNOWN | INTENSIVE CARE NURSERY |  |  | excluded | 09/30/2019 |  |  |  |  | NO | NO |  |  |  |  | SECA CORP 30236323 NOT KNOWN |  |  | Active |  | 99:99:99:99:99:99 |  | Equipment | 1Y:00-MFG | 09/30/2019 | 09/30/2019 | COOPER UNIVERSITY HOSPITAL |  |  |  | 0011983473 | JOANNE FOX | Performance Verification | Closed | Bonnie Aichroth | 09/30/2019 | 09/30/2019 | INCOMING INVENTORY | DEVICE INVENTORIED | 52ECF21F-0F8C-49B6-A9D2-B268CDA80101 | Labor | 09/30/2019 | 09/30/2019 | Bonnie Aichroth
|  | SECA CORP | SECA CORP 852 |  |  | INTENSIVE CARE NURSERY |  |  |  | 10/16/2019 |  |  |  |  | NO | NO |  |  |  |  | SECA CORP 30236322 8852328160391 |  |  | Disposition |  | 99:99:99:99:99:99 |  | Equipment | PAAR:00-PVAR | 10/16/2019 | 10/16/2019 | COOPER UNIVERSITY HOSPITAL |  |  |  | 0011983477 | JOANNE FOX | Performance Verification | Closed | Bonnie Aichroth | 10/16/2019 | 10/16/2019 | INCOMING INVENTORY | DEVICE INVENTORIED | E35B747E-E1F0-4B4D-9A4B-4BECA34234D9 | Labor | 10/16/2019 | 10/16/2019 | Bonnie Aichroth
|  | SECA CORP | SECA CORP 852 |  |  | INTENSIVE CARE NURSERY |  |  |  | 10/16/2019 |  |  |  |  | NO | NO |  |  |  |  | SECA CORP 30236321 8852328160266 |  |  | Disposition |  | 99:99:99:99:99:99 |  | Equipment | PAAR:00-PVAR | 10/16/2019 | 10/16/2019 | COOPER UNIVERSITY HOSPITAL |  |  |  | 0011983481 | JOANNE FOX | Performance Verification | Closed | Bonnie Aichroth | 10/16/2019 | 10/16/2019 | INCOMING INVENTORY | DEVICE INVENTORIED | 5A2F0378-3F00-4026-9F40-654050E3937A | Labor | 10/16/2019 | 10/16/2019 | Bonnie Aichroth
|  | SECA CORP | SECA CORP 852 |  |  | INTENSIVE CARE NURSERY |  |  | excluded | 11/01/2019 |  |  |  |  | NO | NO |  |  |  |  | SECA CORP 30236319 8852328160392 |  |  | Active |  | 99:99:99:99:99:99 |  | Equipment | 1Y:00-MFG | 11/01/2019 | 11/01/2019 | COOPER UNIVERSITY HOSPITAL |  |  |  | 0011983676 | JOANNE FOX | Preventative Maintenance | Closed | Bonnie Aichroth | 11/01/2019 | 11/01/2019 | PERFORMANCE ASSURANCE AT INVENTORY | INVENTORIED DEVICE AND ENSURED DEVICE WAS FUNCTIONING PROPERLY. | 6741463D-63F6-46C5-A224-2F807631BA1A | Labor | 11/01/2019 | 11/01/2019 | Gene Amodei
|  | SECA CORP | SECA CORP 852 |  |  | INTENSIVE CARE NURSERY |  |  |  | 10/16/2019 |  |  |  |  | NO | NO |  |  |  |  | SECA CORP 30236320 885232810139 |  |  | Disposition |  | 99:99:99:99:99:99 |  | Equipment | PAAR:00-PVAR | 10/16/2019 | 10/16/2019 | COOPER UNIVERSITY HOSPITAL |  |  |  | 0011983672 | JOANNE FOX | Preventative Maintenance | Closed | Bonnie Aichroth | 10/16/2019 | 10/16/2019 | PERFORMANCE ASSURANCE AT INVENTORY | INVENTORIED DEVICE AND ENSURED DEVICE WAS FUNCTIONING PROPERLY. | 396D925D-1D2E-46C3-91F9-D4C42CFB5611 | Labor | 10/16/2019 | 10/16/2019 | Gene Amodei
|  | SECA CORP | SECA CORP 852 |  |  | INTENSIVE CARE NURSERY |  |  |  | 10/16/2019 |  |  |  |  | NO | NO |  |  |  |  | SECA CORP 30236318 885232810265 |  |  | Disposition |  | 99:99:99:99:99:99 |  | Equipment | PAAR:00-PVAR | 10/16/2019 | 10/16/2019 | COOPER UNIVERSITY HOSPITAL |  |  |  | 0011983679 | JOANNE FOX | Preventative Maintenance | Closed | Bonnie Aichroth | 10/16/2019 | 10/16/2019 | PERFORMANCE ASSURANCE AT INVENTORY | INVENTORIED DEVICE AND ENSURED DEVICE WAS FUNCTIONING PROPERLY. | B343ACE4-6AF3-4954-B72D-51471F86A18E | Labor | 10/16/2019 | 10/16/2019 | Gene Amodei
|  | SECA CORP | SECA CORP 852 |  |  | PEDIATRIC INTENSIVE CARE UNIT |  |  |  | 10/16/2019 |  |  |  |  | NO | NO |  |  |  |  | SECA CORP 30236281 885201560356 |  |  | Disposition |  | 99:99:99:99:99:99 |  | Equipment | PAAR:00-PVAR | 10/16/2019 | 10/16/2019 | COOPER UNIVERSITY HOSPITAL |  |  |  | 0011052511 | Susan Cannon | Performance Verification | Closed | Bonnie Aichroth | 10/16/2019 | 10/16/2019 | INCOMING INVENTORY | DEVICE INVENTORIED | EC79AF5F-6B27-4C87-8EF2-CAF5C3290996 | Labor | 10/16/2019 | 10/16/2019 | Bonnie Aichroth
|  | SECA CORP | SECA CORP 852 |  |  | PEDIATRIC INTENSIVE CARE UNIT |  |  |  | 10/16/2019 |  |  |  |  | NO | NO |  |  |  |  | SECA CORP 30236282 805201560350 |  |  | Disposition |  | 99:99:99:99:99:99 |  | Equipment | PAAR:00-PVAR | 10/16/2019 | 10/16/2019 | COOPER UNIVERSITY HOSPITAL |  |  |  | 0011052516 | Susan Cannon | Performance Verification | Closed | Bonnie Aichroth | 10/16/2019 | 10/16/2019 | INCOMING INVENTORY | DEVICE INVENTORIED | F6FA6C18-470B-46F0-B1A8-FAE2996BB2F1 | Labor | 10/16/2019 | 10/16/2019 | Bonnie Aichroth
|  | SECA CORP | SECA CORP 852 |  |  | PEDIATRIC INTENSIVE CARE UNIT |  |  |  | 10/16/2019 |  |  |  |  | NO | NO |  |  |  |  | SECA CORP 30236280 885201560039 |  |  | Disposition |  | 99:99:99:99:99:99 |  | Equipment | PAAR:00-PVAR | 10/16/2019 | 10/16/2019 | COOPER UNIVERSITY HOSPITAL |  |  |  | 0011052521 | Susan Cannon | Preventative Maintenance | Closed | Bonnie Aichroth | 10/16/2019 | 10/16/2019 | PERFORMANCE ASSURANCE AT INVENTORY | INVENTORIED DEVICE AND ENSURED DEVICE WAS FUNCTIONING PROPERLY. | 8BA8B60E-70C4-49E5-8514-1C067708BC30 | Labor | 10/16/2019 | 10/16/2019 | Gene Amodei
|  | SECA CORP | SECA CORP 852 |  |  | INTENSIVE CARE NURSERY |  |  |  | 10/16/2019 |  |  |  |  | NO | NO |  |  |  |  | SECA CORP 30236279 885201560371 |  |  | Disposition |  | 99:99:99:99:99:99 |  | Equipment | PAAR:00-PVAR | 10/16/2019 | 10/16/2019 | COOPER UNIVERSITY HOSPITAL |  |  |  | 0011052574 | JOANNE FOX | Performance Verification | Closed | Bonnie Aichroth | 10/16/2019 | 10/16/2019 | INCOMING INVENTORY | DEVICE INVENTORIED | CFDFFDB9-D23A-4F15-8EC3-08066362C762 | Labor | 10/16/2019 | 10/16/2019 | Bonnie Aichroth
|  | SECA CORP | SECA CORP 852 |  |  | INTENSIVE CARE NURSERY |  |  |  | 10/16/2019 |  |  |  |  | NO | NO |  |  |  |  | SECA CORP 30236278 885201560223 |  |  | Disposition |  | 99:99:99:99:99:99 |  | Equipment | PAAR:00-PVAR | 10/16/2019 | 10/16/2019 | COOPER UNIVERSITY HOSPITAL |  |  |  | 0011052571 | JOANNE FOX | Performance Verification | Closed | Bonnie Aichroth | 10/16/2019 | 10/16/2019 | INCOMING INVENTORY | DEVICE INVENTORIED | 6B682FA1-EBA1-4D4B-9164-4ADFEE0FFA9C | Labor | 10/16/2019 | 10/16/2019 | Bonnie Aichroth
|  | SECA CORP | SECA CORP 852 |  |  | INTENSIVE CARE NURSERY |  |  | excluded | 11/01/2019 |  |  |  |  | NO | NO |  |  |  |  | SECA CORP 30236277 885201560336 |  |  | Active |  | 99:99:99:99:99:99 |  | Equipment | 1Y:00-MFG | 11/01/2019 | 11/01/2019 | COOPER UNIVERSITY HOSPITAL |  |  |  | 0011052582 | JOANNE FOX | Performance Verification | Closed | Bonnie Aichroth | 11/01/2019 | 11/01/2019 | INCOMING INVENTORY | DEVICE INVENTORIED | BC6E1275-019E-4853-B2A7-AE03456CDE6B | Labor | 11/01/2019 | 11/01/2019 | Bonnie Aichroth
|  | SECA CORP | SECA CORP 852 |  |  | PEDIATRIC INTENSIVE CARE UNIT |  |  |  | 10/16/2019 |  |  |  |  | NO | NO |  |  |  |  | SECA CORP 30236276 885201560040 |  |  | Disposition |  | 99:99:99:99:99:99 |  | Equipment | PAAR:00-PVAR | 10/16/2019 | 10/16/2019 | COOPER UNIVERSITY HOSPITAL |  |  |  | 0011052536 | Susan Cannon | Performance Verification | Closed | Bonnie Aichroth | 10/16/2019 | 10/16/2019 | INCOMING INVENTORY | DEVICE INVENTORIED | 0E8E9A64-74B4-4B08-A846-551700C31057 | Labor | 10/16/2019 | 10/16/2019 | Bonnie Aichroth
|  | SECA CORP | SECA CORP 852 |  |  | PEDIATRIC INTENSIVE CARE UNIT |  |  |  | 10/16/2019 |  |  |  |  | NO | NO |  |  |  |  | SECA CORP 30236274 885201560372 |  |  | Disposition |  | 99:99:99:99:99:99 |  | Equipment | PAAR:00-PVAR | 10/16/2019 | 10/16/2019 | COOPER UNIVERSITY HOSPITAL |  |  |  | 0011052501 | Susan Cannon | Preventative Maintenance | Closed | Bonnie Aichroth | 10/16/2019 | 10/16/2019 | PERFORMANCE ASSURANCE AT INVENTORY | INVENTORIED DEVICE AND ENSURED DEVICE WAS FUNCTIONING PROPERLY. | 9F078315-860B-4635-BBD3-CDB2CFBA4B92 | Labor | 10/16/2019 | 10/16/2019 | Gene Amodei
|  | SECA CORP | SECA CORP 852 |  |  | INTENSIVE CARE NURSERY |  |  |  | 10/16/2019 |  |  |  |  | NO | NO |  |  |  |  | SECA CORP 30236275 8852001560203 |  |  | Disposition |  | 99:99:99:99:99:99 |  | Equipment | PAAR:00-PVAR | 10/16/2019 | 10/16/2019 | COOPER UNIVERSITY HOSPITAL |  |  |  | 0011052560 | JOANNE FOX | Performance Verification | Closed | Bonnie Aichroth | 10/16/2019 | 10/16/2019 | INCOMING INVENTORY | DEVICE INVENTORIED | FD72370A-0512-4D17-AABE-5E82ED019032 | Labor | 10/16/2019 | 10/16/2019 | Bonnie Aichroth
|  | SECA CORP | SECA CORP 852 |  |  | PEDIATRIC INTENSIVE CARE UNIT |  |  |  | 10/16/2019 |  |  |  |  | NO | NO |  |  |  |  | SECA CORP 30236273 885201560149 |  |  | Disposition |  | 99:99:99:99:99:99 |  | Equipment | PAAR:00-PVAR | 10/16/2019 | 10/16/2019 | COOPER UNIVERSITY HOSPITAL |  |  |  | 0011052493 | Susan Cannon | Preventative Maintenance | Closed | Bonnie Aichroth | 10/16/2019 | 10/16/2019 | PERFORMANCE ASSURANCE AT INVENTORY | INVENTORIED DEVICE AND ENSURED DEVICE WAS FUNCTIONING PROPERLY. | 4AAC02E3-1E86-4637-A9EA-89CD471EA8A0 | Labor | 10/16/2019 | 10/16/2019 | Gene Amodei
|  | SECHRIST INDUSTRIES | SECHRIST INDUSTRIES 164235 |  |  | PERFUSION |  |  | excluded | 09/25/2019 |  |  |  |  | NO | NO |  |  |  |  | SECHRIST INDUSTRIES 11239458 36233 |  |  | Active |  |  |  | High Risk | 1Y:00-MFG | 09/25/2019 | 09/25/2019 | COOPER UNIVERSITY HOSPITAL |  |  | Ecmo cart | WOT00000002701863 | Bonnie Aichroch | Performance Verification | Closed | Salvatore Bombara | 09/25/2019 | 09/25/2019 | Performance Verification for SECHRIST INDUSTRIES 11239458 36233 | Initial Install of Performance Verification. Device is ready for patient use. |  |  | 09/25/2019 | 09/25/2019
|  | SECHRIST INDUSTRIES | SECHRIST INDUSTRIES 3500 |  |  | PERFUSION |  |  | excluded | 09/25/2019 |  |  |  |  | NO | NO |  |  |  |  | SECHRIST INDUSTRIES 11239493 36318 |  |  | Active |  |  |  | High Risk | 1Y:00-MFG | 09/25/2019 | 09/25/2019 | COOPER UNIVERSITY HOSPITAL |  |  | Ecmo cart | WOT00000003790898 | Bonnie Aichroch | Performance Verification | Completed | Salvatore Bombara | 09/25/2019 | 09/25/2019 | Performance Verification for SECHRIST INDUSTRIES 11239493 36318 | Initial Install of Performance Verification. Device is ready for patient use. |  |  | 09/25/2019 | 09/25/2019
|  | SECHRIST INDUSTRIES | SECHRIST INDUSTRIES 3500HL |  | H39012 | RESPIRATORY |  |  | excluded | 01/28/2019 |  |  |  |  | NO | NO |  |  |  |  | SECHRIST INDUSTRIES 30126097 H39012 |  |  | Active |  | 99:99:99:99:99:99 |  | High Risk | 1Y:00-MIN 2Y:00-VEN | 01/28/2019 | 01/28/2019 | COOPER UNIVERSITY HOSPITAL |  |  |  |  | KATHY LOFLAND |  |  |  | 01/28/2019 | 01/28/2019 |  |  |  |  | 01/28/2019 | 01/28/2019
|  | SECHRIST INDUSTRIES | SECHRIST INDUSTRIES 3500HL |  |  | PERFUSION |  |  | excluded | 01/01/2013 |  |  |  |  | NO | NO |  |  |  |  | SECHRIST INDUSTRIES 10368310 58368 |  |  | Active |  | 99:99:99:99:99:99 |  | High Risk | 1Y:00-MIN 2Y:00-VEN | 02/15/2019 | 02/01/2020 | COOPER UNIVERSITY HOSPITAL |  |  | Ecmo Cart |  | Bonnie Aichroch
|  | SECHRIST INDUSTRIES | SECHRIST INDUSTRIES 3500HL |  | H39009 | RESPIRATORY |  |  | excluded | 01/01/2001 |  |  |  |  | NO | NO |  |  |  |  | SECHRIST INDUSTRIES 10360480 H39009 |  |  | Active |  | 99:99:99:99:99:99 |  | High Risk | 1Y:00-MIN 2Y:00-VEN | 01/28/2019 | 01/01/2020 | COOPER UNIVERSITY HOSPITAL |  |  |  |  | KATHY LOFLAND
|  | SECHRIST INDUSTRIES | SECHRIST INDUSTRIES 3500HL |  | H39008 | RESPIRATORY |  |  | excluded | 01/01/2001 |  |  |  |  | NO | NO |  |  |  |  | SECHRIST INDUSTRIES 10355215 H39008 |  |  | Active |  | 99:99:99:99:99:99 |  | High Risk | 1Y:00-MIN 2Y:00-VEN | 01/28/2019 | 01/01/2020 | COOPER UNIVERSITY HOSPITAL |  |  | TRAN 3 |  | KATHY LOFLAND
|  | SECHRIST INDUSTRIES | SECHRIST INDUSTRIES 3500HL |  | H39013 | RESPIRATORY |  |  | excluded | 01/01/2001 |  |  |  |  | NO | NO |  |  |  |  | SECHRIST INDUSTRIES 10355143 H39013 |  |  | Active |  | 99:99:99:99:99:99 |  | High Risk | 1Y:00-MIN 2Y:00-VEN | 01/28/2019 | 01/01/2020 | COOPER UNIVERSITY HOSPITAL |  |  | NICU OWL |  | KATHY LOFLAND
|  | SECHRIST INDUSTRIES | SECHRIST INDUSTRIES 3500HL |  | H39004 | RESPIRATORY |  |  | excluded | 01/01/2001 |  |  |  |  | NO | NO |  |  |  |  | SECHRIST INDUSTRIES 10355141 H39004 |  |  | Active |  | 99:99:99:99:99:99 |  | High Risk | 1Y:00-MIN 2Y:00-VEN | 03/15/2019 | 01/01/2020 | COOPER UNIVERSITY HOSPITAL |  |  | rt |  | KATHY LOFLAND
|  | SECHRIST INDUSTRIES | SECHRIST INDUSTRIES 3500HL |  | H38998 | RESPIRATORY |  |  | excluded | 01/01/2001 |  |  |  |  | NO | NO |  |  |  |  | SECHRIST INDUSTRIES 10355139 H38998 |  |  | Active |  | 99:99:99:99:99:99 |  | High Risk | 1Y:00-MIN 2Y:00-VEN | 01/28/2019 | 01/01/2020 | COOPER UNIVERSITY HOSPITAL |  |  | rt |  | KATHY LOFLAND
|  | SECHRIST INDUSTRIES | SECHRIST INDUSTRIES 3500HL |  | H39824 | RESPIRATORY |  |  |  | 01/01/2001 |  |  |  |  | NO | NO |  |  |  |  | SECHRIST INDUSTRIES 10355137 H39824 |  |  | Disposition |  |  |  | High Risk | 1Y:00-MFG | 01/01/1900 | 12/01/2019 | COOPER UNIVERSITY HOSPITAL |  |  | rt |  | KATHY LOFLAND
|  | SECHRIST INDUSTRIES | SECHRIST INDUSTRIES 3500HL |  | H39825 | RESPIRATORY |  |  | excluded | 06/24/2015 |  |  |  |  | NO | NO |  |  |  |  | SECHRIST INDUSTRIES 10355103 H39825 |  |  | Active |  | 99:99:99:99:99:99 |  | High Risk | 1Y:00-MIN 2Y:00-VEN | 03/15/2019 | 01/01/2020 | COOPER UNIVERSITY HOSPITAL |  |  | L&D OR 1 |  | KATHY LOFLAND
|  | SECHRIST INDUSTRIES | SECHRIST INDUSTRIES 3500HL |  | H39010 | RESPIRATORY |  |  | excluded | 01/01/2001 |  |  |  |  | NO | NO |  |  |  |  | SECHRIST INDUSTRIES 10354983 H39010 |  |  | Active |  | 99:99:99:99:99:99 |  | High Risk | 1Y:00-MIN 2Y:00-VEN | 01/28/2019 | 01/01/2020 | COOPER UNIVERSITY HOSPITAL |  |  | rt |  | KATHY LOFLAND
|  | SECHRIST INDUSTRIES | SECHRIST INDUSTRIES 3500HL |  | H39011 | RESPIRATORY |  |  | excluded | 01/01/2001 |  |  |  |  | NO | NO |  |  |  |  | SECHRIST INDUSTRIES 10354846 H39011 |  |  | Active |  | 99:99:99:99:99:99 |  | High Risk | 1Y:00-MIN 2Y:00-VEN | 01/28/2019 | 01/01/2020 | COOPER UNIVERSITY HOSPITAL |  |  | rt |  | KATHY LOFLAND
|  | SECHRIST INDUSTRIES | SECHRIST INDUSTRIES 3500HL |  | H39003 | RESPIRATORY |  |  | excluded | 01/01/2001 |  |  |  |  | NO | NO |  |  |  |  | SECHRIST INDUSTRIES 10354844 H39003 |  |  | Active |  | 99:99:99:99:99:99 |  | High Risk | 1Y:00-MIN 2Y:00-VEN | 01/28/2019 | 01/01/2020 | COOPER UNIVERSITY HOSPITAL |  |  | NICU PROCEDURE ROOM |  | KATHY LOFLAND
|  | SECHRIST INDUSTRIES | SECHRIST INDUSTRIES 3500HL |  | H38999 | RESPIRATORY |  |  | excluded | 01/01/2001 |  |  |  |  | NO | NO |  |  |  |  | SECHRIST INDUSTRIES 10354817 H38999 |  |  | Active |  | 99:99:99:99:99:99 |  | High Risk | 1Y:00-MIN 2Y:00-VEN | 01/28/2019 | 01/01/2020 | COOPER UNIVERSITY HOSPITAL |  |  | NICU 16 |  | KATHY LOFLAND
|  | SECHRIST INDUSTRIES | SECHRIST INDUSTRIES 3500HL |  |  | RESPIRATORY |  |  |  | 01/01/2001 |  |  |  |  | NO | NO |  |  |  |  | SECHRIST INDUSTRIES 10348310 61731 |  |  | Disposition |  | 99:99:99:99:99:99 |  | High Risk | 1Y:00-MIN 2Y:00-VEN | 05/31/2018 | 01/01/2020 | COOPER UNIVERSITY HOSPITAL |  |  | rt |  | KATHY LOFLAND
|  | SECHRIST INDUSTRIES | SECHRIST INDUSTRIES 3500HL |  | H39826 | RESPIRATORY |  |  | excluded | 01/01/2001 |  |  |  |  | NO | NO |  |  |  |  | SECHRIST INDUSTRIES 10348303 H39826 |  |  | Active |  | 99:99:99:99:99:99 |  | High Risk | 1Y:00-MIN 2Y:00-VEN | 01/28/2019 | 01/01/2020 | COOPER UNIVERSITY HOSPITAL |  |  | rt |  | KATHY LOFLAND
|  | SECHRIST INDUSTRIES | SECHRIST INDUSTRIES 3500HL |  | H39005 | RESPIRATORY |  |  | excluded | 01/01/2001 |  |  |  |  | NO | NO |  |  |  |  | SECHRIST INDUSTRIES 10348299 H39005 |  |  | Active |  | 99:99:99:99:99:99 |  | High Risk | 1Y:00-MIN 2Y:00-VEN | 01/28/2019 | 01/01/2020 | COOPER UNIVERSITY HOSPITAL |  |  | RESPIRATORY |  | KATHY LOFLAND
|  | SECHRIST INDUSTRIES | SECHRIST INDUSTRIES 3500HL |  | H39001 | RESPIRATORY |  |  | excluded | 01/01/2001 |  |  |  |  | NO | NO |  |  |  |  | SECHRIST INDUSTRIES 10348295 H39001 |  |  | Active |  | 99:99:99:99:99:99 |  | High Risk | 1Y:00-MIN 2Y:00-VEN | 01/28/2019 | 01/01/2020 | COOPER UNIVERSITY HOSPITAL |  |  | rt |  | KATHY LOFLAND
|  | SECHRIST INDUSTRIES | SECHRIST INDUSTRIES 3500HL |  |  | PERFUSION |  |  | excluded | 01/01/2013 |  |  |  |  | NO | NO |  |  |  |  | SECHRIST INDUSTRIES 10346608 71149 |  |  | Active |  | 99:99:99:99:99:99 |  | High Risk | 1Y:00-MIN 2Y:00-VEN | 02/15/2019 | 02/01/2020 | COOPER UNIVERSITY HOSPITAL |  |  | S3 CART |  | Bonnie Aichroch
|  | SEECOR | SEECOR 2039 |  |  | PERFUSION |  |  |  | 09/25/2019 |  |  |  |  | NO | NO |  |  |  |  | SEECOR 30146257 3235 |  |  | Active |  | 99:99:99:99:99:99 |  | High Risk | 6M:00-MFG | 09/25/2019 | 09/25/2019 | COOPER UNIVERSITY HOSPITAL |  |  | Purple OR BLUE CART PERFUSSION |  | Bonnie Aichroch |  |  |  | 09/25/2019 | 09/25/2019 |  |  |  |  | 09/25/2019 | 09/25/2019
|  | SEILER | SEILER WESTLAB II |  |  | LINCOLN DRIVE-FAMILY MEDICINE |  |  |  | 01/01/1900 |  |  |  |  | NO | NO |  |  |  |  | SEILER 10346743 9415964 |  |  | Active |  | 99:99:99:99:99:99 |  | Equipment | PAAR:00-PVAR | 11/02/2019 |  | COOPER AMBULATORY OFF-SITES |  |  | LAB |  | SCOTT GROFF
|  | SEILER-WESTLAB | SEILER-WESTLAB MICROSCOPE |  |  | FAMILY MEDICAL SEWELL |  |  |  | 01/01/1900 |  |  |  |  | NO | NO |  |  |  |  | SEILER-WESTLAB 10366802 9504582 |  |  | Disposition |  | 99:99:99:99:99:99 |  | Equipment | 1Y:00-MFG | 10/30/2018 | 10/01/2020 | COOPER AMBULATORY OFF-SITES |  |  | EXAM 5 |  | MARIANNE SHIEPAN
|  | SELECT MEDICAL PRODUCTS | SELECT MEDICAL PRODUCTS 545 |  | BI0010793 | 127 CHURCH - OB/GYN |  |  |  | 10/16/2019 |  |  |  |  | NO | NO |  |  |  |  | SELECT MEDICAL PRODUCTS 17165 BI0010793 |  |  | Disposition |  |  |  | Equipment | PAAR:00-PVAR | 10/16/2019 | 10/16/2019 | COOPER AMBULATORY OFF-SITES |  |  | OB/GYN 127 CHURCH |  | Shannan Friel |  |  |  | 10/16/2019 | 10/16/2019 |  |  |  |  | 10/16/2019 | 10/16/2019
|  | SELECT MEDICAL PRODUCTS | SELECT MEDICAL PRODUCTS 551 |  | BH0044821 | BIOMEDICAL |  |  |  | 10/16/2019 |  |  |  |  | NO | NO |  |  |  |  | SELECT MEDICAL PRODUCTS 18111 BH0044821 |  |  | Disposition |  |  |  | Equipment | PAAR:00-PVAR | 10/16/2019 | 10/16/2019 | COOPER UNIVERSITY HOSPITAL |  |  | OB/GYN MARLTON |  | Bonnie Aichroch |  |  |  | 10/16/2019 | 10/16/2019 |  |  |  |  | 10/16/2019 | 10/16/2019
|  | SENSORMEDICS CORP. | SENSORMEDICS CORP. 10273 |  | KGF08952 | RESPIRATORY |  |  |  | 01/01/2001 |  |  |  |  | NO | NO |  |  |  |  | SENSORMEDICS CORP. 10348301 KGF08952 |  |  | Active |  | 99:99:99:99:99:99 |  | High Risk | 1Y:00-MFG | 03/28/2019 | 03/01/2020 | COOPER UNIVERSITY HOSPITAL |  |  | PICU back room |  | KATHY LOFLAND
|  | SENSORMEDICS CORP. | SENSORMEDICS CORP. DELTATRAC |  |  | LAB CHEMISTRY |  |  |  | 01/01/1900 |  |  |  |  | NO | NO |  |  |  |  | SENSORMEDICS CORP. 10369406 67092 |  |  | Disposition |  |  |  | Alarm | 1Y:00-MFG | 03/14/2016 | 03/01/2020 | COOPER UNIVERSITY HOSPITAL |  |  |  |  | Barbara Snyder
|  | SENSORMEDICS CORP. | SENSORMEDICS CORP. VMAX 22 |  | JMU000767-B | PULMONARY LAB |  |  |  | 05/15/2016 |  |  |  |  | NO | NO |  |  |  |  | SENSORMEDICS CORP. 22566 JMU000767-B |  |  | Disposition |  |  |  | Equipment | 1Y:00-MFG | 05/15/2016 | 05/15/2016 | COOPER UNIVERSITY HOSPITAL |  |  | PULMONARY ROOM 644 |  | KATHY LOFLAND |  |  |  | 05/15/2016 | 05/15/2016 |  |  |  |  | 05/15/2016 | 05/15/2016
|  | SENSORMEDICS CORP. | SENSORMEDICS CORP. VMAX 22-D |  | JMU02235A | VOORHEES SURGERY CENTER-PULMONARY |  |  |  | 06/08/2004 |  |  |  |  | NO | NO |  |  |  |  | SENSORMEDICS CORP. 10356789 JMU02235A |  |  | Disposition |  |  |  | Equipment | 1Y:00-MFG | 04/11/2016 | 04/01/2020 | COOPER AMBULATORY OFF-SITES |  |  | Exercise Physiology Lab |  | SUSAN PINE
|  | SENSORMEDICS CORP. | SENSORMEDICS CORP. VMAX 29 |  |  | VOORHEES SURGERY CENTER-PULMONARY |  |  |  | 01/01/1900 |  |  |  |  | NO | NO |  |  |  |  | SENSORMEDICS CORP. 03434 8711 |  |  | Disposition |  |  |  | Equipment | 1Y:00-MFG | 05/13/2016 | 04/01/2020 | COOPER AMBULATORY OFF-SITES |  |  | SUITE K216 |  | SUSAN PINE
|  | SENTINELLE MEDICAL | SENTINELLE MEDICAL LATERAL ARRAY (4000045-51) |  |  | VOORHEES SURGERY CENTER-RADIOLOGY |  |  |  | 06/04/2015 |  |  |  |  | NO | NO |  |  |  |  | SENTINELLE MEDICAL 10345856 197 |  |  | Active |  | 99:99:99:99:99:99 |  | Accessory | PAAR:00-PVAR | 11/02/2019 |  | COOPER AMBULATORY OFF-SITES |  |  | MRI |  | PAT STIENES
|  | SENTINELLE MEDICAL | SENTINELLE MEDICAL LATERAL ARRAY LEFT (4000045-52) |  |  | VOORHEES SURGERY CENTER-RADIOLOGY |  |  |  | 10/31/2019 |  |  |  |  | NO | NO |  |  |  |  | SENTINELLE MEDICAL 30149585 274 |  |  | Active |  | 99:99:99:99:99:99 |  | Accessory | PAAR:00-PVAR | 10/31/2019 | 10/31/2019 | COOPER AMBULATORY OFF-SITES |  |  |  |  | PAT STIENES |  |  |  | 10/31/2019 | 10/31/2019 |  |  |  |  | 10/31/2019 | 10/31/2019
|  | SENTINELLE MEDICAL | SENTINELLE MEDICAL LATERAL ARRAY LEFT (4000045-52) |  |  | VOORHEES SURGERY CENTER-RADIOLOGY |  |  |  | 01/01/1900 |  |  |  |  | NO | NO |  |  |  |  | SENTINELLE MEDICAL 10345855 205 |  |  | Active |  | 99:99:99:99:99:99 |  | Accessory | PAAR:00-PVAR | 11/02/2019 |  | COOPER AMBULATORY OFF-SITES |  |  | MRI |  | PAT STIENES
|  | SENTINELLE MEDICAL | SENTINELLE MEDICAL MEDIAL ARRAY (4000035-51) |  |  | VOORHEES SURGERY CENTER-RADIOLOGY |  |  |  | 10/31/2019 |  |  |  |  | NO | NO |  |  |  |  | SENTINELLE MEDICAL 30149584 255 |  |  | Active |  | 99:99:99:99:99:99 |  | Accessory | PAAR:00-PVAR | 10/31/2019 | 10/31/2019 | COOPER AMBULATORY OFF-SITES |  |  |  |  | PAT STIENES |  |  |  | 10/31/2019 | 10/31/2019 |  |  |  |  | 10/31/2019 | 10/31/2019
|  | SENTINELLE MEDICAL | SENTINELLE MEDICAL MEDIAL ARRAY (4000035-51) |  |  | VOORHEES SURGERY CENTER-RADIOLOGY |  |  |  | 01/01/1900 |  |  |  |  | NO | NO |  |  |  |  | SENTINELLE MEDICAL 10345853 204 |  |  | Active |  | 99:99:99:99:99:99 |  | Accessory | PAAR:00-PVAR | 11/02/2019 |  | COOPER AMBULATORY OFF-SITES |  |  | MRI | WOT00000000656260 | PAT STIENES | Repair | Closed | Charles Santomero | 03/14/2018 | 10/19/2018 | breast coil has artifact | SPOKE TO LINDA GARRISON. SHE IS GOING TO HAVE HER TECHS DO QC TESTING ON THE COIL, AND ALSO HAVE ED GOLDSCHMIDT TEST IT. IF A PROBLEM IS CONFIRMED, WE WILL DISCUSS IF WE WILL SEND THE COIL OUT FOR REPAIR. THE OEM, INVIVO, DOES NOT REPAIR THEIR COILS, SO WE WOULD NEED TO FIND A THIRD PARTY. TECHS NOW REPORT THAT THE COIL HAS BEEN WORKING WELL. | EXP0354019 | Labor | 03/14/2018 | 03/14/2018 | Charles Santomero
|  | SENTINELLE MEDICAL | SENTINELLE MEDICAL SINGLE LOOP LEFT (44000044-51) |  |  | VOORHEES SURGERY CENTER-RADIOLOGY |  |  |  | 06/04/2015 |  |  |  |  | NO | NO |  |  |  |  | SENTINELLE MEDICAL 10345851 189 |  |  | Active |  | 99:99:99:99:99:99 |  | Accessory | PAAR:00-PVAR | 11/02/2019 |  | COOPER AMBULATORY OFF-SITES |  |  | MRI |  | PAT STIENES
|  | SENTINELLE MEDICAL | SENTINELLE MEDICAL SINGLE LOOP RIGHT (4000044-52) |  |  | VOORHEES SURGERY CENTER-RADIOLOGY |  |  |  | 06/04/2015 |  |  |  |  | NO | NO |  |  |  |  | SENTINELLE MEDICAL 10345850 182 |  |  | Active |  | 99:99:99:99:99:99 |  | Accessory | PAAR:00-PVAR | 11/02/2019 |  | COOPER AMBULATORY OFF-SITES |  |  | MRI |  | PAT STIENES
|  | SENTINELLE MEDICAL | SENTINELLE MEDICAL VANGUARD BREAST TABLE 16CH 3T |  |  | VOORHEES SURGERY CENTER-RADIOLOGY |  |  |  | 01/01/2015 |  |  |  |  | NO | NO |  |  |  |  | SENTINELLE MEDICAL 10345879 291 |  |  | Active |  | 99:99:99:99:99:99 |  | Equipment | PAAR:00-PVAR | 11/02/2019 |  | COOPER AMBULATORY OFF-SITES |  |  | SUITE B MRI |  | PAT STIENES
|  | SHAMPAINE | SHAMPAINE 5100B |  | RN9802020 | OPERATING ROOM - PAVILION |  |  |  | 10/16/2019 |  |  |  |  | NO | NO |  |  |  |  | SHAMPAINE 50010937 RN9802020 |  |  | Disposition |  |  |  | Equipment | PAAR:00-PVAR | 10/16/2019 | 10/16/2019 | COOPER UNIVERSITY HOSPITAL |  |  |  |  | DOMINIC VENDETTA |  |  |  | 10/16/2019 | 10/16/2019 |  |  |  |  | 10/16/2019 | 10/16/2019
|  | SHARP | SHARP AQUOS |  |  | RADIOLOGY DIAGNOSTICS |  |  |  | 07/01/2006 |  |  |  |  | NO | NO |  |  |  |  | SHARP 10368744 604840626 |  |  | Disposition |  | 99:99:99:99:99:99 |  | Non-medical | PAAR:00-PVAR | 11/02/2019 |  | COOPER UNIVERSITY HOSPITAL |  |  | TOMOGRAPHY |  | PAULETTE DUCKREY
|  | SHARPLAN LASERS, INC. | SHARPLAN LASERS, INC. ACUSPOT 712 |  | 11-157 | OR - KELEMEN 3 |  |  |  | 08/02/2019 |  |  |  |  | NO | NO |  |  |  |  | SHARPLAN LASERS, INC. 11797 11-157 |  |  | Active |  | 99:99:99:99:99:99 |  | High Risk | 6M:00-MFG | 08/02/2019 | 08/02/2019 | COOPER UNIVERSITY HOSPITAL |  |  | 3RD FLOOR |  | DOMINIC VENDETTA |  |  |  | 08/02/2019 | 08/02/2019 |  |  |  |  | 08/02/2019 | 08/02/2019
|  | SHELDON MANUFACTURING, INC. | SHELDON MANUFACTURING, INC. 1203 |  |  | LAB CHEMISTRY |  |  |  | 01/01/1900 |  |  |  |  | NO | NO |  |  |  |  | SHELDON MANUFACTURING, INC. 10348507 0604396 |  |  | Disposition |  |  |  | Equipment | 1Y:00-MFG | 03/14/2016 | 03/01/2020 | COOPER UNIVERSITY HOSPITAL |  |  | RM 310 |  | Barbara Snyder
|  | SHELDON MANUFACTURING, INC. | SHELDON MANUFACTURING, INC. 2005 |  |  | MARLTON-DERMATOLOGY |  |  |  | 05/10/2019 |  |  |  |  | NO | NO |  |  |  |  | SHELDON MANUFACTURING, INC. 30142560 01130708 |  |  | Active |  | 99:99:99:99:99:99 |  | Equipment | 1Y:00-MFG | 05/10/2019 | 05/10/2019 | COOPER AMBULATORY OFF-SITES |  |  | LAB |  | MICHELE CANALE |  |  |  | 05/10/2019 | 05/10/2019 |  |  |  |  | 05/10/2019 | 05/10/2019
TL10732221 |  | SHELDON MANUFACTURING, INC. | SHELDON MANUFACTURING, INC. SHEL LAB |  |  | 127 CHURCH - SURGERY |  |  |  | 10/16/2019 |  |  |  |  | NO | NO |  |  |  |  | SHELDON MANUFACTURING, INC. TL10732221 11024015 |  |  | Disposition |  | 99:99:99:99:99:99 |  | Equipment | PAAR:00-PVAR | 10/16/2019 | 10/16/2019 | COOPER AMBULATORY OFF-SITES |  |  |  | 0012740567 | Carmen Rivera | Preventative Maintenance | Closed | Josh Harris | 10/16/2019 | 10/16/2019 | PERFORMANCE ASSURANCE AT INVENTORY | INVENTORIED DEVICE AND ENSURED DEVICE WAS FUNCTIONING PROPERLY. | 12C82928-FC77-43C5-AF69-A1729871C1BA | Labor | 10/16/2019 | 10/16/2019 | Kirk Lis
|  | SHELDON MANUFACTURING, INC. | SHELDON MANUFACTURING, INC. SHEL LAB |  |  | 6200 MAIN ST-SURGERY |  |  |  | 05/19/2016 |  |  |  |  | NO | NO |  |  |  |  | SHELDON MANUFACTURING, INC. 10480452 11024115 |  |  | Active |  | 99:99:99:99:99:99 |  | Equipment | PAAR:00-PVAR | 10/31/2019 |  | COOPER AMBULATORY OFF-SITES |  |  | ROOM 142 |  | BOBBIE MICKLE
|  | SHERWOOD MEDICAL | SHERWOOD MEDICAL 828401 |  | U0312373 | OR - KELEMEN 3 |  |  |  | 07/26/2005 |  |  |  |  | NO | NO |  |  |  |  | SHERWOOD MEDICAL 10347669 U0312373 |  |  | Disposition |  |  |  | Equipment | PAAR:00-PVAR | 11/02/2019 |  | COOPER UNIVERSITY HOSPITAL |  |  | SPD basement |  | DOMINIC VENDETTA
|  | SHIMADZU MEDICAL SYSTEMS | SHIMADZU MEDICAL SYSTEMS DIGITEX ALPHA PLUS |  | 0162N56802 | 3 COOPER-RADIOLOGY |  |  |  | 04/19/2006 |  |  |  |  | NO | NO |  |  |  |  | SHIMADZU MEDICAL SYSTEMS 10347646 0162N56802 |  |  | Disposition |  |  |  | Equipment | 1Y:00-MFG | 01/01/1900 | 12/01/2019 | COOPER AMBULATORY OFF-SITES |  |  | DTC |  | JUDY ADIRZONE
|  | SHIMADZU MEDICAL SYSTEMS | SHIMADZU MEDICAL SYSTEMS L040-075U |  | 026R881901 | VOORHEES SURGERY CENTER-OPERATING ROOM |  |  |  | 05/08/2013 |  |  |  |  | NO | NO |  |  |  |  | SHIMADZU MEDICAL SYSTEMS 10348036 026R881901 |  |  | Active |  | 99:99:99:99:99:99 |  | Accessory | PAAR:00-PVAR | 11/02/2019 |  | COOPER AMBULATORY OFF-SITES |  |  | STORAGE |  | JENNIFER BOMBARO
|  | SHIMADZU MEDICAL SYSTEMS | SHIMADZU MEDICAL SYSTEMS MOBILE DART |  | 0162Z17309 | RADIOLOGY DIAGNOSTICS |  |  |  | 01/19/2007 |  |  |  |  | NO | NO |  |  |  |  | SHIMADZU MEDICAL SYSTEMS 10364995 0162Z17309 |  |  | Disposition |  | 00:00:00:00:00:00 |  | Equipment | 1Y:00-MFG | 01/22/2019 | 01/01/2020 | COOPER UNIVERSITY HOSPITAL |  |  | Old DP1 |  | PAULETTE DUCKREY
|  | SHIMADZU MEDICAL SYSTEMS | SHIMADZU MEDICAL SYSTEMS MOBILE DART EVOLUTION |  |  | CHERRY HILL BONE AND JOINT |  |  |  | 01/20/2016 |  |  |  |  | NO | NO |  |  |  |  | SHIMADZU MEDICAL SYSTEMS 10505041 410004029003 |  |  | Disposition |  |  |  | Equipment | 6M:00-MFG 1Y:00-MIN | 02/26/2018 | 01/01/2020 | COOPER AMBULATORY OFF-SITES |  |  |  | 0011483118 | CASSANDRA RIVERA | Performance Verification | Closed | Bonnie Aichroth | 04/14/2017 | 04/14/2017 | INCOMING INVENTORY | DEVICE INVENTORIED | E31269A4-AE43-460C-A38B-93097D4DCCF1 | Labor | 04/14/2017 | 04/14/2017 | Bonnie Aichroth
|  | SHIMADZU MEDICAL SYSTEMS | SHIMADZU MEDICAL SYSTEMS RADSPEED / CANON DR |  | =m47507 | 3 COOPER-RADIOLOGY |  |  |  | 01/01/1900 |  |  |  |  | NO | NO |  |  |  |  | SHIMADZU MEDICAL SYSTEMS 10347647 =m47507 |  |  | Disposition |  |  |  | Equipment | 1Y:00-MFG | 01/01/1900 | 12/01/2019 | COOPER AMBULATORY OFF-SITES |  |  | 2nd room |  | JUDY ADIRZONE
|  | SHIMADZU MEDICAL SYSTEMS | SHIMADZU MEDICAL SYSTEMS RADSPEED / CANON DR |  | 503-61436 | 3 COOPER-RADIOLOGY |  |  |  | 03/27/2012 |  |  |  |  | NO | NO |  |  |  |  | SHIMADZU MEDICAL SYSTEMS 10347644 503-61436 |  |  | Disposition |  |  |  | Equipment | 1Y:00-MFG | 01/01/1900 | 12/01/2019 | COOPER AMBULATORY OFF-SITES |  |  | ROOM 2 |  | JUDY ADIRZONE
|  | SHIMADZU MEDICAL SYSTEMS | SHIMADZU MEDICAL SYSTEMS RADSPEED / CANON DR |  | 011X629502 | 3 COOPER-RADIOLOGY |  |  |  | 01/01/1900 |  |  |  |  | NO | NO |  |  |  |  | SHIMADZU MEDICAL SYSTEMS 10347637 011X629502 |  |  | Disposition |  |  |  | Equipment | 1Y:00-MFG | 01/01/1900 | 12/01/2019 | COOPER AMBULATORY OFF-SITES |  |  | 130 GENERAL X RAY |  | JUDY ADIRZONE
|  | SHIMADZU MEDICAL SYSTEMS | SHIMADZU MEDICAL SYSTEMS RADSPEED / CANON DR |  | 727194214C | 3 COOPER-RADIOLOGY |  |  |  | 11/01/2007 |  |  |  |  | NO | NO |  |  |  |  | SHIMADZU MEDICAL SYSTEMS 10345971 727194214C |  |  | Disposition |  |  |  | Equipment | 1Y:00-MFG | 05/27/2016 | 05/01/2020 | COOPER AMBULATORY OFF-SITES |  |  | ELO DISPLAY RM B |  | JUDY ADIRZONE
|  | SHIMADZU MEDICAL SYSTEMS | SHIMADZU MEDICAL SYSTEMS SDU-1200X PLUS |  | 016P610103 | VOORHEES SURGERY CENTER-SURGERY DEPT |  |  |  | 01/25/2002 |  |  |  |  | NO | NO |  |  |  |  | SHIMADZU MEDICAL SYSTEMS 10347202 016P610103 |  |  | Disposition |  |  |  | Equipment | 1Y:00-MFG | 04/27/2018 | 04/01/2020 | COOPER AMBULATORY OFF-SITES |  |  | SUITE E |  | Theresa Megali
|  | SHIMADZU MEDICAL SYSTEMS | SHIMADZU MEDICAL SYSTEMS UB10R-065U |  | 026R863309 | VOORHEES SURGERY CENTER-OPERATING ROOM |  |  |  | 01/01/1900 |  |  |  |  | NO | NO |  |  |  |  | SHIMADZU MEDICAL SYSTEMS 10355974 026R863309 |  |  | Active |  | 99:99:99:99:99:99 |  | Accessory | PAAR:00-PVAR | 11/02/2019 |  | COOPER AMBULATORY OFF-SITES |  |  | STORAGE |  | JENNIFER BOMBARO
|  | SIEMENS HEALTHCARE DIAGNOSTICS | SIEMENS HEALTHCARE DIAGNOSTICS B1010-6 |  | B00111002983 | LAB MICROBIOLOGY |  |  |  | 05/15/2016 |  |  |  |  | NO | NO |  |  |  |  | SIEMENS HEALTHCARE DIAGNOSTICS 22349 B00111002983 |  |  | Disposition |  |  |  | Equipment | 1Y:00-MFG | 05/15/2016 | 05/15/2016 | COOPER UNIVERSITY HOSPITAL |  |  | MICROBIOLOGY |  | COURTNEY BARRY |  |  |  | 05/15/2016 | 05/15/2016 |  |  |  |  | 05/15/2016 | 05/15/2016
|  | SIEMENS HEALTHCARE DIAGNOSTICS | SIEMENS HEALTHCARE DIAGNOSTICS CLINITEK STATUS |  |  | RUNNEMEDE URGENT CARE |  |  |  | 10/31/2019 |  |  |  |  | NO | NO |  |  |  |  | SIEMENS HEALTHCARE DIAGNOSTICS 11221607 015335 |  |  | Active |  | 99:99:99:99:99:99 |  | Equipment | PAAR:00-PVAR | 10/31/2019 | 10/31/2019 | COOPER AMBULATORY OFF-SITES |  |  | Performance Verification | WOT00000001069790 | MELISSA PORTOBANCO | Performance Verification | Closed | Tom Burhart | 10/31/2019 | 10/31/2019 | Performance Verification for SIEMENS HEALTHCARE DIAGNOSTICS 11221607 015335 | Initial Install of Performance Verification. Device is ready for patient use. |  |  | 10/31/2019 | 10/31/2019
|  | SIEMENS HEALTHCARE DIAGNOSTICS | SIEMENS HEALTHCARE DIAGNOSTICS CLINITEK STATUS |  | 289201` | 127 CHURCH - SURGERY |  |  |  | 12/29/2017 |  |  |  |  | NO | NO |  |  |  |  | SIEMENS HEALTHCARE DIAGNOSTICS 10379675 289201` |  |  | Active |  | 99:99:99:99:99:99 |  | Equipment | PAAR:00-PVAR | 10/31/2019 |  | COOPER AMBULATORY OFF-SITES |  |  |  | 0012740423 | Carmen Rivera | Preventative Maintenance | Closed | Josh Harris | 01/30/2018 | 01/30/2018 | PERFORMANCE ASSURANCE AT INVENTORY | INVENTORIED DEVICE AND ENSURED DEVICE WAS FUNCTIONING PROPERLY. | 1C1AEAE0-ADBA-4765-8C0A-FC8C6E3D72B7 | Labor | 12/29/2017 | 12/29/2017 | Kirk Lis
|  | SIEMENS HEALTHCARE DIAGNOSTICS | SIEMENS HEALTHCARE DIAGNOSTICS CLINITEK STATUS |  | ib62589ed | WOODSTOWN - CARDIOLOGY |  |  |  | 01/01/1900 |  |  |  |  | NO | NO |  |  |  |  | SIEMENS HEALTHCARE DIAGNOSTICS 10366965 ib62589ed |  |  | Disposition |  |  |  | Equipment | 1Y:00-MFG | 02/18/2016 | 07/01/2020 | COOPER AMBULATORY OFF-SITES |  |  | BUNKER HILL SURGERY |  | SUSAN WHITZELL
|  | SIEMENS HEALTHCARE DIAGNOSTICS | SIEMENS HEALTHCARE DIAGNOSTICS HEMATEK 4488C |  |  | LAB HEMATOLOGY |  |  |  | 03/01/2011 |  |  |  |  | NO | NO |  |  |  |  | SIEMENS HEALTHCARE DIAGNOSTICS 10360300 203114 |  |  | Disposition |  |  |  | Equipment | 1Y:00-MFG | 03/02/2017 | 03/01/2020 | COOPER UNIVERSITY HOSPITAL |  |  | P058 - HEMATOLOGY |  | DALE MORRONE
|  | SIEMENS HEALTHCARE DIAGNOSTICS | SIEMENS HEALTHCARE DIAGNOSTICS RAPIDLAB 1240 |  |  | LAB CHEMISTRY |  |  |  | 10/15/2009 |  |  |  |  | NO | NO |  |  |  |  | SIEMENS HEALTHCARE DIAGNOSTICS 10360276 14306 |  |  | Disposition |  |  |  | Equipment | 4M:00-MFG | 05/18/2018 | 01/01/2020 | COOPER UNIVERSITY HOSPITAL |  |  | CHEMISTRY |  | Barbara Snyder
|  | SIEMENS HEALTHCARE DIAGNOSTICS | SIEMENS HEALTHCARE DIAGNOSTICS RAPIDLAB 1265 |  |  | LAB HEMATOLOGY |  |  |  | 01/01/2005 |  |  |  |  | NO | NO |  |  |  |  | SIEMENS HEALTHCARE DIAGNOSTICS 10360275 14314 |  |  | Disposition |  |  |  | Equipment | 1Y:00-MFG | 12/02/2016 | 12/01/2020 | COOPER UNIVERSITY HOSPITAL |  |  | HEMATOLOGY |  | DALE MORRONE
|  | SIEMENS HEALTHCARE DIAGNOSTICS | SIEMENS HEALTHCARE DIAGNOSTICS RAPIDLAB 1265 |  |  | LAB HEMATOLOGY |  |  |  | 01/01/2005 |  |  |  |  | NO | NO |  |  |  |  | SIEMENS HEALTHCARE DIAGNOSTICS 10360274 14321 |  |  | Disposition |  |  |  | Equipment | 1Y:00-MFG | 12/02/2016 | 12/01/2020 | COOPER UNIVERSITY HOSPITAL |  |  | HEMATOLOGY |  | DALE MORRONE
|  | SIEMENS HEALTHCARE DIAGNOSTICS | SIEMENS HEALTHCARE DIAGNOSTICS RAPIDLAB 1265 |  |  | LAB CHEMISTRY |  |  |  | 10/15/2009 |  |  |  |  | NO | NO |  |  |  |  | SIEMENS HEALTHCARE DIAGNOSTICS 10354909 015284 |  |  | Disposition |  |  |  | Equipment | 4M:00-MFG | 05/18/2018 | 01/01/2020 | COOPER UNIVERSITY HOSPITAL |  |  | NICU LAB |  | Barbara Snyder
|  | SIEMENS MEDICAL | SIEMENS MEDICAL 03089349 |  | HXV1003059 | ANGIOGRAPHY |  |  |  | 08/01/2007 |  |  |  |  | NO | NO |  |  |  |  | SIEMENS MEDICAL 10346236 HXV1003059 |  |  | Disposition |  | 99:99:99:99:99:99 |  | Accessory | PAAR:00-PVAR | 11/02/2019 |  | COOPER UNIVERSITY HOSPITAL |  |  | B34 - Lab 2 | WOT00000000526468 | PAULETTE DUCKREY | Disposition | Closed | Charles Santomero | 02/08/2018 | 06/05/2019 | Bulk Disposition CNL
|  | SIEMENS MEDICAL | SIEMENS MEDICAL 03099959 |  | HXUN0006177 | ANGIOGRAPHY |  |  |  | 02/14/2007 |  |  |  |  | NO | NO |  |  |  |  | SIEMENS MEDICAL 10347561 HXUN0006177 |  |  | Disposition |  | 99:99:99:99:99:99 |  | Accessory | PAAR:00-PVAR | 11/01/2019 |  | COOPER UNIVERSITY HOSPITAL |  |  | LAB 1 |  | PAULETTE DUCKREY
|  | SIEMENS MEDICAL | SIEMENS MEDICAL 03099959 |  | HXUN006167 | ANGIOGRAPHY |  |  |  | 02/14/2007 |  |  |  |  | NO | NO |  |  |  |  | SIEMENS MEDICAL 10347560 HXUN006167 |  |  | Disposition |  | 99:99:99:99:99:99 |  | Accessory | PAAR:00-PVAR | 11/02/2019 |  | COOPER UNIVERSITY HOSPITAL |  |  | BASEMENT |  | PAULETTE DUCKREY
|  | SIEMENS MEDICAL | SIEMENS MEDICAL 03099975 |  | HXU7004598 | RADIOLOGY DIAGNOSTICS |  |  |  | 07/01/2006 |  |  |  |  | NO | NO |  |  |  |  | SIEMENS MEDICAL 10366451 HXU7004598 |  |  | Disposition |  | 99:99:99:99:99:99 |  | Accessory | PAAR:00-PVAR | 11/02/2019 |  | COOPER UNIVERSITY HOSPITAL |  |  | BASEMENT ROOM E |  | PAULETTE DUCKREY
|  | SIEMENS MEDICAL | SIEMENS MEDICAL 03099975 |  | HXV5008231 | ANGIOGRAPHY |  |  |  | 08/01/2007 |  |  |  |  | NO | NO |  |  |  |  | SIEMENS MEDICAL 10366231 HXV5008231 |  |  | Disposition |  | 99:99:99:99:99:99 |  | Accessory | PAAR:00-PVAR | 11/01/2019 |  | COOPER UNIVERSITY HOSPITAL |  |  | LAB 2 CONTROL ROOM |  | PAULETTE DUCKREY
|  | SIEMENS MEDICAL | SIEMENS MEDICAL 1.5T 8CH HEAD ARRAY |  |  | MRI |  |  |  | 01/01/1900 |  |  |  |  | NO | NO |  |  |  |  | SIEMENS MEDICAL 10366428 2197 |  |  | Active |  | 99:99:99:99:99:99 |  | Accessory | PAAR:00-PVAR | 11/02/2019 |  | COOPER UNIVERSITY HOSPITAL |  |  | B12 | WOT00000000513347 | ELLIOT VASQUEZ | Disposition | Closed | Charles Santomero | 02/08/2018 | 05/15/2019 | Bulk Disposition CNL
|  | SIEMENS MEDICAL | SIEMENS MEDICAL 3.5C40S |  | xa95868 | CHERRY HILL URGENT CARE |  |  |  | 01/01/1900 |  |  |  |  | NO | NO |  |  |  |  | SIEMENS MEDICAL 10346153 xa95868 |  |  | Disposition |  |  |  | Accessory | PAAR:00-PVAR | 11/01/2019 |  | COOPER AMBULATORY OFF-SITES |  |  | LAB | WOT00000000650289 | MELISSA PORTOBANCO | Disposition | Closed | Zhan Kiselev | 03/12/2018 | 03/23/2018 | Equipment Disposition | Disposition being closed per CMPLRSQM0010801
|  | SIEMENS MEDICAL | SIEMENS MEDICAL 300 |  |  | RESPIRATORY |  |  |  | 01/01/1900 |  |  |  |  | NO | NO |  |  |  |  | SIEMENS MEDICAL 10369375 20977 |  |  | Disposition |  |  |  | Life Support | 6M:00-MFG | 09/10/2015 | 03/01/2020 | COOPER UNIVERSITY HOSPITAL |  |  | ER EQUIPMENT STORAGE |  | KATHY LOFLAND
|  | SIEMENS MEDICAL | SIEMENS MEDICAL 300 |  | 09135S11 | RESPIRATORY |  |  |  | 03/01/1997 |  |  |  |  | NO | NO |  |  |  |  | SIEMENS MEDICAL 10365464 09135S11 |  |  | Disposition |  |  |  | Life Support | 6M:00-MFG | 09/10/2015 | 03/01/2020 | COOPER UNIVERSITY HOSPITAL |  |  | 3rd |  | KATHY LOFLAND
|  | SIEMENS MEDICAL | SIEMENS MEDICAL 300 |  | 20973 #6 | RESPIRATORY |  |  |  | 01/01/1900 |  |  |  |  | NO | NO |  |  |  |  | SIEMENS MEDICAL 10347613 20973 #6 |  |  | Disposition |  |  |  | Life Support | 6M:00-MFG | 09/10/2015 | 03/01/2020 | COOPER UNIVERSITY HOSPITAL |  |  | STORAGE |  | KATHY LOFLAND
|  | SIEMENS MEDICAL | SIEMENS MEDICAL 300 |  | 09658S11 | RESPIRATORY |  |  |  | 04/01/1997 |  |  |  |  | NO | NO |  |  |  |  | SIEMENS MEDICAL 10346429 09658S11 |  |  | Disposition |  |  |  | Life Support | 6M:00-MFG | 09/10/2015 | 03/01/2020 | COOPER UNIVERSITY HOSPITAL |  |  | RESPIRATORY |  | KATHY LOFLAND
|  | SIEMENS MEDICAL | SIEMENS MEDICAL 300 |  |  | RESPIRATORY |  |  |  | 04/01/1997 |  |  |  |  | NO | NO |  |  |  |  | SIEMENS MEDICAL 03248 09447511 |  |  | Disposition |  |  |  | Life Support | 6M:00-MFG | 08/04/2015 | 03/01/2020 | COOPER UNIVERSITY HOSPITAL |  |  | resp |  | KATHY LOFLAND
|  | SIEMENS MEDICAL | SIEMENS MEDICAL 3792079X2077 |  | S01276 S01 | VOORHEES SURGERY CENTER-RADIOLOGY |  |  |  | 01/01/1900 |  |  |  |  | NO | NO |  |  |  |  | SIEMENS MEDICAL 04693 S01276 S01 |  |  | Disposition |  |  |  | Accessory | 1Y:00-MFG | 04/18/2016 | 04/01/2020 | COOPER AMBULATORY OFF-SITES |  |  | VOORHEES CT |  | PAT STIENES
|  | SIEMENS MEDICAL | SIEMENS MEDICAL 4528212 |  |  | CARDIAC CATH LAB |  |  |  | 01/01/1900 |  |  |  |  | NO | NO |  |  |  |  | SIEMENS MEDICAL 10367835 01783 |  |  | Disposition |  | 99:99:99:99:99:99 |  | Equipment | PAAR:00-PVAR | 11/02/2019 |  | COOPER UNIVERSITY HOSPITAL |  |  | LAB #3 | WOT00000000536898 | LINDA BEAN | Disposition | Closed | Stephen Zubrzycki | 02/09/2018 | 05/23/2018 | Bulk Disposition CNL | Notification sent to technician and manager that this CEID has been marked as Could Not Locate (CNL). 33% SLA Warning: Notification sent to technician and manager that this CEID has been marked as Could Not Locate (CNL) for 30 days. 66% SLA Warning: Notification sent to technician and manager that this CEID has been marked as Could Not Locate (CNL) for 60 days. 99% SLA Warning: Notification sent to technician and manager that this CEID has been marked as Could Not Locate (CNL) for 90 days. CNL device for 2 years. All of the Siemens products have been removed from the Cath Labs. | EXP0609260 | Labor | 05/22/2018 | 05/22/2018 | Stephen Zubrzycki
|  | SIEMENS MEDICAL | SIEMENS MEDICAL 4V1C |  |  | CARDIAC CATH LAB |  |  |  | 02/12/2018 |  |  |  |  | NO | NO |  |  |  |  | SIEMENS MEDICAL 10752776 75180555 |  |  | Active |  | 99:99:99:99:99:99 |  | Accessory | PAAR:00-PVAR | 10/31/2019 |  | COOPER UNIVERSITY HOSPITAL |  |  | Cath Lab 4 | WOT00000000545833 | LINDA BEAN | Performance Verification | Closed | Zhan Kiselev | 02/13/2018 | 07/30/2018 | Performance Verification for SIEMENS MEDICAL 10752776 75180555 | Initial Install of Performance Verification. Device is ready for patient use.
|  | SIEMENS MEDICAL | SIEMENS MEDICAL 5989079 |  |  | NUCLEAR MEDICINE |  |  |  | 01/01/1900 |  |  |  |  | NO | NO |  |  |  |  | SIEMENS MEDICAL 02407 14228 |  |  | Disposition |  |  |  | Equipment | 1Y:00-MFG | 04/18/2016 | 05/01/2020 | COOPER UNIVERSITY HOSPITAL |  |  | BASEMENT |  | Donna Handy
|  | SIEMENS MEDICAL | SIEMENS MEDICAL 5989079 |  |  | NUCLEAR MEDICINE |  |  |  | 01/01/1992 |  |  |  |  | NO | NO |  |  |  |  | SIEMENS MEDICAL 02401 1366 |  |  | Disposition |  |  |  | Equipment | 1Y:00-MFG | 04/18/2016 | 05/01/2020 | COOPER UNIVERSITY HOSPITAL |  |  | BASEMENT |  | Donna Handy
|  | SIEMENS MEDICAL | SIEMENS MEDICAL 6174986 |  |  | CARDIAC CATH LAB |  |  |  | 04/18/2016 |  |  |  |  | NO | NO |  |  |  |  | SIEMENS MEDICAL 13863 10308 |  |  | Disposition |  |  |  | Equipment | 1Y:00-MFG | 04/18/2016 | 04/18/2016 | COOPER UNIVERSITY HOSPITAL |  |  | SERVER ROOM 401A |  | LINDA BEAN |  |  |  | 04/18/2016 | 04/18/2016 |  |  |  |  | 04/18/2016 | 04/18/2016
|  | SIEMENS MEDICAL | SIEMENS MEDICAL 7.5L45S |  | XG60393 | CHERRY HILL URGENT CARE |  |  |  | 11/03/2004 |  |  |  |  | NO | NO |  |  |  |  | SIEMENS MEDICAL 10346151 XG60393 |  |  | Disposition |  |  |  | Accessory | PAAR:00-PVAR | 11/02/2019 |  | COOPER AMBULATORY OFF-SITES |  |  | LAB | WOT00000000650290 | MELISSA PORTOBANCO | Disposition | Closed | Zhan Kiselev | 03/12/2018 | 03/23/2018 | Equipment Disposition | Disposition being closed per CMPLRSQM0010801
|  | SIEMENS MEDICAL | SIEMENS MEDICAL 960 |  |  | RESPIRATORY |  |  |  | 01/01/2001 |  |  |  |  | NO | NO |  |  |  |  | SIEMENS MEDICAL 10354920 405256 |  |  | Active |  | 99:99:99:99:99:99 |  | High Risk | 1Y:00-MFG | 12/18/2018 | 12/01/2019 | COOPER UNIVERSITY HOSPITAL |  |  | RT |  | KATHY LOFLAND
|  | SIEMENS MEDICAL | SIEMENS MEDICAL 960 |  |  | RESPIRATORY |  |  |  | 01/01/2001 |  |  |  |  | NO | NO |  |  |  |  | SIEMENS MEDICAL 10348308 2439266 |  |  | Active |  | 99:99:99:99:99:99 |  | High Risk | 1Y:00-MFG | 12/28/2018 | 12/01/2019 | COOPER UNIVERSITY HOSPITAL |  |  | RT |  | KATHY LOFLAND
|  | SIEMENS MEDICAL | SIEMENS MEDICAL 960 |  | 148T08B | RESPIRATORY |  |  |  | 01/01/2001 |  |  |  |  | NO | NO |  |  |  |  | SIEMENS MEDICAL 10348305 148T08B |  |  | Active |  | 99:99:99:99:99:99 |  | High Risk | 1Y:00-MFG | 03/28/2019 | 03/01/2020 | COOPER UNIVERSITY HOSPITAL |  |  | manuf: Biomed Devices |  | KATHY LOFLAND
|  | SIEMENS MEDICAL | SIEMENS MEDICAL 960 |  |  | RESPIRATORY |  |  |  | 01/01/2001 |  |  |  |  | NO | NO |  |  |  |  | SIEMENS MEDICAL 10348298 2220097 |  |  | Active |  | 99:99:99:99:99:99 |  | High Risk | 1Y:00-MFG | 12/18/2018 | 12/01/2019 | COOPER UNIVERSITY HOSPITAL |  |  | RT |  | KATHY LOFLAND
|  | SIEMENS MEDICAL | SIEMENS MEDICAL 960 |  | 243RRRR | RESPIRATORY |  |  |  | 01/01/2001 |  |  |  |  | NO | NO |  |  |  |  | SIEMENS MEDICAL 10348297 243RRRR |  |  | Active |  | 99:99:99:99:99:99 |  | High Risk | 1Y:00-MFG | 12/18/2018 | 12/01/2019 | COOPER UNIVERSITY HOSPITAL |  |  | RT |  | KATHY LOFLAND
|  | SIEMENS MEDICAL | SIEMENS MEDICAL ACUSON 9L4 MULTI-D |  |  | OPERATING ROOM PAVILION 2ND FLOOR |  |  |  | 10/31/2019 |  |  |  |  | NO | NO |  |  |  |  | SIEMENS MEDICAL 30212632 81006017 |  |  | Active |  | 99:99:99:99:99:99 |  | Accessory | PAAR:00-PVAR | 10/31/2019 | 10/31/2019 | COOPER UNIVERSITY HOSPITAL |  |  | Pav Or 2nd flr | WOT00000000766296 | JOE DRUCTOR | Performance Verification | Closed | Gene Amodei | 10/31/2019 | 10/31/2019 | Performance Verification for SIEMENS MEDICAL 30212632 81006017 | Initial Install of Performance Verification. Device is ready for patient use. |  |  | 10/31/2019 | 10/31/2019
|  | SIEMENS MEDICAL | SIEMENS MEDICAL ACUSON X300 |  |  | WILLINGBORO COOPER UNIVERSITY PHYSICIANS |  |  |  | 03/26/2010 |  |  |  |  | NO | NO |  |  |  |  | SIEMENS MEDICAL 10367129 316852 |  |  | Active |  | CD:10:10:CE:D0:00 |  | Equipment | 1Y:00-MFG | 03/26/2019 | 03/01/2020 | COOPER AMBULATORY OFF-SITES |  |  | INT MED PROCEDURE RM 3 |  | PATTY LEWIS
|  | SIEMENS MEDICAL | SIEMENS MEDICAL ACUSON X300 |  |  | VOORHEES SURGERY CENTER-SURGERY DEPT |  |  |  | 07/01/2008 |  |  |  |  | NO | NO |  |  |  |  | SIEMENS MEDICAL 10344822 313313 |  |  | Active |  | CD:10:10:CE:D0:00 |  | Equipment | 1Y:00-MFG | 04/12/2019 | 04/01/2020 | COOPER AMBULATORY OFF-SITES |  |  | SUITE G PROC RM C |  | Theresa Megali
|  | SIEMENS MEDICAL | SIEMENS MEDICAL ANGIOSTAR |  |  | CARDIAC CATH LAB |  |  |  | 07/04/1998 |  |  |  |  | NO | NO |  |  |  |  | SIEMENS MEDICAL 10367839 941100102 |  |  | Disposition |  |  |  | Equipment | 1Y:00-MFG | 07/29/2015 | 08/01/2020 | COOPER UNIVERSITY HOSPITAL |  |  | LAB 3 |  | LINDA BEAN
|  | SIEMENS MEDICAL | SIEMENS MEDICAL ANTARES |  |  | ANGIOGRAPHY |  |  |  | 11/20/2002 |  |  |  |  | NO | NO |  |  |  |  | SIEMENS MEDICAL 10369004 10137 |  |  | Active |  | 00:00:50:38:FD:52 |  | Equipment | 2Y:00-MFG | 05/25/2018 | 05/01/2020 | COOPER UNIVERSITY HOSPITAL |  |  | ANGIO HOLDING |  | PAULETTE DUCKREY
|  | SIEMENS MEDICAL | SIEMENS MEDICAL ANTARES |  |  | BUNKER HILL-OB/GYN |  |  |  | 10/01/2001 |  |  |  |  | NO | NO |  |  |  |  | SIEMENS MEDICAL 10366990 10140 |  |  | Disposition |  | 00:00:50:3B:77:7C |  | Equipment | 2Y:00-MFG | 11/01/2019 | 11/01/2021 | COOPER AMBULATORY OFF-SITES |  |  | Exam 8 |  | LISA POTTS
|  | SIEMENS MEDICAL | SIEMENS MEDICAL ANTARES |  |  | RIPPA CENTER-OB/GYN |  |  |  | 01/01/1900 |  |  |  |  | NO | NO |  |  |  |  | SIEMENS MEDICAL 10347655 10141 |  |  | Disposition |  |  |  | Equipment | 2Y:00-MFG | 05/24/2016 | 05/01/2021 | COOPER AMBULATORY OFF-SITES |  |  | 5TH FLOOR PAVILLION |  | PATRICIA HUFF
|  | SIEMENS MEDICAL | SIEMENS MEDICAL AXIOM ARTIS |  |  | ANGIOGRAPHY |  |  |  | 02/14/2007 |  |  |  |  | NO | NO |  |  |  |  | SIEMENS MEDICAL 10347551 360460601 |  |  | Disposition |  |  |  | Equipment | 1Y:00-MFG | 01/01/1900 | 12/01/2019 | COOPER UNIVERSITY HOSPITAL |  |  | LAB 1 |  | PAULETTE DUCKREY
|  | SIEMENS MEDICAL | SIEMENS MEDICAL AXIOM MULTIX M |  |  | RADIOLOGY DIAGNOSTICS |  |  |  | 10/01/2002 |  |  |  |  | NO | NO |  |  |  |  | SIEMENS MEDICAL 10368740 02170 |  |  | Disposition |  |  |  | Equipment | 2Y:00-MFG 3Y:00-RPLC 4Y:00-MIN | 06/13/2017 | 06/01/2020 | COOPER UNIVERSITY HOSPITAL |  |  | ROOM F |  | PAULETTE DUCKREY
|  | SIEMENS MEDICAL | SIEMENS MEDICAL AXIOM SENSIS |  |  | ANGIOGRAPHY |  |  |  | 06/28/2016 |  |  |  |  | NO | NO |  |  |  |  | SIEMENS MEDICAL 12580 3342 |  |  | Disposition |  |  |  | Alarm | 1Y:00-MFG | 06/28/2016 | 06/28/2016 | COOPER UNIVERSITY HOSPITAL |  |  | IR LAB 2 |  | PAULETTE DUCKREY |  |  |  | 06/28/2016 | 06/28/2016 |  |  |  |  | 06/28/2016 | 06/28/2016
|  | SIEMENS MEDICAL | SIEMENS MEDICAL AXIOM SENSIS SERVER |  | LBD57C0824 | RADIATION ONCOLOGY |  |  |  | 04/18/2016 |  |  |  |  | NO | NO |  |  |  |  | SIEMENS MEDICAL 24630 LBD57C0824 |  |  | Disposition |  |  |  | Equipment | 1Y:00-MFG | 04/18/2016 | 04/18/2016 | COOPER UNIVERSITY HOSPITAL |  |  | ROOM C1099 |  | COLLEEN TEGELER |  |  |  | 04/18/2016 | 04/18/2016 |  |  |  |  | 04/18/2016 | 04/18/2016
|  | SIEMENS MEDICAL | SIEMENS MEDICAL AXIOM VERTIX SOLITAIRE M |  |  | RADIOLOGY DIAGNOSTICS |  |  |  | 01/01/1900 |  |  |  |  | NO | NO |  |  |  |  | SIEMENS MEDICAL 12502 4640 |  |  | Disposition |  |  |  | Equipment | 1Y:00-MFG 3Y:00-RPLC 4Y:00-MIN | 01/01/1900 | 01/01/1900 | COOPER UNIVERSITY HOSPITAL |  |  | BASEMENT ROOM E |  | PAULETTE DUCKREY |  |  |  | 01/01/1900 | 01/01/1900 |  |  |  |  | 01/01/1900 | 01/01/1900
|  | SIEMENS MEDICAL | SIEMENS MEDICAL AXIOM VERTIX SOLITAIRE M |  |  | VOORHEES SURGERY CENTER-RADIOLOGY |  |  |  | 06/10/2015 |  |  |  |  | NO | NO |  |  |  |  | SIEMENS MEDICAL 04668 04112510 |  |  | Disposition |  |  |  | Equipment | 1Y:00-MFG 3Y:00-RPLC 4Y:00-MIN | 12/29/2015 | 04/01/2020 | COOPER AMBULATORY OFF-SITES |  |  | B108/SITE ID 45960 |  | PAT STIENES
|  | SIEMENS MEDICAL | SIEMENS MEDICAL AXIOM-SIRESKOP SD |  | Not Known | RADIOLOGY DIAGNOSTICS |  |  |  | 10/01/2002 |  |  |  |  | NO | NO |  |  |  |  | SIEMENS MEDICAL 10368741 Not Known |  |  | Disposition |  |  |  | Equipment | 1Y:00-MFG | 10/06/2016 | 06/01/2020 | COOPER UNIVERSITY HOSPITAL |  |  | ROOM F |  | PAULETTE DUCKREY
|  | SIEMENS MEDICAL | SIEMENS MEDICAL AXIOM-SIRESKOP SD |  |  | RADIOLOGY DIAGNOSTICS |  |  |  | 10/01/2002 |  |  |  |  | NO | NO |  |  |  |  | SIEMENS MEDICAL 10368745 11489 |  |  | Disposition |  | 00:30:05:2B:5C:DF |  | Equipment | 1Y:00-MFG | 05/06/2019 | 05/01/2020 | COOPER UNIVERSITY HOSPITAL |  |  | Fluoro Rm 1 |  | PAULETTE DUCKREY
|  | SIEMENS MEDICAL | SIEMENS MEDICAL AXIOM-SIRESKOP SD |  | NOT KNOWN | RADIOLOGY DIAGNOSTICS |  |  |  | 07/11/2006 |  |  |  |  | NO | NO |  |  |  |  | SIEMENS MEDICAL 10366453 NOT KNOWN |  |  | Disposition |  | 00:00:00:00:00:00 |  | Equipment | 1Y:00-MFG 10Y:00-RPLC | 09/25/2018 | 09/01/2020 | COOPER UNIVERSITY HOSPITAL |  |  | ROOM E |  | PAULETTE DUCKREY
|  | SIEMENS MEDICAL | SIEMENS MEDICAL BODY MATRIX |  |  | VOORHEES SURGERY CENTER-RADIOLOGY |  |  |  | 01/01/2015 |  |  |  |  | NO | NO |  |  |  |  | SIEMENS MEDICAL 10345852 8168 |  |  | Active |  | 99:99:99:99:99:99 |  | Accessory | PAAR:00-PVAR | 11/01/2019 |  | COOPER AMBULATORY OFF-SITES |  |  | MRI |  | PAT STIENES
|  | SIEMENS MEDICAL | SIEMENS MEDICAL BODY MATRIX |  | s11298 | 3 COOPER-RADIOLOGY |  |  |  | 01/01/2015 |  |  |  |  | NO | NO |  |  |  |  | SIEMENS MEDICAL 10345723 s11298 |  |  | Active |  | 99:99:99:99:99:99 |  | Accessory | PAAR:00-PVAR | 11/02/2019 |  | COOPER AMBULATORY OFF-SITES |  |  | MRI - BODY MATRIX |  | JUDY ADIRZONE
|  | SIEMENS MEDICAL | SIEMENS MEDICAL C5-2 |  | AR84431 | 3 COOPER - SURGERY DEPARTMENT |  |  |  | 12/03/2008 |  |  |  |  | NO | NO |  |  |  |  | SIEMENS MEDICAL 10347665 AR84431 |  |  | Disposition |  |  |  | Accessory | PAAR:00-PVAR | 11/02/2019 |  | COOPER AMBULATORY OFF-SITES |  |  | SUITE 403 |  | ANNE MAIER
|  | SIEMENS MEDICAL | SIEMENS MEDICAL CH4-1 |  |  | ANGIOGRAPHY |  |  |  | 05/09/2011 |  |  |  |  | NO | NO |  |  |  |  | SIEMENS MEDICAL 10369005 11310013 |  |  | Disposition |  | 99:99:99:99:99:99 |  | Accessory | PAAR:00-PVAR | 11/02/2019 |  | COOPER UNIVERSITY HOSPITAL |  |  | ANGIO HOLDING | WOT00000000508419 | PAULETTE DUCKREY | Disposition | Closed | Zhan Kiselev | 02/08/2018 | 07/19/2019 | Bulk Disposition CNL | Unit was traded in. | EXP3441235 | Labor | 07/19/2019 | 07/19/2019 | Zhan Kiselev
|  | SIEMENS MEDICAL | SIEMENS MEDICAL CH4-1 |  |  | RIPPA CENTER-OB/GYN |  |  |  | 12/11/2014 |  |  |  |  | NO | NO |  |  |  |  | SIEMENS MEDICAL 10347658 42013283 |  |  | Active |  | 99:99:99:99:99:99 |  | Accessory | PAAR:00-PVAR | 11/02/2019 |  | COOPER AMBULATORY OFF-SITES |  |  | OB/GYN |  | PATRICIA HUFF
|  | SIEMENS MEDICAL | SIEMENS MEDICAL CH4-1 |  |  | BUNKER HILL-OB/GYN |  |  |  | 11/01/2019 |  |  |  |  | NO | NO |  |  |  |  | SIEMENS MEDICAL 30144682 01390505 |  |  | Active |  | 99:99:99:99:99:99 |  | Accessory | PAAR:00-PVAR | 11/01/2019 | 11/01/2019 | COOPER AMBULATORY OFF-SITES |  |  | MOVES |  | LISA POTTS |  |  |  | 11/01/2019 | 11/01/2019 |  |  |  |  | 11/01/2019 | 11/01/2019
|  | SIEMENS MEDICAL | SIEMENS MEDICAL CH5-2 |  |  | WILLINGBORO COOPER UNIVERSITY PHYSICIANS |  |  |  | 03/26/2010 |  |  |  |  | NO | NO |  |  |  |  | SIEMENS MEDICAL 10367132 02497112 |  |  | Active |  | 99:99:99:99:99:99 |  | Accessory | PAAR:00-PVAR | 11/02/2019 |  | COOPER AMBULATORY OFF-SITES |  |  | INT MED PROCEDURE RM 3 |  | PATTY LEWIS
|  | SIEMENS MEDICAL | SIEMENS MEDICAL CH6-2 |  |  | RADIOLOGY DIAGNOSTICS |  |  |  | 01/01/2005 |  |  |  |  | NO | NO |  |  |  |  | SIEMENS MEDICAL 10347659 22505804 |  |  | Disposition |  | 99:99:99:99:99:99 |  | Accessory | PAAR:00-PVAR | 11/01/2019 |  | COOPER UNIVERSITY HOSPITAL |  |  | 5TH FLOOR PAVILLION | WOT00000000513492 | PAULETTE DUCKREY | Disposition | Closed | Charles Santomero | 02/08/2018 | 05/14/2019 | Bulk Disposition CNL
|  | SIEMENS MEDICAL | SIEMENS MEDICAL CH6-2 |  |  | BUNKER HILL-OB/GYN |  |  |  | 11/02/2019 |  |  |  |  | NO | NO |  |  |  |  | SIEMENS MEDICAL 30144681 41414807 |  |  | Active |  | 99:99:99:99:99:99 |  | Accessory | PAAR:00-PVAR | 11/02/2019 | 11/02/2019 | COOPER AMBULATORY OFF-SITES |  |  | MOVES |  | LISA POTTS |  |  |  | 11/02/2019 | 11/02/2019 |  |  |  |  | 11/02/2019 | 11/02/2019
|  | SIEMENS MEDICAL | SIEMENS MEDICAL CP BODY ARRAY FLEX |  |  | MRI |  |  |  | 06/05/2015 |  |  |  |  | NO | NO |  |  |  |  | SIEMENS MEDICAL 10366434 02404 |  |  | Active |  | 99:99:99:99:99:99 |  | Accessory | PAAR:00-PVAR | 11/02/2019 |  | COOPER UNIVERSITY HOSPITAL |  |  | B12 |  | ELLIOT VASQUEZ
|  | SIEMENS MEDICAL | SIEMENS MEDICAL CP EXTREMITY COIL |  |  | MRI |  |  |  | 06/05/2015 |  |  |  |  | NO | NO |  |  |  |  | SIEMENS MEDICAL 10366435 3674 |  |  | Active |  | 99:99:99:99:99:99 |  | Accessory | PAAR:00-PVAR | 11/02/2019 |  | COOPER UNIVERSITY HOSPITAL |  |  | B12 | WOT00000000515071 | ELLIOT VASQUEZ | Disposition | Closed | Charles Santomero | 02/08/2018 | 05/15/2019 | Bulk Disposition CNL
|  | SIEMENS MEDICAL | SIEMENS MEDICAL CP EXTREMITY COIL |  |  | VOORHEES SURGERY CENTER-RADIOLOGY |  |  |  | 01/01/2004 |  |  |  |  | NO | NO |  |  |  |  | SIEMENS MEDICAL 10345862 1150 |  |  | Active |  | 99:99:99:99:99:99 |  | Accessory | PAAR:00-PVAR | 11/01/2019 |  | COOPER AMBULATORY OFF-SITES |  |  | MRI |  | PAT STIENES
|  | SIEMENS MEDICAL | SIEMENS MEDICAL CP EXTREMITY COIL |  | s1485 | 3 COOPER-RADIOLOGY |  |  |  | 06/04/2015 |  |  |  |  | NO | NO |  |  |  |  | SIEMENS MEDICAL 10345725 s1485 |  |  | Active |  | 99:99:99:99:99:99 |  | Accessory | PAAR:00-PVAR | 11/02/2019 |  | COOPER AMBULATORY OFF-SITES |  |  | MRI - CP EXTREMITY COIL |  | JUDY ADIRZONE
|  | SIEMENS MEDICAL | SIEMENS MEDICAL CP HEAD ARRAY |  |  | MRI |  |  |  | 01/01/2015 |  |  |  |  | NO | NO |  |  |  |  | SIEMENS MEDICAL 10366436 5115 |  |  | Active |  | 99:99:99:99:99:99 |  | Accessory | PAAR:00-PVAR | 11/02/2019 |  | COOPER UNIVERSITY HOSPITAL |  |  | B12 | WOT00000000516846 | ELLIOT VASQUEZ | Disposition | Closed | Charles Santomero | 02/08/2018 | 05/15/2019 | Bulk Disposition CNL
|  | SIEMENS MEDICAL | SIEMENS MEDICAL CP HEAD ARRAY |  | s4171 | 3 COOPER-RADIOLOGY |  |  |  | 01/01/2015 |  |  |  |  | NO | NO |  |  |  |  | SIEMENS MEDICAL 10345717 s4171 |  |  | Active |  | 99:99:99:99:99:99 |  | Accessory | PAAR:00-PVAR | 11/02/2019 |  | COOPER AMBULATORY OFF-SITES |  |  | MRI - CP HEAD ARRAY |  | JUDY ADIRZONE
|  | SIEMENS MEDICAL | SIEMENS MEDICAL CP NECK COIL |  |  | MRI |  |  |  | 01/01/1900 |  |  |  |  | NO | NO |  |  |  |  | SIEMENS MEDICAL 10366437 4175 |  |  | Active |  | 99:99:99:99:99:99 |  | Accessory | PAAR:00-PVAR | 11/02/2019 |  | COOPER UNIVERSITY HOSPITAL |  |  | B12 | WOT00000000515707 | ELLIOT VASQUEZ | Disposition | Closed | Charles Santomero | 02/08/2018 | 05/15/2019 | Bulk Disposition CNL
|  | SIEMENS MEDICAL | SIEMENS MEDICAL CP SPINE ARRAY |  |  | MRI |  |  |  | 01/01/1900 |  |  |  |  | NO | NO |  |  |  |  | SIEMENS MEDICAL 103664238 1870 |  |  | Disposition |  |  |  | Accessory | PAAR:00-PVAR | 11/01/2019 |  | COOPER UNIVERSITY HOSPITAL |  |  | DISPOSITION |  | ELLIOT VASQUEZ
|  | SIEMENS MEDICAL | SIEMENS MEDICAL E.CAM |  |  | VOORHEES CARDIOLOGY SUITE 102 |  |  |  | 01/01/2001 |  |  |  |  | NO | NO |  |  |  |  | SIEMENS MEDICAL 10345364 1333 |  |  | Disposition |  |  |  | Equipment | 6M:00-MFG 4Y:00-RPLC | 06/28/2016 | 04/01/2020 | COOPER AMBULATORY OFF-SITES |  |  | Nuclear Lab |  | MICHELE MOLINARI
|  | SIEMENS MEDICAL | SIEMENS MEDICAL EC-10C5 |  |  | SPD |  |  |  | 07/01/2008 |  |  |  |  | NO | NO |  |  |  |  | SIEMENS MEDICAL 10347667 82432125 |  |  | Disposition |  | 99:99:99:99:99:99 |  | Accessory | PAAR:00-PVAR | 11/02/2019 |  | COOPER UNIVERSITY HOSPITAL |  |  | 5th floor pavillion storage | WOT00000000519497 | David Frye | Disposition | Closed | Zhan Kiselev | 02/08/2018 | 05/23/2019 | Bulk Disposition CNL | No longer at Cooper | EXP2993225 | Labor | 05/23/2019 | 05/23/2019 | Zhan Kiselev
|  | SIEMENS MEDICAL | SIEMENS MEDICAL EC9-4 |  |  | WILLINGBORO COOPER UNIVERSITY PHYSICIANS |  |  |  | 03/26/2010 |  |  |  |  | NO | NO |  |  |  |  | SIEMENS MEDICAL 10367130 02194204 |  |  | Active |  | 99:99:99:99:99:99 |  | Accessory | PAAR:00-PVAR | 11/02/2019 |  | COOPER AMBULATORY OFF-SITES |  |  | INT MED PROCEDURE RM 3 |  | PATTY LEWIS
|  | SIEMENS MEDICAL | SIEMENS MEDICAL EC9-4 |  | C2526029 | RIPPA CENTER-OB/GYN |  |  |  | 12/11/2014 |  |  |  |  | NO | NO |  |  |  |  | SIEMENS MEDICAL 10347660 C2526029 |  |  | Active |  | 99:99:99:99:99:99 |  | Accessory | PAAR:00-PVAR | 11/02/2019 |  | COOPER AMBULATORY OFF-SITES |  |  | 5TH FLOOR PAVILLION |  | PATRICIA HUFF
|  | SIEMENS MEDICAL | SIEMENS MEDICAL EC9-4 |  | B0584624 | BUNKER HILL-OB/GYN |  |  |  | 11/02/2019 |  |  |  |  | NO | NO |  |  |  |  | SIEMENS MEDICAL 30144680 B0584624 |  |  | Active |  | 99:99:99:99:99:99 |  | Accessory | PAAR:00-PVAR | 11/02/2019 | 11/02/2019 | COOPER AMBULATORY OFF-SITES |  |  | MOVES |  | LISA POTTS |  |  |  | 11/02/2019 | 11/02/2019 |  |  |  |  | 11/02/2019 | 11/02/2019
|  | SIEMENS MEDICAL | SIEMENS MEDICAL EIZO DSC 5608-DC |  |  | ANGIOGRAPHY |  |  |  | 02/14/2007 |  |  |  |  | NO | NO |  |  |  |  | SIEMENS MEDICAL 10347558 26585076 |  |  | Disposition |  | 99:99:99:99:99:99 |  | Accessory | PAAR:00-PVAR | 11/01/2019 |  | COOPER UNIVERSITY HOSPITAL |  |  | B35A - Lab 1 Control | WOT00000000513985 | PAULETTE DUCKREY | Disposition | Closed | Charles Santomero | 02/08/2018 | 07/20/2019 | Bulk Disposition CNL
|  | SIEMENS MEDICAL | SIEMENS MEDICAL EIZO DSC 5608-DC |  | NOT KNOWN | ANGIOGRAPHY |  |  |  | 02/18/2007 |  |  |  |  | NO | NO |  |  |  |  | SIEMENS MEDICAL 10347559 NOT KNOWN |  |  | Disposition |  | 99:99:99:99:99:99 |  | Accessory | PAAR:00-PVAR | 11/02/2019 |  | COOPER UNIVERSITY HOSPITAL |  |  | B35A - Lab 1 Control | WOT00000000531433 | PAULETTE DUCKREY | Disposition | Closed | Charles Santomero | 02/08/2018 | 07/20/2019 | Bulk Disposition CNL
|  | SIEMENS MEDICAL | SIEMENS MEDICAL FLUOROSPOT TOP |  |  | RADIOLOGY DIAGNOSTICS |  |  |  | 10/01/2002 |  |  |  |  | NO | NO |  |  |  |  | SIEMENS MEDICAL 10368747 03116 |  |  | Disposition |  |  |  | Equipment | 1Y:00-MFG | 05/10/2016 | 05/01/2020 | COOPER UNIVERSITY HOSPITAL |  |  | RM F KEL BASEMENT |  | PAULETTE DUCKREY
|  | SIEMENS MEDICAL | SIEMENS MEDICAL FLUOROSPOT TOP |  |  | RADIOLOGY DIAGNOSTICS |  |  |  | 02/13/2003 |  |  |  |  | NO | NO |  |  |  |  | SIEMENS MEDICAL 10368684 03203585 |  |  | Disposition |  |  |  | Equipment | 1Y:00-MFG | 09/29/2015 | 05/01/2020 | COOPER UNIVERSITY HOSPITAL |  |  | ROOM M BASEMENT |  | PAULETTE DUCKREY
|  | SIEMENS MEDICAL | SIEMENS MEDICAL HEAD MATRIX |  |  | VOORHEES SURGERY CENTER-RADIOLOGY |  |  |  | 01/01/2015 |  |  |  |  | NO | NO |  |  |  |  | SIEMENS MEDICAL 10345857 2421 |  |  | Active |  | 99:99:99:99:99:99 |  | Accessory | PAAR:00-PVAR | 11/02/2019 |  | COOPER AMBULATORY OFF-SITES |  |  | MRI |  | PAT STIENES
|  | SIEMENS MEDICAL | SIEMENS MEDICAL HEAD MATRIX |  | s4349 | 3 COOPER-RADIOLOGY |  |  |  | 01/01/2015 |  |  |  |  | NO | NO |  |  |  |  | SIEMENS MEDICAL 10345718 s4349 |  |  | Active |  | 99:99:99:99:99:99 |  | Accessory | PAAR:00-PVAR | 11/02/2019 |  | COOPER AMBULATORY OFF-SITES |  |  | MRI - HEAD MATRIX |  | JUDY ADIRZONE
|  | SIEMENS MEDICAL | SIEMENS MEDICAL HEAD/NECK 20 MRI COIL 3T |  |  | 3 COOPER-RADIOLOGY |  |  |  | 08/15/2016 |  |  |  |  | NO | NO |  |  |  |  | SIEMENS MEDICAL 10505492 3993 |  |  | Active |  | 99:99:99:99:99:99 |  | Accessory | PAAR:00-PVAR | 10/31/2019 |  | COOPER AMBULATORY OFF-SITES |  |  |  |  | JUDY ADIRZONE
|  | SIEMENS MEDICAL | SIEMENS MEDICAL HELIODENT 70 |  |  | BUNKER HILL-ORAL SURGERY |  |  |  | 01/01/1900 |  |  |  |  | NO | NO |  |  |  |  | SIEMENS MEDICAL 10366930 16025 |  |  | Disposition |  |  |  | Equipment | 1Y:00-MFG | 09/22/2015 | 09/01/2020 | COOPER AMBULATORY OFF-SITES |  |  | exam 3 |  | BARBARA DIPINTO
|  | SIEMENS MEDICAL | SIEMENS MEDICAL INTERFACE 047 (05511956) |  |  | VOORHEES SURGERY CENTER-RADIOLOGY |  |  |  | 06/04/2015 |  |  |  |  | NO | NO |  |  |  |  | SIEMENS MEDICAL 10345859 5856 |  |  | Active |  | 99:99:99:99:99:99 |  | Accessory | PAAR:00-PVAR | 11/02/2019 |  | COOPER AMBULATORY OFF-SITES |  |  | MRI |  | PAT STIENES
|  | SIEMENS MEDICAL | SIEMENS MEDICAL INTERFACE 047 (05511956) |  | s6797 | 3 COOPER-RADIOLOGY |  |  |  | 06/04/2015 |  |  |  |  | NO | NO |  |  |  |  | SIEMENS MEDICAL 10345724 s6797 |  |  | Active |  | 99:99:99:99:99:99 |  | Accessory | PAAR:00-PVAR | 10/31/2019 |  | COOPER AMBULATORY OFF-SITES |  |  | MRI |  | JUDY ADIRZONE
|  | SIEMENS MEDICAL | SIEMENS MEDICAL L10-5 |  | AU82023 | 3 COOPER - SURGERY DEPARTMENT |  |  |  | 12/03/2008 |  |  |  |  | NO | NO |  |  |  |  | SIEMENS MEDICAL 10347664 AU82023 |  |  | Disposition |  |  |  | Accessory | PAAR:00-PVAR | 11/02/2019 |  | COOPER AMBULATORY OFF-SITES |  |  | 5TH FLOOR PAVILLION |  | ANNE MAIER
|  | SIEMENS MEDICAL | SIEMENS MEDICAL LEONARDO |  |  | ANGIOGRAPHY |  |  |  | 05/10/2016 |  |  |  |  | NO | NO |  |  |  |  | SIEMENS MEDICAL 13722 2164 |  |  | Disposition |  |  |  | Equipment | 1Y:00-MFG | 05/10/2016 | 05/10/2016 | COOPER UNIVERSITY HOSPITAL |  |  | BASEMENT |  | PAULETTE DUCKREY |  |  |  | 05/10/2016 | 05/10/2016 |  |  |  |  | 05/10/2016 | 05/10/2016
|  | SIEMENS MEDICAL | SIEMENS MEDICAL MOBILETT PLUS HP |  |  | INTENSIVE CARE NURSERY |  |  |  | 01/01/1900 |  |  |  |  | NO | NO |  |  |  |  | SIEMENS MEDICAL 10354805 30909 |  |  | Disposition |  |  |  | Equipment | 1Y:00-MFG | 05/12/2016 |  | COOPER UNIVERSITY HOSPITAL |  |  | SITE ID 125735 |  | JOANNE FOX
|  | SIEMENS MEDICAL | SIEMENS MEDICAL MULTIX |  |  | KINGS HIGHWAY-RADIOLOGY |  |  |  | 01/09/1995 |  |  |  |  | NO | NO |  |  |  |  | SIEMENS MEDICAL 10366066 207888 |  |  | Disposition |  | 00:00:00:00:00:00 |  | Equipment | 1Y:00-MFG | 05/25/2018 | 05/01/2020 | COOPER AMBULATORY OFF-SITES |  |  | X-RAY ROOM 109 |  | SUZEN SCHAFFER
|  | SIEMENS MEDICAL | SIEMENS MEDICAL MULTIX |  |  | RADIOLOGY DIAGNOSTICS |  |  |  | 01/01/2011 |  |  |  |  | NO | NO |  |  |  |  | SIEMENS MEDICAL 10347610 1299 |  |  | Disposition |  |  |  | Equipment | 1Y:00-MFG | 05/27/2016 | 05/01/2020 | COOPER UNIVERSITY HOSPITAL |  |  | ED X-RAY |  | PAULETTE DUCKREY
|  | SIEMENS MEDICAL | SIEMENS MEDICAL MULTIX |  | S66HX03W02 | VOORHEES SURGERY CENTER-RADIOLOGY |  |  |  | 01/14/2002 |  |  |  |  | NO | NO |  |  |  |  | SIEMENS MEDICAL 10344962 S66HX03W02 |  |  | Disposition |  | 00:00:00:00:00:00 |  | Equipment | 1Y:00-MFG | 04/24/2018 | 04/01/2020 | COOPER AMBULATORY OFF-SITES |  |  | SUITE B X-RAY |  | PAT STIENES
|  | SIEMENS MEDICAL | SIEMENS MEDICAL MULTIX PRO |  |  | RADIOLOGY DIAGNOSTICS |  |  |  | 07/21/2011 |  |  |  |  | NO | NO |  |  |  |  | SIEMENS MEDICAL 10347608 11970 |  |  | Disposition |  |  |  | Equipment | 1Y:00-MFG 3Y:00-RPLC 4Y:00-MIN | 01/01/1900 | 12/01/2019 | COOPER UNIVERSITY HOSPITAL |  |  | EMERGENCY DEPARTMENT |  | PAULETTE DUCKREY
|  | SIEMENS MEDICAL | SIEMENS MEDICAL NECK MATRIX |  |  | 3 COOPER-RADIOLOGY |  |  |  | 06/05/2015 |  |  |  |  | NO | NO |  |  |  |  | SIEMENS MEDICAL 10505491 8222 |  |  | Active |  | 99:99:99:99:99:99 |  | Accessory | PAAR:00-PVAR | 11/02/2019 |  | COOPER AMBULATORY OFF-SITES |  |  | MRI - NECK MATRIX |  | JUDY ADIRZONE
|  | SIEMENS MEDICAL | SIEMENS MEDICAL NECK MATRIX |  |  | VOORHEES SURGERY CENTER-RADIOLOGY |  |  |  | 01/01/2015 |  |  |  |  | NO | NO |  |  |  |  | SIEMENS MEDICAL 10345861 5445 |  |  | Active |  | 99:99:99:99:99:99 |  | Accessory | PAAR:00-PVAR | 11/02/2019 |  | COOPER AMBULATORY OFF-SITES |  |  | MRI |  | PAT STIENES
|  | SIEMENS MEDICAL | SIEMENS MEDICAL PA MATRIX TIM COIL |  |  | VOORHEES SURGERY CENTER-RADIOLOGY |  |  |  | 01/01/1900 |  |  |  |  | NO | NO |  |  |  |  | SIEMENS MEDICAL 10345863 1895 |  |  | Active |  | 99:99:99:99:99:99 |  | Accessory | PAAR:00-PVAR | 11/02/2019 |  | COOPER AMBULATORY OFF-SITES |  |  | MRI |  | PAT STIENES
|  | SIEMENS MEDICAL | SIEMENS MEDICAL PA MATRIX TIM COIL |  | s2873 | 3 COOPER-RADIOLOGY |  |  |  | 01/01/1900 |  |  |  |  | NO | NO |  |  |  |  | SIEMENS MEDICAL 10345721 s2873 |  |  | Active |  | 99:99:99:99:99:99 |  | Accessory | PAAR:00-PVAR | 11/02/2019 |  | COOPER AMBULATORY OFF-SITES |  |  | MRI - PA MATRIX TIM COIL |  | JUDY ADIRZONE
|  | SIEMENS MEDICAL | SIEMENS MEDICAL PANORAMA |  | 25427-S02 | BUNKER HILL-ORAL SURGERY |  |  |  | 01/01/1900 |  |  |  |  | NO | NO |  |  |  |  | SIEMENS MEDICAL 00814 25427-S02 |  |  | Disposition |  |  |  | Equipment | 1Y:00-MFG | 04/18/2016 | 09/01/2020 | COOPER AMBULATORY OFF-SITES |  |  | RM 4 |  | BARBARA DIPINTO
|  | SIEMENS MEDICAL | SIEMENS MEDICAL POLYDOROS 80 |  | 12032S01 | RADIOLOGY DIAGNOSTICS |  |  |  | 04/13/2003 |  |  |  |  | NO | NO |  |  |  |  | SIEMENS MEDICAL 10369013 12032S01 |  |  | Active |  | 99:99:99:99:99:99 |  | Equipment | 2Y:00-MFG | 05/02/2018 | 04/01/2020 | COOPER UNIVERSITY HOSPITAL |  |  | RM M 400-135932 CONT 35132751 |  | PAULETTE DUCKREY
|  | SIEMENS MEDICAL | SIEMENS MEDICAL POLYDOROS 80 |  |  | RADIOLOGY DIAGNOSTICS |  |  |  | 01/01/1900 |  |  |  |  | NO | NO |  |  |  |  | SIEMENS MEDICAL 10368683 04642 |  |  | Disposition |  |  |  | Equipment | 1Y:00-MFG | 09/27/2015 | 05/01/2020 | COOPER UNIVERSITY HOSPITAL |  |  | RM B44 |  | PAULETTE DUCKREY
|  | SIEMENS MEDICAL | SIEMENS MEDICAL SHOULDER COIL |  |  | MRI |  |  |  | 06/08/2015 |  |  |  |  | NO | NO |  |  |  |  | SIEMENS MEDICAL 10366440 05688 |  |  | Active |  | 99:99:99:99:99:99 |  | Accessory | PAAR:00-PVAR | 11/02/2019 |  | COOPER UNIVERSITY HOSPITAL |  |  | B12 | WOT00000000536892 | ELLIOT VASQUEZ | Disposition | Closed | Charles Santomero | 02/09/2018 | 05/15/2019 | Bulk Disposition CNL | Notification sent to technician and manager that this CEID has been marked as Could Not Locate (CNL). 33% SLA Warning: Notification sent to technician and manager that this CEID has been marked as Could Not Locate (CNL) for 30 days. 66% SLA Warning: Notification sent to technician and manager that this CEID has been marked as Could Not Locate (CNL) for 60 days. 99% SLA Warning: Notification sent to technician and manager that this CEID has been marked as Could Not Locate (CNL) for 90 days.
|  | SIEMENS MEDICAL | SIEMENS MEDICAL SHOULDER COIL |  |  | VOORHEES SURGERY CENTER-RADIOLOGY |  |  |  | 06/08/2015 |  |  |  |  | NO | NO |  |  |  |  | SIEMENS MEDICAL 10345860 06211.1119 |  |  | Active |  | 99:99:99:99:99:99 |  | Accessory | PAAR:00-PVAR | 11/02/2019 |  | COOPER AMBULATORY OFF-SITES |  |  | MRI |  | PAT STIENES
|  | SIEMENS MEDICAL | SIEMENS MEDICAL SONOLINE G20 |  | JB01125 | 3 COOPER - SURGERY DEPARTMENT |  |  |  | 12/03/2008 |  |  |  |  | NO | NO |  |  |  |  | SIEMENS MEDICAL 10347666 JB01125 |  |  | Disposition |  |  |  | Equipment | 1Y:00-MFG | 10/13/2015 | 01/01/2020 | COOPER AMBULATORY OFF-SITES |  |  | SUITE 403 |  | ANNE MAIER
|  | SIEMENS MEDICAL | SIEMENS MEDICAL SONOLINE PRIMA |  | BCA1491 | CHERRY HILL URGENT CARE |  |  |  | 01/01/1900 |  |  |  |  | NO | NO |  |  |  |  | SIEMENS MEDICAL 10346150 BCA1491 |  |  | Disposition |  |  |  | Equipment | 1Y:00-MFG | 10/31/2017 | 10/01/2020 | COOPER AMBULATORY OFF-SITES |  |  | LAB |  | MELISSA PORTOBANCO
|  | SIEMENS MEDICAL | SIEMENS MEDICAL SWIFT LINK |  |  | CARDIAC CATH LAB |  |  |  | 03/02/2017 |  |  |  |  | NO | NO |  |  |  |  | SIEMENS MEDICAL 10752766 43210131 |  |  | Active |  | 99:99:99:99:99:99 |  | Accessory | PAAR:00-PVAR | 10/31/2019 |  | COOPER UNIVERSITY HOSPITAL |  |  |  | 0012677719 | LINDA BEAN | Repair | Closed | Charles Santomero | 01/26/2018 | 01/29/2018 | ULTRASOUND CATH - LOOSE CONNECTION NOT ABLE TO SEE IMAGES - CATH LAB EP RM 1 | 1/26/2018 11:57:00 AM ZXKISELEV (ZXKISELEV 1/26/2018 12:00 AM) SWIFT LINK NEEDS TO BE REPLACED. NOT BEGIN RECOGNIZED BY ULTRASOUND MACHINE (CTSANTOMERO 1/26/2018 12:00 AM) SWIFT LINK NEEDS TO BE REPLACED. NOT BEGIN RECOGNIZED BY ULTRASOUND MACHINE 1/29/2018 10:09:58 PM CTSANTOMERO (JXHARRIS 1/29/2018 8:00 AM) JOSH WENT TO LOADING DOCK TO RETIEVE PACKAGE AND DELIVERED IT TO THE CATH LAB. TECHS INSTALLED NEW PROBE AND IT WORKED AS INTENDED. OVP, RTS. | 5202B23B-B954-4112-8C88-5FCCB6AB51BD | Labor | 01/26/2018 | 01/26/2018 | Charles Santomero
|  | SIEMENS MEDICAL | SIEMENS MEDICAL SWIFTLINK |  |  | CARDIAC CATH LAB |  |  |  | 02/12/2018 |  |  |  |  | NO | NO |  |  |  |  | SIEMENS MEDICAL 10752778 02542517 |  |  | Active |  | 99:99:99:99:99:99 |  | Accessory | PAAR:00-PVAR | 10/31/2019 |  | COOPER UNIVERSITY HOSPITAL |  |  | Cath Lab 4 | WOT00000000545849 | LINDA BEAN | Performance Verification | Closed | Zhan Kiselev | 02/13/2018 | 07/30/2018 | Performance Verification for SIEMENS MEDICAL 10752778 02542517 | Initial Install of Performance Verification. Device is ready for patient use.
|  | SIEMENS MEDICAL | SIEMENS MEDICAL SWIFTLINK |  |  | CARDIAC CATH LAB |  |  |  | 02/12/2018 |  |  |  |  | NO | NO |  |  |  |  | SIEMENS MEDICAL 10752777 74511065 |  |  | Disposition |  | 99:99:99:99:99:99 |  | Accessory | PAAR:00-PVAR | 10/16/2019 |  | COOPER UNIVERSITY HOSPITAL |  |  | Cath Lab 4 | WOT00000000545846 | LINDA BEAN | Performance Verification | Closed | Zhan Kiselev | 02/13/2018 | 07/30/2018 | CEID Record Completion for SIEMENS MEDICAL 10752777 74511065 | New Inventory of a Ultrasound Probe | EXP0129769 | Labor | 02/13/2018 | 02/13/2018 | Zhan Kiselev
|  | SIEMENS MEDICAL | SIEMENS MEDICAL SYNGO WORKPLACE |  | 280FWBW971 | NUCLEAR MEDICINE |  |  |  | 11/01/2019 |  |  |  |  | NO | NO |  |  |  |  | SIEMENS MEDICAL 17613 280FWBW971 |  |  | Disposition |  | CD:10:10:CE:D0:00 |  | Equipment | PAAR:00-PVAR | 11/01/2019 | 11/01/2019 | COOPER UNIVERSITY HOSPITAL |  |  | B72 - PHYSICIAN'S READING RM |  | Donna Handy |  |  |  | 11/01/2019 | 11/01/2019 |  |  |  |  | 11/01/2019 | 11/01/2019
|  | SIEMENS MEDICAL | SIEMENS MEDICAL SYNGO WORKPLACE |  |  | NEUROLOGY/EEG |  |  |  | 11/02/2019 |  |  |  |  | NO | NO |  |  |  |  | SIEMENS MEDICAL 16431 1965 |  |  | Disposition |  |  |  | Equipment | PAAR:00-PVAR | 11/02/2019 | 11/02/2019 | COOPER UNIVERSITY HOSPITAL |  |  | PAV OR - RM 4/5 |  | Debbie Hughes |  |  |  | 11/02/2019 | 11/02/2019 |  |  |  |  | 11/02/2019 | 11/02/2019
|  | SIEMENS MEDICAL | SIEMENS MEDICAL SYNGO WORKPLACE |  |  | RADIATION ONCOLOGY |  |  |  | 04/04/2013 |  |  |  |  | NO | NO |  |  |  |  | SIEMENS MEDICAL 10480296 3097 |  |  | Disposition |  |  |  | Equipment | PAAR:00-PVAR | 10/16/2019 |  | COOPER UNIVERSITY HOSPITAL |  |  | ROOM C1099 |  | COLLEEN TEGELER
|  | SIEMENS MEDICAL | SIEMENS MEDICAL SYNGO WORKPLACE |  | E171303308 | VOORHEES SURGERY CENTER-RADIOLOGY |  |  |  | 12/30/2011 |  |  |  |  | NO | NO |  |  |  |  | SIEMENS MEDICAL 10344950 E171303308 |  |  | Active |  | CD:10:10:CE:D0:00 |  | Equipment | PAAR:00-PVAR | 11/02/2019 |  | COOPER AMBULATORY OFF-SITES |  |  | SUITE B pet |  | PAT STIENES
|  | SIEMENS MEDICAL | SIEMENS MEDICAL SYNGO WORKPLACE |  |  | VOORHEES SURGERY CENTER-RADIOLOGY |  |  |  | 12/30/2011 |  |  |  |  | NO | NO |  |  |  |  | SIEMENS MEDICAL 10344952 3029 |  |  | Active |  | CD:10:10:CE:D0:00 |  | Equipment | PAAR:00-PVAR | 11/02/2019 |  | COOPER AMBULATORY OFF-SITES |  |  | SUITE B pet/Site 400-412407 |  | PAT STIENES
|  | SIEMENS MEDICAL | SIEMENS MEDICAL SYNGO WORKPLACE |  | 400-412407 | VOORHEES SURGERY CENTER-RADIOLOGY |  |  |  | 12/30/2011 |  |  |  |  | NO | NO |  |  |  |  | SIEMENS MEDICAL 10344953 400-412407 |  |  | Active |  | CD:10:10:CE:D0:00 |  | Equipment | PAAR:00-PVAR | 11/02/2019 |  | COOPER AMBULATORY OFF-SITES |  |  | SUITE B pet |  | PAT STIENES
|  | SIEMENS MEDICAL | SIEMENS MEDICAL TE-V5MS |  |  | ECHOCARDIOLOGY |  |  |  | 01/01/2015 |  |  |  |  | NO | NO |  |  |  |  | SIEMENS MEDICAL 10357239 33607602 |  |  | Disposition |  | 99:99:99:99:99:99 |  | Accessory | PAAR:00-PVAR | 11/02/2019 |  | COOPER UNIVERSITY HOSPITAL |  |  | eco lab | WOT00000000514809 | LINDA VALENTI | Disposition | Closed | Zhan Kiselev | 02/08/2018 | 05/23/2019 | Bulk Disposition CNL | No longer at Cooper. | EXP2993255 | Labor | 05/23/2019 | 05/23/2019 | Zhan Kiselev
|  | SIEMENS MEDICAL | SIEMENS MEDICAL VF13-5 |  |  | WILLINGBORO COOPER UNIVERSITY PHYSICIANS |  |  |  | 03/26/2010 |  |  |  |  | NO | NO |  |  |  |  | SIEMENS MEDICAL 10367133 0229661 |  |  | Active |  | 99:99:99:99:99:99 |  | Accessory | PAAR:00-PVAR | 11/02/2019 |  | COOPER AMBULATORY OFF-SITES |  |  | INT MED PROCEDURE RM 3 |  | PATTY LEWIS
|  | SIEMENS MEDICAL | SIEMENS MEDICAL VF13-5 |  | SF135014053 | RADIOLOGY DIAGNOSTICS |  |  |  | 01/01/2005 |  |  |  |  | NO | NO |  |  |  |  | SIEMENS MEDICAL 10347654 SF135014053 |  |  | Disposition |  | 99:99:99:99:99:99 |  | Accessory | PAAR:00-PVAR | 11/02/2019 |  | COOPER UNIVERSITY HOSPITAL |  |  | 5TH FLOOR PAVILLION | WOT00000000534232 | PAULETTE DUCKREY | Disposition | Closed | Charles Santomero | 02/08/2018 | 06/05/2019 | Bulk Disposition CNL
|  | SIEMENS MEDICAL | SIEMENS MEDICAL VF7-3 |  | a7602985 | ANGIOGRAPHY |  |  |  | 01/01/1900 |  |  |  |  | NO | NO |  |  |  |  | SIEMENS MEDICAL 10369007 a7602985 |  |  | Disposition |  |  |  | Accessory | PAAR:00-PVAR | 11/02/2019 |  | COOPER UNIVERSITY HOSPITAL |  |  | holding |  | PAULETTE DUCKREY
|  | SIEMENS MEDICAL | SIEMENS MEDICAL VF7-3 |  | A8563125 | RIPPA CENTER-OB/GYN |  |  |  | 12/11/2014 |  |  |  |  | NO | NO |  |  |  |  | SIEMENS MEDICAL 1034763 A8563125 |  |  | Active |  | 99:99:99:99:99:99 |  | Accessory | PAAR:00-PVAR | 10/31/2019 |  | COOPER AMBULATORY OFF-SITES |  |  | OB/GYN |  | PATRICIA HUFF
|  | SIEMENS MEDICAL | SIEMENS MEDICAL VF8-3 |  | BE00698 | WILLINGBORO COOPER UNIVERSITY PHYSICIANS |  |  |  | 03/26/2010 |  |  |  |  | NO | NO |  |  |  |  | SIEMENS MEDICAL 10367131 BE00698 |  |  | Active |  | 99:99:99:99:99:99 |  | Accessory | PAAR:00-PVAR | 11/02/2019 |  | COOPER AMBULATORY OFF-SITES |  |  | INT MED PROCEDURE RM 3 |  | PATTY LEWIS
|  | SIEMENS MEDICAL | SIEMENS MEDICAL VFX13-5 |  | x13c104434 | ANGIOGRAPHY |  |  |  | 01/01/2015 |  |  |  |  | NO | NO |  |  |  |  | SIEMENS MEDICAL 10369006 x13c104434 |  |  | Disposition |  | 99:99:99:99:99:99 |  | Accessory | PAAR:00-PVAR | 11/02/2019 |  | COOPER UNIVERSITY HOSPITAL |  |  | ANGIO HOLDING | WOT00000000536168 | PAULETTE DUCKREY | Disposition | Closed | Zhan Kiselev | 02/08/2018 | 07/19/2019 | Bulk Disposition CNL | Unit was traded in | EXP3441349 | Labor | 07/19/2019 | 07/19/2019 | Zhan Kiselev
|  | SIERRA SCIENTIFIC INSTRUMENTS | SIERRA SCIENTIFIC INSTRUMENTS MANOSCAN 360 |  | MSM1264 | SPECIAL TEST |  |  |  | 01/25/2019 |  |  |  |  | NO | NO |  |  |  |  | SIERRA SCIENTIFIC INSTRUMENTS 30143438 MSM1264 |  |  | Disposition |  | 00:21:70:55:46:1D |  | Equipment | 1Y:00-MFG | 01/25/2019 | 01/25/2019 | COOPER UNIVERSITY HOSPITAL |  |  | ENDOSCOPY 1 |  | AMY HANNAN |  |  |  | 01/25/2019 | 01/25/2019 |  |  |  |  | 01/25/2019 | 01/25/2019
|  | SIESTAMED TECHNOLOGIES, LLC | SIESTAMED TECHNOLOGIES, LLC HURRICANE |  | Not Known | VOORHEES SURGERY CENTER-PULMONARY |  |  |  | 01/01/1900 |  |  |  |  | NO | NO |  |  |  |  | SIESTAMED TECHNOLOGIES, LLC 10348042 Not Known |  |  | Active |  | 99:99:99:99:99:99 |  | Equipment | PAAR:00-PVAR | 11/01/2019 |  | COOPER AMBULATORY OFF-SITES |  |  | K205 DIRTY ROOM | 0012064622 | SUSAN PINE | Repair | Closed | Kirk Lis | 08/25/2017 | 08/28/2017 | DRYER - "ALMOST DONE & NEED A NEW ONE", NEED MACHINE CHECKED OUT- PLEASE CALL W/ETA - VASC/PULM LAB, 900 CENTENIAL BLDG STE K | 8/28/2017 8:57:44 AM KALIS (KALIS 8/28/2017 12:00 AM) TRAVEL TIME (KALIS 8/25/2017 12:00 AM) PERFORMED DIAGNOSTICS. OEM DOES NOT SELL REPLACEMENT PARTS. GAVE SLEEP STUDY TECH. JEN OPTIONS FROM OEM. #1 REPLACE BOTTOM OF UNIT FOR $300.00 OR #2 BUY COMPLETE UNIT FOR $500.00 NEED TO GET FEED BACK ON WHICH WAY THEY WANT TO GO? 8/28/2017 8:58:16 AM KALIS (KALIS 8/28/2017 12:00 AM) DOCUMENTATION 8/28/2017 9:31:37 AM KALIS This device has been removed from an active status with the RSQ Database, and physically removed from the facility. Device retired on 8/28/2017; Authorized By: YES; Nature of Retirement: BEYOND ECONOMICAL REPAIR; Days In Service: 816 | 614A5FC4-25A9-4726-A82E-3A3C4286C5AE | Labor | 08/28/2017 | 08/28/2017 | Kirk Lis
|  | SIMS BCI INC. | SIMS BCI INC. 3300NV |  |  | BRACE ROAD-MEDICINE |  |  |  | 10/31/2019 |  |  |  |  | NO | NO |  |  |  |  | SIMS BCI INC. 11200056 39041237 |  |  | Active |  |  |  | Alarm | PAAR:00-PVAR | 10/31/2019 | 10/31/2019 | COOPER AMBULATORY OFF-SITES |  |  | SUITE 107 | WOT00000003416636 | Cheryl Peck | Performance Verification | Closed | Kirk Lis | 10/31/2019 | 10/31/2019 | CEID Record Completion for SIMS BCI INC. 11200056 39041237 | INVENTORIED NEW EQUIPMENT | EXP3604444 | Labor | 10/31/2019 | 10/31/2019 | Kirk Lis
|  | SIZEWISE RENTALS | SIZEWISE RENTALS BARI BED |  |  | MED/SURG 6 PAVILION |  |  |  | 02/03/2017 |  |  |  |  | NO | NO |  |  |  |  | SIZEWISE RENTALS 50010963 218208 |  |  | Disposition |  |  |  | Equipment | 1Y:00-MFG | 02/03/2017 | 02/03/2017 | COOPER UNIVERSITY HOSPITAL |  |  | ROOM 642 |  | BRIAN OSHAUGHNESSY |  |  |  | 02/03/2017 | 02/03/2017 |  |  |  |  | 02/03/2017 | 02/03/2017
|  | SIZEWISE RENTALS | SIZEWISE RENTALS BARI BED |  |  | BIOMEDICAL |  |  |  | 02/03/2017 |  |  |  |  | NO | NO |  |  |  |  | SIZEWISE RENTALS 50005111 39599 |  |  | Disposition |  |  |  | Equipment | 1Y:00-MFG | 02/03/2017 | 02/03/2017 | COOPER UNIVERSITY HOSPITAL |  |  | P5 STORAGE RM |  | Bonnie Aichroch |  |  |  | 02/03/2017 | 02/03/2017 |  |  |  |  | 02/03/2017 | 02/03/2017
|  | SKYTRON | SKYTRON 12209 |  | DO99A16-419 | LABOR & DELIVERY |  |  |  | 01/01/1900 |  |  |  |  | NO | NO |  |  |  |  | SKYTRON 04591 DO99A16-419 |  |  | Disposition |  |  |  | Equipment | 1Y:00-MFG | 05/15/2016 |  | COOPER UNIVERSITY HOSPITAL |  |  |  |  | JOANNA HORST
|  | SKYTRON | SKYTRON 12209 |  | DO99A16-413 | LABOR & DELIVERY |  |  |  | 01/01/1900 |  |  |  |  | NO | NO |  |  |  |  | SKYTRON 04592 DO99A16-413 |  |  | Disposition |  |  |  | Equipment | 1Y:00-MFG | 05/15/2016 |  | COOPER UNIVERSITY HOSPITAL |  |  |  |  | JOANNA HORST
|  | SKYTRON | SKYTRON 6500N |  | 6500-26-A0375 | OR - KELEMEN 3 |  |  |  | 03/09/2003 |  |  |  |  | NO | NO |  |  |  |  | SKYTRON 10369306 6500-26-A0375 |  |  | Disposition |  | 99:99:99:99:99:99 |  | Equipment | PAAR:00-PVAR | 11/02/2019 |  | COOPER UNIVERSITY HOSPITAL |  |  | KELEMEN OR |  | DOMINIC VENDETTA
|  | SKYTRON | SKYTRON 6500N |  | A0640 | OPERATING ROOM - PAVILION |  |  |  | 01/01/1900 |  |  |  |  | NO | NO |  |  |  |  | SKYTRON 10368333 A0640 |  |  | Disposition |  |  |  | Equipment | PAAR:00-PVAR | 11/02/2019 |  | COOPER UNIVERSITY HOSPITAL |  |  | OR P10 |  | DOMINIC VENDETTA
|  | SKYTRON | SKYTRON AURORA LED 5 |  | 2016-02-1797 | OR - KELEMEN 3 |  |  | head was switched by vendor | 09/12/2016 |  |  |  |  | NO | NO |  |  |  |  | SKYTRON 10505433 2016-02-1797 |  |  | Active |  | 99:99:99:99:99:99 |  | Equipment | PAAR:00-PVAR | 10/31/2019 |  | COOPER UNIVERSITY HOSPITAL |  |  | KELEMEN OR RM 11 |  | DOMINIC VENDETTA
|  | SKYTRON | SKYTRON AURORA LED 7 |  |  | OPERATING ROOM - PAVILION |  |  |  | 02/09/2009 |  |  |  |  | NO | NO |  |  |  |  | SKYTRON 10368895 07100192 |  |  | Disposition |  |  |  | Equipment | PAAR:00-PVAR | 11/02/2019 |  | COOPER UNIVERSITY HOSPITAL |  |  | ROOM 11 |  | DOMINIC VENDETTA
|  | SKYTRON | SKYTRON AURORA LED 7 |  |  | OPERATING ROOM - PAVILION |  |  |  | 02/09/2009 |  |  |  |  | NO | NO |  |  |  |  | SKYTRON 10368897 07080023 |  |  | Disposition |  |  |  | Equipment | PAAR:00-PVAR | 11/02/2019 |  | COOPER UNIVERSITY HOSPITAL |  |  | ROOM 11 |  | DOMINIC VENDETTA
|  | SKYTRON | SKYTRON AURORA LED 7 |  |  | OPERATING ROOM - PAVILION |  |  |  | 02/04/2009 |  |  |  |  | NO | NO |  |  |  |  | SKYTRON 10368280 07100079 |  |  | Disposition |  |  |  | Equipment | PAAR:00-PVAR | 11/02/2019 |  | COOPER UNIVERSITY HOSPITAL |  |  | OR 3 |  | DOMINIC VENDETTA
|  | SKYTRON | SKYTRON AURORA LED 7 |  |  | OPERATING ROOM - PAVILION |  |  |  | 02/04/2009 |  |  |  |  | NO | NO |  |  |  |  | SKYTRON 10367293 08050393 |  |  | Disposition |  |  |  | Equipment | PAAR:00-PVAR | 11/01/2019 |  | COOPER UNIVERSITY HOSPITAL |  |  | ROOM 2 |  | DOMINIC VENDETTA
|  | SKYTRON | SKYTRON AURORA LED 7 |  |  | OPERATING ROOM - PAVILION |  |  |  | 02/04/2009 |  |  |  |  | NO | NO |  |  |  |  | SKYTRON 10367292 07120112 |  |  | Disposition |  |  |  | Equipment | PAAR:00-PVAR | 11/02/2019 |  | COOPER UNIVERSITY HOSPITAL |  |  | ROOM 2 |  | DOMINIC VENDETTA
|  | SKYTRON | SKYTRON ELITE |  |  | OR - KELEMEN 3 |  |  |  | 11/01/2019 |  |  |  |  | NO | NO |  |  |  |  | SKYTRON 50010988 04857 |  |  | Disposition |  | 99:99:99:99:99:99 |  | Equipment | PAAR:00-PVAR | 11/01/2019 | 11/01/2019 | COOPER UNIVERSITY HOSPITAL |  |  | P5 STORAGE RM | WOT00000000536977 | DOMINIC VENDETTA | Disposition | Closed | Salvatore Bombara | 11/01/2019 | 11/01/2019 | Bulk Disposition CNL | Unit has been removed from service | EXP2945993 | Labor | 11/01/2019 | 11/01/2019 | Salvatore Bombara
|  | SKYTRON | SKYTRON ELITE 6500 |  | 6500NB-26-A0732 | OR - KELEMEN 3 |  |  |  | 01/01/1900 |  |  |  |  | NO | NO |  |  |  |  | SKYTRON 10367387 6500NB-26-A0732 |  |  | Disposition |  |  |  | Equipment | PAAR:00-PVAR | 11/02/2019 |  | COOPER UNIVERSITY HOSPITAL |  |  | OR |  | DOMINIC VENDETTA
|  | SKYTRON | SKYTRON ELITE 6500 |  | 6500NB-26-A0731 | OPERATING ROOM - PAVILION |  |  |  | 03/08/2002 |  |  |  |  | NO | NO |  |  |  |  | SKYTRON 10367380 6500NB-26-A0731 |  |  | Disposition |  | 99:99:99:99:99:99 |  | Equipment | PAAR:00-PVAR | 11/02/2019 |  | COOPER UNIVERSITY HOSPITAL |  |  | P3 - ROOM 8 |  | DOMINIC VENDETTA
|  | SKYTRON | SKYTRON EXAM LIGHT |  | D099A16-415 | LABOR & DELIVERY |  |  |  | 01/01/1900 |  |  |  |  | NO | NO |  |  |  |  | SKYTRON 04590 D099A16-415 |  |  | Disposition |  |  |  | Equipment | 1Y:00-MFG | 05/15/2016 |  | COOPER UNIVERSITY HOSPITAL |  |  |  |  | JOANNA HORST
|  | SKYTRON | SKYTRON EZ SLIDE 3502 |  | SUT20134-0032 | OR - KELEMEN 3 |  |  |  | 10/21/2013 |  |  |  |  | NO | NO |  |  |  |  | SKYTRON 10346277 SUT20134-0032 |  |  | Active |  | 99:99:99:99:99:99 |  | Equipment | PAAR:00-PVAR | 11/02/2019 |  | COOPER UNIVERSITY HOSPITAL |  |  | OR 9 |  | DOMINIC VENDETTA
|  | SKYTRON | SKYTRON HERCULES 6500HD |  | 6500-HD-2001-1-6-1 | OR - KELEMEN 3 |  |  |  | 01/01/1900 |  |  |  |  | NO | NO |  |  |  |  | SKYTRON 10355480 6500-HD-2001-1-6-1 |  |  | Disposition |  |  |  | Equipment | PAAR:00-PVAR | 11/01/2019 |  | COOPER UNIVERSITY HOSPITAL |  |  | OR 6 |  | DOMINIC VENDETTA
|  | SKYTRON | SKYTRON INFINITY SERIES |  | 5A-670 | EMERGENCY ROOM |  |  |  | 01/01/1900 |  |  |  |  | NO | NO |  |  |  |  | SKYTRON 04767 5A-670 |  |  | Disposition |  |  |  | Equipment | PAAR:00-PVAR | 10/16/2019 |  | COOPER UNIVERSITY HOSPITAL |  |  | PEDS TRAUMA |  | KAREN GRUBER
|  | SKYTRON | SKYTRON INFINITY SERIES |  | 06970348B | TRAUMA ADMIT |  |  |  | 01/01/1900 |  |  |  |  | NO | NO |  |  |  |  | SKYTRON 04765 06970348B |  |  | Disposition |  |  |  | Equipment | PAAR:00-PVAR | 10/16/2019 |  | COOPER UNIVERSITY HOSPITAL |  |  | PEDS TRAUMA |  | Diane Floyd
|  | SKYTRON | SKYTRON INFINITY SERIES |  | 5A-660 | EMERGENCY ROOM |  |  |  | 01/01/1900 |  |  |  |  | NO | NO |  |  |  |  | SKYTRON 04766 5A-660 |  |  | Disposition |  |  |  | Equipment | PAAR:00-PVAR | 10/16/2019 |  | COOPER UNIVERSITY HOSPITAL |  |  | PEDS TRAUMA |  | KAREN GRUBER
|  | SKYTRON | SKYTRON INFINITY SERIES |  | 06970347B | TRAUMA ADMIT |  |  |  | 01/01/1900 |  |  |  |  | NO | NO |  |  |  |  | SKYTRON 04763 06970347B |  |  | Disposition |  |  |  | Equipment | PAAR:00-PVAR | 10/16/2019 |  | COOPER UNIVERSITY HOSPITAL |  |  | PEDS TRAUMA |  | Diane Floyd
|  | SKYTRON | SKYTRON INFINITY SERIES |  | 06970349B | TRAUMA ADMIT |  |  |  | 01/01/1900 |  |  |  |  | NO | NO |  |  |  |  | SKYTRON 04762 06970349B |  |  | Disposition |  |  |  | Equipment | PAAR:00-PVAR | 10/16/2019 |  | COOPER UNIVERSITY HOSPITAL |  |  | PEDS TRAUMA |  | Diane Floyd
|  | SKYTRON | SKYTRON INFINITY SERIES |  | 06970350B | TRAUMA ADMIT |  |  |  | 01/01/1900 |  |  |  |  | NO | NO |  |  |  |  | SKYTRON 04764 06970350B |  |  | Disposition |  |  |  | Equipment | PAAR:00-PVAR | 10/16/2019 |  | COOPER UNIVERSITY HOSPITAL |  |  | PEDS TRAUMA |  | Diane Floyd
|  | SKYTRON | SKYTRON KR56 |  | Y56U1986013612 | VOORHEES SURGERY CENTER-SURGERY DEPT |  |  |  | 10/31/2019 |  |  |  |  | NO | NO |  |  |  |  | SKYTRON 11930 Y56U1986013612 |  |  | Active |  | 99:99:99:99:99:99 |  | Equipment | PAAR:00-PVAR | 10/31/2019 | 10/31/2019 | COOPER AMBULATORY OFF-SITES |  |  | SUITE 403 ROOM 14 |  | Theresa Megali |  |  |  | 10/31/2019 | 10/31/2019 |  |  |  |  | 10/31/2019 | 10/31/2019
|  | SKYTRON | SKYTRON ST23 |  | Not Known | OR - KELEMEN 3 |  |  |  | 01/01/1900 |  |  |  |  | NO | NO |  |  |  |  | SKYTRON 10369288 Not Known |  |  | Disposition |  | 99:99:99:99:99:99 |  | Equipment | PAAR:00-PVAR | 11/02/2019 |  | COOPER UNIVERSITY HOSPITAL |  |  | KELEMEN OR -K4 |  | DOMINIC VENDETTA
|  | SKYTRON | SKYTRON ST23 |  |  | OR - KELEMEN 3 |  |  |  | 01/01/1900 |  |  |  |  | NO | NO |  |  |  |  | SKYTRON 10368434 12051149 |  |  | Disposition |  | 99:99:99:99:99:99 |  | Equipment | PAAR:00-PVAR | 11/02/2019 |  | COOPER UNIVERSITY HOSPITAL |  |  | SURGICAL SUITE KELEMAN OR | WOT00000000508890 | DOMINIC VENDETTA | Disposition | Closed | Salvatore Bombara | 02/08/2018 | 05/15/2019 | Bulk Disposition CNL | Unit has been retired | EXP2931773 | Labor | 05/15/2019 | 05/15/2019 | Salvatore Bombara
|  | SKYTRON | SKYTRON ST23 |  |  | OR - KELEMEN 3 |  |  |  | 01/01/1900 |  |  |  |  | NO | NO |  |  |  |  | SKYTRON 10368435 02071360 |  |  | Disposition |  | 99:99:99:99:99:99 |  | Equipment | PAAR:00-PVAR | 11/02/2019 |  | COOPER UNIVERSITY HOSPITAL |  |  | SURGICAL SUITE KELEMAN OR |  | DOMINIC VENDETTA
|  | SKYTRON | SKYTRON ST23 |  |  | LABOR & DELIVERY |  |  |  | 06/24/2015 |  |  |  |  | NO | NO |  |  |  |  | SKYTRON 10355090 00120123 |  |  | Active |  | 99:99:99:99:99:99 |  | Equipment | PAAR:00-PVAR | 11/02/2019 |  | COOPER UNIVERSITY HOSPITAL |  |  | L&D OR 1 |  | JOANNA HORST
|  | SKYTRON | SKYTRON ST23 |  |  | LABOR & DELIVERY |  |  |  | 06/24/2015 |  |  |  |  | NO | NO |  |  |  |  | SKYTRON 10355091 00120116 |  |  | Active |  | 99:99:99:99:99:99 |  | Equipment | PAAR:00-PVAR | 11/02/2019 |  | COOPER UNIVERSITY HOSPITAL |  |  | L&D OR 1 |  | JOANNA HORST
|  | SKYTRON | SKYTRON ST23 |  |  | OR - KELEMEN 3 |  |  |  | 01/01/1900 |  |  |  |  | NO | NO |  |  |  |  | SKYTRON 10346337 02071370 |  |  | Disposition |  | 99:99:99:99:99:99 |  | Equipment | PAAR:00-PVAR | 11/02/2019 |  | COOPER UNIVERSITY HOSPITAL |  |  | OR STORAGE-KELLEMEN | 0011739735 | DOMINIC VENDETTA | Repair | Closed | Salvatore Bombara | 06/06/2017 | 06/06/2017 | CPAP - SAFETY CHECK - 3RD FLOOR HOLDING AREA | 6/6/2017 8:39:31 AM MTRIDENHOUR After this was transferred from Hector's que, I went to One Day Surgery Unit. I was told by the Charge Nurse that none of her clinical staff called for a safety check on a patient-owned CPAP. Went to Pre-Admit; and the clinical staff stated there was no patient-owned CPAP for safety check. From there I was directed to Ortho Holding within 3N PACU. The clinical staff stated there was no patient-owned CPAP for safety check. From there I was directed to CATH LAB for the possibility of the CPAP being there. Cath Lab said there is no patient-owned CPAP for safety-check. 6/6/2017 8:49:25 AM MTRIDENHOUR Spoke to Karla of TriMedx's CEC, and she will pull the call to listen for additional contact information. | 70698AF9-7CDA-432F-BCE5-D7FD2D50BD2E | Labor | 06/06/2017 | 06/06/2017 | Mike Ridenhour
|  | SKYTRON | SKYTRON ST9S |  |  | LABOR & DELIVERY |  |  |  | 02/28/2012 |  |  |  |  | NO | NO |  |  |  |  | SKYTRON 10354939 11127906 |  |  | Active |  | 99:99:99:99:99:99 |  | Equipment | PAAR:00-PVAR | 11/02/2019 |  | COOPER UNIVERSITY HOSPITAL |  |  | LABOR AND DELIVERY d657wn | 0011658816 | JOANNA HORST | Repair | Closed | Gene Amodei | 05/23/2017 | 05/25/2017 | EXAM LIGHT - PLASTIC COVER PIECE BROKEN - MOTHER INFANT 5 RM D544 | 5/25/2017 3:28:40 PM GRAMODEI replaced diffusor, RTS | D9A7FEDF-5BF3-4729-B3DD-FDFF1D0DAEF9 | Labor | 05/23/2017 | 05/23/2017 | Gene Amodei
|  | SKYTRON | SKYTRON STELLAR ST2323 |  | NOT KNOWN | OR - KELEMEN 3 |  |  |  | 06/05/2015 |  |  |  |  | NO | NO |  |  |  |  | SKYTRON 10368436 NOT KNOWN |  |  | Disposition |  | 99:99:99:99:99:99 |  | Equipment | PAAR:00-PVAR | 11/02/2019 |  | COOPER UNIVERSITY HOSPITAL |  |  | SURGICAL SUITE KELEMAN OR | WOT00000000528785 | DOMINIC VENDETTA | Disposition | Closed | Salvatore Bombara | 02/08/2018 | 05/15/2019 | Bulk Disposition CNL | Unit has been retired | EXP2931821 | Labor | 05/15/2019 | 05/15/2019 | Salvatore Bombara
|  | SKYTRON | SKYTRON STELLAR ST2323 |  | NOT KNOWN | OR - KELEMEN 3 |  |  |  | 06/05/2015 |  |  |  |  | NO | NO |  |  |  |  | SKYTRON 10368409 NOT KNOWN |  |  | Disposition |  | 99:99:99:99:99:99 |  | Equipment | PAAR:00-PVAR | 11/02/2019 |  | COOPER UNIVERSITY HOSPITAL |  |  | K5 | WOT00000000529669 | DOMINIC VENDETTA | Disposition | Closed | Salvatore Bombara | 02/08/2018 | 05/15/2019 | Bulk Disposition CNL | Unit has been retired | EXP2931634 | Labor | 05/15/2019 | 05/15/2019 | Salvatore Bombara
|  | SKYTRON | SKYTRON STELLAR ST2323 |  |  | VOORHEES SURGERY CENTER-SURGERY DEPT |  |  |  | 06/04/2015 |  |  |  |  | NO | NO |  |  |  |  | SKYTRON 10347232 10347232 |  |  | Active |  | 99:99:99:99:99:99 |  | Equipment | PAAR:00-PVAR | 11/02/2019 |  | COOPER AMBULATORY OFF-SITES |  |  | OR 3 |  | Theresa Megali
|  | SKYTRON | SKYTRON STELLAR ST2323 |  | NOT KNOWN | VOORHEES SURGERY CENTER-SURGERY DEPT |  |  |  | 06/08/2004 |  |  |  |  | NO | NO |  |  |  |  | SKYTRON 10347228 NOT KNOWN |  |  | Active |  | 99:99:99:99:99:99 |  | Equipment | PAAR:00-PVAR | 11/01/2019 |  | COOPER AMBULATORY OFF-SITES |  |  | OR1 |  | Theresa Megali
|  | SKYTRON | SKYTRON STELLAR ST2323 |  | NOT KNOWN | VOORHEES SURGERY CENTER-OPERATING ROOM |  |  |  | 06/08/2004 |  |  |  |  | NO | NO |  |  |  |  | SKYTRON 10346024 NOT KNOWN |  |  | Active |  | 99:99:99:99:99:99 |  | Equipment | PAAR:00-PVAR | 11/01/2019 |  | COOPER AMBULATORY OFF-SITES |  |  | OR 2 |  | JENNIFER BOMBARO
|  | SKYTRON | SKYTRON STELLAR ST2323 |  | NOT KNOWN | VOORHEES SURGERY CENTER-OPERATING ROOM |  |  |  | 06/04/2015 |  |  |  |  | NO | NO |  |  |  |  | SKYTRON 10345438 NOT KNOWN |  |  | Active |  | 99:99:99:99:99:99 |  | Equipment | PAAR:00-PVAR | 11/02/2019 |  | COOPER AMBULATORY OFF-SITES |  |  | OR 4 |  | JENNIFER BOMBARO
|  | SMC PNEUMATICS | SMC PNEUMATICS COOLIX 4100 |  | SP040-V06 | KENNEDY CATH LAB |  |  |  | 01/01/1900 |  |  |  |  | NO | NO |  |  |  |  | SMC PNEUMATICS 10367226 SP040-V06 |  |  | Active |  | 99:99:99:99:99:99 |  | Equipment | PAAR:00-PVAR | 11/02/2019 |  | COOPER AMBULATORY OFF-SITES |  |  | KENNEDY HOSPITAL SEWELL NJ |  | Bonnie Aichroch
|  | SMITH & NEPHEW | SMITH & NEPHEW DYONICS POWER |  |  | OR - KELEMEN 3 |  |  |  | 12/13/2001 |  |  |  |  | NO | NO |  |  |  |  | SMITH & NEPHEW 10368431 05039 |  |  | Disposition |  | 99:99:99:99:99:99 |  | High Risk | 6M:00-MFG | 08/27/2019 | 02/01/2020 | COOPER UNIVERSITY HOSPITAL |  |  | Pav OR STORe Rm |  | DOMINIC VENDETTA
|  | SMITH & NEPHEW | SMITH & NEPHEW DYONICS POWER |  | WA11487 | VOORHEES SURGERY CENTER-OPERATING ROOM |  |  |  | 01/01/1900 |  |  |  |  | NO | NO |  |  |  |  | SMITH & NEPHEW 10345461 WA11487 |  |  | Disposition |  |  |  | High Risk | 6M:00-MFG | 04/13/2017 | 04/01/2020 | COOPER AMBULATORY OFF-SITES |  |  | EQUIPMENT STORAGE AREA |  | JENNIFER BOMBARO
|  | SMITH & NEPHEW | SMITH & NEPHEW DYONICS POWER II |  | AAX18532 | OR - KELEMEN 3 |  |  |  | 04/28/2017 |  |  |  |  | NO | NO |  |  |  |  | SMITH & NEPHEW 10769468 AAX18532 |  |  | Disposition |  |  |  | High Risk | 1Y:00-MFG | 02/26/2018 | 02/01/2020 | COOPER UNIVERSITY HOSPITAL |  |  |  | 0011601693 | DOMINIC VENDETTA | Preventative Maintenance | Closed | Bonnie Aichroth | 05/01/2017 | 05/01/2017 | PERFORMANCE ASSURANCE AT INVENTORY | INVENTORIED DEVICE AND ENSURED DEVICE WAS FUNCTIONING PROPERLY. | 5D435672-200F-4DDF-9B01-0D04F1F29929 | Labor | 04/28/2017 | 04/28/2017 | Salvatore Bombara
|  | SMITH & NEPHEW | SMITH & NEPHEW DYONICS POWER II |  | aax28334 | VOORHEES SURGERY CENTER-OPERATING ROOM |  |  |  | 02/09/2018 |  |  |  |  | NO | NO |  |  |  |  | SMITH & NEPHEW 10505135 aax28334 |  |  | Active |  | 99:99:99:99:99:99 |  | High Risk | 6M:00-MFG | 10/30/2019 | 04/01/2020 | COOPER AMBULATORY OFF-SITES |  |  | Arethrex Tower | WOT00000000496493 | JENNIFER BOMBARO | Repair | Closed | Kirk Lis | 02/01/2018 | 08/01/2018 | Dionics foot pedal - flashing error message " foot switch error" | verified problem with foot pedal. reverse switch is stuck in on position. left message with sales rep. on repair protocal contacted oem. OEM SENDING EXCHANGE UNIT. ISSUED RMA #301147729 FOR RETURN OF DEFECTIVE PEDAL installed new foot pedal performed ovp | EXP0117205 | Labor | 02/07/2018 | 02/07/2018 | Kirk Lis
|  | SMITH & NEPHEW | SMITH & NEPHEW DYONICS POWER II |  | AAX2872 | VOORHEES SURGERY CENTER-OPERATING ROOM |  |  |  | 02/24/2010 |  |  |  |  | NO | NO |  |  |  |  | SMITH & NEPHEW 10348048 AAX2872 |  |  | Disposition |  |  |  | High Risk | 6M:00-MFG | 04/25/2016 | 04/01/2020 | COOPER AMBULATORY OFF-SITES |  |  | SUITE L STORAGE |  | JENNIFER BOMBARO
|  | SMITH & NEPHEW | SMITH & NEPHEW DYONICS RF GENERATOR |  |  | VOORHEES SURGERY CENTER-OPERATING ROOM |  |  |  | 08/17/2012 |  |  |  |  | NO | NO |  |  |  |  | SMITH & NEPHEW 10347181 004525 |  |  | Disposition |  |  |  | High Risk | 6M:00-MFG | 04/13/2017 | 04/01/2020 | COOPER AMBULATORY OFF-SITES |  |  | SUITE E |  | JENNIFER BOMBARO
|  | SMITH & NEPHEW | SMITH & NEPHEW DYONICS RF SYSTEM |  | D04550 | VOORHEES SURGERY CENTER-OPERATING ROOM |  |  |  | 08/17/2012 |  |  |  |  | NO | NO |  |  |  |  | SMITH & NEPHEW 10345463 D04550 |  |  | Disposition |  |  |  | High Risk | 6M:00-MFG | 04/13/2017 | 04/01/2020 | COOPER AMBULATORY OFF-SITES |  |  | EQUIPMENT STORAGE AREA |  | JENNIFER BOMBARO
|  | SMITH & NEPHEW | SMITH & NEPHEW SPIDER II |  |  | OR - KELEMEN 3 |  |  |  | 10/16/2019 |  |  |  |  | NO | NO |  |  |  |  | SMITH & NEPHEW 11239077 7798 |  |  | Disposition |  |  |  | Equipment | PAAR:00-PVAR | 10/16/2019 | 10/16/2019 | COOPER UNIVERSITY HOSPITAL |  |  | Performance Verification | WOT00000000557308 | DOMINIC VENDETTA | Performance Verification | Closed | Salvatore Bombara | 10/16/2019 | 10/16/2019 | Performance Verification for SMITH & NEPHEW 11239077 7732778 | Initial Install of Performance Verification. Device is ready for patient use. |  |  | 10/16/2019 | 10/16/2019
|  | SMITH & NEPHEW | SMITH & NEPHEW SPIDER II |  |  | OR - KELEMEN 3 |  |  |  | 05/03/2017 |  |  |  |  | NO | NO |  |  |  |  | SMITH & NEPHEW 10769475 7335 |  |  | Disposition |  | 99:99:99:99:99:99 |  | Equipment | PAAR:00-PVAR | 10/16/2019 |  | COOPER UNIVERSITY HOSPITAL |  |  |  | 0012392484 | DOMINIC VENDETTA | Performance Verification | Closed | Josh Harris | 11/08/2017 | 11/08/2017 | INCOMING INVENTORY | DEVICE INVENTORIED | 9409C269-429A-4949-9AC7-7B26342423BF | Labor | 11/08/2017 | 11/08/2017 | Josh Harris
CCL935962 |  | SMITH & NEPHEW | SMITH & NEPHEW TRUCLEAR 5.0 72202976 |  | CCL935962 | VOORHEES SURGERY CENTER-SURGERY DEPT |  |  | excluded | 10/31/2019 |  |  |  |  | NO | NO |  |  |  |  | SMITH & NEPHEW CCL935962 CCL935962 |  |  | Active |  | 99:99:99:99:99:99 |  | Equipment | PAAR:00-PVAR | 10/31/2019 | 10/31/2019 | COOPER AMBULATORY OFF-SITES |  |  | SUITE E |  | Theresa Megali |  |  |  | 10/31/2019 | 10/31/2019 |  |  |  |  | 10/31/2019 | 10/31/2019
CCL927998 |  | SMITH & NEPHEW | SMITH & NEPHEW TRUCLEAR 5.0 72202976 |  | CCL927998 | CENTRAL STERILE PROCESSING |  |  | excluded | 10/31/2019 |  |  |  |  | NO | NO |  |  |  |  | SMITH & NEPHEW CCL927998 CCL927998 |  |  | Active |  | 99:99:99:99:99:99 |  | Equipment | PAAR:00-PVAR | 10/31/2019 | 10/31/2019 | COOPER UNIVERSITY HOSPITAL |  |  |  |  | GINA GAROZZO |  |  |  | 10/31/2019 | 10/31/2019 |  |  |  |  | 10/31/2019 | 10/31/2019
CCL935961 |  | SMITH & NEPHEW | SMITH & NEPHEW TRUCLEAR 5.0 72202976 |  | CCL935961 | VOORHEES SURGERY CENTER-SURGERY DEPT |  |  | excluded | 10/31/2019 |  |  |  |  | NO | NO |  |  |  |  | SMITH & NEPHEW CCL935961 CCL935961 |  |  | Active |  | 99:99:99:99:99:99 |  | Equipment | PAAR:00-PVAR | 10/31/2019 | 10/31/2019 | COOPER AMBULATORY OFF-SITES |  |  | SUITE E |  | Theresa Megali |  |  |  | 10/31/2019 | 10/31/2019 |  |  |  |  | 10/31/2019 | 10/31/2019
XL911273 |  | SMITH & NEPHEW | SMITH & NEPHEW TRUCLEAR OPERATIVE HYSTEROSCOPE 8.0 |  | XL911273 | VOORHEES SURGERY CENTER-SURGERY DEPT |  |  | excluded | 10/31/2019 |  |  |  |  | NO | NO |  |  |  |  | SMITH & NEPHEW XL911273 XL911273 |  |  | Active |  | 99:99:99:99:99:99 |  | Equipment | PAAR:00-PVAR | 10/31/2019 | 10/31/2019 | COOPER AMBULATORY OFF-SITES |  |  |  |  | Theresa Megali |  |  |  | 10/31/2019 | 10/31/2019 |  |  |  |  | 10/31/2019 | 10/31/2019
XL872443 |  | SMITH & NEPHEW | SMITH & NEPHEW TRUCLEAR OPERATIVE HYSTEROSCOPE 8.0 |  | XL8872443 | OR - KELEMEN 3 |  |  | excluded | 10/31/2019 |  |  |  |  | NO | NO |  |  |  |  | SMITH & NEPHEW XL872443 XL8872443 |  |  | Active |  | 99:99:99:99:99:99 |  | Equipment | PAAR:00-PVAR | 10/31/2019 | 10/31/2019 | COOPER UNIVERSITY HOSPITAL |  |  |  |  | DOMINIC VENDETTA |  |  |  | 10/31/2019 | 10/31/2019 |  |  |  |  | 10/31/2019 | 10/31/2019
|  | SMITH & NEPHEW | SMITH & NEPHEW VERSAJET II |  | KWHG150060 | OR - KELEMEN 3 |  |  |  | 02/02/2017 |  |  |  |  | NO | NO |  |  |  |  | SMITH & NEPHEW 10769329 KWHG150060 |  |  | Disposition |  | 99:99:99:99:99:99 |  | Equipment | 1Y:00-MFG | 02/25/2018 | 02/01/2020 | COOPER UNIVERSITY HOSPITAL |  |  | SERVICE CONTRACT | 0011170398 | DOMINIC VENDETTA | Preventative Maintenance | Closed | Salvatore Bombara | 02/02/2017 | 02/02/2017 | PERFORMANCE ASSURANCE AT INVENTORY | INVENTORIED DEVICE AND ENSURED DEVICE WAS FUNCTIONING PROPERLY. | 7B5A2876-6728-4A1A-A2AB-2C04B48177BE | Labor | 02/02/2017 | 02/02/2017 | Salvatore Bombara
|  | SMITH & NEPHEW | SMITH & NEPHEW VERSAJET II |  | KWHJ170021 | OPERATING ROOM - PAVILION |  |  |  | 11/21/2017 |  |  |  |  | NO | NO |  |  |  |  | SMITH & NEPHEW 10732476 KWHJ170021 |  |  | Disposition |  | 99:99:99:99:99:99 |  | Equipment | 1Y:00-MFG | 02/20/2018 | 02/01/2020 | COOPER UNIVERSITY HOSPITAL |  |  |  | 0012586543 | DOMINIC VENDETTA | Performance Verification | Closed | Josh Harris | 12/27/2017 | 12/27/2017 | INCOMING INVENTORY | DEVICE INVENTORIED | DB910EA8-F056-42BE-943A-E07D7AAD23F5 | Labor | 12/27/2017 | 12/27/2017 | Josh Harris
|  | SMITH & NEPHEW | SMITH & NEPHEW VERSAJET II |  | KWFH-130068 | OPERATING ROOM - PAVILION |  |  |  | 02/08/2016 |  |  |  |  | NO | NO |  |  |  |  | SMITH & NEPHEW 10505004 KWFH-130068 |  |  | Disposition |  |  |  | Equipment | 1Y:00-MFG | 02/20/2017 | 02/01/2020 | COOPER UNIVERSITY HOSPITAL |  |  | Pav OR Storage |  | DOMINIC VENDETTA
|  | SMITH & NEPHEW | SMITH & NEPHEW VERSAJET II |  | KWHG140005 | OR - KELEMEN 3 |  |  |  | 01/01/2014 |  |  |  |  | NO | NO |  |  |  |  | SMITH & NEPHEW 10346328 KWHG140005 |  |  | Disposition |  |  |  | Equipment | 1Y:00-MFG | 02/26/2018 | 02/01/2020 | COOPER UNIVERSITY HOSPITAL |  |  | OR STORAGE-KELLEMEN |  | DOMINIC VENDETTA
|  | SMITH KLINE | SMITH KLINE V6000 |  |  | 3 COOPER-COOPER RESEARCH INSTITUTE |  |  |  | 11/30/2004 |  |  |  |  | NO | NO |  |  |  |  | SMITH KLINE 10346761 51786 |  |  | Active |  | 99:99:99:99:99:99 |  | Equipment | 6M:00-MFG | 11/01/2019 | 05/01/2020 | COOPER AMBULATORY OFF-SITES |  |  | Suite 1102B - Conference Room [3400] |  | CHRISTINE RICKETTE
|  | SMITH KLINE | SMITH KLINE V6000 |  |  | 3 COOPER-COOPER RESEARCH INSTITUTE |  |  |  | 01/01/1900 |  |  |  |  | NO | NO |  |  |  |  | SMITH KLINE 10346760 9547 |  |  | Active |  | 99:99:99:99:99:99 |  | Equipment | 6M:00-MFG | 11/01/2019 | 05/01/2020 | COOPER AMBULATORY OFF-SITES |  |  | Suite 1102B - Conference Room [3400] |  | CHRISTINE RICKETTE
|  | SMITHS MEDICAL INC | SMITHS MEDICAL INC DIGIT |  |  | VOORHEES RHEUMATOLOGY |  |  |  | 10/16/2019 |  |  |  |  | NO | NO |  |  |  |  | SMITHS MEDICAL INC 25253 134200374 |  |  | Disposition |  |  |  | Alarm | PAAR:00-PVAR | 10/16/2019 | 10/16/2019 | COOPER AMBULATORY OFF-SITES |  |  | SUITE 203 |  | GILA DAVIS |  |  |  | 10/16/2019 | 10/16/2019 |  |  |  |  | 10/16/2019 | 10/16/2019
|  | SMITHS MEDICAL INC | SMITHS MEDICAL INC DIGIT |  |  | VOORHEES RHEUMATOLOGY |  |  |  | 10/16/2019 |  |  |  |  | NO | NO |  |  |  |  | SMITHS MEDICAL INC 25254 134200375 |  |  | Disposition |  |  |  | Alarm | PAAR:00-PVAR | 10/16/2019 | 10/16/2019 | COOPER AMBULATORY OFF-SITES |  |  | SUITE 203 |  | GILA DAVIS |  |  |  | 10/16/2019 | 10/16/2019 |  |  |  |  | 10/16/2019 | 10/16/2019
|  | SMITHS MEDICAL INC | SMITHS MEDICAL INC PARAPAC PLUS P310 |  |  | RESPIRATORY |  |  |  | 08/29/2019 |  |  |  |  | NO | NO |  |  |  |  | SMITHS MEDICAL INC 30244775 1601196 |  |  | Active |  | 99:99:99:99:99:99 |  | Life Support | 6M:00-MFG | 08/29/2019 | 08/29/2019 | COOPER UNIVERSITY HOSPITAL |  |  | RESP #4 |  | KATHY LOFLAND |  |  |  | 08/29/2019 | 08/29/2019 |  |  |  |  | 08/29/2019 | 08/29/2019
|  | SMITHS MEDICAL INC | SMITHS MEDICAL INC PARAPAC PLUS P310 |  |  | RESPIRATORY |  |  |  | 08/01/2019 |  |  |  |  | NO | NO |  |  |  |  | SMITHS MEDICAL INC 30244771 1601314 |  |  | Active |  | 99:99:99:99:99:99 |  | Life Support | 6M:00-MFG | 08/01/2019 | 08/01/2019 | COOPER UNIVERSITY HOSPITAL |  |  | RESP #8 |  | KATHY LOFLAND |  |  |  | 08/01/2019 | 08/01/2019 |  |  |  |  | 08/01/2019 | 08/01/2019
|  | SMITHS MEDICAL INC | SMITHS MEDICAL INC SPECTRO2 20 |  |  | EMERGENCY ROOM |  |  |  | 11/02/2019 |  |  |  |  | NO | NO |  |  |  |  | SMITHS MEDICAL INC 30142882 4054484 |  |  | Active |  | 99:99:99:99:99:99 |  | Alarm | PAAR:00-PVAR | 11/02/2019 | 11/02/2019 | COOPER UNIVERSITY HOSPITAL |  |  | EMERGENCY DEPARTMENT |  | KAREN GRUBER |  |  |  | 11/02/2019 | 11/02/2019 |  |  |  |  | 11/02/2019 | 11/02/2019
|  | SMITHWORKS MEDICAL INC | SMITHWORKS MEDICAL INC SOFT SACK 12VSS3L02 |  | SS9135 | MILLVILLE-AIR MED |  |  |  | 10/14/2013 |  |  |  |  | NO | NO |  |  |  |  | SMITHWORKS MEDICAL INC 10366981 SS9135 |  |  | Active |  | 99:99:99:99:99:99 |  | Equipment | PAAR:00-PVAR | 11/01/2019 |  | COOPER AMBULATORY OFF-SITES |  |  | MAIN HANGER | 0012180261 | RICK ROHRBACH | Repair | Closed | Josh Harris | 09/21/2017 | 09/28/2017 | WARMER - POWER SUPPLY/CORD IS DAMAGED, EXPOSED WIRES - TMX | 9/28/2017 2:04:12 PM JXHARRIS (JXHARRIS 9/28/2017 12:00 AM) REPLACED POWER SUPPLY. VPO. RTS. | 4A7475F8-8CD8-449D-8872-8C06A3194B3E | Labor | 09/28/2017 | 09/28/2017 | Josh Harris
|  | SMS TECHNOLOGIES | SMS TECHNOLOGIES LUNG SIMULATOR |  | AC960015 | RESPIRATORY |  |  |  | 03/26/2019 |  |  |  |  | NO | NO |  |  |  |  | SMS TECHNOLOGIES 30143194 AC960015 |  |  | Active |  | 99:99:99:99:99:99 |  | Test Equipment | 1Y:00-VEN | 03/26/2019 | 03/26/2019 | COOPER UNIVERSITY HOSPITAL |  |  | RESPIRATORY- SEE PAIGE |  | KATHY LOFLAND |  |  |  | 03/26/2019 | 03/26/2019 |  |  |  |  | 03/26/2019 | 03/26/2019
|  | SMV AMERICA | SMV AMERICA 880786 |  |  | NUCLEAR MEDICINE |  |  |  | 01/01/1900 |  |  |  |  | NO | NO |  |  |  |  | SMV AMERICA 02406 24707 |  |  | Disposition |  |  |  | Equipment | 1Y:00-MFG | 04/18/2016 | 05/01/2020 | COOPER UNIVERSITY HOSPITAL |  |  |  |  | Donna Handy
|  | SO-LOW ENVIRONMENTAL EQUIPMENT CO., INC. | SO-LOW ENVIRONMENTAL EQUIPMENT CO., INC. C85-5 |  |  | VOORHEES SURGERY CENTER-HEM/ONC |  |  |  | 06/10/2015 |  |  |  |  | NO | NO |  |  |  |  | SO-LOW ENVIRONMENTAL EQUIPMENT CO., INC. 10480221 0506592 |  |  | Active |  | 99:99:99:99:99:99 |  | Equipment | PAAR:00-PVAR | 10/31/2019 |  | COOPER AMBULATORY OFF-SITES |  |  |  |  | MEGAN MCCAFFERTY
|  | SOAR CORPORATION | SOAR CORPORATION TX-561 |  |  | BIOMEDICAL |  |  |  | 01/10/2017 |  |  |  |  | NO | NO |  |  |  |  | SOAR CORPORATION 30142058 50800001 |  |  | Disposition |  |  |  | Test Equipment | 1Y:00-MFG | 01/10/2017 | 01/10/2017 | COOPER UNIVERSITY HOSPITAL |  |  | BIOMED SHOP |  | Bonnie Aichroch |  |  |  | 01/10/2017 | 01/10/2017 |  |  |  |  | 01/10/2017 | 01/10/2017
|  | SOMANETICS CORP | SOMANETICS CORP INVOS 5100B |  | 03-70405 | PERFUSION |  |  |  | 09/16/2005 |  |  |  |  | NO | NO |  |  |  |  | SOMANETICS CORP 10355485 03-70405 |  |  | Disposition |  |  |  | Equipment | 1Y:00-MFG | 09/11/2015 | 09/01/2020 | COOPER UNIVERSITY HOSPITAL |  |  | OR 6 AND 7 PUMP ROOM |  | Bonnie Aichroch
|  | SONESTA AB | SONESTA AB 6300 |  | CB12000030012F | VOORHEES UROGYNECOLOGY |  |  | excluded | 08/08/2001 |  |  |  |  | NO | NO |  |  |  |  | SONESTA AB 10345827 CB12000030012F |  |  | Active |  | 99:99:99:99:99:99 |  | Equipment | PAAR:00-PVAR | 11/02/2019 |  | COOPER AMBULATORY OFF-SITES |  |  | 6012 MAIN STREET proc rm |  | Sheronda Coppage-Belt
|  | SONICAID INCORPORATED | SONICAID INCORPORATED SONICAID ONE |  | A723 | 3 COOPER-WOMENS CARE CENTER |  |  |  | 01/01/1900 |  |  |  |  | NO | NO |  |  |  |  | SONICAID INCORPORATED 03725 A723 |  |  | Disposition |  |  |  | Equipment | 1Y:00-MFG | 07/18/2016 | 07/01/2020 | COOPER AMBULATORY OFF-SITES |  |  | WCC |  | BONNIE MANNINO
|  | SONICAID INCORPORATED | SONICAID INCORPORATED SONICAID ONE |  |  | 3 COOPER-WOMENS CARE CENTER |  |  |  | 01/01/1900 |  |  |  |  | NO | NO |  |  |  |  | SONICAID INCORPORATED 03367 5139 |  |  | Disposition |  |  |  | Equipment | 1Y:00-MFG | 07/18/2016 | 07/01/2020 | COOPER AMBULATORY OFF-SITES |  |  | WCC |  | BONNIE MANNINO
|  | SONOLINE | SONOLINE SONOLINE B |  | fb1404101648 | VOORHEES CARDIOLOGY |  |  |  | 01/01/1900 |  |  |  |  | NO | NO |  |  |  |  | SONOLINE 10345357 fb1404101648 |  |  | Disposition |  |  |  | Equipment | 2Y:00-MFG | 02/17/2016 | 02/01/2021 | COOPER AMBULATORY OFF-SITES |  |  | VASCULAR LAB |  | KATHY COMO
|  | SONORA MEDICAL SYSTEMS, INC. | SONORA MEDICAL SYSTEMS, INC. FIRST CALL |  | B00193 | BIOMEDICAL |  |  |  | 12/16/2016 |  |  |  |  | NO | NO |  |  |  |  | SONORA MEDICAL SYSTEMS, INC. 12368 B00193 |  |  | Disposition |  |  |  | Test Equipment | 1Y:00-VEN | 12/16/2016 | 12/16/2016 | COOPER UNIVERSITY HOSPITAL |  |  | 2 KELEMEN |  | Bonnie Aichroch |  |  |  | 12/16/2016 | 12/16/2016 |  |  |  |  | 12/16/2016 | 12/16/2016
|  | SONOSITE | SONOSITE 180 PLUS |  |  | COOPER CANCER CENTER |  |  |  | 09/30/2016 |  |  |  |  | NO | NO |  |  |  |  | SONOSITE 24173 035287 |  |  | Disposition |  |  |  | Equipment | 1Y:00-MFG | 09/30/2016 | 09/30/2016 | COOPER AMBULATORY OFF-SITES |  |  | SUITE D VARIAN ROOM |  | COLLEEN TEGELER |  |  |  | 09/30/2016 | 09/30/2016 |  |  |  |  | 09/30/2016 | 09/30/2016
03F3H1 |  | SONOSITE | SONOSITE C60X/5-2 MHZ |  | 03F3H1 | INTENSIVE CARE UNIT |  |  |  | 06/30/2015 |  |  |  |  | NO | NO |  |  |  |  | SONOSITE 03F3H1 03F3H1 |  |  | Active |  | 99:99:99:99:99:99 |  | Accessory | PAAR:00-PVAR | 10/31/2019 |  | COOPER UNIVERSITY HOSPITAL |  |  |  |  | CAROLYN RUMELL
|  | SONOSITE | SONOSITE C60XP/5-2MHZ |  | 048N3F | TRAUMA ICU |  |  |  | 06/08/2017 |  |  |  |  | NO | NO |  |  |  |  | SONOSITE 10769593 048N3F |  |  | Disposition |  | 99:99:99:99:99:99 |  | Accessory | PAAR:00-PVAR | 10/16/2019 |  | COOPER UNIVERSITY HOSPITAL |  |  |  | 0011746656 | Diane Floyd | Performance Verification | Closed | Bonnie Aichroth | 06/08/2017 | 06/08/2017 | INCOMING INVENTORY | DEVICE INVENTORIED | E50A8E91-85BE-462F-94B6-20C7662D7105 | Labor | 06/08/2017 | 06/08/2017 | Bonnie Aichroth
T10480319 |  | SONOSITE | SONOSITE EDGE |  | 03TQH1 | ULTRASOUND |  |  |  | 04/07/2016 |  |  |  |  | NO | NO |  |  |  |  | SONOSITE T10480319 03TQH1 |  |  | Disposition |  |  |  | Equipment | 1Y:00-MFG | 04/07/2016 | 04/07/2016 | COOPER UNIVERSITY HOSPITAL |  |  | angio |  | Tracy Saldutti |  |  |  | 04/07/2016 | 04/07/2016 |  |  |  |  | 04/07/2016 | 04/07/2016
|  | SONOSITE | SONOSITE EDGE |  | 03MNL2 | ULTRASOUND |  |  |  | 06/16/2015 |  |  |  |  | NO | NO |  |  |  |  | SONOSITE 10369435 03MNL2 |  |  | Disposition |  |  |  | Equipment | 1Y:00-MFG | 04/11/2016 | 04/01/2020 | COOPER UNIVERSITY HOSPITAL |  |  | INTERVENTIONAL RADIOLOGY |  | Tracy Saldutti
|  | SONOSITE | SONOSITE L25E/13-6 MHZ |  | ORBJX5 | INTENSIVE CARE UNIT |  |  |  | 10/26/2017 |  |  |  |  | NO | NO |  |  |  |  | SONOSITE 10732401 ORBJX5 |  |  | Disposition |  | 99:99:99:99:99:99 |  | Accessory | PAAR:00-PVAR | 10/16/2019 |  | COOPER UNIVERSITY HOSPITAL |  |  |  | 0012482776 | CAROLYN RUMELL | Performance Verification | Closed | Josh Harris | 12/04/2017 | 12/04/2017 | INCOMING INVENTORY | DEVICE INVENTORIED | 0617C81D-BE03-4510-B7AC-FA845184AE64 | Labor | 12/04/2017 | 12/04/2017 | Josh Harris
|  | SONOSITE | SONOSITE L25N / 13-6 MHZ |  | 04BNWZ | ANESTHESIOLOGY |  |  |  | 10/30/2017 |  |  |  |  | NO | NO |  |  |  |  | SONOSITE 10732403 04BNWZ |  |  | Disposition |  | 99:99:99:99:99:99 |  | Accessory | PAAR:00-PVAR | 10/16/2019 |  | COOPER UNIVERSITY HOSPITAL |  |  |  | 0012418466 | GIACINTA ROUPAS | Preventative Maintenance | Closed | Josh Harris | 11/21/2017 | 11/21/2017 | PERFORMANCE ASSURANCE AT INVENTORY | INVENTORIED DEVICE AND ENSURED DEVICE WAS FUNCTIONING PROPERLY. | 64ED2DA6-958E-4C00-BC1D-A62E9127F91B | Labor | 10/30/2017 | 10/30/2017 | Zhan Kiselev
|  | SONOSITE | SONOSITE L25X 13-6MHZ |  | 03XCRR | EMERGENCY ROOM |  |  |  | 01/01/2014 |  |  |  |  | NO | NO |  |  |  |  | SONOSITE 10367746 03XCRR |  |  | Disposition |  | 99:99:99:99:99:99 |  | Accessory | PAAR:00-PVAR | 10/16/2019 |  | COOPER UNIVERSITY HOSPITAL |  |  | EMERGENCY DEPARTMENT |  | KAREN GRUBER
|  | SONOSITE | SONOSITE L25X 13-6MHZ |  | 03VCNK | INTENSIVE CARE UNIT |  |  |  | 04/30/2013 |  |  |  |  | NO | NO |  |  |  |  | SONOSITE 10365077 03VCNK |  |  | Active |  | 99:99:99:99:99:99 |  | Accessory | PAAR:00-PVAR | 10/31/2019 |  | COOPER UNIVERSITY HOSPITAL |  |  | 4 PAVILION |  | CAROLYN RUMELL
|  | SONOSITE | SONOSITE L25X 13-6MHZ |  | 041DHW | INTENSIVE CARE UNIT |  |  |  | 08/03/2015 |  |  |  |  | NO | NO |  |  |  |  | SONOSITE 10349301 041DHW |  |  | Disposition |  | 99:99:99:99:99:99 |  | Accessory | PAAR:00-PVAR | 10/16/2019 |  | COOPER UNIVERSITY HOSPITAL |  |  |  |  | CAROLYN RUMELL
|  | SONOSITE | SONOSITE L25X/13-6 MHZ |  | 04CHE0 | INTENSIVE CARE UNIT |  |  |  | 10/31/2019 |  |  |  |  | NO | NO |  |  |  |  | SONOSITE 11208117 04CHE0 |  |  | Active |  | 99:99:99:99:99:99 |  | Accessory | PAAR:00-PVAR | 10/31/2019 | 10/31/2019 | COOPER UNIVERSITY HOSPITAL |  |  | ICU 4th Floor Pav | WOT00000001017878 | CAROLYN RUMELL | Performance Verification | Closed | Zhan Kiselev | 10/31/2019 | 10/31/2019 | Performance Verification for SONOSITE 11208117 04CHE0 | Initial Install of Performance Verification. Device is ready for patient use. |  |  | 10/31/2019 | 10/31/2019
|  | SONOSITE | SONOSITE L25XP/13-6MHZ |  | 04341P | INTENSIVE CARE UNIT |  |  |  | 10/16/2019 |  |  |  |  | NO | NO |  |  |  |  | SONOSITE 30143499 04341P |  |  | Disposition |  | 99:99:99:99:99:99 |  | Accessory | PAAR:00-PVAR | 10/16/2019 | 10/16/2019 | COOPER UNIVERSITY HOSPITAL |  |  |  |  | CAROLYN RUMELL |  |  |  | 10/16/2019 | 10/16/2019 |  |  |  |  | 10/16/2019 | 10/16/2019
|  | SONOSITE | SONOSITE M-TURBO |  | WK1QGZ | INTENSIVE CARE UNIT |  |  |  | 04/30/2013 |  |  |  |  | NO | NO |  |  |  |  | SONOSITE 10366343 WK1QGZ |  |  | Active |  | 00:08:FB:11:87:BF |  | Equipment | 1Y:00-MFG | 06/11/2019 | 06/01/2020 | COOPER UNIVERSITY HOSPITAL |  |  | 4 PAVILION |  | CAROLYN RUMELL
|  | SONOSITE | SONOSITE MICROMAXX |  | 037KFY | INTENSIVE CARE UNIT |  |  |  | 06/29/2018 |  |  |  |  | NO | NO |  |  |  |  | SONOSITE 30142913 037KFY |  |  | Disposition |  |  |  | Equipment | 1Y:00-MFG | 06/29/2018 | 06/29/2018 | COOPER UNIVERSITY HOSPITAL |  |  | ICU |  | CAROLYN RUMELL |  |  |  | 06/29/2018 | 06/29/2018 |  |  |  |  | 06/29/2018 | 06/29/2018
TL30244753 |  | SONOSITE | SONOSITE NANOMAXX |  | 03NJM6 | TRAUMA ADMIT |  |  |  | 05/31/2018 |  |  |  |  | NO | NO |  |  |  |  | SONOSITE TL30244753 03NJM6 |  |  | Disposition |  |  |  | Equipment | 1Y:00-MFG | 05/31/2018 | 05/31/2018 | COOPER UNIVERSITY HOSPITAL |  |  |  |  | Diane Floyd |  |  |  | 05/31/2018 | 05/31/2018 |  |  |  |  | 05/31/2018 | 05/31/2018
|  | SONOSITE | SONOSITE P21/5-1 MHZ |  | 03K6JR | CCU - CORONARY CARE UNIT |  |  |  | 12/30/2012 |  |  |  |  | NO | NO |  |  |  |  | SONOSITE 10355709 03K6JR |  |  | Disposition |  | 99:99:99:99:99:99 |  | Accessory | PAAR:00-PVAR | 10/16/2019 |  | COOPER UNIVERSITY HOSPITAL |  |  | CCU |  | CAROLYN RUMELL
|  | SONOSITE | SONOSITE P21X/5-1 MHZ |  | 0415CL | INTENSIVE CARE UNIT |  |  |  | 10/31/2019 |  |  |  |  | NO | NO |  |  |  |  | SONOSITE 30244778 0415CL |  |  | Active |  | 99:99:99:99:99:99 |  | Accessory | PAAR:00-PVAR | 10/31/2019 | 10/31/2019 | COOPER UNIVERSITY HOSPITAL |  |  |  |  | CAROLYN RUMELL |  |  |  | 10/31/2019 | 10/31/2019 |  |  |  |  | 10/31/2019 | 10/31/2019
TL10505003 |  | SONOSITE | SONOSITE S SERIES |  | 03BDBR | INTENSIVE CARE UNIT |  |  |  | 06/24/2016 |  |  |  |  | NO | NO |  |  |  |  | SONOSITE TL10505003 03BDBR |  |  | Disposition |  |  |  | Equipment | 1Y:00-MFG | 06/24/2016 | 06/24/2016 | COOPER UNIVERSITY HOSPITAL |  |  |  |  | CAROLYN RUMELL |  |  |  | 06/24/2016 | 06/24/2016 |  |  |  |  | 06/24/2016 | 06/24/2016
|  | SONOSITE | SONOSITE S-CATH |  | 03VH9T | INTENSIVE CARE UNIT |  |  |  | 06/17/2019 |  |  |  |  | NO | NO |  |  |  |  | SONOSITE 11208118 03VH9T |  |  | Disposition |  | 00:08:FB:11:9B:74 |  | Equipment | 1Y:00-MFG | 06/17/2019 | 06/17/2019 | COOPER UNIVERSITY HOSPITAL |  |  | 4 PAVILION |  | CAROLYN RUMELL |  |  |  | 06/17/2019 | 06/17/2019 |  |  |  |  | 06/17/2019 | 06/17/2019
|  | SONOSITE | SONOSITE S-CATH |  | 03X6GF | EMERGENCY ROOM |  |  |  | 01/01/2014 |  |  |  |  | NO | NO |  |  |  |  | SONOSITE 10367747 03X6GF |  |  | Disposition |  | 00:08:FB:10:47:84 |  | Equipment | 1Y:00-MFG | 02/28/2019 | 02/01/2020 | COOPER UNIVERSITY HOSPITAL |  |  | EMERGENCY DEPARTMENT |  | KAREN GRUBER
TL30143500 |  | SONOSITE | SONOSITE S-CATH |  | 03HJFM | INTENSIVE CARE UNIT |  |  |  | 06/24/2016 |  |  |  |  | NO | NO |  |  |  |  | SONOSITE TL30143500 03HJFM |  |  | Disposition |  |  |  | Equipment | 1Y:00-MFG | 06/24/2016 | 06/24/2016 | COOPER UNIVERSITY HOSPITAL |  |  |  |  | CAROLYN RUMELL |  |  |  | 06/24/2016 | 06/24/2016 |  |  |  |  | 06/24/2016 | 06/24/2016
|  | SONOSITE | SONOSITE S-CATH |  | 03VH9R | INTENSIVE CARE UNIT |  |  |  | 06/17/2019 |  |  |  |  | NO | NO |  |  |  |  | SONOSITE 30142914 03VH9R |  |  | Disposition |  | 00:08:FB:11:DA:9D |  | Equipment | 1Y:00-MFG | 06/17/2019 | 06/17/2019 | COOPER UNIVERSITY HOSPITAL |  |  | 4 PAVILION |  | CAROLYN RUMELL |  |  |  | 06/17/2019 | 06/17/2019 |  |  |  |  | 06/17/2019 | 06/17/2019
|  | SONOSITE | SONOSITE TITAN |  | 035K4G | ANESTHESIOLOGY |  |  |  | 06/08/2006 |  |  |  |  | NO | NO |  |  |  |  | SONOSITE 10366602 035K4G |  |  | Disposition |  |  |  | Equipment | 1Y:00-MFG | 10/03/2016 | 10/01/2020 | COOPER UNIVERSITY HOSPITAL |  |  | BIOMED |  | GIACINTA ROUPAS
|  | SONOSITE | SONOSITE TITAN P06501-01 |  | 036C6J | TRAUMA ADMIT HELIPAD |  |  |  | 08/29/2006 |  |  |  |  | NO | NO |  |  |  |  | SONOSITE 10357246 036C6J |  |  | Disposition |  |  |  | Equipment | 1Y:00-MFG | 02/28/2018 | 02/01/2020 | COOPER UNIVERSITY HOSPITAL |  |  | hell pad |  | Diane Floyd
|  | SONOSITE | SONOSITE X-PORTE |  | Q4H56H | PULMONARY LAB |  |  |  | 05/02/2016 |  |  |  |  | NO | NO |  |  |  |  | SONOSITE 10505011 Q4H56H |  |  | Disposition |  | 00:30:64:14:BD:F3 |  | Equipment | 1Y:00-MFG | 02/28/2018 |  | COOPER UNIVERSITY HOSPITAL |  |  | BRONCH ROOM |  | KATHY LOFLAND
|  | SONY | SONY AC110MD |  |  | OR - KELEMEN 3 |  |  |  | 01/01/1900 |  |  |  |  | NO | NO |  |  |  |  | SONY 10367616 3403192 |  |  | Active |  | 99:99:99:99:99:99 |  | Equipment | PAAR:00-PVAR | 11/02/2019 |  | COOPER UNIVERSITY HOSPITAL |  |  | Pav OR 6 | WOT00000002200315 | DOMINIC VENDETTA | Disposition | Closed | Salvatore Bombara | 02/14/2019 | 05/16/2019 | Bulk Disposition CNL
|  | SONY | SONY AC110MD |  |  | OR - KELEMEN 3 |  |  |  | 01/01/1900 |  |  |  |  | NO | NO |  |  |  |  | SONY 10367617 3403251 |  |  | Active |  | 99:99:99:99:99:99 |  | Equipment | PAAR:00-PVAR | 11/02/2019 |  | COOPER UNIVERSITY HOSPITAL |  |  | pav or 7 | WOT00000002200320 | DOMINIC VENDETTA | Disposition | Closed | Salvatore Bombara | 02/14/2019 | 05/16/2019 | Bulk Disposition CNL
|  | SONY | SONY AC110MD |  |  | OR - KELEMEN 3 |  |  |  | 01/01/1900 |  |  |  |  | NO | NO |  |  |  |  | SONY 10367615 3403254 |  |  | Active |  | 99:99:99:99:99:99 |  | Equipment | PAAR:00-PVAR | 11/02/2019 |  | COOPER UNIVERSITY HOSPITAL |  |  | Pav OR 6 | WOT00000002200312 | DOMINIC VENDETTA | Disposition | Closed | Salvatore Bombara | 02/14/2019 | 05/20/2019 | Bulk Disposition CNL
|  | SONY | SONY AC110MD |  |  | OR - KELEMEN 3 |  |  |  | 01/01/1900 |  |  |  |  | NO | NO |  |  |  |  | SONY 10367614 3403241 |  |  | Active |  | 99:99:99:99:99:99 |  | Equipment | PAAR:00-PVAR | 11/02/2019 |  | COOPER UNIVERSITY HOSPITAL |  |  | pav or 7 | WOT00000002200307 | DOMINIC VENDETTA | Disposition | Closed | Salvatore Bombara | 02/14/2019 | 05/19/2019 | Bulk Disposition CNL
|  | SONY | SONY AC110MD |  |  | OR - KELEMEN 3 |  |  |  | 01/01/1900 |  |  |  |  | NO | NO |  |  |  |  | SONY 10367613 3503170 |  |  | Active |  | 99:99:99:99:99:99 |  | Equipment | PAAR:00-PVAR | 11/02/2019 |  | COOPER UNIVERSITY HOSPITAL |  |  | pav or 7 | WOT00000002200302 | DOMINIC VENDETTA | Disposition | Closed | Salvatore Bombara | 02/14/2019 | 05/16/2019 | Bulk Disposition CNL
|  | SONY | SONY AC110MD |  |  | OR - KELEMEN 3 |  |  |  | 01/01/1900 |  |  |  |  | NO | NO |  |  |  |  | SONY 10367611 3403224 |  |  | Active |  | 99:99:99:99:99:99 |  | Equipment | PAAR:00-PVAR | 11/02/2019 |  | COOPER UNIVERSITY HOSPITAL |  |  | Pav OR 6 | WOT00000002200294 | DOMINIC VENDETTA | Disposition | Closed | Salvatore Bombara | 02/14/2019 | 05/22/2019 | Bulk Disposition CNL
|  | SONY | SONY AC110MD |  |  | OR - KELEMEN 3 |  |  |  | 01/01/1900 |  |  |  |  | NO | NO |  |  |  |  | SONY 10367612 3403248 |  |  | Active |  | 99:99:99:99:99:99 |  | Equipment | PAAR:00-PVAR | 11/02/2019 |  | COOPER UNIVERSITY HOSPITAL |  |  | Pav OR 6 | WOT00000002200299 | DOMINIC VENDETTA | Disposition | Closed | Salvatore Bombara | 02/14/2019 | 05/16/2019 | Bulk Disposition CNL
|  | SONY | SONY DVO-1000MD |  |  | OR - KELEMEN 3 |  |  |  | 10/16/2019 |  |  |  |  | NO | NO |  |  |  |  | SONY 12460 12529 |  |  | Disposition |  |  |  | Equipment | PAAR:00-PVAR | 10/16/2019 | 10/16/2019 | COOPER UNIVERSITY HOSPITAL |  |  | KELEMEN 2 |  | DOMINIC VENDETTA |  |  |  | 10/16/2019 | 10/16/2019 |  |  |  |  | 10/16/2019 | 10/16/2019
|  | SONY | SONY DVO-1000MD |  |  | PAVILION PACU |  |  |  | 01/15/2009 |  |  |  |  | NO | NO |  |  |  |  | SONY 10346603 21179 |  |  | Disposition |  |  |  | Equipment | PAAR:00-PVAR | 11/01/2019 |  | COOPER UNIVERSITY HOSPITAL |  |  | OR P07 |  | FRANK OBRIEN
|  | SONY | SONY DXC-C33 |  |  | OPERATING ROOM - PAVILION |  |  |  | 11/02/2019 |  |  |  |  | NO | NO |  |  |  |  | SONY 20367411 100533 |  |  | Disposition |  | 99:99:99:99:99:99 |  | Equipment | PAAR:00-PVAR | 11/02/2019 | 11/02/2019 | COOPER UNIVERSITY HOSPITAL |  |  | OR STORAGE | WOT00000000507200 | DOMINIC VENDETTA | Disposition | Closed | Salvatore Bombara | 11/02/2019 | 11/02/2019 | Bulk Disposition CNL | Unit has been removed from service | EXP2940102 | Labor | 11/02/2019 | 11/02/2019 | Salvatore Bombara
|  | SONY | SONY DXC-C33 |  |  | OPERATING ROOM - PAVILION |  |  |  | 01/01/2003 |  |  |  |  | NO | NO |  |  |  |  | SONY 10346658 100676 |  |  | Active |  | 99:99:99:99:99:99 |  | Equipment | PAAR:00-PVAR | 11/02/2019 |  | COOPER UNIVERSITY HOSPITAL |  |  | OR STORAGE AREA | 0012272100 | DOMINIC VENDETTA | Repair | Closed | Salvatore Bombara | 10/09/2017 | 10/11/2017 | CAMERAS, VIDEO - COVER THAT IS TAPED, CANNOT BE TAPED - SURG PAV STORAGE RM | 10/11/2017 11:43:52 AM SXBOMBARA (SXBOMBARA 10/11/2017 12:00 AM) CONFIRMED ERROR. EVAL FOR REPAIR. (SXBOMBARA 10/10/2017 12:00 AM) REPLACED MISSING SCREWS FROM STOCK. REMOVED AND CLEAN ALL TAPE. TESTED AND PASSED FULL FUNCTIONAL CHECK. RETURNED UNIT TO SERVICE. | 86787FA9-AAFA-4E5B-A4B3-B0ABFF63889B | Labor | 10/11/2017 | 10/11/2017 | Salvatore Bombara
|  | SONY | SONY LMD-1420 |  |  | 3 COOPER - SURGERY DEPARTMENT |  |  |  | 01/01/2013 |  |  |  |  | NO | NO |  |  |  |  | SONY 10346825 3300563 |  |  | Active |  | 99:99:99:99:99:99 |  | Accessory | PAAR:00-PVAR | 11/02/2019 |  | COOPER AMBULATORY OFF-SITES |  |  | SUITE 403 - Back Room |  | ANNE MAIER
|  | SONY | SONY LMD-1950MD/HD |  |  | SPECIAL TEST |  |  |  | 11/02/2019 |  |  |  |  | NO | NO |  |  |  |  | SONY 30144940 2501931 |  |  | Disposition |  |  |  | Accessory | PAAR:00-PVAR | 11/02/2019 | 11/02/2019 | COOPER UNIVERSITY HOSPITAL |  |  | FLUROSCOPY |  | AMY HANNAN |  |  |  | 11/02/2019 | 11/02/2019 |  |  |  |  | 11/02/2019 | 11/02/2019
|  | SONY | SONY LMD-2140MD |  |  | OPERATING ROOM - PAVILION |  |  |  | 11/18/2005 |  |  |  |  | NO | NO |  |  |  |  | SONY 10367408 2000303 |  |  | Active |  | 99:99:99:99:99:99 |  | Accessory | PAAR:00-PVAR | 11/02/2019 |  | COOPER UNIVERSITY HOSPITAL |  |  | OR STORAGE |  | DOMINIC VENDETTA
|  | SONY | SONY SVO-1450 |  |  | CHERRY HILL URGENT CARE |  |  |  | 09/18/2006 |  |  |  |  | NO | NO |  |  |  |  | SONY 10346152 11393 |  |  | Disposition |  |  |  | Equipment | PAAR:00-PVAR | 11/02/2019 |  | COOPER AMBULATORY OFF-SITES |  |  | pulm | WOT00000000642719 | MELISSA PORTOBANCO | Disposition | Closed | Zhan Kiselev | 03/06/2018 | 03/23/2018 | Equipment Disposition | Unit is being removed from the Hospital | EXP0194295 | Labor | 03/06/2018 | 03/06/2018 | Zhan Kiselev
|  | SONY | SONY SVO-9500MD |  |  | ANTERPARTUM-INVITRO FERT |  |  |  | 05/19/2004 |  |  |  |  | NO | NO |  |  |  |  | SONY 10355028 23532 |  |  | Active |  | 99:99:99:99:99:99 |  | Equipment | PAAR:00-PVAR | 11/01/2019 |  | COOPER UNIVERSITY HOSPITAL |  |  | 6TH FLOOR DORRANCE |  | GRACE SVEINBZORNSSON
|  | SONY | SONY TRINITRON |  | Not Known | OR - KELEMEN 3 |  |  |  | 01/01/1900 |  |  |  |  | NO | NO |  |  |  |  | SONY 10368437 Not Known |  |  | Disposition |  | 99:99:99:99:99:99 |  | Accessory | PAAR:00-PVAR | 11/02/2019 |  | COOPER UNIVERSITY HOSPITAL |  |  | SURGICAL SUITE KELEMAN OR | WOT00000000530762 | DOMINIC VENDETTA | Disposition | Closed | Salvatore Bombara | 02/08/2018 | 05/15/2019 | Bulk Disposition CNL | Unit has been retired | EXP2931843 | Labor | 05/15/2019 | 05/15/2019 | Salvatore Bombara
|  | SONY | SONY TRINITRON |  |  | BRACE ROAD-CARDIOLOGY |  |  |  | 03/01/2005 |  |  |  |  | NO | NO |  |  |  |  | SONY 10366021 6203009 |  |  | Active |  | 99:99:99:99:99:99 |  | Accessory | PAAR:00-PVAR | 11/02/2019 |  | COOPER AMBULATORY OFF-SITES |  |  | Testing Office |  | Beth Mook
|  | SONY | SONY TRINITRON |  | Not Known | OR - KELEMEN 3 |  |  |  | 01/01/1900 |  |  |  |  | NO | NO |  |  |  |  | SONY 10346336 Not Known |  |  | Active |  | 99:99:99:99:99:99 |  | Accessory | PAAR:00-PVAR | 11/02/2019 |  | COOPER UNIVERSITY HOSPITAL |  |  | OR STORAGE-KELLEMEN | WOT00000000530867 | DOMINIC VENDETTA | Disposition | Closed | Salvatore Bombara | 02/08/2018 | 05/15/2019 | Bulk Disposition CNL
|  | SONY | SONY UP-1850MD |  |  | BURLINGTON OB/GYN |  |  |  | 06/18/2012 |  |  |  |  | NO | NO |  |  |  |  | SONY 10365970 14629 |  |  | Disposition |  |  |  | Equipment | 1Y:00-MFG | 11/09/2017 |  | COOPER AMBULATORY OFF-SITES |  |  | EXAM 5 |  | Carey Myers
|  | SONY | SONY UP-25MD |  |  | VOORHEES SURGERY CENTER-SURGERY DEPT |  |  |  | 12/09/2010 |  |  |  |  | NO | NO |  |  |  |  | SONY 10366911 701256 |  |  | Disposition |  | 99:99:99:99:99:99 |  | Equipment | PAAR:00-PVAR | 11/02/2019 |  | COOPER AMBULATORY OFF-SITES |  |  | 6015 Main - Nurses Station | WOT00000003999033 | Theresa Megali | Disposition | Closed | Stephen Zubrzycki | 10/07/2019 | 10/21/2019 | Equipment Disposition | Unit being removed from Biomed and given to Centurion. Checked with service tech (Kirk Lis). Has been down in dept for awhile and dept no longer needs. Clearing out storage area per request of hospital VP. | EXP4264998 | Labor | 10/07/2019 | 10/07/2019 | Stephen Zubrzycki
|  | SONY | SONY UP-51MDU |  |  | PULMONARY LAB |  |  |  | 08/31/2005 |  |  |  |  | NO | NO |  |  |  |  | SONY 10366601 14354 |  |  | Disposition |  |  |  | Equipment | PAAR:00-PVAR | 11/02/2019 |  | COOPER UNIVERSITY HOSPITAL |  |  | S6 |  | KATHY LOFLAND
|  | SONY | SONY UP-895MD |  |  | BURLINGTON OB/GYN |  |  |  | 08/30/2011 |  |  |  |  | NO | NO |  |  |  |  | SONY 10366247 25979 |  |  | Disposition |  | 99:99:99:99:99:99 |  | Equipment | PAAR:00-PVAR | 11/02/2019 |  | COOPER AMBULATORY OFF-SITES |  |  | EXAM 6 | WOT00000002877691 | Carey Myers | Repair | Closed | Zhan Kiselev | 06/10/2019 | 06/13/2019 | Stopped working, tried unplugging and plugging back in | Replaced printer. This one is being retired Dispositioned from Work Order Task WOT00000002895944 CEID: 10366247 | EXP3155613 | Labor | 06/13/2019 | 06/13/2019 | Zhan Kiselev
|  | SONY | SONY UP-895MD |  |  | BURLINGTON OB/GYN |  |  |  | 11/19/2004 |  |  |  |  | NO | NO |  |  |  |  | SONY 10366243 84709 |  |  | Active |  | 99:99:99:99:99:99 |  | Equipment | PAAR:00-PVAR | 11/01/2019 |  | COOPER AMBULATORY OFF-SITES |  |  | EXAM 6 |  | Carey Myers
|  | SONY | SONY UP-895MD |  |  | VOORHEES SURGERY CENTER-RADIATION/ONC |  |  |  | 04/13/2007 |  |  |  |  | NO | NO |  |  |  |  | SONY 10356836 11257 |  |  | Disposition |  | 99:99:99:99:99:99 |  | Equipment | PAAR:00-PVAR | 11/02/2019 |  | COOPER AMBULATORY OFF-SITES |  |  | Storage 139 | WOT00000004021548 | COLLEEN TEGELER | Disposition | Closed | Zhan Kiselev | 10/10/2019 | 10/21/2019 | Equipment Disposition | Not being used and will not be used | EXP4309550 | Labor | 10/10/2019 | 10/10/2019 | Zhan Kiselev
|  | SONY | SONY UP-895MD |  |  | PULMONARY LAB |  |  |  | 11/02/2019 |  |  |  |  | NO | NO |  |  |  |  | SONY 30143402 59824 |  |  | Active |  | 99:99:99:99:99:99 |  | Equipment | PAAR:00-PVAR | 11/02/2019 | 11/02/2019 | COOPER UNIVERSITY HOSPITAL |  |  | BRONCH ROOM | 0011298694 | KATHY LOFLAND | Repair | Closed | Kirk Lis | 11/02/2019 | 11/02/2019 | PRINTER - NOT PRINTING CORRECTLY - PULM LAB | 3/3/2017 1:41:08 PM MDYOUCH (MDYOUCH 2/27/2017 2:30 PM) SOMEONE SWITCHED THE PRINT MODE TO "NEG" CAUSING IT TO LOOK LIKE WASH OUT. RESTORED NORMAL SETTING, VERIFIED PRINTOUT, AND INSTRUCTED USERS. | A71260B1-5A7A-485E-8657-9371A15FE2F5 | Labor | 11/02/2019 | 11/02/2019 | Michael Youch
|  | SONY | SONY UP-897MD |  |  | TRAUMA ICU |  |  |  | 08/29/2006 |  |  |  |  | NO | NO |  |  |  |  | SONY 10357244 80950 |  |  | Active |  | 99:99:99:99:99:99 |  | Equipment | PAAR:00-PVAR | 11/02/2019 |  | COOPER UNIVERSITY HOSPITAL |  |  | 3RD FLOOR | WOT00000000519376 | Diane Floyd | Disposition | Closed | Richard Jolly | 02/08/2018 | 05/24/2019 | Bulk Disposition CNL
|  | SONY | SONY UP-897MD |  |  | ANTERPARTUM-INVITRO FERT |  |  |  | 04/15/2009 |  |  |  |  | NO | NO |  |  |  |  | SONY 10355016 156009 |  |  | Active |  | 99:99:99:99:99:99 |  | Equipment | PAAR:00-PVAR | 11/01/2019 |  | COOPER UNIVERSITY HOSPITAL |  |  | ANTEPARTUM | WOT00000000511476 | GRACE SVEINBZORNSSON | Disposition | Closed | Gene Amodei | 02/08/2018 | 05/14/2019 | Bulk Disposition CNL
|  | SONY | SONY UP-897MD |  |  | COOPER DIGESTIVE HEALTH-ENDOSCOPY |  |  |  | 01/01/2014 |  |  |  |  | NO | NO |  |  |  |  | SONY 10347136 226092 |  |  | Active |  | 99:99:99:99:99:99 |  | Equipment | PAAR:00-PVAR | 11/02/2019 |  | COOPER AMBULATORY OFF-SITES |  |  | PROCEDURE SUITE | WOT00000001801655 | JEANNE GREER | Repair | Closed | Kirk Lis | 12/04/2018 | 05/01/2019 | Endoscopic ultrasound: not working | INFORMED BY STAFF THAT THEY CLEANED ROLLER BALL. PERFORMED OVP. INFORMED JAMES OF UNIT'S STATUS | EXP1851665 | Labor | 12/05/2018 | 12/05/2018 | Kirk Lis
|  | SONY | SONY UP-D897 |  |  | SURGICAL CARE UNIT |  |  |  | 05/19/2009 |  |  |  |  | NO | NO |  |  |  |  | SONY 10365300 142030 |  |  | Disposition |  | 99:99:99:99:99:99 |  | Equipment | PAAR:00-PVAR | 11/02/2019 |  | COOPER UNIVERSITY HOSPITAL |  |  | BIOMED SHOP | WOT00000000510692 | Lisa Geoghegan | Disposition | Closed | Zhan Kiselev | 02/08/2018 | 05/25/2019 | Bulk Disposition CNL | No longer in the hospital | EXP3009362 | Labor | 05/24/2019 | 05/24/2019 | Zhan Kiselev
|  | SONY | SONY UP-DR80MD |  |  | SAME DAY OR-2ND FL PAVILION |  |  |  | 10/31/2019 |  |  |  |  | NO | NO |  |  |  |  | SONY 11239109 724081 |  |  | Active |  | 99:99:99:99:99:99 |  | Equipment | PAAR:00-PVAR | 10/31/2019 | 10/31/2019 | COOPER UNIVERSITY HOSPITAL |  |  | SD OR 3 | WOT00000000562713 | JOE DRUCTOR | Performance Verification | Closed | Salvatore Bombara | 10/31/2019 | 10/31/2019 | Performance Verification for SONY 11239109 74481 | Initial Install of Performance Verification. Device is ready for patient use. |  |  | 10/31/2019 | 10/31/2019
|  | SONY | SONY UP-DR80MD |  |  | OPERATING ROOM - PAVILION |  |  |  | 01/01/1900 |  |  |  |  | NO | NO |  |  |  |  | SONY 10369507 700246 |  |  | Active |  | 99:99:99:99:99:99 |  | Equipment | PAAR:00-PVAR | 11/02/2019 |  | COOPER UNIVERSITY HOSPITAL |  |  | P011 - OR | WOT00000000518432 | DOMINIC VENDETTA | Disposition | Closed | Salvatore Bombara | 02/08/2018 | 05/15/2019 | Bulk Disposition CNL
|  | SONY | SONY UPA-P100MD |  |  | ANESTHESIOLOGY |  |  |  | 07/01/2004 |  |  |  |  | NO | NO |  |  |  |  | SONY 10355449 70291 |  |  | Disposition |  |  |  | Equipment | PAAR:00-PVAR | 11/02/2019 |  | COOPER UNIVERSITY HOSPITAL |  |  | STORAGE ROOM |  | GIACINTA ROUPAS
|  | SORIN BIOMEDICAL | SORIN BIOMEDICAL ELECTA |  | B016711F09 | PERFUSION |  |  |  | 09/16/2015 |  |  |  |  | NO | NO |  |  |  |  | SORIN BIOMEDICAL 17937 B016711F09 |  |  | Disposition |  |  |  | High Risk | 6M:00-MFG | 09/16/2015 | 09/16/2015 | COOPER UNIVERSITY HOSPITAL |  |  | PERFUSION HYBRID OR |  | Bonnie Aichroch |  |  |  | 09/16/2015 | 09/16/2015 |  |  |  |  | 09/16/2015 | 09/16/2015
|  | SORIN BIOMEDICAL | SORIN BIOMEDICAL ELECTA |  | B015972E07 | PERFUSION |  |  |  | 09/16/2015 |  |  |  |  | NO | NO |  |  |  |  | SORIN BIOMEDICAL 15045 B015972E07 |  |  | Disposition |  |  |  | High Risk | 6M:00-MFG | 09/16/2015 | 09/16/2015 | COOPER UNIVERSITY HOSPITAL |  |  | OPERATING ROOM |  | Bonnie Aichroch |  |  |  | 09/16/2015 | 09/16/2015 |  |  |  |  | 09/16/2015 | 09/16/2015
|  | SORIN BIOMEDICAL | SORIN BIOMEDICAL ELECTA |  | B015974E07 | PERFUSION |  |  |  | 09/16/2015 |  |  |  |  | NO | NO |  |  |  |  | SORIN BIOMEDICAL 15044 B015974E07 |  |  | Disposition |  |  |  | High Risk | 6M:00-MFG | 09/16/2015 | 09/16/2015 | COOPER UNIVERSITY HOSPITAL |  |  | OPERATING ROOM |  | Bonnie Aichroch |  |  |  | 09/16/2015 | 09/16/2015 |  |  |  |  | 09/16/2015 | 09/16/2015
|  | SORIN GROUP USA, INC. | SORIN GROUP USA, INC. HEATER COOLER SYSTEM 3T (120V) |  | 16S11856 | PERFUSION |  |  |  | 10/22/2009 |  |  |  |  | NO | NO |  |  |  |  | SORIN GROUP USA, INC. 10355455 16S11856 |  |  | Disposition |  |  |  | Life Support | 6M:00-MFG | 04/14/2016 |  | COOPER UNIVERSITY HOSPITAL |  |  | OR 6 |  | Bonnie Aichroch
|  | SORIN GROUP USA, INC. | SORIN GROUP USA, INC. HEATER COOLER SYSTEM 3T (120V) |  | 16S11227 | OPERATING ROOM - PAVILION |  |  |  | 03/26/2008 |  |  |  |  | NO | NO |  |  |  |  | SORIN GROUP USA, INC. 10346611 16S11227 |  |  | Disposition |  |  |  | Life Support | 6M:00-MFG | 04/14/2016 |  | COOPER UNIVERSITY HOSPITAL |  |  | OR P07 |  | DOMINIC VENDETTA
|  | SORIN GROUP USA, INC. | SORIN GROUP USA, INC. S5 DISPLAY AND CONTROL MODULE |  |  | OR - KELEMEN 3 |  |  |  | 01/01/1900 |  |  |  |  | NO | NO |  |  |  |  | SORIN GROUP USA, INC. 10355490 28E42704 |  |  | Disposition |  |  |  | Life Support | 6M:00-MFG | 01/01/1900 | 12/01/2019 | COOPER UNIVERSITY HOSPITAL |  |  | OR BYPASS PUMP |  | DOMINIC VENDETTA
|  | SOURCEONE HEALTHCARE TECHNOLOGIES | SOURCEONE HEALTHCARE TECHNOLOGIES VIEWBOX |  | Not Known | VOORHEES SURGERY CENTER-RADIOLOGY |  |  | excluded | 11/01/2019 |  |  |  |  | NO | NO |  |  |  |  | SOURCEONE HEALTHCARE TECHNOLOGIES 30071327 Not Known |  |  | Active |  | 99:99:99:99:99:99 |  | Equipment | PAAR:00-PVAR | 11/01/2019 | 11/01/2019 | COOPER AMBULATORY OFF-SITES |  |  | SUITE B MRI |  | PAT STIENES |  |  |  | 11/01/2019 | 11/01/2019 |  |  |  |  | 11/01/2019 | 11/01/2019
|  | SOURCEONE HEALTHCARE TECHNOLOGIES | SOURCEONE HEALTHCARE TECHNOLOGIES VIEWBOX |  | Not Known | OR - KELEMEN 3 |  |  |  | 01/01/1900 |  |  |  |  | NO | NO |  |  |  |  | SOURCEONE HEALTHCARE TECHNOLOGIES 10369312 Not Known |  |  | Disposition |  | 99:99:99:99:99:99 |  | Equipment | PAAR:00-PVAR | 11/02/2019 |  | COOPER UNIVERSITY HOSPITAL |  |  | KELEMEN OR- K1 | WOT00000000528839 | DOMINIC VENDETTA | Disposition | Closed | Salvatore Bombara | 02/08/2018 | 05/15/2019 | Bulk Disposition CNL | Unit has been removed from service | EXP2934212 | Labor | 05/15/2019 | 05/15/2019 | Salvatore Bombara
|  | SOURCEONE HEALTHCARE TECHNOLOGIES | SOURCEONE HEALTHCARE TECHNOLOGIES VIEWBOX |  | Not Known | OR - KELEMEN 3 |  |  |  | 01/01/1900 |  |  |  |  | NO | NO |  |  |  |  | SOURCEONE HEALTHCARE TECHNOLOGIES 10369311 Not Known |  |  | Disposition |  | 99:99:99:99:99:99 |  | Equipment | PAAR:00-PVAR | 11/02/2019 |  | COOPER UNIVERSITY HOSPITAL |  |  | KELEMEN OR- K1 | WOT00000000529961 | DOMINIC VENDETTA | Disposition | Closed | Salvatore Bombara | 02/08/2018 | 05/15/2019 | Bulk Disposition CNL | Unit has been removed from service | EXP2934184 | Labor | 05/15/2019 | 05/15/2019 | Salvatore Bombara
|  | SOURCEONE HEALTHCARE TECHNOLOGIES | SOURCEONE HEALTHCARE TECHNOLOGIES VIEWBOX |  | Not Known | BUNKER HILL-SURGERY |  |  | excluded | 01/01/1900 |  |  |  |  | NO | NO |  |  |  |  | SOURCEONE HEALTHCARE TECHNOLOGIES 10366894 Not Known |  |  | Active |  | 99:99:99:99:99:99 |  | Equipment | PAAR:00-PVAR | 11/02/2019 |  | COOPER AMBULATORY OFF-SITES |  |  | Doctor's Office |  | ANNE MAIER
|  | SPACELABS MEDICAL, INC. | SPACELABS MEDICAL, INC. 90207 |  |  | 3 COOPER-PEDIATRICS |  |  |  | 11/01/2019 |  |  |  |  | NO | NO |  |  |  |  | SPACELABS MEDICAL, INC. 30225071 100836 |  |  | Active |  | 99:99:99:99:99:99 |  | Equipment | 1Y:00-MFG | 11/01/2019 | 11/01/2019 | COOPER AMBULATORY OFF-SITES |  |  | Suite 200 - Exam 201-A | 0011787375 | MAUREEN OBRIEN | Performance Verification | Closed | Bonnie Aichroth | 11/01/2019 | 11/01/2019 | INCOMING INVENTORY | DEVICE INVENTORIED | 6D6D35AE-972D-4B1F-928B-620CC3CEE683 | Labor | 11/01/2019 | 11/01/2019 | Bonnie Aichroth
|  | SPACELABS MEDICAL, INC. | SPACELABS MEDICAL, INC. 90207 |  |  | 3 COOPER-PEDIATRICS |  |  |  | 11/01/2019 |  |  |  |  | NO | NO |  |  |  |  | SPACELABS MEDICAL, INC. 30225070 100834 |  |  | Active |  | 99:99:99:99:99:99 |  | Equipment | 1Y:00-MFG | 11/01/2019 | 11/01/2019 | COOPER AMBULATORY OFF-SITES |  |  | Suite 200 - Exam 201-A | 0011787035 | MAUREEN OBRIEN | Preventative Maintenance | Closed | Bonnie Aichroth | 11/01/2019 | 11/01/2019 | PERFORMANCE ASSURANCE AT INVENTORY | INVENTORIED DEVICE AND ENSURED DEVICE WAS FUNCTIONING PROPERLY. | 64BF96ED-B108-432E-AB70-019BB5F7A570 | Labor | 11/01/2019 | 11/01/2019 | Stephen Zubrzycki
|  | SPACELABS MEDICAL, INC. | SPACELABS MEDICAL, INC. 90207 |  |  | 3 COOPER-PEDIATRICS |  |  |  | 11/01/2019 |  |  |  |  | NO | NO |  |  |  |  | SPACELABS MEDICAL, INC. 30225069 100820 |  |  | Active |  | 99:99:99:99:99:99 |  | Equipment | 1Y:00-MFG | 11/01/2019 | 11/01/2019 | COOPER AMBULATORY OFF-SITES |  |  | Suite 200 - Exam 201-A | 0011787373 | MAUREEN OBRIEN | Preventative Maintenance | Closed | Bonnie Aichroth | 11/01/2019 | 11/01/2019 | PERFORMANCE ASSURANCE AT INVENTORY | INVENTORIED DEVICE AND ENSURED DEVICE WAS FUNCTIONING PROPERLY. | D0AE93BF-74EB-4817-970B-6FA48B6DDD71 | Labor | 11/01/2019 | 11/01/2019 | Stephen Zubrzycki
|  | SPACELABS MEDICAL, INC. | SPACELABS MEDICAL, INC. 90217-1-Q |  | 207-046957 | 1030 KINGS HIGHWAY-MEDICINE |  |  |  | 05/07/2019 |  |  |  |  | NO | NO |  |  |  |  | SPACELABS MEDICAL, INC. 30225039 207-046957 |  |  | Active |  | 99:99:99:99:99:99 |  | Equipment | 1Y:00-MFG | 05/07/2019 | 05/07/2019 | COOPER AMBULATORY OFF-SITES |  |  | NEPHROLOGY-SUITE 310-DRAWER |  | Bonnie Aichroch |  |  |  | 05/07/2019 | 05/07/2019 |  |  |  |  | 05/07/2019 | 05/07/2019
|  | SPACELABS MEDICAL, INC. | SPACELABS MEDICAL, INC. 90308 |  |  | DIALYSIS PROCEDURE CENTER |  |  |  | 01/01/1900 |  |  |  |  | NO | NO |  |  |  |  | SPACELABS MEDICAL, INC. 10367526 30802445 |  |  | Disposition |  |  |  | Equipment | 1Y:00-MFG | 11/18/2016 | 05/01/2020 | COOPER UNIVERSITY HOSPITAL |  |  | DIALYSIS |  | GERRY DNUNZIO
|  | SPACELABS MEDICAL, INC. | SPACELABS MEDICAL, INC. 90308 |  | 308A05052 | CARDIAC CATH LAB |  |  |  | 01/01/1900 |  |  |  |  | NO | NO |  |  |  |  | SPACELABS MEDICAL, INC. 10356495 308A05052 |  |  | Disposition |  |  |  | Equipment | 1Y:00-MFG | 05/21/2018 | 05/01/2020 | COOPER UNIVERSITY HOSPITAL |  |  | CCL - K458W |  | LINDA BEAN
|  | SPACELABS MEDICAL, INC. | SPACELABS MEDICAL, INC. 90308 |  |  | BIOMEDICAL |  |  |  | 01/01/1900 |  |  |  |  | NO | NO |  |  |  |  | SPACELABS MEDICAL, INC. 02292 0579 |  |  | Disposition |  |  |  | Equipment | 1Y:00-MFG | 01/01/1900 | 12/01/2019 | COOPER UNIVERSITY HOSPITAL |  |  |  |  | Bonnie Aichroch
|  | SPACELABS MEDICAL, INC. | SPACELABS MEDICAL, INC. 90308 |  | 308A05054 | BIOMEDICAL |  |  |  | 01/01/1900 |  |  |  |  | NO | NO |  |  |  |  | SPACELABS MEDICAL, INC. 00972 308A05054 |  |  | Disposition |  |  |  | Equipment | 1Y:00-MFG | 07/14/2015 | 12/01/2020 | COOPER UNIVERSITY HOSPITAL |  |  | STORAGE |  | Bonnie Aichroch
|  | SPACELABS MEDICAL, INC. | SPACELABS MEDICAL, INC. 90369 |  | 369-105504 | CARDIAC CATH LAB |  |  |  | 01/01/1900 |  |  |  |  | NO | NO |  |  |  |  | SPACELABS MEDICAL, INC. 10356500 369-105504 |  |  | Disposition |  |  |  | Alarm | 1Y:00-MFG | 05/25/2018 | 05/01/2020 | COOPER UNIVERSITY HOSPITAL |  |  | CCL - K457 |  | LINDA BEAN
|  | SPACELABS MEDICAL, INC. | SPACELABS MEDICAL, INC. 90369 |  | GIFT-02 | CARDIAC CATH LAB |  |  |  | 01/01/1900 |  |  |  |  | NO | NO |  |  |  |  | SPACELABS MEDICAL, INC. 10356499 GIFT-02 |  |  | Disposition |  |  |  | Alarm | 1Y:00-MFG | 05/21/2018 | 05/01/2020 | COOPER UNIVERSITY HOSPITAL |  |  | CCL - K456W |  | LINDA BEAN
|  | SPACELABS MEDICAL, INC. | SPACELABS MEDICAL, INC. 90369 |  | 369-110475 | CARDIAC CATH LAB |  |  |  | 01/01/1900 |  |  |  |  | NO | NO |  |  |  |  | SPACELABS MEDICAL, INC. 10356496 369-110475 |  |  | Disposition |  |  |  | Alarm | 1Y:00-MFG | 05/21/2018 | 05/01/2020 | COOPER UNIVERSITY HOSPITAL |  |  | CCL - K455W |  | LINDA BEAN
|  | SPACELABS MEDICAL, INC. | SPACELABS MEDICAL, INC. 90369 |  | 369-105507 | CARDIAC CATH LAB |  |  |  | 01/01/1900 |  |  |  |  | NO | NO |  |  |  |  | SPACELABS MEDICAL, INC. 10356497 369-105507 |  |  | Disposition |  |  |  | Alarm | 1Y:00-MFG | 05/25/2018 | 05/01/2020 | COOPER UNIVERSITY HOSPITAL |  |  | CCL - K457 |  | LINDA BEAN
|  | SPACELABS MEDICAL, INC. | SPACELABS MEDICAL, INC. 90369 |  | 369-105510 | CARDIAC CATH LAB |  |  |  | 10/31/2013 |  |  |  |  | NO | NO |  |  |  |  | SPACELABS MEDICAL, INC. 10356491 369-105510 |  |  | Disposition |  |  |  | Alarm | 1Y:00-MFG | 05/25/2018 | 05/01/2020 | COOPER UNIVERSITY HOSPITAL |  |  | RM 455 |  | LINDA BEAN
|  | SPACELABS MEDICAL, INC. | SPACELABS MEDICAL, INC. 90369 |  | 369-115860 | COOPER DIGESTIVE HEALTH-ENDOSCOPY |  |  |  | 01/01/1900 |  |  |  |  | NO | NO |  |  |  |  | SPACELABS MEDICAL, INC. 10347030 369-115860 |  |  | Disposition |  | 00:00:00:00:00:00 |  | Alarm | 1Y:00-MFG | 02/16/2018 | 02/01/2020 | COOPER AMBULATORY OFF-SITES |  |  | GI SUITE |  | JEANNE GREER
|  | SPACELABS MEDICAL, INC. | SPACELABS MEDICAL, INC. 90387 |  | 387-003358 | CARDIAC CATH LAB |  |  |  | 01/01/1900 |  |  |  |  | NO | NO |  |  |  |  | SPACELABS MEDICAL, INC. 05775 387-003358 |  |  | Disposition |  |  |  | Alarm | 1Y:00-MFG | 01/01/1900 | 12/01/2019 | COOPER UNIVERSITY HOSPITAL |  |  | 9PAVSTORAGE |  | LINDA BEAN
|  | SPACELABS MEDICAL, INC. | SPACELABS MEDICAL, INC. 90484-A |  |  | RADIATION ONCOLOGY |  |  |  | 01/01/1900 |  |  |  |  | NO | NO |  |  |  |  | SPACELABS MEDICAL, INC. 08001 9904 |  |  | Disposition |  |  |  | Accessory | 1Y:00-MFG | 04/18/2016 | 05/01/2020 | COOPER UNIVERSITY HOSPITAL |  |  | RAD ONC/B110 |  | COLLEEN TEGELER
|  | SPECTRAL DIAGNOSTICS USA | SPECTRAL DIAGNOSTICS USA I-LYNX |  |  | LAB CHEMISTRY |  |  |  | 04/29/2010 |  |  |  |  | NO | NO |  |  |  |  | SPECTRAL DIAGNOSTICS USA 10360279 1130 |  |  | Disposition |  |  |  | Equipment | 1Y:00-MFG | 03/30/2017 | 03/01/2020 | COOPER UNIVERSITY HOSPITAL |  |  | CHEMISTRY |  | Barbara Snyder
|  | SPECTROLINE | SPECTROLINE EA-140 |  |  | VOORHEES PEDIATRICS |  |  |  | 10/16/2019 |  |  |  |  | NO | NO |  |  |  |  | SPECTROLINE 22343 1439795 |  |  | Disposition |  |  |  | Equipment | PAAR:00-PVAR | 10/16/2019 | 10/16/2019 | COOPER AMBULATORY OFF-SITES |  |  | 6400 MAIN - CLOSET NURSE'S STA |  | MAUREEN OBRIEN |  |  |  | 10/16/2019 | 10/16/2019 |  |  |  |  | 10/16/2019 | 10/16/2019
|  | SPECTROLINE | SPECTROLINE EA-140 |  |  | 3 COOPER-PEDIATRICS |  |  |  | 08/04/2008 |  |  |  |  | NO | NO |  |  |  |  | SPECTROLINE 10345683 1676252 |  |  | Active |  | 99:99:99:99:99:99 |  | Equipment | PAAR:00-PVAR | 11/02/2019 |  | COOPER AMBULATORY OFF-SITES |  |  | Suite 200 - Nurses Station - L |  | MAUREEN OBRIEN
|  | SPECTROLINE | SPECTROLINE TITAN UV/BLUE |  |  | SICKLERVILLE-URGENT CARE |  |  |  | 01/01/1900 |  |  |  |  | NO | NO |  |  |  |  | SPECTROLINE 10365778 10365778 |  |  | Active |  | 99:99:99:99:99:99 |  | Equipment | PAAR:00-PVAR | 11/02/2019 |  | COOPER AMBULATORY OFF-SITES |  |  | NURSES STATION |  | DR. BENDESKY
|  | ST. JUDE MEDICAL CARDIAC RHYTHM | ST. JUDE MEDICAL CARDIAC RHYTHM MERLIN PCS |  |  | CARDIAC CATH LAB |  |  |  | 10/16/2019 |  |  |  |  | NO | NO |  |  |  |  | ST. JUDE MEDICAL CARDIAC RHYTHM 25434 23460 |  |  | Disposition |  | 99:99:99:99:99:99 |  | Equipment | PAAR:00-PVAR | 10/16/2019 | 10/16/2019 | COOPER UNIVERSITY HOSPITAL |  |  | HALLWAY NEAR EP 1 AND 2 |  | LINDA BEAN |  |  |  | 10/16/2019 | 10/16/2019 |  |  |  |  | 10/16/2019 | 10/16/2019
|  | ST. JUDE MEDICAL CARDIAC RHYTHM | ST. JUDE MEDICAL CARDIAC RHYTHM MERLIN PCS |  |  | CARDIAC CATH LAB |  |  |  | 10/16/2019 |  |  |  |  | NO | NO |  |  |  |  | ST. JUDE MEDICAL CARDIAC RHYTHM 25432 12043611 |  |  | Disposition |  | 99:99:99:99:99:99 |  | Equipment | PAAR:00-PVAR | 10/16/2019 | 10/16/2019 | COOPER UNIVERSITY HOSPITAL |  |  | HALLWAY NEAR EP 1 AND 2 |  | LINDA BEAN |  |  |  | 10/16/2019 | 10/16/2019 |  |  |  |  | 10/16/2019 | 10/16/2019
|  | ST. JUDE MEDICAL CARDIAC RHYTHM | ST. JUDE MEDICAL CARDIAC RHYTHM MERLIN PCS |  |  | CARDIAC CATH LAB |  |  |  | 10/16/2019 |  |  |  |  | NO | NO |  |  |  |  | ST. JUDE MEDICAL CARDIAC RHYTHM 25430 12052092 |  |  | Disposition |  | 99:99:99:99:99:99 |  | Equipment | PAAR:00-PVAR | 10/16/2019 | 10/16/2019 | COOPER UNIVERSITY HOSPITAL |  |  | HALLWAY NEAR EP 1 AND 2 |  | LINDA BEAN |  |  |  | 10/16/2019 | 10/16/2019 |  |  |  |  | 10/16/2019 | 10/16/2019
|  | ST. JUDE MEDICAL CARDIAC RHYTHM | ST. JUDE MEDICAL CARDIAC RHYTHM MERLIN PCS |  |  | VOORHEES CARDIOLOGY SUITE 102 |  |  |  | 12/08/2017 |  |  |  |  | NO | NO |  |  |  |  | ST. JUDE MEDICAL CARDIAC RHYTHM 10732205 12045680 |  |  | Active |  | 99:99:99:99:99:99 |  | Equipment | PAAR:00-PVAR | 10/31/2019 |  | COOPER AMBULATORY OFF-SITES |  |  |  | 0012586454 | MICHELE MOLINARI | Performance Verification | Closed | Josh Harris | 12/27/2017 | 12/27/2017 | INCOMING INVENTORY | DEVICE INVENTORIED | 0CC96222-E118-484E-93E8-AFF1B2F6C3AB | Labor | 12/27/2017 | 12/27/2017 | Josh Harris
|  | ST. JUDE MEDICAL CARDIAC RHYTHM | ST. JUDE MEDICAL CARDIAC RHYTHM MERLIN PCS |  |  | VOORHEES CARDIOLOGY SUITE 102 |  |  |  | 12/08/2017 |  |  |  |  | NO | NO |  |  |  |  | ST. JUDE MEDICAL CARDIAC RHYTHM 10732206 12061443 |  |  | Active |  | 99:99:99:99:99:99 |  | Equipment | PAAR:00-PVAR | 10/31/2019 |  | COOPER AMBULATORY OFF-SITES |  |  |  | 0012586457 | MICHELE MOLINARI | Performance Verification | Closed | Josh Harris | 12/27/2017 | 12/27/2017 | INCOMING INVENTORY | DEVICE INVENTORIED | 564ACE2B-7BD7-4BB7-802E-DA2E5E11F288 | Labor | 12/27/2017 | 12/27/2017 | Josh Harris
|  | ST. JUDE MEDICAL CARDIAC RHYTHM | ST. JUDE MEDICAL CARDIAC RHYTHM MERLIN PCS |  |  | CARDIAC CATH LAB |  |  |  | 05/11/2017 |  |  |  |  | NO | NO |  |  |  |  | ST. JUDE MEDICAL CARDIAC RHYTHM 10725017 20210 |  |  | Disposition |  | 99:99:99:99:99:99 |  | Equipment | PAAR:00-PVAR | 10/16/2019 |  | COOPER UNIVERSITY HOSPITAL |  |  | Disposition | 0012389666 | LINDA BEAN | Performance Verification | Closed | Josh Harris | 11/07/2017 | 11/07/2017 | INCOMING INVENTORY | DEVICE INVENTORIED | A9745152-CA91-4D75-A6DF-C632701F68C9 | Labor | 11/07/2017 | 11/07/2017 | Josh Harris
|  | ST. JUDE MEDICAL CARDIAC RHYTHM | ST. JUDE MEDICAL CARDIAC RHYTHM MERLIN PCS |  |  | BRACE ROAD-CARDIOLOGY |  |  |  | 10/29/2008 |  |  |  |  | NO | NO |  |  |  |  | ST. JUDE MEDICAL CARDIAC RHYTHM 10366029 12041252 |  |  | Active |  | 99:99:99:99:99:99 |  | Equipment | PAAR:00-PVAR | 11/02/2019 |  | COOPER AMBULATORY OFF-SITES |  |  | ROOM 2 | WOT00000001158163 | Beth Mook | Alert | Closed | Kirk Lis | 07/10/2018 | 05/13/2019 | ALT001159 - Abbott/St. Jude Medical - Confirm Rx Insertable Cardiac Monitors - Exposure To Sub-Freezing Temperatures Caused A Transient Battery Voltage Drop F | Device is not affected. Recall is for implantable device as per Abbott tech. rep. Christopher Device is not affected. Recall is for implantable device as per Abbott tech. rep. Christopher | EXP1788841 | Labor | 11/27/2018 | 11/27/2018 | Kirk Lis
|  | ST. JUDE MEDICAL CARDIAC RHYTHM | ST. JUDE MEDICAL CARDIAC RHYTHM MERLIN PCS |  |  | VOORHEES CARDIOLOGY |  |  |  | 04/12/2011 |  |  |  |  | NO | NO |  |  |  |  | ST. JUDE MEDICAL CARDIAC RHYTHM 10348058 12042743 |  |  | Active |  | 99:99:99:99:99:99 |  | Equipment | PAAR:00-PVAR | 11/02/2019 |  | COOPER AMBULATORY OFF-SITES |  |  | CARDIOLOGY - BLDG 2 | WOT00000001158161 | KATHY COMO | Alert | Closed | Kirk Lis | 07/10/2018 | 05/13/2019 | ALT001159 - Abbott/St. Jude Medical - Confirm Rx Insertable Cardiac Monitors - Exposure To Sub-Freezing Temperatures Caused A Transient Battery Voltage Drop F | Device is not affected. Recall is for implantable device as per Abbott tech. rep. Christopher | EXP1789375 | Labor | 11/27/2018 | 11/27/2018 | Kirk Lis
|  | ST. JUDE MEDICAL CARDIAC RHYTHM | ST. JUDE MEDICAL CARDIAC RHYTHM MERLIN PCS |  |  | BRACHFIELD MEDICAL ASSOCIATES-MEDICINE |  |  |  | 09/24/2008 |  |  |  |  | NO | NO |  |  |  |  | ST. JUDE MEDICAL CARDIAC RHYTHM 10348012 19376 |  |  | Active |  | 99:99:99:99:99:99 |  | Equipment | PAAR:00-PVAR | 11/02/2019 |  | COOPER AMBULATORY OFF-SITES |  |  | Cardiology - storage | WOT00000001158160 | CATHY CRAWFORD | Alert | Closed | Kirk Lis | 07/10/2018 | 05/13/2019 | ALT001159 - Abbott/St. Jude Medical - Confirm Rx Insertable Cardiac Monitors - Exposure To Sub-Freezing Temperatures Caused A Transient Battery Voltage Drop F | Device is not affected. Recall is for implantable device as per Abbott tech. rep. Christopher | EXP1789733 | Labor | 11/27/2018 | 11/27/2018 | Kirk Lis
|  | ST. JUDE MEDICAL CARDIAC RHYTHM | ST. JUDE MEDICAL CARDIAC RHYTHM MERLIN PCS |  |  | WOODSTOWN - CARDIOLOGY |  |  |  | 01/01/1900 |  |  |  |  | NO | NO |  |  |  |  | ST. JUDE MEDICAL CARDIAC RHYTHM 10345906 11760 |  |  | Active |  | 99:99:99:99:99:99 |  | Equipment | PAAR:00-PVAR | 11/01/2019 |  | COOPER AMBULATORY OFF-SITES |  |  | MOVES | WOT00000001158159 | SUSAN WHITZELL | Alert | Closed | Michael Youch | 07/10/2018 | 05/13/2019 | ALT001159 - Abbott/St. Jude Medical - Confirm Rx Insertable Cardiac Monitors - Exposure To Sub-Freezing Temperatures Caused A Transient Battery Voltage Drop F | Users were made aware of the issue with copy of the alert and what to look for but they do not expose the item to freezing temps anyway. | EXP2285586 | Labor | 07/20/2018 | 07/20/2018 | Michael Youch
|  | ST. JUDE MEDICAL CARDIAC RHYTHM | ST. JUDE MEDICAL CARDIAC RHYTHM MERLIN PCS |  |  | VOORHEES CARDIOLOGY SUITE 102 |  |  |  | 01/01/2014 |  |  |  |  | NO | NO |  |  |  |  | ST. JUDE MEDICAL CARDIAC RHYTHM 10345360 12048276 |  |  | Active |  | 99:99:99:99:99:99 |  | Equipment | PAAR:00-PVAR | 11/02/2019 |  | COOPER AMBULATORY OFF-SITES |  |  | EQUIPMENT STORAGE AREA | WOT00000001158158 | MICHELE MOLINARI | Alert | Closed | Kirk Lis | 07/10/2018 | 05/13/2019 | ALT001159 - Abbott/St. Jude Medical - Confirm Rx Insertable Cardiac Monitors - Exposure To Sub-Freezing Temperatures Caused A Transient Battery Voltage Drop F | Device is not affected. Recall is for implantable device as per Abbott tech. rep. Christopher | EXP1789677 | Labor | 11/27/2018 | 11/27/2018 | Kirk Lis
|  | STACKHOUSE, INC. | STACKHOUSE, INC. PT-1000 |  |  | COOPER CANCER CENTER-MULTIDISCIPLINARY CLINIC |  |  |  | 08/27/2019 |  |  |  |  | NO | NO |  |  |  |  | STACKHOUSE, INC. 30143145 194 |  |  | Active |  | 99:99:99:99:99:99 |  | Equipment | 1Y:00-MFG | 08/27/2019 | 08/27/2019 | COOPER AMBULATORY OFF-SITES |  |  | Multi Disc - C2049 |  | ROXANNE BERGER |  |  |  | 08/27/2019 | 08/27/2019 |  |  |  |  | 08/27/2019 | 08/27/2019
|  | STACKHOUSE, INC. | STACKHOUSE, INC. ST-1250 |  | H1747 | BUNKER HILL-OB/GYN |  |  |  | 01/01/1900 |  |  |  |  | NO | NO |  |  |  |  | STACKHOUSE, INC. 03629 H1747 |  |  | Disposition |  |  |  | Equipment | 1Y:00-MFG | 11/02/2016 |  | COOPER AMBULATORY OFF-SITES |  |  | BH OB |  | LISA POTTS
|  | STAR X-RAY CO, INC. | STAR X-RAY CO, INC. PH95 |  | NOT KNOWN | BUNKER HILL-INTERNAL MEDICINE |  |  |  | 01/01/1900 |  |  |  |  | NO | NO |  |  |  |  | STAR X-RAY CO, INC. 10345742 NOT KNOWN |  |  | Disposition |  | 99:99:99:99:99:99 |  | Equipment | PAAR:00-PVAR | 11/02/2019 |  | COOPER AMBULATORY OFF-SITES |  |  | MEDICAL ASSISTANT OFFICE | WOT00000002713446 | SUSAN BABCOCK | Disposition | Closed | Michael Youch | 05/17/2019 | 05/17/2019 | Equipment Disposition | Renovation of 1 Plaza Drive in Sewell; Phylis Liberi sent the tags of equipment removed for replacement. | EXP2954726 | Labor | 05/14/2019 | 05/14/2019 | Michael Youch
|  | STAR X-RAY CO, INC. | STAR X-RAY CO, INC. PH952 |  |  | CHERRY HILL PHYSICAL THERAPY |  |  |  | 01/01/1900 |  |  |  |  | NO | NO |  |  |  |  | STAR X-RAY CO, INC. 10366092 1500375 |  |  | Active |  | 99:99:99:99:99:99 |  | Equipment | PAAR:00-PVAR | 11/02/2019 |  | COOPER AMBULATORY OFF-SITES |  |  | EXAM 2 |  | COURTNEY BUDD
|  | STAR X-RAY CO, INC. | STAR X-RAY CO, INC. PH96B2 |  |  | BIOMEDICAL |  |  |  | 01/01/1900 |  |  |  |  | NO | NO |  |  |  |  | STAR X-RAY CO, INC. 05988 1511221 |  |  | Disposition |  |  |  | Equipment | PAAR:00-PVAR | 10/16/2019 |  | COOPER UNIVERSITY HOSPITAL |  |  | EMPLOYEE HEALTH |  | Bonnie Aichroch
|  | STAR X-RAY CO, INC. | STAR X-RAY CO, INC. PH96B2 |  |  | BIOMEDICAL |  |  |  | 01/01/1900 |  |  |  |  | NO | NO |  |  |  |  | STAR X-RAY CO, INC. 05989 151222 |  |  | Disposition |  |  |  | Equipment | PAAR:00-PVAR | 10/16/2019 |  | COOPER UNIVERSITY HOSPITAL |  |  | EMPLOYEE HEALTH |  | Bonnie Aichroch
|  | STARLIGHT FUN CENTER | STARLIGHT FUN CENTER 48439 |  |  | CHILD LIFE DEVELOPEMENT |  |  |  | 07/02/2015 |  |  |  |  | NO | NO |  |  |  |  | STARLIGHT FUN CENTER 10349167 10040141 |  |  | Disposition |  |  |  | Equipment | PAAR:00-PVAR | 10/16/2019 |  | COOPER UNIVERSITY HOSPITAL |  |  | 6 KELEMAN |  | BRITTANY SPAETH
|  | STARTROL | STARTROL 3X3M |  |  | INTENSIVE CARE NURSERY |  |  |  | 10/31/2019 |  |  |  |  | NO | NO |  |  |  |  | STARTROL 30142200 004829 |  |  | Active |  | 99:99:99:99:99:99 |  | Equipment | PAAR:00-PVAR | 10/31/2019 | 10/31/2019 | COOPER UNIVERSITY HOSPITAL |  |  |  |  | JOANNE FOX |  |  |  | 10/31/2019 | 10/31/2019 |  |  |  |  | 10/31/2019 | 10/31/2019
|  | STATSPIN, INC. | STATSPIN, INC. CENSLIDE 2000 |  |  | LAB HEMATOLOGY |  |  |  | 01/05/2000 |  |  |  |  | NO | NO |  |  |  |  | STATSPIN, INC. 10366721 0314 |  |  | Disposition |  |  |  | Equipment | 6M:00-MFG | 09/07/2017 | 03/01/2020 | COOPER UNIVERSITY HOSPITAL |  |  | hemo |  | DALE MORRONE
|  | STATSPIN, INC. | STATSPIN, INC. CENSLIDE 2000 |  | 249M40101575 | LAB HEMATOLOGY |  |  |  | 09/01/2001 |  |  |  |  | NO | NO |  |  |  |  | STATSPIN, INC. 10360287 249M40101575 |  |  | Disposition |  |  |  | Equipment | 6M:00-MFG | 09/11/2017 | 03/01/2020 | COOPER UNIVERSITY HOSPITAL |  |  | CORE LAB |  | DALE MORRONE
|  | STAXI CORPORATION LIMITED | STAXI CORPORATION LIMITED ST010-R |  | CZ310169 | PATIENT TRANSPORT |  |  |  | 08/01/2012 |  |  |  |  | NO | NO |  |  |  |  | STAXI CORPORATION LIMITED 10366708 CZ310169 |  |  | Active |  | 99:99:99:99:99:99 |  | Equipment | PAAR:00-PVAR | 11/02/2019 |  | COOPER UNIVERSITY HOSPITAL |  |  | EMERGENCY DEPARTMENT | WOT00000000467682 | Bonnie Aichroch | Preventative Maintenance | Closed | Tom Burhart | 02/01/2018 | 05/11/2018 | PM: Procedure: 00-MFG Frequency: 1Y | Regulatory Approved As Not Needed - CMPLRSQM0005722
|  | STAXI CORPORATION LIMITED | STAXI CORPORATION LIMITED STAXI TRANSPORT CHAIR |  | CZ324511 | PATIENT TRANSPORT |  |  |  | 10/31/2019 |  |  |  |  | NO | NO |  |  |  |  | STAXI CORPORATION LIMITED 11221895 CZ324511 |  |  | Active |  |  |  | Equipment | PAAR:00-PVAR | 10/31/2019 | 10/31/2019 | COOPER UNIVERSITY HOSPITAL |  |  | BASEMENT | WOT00000002671500 | Bonnie Aichroch | Performance Verification | Closed | Tom Burhart | 10/31/2019 | 10/31/2019 | Performance Verification for STAXI CORPORATION LIMITED 11221895 CZ324511 | Initial Install of Performance Verification. Device is ready for patient use. |  |  | 10/31/2019 | 10/31/2019
|  | STAXI CORPORATION LIMITED | STAXI CORPORATION LIMITED STAXI TRANSPORT CHAIR |  | CH104077 | OPERATING ROOM - PAVILION |  |  |  | 09/16/2016 |  |  |  |  | NO | NO |  |  |  |  | STAXI CORPORATION LIMITED 10595268 CH104077 |  |  | Active |  | 99:99:99:99:99:99 |  | Equipment | PAAR:00-PVAR | 10/31/2019 |  | COOPER UNIVERSITY HOSPITAL |  |  |  |  | DOMINIC VENDETTA
|  | STAXI CORPORATION LIMITED | STAXI CORPORATION LIMITED STO10-L |  | CZ310199 | PATIENT TRANSPORT |  |  |  | 08/01/2012 |  |  |  |  | NO | NO |  |  |  |  | STAXI CORPORATION LIMITED 10366707 CZ310199 |  |  | Active |  | 99:99:99:99:99:99 |  | Equipment | PAAR:00-PVAR | 11/02/2019 |  | COOPER UNIVERSITY HOSPITAL |  |  | EMERGENCY DEPARTMENT | WOT00000000467681 | Bonnie Aichroch | Preventative Maintenance | Closed | Tom Burhart | 02/01/2018 | 05/11/2018 | PM: Procedure: 00-MFG Frequency: 1Y | Regulatory Approved As Not Needed - CMPLRSQM0005721
|  | STAXI CORPORATION LIMITED | STAXI CORPORATION LIMITED STO10-L |  | CZ3259 | PATIENT TRANSPORT |  |  |  | 08/01/2012 |  |  |  |  | NO | NO |  |  |  |  | STAXI CORPORATION LIMITED 10366709 CZ3259 |  |  | Active |  | 99:99:99:99:99:99 |  | Equipment | PAAR:00-PVAR | 11/02/2019 |  | COOPER UNIVERSITY HOSPITAL |  |  | EMERGENCY DEPARTMENT | WOT00000000467683 | Bonnie Aichroch | Preventative Maintenance | Closed | Tom Burhart | 02/01/2018 | 05/11/2018 | PM: Procedure: 00-MFG Frequency: 1Y | Regulatory Approved As Not Needed - CMPLRSQM0005723
|  | STEREO OPTICAL CORPORATION | STEREO OPTICAL CORPORATION 2000P |  | P120-004693 | 3 COOPER-PEDIATRICS |  |  |  | 01/01/1900 |  |  |  |  | NO | NO |  |  |  |  | STEREO OPTICAL CORPORATION 10345657 P120-004693 |  |  | Disposition |  |  |  | Equipment | 1Y:00-MFG | 11/10/2017 |  | COOPER AMBULATORY OFF-SITES |  |  | SUITE 200 - EXAM 209 |  | MAUREEN OBRIEN
|  | STERIS CORPORATION | STERIS CORPORATION 75-DTH |  | RID95040020 | BUNKER HILL-ORAL SURGERY |  |  |  | 01/01/1900 |  |  |  |  | NO | NO |  |  |  |  | STERIS CORPORATION 03656 RID95040020 |  |  | Disposition |  |  |  | Equipment | PAAR:00-PVAR | 10/16/2019 |  | COOPER AMBULATORY OFF-SITES |  |  | BUNKER HILL |  | BARBARA DIPINTO
|  | STERIS CORPORATION | STERIS CORPORATION ACU-SINQ ENZYMATIC |  |  | BUNKER HILL-SURGERY |  |  |  | 10/31/2019 |  |  |  |  | NO | NO |  |  |  |  | STERIS CORPORATION 11208008 8343644 |  |  | Active |  | 99:99:99:99:99:99 |  | Non-medical | PAAR:00-PVAR | 10/31/2019 | 10/31/2019 | COOPER AMBULATORY OFF-SITES |  |  | SUR | WOT00000001190197 | ANNE MAIER | Service Request | Closed | Michael Youch | 10/31/2019 | 10/31/2019 | disinfecting pump - new, needs checked and tagged | scheduled for next week Unit was inventoried on WOT00000001305807 and WOT00000001305808 | EXP1361879 | Labor | 10/31/2019 | 10/31/2019 | Michael Youch
|  | STERIS CORPORATION | STERIS CORPORATION ACU-SINQ ENZYMATIC |  |  | BUNKER HILL-ORAL SURGERY |  |  |  | 10/31/2019 |  |  |  |  | NO | NO |  |  |  |  | STERIS CORPORATION 11208007 8338503 |  |  | Active |  | 99:99:99:99:99:99 |  | Non-medical | PAAR:00-PVAR | 10/31/2019 | 10/31/2019 | COOPER AMBULATORY OFF-SITES |  |  | Over sink | WOT00000001305747 | BARBARA DIPINTO | Performance Verification | Closed | Michael Youch | 10/31/2019 | 10/31/2019 | Performance Verification for STERIS CORPORATION 11208007 8338503 | Initial Install of Performance Verification. Device is ready for patient use. |  |  | 10/31/2019 | 10/31/2019
1123W98 |  | STERIS CORPORATION | STERIS CORPORATION AMSCO WARMING CABINET DUAL COMPARTMENT |  |  | SAME DAY OR-2ND FL PAVILION |  |  | unit was inventoried, tag #405020 | 10/31/2019 |  |  |  |  | NO | NO |  |  |  |  | STERIS CORPORATION 1123W98 0431917008 |  |  | Active |  | 99:99:99:99:99:99 |  | Equipment | PAAR:00-PVAR | 10/31/2019 | 10/31/2019 | COOPER UNIVERSITY HOSPITAL |  |  | SD OR | WOT00000000643383 | JOE DRUCTOR | Performance Verification | Closed | Salvatore Bombara | 10/31/2019 | 10/31/2019 | Performance Verification for STERIS CORPORATION 1123W98 0431917008 | Initial Install of Performance Verification. Device is ready for patient use. |  |  | 10/31/2019 | 10/31/2019
|  | STERIS CORPORATION | STERIS CORPORATION HAUSTED APC |  |  | BIOMEDICAL |  |  |  | 01/01/1900 |  |  |  |  | NO | NO |  |  |  |  | STERIS CORPORATION 10355407 0901031135 |  |  | Disposition |  |  |  | Equipment | PAAR:00-PVAR | 11/02/2019 |  | COOPER UNIVERSITY HOSPITAL |  |  | Pav 2 Bed Storage |  | Bonnie Aichroch
|  | STERIS CORPORATION | STERIS CORPORATION HAUSTED APC |  | AP2971570-3840-512 | BIOMEDICAL |  |  |  | 01/01/1900 |  |  |  |  | NO | NO |  |  |  |  | STERIS CORPORATION 10355403 AP2971570-3840-512 |  |  | Disposition |  |  |  | Equipment | PAAR:00-PVAR | 11/02/2019 |  | COOPER UNIVERSITY HOSPITAL |  |  | P5 STORAGE RM |  | Bonnie Aichroch
|  | STERIS CORPORATION | STERIS CORPORATION HAUSTED APC |  | AP29717503860-R12 | BIOMEDICAL |  |  |  | 01/01/1900 |  |  |  |  | NO | NO |  |  |  |  | STERIS CORPORATION 10355405 AP29717503860-R12 |  |  | Disposition |  |  |  | Equipment | PAAR:00-PVAR | 11/02/2019 |  | COOPER UNIVERSITY HOSPITAL |  |  | P5 STORAGE RM |  | Bonnie Aichroch
|  | STERIS CORPORATION | STERIS CORPORATION HAUSTED APC |  |  | BIOMEDICAL |  |  |  | 01/01/1900 |  |  |  |  | NO | NO |  |  |  |  | STERIS CORPORATION 10355406 0406303034 |  |  | Disposition |  |  |  | Equipment | PAAR:00-PVAR | 11/02/2019 |  | COOPER UNIVERSITY HOSPITAL |  |  | P5 STORAGE RM |  | Bonnie Aichroch
|  | STERIS CORPORATION | STERIS CORPORATION HAUSTED APC |  | AP29205301353S | BIOMEDICAL |  |  |  | 01/01/1900 |  |  |  |  | NO | NO |  |  |  |  | STERIS CORPORATION 10355401 AP29205301353S |  |  | Disposition |  |  |  | Equipment | PAAR:00-PVAR | 11/02/2019 |  | COOPER UNIVERSITY HOSPITAL |  |  | P5 STORAGE RM |  | Bonnie Aichroch
|  | STERIS CORPORATION | STERIS CORPORATION HAUSTED APC |  |  | BIOMEDICAL |  |  |  | 01/01/1900 |  |  |  |  | NO | NO |  |  |  |  | STERIS CORPORATION 10355394 0412504051 |  |  | Disposition |  |  |  | Equipment | PAAR:00-PVAR | 11/02/2019 |  | COOPER UNIVERSITY HOSPITAL |  |  | P5 STORAGE RM |  | Bonnie Aichroch
|  | STERIS CORPORATION | STERIS CORPORATION HAUSTED APC |  |  | BIOMEDICAL |  |  |  | 01/01/1900 |  |  |  |  | NO | NO |  |  |  |  | STERIS CORPORATION 10355391 0405707021 |  |  | Disposition |  | 99:99:99:99:99:99 |  | Equipment | PAAR:00-PVAR | 11/02/2019 |  | COOPER UNIVERSITY HOSPITAL |  |  | P5 STORAGE RM | WOT00000000536829 | Bonnie Aichroch | Disposition | Closed | Michael Youch | 02/09/2018 | 05/14/2018 | Bulk Disposition CNL | Notification sent to technician and manager that this CEID has been marked as Could Not Locate (CNL). 33% SLA Warning: Notification sent to technician and manager that this CEID has been marked as Could Not Locate (CNL) for 30 days. 66% SLA Warning: Notification sent to technician and manager that this CEID has been marked as Could Not Locate (CNL) for 60 days. 99% SLA Warning: Notification sent to technician and manager that this CEID has been marked as Could Not Locate (CNL) for 90 days. This was on P5 storage and then donated. | EXP0551909 | Labor | 05/14/2018 | 05/14/2018 | Michael Youch
|  | STERIS CORPORATION | STERIS CORPORATION HAUSTED APC |  |  | BIOMEDICAL |  |  |  | 01/01/1900 |  |  |  |  | NO | NO |  |  |  |  | STERIS CORPORATION 10355389 0420502129 |  |  | Disposition |  |  |  | Equipment | PAAR:00-PVAR | 11/02/2019 |  | COOPER UNIVERSITY HOSPITAL |  |  | STORAGE 10TH |  | Bonnie Aichroch
|  | STERIS CORPORATION | STERIS CORPORATION INSULATION TESTER |  | 17062606CPM | CENTRAL STERILE PROCESSING |  |  |  | 04/04/2018 |  |  |  |  | NO | NO |  |  |  |  | STERIS CORPORATION 10732494 17062606CPM |  |  | Active |  | 99:99:99:99:99:99 |  | Test Equipment | 1Y:00-MFG | 08/28/2019 | 08/01/2020 | COOPER UNIVERSITY HOSPITAL |  |  | CSP - Clean Side | WOT00000000762911 | GINA GAROZZO | Performance Verification | Closed | Josh Harris | 04/04/2018 | 06/06/2019 | Performance Verification for UNMATCHED 10732494 17062606CPM | Initial Install of Performance Verification. Device is ready for patient use.
|  | STERIS CORPORATION | STERIS CORPORATION RELIANCE 130 |  |  | CENTRAL STERILE PROCESSING |  |  |  | 11/17/2008 |  |  |  |  | NO | NO |  |  |  |  | STERIS CORPORATION 10347691 3610808005 |  |  | Disposition |  |  |  | Alarm | 3M:00-MFG | 07/20/2016 | 01/01/2020 | COOPER UNIVERSITY HOSPITAL |  |  | csp |  | GINA GAROZZO
|  | STERIS CORPORATION | STERIS CORPORATION RELIANCE SYNERGY |  |  | CENTRAL STERILE PROCESSING |  |  |  | 01/07/2006 |  |  |  |  | NO | NO |  |  |  |  | STERIS CORPORATION 10505420 3629204002 |  |  | Disposition |  | 99:99:99:99:99:99 |  | Equipment | 3M:00-MFG | 07/25/2018 | 01/01/2020 | COOPER UNIVERSITY HOSPITAL |  |  | CSP - WASHER #3 |  | GINA GAROZZO
|  | STERIS CORPORATION | STERIS CORPORATION RELIANCE SYNERGY |  |  | CENTRAL STERILE PROCESSING |  |  |  | 08/22/2005 |  |  |  |  | NO | NO |  |  |  |  | STERIS CORPORATION 10505419 3629204004 |  |  | Disposition |  | 99:99:99:99:99:99 |  | Equipment | 3M:00-MFG | 07/22/2018 | 01/01/2020 | COOPER UNIVERSITY HOSPITAL |  |  | CSP - WASHER #2 |  | GINA GAROZZO
|  | STERIS CORPORATION | STERIS CORPORATION RELIANCE SYNERGY |  |  | CENTRAL STERILE PROCESSING |  |  |  | 05/11/2005 |  |  |  |  | NO | NO |  |  |  |  | STERIS CORPORATION 10505418 3626604005 |  |  | Disposition |  | 99:99:99:99:99:99 |  | Equipment | 3M:00-MFG | 10/10/2018 | 01/01/2020 | COOPER UNIVERSITY HOSPITAL |  |  | CSP - WASHER #1 |  | GINA GAROZZO
|  | STERIS CORPORATION | STERIS CORPORATION RELIANCE SYNERGY |  |  | VOORHEES SURGERY CENTER-OPERATING ROOM |  |  |  | 01/01/2005 |  |  |  |  | NO | NO |  |  |  |  | STERIS CORPORATION 10346018 3627904001 |  |  | Disposition |  |  |  | Equipment | 3M:00-MFG | 12/29/2017 | 01/01/2020 | COOPER AMBULATORY OFF-SITES |  |  | Decomtamination |  | JENNIFER BOMBARO
|  | STERIS CORPORATION | STERIS CORPORATION S3082 |  |  | CENTRAL STERILE PROCESSING |  |  |  | 10/26/2016 |  |  |  |  | NO | NO |  |  |  |  | STERIS CORPORATION 30126006 15340496 |  |  | Disposition |  |  |  | Equipment | 1Y:00-MFG | 10/26/2016 | 10/26/2016 | COOPER UNIVERSITY HOSPITAL |  |  |  |  | GINA GAROZZO |  |  |  | 10/26/2016 | 10/26/2016 |  |  |  |  | 10/26/2016 | 10/26/2016
|  | STERIS CORPORATION | STERIS CORPORATION SURGI-STRETCHER |  |  | PATIENT TRANSPORT |  |  |  | 10/16/2019 |  |  |  |  | NO | NO |  |  |  |  | STERIS CORPORATION 20406 0401509115 |  |  | Disposition |  |  |  | Equipment | PAAR:00-PVAR | 10/16/2019 | 10/16/2019 | COOPER UNIVERSITY HOSPITAL |  |  | ICN |  | Bonnie Aichroch |  |  |  | 10/16/2019 | 10/16/2019 |  |  |  |  | 10/16/2019 | 10/16/2019
|  | STERIS CORPORATION | STERIS CORPORATION SYSTEM 1E |  |  | CENTRAL STERILE PROCESSING |  |  |  | 12/21/2011 |  |  |  |  | NO | NO |  |  |  |  | STERIS CORPORATION 10346357 405164 |  |  | Disposition |  |  |  | High Risk | 6M:00-MFG | 02/14/2018 | 02/01/2020 | COOPER UNIVERSITY HOSPITAL |  |  | CSP (SCOPE WASHER #2) |  | GINA GAROZZO
|  | STERIS CORPORATION | STERIS CORPORATION SYSTEM 1E |  |  | CENTRAL STERILE PROCESSING |  |  |  | 12/21/2011 |  |  |  |  | NO | NO |  |  |  |  | STERIS CORPORATION 10346356 405163 |  |  | Disposition |  |  |  | High Risk | 6M:00-MFG | 02/14/2018 | 02/01/2020 | COOPER UNIVERSITY HOSPITAL |  |  | CSP (SCOPE WASHER #1) |  | GINA GAROZZO
|  | STERIS CORPORATION | STERIS CORPORATION VISION |  |  | CENTRAL STERILE PROCESSING |  |  |  | 07/18/2016 |  |  |  |  | NO | NO |  |  |  |  | STERIS CORPORATION 10649753 3616516017 |  |  | Disposition |  | 99:99:99:99:99:99 |  | Equipment | 3M:00-MFG | 10/10/2018 | 01/01/2020 | COOPER UNIVERSITY HOSPITAL |  |  | CSP - WASHER #0 |  | GINA GAROZZO
|  | STILLE | STILLE SONESTA 6300 |  | 12-10811 | HAMILTON-OB/GYN |  |  |  | 09/03/2004 |  |  |  |  | NO | NO |  |  |  |  | STILLE 10346182 12-10811 |  |  | Active |  | 99:99:99:99:99:99 |  | Equipment | PAAR:00-PVAR | 11/02/2019 |  | COOPER AMBULATORY OFF-SITES |  |  | EXAM ROOM 3 |  | BONNIE SANTIAGO
|  | STOCKERT GMBH | STOCKERT GMBH STIMUPLEX HNS 12 |  | md1111 | PAVILION PACU |  |  |  | 11/02/2019 |  |  |  |  | NO | NO |  |  |  |  | STOCKERT GMBH 30142861 md1111 |  |  | Disposition |  | 99:99:99:99:99:99 |  | Equipment | PAAR:00-PVAR | 11/02/2019 | 11/02/2019 | COOPER UNIVERSITY HOSPITAL |  |  | PAVILION-3RD | WOT00000000527646 | FRANK OBRIEN | Disposition | Closed | Richard Jolly | 11/02/2019 | 11/02/2019 | Bulk Disposition CNL | can not find device | EXP3416358 | Labor | 11/02/2019 | 11/02/2019 | Richard Jolly
TL1673372 |  | STORZ | STORZ 10005AA |  |  | CENTRAL STERILE PROCESSING |  |  |  | 10/16/2019 |  |  |  |  | NO | NO |  |  |  |  | STORZ TL1673372 1673372 |  |  | Disposition |  | 99:99:99:99:99:99 |  | Equipment | PAAR:00-PVAR | 10/16/2019 | 10/16/2019 | COOPER UNIVERSITY HOSPITAL |  |  |  |  | GINA GAROZZO |  |  |  | 10/16/2019 | 10/16/2019 |  |  |  |  | 10/16/2019 | 10/16/2019
1201GG |  | STORZ | STORZ 10005AA |  | 1201GG | CENTRAL STERILE PROCESSING |  |  | excluded | 10/31/2019 |  |  |  |  | NO | NO |  |  |  |  | STORZ 1201GG 1201GG |  |  | Active |  | 99:99:99:99:99:99 |  | Equipment | PAAR:00-PVAR | 10/31/2019 | 10/31/2019 | COOPER UNIVERSITY HOSPITAL |  |  |  | 0011045129 | GINA GAROZZO | Performance Verification | Closed | Bonnie Aichroth | 10/31/2019 | 10/31/2019 | INCOMING INVENTORY | DEVICE INVENTORIED | FFCFF111-4766-44DF-AFF8-AAD31BF567F6 | Labor | 10/31/2019 | 10/31/2019 | Bonnie Aichroth
1200XU |  | STORZ | STORZ 10005AA |  | 1200XU | CENTRAL STERILE PROCESSING |  |  | excluded | 10/31/2019 |  |  |  |  | NO | NO |  |  |  |  | STORZ 1200XU 1200XU |  |  | Active |  | 99:99:99:99:99:99 |  | Equipment | PAAR:00-PVAR | 10/31/2019 | 10/31/2019 | COOPER UNIVERSITY HOSPITAL |  |  |  | WOT00000000625948 | GINA GAROZZO | Performance Verification | Closed | Kenneth Krips | 10/31/2019 | 10/31/2019 | Performance Verification for STORZ 1200XU 1200XU | Initial Install of Performance Verification. Device is ready for patient use. |  |  | 10/31/2019 | 10/31/2019
1200XO |  | STORZ | STORZ 10005AA |  | 1200XO | CENTRAL STERILE PROCESSING |  |  | excluded | 10/31/2019 |  |  |  |  | NO | NO |  |  |  |  | STORZ 1200XO 1200XO |  |  | Active |  | 99:99:99:99:99:99 |  | Equipment | PAAR:00-PVAR | 10/31/2019 | 10/31/2019 | COOPER UNIVERSITY HOSPITAL |  |  |  |  | GINA GAROZZO |  |  |  | 10/31/2019 | 10/31/2019 |  |  |  |  | 10/31/2019 | 10/31/2019
1200NC |  | STORZ | STORZ 10005AA |  | 1200NC | SPD |  |  | excluded | 10/31/2019 |  |  |  |  | NO | NO |  |  |  |  | STORZ 1200NC 1200NC |  |  | Active |  | 99:99:99:99:99:99 |  | Equipment | PAAR:00-PVAR | 10/31/2019 | 10/31/2019 | COOPER UNIVERSITY HOSPITAL |  |  |  |  | David Frye |  |  |  | 10/31/2019 | 10/31/2019 |  |  |  |  | 10/31/2019 | 10/31/2019
1200FO |  | STORZ | STORZ 10005AA |  | 1200FO | CENTRAL STERILE PROCESSING |  |  | excluded | 10/31/2019 |  |  |  |  | NO | NO |  |  |  |  | STORZ 1200FO 1200FO |  |  | Active |  | 99:99:99:99:99:99 |  | Equipment | PAAR:00-PVAR | 10/31/2019 | 10/31/2019 | COOPER UNIVERSITY HOSPITAL |  |  |  |  | GINA GAROZZO |  |  |  | 10/31/2019 | 10/31/2019 |  |  |  |  | 10/31/2019 | 10/31/2019
|  | STORZ | STORZ 10005AA |  |  | CENTRAL STERILE PROCESSING |  |  | excluded | 10/31/2019 |  |  |  |  | NO | NO |  |  |  |  | STORZ 120092 120092 |  |  | Active |  | 99:99:99:99:99:99 |  | Equipment | PAAR:00-PVAR | 10/31/2019 | 10/31/2019 | COOPER UNIVERSITY HOSPITAL |  |  |  | 0011318944 | GINA GAROZZO | Performance Verification | Closed | Bonnie Aichroth | 10/31/2019 | 10/31/2019 | INCOMING INVENTORY | DEVICE INVENTORIED | EC3B5C3A-DE61-4B75-9FB7-894AB6A5928E | Labor | 10/31/2019 | 10/31/2019 | Bonnie Aichroth
|  | STORZ | STORZ 10005BA |  |  | CENTRAL STERILE PROCESSING |  |  | excluded | 10/31/2019 |  |  |  |  | NO | NO |  |  |  |  | STORZ 120005 120005 |  |  | Active |  |  |  | Equipment | PAAR:00-PVAR | 10/31/2019 | 10/31/2019 | COOPER UNIVERSITY HOSPITAL |  |  | BASEMENT | WOT00000002898482 | GINA GAROZZO | Performance Verification | Closed | Kenneth Krips | 10/31/2019 | 10/31/2019 | Performance Verification for STORZ 120005 120005 | Initial Install of Performance Verification. Device is ready for patient use. |  |  | 10/31/2019 | 10/31/2019
1200P6 |  | STORZ | STORZ 10017AA |  | NOT KNOWN | 6200 MAIN ST-SURGERY |  |  | excluded | 10/31/2019 |  |  |  |  | NO | NO |  |  |  |  | STORZ 1200P6 NOT KNOWN |  |  | Active |  | 99:99:99:99:99:99 |  | Equipment | PAAR:00-PVAR | 10/31/2019 | 10/31/2019 | COOPER AMBULATORY OFF-SITES |  |  |  | 0012303956 | BOBBIE MICKLE | Repair | Closed | Kenneth Krips | 10/31/2019 | 10/31/2019 | NASOSCOPE - CLOUDY - TMX | 10/17/2017 1:05:22 PM KMKRIPS REPAIRS: OBJECTIVE OPTICAL RELAY SYSTEM-OCULAR LIGHT CONE-DISTAL WINDOW-VIDEO COUPLER-REFIBER MARKER PLATE-LENS RETAINER-EYEPIECE-EYEPIECE WINDOW-LIGHT POST BODY TUBING. COST: $570.00 10/17/2017 1:07:37 PM KMKRIPS PURCHASE ORDER REQUESTED 10/17/2017 2:26:46 PM KMKRIPS PURCHASE ORDER #: TMX1088405 10/18/2017 8:45:32 AM KMKRIPS THIS SCOPE BELONGS TO 6200 MAIN STREET - SURGERY CTR. 10/20/2017 11:41:13 AM KMKRIPS DISREGARD NOTE ABOVE THIS SCOPE BELONGS TO 900 CENTENNIAL BLVD. SURGERY CTR. THIS DEVICEHAS BEEN SENT BACK FROM IMS AND DELIVERED BACK TO IMS TO JASON PIETARINEN | 19EB8188-C5A8-4DF6-A5A3-824CF53727A1 | VS | 10/31/2019 | 10/31/2019 | Kenneth Krips
1000DD |  | STORZ | STORZ 10017AA |  | 1000DD | CENTRAL STERILE PROCESSING |  |  | excluded | 09/05/2018 |  |  |  |  | NO | NO |  |  |  |  | STORZ 1000DD 1000DD |  |  | Active |  | 99:99:99:99:99:99 |  | Equipment | PAAR:00-PVAR | 10/31/2019 |  | COOPER UNIVERSITY HOSPITAL |  |  |  | WOT00000001402352 | GINA GAROZZO | Performance Verification | Closed | Kenneth Krips | 09/05/2018 | 06/17/2019 | Performance Verification for STORZ 1000DD 1000DD | Initial Install of Performance Verification. Device is ready for patient use.
10005D |  | STORZ | STORZ 10017AA |  | 10005D | CENTRAL STERILE PROCESSING |  |  | excluded | 06/10/2015 |  |  |  |  | NO | NO |  |  |  |  | STORZ 10005D 10005D |  |  | Active |  | 99:99:99:99:99:99 |  | Equipment | PAAR:00-PVAR | 10/31/2019 |  | COOPER UNIVERSITY HOSPITAL |  |  | CSP |  | GINA GAROZZO
|  | STORZ | STORZ 10017AA |  |  | PAVILION 8 |  |  | excluded | 06/10/2015 |  |  |  |  | NO | NO |  |  |  |  | STORZ 100039 100039 |  |  | Active |  | 99:99:99:99:99:99 |  | Equipment | PAAR:00-PVAR | 10/31/2019 |  | COOPER UNIVERSITY HOSPITAL |  |  |  |  | BRIAN OSHAUGHNESSY
|  | STORZ | STORZ 10018BA |  |  | CENTRAL STERILE PROCESSING |  |  | excluded | 10/31/2019 |  |  |  |  | NO | NO |  |  |  |  | STORZ 120117 120117 |  |  | Active |  | 99:99:99:99:99:99 |  | Equipment | PAAR:00-PVAR | 10/31/2019 | 10/31/2019 | COOPER UNIVERSITY HOSPITAL |  |  | BASEMENT | WOT00000001594159 | GINA GAROZZO | Performance Verification | Closed | Kenneth Krips | 10/31/2019 | 10/31/2019 | CEID Record Completion for UNMATCHED 120117 120117 | SCOPE INVENTORIED FOR CSP/O.R. | EXP1588301 | Labor | 10/31/2019 | 10/31/2019 | Kenneth Krips
|  | STORZ | STORZ 10020ATA |  |  | CENTRAL STERILE PROCESSING |  |  | excluded | 10/31/2019 |  |  |  |  | NO | NO |  |  |  |  | STORZ 120268 120268 |  |  | Active |  |  |  | Equipment | PAAR:00-PVAR | 10/31/2019 | 10/31/2019 | COOPER UNIVERSITY HOSPITAL |  |  | BASEMENT | WOT00000002745746 | GINA GAROZZO | Performance Verification | Closed | Kenneth Krips | 10/31/2019 | 10/31/2019 | Performance Verification for STORZ 120268 120268 | Initial Install of Performance Verification. Device is ready for patient use. |  |  | 10/31/2019 | 10/31/2019
12015V |  | STORZ | STORZ 10020ATA |  | 12015V | CENTRAL STERILE PROCESSING |  |  | excluded | 10/31/2019 |  |  |  |  | NO | NO |  |  |  |  | STORZ 12015V 12015V |  |  | Active |  | 99:99:99:99:99:99 |  | Equipment | PAAR:00-PVAR | 10/31/2019 | 10/31/2019 | COOPER UNIVERSITY HOSPITAL |  |  |  | 0011062565 | GINA GAROZZO | Preventative Maintenance | Closed | Bonnie Aichroth | 10/31/2019 | 10/31/2019 | PERFORMANCE ASSURANCE AT INVENTORY | INVENTORIED DEVICE AND ENSURED DEVICE WAS FUNCTIONING PROPERLY. | F5A01BC0-DDB6-4DEB-91CA-A79527701A72 | Labor | 10/31/2019 | 10/31/2019 | Kenneth Krips
1200EB |  | STORZ | STORZ 10020ATA |  | 1200EB | CENTRAL STERILE PROCESSING |  |  | excluded | 10/31/2019 |  |  |  |  | NO | NO |  |  |  |  | STORZ 1200EB 1200EB |  |  | Active |  |  |  | Equipment | PAAR:00-PVAR | 10/31/2019 | 10/31/2019 | COOPER UNIVERSITY HOSPITAL |  |  | BASEMENT | WOT00000003721383 | GINA GAROZZO | Performance Verification | Completed | Kenneth Krips | 10/31/2019 | 10/31/2019 | Performance Verification for STORZ 1200EB 1200EB | Initial Install of Performance Verification. Device is ready for patient use. |  |  | 10/31/2019 | 10/31/2019
1907815 |  | STORZ | STORZ 10030AA |  | 1907815 | CENTRAL STERILE PROCESSING |  |  | excluded | 10/31/2019 |  |  |  |  | NO | NO |  |  |  |  | STORZ 1907815 1907815 |  |  | Active |  |  |  | Equipment | PAAR:00-PVAR | 10/31/2019 | 10/31/2019 | COOPER UNIVERSITY HOSPITAL |  |  | BASEMENT | WOT00000003663616 | GINA GAROZZO | Performance Verification | Closed | Kenneth Krips | 10/31/2019 | 10/31/2019 | Performance Verification for STORZ 1907815 1907815 | Initial Install of Performance Verification. Device is ready for patient use. |  |  | 10/31/2019 | 10/31/2019
|  | STORZ | STORZ 10030AA |  |  | CENTRAL STERILE PROCESSING |  |  | excluded | 10/31/2019 |  |  |  |  | NO | NO |  |  |  |  | STORZ 1903227 1903227 |  |  | Active |  | 99:99:99:99:99:99 |  | Equipment | PAAR:00-PVAR | 10/31/2019 | 10/31/2019 | COOPER UNIVERSITY HOSPITAL |  |  | CSP | 0012012098 | GINA GAROZZO | Preventative Maintenance | Closed | Bonnie Aichroth | 10/31/2019 | 10/31/2019 | PERFORMANCE ASSURANCE AT INVENTORY | INVENTORIED DEVICE AND ENSURED DEVICE WAS FUNCTIONING PROPERLY. | 69969F20-B51D-4AC8-AB72-1084B6439E5C | Labor | 10/31/2019 | 10/31/2019 | Kenneth Krips
|  | STORZ | STORZ 10320AA |  |  | CENTRAL STERILE PROCESSING |  |  | excluded | 10/31/2019 |  |  |  |  | NO | NO |  |  |  |  | STORZ 1896220 1896220 |  |  | Active |  |  |  | Equipment | PAAR:00-PVAR | 10/31/2019 | 10/31/2019 | COOPER UNIVERSITY HOSPITAL |  |  | BASEMENT | WOT00000002760070 | GINA GAROZZO | Performance Verification | Closed | Kenneth Krips | 10/31/2019 | 10/31/2019 | Performance Verification for STORZ 1896220 1896220 | Initial Install of Performance Verification. Device is ready for patient use. |  |  | 10/31/2019 | 10/31/2019
905087S |  | STORZ | STORZ 10320AA |  | 905087S | CENTRAL STERILE PROCESSING |  |  | excluded | 10/31/2019 |  |  |  |  | NO | NO |  |  |  |  | STORZ 905087S 905087S |  |  | Active |  |  |  | Equipment | PAAR:00-PVAR | 10/31/2019 | 10/31/2019 | COOPER UNIVERSITY HOSPITAL |  |  | BASEMENT | WOT00000002699377 | GINA GAROZZO | Performance Verification | Closed | Kenneth Krips | 10/31/2019 | 10/31/2019 | CEID Record Completion for STORZ 905087S 905087S | SCOPE INVENTORIED FOR CSP/O.R. | EXP2924708 | Labor | 10/31/2019 | 10/31/2019 | Kenneth Krips
|  | STORZ | STORZ 10320AA |  |  | SPD |  |  | excluded | 10/31/2019 |  |  |  |  | NO | NO |  |  |  |  | STORZ 801260 801260 |  |  | Active |  | 99:99:99:99:99:99 |  | Equipment | PAAR:00-PVAR | 10/31/2019 | 10/31/2019 | COOPER UNIVERSITY HOSPITAL |  |  | csp |  | David Frye |  |  |  | 10/31/2019 | 10/31/2019 |  |  |  |  | 10/31/2019 | 10/31/2019
1000TK |  | STORZ | STORZ 10320DA |  | 1000TK | CENTRAL STERILE PROCESSING |  |  | excluded | 07/23/2019 |  |  |  |  | NO | NO |  |  |  |  | STORZ 1000TK 1000TK |  |  | Active |  |  |  | Equipment | PAAR:00-PVAR | 10/31/2019 |  | COOPER UNIVERSITY HOSPITAL |  |  | BASEMENT | WOT00000003241426 | GINA GAROZZO | Performance Verification | Closed | Kenneth Krips | 07/23/2019 | 07/31/2019 | CEID Record Completion for UNMATCHED 1000TK 1000TK | THIS SCOPE HAS BEEN INVENTORIED FOR CSP/O.R. KKKenneth KripsService Notes (Customer Visible)?2019-07-23 10:23:557d agoTHIS SCOPE HAS BEEN INVENTORIED FOR CSP/O.R. | EXP3468479 | Labor | 07/23/2019 | 07/23/2019 | Kenneth Krips
|  | STORZ | STORZ 10324AA |  |  | CENTRAL STERILE PROCESSING |  |  | excluded | 10/31/2019 |  |  |  |  | NO | NO |  |  |  |  | STORZ 1897843 1897843 |  |  | Active |  |  |  | Equipment | PAAR:00-PVAR | 10/31/2019 | 10/31/2019 | COOPER UNIVERSITY HOSPITAL |  |  | BASEMENT | WOT00000003721206 | GINA GAROZZO | Performance Verification | Completed | Kenneth Krips | 10/31/2019 | 10/31/2019 | Performance Verification for STORZ 1897843 1897843 | Initial Install of Performance Verification. Device is ready for patient use. |  |  | 10/31/2019 | 10/31/2019
|  | STORZ | STORZ 10324AA |  |  | CENTRAL STERILE PROCESSING |  |  | excluded | 10/31/2019 |  |  |  |  | NO | NO |  |  |  |  | STORZ 1803612 1803612 |  |  | Active |  |  |  | Equipment | PAAR:00-PVAR | 10/31/2019 | 10/31/2019 | COOPER UNIVERSITY HOSPITAL |  |  | BASEMENT | WOT00000003238294 | GINA GAROZZO | Performance Verification | Closed | Kenneth Krips | 10/31/2019 | 10/31/2019 | Performance Verification for STORZ 1803612 1803612 | Initial Install of Performance Verification. Device is ready for patient use. |  |  | 10/31/2019 | 10/31/2019
|  | STORZ | STORZ 10324AA |  |  | CENTRAL STERILE PROCESSING |  |  | excluded | 10/31/2019 |  |  |  |  | NO | NO |  |  |  |  | STORZ 120123 120123 |  |  | Active |  | 99:99:99:99:99:99 |  | Equipment | PAAR:00-PVAR | 10/31/2019 | 10/31/2019 | COOPER UNIVERSITY HOSPITAL |  |  |  |  | GINA GAROZZO |  |  |  | 10/31/2019 | 10/31/2019 |  |  |  |  | 10/31/2019 | 10/31/2019
|  | STORZ | STORZ 10324AA |  |  | CENTRAL STERILE PROCESSING |  |  | excluded | 10/31/2019 |  |  |  |  | NO | NO |  |  |  |  | STORZ 819638 819638 |  |  | Active |  | 99:99:99:99:99:99 |  | Equipment | PAAR:00-PVAR | 10/31/2019 | 10/31/2019 | COOPER UNIVERSITY HOSPITAL |  |  |  | 0011735248 | GINA GAROZZO | Performance Verification | Closed | Bonnie Aichroth | 10/31/2019 | 10/31/2019 | INCOMING INVENTORY | DEVICE INVENTORIED | 1FE9109D-65BB-47F6-A4AB-832D03893D99 | Labor | 10/31/2019 | 10/31/2019 | Bonnie Aichroth
|  | STORZ | STORZ 10970BA |  |  | CENTRAL STERILE PROCESSING |  |  |  | 10/16/2019 |  |  |  |  | NO | NO |  |  |  |  | STORZ 4065062 4065062 |  |  | Disposition |  | 99:99:99:99:99:99 |  | Equipment | PAAR:00-PVAR | 10/16/2019 | 10/16/2019 | COOPER UNIVERSITY HOSPITAL |  |  |  | 0012138552 | GINA GAROZZO | Preventative Maintenance | Closed | Kenneth Krips | 10/16/2019 | 10/16/2019 | PERFORMANCE ASSURANCE AT INVENTORY | INVENTORIED DEVICE AND ENSURED DEVICE WAS FUNCTIONING PROPERLY. | F64C06E3-80A0-49A5-946B-E5F1C45104F4 | Labor | 10/16/2019 | 10/16/2019 | Kenneth Krips
|  | STORZ | STORZ 10970BA |  |  | CENTRAL STERILE PROCESSING |  |  |  | 10/16/2019 |  |  |  |  | NO | NO |  |  |  |  | STORZ 4022897 4022897 |  |  | Disposition |  | 99:99:99:99:99:99 |  | Equipment | PAAR:00-PVAR | 10/16/2019 | 10/16/2019 | COOPER UNIVERSITY HOSPITAL |  |  |  | 0012020096 | GINA GAROZZO | Preventative Maintenance | Closed | Kenneth Krips | 10/16/2019 | 10/16/2019 | PERFORMANCE ASSURANCE AT INVENTORY | INVENTORIED DEVICE AND ENSURED DEVICE WAS FUNCTIONING PROPERLY. | A0818F6B-F4A0-4D70-A432-A1651977F2B0 | Labor | 10/16/2019 | 10/16/2019 | Kenneth Krips
|  | STORZ | STORZ 11001BN1 |  |  | CENTRAL STERILE PROCESSING |  |  | excluded | 10/31/2019 |  |  |  |  | NO | NO |  |  |  |  | STORZ 2241869 2241869 |  |  | Active |  |  |  | Equipment | PAAR:00-PVAR | 10/31/2019 | 10/31/2019 | COOPER UNIVERSITY HOSPITAL |  |  | OPERATING ROOM | WOT00000001969621 | GINA GAROZZO | Performance Verification | Closed | Kenneth Krips | 10/31/2019 | 10/31/2019 | Performance Verification for UNMATCHED 2241869 2241869 | Initial Install of Performance Verification. Device is ready for patient use. |  |  | 10/31/2019 | 10/31/2019
|  | STORZ | STORZ 11001BN1 |  |  | CENTRAL STERILE PROCESSING |  |  | excluded | 10/31/2019 |  |  |  |  | NO | NO |  |  |  |  | STORZ 2148931 2148931 |  |  | Active |  | 99:99:99:99:99:99 |  | Equipment | PAAR:00-PVAR | 10/31/2019 | 10/31/2019 | COOPER UNIVERSITY HOSPITAL |  |  | CSP |  | GINA GAROZZO |  |  |  | 10/31/2019 | 10/31/2019 |  |  |  |  | 10/31/2019 | 10/31/2019
11002BD1/2091948 |  | STORZ | STORZ 11001BN1 |  |  | OR - KELEMEN 3 |  |  | excluded | 11/02/2019 |  |  |  |  | NO | NO |  |  |  |  | STORZ 11002BD1/2091948 2091948 |  |  | Active |  | 99:99:99:99:99:99 |  | Equipment | PAAR:00-PVAR | 11/02/2019 | 11/02/2019 | COOPER UNIVERSITY HOSPITAL |  |  | SURGERY | WOT00000000513151 | DOMINIC VENDETTA | Disposition | Closed | Kenneth Krips | 11/02/2019 | 11/02/2019 | Bulk Disposition CNL |  |  |  | 11/02/2019 | 11/02/2019
11002BD1/2089647 |  | STORZ | STORZ 11001BN1 |  |  | SPD |  |  | excluded | 11/01/2019 |  |  |  |  | NO | NO |  |  |  |  | STORZ 11002BD1/2089647 2089647 |  |  | Active |  | 99:99:99:99:99:99 |  | Equipment | PAAR:00-PVAR | 11/01/2019 | 11/01/2019 | COOPER UNIVERSITY HOSPITAL |  |  | SPD | WOT00000000513143 | David Frye | Disposition | Closed | Kenneth Krips | 11/01/2019 | 11/01/2019 | Bulk Disposition CNL |  |  |  | 11/01/2019 | 11/01/2019
11101CM/30664 |  | STORZ | STORZ 11101 CM |  | 30664 | EMERGENCY ROOM |  |  | excluded | 11/18/2019 |  |  |  |  | NO | NO |  |  |  |  | STORZ 11101CM/30664 30664 |  |  | Active |  |  |  | Accessory | PAAR:00-PVAR | 11/18/2019 | 11/18/2019 | COOPER UNIVERSITY HOSPITAL |  |  | EMERGENCY DEPARTMENT | WOT00000004336918 | KAREN GRUBER | Performance Verification | Completed | Kenneth Krips | 11/18/2019 | 11/18/2019 | Performance Verification for STORZ 11101CM/30664 30664 | Initial Install of Performance Verification. Device is ready for patient use. |  |  | 11/18/2019 | 11/18/2019
11101VN/24045 |  | STORZ | STORZ 11101 VN |  |  | 3 COOPER-MULTISPECIALTY CENTER |  |  | excluded | 11/02/2019 |  |  |  |  | NO | NO |  |  |  |  | STORZ 11101VN/24045 24045 |  |  | Active |  | 99:99:99:99:99:99 |  | Equipment | PAAR:00-PVAR | 11/02/2019 | 11/02/2019 | COOPER AMBULATORY OFF-SITES |  |  | SUITE 104 - SOILED 173 |  | MARGIE OUTLER |  |  |  | 11/02/2019 | 11/02/2019 |  |  |  |  | 11/02/2019 | 11/02/2019
|  | STORZ | STORZ 11101 VNS |  |  | EMERGENCY ROOM |  |  | excluded | 10/31/2019 |  |  |  |  | NO | NO |  |  |  |  | STORZ 28900 28900 |  |  | Active |  | 99:99:99:99:99:99 |  | Equipment | PAAR:00-PVAR | 10/31/2019 | 10/31/2019 | COOPER UNIVERSITY HOSPITAL |  |  |  | WOT00000001571831 | KAREN GRUBER | Repair | Closed | Kenneth Krips | 10/31/2019 | 10/31/2019 | MPL scope looks like it has a scratch when putting it on camera, also foggy | THIS SCOPE HAS BEEN EXCHANGED FOR SCOPE SN #: 40351 - SEE THE ATTACHED PACKING SLIP FOR DETAILS - THIS NEW DEVICE HAS BEEN GIVEN TO LEAD ED TECH. MIKE RAHL. | EXP1853687 | Labor | 10/31/2019 | 10/31/2019 | Kenneth Krips
51865 |  | STORZ | STORZ 11101 VNS |  |  | PHYSICAL THERAPY |  |  | excluded | 10/31/2019 |  |  |  |  | NO | NO |  |  |  |  | STORZ 51865 51865 |  |  | Active |  |  |  | Equipment | PAAR:00-PVAR | 10/31/2019 | 10/31/2019 | COOPER UNIVERSITY HOSPITAL |  |  | 5TH FLOOR KELEMEN | WOT00000004003435 | JOSEPHINE HONG | Performance Verification | Completed | Kenneth Krips | 10/31/2019 | 10/31/2019 | Performance Verification for STORZ 51865 51865 | Initial Install of Performance Verification. Device is ready for patient use. |  |  | 10/31/2019 | 10/31/2019
11101RP2/2120749 |  | STORZ | STORZ 11101RP1 |  |  | 6017 MAIN ST-PLASTICS |  |  | excluded | 11/02/2019 |  |  |  |  | NO | NO |  |  |  |  | STORZ 11101RP2/2120749 2120749 |  |  | Active |  | 99:99:99:99:99:99 |  | Equipment | PAAR:00-PVAR | 11/02/2019 | 11/02/2019 | COOPER AMBULATORY OFF-SITES |  |  | PLASTICS |  | ANNE MAIER |  |  |  | 11/02/2019 | 11/02/2019 |  |  |  |  | 11/02/2019 | 11/02/2019
TL2030360 |  | STORZ | STORZ 11101RP2 |  |  | PAVILION 8 |  |  |  | 10/16/2019 |  |  |  |  | NO | NO |  |  |  |  | STORZ TL2030360 2030360 |  |  | Disposition |  | 99:99:99:99:99:99 |  | Equipment | PAAR:00-PVAR | 10/16/2019 | 10/16/2019 | COOPER UNIVERSITY HOSPITAL |  |  |  |  | BRIAN OSHAUGHNESSY |  |  |  | 10/16/2019 | 10/16/2019 |  |  |  |  | 10/16/2019 | 10/16/2019
|  | STORZ | STORZ 11101RP2 |  |  | 3 COOPER - SURGERY DEPARTMENT |  |  | excluded | 10/31/2019 |  |  |  |  | NO | NO |  |  |  |  | STORZ 2824832 2824832 |  |  | Active |  | 99:99:99:99:99:99 |  | Equipment | PAAR:00-PVAR | 10/31/2019 | 10/31/2019 | COOPER AMBULATORY OFF-SITES |  |  | Suite 403 - Scope Closet |  | ANNE MAIER |  |  |  | 10/31/2019 | 10/31/2019 |  |  |  |  | 10/31/2019 | 10/31/2019
|  | STORZ | STORZ 11101RP2 |  |  | 3 COOPER - SURGERY DEPARTMENT |  |  | excluded | 10/31/2019 |  |  |  |  | NO | NO |  |  |  |  | STORZ 2824781 2824781 |  |  | Active |  | 99:99:99:99:99:99 |  | Equipment | PAAR:00-PVAR | 10/31/2019 | 10/31/2019 | COOPER AMBULATORY OFF-SITES |  |  | Suite 403 - Scope Closet |  | ANNE MAIER |  |  |  | 10/31/2019 | 10/31/2019 |  |  |  |  | 10/31/2019 | 10/31/2019
|  | STORZ | STORZ 11101RP2 |  | 2242621* | CENTRAL STERILE PROCESSING |  |  |  | 10/16/2019 |  |  |  |  | NO | NO |  |  |  |  | STORZ 2242621 2242621* |  |  | Disposition |  | 99:99:99:99:99:99 |  | Equipment | PAAR:00-PVAR | 10/16/2019 | 10/16/2019 | COOPER UNIVERSITY HOSPITAL |  |  |  | WOT00000000497961 | GINA GAROZZO | Performance Verification | Closed | Kenneth Krips | 10/16/2019 | 10/16/2019 | CEID Record Completion for STORZ 2242621 2242621* | NEW INVENTORY | EXP0105933 | Labor | 10/16/2019 | 10/16/2019 | Kenneth Krips
|  | STORZ | STORZ 11101RP2 |  |  | 6200 MAIN ST-SURGERY |  |  | excluded | 10/31/2019 |  |  |  |  | NO | NO |  |  |  |  | STORZ 2237013 2237013 |  |  | Active |  | 99:99:99:99:99:99 |  | Equipment | PAAR:00-PVAR | 10/31/2019 | 10/31/2019 | COOPER AMBULATORY OFF-SITES |  |  |  | 0012037008 | BOBBIE MICKLE | Performance Verification | Closed | Kenneth Krips | 10/31/2019 | 10/31/2019 | INCOMING INVENTORY | DEVICE INVENTORIED | 0641169B-F955-4E57-B3D9-7DDE02738E1F | Labor | 10/31/2019 | 10/31/2019 | Bonnie Aichroth
|  | STORZ | STORZ 11101RP2 |  |  | PAVILION 8 |  |  | excluded | 10/31/2019 |  |  |  |  | NO | NO |  |  |  |  | STORZ 2226084 2226084 |  |  | Active |  | 99:99:99:99:99:99 |  | Equipment | PAAR:00-PVAR | 10/31/2019 | 10/31/2019 | COOPER UNIVERSITY HOSPITAL |  |  |  | WOT00000000815604 | BRIAN OSHAUGHNESSY | Performance Verification | Closed | Kenneth Krips | 10/31/2019 | 10/31/2019 | Performance Verification for STORZ 2226084 2226084 | Initial Install of Performance Verification. Device is ready for patient use. |  |  | 10/31/2019 | 10/31/2019
|  | STORZ | STORZ 11101RP2 |  |  | COOPER CANCER CENTER-MULTIDISCIPLINARY CLINIC |  |  | excluded | 10/31/2019 |  |  |  |  | NO | NO |  |  |  |  | STORZ 2206457 2206457 |  |  | Active |  | 99:99:99:99:99:99 |  | Equipment | PAAR:00-PVAR | 10/31/2019 | 10/31/2019 | COOPER AMBULATORY OFF-SITES |  |  |  | WOT00000001447306 | ROXANNE BERGER | Repair | Closed | Kenneth Krips | 10/31/2019 | 10/31/2019 | 11101RP2 scope - Lever is hard to push | THIS SCOPE IS BEING SENT TO IMS FOR AN EVALUATION. 1.1.0 2206457 FLEXIBLE SCOPE.SMALL DIAMETER.FIBERLARYNGOSCOPE.KARL STORZ.11101RP2EA 1 $0.00 $0.001.1.2 SC.ANG015 Angulation System Overhauled EA 1 $0.00 $0.001.1.3 SC.BNR001 Bending Rubber Replaced EA 1 $0.00 $0.001.1.4 SC.INT022 Insertion Tube Replaced-Small Diameter EA 1 $0.00 $0.001.1.5 SC.FER410 Small Diameter Fiber Refurbishment - Storz FiberRhinolaryngoscope (RP Series)EA 1 $2,734.92 $2,734.92Total 2,734.92 THIS SCOPE HAS BEEN RETURNED BACK FROM IMS AND DELIVERED BACK TO MD ANDERSONS LEAD TECH STACEY DALEY. | EXP1653390 | Vendor Parts | 10/31/2019 | 10/31/2019
|  | STORZ | STORZ 11101RP2 |  | 2198863* | CENTRAL STERILE PROCESSING |  |  | excluded | 10/31/2019 |  |  |  |  | NO | NO |  |  |  |  | STORZ 2198863 2198863* |  |  | Active |  | 99:99:99:99:99:99 |  | Equipment | PAAR:00-PVAR | 10/31/2019 | 10/31/2019 | COOPER UNIVERSITY HOSPITAL |  |  |  | WOT00000000497941 | GINA GAROZZO | Performance Verification | Closed | Kenneth Krips | 10/31/2019 | 10/31/2019 | Performance Verification for STORZ 2198863 2198863* | Initial Install of Performance Verification. Device is ready for patient use. |  |  | 10/31/2019 | 10/31/2019
|  | STORZ | STORZ 11101RP2 |  |  | COOPER CANCER CENTER |  |  | excluded | 10/31/2019 |  |  |  |  | NO | NO |  |  |  |  | STORZ 2199693 2199693 |  |  | Active |  | 99:99:99:99:99:99 |  | Equipment | PAAR:00-PVAR | 10/31/2019 | 10/31/2019 | COOPER AMBULATORY OFF-SITES |  |  | 2ND FLOOR | 0011308746 | COLLEEN TEGELER | Preventative Maintenance | Closed | Bonnie Aichroth | 10/31/2019 | 10/31/2019 | PERFORMANCE ASSURANCE AT INVENTORY | INVENTORIED DEVICE AND ENSURED DEVICE WAS FUNCTIONING PROPERLY. | 3D08B37F-CE24-43A7-A78F-5DECD4818DCB | Labor | 10/31/2019 | 10/31/2019 | Kenneth Krips
|  | STORZ | STORZ 11101RP2 |  |  | VOORHEES SURGERY CENTER-OPERATING ROOM |  |  | excluded | 10/31/2019 |  |  |  |  | NO | NO |  |  |  |  | STORZ 2192608 2192608 |  |  | Active |  |  |  | Equipment | PAAR:00-PVAR | 10/31/2019 | 10/31/2019 | COOPER AMBULATORY OFF-SITES |  |  | RAD/ONC - SUITE D | WOT00000003694106 | JENNIFER BOMBARO | Performance Verification | Completed | Kenneth Krips | 10/31/2019 | 10/31/2019 | Performance Verification for STORZ 2192608 2192608 | Initial Install of Performance Verification. Device is ready for patient use. |  |  | 10/31/2019 | 10/31/2019
|  | STORZ | STORZ 11101RP2 |  |  | 6200 MAIN ST-SURGERY |  |  | excluded | 10/31/2019 |  |  |  |  | NO | NO |  |  |  |  | STORZ 2158259 2158259 |  |  | Active |  | 99:99:99:99:99:99 |  | Equipment | PAAR:00-PVAR | 10/31/2019 | 10/31/2019 | COOPER AMBULATORY OFF-SITES |  |  | 6200 MAIN STREET |  | BOBBIE MICKLE |  |  |  | 10/31/2019 | 10/31/2019 |  |  |  |  | 10/31/2019 | 10/31/2019
|  | STORZ | STORZ 11101RP2 |  |  | 3 COOPER - SURGERY DEPARTMENT |  |  | excluded | 11/02/2019 |  |  |  |  | NO | NO |  |  |  |  | STORZ 2157882 2157882 |  |  | Active |  | 99:99:99:99:99:99 |  | Equipment | PAAR:00-PVAR | 11/02/2019 | 11/02/2019 | COOPER AMBULATORY OFF-SITES |  |  | Suite 403 - In Case |  | ANNE MAIER |  |  |  | 11/02/2019 | 11/02/2019 |  |  |  |  | 11/02/2019 | 11/02/2019
|  | STORZ | STORZ 11101RP2 |  |  | COOPER CANCER CENTER-MULTIDISCIPLINARY CLINIC |  |  | excluded | 10/31/2019 |  |  |  |  | NO | NO |  |  |  |  | STORZ 2156595 2156595 |  |  | Active |  | 99:99:99:99:99:99 |  | Equipment | PAAR:00-PVAR | 10/31/2019 | 10/31/2019 | COOPER AMBULATORY OFF-SITES |  |  |  |  | ROXANNE BERGER |  |  |  | 10/31/2019 | 10/31/2019 |  |  |  |  | 10/31/2019 | 10/31/2019
T2127019 |  | STORZ | STORZ 11101RP2 |  | T2127019 | PAVILION 8 |  |  |  | 10/16/2019 |  |  |  |  | NO | NO |  |  |  |  | STORZ T2127019 T2127019 |  |  | Disposition |  |  |  | Equipment | PAAR:00-PVAR | 10/16/2019 | 10/16/2019 | COOPER UNIVERSITY HOSPITAL |  |  | P8 |  | BRIAN OSHAUGHNESSY |  |  |  | 10/16/2019 | 10/16/2019 |  |  |  |  | 10/16/2019 | 10/16/2019
T11101RP2/2079162 |  | STORZ | STORZ 11101RP2 |  |  | PAVILION 8 |  |  | excluded | 10/31/2019 |  |  |  |  | NO | NO |  |  |  |  | STORZ T11101RP2/2079162 2079162 |  |  | Temporary | TL2079162 |  |  | Equipment | PAAR:00-PVAR | 10/31/2019 | 10/31/2019 | COOPER UNIVERSITY HOSPITAL |  |  | PAVILION 8 | WOT00000002338478 | BRIAN OSHAUGHNESSY | Performance Verification | Closed | Kenneth Krips | 10/31/2019 | 10/31/2019 | Performance Verification for STORZ TL2079162 TL2079162 | Initial Install of Performance Verification. Device is ready for patient use. |  |  | 10/31/2019 | 10/31/2019
T11101RP2/2235565 |  | STORZ | STORZ 11101RP2 |  | TL2235565 | PAVILION 8 |  |  |  | 10/16/2019 |  |  |  |  | NO | NO |  |  |  |  | STORZ T11101RP2/2235565 TL2235565 |  |  | Disposition | TL2235565 |  |  | Equipment | PAAR:00-PVAR | 10/16/2019 | 10/16/2019 | COOPER UNIVERSITY HOSPITAL |  |  | 8 PAVILION | WOT00000002699687 | BRIAN OSHAUGHNESSY | Performance Verification | Closed | Kenneth Krips | 10/16/2019 | 10/16/2019 | CEID Record Completion for STORZ TL2235565 TL2235565 | LOANER SCOPE PROVIDED BY IMS | EXP2925527 | Labor | 10/16/2019 | 10/16/2019 | Kenneth Krips
11101RP2/2167096 |  | STORZ | STORZ 11101RP2 |  |  | PAVILION 8 |  |  | excluded | 10/31/2019 |  |  |  |  | NO | NO |  |  |  |  | STORZ 11101RP2/2167096 2167096 |  |  | Active |  | 99:99:99:99:99:99 |  | Equipment | PAAR:00-PVAR | 10/31/2019 | 10/31/2019 | COOPER UNIVERSITY HOSPITAL |  |  | 8 PAVILION |  | BRIAN OSHAUGHNESSY |  |  |  | 10/31/2019 | 10/31/2019 |  |  |  |  | 10/31/2019 | 10/31/2019
11101RP2/2149496 |  | STORZ | STORZ 11101RP2 |  |  | 3 COOPER-MULTISPECIALTY CENTER |  |  | excluded | 11/02/2019 |  |  |  |  | NO | NO |  |  |  |  | STORZ 11101RP2/2149496 2149496 |  |  | Active |  | 99:99:99:99:99:99 |  | Equipment | PAAR:00-PVAR | 11/02/2019 | 11/02/2019 | COOPER AMBULATORY OFF-SITES |  |  | SUITE 104 - SOILED 173 |  | MARGIE OUTLER |  |  |  | 11/02/2019 | 11/02/2019 |  |  |  |  | 11/02/2019 | 11/02/2019
11101RP2/2149222 |  | STORZ | STORZ 11101RP2 |  |  | 3 COOPER-MULTISPECIALTY CENTER |  |  | excluded | 11/02/2019 |  |  |  |  | NO | NO |  |  |  |  | STORZ 11101RP2/2149222 2149222 |  |  | Active |  | 99:99:99:99:99:99 |  | Equipment | PAAR:00-PVAR | 11/02/2019 | 11/02/2019 | COOPER AMBULATORY OFF-SITES |  |  | SUITE 104 - SOILED 173 |  | MARGIE OUTLER |  |  |  | 11/02/2019 | 11/02/2019 |  |  |  |  | 11/02/2019 | 11/02/2019
TL2841377 |  | STORZ | STORZ 11101RP2 |  | TL2841377 | PAVILION 8 |  |  |  | 10/16/2019 |  |  |  |  | NO | NO |  |  |  |  | STORZ TL2841377 TL2841377 |  |  | Disposition |  |  |  | Equipment | PAAR:00-PVAR | 10/16/2019 | 10/16/2019 | COOPER UNIVERSITY HOSPITAL |  |  |  | WOT00000001293824 | BRIAN OSHAUGHNESSY | Performance Verification | Closed | Kenneth Krips | 10/16/2019 | 10/16/2019 | Performance Verification for STORZ TL2841377 TL2841377 | Initial Install of Performance Verification. Device is ready for patient use. |  |  | 10/16/2019 | 10/16/2019
TL2816083 |  | STORZ | STORZ 11101RP2 |  |  | PAVILION 8 |  |  |  | 10/16/2019 |  |  |  |  | NO | NO |  |  |  |  | STORZ TL2816083 2816083 |  |  | Disposition |  |  |  | Equipment | PAAR:00-PVAR | 10/16/2019 | 10/16/2019 | COOPER UNIVERSITY HOSPITAL |  |  | Performance Verification | WOT00000001076982 | BRIAN OSHAUGHNESSY | Performance Verification | Closed | Kenneth Krips | 10/16/2019 | 10/16/2019 | Performance Verification for STORZ TL2816083 2816083 | Initial Install of Performance Verification. Device is ready for patient use. |  |  | 10/16/2019 | 10/16/2019
TL2232959 |  | STORZ | STORZ 11101RP2 |  | TL2232959 | PAVILION 8 |  |  |  | 10/16/2019 |  |  |  |  | NO | NO |  |  |  |  | STORZ TL2232959 TL2232959 |  |  | Disposition |  | 99:99:99:99:99:99 |  | Equipment | PAAR:00-PVAR | 10/16/2019 | 10/16/2019 | COOPER UNIVERSITY HOSPITAL |  |  |  | WOT00000001713514 | BRIAN OSHAUGHNESSY | Performance Verification | Closed | Kenneth Krips | 10/16/2019 | 10/16/2019 | Performance Verification for STORZ TL2232959 TL2232959 | Initial Install of Performance Verification. Device is ready for patient use. |  |  | 10/16/2019 | 10/16/2019
TL2123373 |  | STORZ | STORZ 11101RP2 |  | TL2123373 | PAVILION 8 |  |  |  | 10/16/2019 |  |  |  |  | NO | NO |  |  |  |  | STORZ TL2123373 TL2123373 |  |  | Disposition |  |  |  | Equipment | PAAR:00-PVAR | 10/16/2019 | 10/16/2019 | COOPER UNIVERSITY HOSPITAL |  |  | Performance Verification | WOT00000002342374 | BRIAN OSHAUGHNESSY | Performance Verification | Closed | Kenneth Krips | 10/16/2019 | 10/16/2019 | Performance Verification for STORZ TL2123373 TL2123373 | Initial Install of Performance Verification. Device is ready for patient use. |  |  | 10/16/2019 | 10/16/2019
|  | STORZ | STORZ 11101SK1 |  | Not Known | EMERGENCY ROOM |  |  | excluded | 10/31/2019 |  |  |  |  | NO | NO |  |  |  |  | STORZ 28485 Not Known |  |  | Active |  | 99:99:99:99:99:99 |  | Equipment | PAAR:00-PVAR | 10/31/2019 | 10/31/2019 | COOPER UNIVERSITY HOSPITAL |  |  |  | 0012366843 | KAREN GRUBER | Preventative Maintenance | Closed | Richard Jolly | 10/31/2019 | 10/31/2019 | PERFORMANCE ASSURANCE AT INVENTORY | INVENTORIED DEVICE AND ENSURED DEVICE WAS FUNCTIONING PROPERLY. | 776FC8BF-5E5E-4B79-9C46-8533381DA62E | Labor | 10/31/2019 | 10/31/2019 | Richard Jolly
TL2084187S |  | STORZ | STORZ 11101SK2 |  | 2084187S | PAVILION 8 |  |  | excluded | 10/31/2019 |  |  |  |  | NO | NO |  |  |  |  | STORZ TL2084187S 2084187S |  |  | Temporary | TL2084187S | 99:99:99:99:99:99 |  | Equipment | PAAR:00-PVAR | 10/31/2019 | 10/31/2019 | COOPER UNIVERSITY HOSPITAL |  |  | Performance Verification | 0012497217 | BRIAN OSHAUGHNESSY | Performance Verification | Closed | Josh Harris | 10/31/2019 | 10/31/2019 | INCOMING INVENTORY | DEVICE INVENTORIED | B93766B8-CF70-4F21-B9F4-CA5E7AEBFCFF | Labor | 10/31/2019 | 10/31/2019 | Josh Harris
|  | STORZ | STORZ 11101SK2 |  |  | PAVILION 8 |  |  | excluded | 10/31/2019 |  |  |  |  | NO | NO |  |  |  |  | STORZ 2248928 2248928 |  |  | Active |  | 99:99:99:99:99:99 |  | Equipment | PAAR:00-PVAR | 10/31/2019 | 10/31/2019 | COOPER UNIVERSITY HOSPITAL |  |  | Performance Verification | WOT00000001749654 | BRIAN OSHAUGHNESSY | Performance Verification | Closed | Kenneth Krips | 10/31/2019 | 10/31/2019 | Performance Verification for UNMATCHED 2248928 2248928 | Initial Install of Performance Verification. Device is ready for patient use. |  |  | 10/31/2019 | 10/31/2019
|  | STORZ | STORZ 11101SK2 |  |  | PHYSICAL THERAPY |  |  | excluded | 10/31/2019 |  |  |  |  | NO | NO |  |  |  |  | STORZ 2254942 2254942 |  |  | Active |  |  |  | Equipment | PAAR:00-PVAR | 10/31/2019 | 10/31/2019 | COOPER UNIVERSITY HOSPITAL |  |  | 5TH FLOOR KELEMEN | WOT00000004003554 | JOSEPHINE HONG | Performance Verification | Completed | Kenneth Krips | 10/31/2019 | 10/31/2019 | Performance Verification for STORZ 2254942 2254942 | Initial Install of Performance Verification. Device is ready for patient use. |  |  | 10/31/2019 | 10/31/2019
|  | STORZ | STORZ 11101SK2 |  |  | PAVILION 8 |  |  | excluded | 10/31/2019 |  |  |  |  | NO | NO |  |  |  |  | STORZ 2236876 2236876 |  |  | Active |  | 99:99:99:99:99:99 |  | Equipment | PAAR:00-PVAR | 10/31/2019 | 10/31/2019 | COOPER UNIVERSITY HOSPITAL |  |  |  | 0011909999 | BRIAN OSHAUGHNESSY | Performance Verification | Closed | Bonnie Aichroth | 10/31/2019 | 10/31/2019 | INCOMING INVENTORY | DEVICE INVENTORIED | 8349A118-34A9-4095-908F-939EA573358B | Labor | 10/31/2019 | 10/31/2019 | Bonnie Aichroth
|  | STORZ | STORZ 11101SK2 |  |  | COOPER CANCER CENTER-MULTIDISCIPLINARY CLINIC |  |  | excluded | 10/31/2019 |  |  |  |  | NO | NO |  |  |  |  | STORZ 2245088 2245088 |  |  | Active |  | 99:99:99:99:99:99 |  | Equipment | PAAR:00-PVAR | 10/31/2019 | 10/31/2019 | COOPER AMBULATORY OFF-SITES |  |  |  | WOT00000001025421 | ROXANNE BERGER | Performance Verification | Closed | Kenneth Krips | 10/31/2019 | 10/31/2019 | Performance Verification for STORZ 2245088 2245088 | Initial Install of Performance Verification. Device is ready for patient use. |  |  | 10/31/2019 | 10/31/2019
|  | STORZ | STORZ 11101SK2 |  |  | CENTRAL STERILE PROCESSING |  |  | excluded | 10/31/2019 |  |  |  |  | NO | NO |  |  |  |  | STORZ 2229562 2229562 |  |  | Active |  |  |  | Equipment | PAAR:00-PVAR | 10/31/2019 | 10/31/2019 | COOPER UNIVERSITY HOSPITAL |  |  | BASEMENT | WOT00000004022207 | GINA GAROZZO | Performance Verification | Completed | Kenneth Krips | 10/31/2019 | 10/31/2019 | Performance Verification for STORZ 2229562 2229562 | Initial Install of Performance Verification. Device is ready for patient use. |  |  | 10/31/2019 | 10/31/2019
|  | STORZ | STORZ 11101SK2 |  |  | PAVILION 8 |  |  | excluded | 10/31/2019 |  |  |  |  | NO | NO |  |  |  |  | STORZ 2225402 2225402 |  |  | Active |  | 99:99:99:99:99:99 |  | Equipment | PAAR:00-PVAR | 10/31/2019 | 10/31/2019 | COOPER UNIVERSITY HOSPITAL |  |  |  | 0011020777 | BRIAN OSHAUGHNESSY | Performance Verification | Closed | Bonnie Aichroth | 10/31/2019 | 10/31/2019 | INCOMING INVENTORY | DEVICE INVENTORIED | 49649BFA-AB63-4B56-BE70-67A43A80B06E | Labor | 10/31/2019 | 10/31/2019 | Bonnie Aichroth
|  | STORZ | STORZ 11101SK2 |  |  | PAVILION 8 |  |  |  | 10/16/2019 |  |  |  |  | NO | NO |  |  |  |  | STORZ 2207972 2207972 |  |  | Disposition |  |  |  | Equipment | PAAR:00-PVAR | 10/16/2019 | 10/16/2019 | COOPER UNIVERSITY HOSPITAL |  |  |  |  | BRIAN OSHAUGHNESSY |  |  |  | 10/16/2019 | 10/16/2019 |  |  |  |  | 10/16/2019 | 10/16/2019
|  | STORZ | STORZ 11101SK2 |  |  | 3 COOPER - SURGERY DEPARTMENT |  |  | excluded | 10/31/2019 |  |  |  |  | NO | NO |  |  |  |  | STORZ 2206081 2206081 |  |  | Active |  | 99:99:99:99:99:99 |  | Equipment | PAAR:00-PVAR | 10/31/2019 | 10/31/2019 | COOPER AMBULATORY OFF-SITES |  |  | Suite 403 - Scope Closet |  | ANNE MAIER |  |  |  | 10/31/2019 | 10/31/2019 |  |  |  |  | 10/31/2019 | 10/31/2019
|  | STORZ | STORZ 11101SK2 |  |  | 3 COOPER - SURGERY DEPARTMENT |  |  | excluded | 11/02/2019 |  |  |  |  | NO | NO |  |  |  |  | STORZ 2194100 2194100 |  |  | Active |  | 99:99:99:99:99:99 |  | Equipment | PAAR:00-PVAR | 11/02/2019 | 11/02/2019 | COOPER AMBULATORY OFF-SITES |  |  | Suite 403 - In Case |  | ANNE MAIER |  |  |  | 11/02/2019 | 11/02/2019 |  |  |  |  | 11/02/2019 | 11/02/2019
|  | STORZ | STORZ 11101SK2 |  |  | PAVILION 8 |  |  |  | 10/16/2019 |  |  |  |  | NO | NO |  |  |  |  | STORZ 2169841 2169841 |  |  | Disposition |  |  |  | Equipment | PAAR:00-PVAR | 10/16/2019 | 10/16/2019 | COOPER UNIVERSITY HOSPITAL |  |  |  |  | BRIAN OSHAUGHNESSY |  |  |  | 10/16/2019 | 10/16/2019 |  |  |  |  | 10/16/2019 | 10/16/2019
11101SK2/2087858 |  | STORZ | STORZ 11101SK2 |  |  | OR - KELEMEN 3 |  |  | excluded | 11/01/2019 |  |  |  |  | NO | NO |  |  |  |  | STORZ 11101SK2/2087858 2087858 |  |  | Active |  | 99:99:99:99:99:99 |  | Equipment | PAAR:00-PVAR | 11/01/2019 | 11/01/2019 | COOPER UNIVERSITY HOSPITAL |  |  | SURGERY | WOT00000000513135 | DOMINIC VENDETTA | Disposition | Closed | Kenneth Krips | 11/01/2019 | 11/01/2019 | Bulk Disposition CNL |  |  |  | 11/01/2019 | 11/01/2019
TL2842625 |  | STORZ | STORZ 11101SK2 |  | TL2842625 | PAVILION 8 |  |  |  | 10/16/2019 |  |  |  |  | NO | NO |  |  |  |  | STORZ TL2842625 TL2842625 |  |  | Disposition |  |  |  | Equipment | PAAR:00-PVAR | 10/16/2019 | 10/16/2019 | COOPER UNIVERSITY HOSPITAL |  |  |  | WOT00000001156590 | BRIAN OSHAUGHNESSY | Performance Verification | Closed | Kenneth Krips | 10/16/2019 | 10/16/2019 | Performance Verification for STORZ TL2842625 TL2842625 | Initial Install of Performance Verification. Device is ready for patient use. |  |  | 10/16/2019 | 10/16/2019
|  | STORZ | STORZ 11161C1 |  |  | CENTRAL STERILE PROCESSING |  |  | excluded | 10/31/2019 |  |  |  |  | NO | NO |  |  |  |  | STORZ 2056704 2056704 |  |  | Active |  | 99:99:99:99:99:99 |  | Equipment | PAAR:00-PVAR | 10/31/2019 | 10/31/2019 | COOPER UNIVERSITY HOSPITAL |  |  | Performance Verification | WOT00000001604235 | GINA GAROZZO | Performance Verification | Closed | Kenneth Krips | 10/31/2019 | 10/31/2019 | Performance Verification for UNMATCHED 2056704 2056704 | Initial Install of Performance Verification. Device is ready for patient use. |  |  | 10/31/2019 | 10/31/2019
|  | STORZ | STORZ 11161V |  |  | CENTRAL STERILE PROCESSING |  |  | excluded | 10/31/2019 |  |  |  |  | NO | NO |  |  |  |  | STORZ 47485 47485 |  |  | Active |  |  |  | Equipment | PAAR:00-PVAR | 10/31/2019 | 10/31/2019 | COOPER UNIVERSITY HOSPITAL |  |  | Performance Verification | WOT00000002010588 | GINA GAROZZO | Performance Verification | Closed | Kenneth Krips | 10/31/2019 | 10/31/2019 | Performance Verification for STORZ 47485 47485 | Initial Install of Performance Verification. Device is ready for patient use. |  |  | 10/31/2019 | 10/31/2019
|  | STORZ | STORZ 11301BNX |  | 29231* | EMERGENCY ROOM |  |  | excluded | 10/31/2019 |  |  |  |  | NO | NO |  |  |  |  | STORZ 29231 29231* |  |  | Active |  | 99:99:99:99:99:99 |  | Equipment | PAAR:00-PVAR | 10/31/2019 | 10/31/2019 | COOPER UNIVERSITY HOSPITAL |  |  |  | 0012289395 | KAREN GRUBER | Repair | Closed | Richard Jolly | 10/31/2019 | 10/31/2019 | DISPLAY - BRONCHOSCOPE NOT WORKING WITH DISPLAY - ER BUBBLE AREA | 10/11/2017 4:12:06 PM RCJOLLY (RCJOLLY 10/11/2017 10:00 AM) SCOPES WILL NOT WORK I THINK IT MAY BE BECAUSE THE BATTERY IS LOW AND THE CHARGER IS NOT WORKING 10/27/2017 8:17:58 AM BGAICHROTH REPAIR/EXCHANGE OF SCOPE - COST IS $4,650.25 - DOING DEMAND FOR SERVICE 10/27/2017 8:24:19 AM BGAICHROTH PRICE CHANGE IT IS $6,840.00 10/27/2017 2:42:05 PM RCJOLLY (RCJOLLY 10/12/2017 10:00 AM) CHEK MONITOR MAY BE CHARGER (RCJOLLY 10/26/2017 10:00 AM) VENDOR CANE IN AND WE FOUND OUT THAT THE 2 SCOPES ARE BROKE | D4382506-1EAA-4EBA-A289-28C7975E0A5F | Parts | 10/31/2019 | 10/31/2019 | Richard Jolly
|  | STORZ | STORZ 12015AA |  |  | CENTRAL STERILE PROCESSING |  |  | excluded | 10/31/2019 |  |  |  |  | NO | NO |  |  |  |  | STORZ 1980527 1980527 |  |  | Active |  | 99:99:99:99:99:99 |  | Equipment | PAAR:00-PVAR | 10/31/2019 | 10/31/2019 | COOPER UNIVERSITY HOSPITAL |  |  |  |  | GINA GAROZZO |  |  |  | 10/31/2019 | 10/31/2019 |  |  |  |  | 10/31/2019 | 10/31/2019
1000JT |  | STORZ | STORZ 12015AA |  | 1000JT | CENTRAL STERILE PROCESSING |  |  |  | 06/10/2015 |  |  |  |  | NO | NO |  |  |  |  | STORZ 1000JT 1000JT |  |  | Disposition |  |  |  | Equipment | PAAR:00-PVAR | 10/16/2019 |  | COOPER UNIVERSITY HOSPITAL |  |  |  | 0011428365 | GINA GAROZZO | Preventative Maintenance | Closed | Bonnie Aichroth | 03/27/2017 | 03/27/2017 | PERFORMANCE ASSURANCE AT INVENTORY | INVENTORIED DEVICE AND ENSURED DEVICE WAS FUNCTIONING PROPERLY. | 3891CB10-FF46-461D-A01B-EFC9700480A9 | Labor | 03/24/2017 | 03/24/2017 | Kenneth Krips
1000K6 |  | STORZ | STORZ 12015AA |  | 1000K6 | CENTRAL STERILE PROCESSING |  |  | excluded | 11/15/2018 |  |  |  |  | NO | NO |  |  |  |  | STORZ 1000K6 1000K6 |  |  | Active |  | 99:99:99:99:99:99 |  | Equipment | PAAR:00-PVAR | 10/31/2019 |  | COOPER UNIVERSITY HOSPITAL |  |  |  | WOT00000001717356 | GINA GAROZZO | Performance Verification | Closed | Kenneth Krips | 11/15/2018 | 06/23/2019 | Performance Verification for STORZ 1000K6 1000K6 | Initial Install of Performance Verification. Device is ready for patient use.
1000KP |  | STORZ | STORZ 12015AA |  | 1000KP | CENTRAL STERILE PROCESSING |  |  | excluded | 04/28/2017 |  |  |  |  | NO | NO |  |  |  |  | STORZ 1000KP 1000KP |  |  | Active |  | 99:99:99:99:99:99 |  | Equipment | PAAR:00-PVAR | 10/31/2019 |  | COOPER UNIVERSITY HOSPITAL |  |  |  | 0011600062 | GINA GAROZZO | Performance Verification | Closed | Bonnie Aichroth | 05/01/2017 | 05/01/2017 | INCOMING INVENTORY | DEVICE INVENTORIED | C763CD15-645C-4BC3-820D-7F5BDE1D088C | Labor | 05/01/2017 | 05/01/2017 | Bonnie Aichroth
|  | STORZ | STORZ 12015AA |  |  | CENTRAL STERILE PROCESSING |  |  | excluded | 06/10/2015 |  |  |  |  | NO | NO |  |  |  |  | STORZ 100017 100017 |  |  | Active |  | 99:99:99:99:99:99 |  | Equipment | PAAR:00-PVAR | 10/31/2019 |  | COOPER UNIVERSITY HOSPITAL |  |  |  |  | GINA GAROZZO
|  | STORZ | STORZ 1219AA |  | Not Known | CENTRAL STERILE PROCESSING |  |  | excluded | 10/31/2019 |  |  |  |  | NO | NO |  |  |  |  | STORZ 1564178 Not Known |  |  | Active |  | 99:99:99:99:99:99 |  | Equipment | PAAR:00-PVAR | 10/31/2019 | 10/31/2019 | COOPER UNIVERSITY HOSPITAL |  |  |  | 0012494703 | GINA GAROZZO | Performance Verification | Closed | Josh Harris | 10/31/2019 | 10/31/2019 | INCOMING INVENTORY | DEVICE INVENTORIED | 1DBC3D2A-BB95-4DAE-919D-F60AD0AE0857 | Labor | 10/31/2019 | 10/31/2019 | Josh Harris
|  | STORZ | STORZ 20045020 |  | A00DNO | 6017 MAIN ST-PLASTICS |  |  | excluded | 06/20/2014 |  |  |  |  | NO | NO |  |  |  |  | STORZ 10345819 A00DNO |  |  | Active |  | 99:99:99:99:99:99 |  | Equipment | PAAR:00-PVAR | 11/02/2019 |  | COOPER AMBULATORY OFF-SITES |  |  | exam 3 | WOT00000001083249 | ANNE MAIER | Repair | Closed | Kirk Lis | 06/28/2018 | 11/06/2018 | Bulb is blown | ANALYZED UNIT. NEED TO ORDER. REPLACEMENT BULB. COULD NOT INSTALLED BULB BECAUSE UNIT SUFFERED WATER DAMAGE. NEED TO REEVALUATE SITUATION INSTALLED BULB . PERFORMED OVP. RETURNED UNIT TO SERVICE INPUT OF HARD INCORRECT ON INSTALL OF LAMP . UNIT IS UP AND WORKING | EXP1100245 | Labor | 08/07/2018 | 08/07/2018 | Kirk Lis
1000ST |  | STORZ | STORZ 20916025DA |  | 1000ST | CENTRAL STERILE PROCESSING |  |  | excluded | 09/23/2019 |  |  |  |  | NO | NO |  |  |  |  | STORZ 1000ST 1000ST |  |  | Active |  |  |  | Accessory | PAAR:00-PVAR | 10/31/2019 |  | COOPER UNIVERSITY HOSPITAL |  |  | BASEMENT | WOT00000003772455 | GINA GAROZZO | Performance Verification | Completed | Kenneth Krips | 09/23/2019 | 09/23/2019 | Performance Verification for UNMATCHED 1000ST 1000ST | Initial Install of Performance Verification. Device is ready for patient use.
22220055/VX801516-H |  | STORZ | STORZ 22220055 |  | VX801516-H | OR - KELEMEN 3 |  |  | excluded | 10/31/2019 |  |  |  |  | NO | NO |  |  |  |  | STORZ 22220055/VX801516-H VX801516-H |  |  | Active |  | 99:99:99:99:99:99 |  | Equipment | PAAR:00-PVAR | 10/31/2019 | 10/31/2019 | COOPER UNIVERSITY HOSPITAL |  |  |  |  | DOMINIC VENDETTA |  |  |  | 10/31/2019 | 10/31/2019 |  |  |  |  | 10/31/2019 | 10/31/2019
SY780351-H |  | STORZ | STORZ 22220055 |  | SY780351-H | CENTRAL STERILE PROCESSING |  |  | excluded | 10/31/2019 |  |  |  |  | NO | NO |  |  |  |  | STORZ SY780351-H SY780351-H |  |  | Active |  | 99:99:99:99:99:99 |  | Equipment | PAAR:00-PVAR | 10/31/2019 | 10/31/2019 | COOPER UNIVERSITY HOSPITAL |  |  |  |  | GINA GAROZZO |  |  |  | 10/31/2019 | 10/31/2019 |  |  |  |  | 10/31/2019 | 10/31/2019
ROY775823-H |  | STORZ | STORZ 22220055 |  | ROY775823-H | CENTRAL STERILE PROCESSING |  |  | excluded | 10/31/2019 |  |  |  |  | NO | NO |  |  |  |  | STORZ ROY775823-H ROY775823-H |  |  | Active |  | 99:99:99:99:99:99 |  | Equipment | PAAR:00-PVAR | 10/31/2019 | 10/31/2019 | COOPER UNIVERSITY HOSPITAL |  |  |  | 0011220508 | GINA GAROZZO | Repair | Closed | Kenneth Krips | 10/31/2019 | 10/31/2019 | ENDO CAMERA - COUPLER AND HEAD LOOSE - TMX | 2/20/2017 2:30:26 PM KMKRIPS REPAIRS: SCOPE CLASPING MECHANISM - LEVEL 2 COUPLER MAJOR REPAIR. COST: $420.00 2/20/2017 2:37:05 PM KMKRIPS PURCHASE ORDER REQUESTED. 3/3/2017 10:28:42 AM KMKRIPS PURCHASE ORDER #: TMX0991019 3/16/2017 3:31:57 PM KMKRIPS THIS SCOPE HAS BEEN RETURNED BACK FROM IMS AND DELIVERED BACK TO CSP. | 70E4AFA9-05FA-41DD-92FA-7D9FBD49C4BB | Labor | 10/31/2019 | 10/31/2019 | Kenneth Krips
YZ772128-H |  | STORZ | STORZ 22220055 |  | YZ772128-H | CENTRAL STERILE PROCESSING |  |  | excluded | 10/31/2019 |  |  |  |  | NO | NO |  |  |  |  | STORZ YZ772128-H YZ772128-H |  |  | Active |  | 99:99:99:99:99:99 |  | Equipment | PAAR:00-PVAR | 10/31/2019 | 10/31/2019 | COOPER UNIVERSITY HOSPITAL |  |  |  |  | GINA GAROZZO |  |  |  | 10/31/2019 | 10/31/2019 |  |  |  |  | 10/31/2019 | 10/31/2019
XY787831-H |  | STORZ | STORZ 22220055 |  | Not Known | OR - KELEMEN 3 |  |  | excluded | 10/31/2019 |  |  |  |  | NO | NO |  |  |  |  | STORZ XY787831-H Not Known |  |  | Active |  | 99:99:99:99:99:99 |  | Equipment | PAAR:00-PVAR | 10/31/2019 | 10/31/2019 | COOPER UNIVERSITY HOSPITAL |  |  | csp | 0012387124 | DOMINIC VENDETTA | Preventative Maintenance | Closed | Josh Harris | 10/31/2019 | 10/31/2019 | PERFORMANCE ASSURANCE AT INVENTORY | INVENTORIED DEVICE AND ENSURED DEVICE WAS FUNCTIONING PROPERLY. | 8660BA2E-4601-463E-BC81-40EE20E4E562 | Labor | 10/31/2019 | 10/31/2019 | Kenneth Krips
XY787826-H |  | STORZ | STORZ 22220055 |  | XY787826-H | CENTRAL STERILE PROCESSING |  |  | excluded | 10/31/2019 |  |  |  |  | NO | NO |  |  |  |  | STORZ XY787826-H XY787826-H |  |  | Active |  | 99:99:99:99:99:99 |  | Equipment | PAAR:00-PVAR | 10/31/2019 | 10/31/2019 | COOPER UNIVERSITY HOSPITAL |  |  |  |  | GINA GAROZZO |  |  |  | 10/31/2019 | 10/31/2019 |  |  |  |  | 10/31/2019 | 10/31/2019
WY785649H |  | STORZ | STORZ 22220055 |  | WY-785649-H | CENTRAL STERILE PROCESSING |  |  | excluded | 10/31/2019 |  |  |  |  | NO | NO |  |  |  |  | STORZ WY785649H WY-785649-H |  |  | Active |  | 99:99:99:99:99:99 |  | Equipment | PAAR:00-PVAR | 10/31/2019 | 10/31/2019 | COOPER UNIVERSITY HOSPITAL |  |  |  |  | GINA GAROZZO |  |  |  | 10/31/2019 | 10/31/2019 |  |  |  |  | 10/31/2019 | 10/31/2019
WY785646-H |  | STORZ | STORZ 22220055 |  | Not Known | OPERATING ROOM - PAVILION |  |  | excluded | 10/31/2019 |  |  |  |  | NO | NO |  |  |  |  | STORZ WY785646-H Not Known |  |  | Active |  | 99:99:99:99:99:99 |  | Equipment | PAAR:00-PVAR | 10/31/2019 | 10/31/2019 | COOPER UNIVERSITY HOSPITAL |  |  |  | 0012399443 | DOMINIC VENDETTA | Repair | Closed | Kenneth Krips | 10/31/2019 | 10/31/2019 | CAMERA - FUZZY IMAGE - BIOMED | 11/13/2017 11:29:28 AM KMKRIPS REPAIRS: CABLE REPLACED-STORZ IMAGE REPAIR-LEVEL 2 COUPLER MAJOR REPAIR. COST: $1387.25 11/13/2017 11:37:08 AM KMKRIPS PURCHASE ORDER REQUESTED. 11/13/2017 2:50:24 PM KMKRIPS PURCHASE ORDER #: TMX1097347 1/5/2018 2:26:52 PM KMKRIPS THIS SCOPE HAS BEEN RETURNED BACK AND DELIVERED BACK TO CSP. | 52324F94-7E01-467C-BC62-7CB57D493C71 | Labor | 10/31/2019 | 10/31/2019 | Kenneth Krips
WY785549-H |  | STORZ | STORZ 22220055 |  | NOT KNOWN | CENTRAL STERILE PROCESSING |  |  | excluded | 10/31/2019 |  |  |  |  | NO | NO |  |  |  |  | STORZ WY785549-H NOT KNOWN |  |  | Active |  | 99:99:99:99:99:99 |  | Equipment | PAAR:00-PVAR | 10/31/2019 | 10/31/2019 | COOPER UNIVERSITY HOSPITAL |  |  |  | 0012647377 | GINA GAROZZO | Preventative Maintenance | Closed | Josh Harris | 10/31/2019 | 10/31/2019 | PERFORMANCE ASSURANCE AT INVENTORY | INVENTORIED DEVICE AND ENSURED DEVICE WAS FUNCTIONING PROPERLY. | AC4A530E-B353-4E92-95EF-6553D625EB41 | Labor | 10/31/2019 | 10/31/2019 | Kenneth Krips
VX801523-H |  | STORZ | STORZ 22220055 |  | VX801523-H | VOORHEES SURGERY CENTER-OPERATING ROOM |  |  | excluded | 10/31/2019 |  |  |  |  | NO | NO |  |  |  |  | STORZ VX801523-H VX801523-H |  |  | Active |  | 99:99:99:99:99:99 |  | Equipment | PAAR:00-PVAR | 10/31/2019 | 10/31/2019 | COOPER AMBULATORY OFF-SITES |  |  | SUITE E | WOT00000000910800 | JENNIFER BOMBARO | Repair | Closed | Kirk Lis | 10/31/2019 | 10/31/2019 | Camera Head, has a short in it | CONNECTED CAMERA HEAD TO TOWER. ATTACHED SCOPE. DID NOT OBSERVE COMPLAINT. PERFORMED OVP. RETURNED UNIT TO SERVICE SEARCHED FOR CAMERA HEAD TO INVENTORY | EXP0580772 | Labor | 10/31/2019 | 10/31/2019 | Kirk Lis
VX801520-H |  | STORZ | STORZ 22220055 |  | VX801520-H | VOORHEES SURGERY CENTER-SURGERY DEPT |  |  | excluded | 10/31/2019 |  |  |  |  | NO | NO |  |  |  |  | STORZ VX801520-H VX801520-H |  |  | Active |  | 99:99:99:99:99:99 |  | Equipment | PAAR:00-PVAR | 10/31/2019 | 10/31/2019 | COOPER AMBULATORY OFF-SITES |  |  |  |  | Theresa Megali |  |  |  | 10/31/2019 | 10/31/2019 |  |  |  |  | 10/31/2019 | 10/31/2019
VX801519-H |  | STORZ | STORZ 22220055 |  | VX801519-H | VOORHEES SURGERY CENTER-OPERATING ROOM |  |  | excluded | 10/31/2019 |  |  |  |  | NO | NO |  |  |  |  | STORZ VX801519-H VX801519-H |  |  | Active |  |  |  | Equipment | PAAR:00-PVAR | 10/31/2019 | 10/31/2019 | COOPER AMBULATORY OFF-SITES |  |  | Suite E | WOT00000003217777 | JENNIFER BOMBARO | Performance Verification | Closed | Kirk Lis | 10/31/2019 | 10/31/2019 | Performance Verification for STORZ VX801519-H VX801519-H | Initial Install of Performance Verification. Device is ready for patient use. |  |  | 10/31/2019 | 10/31/2019
VX80151614 |  | STORZ | STORZ 22220055 |  | VX80151614 | VOORHEES SURGERY CENTER-SURGERY DEPT |  |  | excluded | 10/31/2019 |  |  |  |  | NO | NO |  |  |  |  | STORZ VX80151614 VX80151614 |  |  | Active |  | 99:99:99:99:99:99 |  | Equipment | PAAR:00-PVAR | 10/31/2019 | 10/31/2019 | COOPER AMBULATORY OFF-SITES |  |  |  |  | Theresa Megali |  |  |  | 10/31/2019 | 10/31/2019 |  |  |  |  | 10/31/2019 | 10/31/2019
|  | STORZ | STORZ 26003AA |  |  | VOORHEES SURGERY CENTER-OPERATING ROOM |  |  |  | 10/16/2019 |  |  |  |  | NO | NO |  |  |  |  | STORZ 1432 1432 |  |  | Disposition |  |  |  | Equipment | PAAR:00-PVAR | 10/16/2019 | 10/16/2019 | COOPER AMBULATORY OFF-SITES |  |  |  | WOT00000001139846 | JENNIFER BOMBARO | Performance Verification | Closed | Kenneth Krips | 10/16/2019 | 10/16/2019 | Performance Verification for STORZ 1432 1432 | Initial Install of Performance Verification. Device is ready for patient use. |  |  | 10/16/2019 | 10/16/2019
1217BR |  | STORZ | STORZ 26003AA |  | 1217BR | CENTRAL STERILE PROCESSING |  |  | excluded | 10/31/2019 |  |  |  |  | NO | NO |  |  |  |  | STORZ 1217BR 1217BR |  |  | Active |  |  |  | Equipment | PAAR:00-PVAR | 10/31/2019 | 10/31/2019 | COOPER UNIVERSITY HOSPITAL |  |  | BASEMENT | WOT00000002395257 | GINA GAROZZO | Performance Verification | Closed | Kenneth Krips | 10/31/2019 | 10/31/2019 | Performance Verification for STORZ 1217BR 1217BR | Initial Install of Performance Verification. Device is ready for patient use. |  |  | 10/31/2019 | 10/31/2019
1217CP |  | STORZ | STORZ 26003AA |  | 1217CP | CENTRAL STERILE PROCESSING |  |  | excluded | 10/31/2019 |  |  |  |  | NO | NO |  |  |  |  | STORZ 1217CP 1217CP |  |  | Active |  |  |  | Equipment | PAAR:00-PVAR | 10/31/2019 | 10/31/2019 | COOPER UNIVERSITY HOSPITAL |  |  | BASEMENT | WOT00000002395320 | GINA GAROZZO | Performance Verification | Closed | Kenneth Krips | 10/31/2019 | 10/31/2019 | CEID Record Completion for STORZ 1217CP 1217CP | NEW SCOPE INVENTORIED FOR CSP/O.R. | EXP2530152 | Labor | 10/31/2019 | 10/31/2019 | Kenneth Krips
|  | STORZ | STORZ 26003AA |  |  | CENTRAL STERILE PROCESSING |  |  | excluded | 10/31/2019 |  |  |  |  | NO | NO |  |  |  |  | STORZ 121791 121791 |  |  | Active |  |  |  | Equipment | PAAR:00-PVAR | 10/31/2019 | 10/31/2019 | COOPER UNIVERSITY HOSPITAL |  |  | BASEMENT | WOT00000002395294 | GINA GAROZZO | Performance Verification | Closed | Kenneth Krips | 10/31/2019 | 10/31/2019 | Performance Verification for STORZ 121791 121791 | Initial Install of Performance Verification. Device is ready for patient use. |  |  | 10/31/2019 | 10/31/2019
12177T |  | STORZ | STORZ 26003AA |  | 12177T | CENTRAL STERILE PROCESSING |  |  | excluded | 10/31/2019 |  |  |  |  | NO | NO |  |  |  |  | STORZ 12177T 12177T |  |  | Active |  |  |  | Equipment | PAAR:00-PVAR | 10/31/2019 | 10/31/2019 | COOPER UNIVERSITY HOSPITAL |  |  | BASEMENT | WOT00000002395271 | GINA GAROZZO | Performance Verification | Closed | Kenneth Krips | 10/31/2019 | 10/31/2019 | Performance Verification for STORZ 12177T 12177T | Initial Install of Performance Verification. Device is ready for patient use. |  |  | 10/31/2019 | 10/31/2019
1211FT |  | STORZ | STORZ 26003AA |  | 1211FT | CENTRAL STERILE PROCESSING |  |  | excluded | 10/31/2019 |  |  |  |  | NO | NO |  |  |  |  | STORZ 1211FT 1211FT |  |  | Active |  | 99:99:99:99:99:99 |  | Equipment | PAAR:00-PVAR | 10/31/2019 | 10/31/2019 | COOPER UNIVERSITY HOSPITAL |  |  |  | WOT00000001714599 | GINA GAROZZO | Performance Verification | Closed | Kenneth Krips | 10/31/2019 | 10/31/2019 | Performance Verification for STORZ 1211FT 1211FT | Initial Install of Performance Verification. Device is ready for patient use. |  |  | 10/31/2019 | 10/31/2019
120UFO |  | STORZ | STORZ 26003AA |  | 120UFO | OR - KELEMEN 3 |  |  |  | 10/16/2019 |  |  |  |  | NO | NO |  |  |  |  | STORZ 120UFO 120UFO |  |  | Disposition |  | 99:99:99:99:99:99 |  | Equipment | PAAR:00-PVAR | 10/16/2019 | 10/16/2019 | COOPER UNIVERSITY HOSPITAL |  |  |  | 0011900005 | DOMINIC VENDETTA | Preventative Maintenance | Closed | Bonnie Aichroth | 10/16/2019 | 10/16/2019 | PERFORMANCE ASSURANCE AT INVENTORY | INVENTORIED DEVICE AND ENSURED DEVICE WAS FUNCTIONING PROPERLY. | EBECDBB1-AEB5-42D6-9856-58803DE43488 | Labor | 10/16/2019 | 10/16/2019 | Kenneth Krips
1198491S |  | STORZ | STORZ 26003AA |  | 1198491S | VOORHEES SURGERY CENTER-OPERATING ROOM |  |  | excluded | 10/31/2019 |  |  |  |  | NO | NO |  |  |  |  | STORZ 1198491S 1198491S |  |  | Active |  | 99:99:99:99:99:99 |  | Equipment | PAAR:00-PVAR | 10/31/2019 | 10/31/2019 | COOPER AMBULATORY OFF-SITES |  |  |  | 0011926814 | JENNIFER BOMBARO | Performance Verification | Closed | Bonnie Aichroth | 10/31/2019 | 10/31/2019 | INCOMING INVENTORY | DEVICE INVENTORIED | 1FBD4B9E-1455-4CD6-848A-F6838DE87524 | Labor | 10/31/2019 | 10/31/2019 | Bonnie Aichroth
|  | STORZ | STORZ 26003AA |  |  | VOORHEES SURGERY CENTER-OPERATING ROOM |  |  | excluded | 07/17/2018 |  |  |  |  | NO | NO |  |  |  |  | STORZ 1057038 1057038 |  |  | Active |  | 99:99:99:99:99:99 |  | Equipment | PAAR:00-PVAR | 10/31/2019 |  | COOPER AMBULATORY OFF-SITES |  |  |  | WOT00000001172560 | JENNIFER BOMBARO | Performance Verification | Closed | Kenneth Krips | 07/17/2018 | 06/12/2019 | Performance Verification for STORZ 1057038 1057038 | Initial Install of Performance Verification. Device is ready for patient use.
|  | STORZ | STORZ 26003BA (10MM30DEG.) |  |  | CENTRAL STERILE PROCESSING |  |  |  | 10/16/2019 |  |  |  |  | NO | NO |  |  |  |  | STORZ 1764207 1764207 |  |  | Disposition |  | 99:99:99:99:99:99 |  | Equipment | PAAR:00-PVAR | 10/16/2019 | 10/16/2019 | COOPER UNIVERSITY HOSPITAL |  |  |  |  | GINA GAROZZO |  |  |  | 10/16/2019 | 10/16/2019 |  |  |  |  | 10/16/2019 | 10/16/2019
|  | STORZ | STORZ 26003BA (10MM30DEG.) |  |  | CENTRAL STERILE PROCESSING |  |  |  | 10/16/2019 |  |  |  |  | NO | NO |  |  |  |  | STORZ 1634325 1634325 |  |  | Disposition |  |  |  | Equipment | PAAR:00-PVAR | 10/16/2019 | 10/16/2019 | COOPER UNIVERSITY HOSPITAL |  |  | csp |  | GINA GAROZZO |  |  |  | 10/16/2019 | 10/16/2019 |  |  |  |  | 10/16/2019 | 10/16/2019
|  | STORZ | STORZ 26003BA (10MM30DEG.) |  |  | CENTRAL STERILE PROCESSING |  |  | excluded | 10/31/2019 |  |  |  |  | NO | NO |  |  |  |  | STORZ 1635725 1635725 |  |  | Active |  | 99:99:99:99:99:99 |  | Equipment | PAAR:00-PVAR | 10/31/2019 | 10/31/2019 | COOPER UNIVERSITY HOSPITAL |  |  | OPERATING ROOM | 0011062520 | GINA GAROZZO | Performance Verification | Closed | Bonnie Aichroth | 10/31/2019 | 10/31/2019 | INCOMING INVENTORY | DEVICE INVENTORIED | 06B12A94-5853-4D0C-A498-560106130E00 | Labor | 10/31/2019 | 10/31/2019 | Bonnie Aichroth
|  | STORZ | STORZ 26003BA (10MM30DEG.) |  | Not Known | CENTRAL STERILE PROCESSING |  |  | excluded | 10/31/2019 |  |  |  |  | NO | NO |  |  |  |  | STORZ 1633864 Not Known |  |  | Active |  | 99:99:99:99:99:99 |  | Equipment | PAAR:00-PVAR | 10/31/2019 | 10/31/2019 | COOPER UNIVERSITY HOSPITAL |  |  |  | 0012388913 | GINA GAROZZO | Repair | Closed | Kenneth Krips | 10/31/2019 | 10/31/2019 | LAPAROSCOPE - BLURRY | 11/7/2017 10:31:56 AM KMKRIPS REPAIRS: OBJECTIVE OPTICAL RELAY SYSTEM-OCULAR LIGHT CONE - DISTAL WINDOW-VIDEO COUPLER-REFIBER MARKER PLATE-LENS RETAINER-EYEPIECE-EYEPIECE WINDOW-LIGHT POST BODY TUBING. COST: $570.00 11/7/2017 10:43:05 AM KMKRIPS PURCHASE ORDER REQUESTED 11/7/2017 11:51:57 AM KMKRIPS PURCHASE ORDER #: TMX1095620 11/15/2017 3:27:27 PM KMKRIPS THIS SCOPE HAS BEEN RETURNED BACK FROM IMS AND DELIVERED BACK TO CSP. | 2DCB9B93-2054-4C8A-BDBA-9F32B3252B8A | Labor | 10/31/2019 | 10/31/2019 | Kenneth Krips
|  | STORZ | STORZ 26003BA (10MM30DEG.) |  |  | CENTRAL STERILE PROCESSING |  |  |  | 10/16/2019 |  |  |  |  | NO | NO |  |  |  |  | STORZ 1541325 1541325 |  |  | Disposition |  |  |  | Equipment | PAAR:00-PVAR | 10/16/2019 | 10/16/2019 | COOPER UNIVERSITY HOSPITAL |  |  | csp |  | GINA GAROZZO |  |  |  | 10/16/2019 | 10/16/2019 |  |  |  |  | 10/16/2019 | 10/16/2019
|  | STORZ | STORZ 26003BA (10MM30DEG.) |  |  | CENTRAL STERILE PROCESSING |  |  | excluded | 10/31/2019 |  |  |  |  | NO | NO |  |  |  |  | STORZ 12711965 12711965 |  |  | Active |  | 99:99:99:99:99:99 |  | Equipment | PAAR:00-PVAR | 10/31/2019 | 10/31/2019 | COOPER UNIVERSITY HOSPITAL |  |  |  |  | GINA GAROZZO |  |  |  | 10/31/2019 | 10/31/2019 |  |  |  |  | 10/31/2019 | 10/31/2019
122NCV |  | STORZ | STORZ 26003BA (10MM30DEG.) |  | 122NCV | CENTRAL STERILE PROCESSING |  |  | excluded | 10/31/2019 |  |  |  |  | NO | NO |  |  |  |  | STORZ 122NCV 122NCV |  |  | Active |  |  |  | Equipment | PAAR:00-PVAR | 10/31/2019 | 10/31/2019 | COOPER UNIVERSITY HOSPITAL |  |  | Performance Verification | WOT00000002389731 | GINA GAROZZO | Performance Verification | Closed | Kenneth Krips | 10/31/2019 | 10/31/2019 | Performance Verification for STORZ 122NCV 122NCV | Initial Install of Performance Verification. Device is ready for patient use. |  |  | 10/31/2019 | 10/31/2019
122NC7 |  | STORZ | STORZ 26003BA (10MM30DEG.) |  | 122NC7 | CENTRAL STERILE PROCESSING |  |  | excluded | 10/31/2019 |  |  |  |  | NO | NO |  |  |  |  | STORZ 122NC7 122NC7 |  |  | Active |  |  |  | Equipment | PAAR:00-PVAR | 10/31/2019 | 10/31/2019 | COOPER UNIVERSITY HOSPITAL |  |  | Performance Verification | WOT00000002389695 | GINA GAROZZO | Performance Verification | Closed | Kenneth Krips | 10/31/2019 | 10/31/2019 | Performance Verification for STORZ 122NC7 122NC7 | Initial Install of Performance Verification. Device is ready for patient use. |  |  | 10/31/2019 | 10/31/2019
122NCA |  | STORZ | STORZ 26003BA (10MM30DEG.) |  | 122NCA | CENTRAL STERILE PROCESSING |  |  | excluded | 10/31/2019 |  |  |  |  | NO | NO |  |  |  |  | STORZ 122NCA 122NCA |  |  | Active |  |  |  | Equipment | PAAR:00-PVAR | 10/31/2019 | 10/31/2019 | COOPER UNIVERSITY HOSPITAL |  |  | Performance Verification | WOT00000002389659 | GINA GAROZZO | Performance Verification | Closed | Kenneth Krips | 10/31/2019 | 10/31/2019 | Performance Verification for STORZ 122NCA 122NCA | Initial Install of Performance Verification. Device is ready for patient use. |  |  | 10/31/2019 | 10/31/2019
122NC2 |  | STORZ | STORZ 26003BA (10MM30DEG.) |  | 122NC2 | CENTRAL STERILE PROCESSING |  |  | excluded | 10/31/2019 |  |  |  |  | NO | NO |  |  |  |  | STORZ 122NC2 122NC2 |  |  | Active |  |  |  | Equipment | PAAR:00-PVAR | 10/31/2019 | 10/31/2019 | COOPER UNIVERSITY HOSPITAL |  |  | Performance Verification | WOT00000002389753 | GINA GAROZZO | Performance Verification | Closed | Kenneth Krips | 10/31/2019 | 10/31/2019 | Performance Verification for STORZ 122NC2 122NC2 | Initial Install of Performance Verification. Device is ready for patient use. |  |  | 10/31/2019 | 10/31/2019
121SYT |  | STORZ | STORZ 26003BA (10MM30DEG.) |  | 121SYT | OR - KELEMEN 3 |  |  |  | 10/16/2019 |  |  |  |  | NO | NO |  |  |  |  | STORZ 121SYT 121SYT |  |  | Disposition |  | 99:99:99:99:99:99 |  | Equipment | PAAR:00-PVAR | 10/16/2019 | 10/16/2019 | COOPER UNIVERSITY HOSPITAL |  |  |  | 0011900008 | DOMINIC VENDETTA | Preventative Maintenance | Closed | Bonnie Aichroth | 10/16/2019 | 10/16/2019 | PERFORMANCE ASSURANCE AT INVENTORY | INVENTORIED DEVICE AND ENSURED DEVICE WAS FUNCTIONING PROPERLY. | 1A05A268-1862-4278-BB8B-5EEEAA055CEB | Labor | 10/16/2019 | 10/16/2019 | Kenneth Krips
122JQA |  | STORZ | STORZ 26003BA (10MM30DEG.) |  | 122JQA | CENTRAL STERILE PROCESSING |  |  |  | 10/16/2019 |  |  |  |  | NO | NO |  |  |  |  | STORZ 122JQA 122JQA |  |  | Disposition |  |  |  | Equipment | PAAR:00-PVAR | 10/16/2019 | 10/16/2019 | COOPER UNIVERSITY HOSPITAL |  |  | CSP/OR | WOT00000002027762 | GINA GAROZZO | Performance Verification | Closed | Kenneth Krips | 10/16/2019 | 10/16/2019 | CEID Record Completion for UNMATCHED 122JQA 122JQA | NEW SCOPE INVENTORIED FOR CSP/O.R. | EXP2164759 | Labor | 10/16/2019 | 10/16/2019 | Kenneth Krips
122J4A |  | STORZ | STORZ 26003BA (10MM30DEG.) |  | 122J4A | CENTRAL STERILE PROCESSING |  |  | excluded | 10/31/2019 |  |  |  |  | NO | NO |  |  |  |  | STORZ 122J4A 122J4A |  |  | Active |  |  |  | Equipment | PAAR:00-PVAR | 10/31/2019 | 10/31/2019 | COOPER UNIVERSITY HOSPITAL |  |  | CSP/OR | WOT00000002027688 | GINA GAROZZO | Performance Verification | Closed | Kenneth Krips | 10/31/2019 | 10/31/2019 | Performance Verification for UNMATCHED 122J4A 122J4A | Initial Install of Performance Verification. Device is ready for patient use. |  |  | 10/31/2019 | 10/31/2019
1218GB |  | STORZ | STORZ 26003BA (10MM30DEG.) |  | 1218GB | CENTRAL STERILE PROCESSING |  |  | excluded | 10/31/2019 |  |  |  |  | NO | NO |  |  |  |  | STORZ 1218GB 1218GB |  |  | Active |  | 99:99:99:99:99:99 |  | Equipment | PAAR:00-PVAR | 10/31/2019 | 10/31/2019 | COOPER UNIVERSITY HOSPITAL |  |  |  |  | GINA GAROZZO |  |  |  | 10/31/2019 | 10/31/2019 |  |  |  |  | 10/31/2019 | 10/31/2019
26003BEA |  | STORZ | STORZ 26003BEA |  | 26003BEA | OR - KELEMEN 3 |  |  | excluded | 10/31/2019 |  |  |  |  | NO | NO |  |  |  |  | STORZ 26003BEA 26003BEA |  |  | Active |  | 99:99:99:99:99:99 |  | Equipment | PAAR:00-PVAR | 10/31/2019 | 10/31/2019 | COOPER UNIVERSITY HOSPITAL |  |  |  |  | DOMINIC VENDETTA |  |  |  | 10/31/2019 | 10/31/2019 |  |  |  |  | 10/31/2019 | 10/31/2019
|  | STORZ | STORZ 26003BEA |  |  | CENTRAL STERILE PROCESSING |  |  | excluded | 10/31/2019 |  |  |  |  | NO | NO |  |  |  |  | STORZ 1765848 1765848 |  |  | Active |  | 99:99:99:99:99:99 |  | Equipment | PAAR:00-PVAR | 10/31/2019 | 10/31/2019 | COOPER UNIVERSITY HOSPITAL |  |  |  | 0011909771 | GINA GAROZZO | Performance Verification | Closed | Bonnie Aichroth | 10/31/2019 | 10/31/2019 | INCOMING INVENTORY | DEVICE INVENTORIED | A8A53BE1-D3D7-4AF7-9DC4-3310857F7BB9 | Labor | 10/31/2019 | 10/31/2019 | Bonnie Aichroth
1201E0 |  | STORZ | STORZ 26003FEA |  | 1201E0 | CENTRAL STERILE PROCESSING |  |  | excluded | 10/31/2019 |  |  |  |  | NO | NO |  |  |  |  | STORZ 1201E0 1201E0 |  |  | Active |  |  |  | Equipment | PAAR:00-PVAR | 10/31/2019 | 10/31/2019 | COOPER UNIVERSITY HOSPITAL |  |  | basement | WOT00000002537171 | GINA GAROZZO | Performance Verification | Closed | Kenneth Krips | 10/31/2019 | 10/31/2019 | Performance Verification for UNMATCHED 1201E0 1201E0 | Initial Install of Performance Verification. Device is ready for patient use. |  |  | 10/31/2019 | 10/31/2019
|  | STORZ | STORZ 26007AA |  |  | CENTRAL STERILE PROCESSING |  |  | excluded | 10/31/2019 |  |  |  |  | NO | NO |  |  |  |  | STORZ 1890018 1890018 |  |  | Active |  |  |  | Equipment | PAAR:00-PVAR | 10/31/2019 | 10/31/2019 | COOPER UNIVERSITY HOSPITAL |  |  | basement | WOT00000002413634 | GINA GAROZZO | Performance Verification | Closed | Kenneth Krips | 10/31/2019 | 10/31/2019 | Performance Verification for STORZ 1890018 1890018 | Initial Install of Performance Verification. Device is ready for patient use. |  |  | 10/31/2019 | 10/31/2019
1578958 |  | STORZ | STORZ 26007BA |  | 1578958 | CENTRAL STERILE PROCESSING |  |  | excluded | 10/31/2019 |  |  |  |  | NO | NO |  |  |  |  | STORZ 1578958 1578958 |  |  | Active |  |  |  | Equipment | PAAR:00-PVAR | 10/31/2019 | 10/31/2019 | COOPER UNIVERSITY HOSPITAL |  |  | BASEMENT | WOT00000003964711 | GINA GAROZZO | Performance Verification | Completed | Kenneth Krips | 10/31/2019 | 10/31/2019 | Performance Verification for STORZ 1578958 1578958 | Initial Install of Performance Verification. Device is ready for patient use. |  |  | 10/31/2019 | 10/31/2019
|  | STORZ | STORZ 26007BA |  |  | OR - KELEMEN 3 |  |  | excluded | 06/10/2015 |  |  |  |  | NO | NO |  |  |  |  | STORZ 101411 101411 |  |  | Active |  | 99:99:99:99:99:99 |  | Equipment | PAAR:00-PVAR | 10/31/2019 |  | COOPER UNIVERSITY HOSPITAL |  |  |  |  | DOMINIC VENDETTA
12006U |  | STORZ | STORZ 26020FA |  | 12006U | VOORHEES SURGERY CENTER-SURGERY DEPT |  |  | excluded | 10/31/2019 |  |  |  |  | NO | NO |  |  |  |  | STORZ 12006U 12006U |  |  | Active |  | 99:99:99:99:99:99 |  | Equipment | PAAR:00-PVAR | 10/31/2019 | 10/31/2019 | COOPER AMBULATORY OFF-SITES |  |  |  |  | Theresa Megali |  |  |  | 10/31/2019 | 10/31/2019 |  |  |  |  | 10/31/2019 | 10/31/2019
26046BA |  | STORZ | STORZ 26046AA |  | 26046BA | OR - KELEMEN 3 |  |  | excluded | 10/31/2019 |  |  |  |  | NO | NO |  |  |  |  | STORZ 26046BA 26046BA |  |  | Active |  | 99:99:99:99:99:99 |  | Equipment | PAAR:00-PVAR | 10/31/2019 | 10/31/2019 | COOPER UNIVERSITY HOSPITAL |  |  |  |  | DOMINIC VENDETTA |  |  |  | 10/31/2019 | 10/31/2019 |  |  |  |  | 10/31/2019 | 10/31/2019
26046AA/121180 |  | STORZ | STORZ 26046AA |  |  | OPERATING ROOM PAVILION 2ND FLOOR |  |  | excluded | 10/31/2019 |  |  |  |  | NO | NO |  |  |  |  | STORZ 26046AA/121180 121180 |  |  | Active |  | 99:99:99:99:99:99 |  | Equipment | PAAR:00-PVAR | 10/31/2019 | 10/31/2019 | COOPER UNIVERSITY HOSPITAL |  |  |  | WOT00000000937299 | JOE DRUCTOR | Performance Verification | Closed | Patrick O'Brien | 10/31/2019 | 10/31/2019 | Performance Verification for STORZ 26046AA/121180 121180 | Initial Install of Performance Verification. Device is ready for patient use. |  |  | 10/31/2019 | 10/31/2019
|  | STORZ | STORZ 26046AA |  |  | CENTRAL STERILE PROCESSING |  |  |  | 10/16/2019 |  |  |  |  | NO | NO |  |  |  |  | STORZ 1758710 1758710 |  |  | Disposition |  | 99:99:99:99:99:99 |  | Equipment | PAAR:00-PVAR | 10/16/2019 | 10/16/2019 | COOPER UNIVERSITY HOSPITAL |  |  |  | WOT00000001176431 | GINA GAROZZO | Performance Verification | Closed | Kenneth Krips | 10/16/2019 | 10/16/2019 | Performance Verification for STORZ 1758710 1758710 | Initial Install of Performance Verification. Device is ready for patient use. |  |  | 10/16/2019 | 10/16/2019
|  | STORZ | STORZ 26046AA |  |  | VOORHEES SURGERY CENTER-SURGERY DEPT |  |  | excluded | 10/31/2019 |  |  |  |  | NO | NO |  |  |  |  | STORZ 1311690 1311690 |  |  | Active |  | 99:99:99:99:99:99 |  | Equipment | PAAR:00-PVAR | 10/31/2019 | 10/31/2019 | COOPER AMBULATORY OFF-SITES |  |  |  |  | Theresa Megali |  |  |  | 10/31/2019 | 10/31/2019 |  |  |  |  | 10/31/2019 | 10/31/2019
1281552S |  | STORZ | STORZ 26046AA |  | 1281552S | CENTRAL STERILE PROCESSING |  |  | excluded | 10/31/2019 |  |  |  |  | NO | NO |  |  |  |  | STORZ 1281552S 1281552S |  |  | Active |  | 99:99:99:99:99:99 |  | Equipment | PAAR:00-PVAR | 10/31/2019 | 10/31/2019 | COOPER UNIVERSITY HOSPITAL |  |  |  |  | GINA GAROZZO |  |  |  | 10/31/2019 | 10/31/2019 |  |  |  |  | 10/31/2019 | 10/31/2019
12144V |  | STORZ | STORZ 26046AA |  | 12144V | CENTRAL STERILE PROCESSING |  |  | excluded | 10/31/2019 |  |  |  |  | NO | NO |  |  |  |  | STORZ 12144V 12144V |  |  | Active |  |  |  | Equipment | PAAR:00-PVAR | 10/31/2019 | 10/31/2019 | COOPER UNIVERSITY HOSPITAL |  |  | Performance Verification | WOT00000002027508 | GINA GAROZZO | Performance Verification | Closed | Kenneth Krips | 10/31/2019 | 10/31/2019 | Performance Verification for STORZ 12144V 12144V | Initial Install of Performance Verification. Device is ready for patient use. |  |  | 10/31/2019 | 10/31/2019
1213UX |  | STORZ | STORZ 26046AA |  | 1213UX | CENTRAL STERILE PROCESSING |  |  | excluded | 10/31/2019 |  |  |  |  | NO | NO |  |  |  |  | STORZ 1213UX 1213UX |  |  | Active |  |  |  | Equipment | PAAR:00-PVAR | 10/31/2019 | 10/31/2019 | COOPER UNIVERSITY HOSPITAL |  |  | CSP/OR | WOT00000002027656 | GINA GAROZZO | Performance Verification | Closed | Kenneth Krips | 10/31/2019 | 10/31/2019 | Performance Verification for STORZ 1213UX 1213UX | Initial Install of Performance Verification. Device is ready for patient use. |  |  | 10/31/2019 | 10/31/2019
12130U |  | STORZ | STORZ 26046AA |  | Not Known | CENTRAL STERILE PROCESSING |  |  | excluded | 10/31/2019 |  |  |  |  | NO | NO |  |  |  |  | STORZ 12130U Not Known |  |  | Active |  | 99:99:99:99:99:99 |  | Equipment | PAAR:00-PVAR | 10/31/2019 | 10/31/2019 | COOPER UNIVERSITY HOSPITAL |  |  |  | 0012678091 | GINA GAROZZO | Preventative Maintenance | Closed | Josh Harris | 10/31/2019 | 10/31/2019 | PERFORMANCE ASSURANCE AT INVENTORY | INVENTORIED DEVICE AND ENSURED DEVICE WAS FUNCTIONING PROPERLY. | F50B13FF-E3F8-42F7-9F5E-6B25FFB77BD5 | Labor | 10/31/2019 | 10/31/2019 | Kenneth Krips
120YYJ |  | STORZ | STORZ 26046AA |  | 120YYJ | CENTRAL STERILE PROCESSING |  |  |  | 10/16/2019 |  |  |  |  | NO | NO |  |  |  |  | STORZ 120YYJ 120YYJ |  |  | Disposition |  | 99:99:99:99:99:99 |  | Equipment | PAAR:00-PVAR | 10/16/2019 | 10/16/2019 | COOPER UNIVERSITY HOSPITAL |  |  |  | 0012026017 | GINA GAROZZO | Repair | Closed | Kenneth Krips | 10/16/2019 | 10/16/2019 | LAPAROSCOPE - CLOUDY - TMX | 8/10/2017 11:34:18 AM KMKRIPS REPAIRS: OBJECTIVE OPTICAL RELAY SYSTEM - OCULAR LIGHT CONE - DISTAL WINDOW-VIDEO COUPLER - REFIBER MARKER PLATE - LENS RETAINER - EYEPIECE-EYEPIECE WINDOW-LIGHT POST BODY TUBING. COST: $570.00 8/10/2017 2:23:43 PM KMKRIPS PURCHASE ORDER #: TMX1062021 8/11/2017 8:35:56 AM KMKRIPS THIS SCOPE HAS BEEN RETURNED BACK FROM IMS AND DELIVERED BACK TO CSP. | E0F87E46-51BF-45EA-A40F-8DFA56231359 | VS | 10/16/2019 | 10/16/2019 | Kenneth Krips
120ERJ |  | STORZ | STORZ 26046AA |  | 120ERJ | VOORHEES SURGERY CENTER-SURGERY DEPT |  |  | excluded | 10/31/2019 |  |  |  |  | NO | NO |  |  |  |  | STORZ 120ERJ 120ERJ |  |  | Active |  | 99:99:99:99:99:99 |  | Equipment | PAAR:00-PVAR | 10/31/2019 | 10/31/2019 | COOPER AMBULATORY OFF-SITES |  |  |  |  | Theresa Megali |  |  |  | 10/31/2019 | 10/31/2019 |  |  |  |  | 10/31/2019 | 10/31/2019
|  | STORZ | STORZ 26046AA |  |  | CENTRAL STERILE PROCESSING |  |  |  | 10/16/2019 |  |  |  |  | NO | NO |  |  |  |  | STORZ 120344 120344 |  |  | Disposition |  | 99:99:99:99:99:99 |  | Equipment | PAAR:00-PVAR | 10/16/2019 | 10/16/2019 | COOPER UNIVERSITY HOSPITAL |  |  |  |  | GINA GAROZZO |  |  |  | 10/16/2019 | 10/16/2019 |  |  |  |  | 10/16/2019 | 10/16/2019
120075 |  | STORZ | STORZ 27005AA |  | 120075 | CENTRAL STERILE PROCESSING |  |  | excluded | 10/31/2019 |  |  |  |  | NO | NO |  |  |  |  | STORZ 120075 120075 |  |  | Active |  |  |  | Equipment | PAAR:00-PVAR | 10/31/2019 | 10/31/2019 | COOPER UNIVERSITY HOSPITAL |  |  | BASEMENT | WOT00000002699408 | GINA GAROZZO | Performance Verification | Closed | Kenneth Krips | 10/31/2019 | 10/31/2019 | Performance Verification for STORZ 120075 120075 | Initial Install of Performance Verification. Device is ready for patient use. |  |  | 10/31/2019 | 10/31/2019
051523S |  | STORZ | STORZ 27005BA |  | 051523S | CENTRAL STERILE PROCESSING |  |  |  | 06/10/2015 |  |  |  |  | NO | NO |  |  |  |  | STORZ 051523S 051523S |  |  | Disposition |  | 99:99:99:99:99:99 |  | Equipment | PAAR:00-PVAR | 10/16/2019 |  | COOPER UNIVERSITY HOSPITAL |  |  |  | 0011740810 | GINA GAROZZO | Repair | Closed | Kenneth Krips | 06/06/2017 | 06/13/2017 | CYSTOSCOPE - CLOUDY - TMX | 6/6/2017 11:56:43 AM KMKRIPS REPAIRS: OBJECTIVE OPTICAL RELAY SYSTEM - OCULAR LIGHT CONE - DISTAL WINDOW - VIDEO COUPLER - REFIBER MARKER PLATE - LENS RETAINER - EYEPIECE - EYEPIECE WINDOW - LIGHT POST BODY TUBING. COT: $570.00 PURCHASE ORDER REQUESTED. 6/6/2017 2:58:53 PM KMKRIPS PURCHASE ORDER #: TMX1035526 6/13/2017 1:34:46 PM KMKRIPS THIS SCOPE HAS BEEN RETURNED BACK FROM IMS AND DELIVERED BACK TO CSP. | 74DE149A-383B-444A-981E-FD9159895100 | VS | 01/01/1900 | 01/01/1900 | Kenneth Krips
|  | STORZ | STORZ 27015C |  |  | VOORHEES SURGERY CENTER-OPERATING ROOM |  |  | excluded | 10/31/2019 |  |  |  |  | NO | NO |  |  |  |  | STORZ 1877069 1877069 |  |  | Active |  | 99:99:99:99:99:99 |  | Equipment | PAAR:00-PVAR | 10/31/2019 | 10/31/2019 | COOPER AMBULATORY OFF-SITES |  |  |  |  | JENNIFER BOMBARO |  |  |  | 10/31/2019 | 10/31/2019 |  |  |  |  | 10/31/2019 | 10/31/2019
12004D |  | STORZ | STORZ 27018AA |  | 12004D | SPD |  |  | excluded | 10/31/2019 |  |  |  |  | NO | NO |  |  |  |  | STORZ 12004D 12004D |  |  | Active |  | 99:99:99:99:99:99 |  | Equipment | PAAR:00-PVAR | 10/31/2019 | 10/31/2019 | COOPER UNIVERSITY HOSPITAL |  |  | CSP |  | David Frye |  |  |  | 10/31/2019 | 10/31/2019 |  |  |  |  | 10/31/2019 | 10/31/2019
|  | STORZ | STORZ 27018AA |  |  | CENTRAL STERILE PROCESSING |  |  | excluded | 10/31/2019 |  |  |  |  | NO | NO |  |  |  |  | STORZ 120043 120043 |  |  | Active |  | 99:99:99:99:99:99 |  | Equipment | PAAR:00-PVAR | 10/31/2019 | 10/31/2019 | COOPER UNIVERSITY HOSPITAL |  |  |  |  | GINA GAROZZO |  |  |  | 10/31/2019 | 10/31/2019 |  |  |  |  | 10/31/2019 | 10/31/2019
CR01 |  | STORZ | STORZ 27018B |  | CR01 | CENTRAL STERILE PROCESSING |  |  | excluded | 10/31/2019 |  |  |  |  | NO | NO |  |  |  |  | STORZ CR01 CR01 |  |  | Active |  | 99:99:99:99:99:99 |  | Equipment | PAAR:00-PVAR | 10/31/2019 | 10/31/2019 | COOPER UNIVERSITY HOSPITAL |  |  |  |  | GINA GAROZZO |  |  |  | 10/31/2019 | 10/31/2019 |  |  |  |  | 10/31/2019 | 10/31/2019
|  | STORZ | STORZ 28132AA |  |  | CENTRAL STERILE PROCESSING |  |  | excluded | 10/31/2019 |  |  |  |  | NO | NO |  |  |  |  | STORZ 3404731 3404731 |  |  | Active |  | 99:99:99:99:99:99 |  | Equipment | PAAR:00-PVAR | 10/31/2019 | 10/31/2019 | COOPER UNIVERSITY HOSPITAL |  |  |  | WOT00000001196722 | GINA GAROZZO | Performance Verification | Closed | Kenneth Krips | 10/31/2019 | 10/31/2019 | Performance Verification for STORZ 3404731 3404731 | Initial Install of Performance Verification. Device is ready for patient use. |  |  | 10/31/2019 | 10/31/2019
7219AA/1857576 |  | STORZ | STORZ 7219AA |  |  | 3 COOPER-MULTISPECIALTY CENTER |  |  | excluded | 11/02/2019 |  |  |  |  | NO | NO |  |  |  |  | STORZ 7219AA/1857576 1857576 |  |  | Active |  | 99:99:99:99:99:99 |  | Equipment | PAAR:00-PVAR | 11/02/2019 | 11/02/2019 | COOPER AMBULATORY OFF-SITES |  |  | SUITE 104 - EXAM 163 |  | MARGIE OUTLER |  |  |  | 11/02/2019 | 11/02/2019 |  |  |  |  | 11/02/2019 | 11/02/2019
7219AA/1779575 |  | STORZ | STORZ 7219AA |  |  | BUNKER HILL-SURGERY |  |  | excluded | 11/02/2019 |  |  |  |  | NO | NO |  |  |  |  | STORZ 7219AA/1779575 1779575 |  |  | Active |  | 99:99:99:99:99:99 |  | Equipment | PAAR:00-PVAR | 11/02/2019 | 11/02/2019 | COOPER AMBULATORY OFF-SITES |  |  | HALLWAY |  | ANNE MAIER |  |  |  | 11/02/2019 | 11/02/2019 |  |  |  |  | 11/02/2019 | 11/02/2019
7219BA/1200CY |  | STORZ | STORZ 7219BA |  | 1200CY | 3 COOPER-MULTISPECIALTY CENTER |  |  | excluded | 11/02/2019 |  |  |  |  | NO | NO |  |  |  |  | STORZ 7219BA/1200CY 1200CY |  |  | Active |  | 99:99:99:99:99:99 |  | Equipment | PAAR:00-PVAR | 11/02/2019 | 11/02/2019 | COOPER AMBULATORY OFF-SITES |  |  | SUITE 104 - EXAM 163 | 0012242719 | MARGIE OUTLER | Repair | Closed | Kenneth Krips | 11/02/2019 | 11/02/2019 | ENDOSCOPE - SMALL BUBBLE - SUITE 104 RM 163 | 9/28/2017 10:01:33 AM KMKRIPS THIS SCOPE NEEDS TO BE SENT OUT FOR AN EVALUATION. 10/11/2017 8:30:48 AM KMKRIPS REPAIRS: RIGID SPECIALITY FLAT RATE REPAIR 10/11/2017 8:31:10 AM KMKRIPS COST: $975.00 10/11/2017 9:13:55 AM KMKRIPS PURCHASE ORDER REQUESTED 10/12/2017 10:41:56 AM KMKRIPS PURCHASE ORDER #: TMX1086246 | 6AF0E230-5E54-42BC-8EE6-1A0D4224FED0 | Vendor Labor | 11/02/2019 | 11/02/2019 | VENDOR
1003NF |  | STORZ | STORZ 7220 AA |  | Not Known | CENTRAL STERILE PROCESSING |  |  | excluded | 06/10/2015 |  |  |  |  | NO | NO |  |  |  |  | STORZ 1003NF Not Known |  |  | Active |  | 99:99:99:99:99:99 |  | Equipment | PAAR:00-PVAR | 10/31/2019 |  | COOPER UNIVERSITY HOSPITAL |  |  |  | 0012305608 | GINA GAROZZO | Repair | Closed | Kenneth Krips | 10/18/2017 | 10/19/2017 | LAPARASCOPE - BROKEN LENS | 10/18/2017 8:57:05 AM KMKRIPS REPAIRS: RIGID SPECIALITY FLAT RATE COST: $975.00 10/18/2017 9:06:04 AM KMKRIPS PURCHASE ORDER REQUESTED. 10/18/2017 9:12:02 AM KMKRIPS PURCHASE ORDER #: TMX1088653 10/19/2017 9:37:17 AM KMKRIPS THIS SCOPE HAS BEEN RETURNED BACK FROM IMS AND DELIVERED BACK TO CSP MGR. DAVID FRYE;. | 0FD9A5FF-09A9-43FD-BAA0-F5D75B883D8A | VS | 01/01/1900 | 01/01/1900 | Kenneth Krips
10039T |  | STORZ | STORZ 7220 AA |  | 10039T | CENTRAL STERILE PROCESSING |  |  | excluded | 04/25/2016 |  |  |  |  | NO | NO |  |  |  |  | STORZ 10039T 10039T |  |  | Active |  |  |  | Equipment | PAAR:00-PVAR | 11/14/2019 | 12/01/2019 | COOPER UNIVERSITY HOSPITAL |  |  |  | WOT00000004304866 | GINA GAROZZO | Performance Verification | Completed | Kenneth Krips | 11/12/2019 |  | Performance Verification for UNMATCHED 10039T 10039T | Initial Install of Performance Verification. Device is ready for patient use.
1002KC |  | STORZ | STORZ 7220 AA |  | 1002KC | VOORHEES SURGERY CENTER-OPERATING ROOM |  |  | excluded | 08/25/2015 |  |  |  |  | NO | NO |  |  |  |  | STORZ 1002KC 1002KC |  |  | Active |  | 99:99:99:99:99:99 |  | Equipment | PAAR:00-PVAR | 10/31/2019 |  | COOPER AMBULATORY OFF-SITES |  |  | SUITE E | WOT00000001823450 | JENNIFER BOMBARO | Performance Verification | Closed | Kenneth Krips | 12/11/2018 | 06/29/2019 | Performance Verification for STORZ 1002KC 1002KC | Initial Install of Performance Verification. Device is ready for patient use.
10026V |  | STORZ | STORZ 7220 AA |  | 10026V | 6200 MAIN ST-SURGERY |  |  | excluded | 06/10/2015 |  |  |  |  | NO | NO |  |  |  |  | STORZ 10026V 10026V |  |  | Active |  | 99:99:99:99:99:99 |  | Equipment | PAAR:00-PVAR | 10/31/2019 |  | COOPER AMBULATORY OFF-SITES |  |  | Suite 403 - Scope Closet |  | BOBBIE MICKLE
10026P |  | STORZ | STORZ 7220 AA |  | 10026P | 3 COOPER - SURGERY DEPARTMENT |  |  | excluded | 07/15/2015 |  |  |  |  | NO | NO |  |  |  |  | STORZ 10026P 10026P |  |  | Active |  | 99:99:99:99:99:99 |  | Equipment | PAAR:00-PVAR | 10/31/2019 |  | COOPER AMBULATORY OFF-SITES |  |  | Suite 403 - Scope Closet |  | ANNE MAIER
10009V |  | STORZ | STORZ 7220 CA |  | 10009V | CENTRAL STERILE PROCESSING |  |  | excluded | 06/26/2019 |  |  |  |  | NO | NO |  |  |  |  | STORZ 10009V 10009V |  |  | Active |  |  |  | Equipment | PAAR:00-PVAR | 10/31/2019 |  | COOPER UNIVERSITY HOSPITAL |  |  | BASEMENT | WOT00000003008727 | GINA GAROZZO | Performance Verification | Closed | Kenneth Krips | 06/26/2019 | 06/29/2019 | Performance Verification for STORZ 10009V 10009V | Initial Install of Performance Verification. Device is ready for patient use.
1002K8 |  | STORZ | STORZ 7220BA |  | 1002K8 | 6200 MAIN ST-SURGERY |  |  | excluded | 06/10/2015 |  |  |  |  | NO | NO |  |  |  |  | STORZ 1002K8 1002K8 |  |  | Active |  | 99:99:99:99:99:99 |  | Equipment | PAAR:00-PVAR | 10/31/2019 |  | COOPER AMBULATORY OFF-SITES |  |  |  |  | BOBBIE MICKLE
10024X |  | STORZ | STORZ 7220BA |  | Not Known | 6200 MAIN ST-SURGERY |  |  | excluded | 07/15/2015 |  |  |  |  | NO | NO |  |  |  |  | STORZ 10024X Not Known |  |  | Active |  | 99:99:99:99:99:99 |  | Equipment | PAAR:00-PVAR | 10/31/2019 |  | COOPER AMBULATORY OFF-SITES |  |  | Suite 403 - Scope Closet |  | BOBBIE MICKLE
10024T |  | STORZ | STORZ 7220BA |  | 10024T | 3 COOPER - SURGERY DEPARTMENT |  |  | excluded | 07/15/2015 |  |  |  |  | NO | NO |  |  |  |  | STORZ 10024T 10024T |  |  | Active |  | 99:99:99:99:99:99 |  | Equipment | PAAR:00-PVAR | 10/31/2019 |  | COOPER AMBULATORY OFF-SITES |  |  | Suite 403 - Scope Closet |  | ANNE MAIER
|  | STORZ | STORZ 7230AA |  |  | CENTRAL STERILE PROCESSING |  |  | excluded | 10/31/2019 |  |  |  |  | NO | NO |  |  |  |  | STORZ 1857192 1857192 |  |  | Active |  | 99:99:99:99:99:99 |  | Equipment | PAAR:00-PVAR | 10/31/2019 | 10/31/2019 | COOPER UNIVERSITY HOSPITAL |  |  |  | 0011664904 | GINA GAROZZO | Repair | Closed | Kenneth Krips | 10/31/2019 | 10/31/2019 | ENDOSCOPE - BLURRY - TMX | 5/25/2017 2:11:18 PM KMKRIPS REPAIRS: OBJECTIVE OPTICAL RELAY SYSTEM - OCULAR LIGHT CONE - DISTAL WINDOW - VIDOW COUPLER - REFIBER MARKER PLATE - LENS RETAINER - EYEPIECE - EYEPIECE WINDOW - LIGHT POST BODY TUBING. COST: $570.00 PURCHASE ORDER REQUESTED. 5/30/2017 11:25:51 AM KMKRIPS PURCHASE ORDER #: TMX1031045 | D8B38072-E41B-4A66-9C08-49C3E07F8BFD | Labor | 10/31/2019 | 10/31/2019 | Kenneth Krips
120AQP |  | STORZ | STORZ 7230AA |  | 120AQP | 6200 MAIN ST-SURGERY |  |  | excluded | 10/31/2019 |  |  |  |  | NO | NO |  |  |  |  | STORZ 120AQP 120AQP |  |  | Active |  | 99:99:99:99:99:99 |  | Equipment | PAAR:00-PVAR | 10/31/2019 | 10/31/2019 | COOPER AMBULATORY OFF-SITES |  |  |  | WOT00000000555301 | BOBBIE MICKLE | Repair | Closed | Kenneth Krips | 10/31/2019 | 10/31/2019 | Scope - no optic picture | THIS IS A DUPLICATE WORK ORDER | EXP0262122 | Labor | 10/31/2019 | 10/31/2019 | Kenneth Krips
|  | STORZ | STORZ 7230AA |  |  | PAVILION 8 |  |  | excluded | 10/31/2019 |  |  |  |  | NO | NO |  |  |  |  | STORZ 120914 120914 |  |  | Active |  | 99:99:99:99:99:99 |  | Equipment | PAAR:00-PVAR | 10/31/2019 | 10/31/2019 | COOPER UNIVERSITY HOSPITAL |  |  |  | 0011729201 | BRIAN OSHAUGHNESSY | Repair | Closed | Kenneth Krips | 10/31/2019 | 10/31/2019 | SCOPE - BURNED ON THE END - TMX | 6/1/2017 12:01:42 PM KMKRIPS REPAIRS: OBJECTIVE OPTICAL RELAY SYSTEM - OCULAR LIGHT CONE -= DISTAL WINDOW - VIDEO COUPLER - REFIBER MARKER PLATE - LENS RETAINER - EYEPIECE - EYEPIECE WINDOW - LIGHT POST BODY TUBING -. COST: $570.00 6/1/2017 12:05:13 PM KMKRIPS LOANER SCOPE SN #: T-05270911 HAS BEEN PROVIDED BY IMS AND GIVEN TO KATIE MOSES ON P8 IN THE ENT OFFICE. 6/1/2017 12:05:24 PM KMKRIPS PURCHASE ORDER REQUESTED. 6/2/2017 11:50:21 AM KMKRIPS PURCHASE ORDER #: TMX1033447 6/6/2017 1:26:40 PM KMKRIPS THIS SCOPE HAS BEEN RETURNED BACK FROM IMS AND DELIVERED BACK TO P8. | AC75633B-8480-40DB-AC84-E8E08797AF42 | VS | 10/31/2019 | 10/31/2019 | Kenneth Krips
120A1D |  | STORZ | STORZ 7230AA |  | 120A1D | VOORHEES SURGERY CENTER-SURGERY DEPT |  |  | excluded | 10/31/2019 |  |  |  |  | NO | NO |  |  |  |  | STORZ 120A1D 120A1D |  |  | Active |  | 99:99:99:99:99:99 |  | Equipment | PAAR:00-PVAR | 10/31/2019 | 10/31/2019 | COOPER AMBULATORY OFF-SITES |  |  |  |  | Theresa Megali |  |  |  | 10/31/2019 | 10/31/2019 |  |  |  |  | 10/31/2019 | 10/31/2019
120A18 |  | STORZ | STORZ 7230AA |  | Not Known | 6200 MAIN ST-SURGERY |  |  | excluded | 10/31/2019 |  |  |  |  | NO | NO |  |  |  |  | STORZ 120A18 Not Known |  |  | Active |  | 99:99:99:99:99:99 |  | Equipment | PAAR:00-PVAR | 10/31/2019 | 10/31/2019 | COOPER AMBULATORY OFF-SITES |  |  |  | 0012461721 | BOBBIE MICKLE | Repair | Closed | Kenneth Krips | 10/31/2019 | 10/31/2019 | ENDOSCOPE - BLURRY - TMX | 11/28/2017 9:03:21 AM KMKRIPS REPAIRS: OBJECTIVE OPTICAL RELAY SYSTEM-OCULAR LIGHT CONE-DISTAL WINDOW-VIDEO COUPLER-REFIBER MARKER PLATE-LENS RETAINER-EYEPIECE- EYEPIECE WINDOW-LIGHT POST BODY TUBING. COST: $570.00 11/28/2017 9:05:54 AM KMKRIPS PURCHASE ORDER REQUESTED 11/28/2017 2:00:12 PM KMKRIPS PURCHASE ORDER #: TMX1101804 11/28/2017 2:07:28 PM KMKRIPS THIS SCOPE HAS BEEN SENT BACK FROM IMS AND DELIVERED BACK TO BOBBI MICKLE. | 2CB864A1-596E-42DE-9470-0DBC1B9D3A68 | Labor | 10/31/2019 | 10/31/2019 | Kenneth Krips
|  | STORZ | STORZ 7230AA |  |  | 3 COOPER - SURGERY DEPARTMENT |  |  | excluded | 10/31/2019 |  |  |  |  | NO | NO |  |  |  |  | STORZ 120748 120748 |  |  | Active |  | 99:99:99:99:99:99 |  | Equipment | PAAR:00-PVAR | 10/31/2019 | 10/31/2019 | COOPER AMBULATORY OFF-SITES |  |  | Suite 403 - Scope Closet |  | ANNE MAIER |  |  |  | 10/31/2019 | 10/31/2019 |  |  |  |  | 10/31/2019 | 10/31/2019
1205315S |  | STORZ | STORZ 7230AA |  | 1205315S | CENTRAL STERILE PROCESSING |  |  | excluded | 10/31/2019 |  |  |  |  | NO | NO |  |  |  |  | STORZ 1205315S 1205315S |  |  | Active |  | 99:99:99:99:99:99 |  | Equipment | PAAR:00-PVAR | 10/31/2019 | 10/31/2019 | COOPER UNIVERSITY HOSPITAL |  |  |  | 0011745336 | GINA GAROZZO | Repair | Closed | Kenneth Krips | 10/31/2019 | 10/31/2019 | RIGID SCOPE - NOT WORKING, NOT NEEDED ANYMORE - URBAN HEALTH INSTITUTE SUITE 403 | 6/19/2017 1:26:44 PM KMKRIPS REPAIRS: OBJECTIVE OPTICAL RELAY SYSTEM - OCULAR LIGHT CONE - DISTAL WINDOW - VIDEO COUPLER - REFIBER MARKER PLATE - LENS RETAINER - EYEPIECE - EYEPIECE WINDOW - LIGHT POST BODY TUBING. COST: $570.00 6/20/2017 8:23:18 AM KMKRIPS PURCHASE ORDER #: TMX1040880 AS MENTIONED IN THE COMPLAINT BY THE OFFICE MGR. @ URBAN HEALTH THIS SCOPE IS NO LONGER NEEDED - THIS SCOPE HAS BEEN REPAIRED AND GIVEN TO THE ENT DEPT. ON P8 TO KATIE MOSES SINCE THIS MODEL AND TYPE ARE USED OFTEN IN THIS PRACTICE. | 19124D18-3C86-4D9E-B32B-748FF32D216D | Vendor Labor | 10/31/2019 | 10/31/2019 | VENDOR
1200GC |  | STORZ | STORZ 7230AA |  | 1200GC | 6200 MAIN ST-SURGERY |  |  | excluded | 10/31/2019 |  |  |  |  | NO | NO |  |  |  |  | STORZ 1200GC 1200GC |  |  | Active |  | 99:99:99:99:99:99 |  | Equipment | PAAR:00-PVAR | 10/31/2019 | 10/31/2019 | COOPER AMBULATORY OFF-SITES |  |  | Suite 403 - Scope Closet |  | BOBBIE MICKLE |  |  |  | 10/31/2019 | 10/31/2019 |  |  |  |  | 10/31/2019 | 10/31/2019
7239AA/723750B |  | STORZ | STORZ 7230AA |  | 723750B | 3 COOPER - SURGERY DEPARTMENT |  |  |  | 11/01/2019 |  |  |  |  | NO | NO |  |  |  |  | STORZ 7239AA/723750B 723750B |  |  | Disposition |  |  |  | Equipment | PAAR:00-PVAR | 11/01/2019 | 11/01/2019 | COOPER AMBULATORY OFF-SITES |  |  | SCOPE CASE |  | ANNE MAIER |  |  |  | 11/01/2019 | 11/01/2019 |  |  |  |  | 11/01/2019 | 11/01/2019
7230AA/1859799 |  | STORZ | STORZ 7230AA |  |  | 3 COOPER-MULTISPECIALTY CENTER |  |  | excluded | 11/02/2019 |  |  |  |  | NO | NO |  |  |  |  | STORZ 7230AA/1859799 1859799 |  |  | Active |  | 99:99:99:99:99:99 |  | Equipment | PAAR:00-PVAR | 11/02/2019 | 11/02/2019 | COOPER AMBULATORY OFF-SITES |  |  | SUITE 104 - EXAM 163 |  | MARGIE OUTLER |  |  |  | 11/02/2019 | 11/02/2019 |  |  |  |  | 11/02/2019 | 11/02/2019
TL041713 |  | STORZ | STORZ 7230BA |  |  | 6200 MAIN ST-SURGERY |  |  |  | 10/16/2019 |  |  |  |  | NO | NO |  |  |  |  | STORZ TL041713 041713 |  |  | Disposition |  | 99:99:99:99:99:99 |  | Equipment | PAAR:00-PVAR | 10/16/2019 | 10/16/2019 | COOPER AMBULATORY OFF-SITES |  |  |  |  | BOBBIE MICKLE |  |  |  | 10/16/2019 | 10/16/2019 |  |  |  |  | 10/16/2019 | 10/16/2019
120CBN |  | STORZ | STORZ 7230BA |  | 120CBN | 6200 MAIN ST-SURGERY |  |  | excluded | 10/31/2019 |  |  |  |  | NO | NO |  |  |  |  | STORZ 120CBN 120CBN |  |  | Active |  | 99:99:99:99:99:99 |  | Equipment | PAAR:00-PVAR | 10/31/2019 | 10/31/2019 | COOPER AMBULATORY OFF-SITES |  |  |  | 0012037023 | BOBBIE MICKLE | Preventative Maintenance | Closed | Kenneth Krips | 10/31/2019 | 10/31/2019 | PERFORMANCE ASSURANCE AT INVENTORY | INVENTORIED DEVICE AND ENSURED DEVICE WAS FUNCTIONING PROPERLY. | 8C4D4D69-E3D6-4C89-83B7-0C565B8110F8 | Labor | 10/31/2019 | 10/31/2019 | Kenneth Krips
1206SM |  | STORZ | STORZ 7230BA |  | 1206SM | 6200 MAIN ST-SURGERY |  |  | excluded | 10/31/2019 |  |  |  |  | NO | NO |  |  |  |  | STORZ 1206SM 1206SM |  |  | Active |  | 99:99:99:99:99:99 |  | Equipment | PAAR:00-PVAR | 10/31/2019 | 10/31/2019 | COOPER AMBULATORY OFF-SITES |  |  |  | WOT00000000548509 | BOBBIE MICKLE | Repair | Closed | Kenneth Krips | 10/31/2019 | 10/31/2019 | scope - blurry | Kirk is going to pick up scope and bring back to hospital THIS SCOPE IS BEING SENT TO IMS FOR A COST EVALUATION. DUPLICATE WORK ORDER | EXP0136328 | Labor | 10/31/2019 | 10/31/2019 | Kenneth Krips
1205JZ |  | STORZ | STORZ 7230BA |  | 1205JZ | 6200 MAIN ST-SURGERY |  |  | excluded | 10/31/2019 |  |  |  |  | NO | NO |  |  |  |  | STORZ 1205JZ 1205JZ |  |  | Active |  | 99:99:99:99:99:99 |  | Equipment | PAAR:00-PVAR | 10/31/2019 | 10/31/2019 | COOPER AMBULATORY OFF-SITES |  |  |  |  | BOBBIE MICKLE |  |  |  | 10/31/2019 | 10/31/2019 |  |  |  |  | 10/31/2019 | 10/31/2019
12065M |  | STORZ | STORZ 7230BA |  | 12065M | CENTRAL STERILE PROCESSING |  |  | excluded | 10/31/2019 |  |  |  |  | NO | NO |  |  |  |  | STORZ 12065M 12065M |  |  | Active |  | 99:99:99:99:99:99 |  | Equipment | PAAR:00-PVAR | 10/31/2019 | 10/31/2019 | COOPER UNIVERSITY HOSPITAL |  |  |  |  | GINA GAROZZO |  |  |  | 10/31/2019 | 10/31/2019 |  |  |  |  | 10/31/2019 | 10/31/2019
12052V |  | STORZ | STORZ 7230BA |  | 12052V | 6200 MAIN ST-SURGERY |  |  | excluded | 10/31/2019 |  |  |  |  | NO | NO |  |  |  |  | STORZ 12052V 12052V |  |  | Active |  | 99:99:99:99:99:99 |  | Equipment | PAAR:00-PVAR | 10/31/2019 | 10/31/2019 | COOPER AMBULATORY OFF-SITES |  |  | Suite 403 - Scope Closet |  | BOBBIE MICKLE |  |  |  | 10/31/2019 | 10/31/2019 |  |  |  |  | 10/31/2019 | 10/31/2019
1202GR |  | STORZ | STORZ 7230BA |  | 1202GR | CENTRAL STERILE PROCESSING |  |  |  | 10/16/2019 |  |  |  |  | NO | NO |  |  |  |  | STORZ 1202GR 1202GR |  |  | Disposition |  | 99:99:99:99:99:99 |  | Equipment | PAAR:00-PVAR | 10/16/2019 | 10/16/2019 | COOPER UNIVERSITY HOSPITAL |  |  |  |  | GINA GAROZZO |  |  |  | 10/16/2019 | 10/16/2019 |  |  |  |  | 10/16/2019 | 10/16/2019
1202CD |  | STORZ | STORZ 7230BA |  | 1202CD | CENTRAL STERILE PROCESSING |  |  | excluded | 10/31/2019 |  |  |  |  | NO | NO |  |  |  |  | STORZ 1202CD 1202CD |  |  | Active |  | 99:99:99:99:99:99 |  | Equipment | PAAR:00-PVAR | 10/31/2019 | 10/31/2019 | COOPER UNIVERSITY HOSPITAL |  |  |  | WOT00000000927505 | GINA GAROZZO | Performance Verification | Closed | Kenneth Krips | 10/31/2019 | 10/31/2019 | Performance Verification for STORZ 1202CD 1202CD | Initial Install of Performance Verification. Device is ready for patient use. |  |  | 10/31/2019 | 10/31/2019
1201PL |  | STORZ | STORZ 7230BA |  | 1201PL | 6200 MAIN ST-SURGERY |  |  | excluded | 10/31/2019 |  |  |  |  | NO | NO |  |  |  |  | STORZ 1201PL 1201PL |  |  | Active |  | 99:99:99:99:99:99 |  | Equipment | PAAR:00-PVAR | 10/31/2019 | 10/31/2019 | COOPER AMBULATORY OFF-SITES |  |  | Suite 403 - Scope Closet |  | BOBBIE MICKLE |  |  |  | 10/31/2019 | 10/31/2019 |  |  |  |  | 10/31/2019 | 10/31/2019
7230BA/723750B |  | STORZ | STORZ 7230BA |  | 23750B | 3 COOPER - SURGERY DEPARTMENT |  |  |  | 11/02/2019 |  |  |  |  | NO | NO |  |  |  |  | STORZ 7230BA/723750B 23750B |  |  | Disposition |  |  |  | Equipment | PAAR:00-PVAR | 11/02/2019 | 11/02/2019 | COOPER AMBULATORY OFF-SITES |  |  | SCOPE CASE |  | ANNE MAIER |  |  |  | 11/02/2019 | 11/02/2019 |  |  |  |  | 11/02/2019 | 11/02/2019
12008R |  | STORZ | STORZ 7230BVA |  | 12008R | SPD |  |  | excluded | 10/31/2019 |  |  |  |  | NO | NO |  |  |  |  | STORZ 12008R 12008R |  |  | Active |  | 99:99:99:99:99:99 |  | Equipment | PAAR:00-PVAR | 10/31/2019 | 10/31/2019 | COOPER UNIVERSITY HOSPITAL |  |  |  |  | David Frye |  |  |  | 10/31/2019 | 10/31/2019 |  |  |  |  | 10/31/2019 | 10/31/2019
12008L |  | STORZ | STORZ 7230BVA |  | 12008L | VOORHEES SURGERY CENTER-OPERATING ROOM |  |  | excluded | 10/31/2019 |  |  |  |  | NO | NO |  |  |  |  | STORZ 12008L 12008L |  |  | Active |  | 99:99:99:99:99:99 |  | Equipment | PAAR:00-PVAR | 10/31/2019 | 10/31/2019 | COOPER AMBULATORY OFF-SITES |  |  |  | WOT00000001144739 | JENNIFER BOMBARO | Performance Verification | Closed | Kenneth Krips | 10/31/2019 | 10/31/2019 | Performance Verification for STORZ 12008L 12008L | Initial Install of Performance Verification. Device is ready for patient use. |  |  | 10/31/2019 | 10/31/2019
|  | STORZ | STORZ 7230BWA |  |  | CENTRAL STERILE PROCESSING |  |  |  | 10/16/2019 |  |  |  |  | NO | NO |  |  |  |  | STORZ 1739657 1739657 |  |  | Disposition |  | 99:99:99:99:99:99 |  | Equipment | PAAR:00-PVAR | 10/16/2019 | 10/16/2019 | COOPER UNIVERSITY HOSPITAL |  |  |  | 0011642682 | GINA GAROZZO | Preventative Maintenance | Closed | Bonnie Aichroth | 10/16/2019 | 10/16/2019 | PERFORMANCE ASSURANCE AT INVENTORY | INVENTORIED DEVICE AND ENSURED DEVICE WAS FUNCTIONING PROPERLY. | E2A01F3F-E952-4278-B7F7-BB7B878BC131 | Labor | 10/16/2019 | 10/16/2019 | Kenneth Krips
1203S3 |  | STORZ | STORZ 7230CA |  | 1203S3 | 6200 MAIN ST-SURGERY |  |  | excluded | 10/31/2019 |  |  |  |  | NO | NO |  |  |  |  | STORZ 1203S3 1203S3 |  |  | Active |  | 99:99:99:99:99:99 |  | Equipment | PAAR:00-PVAR | 10/31/2019 | 10/31/2019 | COOPER AMBULATORY OFF-SITES |  |  |  | WOT00000000927401 | BOBBIE MICKLE | Performance Verification | Closed | Kenneth Krips | 10/31/2019 | 10/31/2019 | Performance Verification for STORZ 1203S3 1203S3 | Initial Install of Performance Verification. Device is ready for patient use. |  |  | 10/31/2019 | 10/31/2019
1200MS |  | STORZ | STORZ 7230CA |  | Not Known | 6200 MAIN ST-SURGERY |  |  | excluded | 10/31/2019 |  |  |  |  | NO | NO |  |  |  |  | STORZ 1200MS Not Known |  |  | Active |  | 99:99:99:99:99:99 |  | Equipment | PAAR:00-PVAR | 10/31/2019 | 10/31/2019 | COOPER AMBULATORY OFF-SITES |  |  |  | 0012416862 | BOBBIE MICKLE | Repair | Closed | Kenneth Krips | 10/31/2019 | 10/31/2019 | ENDOSCOPE - BLURRY - TMX | 11/21/2017 7:53:11 AM KMKRIPS REPAIRS: OBJECTIVE OPTICAL RELAY SYSTEM-OCULAR LIGHT CONE-DISTAL WINDOW-VIDEO COUPLER-REFIBER MARKER PLATE-LENS RETAINER-EYEPIECE-EYEPIECE WINDOW-LIGH POST BODY TUBING., COST: $570.00 11/21/2017 7:59:12 AM KMKRIPS PURCHASE ORDER REQUESTED 11/22/2017 10:49:50 AM KMKRIPS THIS SCOPE HAS BEEN RETURNED BACK FROM IMS AND DELIVERED BACK TO BOBBI MICKLE. 11/28/2017 9:16:07 AM KMKRIPS PURCHASE ORDER #: TMX1100120 | C60344AC-0240-4D08-BF02-4B29BD5FBC34 | Labor | 10/31/2019 | 10/31/2019 | Kenneth Krips
1200AJ |  | STORZ | STORZ 7230CVA |  | 1200AJ | VOORHEES SURGERY CENTER-OPERATING ROOM |  |  | excluded | 10/31/2019 |  |  |  |  | NO | NO |  |  |  |  | STORZ 1200AJ 1200AJ |  |  | Active |  | 99:99:99:99:99:99 |  | Equipment | PAAR:00-PVAR | 10/31/2019 | 10/31/2019 | COOPER AMBULATORY OFF-SITES |  |  |  | WOT00000001144817 | JENNIFER BOMBARO | Performance Verification | Closed | Kenneth Krips | 10/31/2019 | 10/31/2019 | Performance Verification for STORZ 1200AJ 1200AJ | Initial Install of Performance Verification. Device is ready for patient use. |  |  | 10/31/2019 | 10/31/2019
12006Z |  | STORZ | STORZ 7230CVA |  | Not Known | VOORHEES SURGERY CENTER-OPERATING ROOM |  |  | excluded | 10/31/2019 |  |  |  |  | NO | NO |  |  |  |  | STORZ 12006Z Not Known |  |  | Active |  | 99:99:99:99:99:99 |  | Equipment | PAAR:00-PVAR | 10/31/2019 | 10/31/2019 | COOPER AMBULATORY OFF-SITES |  |  |  | 0012169019 | JENNIFER BOMBARO | Repair | Closed | Kenneth Krips | 10/31/2019 | 10/31/2019 | ENDOSCOPE - NO PICTURE - TMX | 9/19/2017 9:55:02 AM KMKRIPS REPAIRS: RIGID FLAT RATE SPECIALITY COST: $975.00 9/19/2017 9:57:44 AM KMKRIPS DISREGARD REPAIR COST ABOVE REPAIRS: OBJECTIVE OPTCAL RELAY SYSTEM - OCULAR LIGHT CONE - DISTAL WINDOW - VIDEO COUPLER - REFIBER MARKER PLATE - LENS RETAINER - EYEPIECE - EYEPIECE WINDOW-LIGHT POST BODY TUBING. COST: $570.00 9/19/2017 11:25:49 AM KMKRIPS PURCHASE ORDER REQUESTED 9/20/2017 4:19:25 PM KMKRIPS PURCHASE ORDER #: TMX1077397 9/26/2017 2:00:47 PM KMKRIPS THIS SCOPE HAS BEEN RETURNED BACK FROM IMS AND SENT BACK TO JASON PIETARIEN @ THE VOORHEES LOCATION. | 8D0E4CF3-07BE-4D70-907B-CE621BB8E5CF | Labor | 10/31/2019 | 10/31/2019 | Kenneth Krips
|  | STORZ | STORZ 7230CVA |  | Not Known | VOORHEES SURGERY CENTER-OPERATING ROOM |  |  | excluded | 10/31/2019 |  |  |  |  | NO | NO |  |  |  |  | STORZ 120062 Not Known |  |  | Active |  | 99:99:99:99:99:99 |  | Equipment | PAAR:00-PVAR | 10/31/2019 | 10/31/2019 | COOPER AMBULATORY OFF-SITES |  |  | SUITE E | 0012160269 | JENNIFER BOMBARO | Repair | Closed | Kenneth Krips | 10/31/2019 | 10/31/2019 | ENDOSCOPE - DARK IMAGE - VOORHEES | 9/19/2017 9:53:10 AM KMKRIPS DUPLICATE WORK ORDER | 7CB0E9DA-3860-4E9B-8558-0DA04E11CB4D | Labor | 10/31/2019 | 10/31/2019 | Kenneth Krips
1200K |  | STORZ | STORZ 7230FA |  | 1200K | CENTRAL STERILE PROCESSING |  |  | excluded | 10/31/2019 |  |  |  |  | NO | NO |  |  |  |  | STORZ 1200K 1200K |  |  | Active |  | 99:99:99:99:99:99 |  | Equipment | PAAR:00-PVAR | 10/31/2019 | 10/31/2019 | COOPER UNIVERSITY HOSPITAL |  |  |  |  | GINA GAROZZO |  |  |  | 10/31/2019 | 10/31/2019 |  |  |  |  | 10/31/2019 | 10/31/2019
7230BA/1860135 |  | STORZ | STORZ 8401HX |  |  | 3 COOPER-MULTISPECIALTY CENTER |  |  | excluded | 11/02/2019 |  |  |  |  | NO | NO |  |  |  |  | STORZ 7230BA/1860135 1860135 |  |  | Active |  | 99:99:99:99:99:99 |  | Equipment | PAAR:00-PVAR | 11/02/2019 | 11/02/2019 | COOPER AMBULATORY OFF-SITES |  |  | SUITE 104 - EXAM 163 | 0011610170 | MARGIE OUTLER | Repair | Closed | Kenneth Krips | 11/02/2019 | 11/02/2019 | CAMERAS, VIDEO, ENDOSCOPE - LOOKS LIKE GLASS IS CRACKED, LOOKS FOGGY, NO CLEAR IMAGE - 3COOPER SUITE 104 RM 163 | 5/11/2017 1:50:23 PM KMKRIPS REPAIRS: OBJECTIVE OPTICAL RELAY SYSTEM - OCULAR LIGHT CONE-DISTAL WINDOW-VIDEO COUPLER-REFIBER MARKER PLATE-LENS RETAINER-EYEPIECE-EYEPIECE WINDOE-LIGHT POST BODY TUBING. COST: $570.00 PURCHASE ORDER REQUESTED. 5/11/2017 3:48:53 PM KMKRIPS PURCHASE ORDER #: TMX1025490 THIS SCOPE HAS BEEN RETURNED BACK TO 3 COOPER PLAZA | BAB7BB7D-694F-47D6-BBBC-06CAD42B40FA | Labor | 11/02/2019 | 11/02/2019 | Kenneth Krips
|  | STORZ | STORZ 9603 |  |  | OR - KELEMEN 3 |  |  | excluded | 10/19/2011 |  |  |  |  | NO | NO |  |  |  |  | STORZ 10769439 1142 |  |  | Active |  | 99:99:99:99:99:99 |  | Equipment | PAAR:00-PVAR | 10/31/2019 |  | COOPER UNIVERSITY HOSPITAL |  |  | OPERATING ROOM |  | DOMINIC VENDETTA
|  | STORZ | STORZ 9606 |  |  | VOORHEES SURGERY CENTER-OPERATING ROOM |  |  | excluded | 09/07/2012 |  |  |  |  | NO | NO |  |  |  |  | STORZ 10345459 1180 |  |  | Active |  | 99:99:99:99:99:99 |  | Equipment | PAAR:00-PVAR | 11/02/2019 |  | COOPER AMBULATORY OFF-SITES |  |  | EQUIPMENT STORAGE AREA |  | JENNIFER BOMBARO
|  | STORZ | STORZ 9826NB-US |  | G6ID10239 | OPERATING ROOM - PAVILION |  |  |  | 01/12/2017 |  |  |  |  | NO | NO |  |  |  |  | STORZ 10769265 G6ID10239 |  |  | Active |  | 99:99:99:99:99:99 |  | Accessory | PAAR:00-PVAR | 10/31/2019 |  | COOPER UNIVERSITY HOSPITAL |  |  |  | 0011488845 | DOMINIC VENDETTA | Preventative Maintenance | Closed | Bonnie Aichroth | 04/17/2017 | 04/17/2017 | PERFORMANCE ASSURANCE AT INVENTORY | INVENTORIED DEVICE AND ENSURED DEVICE WAS FUNCTIONING PROPERLY. | 4581B941-AE1E-456C-9B6F-3A3C71FC5227 | Labor | 01/12/2017 | 01/12/2017 | Salvatore Bombara
|  | STORZ | STORZ AIDA CONTROL II (200460 20) |  | HE621781-P | VOORHEES SURGERY CENTER-OPERATING ROOM |  |  |  | 11/02/2019 |  |  |  |  | NO | NO |  |  |  |  | STORZ 22309 HE621781-P |  |  | Disposition |  |  |  | Equipment | PAAR:00-PVAR | 11/02/2019 | 11/02/2019 | COOPER AMBULATORY OFF-SITES |  |  | 9PAVSTORAGE |  | JENNIFER BOMBARO |  |  |  | 11/02/2019 | 11/02/2019 |  |  |  |  | 11/02/2019 | 11/02/2019
|  | STORZ | STORZ AIDA CONTROL II (200460 20) |  | HE621757 | VOORHEES SURGERY CENTER-OPERATING ROOM |  |  |  | 11/02/2019 |  |  |  |  | NO | NO |  |  |  |  | STORZ 11617 HE621757 |  |  | Disposition |  |  |  | Equipment | PAAR:00-PVAR | 11/02/2019 | 11/02/2019 | COOPER AMBULATORY OFF-SITES |  |  | 9PAVSTORAGE |  | JENNIFER BOMBARO |  |  |  | 11/02/2019 | 11/02/2019 |  |  |  |  | 11/02/2019 | 11/02/2019
|  | STORZ | STORZ AIDA CONTROL II (200460 20) |  | IE623795 | VOORHEES SURGERY CENTER-OPERATING ROOM |  |  |  | 11/02/2019 |  |  |  |  | NO | NO |  |  |  |  | STORZ 11612 IE623795 |  |  | Disposition |  |  |  | Equipment | PAAR:00-PVAR | 11/02/2019 | 11/02/2019 | COOPER AMBULATORY OFF-SITES |  |  | 9PAVSTORAGE |  | JENNIFER BOMBARO |  |  |  | 11/02/2019 | 11/02/2019 |  |  |  |  | 11/02/2019 | 11/02/2019
|  | STORZ | STORZ AIDA CONTROL II (200460 20) |  | KSH10753 | OPERATING ROOM - PAVILION |  |  |  | 08/31/2009 |  |  |  |  | NO | NO |  |  |  |  | STORZ 10368347 KSH10753 |  |  | Disposition |  |  |  | Equipment | PAAR:00-PVAR | 10/16/2019 |  | COOPER UNIVERSITY HOSPITAL |  |  | OR P01 | 0011774235 | DOMINIC VENDETTA | Preventative Maintenance | Closed | Salvatore Bombara | 06/19/2017 | 06/20/2017 | Retire Device | 6/20/2017 2:55:13 PM SXBOMBARA (SXBOMBARA 6/20/2017 12:00 AM) THIS UNIT HAS BEEN RETIRED 6/20/2017 2:55 PM SXBOMBARA This device has been removed from an active status with the RSQ Database, and physically removed from the facility. Device retired on 6/20/2017; Authorized By: OR; Nature of Retirement: NO LONGER NEEDED; Days In Service: 746 | E4462FDC-F2BE-4A97-94D4-2F54B335775B | Labor | 06/20/2017 | 06/20/2017 | Salvatore Bombara
1201FJ |  | STORZ | STORZ HOPKINS 10005CA |  | 1201FJ | CENTRAL STERILE PROCESSING |  |  | excluded | 10/31/2019 |  |  |  |  | NO | NO |  |  |  |  | STORZ 1201FJ 1201FJ |  |  | Active |  | 99:99:99:99:99:99 |  | Equipment | PAAR:00-PVAR | 10/31/2019 | 10/31/2019 | COOPER UNIVERSITY HOSPITAL |  |  |  | WOT00000000556261 | GINA GAROZZO | Performance Verification | Closed | Kenneth Krips | 10/31/2019 | 10/31/2019 | Performance Verification for STORZ 1201FJ 1201FJ | Initial Install of Performance Verification. Device is ready for patient use. |  |  | 10/31/2019 | 10/31/2019
120047 |  | STORZ | STORZ HOPKINS 10005CA |  | 120047 | CENTRAL STERILE PROCESSING |  |  |  | 10/16/2019 |  |  |  |  | NO | NO |  |  |  |  | STORZ 120047 120047 |  |  | Disposition | DUP120047 |  |  | Equipment | PAAR:00-PVAR | 10/16/2019 | 10/16/2019 | COOPER UNIVERSITY HOSPITAL |  |  | BASEMENT | WOT00000002898394 | GINA GAROZZO | Performance Verification | Closed | Kenneth Krips | 10/16/2019 | 10/16/2019 | Performance Verification for UNMATCHED 120047 120047 | Initial Install of Performance Verification. Device is ready for patient use. |  |  | 10/16/2019 | 10/16/2019
12002E |  | STORZ | STORZ HOPKINS 10005CA |  | 12002E | CENTRAL STERILE PROCESSING |  |  | excluded | 10/31/2019 |  |  |  |  | NO | NO |  |  |  |  | STORZ 12002E 12002E |  |  | Active | N/A | 99:99:99:99:99:99 |  | Equipment | PAAR:00-PVAR | 10/31/2019 | 10/31/2019 | COOPER UNIVERSITY HOSPITAL |  |  |  | WOT00000000496908 | GINA GAROZZO | Performance Verification | Closed | Kenneth Krips | 10/31/2019 | 10/31/2019 | Performance Verification for STORZ N/A 12002E | Initial Install of Performance Verification. Device is ready for patient use. |  |  | 10/31/2019 | 10/31/2019
|  | STORZ | STORZ HOPKINS 10023ABA |  |  | CENTRAL STERILE PROCESSING |  |  | excluded | 10/31/2019 |  |  |  |  | NO | NO |  |  |  |  | STORZ 1411224 1411224 |  |  | Active |  |  |  | Equipment | PAAR:00-PVAR | 10/31/2019 | 10/31/2019 | COOPER UNIVERSITY HOSPITAL |  |  | Performance Verification | WOT00000002528677 | GINA GAROZZO | Performance Verification | Closed | Kenneth Krips | 10/31/2019 | 10/31/2019 | Performance Verification for UNMATCHED 1411224 1411224 | Initial Install of Performance Verification. Device is ready for patient use. |  |  | 10/31/2019 | 10/31/2019
1200LP |  | STORZ | STORZ HOPKINS 10320BA |  | 1200LP | CENTRAL STERILE PROCESSING |  |  | excluded | 10/31/2019 |  |  |  |  | NO | NO |  |  |  |  | STORZ 1200LP 1200LP |  |  | Active |  |  |  | Equipment | PAAR:00-PVAR | 10/31/2019 | 10/31/2019 | COOPER UNIVERSITY HOSPITAL |  |  | Performance Verification | WOT00000002760125 | GINA GAROZZO | Performance Verification | Closed | Kenneth Krips | 10/31/2019 | 10/31/2019 | Performance Verification for UNMATCHED 1200LP 1200LP | Initial Install of Performance Verification. Device is ready for patient use. |  |  | 10/31/2019 | 10/31/2019
1200M8 |  | STORZ | STORZ HOPKINS 10320BA |  | 1200M8 | CENTRAL STERILE PROCESSING |  |  | excluded | 10/31/2019 |  |  |  |  | NO | NO |  |  |  |  | STORZ 1200M8 1200M8 |  |  | Active |  |  |  | Equipment | PAAR:00-PVAR | 10/31/2019 | 10/31/2019 | COOPER UNIVERSITY HOSPITAL |  |  | BASEMENT | WOT00000002898572 | GINA GAROZZO | Performance Verification | Closed | Kenneth Krips | 10/31/2019 | 10/31/2019 | Performance Verification for STORZ 1200M8 1200M8 | Initial Install of Performance Verification. Device is ready for patient use. |  |  | 10/31/2019 | 10/31/2019
1200BC |  | STORZ | STORZ HOPKINS 10328AA |  | 1200BC | CENTRAL STERILE PROCESSING |  |  |  | 10/16/2019 |  |  |  |  | NO | NO |  |  |  |  | STORZ 1200BC 1200BC |  |  | Disposition |  | 99:99:99:99:99:99 |  | Equipment | PAAR:00-PVAR | 10/16/2019 | 10/16/2019 | COOPER UNIVERSITY HOSPITAL |  |  |  |  | GINA GAROZZO |  |  |  | 10/16/2019 | 10/16/2019 |  |  |  |  | 10/16/2019 | 10/16/2019
27018CA |  | STORZ | STORZ HOPKINS 27018CA |  | 27018CA | VOORHEES SURGERY CENTER-OPERATING ROOM |  |  | excluded | 10/31/2019 |  |  |  |  | NO | NO |  |  |  |  | STORZ 27018CA 27018CA |  |  | Active |  | 99:99:99:99:99:99 |  | Equipment | PAAR:00-PVAR | 10/31/2019 | 10/31/2019 | COOPER AMBULATORY OFF-SITES |  |  |  |  | JENNIFER BOMBARO |  |  |  | 10/31/2019 | 10/31/2019 |  |  |  |  | 10/31/2019 | 10/31/2019
|  | STORZ | STORZ HOPKINS II |  |  | SPD |  |  | excluded | 10/31/2019 |  |  |  |  | NO | NO |  |  |  |  | STORZ 1892960 1892960 |  |  | Active |  | 99:99:99:99:99:99 |  | Equipment | PAAR:00-PVAR | 10/31/2019 | 10/31/2019 | COOPER UNIVERSITY HOSPITAL |  |  |  |  | David Frye |  |  |  | 10/31/2019 | 10/31/2019 |  |  |  |  | 10/31/2019 | 10/31/2019
|  | STORZ | STORZ HOPKINS II |  |  | CENTRAL STERILE PROCESSING |  |  | excluded | 10/31/2019 |  |  |  |  | NO | NO |  |  |  |  | STORZ 1874376 1874376 |  |  | Active |  | 99:99:99:99:99:99 |  | Equipment | PAAR:00-PVAR | 10/31/2019 | 10/31/2019 | COOPER UNIVERSITY HOSPITAL |  |  |  |  | GINA GAROZZO |  |  |  | 10/31/2019 | 10/31/2019 |  |  |  |  | 10/31/2019 | 10/31/2019
|  | STORZ | STORZ HOPKINS II |  |  | CENTRAL STERILE PROCESSING |  |  |  | 10/16/2019 |  |  |  |  | NO | NO |  |  |  |  | STORZ 1761180 1761180 |  |  | Disposition |  | 99:99:99:99:99:99 |  | Equipment | PAAR:00-PVAR | 10/16/2019 | 10/16/2019 | COOPER UNIVERSITY HOSPITAL |  |  |  |  | GINA GAROZZO |  |  |  | 10/16/2019 | 10/16/2019 |  |  |  |  | 10/16/2019 | 10/16/2019
|  | STORZ | STORZ HOPKINS II |  |  | CENTRAL STERILE PROCESSING |  |  | excluded | 10/31/2019 |  |  |  |  | NO | NO |  |  |  |  | STORZ 1659056 1659056 |  |  | Active |  | 99:99:99:99:99:99 |  | Equipment | PAAR:00-PVAR | 10/31/2019 | 10/31/2019 | COOPER UNIVERSITY HOSPITAL |  |  |  |  | GINA GAROZZO |  |  |  | 10/31/2019 | 10/31/2019 |  |  |  |  | 10/31/2019 | 10/31/2019
|  | STORZ | STORZ HOPKINS II |  |  | CENTRAL STERILE PROCESSING |  |  | excluded | 10/31/2019 |  |  |  |  | NO | NO |  |  |  |  | STORZ 1660419 1660419 |  |  | Active |  | 99:99:99:99:99:99 |  | Equipment | PAAR:00-PVAR | 10/31/2019 | 10/31/2019 | COOPER UNIVERSITY HOSPITAL |  |  |  |  | GINA GAROZZO |  |  |  | 10/31/2019 | 10/31/2019 |  |  |  |  | 10/31/2019 | 10/31/2019
|  | STORZ | STORZ HOPKINS II |  |  | CENTRAL STERILE PROCESSING |  |  | excluded | 10/31/2019 |  |  |  |  | NO | NO |  |  |  |  | STORZ 1633844 1633844 |  |  | Active |  | 99:99:99:99:99:99 |  | Equipment | PAAR:00-PVAR | 10/31/2019 | 10/31/2019 | COOPER UNIVERSITY HOSPITAL |  |  | csp |  | GINA GAROZZO |  |  |  | 10/31/2019 | 10/31/2019 |  |  |  |  | 10/31/2019 | 10/31/2019
|  | STORZ | STORZ HOPKINS II |  |  | CENTRAL STERILE PROCESSING |  |  | excluded | 10/31/2019 |  |  |  |  | NO | NO |  |  |  |  | STORZ 1504603 1504603 |  |  | Active |  | 99:99:99:99:99:99 |  | Equipment | PAAR:00-PVAR | 10/31/2019 | 10/31/2019 | COOPER UNIVERSITY HOSPITAL |  |  | CSP | WOT00000001081393 | GINA GAROZZO | Performance Verification | Closed | Kenneth Krips | 10/31/2019 | 10/31/2019 | Performance Verification for STORZ 1504603 1504603 | Initial Install of Performance Verification. Device is ready for patient use. |  |  | 10/31/2019 | 10/31/2019
120FXP |  | STORZ | STORZ HOPKINS II |  | 120FXP | CENTRAL STERILE PROCESSING |  |  | excluded | 10/31/2019 |  |  |  |  | NO | NO |  |  |  |  | STORZ 120FXP 120FXP |  |  | Active |  | 99:99:99:99:99:99 |  | Equipment | PAAR:00-PVAR | 10/31/2019 | 10/31/2019 | COOPER UNIVERSITY HOSPITAL |  |  |  |  | GINA GAROZZO |  |  |  | 10/31/2019 | 10/31/2019 |  |  |  |  | 10/31/2019 | 10/31/2019
1205JY |  | STORZ | STORZ HOPKINS II |  | 1205JY | 6200 MAIN ST-SURGERY |  |  | excluded | 10/31/2019 |  |  |  |  | NO | NO |  |  |  |  | STORZ 1205JY 1205JY |  |  | Active |  | 99:99:99:99:99:99 |  | Equipment | PAAR:00-PVAR | 10/31/2019 | 10/31/2019 | COOPER AMBULATORY OFF-SITES |  |  |  |  | BOBBIE MICKLE |  |  |  | 10/31/2019 | 10/31/2019 |  |  |  |  | 10/31/2019 | 10/31/2019
1202V0 |  | STORZ | STORZ HOPKINS II |  | 1202V0 | CENTRAL STERILE PROCESSING |  |  |  | 10/16/2019 |  |  |  |  | NO | NO |  |  |  |  | STORZ 1202V0 1202V0 |  |  | Disposition |  | 99:99:99:99:99:99 |  | Equipment | PAAR:00-PVAR | 10/16/2019 | 10/16/2019 | COOPER UNIVERSITY HOSPITAL |  |  |  |  | GINA GAROZZO |  |  |  | 10/16/2019 | 10/16/2019 |  |  |  |  | 10/16/2019 | 10/16/2019
1200U5 |  | STORZ | STORZ HOPKINS II |  | 1200U5 | CENTRAL STERILE PROCESSING |  |  |  | 10/16/2019 |  |  |  |  | NO | NO |  |  |  |  | STORZ 1200U5 1200U5 |  |  | Disposition |  | 99:99:99:99:99:99 |  | Equipment | PAAR:00-PVAR | 10/16/2019 | 10/16/2019 | COOPER UNIVERSITY HOSPITAL |  |  |  |  | GINA GAROZZO |  |  |  | 10/16/2019 | 10/16/2019 |  |  |  |  | 10/16/2019 | 10/16/2019
1200EV |  | STORZ | STORZ HOPKINS II |  | 1200EV | SPD |  |  | excluded | 10/31/2019 |  |  |  |  | NO | NO |  |  |  |  | STORZ 1200EV 1200EV |  |  | Active |  | 99:99:99:99:99:99 |  | Equipment | PAAR:00-PVAR | 10/31/2019 | 10/31/2019 | COOPER UNIVERSITY HOSPITAL |  |  |  |  | David Frye |  |  |  | 10/31/2019 | 10/31/2019 |  |  |  |  | 10/31/2019 | 10/31/2019
12001A |  | STORZ | STORZ HOPKINS II |  | 12001A | CENTRAL STERILE PROCESSING |  |  | excluded | 10/31/2019 |  |  |  |  | NO | NO |  |  |  |  | STORZ 12001A 12001A |  |  | Active |  | 99:99:99:99:99:99 |  | Equipment | PAAR:00-PVAR | 10/31/2019 | 10/31/2019 | COOPER UNIVERSITY HOSPITAL |  |  |  |  | GINA GAROZZO |  |  |  | 10/31/2019 | 10/31/2019 |  |  |  |  | 10/31/2019 | 10/31/2019
AQ02 |  | STORZ | STORZ HOPKINS II |  | AQ02 | CENTRAL STERILE PROCESSING |  |  | excluded | 10/31/2019 |  |  |  |  | NO | NO |  |  |  |  | STORZ AQ02 AQ02 |  |  | Active |  | 99:99:99:99:99:99 |  | Equipment | PAAR:00-PVAR | 10/31/2019 | 10/31/2019 | COOPER UNIVERSITY HOSPITAL |  |  |  |  | GINA GAROZZO |  |  |  | 10/31/2019 | 10/31/2019 |  |  |  |  | 10/31/2019 | 10/31/2019
10003M |  | STORZ | STORZ HOPKINS II |  | 10003M | CENTRAL STERILE PROCESSING |  |  |  | 06/10/2015 |  |  |  |  | NO | NO |  |  |  |  | STORZ 10003M 10003M |  |  | Disposition |  | 99:99:99:99:99:99 |  | Equipment | PAAR:00-PVAR | 10/16/2019 |  | COOPER UNIVERSITY HOSPITAL |  |  |  |  | GINA GAROZZO
|  | STORZ | STORZ HOPKINS II 26046BA |  |  | CENTRAL STERILE PROCESSING |  |  | excluded | 10/31/2019 |  |  |  |  | NO | NO |  |  |  |  | STORZ 1751435 1751435 |  |  | Active |  | 99:99:99:99:99:99 |  | Equipment | PAAR:00-PVAR | 10/31/2019 | 10/31/2019 | COOPER UNIVERSITY HOSPITAL |  |  |  | 0011646633 | GINA GAROZZO | Repair | Closed | Kenneth Krips | 10/31/2019 | 10/31/2019 | LAPAROSCOPE - BLURRY - TMX | 5/18/2017 11:23:50 AM KMKRIPS REPAIRS: OBJECTIVE OPTICAL RELAY SYSTEM - OCULAR LIGHT CONE - DISTAL WINDOW - VIDEO COUPLER - REFIBER MARKER PLATE - LENS RETAINER - EYEPIECE - EYEPIECE WINDOW - LIGHT POST BODY TUBING. COST: $570.00 5/18/2017 11:44:18 AM KMKRIPS PURCHASE ORDER REQUESTED. 5/19/2017 9:02:22 AM KMKRIPS PURCHASE ORDER #: TMX1028458 5/23/2017 1:30:29 PM KMKRIPS THIS SCOPE HAS BEEN SENT BACK FROM IMS AND DELIVERED BACK TO CSP MGR. DOT WATSON. | 7AC2A051-A549-42D1-87EB-322F793A1FE9 | Labor | 10/31/2019 | 10/31/2019 | Kenneth Krips
|  | STORZ | STORZ HOPKINS II 26046BA |  |  | CENTRAL STERILE PROCESSING |  |  |  | 10/16/2019 |  |  |  |  | NO | NO |  |  |  |  | STORZ 1735110 1735110 |  |  | Disposition |  | 99:99:99:99:99:99 |  | Equipment | PAAR:00-PVAR | 10/16/2019 | 10/16/2019 | COOPER UNIVERSITY HOSPITAL |  |  |  |  | GINA GAROZZO |  |  |  | 10/16/2019 | 10/16/2019 |  |  |  |  | 10/16/2019 | 10/16/2019
|  | STORZ | STORZ HOPKINS II 26046BA |  |  | VOORHEES SURGERY CENTER-SURGERY DEPT |  |  | excluded | 10/31/2019 |  |  |  |  | NO | NO |  |  |  |  | STORZ 1688950 1688950 |  |  | Active |  | 99:99:99:99:99:99 |  | Equipment | PAAR:00-PVAR | 10/31/2019 | 10/31/2019 | COOPER AMBULATORY OFF-SITES |  |  |  |  | Theresa Megali |  |  |  | 10/31/2019 | 10/31/2019 |  |  |  |  | 10/31/2019 | 10/31/2019
|  | STORZ | STORZ HOPKINS II 26046BA |  |  | SPD |  |  |  | 10/16/2019 |  |  |  |  | NO | NO |  |  |  |  | STORZ 1662310 1662310 |  |  | Disposition |  |  |  | Equipment | PAAR:00-PVAR | 10/16/2019 | 10/16/2019 | COOPER UNIVERSITY HOSPITAL |  |  |  |  | David Frye |  |  |  | 10/16/2019 | 10/16/2019 |  |  |  |  | 10/16/2019 | 10/16/2019
|  | STORZ | STORZ HOPKINS II 26046BA |  |  | CENTRAL STERILE PROCESSING |  |  |  | 10/16/2019 |  |  |  |  | NO | NO |  |  |  |  | STORZ 1637522 1637522 |  |  | Disposition |  |  |  | Equipment | PAAR:00-PVAR | 10/16/2019 | 10/16/2019 | COOPER UNIVERSITY HOSPITAL |  |  | Performance Verification | WOT00000002369614 | GINA GAROZZO | Performance Verification | Closed | Kenneth Krips | 10/16/2019 | 10/16/2019 | Performance Verification for STORZ 1637522 1637522 | Initial Install of Performance Verification. Device is ready for patient use. |  |  | 10/16/2019 | 10/16/2019
|  | STORZ | STORZ HOPKINS II 26046BA |  |  | CENTRAL STERILE PROCESSING |  |  | excluded | 10/31/2019 |  |  |  |  | NO | NO |  |  |  |  | STORZ 1633865 1633865 |  |  | Active |  |  |  | Equipment | PAAR:00-PVAR | 10/31/2019 | 10/31/2019 | COOPER UNIVERSITY HOSPITAL |  |  | Performance Verification | WOT00000002369625 | GINA GAROZZO | Performance Verification | Closed | Kenneth Krips | 10/31/2019 | 10/31/2019 | Performance Verification for STORZ 1633865 1633865 | Initial Install of Performance Verification. Device is ready for patient use. |  |  | 10/31/2019 | 10/31/2019
121LNL |  | STORZ | STORZ HOPKINS II 26046BA |  | 121LNL | CENTRAL STERILE PROCESSING |  |  | excluded | 11/04/2019 |  |  |  |  | NO | NO |  |  |  |  | STORZ 121LNL 121LNL |  |  | Active |  |  |  | Equipment | PAAR:00-PVAR | 11/04/2019 | 11/04/2019 | COOPER UNIVERSITY HOSPITAL |  |  | BASEMENT | WOT00000004262063 | GINA GAROZZO | Performance Verification | Completed | Kenneth Krips | 11/04/2019 | 11/04/2019 | Performance Verification for STORZ 121LNL 121LNL | Initial Install of Performance Verification. Device is ready for patient use. |  |  | 11/04/2019 | 11/04/2019
121FTF |  | STORZ | STORZ HOPKINS II 26046BA |  | 121FTF | CENTRAL STERILE PROCESSING |  |  |  | 10/31/2019 |  |  |  |  | NO | NO |  |  |  |  | STORZ 121FTF 121FTF |  |  | Disposition |  |  |  | Equipment | PAAR:00-PVAR | 10/31/2019 | 10/31/2019 | COOPER UNIVERSITY HOSPITAL |  |  | Performance Verification | WOT00000004129340 | GINA GAROZZO | Performance Verification | Completed | Kenneth Krips | 10/31/2019 | 10/31/2019 | Performance Verification for STORZ 121FTF 121FTF | Initial Install of Performance Verification. Device is ready for patient use. |  |  | 10/31/2019 | 10/31/2019
121DLF |  | STORZ | STORZ HOPKINS II 26046BA |  | 121DLF | CENTRAL STERILE PROCESSING |  |  | excluded | 10/31/2019 |  |  |  |  | NO | NO |  |  |  |  | STORZ 121DLF 121DLF |  |  | Active |  |  |  | Equipment | PAAR:00-PVAR | 10/31/2019 | 10/31/2019 | COOPER UNIVERSITY HOSPITAL |  |  | CSP/OR | WOT00000002027575 | GINA GAROZZO | Performance Verification | Closed | Kenneth Krips | 10/31/2019 | 10/31/2019 | Performance Verification for STORZ 121DLF 121DLF | Initial Install of Performance Verification. Device is ready for patient use. |  |  | 10/31/2019 | 10/31/2019
121DLJ |  | STORZ | STORZ HOPKINS II 26046BA |  | 121DLJ | CENTRAL STERILE PROCESSING |  |  | excluded | 10/31/2019 |  |  |  |  | NO | NO |  |  |  |  | STORZ 121DLJ 121DLJ |  |  | Active |  |  |  | Equipment | PAAR:00-PVAR | 10/31/2019 | 10/31/2019 | COOPER UNIVERSITY HOSPITAL |  |  | CSP/OR | WOT00000002027721 | GINA GAROZZO | Performance Verification | Closed | Kenneth Krips | 10/31/2019 | 10/31/2019 | CEID Record Completion for STORZ 121DLJ 121DLJ | NEW SCOPE INVENTORIED FOR CSP/O.R. | EXP2164664 | Labor | 10/31/2019 | 10/31/2019 | Kenneth Krips
1214DF |  | STORZ | STORZ HOPKINS II 26046BA |  | 1214DF | CENTRAL STERILE PROCESSING |  |  | excluded | 10/31/2019 |  |  |  |  | NO | NO |  |  |  |  | STORZ 1214DF 1214DF |  |  | Active |  |  |  | Equipment | PAAR:00-PVAR | 10/31/2019 | 10/31/2019 | COOPER UNIVERSITY HOSPITAL |  |  | BASEMENT | WOT00000002692734 | GINA GAROZZO | Performance Verification | Closed | Kenneth Krips | 10/31/2019 | 10/31/2019 | Performance Verification for STORZ 1214DF 1214DF | Initial Install of Performance Verification. Device is ready for patient use. |  |  | 10/31/2019 | 10/31/2019
120AF3 |  | STORZ | STORZ HOPKINS II 26046BA |  | 120AF3 | CENTRAL STERILE PROCESSING |  |  |  | 10/16/2019 |  |  |  |  | NO | NO |  |  |  |  | STORZ 120AF3 120AF3 |  |  | Disposition |  | 99:99:99:99:99:99 |  | Equipment | PAAR:00-PVAR | 10/16/2019 | 10/16/2019 | COOPER UNIVERSITY HOSPITAL |  |  |  | 0011360218 | GINA GAROZZO | Repair | Closed | Kenneth Krips | 10/16/2019 | 10/16/2019 | CYSTOSCOPE - BLURRY IMAGE - TMX | 3/20/2017 12:25:39 PM KMKRIPS REPAIRS: OBJECTIVE OPTICAL RELAY SYSTEM - OCULAR LIGHT CONE - DISTAL WINDOW - VIDEO COUPLER - REFIBER MARKER PLATE - LENS RETAINER - EYEPIECE - EYEPIECE WINDOW - LIGHT POST BODY TUBING. COST: $570.00 PURCHASE ORDER REQUESTED. 3/20/2017 2:18:45 PM KMKRIPS PURCHASE ORDER #: TMX1003044 3/22/2017 12:57:04 PM KMKRIPS THIS SCOPE HAS BEEN RETURNED BACK FROM IMS AND DELIVERED BACK TO CSP TO MGR. DOT WATSON. | E7210D58-37F6-4BA8-9B86-AA2E2F107AA0 | Vendor Labor | 10/16/2019 | 10/16/2019 | VENDOR
1003FH |  | STORZ | STORZ HOPKINS II 26046BA |  | 1003FH | CENTRAL STERILE PROCESSING |  |  | excluded | 06/10/2016 |  |  |  |  | NO | NO |  |  |  |  | STORZ 1003FH 1003FH |  |  | Active |  | 99:99:99:99:99:99 |  | Equipment | PAAR:00-PVAR | 10/31/2019 |  | COOPER UNIVERSITY HOSPITAL |  |  |  |  | GINA GAROZZO
1001YC |  | STORZ | STORZ HOPKINS II 26046BA |  | 1001YC | CENTRAL STERILE PROCESSING |  |  |  | 06/10/2015 |  |  |  |  | NO | NO |  |  |  |  | STORZ 1001YC 1001YC |  |  | Disposition |  |  |  | Equipment | PAAR:00-PVAR | 10/16/2019 |  | COOPER UNIVERSITY HOSPITAL |  |  |  |  | GINA GAROZZO
120QR4 |  | STORZ | STORZ HOPKINS II 26003 BA |  | 120QR4 | CENTRAL STERILE PROCESSING |  |  |  | 10/16/2019 |  |  |  |  | NO | NO |  |  |  |  | STORZ 120QR4 120QR4 |  |  | Disposition |  |  |  | Accessory | PAAR:00-PVAR | 10/16/2019 | 10/16/2019 | COOPER UNIVERSITY HOSPITAL |  |  | Performance Verification | WOT00000002339612 | GINA GAROZZO | Performance Verification | Closed | Kenneth Krips | 10/16/2019 | 10/16/2019 | Performance Verification for UNMATCHED 120QR4 120QR4 | Initial Install of Performance Verification. Device is ready for patient use. |  |  | 10/16/2019 | 10/16/2019
7217BA |  | STORZ | STORZ HOPKINS II 7217BA |  | 7217BA | 6200 MAIN ST-SURGERY |  |  |  | 10/16/2019 |  |  |  |  | NO | NO |  |  |  |  | STORZ 7217BA 7217BA |  |  | Disposition |  |  |  | Equipment | PAAR:00-PVAR | 10/16/2019 | 10/16/2019 | COOPER AMBULATORY OFF-SITES |  |  |  |  | BOBBIE MICKLE |  |  |  | 10/16/2019 | 10/16/2019 |  |  |  |  | 10/16/2019 | 10/16/2019
7217BA/1563342 |  | STORZ | STORZ HOPKINS II 7217BA |  |  | BUNKER HILL-SURGERY |  |  | excluded | 11/02/2019 |  |  |  |  | NO | NO |  |  |  |  | STORZ 7217BA/1563342 1563342 |  |  | Active |  | 99:99:99:99:99:99 |  | Equipment | PAAR:00-PVAR | 11/02/2019 | 11/02/2019 | COOPER AMBULATORY OFF-SITES |  |  | HALLWAY |  | ANNE MAIER |  |  |  | 11/02/2019 | 11/02/2019 |  |  |  |  | 11/02/2019 | 11/02/2019
1202KQ |  | STORZ | STORZ HOPKINS II 7230AWA |  | 1202KQ | 6200 MAIN ST-SURGERY |  |  | excluded | 10/31/2019 |  |  |  |  | NO | NO |  |  |  |  | STORZ 1202KQ 1202KQ |  |  | Active |  | 99:99:99:99:99:99 |  | Equipment | PAAR:00-PVAR | 10/31/2019 | 10/31/2019 | COOPER AMBULATORY OFF-SITES |  |  |  | 0011330420 | BOBBIE MICKLE | Repair | Closed | Kenneth Krips | 10/31/2019 | 10/31/2019 | 0 DEGREE SCOPE - DR SAID IT DOESN'T WORK - 6200 MAIN ST COOPER VOORHESE | 3/10/2017 11:52:39 AM KALIS (KALIS 3/10/2017 12:00 AM) ASKED KIM TO SEND SCOPE VIA COURIER TO KEN KRIPPS 3/13/2017 1:44:09 PM KMKRIPS THIS SCOPE CAME THROUGH INNER OFFICE MAIL. THIS SCOPE WILL BE SENT TO IMS FOR A COST EVALUATION. 3/17/2017 3:42:38 PM KMKRIPS REPAIRS: OBJECTIVE OPTICAL RELAY SYSTEM - OCULAR LIGHT CONE - DISTAL WINDOW - VIDEO COUPLER - REFIBER MARKER PLATE - LENS RETAINER - EYEPIECE - EYEPIECE WINDOW - LIGHT POST BODY TUBING. COST: $570.00 3/17/2017 4:10:46 PM KMKRIPS PURCHASE ORDER #: TMX1002684 3/21/2017 1:45:04 PM KMKRIPS THIS SCOPE HAS BEEN RETURNED BACK FROM IMS AND SENT BACK TO BOBBIE MICKLE @ VOORHEES SURGERY. | D8DE45D5-DF93-4EA3-8711-01B3CFDA03B6 | Labor | 10/31/2019 | 10/31/2019 | Kirk Lis
12004M |  | STORZ | STORZ HOPKINS II 7230AWA |  | 12004M | CENTRAL STERILE PROCESSING |  |  | excluded | 10/31/2019 |  |  |  |  | NO | NO |  |  |  |  | STORZ 12004M 12004M |  |  | Active |  | 99:99:99:99:99:99 |  | Equipment | PAAR:00-PVAR | 10/31/2019 | 10/31/2019 | COOPER UNIVERSITY HOSPITAL |  |  |  |  | GINA GAROZZO |  |  |  | 10/31/2019 | 10/31/2019 |  |  |  |  | 10/31/2019 | 10/31/2019
1200TH |  | STORZ | STORZ HOPKINS STRAIGHT TELESCOPE 10005AA |  | 1200TH | CENTRAL STERILE PROCESSING |  |  | excluded | 10/31/2019 |  |  |  |  | NO | NO |  |  |  |  | STORZ 1200TH 1200TH |  |  | Active |  |  |  | Accessory | PAAR:00-PVAR | 10/31/2019 | 10/31/2019 | COOPER UNIVERSITY HOSPITAL |  |  | Performance Verification | WOT00000002121539 | GINA GAROZZO | Performance Verification | Closed | Kenneth Krips | 10/31/2019 | 10/31/2019 | Performance Verification for UNMATCHED 1200TH 1200TH | Initial Install of Performance Verification. Device is ready for patient use. |  |  | 10/31/2019 | 10/31/2019
12179V |  | STORZ | STORZ HOPKINS TELESCOPE 26003AA |  | 12179V | CENTRAL STERILE PROCESSING |  |  | excluded | 10/31/2019 |  |  |  |  | NO | NO |  |  |  |  | STORZ 12179V 12179V |  |  | Active |  |  |  | Accessory | PAAR:00-PVAR | 10/31/2019 | 10/31/2019 | COOPER UNIVERSITY HOSPITAL |  |  | CSP/OR | WOT00000002027832 | GINA GAROZZO | Performance Verification | Closed | Kenneth Krips | 10/31/2019 | 10/31/2019 | Performance Verification for UNMATCHED 12179V 12179V | Initial Install of Performance Verification. Device is ready for patient use. |  |  | 10/31/2019 | 10/31/2019
1216TD |  | STORZ | STORZ HOPKINS TELESCOPE 26003AA |  | 1216TD | CENTRAL STERILE PROCESSING |  |  |  | 10/16/2019 |  |  |  |  | NO | NO |  |  |  |  | STORZ 1216TD 1216TD |  |  | Disposition |  |  |  | Accessory | PAAR:00-PVAR | 10/16/2019 | 10/16/2019 | COOPER UNIVERSITY HOSPITAL |  |  | CSP/OR | WOT00000002027626 | GINA GAROZZO | Performance Verification | Closed | Kenneth Krips | 10/16/2019 | 10/16/2019 | Performance Verification for UNMATCHED 1216TD 1216TD | Initial Install of Performance Verification. Device is ready for patient use. |  |  | 10/16/2019 | 10/16/2019
22220055/XY787821-H |  | STORZ | STORZ IMAGE 1 (CAMERA) |  | XY787821-H | OR - KELEMEN 3 |  |  | excluded | 11/02/2019 |  |  |  |  | NO | NO |  |  |  |  | STORZ 22220055/XY787821-H XY787821-H |  |  | Active |  | 99:99:99:99:99:99 |  | Equipment | PAAR:00-PVAR | 11/02/2019 | 11/02/2019 | COOPER UNIVERSITY HOSPITAL |  |  | SPD | 0012387309 | DOMINIC VENDETTA | Repair | Closed | Kenneth Krips | 11/02/2019 | 11/02/2019 | ENDO CAMERA - BROKEN COUPLER CLASPING MECHANISM - TMX | 11/6/2017 3:14:33 PM KMKRIPS REPAIRS: CABLE REPLACED-STORZ IMAGE 1 REPAIR-SCOPE CLASPING MECHANISM REPAIR. LEVEL 2 COUPLER (MAJOR REPAIR). COST: $1387.25 11/6/2017 3:15:46 PM KMKRIPS THIS REPAIR HAS BEEN APPROVED BY J. DRUCTOR AND WILL BE CHARGED TO COST CTR. 0662. A TRIMEDX PURCHASE ORDER WILL BE ISSUED TO IMS AND A CUH PURCHASE ORDER WILL BE ISSUED TO TRIMEDX FOR BILL BACK. 11/7/2017 8:10:24 AM KMKRIPS PURCHASE ORDER #: TMX1095289 11/9/2017 1:22:20 PM KMKRIPS WAITING FOR A CUH PURCHASE ORDER TO BE ISSUED BEFORE CLOSING THIS WORK ORDER. THIS DEVICE HAS BEEN RETURNED BACK FROM IMS AND DELIVERED BACK TO CSP. 11/14/2017 10:26:19 AM KMKRIPS CUH PURCHASE ORDER ISSUED: 1214038200-0-SERV | B91BDB1F-D36D-4572-8CB6-0985693B745F | Labor | 11/02/2019 | 11/02/2019 | Kenneth Krips
22220055/wy785649-H |  | STORZ | STORZ IMAGE 1 (CAMERA) |  | WY785649-H | OR - KELEMEN 3 |  |  | excluded | 11/02/2019 |  |  |  |  | NO | NO |  |  |  |  | STORZ 22220055/wy785649-H WY785649-H |  |  | Active |  | 99:99:99:99:99:99 |  | Equipment | PAAR:00-PVAR | 11/02/2019 | 11/02/2019 | COOPER UNIVERSITY HOSPITAL |  |  | CSP |  | DOMINIC VENDETTA |  |  |  | 11/02/2019 | 11/02/2019 |  |  |  |  | 11/02/2019 | 11/02/2019
22220055/PW810859-H |  | STORZ | STORZ IMAGE 1 (CAMERA) |  | PW810859-H | OR - KELEMEN 3 |  |  | excluded | 11/02/2019 |  |  |  |  | NO | NO |  |  |  |  | STORZ 22220055/PW810859-H PW810859-H |  |  | Active |  | 99:99:99:99:99:99 |  | Equipment | PAAR:00-PVAR | 11/02/2019 | 11/02/2019 | COOPER UNIVERSITY HOSPITAL |  |  | SPD | WOT00000000533030 | DOMINIC VENDETTA | Disposition | Closed | Salvatore Bombara | 11/02/2019 | 11/02/2019 | Bulk Disposition CNL |  |  |  | 11/02/2019 | 11/02/2019
RRS976913-H |  | STORZ | STORZ IMAGE 1 (CAMERA) |  | Not Known | OR - KELEMEN 3 |  |  | excluded | 10/31/2019 |  |  |  |  | NO | NO |  |  |  |  | STORZ RRS976913-H Not Known |  |  | Active |  | 99:99:99:99:99:99 |  | Equipment | PAAR:00-PVAR | 10/31/2019 | 10/31/2019 | COOPER UNIVERSITY HOSPITAL |  |  |  | 0012650948 | DOMINIC VENDETTA | Preventative Maintenance | Closed | Josh Harris | 10/31/2019 | 10/31/2019 | PERFORMANCE ASSURANCE AT INVENTORY | INVENTORIED DEVICE AND ENSURED DEVICE WAS FUNCTIONING PROPERLY. | 3095FA13-5F7A-49E0-907F-7E65B35BB754 | Labor | 10/31/2019 | 10/31/2019 | Kenneth Krips
RRS976910-H |  | STORZ | STORZ IMAGE 1 (CAMERA) |  | Not Known | OR - KELEMEN 3 |  |  | excluded | 10/31/2019 |  |  |  |  | NO | NO |  |  |  |  | STORZ RRS976910-H Not Known |  |  | Active |  | 99:99:99:99:99:99 |  | Equipment | PAAR:00-PVAR | 10/31/2019 | 10/31/2019 | COOPER UNIVERSITY HOSPITAL |  |  |  | 0012650943 | DOMINIC VENDETTA | Performance Verification | Closed | Josh Harris | 10/31/2019 | 10/31/2019 | INCOMING INVENTORY | DEVICE INVENTORIED | C0FB9086-324F-4363-BB28-CC9ED2CF6DE9 | Labor | 10/31/2019 | 10/31/2019 | Josh Harris
RRS976734-H |  | STORZ | STORZ IMAGE 1 (CAMERA) |  | Not Known | OR - KELEMEN 3 |  |  | excluded | 10/31/2019 |  |  |  |  | NO | NO |  |  |  |  | STORZ RRS976734-H Not Known |  |  | Active |  | 99:99:99:99:99:99 |  | Equipment | PAAR:00-PVAR | 10/31/2019 | 10/31/2019 | COOPER UNIVERSITY HOSPITAL |  |  |  | 0012650937 | DOMINIC VENDETTA | Performance Verification | Closed | Josh Harris | 10/31/2019 | 10/31/2019 | INCOMING INVENTORY | DEVICE INVENTORIED | BDA9A753-FD0C-49C0-9261-C7C73F817692 | Labor | 10/31/2019 | 10/31/2019 | Josh Harris
XT881080-H |  | STORZ | STORZ IMAGE 1 (CAMERA) |  | Not Known | OR - KELEMEN 3 |  |  | excluded | 10/31/2019 |  |  |  |  | NO | NO |  |  |  |  | STORZ XT881080-H Not Known |  |  | Active |  | 99:99:99:99:99:99 |  | Equipment | PAAR:00-PVAR | 10/31/2019 | 10/31/2019 | COOPER UNIVERSITY HOSPITAL |  |  |  | 0012650929 | DOMINIC VENDETTA | Performance Verification | Closed | Josh Harris | 10/31/2019 | 10/31/2019 | INCOMING INVENTORY | DEVICE INVENTORIED | 03AA0A4B-B28F-45B9-BA78-8AF15389EA97 | Labor | 10/31/2019 | 10/31/2019 | Josh Harris
YT882366-H |  | STORZ | STORZ IMAGE 1 H3-Z |  | YT882366-H | OR - KELEMEN 3 |  |  |  | 10/31/2019 |  |  |  |  | NO | NO |  |  |  |  | STORZ YT882366-H YT882366-H |  |  | Disposition |  | 99:99:99:99:99:99 |  | Equipment | PAAR:00-PVAR | 10/31/2019 | 10/31/2019 | COOPER UNIVERSITY HOSPITAL |  |  |  | 0011900019 | DOMINIC VENDETTA | Preventative Maintenance | Closed | Bonnie Aichroth | 10/31/2019 | 10/31/2019 | PERFORMANCE ASSURANCE AT INVENTORY | INVENTORIED DEVICE AND ENSURED DEVICE WAS FUNCTIONING PROPERLY. | BB773A76-5B12-4AAD-B5CA-2287BE588A01 | Labor | 10/31/2019 | 10/31/2019 | Kenneth Krips
YT882361-H |  | STORZ | STORZ IMAGE 1 H3-Z |  | YT882361-H | OR - KELEMEN 3 |  |  |  | 10/31/2019 |  |  |  |  | NO | NO |  |  |  |  | STORZ YT882361-H YT882361-H |  |  | Disposition |  | 99:99:99:99:99:99 |  | Equipment | PAAR:00-PVAR | 10/31/2019 | 10/31/2019 | COOPER UNIVERSITY HOSPITAL |  |  |  | 0011900014 | DOMINIC VENDETTA | Performance Verification | Closed | Bonnie Aichroth | 10/31/2019 | 10/31/2019 | INCOMING INVENTORY | DEVICE INVENTORIED | CD61F0BF-E369-4329-9D5D-1CDD82FD5ADD | Labor | 10/31/2019 | 10/31/2019 | Bonnie Aichroth
|  | STORZ | STORZ IMAGE 1 HUB |  | LD634638P | OR - KELEMEN 3 |  |  |  | 12/26/2006 |  |  |  |  | NO | NO |  |  |  |  | STORZ 10368423 LD634638P |  |  | Disposition |  |  |  | Equipment | PAAR:00-PVAR | 11/02/2019 |  | COOPER UNIVERSITY HOSPITAL |  |  | KELEMAN SURGICAL SUITE |  | DOMINIC VENDETTA
|  | STORZ | STORZ OFFICEKART |  | OFFICEKART 9803 T-20 | BUNKER HILL-SURGERY |  |  | excluded | 01/01/1900 |  |  |  |  | NO | NO |  |  |  |  | STORZ 10366878 OFFICEKART 9803 T-20 |  |  | Active |  | 99:99:99:99:99:99 |  | Equipment | PAAR:00-PVAR | 11/02/2019 |  | COOPER AMBULATORY OFF-SITES |  |  | HALLWAY |  | ANNE MAIER
|  | STORZ | STORZ OFFICEKART |  |  | 6017 MAIN ST-PLASTICS |  |  | excluded | 11/26/2010 |  |  |  |  | NO | NO |  |  |  |  | STORZ 10345821 25040026 |  |  | Active |  | 99:99:99:99:99:99 |  | Equipment | PAAR:00-PVAR | 11/02/2019 |  | COOPER AMBULATORY OFF-SITES |  |  | exam 3 |  | ANNE MAIER
|  | STORZ | STORZ OR1 |  |  | OPERATING ROOM - PAVILION |  |  |  | 08/31/2009 |  |  |  |  | NO | NO |  |  |  |  | STORZ 10368362 1002584 |  |  | Disposition |  |  |  | Equipment | PAAR:00-PVAR | 10/16/2019 |  | COOPER UNIVERSITY HOSPITAL |  |  | OR P01 |  | DOMINIC VENDETTA
1201QX |  | STORZ | STORZ R26003 BEA |  | 1201QX | CENTRAL STERILE PROCESSING |  |  | excluded | 10/31/2019 |  |  |  |  | NO | NO |  |  |  |  | STORZ 1201QX 1201QX |  |  | Active |  |  |  | Equipment | PAAR:00-PVAR | 10/31/2019 | 10/31/2019 | COOPER UNIVERSITY HOSPITAL |  |  | BASEMENT | WOT00000002529148 | GINA GAROZZO | Performance Verification | Closed | Kenneth Krips | 10/31/2019 | 10/31/2019 | Performance Verification for UNMATCHED 1201QX 1201QX | Initial Install of Performance Verification. Device is ready for patient use. |  |  | 10/31/2019 | 10/31/2019
1201TG |  | STORZ | STORZ R26003 BEA |  | 1201TG | CENTRAL STERILE PROCESSING |  |  | excluded | 10/31/2019 |  |  |  |  | NO | NO |  |  |  |  | STORZ 1201TG 1201TG |  |  | Active |  |  |  | Equipment | PAAR:00-PVAR | 10/31/2019 | 10/31/2019 | COOPER UNIVERSITY HOSPITAL |  |  | BASEMENT | WOT00000002537214 | GINA GAROZZO | Performance Verification | Closed | Kenneth Krips | 10/31/2019 | 10/31/2019 | Performance Verification for UNMATCHED 1201TG 1201TG | Initial Install of Performance Verification. Device is ready for patient use. |  |  | 10/31/2019 | 10/31/2019
1201Q7 |  | STORZ | STORZ R26003 BEA |  | 1201Q7 | CENTRAL STERILE PROCESSING |  |  | excluded | 10/31/2019 |  |  |  |  | NO | NO |  |  |  |  | STORZ 1201Q7 1201Q7 |  |  | Active |  |  |  | Equipment | PAAR:00-PVAR | 10/31/2019 | 10/31/2019 | COOPER UNIVERSITY HOSPITAL |  |  | Performance Verification | WOT00000002537241 | GINA GAROZZO | Performance Verification | Closed | Kenneth Krips | 10/31/2019 | 10/31/2019 | CEID Record Completion for UNMATCHED 1201Q7 1201Q7 | NEW SCOPE INVENTORIED FOR CSP/O.R. | EXP2727778 | Labor | 10/31/2019 | 10/31/2019 | Kenneth Krips
|  | STORZ | STORZ R7230AA |  |  | 6200 MAIN ST-SURGERY |  |  | excluded | 10/31/2019 |  |  |  |  | NO | NO |  |  |  |  | STORZ 1563340 1563340 |  |  | Active |  | 99:99:99:99:99:99 |  | Equipment | PAAR:00-PVAR | 10/31/2019 | 10/31/2019 | COOPER AMBULATORY OFF-SITES |  |  |  |  | BOBBIE MICKLE |  |  |  | 10/31/2019 | 10/31/2019 |  |  |  |  | 10/31/2019 | 10/31/2019
|  | STORZ | STORZ SC-SX19-A1A11 |  | 05-57015 | COOPER DIGESTIVE HEALTH-ENDOSCOPY |  |  |  | 10/31/2019 |  |  |  |  | NO | NO |  |  |  |  | STORZ 11200066 05-57015 |  |  | Active |  |  |  | Accessory | PAAR:00-PVAR | 10/31/2019 | 10/31/2019 | COOPER AMBULATORY OFF-SITES |  |  | PROCEDURE ROOM 2 | WOT00000003661351 | JEANNE GREER | Performance Verification | Completed | Kirk Lis | 10/31/2019 | 10/31/2019 | Performance Verification for STORZ 11200066 05-57015 | Initial Install of Performance Verification. Device is ready for patient use. |  |  | 10/31/2019 | 10/31/2019
|  | STORZ | STORZ SC-SX19-A1A11 |  | 06-67681 | SPECIAL TEST |  |  |  | 05/19/2006 |  |  |  |  | NO | NO |  |  |  |  | STORZ 10356126 06-67681 |  |  | Disposition |  | 99:99:99:99:99:99 |  | Accessory | PAAR:00-PVAR | 11/02/2019 |  | COOPER UNIVERSITY HOSPITAL |  |  | FLUROSCOPY |  | AMY HANNAN
|  | STORZ | STORZ SC-SX19-A1A11 |  | 07-109223 | COOPER DIGESTIVE HEALTH-ENDOSCOPY |  |  |  | 10/14/2008 |  |  |  |  | NO | NO |  |  |  |  | STORZ 10347139 07-109223 |  |  | Disposition |  | 99:99:99:99:99:99 |  | Accessory | PAAR:00-PVAR | 11/02/2019 |  | COOPER AMBULATORY OFF-SITES |  |  | Suite 102 - Procedure Side | 0012134368 | JEANNE GREER | Repair | Closed | Kirk Lis | 09/05/2017 | 09/08/2017 | DISPLAY - GETTING HALF PICTURE - ENDO SUITE 102 OPERATORY RM 2 | 9/6/2017 8:35:44 AM KALIS (KALIS 9/5/2017 12:00 AM) TRAVEL TIME (KALIS 9/5/2017 12:00 AM) OBSERVED PROBLEM PERFORMED TROUBLE SHOOTING. WIRING HARNESS IS COMPROMISED. WILL NEED ROOM FOR EXTENDED PERIOD OF TIME TO REPAIR HARNESS | 43244974-8317-49E8-A02F-8B02FC25D226 | Labor | 09/05/2017 | 09/05/2017 | Kirk Lis
|  | STORZ | STORZ SC-SX19-A1A11 |  | 07-109207 | COOPER DIGESTIVE HEALTH-ENDOSCOPY |  |  |  | 10/14/2008 |  |  |  |  | NO | NO |  |  |  |  | STORZ 10347132 07-109207 |  |  | Disposition |  | 99:99:99:99:99:99 |  | Accessory | PAAR:00-PVAR | 11/02/2019 |  | COOPER AMBULATORY OFF-SITES |  |  | Suite 102 - Procedure Side | WOT00000001401185 | JEANNE GREER | Repair | Closed | Stephen Zubrzycki | 09/04/2018 | 10/03/2018 | No pictures | CND issue. By the time I checked it out the customer already resolved issue. VPO | EXP1371680 | Labor | 09/14/2018 | 09/14/2018 | Stephen Zubrzycki
|  | STORZ | STORZ SC-SX19-A1A11 |  | 09-139689 | OPERATING ROOM - PAVILION |  |  |  | 08/31/2009 |  |  |  |  | NO | NO |  |  |  |  | STORZ 10346652 09-139689 |  |  | Disposition |  |  |  | Accessory | PAAR:00-PVAR | 10/16/2019 |  | COOPER UNIVERSITY HOSPITAL |  |  | OR P01 | 0011774233 | DOMINIC VENDETTA | Preventative Maintenance | Closed | Salvatore Bombara | 06/19/2017 | 06/20/2017 | Retire Device | 6/20/2017 2:54:18 PM SXBOMBARA (SXBOMBARA 6/20/2017 12:00 AM) THIS UNIT HAS BEEN RETIRED 6/20/2017 2:54 PM SXBOMBARA This device has been removed from an active status with the RSQ Database, and physically removed from the facility. Device retired on 6/20/2017; Authorized By: OR; Nature of Retirement: NO LONGER NEEDED; Days In Service: 746 | 8C988E38-D0EF-447B-A6B1-15965A5CA643 | Labor | 06/20/2017 | 06/20/2017 | Salvatore Bombara
|  | STORZ | STORZ SC-SX19-A1A11 |  | 09-139701 | OPERATING ROOM - PAVILION |  |  |  | 08/31/2009 |  |  |  |  | NO | NO |  |  |  |  | STORZ 10346640 09-139701 |  |  | Disposition |  |  |  | Accessory | PAAR:00-PVAR | 11/01/2019 |  | COOPER UNIVERSITY HOSPITAL |  |  | OR P01 |  | DOMINIC VENDETTA
|  | STORZ | STORZ SC-SX19-A1A11 |  | 06-67679 | OR - KELEMEN 3 |  |  |  | 05/19/2006 |  |  |  |  | NO | NO |  |  |  |  | STORZ 10346327 06-67679 |  |  | Disposition |  |  |  | Accessory | PAAR:00-PVAR | 11/02/2019 |  | COOPER UNIVERSITY HOSPITAL |  |  | OR-KELLEMEN |  | DOMINIC VENDETTA
|  | STORZ | STORZ SC-WU23-A1515 |  | 08-117645 | OPERATING ROOM - PAVILION |  |  |  | 02/06/2009 |  |  |  |  | NO | NO |  |  |  |  | STORZ 10367332 08-117645 |  |  | Disposition |  | 99:99:99:99:99:99 |  | Accessory | PAAR:00-PVAR | 11/02/2019 |  | COOPER UNIVERSITY HOSPITAL |  |  | PO5 | 0011854736 | DOMINIC VENDETTA | Repair | Closed | Salvatore Bombara | 06/27/2017 | 06/27/2017 | DISPLAY - MONITOR COLOR CHANGES - TMX | 6/27/2017 2:27:22 PM SXBOMBARA (SXBOMBARA 6/27/2017 12:00 AM) CONFIRMED ERROR. SECURED LOOSE CONNECTION. ADJUSTED TENSION ON THE BOOM ARM. RETURNED TO SERVICE. | F7A58F42-99ED-45D7-85A0-416F71E564A8 | Labor | 06/27/2017 | 06/27/2017 | Salvatore Bombara
|  | STORZ | STORZ SCB IMAGE 1 PURE HD |  | WY688150-P | OR - KELEMEN 3 |  |  |  | 10/19/2011 |  |  |  |  | NO | NO |  |  |  |  | STORZ 10369505 WY688150-P |  |  | Disposition |  | 99:99:99:99:99:99 |  | Equipment | PAAR:00-PVAR | 11/02/2019 |  | COOPER UNIVERSITY HOSPITAL |  |  | OPERATING ROOM | WOT00000000536164 | DOMINIC VENDETTA | Disposition | Closed | Salvatore Bombara | 02/08/2018 | 05/14/2019 | Bulk Disposition CNL
8706CA/1550629 |  | STORZ | STORZ STROBO-LARYNGOSCOPE 8706CA |  |  | BUNKER HILL-SURGERY |  |  | excluded | 11/02/2019 |  |  |  |  | NO | NO |  |  |  |  | STORZ 8706CA/1550629 1550629 |  |  | Active |  | 99:99:99:99:99:99 |  | Equipment | PAAR:00-PVAR | 11/02/2019 | 11/02/2019 | COOPER AMBULATORY OFF-SITES |  |  | HALLWAY |  | ANNE MAIER |  |  |  | 11/02/2019 | 11/02/2019 |  |  |  |  | 11/02/2019 | 11/02/2019
|  | STORZ | STORZ TELE PACK X LED |  | TQ08359 | PHYSICAL THERAPY |  |  |  | 10/31/2019 |  |  |  |  | NO | NO |  |  |  |  | STORZ 11208448 TQ08359 |  |  | Active |  |  |  | Equipment | PAAR:00-PVAR | 10/31/2019 | 10/31/2019 | COOPER UNIVERSITY HOSPITAL |  |  | Performance Verification | WOT00000004003963 | JOSEPHINE HONG | Performance Verification | Completed | Zhan Kiselev | 10/31/2019 | 10/31/2019 | Performance Verification for STORZ 11208448 TQ08359 | Initial Install of Performance Verification. Device is ready for patient use. |  |  | 10/31/2019 | 10/31/2019
TELECAM-C/XZ769852-H |  | STORZ | STORZ TELECAM-C 20212134 |  | XZ769852-H | BUNKER HILL-SURGERY |  |  | excluded | 11/02/2019 |  |  |  |  | NO | NO |  |  |  |  | STORZ TELECAM-C/XZ769852-H XZ769852-H |  |  | Active |  | 99:99:99:99:99:99 |  | Equipment | PAAR:00-PVAR | 11/02/2019 | 11/02/2019 | COOPER AMBULATORY OFF-SITES |  |  | HALLWAY |  | ANNE MAIER |  |  |  | 11/02/2019 | 11/02/2019 |  |  |  |  | 11/02/2019 | 11/02/2019
|  | STORZ | STORZ UNIDRIVE ENT |  | RZ2308 | OR - KELEMEN 3 |  |  |  | 10/16/2019 |  |  |  |  | NO | NO |  |  |  |  | STORZ 21133 RZ2308 |  |  | Disposition |  |  |  | Equipment | PAAR:00-PVAR | 10/16/2019 | 10/16/2019 | COOPER UNIVERSITY HOSPITAL |  |  | OPERATING ROOM |  | DOMINIC VENDETTA |  |  |  | 10/16/2019 | 10/16/2019 |  |  |  |  | 10/16/2019 | 10/16/2019
|  | STORZ | STORZ V3C-SX19-R110 |  | 09-146464 | OPERATING ROOM - PAVILION |  |  |  | 01/01/1900 |  |  |  |  | NO | NO |  |  |  |  | STORZ 10346639 09-146464 |  |  | Disposition |  |  |  | Accessory | PAAR:00-PVAR | 10/16/2019 |  | COOPER UNIVERSITY HOSPITAL |  |  | OR P01 |  | DOMINIC VENDETTA
|  | STORZ | STORZ WIDEVIEW HD |  | 08-126521 | OPERATING ROOM - PAVILION |  |  |  | 01/01/1900 |  |  |  |  | NO | NO |  |  |  |  | STORZ 10346569 08-126521 |  |  | Active |  | 99:99:99:99:99:99 |  | Accessory | PAAR:00-PVAR | 11/02/2019 |  | COOPER UNIVERSITY HOSPITAL |  |  | OR P04 |  | DOMINIC VENDETTA
|  | STORZ | STORZ WIDEVIEW HD |  |  | OR - KELEMEN 3 |  |  |  | 08/31/2009 |  |  |  |  | NO | NO |  |  |  |  | STORZ 10346284 09145773 |  |  | Active |  | 99:99:99:99:99:99 |  | Accessory | PAAR:00-PVAR | 11/02/2019 |  | COOPER UNIVERSITY HOSPITAL |  |  | OR 1 | WOT00000000536804 | DOMINIC VENDETTA | Disposition | Closed | Salvatore Bombara | 02/09/2018 | 05/15/2019 | Bulk Disposition CNL | Notification sent to technician and manager that this CEID has been marked as Could Not Locate (CNL). 33% SLA Warning: Notification sent to technician and manager that this CEID has been marked as Could Not Locate (CNL) for 30 days. 66% SLA Warning: Notification sent to technician and manager that this CEID has been marked as Could Not Locate (CNL) for 60 days. 99% SLA Warning: Notification sent to technician and manager that this CEID has been marked as Could Not Locate (CNL) for 90 days.
|  | STORZ | STORZ XENON NOVA 175 |  | SW0688988 | 3 COOPER-MULTISPECIALTY CENTER |  |  |  | 04/03/2013 |  |  |  |  | NO | NO |  |  |  |  | STORZ 10345615 SW0688988 |  |  | Active |  | 99:99:99:99:99:99 |  | Equipment | PAAR:00-PVAR | 11/01/2019 |  | COOPER AMBULATORY OFF-SITES |  |  | SUITE 104 - EXAM 163 |  | MARGIE OUTLER
|  | STRYKER CORP. | STRYKER CORP. 0350-600-001 |  | M1116SG5102023 | OR - KELEMEN 3 |  |  |  | 09/08/2005 |  |  |  |  | NO | NO |  |  |  |  | STRYKER CORP. 10369519 M1116SG5102023 |  |  | Disposition |  |  |  | Equipment | 1Y:00-MFG | 06/28/2016 | 06/01/2020 | COOPER UNIVERSITY HOSPITAL |  |  | OR - k1 |  | DOMINIC VENDETTA
|  | STRYKER CORP. | STRYKER CORP. 0702-014-000 |  |  | VOORHEES SURGERY CENTER-OPERATING ROOM |  |  |  | 06/10/2015 |  |  |  |  | NO | NO |  |  |  |  | STRYKER CORP. 10480468 1424503723 |  |  | Active |  | 99:99:99:99:99:99 |  | Equipment | 1Y:00-MFG | 06/26/2019 | 03/01/2020 | COOPER AMBULATORY OFF-SITES |  |  |  |  | JENNIFER BOMBARO
|  | STRYKER CORP. | STRYKER CORP. 1005 / 1007 (FIFTH WHEEL) |  | Not Known | VOORHEES SURGERY CENTER-OPERATING ROOM |  |  |  | 10/31/2019 |  |  |  |  | NO | NO |  |  |  |  | STRYKER CORP. 50035887 Not Known |  |  | Active |  | 99:99:99:99:99:99 |  | Equipment | PAAR:00-PVAR | 10/31/2019 | 10/31/2019 | COOPER AMBULATORY OFF-SITES |  |  |  | 0012501194 | JENNIFER BOMBARO | Preventative Maintenance | Closed | Josh Harris | 10/31/2019 | 10/31/2019 | PERFORMANCE ASSURANCE AT INVENTORY | INVENTORIED DEVICE AND ENSURED DEVICE WAS FUNCTIONING PROPERLY. | 329F37F2-6A6D-44FA-983D-36A513D3B112 | Labor | 10/31/2019 | 10/31/2019 | Kirk Lis
|  | STRYKER CORP. | STRYKER CORP. 1005 / 1007 (FIFTH WHEEL) |  |  | PATIENT TRANSPORT |  |  |  | 03/29/2019 |  |  |  |  | NO | NO |  |  |  |  | STRYKER CORP. 50035759 0909033258 |  |  | Disposition |  | 99:99:99:99:99:99 |  | Equipment | 1Y:00-MFG | 03/29/2019 | 03/29/2019 | COOPER UNIVERSITY HOSPITAL |  |  | SPECIAL TEST | 0011185385 | Bonnie Aichroch | Performance Verification | Closed | Bonnie Aichroth | 03/29/2019 | 03/29/2019 | INCOMING INVENTORY | DEVICE INVENTORIED | 0D308972-BF20-40C4-BAC5-5788DF525A3B | Labor | 03/29/2019 | 03/29/2019 | Bonnie Aichroth
|  | STRYKER CORP. | STRYKER CORP. 1005 / 1007 (FIFTH WHEEL) |  |  | PATIENT TRANSPORT |  |  |  | 04/15/2019 |  |  |  |  | NO | NO |  |  |  |  | STRYKER CORP. 50035757 909033256 |  |  | Active |  | 99:99:99:99:99:99 |  | Equipment | 1Y:00-MFG | 04/15/2019 | 04/15/2019 | COOPER UNIVERSITY HOSPITAL |  |  |  | 0011057969 | Bonnie Aichroch | Repair | Closed | Josh Harris | 04/15/2019 | 04/15/2019 | BED - CONSTANT DESCENT JACK FAILING - TMX | 1/16/2017 10:58:31 AM JXHARRIS (JXHARRIS 1/16/2017 12:00 AM) REPLACED BOTH CONSTANT DESCENT JACKS. VPO. RTS. (JXHARRIS 1/16/2017 12:00 AM) ADDING UNIT INTO RSQ. 50035757 WILL BE CEID | 794C0FC3-DC2B-46A7-AF27-27540B185FE5 | Labor | 04/15/2019 | 04/15/2019 | Josh Harris
|  | STRYKER CORP. | STRYKER CORP. 1005 / 1007 (FIFTH WHEEL) |  |  | PATIENT TRANSPORT |  |  |  | 04/11/2019 |  |  |  |  | NO | NO |  |  |  |  | STRYKER CORP. 50006407 1304040569 |  |  | Active |  | 99:99:99:99:99:99 |  | Equipment | 1Y:00-MFG | 04/11/2019 | 04/11/2019 | COOPER UNIVERSITY HOSPITAL |  |  | HALLWAY |  | Bonnie Aichroch |  |  |  | 04/11/2019 | 04/11/2019 |  |  |  |  | 04/11/2019 | 04/11/2019
|  | STRYKER CORP. | STRYKER CORP. 1005 / 1007 (FIFTH WHEEL) |  |  | PATIENT TRANSPORT |  |  |  | 04/03/2019 |  |  |  |  | NO | NO |  |  |  |  | STRYKER CORP. 50006353 0506073075 |  |  | Active |  | 99:99:99:99:99:99 |  | Equipment | 1Y:00-MFG | 04/03/2019 | 04/03/2019 | COOPER UNIVERSITY HOSPITAL |  |  | TRANSPORT | 0012564815 | Bonnie Aichroch | Preventative Maintenance | Closed | Tom Burhart | 04/03/2019 | 04/03/2019 | Performance Assurance: 00-MFG | 1/23/2018 1:53:35 PM KETRINKLE Work order updated 1/23/2018 2:00:14 PM KETRINKLE AFTER REVIEW, THE REGULATORY DEPARTMENT HAS DETERMINED THAT THIS PM WORK ORDER IS TRULY NOT NEEDED IN ORDER TO REMAIN COMPLIANT. WORK ORDER CLOSED AS NOT NEEDED. CMPLREQ0003763 | 87B206C3-C829-4EBE-931E-06BDFB67C0EA | Labor | 04/03/2019 | 04/03/2019 | Kate Trinkle
|  | STRYKER CORP. | STRYKER CORP. 1005 / 1007 (FIFTH WHEEL) |  |  | PATIENT TRANSPORT |  |  |  | 01/01/2010 |  |  |  |  | NO | NO |  |  |  |  | STRYKER CORP. 10360499 0504069624 |  |  | Disposition |  | 99:99:99:99:99:99 |  | Equipment | 1Y:00-MFG | 03/29/2019 | 04/01/2020 | COOPER UNIVERSITY HOSPITAL |  |  | PEDS/6N TREATMENT RM | WOT00000000467439 | Bonnie Aichroch | Preventative Maintenance | Closed | Tom Burhart | 02/01/2018 | 05/11/2018 | PM: Procedure: 00-MFG Frequency: 1Y | Regulatory Approved As Not Needed - CMPLRSQM0005711
|  | STRYKER CORP. | STRYKER CORP. 1005 / 1007 (FIFTH WHEEL) |  |  | PATIENT TRANSPORT |  |  |  | 10/07/2015 |  |  |  |  | NO | NO |  |  |  |  | STRYKER CORP. 10349472 0909033257 |  |  | Active |  | 99:99:99:99:99:99 |  | Equipment | 1Y:00-MFG | 04/15/2019 | 04/01/2020 | COOPER UNIVERSITY HOSPITAL |  |  | p2 storage |  | Bonnie Aichroch
|  | STRYKER CORP. | STRYKER CORP. 1005 / 1007 (FIFTH WHEEL) |  |  | VOORHEES SURGERY CENTER-OPERATING ROOM |  |  |  | 01/01/1900 |  |  |  |  | NO | NO |  |  |  |  | STRYKER CORP. 10346682 0501071498 |  |  | Disposition |  |  |  | Equipment | PAAR:00-PVAR | 11/02/2019 |  | COOPER AMBULATORY OFF-SITES |  |  | PACU ROOM 8 | 0012368815 | JENNIFER BOMBARO | Repair | Closed | Kirk Lis | 10/27/2017 | 11/08/2017 | STRETCHER - BREAKS UNLOCKING VERY EASILY - VOORHES, RECOVERY ROOM SUITE E | 11/1/2017 9:54:11 AM KALIS (KALIS 10/31/2017 12:00 AM) CONFERRED WITH DEPT. MANAGER. MARGARET WANTS UNIT REMOVED FROM FACILITY. RELOCATED UNIT TO LOADING DOCK AREA 11/8/2017 9:22:01 AM KALIS (KALIS 11/8/2017 12:00 AM) DOCUMENTATION 11/8/2017 9:22:07 AM KALIS This device has been removed from an active status with the RSQ Database, and physically removed from the facility. Device retired on 11/8/2017; Authorized By: MARGARET LIQUORI; Nature of Retirement: NO LONGER NEEDED; Days In Service: 888 | A4976EDC-2517-44B4-81A4-9BC5F7994641 | Labor | 10/31/2017 | 10/31/2017 | Kirk Lis
|  | STRYKER CORP. | STRYKER CORP. 1020 |  |  | PATIENT TRANSPORT |  |  |  | 03/29/2019 |  |  |  |  | NO | NO |  |  |  |  | STRYKER CORP. 50010975 0709046115 |  |  | Disposition |  | 99:99:99:99:99:99 |  | Equipment | 1Y:00-MFG | 03/29/2019 | 03/29/2019 | COOPER UNIVERSITY HOSPITAL |  |  | P5 STORAGE RM | 0012564817 | Bonnie Aichroch | Preventative Maintenance | Closed | Tom Burhart | 03/29/2019 | 03/29/2019 | Performance Assurance: 00-MFG | 1/2/2018 10:51:02 AM KETRINKLE (KETRINKLE 1/2/2018 8:00 AM) AFTER REVIEW, THE REGULATORY DEPARTMENT HAS DETERMINED THAT THIS PM WORK ORDER IS TRULY NOT NEEDED IN ORDER TO REMAIN COMPLIANT. WORK ORDER CLOSED AS NOT NEEDED.CMPLREQ0003763 | 4BB992AF-A3A1-426B-8A45-DCA3D3C9B6C8 | Labor | 03/29/2019 | 03/29/2019 | Kate Trinkle
|  | STRYKER CORP. | STRYKER CORP. 1020 |  |  | PATIENT TRANSPORT |  |  |  | 03/29/2019 |  |  |  |  | NO | NO |  |  |  |  | STRYKER CORP. 50010973 0309052052 |  |  | Disposition |  | 99:99:99:99:99:99 |  | Equipment | 1Y:00-MFG | 03/29/2019 | 03/29/2019 | COOPER UNIVERSITY HOSPITAL |  |  | P5 STORAGE RM | 0012564810 | Bonnie Aichroch | Preventative Maintenance | Closed | Tom Burhart | 03/29/2019 | 03/29/2019 | Performance Assurance: 00-MFG | 1/23/2018 1:53:19 PM KETRINKLE Work order updated 1/23/2018 1:59:53 PM KETRINKLE AFTER REVIEW, THE REGULATORY DEPARTMENT HAS DETERMINED THAT THIS PM WORK ORDER IS TRULY NOT NEEDED IN ORDER TO REMAIN COMPLIANT. WORK ORDER CLOSED AS NOT NEEDED. CMPLREQ0003763 | BC829EA8-7C03-4FED-A95B-1C912908BAF7 | Labor | 03/29/2019 | 03/29/2019 | Kate Trinkle
|  | STRYKER CORP. | STRYKER CORP. 1020 |  |  | PATIENT TRANSPORT |  |  |  | 01/01/1900 |  |  |  |  | NO | NO |  |  |  |  | STRYKER CORP. 10368936 0309952053 |  |  | Disposition |  |  |  | Equipment | 1Y:00-MFG | 01/01/1900 | 12/01/2019 | COOPER UNIVERSITY HOSPITAL |  |  | TRAUMA | 0011792140 | Bonnie Aichroch | Repair | Closed | Josh Harris | 06/26/2017 | 06/26/2017 | STRETCHERS, MOBILE, HOSPITAL, ADJUSTABLE-HEIGHT - BROKEN WELD, DISPOSITION - TMX | 6/26/2017 7:59:13 AM JXHARRIS (JXHARRIS 6/26/2017 12:00 AM) WELDS BROKEN ON STRETCHER. NOT ECONOMICAL TO REPAIR. RETIRING UNIT. 6/26/2017 7:59 AM JXHARRIS This device has been removed from an active status with the RSQ Database, and physically removed from the facility. Device retired on 6/26/2017; Authorized By: BONNIE AICHROTH; Nature of Retirement: BEYOND ECONOMICAL REPAIR; Days In Service: 752 | 0811048A-E2CE-49A9-9066-94980812CD21 | Labor | 06/26/2017 | 06/26/2017 | Josh Harris
|  | STRYKER CORP. | STRYKER CORP. 1027 |  |  | PATIENT TRANSPORT |  |  |  | 03/29/2019 |  |  |  |  | NO | NO |  |  |  |  | STRYKER CORP. 50010974 0209046114 |  |  | Disposition |  | 99:99:99:99:99:99 |  | Equipment | 1Y:00-MFG | 03/29/2019 | 03/29/2019 | COOPER UNIVERSITY HOSPITAL |  |  | P5 STORAGE RM | 0012564809 | Bonnie Aichroch | Preventative Maintenance | Closed | Tom Burhart | 03/29/2019 | 03/29/2019 | Performance Assurance: 00-MFG | 1/23/2018 1:53:17 PM KETRINKLE Work order updated 1/23/2018 1:59:50 PM KETRINKLE AFTER REVIEW, THE REGULATORY DEPARTMENT HAS DETERMINED THAT THIS PM WORK ORDER IS TRULY NOT NEEDED IN ORDER TO REMAIN COMPLIANT. WORK ORDER CLOSED AS NOT NEEDED. CMPLREQ0003763 | F9A90D77-883E-4135-8529-105BD47F38EB | Labor | 03/29/2019 | 03/29/2019 | Kate Trinkle
|  | STRYKER CORP. | STRYKER CORP. 1027 |  |  | PATIENT TRANSPORT |  |  |  | 03/29/2019 |  |  |  |  | NO | NO |  |  |  |  | STRYKER CORP. 50010972 1002032670 |  |  | Disposition |  | 99:99:99:99:99:99 |  | Equipment | 1Y:00-MFG | 03/29/2019 | 03/29/2019 | COOPER UNIVERSITY HOSPITAL |  |  | P5 STORAGE RM | 0012564830 | Bonnie Aichroch | Preventative Maintenance | Closed | Tom Burhart | 03/29/2019 | 03/29/2019 | Performance Assurance: 00-MFG | 1/23/2018 2:07:50 PM KETRINKLE Work order updated 1/23/2018 2:13:00 PM KETRINKLE AFTER REVIEW, THE REGULATORY DEPARTMENT HAS DETERMINED THAT THIS PM WORK ORDER IS TRULY NOT NEEDED IN ORDER TO REMAIN COMPLIANT. WORK ORDER CLOSED AS NOT NEEDED. CMPLREQ0003763 | A5F6A9DA-5326-4CC8-941A-840A9DE5F948 | Labor | 03/29/2019 | 03/29/2019 | Kate Trinkle
|  | STRYKER CORP. | STRYKER CORP. 1027 |  |  | PATIENT TRANSPORT |  |  |  | 03/29/2019 |  |  |  |  | NO | NO |  |  |  |  | STRYKER CORP. 50010971 1002032669 |  |  | Disposition |  | 99:99:99:99:99:99 |  | Equipment | 1Y:00-MFG | 03/29/2019 | 03/29/2019 | COOPER UNIVERSITY HOSPITAL |  |  | P5 STORAGE RM | 0012564829 | Bonnie Aichroch | Preventative Maintenance | Closed | Tom Burhart | 03/29/2019 | 03/29/2019 | Performance Assurance: 00-MFG | 1/23/2018 2:07:47 PM KETRINKLE Work order updated 1/23/2018 2:12:57 PM KETRINKLE AFTER REVIEW, THE REGULATORY DEPARTMENT HAS DETERMINED THAT THIS PM WORK ORDER IS TRULY NOT NEEDED IN ORDER TO REMAIN COMPLIANT. WORK ORDER CLOSED AS NOT NEEDED. CMPLREQ0003763 | 38FB6556-A0A3-48CC-BA9F-16A1C89632E1 | Labor | 03/29/2019 | 03/29/2019 | Kate Trinkle
|  | STRYKER CORP. | STRYKER CORP. 1060 OB/GYN TRAUMA |  | 1303-037994 | PATIENT TRANSPORT |  |  |  | 06/10/2015 |  |  |  |  | NO | NO |  |  |  |  | STRYKER CORP. 10732439 1303-037994 |  |  | Disposition |  | 99:99:99:99:99:99 |  | Equipment | 1Y:00-MFG | 03/29/2019 | 04/01/2020 | COOPER UNIVERSITY HOSPITAL |  |  |  | 0012493512 | Bonnie Aichroch | Performance Verification | Closed | Josh Harris | 12/08/2017 | 12/08/2017 | INCOMING INVENTORY | DEVICE INVENTORIED | 70E64F74-86C1-4374-966C-7542DC225565 | Labor | 12/08/2017 | 12/08/2017 | Josh Harris
|  | STRYKER CORP. | STRYKER CORP. 1061 GYNNIE |  |  | RUNNEMEDE URGENT CARE |  |  |  | 11/02/2019 |  |  |  |  | NO | NO |  |  |  |  | STRYKER CORP. 10769679 1411031319 |  |  | Active |  | 99:99:99:99:99:99 |  | Equipment | PAAR:00-PVAR | 11/02/2019 | 11/02/2019 | COOPER AMBULATORY OFF-SITES |  |  | PROCEDURE |  | MELISSA PORTOBANCO |  |  |  | 11/02/2019 | 11/02/2019 |  |  |  |  | 11/02/2019 | 11/02/2019
|  | STRYKER CORP. | STRYKER CORP. 1061 GYNNIE |  |  | RUNNEMEDE URGENT CARE |  |  |  | 10/31/2019 |  |  |  |  | NO | NO |  |  |  |  | STRYKER CORP. 10769672 1702030735 |  |  | Active |  | 99:99:99:99:99:99 |  | Equipment | PAAR:00-PVAR | 10/31/2019 | 10/31/2019 | COOPER AMBULATORY OFF-SITES |  |  |  | 0012056190 | MELISSA PORTOBANCO | Preventative Maintenance | Closed | Kirk Lis | 10/31/2019 | 10/31/2019 | PERFORMANCE ASSURANCE AT INVENTORY | INVENTORIED DEVICE AND ENSURED DEVICE WAS FUNCTIONING PROPERLY. | D819640F-74B6-48B1-86F2-6B6D73C155A5 | Labor | 10/31/2019 | 10/31/2019 | Kirk Lis
|  | STRYKER CORP. | STRYKER CORP. 1061 GYNNIE |  | 0907-031127 | PATIENT TRANSPORT |  |  |  | 01/01/1900 |  |  |  |  | NO | NO |  |  |  |  | STRYKER CORP. 10365327 0907-031127 |  |  | Active |  | 99:99:99:99:99:99 |  | Equipment | 1Y:00-MFG | 04/15/2019 | 04/01/2020 | COOPER UNIVERSITY HOSPITAL |  |  | rm605 |  | Bonnie Aichroch
10G025634 |  | STRYKER CORP. | STRYKER CORP. 1288 HD CAMERA HEAD |  | 10G025634 | VOORHEES SURGERY CENTER-OPERATING ROOM |  |  | excluded | 10/31/2019 |  |  |  |  | NO | NO |  |  |  |  | STRYKER CORP. 10G025634 10G025634 |  |  | Active |  | 99:99:99:99:99:99 |  | Equipment | PAAR:00-PVAR | 10/31/2019 | 10/31/2019 | COOPER AMBULATORY OFF-SITES |  |  |  |  | JENNIFER BOMBARO |  |  |  | 10/31/2019 | 10/31/2019 |  |  |  |  | 10/31/2019 | 10/31/2019
10H006764 |  | STRYKER CORP. | STRYKER CORP. 1288 HD CAMERA HEAD |  | 10H006764 | CENTRAL STERILE PROCESSING |  |  | excluded | 10/31/2019 |  |  |  |  | NO | NO |  |  |  |  | STRYKER CORP. 10H006764 10H006764 |  |  | Active |  |  |  | Equipment | PAAR:00-PVAR | 10/31/2019 | 10/31/2019 | COOPER UNIVERSITY HOSPITAL |  |  | BASEMENT | WOT00000002112875 | GINA GAROZZO | Repair | Closed | Kenneth Krips | 10/31/2019 | 10/31/2019 | Stryker camera - dark image | .:: Acknowledged ::. Technician: Kenneth KripsTimestamp: 2019-02-04 13:27:17 1.1.0 10H006764 VIDEO.CAMERA HEAD.CAMERA.STRYKER.1288-210-105 EA 1 $0.00 $0.001.1.2 SC.VID001 Cable Replaced EA 1 $0.00 $0.001.1.3 SC.VID003 Prism Centering Bracket Replaced EA 1 $0.00 $0.001.1.4 SC.VID005 Front Window Replaced EA 1 $0.00 $0.001.1.5 SC.VID011 Soak Cap Replaced EA 1 $0.00 $0.001.1.6 SC.VID012 Soak Cap Wire Replaced EA 1 $0.00 $0.001.1.7 SC.VID039 Prism Block Centered EA 1 $0.00 $0.001.1.8 SC.VID044 Replace Threads EA 1 $0.00 $0.001.1.9 SC.VID045 Clean Optics EA 1 $0.00 $0.001.1.10 CT.VCS111 Stryker 1288 Repair EA 1 $1,200.00 $1,200.00Total 1,200.00 THIS DEVICE BELONGS TO VOORHEES SURGERY CTR. THIS CAMERA HAS BEEN RETURNED BACK TO LEAD JASON PIETARINEN @ VOORHEES SURGERY CTR. SUITE E. | EXP2224795 | Labor | 10/31/2019 | 10/31/2019 | Kenneth Krips
10G004234 |  | STRYKER CORP. | STRYKER CORP. 1288 HD CAMERA HEAD |  | 10G004234 | VOORHEES SURGERY CENTER-OPERATING ROOM |  |  | excluded | 11/14/2019 |  |  |  |  | NO | NO |  |  |  |  | STRYKER CORP. 10G004234 10G004234 |  |  | Active |  |  |  | Equipment | PAAR:00-PVAR | 11/14/2019 | 11/14/2019 | COOPER AMBULATORY OFF-SITES |  |  | SUITE E | WOT00000004321493 | JENNIFER BOMBARO | Performance Verification | Completed | Kirk Lis | 11/14/2019 | 11/14/2019 | Performance Verification for STRYKER CORP. 10G004234 10G004234 | Initial Install of Performance Verification. Device is ready for patient use. |  |  | 11/14/2019 | 11/14/2019
|  | STRYKER CORP. | STRYKER CORP. 5050 STRETCHER CHAIR |  |  | PATIENT TRANSPORT |  |  |  | 11/02/2019 |  |  |  |  | NO | NO |  |  |  |  | STRYKER CORP. 50010985 0901031132 |  |  | Disposition |  |  |  | Equipment | PAAR:00-PVAR | 11/02/2019 | 11/02/2019 | COOPER UNIVERSITY HOSPITAL |  |  | PT |  | Bonnie Aichroch |  |  |  | 11/02/2019 | 11/02/2019 |  |  |  |  | 11/02/2019 | 11/02/2019
|  | STRYKER CORP. | STRYKER CORP. 5050 STRETCHER CHAIR |  |  | PATIENT TRANSPORT |  |  |  | 03/29/2019 |  |  |  |  | NO | NO |  |  |  |  | STRYKER CORP. 50010983 0901031084 |  |  | Disposition |  | 99:99:99:99:99:99 |  | Equipment | 1Y:00-MFG | 03/29/2019 | 03/29/2019 | COOPER UNIVERSITY HOSPITAL |  |  | Pav 2 Bed Storage |  | Bonnie Aichroch |  |  |  | 03/29/2019 | 03/29/2019 |  |  |  |  | 03/29/2019 | 03/29/2019
|  | STRYKER CORP. | STRYKER CORP. 5050 STRETCHER CHAIR |  |  | PATIENT TRANSPORT |  |  |  | 03/29/2019 |  |  |  |  | NO | NO |  |  |  |  | STRYKER CORP. 50010982 0901031136 |  |  | Disposition |  | 99:99:99:99:99:99 |  | Equipment | 1Y:00-MFG | 03/29/2019 | 03/29/2019 | COOPER UNIVERSITY HOSPITAL |  |  | P5 STORAGE RM | 0012564826 | Bonnie Aichroch | Preventative Maintenance | Closed | Tom Burhart | 03/29/2019 | 03/29/2019 | Performance Assurance: 00-MFG | 1/23/2018 1:54:08 PM KETRINKLE Work order updated 1/23/2018 2:00:54 PM KETRINKLE AFTER REVIEW, THE REGULATORY DEPARTMENT HAS DETERMINED THAT THIS PM WORK ORDER IS TRULY NOT NEEDED IN ORDER TO REMAIN COMPLIANT. WORK ORDER CLOSED AS NOT NEEDED. CMPLREQ0003763 | E6B31B72-5828-49FB-A7A4-B03EEA3ABAF6 | Labor | 03/29/2019 | 03/29/2019 | Kate Trinkle
|  | STRYKER CORP. | STRYKER CORP. 5050 STRETCHER CHAIR |  |  | PATIENT TRANSPORT |  |  |  | 01/01/1900 |  |  |  |  | NO | NO |  |  |  |  | STRYKER CORP. 50010798 0901031085 |  |  | Disposition |  |  |  | Equipment | 1Y:00-MFG | 01/01/1900 | 01/01/1900 | COOPER UNIVERSITY HOSPITAL |  |  | ER | 0011792154 | Bonnie Aichroch | Repair | Closed | Josh Harris | 01/01/1900 | 01/01/1900 | STRETCHER/CHAIRS, MOBILE - BROKEN BACKBOARD, CONSTANT DESCENT JACK LEAKING, DISPOSITION - TMX | 6/26/2017 8:01:13 AM JXHARRIS (JXHARRIS 6/26/2017 12:00 AM) BACKBOARD BROKEN, BOTH CONSTANT DESCENT JACKS FAILED, WELD BROKEN. NOT ECONOMICAL TO REPAIR. RETIRING. 6/26/2017 8:01 AM JXHARRIS This device has been removed from an active status with the RSQ Database, and physically removed from the facility. Device retired on 6/26/2017; Authorized By: BONNIE AICHROTH; Nature of Retirement: BEYOND ECONOMICAL REPAIR; Days In Service: 752 | DE36352E-4C4D-458F-B587-89DE20147C10 | Labor | 01/01/1900 | 01/01/1900 | Josh Harris
|  | STRYKER CORP. | STRYKER CORP. 5050 STRETCHER CHAIR |  |  | PATIENT TRANSPORT |  |  |  | 03/29/2019 |  |  |  |  | NO | NO |  |  |  |  | STRYKER CORP. 50006486 1303037994 |  |  | Disposition |  | 99:99:99:99:99:99 |  | Equipment | 1Y:00-MFG | 03/29/2019 | 03/29/2019 | COOPER UNIVERSITY HOSPITAL |  |  | TRANSPORT | WOT00000000488203 | Bonnie Aichroch | Preventative Maintenance | Closed | Tom Burhart | 03/29/2019 | 03/29/2019 | PM: Procedure: 00-MFG Frequency: 1Y | Regulatory Approved As Not Needed - CMPLRSQM0005791 |  |  | 03/29/2019 | 03/29/2019
|  | STRYKER CORP. | STRYKER CORP. 5050 STRETCHER CHAIR |  |  | PATIENT TRANSPORT |  |  |  | 11/02/2019 |  |  |  |  | NO | NO |  |  |  |  | STRYKER CORP. 50005146 0901031083 |  |  | Disposition |  |  |  | Equipment | PAAR:00-PVAR | 11/02/2019 | 11/02/2019 | COOPER UNIVERSITY HOSPITAL |  |  | Pav 2 Bed Storage |  | Bonnie Aichroch |  |  |  | 11/02/2019 | 11/02/2019 |  |  |  |  | 11/02/2019 | 11/02/2019
|  | STRYKER CORP. | STRYKER CORP. 5050 STRETCHER CHAIR |  |  | PATIENT TRANSPORT |  |  |  | 01/01/1900 |  |  |  |  | NO | NO |  |  |  |  | STRYKER CORP. 10356715 0712097010 |  |  | Disposition |  | 99:99:99:99:99:99 |  | Equipment | 1Y:00-MFG | 03/29/2019 | 04/01/2020 | COOPER UNIVERSITY HOSPITAL |  |  | PT |  | Bonnie Aichroch
|  | STRYKER CORP. | STRYKER CORP. 5050 STRETCHER CHAIR |  |  | PATIENT TRANSPORT |  |  |  | 01/01/1900 |  |  |  |  | NO | NO |  |  |  |  | STRYKER CORP. 10355409 0567070563 |  |  | Disposition |  | 99:99:99:99:99:99 |  | Equipment | 1Y:00-MFG | 03/29/2019 | 04/01/2020 | COOPER UNIVERSITY HOSPITAL |  |  | P5 STORAGE RM | 0012564816 | Bonnie Aichroch | Preventative Maintenance | Closed | Tom Burhart | 01/01/2018 | 01/23/2018 | Performance Assurance: 00-MFG | 1/23/2018 1:53:38 PM KETRINKLE Work order updated 1/23/2018 2:00:18 PM KETRINKLE AFTER REVIEW, THE REGULATORY DEPARTMENT HAS DETERMINED THAT THIS PM WORK ORDER IS TRULY NOT NEEDED IN ORDER TO REMAIN COMPLIANT. WORK ORDER CLOSED AS NOT NEEDED. CMPLREQ0003763 | AA7C4F04-D9DD-4794-B54C-686C4DDE1F88 | Labor | 01/22/2018 | 01/22/2018 | Kate Trinkle
|  | STRYKER CORP. | STRYKER CORP. 5050 STRETCHER CHAIR |  |  | PATIENT TRANSPORT |  |  |  | 01/01/1900 |  |  |  |  | NO | NO |  |  |  |  | STRYKER CORP. 10355404 0901031134 |  |  | Disposition |  | 99:99:99:99:99:99 |  | Equipment | 1Y:00-MFG | 03/29/2019 | 04/01/2020 | COOPER UNIVERSITY HOSPITAL |  |  | Pav 7 | 0012564825 | Bonnie Aichroch | Preventative Maintenance | Closed | Tom Burhart | 01/01/2018 | 01/23/2018 | Performance Assurance: 00-MFG | 1/23/2018 1:54:05 PM KETRINKLE Work order updated 1/23/2018 2:00:50 PM KETRINKLE AFTER REVIEW, THE REGULATORY DEPARTMENT HAS DETERMINED THAT THIS PM WORK ORDER IS TRULY NOT NEEDED IN ORDER TO REMAIN COMPLIANT. WORK ORDER CLOSED AS NOT NEEDED. CMPLREQ0003763 | 7173F755-C458-433A-B21E-29C5053E135E | Labor | 01/22/2018 | 01/22/2018 | Kate Trinkle
|  | STRYKER CORP. | STRYKER CORP. 5050 STRETCHER CHAIR |  |  | PATIENT TRANSPORT |  |  |  | 01/01/1900 |  |  |  |  | NO | NO |  |  |  |  | STRYKER CORP. 10355402 0901031131 |  |  | Disposition |  | 99:99:99:99:99:99 |  | Equipment | 1Y:00-MFG | 03/29/2019 | 04/01/2020 | COOPER UNIVERSITY HOSPITAL |  |  | P5 STORAGE RM |  | Bonnie Aichroch
|  | STRYKER CORP. | STRYKER CORP. 660 |  |  | PATIENT TRANSPORT |  |  |  | 01/01/1900 |  |  |  |  | NO | NO |  |  |  |  | STRYKER CORP. 50010977 0206044301 |  |  | Disposition |  |  |  | Equipment | 1Y:00-MFG | 01/01/1900 | 01/01/1900 | COOPER UNIVERSITY HOSPITAL |  |  | P2 Storage RM |  | Bonnie Aichroch |  |  |  | 01/01/1900 | 01/01/1900 |  |  |  |  | 01/01/1900 | 01/01/1900
|  | STRYKER CORP. | STRYKER CORP. 660 |  |  | PATIENT TRANSPORT |  |  |  | 03/29/2019 |  |  |  |  | NO | NO |  |  |  |  | STRYKER CORP. 50010969 0206044309 |  |  | Disposition |  | 99:99:99:99:99:99 |  | Equipment | 1Y:00-MFG | 03/29/2019 | 03/29/2019 | COOPER UNIVERSITY HOSPITAL |  |  | PACU | 0012564808 | Bonnie Aichroch | Preventative Maintenance | Closed | Tom Burhart | 03/29/2019 | 03/29/2019 | Performance Assurance: 00-MFG | 1/23/2018 1:53:13 PM KETRINKLE Work order updated 1/23/2018 1:59:47 PM KETRINKLE AFTER REVIEW, THE REGULATORY DEPARTMENT HAS DETERMINED THAT THIS PM WORK ORDER IS TRULY NOT NEEDED IN ORDER TO REMAIN COMPLIANT. WORK ORDER CLOSED AS NOT NEEDED. CMPLREQ0003763 | 54BA85FA-BF65-4B4A-8292-117A9B57D424 | Labor | 03/29/2019 | 03/29/2019 | Kate Trinkle
|  | STRYKER CORP. | STRYKER CORP. 660 |  |  | PATIENT TRANSPORT |  |  |  | 11/02/2019 |  |  |  |  | NO | NO |  |  |  |  | STRYKER CORP. 50010794 0206044307 |  |  | Disposition |  |  |  | Equipment | PAAR:00-PVAR | 11/02/2019 | 11/02/2019 | COOPER UNIVERSITY HOSPITAL |  |  | KELEMEN-OR |  | Bonnie Aichroch |  |  |  | 11/02/2019 | 11/02/2019 |  |  |  |  | 11/02/2019 | 11/02/2019
|  | STRYKER CORP. | STRYKER CORP. 660 |  |  | PATIENT TRANSPORT |  |  |  | 04/22/2019 |  |  |  |  | NO | NO |  |  |  |  | STRYKER CORP. 50010776 0206044305 |  |  | Disposition |  | 99:99:99:99:99:99 |  | Equipment | 1Y:00-MFG | 04/22/2019 | 04/22/2019 | COOPER UNIVERSITY HOSPITAL |  |  | OR HOLDING - PACU | WOT00000000488311 | Bonnie Aichroch | Preventative Maintenance | Closed | Tom Burhart | 04/22/2019 | 04/22/2019 | PM: Procedure: 00-MFG Frequency: 1Y | Regulatory Approved As Not Needed - CMPLRSQM0005704 |  |  | 04/22/2019 | 04/22/2019
|  | STRYKER CORP. | STRYKER CORP. 660 |  |  | PATIENT TRANSPORT |  |  |  | 01/01/1900 |  |  |  |  | NO | NO |  |  |  |  | STRYKER CORP. 50006434 0206044310 |  |  | Disposition |  |  |  | Equipment | 1Y:00-MFG | 01/01/1900 | 01/01/1900 | COOPER UNIVERSITY HOSPITAL |  |  | p2 storage | 0011049736 | Bonnie Aichroch | Repair | Closed | Richard Jolly | 01/01/1900 | 01/01/1900 | STRETCHER - DISPOSITION - TMX | 1/20/2017 3:34:23 PM RCJOLLY (RCJOLLY 1/12/2017 10:00 AM) REMOVE FROM SERVICE 1/20/2017 3:34:25 PM RCJOLLY This device has been removed from an active status with the RSQ Database, and physically removed from the facility. Device retired on 1/20/2017; Authorized By: YES; Nature of Retirement: BEYOND ECONOMICAL REPAIR; Days In Service: 595 | 1446FC85-AB52-458A-8FF3-6491ABD674C0 | Labor | 01/01/1900 | 01/01/1900 | Richard Jolly
|  | STRYKER CORP. | STRYKER CORP. 660 |  |  | PATIENT TRANSPORT |  |  |  | 03/29/2019 |  |  |  |  | NO | NO |  |  |  |  | STRYKER CORP. 50006358 0206044303 |  |  | Disposition |  | 99:99:99:99:99:99 |  | Equipment | 1Y:00-MFG | 03/29/2019 | 03/29/2019 | COOPER UNIVERSITY HOSPITAL |  |  | ER | WOT00000000488162 | Bonnie Aichroch | Preventative Maintenance | Closed | Tom Burhart | 03/29/2019 | 03/29/2019 | PM: Procedure: 00-MFG Frequency: 1Y | Regulatory Approved As Not Needed - CMPLRSQM0005803 |  |  | 03/29/2019 | 03/29/2019
|  | STRYKER CORP. | STRYKER CORP. 660 |  |  | PATIENT TRANSPORT |  |  |  | 10/16/2019 |  |  |  |  | NO | NO |  |  |  |  | STRYKER CORP. 30149722 0206044308 |  |  | Disposition |  |  |  | Equipment | PAAR:00-PVAR | 10/16/2019 | 10/16/2019 | COOPER UNIVERSITY HOSPITAL |  |  |  |  | Bonnie Aichroch |  |  |  | 10/16/2019 | 10/16/2019 |  |  |  |  | 10/16/2019 | 10/16/2019
|  | STRYKER CORP. | STRYKER CORP. 721 TRANSPORT |  | Not Known | BRACHFIELD MEDICAL ASSOCIATES-MEDICINE |  |  |  | 01/01/1900 |  |  |  |  | NO | NO |  |  |  |  | STRYKER CORP. 10367190 Not Known |  |  | Active |  | 99:99:99:99:99:99 |  | Equipment | PAAR:00-PVAR | 11/02/2019 |  | COOPER AMBULATORY OFF-SITES |  |  | ENDO - Holding |  | CATHY CRAWFORD
|  | STRYKER CORP. | STRYKER CORP. 721 TRANSPORT |  | Not Known | BRACHFIELD MEDICAL ASSOCIATES-MEDICINE |  |  |  | 01/01/1900 |  |  |  |  | NO | NO |  |  |  |  | STRYKER CORP. 10367179 Not Known |  |  | Active |  | 99:99:99:99:99:99 |  | Equipment | PAAR:00-PVAR | 11/02/2019 |  | COOPER AMBULATORY OFF-SITES |  |  | ENDO - Holding |  | CATHY CRAWFORD
|  | STRYKER CORP. | STRYKER CORP. 840 |  | Not Known | VOORHEES ORTHOPEDICS |  |  |  | 01/01/1900 |  |  |  |  | NO | NO |  |  |  |  | STRYKER CORP. 10356925 Not Known |  |  | Active |  | 99:99:99:99:99:99 |  | Equipment | PAAR:00-PVAR | 11/02/2019 |  | COOPER AMBULATORY OFF-SITES |  |  | ORTHO - HALL - BLD 2 |  | CAROL STRANTON
|  | STRYKER CORP. | STRYKER CORP. 840 |  | Not Known | 3 COOPER - SURGERY DEPARTMENT |  |  |  | 06/10/2015 |  |  |  |  | NO | NO |  |  |  |  | STRYKER CORP. 10349197 Not Known |  |  | Active |  | 99:99:99:99:99:99 |  | Equipment | PAAR:00-PVAR | 10/31/2019 |  | COOPER AMBULATORY OFF-SITES |  |  | Suite 403 - Exam 2 Closet |  | ANNE MAIER
|  | STRYKER CORP. | STRYKER CORP. 840 |  | Not Known | 401 KINGS HIGHWAY - ORTHOPEDICS |  |  |  | 01/01/1900 |  |  |  |  | NO | NO |  |  |  |  | STRYKER CORP. 10346121 Not Known |  |  | Active |  | 99:99:99:99:99:99 |  | Equipment | PAAR:00-PVAR | 11/02/2019 |  | COOPER AMBULATORY OFF-SITES |  |  | EQUIPMENT STORAGE |  | HELEN BOYLE
|  | STRYKER CORP. | STRYKER CORP. 848 |  |  | ORTHOPEDICS |  |  |  | 05/04/2016 |  |  |  |  | NO | NO |  |  |  |  | STRYKER CORP. 10480395 91030773 |  |  | Active |  | 99:99:99:99:99:99 |  | Equipment | PAAR:00-PVAR | 10/31/2019 |  | COOPER AMBULATORY OFF-SITES |  |  | SUITE 303 - EVESHAM COMMONS |  | JOAN STEAD
|  | STRYKER CORP. | STRYKER CORP. 848 |  |  | 3 COOPER - SURGERY DEPARTMENT |  |  |  | 01/01/1900 |  |  |  |  | NO | NO |  |  |  |  | STRYKER CORP. 10349198 0435503963 |  |  | Disposition |  |  |  | Equipment | PAAR:00-PVAR | 11/02/2019 |  | COOPER AMBULATORY OFF-SITES |  |  | SUITE 403 - EXAM 2 |  | ANNE MAIER
|  | STRYKER CORP. | STRYKER CORP. 855 |  | Not Known | VOORHEES ORTHOPEDICS |  |  |  | 01/01/1900 |  |  |  |  | NO | NO |  |  |  |  | STRYKER CORP. 10356926 Not Known |  |  | Active |  | 99:99:99:99:99:99 |  | Equipment | PAAR:00-PVAR | 11/02/2019 |  | COOPER AMBULATORY OFF-SITES |  |  | bdlg 2 suite 203 ORTHO |  | CAROL STRANTON
|  | STRYKER CORP. | STRYKER CORP. 886 PLASTER VAC |  |  | 3 COOPER - SURGERY DEPARTMENT |  |  |  | 01/01/1900 |  |  |  |  | NO | NO |  |  |  |  | STRYKER CORP. 10349200 90011303 |  |  | Disposition |  | 99:99:99:99:99:99 |  | Equipment | PAAR:00-PVAR | 11/01/2019 |  | COOPER AMBULATORY OFF-SITES |  |  | Suite 403 - Exam 2 Closet |  | ANNE MAIER
|  | STRYKER CORP. | STRYKER CORP. 9002-210 |  | NOT KNOWN | 3 COOPER - SURGERY DEPARTMENT |  |  |  | 08/03/2015 |  |  |  |  | NO | NO |  |  |  |  | STRYKER CORP. 10349201 NOT KNOWN |  |  | Disposition |  | 99:99:99:99:99:99 |  | Equipment | PAAR:00-PVAR | 10/16/2019 |  | COOPER AMBULATORY OFF-SITES |  |  | Suite 403 - Exam 2 Closet |  | ANNE MAIER
|  | STRYKER CORP. | STRYKER CORP. 940 |  |  | COOPER BONE & JOINT- GLASSBORO |  |  |  | 05/26/2010 |  |  |  |  | NO | NO |  |  |  |  | STRYKER CORP. 10356919 1015200039 |  |  | Active |  | 99:99:99:99:99:99 |  | Equipment | PAAR:00-PVAR | 11/02/2019 |  | COOPER AMBULATORY OFF-SITES |  |  | bdlg 2 ORTHO PACS/DIC RM |  | COURTNEY BUDD
|  | STRYKER CORP. | STRYKER CORP. 940 |  |  | COOPER BONE & JOINT- GLASSBORO |  |  |  | 11/02/2019 |  |  |  |  | NO | NO |  |  |  |  | STRYKER CORP. 30212673 1733300029 |  |  | Active |  | 99:99:99:99:99:99 |  | Equipment | PAAR:00-PVAR | 11/02/2019 | 11/02/2019 | COOPER AMBULATORY OFF-SITES |  |  |  | 0012661848 | COURTNEY BUDD | Performance Verification | Closed | Josh Harris | 11/02/2019 | 11/02/2019 | INCOMING INVENTORY | DEVICE INVENTORIED | 7F3B41BA-0753-4E48-B544-8A4180DEF2DE | Labor | 11/02/2019 | 11/02/2019 | Josh Harris
|  | STRYKER CORP. | STRYKER CORP. 940 |  |  | EMERGENCY ROOM |  |  |  | 08/05/2013 |  |  |  |  | NO | NO |  |  |  |  | STRYKER CORP. 10349344 1314800199 |  |  | Active |  | 99:99:99:99:99:99 |  | Equipment | PAAR:00-PVAR | 10/31/2019 |  | COOPER UNIVERSITY HOSPITAL |  |  | EMERGENCY DEPARTMENT |  | KAREN GRUBER
|  | STRYKER CORP. | STRYKER CORP. 940 |  |  | CHERRY HILL URGENT CARE |  |  |  | 01/01/2001 |  |  |  |  | NO | NO |  |  |  |  | STRYKER CORP. 10346158 94100393 |  |  | Active |  | 99:99:99:99:99:99 |  | Equipment | PAAR:00-PVAR | 11/01/2019 |  | COOPER AMBULATORY OFF-SITES |  |  | PROCEDURE ROOM |  | MELISSA PORTOBANCO
|  | STRYKER CORP. | STRYKER CORP. 986 |  |  | COOPER BONE & JOINT- GLASSBORO |  |  |  | 05/26/2010 |  |  |  |  | NO | NO |  |  |  |  | STRYKER CORP. 10356918 1009100019 |  |  | Active |  | 99:99:99:99:99:99 |  | Equipment | PAAR:00-PVAR | 11/02/2019 |  | COOPER AMBULATORY OFF-SITES |  |  | MOVES |  | COURTNEY BUDD
|  | STRYKER CORP. | STRYKER CORP. 986 CAST VAC |  |  | ORTHOPEDICS |  |  |  | 05/04/2016 |  |  |  |  | NO | NO |  |  |  |  | STRYKER CORP. 10480396 62657 |  |  | Active |  | 99:99:99:99:99:99 |  | Equipment | PAAR:00-PVAR | 10/31/2019 |  | COOPER AMBULATORY OFF-SITES |  |  | SUITE 303 - EVESHAM COMMONS |  | JOAN STEAD
|  | STRYKER CORP. | STRYKER CORP. CAST CUTTER |  |  | NEURO/ORTHO/MEDSURG/7 PAV |  |  |  | 02/15/2010 |  |  |  |  | NO | NO |  |  |  |  | STRYKER CORP. 10356441 0032302633 |  |  | Disposition |  | 99:99:99:99:99:99 |  | Equipment | 1Y:00-MFG | 07/30/2019 | 02/01/2020 | COOPER UNIVERSITY HOSPITAL |  |  | P7 |  | Pam Young
|  | STRYKER CORP. | STRYKER CORP. CUB PEDIATRIC CRIB |  | F507555 | KELEMEN N6 |  |  |  | 04/24/2019 |  |  |  |  | NO | NO |  |  |  |  | STRYKER CORP. 30126206 F507555 |  |  | Active |  | 99:99:99:99:99:99 |  | Equipment | 1Y:00-MFG | 04/24/2019 | 04/24/2019 | COOPER UNIVERSITY HOSPITAL |  |  | PEDS |  | Susan Cannon |  |  |  | 04/24/2019 | 04/24/2019 |  |  |  |  | 04/24/2019 | 04/24/2019
|  | STRYKER CORP. | STRYKER CORP. CUB PEDIATRIC CRIB |  | F55138 | PEDIATRICS SOUTH 7 |  |  |  | 04/11/2019 |  |  |  |  | NO | NO |  |  |  |  | STRYKER CORP. 50035900 F55138 |  |  | Active |  | 99:99:99:99:99:99 |  | Equipment | 1Y:00-MFG | 04/11/2019 | 04/11/2019 | COOPER UNIVERSITY HOSPITAL |  |  |  | 0012306888 | JOANNE FOX | Preventative Maintenance | Closed | Josh Harris | 04/11/2019 | 04/11/2019 | PERFORMANCE ASSURANCE AT INVENTORY | INVENTORIED DEVICE AND ENSURED DEVICE WAS FUNCTIONING PROPERLY. | ECA06A66-5D5B-48DB-9ED1-C525D228F426 | Labor | 04/11/2019 | 04/11/2019 | Josh Harris
|  | STRYKER CORP. | STRYKER CORP. GLIDEAWAY 1005 |  | 1405032304- | PATIENT TRANSPORT |  |  |  | 03/29/2019 |  |  |  |  | NO | NO |  |  |  |  | STRYKER CORP. 50010978 1405032304- |  |  | Disposition |  | 99:99:99:99:99:99 |  | Equipment | 1Y:00-MFG | 03/29/2019 | 03/29/2019 | COOPER UNIVERSITY HOSPITAL |  |  | P5 STORAGE RM | 0012564879 | Bonnie Aichroch | Preventative Maintenance | Closed | Tom Burhart | 03/29/2019 | 03/29/2019 | Performance Assurance: 00-MFG | 1/23/2018 1:55:18 PM KETRINKLE Work order updated 1/23/2018 2:02:05 PM KETRINKLE AFTER REVIEW, THE REGULATORY DEPARTMENT HAS DETERMINED THAT THIS PM WORK ORDER IS TRULY NOT NEEDED IN ORDER TO REMAIN COMPLIANT. WORK ORDER CLOSED AS NOT NEEDED. CMPLREQ0003763 | 8A26A83B-3D89-43E6-87BA-03C337F29134 | Labor | 03/29/2019 | 03/29/2019 | Kate Trinkle
|  | STRYKER CORP. | STRYKER CORP. GLIDEAWAY 1005 |  |  | PATIENT TRANSPORT |  |  |  | 03/29/2019 |  |  |  |  | NO | NO |  |  |  |  | STRYKER CORP. 50010970 0909033253 |  |  | Disposition |  | 99:99:99:99:99:99 |  | Equipment | 1Y:00-MFG | 03/29/2019 | 03/29/2019 | COOPER UNIVERSITY HOSPITAL |  |  | p2 storage | 0012307237 | Bonnie Aichroch | Repair | Closed | Tom Burhart | 03/29/2019 | 03/29/2019 | STRETCHER - REPLACED TWO JACKS - TMX | 10/18/2017 3:07:59 PM TJBURHART (TJBURHART 10/18/2017 12:00 AM) STRECHER WOULD NOT LOWER CORRECTLY. HAD TO CHANGE BOTH JACKS. GAIN ACCESS TO THE JACKS, REMOVAL OLD JACKS AND INSTALL NEW JACKS. PUT EVERYTHING BACK TOGETHER. TESTED AND WORKING PROPERLY. OVP-RTS | C4823E10-3E4C-41F3-BEDF-58992F53AE6F | Parts | 03/29/2019 | 03/29/2019 | Tom Burhart
|  | STRYKER CORP. | STRYKER CORP. GLIDEAWAY 1005 |  |  | PATIENT TRANSPORT |  |  |  | 04/11/2019 |  |  |  |  | NO | NO |  |  |  |  | STRYKER CORP. 50010844 0506069760 |  |  | Active |  | 99:99:99:99:99:99 |  | Equipment | 1Y:00-MFG | 04/11/2019 | 04/11/2019 | COOPER UNIVERSITY HOSPITAL |  |  | Travel |  | Bonnie Aichroch |  |  |  | 04/11/2019 | 04/11/2019 |  |  |  |  | 04/11/2019 | 04/11/2019
|  | STRYKER CORP. | STRYKER CORP. GLIDEAWAY 1005 |  |  | PATIENT TRANSPORT |  |  |  | 04/09/2019 |  |  |  |  | NO | NO |  |  |  |  | STRYKER CORP. 50010780 1304040572 |  |  | Active |  | 99:99:99:99:99:99 |  | Equipment | 1Y:00-MFG | 04/09/2019 | 04/09/2019 | COOPER UNIVERSITY HOSPITAL |  |  | KELEMEN-OR | 0012030561 | Bonnie Aichroch | Repair | Closed | Josh Harris | 04/09/2019 | 04/09/2019 | STRETCHER - BROKEN BREAK - DORRANCE BLDG BASEMENT | 8/11/2017 4:09:43 PM TJBURHART (TJBURHART 8/11/2017 12:00 AM) RELOCATED TO BED SHOP. ANAZLYED THE UNIT. THE PIN FOR THE BRAKE SYSTEM WAS OUT. SECURE THE PIN. TESTED AND RETURN TO SERVICE. | 49B8433B-3B2F-4BA1-B962-276994A8D9DC | Labor | 04/09/2019 | 04/09/2019 | Tom Burhart
|  | STRYKER CORP. | STRYKER CORP. GLIDEAWAY 1005 |  |  | PATIENT TRANSPORT |  |  |  | 02/22/2018 |  |  |  |  | NO | NO |  |  |  |  | STRYKER CORP. 50006494 1012033499 |  |  | Disposition |  |  |  | Equipment | 1Y:00-MFG | 02/22/2018 | 02/22/2018 | COOPER UNIVERSITY HOSPITAL |  |  | p2 storage |  | Bonnie Aichroch |  |  |  | 02/22/2018 | 02/22/2018 |  |  |  |  | 02/22/2018 | 02/22/2018
|  | STRYKER CORP. | STRYKER CORP. GLIDEAWAY 1005 |  |  | PATIENT TRANSPORT |  |  |  | 04/10/2019 |  |  |  |  | NO | NO |  |  |  |  | STRYKER CORP. 50006451 0501071762 |  |  | Active |  | 99:99:99:99:99:99 |  | Equipment | 1Y:00-MFG | 04/10/2019 | 04/10/2019 | COOPER UNIVERSITY HOSPITAL |  |  | outsise pacu |  | Bonnie Aichroch |  |  |  | 04/10/2019 | 04/10/2019 |  |  |  |  | 04/10/2019 | 04/10/2019
|  | STRYKER CORP. | STRYKER CORP. GLIDEAWAY 1005 |  |  | PATIENT TRANSPORT |  |  |  | 04/03/2019 |  |  |  |  | NO | NO |  |  |  |  | STRYKER CORP. 50006254 1405032261 |  |  | Active |  | 99:99:99:99:99:99 |  | Equipment | 1Y:00-MFG | 04/03/2019 | 04/03/2019 | COOPER UNIVERSITY HOSPITAL |  |  | P5 STORAGE RM |  | Bonnie Aichroch |  |  |  | 04/03/2019 | 04/03/2019 |  |  |  |  | 04/03/2019 | 04/03/2019
|  | STRYKER CORP. | STRYKER CORP. GLIDEAWAY 1005 |  |  | PATIENT TRANSPORT |  |  |  | 04/10/2019 |  |  |  |  | NO | NO |  |  |  |  | STRYKER CORP. 50006252 0804099255 |  |  | Active |  | 99:99:99:99:99:99 |  | Equipment | 1Y:00-MFG | 04/10/2019 | 04/10/2019 | COOPER UNIVERSITY HOSPITAL |  |  | p2 storage | 0012564818 | Bonnie Aichroch | Preventative Maintenance | Closed | Tom Burhart | 04/10/2019 | 04/10/2019 | Performance Assurance: 00-MFG | 1/23/2018 1:53:41 PM KETRINKLE Work order updated 1/23/2018 2:00:22 PM KETRINKLE AFTER REVIEW, THE REGULATORY DEPARTMENT HAS DETERMINED THAT THIS PM WORK ORDER IS TRULY NOT NEEDED IN ORDER TO REMAIN COMPLIANT. WORK ORDER CLOSED AS NOT NEEDED. CMPLREQ0003763 | A2BB0DF6-3663-4BF2-B8FC-2417FE5442C4 | Labor | 04/10/2019 | 04/10/2019 | Kate Trinkle
|  | STRYKER CORP. | STRYKER CORP. GLIDEAWAY 1005 |  |  | PATIENT TRANSPORT |  |  |  | 04/16/2014 |  |  |  |  | NO | NO |  |  |  |  | STRYKER CORP. 10366633 1405032259 |  |  | Active |  | 99:99:99:99:99:99 |  | Equipment | 1Y:00-MFG | 04/03/2019 | 04/01/2020 | COOPER UNIVERSITY HOSPITAL |  |  | ER | 0012306176 | Bonnie Aichroch | Repair | Closed | Stephen Zubrzycki | 10/18/2017 | 10/18/2017 | STRETCHER - HEAD WONT GO DOWN SIDE BREAK IS UPSIDE DOWN - 1ST FLOOR PAVILION BACK ELEVATORS | 10/18/2017 4:05:29 PM TJBURHART (TJBURHART 10/18/2017 12:00 AM) CALLER GOT THE STRECHERS MIXED UP. THIS PROBLEM IS THE FOOT END WILL NOT LOWER. I HAD TO REPLACE THE JACK. GAIN ACCESS TO THE JACK. REMOVAL OF OLD JACK. INSTALL NEW JACK. PUT EVERYTHING BACK. TESTED AND WORKING PROPERLY. OVP-RTS | 03328507-0071-4A89-B911-B6802D6C1D39 | Labor | 10/18/2017 | 10/18/2017 | Tom Burhart
|  | STRYKER CORP. | STRYKER CORP. IDEAL EYES AUTOCLAVABLE 4MM 30DEG 502-70 |  |  | VOORHEES SURGERY CENTER-SURGERY DEPT |  |  | excluded | 10/31/2019 |  |  |  |  | NO | NO |  |  |  |  | STRYKER CORP. 792906 792906 |  |  | Active |  | 99:99:99:99:99:99 |  | Equipment | PAAR:00-PVAR | 10/31/2019 | 10/31/2019 | COOPER AMBULATORY OFF-SITES |  |  | SUITE E |  | Theresa Megali |  |  |  | 10/31/2019 | 10/31/2019 |  |  |  |  | 10/31/2019 | 10/31/2019
|  | STRYKER CORP. | STRYKER CORP. IDEAL EYES AUTOCLAVABLE 4MM 30DEG 502-70 |  |  | VOORHEES SURGERY CENTER-OPERATING ROOM |  |  | excluded | 10/31/2019 |  |  |  |  | NO | NO |  |  |  |  | STRYKER CORP. 643306 643306 |  |  | Active |  | 99:99:99:99:99:99 |  | Equipment | PAAR:00-PVAR | 10/31/2019 | 10/31/2019 | COOPER AMBULATORY OFF-SITES |  |  |  |  | JENNIFER BOMBARO |  |  |  | 10/31/2019 | 10/31/2019 |  |  |  |  | 10/31/2019 | 10/31/2019
|  | STRYKER CORP. | STRYKER CORP. IDEAL EYES AUTOCLAVABLE 4MM 70DEG 502-70 |  |  | VOORHEES SURGERY CENTER-SURGERY DEPT |  |  | excluded | 10/31/2019 |  |  |  |  | NO | NO |  |  |  |  | STRYKER CORP. 634919 634919 |  |  | Active |  | 99:99:99:99:99:99 |  | Equipment | PAAR:00-PVAR | 10/31/2019 | 10/31/2019 | COOPER AMBULATORY OFF-SITES |  |  |  |  | Theresa Megali |  |  |  | 10/31/2019 | 10/31/2019 |  |  |  |  | 10/31/2019 | 10/31/2019
|  | STRYKER CORP. | STRYKER CORP. IDEAL EYES AUTOCLAVABLE 4MM 70DEG 502-70 |  |  | VOORHEES SURGERY CENTER-OPERATING ROOM |  |  | excluded | 10/31/2019 |  |  |  |  | NO | NO |  |  |  |  | STRYKER CORP. 630742 630742 |  |  | Active |  | 99:99:99:99:99:99 |  | Equipment | PAAR:00-PVAR | 10/31/2019 | 10/31/2019 | COOPER AMBULATORY OFF-SITES |  |  | Voorhees Surgical Ctr. Suite G |  | JENNIFER BOMBARO |  |  |  | 10/31/2019 | 10/31/2019 |  |  |  |  | 10/31/2019 | 10/31/2019
|  | STRYKER CORP. | STRYKER CORP. NARA |  |  | MOTHER INFANT UNIT |  |  |  | 07/31/2017 |  |  |  |  | NO | NO |  |  |  |  | STRYKER CORP. 10732124 2017000601101 |  |  | Active |  | 99:99:99:99:99:99 |  | Equipment | 1Y:00-MFG | 05/13/2019 | 05/01/2020 | COOPER UNIVERSITY HOSPITAL |  |  | Dorrance 3 | 0012021661 | Christina Smith | Preventative Maintenance | Closed | Kirk Lis | 08/08/2017 | 08/08/2017 | PERFORMANCE ASSURANCE AT INVENTORY | INVENTORIED DEVICE AND ENSURED DEVICE WAS FUNCTIONING PROPERLY. | 6E7E226D-84EE-434E-9020-0F7E7D7A07E9 | Labor | 07/31/2017 | 07/31/2017 | Kirk Lis
|  | STRYKER CORP. | STRYKER CORP. NARA |  |  | MOTHER INFANT UNIT |  |  |  | 07/31/2017 |  |  |  |  | NO | NO |  |  |  |  | STRYKER CORP. 10732120 2017000601084 |  |  | Active |  | 99:99:99:99:99:99 |  | Equipment | 1Y:00-MFG | 05/13/2019 | 05/01/2020 | COOPER UNIVERSITY HOSPITAL |  |  |  | 0012021636 | Christina Smith | Performance Verification | Closed | Kirk Lis | 08/08/2017 | 08/08/2017 | INCOMING INVENTORY | DEVICE INVENTORIED | DCF93A13-3AA9-4FA6-A8F9-7B778BE1EE57 | Labor | 08/08/2017 | 08/08/2017 | Bonnie Aichroth
|  | STRYKER CORP. | STRYKER CORP. NARA |  |  | MOTHER INFANT UNIT |  |  |  | 07/31/2017 |  |  |  |  | NO | NO |  |  |  |  | STRYKER CORP. 10732119 2017000601097 |  |  | Active |  | 99:99:99:99:99:99 |  | Equipment | 1Y:00-MFG | 05/16/2019 | 05/01/2020 | COOPER UNIVERSITY HOSPITAL |  |  | d3 | 0012021631 | Christina Smith | Preventative Maintenance | Closed | Kirk Lis | 08/08/2017 | 08/08/2017 | PERFORMANCE ASSURANCE AT INVENTORY | INVENTORIED DEVICE AND ENSURED DEVICE WAS FUNCTIONING PROPERLY. | 2147D9BE-0958-41AF-83A4-02B2194FA19C | Labor | 07/31/2017 | 07/31/2017 | Kirk Lis
|  | STRYKER CORP. | STRYKER CORP. NEPTUNE 2 DOCKING STATION |  |  | OR - KELEMEN 3 |  |  |  | 10/07/2014 |  |  |  |  | NO | NO |  |  |  |  | STRYKER CORP. 10346354 1425103453 |  |  | Active |  | 99:99:99:99:99:99 |  | Equipment | 1Y:00-MFG | 01/14/2019 | 01/01/2020 | COOPER UNIVERSITY HOSPITAL |  |  | OR-KELEMEN |  | DOMINIC VENDETTA
|  | STRYKER CORP. | STRYKER CORP. NEPTUNE 2 ULTRA ROVER |  |  | OR - KELEMEN 3 |  |  |  | 10/10/2014 |  |  |  |  | NO | NO |  |  |  |  | STRYKER CORP. 10366684 1424506543 |  |  | Active |  | 99:99:99:99:99:99 |  | Equipment | 1Y:00-MFG | 01/14/2019 | 01/01/2020 | COOPER UNIVERSITY HOSPITAL |  |  | OPERATING ROOM p11 |  | DOMINIC VENDETTA
|  | STRYKER CORP. | STRYKER CORP. NEPTUNE 2 ULTRA ROVER |  |  | VOORHEES SURGERY CENTER-OPERATING ROOM |  |  |  | 03/26/2019 |  |  |  |  | NO | NO |  |  |  |  | STRYKER CORP. 30149639 1424506593 |  |  | Active |  | 99:99:99:99:99:99 |  | Equipment | 1Y:00-MFG | 03/26/2019 | 03/26/2019 | COOPER AMBULATORY OFF-SITES |  |  |  |  | JENNIFER BOMBARO |  |  |  | 03/26/2019 | 03/26/2019 |  |  |  |  | 03/26/2019 | 03/26/2019
|  | STRYKER CORP. | STRYKER CORP. NEPTUNE 2 WASTE MANAGEMENT |  |  | VOORHEES SURGERY CENTER-OPERATING ROOM |  |  |  | 01/22/2019 |  |  |  |  | NO | NO |  |  |  |  | STRYKER CORP. 10649839 1616904943 |  |  | Active |  |  |  | Equipment | PAAR:00-PVAR | 10/31/2019 |  | COOPER AMBULATORY OFF-SITES |  |  | SUITE E | WOT00000001949359 | JENNIFER BOMBARO | Repair | Closed | Kirk Lis | 01/03/2019 | 05/01/2019 | neptune - sounds like a fuse may have blown, hit suction button, heard something/smelled electrical burning and then turned off, CEID 10649839 did not pull | analyzed unit. researched service history. verified problem contacted Stryker for contract service. case# 2052717960 CONTACT OEM FOR SERVICE REPORT | EXP2205341 | Labor | 02/04/2019 | 02/04/2019 | Kirk Lis
|  | STRYKER CORP. | STRYKER CORP. PRIME 1015 BIG WHEEL |  |  | PATIENT TRANSPORT |  |  |  | 02/23/2017 |  |  |  |  | NO | NO |  |  |  |  | STRYKER CORP. 30126014 0807100919 |  |  | Disposition |  |  |  | Equipment | 1Y:00-MFG | 02/23/2017 | 02/23/2017 | COOPER UNIVERSITY HOSPITAL |  |  | outside pacu |  | Bonnie Aichroch |  |  |  | 02/23/2017 | 02/23/2017 |  |  |  |  | 02/23/2017 | 02/23/2017
|  | STRYKER CORP. | STRYKER CORP. PRIME 1015 BIG WHEEL |  |  | PATIENT TRANSPORT |  |  |  | 04/02/2019 |  |  |  |  | NO | NO |  |  |  |  | STRYKER CORP. 50036033 0804099256 |  |  | Active |  | 99:99:99:99:99:99 |  | Equipment | 1Y:00-MFG | 04/02/2019 | 04/02/2019 | COOPER UNIVERSITY HOSPITAL |  |  |  |  | Bonnie Aichroch |  |  |  | 04/02/2019 | 04/02/2019 |  |  |  |  | 04/02/2019 | 04/02/2019
|  | STRYKER CORP. | STRYKER CORP. PRIME 1015 BIG WHEEL |  |  | PATIENT TRANSPORT |  |  |  | 04/09/2019 |  |  |  |  | NO | NO |  |  |  |  | STRYKER CORP. 50035903 1405032306 |  |  | Active |  | 99:99:99:99:99:99 |  | Equipment | 1Y:00-MFG | 04/09/2019 | 04/09/2019 | COOPER UNIVERSITY HOSPITAL |  |  | ER |  | Bonnie Aichroch |  |  |  | 04/09/2019 | 04/09/2019 |  |  |  |  | 04/09/2019 | 04/09/2019
|  | STRYKER CORP. | STRYKER CORP. PRIME 1015 BIG WHEEL |  |  | PATIENT TRANSPORT |  |  |  | 04/03/2019 |  |  |  |  | NO | NO |  |  |  |  | STRYKER CORP. 50035892 0509071161 |  |  | Active |  | 99:99:99:99:99:99 |  | Equipment | 1Y:00-MFG | 04/03/2019 | 04/03/2019 | COOPER UNIVERSITY HOSPITAL |  |  |  | 0012141672 | Bonnie Aichroch | Preventative Maintenance | Closed | Tom Burhart | 04/03/2019 | 04/03/2019 | PERFORMANCE ASSURANCE AT INVENTORY | INVENTORIED DEVICE AND ENSURED DEVICE WAS FUNCTIONING PROPERLY. | B9D6ACC3-6858-426E-ABFB-A1B7516E461F | Labor | 04/03/2019 | 04/03/2019 | Tom Burhart
|  | STRYKER CORP. | STRYKER CORP. PRIME 1015 BIG WHEEL |  |  | PATIENT TRANSPORT |  |  |  | 02/22/2018 |  |  |  |  | NO | NO |  |  |  |  | STRYKER CORP. 50035750 0501071768 |  |  | Disposition |  |  |  | Equipment | 1Y:00-MFG | 02/22/2018 | 02/22/2018 | COOPER UNIVERSITY HOSPITAL |  |  | MOVES |  | Bonnie Aichroch |  |  |  | 02/22/2018 | 02/22/2018 |  |  |  |  | 02/22/2018 | 02/22/2018
|  | STRYKER CORP. | STRYKER CORP. PRIME 1015 BIG WHEEL |  |  | PATIENT TRANSPORT |  |  |  | 04/11/2019 |  |  |  |  | NO | NO |  |  |  |  | STRYKER CORP. 50010935 1007035014 |  |  | Active |  | 99:99:99:99:99:99 |  | Equipment | 1Y:00-MFG | 04/11/2019 | 04/11/2019 | COOPER UNIVERSITY HOSPITAL |  |  | OR-KELEMEN |  | Bonnie Aichroch |  |  |  | 04/11/2019 | 04/11/2019 |  |  |  |  | 04/11/2019 | 04/11/2019
|  | STRYKER CORP. | STRYKER CORP. PRIME 1015 BIG WHEEL |  |  | PATIENT TRANSPORT |  |  |  | 04/03/2019 |  |  |  |  | NO | NO |  |  |  |  | STRYKER CORP. 50010775 1304040587 |  |  | Active |  | 99:99:99:99:99:99 |  | Equipment | 1Y:00-MFG | 04/03/2019 | 04/03/2019 | COOPER UNIVERSITY HOSPITAL |  |  | BASEMENT |  | Bonnie Aichroch |  |  |  | 04/03/2019 | 04/03/2019 |  |  |  |  | 04/03/2019 | 04/03/2019
|  | STRYKER CORP. | STRYKER CORP. PRIME 1015 BIG WHEEL |  |  | PATIENT TRANSPORT |  |  |  | 04/15/2019 |  |  |  |  | NO | NO |  |  |  |  | STRYKER CORP. 50010802 087100912 |  |  | Active |  | 99:99:99:99:99:99 |  | Equipment | 1Y:00-MFG | 04/15/2019 | 04/15/2019 | COOPER UNIVERSITY HOSPITAL |  |  | SDS - 3 KELEMEN BED 39 | WOT00000000488318 | Bonnie Aichroch | Preventative Maintenance | Closed | Tom Burhart | 04/15/2019 | 04/15/2019 | PM: Procedure: 00-MFG Frequency: 1Y | Regulatory Approved As Not Needed - CMPLRSQM0005744 |  |  | 04/15/2019 | 04/15/2019
|  | STRYKER CORP. | STRYKER CORP. PRIME 1015 BIG WHEEL |  |  | PATIENT TRANSPORT |  |  |  | 04/02/2019 |  |  |  |  | NO | NO |  |  |  |  | STRYKER CORP. 50006409 0509071164 |  |  | Active |  | 99:99:99:99:99:99 |  | Equipment | 1Y:00-MFG | 04/02/2019 | 04/02/2019 | COOPER UNIVERSITY HOSPITAL |  |  | SPECIAL TEST |  | Bonnie Aichroch |  |  |  | 04/02/2019 | 04/02/2019 |  |  |  |  | 04/02/2019 | 04/02/2019
|  | STRYKER CORP. | STRYKER CORP. PRIME 1015 BIG WHEEL |  |  | PATIENT TRANSPORT |  |  |  | 01/01/1900 |  |  |  |  | NO | NO |  |  |  |  | STRYKER CORP. 10355392 0906033372 |  |  | Active |  | 99:99:99:99:99:99 |  | Equipment | 1Y:00-MFG | 04/10/2019 | 04/01/2020 | COOPER UNIVERSITY HOSPITAL |  |  | P5 STORAGE RM | 0012048118 | Bonnie Aichroch | Repair | Closed | Josh Harris | 08/18/2017 | 08/18/2017 | STRETCHER - BROKEN SIDE RAIL CORNER - 3RD FLR KELEMEN HALLWAY OUTSIDE SAME DAY AREA | 8/18/2017 2:49:38 PM TJBURHART (TJBURHART 8/18/2017 12:00 AM) RELOCATED TO BED SHOP. THE RIGHT SIDERAIL WAS BROKEN, HAD TO REMOVE IT FROM THE STRETCHER. REMOVED ANOTHER SIDERAIL FROM A STRETCHER THAT IS REMOVE FROM SERVICE. INSTALLED NEW SIDERAIL OVP AND RETURN TO SERVICE. | C68C7B1B-C661-4E1F-B93F-32C7F080592B | Labor | 08/18/2017 | 08/18/2017 | Tom Burhart
|  | STRYKER CORP. | STRYKER CORP. PRIME 1015 BIG WHEEL |  |  | PATIENT TRANSPORT |  |  |  | 01/01/1900 |  |  |  |  | NO | NO |  |  |  |  | STRYKER CORP. 10347670 0807100915 |  |  | Active |  | 99:99:99:99:99:99 |  | Equipment | 1Y:00-MFG | 04/03/2019 | 04/01/2020 | COOPER UNIVERSITY HOSPITAL |  |  | 5TH FLOOR PAVILLION | WOT00000000466887 | Bonnie Aichroch | Preventative Maintenance | Closed | Tom Burhart | 02/01/2018 | 05/11/2018 | PM: Procedure: 00-MFG Frequency: 1Y | Regulatory Approved As Not Needed - CMPLRSQM0005820
|  | STRYKER CORP. | STRYKER CORP. PRIME 1115 BIG WHEEL |  | NOT KNOWN | VOORHEES SURGERY CENTER-OPERATING ROOM |  |  |  | 04/06/2018 |  |  |  |  | NO | NO |  |  |  |  | STRYKER CORP. 50035891 NOT KNOWN |  |  | Disposition |  |  |  | Equipment | 1Y:00-MFG | 04/06/2018 | 04/06/2018 | COOPER AMBULATORY OFF-SITES |  |  |  | 0012501207 | JENNIFER BOMBARO | Performance Verification | Closed | Josh Harris | 04/06/2018 | 04/06/2018 | INCOMING INVENTORY | DEVICE INVENTORIED | 4B4F349C-E8E3-4C38-B881-0869122C1288 | Labor | 04/06/2018 | 04/06/2018 | Josh Harris
|  | STRYKER CORP. | STRYKER CORP. PRIME 1125 ZOOM DRIVE |  |  | OPERATING ROOM - PAVILION |  |  |  | 04/11/2019 |  |  |  |  | NO | NO |  |  |  |  | STRYKER CORP. 50035768 1702034592 |  |  | Active |  | 99:99:99:99:99:99 |  | Equipment | 1Y:00-MFG | 04/11/2019 | 04/11/2019 | COOPER UNIVERSITY HOSPITAL |  |  | travels | 0011740308 | DOMINIC VENDETTA | Preventative Maintenance | Closed | Bonnie Aichroth | 04/11/2019 | 04/11/2019 | PERFORMANCE ASSURANCE AT INVENTORY | INVENTORIED DEVICE AND ENSURED DEVICE WAS FUNCTIONING PROPERLY. | 1F07D7E5-FC76-442B-9850-62930DC03B18 | Labor | 04/11/2019 | 04/11/2019 | Josh Harris
|  | STRYKER CORP. | STRYKER CORP. PRIME 1125 ZOOM DRIVE |  |  | OPERATING ROOM - PAVILION |  |  |  | 04/17/2019 |  |  |  |  | NO | NO |  |  |  |  | STRYKER CORP. 50035766 1702034597 |  |  | Active |  | 99:99:99:99:99:99 |  | Equipment | 1Y:00-MFG | 04/17/2019 | 04/17/2019 | COOPER UNIVERSITY HOSPITAL |  |  |  | 0011740295 | DOMINIC VENDETTA | Performance Verification | Closed | Bonnie Aichroth | 04/17/2019 | 04/17/2019 | INCOMING INVENTORY | DEVICE INVENTORIED | 44FDD277-BDE3-4FA1-8FB4-A2578C27683E | Labor | 04/17/2019 | 04/17/2019 | Bonnie Aichroth
|  | STRYKER CORP. | STRYKER CORP. PRIME 1125 ZOOM DRIVE |  | 1507-036548 | MATERNAL FETAL CARE UNIT |  |  |  | 08/18/2015 |  |  |  |  | NO | NO |  |  |  |  | STRYKER CORP. 10349234 1507-036548 |  |  | Active |  | 99:99:99:99:99:99 |  | Equipment | 1Y:00-MFG | 04/09/2019 | 04/01/2020 | COOPER UNIVERSITY HOSPITAL |  |  | 6 DORRANCE pacu |  | JOANNA HORST
|  | STRYKER CORP. | STRYKER CORP. S2 DRILL |  | Not Known | SIMULATION OPERATION |  |  |  | 05/13/2016 |  |  |  |  | NO | NO |  |  |  |  | STRYKER CORP. 11725 Not Known |  |  | Disposition |  |  |  | Equipment | 1Y:00-MFG | 05/13/2016 | 05/13/2016 | COOPER UNIVERSITY HOSPITAL |  |  | 2ND FLOOR DORRANCE-SIM LAB |  | GREGG STAMAN |  |  |  | 05/13/2016 | 05/13/2016 |  |  |  |  | 05/13/2016 | 05/13/2016
|  | STRYKER CORP. | STRYKER CORP. SURGISTOOL II |  |  | OR - KELEMEN 3 |  |  |  | 01/05/2018 |  |  |  |  | NO | NO |  |  |  |  | STRYKER CORP. 10349662 1306044301 |  |  | Active |  | 99:99:99:99:99:99 |  | Equipment | PAAR:00-PVAR | 10/31/2019 |  | COOPER UNIVERSITY HOSPITAL |  |  |  | 0012604661 | DOMINIC VENDETTA | Repair | Closed | Salvatore Bombara | 01/05/2018 | 01/18/2018 | STOOL - LEAKING HYDROLOGIC FLUID - TMX | 1/5/2018 10:42:26 AM SXBOMBARA (SXBOMBARA 1/5/2018 12:00 AM) RETRIEVED UNIT FOR EVAL. CONFIRMED ERROR. ORDERED REPLACEMENT HYDRAULIC (TJBURHART 1/5/2018 12:00 AM) RETRIEVED UNIT FOR EVAL. CONFIRMED ERROR. ORDERED REPLACEMENT HYDRAULIC 1/18/2018 1:56:19 PM SXBOMBARA (SXBOMBARA 1/18/2018 12:00 AM) RECEIVED PARTS. INSTALLED, TESTED AND PASSED FULL FUNCTIONAL CHECK. RETURNED UNIT TO SERVICE. (TJBURHART 1/18/2018 12:00 AM) RECEIVED PARTS. INSTALLED, TESTED AND PASSED FULL FUNCTIONAL CHECK. RETURNED UNIT TO SERVICE. | 22F82DF9-E262-4BC2-83D5-7782257AF46D | Parts | 01/01/1900 | 01/01/1900 | Salvatore Bombara
|  | STRYKER CORP. | STRYKER CORP. SYSTEM 5 BATTERY CHARGER |  |  | CENTRAL STERILE PROCESSING |  |  | excluded | 11/02/2019 |  |  |  |  | NO | NO |  |  |  |  | STRYKER CORP. 11187544 1228206943 |  |  | Active |  | 99:99:99:99:99:99 |  | Equipment | PAAR:00-PVAR | 11/02/2019 | 11/02/2019 | COOPER UNIVERSITY HOSPITAL |  |  | CSP - Clean Side | WOT00000000536815 | GINA GAROZZO | Disposition | Closed | Stephen Zubrzycki | 11/02/2019 | 11/02/2019 | Bulk Disposition CNL | Notification sent to technician and manager that this CEID has been marked as Could Not Locate (CNL). 33% SLA Warning: Notification sent to technician and manager that this CEID has been marked as Could Not Locate (CNL) for 30 days. 66% SLA Warning: Notification sent to technician and manager that this CEID has been marked as Could Not Locate (CNL) for 60 days. 99% SLA Warning: Notification sent to technician and manager that this CEID has been marked as Could Not Locate (CNL) for 90 days. |  |  | 11/02/2019 | 11/02/2019
|  | STRYKER CORP. | STRYKER CORP. SYSTEM 5 BATTERY CHARGER |  |  | VOORHEES SURGERY CENTER-OPERATING ROOM |  |  | excluded | 01/01/1900 |  |  |  |  | NO | NO |  |  |  |  | STRYKER CORP. 10348028 0230401503 |  |  | Active |  | 99:99:99:99:99:99 |  | Equipment | PAAR:00-PVAR | 11/02/2019 |  | COOPER AMBULATORY OFF-SITES |  |  | CLEAN PROCESSING |  | JENNIFER BOMBARO
|  | STRYKER CORP. | STRYKER CORP. SYSTEM 5 BATTERY CHARGER |  |  | CENTRAL STERILE PROCESSING |  |  |  | 01/01/1900 |  |  |  |  | NO | NO |  |  |  |  | STRYKER CORP. 10347687 0300901713 |  |  | Disposition |  | 99:99:99:99:99:99 |  | Equipment | PAAR:00-PVAR | 11/02/2019 |  | COOPER UNIVERSITY HOSPITAL |  |  | BASEMENT | WOT00000000536814 | GINA GAROZZO | Disposition | Closed | Stephen Zubrzycki | 02/09/2018 | 12/31/2018 | Bulk Disposition CNL | Notification sent to technician and manager that this CEID has been marked as Could Not Locate (CNL). 33% SLA Warning: Notification sent to technician and manager that this CEID has been marked as Could Not Locate (CNL) for 30 days. 66% SLA Warning: Notification sent to technician and manager that this CEID has been marked as Could Not Locate (CNL) for 60 days. 99% SLA Warning: Notification sent to technician and manager that this CEID has been marked as Could Not Locate (CNL) for 90 days. CNL unit. CSP only has 3 battery chargers. 10347703, 10347704 and 11187544. All others have been disposed of. | EXP1851603 | Labor | 12/06/2018 | 12/06/2018 | Stephen Zubrzycki
|  | STRYKER CORP. | STRYKER CORP. SYSTEM 6 BATTERY CHARGER |  |  | CENTRAL STERILE PROCESSING |  |  | excluded | 10/24/2012 |  |  |  |  | NO | NO |  |  |  |  | STRYKER CORP. 10347704 1228207003 |  |  | Active |  | 99:99:99:99:99:99 |  | Equipment | PAAR:00-PVAR | 11/02/2019 |  | COOPER UNIVERSITY HOSPITAL |  |  | CSP - Clean Side | WOT00000000509155 | GINA GAROZZO | Disposition | Closed | Stephen Zubrzycki | 02/08/2018 | 05/14/2019 | Bulk Disposition CNL
|  | STRYKER CORP. | STRYKER CORP. SYSTEM 6 BATTERY CHARGER |  |  | CENTRAL STERILE PROCESSING |  |  | excluded | 10/24/2012 |  |  |  |  | NO | NO |  |  |  |  | STRYKER CORP. 10347703 1228206933 |  |  | Active |  | 99:99:99:99:99:99 |  | Equipment | PAAR:00-PVAR | 11/02/2019 |  | COOPER UNIVERSITY HOSPITAL |  |  | CSP - Clean Side | WOT00000000509154 | GINA GAROZZO | Disposition | Closed | Stephen Zubrzycki | 02/08/2018 | 12/10/2018 | Bulk Disposition CNL
|  | STRYKER CORP. | STRYKER CORP. SYSTEM 7 BATTERY CHARGER |  |  | VOORHEES SURGERY CENTER-OPERATING ROOM |  |  | excluded | 08/18/2016 |  |  |  |  | NO | NO |  |  |  |  | STRYKER CORP. 10505107 1621505463 |  |  | Active |  | 99:99:99:99:99:99 |  | Equipment | PAAR:00-PVAR | 10/31/2019 |  | COOPER AMBULATORY OFF-SITES |  |  | SUITE E |  | JENNIFER BOMBARO
|  | STRYKER CORP. | STRYKER CORP. T-PUMP TP700 |  | D31096 | SPD |  |  |  | 10/01/2019 |  |  |  |  | NO | NO |  |  |  |  | STRYKER CORP. 30126013 D31096 |  |  | Disposition |  | 99:99:99:99:99:99 |  | Equipment | 1Y:00-MFG | 10/01/2019 | 10/01/2019 | COOPER UNIVERSITY HOSPITAL |  |  | UHS-LTP0131 |  | David Frye |  |  |  | 10/01/2019 | 10/01/2019 |  |  |  |  | 10/01/2019 | 10/01/2019
|  | STRYKER CORP. | STRYKER CORP. T-PUMP TP700 |  | E31347 | SPD |  |  |  | 10/01/2019 |  |  |  |  | NO | NO |  |  |  |  | STRYKER CORP. 11221932 E31347 |  |  | Disposition |  | 99:99:99:99:99:99 |  | Equipment | 1Y:00-MFG | 10/01/2019 | 10/01/2019 | COOPER UNIVERSITY HOSPITAL |  |  | UHS-LTP0125 |  | David Frye |  |  |  | 10/01/2019 | 10/01/2019 |  |  |  |  | 10/01/2019 | 10/01/2019
|  | STRYKER CORP. | STRYKER CORP. T-PUMP TP700 |  | D31093 | SPD |  |  |  | 10/01/2019 |  |  |  |  | NO | NO |  |  |  |  | STRYKER CORP. 11221912 D31093 |  |  | Disposition |  |  |  | Equipment | 1Y:00-MFG | 10/01/2019 | 10/01/2019 | COOPER UNIVERSITY HOSPITAL |  |  | UHS-LTP0154 |  | David Frye |  |  |  | 10/01/2019 | 10/01/2019 |  |  |  |  | 10/01/2019 | 10/01/2019
|  | STRYKER CORP. | STRYKER CORP. T-PUMP TP700 |  | D31003 | SPD |  |  |  | 10/01/2019 |  |  |  |  | NO | NO |  |  |  |  | STRYKER CORP. 11221913 D31003 |  |  | Disposition |  | 99:99:99:99:99:99 |  | Equipment | 1Y:00-MFG | 10/01/2019 | 10/01/2019 | COOPER UNIVERSITY HOSPITAL |  |  | UHS-LTP0127 |  | David Frye |  |  |  | 10/01/2019 | 10/01/2019 |  |  |  |  | 10/01/2019 | 10/01/2019
|  | STRYKER CORP. | STRYKER CORP. T-PUMP TP700 |  | D31091 | SPD |  |  |  | 10/01/2019 |  |  |  |  | NO | NO |  |  |  |  | STRYKER CORP. 11221897 D31091 |  |  | Disposition |  | 99:99:99:99:99:99 |  | Equipment | 1Y:00-MFG | 10/01/2019 | 10/01/2019 | COOPER UNIVERSITY HOSPITAL |  |  | UHS-LTP0110 |  | David Frye |  |  |  | 10/01/2019 | 10/01/2019 |  |  |  |  | 10/01/2019 | 10/01/2019
|  | STRYKER CORP. | STRYKER CORP. T-PUMP TP700 |  | D31065 | SPD |  |  |  | 10/01/2019 |  |  |  |  | NO | NO |  |  |  |  | STRYKER CORP. 11221896 D31065 |  |  | Disposition |  | 99:99:99:99:99:99 |  | Equipment | 1Y:00-MFG | 10/01/2019 | 10/01/2019 | COOPER UNIVERSITY HOSPITAL |  |  | UHS-LTP0112 |  | David Frye |  |  |  | 10/01/2019 | 10/01/2019 |  |  |  |  | 10/01/2019 | 10/01/2019
|  | STRYKER CORP. | STRYKER CORP. T-PUMP TP700 |  | D31044 | SPD |  |  |  | 10/01/2019 |  |  |  |  | NO | NO |  |  |  |  | STRYKER CORP. 11221840 D31044 |  |  | Disposition |  | 99:99:99:99:99:99 |  | Equipment | 1Y:00-MFG | 10/01/2019 | 10/01/2019 | COOPER UNIVERSITY HOSPITAL |  |  | UHS-LTP0139 |  | David Frye |  |  |  | 10/01/2019 | 10/01/2019 |  |  |  |  | 10/01/2019 | 10/01/2019
|  | STRYKER CORP. | STRYKER CORP. T-PUMP TP700 |  | E31190 | SPD |  |  |  | 10/01/2019 |  |  |  |  | NO | NO |  |  |  |  | STRYKER CORP. 11221831 E31190 |  |  | Disposition |  | 99:99:99:99:99:99 |  | Equipment | 1Y:00-MFG | 10/01/2019 | 10/01/2019 | COOPER UNIVERSITY HOSPITAL |  |  | UHS-LTP0134 |  | David Frye |  |  |  | 10/01/2019 | 10/01/2019 |  |  |  |  | 10/01/2019 | 10/01/2019
|  | STRYKER CORP. | STRYKER CORP. T-PUMP TP700 |  | D31074 | SPD |  |  |  | 10/01/2019 |  |  |  |  | NO | NO |  |  |  |  | STRYKER CORP. 11221830 D31074 |  |  | Disposition |  | 99:99:99:99:99:99 |  | Equipment | 1Y:00-MFG | 10/01/2019 | 10/01/2019 | COOPER UNIVERSITY HOSPITAL |  |  | UHS-LTP0144 |  | David Frye |  |  |  | 10/01/2019 | 10/01/2019 |  |  |  |  | 10/01/2019 | 10/01/2019
|  | STRYKER CORP. | STRYKER CORP. T-PUMP TP700 |  | D31058 | SPD |  |  |  | 10/01/2019 |  |  |  |  | NO | NO |  |  |  |  | STRYKER CORP. 11221821 D31058 |  |  | Disposition |  | 99:99:99:99:99:99 |  | Equipment | 1Y:00-MFG | 10/01/2019 | 10/01/2019 | COOPER UNIVERSITY HOSPITAL |  |  | UHS-LTP0156 |  | David Frye |  |  |  | 10/01/2019 | 10/01/2019 |  |  |  |  | 10/01/2019 | 10/01/2019
|  | STRYKER CORP. | STRYKER CORP. T-PUMP TP700 |  | E31372 | SPD |  |  |  | 10/01/2019 |  |  |  |  | NO | NO |  |  |  |  | STRYKER CORP. 11221826 E31372 |  |  | Disposition |  | 99:99:99:99:99:99 |  | Equipment | 1Y:00-MFG | 10/01/2019 | 10/01/2019 | COOPER UNIVERSITY HOSPITAL |  |  | UHS-LTP0155 |  | David Frye |  |  |  | 10/01/2019 | 10/01/2019 |  |  |  |  | 10/01/2019 | 10/01/2019
|  | STRYKER CORP. | STRYKER CORP. T-PUMP TP700 |  | D31235 | SPD |  |  |  | 10/08/2019 |  |  |  |  | NO | NO |  |  |  |  | STRYKER CORP. 11221827 D31235 |  |  | Disposition |  | 99:99:99:99:99:99 |  | Equipment | 1Y:00-MFG | 10/08/2019 | 10/08/2019 | COOPER UNIVERSITY HOSPITAL |  |  | UHS-LTP0151 |  | David Frye |  |  |  | 10/08/2019 | 10/08/2019 |  |  |  |  | 10/08/2019 | 10/08/2019
E31373* |  | STRYKER CORP. | STRYKER CORP. T-PUMP TP700 |  | E31373 | SPD |  |  |  | 12/30/2016 |  |  |  |  | NO | NO |  |  |  |  | STRYKER CORP. E31373* E31373 |  |  | Disposition | 30126051, 24143 |  |  | Equipment | 1Y:00-MFG | 12/30/2016 | 12/30/2016 | COOPER UNIVERSITY HOSPITAL |  |  | UHS-LTP0104 |  | David Frye |  |  |  | 12/30/2016 | 12/30/2016 |  |  |  |  | 12/30/2016 | 12/30/2016
|  | STRYKER CORP. | STRYKER CORP. T-PUMP TP700 |  | E31371 | SPD |  |  |  | 10/08/2019 |  |  |  |  | NO | NO |  |  |  |  | STRYKER CORP. 11135810 E31371 |  |  | Disposition |  | 99:99:99:99:99:99 |  | Equipment | 1Y:00-MFG | 10/08/2019 | 10/08/2019 | COOPER UNIVERSITY HOSPITAL |  |  | UHS-LTP0107 |  | David Frye |  |  |  | 10/08/2019 | 10/08/2019 |  |  |  |  | 10/08/2019 | 10/08/2019
|  | STRYKER CORP. | STRYKER CORP. T-PUMP TP700 |  | E31162 | SPD |  |  |  | 10/10/2018 |  |  |  |  | NO | NO |  |  |  |  | STRYKER CORP. 11135573 E31162 |  |  | Disposition |  | 99:99:99:99:99:99 |  | Equipment | 1Y:00-MFG | 10/10/2018 | 10/10/2018 | COOPER UNIVERSITY HOSPITAL |  |  | UHS-LTP0109 |  | David Frye |  |  |  | 10/10/2018 | 10/10/2018 |  |  |  |  | 10/10/2018 | 10/10/2018
|  | STRYKER CORP. | STRYKER CORP. T-PUMP TP700 |  | D31196 | SPD |  |  |  | 04/25/2013 |  |  |  |  | NO | NO |  |  |  |  | STRYKER CORP. 10752977 D31196 |  |  | Disposition |  | 99:99:99:99:99:99 |  | Equipment | 1Y:00-MFG | 10/01/2019 | 10/01/2020 | COOPER UNIVERSITY HOSPITAL |  |  | UHS-LTP0140 |  | David Frye
|  | STRYKER CORP. | STRYKER CORP. T-PUMP TP700 |  | D31079 | SPD |  |  |  | 04/25/2013 |  |  |  |  | NO | NO |  |  |  |  | STRYKER CORP. 10732372 D31079 |  |  | Disposition |  | 99:99:99:99:99:99 |  | Equipment | 1Y:00-MFG | 10/01/2019 | 10/01/2020 | COOPER UNIVERSITY HOSPITAL |  |  |  |  | David Frye
|  | STRYKER CORP. | STRYKER CORP. T-PUMP TP700 |  | D31227 | SPD |  |  |  | 04/25/2013 |  |  |  |  | NO | NO |  |  |  |  | STRYKER CORP. 10732353 D31227 |  |  | Disposition |  | 99:99:99:99:99:99 |  | Equipment | 1Y:00-MFG | 10/01/2019 | 10/01/2020 | COOPER UNIVERSITY HOSPITAL |  |  | UHS-LTP0113 |  | David Frye
|  | STRYKER CORP. | STRYKER CORP. T-PUMP TP700 |  | D31100 | SPD |  |  |  | 04/25/2013 |  |  |  |  | NO | NO |  |  |  |  | STRYKER CORP. 10369401 D31100 |  |  | Disposition |  | 99:99:99:99:99:99 |  | Equipment | 1Y:00-MFG | 01/29/2019 | 10/01/2020 | COOPER UNIVERSITY HOSPITAL |  |  | UHS-LTP0116 |  | David Frye
|  | STRYKER CORP. | STRYKER CORP. T-PUMP TP700 |  | E31921 | SPD |  |  |  | 02/12/2019 |  |  |  |  | NO | NO |  |  |  |  | STRYKER CORP. 30236308 E31921 |  |  | Disposition |  | 99:99:99:99:99:99 |  | Equipment | 1Y:00-MFG | 02/12/2019 | 02/12/2019 | COOPER UNIVERSITY HOSPITAL |  |  |  | 0011332158 | David Frye | Performance Verification | Closed | Bonnie Aichroth | 02/12/2019 | 02/12/2019 | INCOMING INVENTORY | DEVICE INVENTORIED | 417A64A9-EA40-4358-9025-91BB85B1D79E | Labor | 02/12/2019 | 02/12/2019 | Bonnie Aichroth
|  | STRYKER CORP. | STRYKER CORP. T-PUMP TP700 |  | E31365 | SPD |  |  |  | 04/25/2013 |  |  |  |  | NO | NO |  |  |  |  | STRYKER CORP. 10365455 E31365 |  |  | Disposition |  | 99:99:99:99:99:99 |  | Equipment | 1Y:00-MFG | 10/01/2019 | 10/01/2020 | COOPER UNIVERSITY HOSPITAL |  |  | UHS-LTP0133 |  | David Frye
|  | STRYKER CORP. | STRYKER CORP. T-PUMP TP700 |  | E31170 | SPD |  |  |  | 04/25/2013 |  |  |  |  | NO | NO |  |  |  |  | STRYKER CORP. 10360343 E31170 |  |  | Disposition |  | 99:99:99:99:99:99 |  | Equipment | 1Y:00-MFG | 10/01/2019 | 10/01/2020 | COOPER UNIVERSITY HOSPITAL |  |  | UHS-LTP0101 |  | David Frye
|  | STRYKER CORP. | STRYKER CORP. T-PUMP TP700 |  | J31D27 | SPD |  |  |  | 12/10/2013 |  |  |  |  | NO | NO |  |  |  |  | STRYKER CORP. 10356724 J31D27 |  |  | Disposition |  | 99:99:99:99:99:99 |  | Equipment | 1Y:00-MFG | 10/01/2019 | 10/01/2020 | COOPER UNIVERSITY HOSPITAL |  |  | UHS-LTP0117 |  | David Frye
|  | STRYKER CORP. | STRYKER CORP. T-PUMP TP700 |  | D31223 | SPD |  |  |  | 04/25/2013 |  |  |  |  | NO | NO |  |  |  |  | STRYKER CORP. 10356316 D31223 |  |  | Disposition |  | 99:99:99:99:99:99 |  | Equipment | 1Y:00-MFG | 10/01/2019 | 10/01/2020 | COOPER UNIVERSITY HOSPITAL |  |  | UHS-LTP0145 |  | David Frye
|  | STRYKER CORP. | STRYKER CORP. T-PUMP TP700 |  | E31196 | SPD |  |  |  | 04/25/2013 |  |  |  |  | NO | NO |  |  |  |  | STRYKER CORP. 10356304 E31196 |  |  | Disposition |  | 99:99:99:99:99:99 |  | Equipment | 1Y:00-MFG | 10/01/2019 | 10/01/2020 | COOPER UNIVERSITY HOSPITAL |  |  | UHS-LTP0132 |  | David Frye
|  | STRYKER CORP. | STRYKER CORP. T-PUMP TP700 |  | E31149 | SPD |  |  |  | 04/25/2013 |  |  |  |  | NO | NO |  |  |  |  | STRYKER CORP. 10356061 E31149 |  |  | Disposition |  |  |  | Equipment | 1Y:00-MFG | 12/30/2016 | 10/01/2020 | COOPER UNIVERSITY HOSPITAL |  |  | UHS-LTP0152 |  | David Frye
|  | STRYKER CORP. | STRYKER CORP. T-PUMP TP700 |  | D31052 | SPD |  |  |  | 04/25/2013 |  |  |  |  | NO | NO |  |  |  |  | STRYKER CORP. 10355778 D31052 |  |  | Disposition |  | 99:99:99:99:99:99 |  | Equipment | 1Y:00-MFG | 10/01/2019 | 10/01/2020 | COOPER UNIVERSITY HOSPITAL |  |  | UHS-LTP0138 |  | David Frye
|  | STRYKER CORP. | STRYKER CORP. T-PUMP TP700 |  | E31198 | SPD |  |  |  | 04/25/2013 |  |  |  |  | NO | NO |  |  |  |  | STRYKER CORP. 10355772 E31198 |  |  | Disposition |  | 99:99:99:99:99:99 |  | Equipment | 1Y:00-MFG | 10/11/2018 | 10/01/2020 | COOPER UNIVERSITY HOSPITAL |  |  | UHS-LTP0111 |  | David Frye
|  | STRYKER CORP. | STRYKER CORP. T-PUMP TP700 |  | D31095 | SPD |  |  |  | 04/25/2013 |  |  |  |  | NO | NO |  |  |  |  | STRYKER CORP. 10355763 D31095 |  |  | Disposition |  | 99:99:99:99:99:99 |  | Equipment | 1Y:00-MFG | 10/08/2019 | 10/01/2020 | COOPER UNIVERSITY HOSPITAL |  |  | UHS-LTP0142 |  | David Frye
|  | STRYKER CORP. | STRYKER CORP. T-PUMP TP700 |  | D31072 | SPD |  |  |  | 04/25/2013 |  |  |  |  | NO | NO |  |  |  |  | STRYKER CORP. 10355262 D31072 |  |  | Disposition |  | 99:99:99:99:99:99 |  | Equipment | 1Y:00-MFG | 10/01/2019 | 10/01/2020 | COOPER UNIVERSITY HOSPITAL |  |  | UHS-LTP0150 |  | David Frye
|  | STRYKER CORP. | STRYKER CORP. T-PUMP TP700 |  | J31D30 | SPD |  |  |  | 12/10/2013 |  |  |  |  | NO | NO |  |  |  |  | STRYKER CORP. 10355046 J31D30 |  |  | Disposition |  | 99:99:99:99:99:99 |  | Equipment | 1Y:00-MFG | 10/01/2019 | 10/01/2020 | COOPER UNIVERSITY HOSPITAL |  |  | UHS-LTP0118 |  | David Frye
|  | STRYKER CORP. | STRYKER CORP. T-PUMP TP700 |  | D31219 | SPD |  |  |  | 04/25/2013 |  |  |  |  | NO | NO |  |  |  |  | STRYKER CORP. 10354958 D31219 |  |  | Disposition |  | 99:99:99:99:99:99 |  | Equipment | 1Y:00-MFG | 10/01/2019 | 10/01/2020 | COOPER UNIVERSITY HOSPITAL |  |  | UHS-LTP0141 |  | David Frye
|  | STRYKER CORP. | STRYKER CORP. T-PUMP TP700 |  | D31090 | SPD |  |  |  | 04/25/2013 |  |  |  |  | NO | NO |  |  |  |  | STRYKER CORP. 10349210 D31090 |  |  | Disposition |  |  |  | Equipment | 1Y:00-MFG | 01/02/2018 | 10/01/2020 | COOPER UNIVERSITY HOSPITAL |  |  | UHS-LTP0106 |  | David Frye
|  | STRYKER CORP. | STRYKER CORP. T-PUMP TP700 |  | D31107 | SPD |  |  |  | 04/25/2013 |  |  |  |  | NO | NO |  |  |  |  | STRYKER CORP. 10349182 D31107 |  |  | Disposition |  | 99:99:99:99:99:99 |  | Equipment | 1Y:00-MFG | 10/01/2019 | 10/01/2020 | COOPER UNIVERSITY HOSPITAL |  |  | UHS-LTP0148 |  | David Frye
|  | STRYKER CORP. | STRYKER CORP. T-PUMP TP700 |  | E31353 | SPD |  |  |  | 12/30/2016 |  |  |  |  | NO | NO |  |  |  |  | STRYKER CORP. 30144980 E31353 |  |  | Disposition |  |  |  | Equipment | 1Y:00-MFG | 12/30/2016 | 12/30/2016 | COOPER UNIVERSITY HOSPITAL |  |  | UHS-LTP0153 |  | David Frye |  |  |  | 12/30/2016 | 12/30/2016 |  |  |  |  | 12/30/2016 | 12/30/2016
|  | STRYKER CORP. | STRYKER CORP. T-PUMP TP700 |  | E31206 | SPD |  |  |  | 10/31/2018 |  |  |  |  | NO | NO |  |  |  |  | STRYKER CORP. 30143389 E31206 |  |  | Disposition |  | 99:99:99:99:99:99 |  | Equipment | 1Y:00-MFG | 10/31/2018 | 10/31/2018 | COOPER UNIVERSITY HOSPITAL |  |  | UHS-LTP0126 |  | David Frye |  |  |  | 10/31/2018 | 10/31/2018 |  |  |  |  | 10/31/2018 | 10/31/2018
|  | STRYKER CORP. | STRYKER CORP. T-PUMP TP700 |  | E31370 | SPD |  |  |  | 04/25/2013 |  |  |  |  | NO | NO |  |  |  |  | STRYKER CORP. 10345101 E31370 |  |  | Disposition |  | 99:99:99:99:99:99 |  | Equipment | 1Y:00-MFG | 10/01/2019 | 10/01/2020 | COOPER UNIVERSITY HOSPITAL |  |  | UHS-LTP0115 |  | David Frye
|  | STRYKER CORP. | STRYKER CORP. T-PUMP TP700 |  | D31045 | SPD |  |  |  | 04/25/2013 |  |  |  |  | NO | NO |  |  |  |  | STRYKER CORP. 10345102 D31045 |  |  | Disposition |  | 99:99:99:99:99:99 |  | Equipment | 1Y:00-MFG | 10/01/2019 | 10/01/2020 | COOPER UNIVERSITY HOSPITAL |  |  | UHS-LTP0128 |  | David Frye
|  | STRYKER CORP. | STRYKER CORP. T-PUMP TP700 |  | D31105 | SPD |  |  |  | 04/25/2013 |  |  |  |  | NO | NO |  |  |  |  | STRYKER CORP. 10345104 D31105 |  |  | Disposition |  | 99:99:99:99:99:99 |  | Equipment | 1Y:00-MFG | 10/01/2019 | 10/01/2020 | COOPER UNIVERSITY HOSPITAL |  |  | UHS-LTP0136 |  | David Frye
|  | STRYKER CORP. | STRYKER CORP. T-PUMP TP700 |  | D31156 | SPD |  |  |  | 04/25/2013 |  |  |  |  | NO | NO |  |  |  |  | STRYKER CORP. 10345105 D31156 |  |  | Disposition |  | 99:99:99:99:99:99 |  | Equipment | 1Y:00-MFG | 10/01/2019 | 10/01/2020 | COOPER UNIVERSITY HOSPITAL |  |  | UHS-LTP0147 |  | David Frye
|  | STRYKER CORP. | STRYKER CORP. T-PUMP TP700 |  | D31050 | SPD |  |  |  | 04/25/2013 |  |  |  |  | NO | NO |  |  |  |  | STRYKER CORP. 10345106 D31050 |  |  | Disposition |  | 99:99:99:99:99:99 |  | Equipment | 1Y:00-MFG | 10/01/2019 | 10/01/2020 | COOPER UNIVERSITY HOSPITAL |  |  | UHS-LTP0114 |  | David Frye
|  | STRYKER CORP. | STRYKER CORP. T-PUMP TP700 |  | E31204 | SPD |  |  |  | 04/25/2013 |  |  |  |  | NO | NO |  |  |  |  | STRYKER CORP. 10345108 E31204 |  |  | Disposition |  | 99:99:99:99:99:99 |  | Equipment | 1Y:00-MFG | 10/01/2019 | 10/01/2020 | COOPER UNIVERSITY HOSPITAL |  |  | UHS-LTP0100 |  | David Frye
|  | STRYKER CORP. | STRYKER CORP. T-PUMP TP700 |  | D31085 | SPD |  |  |  | 04/25/2013 |  |  |  |  | NO | NO |  |  |  |  | STRYKER CORP. 10345097 D31085 |  |  | Disposition |  |  |  | Equipment | 1Y:00-MFG | 01/02/2018 | 10/01/2020 | COOPER UNIVERSITY HOSPITAL |  |  | UHS-LTP0143 |  | David Frye
|  | STRYKER CORP. | STRYKER CORP. T-PUMP TP700 |  | D31066 | SPD |  |  |  | 04/25/2013 |  |  |  |  | NO | NO |  |  |  |  | STRYKER CORP. 10345099 D31066 |  |  | Disposition |  | 99:99:99:99:99:99 |  | Equipment | 1Y:00-MFG | 10/01/2019 | 10/01/2020 | COOPER UNIVERSITY HOSPITAL |  |  | UHS-LTP0108 |  | David Frye
|  | STRYKER CORP. | STRYKER CORP. T-PUMP TP700 |  | E31183 | SPD |  |  |  | 04/25/2013 |  |  |  |  | NO | NO |  |  |  |  | STRYKER CORP. 10345090 E31183 |  |  | Disposition |  | 99:99:99:99:99:99 |  | Equipment | 1Y:00-MFG | 10/01/2019 | 10/01/2020 | COOPER UNIVERSITY HOSPITAL |  |  | UHS-LTP0149 |  | David Frye
|  | STRYKER CORP. | STRYKER CORP. T-PUMP TP700 |  | D31048 | SPD |  |  |  | 04/25/2013 |  |  |  |  | NO | NO |  |  |  |  | STRYKER CORP. 10345091 D31048 |  |  | Disposition |  | 99:99:99:99:99:99 |  | Equipment | 1Y:00-MFG | 10/01/2019 | 10/01/2020 | COOPER UNIVERSITY HOSPITAL |  |  | UHS-LTP0146 |  | David Frye
|  | STRYKER CORP. | STRYKER CORP. T-PUMP TP700 |  | E31197 | SPD |  |  |  | 04/25/2013 |  |  |  |  | NO | NO |  |  |  |  | STRYKER CORP. 10345087 E31197 |  |  | Disposition |  | 99:99:99:99:99:99 |  | Equipment | 1Y:00-MFG | 10/01/2019 | 10/01/2020 | COOPER UNIVERSITY HOSPITAL |  |  | UHS-LTP0105 |  | David Frye
|  | STRYKER CORP. | STRYKER CORP. T-PUMP TP700 |  | E31374 | SPD |  |  |  | 04/25/2013 |  |  |  |  | NO | NO |  |  |  |  | STRYKER CORP. 10345088 E31374 |  |  | Disposition |  | 99:99:99:99:99:99 |  | Equipment | 1Y:00-MFG | 10/01/2019 | 10/01/2020 | COOPER UNIVERSITY HOSPITAL |  |  | UHS-LTP0130 |  | David Frye
|  | STRYKER CORP. | STRYKER CORP. T-PUMP TP700 |  | D31054 | SPD |  |  |  | 04/25/2013 |  |  |  |  | NO | NO |  |  |  |  | STRYKER CORP. 10345074 D31054 |  |  | Disposition |  | 99:99:99:99:99:99 |  | Equipment | 1Y:00-MFG | 10/01/2019 | 10/01/2020 | COOPER UNIVERSITY HOSPITAL |  |  | UHS-LTP0124 |  | David Frye
|  | STRYKER CORP. | STRYKER CORP. T-PUMP TP700 |  | D31097 | SPD |  |  |  | 04/25/2013 |  |  |  |  | NO | NO |  |  |  |  | STRYKER CORP. 10345073 D31097 |  |  | Disposition |  | 99:99:99:99:99:99 |  | Equipment | 1Y:00-MFG | 01/29/2019 | 10/01/2020 | COOPER UNIVERSITY HOSPITAL |  |  | UHS-LTP0137 |  | David Frye
|  | STRYKER CORP. | STRYKER CORP. T-PUMP TP700 |  | D31208 | SPD |  |  |  | 04/25/2013 |  |  |  |  | NO | NO |  |  |  |  | STRYKER CORP. 10345065 D31208 |  |  | Disposition |  |  |  | Equipment | 1Y:00-MFG | 01/02/2018 | 10/01/2020 | COOPER UNIVERSITY HOSPITAL |  |  | UHS-LTP0129 |  | David Frye
|  | STRYKER CORP. | STRYKER CORP. T-PUMP TP700 |  | D31006 | SPD |  |  |  | 04/25/2013 |  |  |  |  | NO | NO |  |  |  |  | STRYKER CORP. 10345064 D31006 |  |  | Disposition |  | 99:99:99:99:99:99 |  | Equipment | 1Y:00-MFG | 10/01/2019 | 10/01/2020 | COOPER UNIVERSITY HOSPITAL |  |  | UHS-LTP0102 |  | David Frye
|  | STRYKER CORP. | STRYKER CORP. TPS 5100-99 |  |  | OR - KELEMEN 3 |  |  |  | 06/01/2007 |  |  |  |  | NO | NO |  |  |  |  | STRYKER CORP. 10346365 0197 |  |  | Disposition |  |  |  | Equipment | 1Y:00-MFG | 02/16/2017 | 02/01/2020 | COOPER UNIVERSITY HOSPITAL |  |  | OR-KELEMEN 4 CABINET |  | DOMINIC VENDETTA
|  | STRYKER CORP. | STRYKER CORP. VISUM 600 |  |  | OR - KELEMEN 3 |  |  |  | 09/01/2005 |  |  |  |  | NO | NO |  |  |  |  | STRYKER CORP. 10670 3.0200203103e+014 |  |  | Disposition |  |  |  | Equipment | PAAR:00-PVAR | 10/16/2019 |  | COOPER UNIVERSITY HOSPITAL |  |  |  |  | DOMINIC VENDETTA
|  | STRYKER CORP. | STRYKER CORP. VISUM 600 |  |  | OR - KELEMEN 3 |  |  |  | 09/08/2005 |  |  |  |  | NO | NO |  |  |  |  | STRYKER CORP. 10309 3.020010301e+015 |  |  | Disposition |  |  |  | Equipment | PAAR:00-PVAR | 10/16/2019 |  | COOPER UNIVERSITY HOSPITAL |  |  |  |  | DOMINIC VENDETTA
|  | SUMMIT CO. LTD. | SUMMIT CO. LTD. S3500 |  | 71C000169 | KROC CENTER-FAMILY MEDICINE |  |  |  | 06/10/2015 |  |  |  |  | NO | NO |  |  |  |  | SUMMIT CO. LTD. 10349264 71C000169 |  |  | Active |  | 99:99:99:99:99:99 |  | Equipment | PAAR:00-PVAR | 10/31/2019 |  | COOPER AMBULATORY OFF-SITES |  |  |  | 0011494728 | JESSICA NIEVES | Preventative Maintenance | Closed | Bonnie Aichroth | 04/19/2017 | 04/19/2017 | PERFORMANCE ASSURANCE AT INVENTORY | INVENTORIED DEVICE AND ENSURED DEVICE WAS FUNCTIONING PROPERLY. | 15F3C267-3360-40A8-A5DD-789F5FC636A5 | Labor | 11/10/2016 | 11/10/2016 | Kirk Lis
|  | SUMMIT INDUSTRIES | SUMMIT INDUSTRIES A802 |  |  | CHERRY HILL URGENT CARE |  |  |  | 01/01/1900 |  |  |  |  | NO | NO |  |  |  |  | SUMMIT INDUSTRIES 22999 000301 |  |  | Disposition |  |  |  | Equipment | 1Y:00-MFG | 01/01/1900 | 01/01/1900 | COOPER AMBULATORY OFF-SITES |  |  | URGENT CARE |  | MELISSA PORTOBANCO |  |  |  | 01/01/1900 | 01/01/1900 |  |  |  |  | 01/01/1900 | 01/01/1900
|  | SUMMIT INDUSTRIES | SUMMIT INDUSTRIES A802 |  |  | AUDUBON URGENT CARE |  |  |  | 01/01/1900 |  |  |  |  | NO | NO |  |  |  |  | SUMMIT INDUSTRIES 10365752 130601 |  |  | Disposition |  |  |  | Equipment | 1Y:00-MFG | 10/19/2016 | 10/01/2020 | COOPER AMBULATORY OFF-SITES |  |  | Imaging room |  | MELISSA PORTOBANCO
|  | SUMMIT INDUSTRIES | SUMMIT INDUSTRIES A802 |  | BFA462-0913 | AUDUBON URGENT CARE |  |  |  | 08/27/2013 |  |  |  |  | NO | NO |  |  |  |  | SUMMIT INDUSTRIES 10365750 BFA462-0913 |  |  | Disposition |  |  |  | Equipment | 1Y:00-MFG | 10/19/2016 | 10/01/2020 | COOPER AMBULATORY OFF-SITES |  |  | room 109 |  | MELISSA PORTOBANCO
|  | SUMMIT INDUSTRIES | SUMMIT INDUSTRIES AMERICOMP 20KHZ HF GENERATOR |  | CPD15208G13 | AUDUBON URGENT CARE |  |  |  | 08/27/2013 |  |  |  |  | NO | NO |  |  |  |  | SUMMIT INDUSTRIES 10365751 CPD15208G13 |  |  | Disposition |  |  |  | Equipment | 6M:00-MFG | 04/28/2016 | 04/01/2020 | COOPER AMBULATORY OFF-SITES |  |  | room 109 |  | MELISSA PORTOBANCO
|  | SUMMIT INDUSTRIES | SUMMIT INDUSTRIES B-300 |  | GB196-1004 | ORTHOPEDICS |  |  |  | 05/04/2016 |  |  |  |  | NO | NO |  |  |  |  | SUMMIT INDUSTRIES 10480397 GB196-1004 |  |  | Disposition |  |  |  | Equipment | 1Y:00-MFG | 04/10/2018 | 01/01/2020 | COOPER AMBULATORY OFF-SITES |  |  | SUITE 303 - EVESHAM COMMONS |  | JOAN STEAD
|  | SUMMIT INDUSTRIES | SUMMIT INDUSTRIES CR PRO |  | A03039 | AUDUBON URGENT CARE |  |  |  | 08/27/2013 |  |  |  |  | NO | NO |  |  |  |  | SUMMIT INDUSTRIES 10365749 A03039 |  |  | Disposition |  |  |  | Equipment | 1Y:00-MFG | 10/21/2015 | 10/01/2020 | COOPER AMBULATORY OFF-SITES |  |  | room 109 |  | MELISSA PORTOBANCO
|  | SUMMIT INDUSTRIES | SUMMIT INDUSTRIES NOVA 325 |  | CM694-0903 | CHERRY HILL URGENT CARE |  |  |  | 07/24/2015 |  |  |  |  | NO | NO |  |  |  |  | SUMMIT INDUSTRIES 23001 CM694-0903 |  |  | Disposition |  |  |  | Equipment | 1Y:00-MFG | 07/24/2015 | 07/24/2015 | COOPER AMBULATORY OFF-SITES |  |  | URGENT CARE |  | MELISSA PORTOBANCO |  |  |  | 07/24/2015 | 07/24/2015 |  |  |  |  | 07/24/2015 | 07/24/2015
|  | SUMMIT INDUSTRIES | SUMMIT INDUSTRIES S211 |  |  | CHERRY HILL URGENT CARE |  |  |  | 10/16/2019 |  |  |  |  | NO | NO |  |  |  |  | SUMMIT INDUSTRIES 22998 000702 |  |  | Disposition |  | 00:00:00:00:00:00 |  | Equipment | PAAR:00-PVAR | 10/16/2019 | 10/16/2019 | COOPER AMBULATORY OFF-SITES |  |  | URGENT CARE |  | MELISSA PORTOBANCO |  |  |  | 10/16/2019 | 10/16/2019 |  |  |  |  | 10/16/2019 | 10/16/2019
|  | SUMMIT INDUSTRIES | SUMMIT INDUSTRIES SYNERGY |  |  | AUDUBON URGENT CARE |  |  |  | 08/27/2013 |  |  |  |  | NO | NO |  |  |  |  | SUMMIT INDUSTRIES 10365748 130708 |  |  | Disposition |  |  |  | Equipment | 1Y:00-MFG | 10/19/2016 | 10/01/2020 | COOPER AMBULATORY OFF-SITES |  |  | room 109 |  | MELISSA PORTOBANCO
|  | SUMMITT DOPPLER SYSTEMS, INC. | SUMMITT DOPPLER SYSTEMS, INC. LIFEDOP 350R (OB) |  | LD020837 | 3 COOPER-WOMENS CARE CENTER |  |  |  | 07/18/2016 |  |  |  |  | NO | NO |  |  |  |  | SUMMITT DOPPLER SYSTEMS, INC. 23470 LD020837 |  |  | Disposition |  |  |  | Equipment | 1Y:00-MFG | 07/18/2016 | 07/18/2016 | COOPER AMBULATORY OFF-SITES |  |  | SUITE 301 |  | BONNIE MANNINO |  |  |  | 07/18/2016 | 07/18/2016 |  |  |  |  | 07/18/2016 | 07/18/2016
|  | SUMMITT DOPPLER SYSTEMS, INC. | SUMMITT DOPPLER SYSTEMS, INC. LIFEDOP 350R (OB) |  | LJ001016 | EMERGENCY ROOM |  |  | excluded | 01/03/2006 |  |  |  |  | NO | NO |  |  |  |  | SUMMITT DOPPLER SYSTEMS, INC. 10365454 LJ001016 |  |  | Active |  | 99:99:99:99:99:99 |  | Equipment | 1Y:00-MFG | 08/01/2019 | 08/01/2020 | COOPER UNIVERSITY HOSPITAL |  |  | er equip storage |  | KAREN GRUBER
|  | SUMMITT DOPPLER SYSTEMS, INC. | SUMMITT DOPPLER SYSTEMS, INC. LIFEDOP 350R (VAS) |  |  | MED/SURG 6 PAVILION |  |  | excluded | 06/06/2014 |  |  |  |  | NO | NO |  |  |  |  | SUMMITT DOPPLER SYSTEMS, INC. 10356383 01142035 |  |  | Active |  | 99:99:99:99:99:99 |  | Equipment | 1Y:00-MFG | 08/01/2019 | 08/01/2020 | COOPER UNIVERSITY HOSPITAL |  |  | 6 PAVILION |  | BRIAN OSHAUGHNESSY
|  | SUMMITT DOPPLER SYSTEMS, INC. | SUMMITT DOPPLER SYSTEMS, INC. LIFEDOP 350R (VAS) |  |  | KELEMEN N10 |  |  | excluded | 06/06/2014 |  |  |  |  | NO | NO |  |  |  |  | SUMMITT DOPPLER SYSTEMS, INC. 10355761 0414291 |  |  | Active |  | 99:99:99:99:99:99 |  | Equipment | 1Y:00-MFG | 11/01/2019 | 11/01/2020 | COOPER UNIVERSITY HOSPITAL |  |  | MEDSURG - 10TH |  | Lisa Brooks
|  | SUMMITT DOPPLER SYSTEMS, INC. | SUMMITT DOPPLER SYSTEMS, INC. LIFEDOP 350R (VAS) |  | Not Known | PAVILION 8 |  |  | excluded | 08/25/2015 |  |  |  |  | NO | NO |  |  |  |  | SUMMITT DOPPLER SYSTEMS, INC. 10349515 Not Known |  |  | Active |  | 99:99:99:99:99:99 |  | Equipment | 1Y:00-MFG | 08/01/2019 | 08/01/2020 | COOPER UNIVERSITY HOSPITAL |  |  |  |  | BRIAN OSHAUGHNESSY
|  | SUMMITT DOPPLER SYSTEMS, INC. | SUMMITT DOPPLER SYSTEMS, INC. LIFEDOP L150 |  |  | INTENSIVE CARE UNIT |  |  | excluded | 10/31/2019 |  |  |  |  | NO | NO |  |  |  |  | SUMMITT DOPPLER SYSTEMS, INC. 30286052 2018060135 |  |  | Active |  | 99:99:99:99:99:99 |  | Equipment | PAAR:00-PVAR | 10/31/2019 | 10/31/2019 | COOPER UNIVERSITY HOSPITAL |  |  |  | WOT00000001203039 | CAROLYN RUMELL | Performance Verification | Closed | Richard Jolly | 10/31/2019 | 10/31/2019 | Performance Verification for SUMMITT DOPPLER SYSTEMS, INC. 30286052 2018060135 | Initial Install of Performance Verification. Device is ready for patient use. |  |  | 10/31/2019 | 10/31/2019
|  | SUMMITT DOPPLER SYSTEMS, INC. | SUMMITT DOPPLER SYSTEMS, INC. LIFEDOP L150 |  |  | INTENSIVE CARE UNIT |  |  | excluded | 10/31/2019 |  |  |  |  | NO | NO |  |  |  |  | SUMMITT DOPPLER SYSTEMS, INC. 30286053 2018060014 |  |  | Active |  | 99:99:99:99:99:99 |  | Equipment | PAAR:00-PVAR | 10/31/2019 | 10/31/2019 | COOPER UNIVERSITY HOSPITAL |  |  |  | WOT00000001203062 | CAROLYN RUMELL | Performance Verification | Closed | Richard Jolly | 10/31/2019 | 10/31/2019 | Performance Verification for SUMMITT DOPPLER SYSTEMS, INC. 30286053 2018060014 | Initial Install of Performance Verification. Device is ready for patient use. |  |  | 10/31/2019 | 10/31/2019
|  | SUMMITT DOPPLER SYSTEMS, INC. | SUMMITT DOPPLER SYSTEMS, INC. LIFEDOP L250 |  | LD003262 | RIPPA CENTER-OB/GYN |  |  | excluded | 05/14/2019 |  |  |  |  | NO | NO |  |  |  |  | SUMMITT DOPPLER SYSTEMS, INC. 30071416 LD003262 |  |  | Active |  | 99:99:99:99:99:99 |  | Equipment | 1Y:00-MFG | 05/14/2019 | 05/14/2019 | COOPER AMBULATORY OFF-SITES |  |  | OB GYN EXAM 11 |  | PATRICIA HUFF |  |  |  | 05/14/2019 | 05/14/2019 |  |  |  |  | 05/14/2019 | 05/14/2019
|  | SUMMITT DOPPLER SYSTEMS, INC. | SUMMITT DOPPLER SYSTEMS, INC. LIFEDOP L250 |  | LD00-2842 | RIPPA CENTER-OB/GYN |  |  | excluded | 05/09/2019 |  |  |  |  | NO | NO |  |  |  |  | SUMMITT DOPPLER SYSTEMS, INC. 30071333 LD00-2842 |  |  | Active |  | 99:99:99:99:99:99 |  | Equipment | 1Y:00-MFG | 05/09/2019 | 05/09/2019 | COOPER AMBULATORY OFF-SITES |  |  | OB/GYN EXAM 12 |  | PATRICIA HUFF |  |  |  | 05/09/2019 | 05/09/2019 |  |  |  |  | 05/09/2019 | 05/09/2019
|  | SUMMITT DOPPLER SYSTEMS, INC. | SUMMITT DOPPLER SYSTEMS, INC. LIFEDOP L250 |  | LD008913 | BURLINGTON OB/GYN |  |  |  | 05/13/2016 |  |  |  |  | NO | NO |  |  |  |  | SUMMITT DOPPLER SYSTEMS, INC. 18549 LD008913 |  |  | Disposition |  |  |  | Equipment | 1Y:00-MFG | 05/13/2016 | 05/13/2016 | COOPER AMBULATORY OFF-SITES |  |  | OB/BURLINGTON |  | Carey Myers |  |  |  | 05/13/2016 | 05/13/2016 |  |  |  |  | 05/13/2016 | 05/13/2016
|  | SUMMITT DOPPLER SYSTEMS, INC. | SUMMITT DOPPLER SYSTEMS, INC. LIFEDOP L250 |  | LD003025 | BURLINGTON OB/GYN |  |  |  | 05/13/2016 |  |  |  |  | NO | NO |  |  |  |  | SUMMITT DOPPLER SYSTEMS, INC. 18548 LD003025 |  |  | Disposition |  |  |  | Equipment | 1Y:00-MFG | 05/13/2016 | 05/13/2016 | COOPER AMBULATORY OFF-SITES |  |  | OB/BURLINGTON |  | Carey Myers |  |  |  | 05/13/2016 | 05/13/2016 |  |  |  |  | 05/13/2016 | 05/13/2016
|  | SUMMITT DOPPLER SYSTEMS, INC. | SUMMITT DOPPLER SYSTEMS, INC. LIFEDOP L250 |  |  | KINGS HIGHWAY - OB/GYN |  |  | excluded | 10/31/2019 |  |  |  |  | NO | NO |  |  |  |  | SUMMITT DOPPLER SYSTEMS, INC. 11239295 201806060106 |  |  | Active |  | 99:99:99:99:99:99 |  | Equipment | PAAR:00-PVAR | 10/31/2019 | 10/31/2019 | COOPER AMBULATORY OFF-SITES |  |  | Clean Room Drawer | WOT00000001749820 | DONNA ONEILL | Service Request | Closed | Kirk Lis | 10/31/2019 | 10/31/2019 | New Fetal Doppler - check and tag | INVENTORIED NEW EQUIPMENT | EXP1840672 | Labor | 10/31/2019 | 10/31/2019 | Kirk Lis
|  | SUMMITT DOPPLER SYSTEMS, INC. | SUMMITT DOPPLER SYSTEMS, INC. LIFEDOP L250 |  |  | RIPPA CENTER-OB/GYN |  |  | excluded | 10/31/2019 |  |  |  |  | NO | NO |  |  |  |  | SUMMITT DOPPLER SYSTEMS, INC. 11200093 2019020031 |  |  | Active |  |  |  | Equipment | PAAR:00-PVAR | 10/31/2019 | 10/31/2019 | COOPER AMBULATORY OFF-SITES |  |  | Performance Verification | WOT00000003802750 | PATRICIA HUFF | Performance Verification | Completed | Kirk Lis | 10/31/2019 | 10/31/2019 | Performance Verification for SUMMITT DOPPLER SYSTEMS, INC. 11200093 2019020031 | Initial Install of Performance Verification. Device is ready for patient use. |  |  | 10/31/2019 | 10/31/2019
|  | SUMMITT DOPPLER SYSTEMS, INC. | SUMMITT DOPPLER SYSTEMS, INC. LIFEDOP L250 |  |  | RIPPA CENTER-OB/GYN |  |  | excluded | 10/31/2019 |  |  |  |  | NO | NO |  |  |  |  | SUMMITT DOPPLER SYSTEMS, INC. 11200092 2019020052 |  |  | Active |  |  |  | Equipment | PAAR:00-PVAR | 10/31/2019 | 10/31/2019 | COOPER AMBULATORY OFF-SITES |  |  | Performance Verification | WOT00000003802675 | PATRICIA HUFF | Performance Verification | Completed | Kirk Lis | 10/31/2019 | 10/31/2019 | Performance Verification for SUMMITT DOPPLER SYSTEMS, INC. 11200092 2019020052 | Initial Install of Performance Verification. Device is ready for patient use. |  |  | 10/31/2019 | 10/31/2019
|  | SUMMITT DOPPLER SYSTEMS, INC. | SUMMITT DOPPLER SYSTEMS, INC. LIFEDOP L250 |  | LD003608 | 3 COOPER-WOMENS CARE CENTER |  |  |  | 07/18/2016 |  |  |  |  | NO | NO |  |  |  |  | SUMMITT DOPPLER SYSTEMS, INC. 10967 LD003608 |  |  | Disposition |  |  |  | Equipment | 1Y:00-MFG | 07/18/2016 | 07/18/2016 | COOPER AMBULATORY OFF-SITES |  |  | SUITE 301 |  | BONNIE MANNINO |  |  |  | 07/18/2016 | 07/18/2016 |  |  |  |  | 07/18/2016 | 07/18/2016
|  | SUMMITT DOPPLER SYSTEMS, INC. | SUMMITT DOPPLER SYSTEMS, INC. LIFEDOP L250 |  | LD003609 | 3 COOPER-WOMENS CARE CENTER |  |  |  | 07/18/2016 |  |  |  |  | NO | NO |  |  |  |  | SUMMITT DOPPLER SYSTEMS, INC. 10968 LD003609 |  |  | Disposition |  |  |  | Equipment | 1Y:00-MFG | 07/18/2016 | 07/18/2016 | COOPER AMBULATORY OFF-SITES |  |  | SUITE 301 |  | BONNIE MANNINO |  |  |  | 07/18/2016 | 07/18/2016 |  |  |  |  | 07/18/2016 | 07/18/2016
|  | SUMMITT DOPPLER SYSTEMS, INC. | SUMMITT DOPPLER SYSTEMS, INC. LIFEDOP L250 |  | LD003612 | 3 COOPER-WOMENS CARE CENTER |  |  |  | 07/18/2016 |  |  |  |  | NO | NO |  |  |  |  | SUMMITT DOPPLER SYSTEMS, INC. 10969 LD003612 |  |  | Disposition |  |  |  | Equipment | 1Y:00-MFG | 07/18/2016 | 07/18/2016 | COOPER AMBULATORY OFF-SITES |  |  | SUITE 301 |  | BONNIE MANNINO |  |  |  | 07/18/2016 | 07/18/2016 |  |  |  |  | 07/18/2016 | 07/18/2016
|  | SUMMITT DOPPLER SYSTEMS, INC. | SUMMITT DOPPLER SYSTEMS, INC. LIFEDOP L250 |  | LD005322 | KINGS HIGHWAY - OB/GYN |  |  |  | 01/17/2007 |  |  |  |  | NO | NO |  |  |  |  | SUMMITT DOPPLER SYSTEMS, INC. 10366324 LD005322 |  |  | Disposition |  | 99:99:99:99:99:99 |  | Equipment | 1Y:00-MFG | 01/17/2019 | 01/01/2020 | COOPER AMBULATORY OFF-SITES |  |  | SUITE 201 |  | DONNA ONEILL
|  | SUMMITT DOPPLER SYSTEMS, INC. | SUMMITT DOPPLER SYSTEMS, INC. LIFEDOP L250 |  |  | BURLINGTON OB/GYN |  |  | excluded | 01/01/2014 |  |  |  |  | NO | NO |  |  |  |  | SUMMITT DOPPLER SYSTEMS, INC. 10365983 12131044 |  |  | Active |  | 99:99:99:99:99:99 |  | Equipment | 1Y:00-MFG | 11/01/2019 | 11/01/2020 | COOPER AMBULATORY OFF-SITES |  |  | NURSES STATION |  | Carey Myers
|  | SUMMITT DOPPLER SYSTEMS, INC. | SUMMITT DOPPLER SYSTEMS, INC. LIFEDOP L250 |  | LD019881 | MULTI SPECIALTY CARE AT MARLTON |  |  |  | 11/14/2012 |  |  |  |  | NO | NO |  |  |  |  | SUMMITT DOPPLER SYSTEMS, INC. 10365907 LD019881 |  |  | Disposition |  | 99:99:99:99:99:99 |  | Equipment | 1Y:00-MFG | 06/10/2019 | 06/01/2020 | COOPER AMBULATORY OFF-SITES |  |  | EXAM 1 |  | SUSAN MAKO
|  | SUMMITT DOPPLER SYSTEMS, INC. | SUMMITT DOPPLER SYSTEMS, INC. LIFEDOP L250 |  | LD013980 | KINGS HIGHWAY - OB/GYN |  |  | excluded | 11/14/2012 |  |  |  |  | NO | NO |  |  |  |  | SUMMITT DOPPLER SYSTEMS, INC. 10365900 LD013980 |  |  | Active |  | 99:99:99:99:99:99 |  | Equipment | 1Y:00-MFG | 06/12/2019 | 06/01/2020 | COOPER AMBULATORY OFF-SITES |  |  | NURSES STATION |  | DONNA ONEILL
|  | SUMMITT DOPPLER SYSTEMS, INC. | SUMMITT DOPPLER SYSTEMS, INC. LIFEDOP L250 |  | LD003044 | MULTI SPECIALTY CARE AT MARLTON |  |  | excluded | 12/21/2005 |  |  |  |  | NO | NO |  |  |  |  | SUMMITT DOPPLER SYSTEMS, INC. 10365901 LD003044 |  |  | Active |  | 99:99:99:99:99:99 |  | Equipment | 1Y:00-MFG | 06/05/2019 | 06/01/2020 | COOPER AMBULATORY OFF-SITES |  |  | EXAM 2 |  | SUSAN MAKO
|  | SUMMITT DOPPLER SYSTEMS, INC. | SUMMITT DOPPLER SYSTEMS, INC. LIFEDOP L250 |  | LD019834 | KINGS HIGHWAY - OB/GYN |  |  | excluded | 05/07/2019 |  |  |  |  | NO | NO |  |  |  |  | SUMMITT DOPPLER SYSTEMS, INC. 30225246 LD019834 |  |  | Active |  | 99:99:99:99:99:99 |  | Equipment | 1Y:00-MFG | 05/07/2019 | 05/07/2019 | COOPER AMBULATORY OFF-SITES |  |  | OB/GYN 1103 KINGS |  | DONNA ONEILL |  |  |  | 05/07/2019 | 05/07/2019 |  |  |  |  | 05/07/2019 | 05/07/2019
|  | SUMMITT DOPPLER SYSTEMS, INC. | SUMMITT DOPPLER SYSTEMS, INC. LIFEDOP L250 |  |  | KELEMEN 8 PCU |  |  | excluded | 09/10/2015 |  |  |  |  | NO | NO |  |  |  |  | SUMMITT DOPPLER SYSTEMS, INC. 10349522 04142708 |  |  | Active |  | 99:99:99:99:99:99 |  | Equipment | 1Y:00-MFG | 09/01/2019 | 09/01/2020 | COOPER UNIVERSITY HOSPITAL |  |  | South 8 |  | BYRON WELLS
|  | SUMMITT DOPPLER SYSTEMS, INC. | SUMMITT DOPPLER SYSTEMS, INC. LIFEDOP L250 |  | LD003830 | 6200 MAIN ST-SURGERY |  |  | excluded | 10/29/2019 |  |  |  |  | NO | NO |  |  |  |  | SUMMITT DOPPLER SYSTEMS, INC. 30149664 LD003830 |  |  | Active |  | 99:99:99:99:99:99 |  | Equipment | 1Y:00-MFG | 10/29/2019 | 10/29/2019 | COOPER AMBULATORY OFF-SITES |  |  | 6200 Main St. - Plastics - Rm 128 |  | BOBBIE MICKLE |  |  |  | 10/29/2019 | 10/29/2019 |  |  |  |  | 10/29/2019 | 10/29/2019
|  | SUMMITT DOPPLER SYSTEMS, INC. | SUMMITT DOPPLER SYSTEMS, INC. LIFEDOP L250 |  | ld007180 | BUNKER HILL-OB/GYN |  |  |  | 10/27/2015 |  |  |  |  | NO | NO |  |  |  |  | SUMMITT DOPPLER SYSTEMS, INC. 30144689 ld007180 |  |  | Disposition |  |  |  | Equipment | 1Y:00-MFG | 10/27/2015 | 10/27/2015 | COOPER AMBULATORY OFF-SITES |  |  | SOILED UTILITY |  | LISA POTTS |  |  |  | 10/27/2015 | 10/27/2015 |  |  |  |  | 10/27/2015 | 10/27/2015
|  | SUMMITT DOPPLER SYSTEMS, INC. | SUMMITT DOPPLER SYSTEMS, INC. LIFEDOP L250 |  | LD004115 | 127 CHURCH - SURGERY |  |  |  | 06/08/2016 |  |  |  |  | NO | NO |  |  |  |  | SUMMITT DOPPLER SYSTEMS, INC. 30142143 LD004115 |  |  | Disposition |  |  |  | Equipment | 1Y:00-MFG | 06/08/2016 | 06/08/2016 | COOPER AMBULATORY OFF-SITES |  |  | suite 400 |  | Carmen Rivera |  |  |  | 06/08/2016 | 06/08/2016 |  |  |  |  | 06/08/2016 | 06/08/2016
|  | SUMMITT DOPPLER SYSTEMS, INC. | SUMMITT DOPPLER SYSTEMS, INC. LIFEDOP L250 |  | LD001426 | LABOR & DELIVERY |  |  |  | 06/09/2004 |  |  |  |  | NO | NO |  |  |  |  | SUMMITT DOPPLER SYSTEMS, INC. 09035 LD001426 |  |  | Disposition |  |  |  | Equipment | 1Y:00-MFG | 05/15/2016 |  | COOPER UNIVERSITY HOSPITAL |  |  |  |  | JOANNA HORST
|  | SUMMITT DOPPLER SYSTEMS, INC. | SUMMITT DOPPLER SYSTEMS, INC. LIFEDOP L250 |  | LD001427 | LABOR & DELIVERY |  |  |  | 06/09/2004 |  |  |  |  | NO | NO |  |  |  |  | SUMMITT DOPPLER SYSTEMS, INC. 09036 LD001427 |  |  | Disposition |  |  |  | Equipment | 1Y:00-MFG | 05/15/2016 |  | COOPER UNIVERSITY HOSPITAL |  |  |  |  | JOANNA HORST
|  | SUMMITT DOPPLER SYSTEMS, INC. | SUMMITT DOPPLER SYSTEMS, INC. LIFEDOP L250 |  | LD001429 | LABOR & DELIVERY |  |  |  | 06/09/2004 |  |  |  |  | NO | NO |  |  |  |  | SUMMITT DOPPLER SYSTEMS, INC. 09034 LD001429 |  |  | Disposition |  |  |  | Equipment | 1Y:00-MFG | 05/15/2016 |  | COOPER UNIVERSITY HOSPITAL |  |  |  |  | JOANNA HORST
|  | SUMMITT DOPPLER SYSTEMS, INC. | SUMMITT DOPPLER SYSTEMS, INC. LIFEDOP L250AR |  |  | BURLINGTON OB/GYN |  |  | excluded | 10/31/2019 |  |  |  |  | NO | NO |  |  |  |  | SUMMITT DOPPLER SYSTEMS, INC. 11200027 2016030159 |  |  | Active |  |  |  | Equipment | PAAR:00-PVAR | 10/31/2019 | 10/31/2019 | COOPER AMBULATORY OFF-SITES |  |  | BURLINGTON OB/GYN | WOT00000002518492 | Carey Myers | Service Request | Closed | Kirk Lis | 10/31/2019 | 10/31/2019 | Doppler - Safety check & Tag *would like done by end of today (4/10) | INVENTORIED NEW EQUIPMENT | EXP2859552 | Labor | 10/31/2019 | 10/31/2019 | Kirk Lis
|  | SUMMITT DOPPLER SYSTEMS, INC. | SUMMITT DOPPLER SYSTEMS, INC. LIFEDOP L250AR |  | LF005137 | BURLINGTON OB/GYN |  |  | excluded | 01/01/2014 |  |  |  |  | NO | NO |  |  |  |  | SUMMITT DOPPLER SYSTEMS, INC. 10365979 LF005137 |  |  | Active |  | 99:99:99:99:99:99 |  | Equipment | 1Y:00-MFG | 11/01/2019 | 11/01/2020 | COOPER AMBULATORY OFF-SITES |  |  | exam 4 |  | Carey Myers
|  | SUMMITT DOPPLER SYSTEMS, INC. | SUMMITT DOPPLER SYSTEMS, INC. LIFEDOP MC250 |  | MD002179 | 3 COOPER-MULTISPECIALTY CENTER |  |  |  | 11/16/2017 |  |  |  |  | NO | NO |  |  |  |  | SUMMITT DOPPLER SYSTEMS, INC. 30144651 MD002179 |  |  | Disposition |  |  |  | Equipment | 1Y:00-MFG | 11/16/2017 | 11/16/2017 | COOPER AMBULATORY OFF-SITES |  |  | CUBBIE 145 TRIAGE |  | MARGIE OUTLER |  |  |  | 11/16/2017 | 11/16/2017 |  |  |  |  | 11/16/2017 | 11/16/2017
|  | SUMMITT DOPPLER SYSTEMS, INC. | SUMMITT DOPPLER SYSTEMS, INC. LIFEDOP MC250 |  | MD002202 | 3 COOPER-MULTISPECIALTY CENTER |  |  |  | 11/16/2017 |  |  |  |  | NO | NO |  |  |  |  | SUMMITT DOPPLER SYSTEMS, INC. 30144644 MD002202 |  |  | Disposition |  |  |  | Equipment | 1Y:00-MFG | 11/16/2017 | 11/16/2017 | COOPER AMBULATORY OFF-SITES |  |  | CUBBIE 145 TRIAGE SUITE 104 |  | MARGIE OUTLER |  |  |  | 11/16/2017 | 11/16/2017 |  |  |  |  | 11/16/2017 | 11/16/2017
|  | SUN MEDICAL, INC. | SUN MEDICAL, INC. MICROSTIM PLUS |  |  | ANESTHESIOLOGY |  |  | excluded | 01/01/1900 |  |  |  |  | NO | NO |  |  |  |  | SUN MEDICAL, INC. 10348292 20140315123 |  |  | Active |  | 99:99:99:99:99:99 |  | Equipment | PAAR:00-PVAR | 11/01/2019 |  | COOPER UNIVERSITY HOSPITAL |  |  | ANESTH WK RM | WOT00000000512909 | GIACINTA ROUPAS | Disposition | Closed | Salvatore Bombara | 02/08/2018 | 05/15/2019 | Bulk Disposition CNL
|  | SUN MEDICAL, INC. | SUN MEDICAL, INC. MICROSTIM PLUS |  |  | ANESTHESIOLOGY |  |  |  | 01/01/1900 |  |  |  |  | NO | NO |  |  |  |  | SUN MEDICAL, INC. 10348291 20130805065 |  |  | Disposition |  | 99:99:99:99:99:99 |  | Equipment | PAAR:00-PVAR | 11/01/2019 |  | COOPER UNIVERSITY HOSPITAL |  |  | ANESTH WK RM | WOT00000000512888 | GIACINTA ROUPAS | Disposition | Closed | Salvatore Bombara | 02/08/2018 | 05/14/2019 | Bulk Disposition CNL
|  | SUN MEDICAL, INC. | SUN MEDICAL, INC. MICROSTIM PLUS |  |  | ANESTHESIOLOGY |  |  | excluded | 01/01/1900 |  |  |  |  | NO | NO |  |  |  |  | SUN MEDICAL, INC. 10348290 20130721212 |  |  | Active |  | 99:99:99:99:99:99 |  | Equipment | PAAR:00-PVAR | 11/02/2019 |  | COOPER UNIVERSITY HOSPITAL |  |  | ANESTH WK RM | WOT00000000512884 | GIACINTA ROUPAS | Disposition | Closed | Salvatore Bombara | 02/08/2018 | 05/15/2019 | Bulk Disposition CNL
|  | SUN MEDICAL, INC. | SUN MEDICAL, INC. MICROSTIM PLUS |  |  | ANESTHESIOLOGY |  |  | excluded | 01/01/1900 |  |  |  |  | NO | NO |  |  |  |  | SUN MEDICAL, INC. 10348288 20130805070 |  |  | Active |  | 99:99:99:99:99:99 |  | Equipment | PAAR:00-PVAR | 11/02/2019 |  | COOPER UNIVERSITY HOSPITAL |  |  | ANESTH WK RM | WOT00000000512889 | GIACINTA ROUPAS | Disposition | Closed | Salvatore Bombara | 02/08/2018 | 05/17/2019 | Bulk Disposition CNL
|  | SUN MEDICAL, INC. | SUN MEDICAL, INC. MICROSTIM PLUS |  | gs110788 | ANESTHESIOLOGY |  |  | excluded | 01/01/1900 |  |  |  |  | NO | NO |  |  |  |  | SUN MEDICAL, INC. 10348289 gs110788 |  |  | Active |  | 99:99:99:99:99:99 |  | Equipment | PAAR:00-PVAR | 11/01/2019 |  | COOPER UNIVERSITY HOSPITAL |  |  | ANESTH WK RM | WOT00000000526205 | GIACINTA ROUPAS | Disposition | Closed | Salvatore Bombara | 02/08/2018 | 05/15/2019 | Bulk Disposition CNL
|  | SUN MICROSYSTEM COMPUTER | SUN MICROSYSTEM COMPUTER SUN FIRE V250 |  | R04110041 | RADIATION ONCOLOGY |  |  |  | 10/16/2019 |  |  |  |  | NO | NO |  |  |  |  | SUN MICROSYSTEM COMPUTER 12282 R04110041 |  |  | Disposition |  |  |  | Non-medical | PAAR:00-PVAR | 10/16/2019 | 10/16/2019 | COOPER UNIVERSITY HOSPITAL |  |  | B111 |  | COLLEEN TEGELER |  |  |  | 10/16/2019 | 10/16/2019 |  |  |  |  | 10/16/2019 | 10/16/2019
|  | SUNMED | SUNMED SUNSTIM PLUS |  | 20180703328M | VOORHEES SURGERY CENTER-OPERATING ROOM |  |  | excluded | 10/31/2019 |  |  |  |  | NO | NO |  |  |  |  | SUNMED 11200031 20180703328M |  |  | Active |  |  |  | Equipment | PAAR:00-PVAR | 10/31/2019 | 10/31/2019 | COOPER AMBULATORY OFF-SITES |  |  | SUITE E | WOT00000002700793 | JENNIFER BOMBARO | Service Request | Closed | Kirk Lis | 10/31/2019 | 10/31/2019 | Nerve Stimulator - new, needs checked and tagged | INVENTORIED NEW EQUIPMENT INVENTORIED NEW EQUIPMENT | EXP3038237 | Labor | 10/31/2019 | 10/31/2019 | Kirk Lis
|  | SUNMED | SUNMED SUNSTIM PLUS |  | 20171022531M | VOORHEES SURGERY CENTER-OPERATING ROOM |  |  | excluded | 06/05/2018 |  |  |  |  | NO | NO |  |  |  |  | SUNMED 10725203 20171022531M |  |  | Active |  | 99:99:99:99:99:99 |  | Equipment | PAAR:00-PVAR | 10/31/2019 |  | COOPER AMBULATORY OFF-SITES |  |  | SUITE E | WOT00000001025803 | JENNIFER BOMBARO | Performance Verification | Closed | Kirk Lis | 06/05/2018 | 06/12/2019 | Performance Verification for SUNMED 10725203 20171022531M | Initial Install of Performance Verification. Device is ready for patient use.
|  | SUNMED | SUNMED SUNSTIM PLUS |  | 2071022468M | VOORHEES SURGERY CENTER-OPERATING ROOM |  |  | excluded | 06/05/2018 |  |  |  |  | NO | NO |  |  |  |  | SUNMED 10725202 2071022468M |  |  | Active |  | 99:99:99:99:99:99 |  | Equipment | PAAR:00-PVAR | 10/31/2019 |  | COOPER AMBULATORY OFF-SITES |  |  | SUITE E | WOT00000001025747 | JENNIFER BOMBARO | Performance Verification | Closed | Kirk Lis | 06/05/2018 | 06/12/2019 | Performance Verification for SUNMED 10725202 2071022468M | Initial Install of Performance Verification. Device is ready for patient use.
|  | SUNMED | SUNMED SUNSTIM PLUS |  | C288056 | OR - KELEMEN 3 |  |  | excluded | 11/02/2019 |  |  |  |  | NO | NO |  |  |  |  | SUNMED 30144713 C288056 |  |  | Active |  | 99:99:99:99:99:99 |  | Equipment | PAAR:00-PVAR | 11/02/2019 | 11/02/2019 | COOPER UNIVERSITY HOSPITAL |  |  | OR K6 | WOT00000000522757 | DOMINIC VENDETTA | Disposition | Closed | Salvatore Bombara | 11/02/2019 | 11/02/2019 | Bulk Disposition CNL |  |  |  | 11/02/2019 | 11/02/2019
|  | SUNMED | SUNMED SUNSTIM PLUS |  |  | TRAUMA ICU |  |  | excluded | 11/01/2019 |  |  |  |  | NO | NO |  |  |  |  | SUNMED 30142873 20130809595 |  |  | Active |  | 99:99:99:99:99:99 |  | Equipment | PAAR:00-PVAR | 11/01/2019 | 11/01/2019 | COOPER UNIVERSITY HOSPITAL |  |  | TICU-EQUIP STORAGE | 0012479265 | Diane Floyd | Repair | Closed | Richard Jolly | 11/01/2019 | 11/01/2019 | STIMULATOR - MISSING RED AND BLACK WIRES - TICU | 12/5/2017 10:15:52 AM RCJOLLY (RCJOLLY 12/1/2017 10:00 AM) REPLACED CABLES | 9F71C482-B539-4EC9-95A1-08D057D6DF09 | Labor | 11/01/2019 | 11/01/2019 | Richard Jolly
|  | SUNMED | SUNMED SUNSTIM PLUS |  |  | TRAUMA ICU |  |  | excluded | 11/02/2019 |  |  |  |  | NO | NO |  |  |  |  | SUNMED 30142870 20130809582 |  |  | Active |  | 99:99:99:99:99:99 |  | Equipment | PAAR:00-PVAR | 11/02/2019 | 11/02/2019 | COOPER UNIVERSITY HOSPITAL |  |  | TICU-EQUIP STORAGE |  | Diane Floyd |  |  |  | 11/02/2019 | 11/02/2019 |  |  |  |  | 11/02/2019 | 11/02/2019
|  | SUNNEX | SUNNEX HM1000 SERIES |  | Not Known | SICKLERVILLE-URGENT CARE |  |  | excluded | 01/01/1900 |  |  |  |  | NO | NO |  |  |  |  | SUNNEX 10365759 Not Known |  |  | Active |  | 99:99:99:99:99:99 |  | Equipment | PAAR:00-PVAR | 11/02/2019 |  | COOPER AMBULATORY OFF-SITES |  |  | PROCEDURE |  | DR. BENDESKY
|  | SUNNEX | SUNNEX HM1000 SERIES |  | Not Known | CHERRY HILL URGENT CARE |  |  | excluded | 01/01/1900 |  |  |  |  | NO | NO |  |  |  |  | SUNNEX 10346139 Not Known |  |  | Active |  | 99:99:99:99:99:99 |  | Equipment | PAAR:00-PVAR | 11/02/2019 |  | COOPER AMBULATORY OFF-SITES |  |  | PROCEDURE ROOM |  | MELISSA PORTOBANCO
|  | SUNNEX | SUNNEX HM1000 SERIES |  |  | 3 COOPER-MULTISPECIALTY CENTER |  |  | excluded | 01/01/1900 |  |  |  |  | NO | NO |  |  |  |  | SUNNEX 10345617 10345617 |  |  | Active |  | 99:99:99:99:99:99 |  | Equipment | PAAR:00-PVAR | 11/02/2019 |  | COOPER AMBULATORY OFF-SITES |  |  | SUITE 104 - EXAM 154 (MOVES) |  | MARGIE OUTLER
|  | SUNNEX | SUNNEX HM1000 SERIES |  | Not Known | 3 COOPER-MULTISPECIALTY CENTER |  |  | excluded | 01/01/1900 |  |  |  |  | NO | NO |  |  |  |  | SUNNEX 10345618 Not Known |  |  | Active |  | 99:99:99:99:99:99 |  | Equipment | PAAR:00-PVAR | 11/02/2019 |  | COOPER AMBULATORY OFF-SITES |  |  | SUITE 104 - WAITING STORAGE | 0012422518 | MARGIE OUTLER | Repair | Closed | Stephen Zubrzycki | 11/24/2017 | 12/07/2017 | EXAM LIGHT - BROKEN CHARGER - TMX | 11/24/2017 1:38:40 PM SJZUBRZYCKI (SJZUBRZYCKI 11/24/2017 12:00 AM) ANALYZED UNIT. ORDERING CHARGER 12/7/2017 8:51:13 AM SJZUBRZYCKI (SJZUBRZYCKI 12/7/2017 12:00 AM) REPLACED TRANSFORMER AND VPO. ZHAN ASSISTED WITH SOLDERING (ZXKISELEV 12/7/2017 12:00 AM) REPLACED TRANSFORMER AND VPO. ZHAN ASSISTED WITH SOLDERING | F78DF54F-91FD-46DC-AC2C-936CC7CBD199 | Labor | 12/07/2017 | 12/07/2017 | Stephen Zubrzycki
|  | SUNNEX | SUNNEX TRISTAR |  | N8TD3738 | TRAUMA ADMIT |  |  |  | 08/13/2008 |  |  |  |  | NO | NO |  |  |  |  | SUNNEX 10368858 N8TD3738 |  |  | Disposition |  | 99:99:99:99:99:99 |  | Equipment | PAAR:00-PVAR | 11/02/2019 |  | COOPER UNIVERSITY HOSPITAL |  |  | TRAUMA HRA | WOT00000000528017 | Diane Floyd | Disposition | Closed | Richard Jolly | 02/08/2018 | 07/18/2019 | Bulk Disposition CNL | can not locate device | EXP3426639 | Labor | 07/18/2019 | 07/18/2019 | Richard Jolly
|  | SUNNEX | SUNNEX TRISTAR |  | N8TD3742 | TRAUMA ICU |  |  | excluded | 08/13/2008 |  |  |  |  | NO | NO |  |  |  |  | SUNNEX 10368049 N8TD3742 |  |  | Active |  | 99:99:99:99:99:99 |  | Equipment | PAAR:00-PVAR | 11/01/2019 |  | COOPER UNIVERSITY HOSPITAL |  |  | TICU-STORAGE | WOT00000000528019 | Diane Floyd | Disposition | Closed | Richard Jolly | 02/08/2018 | 05/24/2019 | Bulk Disposition CNL
|  | SUNNEX | SUNNEX TRISTAR |  | N8TD3683 | TRAUMA ICU |  |  | excluded | 08/13/2008 |  |  |  |  | NO | NO |  |  |  |  | SUNNEX 10368050 N8TD3683 |  |  | Active |  | 99:99:99:99:99:99 |  | Equipment | PAAR:00-PVAR | 11/02/2019 |  | COOPER UNIVERSITY HOSPITAL |  |  | HELIPAD | WOT00000000528016 | Diane Floyd | Disposition | Closed | Richard Jolly | 02/08/2018 | 05/24/2019 | Bulk Disposition CNL
|  | SUNNEX | SUNNEX TRISTAR |  | N8TD36868 | INTENSIVE CARE UNIT |  |  |  | 08/13/2008 |  |  |  |  | NO | NO |  |  |  |  | SUNNEX 10367640 N8TD36868 |  |  | Disposition |  |  |  | Equipment | PAAR:00-PVAR | 11/02/2019 |  | COOPER UNIVERSITY HOSPITAL |  |  | STORAGE ROOM P470 | 0011654908 | CAROLYN RUMELL | Repair | Closed | Richard Jolly | 05/22/2017 | 05/22/2017 | LIGHT - RETIRE - TMX | 5/22/2017 2:02:42 PM RCJOLLY (RCJOLLY 5/22/2017 10:00 AM) REMOVE FROM SERVICE 5/22/2017 2:03:12 PM RCJOLLY This device has been removed from an active status with the RSQ Database, and physically removed from the facility. Device retired on 5/22/2017; Authorized By: YES; Nature of Retirement: BEYOND ECONOMICAL REPAIR; Days In Service: 717 | F9B33BFF-DFA1-429E-93DE-6D995ACF8D6B | Labor | 05/22/2017 | 05/22/2017 | Richard Jolly
TL10725171 |  | SUNOPTIC TECHNOLOGIES | SUNOPTIC TECHNOLOGIES TITAN X450 |  | 450-00182 | VOORHEES SURGERY CENTER-OPERATING ROOM |  |  |  | 10/16/2019 |  |  |  |  | NO | NO |  |  |  |  | SUNOPTIC TECHNOLOGIES TL10725171 450-00182 |  |  | Disposition |  | 99:99:99:99:99:99 |  | Equipment | PAAR:00-PVAR | 10/16/2019 | 10/16/2019 | COOPER AMBULATORY OFF-SITES |  |  |  | WOT00000000764984 | JENNIFER BOMBARO | Performance Verification | Closed | Kirk Lis | 10/16/2019 | 10/16/2019 | Performance Verification for SUNOPTIC TECHNOLOGIES 10725171 450-00182 | Initial Install of Performance Verification. Device is ready for patient use. |  |  | 10/16/2019 | 10/16/2019
|  | SUNOPTIC TECHNOLOGIES | SUNOPTIC TECHNOLOGIES TITAN X450 |  | 450-00504 | VOORHEES SURGERY CENTER-OPERATING ROOM |  |  |  | 10/31/2019 |  |  |  |  | NO | NO |  |  |  |  | SUNOPTIC TECHNOLOGIES 11200020 450-00504 |  |  | Active |  |  |  | Equipment | PAAR:00-PVAR | 10/31/2019 | 10/31/2019 | COOPER AMBULATORY OFF-SITES |  |  | SUITE E | WOT00000002365591 | JENNIFER BOMBARO | Performance Verification | Closed | Kirk Lis | 10/31/2019 | 10/31/2019 | Performance Verification for SUNOPTIC TECHNOLOGIES 11200020 450-00504 | Initial Install of Performance Verification. Device is ready for patient use. |  |  | 10/31/2019 | 10/31/2019
|  | SUNOPTIC TECHNOLOGIES | SUNOPTIC TECHNOLOGIES TITAN X450 |  | 450-00167 | OPERATING ROOM - PAVILION |  |  |  | 01/30/2017 |  |  |  |  | NO | NO |  |  |  |  | SUNOPTIC TECHNOLOGIES 10769326 450-00167 |  |  | Active |  | 99:99:99:99:99:99 |  | Equipment | PAAR:00-PVAR | 10/31/2019 |  | COOPER UNIVERSITY HOSPITAL |  |  |  | 0012038537 | DOMINIC VENDETTA | Preventative Maintenance | Closed | Salvatore Bombara | 08/15/2017 | 08/15/2017 | PERFORMANCE ASSURANCE AT INVENTORY | INVENTORIED DEVICE AND ENSURED DEVICE WAS FUNCTIONING PROPERLY. | BBB59424-5190-4A83-BDB8-1E09785EC68C | Labor | 01/30/2017 | 01/30/2017 | Salvatore Bombara
|  | SUNOPTIC TECHNOLOGIES | SUNOPTIC TECHNOLOGIES TITAN X450 |  | 450-00011 | OR - KELEMEN 3 |  |  |  | 05/25/2016 |  |  |  |  | NO | NO |  |  |  |  | SUNOPTIC TECHNOLOGIES 10505453 450-00011 |  |  | Disposition |  |  |  | Equipment | PAAR:00-PVAR | 10/16/2019 |  | COOPER UNIVERSITY HOSPITAL |  |  | KELEMEN OR |  | DOMINIC VENDETTA
|  | SUNOPTIC TECHNOLOGIES | SUNOPTIC TECHNOLOGIES TITAN X450 |  | 450-00022 | OR - KELEMEN 3 |  |  |  | 05/25/2016 |  |  |  |  | NO | NO |  |  |  |  | SUNOPTIC TECHNOLOGIES 10505450 450-00022 |  |  | Disposition |  |  |  | Equipment | PAAR:00-PVAR | 10/16/2019 |  | COOPER UNIVERSITY HOSPITAL |  |  | KELEMEN OR |  | DOMINIC VENDETTA
|  | SUNOPTIC TECHNOLOGIES | SUNOPTIC TECHNOLOGIES TITAN X450 |  | 450-00016 | VOORHEES SURGERY CENTER-OPERATING ROOM |  |  |  | 05/25/2016 |  |  |  |  | NO | NO |  |  |  |  | SUNOPTIC TECHNOLOGIES 10505426 450-00016 |  |  | Active |  | 99:99:99:99:99:99 |  | Equipment | PAAR:00-PVAR | 10/31/2019 |  | COOPER AMBULATORY OFF-SITES |  |  | VOORHEES SURGERY CTR |  | JENNIFER BOMBARO
|  | SUNOPTIC TECHNOLOGIES | SUNOPTIC TECHNOLOGIES TITAN X450 |  | 450-00020 | VOORHEES SURGERY CENTER-OPERATING ROOM |  |  |  | 05/25/2016 |  |  |  |  | NO | NO |  |  |  |  | SUNOPTIC TECHNOLOGIES 10505425 450-00020 |  |  | Disposition |  | 99:99:99:99:99:99 |  | Equipment | PAAR:00-PVAR | 10/16/2019 |  | COOPER AMBULATORY OFF-SITES |  |  | VOORHEES SURGERY CTR |  | JENNIFER BOMBARO
|  | SURGIQUEST | SURGIQUEST AIRSEAL |  | 1306CE187 | OR - KELEMEN 3 |  |  |  | 04/19/2017 |  |  |  |  | NO | NO |  |  |  |  | SURGIQUEST 10769457 1306CE187 |  |  | Disposition |  |  |  | High Risk | 1Y:00-MFG | 02/26/2018 | 02/01/2020 | COOPER UNIVERSITY HOSPITAL |  |  |  | 0011494985 | DOMINIC VENDETTA | Preventative Maintenance | Closed | Salvatore Bombara | 04/19/2017 | 04/19/2017 | PERFORMANCE ASSURANCE AT INVENTORY | INVENTORIED DEVICE AND ENSURED DEVICE WAS FUNCTIONING PROPERLY. | 4EFE464A-0043-44EA-A67A-42144E72A158 | Labor | 04/19/2017 | 04/19/2017 | Salvatore Bombara
|  | SURGIQUEST | SURGIQUEST AIRSEAL |  | 1603CE0105 | OR - KELEMEN 3 |  |  |  | 05/12/2016 |  |  |  |  | NO | NO |  |  |  |  | SURGIQUEST 10505457 1603CE0105 |  |  | Disposition |  |  |  | High Risk | 1Y:00-MFG | 02/14/2017 | 02/01/2020 | COOPER UNIVERSITY HOSPITAL |  |  | KELEMEN OR RM 9 |  | DOMINIC VENDETTA
|  | SURGIQUEST | SURGIQUEST AIRSEAL |  | 1603CE0090 | OR - KELEMEN 3 |  |  |  | 05/12/2016 |  |  |  |  | NO | NO |  |  |  |  | SURGIQUEST 10505456 1603CE0090 |  |  | Disposition |  |  |  | High Risk | 1Y:00-MFG | 02/14/2017 | 02/01/2020 | COOPER UNIVERSITY HOSPITAL |  |  | KELEMEN OR RM 10 |  | DOMINIC VENDETTA
|  | SUROS SURGICAL | SUROS SURGICAL ATEC SAPPHIRE |  |  | 3 COOPER-RADIOLOGY |  |  |  | 12/12/2013 |  |  |  |  | NO | NO |  |  |  |  | SUROS SURGICAL 10345964 202569 |  |  | Disposition |  |  |  | Equipment | 1Y:00-MFG | 05/17/2017 | 05/01/2020 | COOPER AMBULATORY OFF-SITES |  |  | MAMMO |  | JUDY ADIRZONE
|  | SYLVAN FIBEROPTICS | SYLVAN FIBEROPTICS PEDIASCAN MODEL 100 |  |  | INTENSIVE CARE NURSERY |  |  |  | 08/27/2012 |  |  |  |  | NO | NO |  |  |  |  | SYLVAN FIBEROPTICS 10365021 1931691 |  |  | Active |  | 99:99:99:99:99:99 |  | Equipment | PAAR:00-PVAR | 11/02/2019 |  | COOPER UNIVERSITY HOSPITAL |  |  | 5 DORRANCE | WOT00000000512341 | JOANNE FOX | Disposition | Closed | Gene Amodei | 02/08/2018 | 05/14/2019 | Bulk Disposition CNL
|  | SYLVAN FIBEROPTICS | SYLVAN FIBEROPTICS PEDIASCAN MODEL 100 |  |  | PEDIATRICS SOUTH 7 |  |  |  | 10/02/2012 |  |  |  |  | NO | NO |  |  |  |  | SYLVAN FIBEROPTICS 10356117 1931695 |  |  | Active |  | 99:99:99:99:99:99 |  | Equipment | PAAR:00-PVAR | 11/02/2019 |  | COOPER UNIVERSITY HOSPITAL |  |  | PED PROCEDURE ROOM |  | JOANNE FOX
|  | SYMBIO | SYMBIO CODE SIMULATOR CS1201 |  | A0020496 | LIFE SUPPORT |  |  |  | 02/25/2019 |  |  |  |  | NO | NO |  |  |  |  | SYMBIO 30212664 A0020496 |  |  | Active |  | 99:99:99:99:99:99 |  | Equipment | 1Y:00-VEN | 02/25/2019 | 02/25/2019 | COOPER UNIVERSITY HOSPITAL |  |  | Nursing edu | WOT00000000552533 | KATHY MARTINO | Performance Verification | Closed | Gene Amodei | 02/25/2019 | 02/25/2019 | Performance Verification for SYMBIO 30212664 A0020496 | Initial Install of Performance Verification. Device is ready for patient use. |  |  | 02/25/2019 | 02/25/2019
|  | SYNOVIS MICRO COMPANIES ALLIANCE | SYNOVIS MICRO COMPANIES ALLIANCE GEM FLOWCOUPLER MONITOR |  | 14718-019 | OR - KELEMEN 3 |  |  |  | 10/31/2019 |  |  |  |  | NO | NO |  |  |  |  | SYNOVIS MICRO COMPANIES ALLIANCE 11239243 14718-019 |  |  | Active |  | 99:99:99:99:99:99 |  | Accessory | PAAR:00-PVAR | 10/31/2019 | 10/31/2019 | COOPER UNIVERSITY HOSPITAL |  |  | Kel OR | WOT00000000667773 | DOMINIC VENDETTA | Performance Verification | Closed | Salvatore Bombara | 10/31/2019 | 10/31/2019 | Performance Verification for SYNOVIS MICRO COMPANIES ALLIANCE 11239243 14718-019 | Initial Install of Performance Verification. Device is ready for patient use. |  |  | 10/31/2019 | 10/31/2019
|  | SYNOVIS MICRO COMPANIES ALLIANCE | SYNOVIS MICRO COMPANIES ALLIANCE GEM FLOWCOUPLER MONITOR |  | 14718-020 | OR - KELEMEN 3 |  |  |  | 10/31/2019 |  |  |  |  | NO | NO |  |  |  |  | SYNOVIS MICRO COMPANIES ALLIANCE 11239242 14718-020 |  |  | Active |  | 99:99:99:99:99:99 |  | Accessory | PAAR:00-PVAR | 10/31/2019 | 10/31/2019 | COOPER UNIVERSITY HOSPITAL |  |  | Kel OR | WOT00000000667745 | DOMINIC VENDETTA | Performance Verification | Closed | Salvatore Bombara | 10/31/2019 | 10/31/2019 | Performance Verification for SYNOVIS MICRO COMPANIES ALLIANCE 11239242 14718-020 | Initial Install of Performance Verification. Device is ready for patient use. |  |  | 10/31/2019 | 10/31/2019
|  | SYNTHES | SYNTHES PIEZOELECTRIC SYSTEM (05.001.400) |  |  | 6200 MAIN ST-SURGERY |  |  |  | 01/01/2015 |  |  |  |  | NO | NO |  |  |  |  | SYNTHES 10345773 832309.012 |  |  | Active |  | 99:99:99:99:99:99 |  | Equipment | 1Y:00-MFG | 10/18/2019 | 10/01/2020 | COOPER AMBULATORY OFF-SITES |  |  | 6200 Main St. - Oral - Proc B |  | BOBBIE MICKLE
|  | SYSMEX AMERICA, INC. | SYSMEX AMERICA, INC. CA-500 |  | F1055 | LAB HEMATOLOGY |  |  |  | 01/01/1900 |  |  |  |  | NO | NO |  |  |  |  | SYSMEX AMERICA, INC. 06853 F1055 |  |  | Disposition |  |  |  | Equipment | 1Y:00-MFG | 07/20/2015 | 03/01/2020 | COOPER UNIVERSITY HOSPITAL |  |  | CORE LAB |  | DALE MORRONE
|  | SYSMEX AMERICA, INC. | SYSMEX AMERICA, INC. NE-8000 |  | A1711 | LAB HEMATOLOGY |  |  |  | 03/03/2016 |  |  |  |  | NO | NO |  |  |  |  | SYSMEX AMERICA, INC. 18263 A1711 |  |  | Disposition |  |  |  | Equipment | 1Y:00-MFG | 03/03/2016 | 03/03/2016 | COOPER UNIVERSITY HOSPITAL |  |  | HEMATOOGY |  | DALE MORRONE |  |  |  | 03/03/2016 | 03/03/2016 |  |  |  |  | 03/03/2016 | 03/03/2016
|  | SYSMEX AMERICA, INC. | SYSMEX AMERICA, INC. SP-10 |  |  | LAB CHEMISTRY |  |  |  | 01/01/1900 |  |  |  |  | NO | NO |  |  |  |  | SYSMEX AMERICA, INC. 10360291 14612 |  |  | Disposition |  |  |  | Equipment | 1Y:00-MFG | 03/16/2016 | 03/01/2020 | COOPER UNIVERSITY HOSPITAL |  |  | CHEMISTRY |  | Barbara Snyder
|  | SYSMEX AMERICA, INC. | SYSMEX AMERICA, INC. XE-2100 |  | A4898 | LAB HEMATOLOGY |  |  |  | 10/07/2008 |  |  |  |  | NO | NO |  |  |  |  | SYSMEX AMERICA, INC. 10367673 A4898 |  |  | Disposition |  |  |  | Equipment | 1Y:00-MFG | 07/21/2015 | 03/01/2020 | COOPER UNIVERSITY HOSPITAL |  |  | BASEMENT |  | DALE MORRONE
|  | TALBOYS | TALBOYS 945600 |  |  | LAB CYTOLOGY |  |  | excluded | 01/08/2010 |  |  |  |  | NO | NO |  |  |  |  | TALBOYS 103868042 100104001 |  |  | Active |  | 99:99:99:99:99:99 |  | Equipment | 1Y:00-MFG | 09/20/2019 | 09/01/2020 | COOPER UNIVERSITY HOSPITAL |  |  | CYTOLOGY |  | DALE MORRONE
|  | TANITA CORPORATION OF AMERICA | TANITA CORPORATION OF AMERICA 1583 |  | NOT KNOWN | 3 COOPER-PEDIATRICS |  |  |  | 01/01/1900 |  |  |  |  | NO | NO |  |  |  |  | TANITA CORPORATION OF AMERICA 10346961 NOT KNOWN |  |  | Disposition |  | 99:99:99:99:99:99 |  | Equipment | 1Y:00-MFG | 11/14/2017 |  | COOPER AMBULATORY OFF-SITES |  |  | SUITE 200 - EXAM 220A |  | MAUREEN OBRIEN
|  | TANITA CORPORATION OF AMERICA | TANITA CORPORATION OF AMERICA BD-585 |  |  | CHERRY HILL URGENT CARE |  |  |  | 04/04/2013 |  |  |  |  | NO | NO |  |  |  |  | TANITA CORPORATION OF AMERICA 10346142 511215 |  |  | Active |  | 99:99:99:99:99:99 |  | Equipment | 1Y:00-MFG | 10/18/2019 | 10/01/2020 | COOPER AMBULATORY OFF-SITES |  |  | 2001 Rt 70E - Hallway |  | MELISSA PORTOBANCO
|  | TANITA CORPORATION OF AMERICA | TANITA CORPORATION OF AMERICA BLB-12 |  | rpv09239377ga | INTENSIVE CARE NURSERY |  |  |  | 01/01/1900 |  |  |  |  | NO | NO |  |  |  |  | TANITA CORPORATION OF AMERICA 10364755 rpv09239377ga |  |  | Disposition |  |  |  | Equipment | 1Y:00-MFG | 05/26/2016 | 05/01/2020 | COOPER UNIVERSITY HOSPITAL |  |  | NICU |  | JOANNE FOX
|  | TANITA CORPORATION OF AMERICA | TANITA CORPORATION OF AMERICA TBF-410 |  |  | 6017 MAIN ST-BARIATRIC |  |  |  | 01/01/1900 |  |  |  |  | NO | NO |  |  |  |  | TANITA CORPORATION OF AMERICA 10345291 10120062 |  |  | Active |  | 99:99:99:99:99:99 |  | Equipment | 1Y:00-MFG | 04/17/2019 | 04/01/2020 | COOPER AMBULATORY OFF-SITES |  |  | ROOM 113 |  | CHRISTINE CASTAGNA
|  | TECAN | TECAN INFINITE F200 |  |  | COOPER CENTER FOR SPECIAL DIAGNOSTICS |  |  |  | 01/01/1900 |  |  |  |  | NO | NO |  |  |  |  | TECAN 10365636 1209004239 |  |  | Disposition |  |  |  | Equipment | 1Y:00-MFG | 06/13/2017 | 06/01/2020 | COOPER AMBULATORY OFF-SITES |  |  | BACK LAB |  | DR. BARNOWSKY
|  | TELEHEALTH SERVICES | TELEHEALTH SERVICES LD-20A6UD |  | coophospnsn001 | BIOMEDICAL |  |  |  | 01/01/1900 |  |  |  |  | NO | NO |  |  |  |  | TELEHEALTH SERVICES 07829 coophospnsn001 |  |  | Disposition |  |  |  | Non-medical | PAAR:00-PVAR | 10/16/2019 |  | COOPER UNIVERSITY HOSPITAL |  |  |  |  | Bonnie Aichroch
|  | TENACORE HOLDINGS. INC. | TENACORE HOLDINGS. INC. 30L |  | TNHLF00107 | RESPIRATORY |  |  | excluded | 09/29/2010 |  |  |  |  | NO | NO |  |  |  |  | TENACORE HOLDINGS. INC. 10369099 TNHLF00107 |  |  | Active |  | 99:99:99:99:99:99 |  | High Risk | 1Y:00-MFG | 01/28/2019 | 01/01/2020 | COOPER UNIVERSITY HOSPITAL |  |  | PEDS ER 2 |  | KATHY LOFLAND
|  | TENACORE HOLDINGS. INC. | TENACORE HOLDINGS. INC. 30L |  | TNHLF00104 | RESPIRATORY |  |  | excluded | 09/29/2010 |  |  |  |  | NO | NO |  |  |  |  | TENACORE HOLDINGS. INC. 10364779 TNHLF00104 |  |  | Active |  | 99:99:99:99:99:99 |  | High Risk | 1Y:00-MFG | 01/28/2019 | 01/01/2020 | COOPER UNIVERSITY HOSPITAL |  |  | PEDS ER |  | KATHY LOFLAND
|  | TENACORE HOLDINGS. INC. | TENACORE HOLDINGS. INC. 30L |  | TNHLF00105 | RESPIRATORY |  |  | excluded | 01/28/2019 |  |  |  |  | NO | NO |  |  |  |  | TENACORE HOLDINGS. INC. 30142883 TNHLF00105 |  |  | Active |  | 99:99:99:99:99:99 |  | High Risk | 1Y:00-MFG | 01/28/2019 | 01/28/2019 | COOPER UNIVERSITY HOSPITAL |  |  | PEDS ER RM 3 |  | KATHY LOFLAND |  |  |  | 01/28/2019 | 01/28/2019 |  |  |  |  | 01/28/2019 | 01/28/2019
|  | TENACORE HOLDINGS. INC. | TENACORE HOLDINGS. INC. 30L |  | TNHLF00091 | RESPIRATORY |  |  | excluded | 01/28/2019 |  |  |  |  | NO | NO |  |  |  |  | TENACORE HOLDINGS. INC. 30142884 TNHLF00091 |  |  | Active |  | 99:99:99:99:99:99 |  | High Risk | 1Y:00-MFG | 01/28/2019 | 01/28/2019 | COOPER UNIVERSITY HOSPITAL |  |  | Peds ER RM 7 |  | KATHY LOFLAND |  |  |  | 01/28/2019 | 01/28/2019 |  |  |  |  | 01/28/2019 | 01/28/2019
|  | TENACORE HOLDINGS. INC. | TENACORE HOLDINGS. INC. 30L |  | TNHLF00103 | RESPIRATORY |  |  | excluded | 01/28/2019 |  |  |  |  | NO | NO |  |  |  |  | TENACORE HOLDINGS. INC. 30142885 TNHLF00103 |  |  | Active |  | 99:99:99:99:99:99 |  | High Risk | 1Y:00-MFG | 01/28/2019 | 01/28/2019 | COOPER UNIVERSITY HOSPITAL |  |  | Peds ER RM 5 |  | KATHY LOFLAND |  |  |  | 01/28/2019 | 01/28/2019 |  |  |  |  | 01/28/2019 | 01/28/2019
|  | TENACORE HOLDINGS. INC. | TENACORE HOLDINGS. INC. 30L |  | TNHLF00106 | RESPIRATORY |  |  | excluded | 01/28/2019 |  |  |  |  | NO | NO |  |  |  |  | TENACORE HOLDINGS. INC. 30142881 TNHLF00106 |  |  | Active |  | 99:99:99:99:99:99 |  | High Risk | 1Y:00-MFG | 01/28/2019 | 01/28/2019 | COOPER UNIVERSITY HOSPITAL |  |  | PEDS ER/RM 3 |  | KATHY LOFLAND |  |  |  | 01/28/2019 | 01/28/2019 |  |  |  |  | 01/28/2019 | 01/28/2019
|  | TENACORE HOLDINGS. INC. | TENACORE HOLDINGS. INC. 30L |  | TNHLF00109 | RESPIRATORY |  |  | excluded | 01/31/2019 |  |  |  |  | NO | NO |  |  |  |  | TENACORE HOLDINGS. INC. 30142877 TNHLF00109 |  |  | Active |  | 99:99:99:99:99:99 |  | High Risk | 1Y:00-MFG | 01/31/2019 | 01/31/2019 | COOPER UNIVERSITY HOSPITAL |  |  | PEDS ER |  | KATHY LOFLAND |  |  |  | 01/31/2019 | 01/31/2019 |  |  |  |  | 01/31/2019 | 01/31/2019
|  | TENACORE HOLDINGS. INC. | TENACORE HOLDINGS. INC. OMEGA 2 (120L) |  | TNHLF00063 | RESPIRATORY |  |  |  | 01/01/2001 |  |  |  |  | NO | NO |  |  |  |  | TENACORE HOLDINGS. INC. 10360437 TNHLF00063 |  |  | Disposition |  |  |  | High Risk | 1Y:00-MFG | 12/31/2015 | 12/01/2020 | COOPER UNIVERSITY HOSPITAL |  |  | PICU/RM 6 |  | KATHY LOFLAND
|  | TENACORE HOLDINGS. INC. | TENACORE HOLDINGS. INC. OMEGA 2 (30L) |  | TNHLF00043 | RESPIRATORY |  |  | excluded | 01/01/2001 |  |  |  |  | NO | NO |  |  |  |  | TENACORE HOLDINGS. INC. 10365372 TNHLF00043 |  |  | Active |  | 99:99:99:99:99:99 |  | High Risk | 1Y:00-MFG | 12/18/2018 | 01/01/2020 | COOPER UNIVERSITY HOSPITAL |  |  | RT |  | KATHY LOFLAND
|  | TENACORE HOLDINGS. INC. | TENACORE HOLDINGS. INC. OMEGA 2 (30L) |  | TNHLF00037 | RESPIRATORY |  |  | excluded | 11/04/2013 |  |  |  |  | NO | NO |  |  |  |  | TENACORE HOLDINGS. INC. 10365356 TNHLF00037 |  |  | Active |  | 99:99:99:99:99:99 |  | High Risk | 1Y:00-MFG | 03/28/2019 | 03/01/2020 | COOPER UNIVERSITY HOSPITAL |  |  | TRANS 2 |  | KATHY LOFLAND
|  | TENACORE HOLDINGS. INC. | TENACORE HOLDINGS. INC. OMEGA 2 (30L) |  | TNHLF00048 | RESPIRATORY |  |  | excluded | 01/01/2001 |  |  |  |  | NO | NO |  |  |  |  | TENACORE HOLDINGS. INC. 10348311 TNHLF00048 |  |  | Active |  | 99:99:99:99:99:99 |  | High Risk | 1Y:00-MFG | 12/18/2018 | 01/01/2020 | COOPER UNIVERSITY HOSPITAL |  |  | RT |  | KATHY LOFLAND
|  | TERUMO MEDICAL CORP. | TERUMO MEDICAL CORP. ACS152 |  |  | LAB BLOOD BANK |  |  |  | 01/01/1900 |  |  |  |  | NO | NO |  |  |  |  | TERUMO MEDICAL CORP. 10367912 8401026 |  |  | Disposition |  |  |  | Non-medical | 1Y:00-MFG | 01/04/2016 | 01/01/2020 | COOPER UNIVERSITY HOSPITAL |  |  | BLOOD BANK |  | Barbara Bayne
|  | TERUMO MEDICAL CORP. | TERUMO MEDICAL CORP. TSCD |  |  | LAB BLOOD BANK |  |  |  | 11/09/2009 |  |  |  |  | NO | NO |  |  |  |  | TERUMO MEDICAL CORP. 10367911 09100111 |  |  | Active |  | 99:99:99:99:99:99 |  | Equipment | 1Y:00-MFG | 01/09/2019 | 01/01/2020 | COOPER UNIVERSITY HOSPITAL |  |  | BLOOD BANK |  | Barbara Bayne
|  | THE BAKER COMPANY | THE BAKER COMPANY EDGEGARD HF EG4252 |  | E-42820 | BONE & JOINT NEWTOWN SQUARE |  |  |  | 01/01/1900 |  |  |  |  | NO | NO |  |  |  |  | THE BAKER COMPANY 00176 E-42820 |  |  | Disposition |  |  |  | Equipment | PAAR:00-PVAR | 10/16/2019 |  | COOPER AMBULATORY OFF-SITES |  |  | N9 |  | IVETTE ORTOLAZA
|  | THE BAKER COMPANY | THE BAKER COMPANY STERILGARD II BIOLOGICAL SAFETY CABINET |  | SL429334 | LAB CYTOLOGY |  |  |  | 01/01/1900 |  |  |  |  | NO | NO |  |  |  |  | THE BAKER COMPANY 02614 SL429334 |  |  | Disposition |  |  |  | Equipment | PAAR:00-PVAR | 10/16/2019 |  | COOPER UNIVERSITY HOSPITAL |  |  | Rocky |  | DALE MORRONE
|  | THE BAKER COMPANY | THE BAKER COMPANY STERILGARD III ADVANCE SG603 |  |  | VOORHEES SURGERY CENTER-HEM/ONC |  |  |  | 06/22/2006 |  |  |  |  | NO | NO |  |  |  |  | THE BAKER COMPANY 10480377 87546 |  |  | Disposition |  | 99:99:99:99:99:99 |  | Equipment | 1Y:00-MFG | 08/29/2018 | 08/01/2020 | COOPER AMBULATORY OFF-SITES |  |  | SUITE M |  | MEGAN MCCAFFERTY
|  | THE BREWER COMPANY | THE BREWER COMPANY 18100 |  | GH0045839 | 6017 MAIN ST-PLASTICS |  |  |  | 10/16/2019 |  |  |  |  | NO | NO |  |  |  |  | THE BREWER COMPANY 17751 GH0045839 |  |  | Disposition |  |  |  | Equipment | PAAR:00-PVAR | 10/16/2019 | 10/16/2019 | COOPER AMBULATORY OFF-SITES |  |  | PLASTICS |  | ANNE MAIER |  |  |  | 10/16/2019 | 10/16/2019 |  |  |  |  | 10/16/2019 | 10/16/2019
|  | THE BREWER COMPANY | THE BREWER COMPANY 18100 |  | EC00060 | VOORHEES UROGYNECOLOGY |  |  | excluded | 04/13/2016 |  |  |  |  | NO | NO |  |  |  |  | THE BREWER COMPANY 10480372 EC00060 |  |  | Active |  | 99:99:99:99:99:99 |  | Equipment | PAAR:00-PVAR | 10/31/2019 |  | COOPER AMBULATORY OFF-SITES |  |  | 6012 MAIN STREET |  | Sheronda Coppage-Belt
|  | THE BREWER COMPANY | THE BREWER COMPANY 18100 |  | BH0045840 | 3 COOPER - SURGERY DEPARTMENT |  |  | excluded | 06/16/2011 |  |  |  |  | NO | NO |  |  |  |  | THE BREWER COMPANY 10346829 BH0045840 |  |  | Active |  | 99:99:99:99:99:99 |  | Equipment | PAAR:00-PVAR | 11/02/2019 |  | COOPER AMBULATORY OFF-SITES |  |  | Suite 403 - Exam 5 |  | ANNE MAIER
|  | THE BREWER COMPANY | THE BREWER COMPANY 18100 |  | BH0045837 | 6017 MAIN ST-PLASTICS |  |  | excluded | 12/18/2009 |  |  |  |  | NO | NO |  |  |  |  | THE BREWER COMPANY 10345307 BH0045837 |  |  | Active |  | 99:99:99:99:99:99 |  | Equipment | PAAR:00-PVAR | 11/02/2019 |  | COOPER AMBULATORY OFF-SITES |  |  | EXAM 5 |  | ANNE MAIER
|  | THE BREWER COMPANY | THE BREWER COMPANY ACCESS 5000 |  | ET002671 | KINGS HIGHWAY-MEDICINE |  |  | excluded | 01/01/1900 |  |  |  |  | NO | NO |  |  |  |  | THE BREWER COMPANY 10366293 ET002671 |  |  | Active |  | 99:99:99:99:99:99 |  | Equipment | PAAR:00-PVAR | 11/02/2019 |  | COOPER AMBULATORY OFF-SITES |  |  | MEDICINE |  | CHRISTINE MULLER
TL10505124 |  | THE DRUCKER COMPANY | THE DRUCKER COMPANY HORIZON 642E |  | 160913B0465 | 6200 MAIN ST-SURGERY |  |  |  | 10/26/2017 |  |  |  |  | NO | NO |  |  |  |  | THE DRUCKER COMPANY TL10505124 160913B0465 |  |  | Disposition |  |  |  | Equipment | 6M:00-MFG 2Y:00-RPLC | 10/26/2017 | 10/26/2017 | COOPER AMBULATORY OFF-SITES |  |  |  | 0011147086 | BOBBIE MICKLE | Preventative Maintenance | Closed | Bonnie Aichroth | 10/26/2017 | 10/26/2017 | PERFORMANCE ASSURANCE AT INVENTORY | INVENTORIED DEVICE AND ENSURED DEVICE WAS FUNCTIONING PROPERLY. | D66FCB98-3E24-41A1-93AC-A8545F7BC887 | Labor | 10/26/2017 | 10/26/2017 | Kirk Lis
|  | THE DRUCKER COMPANY | THE DRUCKER COMPANY HORIZON 642E |  | 130714-867 | 3 COOPER - MEDICINE DEPARTMENT |  |  |  | 02/13/2019 |  |  |  |  | NO | NO |  |  |  |  | THE DRUCKER COMPANY 11187535 130714-867 |  |  | Disposition |  | 99:99:99:99:99:99 |  | Equipment | 3M:00-MFG | 02/13/2019 | 02/13/2019 | COOPER AMBULATORY OFF-SITES |  |  | Suite 215 - Nurses Station [3380] | WOT00000001743311 | NANCY LOUIS | Performance Verification | Closed | Stephen Zubrzycki | 02/13/2019 | 02/13/2019 | CEID Record Completion for THE DRUCKER COMPANY 11187535 130714-867 | Inventoried unit | EXP1794562 | Labor | 02/13/2019 | 02/13/2019 | Stephen Zubrzycki
|  | THE DRUCKER COMPANY | THE DRUCKER COMPANY HORIZON 642E |  |  | 6017 MAIN ST-BARIATRIC |  |  |  | 06/10/2015 |  |  |  |  | NO | NO |  |  |  |  | THE DRUCKER COMPANY 10505124 16091330465 |  |  | Disposition |  | 99:99:99:99:99:99 |  | Equipment | 6M:00-MFG 2Y:00-RPLC | 04/19/2019 | 04/01/2020 | COOPER AMBULATORY OFF-SITES |  |  | 6017 Main - Lab | 0012267447 | CHRISTINE CASTAGNA | Preventative Maintenance | Closed | Josh Harris | 10/05/2017 | 10/05/2017 | PERFORMANCE ASSURANCE AT INVENTORY | INVENTORIED DEVICE AND ENSURED DEVICE WAS FUNCTIONING PROPERLY. | 9355D0A1-C784-4062-B1CF-F89A9646E6DC | Labor | 10/05/2017 | 10/05/2017 | Kirk Lis
|  | THE DRUCKER COMPANY | THE DRUCKER COMPANY HORIZON 642E |  | 130514-1913 | 6017 MAIN ST-BARIATRIC |  |  |  | 12/10/2014 |  |  |  |  | NO | NO |  |  |  |  | THE DRUCKER COMPANY 10345296 130514-1913 |  |  | Disposition |  | 99:99:99:99:99:99 |  | Equipment | 6M:00-MFG 2Y:00-RPLC | 04/15/2019 | 04/01/2020 | COOPER AMBULATORY OFF-SITES |  |  | 6017 Main St. - Lab |  | CHRISTINE CASTAGNA
|  | THE DRUCKER COMPANY | THE DRUCKER COMPANY HORIZON 642VFD PLUS |  | 170788AD633 | COOPER BONE & JOINT- GLASSBORO |  |  | excluded | 11/30/2018 |  |  |  |  | NO | NO |  |  |  |  | THE DRUCKER COMPANY 10769727 170788AD633 |  |  | Active |  | 99:99:99:99:99:99 |  | Equipment | 2Y:00-MFG | 11/30/2018 | 11/30/2018 | COOPER AMBULATORY OFF-SITES |  |  |  | 0011994271 | COURTNEY BUDD | Preventative Maintenance | Closed | Josh Harris | 11/30/2018 | 11/30/2018 | PERFORMANCE ASSURANCE AT INVENTORY | INVENTORIED DEVICE AND ENSURED DEVICE WAS FUNCTIONING PROPERLY. | 256F0DD4-79D7-4505-A40B-5F9D0FB2BBAA | Labor | 11/30/2018 | 11/30/2018 | Josh Harris
|  | THE DRUCKER COMPANY | THE DRUCKER COMPANY HORIZON MINI E |  | 520211-946 | MOORESTOWN-FAMILY MEDICINE |  |  |  | 05/13/2016 |  |  |  |  | NO | NO |  |  |  |  | THE DRUCKER COMPANY 22311 520211-946 |  |  | Disposition |  |  |  | Equipment | 6M:00-MFG | 05/13/2016 | 05/13/2016 | COOPER AMBULATORY OFF-SITES |  |  | FAMILY MEDICINE MARTER AVE |  | LYNNE DEJOSEPH |  |  |  | 05/13/2016 | 05/13/2016 |  |  |  |  | 05/13/2016 | 05/13/2016
|  | THERMA SONIC | THERMA SONIC 8203 |  | 07093L06802 | VOORHEES SURGERY CENTER-SURGERY DEPT |  |  |  | 10/16/2019 |  |  |  |  | NO | NO |  |  |  |  | THERMA SONIC 15589 07093L06802 |  |  | Disposition |  |  |  | Equipment | PAAR:00-PVAR | 10/16/2019 | 10/16/2019 | COOPER AMBULATORY OFF-SITES |  |  | SUITE G - SURGERY |  | Theresa Megali |  |  |  | 10/16/2019 | 10/16/2019 |  |  |  |  | 10/16/2019 | 10/16/2019
|  | THERMA SONIC | THERMA SONIC 8203 |  | 030913L06121 | BRACHFIELD MEDICAL ASSOCIATES-MEDICINE |  |  | excluded | 06/12/2014 |  |  |  |  | NO | NO |  |  |  |  | THERMA SONIC 10367058 030913L06121 |  |  | Active |  | 99:99:99:99:99:99 |  | Equipment | PAAR:00-PVAR | 11/02/2019 |  | COOPER AMBULATORY OFF-SITES |  |  | C109 |  | CATHY CRAWFORD
|  | THERMA SONIC | THERMA SONIC 8203 |  | 07093L06309 | VOORHEES CARDIOLOGY |  |  | excluded | 04/16/2010 |  |  |  |  | NO | NO |  |  |  |  | THERMA SONIC 10356980 07093L06309 |  |  | Active |  | 99:99:99:99:99:99 |  | Equipment | PAAR:00-PVAR | 11/02/2019 |  | COOPER AMBULATORY OFF-SITES |  |  | Perephial/Vascular Lab |  | KATHY COMO
|  | THERMA SONIC | THERMA SONIC 8203 |  | 10123L17746T | VOORHEES SURGERY CENTER-RADIOLOGY |  |  | excluded | 01/01/2013 |  |  |  |  | NO | NO |  |  |  |  | THERMA SONIC 10356963 10123L17746T |  |  | Active |  | 99:99:99:99:99:99 |  | Equipment | PAAR:00-PVAR | 11/01/2019 |  | COOPER AMBULATORY OFF-SITES |  |  | ULTRASOUND C |  | PAT STIENES
|  | THERMA SONIC | THERMA SONIC 8204 |  |  | BRACHFIELD MEDICAL ASSOCIATES-MEDICINE |  |  | excluded | 01/01/1900 |  |  |  |  | NO | NO |  |  |  |  | THERMA SONIC 10367044 07905 |  |  | Active |  | 99:99:99:99:99:99 |  | Equipment | PAAR:00-PVAR | 11/02/2019 |  | COOPER AMBULATORY OFF-SITES |  |  | ECHO/ULTRASOUND ROOM |  | CATHY CRAWFORD
|  | THERMA SONIC | THERMA SONIC 8204 |  |  | VOORHEES CARDIOLOGY |  |  | excluded | 01/01/1900 |  |  |  |  | NO | NO |  |  |  |  | THERMA SONIC 10356985 07896 |  |  | Active |  | 99:99:99:99:99:99 |  | Equipment | PAAR:00-PVAR | 11/02/2019 |  | COOPER AMBULATORY OFF-SITES |  |  | ECHO LAB |  | KATHY COMO
|  | THERMA SONIC | THERMA SONIC 8204 |  | Not Known | VOORHEES SURGERY CENTER-RADIOLOGY |  |  | excluded | 01/01/1900 |  |  |  |  | NO | NO |  |  |  |  | THERMA SONIC 10356880 Not Known |  |  | Active |  | 99:99:99:99:99:99 |  | Equipment | PAAR:00-PVAR | 11/02/2019 |  | COOPER AMBULATORY OFF-SITES |  |  | SUITE B ULTRASOUND B |  | PAT STIENES
|  | THERMA SONIC | THERMA SONIC 8204 |  |  | 3 COOPER-RADIOLOGY |  |  | excluded | 01/11/2008 |  |  |  |  | NO | NO |  |  |  |  | THERMA SONIC 10345981 10748 |  |  | Active |  | 99:99:99:99:99:99 |  | Equipment | PAAR:00-PVAR | 11/02/2019 |  | COOPER AMBULATORY OFF-SITES |  |  | ULTRASOUND ROOM B |  | JUDY ADIRZONE
|  | THERMA SONIC | THERMA SONIC 8204 |  |  | HEART INSTITUTE |  |  | excluded | 12/16/2008 |  |  |  |  | NO | NO |  |  |  |  | THERMA SONIC 10345749 07895 |  |  | Active |  | 99:99:99:99:99:99 |  | Equipment | PAAR:00-PVAR | 11/02/2019 |  | COOPER AMBULATORY OFF-SITES |  |  | exam 3 |  | KATHRYN COMO
|  | THERMA SONIC | THERMA SONIC 8204 |  |  | VOORHEES SURGERY CENTER-RADIOLOGY |  |  | excluded | 03/30/2007 |  |  |  |  | NO | NO |  |  |  |  | THERMA SONIC 10344998 12680 |  |  | Active |  | 99:99:99:99:99:99 |  | Equipment | PAAR:00-PVAR | 11/01/2019 |  | COOPER AMBULATORY OFF-SITES |  |  | SUITE B ULTRASOUND A |  | PAT STIENES
|  | THERMA SONIC | THERMA SONIC 8204 |  | 10113L15787T | RIPPA CENTER-OB/GYN |  |  | excluded | 08/27/2012 |  |  |  |  | NO | NO |  |  |  |  | THERMA SONIC 10315912 10113L15787T |  |  | Active |  | 99:99:99:99:99:99 |  | Equipment | PAAR:00-PVAR | 11/02/2019 |  | COOPER AMBULATORY OFF-SITES |  |  | ULTRASOUND 1 |  | PATRICIA HUFF
|  | THERMCO PRODUCTS INC. | THERMCO PRODUCTS INC. DIVA |  |  | KELEMEN N6 |  |  |  | 10/16/2019 |  |  |  |  | NO | NO |  |  |  |  | THERMCO PRODUCTS INC. 26840 31832 |  |  | Disposition |  |  |  | Equipment | PAAR:00-PVAR | 10/16/2019 | 10/16/2019 | COOPER UNIVERSITY HOSPITAL |  |  | PEDS |  | Susan Cannon |  |  |  | 10/16/2019 | 10/16/2019 |  |  |  |  | 10/16/2019 | 10/16/2019
|  | THERMO ELECTRON CORPORATION | THERMO ELECTRON CORPORATION FORMA-SPLINT SP-1502 |  |  | VOORHEES SURGERY CENTER-RADIATION/ONC |  |  |  | 01/01/1900 |  |  |  |  | NO | NO |  |  |  |  | THERMO ELECTRON CORPORATION 10356941 023078 |  |  | Active |  | 99:99:99:99:99:99 |  | Equipment | PAAR:00-PVAR | 11/02/2019 |  | COOPER AMBULATORY OFF-SITES |  |  | CT Simulation |  | COLLEEN TEGELER
|  | THERMO FISHER SCIENTIFIC | THERMO FISHER SCIENTIFIC LRG504A27 |  |  | LAB CHEMISTRY |  |  |  | 10/19/2019 |  |  |  |  | NO | NO |  |  |  |  | THERMO FISHER SCIENTIFIC 30438012 1114355601180716 |  |  | Disposition |  | 99:99:99:99:99:99 |  | Equipment | PAAR:00-PVAR | 10/19/2019 | 10/19/2019 | COOPER UNIVERSITY HOSPITAL |  |  |  | WOT00000001200326 | Barbara Snyder | Performance Verification | Closed | Gene Amodei | 10/19/2019 | 10/19/2019 | Performance Verification for 30438012 1114355601180716 | Initial Install of Performance Verification. Device is ready for patient use. |  |  | 10/19/2019 | 10/19/2019
TL10732213 |  | THERMO FISHER SCIENTIFIC | THERMO FISHER SCIENTIFIC MEGAFUGE 40 |  |  | 127 CHURCH - SURGERY |  |  |  | 12/20/2018 |  |  |  |  | NO | NO |  |  |  |  | THERMO FISHER SCIENTIFIC TL10732213 41585258 |  |  | Disposition |  | 99:99:99:99:99:99 |  | Equipment | 3M:00-MFG | 12/20/2018 | 12/20/2018 | COOPER AMBULATORY OFF-SITES |  |  |  | 0012740543 | Carmen Rivera | Performance Verification | Closed | Josh Harris | 12/20/2018 | 12/20/2018 | INCOMING INVENTORY | DEVICE INVENTORIED | A8996836-C4B6-4136-8EF3-4AA9F1F2AA06 | Labor | 12/20/2018 | 12/20/2018 | Josh Harris
T10480451 |  | THERMO FISHER SCIENTIFIC | THERMO FISHER SCIENTIFIC SORVALL ST40 |  |  | 6200 MAIN ST-SURGERY |  |  |  | 01/09/2018 |  |  |  |  | NO | NO |  |  |  |  | THERMO FISHER SCIENTIFIC T10480451 41923251 |  |  | Disposition |  |  |  | Equipment | 3M:00-MFG | 01/09/2018 | 01/09/2018 | COOPER AMBULATORY OFF-SITES |  |  | ROOM 142 |  | BOBBIE MICKLE |  |  |  | 01/09/2018 | 01/09/2018 |  |  |  |  | 01/09/2018 | 01/09/2018
|  | THERMO GENESIS | THERMO GENESIS MT204 |  | TD1015 | LAB BLOOD BANK |  |  |  | 01/01/1900 |  |  |  |  | NO | NO |  |  |  |  | THERMO GENESIS 02100 TD1015 |  |  | Disposition |  |  |  | Equipment | 1Y:00-MFG | 01/15/2016 | 01/01/2020 | COOPER UNIVERSITY HOSPITAL |  |  | LAB-BB |  | Barbara Bayne
|  | THERMO SCIENTIFIC | THERMO SCIENTIFIC HERATHERM OMS60 |  |  | LAB HISTOLOGY |  |  |  | 07/14/2011 |  |  |  |  | NO | NO |  |  |  |  | THERMO SCIENTIFIC 10365286 41199384 |  |  | Disposition |  | 99:99:99:99:99:99 |  | Equipment | 1Y:00-MFG | 09/28/2018 | 09/01/2020 | COOPER UNIVERSITY HOSPITAL |  |  | HISTOLOGY |  | DALE MORRONE
|  | THERMO SCIENTIFIC | THERMO SCIENTIFIC PRECISION |  |  | COOPER CENTER FOR SPECIAL DIAGNOSTICS |  |  |  | 01/01/1900 |  |  |  |  | NO | NO |  |  |  |  | THERMO SCIENTIFIC 10365686 605011595 |  |  | Disposition |  | 99:99:99:99:99:99 |  | Equipment | 1Y:00-MFG | 06/29/2018 | 06/01/2020 | COOPER AMBULATORY OFF-SITES |  |  |  |  | DR. BARNOWSKY
|  | THERMO SCIENTIFIC | THERMO SCIENTIFIC SORVALL CELL WASHER 2 PLUS |  | Z08W437882-2W | LAB BLOOD BANK |  |  |  | 11/23/2011 |  |  |  |  | NO | NO |  |  |  |  | THERMO SCIENTIFIC 10367930 Z08W437882-2W |  |  | Disposition |  | 99:99:99:99:99:99 |  | Equipment | 3M:00-MFG | 04/24/2019 | 01/01/2020 | COOPER UNIVERSITY HOSPITAL |  |  | BLOOD BANK |  | Barbara Bayne
|  | THERMO SCIENTIFIC | THERMO SCIENTIFIC SORVALL ST8 |  |  | COOPER CENTER FOR SPECIAL DIAGNOSTICS |  |  |  | 07/11/2013 |  |  |  |  | NO | NO |  |  |  |  | THERMO SCIENTIFIC 10365634 41336444 |  |  | Disposition |  |  |  | Equipment | 6M:00-MFG | 06/20/2016 | 12/01/2019 | COOPER AMBULATORY OFF-SITES |  |  | CENTER |  | DR. BARNOWSKY
|  | THERMO SCIENTIFIC | THERMO SCIENTIFIC VORTEX |  | C1861110310917 | LAB MICROBIOLOGY |  |  | excluded | 06/09/2011 |  |  |  |  | NO | NO |  |  |  |  | THERMO SCIENTIFIC 10367965 C1861110310917 |  |  | Active |  | 99:99:99:99:99:99 |  | Equipment | 1Y:00-MFG | 01/05/2019 | 01/01/2020 | COOPER UNIVERSITY HOSPITAL |  |  | MICROBIOLOGY |  | COURTNEY BARRY
|  | THERMO SCIENTIFIC | THERMO SCIENTIFIC VORTEX |  |  | LAB MICROBIOLOGY |  |  |  | 09/10/2010 |  |  |  |  | NO | NO |  |  |  |  | THERMO SCIENTIFIC 10367946 1.8611004739e+012 |  |  | Disposition |  | 99:99:99:99:99:99 |  | Equipment | 1Y:00-MFG | 01/24/2019 | 01/01/2020 | COOPER UNIVERSITY HOSPITAL |  |  | MICROBIOLOGY |  | COURTNEY BARRY
|  | THERMO SHANDON | THERMO SHANDON LINISTAIN GLX LINEAR STAINER |  | RA0256E0201 | LAB CYTOLOGY |  |  |  | 07/20/2015 |  |  |  |  | NO | NO |  |  |  |  | THERMO SHANDON 17004 RA0256E0201 |  |  | Disposition |  |  |  | Equipment | 1Y:00-MFG | 07/20/2015 | 07/20/2015 | COOPER UNIVERSITY HOSPITAL |  |  | CYTOLOGY |  | DALE MORRONE |  |  |  | 07/20/2015 | 07/20/2015 |  |  |  |  | 07/20/2015 | 07/20/2015
|  | THERMOLYNE | THERMOLYNE TYPE 16500 |  |  | LAB HISTOLOGY |  |  |  | 01/01/1900 |  |  |  |  | NO | NO |  |  |  |  | THERMOLYNE 10368009 27317171 |  |  | Disposition |  |  |  | Equipment | 1Y:00-MFG | 02/29/2016 | 09/01/2020 | COOPER UNIVERSITY HOSPITAL |  |  | HISTOLOGY |  | DALE MORRONE
|  | THORATEC CORPORATION | THORATEC CORPORATION CENTRIMAG SYSTEM |  | L03530-0002 | PERFUSION |  |  |  | 01/13/2017 |  |  |  |  | NO | NO |  |  |  |  | THORATEC CORPORATION 10769296 L03530-0002 |  |  | Active |  | 99:99:99:99:99:99 |  | Life Support | 6M:00-MFG | 09/25/2019 | 03/01/2020 | COOPER UNIVERSITY HOSPITAL |  |  | Cardiac Office | 0011488344 | Bonnie Aichroch | Performance Verification | Closed | Bonnie Aichroth | 04/17/2017 | 04/17/2017 | INCOMING INVENTORY | DEVICE INVENTORIED | DA63F088-5861-4025-8E4B-AE96D2E59751 | Labor | 04/17/2017 | 04/17/2017 | Bonnie Aichroth
|  | THORATEC CORPORATION | THORATEC CORPORATION CENTRIMAG SYSTEM |  | L03530-0003 | PERFUSION |  |  |  | 01/13/2017 |  |  |  |  | NO | NO |  |  |  |  | THORATEC CORPORATION 10769295 L03530-0003 |  |  | Active |  | 99:99:99:99:99:99 |  | Life Support | 6M:00-MFG | 09/25/2019 | 03/01/2020 | COOPER UNIVERSITY HOSPITAL |  |  | Cardiac Office | 0011488341 | Bonnie Aichroch | Preventative Maintenance | Closed | Bonnie Aichroth | 04/17/2017 | 04/17/2017 | PERFORMANCE ASSURANCE AT INVENTORY | INVENTORIED DEVICE AND ENSURED DEVICE WAS FUNCTIONING PROPERLY. | 4BB96076-0B9A-4B7A-85DA-DA88F811FA54 | Labor | 01/13/2017 | 01/13/2017 | Salvatore Bombara
|  | TIYODA | TIYODA 107 |  |  | LAB CHEMISTRY |  |  |  | 01/01/1900 |  |  |  |  | NO | NO |  |  |  |  | TIYODA 10369565 56655 |  |  | Disposition |  |  |  | Equipment | 1Y:00-MFG | 03/14/2016 | 03/01/2020 | COOPER UNIVERSITY HOSPITAL |  |  | ENR lab |  | Barbara Snyder
|  | TOSHIBA AMERICA MEDICAL SYSTEMS | TOSHIBA AMERICA MEDICAL SYSTEMS 4200 FA |  |  | CARDIAC CATH LAB |  |  |  | 10/31/2019 |  |  |  |  | NO | NO |  |  |  |  | TOSHIBA AMERICA MEDICAL SYSTEMS 30142210 111104050 |  |  | Active |  | 99:99:99:99:99:99 |  | Alarm | PAAR:00-PVAR | 10/31/2019 | 10/31/2019 | COOPER UNIVERSITY HOSPITAL |  |  |  |  | LINDA BEAN |  |  |  | 10/31/2019 | 10/31/2019 |  |  |  |  | 10/31/2019 | 10/31/2019
|  | TOSHIBA AMERICA MEDICAL SYSTEMS | TOSHIBA AMERICA MEDICAL SYSTEMS AQUILION 16 SLICE |  | 1BA09X6720 | RADIOLOGY DIAGNOSTICS |  |  |  | 12/08/2009 |  |  |  |  | NO | NO |  |  |  |  | TOSHIBA AMERICA MEDICAL SYSTEMS 10347607 1BA09X6720 |  |  | Disposition |  |  |  | Equipment | 1M:00-MFG | 01/01/1900 | 12/01/2019 | COOPER UNIVERSITY HOSPITAL |  |  | RADIOLOGY B7A |  | PAULETTE DUCKREY
|  | TOSHIBA AMERICA MEDICAL SYSTEMS | TOSHIBA AMERICA MEDICAL SYSTEMS AQUILION 16 SLICE |  |  | RADIOLOGY DIAGNOSTICS |  |  |  | 12/08/2009 |  |  |  |  | NO | NO |  |  |  |  | TOSHIBA AMERICA MEDICAL SYSTEMS 10347603 105436 |  |  | Disposition |  |  |  | Equipment | 1M:00-MFG | 01/01/1900 | 12/01/2019 | COOPER UNIVERSITY HOSPITAL |  |  | RADIOLOGY B7A |  | PAULETTE DUCKREY
|  | TOSHIBA AMERICA MEDICAL SYSTEMS | TOSHIBA AMERICA MEDICAL SYSTEMS AQUILION 16 SLICE |  | B4572565 | RADIOLOGY DIAGNOSTICS |  |  |  | 12/08/2009 |  |  |  |  | NO | NO |  |  |  |  | TOSHIBA AMERICA MEDICAL SYSTEMS 10347604 B4572565 |  |  | Disposition |  |  |  | Equipment | 1M:00-MFG | 01/01/1900 | 12/01/2019 | COOPER UNIVERSITY HOSPITAL |  |  | RADIOLOGY B7A |  | PAULETTE DUCKREY
|  | TOSHIBA AMERICA MEDICAL SYSTEMS | TOSHIBA AMERICA MEDICAL SYSTEMS AQUILION 32 SLICE |  | IDA0792107 | 3 COOPER-RADIOLOGY |  |  | replaced by 64 slice in this room | 12/06/2016 |  |  |  |  | NO | NO |  |  |  |  | TOSHIBA AMERICA MEDICAL SYSTEMS 10649977 IDA0792107 |  |  | Active |  | 0C:C4:7A:4B:0C:55 |  | Equipment | 3M:00-MIN 1Y:00-MFG | 08/29/2019 | 02/01/2020 | COOPER AMBULATORY OFF-SITES |  |  | Site 285627, ROOM 178A |  | JUDY ADIRZONE
|  | TOSHIBA AMERICA MEDICAL SYSTEMS | TOSHIBA AMERICA MEDICAL SYSTEMS AQUILION 32 SLICE |  | 1BA0972628 | RADIOLOGY DIAGNOSTICS |  |  |  | 12/30/2008 |  |  |  |  | NO | NO |  |  |  |  | TOSHIBA AMERICA MEDICAL SYSTEMS 10347540 1BA0972628 |  |  | Disposition |  |  |  | Equipment | 3M:00-MIN 1Y:00-MFG | 01/01/1900 | 12/01/2019 | COOPER UNIVERSITY HOSPITAL |  |  | RADIOLOGY B8 |  | PAULETTE DUCKREY
|  | TOSHIBA AMERICA MEDICAL SYSTEMS | TOSHIBA AMERICA MEDICAL SYSTEMS AQUILION 64 SLICE |  | B5522874 | VOORHEES SURGERY CENTER-RADIOLOGY |  |  |  | 09/01/2005 |  |  |  |  | NO | NO |  |  |  |  | TOSHIBA AMERICA MEDICAL SYSTEMS 10635 B5522874 |  |  | Disposition |  |  |  | Equipment | 3M:00-MIN 1Y:00-MFG | 07/02/2015 | 01/01/2020 | COOPER AMBULATORY OFF-SITES |  |  | RAD - B110 |  | PAT STIENES
|  | TOSHIBA AMERICA MEDICAL SYSTEMS | TOSHIBA AMERICA MEDICAL SYSTEMS AQUILION 64 SLICE |  | JDA0922102 | RADIOLOGY DIAGNOSTICS |  |  |  | 06/23/2009 |  |  |  |  | NO | NO |  |  |  |  | TOSHIBA AMERICA MEDICAL SYSTEMS 10368949 JDA0922102 |  |  | Disposition |  | 00:30:48:c6:8e:40 |  | Equipment | 3M:00-MIN 1Y:00-MFG | 07/21/2015 | 02/01/2020 | COOPER UNIVERSITY HOSPITAL |  |  | ED110 |  | PAULETTE DUCKREY
|  | TOSHIBA AMERICA MEDICAL SYSTEMS | TOSHIBA AMERICA MEDICAL SYSTEMS AQUILION ONE |  | 8DA15X2005 | RADIOLOGY DIAGNOSTICS |  |  |  | 01/11/2016 |  |  |  |  | NO | NO |  |  |  |  | TOSHIBA AMERICA MEDICAL SYSTEMS 10480291 8DA15X2005 |  |  | Disposition |  |  |  | Equipment | 1Y:00-MFG | 06/03/2016 | 05/01/2020 | COOPER UNIVERSITY HOSPITAL |  |  | EMERGENCY DEPARTMENT |  | PAULETTE DUCKREY
|  | TOSHIBA AMERICA MEDICAL SYSTEMS | TOSHIBA AMERICA MEDICAL SYSTEMS AQUILION ONE |  | A4572092 | RADIOLOGY DIAGNOSTICS |  |  |  | 12/08/2009 |  |  |  |  | NO | NO |  |  |  |  | TOSHIBA AMERICA MEDICAL SYSTEMS 10347606 A4572092 |  |  | Disposition |  |  |  | Equipment | 1Y:00-MFG | 01/01/1900 | 12/01/2019 | COOPER UNIVERSITY HOSPITAL |  |  | RADILOGY B7A |  | PAULETTE DUCKREY
|  | TOSHIBA AMERICA MEDICAL SYSTEMS | TOSHIBA AMERICA MEDICAL SYSTEMS AQUILION PRIME 80 SLICE |  | A5522087 | VOORHEES SURGERY CENTER-RADIOLOGY |  |  |  | 09/01/2005 |  |  |  |  | NO | NO |  |  |  |  | TOSHIBA AMERICA MEDICAL SYSTEMS 10337325 A5522087 |  |  | Disposition |  | 00:30:48:75:C9:D5 |  | Equipment | 1Y:00-MFG | 06/09/2016 | 04/01/2020 | COOPER AMBULATORY OFF-SITES |  |  | SUITE B CT |  | PAT STIENES
|  | TOSHIBA AMERICA MEDICAL SYSTEMS | TOSHIBA AMERICA MEDICAL SYSTEMS AQUILION RXL |  | 1AC0984056 | RADIOLOGY DIAGNOSTICS |  |  |  | 12/30/2008 |  |  |  |  | NO | NO |  |  |  |  | TOSHIBA AMERICA MEDICAL SYSTEMS 10347714 1AC0984056 |  |  | Disposition |  | 00:C4:7A:0D:DA:FC |  | Equipment | 1Y:00-MFG | 12/02/2016 | 05/01/2020 | COOPER UNIVERSITY HOSPITAL |  |  | ROOM CT1/B7 |  | PAULETTE DUCKREY
|  | TOSHIBA AMERICA MEDICAL SYSTEMS | TOSHIBA AMERICA MEDICAL SYSTEMS MDL1812A |  | 4AA0922215 | RADIOLOGY DIAGNOSTICS |  |  |  | 10/16/2019 |  |  |  |  | NO | NO |  |  |  |  | TOSHIBA AMERICA MEDICAL SYSTEMS 14541 4AA0922215 |  |  | Disposition |  |  |  | Accessory | PAAR:00-PVAR | 10/16/2019 | 10/16/2019 | COOPER UNIVERSITY HOSPITAL |  |  | ED110 |  | PAULETTE DUCKREY |  |  |  | 10/16/2019 | 10/16/2019 |  |  |  |  | 10/16/2019 | 10/16/2019
|  | TRANSLITE | TRANSLITE VEINLITE II |  |  | 127 CHURCH - SURGERY |  |  |  | 10/16/2008 |  |  |  |  | NO | NO |  |  |  |  | TRANSLITE 10365960 03120805 |  |  | Disposition |  |  |  | Equipment | PAAR:00-PVAR | 11/02/2019 |  | COOPER AMBULATORY OFF-SITES |  |  | DR. ALEXANDER'S OFFICE | 0012118769 | Carmen Rivera | Repair | Closed | Kirk Lis | 08/28/2017 | 08/30/2017 | LIGHT SOURCE - NO LONGER NEEDED - 127 CHRUCH RD SUITE 400 | 8/30/2017 11:30:30 AM KALIS (KALIS 8/30/2017 12:00 AM) REMOVED UNIT FROM FACILITY 8/30/2017 11:30:35 AM KALIS This device has been removed from an active status with the RSQ Database, and physically removed from the facility. Device retired on 8/30/2017; Authorized By: FRAN BELLISSIMO; Nature of Retirement: NO LONGER NEEDED; Days In Service: 818 | CC4728F5-E1D9-4B4C-AA29-F2D5498691F9 | Labor | 08/30/2017 | 08/30/2017 | Kirk Lis
|  | TRANSLITE | TRANSLITE VEINLITE II |  |  | VOORHEES SURGERY CENTER-SURGERY DEPT |  |  |  | 12/11/2008 |  |  |  |  | NO | NO |  |  |  |  | TRANSLITE 10344873 03120806 |  |  | Active |  | 99:99:99:99:99:99 |  | Equipment | PAAR:00-PVAR | 11/01/2019 |  | COOPER AMBULATORY OFF-SITES |  |  | SUITE G VASC LAB |  | Theresa Megali
|  | TRANSMOTION MEDICAL INC | TRANSMOTION MEDICAL INC TMM4B |  | TMM4-XWTRB04141178686 | COOPER DIGESTIVE HEALTH-ENDOSCOPY |  |  |  | 04/25/2017 |  |  |  |  | NO | NO |  |  |  |  | TRANSMOTION MEDICAL INC 10732003 TMM4-XWTRB04141178686 |  |  | Active |  | 99:99:99:99:99:99 |  | Equipment | PAAR:00-PVAR | 10/31/2019 |  | COOPER AMBULATORY OFF-SITES |  |  |  | 0011660075 | JEANNE GREER | Performance Verification | Closed | Bonnie Aichroth | 05/24/2017 | 05/24/2017 | INCOMING INVENTORY | DEVICE INVENTORIED | DFBC9A73-9E41-451D-9B92-87DCD96FC0D7 | Labor | 05/24/2017 | 05/24/2017 | Bonnie Aichroth
|  | TRANSMOTION MEDICAL INC | TRANSMOTION MEDICAL INC TMM4B |  |  | COOPER DIGESTIVE HEALTH-ENDOSCOPY |  |  |  | 02/26/2008 |  |  |  |  | NO | NO |  |  |  |  | TRANSMOTION MEDICAL INC 10347160 0117081832 |  |  | Disposition |  |  |  | Equipment | PAAR:00-PVAR | 11/02/2019 |  | COOPER AMBULATORY OFF-SITES |  |  | PRE OP |  | JEANNE GREER
|  | TRANSMOTION MEDICAL INC | TRANSMOTION MEDICAL INC TMM4B |  |  | COOPER DIGESTIVE HEALTH-ENDOSCOPY |  |  |  | 02/26/2008 |  |  |  |  | NO | NO |  |  |  |  | TRANSMOTION MEDICAL INC 10347153 0117081824 |  |  | Disposition |  |  |  | Equipment | PAAR:00-PVAR | 11/01/2019 |  | COOPER AMBULATORY OFF-SITES |  |  | Suite 102 - Holding |  | JEANNE GREER
|  | TRANSMOTION MEDICAL INC | TRANSMOTION MEDICAL INC TMM4B |  |  | COOPER DIGESTIVE HEALTH-ENDOSCOPY |  |  |  | 02/26/2008 |  |  |  |  | NO | NO |  |  |  |  | TRANSMOTION MEDICAL INC 10347091 0117081828 |  |  | Disposition |  |  |  | Equipment | PAAR:00-PVAR | 11/02/2019 |  | COOPER AMBULATORY OFF-SITES |  |  | Suite 102 - Holding | 0011299399 | JEANNE GREER | Repair | Closed | Kirk Lis | 02/27/2017 | 02/27/2017 | CHAIR - CHECK INTEGRITY - TMX | 2/27/2017 4:21:08 PM KALIS (KALIS 2/27/2017 12:00 AM) INSPECTED CHASSIS SUPPORT OF HYDROLLIC POSITIONING MOTOR. THIS MOTOR MOVES BACK SECTION OF STRETCHER/CHAIR. WELD WAS COMPROMISED WITH POTENTIAL FOR BRACKET BECOMING DISLODGED CAUSING PATIENT HARM. REMOVED STRETCHER FROM SERVICE AND INFORMED JEAN GREER ON FINDINGS. UNIT WILL BE TRASHED. 2/27/2017 4:21:14 PM KALIS This device has been removed from an active status with the RSQ Database, and physically removed from the facility. Device retired on 2/27/2017; Authorized By: YES; Nature of Retirement: BEYOND ECONOMICAL REPAIR; Days In Service: 634 2/27/2017 4:31:35 PM KALIS This device has been removed from an active status with the RSQ Database, and physically removed from the facility. Device retired on 2/27/2017; Authorized By: YES; Nature of Retirement: BEYOND ECONOMICAL REPAIR; Days In Service: 634 2/27/2017 4:42:21 PM KALIS This device has been removed from an active status with the RSQ Database, and physically removed from the facility. Device retired on 2/27/2017; Authorized By: YES; Nature of Retirement: BEYOND ECONOMICAL REPAIR; Days In Service: 634 | 83CF3ECE-A9B0-42AF-B620-715842E439EC | Labor | 02/27/2017 | 02/27/2017 | Kirk Lis
|  | TRANSMOTION MEDICAL INC | TRANSMOTION MEDICAL INC TMM4B |  |  | COOPER DIGESTIVE HEALTH-ENDOSCOPY |  |  |  | 02/26/2008 |  |  |  |  | NO | NO |  |  |  |  | TRANSMOTION MEDICAL INC 10347087 0117081826 |  |  | Disposition |  | 99:99:99:99:99:99 |  | Equipment | PAAR:00-PVAR | 11/02/2019 |  | COOPER AMBULATORY OFF-SITES |  |  | PRE OP |  | JEANNE GREER
|  | TRANSMOTION MEDICAL INC | TRANSMOTION MEDICAL INC TMM4B |  |  | COOPER DIGESTIVE HEALTH-ENDOSCOPY |  |  |  | 02/26/2008 |  |  |  |  | NO | NO |  |  |  |  | TRANSMOTION MEDICAL INC 10347070 0117081822 |  |  | Disposition |  |  |  | Equipment | PAAR:00-PVAR | 11/02/2019 |  | COOPER AMBULATORY OFF-SITES |  |  | PRE OP |  | JEANNE GREER
|  | TRANSMOTION MEDICAL INC | TRANSMOTION MEDICAL INC TMM4B |  |  | COOPER DIGESTIVE HEALTH-ENDOSCOPY |  |  |  | 02/26/2008 |  |  |  |  | NO | NO |  |  |  |  | TRANSMOTION MEDICAL INC 10347069 0117081825 |  |  | Disposition |  |  |  | Equipment | PAAR:00-PVAR | 11/02/2019 |  | COOPER AMBULATORY OFF-SITES |  |  | Suite 102 - Holding | 0011299851 | JEANNE GREER | Repair | Closed | Kirk Lis | 02/27/2017 | 02/27/2017 | CHAIR - CHECK INTEGRITY CHASSIS- TMX | 2/27/2017 4:29:17 PM KALIS (KALIS 2/27/2017 12:00 AM) INSPECTED CHASSIS SUPPORT OF HYDROLLIC POSITIONING MOTOR. THIS MOTOR MOVES BACK SECTION OF STRETCHER/CHAIR. WELD WAS COMPROMISED WITH POTENTIAL FOR BRACKET BECOMING DISLODGED CAUSING PATIENT HARM. REMOVED STRETCHER FROM SERVICE AND INFORMED JEAN GREER ON FINDINGS. UNIT WILL BE TRASHED. 2/27/2017 4:29:29 PM KALIS This device has been removed from an active status with the RSQ Database, and physically removed from the facility. Device retired on 2/27/2017; Authorized By: YES; Nature of Retirement: BEYOND ECONOMICAL REPAIR; Days In Service: 634 | FAAFAE88-8392-4391-A0EC-5E11CD9130C0 | Labor | 02/27/2017 | 02/27/2017 | Kirk Lis
|  | TRANSMOTION MEDICAL INC | TRANSMOTION MEDICAL INC TMM4B |  |  | COOPER DIGESTIVE HEALTH-ENDOSCOPY |  |  |  | 02/26/2008 |  |  |  |  | NO | NO |  |  |  |  | TRANSMOTION MEDICAL INC 10347062 0117081827 |  |  | Disposition |  |  |  | Equipment | PAAR:00-PVAR | 11/02/2019 |  | COOPER AMBULATORY OFF-SITES |  |  | PRE OP |  | JEANNE GREER
|  | TRANSMOTION MEDICAL INC | TRANSMOTION MEDICAL INC TMM4B |  |  | COOPER DIGESTIVE HEALTH-ENDOSCOPY |  |  |  | 02/26/2008 |  |  |  |  | NO | NO |  |  |  |  | TRANSMOTION MEDICAL INC 10347041 0117081823 |  |  | Disposition |  |  |  | Equipment | PAAR:00-PVAR | 11/02/2019 |  | COOPER AMBULATORY OFF-SITES |  |  | Suite 102 - Holding |  | JEANNE GREER
|  | TRANSMOTION MEDICAL INC | TRANSMOTION MEDICAL INC TMM4B |  |  | COOPER DIGESTIVE HEALTH-ENDOSCOPY |  |  |  | 02/26/2008 |  |  |  |  | NO | NO |  |  |  |  | TRANSMOTION MEDICAL INC 10347036 0117081829 |  |  | Disposition |  |  |  | Equipment | PAAR:00-PVAR | 11/02/2019 |  | COOPER AMBULATORY OFF-SITES |  |  | Suite 102 - Holding |  | JEANNE GREER
|  | TRANSMOTION MEDICAL INC | TRANSMOTION MEDICAL INC TMM4B |  |  | COOPER DIGESTIVE HEALTH-ENDOSCOPY |  |  |  | 02/26/2008 |  |  |  |  | NO | NO |  |  |  |  | TRANSMOTION MEDICAL INC 10347029 0117081831 |  |  | Disposition |  |  |  | Equipment | PAAR:00-PVAR | 11/02/2019 |  | COOPER AMBULATORY OFF-SITES |  |  | PRE OP |  | JEANNE GREER
|  | TRANSMOTION MEDICAL INC | TRANSMOTION MEDICAL INC TMM4B |  |  | COOPER DIGESTIVE HEALTH-ENDOSCOPY |  |  |  | 02/26/2008 |  |  |  |  | NO | NO |  |  |  |  | TRANSMOTION MEDICAL INC 10347027 0117081833 |  |  | Disposition |  |  |  | Equipment | PAAR:00-PVAR | 11/02/2019 |  | COOPER AMBULATORY OFF-SITES |  |  | Suite 102 - Holding |  | JEANNE GREER
|  | TREX MEDICAL - BENNETT DIVISION | TREX MEDICAL - BENNETT DIVISION 036628 |  | M274-071 | CARDIAC CATH LAB |  |  |  | 01/08/2003 |  |  |  |  | NO | NO |  |  |  |  | TREX MEDICAL - BENNETT DIVISION 10368375 M274-071 |  |  | Disposition |  | 99:99:99:99:99:99 |  | Equipment | 1Y:00-MFG | 08/28/2018 | 08/01/2020 | COOPER UNIVERSITY HOSPITAL |  |  | EP2 LAB |  | LINDA BEAN
|  | TRIPP LITE WORLDWIDE | TRIPP LITE WORLDWIDE SMART-1000LCD |  | DTLOT00BDRJ11-45 | LAB HISTOLOGY |  |  |  | 07/02/2010 |  |  |  |  | NO | NO |  |  |  |  | TRIPP LITE WORLDWIDE 10349492 DTLOT00BDRJ11-45 |  |  | Active |  | 99:99:99:99:99:99 |  | Alarm | 1Y:00-MFG | 09/20/2019 | 09/01/2020 | COOPER UNIVERSITY HOSPITAL |  |  | HISTOLOGY |  | DALE MORRONE
|  | TROTTER | TROTTER 545 |  | H3545SF04204 | NEURO/ORTHO/MEDSURG/7 PAV |  |  |  | 01/01/1900 |  |  |  |  | NO | NO |  |  |  |  | TROTTER 10356675 H3545SF04204 |  |  | Disposition |  | 99:99:99:99:99:99 |  | Equipment | PAAR:00-PVAR | 11/01/2019 |  | COOPER UNIVERSITY HOSPITAL |  |  | 7TH FLOOR | WOT00000000526386 | Pam Young | Disposition | Closed | Stephen Zubrzycki | 02/08/2018 | 09/28/2018 | Bulk Disposition CNL | Dispositioned unit | EXP1387378 | Labor | 09/18/2018 | 09/18/2018 | Stephen Zubrzycki
|  | TRUE MANUFACTURING CO. | TRUE MANUFACTURING CO. T-19 |  | 1-3892519 | LAB MICROBIOLOGY |  |  | gone per gene | 01/01/1900 |  |  |  |  | NO | NO |  |  |  |  | TRUE MANUFACTURING CO. 10367954 1-3892519 |  |  | Active |  | 99:99:99:99:99:99 |  | Non-medical | 3M:00-MIN 1Y:00-MFG | 01/05/2019 | 01/01/2020 | COOPER UNIVERSITY HOSPITAL |  |  | MICROBIOLOGY |  | COURTNEY BARRY
|  | TSI | TSI 4081A |  | NOT KNOWN | BIOMEDICAL |  |  |  | 02/28/2019 |  |  |  |  | NO | NO |  |  |  |  | TSI 40810736005 NOT KNOWN |  |  | Active |  | 99:99:99:99:99:99 |  | Test Equipment | 1Y:00-VEN | 02/28/2019 | 02/28/2019 | COOPER UNIVERSITY HOSPITAL |  |  |  | 0012169254 | Bonnie Aichroch | Preventative Maintenance | Closed | Michael Youch | 02/28/2019 | 02/28/2019 | PERFORMANCE ASSURANCE AT INVENTORY | INVENTORIED DEVICE AND ENSURED DEVICE WAS FUNCTIONING PROPERLY. | 159AF5B1-CD7F-42C5-B2C7-1207F7B91DD6 | Labor | 02/28/2019 | 02/28/2019 | Michael Youch
|  | TSI | TSI 4082C (LOW FLOW MODULE) |  | Not Known | BIOMEDICAL |  |  |  | 08/05/2019 |  |  |  |  | NO | NO |  |  |  |  | TSI 40820722007 Not Known |  |  | Disposition |  |  |  | Test Equipment | 1Y:00-VEN | 08/05/2019 | 08/05/2019 | COOPER UNIVERSITY HOSPITAL |  |  |  | 0012169599 | Bonnie Aichroch | Performance Verification | Closed | Michael Youch | 08/05/2019 | 08/05/2019 | INCOMING INVENTORY | DEVICE INVENTORIED | B0B24E13-8C44-47B3-BB59-AEBE946B63FB | Labor | 08/05/2019 | 08/05/2019 | Bonnie Aichroth
|  | TUFFCARE | TUFFCARE TUFFY |  | Not Known | PATIENT TRANSPORT |  |  |  | 01/01/1900 |  |  |  |  | NO | NO |  |  |  |  | TUFFCARE 10365396 Not Known |  |  | Disposition |  |  |  | Equipment | PAAR:00-PVAR | 11/02/2019 |  | COOPER UNIVERSITY HOSPITAL |  |  | PATIENT TRANSPORT | WOT00000000531448 | Bonnie Aichroch | Disposition | Closed | Josh Harris | 02/08/2018 | 03/23/2018 | Bulk Disposition CNL | Unit Trashed due to lack of parts and being only one of its kind in hospital. moving towards standardization of fleet in hospital. | EXP0200766 | Labor | 03/07/2018 | 03/07/2018 | Josh Harris
|  | TUTTNAUER USA CO. LTD. | TUTTNAUER USA CO. LTD. 3870EA |  |  | BUNKER HILL-ORAL SURGERY |  |  |  | 01/31/2007 |  |  |  |  | NO | NO |  |  |  |  | TUTTNAUER USA CO. LTD. 10366920 2606648 |  |  | Disposition |  |  |  | High Risk | 6M:00-MFG | 06/03/2016 | 12/01/2019 | COOPER AMBULATORY OFF-SITES |  |  | ORAL SURGERY CLEAN UTILITY |  | BARBARA DIPINTO
|  | TUTTNAUER USA CO. LTD. | TUTTNAUER USA CO. LTD. U1424 |  | 99148-330727 | SPD |  |  |  | 01/01/1900 |  |  |  |  | NO | NO |  |  |  |  | TUTTNAUER USA CO. LTD. 03663 99148-330727 |  |  | Disposition |  |  |  | Equipment | PAAR:00-PVAR | 10/16/2019 |  | COOPER UNIVERSITY HOSPITAL |  |  | BH SURG LAB UNDER COUNTER |  | David Frye
|  | U.S. ELECTRONICS | U.S. ELECTRONICS USE1953A |  | DTL131COOO5 | PEDIATRIC INTENSIVE CARE UNIT |  |  |  | 01/01/2001 |  |  |  |  | NO | NO |  |  |  |  | U.S. ELECTRONICS 10360345 DTL131COOO5 |  |  | Disposition |  | 99:99:99:99:99:99 |  | Accessory | PAAR:00-PVAR | 11/02/2019 |  | COOPER UNIVERSITY HOSPITAL |  |  | PICU/ RM 1 | WOT00000000524185 | Susan Cannon | Disposition | Closed | Gene Amodei | 02/08/2018 | 07/11/2019 | Bulk Disposition CNL
|  | ULTRAK | ULTRAK KM-9A |  | M1030386 | COOPER CANCER CENTER |  |  |  | 01/01/1900 |  |  |  |  | NO | NO |  |  |  |  | ULTRAK 10366584 M1030386 |  |  | Disposition |  |  |  | Accessory | PAAR:00-PVAR | 11/02/2019 |  | COOPER AMBULATORY OFF-SITES |  |  | DISPOSITION |  | COLLEEN TEGELER
|  | ULTRASONIX MEDICAL CORPORATION | ULTRASONIX MEDICAL CORPORATION C5-2/60 |  | TRA2.1-C52.2752 | EMERGENCY ROOM |  |  |  | 03/13/2014 |  |  |  |  | NO | NO |  |  |  |  | ULTRASONIX MEDICAL CORPORATION 10367752 TRA2.1-C52.2752 |  |  | Disposition |  | 99:99:99:99:99:99 |  | Accessory | PAAR:00-PVAR | 11/02/2019 |  | COOPER UNIVERSITY HOSPITAL |  |  | EMERGENCY DEPARTMENT | WOT00000000534746 | KAREN GRUBER | Disposition | Closed | Richard Jolly | 02/08/2018 | 06/05/2019 | Bulk Disposition CNL
|  | ULTRASONIX MEDICAL CORPORATION | ULTRASONIX MEDICAL CORPORATION C5-2/60 |  | TRA1.0-C52RP.56B | EMERGENCY ROOM |  |  |  | 11/02/2019 |  |  |  |  | NO | NO |  |  |  |  | ULTRASONIX MEDICAL CORPORATION 30143120 TRA1.0-C52RP.56B |  |  | Disposition |  | 99:99:99:99:99:99 |  | Accessory | PAAR:00-PVAR | 11/02/2019 | 11/02/2019 | COOPER UNIVERSITY HOSPITAL |  |  | EMERGENCY DEPARTMENT | WOT00000000534742 | KAREN GRUBER | Disposition | Closed | Richard Jolly | 11/02/2019 | 11/02/2019 | Bulk Disposition CNL | Device no longer in the hospital | EXP2964821 | Labor | 11/02/2019 | 11/02/2019 | Zhan Kiselev
|  | ULTRASONIX MEDICAL CORPORATION | ULTRASONIX MEDICAL CORPORATION C5-2/60 |  | TRA1.0-SE.1559 | EMERGENCY ROOM |  |  |  | 11/01/2019 |  |  |  |  | NO | NO |  |  |  |  | ULTRASONIX MEDICAL CORPORATION 30142175 TRA1.0-SE.1559 |  |  | Disposition |  | 99:99:99:99:99:99 |  | Accessory | PAAR:00-PVAR | 11/01/2019 | 11/01/2019 | COOPER UNIVERSITY HOSPITAL |  |  | EMERGENCY DEPARTMENT |  | KAREN GRUBER |  |  |  | 11/01/2019 | 11/01/2019 |  |  |  |  | 11/01/2019 | 11/01/2019
|  | ULTRASONIX MEDICAL CORPORATION | ULTRASONIX MEDICAL CORPORATION L14-5/38 |  | TRAZ-L145-1842 | EMERGENCY ROOM |  |  |  | 11/02/2019 |  |  |  |  | NO | NO |  |  |  |  | ULTRASONIX MEDICAL CORPORATION 30144023 TRAZ-L145-1842 |  |  | Disposition |  | 99:99:99:99:99:99 |  | Accessory | PAAR:00-PVAR | 11/02/2019 | 11/02/2019 | COOPER UNIVERSITY HOSPITAL |  |  | EMERGENCY DEPARTMENT | WOT00000000534749 | KAREN GRUBER | Disposition | Closed | Richard Jolly | 11/02/2019 | 11/02/2019 | Bulk Disposition CNL |  |  |  | 11/02/2019 | 11/02/2019
|  | ULTRASONIX MEDICAL CORPORATION | ULTRASONIX MEDICAL CORPORATION L14-5/38 |  | TRA1.0-SL00.729 | EMERGENCY ROOM |  |  |  | 11/02/2019 |  |  |  |  | NO | NO |  |  |  |  | ULTRASONIX MEDICAL CORPORATION 30143121 TRA1.0-SL00.729 |  |  | Disposition |  | 99:99:99:99:99:99 |  | Accessory | PAAR:00-PVAR | 11/02/2019 | 11/02/2019 | COOPER UNIVERSITY HOSPITAL |  |  | 1ST FLOOR KELEMEN ED | WOT00000000534745 | KAREN GRUBER | Disposition | Closed | Richard Jolly | 11/02/2019 | 11/02/2019 | Bulk Disposition CNL | Device no longer in the hospital | EXP2964912 | Labor | 11/02/2019 | 11/02/2019 | Zhan Kiselev
|  | ULTRASONIX MEDICAL CORPORATION | ULTRASONIX MEDICAL CORPORATION SA4-2/24 |  | TRA21PSA42422 | EMERGENCY ROOM |  |  |  | 11/02/2019 |  |  |  |  | NO | NO |  |  |  |  | ULTRASONIX MEDICAL CORPORATION 30143122 TRA21PSA42422 |  |  | Disposition |  | 99:99:99:99:99:99 |  | Accessory | PAAR:00-PVAR | 11/02/2019 | 11/02/2019 | COOPER UNIVERSITY HOSPITAL |  |  | EMERGENCY DEPARTMENT | WOT00000000534748 | KAREN GRUBER | Disposition | Closed | Richard Jolly | 11/02/2019 | 11/02/2019 | Bulk Disposition CNL |  |  |  | 11/02/2019 | 11/02/2019
|  | ULTRASONIX MEDICAL CORPORATION | ULTRASONIX MEDICAL CORPORATION SONIX TOUCH |  | SXTCH1.0-1001.0557 | EMERGENCY ROOM |  |  |  | 03/31/2010 |  |  |  |  | NO | NO |  |  |  |  | ULTRASONIX MEDICAL CORPORATION 10367748 SXTCH1.0-1001.0557 |  |  | Disposition |  | 00:C0:CA:32:C0:62 |  | Equipment | 6M:00-MFG | 08/04/2017 | 02/01/2020 | COOPER UNIVERSITY HOSPITAL |  |  | EMERGENCY DEPARTMENT |  | KAREN GRUBER
|  | ULTRASONIX MEDICAL CORPORATION | ULTRASONIX MEDICAL CORPORATION SONIX TOUCH |  | SXTCH1.0-1001.0559 | EMERGENCY ROOM |  |  |  | 02/28/2018 |  |  |  |  | NO | NO |  |  |  |  | ULTRASONIX MEDICAL CORPORATION 30144017 SXTCH1.0-1001.0559 |  |  | Disposition |  | 00:04:5F:B1:70:CD |  | Equipment | 6M:00-MFG | 02/28/2018 | 02/28/2018 | COOPER UNIVERSITY HOSPITAL |  |  | EMERGENCY DEPARTMENT |  | KAREN GRUBER |  |  |  | 02/28/2018 | 02/28/2018 |  |  |  |  | 02/28/2018 | 02/28/2018
|  | UMF MEDICAL | UMF MEDICAL 4070 |  | 130316-0002 | 3 COOPER-EARLY INTERVENTION PROGRAM |  |  | excluded | 10/31/2019 |  |  |  |  | NO | NO |  |  |  |  | UMF MEDICAL 10775028 130316-0002 |  |  | Active |  | 99:99:99:99:99:99 |  | Equipment | PAAR:00-PVAR | 10/31/2019 | 10/31/2019 | COOPER AMBULATORY OFF-SITES |  |  |  | 0012409208 | Sue Cooper | Preventative Maintenance | Closed | Josh Harris | 10/31/2019 | 10/31/2019 | PERFORMANCE ASSURANCE AT INVENTORY | INVENTORIED DEVICE AND ENSURED DEVICE WAS FUNCTIONING PROPERLY. | 872EB623-F798-499E-B853-A8A30EE14E12 | Labor | 10/31/2019 | 10/31/2019 | Stephen Zubrzycki
A |  | UMF MEDICAL | UMF MEDICAL 5080 |  | Not Known | 3 COOPER-EARLY INTERVENTION PROGRAM |  |  |  | 10/16/2019 |  |  |  |  | NO | NO |  |  |  |  | UMF MEDICAL A Not Known |  |  | Disposition |  |  |  | Equipment | PAAR:00-PVAR | 10/16/2019 | 10/16/2019 | COOPER AMBULATORY OFF-SITES |  |  | SUITE 513 - EXAM 3 |  | Sue Cooper |  |  |  | 10/16/2019 | 10/16/2019 |  |  |  |  | 10/16/2019 | 10/16/2019
|  | UMF MEDICAL | UMF MEDICAL 5080 |  | 25348-5080-1094 | KINGS HIGHWAY-MEDICINE |  |  |  | 01/01/1900 |  |  |  |  | NO | NO |  |  |  |  | UMF MEDICAL 10366306 25348-5080-1094 |  |  | Disposition |  | 99:99:99:99:99:99 |  | Equipment | PAAR:00-PVAR | 11/02/2019 |  | COOPER AMBULATORY OFF-SITES |  |  | SUITE 203 KH | WOT00000003008806 | CHRISTINE MULLER | Disposition | Closed | Josh Harris | 06/26/2019 | 06/26/2019 | Equipment Disposition | 6/26/19 - per phyllis liberi - table was trashed by department | EXP3244307 | Labor | 06/26/2019 | 06/26/2019 | Josh Harris
|  | UMF MEDICAL | UMF MEDICAL 5110 |  | Not Known | KINGS HIGHWAY-MEDICINE |  |  | excluded | 01/01/1900 |  |  |  |  | NO | NO |  |  |  |  | UMF MEDICAL 10366309 Not Known |  |  | Active |  | 99:99:99:99:99:99 |  | Equipment | PAAR:00-PVAR | 11/02/2019 |  | COOPER AMBULATORY OFF-SITES |  |  | EXAM 5 |  | CHRISTINE MULLER
|  | UMF MEDICAL | UMF MEDICAL 5110 |  | Not Known | KINGS HIGHWAY-MEDICINE |  |  | excluded | 01/01/1900 |  |  |  |  | NO | NO |  |  |  |  | UMF MEDICAL 10366302 Not Known |  |  | Active |  | 99:99:99:99:99:99 |  | Equipment | PAAR:00-PVAR | 11/02/2019 |  | COOPER AMBULATORY OFF-SITES |  |  | exam 3 |  | CHRISTINE MULLER
|  | UMF MEDICAL | UMF MEDICAL 5110 |  | Not Known | KINGS HIGHWAY-MEDICINE |  |  |  | 01/01/1900 |  |  |  |  | NO | NO |  |  |  |  | UMF MEDICAL 10366295 Not Known |  |  | Disposition |  | 99:99:99:99:99:99 |  | Equipment | PAAR:00-PVAR | 11/02/2019 |  | COOPER AMBULATORY OFF-SITES |  |  | EXAM 1 | WOT00000003008786 | CHRISTINE MULLER | Disposition | Closed | Josh Harris | 06/26/2019 | 06/26/2019 | Equipment Disposition | 6/26/19 - per phyllis liberi - table was discarded by department | EXP3244267 | Labor | 06/26/2019 | 06/26/2019 | Josh Harris
|  | UMF MEDICAL | UMF MEDICAL 5110 |  | Not Known | KINGS HIGHWAY-MEDICINE |  |  | excluded | 01/01/1900 |  |  |  |  | NO | NO |  |  |  |  | UMF MEDICAL 10366286 Not Known |  |  | Active |  | 99:99:99:99:99:99 |  | Equipment | PAAR:00-PVAR | 11/02/2019 |  | COOPER AMBULATORY OFF-SITES |  |  | Exam 8 |  | CHRISTINE MULLER
|  | UMF MEDICAL | UMF MEDICAL 5110 |  | KH006 | 3 COOPER - MEDICINE DEPARTMENT |  |  |  | 01/01/1900 |  |  |  |  | NO | NO |  |  |  |  | UMF MEDICAL 04092 KH006 |  |  | Disposition |  |  |  | Equipment | PAAR:00-PVAR | 10/16/2019 |  | COOPER AMBULATORY OFF-SITES |  |  | SUITE 203 KH |  | NANCY LOUIS
|  | UMF MEDICAL | UMF MEDICAL 5140 |  |  | 3 COOPER-WOMENS CARE CENTER |  |  | excluded | 12/16/2005 |  |  |  |  | NO | NO |  |  |  |  | UMF MEDICAL 10346998 71404 |  |  | Active |  | 99:99:99:99:99:99 |  | Equipment | PAAR:00-PVAR | 11/02/2019 |  | COOPER AMBULATORY OFF-SITES |  |  | SUITE 300 - EXAM 5 |  | BONNIE MANNINO
|  | UMF MEDICAL | UMF MEDICAL 5140 |  | Not Known | 3 COOPER-WOMENS CARE CENTER |  |  | excluded | 01/01/1900 |  |  |  |  | NO | NO |  |  |  |  | UMF MEDICAL 10346893 Not Known |  |  | Active |  | 99:99:99:99:99:99 |  | Equipment | PAAR:00-PVAR | 11/01/2019 |  | COOPER AMBULATORY OFF-SITES |  |  | SUITE 300 - EXAM 4 |  | BONNIE MANNINO
|  | UNETIXS | UNETIXS MULTILAB SERIES 2-CP |  | MLS2C332 | VOORHEES CARDIOLOGY SUITE 102 |  |  |  | 10/11/2006 |  |  |  |  | NO | NO |  |  |  |  | UNETIXS 10345897 MLS2C332 |  |  | Disposition |  |  |  | Equipment | 1Y:00-MFG | 04/27/2018 | 04/01/2020 | COOPER AMBULATORY OFF-SITES |  |  | Moves from Voor to Sewell |  | MICHELE MOLINARI
|  | UNETIXS | UNETIXS MULTILAB SERIES 2-CP |  | MLS2C333 | VOORHEES CARDIOLOGY SUITE 102 |  |  |  | 08/30/2006 |  |  |  |  | NO | NO |  |  |  |  | UNETIXS 10345356 MLS2C333 |  |  | Disposition |  |  |  | Equipment | 1Y:00-MFG | 02/22/2017 | 01/01/2020 | COOPER AMBULATORY OFF-SITES |  |  | VASCULAR LAB |  | MICHELE MOLINARI
|  | UNISEN,INC | UNISEN,INC 1202 |  |  | CARDIAC CATH LAB |  |  |  | 01/01/1900 |  |  |  |  | NO | NO |  |  |  |  | UNISEN,INC 10367846 05485 |  |  | Disposition |  |  |  | Equipment | 1Y:00-MFG | 10/05/2015 | 08/01/2020 | COOPER UNIVERSITY HOSPITAL |  |  | LAB #3 |  | LINDA BEAN
|  | UNISEN,INC | UNISEN,INC STAR TRAC 4531 |  | SDF | TRAUMA ICU |  |  |  | 02/17/2016 |  |  |  |  | NO | NO |  |  |  |  | UNISEN,INC 50010999 SDF |  |  | Disposition |  |  |  | Equipment | 1Y:00-MFG | 02/17/2016 | 02/17/2016 | COOPER UNIVERSITY HOSPITAL |  |  | PAVILION STORAGE |  | Diane Floyd |  |  |  | 02/17/2016 | 02/17/2016 |  |  |  |  | 02/17/2016 | 02/17/2016
THAYEKRTX/USK16A102 |  | UNITED HAYEK INDUSTRIES | UNITED HAYEK INDUSTRIES HAYEK RTX |  | USK16A102 | RESPIRATORY |  |  |  | 10/31/2019 |  |  |  |  | NO | NO |  |  |  |  | UNITED HAYEK INDUSTRIES THAYEKRTX/USK16A102 USK16A102 |  |  | Temporary | TD27693 | 99:99:99:99:99:99 |  | Life Support | PAAR:00-PVAR | 10/31/2019 | 10/31/2019 | COOPER UNIVERSITY HOSPITAL |  |  | PICU | WOT00000001421177 | KATHY LOFLAND | Performance Verification | Closed | Michael Youch | 10/31/2019 | 10/31/2019 | Performance Verification for UNITED HAYEK INDUSTRIES TD27693 USK16A102 | Initial Install of Performance Verification. Device is ready for patient use. |  |  | 10/31/2019 | 10/31/2019
|  | UNITED PRODUCTS & INSTRUMENTS, INC. | UNITED PRODUCTS & INSTRUMENTS, INC. POWERSPIN MX |  | LT1810367 | LAB CHEMISTRY |  |  |  | 08/29/2019 |  |  |  |  | NO | NO |  |  |  |  | UNITED PRODUCTS & INSTRUMENTS, INC. 11207571 LT1810367 |  |  | Active |  |  |  | Equipment | 3M:00-MFG | 08/29/2019 | 08/29/2019 | COOPER UNIVERSITY HOSPITAL |  |  | Old Cytology Lab | WOT00000001948153 | Barbara Snyder | Service Request | Closed | Gene Amodei | 08/29/2019 | 08/29/2019 | Centrifuge, need checked and tagged | performance test, inventory | EXP2409547 | Labor | 08/29/2019 | 08/29/2019 | Gene Amodei
|  | UNITED PRODUCTS & INSTRUMENTS, INC. | UNITED PRODUCTS & INSTRUMENTS, INC. ROCK-IT L-TTR200 |  | T10091011168 | LAB HEMATOLOGY |  |  |  | 03/14/2011 |  |  |  |  | NO | NO |  |  |  |  | UNITED PRODUCTS & INSTRUMENTS, INC. 10366626 T10091011168 |  |  | Active |  | 99:99:99:99:99:99 |  | Equipment | 1Y:00-MFG | 03/09/2019 | 03/01/2020 | COOPER UNIVERSITY HOSPITAL |  |  | P058 - HEMATOLOGY |  | DALE MORRONE
|  | URAWA KOHGYO | URAWA KOHGYO BELL ENGINE C-361 |  |  | MARLTON-DERMATOLOGY |  |  |  | 11/02/2019 |  |  |  |  | NO | NO |  |  |  |  | URAWA KOHGYO 30142558 2025 |  |  | Active |  | 99:99:99:99:99:99 |  | Equipment | PAAR:00-PVAR | 11/02/2019 | 11/02/2019 | COOPER AMBULATORY OFF-SITES |  |  | ROOM 2 LOWER CABINET |  | MICHELE CANALE |  |  |  | 11/02/2019 | 11/02/2019 |  |  |  |  | 11/02/2019 | 11/02/2019
|  | UTAH MEDICAL PRODUCTS | UTAH MEDICAL PRODUCTS DELTA-CAL |  | 2110124-003 | BIOMEDICAL |  |  |  | 01/31/2019 |  |  |  |  | NO | NO |  |  |  |  | UTAH MEDICAL PRODUCTS 30244984 2110124-003 |  |  | Disposition |  | 99:99:99:99:99:99 |  | Test Equipment | 1Y:00-VEN | 01/31/2019 | 01/31/2019 | COOPER UNIVERSITY HOSPITAL |  |  |  | 0011038822 | Bonnie Aichroch | Preventative Maintenance | Closed | Bonnie Aichroth | 01/31/2019 | 01/31/2019 | PERFORMANCE ASSURANCE AT INVENTORY | INVENTORIED DEVICE AND ENSURED DEVICE WAS FUNCTIONING PROPERLY. | E6D6268D-5D78-4203-89BF-AD77AB7FEA87 | Labor | 01/31/2019 | 01/31/2019 | Gene Amodei
|  | UTAH MEDICAL PRODUCTS | UTAH MEDICAL PRODUCTS DELTA-CAL |  | 1122373-004 | BIOMEDICAL |  |  |  | 01/30/2019 |  |  |  |  | NO | NO |  |  |  |  | UTAH MEDICAL PRODUCTS 30142150 1122373-004 |  |  | Active |  | 99:99:99:99:99:99 |  | Test Equipment | 1Y:00-VEN | 01/30/2019 | 01/30/2019 | COOPER UNIVERSITY HOSPITAL |  |  | BIOMED |  | Bonnie Aichroch |  |  |  | 01/30/2019 | 01/30/2019 |  |  |  |  | 01/30/2019 | 01/30/2019
|  | UTAH MEDICAL PRODUCTS | UTAH MEDICAL PRODUCTS ESU-110 |  | 1130301-003 | RIPPA CENTER-OB/GYN |  |  |  | 11/15/2018 |  |  |  |  | NO | NO |  |  |  |  | UTAH MEDICAL PRODUCTS 11239285 1130301-003 |  |  | Disposition |  | 99:99:99:99:99:99 |  | High Risk | 6M:00-MFG | 11/15/2018 | 11/15/2018 | COOPER AMBULATORY OFF-SITES |  |  | Rippa Center | WOT00000001166394 | PATRICIA HUFF | Performance Verification | Closed | Kirk Lis | 11/15/2018 | 11/15/2018 | Performance Verification for UTAH MEDICAL PRODUCTS 11239285 1130301-003 | Initial Install of Performance Verification. Device is ready for patient use. |  |  | 11/15/2018 | 11/15/2018
|  | VACUTRON | VACUTRON 22-15-1208 |  | 1234- | MED/SURG 6 PAVILION |  |  | excluded | 01/01/1900 |  |  |  |  | NO | NO |  |  |  |  | VACUTRON 10369132 1234- |  |  | Active |  | 99:99:99:99:99:99 |  | Equipment | PAAR:00-PVAR | 11/02/2019 |  | COOPER UNIVERSITY HOSPITAL |  |  | P621 | WOT00000002203075 | BRIAN OSHAUGHNESSY | Disposition | Closed | Michael Youch | 02/14/2019 | 05/17/2019 | Bulk Disposition CNL
|  | VACUTRON | VACUTRON 22-15-1208 |  | Not Known | MED/SURG 6 PAVILION |  |  |  | 01/01/1900 |  |  |  |  | NO | NO |  |  |  |  | VACUTRON 10369129 Not Known |  |  | Disposition |  |  |  | Equipment | PAAR:00-PVAR | 11/02/2019 |  | COOPER UNIVERSITY HOSPITAL |  |  | P631 |  | BRIAN OSHAUGHNESSY
|  | VACUTRON | VACUTRON 22-15-1208 |  | Not Known | ANESTHESIOLOGY |  |  | excluded | 01/01/1900 |  |  |  |  | NO | NO |  |  |  |  | VACUTRON 10369130 Not Known |  |  | Active |  | 99:99:99:99:99:99 |  | Equipment | PAAR:00-PVAR | 11/02/2019 |  | COOPER UNIVERSITY HOSPITAL |  |  | P631 | WOT00000000529482 | GIACINTA ROUPAS | Disposition | Closed | Salvatore Bombara | 02/08/2018 | 05/15/2019 | Bulk Disposition CNL
|  | VACUTRON | VACUTRON 22-15-1208 |  | Not Known | MED/SURG 6 PAVILION |  |  | excluded | 01/01/1900 |  |  |  |  | NO | NO |  |  |  |  | VACUTRON 10369122 Not Known |  |  | Active |  | 99:99:99:99:99:99 |  | Equipment | PAAR:00-PVAR | 11/02/2019 |  | COOPER UNIVERSITY HOSPITAL |  |  | P636 | WOT00000002203026 | BRIAN OSHAUGHNESSY | Disposition | Closed | Michael Youch | 02/14/2019 | 05/17/2019 | Bulk Disposition CNL
|  | VACUTRON | VACUTRON 22-15-1208 |  | Not Known | MED/SURG 6 PAVILION |  |  | excluded | 01/01/1900 |  |  |  |  | NO | NO |  |  |  |  | VACUTRON 10369121 Not Known |  |  | Active |  | 99:99:99:99:99:99 |  | Equipment | PAAR:00-PVAR | 11/02/2019 |  | COOPER UNIVERSITY HOSPITAL |  |  |  | WOT00000002203021 | BRIAN OSHAUGHNESSY | Disposition | Closed | Michael Youch | 02/14/2019 | 05/17/2019 | Bulk Disposition CNL
|  | VACUTRON | VACUTRON 22-15-1208 |  | Not Known | MED/SURG 6 PAVILION |  |  | excluded | 01/01/1900 |  |  |  |  | NO | NO |  |  |  |  | VACUTRON 10369116 Not Known |  |  | Active |  | 99:99:99:99:99:99 |  | Equipment | PAAR:00-PVAR | 11/02/2019 |  | COOPER UNIVERSITY HOSPITAL |  |  | PAVILION 6 | WOT00000000668642 | BRIAN OSHAUGHNESSY | Repair | Closed | Stephen Zubrzycki | 03/21/2018 | 05/25/2018 | suction device - not working | Could not locate unit. Gene checked with nursing staff and in soiled utility (where they put all broken equipment). No one knew anything about the broken suction regulator | EXP0309724 | Labor | 03/21/2018 | 03/21/2018 | Stephen Zubrzycki
|  | VACUTRON | VACUTRON 22-15-1208 |  | Not Known | MED/SURG 6 PAVILION |  |  |  | 01/01/1900 |  |  |  |  | NO | NO |  |  |  |  | VACUTRON 10369112 Not Known |  |  | Disposition |  |  |  | Equipment | PAAR:00-PVAR | 11/02/2019 |  | COOPER UNIVERSITY HOSPITAL |  |  | P634 |  | BRIAN OSHAUGHNESSY
|  | VACUTRON | VACUTRON 22-15-1208 |  |  | MED/SURG 6 PAVILION |  |  |  | 01/01/1900 |  |  |  |  | NO | NO |  |  |  |  | VACUTRON 10369108 123456 |  |  | Disposition |  |  |  | Equipment | PAAR:00-PVAR | 11/02/2019 |  | COOPER UNIVERSITY HOSPITAL |  |  | P627 |  | BRIAN OSHAUGHNESSY
|  | VACUTRON | VACUTRON 22-15-1208 |  | P629- | MED/SURG 6 PAVILION |  |  |  | 01/01/1900 |  |  |  |  | NO | NO |  |  |  |  | VACUTRON 10369109 P629- |  |  | Disposition |  |  |  | Equipment | PAAR:00-PVAR | 11/02/2019 |  | COOPER UNIVERSITY HOSPITAL |  |  | P629 |  | BRIAN OSHAUGHNESSY
|  | VACUTRON | VACUTRON 22-15-1208 |  | Not Known | MED/SURG 6 PAVILION |  |  | excluded | 01/01/1900 |  |  |  |  | NO | NO |  |  |  |  | VACUTRON 10369110 Not Known |  |  | Active |  | 99:99:99:99:99:99 |  | Equipment | PAAR:00-PVAR | 11/02/2019 |  | COOPER UNIVERSITY HOSPITAL |  |  | P630 | WOT00000002203005 | BRIAN OSHAUGHNESSY | Disposition | Closed | Michael Youch | 02/14/2019 | 05/19/2019 | Bulk Disposition CNL
|  | VACUTRON | VACUTRON 22-15-1208 |  | 123t4- | MED/SURG 6 PAVILION |  |  | excluded | 01/01/1900 |  |  |  |  | NO | NO |  |  |  |  | VACUTRON 10368899 123t4- |  |  | Active |  | 99:99:99:99:99:99 |  | Equipment | PAAR:00-PVAR | 11/02/2019 |  | COOPER UNIVERSITY HOSPITAL |  |  | P612 | WOT00000002202498 | BRIAN OSHAUGHNESSY | Disposition | Closed | Michael Youch | 02/14/2019 | 05/17/2019 | Bulk Disposition CNL
|  | VACUTRON | VACUTRON 22-15-1208 |  | Not Known | MED/SURG 6 PAVILION |  |  | excluded | 01/01/1900 |  |  |  |  | NO | NO |  |  |  |  | VACUTRON 10368913 Not Known |  |  | Active |  | 99:99:99:99:99:99 |  | Equipment | PAAR:00-PVAR | 11/02/2019 |  | COOPER UNIVERSITY HOSPITAL |  |  | P642 | WOT00000002202562 | BRIAN OSHAUGHNESSY | Disposition | Closed | Michael Youch | 02/14/2019 | 05/17/2019 | Bulk Disposition CNL
|  | VACUTRON | VACUTRON 22-15-1208 |  | Not Known | MED/SURG 6 PAVILION |  |  |  | 01/01/1900 |  |  |  |  | NO | NO |  |  |  |  | VACUTRON 10368911 Not Known |  |  | Disposition |  |  |  | Equipment | PAAR:00-PVAR | 11/02/2019 |  | COOPER UNIVERSITY HOSPITAL |  |  | P641 |  | BRIAN OSHAUGHNESSY
|  | VACUTRON | VACUTRON 22-15-1208 |  | Not Known | NEURO/ORTHO/MEDSURG/7 PAV |  |  |  | 03/30/2009 |  |  |  |  | NO | NO |  |  |  |  | VACUTRON 10368908 Not Known |  |  | Disposition |  |  |  | Equipment | PAAR:00-PVAR | 11/02/2019 |  | COOPER UNIVERSITY HOSPITAL |  |  | 7 PAVILION |  | Pam Young
|  | VACUTRON | VACUTRON 22-15-1208 |  | 16938* | NEURO/ORTHO/MEDSURG/7 PAV |  |  | excluded | 01/01/1900 |  |  |  |  | NO | NO |  |  |  |  | VACUTRON 10368907 16938* |  |  | Active |  | 99:99:99:99:99:99 |  | Equipment | PAAR:00-PVAR | 11/01/2019 |  | COOPER UNIVERSITY HOSPITAL |  |  | Rm - P711 | WOT00000000511980 | Pam Young | Disposition | Closed | Gene Amodei | 02/08/2018 | 05/24/2019 | Bulk Disposition CNL
|  | VACUTRON | VACUTRON 22-15-1208 |  | 16952* | NEURO/ORTHO/MEDSURG/7 PAV |  |  |  | 03/30/2009 |  |  |  |  | NO | NO |  |  |  |  | VACUTRON 10368906 16952* |  |  | Disposition |  |  |  | Equipment | PAAR:00-PVAR | 11/01/2019 |  | COOPER UNIVERSITY HOSPITAL |  |  | 7 PAVILION - P710 |  | Pam Young
|  | VACUTRON | VACUTRON 22-15-1208 |  | Not Known | MED/SURG 6 PAVILION |  |  | excluded | 01/01/1900 |  |  |  |  | NO | NO |  |  |  |  | VACUTRON 10368894 Not Known |  |  | Active |  | 99:99:99:99:99:99 |  | Equipment | PAAR:00-PVAR | 11/02/2019 |  | COOPER UNIVERSITY HOSPITAL |  |  | P615 | WOT00000002202492 | BRIAN OSHAUGHNESSY | Disposition | Closed | Michael Youch | 02/14/2019 | 05/17/2019 | Bulk Disposition CNL
|  | VACUTRON | VACUTRON 22-15-1208 |  |  | NEURO/ORTHO/MEDSURG/7 PAV |  |  |  | 01/01/1900 |  |  |  |  | NO | NO |  |  |  |  | VACUTRON 10368905 0808 |  |  | Disposition |  |  |  | Equipment | PAAR:00-PVAR | 11/02/2019 |  | COOPER UNIVERSITY HOSPITAL |  |  | P714 |  | Pam Young
|  | VACUTRON | VACUTRON 22-15-1208 |  | 16958* | NEURO/ORTHO/MEDSURG/7 PAV |  |  | excluded | 03/30/2009 |  |  |  |  | NO | NO |  |  |  |  | VACUTRON 10368903 16958* |  |  | Active |  | 99:99:99:99:99:99 |  | Equipment | PAAR:00-PVAR | 11/02/2019 |  | COOPER UNIVERSITY HOSPITAL |  |  | 7 PAVILION - P716 | WOT00000000511984 | Pam Young | Disposition | Closed | Gene Amodei | 02/08/2018 | 05/24/2019 | Bulk Disposition CNL
|  | VACUTRON | VACUTRON 22-15-1208 |  | Not Known | MED/SURG 6 PAVILION |  |  | excluded | 01/01/1900 |  |  |  |  | NO | NO |  |  |  |  | VACUTRON 10368893 Not Known |  |  | Active |  | 99:99:99:99:99:99 |  | Equipment | PAAR:00-PVAR | 11/02/2019 |  | COOPER UNIVERSITY HOSPITAL |  |  | P615 | WOT00000002202486 | BRIAN OSHAUGHNESSY | Disposition | Closed | Michael Youch | 02/14/2019 | 05/19/2019 | Bulk Disposition CNL
|  | VACUTRON | VACUTRON 22-15-1208 |  | 16827* | NEURO/ORTHO/MEDSURG/7 PAV |  |  | excluded | 01/01/1900 |  |  |  |  | NO | NO |  |  |  |  | VACUTRON 10368891 16827* |  |  | Active |  | 99:99:99:99:99:99 |  | Equipment | PAAR:00-PVAR | 11/01/2019 |  | COOPER UNIVERSITY HOSPITAL |  |  | Rm P741 | WOT00000000511967 | Pam Young | Disposition | Closed | Gene Amodei | 02/08/2018 | 05/14/2019 | Bulk Disposition CNL
|  | VACUTRON | VACUTRON 22-15-1208 |  | 16953* | NEURO/ORTHO/MEDSURG/7 PAV |  |  |  | 03/30/2009 |  |  |  |  | NO | NO |  |  |  |  | VACUTRON 10368890 16953* |  |  | Disposition |  |  |  | Equipment | PAAR:00-PVAR | 11/02/2019 |  | COOPER UNIVERSITY HOSPITAL |  |  | 7 PAVILION - 739 |  | Pam Young
|  | VACUTRON | VACUTRON 22-15-1208 |  | 16945* | NEURO/ORTHO/MEDSURG/7 PAV |  |  | excluded | 03/30/2009 |  |  |  |  | NO | NO |  |  |  |  | VACUTRON 10368889 16945* |  |  | Active |  | 99:99:99:99:99:99 |  | Equipment | PAAR:00-PVAR | 11/01/2019 |  | COOPER UNIVERSITY HOSPITAL |  |  | 7 PAVILION - 761 Storage room | WOT00000000511983 | Pam Young | Disposition | Closed | Gene Amodei | 02/08/2018 | 05/24/2019 | Bulk Disposition CNL
|  | VACUTRON | VACUTRON 22-15-1208 |  | 16831* | NEURO/ORTHO/MEDSURG/7 PAV |  |  |  | 01/01/1900 |  |  |  |  | NO | NO |  |  |  |  | VACUTRON 10368888 16831* |  |  | Disposition |  |  |  | Equipment | PAAR:00-PVAR | 11/02/2019 |  | COOPER UNIVERSITY HOSPITAL |  |  | RM P738 |  | Pam Young
|  | VACUTRON | VACUTRON 22-15-1208 |  | 16942* | NEURO/ORTHO/MEDSURG/7 PAV |  |  | excluded | 03/30/2009 |  |  |  |  | NO | NO |  |  |  |  | VACUTRON 10368886 16942* |  |  | Active |  | 99:99:99:99:99:99 |  | Equipment | PAAR:00-PVAR | 11/02/2019 |  | COOPER UNIVERSITY HOSPITAL |  |  | 7 PAVILION - RM 734 | WOT00000000511981 | Pam Young | Disposition | Closed | Gene Amodei | 02/08/2018 | 05/14/2019 | Bulk Disposition CNL
|  | VACUTRON | VACUTRON 22-15-1208 |  | 22935* | NEURO/ORTHO/MEDSURG/7 PAV |  |  |  | 01/01/1900 |  |  |  |  | NO | NO |  |  |  |  | VACUTRON 10368884 22935* |  |  | Disposition |  |  |  | Equipment | PAAR:00-PVAR | 11/02/2019 |  | COOPER UNIVERSITY HOSPITAL |  |  | P722 |  | Pam Young
|  | VACUTRON | VACUTRON 22-15-1208 |  | 16951* | NEURO/ORTHO/MEDSURG/7 PAV |  |  |  | 03/30/2009 |  |  |  |  | NO | NO |  |  |  |  | VACUTRON 10368882 16951* |  |  | Disposition |  |  |  | Equipment | PAAR:00-PVAR | 11/01/2019 |  | COOPER UNIVERSITY HOSPITAL |  |  | 7 PAVILION |  | Pam Young
|  | VACUTRON | VACUTRON 22-15-1208 |  | 16944* | NEURO/ORTHO/MEDSURG/7 PAV |  |  | excluded | 03/30/2009 |  |  |  |  | NO | NO |  |  |  |  | VACUTRON 10368880 16944* |  |  | Active |  | 99:99:99:99:99:99 |  | Equipment | PAAR:00-PVAR | 11/02/2019 |  | COOPER UNIVERSITY HOSPITAL |  |  | 7 PAVILION - P733 | WOT00000000511982 | Pam Young | Disposition | Closed | Gene Amodei | 02/08/2018 | 05/14/2019 | Bulk Disposition CNL
|  | VACUTRON | VACUTRON 22-15-1208 |  | 16828* | NEURO/ORTHO/MEDSURG/7 PAV |  |  | excluded | 03/30/2009 |  |  |  |  | NO | NO |  |  |  |  | VACUTRON 10368879 16828* |  |  | Active |  | 99:99:99:99:99:99 |  | Equipment | PAAR:00-PVAR | 11/02/2019 |  | COOPER UNIVERSITY HOSPITAL |  |  | 7 PAVILION - P731 | WOT00000000511968 | Pam Young | Disposition | Closed | Gene Amodei | 02/08/2018 | 05/24/2019 | Bulk Disposition CNL
|  | VACUTRON | VACUTRON 22-15-1208 |  | 16959* | NEURO/ORTHO/MEDSURG/7 PAV |  |  | excluded | 03/30/2009 |  |  |  |  | NO | NO |  |  |  |  | VACUTRON 10368878 16959* |  |  | Active |  | 99:99:99:99:99:99 |  | Equipment | PAAR:00-PVAR | 11/01/2019 |  | COOPER UNIVERSITY HOSPITAL |  |  | 7 PAVILION | WOT00000000511985 | Pam Young | Disposition | Closed | Gene Amodei | 02/08/2018 | 05/14/2019 | Bulk Disposition CNL
|  | VACUTRON | VACUTRON 22-15-1208 |  | Not Known | NEURO/ORTHO/MEDSURG/7 PAV |  |  | excluded | 03/30/2009 |  |  |  |  | NO | NO |  |  |  |  | VACUTRON 10368874 Not Known |  |  | Active |  | 99:99:99:99:99:99 |  | Equipment | PAAR:00-PVAR | 11/02/2019 |  | COOPER UNIVERSITY HOSPITAL |  |  | 7 PAVILION | WOT00000000530358 | Pam Young | Disposition | Closed | Gene Amodei | 02/08/2018 | 05/16/2019 | Bulk Disposition CNL
|  | VACUTRON | VACUTRON 22-15-1208 |  | 16941* | NEURO/ORTHO/MEDSURG/7 PAV |  |  |  | 03/30/2009 |  |  |  |  | NO | NO |  |  |  |  | VACUTRON 10368871 16941* |  |  | Disposition |  |  |  | Equipment | PAAR:00-PVAR | 11/01/2019 |  | COOPER UNIVERSITY HOSPITAL |  |  | 7 PAVILION - RM 721 |  | Pam Young
|  | VACUTRON | VACUTRON 22-15-1208 |  | 16939* | NEURO/ORTHO/MEDSURG/7 PAV |  |  |  | 01/01/1900 |  |  |  |  | NO | NO |  |  |  |  | VACUTRON 10368873 16939* |  |  | Disposition |  |  |  | Equipment | PAAR:00-PVAR | 11/01/2019 |  | COOPER UNIVERSITY HOSPITAL |  |  | RM - P727 |  | Pam Young
|  | VACUTRON | VACUTRON 22-15-1208 |  | 16961* | NEURO/ORTHO/MEDSURG/7 PAV |  |  | excluded | 01/01/1900 |  |  |  |  | NO | NO |  |  |  |  | VACUTRON 10368872 16961* |  |  | Active |  | 99:99:99:99:99:99 |  | Equipment | PAAR:00-PVAR | 11/01/2019 |  | COOPER UNIVERSITY HOSPITAL |  |  | P726 | WOT00000000511987 | Pam Young | Disposition | Closed | Gene Amodei | 02/08/2018 | 05/24/2019 | Bulk Disposition CNL
|  | VACUTRON | VACUTRON 22-15-1208 |  | Not Known | NEURO/ORTHO/MEDSURG/7 PAV |  |  | excluded | 03/30/2009 |  |  |  |  | NO | NO |  |  |  |  | VACUTRON 10368870 Not Known |  |  | Active |  | 99:99:99:99:99:99 |  | Equipment | PAAR:00-PVAR | 11/02/2019 |  | COOPER UNIVERSITY HOSPITAL |  |  | 7 PAVILION | WOT00000000530231 | Pam Young | Disposition | Closed | Gene Amodei | 02/08/2018 | 05/24/2019 | Bulk Disposition CNL
|  | VACUTRON | VACUTRON 22-15-1208 |  | 16829* | NEURO/ORTHO/MEDSURG/7 PAV |  |  | excluded | 03/30/2009 |  |  |  |  | NO | NO |  |  |  |  | VACUTRON 10368869 16829* |  |  | Active |  | 99:99:99:99:99:99 |  | Equipment | PAAR:00-PVAR | 11/01/2019 |  | COOPER UNIVERSITY HOSPITAL |  |  | 7 PAVILION | WOT00000000511969 | Pam Young | Disposition | Closed | Gene Amodei | 02/08/2018 | 05/14/2019 | Bulk Disposition CNL
|  | VACUTRON | VACUTRON 22-15-1208 |  | 16957* | NEURO/ORTHO/MEDSURG/7 PAV |  |  |  | 03/30/2009 |  |  |  |  | NO | NO |  |  |  |  | VACUTRON 10368868 16957* |  |  | Disposition |  |  |  | Equipment | PAAR:00-PVAR | 11/02/2019 |  | COOPER UNIVERSITY HOSPITAL |  |  | 7 PAVILION |  | Pam Young
|  | VACUTRON | VACUTRON 22-15-1208 |  | Not Known | OR - KELEMEN 3 |  |  | excluded | 10/31/2019 |  |  |  |  | NO | NO |  |  |  |  | VACUTRON 30294916 Not Known |  |  | Active |  | 99:99:99:99:99:99 |  | Equipment | PAAR:00-PVAR | 10/31/2019 | 10/31/2019 | COOPER UNIVERSITY HOSPITAL |  |  |  | 0012651106 | DOMINIC VENDETTA | Preventative Maintenance | Closed | Josh Harris | 10/31/2019 | 10/31/2019 | PERFORMANCE ASSURANCE AT INVENTORY | INVENTORIED DEVICE AND ENSURED DEVICE WAS FUNCTIONING PROPERLY. | CAF2C39E-1C8C-40B1-9220-5FE91D15802B | Labor | 10/31/2019 | 10/31/2019 | Salvatore Bombara
|  | VACUTRON | VACUTRON 22-15-1208 |  | Not Known | OR - KELEMEN 3 |  |  | excluded | 10/31/2019 |  |  |  |  | NO | NO |  |  |  |  | VACUTRON 30294901 Not Known |  |  | Active |  | 99:99:99:99:99:99 |  | Equipment | PAAR:00-PVAR | 10/31/2019 | 10/31/2019 | COOPER UNIVERSITY HOSPITAL |  |  |  | 0012651097 | DOMINIC VENDETTA | Preventative Maintenance | Closed | Josh Harris | 10/31/2019 | 10/31/2019 | PERFORMANCE ASSURANCE AT INVENTORY | INVENTORIED DEVICE AND ENSURED DEVICE WAS FUNCTIONING PROPERLY. | 644066A9-9353-45BB-B30D-A6454332D442 | Labor | 10/31/2019 | 10/31/2019 | Salvatore Bombara
|  | VACUTRON | VACUTRON 22-15-1208 |  | Not Known | OR - KELEMEN 3 |  |  | excluded | 10/31/2019 |  |  |  |  | NO | NO |  |  |  |  | VACUTRON 30294900 Not Known |  |  | Active |  | 99:99:99:99:99:99 |  | Equipment | PAAR:00-PVAR | 10/31/2019 | 10/31/2019 | COOPER UNIVERSITY HOSPITAL |  |  |  | 0012651099 | DOMINIC VENDETTA | Performance Verification | Closed | Josh Harris | 10/31/2019 | 10/31/2019 | INCOMING INVENTORY | DEVICE INVENTORIED | 3018293F-F9DC-4EC1-B6EC-B27F8A81BEBD | Labor | 10/31/2019 | 10/31/2019 | Josh Harris
|  | VALLEYLAB INC. | VALLEYLAB INC. FORCE 2 |  | F7L33607T | TRAUMA ICU |  |  |  | 11/01/1997 |  |  |  |  | NO | NO |  |  |  |  | VALLEYLAB INC. 10368602 F7L33607T |  |  | Disposition |  |  |  | High Risk | 6M:00-MFG | 02/22/2017 | 02/01/2020 | COOPER UNIVERSITY HOSPITAL |  |  | NURSES STATION |  | Diane Floyd
|  | VALLEYLAB INC. | VALLEYLAB INC. FORCE 2 |  | F7A2717T | RIPPA CENTER-OB/GYN |  |  |  | 01/01/1900 |  |  |  |  | NO | NO |  |  |  |  | VALLEYLAB INC. 10315939 F7A2717T |  |  | Disposition |  | 99:99:99:99:99:99 |  | High Risk | 6M:00-MFG | 05/21/2018 | 05/01/2020 | COOPER AMBULATORY OFF-SITES |  |  | EQUIP RM 153 |  | PATRICIA HUFF
|  | VALLEYLAB INC. | VALLEYLAB INC. FORCE FX |  | CF0B12203A | OR - KELEMEN 3 |  |  |  | 01/01/1900 |  |  |  |  | NO | NO |  |  |  |  | VALLEYLAB INC. 10355466 CF0B12203A |  |  | Disposition |  | 99:99:99:99:99:99 |  | High Risk | 6M:00-MFG | 05/29/2019 | 02/01/2020 | COOPER UNIVERSITY HOSPITAL |  |  | L&D |  | DOMINIC VENDETTA
|  | VALLEYLAB INC. | VALLEYLAB INC. FORCE FX-C |  | F4L35123A | OR - KELEMEN 3 |  |  |  | 05/15/2016 |  |  |  |  | NO | NO |  |  |  |  | VALLEYLAB INC. 23605 F4L35123A |  |  | Disposition |  |  |  | High Risk | 6M:00-MFG | 05/15/2016 | 05/15/2016 | COOPER UNIVERSITY HOSPITAL |  |  | OPERATING ROOM |  | DOMINIC VENDETTA |  |  |  | 05/15/2016 | 05/15/2016 |  |  |  |  | 05/15/2016 | 05/15/2016
|  | VALLEYLAB INC. | VALLEYLAB INC. FORCE FX-C |  | SF8103166A | OR - KELEMEN 3 |  |  |  | 05/15/2016 |  |  |  |  | NO | NO |  |  |  |  | VALLEYLAB INC. 17038 SF8103166A |  |  | Disposition |  |  |  | High Risk | 6M:00-MFG | 05/15/2016 | 05/15/2016 | COOPER UNIVERSITY HOSPITAL |  |  | 3RD FLOOR |  | DOMINIC VENDETTA |  |  |  | 05/15/2016 | 05/15/2016 |  |  |  |  | 05/15/2016 | 05/15/2016
|  | VALLEYLAB INC. | VALLEYLAB INC. FORCE FX-C |  | F5C36886A | OR - KELEMEN 3 |  |  |  | 05/15/2016 |  |  |  |  | NO | NO |  |  |  |  | VALLEYLAB INC. 12053 F5C36886A |  |  | Disposition |  |  |  | High Risk | 6M:00-MFG | 05/15/2016 | 05/15/2016 | COOPER UNIVERSITY HOSPITAL |  |  |  |  | DOMINIC VENDETTA |  |  |  | 05/15/2016 | 05/15/2016 |  |  |  |  | 05/15/2016 | 05/15/2016
|  | VALLEYLAB INC. | VALLEYLAB INC. FORCE FX-C |  | FOB12205A | OR - KELEMEN 3 |  |  |  | 03/06/2000 |  |  |  |  | NO | NO |  |  |  |  | VALLEYLAB INC. 01399 FOB12205A |  |  | Disposition |  |  |  | High Risk | 6M:00-MFG | 05/15/2016 | 02/01/2020 | COOPER UNIVERSITY HOSPITAL |  |  |  |  | DOMINIC VENDETTA
|  | VALLEYLAB INC. | VALLEYLAB INC. FORCE TRIAD |  | T8H7807E | OPERATING ROOM - PAVILION |  |  |  | 10/16/2008 |  |  |  |  | NO | NO |  |  |  |  | VALLEYLAB INC. 10368365 T8H7807E |  |  | Disposition |  |  |  | High Risk | 6M:00-MFG | 02/15/2017 | 02/01/2020 | COOPER UNIVERSITY HOSPITAL |  |  | PAV STORAGE |  | DOMINIC VENDETTA
|  | VALLEYLAB INC. | VALLEYLAB INC. FORCE TRIAD |  | T8H7832E | OPERATING ROOM - PAVILION |  |  |  | 10/16/2008 |  |  |  |  | NO | NO |  |  |  |  | VALLEYLAB INC. 10346271 T8H7832E |  |  | Active |  | 99:99:99:99:99:99 |  | High Risk | 6M:00-MFG | 08/27/2019 | 02/01/2020 | COOPER UNIVERSITY HOSPITAL |  |  | OR 8 |  | DOMINIC VENDETTA
|  | VALLEYLAB INC. | VALLEYLAB INC. RAPIDVAC |  | VL000711 | OPERATING ROOM - PAVILION |  |  |  | 05/08/2009 |  |  |  |  | NO | NO |  |  |  |  | VALLEYLAB INC. 10369265 VL000711 |  |  | Active |  | 99:99:99:99:99:99 |  | Equipment | 1Y:00-MFG | 02/14/2019 | 02/01/2020 | COOPER UNIVERSITY HOSPITAL |  |  | Pav OR store Rm |  | DOMINIC VENDETTA
|  | VALLEYLAB INC. | VALLEYLAB INC. RAPIDVAC |  | VL000717 | OR - KELEMEN 3 |  |  |  | 05/08/2009 |  |  |  |  | NO | NO |  |  |  |  | VALLEYLAB INC. 10355420 VL000717 |  |  | Disposition |  |  |  | Equipment | 1Y:00-MFG | 12/09/2015 | 12/01/2020 | COOPER UNIVERSITY HOSPITAL |  |  | P5 STORAGE RM |  | DOMINIC VENDETTA
|  | VALLEYLAB INC. | VALLEYLAB INC. RAPIDVAC |  |  | OR - KELEMEN 3 |  |  |  | 05/08/2009 |  |  |  |  | NO | NO |  |  |  |  | VALLEYLAB INC. 10355414 25667 |  |  | Disposition |  |  |  | Equipment | 1Y:00-MFG | 12/09/2015 | 12/01/2020 | COOPER UNIVERSITY HOSPITAL |  |  | P5 STORAGE RM |  | DOMINIC VENDETTA
|  | VALLEYLAB INC. | VALLEYLAB INC. SURGISTAT 2 |  | A3K11652 | MARLTON-DERMATOLOGY |  |  |  | 05/14/2019 |  |  |  |  | NO | NO |  |  |  |  | VALLEYLAB INC. 30142539 A3K11652 |  |  | Active |  | 99:99:99:99:99:99 |  | High Risk | 6M:00-MFG | 05/14/2019 | 05/14/2019 | COOPER AMBULATORY OFF-SITES |  |  | ELECTRIC CLOSET |  | MICHELE CANALE |  |  |  | 05/14/2019 | 05/14/2019 |  |  |  |  | 05/14/2019 | 05/14/2019
|  | VAPOTHERM INC | VAPOTHERM INC PRECISION FLOW |  | PF00003587-P | RESPIRATORY |  |  |  | 05/15/2016 |  |  |  |  | NO | NO |  |  |  |  | VAPOTHERM INC 20710 PF00003587-P |  |  | Disposition |  |  |  | Life Support | 3Y:00-MFG | 05/15/2016 | 05/15/2016 | COOPER UNIVERSITY HOSPITAL |  |  | RESPIRATORY THERAPY |  | KATHY LOFLAND |  |  |  | 05/15/2016 | 05/15/2016 |  |  |  |  | 05/15/2016 | 05/15/2016
|  | VAPOTHERM INC | VAPOTHERM INC PRECISION FLOW |  | PF0003584-P | RESPIRATORY |  |  |  | 05/15/2016 |  |  |  |  | NO | NO |  |  |  |  | VAPOTHERM INC 21202 PF0003584-P |  |  | Disposition |  |  |  | Life Support | 3Y:00-MFG | 05/15/2016 | 05/15/2016 | COOPER UNIVERSITY HOSPITAL |  |  | RESPIRATORY |  | KATHY LOFLAND |  |  |  | 05/15/2016 | 05/15/2016 |  |  |  |  | 05/15/2016 | 05/15/2016
|  | VAPOTHERM INC | VAPOTHERM INC PRECISION FLOW |  | PF0003658-P | RESPIRATORY |  |  |  | 10/26/2016 |  |  |  |  | NO | NO |  |  |  |  | VAPOTHERM INC 20709 PF0003658-P |  |  | Disposition |  |  |  | Life Support | 6M:00-FIL 1Y:00-RPLC 2Y:00-BAT | 10/26/2016 | 10/26/2016 | COOPER UNIVERSITY HOSPITAL |  |  | ICU |  | KATHY LOFLAND |  |  |  | 10/26/2016 | 10/26/2016 |  |  |  |  | 10/26/2016 | 10/26/2016
|  | VAPOTHERM INC | VAPOTHERM INC PRECISION FLOW |  | PF0003588-P | RESPIRATORY |  |  |  | 10/26/2016 |  |  |  |  | NO | NO |  |  |  |  | VAPOTHERM INC 20708 PF0003588-P |  |  | Disposition |  |  |  | Life Support | 6M:00-FIL 1Y:00-RPLC 2Y:00-BAT | 10/26/2016 | 10/26/2016 | COOPER UNIVERSITY HOSPITAL |  |  | ICU |  | KATHY LOFLAND |  |  |  | 10/26/2016 | 10/26/2016 |  |  |  |  | 10/26/2016 | 10/26/2016
|  | VAPOTHERM INC | VAPOTHERM INC PRECISION FLOW |  | PF0003581-P | RESPIRATORY |  |  |  | 08/03/2011 |  |  |  |  | NO | NO |  |  |  |  | VAPOTHERM INC 10369380 PF0003581-P |  |  | Disposition |  |  |  | Life Support | 6M:00-FIL 1Y:00-RPLC 2Y:00-BAT | 03/21/2016 | 12/01/2019 | COOPER UNIVERSITY HOSPITAL |  |  | RESPIRATORY |  | KATHY LOFLAND
|  | VAPOTHERM INC | VAPOTHERM INC PRECISION FLOW |  | PF0003590-P | RESPIRATORY |  |  |  | 08/03/2011 |  |  |  |  | NO | NO |  |  |  |  | VAPOTHERM INC 10369371 PF0003590-P |  |  | Disposition |  |  |  | Life Support | 6M:00-FIL 1Y:00-RPLC 2Y:00-BAT | 12/27/2017 | 12/01/2019 | COOPER UNIVERSITY HOSPITAL |  |  | RESPIRATORY |  | KATHY LOFLAND
|  | VAPOTHERM INC | VAPOTHERM INC PRECISION FLOW |  | PF00003591-P | RESPIRATORY |  |  |  | 08/03/2011 |  |  |  |  | NO | NO |  |  |  |  | VAPOTHERM INC 10368367 PF00003591-P |  |  | Disposition |  |  |  | Life Support | 6M:00-FIL 1Y:00-RPLC 2Y:00-BAT | 12/27/2017 | 12/01/2019 | COOPER UNIVERSITY HOSPITAL |  |  | UNKNOWN | 0011122576 | KATHY LOFLAND | Preventative Maintenance | Closed | Michael Youch | 02/01/2017 | 02/24/2017 | Performance Assurance: 00-BAT | 2/23/2017 10:16:44 AM MDYOUCH may have been changed out by vendor 2/24/2017 4:44:32 PM MDYOUCH (MDYOUCH 2/24/2017 11:00 AM) THIS WAS REMOVED BY THE VENDOR AS UNREPAIRABLE WITH SEVERAL OTHERS THAT WERE CONSIGNED TO COOPER AS PART OF AN EXPENDABLE ITEMS CONTRACT. RESPIRATORY IS WORKING ON A NEW AGREEMENT WHICH MAY INCLUDE PURCHASING NEW UNITS. 2/24/2017 4:44:54 PM MDYOUCH This device has been removed from an active status with the RSQ Database, and physically removed from the facility. Device retired on 2/24/2017; Authorized By: JOE LALLA; Nature of Retirement: BEYOND ECONOMICAL REPAIR; Days In Service: 630 | 2AAF46D7-32FB-4C58-8A99-46CEEC2C4010 | Labor | 02/24/2017 | 02/24/2017 | Michael Youch
|  | VAPOTHERM INC | VAPOTHERM INC PRECISION FLOW |  | PF0003596-P | RESPIRATORY |  |  |  | 12/27/2017 |  |  |  |  | NO | NO |  |  |  |  | VAPOTHERM INC 30236362 PF0003596-P |  |  | Disposition |  |  |  | Life Support | 6M:00-FIL 1Y:00-RPLC 2Y:00-BAT | 12/27/2017 | 12/27/2017 | COOPER UNIVERSITY HOSPITAL |  |  |  |  | KATHY LOFLAND |  |  |  | 12/27/2017 | 12/27/2017 |  |  |  |  | 12/27/2017 | 12/27/2017
|  | VAPOTHERM INC | VAPOTHERM INC PRECISION FLOW |  | PF0003586-P | RESPIRATORY |  |  |  | 05/15/2016 |  |  |  |  | NO | NO |  |  |  |  | VAPOTHERM INC 30236262 PF0003586-P |  |  | Disposition |  |  |  | Life Support | 3Y:00-MFG | 05/15/2016 | 05/15/2016 | COOPER UNIVERSITY HOSPITAL |  |  | RESPIRATORY |  | KATHY LOFLAND |  |  |  | 05/15/2016 | 05/15/2016 |  |  |  |  | 05/15/2016 | 05/15/2016
|  | VAPOTHERM INC | VAPOTHERM INC PRECISION FLOW |  | PF00003579-P | RESPIRATORY |  |  |  | 08/03/2011 |  |  |  |  | NO | NO |  |  |  |  | VAPOTHERM INC 10365261 PF00003579-P |  |  | Disposition |  |  |  | Life Support | 6M:00-FIL 1Y:00-RPLC 2Y:00-BAT | 12/27/2017 | 12/01/2019 | COOPER UNIVERSITY HOSPITAL |  |  | RESPIRATORY THERAPY |  | KATHY LOFLAND
|  | VAPOTHERM INC | VAPOTHERM INC PRECISION FLOW |  | PF000007763-S | RESPIRATORY |  |  |  | 01/01/1900 |  |  |  |  | NO | NO |  |  |  |  | VAPOTHERM INC 10365260 PF000007763-S |  |  | Disposition |  |  |  | Life Support | 6M:00-FIL 1Y:00-RPLC 2Y:00-BAT | 12/27/2017 | 12/01/2019 | COOPER UNIVERSITY HOSPITAL |  |  | STORAGE ROOM P470 | 0011367510 | KATHY LOFLAND | Repair | Closed | Bonnie Aichroth | 03/22/2017 | 03/22/2017 | HUMIDIFIER - RETIRE - TMX | 3/22/2017 1:32:05 PM BGAICHROTH RECEIVED NEW UNITS 3/22/2017 1:32:08 PM BGAICHROTH This device has been removed from an active status with the RSQ Database, and physically removed from the facility. Device retired on 3/22/2017; Authorized By: YES; Nature of Retirement: OTHER - RECEIVED NEW UNIT; Days In Service: 656 | E361BCC0-84A5-435D-9590-160F00E2853E | Labor | 03/22/2017 | 03/22/2017 | Bonnie Aichroth
|  | VAPOTHERM INC | VAPOTHERM INC PRECISION FLOW |  | PF00003592P | RESPIRATORY |  |  |  | 08/03/2011 |  |  |  |  | NO | NO |  |  |  |  | VAPOTHERM INC 10360394 PF00003592P |  |  | Disposition |  |  |  | Life Support | 6M:00-FIL 1Y:00-RPLC 2Y:00-BAT | 12/27/2017 | 12/01/2019 | COOPER UNIVERSITY HOSPITAL |  |  | PICU |  | KATHY LOFLAND
|  | VAPOTHERM INC | VAPOTHERM INC PRECISION FLOW |  | PF0003582-P | RESPIRATORY |  |  |  | 08/03/2011 |  |  |  |  | NO | NO |  |  |  |  | VAPOTHERM INC 10355246 PF0003582-P |  |  | Disposition |  |  |  | Life Support | 6M:00-FIL 1Y:00-RPLC 2Y:00-BAT | 12/27/2017 | 12/01/2019 | COOPER UNIVERSITY HOSPITAL |  |  | ICU EQUIP |  | KATHY LOFLAND
|  | VAPOTHERM INC | VAPOTHERM INC PRECISION FLOW |  | PF00003574-P | RESPIRATORY |  |  |  | 08/03/2011 |  |  |  |  | NO | NO |  |  |  |  | VAPOTHERM INC 10354868 PF00003574-P |  |  | Disposition |  |  |  | Life Support | 3Y:00-MFG | 03/30/2016 | 03/01/2022 | COOPER UNIVERSITY HOSPITAL |  |  | RESPIRATORY THERAPY |  | KATHY LOFLAND
|  | VAPOTHERM INC | VAPOTHERM INC PRECISION FLOW |  | PF0003327-P | RESPIRATORY |  |  |  | 08/03/2011 |  |  |  |  | NO | NO |  |  |  |  | VAPOTHERM INC 10354820 PF0003327-P |  |  | Disposition |  |  |  | Life Support | 3Y:00-MFG | 03/30/2016 | 03/01/2022 | COOPER UNIVERSITY HOSPITAL |  |  | RESPIRATORY |  | KATHY LOFLAND
|  | VAPOTHERM INC | VAPOTHERM INC PRECISION FLOW |  | PF0003652-P | RESPIRATORY |  |  |  | 08/03/2011 |  |  |  |  | NO | NO |  |  |  |  | VAPOTHERM INC 10354771 PF0003652-P |  |  | Disposition |  |  |  | Life Support | 6M:00-FIL 1Y:00-RPLC 2Y:00-BAT | 12/27/2017 | 12/01/2019 | COOPER UNIVERSITY HOSPITAL |  |  | RESPIRATORY |  | KATHY LOFLAND
|  | VAPOTHERM INC | VAPOTHERM INC PRECISION FLOW |  | PF00003578-P | RESPIRATORY |  |  |  | 08/03/2011 |  |  |  |  | NO | NO |  |  |  |  | VAPOTHERM INC 10346428 PF00003578-P |  |  | Disposition |  |  |  | Life Support | 6M:00-FIL 1Y:00-RPLC 2Y:00-BAT | 12/27/2017 | 12/01/2019 | COOPER UNIVERSITY HOSPITAL |  |  | RESPIRATORY THERAPY |  | KATHY LOFLAND
|  | VARIAN | VARIAN B400539 |  |  | RADIATION ONCOLOGY |  |  |  | 01/01/1900 |  |  |  |  | NO | NO |  |  |  |  | VARIAN 08029 575 |  |  | Disposition |  |  |  | Equipment | 1Y:00-MFG | 04/18/2016 | 05/01/2020 | COOPER UNIVERSITY HOSPITAL |  |  | RADIATION ONCOLOGY |  | COLLEEN TEGELER
|  | VARIAN | VARIAN B400539 |  | MK MFB | RADIATION ONCOLOGY |  |  |  | 01/01/1900 |  |  |  |  | NO | NO |  |  |  |  | VARIAN 08028 MK MFB |  |  | Disposition |  |  |  | Equipment | 1Y:00-MFG | 04/18/2016 | 05/01/2020 | COOPER UNIVERSITY HOSPITAL |  |  | RADIATION ONCOLOGY |  | COLLEEN TEGELER
|  | VARIAN | VARIAN CLINAC 21 EX |  |  | VOORHEES SURGERY CENTER-RADIATION/ONC |  |  |  | 01/01/1900 |  |  |  |  | NO | NO |  |  |  |  | VARIAN 10356831 1850 |  |  | Disposition |  | 00:13:72:13:D7:7E |  | High Risk | 3M:00-MFG 6M:00-MIN 1Y:00-MIN2 | 10/12/2017 | 01/01/2020 | COOPER AMBULATORY OFF-SITES |  |  | CT ROOM |  | COLLEEN TEGELER
|  | VARIAN | VARIAN SONARRAY PLUS |  |  | COOPER CANCER CENTER |  |  |  | 03/16/2005 |  |  |  |  | NO | NO |  |  |  |  | VARIAN 10452 0017 |  |  | Disposition |  |  |  | Equipment | 1Y:00-MFG | 05/13/2016 | 09/01/2020 | COOPER AMBULATORY OFF-SITES |  |  | SUITE D VARIAN ROOM |  | COLLEEN TEGELER
|  | VATECH | VATECH PAX-REVE 3D |  | XG-021-0081 | BUNKER HILL-ORAL SURGERY |  |  |  | 06/10/2011 |  |  |  |  | NO | NO |  |  |  |  | VATECH 10366924 XG-021-0081 |  |  | Active |  | 99:99:99:99:99:99 |  | Equipment | 1Y:00-MFG | 09/30/2019 | 09/01/2020 | COOPER AMBULATORY OFF-SITES |  |  | X-RAY ROOM |  | BARBARA DIPINTO
|  | VENOSCOPE | VENOSCOPE NEONATAL TRANSILLUMINATOR |  |  | PEDIATRIC INTENSIVE CARE UNIT |  |  |  | 10/31/2019 |  |  |  |  | NO | NO |  |  |  |  | VENOSCOPE 11207586 1033904 |  |  | Active |  |  |  | Equipment | PAAR:00-PVAR | 10/31/2019 | 10/31/2019 | COOPER UNIVERSITY HOSPITAL |  |  | Performance Verification | WOT00000002225708 | Susan Cannon | Performance Verification | Closed | Gene Amodei | 10/31/2019 | 10/31/2019 | Performance Verification for VENOSCOPE 11207586 1033904 | Initial Install of Performance Verification. Device is ready for patient use. |  |  | 10/31/2019 | 10/31/2019
|  | VENOSCOPE | VENOSCOPE NEONATAL TRANSILLUMINATOR |  | Not Known | INTENSIVE CARE NURSERY |  |  |  | 02/15/2017 |  |  |  |  | NO | NO |  |  |  |  | VENOSCOPE 10649998 Not Known |  |  | Active |  | 99:99:99:99:99:99 |  | Equipment | PAAR:00-PVAR | 10/31/2019 |  | COOPER UNIVERSITY HOSPITAL |  |  |  | 0011611976 | JOANNE FOX | Performance Verification | Closed | Bonnie Aichroth | 05/04/2017 | 05/04/2017 | INCOMING INVENTORY | DEVICE INVENTORIED | 9175C9B5-C2FF-4836-A3F3-24982DF77BE7 | Labor | 05/04/2017 | 05/04/2017 | Bonnie Aichroth
|  | VENOSCOPE | VENOSCOPE NEONATAL TRANSILLUMINATOR |  | Not Known | INTENSIVE CARE NURSERY |  |  |  | 02/15/2017 |  |  |  |  | NO | NO |  |  |  |  | VENOSCOPE 10649997 Not Known |  |  | Active |  | 99:99:99:99:99:99 |  | Equipment | PAAR:00-PVAR | 10/31/2019 |  | COOPER UNIVERSITY HOSPITAL |  |  |  | 0011614717 | JOANNE FOX | Preventative Maintenance | Closed | Bonnie Aichroth | 05/05/2017 | 05/05/2017 | PERFORMANCE ASSURANCE AT INVENTORY | INVENTORIED DEVICE AND ENSURED DEVICE WAS FUNCTIONING PROPERLY. | DB658F8A-6001-49C1-8BF8-19ED02EF0C61 | Labor | 02/15/2017 | 02/15/2017 | Gene Amodei
|  | VENOSCOPE | VENOSCOPE NEONATAL TRANSILLUMINATOR |  | NOT KNOWN | INTENSIVE CARE NURSERY |  |  |  | 10/31/2019 |  |  |  |  | NO | NO |  |  |  |  | VENOSCOPE 3044417 NOT KNOWN |  |  | Active |  | 99:99:99:99:99:99 |  | Equipment | PAAR:00-PVAR | 10/31/2019 | 10/31/2019 | COOPER UNIVERSITY HOSPITAL |  |  |  |  | JOANNE FOX |  |  |  | 10/31/2019 | 10/31/2019 |  |  |  |  | 10/31/2019 | 10/31/2019
|  | VENOSCOPE | VENOSCOPE NEONATAL TRANSILLUMINATOR |  | Nt1098463 | INTENSIVE CARE NURSERY |  |  |  | 10/31/2019 |  |  |  |  | NO | NO |  |  |  |  | VENOSCOPE 30438028 Nt1098463 |  |  | Active |  | 99:99:99:99:99:99 |  | Equipment | PAAR:00-PVAR | 10/31/2019 | 10/31/2019 | COOPER UNIVERSITY HOSPITAL |  |  | D5 | WOT00000001174136 | JOANNE FOX | Service Request | Closed | Gene Amodei | 10/31/2019 | 10/31/2019 | Trans-illuminator - needs safety checked and tagged | inventoried unit | EXP2379030 | Labor | 10/31/2019 | 10/31/2019 | Gene Amodei
|  | VENOSCOPE | VENOSCOPE NEONATAL TRANSILLUMINATOR |  | Not Known | INTENSIVE CARE NURSERY |  |  |  | 10/31/2019 |  |  |  |  | NO | NO |  |  |  |  | VENOSCOPE 30144416 Not Known |  |  | Active |  | 99:99:99:99:99:99 |  | Equipment | PAAR:00-PVAR | 10/31/2019 | 10/31/2019 | COOPER UNIVERSITY HOSPITAL |  |  |  |  | JOANNE FOX |  |  |  | 10/31/2019 | 10/31/2019 |  |  |  |  | 10/31/2019 | 10/31/2019
|  | VENOSCOPE | VENOSCOPE VENOSCOPE II |  |  | INTENSIVE CARE NURSERY |  |  |  | 10/31/2019 |  |  |  |  | NO | NO |  |  |  |  | VENOSCOPE 11207641 1117361 |  |  | Active |  |  |  | Equipment | PAAR:00-PVAR | 10/31/2019 | 10/31/2019 | COOPER UNIVERSITY HOSPITAL |  |  |  | WOT00000003736023 | JOANNE FOX | Repair | Closed | Gene Amodei | 10/31/2019 | 10/31/2019 | Venoscope - Not turning on | cleaned battery terminal unit ok rts | EXP4297429 | Labor | 10/31/2019 | 10/31/2019 | Gene Amodei
|  | VENOSCOPE | VENOSCOPE VENOSCOPE II |  |  | INTENSIVE CARE NURSERY |  |  |  | 10/31/2019 |  |  |  |  | NO | NO |  |  |  |  | VENOSCOPE 3014410 1014402 |  |  | Active |  | 99:99:99:99:99:99 |  | Equipment | PAAR:00-PVAR | 10/31/2019 | 10/31/2019 | COOPER UNIVERSITY HOSPITAL |  |  |  |  | JOANNE FOX |  |  |  | 10/31/2019 | 10/31/2019 |  |  |  |  | 10/31/2019 | 10/31/2019
|  | VENOSCOPE | VENOSCOPE VENOSCOPE II |  | Not Known | INTENSIVE CARE NURSERY |  |  |  | 10/16/2019 |  |  |  |  | NO | NO |  |  |  |  | VENOSCOPE 30143204 Not Known |  |  | Disposition |  | 99:99:99:99:99:99 |  | Equipment | PAAR:00-PVAR | 10/16/2019 | 10/16/2019 | COOPER UNIVERSITY HOSPITAL |  |  |  |  | JOANNE FOX |  |  |  | 10/16/2019 | 10/16/2019 |  |  |  |  | 10/16/2019 | 10/16/2019
|  | VENOSCOPE | VENOSCOPE VENOSCOPE II |  | NT01987338 | INTENSIVE CARE NURSERY |  |  |  | 10/16/2019 |  |  |  |  | NO | NO |  |  |  |  | VENOSCOPE 30142067 NT01987338 |  |  | Disposition |  |  |  | Equipment | PAAR:00-PVAR | 10/16/2019 | 10/16/2019 | COOPER UNIVERSITY HOSPITAL |  |  | DORRANCE 5 |  | JOANNE FOX |  |  |  | 10/16/2019 | 10/16/2019 |  |  |  |  | 10/16/2019 | 10/16/2019
|  | VENTANA MEDICAL SYSTEMS | VENTANA MEDICAL SYSTEMS BENCHMARK ULTRA |  |  | LAB HISTOLOGY |  |  |  | 09/30/2010 |  |  |  |  | NO | NO |  |  |  |  | VENTANA MEDICAL SYSTEMS 10368014 310797 |  |  | Disposition |  |  |  | Equipment | 1Y:00-MFG | 10/15/2015 | 06/01/2020 | COOPER UNIVERSITY HOSPITAL |  |  | HISTOLOGY |  | DALE MORRONE
|  | VENTANA MEDICAL SYSTEMS | VENTANA MEDICAL SYSTEMS BENCHMARK ULTRA |  |  | LAB HISTOLOGY |  |  |  | 09/30/2010 |  |  |  |  | NO | NO |  |  |  |  | VENTANA MEDICAL SYSTEMS 10368015 310803 |  |  | Disposition |  |  |  | Equipment | 1Y:00-MFG | 09/25/2015 | 07/01/2020 | COOPER UNIVERSITY HOSPITAL |  |  | HISTOLOGY |  | DALE MORRONE
|  | VERAN MEDICAL TECHNOLOGIES, INC | VERAN MEDICAL TECHNOLOGIES, INC SPINVIEW 2.0 |  | S7S-018581289150421 | PULMONARY LAB |  |  |  | 07/02/2015 |  |  |  |  | NO | NO |  |  |  |  | VERAN MEDICAL TECHNOLOGIES, INC 10369475 S7S-018581289150421 |  |  | Active |  | 34:E6:D7:49:F8:23 |  | Equipment | PAAR:00-PVAR | 10/31/2019 |  | COOPER UNIVERSITY HOSPITAL |  |  | PROCEDURE ROOM CLOSET (BLACK BOX) |  | KATHY LOFLAND
|  | VERAN MEDICAL TECHNOLOGIES, INC | VERAN MEDICAL TECHNOLOGIES, INC SPINVIEW 2.0 |  | coophospnsn046 | RADIATION ONCOLOGY |  |  |  | 01/01/1900 |  |  |  |  | NO | NO |  |  |  |  | VERAN MEDICAL TECHNOLOGIES, INC 08027 coophospnsn046 |  |  | Disposition |  |  |  | Equipment | 1Y:00-MFG | 04/18/2016 | 05/01/2020 | COOPER UNIVERSITY HOSPITAL |  |  | RADIATION ONCOLOGY |  | COLLEEN TEGELER
T03245153 |  | VERATHON MEDICAL | VERATHON MEDICAL BLADDERSCAN BVI 3000 |  |  | COOPER CANCER CENTER-MULTIDISCIPLINARY CLINIC |  |  |  | 02/17/2012 |  |  |  |  | NO | NO |  |  |  |  | VERATHON MEDICAL T03245153 03245153 |  |  | Disposition |  |  |  | Equipment | 1Y:00-CAL | 02/17/2012 | 02/17/2012 | COOPER AMBULATORY OFF-SITES |  |  |  |  | ROXANNE BERGER |  |  |  | 02/17/2012 | 02/17/2012 |  |  |  |  | 02/17/2012 | 02/17/2012
|  | VERATHON MEDICAL | VERATHON MEDICAL BLADDERSCAN BVI 3000 |  | B3100793 | KELEMEN 8 PCU |  |  |  | 03/30/2010 |  |  |  |  | NO | NO |  |  |  |  | VERATHON MEDICAL 10356099 B3100793 |  |  | Disposition |  | 99:99:99:99:99:99 |  | Equipment | 1Y:00-MFG | 01/23/2018 | 01/01/2020 | COOPER UNIVERSITY HOSPITAL |  |  | PCU South8 |  | BYRON WELLS
|  | VERATHON MEDICAL | VERATHON MEDICAL BLADDERSCAN BVI 3000 |  |  | GYNECOLOGY / DIABETES TREATMENT |  |  |  | 09/14/2009 |  |  |  |  | NO | NO |  |  |  |  | VERATHON MEDICAL 10345120 9322269 |  |  | Disposition |  | 99:99:99:99:99:99 |  | Equipment | 1Y:00-MFG | 02/22/2018 | 02/01/2020 | COOPER UNIVERSITY HOSPITAL |  |  | SOUTH 9 |  | LAUSA ZIMMERMAN
TL11208198 |  | VERATHON MEDICAL | VERATHON MEDICAL BVI 9400 |  | B4003400 | INCU - KELEMEN S10 |  |  |  | 11/30/2018 |  |  |  |  | NO | NO |  |  |  |  | VERATHON MEDICAL TL11208198 B4003400 |  |  | Disposition |  | 99:99:99:99:99:99 |  | Equipment | 1Y:00-MFG | 11/30/2018 | 11/30/2018 | COOPER UNIVERSITY HOSPITAL |  |  |  | WOT00000001451724 | Lisa Brooks | Performance Verification | Closed | Zhan Kiselev | 11/30/2018 | 11/30/2018 | Performance Verification for VERATHON MEDICAL TL11208198 B4003400 | Initial Install of Performance Verification. Device is ready for patient use. |  |  | 11/30/2018 | 11/30/2018
|  | VERATHON MEDICAL | VERATHON MEDICAL BVI 9400 |  | B4022140 | VOORHEES SURGERY CENTER-RADIATION/ONC |  |  |  | 10/16/2014 |  |  |  |  | NO | NO |  |  |  |  | VERATHON MEDICAL 10365546 B4022140 |  |  | Active |  | 99:99:99:99:99:99 |  | Equipment | 1Y:00-MFG | 11/01/2019 | 11/01/2020 | COOPER AMBULATORY OFF-SITES |  |  | Voorhees Suite D |  | COLLEEN TEGELER
|  | VERATHON MEDICAL | VERATHON MEDICAL GLIDESCOPE |  | PV151505 | OR - KELEMEN 3 |  |  |  | 01/01/1900 |  |  |  |  | NO | NO |  |  |  |  | VERATHON MEDICAL 10346322 PV151505 |  |  | Disposition |  |  |  | Equipment | 1Y:00-MFG | 06/22/2017 | 02/01/2020 | COOPER UNIVERSITY HOSPITAL |  |  | OR-KELLEMEN |  | DOMINIC VENDETTA
|  | VERATHON MEDICAL | VERATHON MEDICAL GLIDESCOPE |  | PM084473 | VOORHEES SURGERY CENTER-OPERATING ROOM |  |  |  | 06/09/2008 |  |  |  |  | NO | NO |  |  |  |  | VERATHON MEDICAL 10345472 PM084473 |  |  | Disposition |  |  |  | Equipment | 1Y:00-MFG | 04/24/2018 | 04/01/2020 | COOPER AMBULATORY OFF-SITES |  |  | ANESTHESIOLOGY WORK ROOM |  | JENNIFER BOMBARO
|  | VERATHON MEDICAL | VERATHON MEDICAL GLIDESCOPE COBALT AVL |  | AM112722 | EMERGENCY ROOM |  |  |  | 02/27/2018 |  |  |  |  | NO | NO |  |  |  |  | VERATHON MEDICAL 30143118 AM112722 |  |  | Disposition |  | 99:99:99:99:99:99 |  | Equipment | 1Y:00-MFG | 02/27/2018 | 02/27/2018 | COOPER UNIVERSITY HOSPITAL |  |  | EMERGENCY DEPARTMENT |  | KAREN GRUBER |  |  |  | 02/27/2018 | 02/27/2018 |  |  |  |  | 02/27/2018 | 02/27/2018
|  | VERATHON MEDICAL | VERATHON MEDICAL GLIDESCOPE COBALT AVL |  | AM111754 | VOORHEES SURGERY CENTER-OPERATING ROOM |  |  |  | 01/01/1900 |  |  |  |  | NO | NO |  |  |  |  | VERATHON MEDICAL 10345473 AM111754 |  |  | Disposition |  |  |  | Equipment | 1Y:00-MFG | 04/20/2016 | 04/01/2020 | COOPER AMBULATORY OFF-SITES |  |  | ANESTHESIOLOGY WORK ROOM |  | JENNIFER BOMBARO
|  | VERATHON MEDICAL | VERATHON MEDICAL GLIDESCOPE GVL |  | PV151506 | ANESTHESIOLOGY |  |  |  | 01/01/1900 |  |  |  |  | NO | NO |  |  |  |  | VERATHON MEDICAL 10368127 PV151506 |  |  | Disposition |  | 99:99:99:99:99:99 |  | Equipment | 1Y:00-MFG | 10/24/2017 | 10/01/2020 | COOPER UNIVERSITY HOSPITAL |  |  | ANESTH WK RM |  | GIACINTA ROUPAS
|  | VERATHON MEDICAL | VERATHON MEDICAL GLIDESCOPE GVL |  | PM102012 | ANESTHESIOLOGY |  |  |  | 05/17/2010 |  |  |  |  | NO | NO |  |  |  |  | VERATHON MEDICAL 10368065 PM102012 |  |  | Disposition |  |  |  | Equipment | 1Y:00-MFG | 06/20/2017 | 10/01/2020 | COOPER UNIVERSITY HOSPITAL |  |  | ANESTH WK RM |  | GIACINTA ROUPAS
|  | VERATHON MEDICAL | VERATHON MEDICAL GLIDESCOPE GVL |  | PV151610 | ANESTHESIOLOGY |  |  |  | 08/06/2015 |  |  |  |  | NO | NO |  |  |  |  | VERATHON MEDICAL 10349372 PV151610 |  |  | Disposition |  |  |  | Equipment | 1Y:00-MFG | 06/20/2017 | 10/01/2020 | COOPER UNIVERSITY HOSPITAL |  |  | L&D OR #19 |  | GIACINTA ROUPAS
|  | VERATHON MEDICAL | VERATHON MEDICAL TEST PHANTOM (0068) |  | D-6325-4 | BIOMEDICAL |  |  |  | 11/21/2019 |  |  |  |  | NO | NO |  |  |  |  | VERATHON MEDICAL 11207524 D-6325-4 |  |  | Active |  |  |  | Test Equipment | 1Y:00-VEN | 11/21/2019 | 11/21/2019 | COOPER UNIVERSITY HOSPITAL |  |  | Biomed - Closet | WOT00000004358977 | Bonnie Aichroch | Performance Verification | Completed | Stephen Zubrzycki | 11/21/2019 | 11/21/2019 | Performance Verification for VERATHON MEDICAL 11207524 D-6325-4 | Initial Install of Performance Verification. Device is ready for patient use. |  |  | 11/21/2019 | 11/21/2019
|  | VERSAMED | VERSAMED IVENT 201 |  | IV12681 | RESPIRATORY |  |  |  | 01/01/2007 |  |  |  |  | NO | NO |  |  |  |  | VERSAMED 10369542 IV12681 |  |  | Disposition |  |  |  | Life Support | 6M:00-MFG | 09/08/2016 | 03/01/2020 | COOPER UNIVERSITY HOSPITAL |  |  | RESPIRATORY |  | KATHY LOFLAND
|  | VERSAMED | VERSAMED IVENT 201 |  | IV19804 | RESPIRATORY |  |  |  | 10/22/2009 |  |  |  |  | NO | NO |  |  |  |  | VERSAMED 10366542 IV19804 |  |  | Disposition |  |  |  | Life Support | 6M:00-MFG | 09/08/2016 | 03/01/2020 | COOPER UNIVERSITY HOSPITAL |  |  | RESPIRATORY THERAPY |  | KATHY LOFLAND
|  | VERSAMED | VERSAMED IVENT 201 |  | IV12421 | RESPIRATORY |  |  |  | 03/20/2007 |  |  |  |  | NO | NO |  |  |  |  | VERSAMED 10366423 IV12421 |  |  | Disposition |  |  |  | Life Support | 6M:00-MFG | 03/31/2016 | 03/01/2020 | COOPER UNIVERSITY HOSPITAL |  |  | MRI |  | KATHY LOFLAND
|  | VIA MEDICAL | VIA MEDICAL V-LVM1 |  | Not Known | INTENSIVE CARE NURSERY |  |  |  | 07/27/2018 |  |  |  |  | NO | NO |  |  |  |  | VIA MEDICAL 10769725 Not Known |  |  | Disposition |  | 99:99:99:99:99:99 |  | Alarm | 1Y:00-MFG | 07/27/2018 | 07/27/2018 | COOPER UNIVERSITY HOSPITAL |  |  |  | 0011911987 | JOANNE FOX | Preventative Maintenance | Closed | Bonnie Aichroth | 07/27/2018 | 07/27/2018 | PERFORMANCE ASSURANCE AT INVENTORY | INVENTORIED DEVICE AND ENSURED DEVICE WAS FUNCTIONING PROPERLY. | A4FCAD96-A025-4F2B-AED0-98DAF2AB0BE9 | Labor | 07/27/2018 | 07/27/2018 | Gene Amodei
|  | VIA MEDICAL | VIA MEDICAL V-LVM1 |  |  | INTENSIVE CARE NURSERY |  |  |  | 02/08/2017 |  |  |  |  | NO | NO |  |  |  |  | VIA MEDICAL 10769338 0301990173 |  |  | Disposition |  | 99:99:99:99:99:99 |  | Alarm | 1Y:00-MFG | 02/22/2019 | 02/01/2020 | COOPER UNIVERSITY HOSPITAL |  |  |  | 0011615076 | JOANNE FOX | Preventative Maintenance | Closed | Bonnie Aichroth | 05/05/2017 | 05/05/2017 | PERFORMANCE ASSURANCE AT INVENTORY | INVENTORIED DEVICE AND ENSURED DEVICE WAS FUNCTIONING PROPERLY. | 8322B52B-AB9F-401F-A5A8-DF71F14650C1 | Labor | 02/08/2017 | 02/08/2017 | Gene Amodei
|  | VIA MEDICAL | VIA MEDICAL V-LVM1 |  |  | INTENSIVE CARE NURSERY |  |  |  | 02/08/2017 |  |  |  |  | NO | NO |  |  |  |  | VIA MEDICAL 10769339 0301990250 |  |  | Disposition |  |  |  | Alarm | 1Y:00-MFG | 02/20/2018 | 02/01/2020 | COOPER UNIVERSITY HOSPITAL |  |  |  | 0011615078 | JOANNE FOX | Performance Verification | Closed | Bonnie Aichroth | 05/05/2017 | 05/05/2017 | INCOMING INVENTORY | DEVICE INVENTORIED | 2864F55C-1B03-4C35-96EB-47BF6205EF98 | Labor | 05/05/2017 | 05/05/2017 | Bonnie Aichroth
|  | VIA MEDICAL | VIA MEDICAL V-LVM1 |  |  | INTENSIVE CARE NURSERY |  |  |  | 02/17/2017 |  |  |  |  | NO | NO |  |  |  |  | VIA MEDICAL 10650001 0301990098 |  |  | Disposition |  | 99:99:99:99:99:99 |  | Alarm | 1Y:00-MFG | 02/22/2019 | 02/01/2020 | COOPER UNIVERSITY HOSPITAL |  |  |  | 0011771250 | JOANNE FOX | Repair | Closed | Gene Amodei | 06/17/2017 | 06/30/2017 | VIA MACHINE - PARTS OF IT ARE BROKEN - NICU SOILED UTILITY ROOM | 6/30/2017 3:18:54 PM GRAMODEI repaired unit sensor holder, RTS | 9BB7A409-80E4-412E-8999-9E45C5F4F126 | Labor | 06/19/2017 | 06/19/2017 | Gene Amodei
|  | VIA MEDICAL | VIA MEDICAL V-LVM1 |  |  | INTENSIVE CARE NURSERY |  |  |  | 12/01/2016 |  |  |  |  | NO | NO |  |  |  |  | VIA MEDICAL 10649982 2470 |  |  | Disposition |  | 99:99:99:99:99:99 |  | Alarm | 1Y:00-MFG | 12/18/2018 | 12/01/2019 | COOPER UNIVERSITY HOSPITAL |  |  |  | 0011488584 | JOANNE FOX | Preventative Maintenance | Closed | Bonnie Aichroth | 04/17/2017 | 04/17/2017 | PERFORMANCE ASSURANCE AT INVENTORY | INVENTORIED DEVICE AND ENSURED DEVICE WAS FUNCTIONING PROPERLY. | 15E63C66-7FF2-44BA-A3DF-63E93D7E2BC6 | Labor | 12/01/2016 | 12/01/2016 | Gene Amodei
|  | VIA MEDICAL | VIA MEDICAL V-LVM1 |  |  | INTENSIVE CARE NURSERY |  |  |  | 12/01/2016 |  |  |  |  | NO | NO |  |  |  |  | VIA MEDICAL 10649984 0301990276 |  |  | Disposition |  | 99:99:99:99:99:99 |  | Alarm | 1Y:00-MFG | 12/21/2018 | 12/01/2019 | COOPER UNIVERSITY HOSPITAL |  |  |  | 0011488578 | JOANNE FOX | Preventative Maintenance | Closed | Bonnie Aichroth | 04/17/2017 | 04/17/2017 | PERFORMANCE ASSURANCE AT INVENTORY | INVENTORIED DEVICE AND ENSURED DEVICE WAS FUNCTIONING PROPERLY. | B3897C61-939C-4696-A894-804FF397F273 | Labor | 12/01/2016 | 12/01/2016 | Bonnie Aichroth
|  | VIA MEDICAL | VIA MEDICAL V-LVM1 |  |  | INTENSIVE CARE NURSERY |  |  |  | 12/01/2016 |  |  |  |  | NO | NO |  |  |  |  | VIA MEDICAL 10649983 0301990216 |  |  | Disposition |  | 99:99:99:99:99:99 |  | Alarm | 1Y:00-MFG | 12/18/2018 | 12/01/2019 | COOPER UNIVERSITY HOSPITAL |  |  |  | 0011488590 | JOANNE FOX | Preventative Maintenance | Closed | Bonnie Aichroth | 04/17/2017 | 04/17/2017 | PERFORMANCE ASSURANCE AT INVENTORY | INVENTORIED DEVICE AND ENSURED DEVICE WAS FUNCTIONING PROPERLY. | 684D932F-E78D-4AF3-8F76-70F76FA2AA5B | Labor | 12/01/2016 | 12/01/2016 | Gene Amodei
|  | VIA MEDICAL | VIA MEDICAL V-LVM1 |  |  | INTENSIVE CARE NURSERY |  |  |  | 02/28/2017 |  |  |  |  | NO | NO |  |  |  |  | VIA MEDICAL 10649887 0301990144 |  |  | Disposition |  |  |  | Alarm | 1Y:00-MFG | 02/20/2018 | 02/01/2020 | COOPER UNIVERSITY HOSPITAL |  |  |  | 0011983294 | JOANNE FOX | Preventative Maintenance | Closed | Bonnie Aichroth | 07/27/2017 | 07/27/2017 | PERFORMANCE ASSURANCE AT INVENTORY | INVENTORIED DEVICE AND ENSURED DEVICE WAS FUNCTIONING PROPERLY. | A30D5FC3-E9BF-44F6-A402-200A5F39F3DF | Labor | 02/28/2017 | 02/28/2017 | Gene Amodei
|  | VIA MEDICAL | VIA MEDICAL V-LVM1 |  |  | INTENSIVE CARE NURSERY |  |  |  | 07/28/2016 |  |  |  |  | NO | NO |  |  |  |  | VIA MEDICAL 10505362 0301990183 |  |  | Disposition |  |  |  | Alarm | 1Y:00-MFG | 08/08/2016 | 07/01/2020 | COOPER UNIVERSITY HOSPITAL |  |  |  |  | JOANNE FOX
|  | VIA MEDICAL | VIA MEDICAL V-LVM1 |  |  | INTENSIVE CARE NURSERY |  |  |  | 07/28/2016 |  |  |  |  | NO | NO |  |  |  |  | VIA MEDICAL 10505361 0301990352 |  |  | Disposition |  |  |  | Alarm | 1Y:00-MFG | 07/20/2017 | 07/01/2020 | COOPER UNIVERSITY HOSPITAL |  |  |  |  | JOANNE FOX
|  | VIA MEDICAL | VIA MEDICAL V-LVM1 |  |  | INTENSIVE CARE NURSERY |  |  |  | 07/28/2016 |  |  |  |  | NO | NO |  |  |  |  | VIA MEDICAL 10505360 030980044 |  |  | Disposition |  |  |  | Alarm | 1Y:00-MFG | 08/08/2016 | 07/01/2020 | COOPER UNIVERSITY HOSPITAL |  |  |  |  | JOANNE FOX
|  | VIA MEDICAL | VIA MEDICAL V-LVM1 |  |  | INTENSIVE CARE NURSERY |  |  |  | 08/28/2014 |  |  |  |  | NO | NO |  |  |  |  | VIA MEDICAL 10369385 0301990145 |  |  | Disposition |  |  |  | Alarm | 1Y:00-MFG | 09/14/2015 | 05/01/2020 | COOPER UNIVERSITY HOSPITAL |  |  | RMA 13367 |  | JOANNE FOX
|  | VIA MEDICAL | VIA MEDICAL V-LVM1 |  |  | INTENSIVE CARE NURSERY |  |  |  | 09/14/2015 |  |  |  |  | NO | NO |  |  |  |  | VIA MEDICAL 10366595 0301990187 |  |  | Disposition |  |  |  | Alarm | 1Y:00-MFG | 09/14/2015 |  | COOPER UNIVERSITY HOSPITAL |  |  | RMA 13367 |  | JOANNE FOX
|  | VIA MEDICAL | VIA MEDICAL V-LVM1 |  |  | INTENSIVE CARE NURSERY |  |  |  | 08/28/2014 |  |  |  |  | NO | NO |  |  |  |  | VIA MEDICAL 10355162 0301990273 |  |  | Disposition |  |  |  | Alarm | 6M:00-MFG | 09/16/2015 | 05/01/2020 | COOPER UNIVERSITY HOSPITAL |  |  | STORAGE SEVENTH FLOOR |  | JOANNE FOX
|  | VIA MEDICAL | VIA MEDICAL V-LVM1 |  |  | INTENSIVE CARE NURSERY |  |  |  | 08/28/2014 |  |  |  |  | NO | NO |  |  |  |  | VIA MEDICAL 10355161 030199194 |  |  | Disposition |  |  |  | Alarm | 1Y:00-MFG | 09/14/2015 | 05/01/2020 | COOPER UNIVERSITY HOSPITAL |  |  | RMA 13367 |  | JOANNE FOX
|  | VIA MEDICAL | VIA MEDICAL V-LVM1 |  |  | INTENSIVE CARE NURSERY |  |  |  | 06/24/2015 |  |  |  |  | NO | NO |  |  |  |  | VIA MEDICAL 10355149 0301990200 |  |  | Disposition |  |  |  | Alarm | 1Y:00-MFG | 08/28/2015 | 05/01/2020 | COOPER UNIVERSITY HOSPITAL |  |  | RMA 13367 |  | JOANNE FOX
|  | VIA MEDICAL | VIA MEDICAL V-LVM1 |  |  | INTENSIVE CARE NURSERY |  |  |  | 08/28/2014 |  |  |  |  | NO | NO |  |  |  |  | VIA MEDICAL 10355150 0301990354 |  |  | Disposition |  |  |  | Alarm | 1Y:00-MFG | 01/01/1900 | 12/01/2019 | COOPER UNIVERSITY HOSPITAL |  |  | D5 |  | JOANNE FOX
|  | VIA MEDICAL | VIA MEDICAL V-LVM1 |  |  | INTENSIVE CARE NURSERY |  |  |  | 06/25/2015 |  |  |  |  | NO | NO |  |  |  |  | VIA MEDICAL 10354832 0301980024 |  |  | Disposition |  |  |  | Alarm | 1Y:00-MFG | 09/14/2015 | 05/01/2020 | COOPER UNIVERSITY HOSPITAL |  |  | 5 FLOOR STORAGE |  | JOANNE FOX
|  | VIA MEDICAL | VIA MEDICAL V-LVM1 |  |  | INTENSIVE CARE NURSERY |  |  |  | 06/25/2015 |  |  |  |  | NO | NO |  |  |  |  | VIA MEDICAL 10347718 0301990248 |  |  | Disposition |  |  |  | Alarm | 1Y:00-MFG | 09/14/2015 | 05/01/2020 | COOPER UNIVERSITY HOSPITAL |  |  | 5 FLOOR STORAGE |  | JOANNE FOX
|  | VIA MEDICAL | VIA MEDICAL V-LVM1 |  |  | INTENSIVE CARE NURSERY |  |  |  | 11/30/2017 |  |  |  |  | NO | NO |  |  |  |  | VIA MEDICAL 30144425 0301990205 |  |  | Disposition |  |  |  | Alarm | 1Y:00-MFG | 11/30/2017 | 11/30/2017 | COOPER UNIVERSITY HOSPITAL |  |  |  |  | JOANNE FOX |  |  |  | 11/30/2017 | 11/30/2017 |  |  |  |  | 11/30/2017 | 11/30/2017
|  | VIA MEDICAL | VIA MEDICAL V-LVM1 |  |  | INTENSIVE CARE NURSERY |  |  |  | 01/09/2017 |  |  |  |  | NO | NO |  |  |  |  | VIA MEDICAL 30144408 0301990283 |  |  | Disposition |  |  |  | Alarm | 1Y:00-MFG | 01/09/2017 | 01/09/2017 | COOPER UNIVERSITY HOSPITAL |  |  |  |  | JOANNE FOX |  |  |  | 01/09/2017 | 01/09/2017 |  |  |  |  | 01/09/2017 | 01/09/2017
|  | VIA MEDICAL | VIA MEDICAL V-LVM1 |  |  | INTENSIVE CARE NURSERY |  |  |  | 12/21/2016 |  |  |  |  | NO | NO |  |  |  |  | VIA MEDICAL 30144405 0301990253 |  |  | Disposition |  |  |  | Alarm | 1Y:00-MFG | 12/21/2016 | 12/21/2016 | COOPER UNIVERSITY HOSPITAL |  |  |  |  | JOANNE FOX |  |  |  | 12/21/2016 | 12/21/2016 |  |  |  |  | 12/21/2016 | 12/21/2016
|  | VIA MEDICAL | VIA MEDICAL V-LVM1 |  |  | INTENSIVE CARE NURSERY |  |  |  | 12/21/2016 |  |  |  |  | NO | NO |  |  |  |  | VIA MEDICAL 30144406 0301990199 |  |  | Disposition |  |  |  | Alarm | 1Y:00-MFG | 12/21/2016 | 12/21/2016 | COOPER UNIVERSITY HOSPITAL |  |  |  |  | JOANNE FOX |  |  |  | 12/21/2016 | 12/21/2016 |  |  |  |  | 12/21/2016 | 12/21/2016
|  | VIA MEDICAL | VIA MEDICAL V-LVM1 |  |  | INTENSIVE CARE NURSERY |  |  |  | 01/25/2017 |  |  |  |  | NO | NO |  |  |  |  | VIA MEDICAL 30144407 030190201 |  |  | Disposition |  |  |  | Alarm | 1Y:00-MFG | 01/25/2017 | 01/25/2017 | COOPER UNIVERSITY HOSPITAL |  |  |  |  | JOANNE FOX |  |  |  | 01/25/2017 | 01/25/2017 |  |  |  |  | 01/25/2017 | 01/25/2017
|  | VIA MEDICAL | VIA MEDICAL V-LVM1 |  |  | INTENSIVE CARE NURSERY |  |  |  | 01/05/2016 |  |  |  |  | NO | NO |  |  |  |  | VIA MEDICAL 30143198 0301980052 |  |  | Disposition |  |  |  | Alarm | 1Y:00-MFG | 01/05/2016 | 01/05/2016 | COOPER UNIVERSITY HOSPITAL |  |  | NICU |  | JOANNE FOX |  |  |  | 01/05/2016 | 01/05/2016 |  |  |  |  | 01/05/2016 | 01/05/2016
|  | VIA MEDICAL | VIA MEDICAL V-LVM1 |  |  | INTENSIVE CARE NURSERY |  |  |  | 01/05/2016 |  |  |  |  | NO | NO |  |  |  |  | VIA MEDICAL 30143203 0301990151 |  |  | Disposition |  |  |  | Alarm | 1Y:00-MFG | 01/05/2016 | 01/05/2016 | COOPER UNIVERSITY HOSPITAL |  |  | NICU |  | JOANNE FOX |  |  |  | 01/05/2016 | 01/05/2016 |  |  |  |  | 01/05/2016 | 01/05/2016
|  | VIA MEDICAL | VIA MEDICAL V-LVM1 |  |  | INTENSIVE CARE NURSERY |  |  |  | 10/01/2015 |  |  |  |  | NO | NO |  |  |  |  | VIA MEDICAL 30143201 0301990186 |  |  | Disposition |  |  |  | Alarm | 1Y:00-MFG | 10/01/2015 | 10/01/2015 | COOPER UNIVERSITY HOSPITAL |  |  | NICU |  | JOANNE FOX |  |  |  | 10/01/2015 | 10/01/2015 |  |  |  |  | 10/01/2015 | 10/01/2015
|  | VIA MEDICAL | VIA MEDICAL V-LVM1 |  |  | INTENSIVE CARE NURSERY |  |  |  | 09/23/2016 |  |  |  |  | NO | NO |  |  |  |  | VIA MEDICAL 30143202 0301990204 |  |  | Disposition |  |  |  | Alarm | 1Y:00-MFG | 09/23/2016 | 09/23/2016 | COOPER UNIVERSITY HOSPITAL |  |  | NICU |  | JOANNE FOX |  |  |  | 09/23/2016 | 09/23/2016 |  |  |  |  | 09/23/2016 | 09/23/2016
|  | VIA MEDICAL | VIA MEDICAL V-LVM1 |  |  | INTENSIVE CARE NURSERY |  |  |  | 10/01/2015 |  |  |  |  | NO | NO |  |  |  |  | VIA MEDICAL 30143199 0301980044 |  |  | Disposition |  |  |  | Alarm | 1Y:00-MFG | 10/01/2015 | 10/01/2015 | COOPER UNIVERSITY HOSPITAL |  |  | NICU |  | JOANNE FOX |  |  |  | 10/01/2015 | 10/01/2015 |  |  |  |  | 10/01/2015 | 10/01/2015
|  | VIA MEDICAL | VIA MEDICAL V-LVM1 |  |  | INTENSIVE CARE NURSERY |  |  |  | 10/01/2015 |  |  |  |  | NO | NO |  |  |  |  | VIA MEDICAL 30143200 0301990285 |  |  | Disposition |  |  |  | Alarm | 1Y:00-MFG | 10/01/2015 | 10/01/2015 | COOPER UNIVERSITY HOSPITAL |  |  | NICU |  | JOANNE FOX |  |  |  | 10/01/2015 | 10/01/2015 |  |  |  |  | 10/01/2015 | 10/01/2015
|  | VIASYS HEALTHCARE | VIASYS HEALTHCARE NICOLET ELITE |  |  | NEUROLOGY/EEG |  |  | traded | 11/02/2019 |  |  |  |  | NO | NO |  |  |  |  | VIASYS HEALTHCARE 30144331 01094 |  |  | Active |  | 99:99:99:99:99:99 |  | Equipment | PAAR:00-PVAR | 11/02/2019 | 11/02/2019 | COOPER UNIVERSITY HOSPITAL |  |  | SUITE 273 | WOT00000000536945 | Debbie Hughes | Disposition | Closed | Kirk Lis | 11/02/2019 | 11/02/2019 | Bulk Disposition CNL | Notification sent to technician and manager that this CEID has been marked as Could Not Locate (CNL). 33% SLA Warning: Notification sent to technician and manager that this CEID has been marked as Could Not Locate (CNL) for 30 days. 66% SLA Warning: Notification sent to technician and manager that this CEID has been marked as Could Not Locate (CNL) for 60 days. 99% SLA Warning: Notification sent to technician and manager that this CEID has been marked as Could Not Locate (CNL) for 90 days. |  |  | 11/02/2019 | 11/02/2019
|  | VIASYS HEALTHCARE | VIASYS HEALTHCARE NICOLETONE EEG |  | RJ080102 | NEUROLOGY/EEG |  |  |  | 11/04/2008 |  |  |  |  | NO | NO |  |  |  |  | VIASYS HEALTHCARE 10368654 RJ080102 |  |  | Disposition |  | 00:19:0F:00:BE:CF |  | Equipment | 1Y:00-MFG | 06/20/2016 | 06/01/2020 | COOPER UNIVERSITY HOSPITAL |  |  | RM 270 |  | Debbie Hughes
|  | VIASYS HEALTHCARE | VIASYS HEALTHCARE NICOLETONE EEG |  | RG110625M | NEUROLOGY/EEG |  |  | traded | 04/13/2011 |  |  |  |  | NO | NO |  |  |  |  | VIASYS HEALTHCARE 10368646 RG110625M |  |  | Active |  | 00:19:0F:17:98:3D |  | Equipment | 1Y:00-MFG | 06/14/2019 | 06/01/2020 | COOPER UNIVERSITY HOSPITAL |  |  | EEG 2ND FLOOR KELEMEN | 0011076167 | Debbie Hughes | Repair | Closed | Kirk Lis | 01/23/2017 | 01/23/2017 | EEG - AMPLIFIER LOOKS BURNED, HAS FUNKY COLOR - EEG IN RM A | 1/23/2017 4:32:16 PM KALIS (KALIS 1/23/2017 12:00 AM) RESEARCHED INFO ON HEAD BOX. CONFERRED WITH DAVID OEM TECH SERVICE. BURNT LOOK IS CAUSED BY CHEMICAL OUTGASSING PROCESS. SER. REF.# 1-469056657 UNIT OK TO USE! (KALIS 1/23/2017 12:00 AM) DOCUMENTATION | B431BB37-A857-4CC5-A31A-403FB34AFE49 | Labor | 01/23/2017 | 01/23/2017 | Kirk Lis
|  | VIASYS HEALTHCARE | VIASYS HEALTHCARE NICOLETONE EEG |  | PB070573 | NEUROLOGY/EEG |  |  |  | 06/10/2008 |  |  |  |  | NO | NO |  |  |  |  | VIASYS HEALTHCARE 10368650 PB070573 |  |  | Disposition |  | 02:00:4C:4F:4F:50 |  | Equipment | 1Y:00-MFG | 06/20/2016 | 06/01/2020 | COOPER UNIVERSITY HOSPITAL |  |  | 2 KELEMEN |  | Debbie Hughes
|  | VIASYS HEALTHCARE | VIASYS HEALTHCARE NICOLETONE EEG |  | RA120435M | NEUROLOGY/EEG |  |  | traded | 06/14/2019 |  |  |  |  | NO | NO |  |  |  |  | VIASYS HEALTHCARE 30142207 RA120435M |  |  | Active |  | 00:19:0F:17:98:17 |  | Equipment | 1Y:00-MFG | 06/14/2019 | 06/14/2019 | COOPER UNIVERSITY HOSPITAL |  |  | 7 PAVILION - ROOM 783 |  | Debbie Hughes |  |  |  | 06/14/2019 | 06/14/2019 |  |  |  |  | 06/14/2019 | 06/14/2019
|  | VIASYS HEALTHCARE | VIASYS HEALTHCARE NICOLETONE EEG |  | RA090217 | NEUROLOGY/EEG |  |  | traded | 06/14/2019 |  |  |  |  | NO | NO |  |  |  |  | VIASYS HEALTHCARE 30142206 RA090217 |  |  | Active |  | 00:19:0F:17:98:43 |  | Equipment | 1Y:00-MFG | 06/14/2019 | 06/14/2019 | COOPER UNIVERSITY HOSPITAL |  |  | P783 PAVILION EEG |  | Debbie Hughes |  |  |  | 06/14/2019 | 06/14/2019 |  |  |  |  | 06/14/2019 | 06/14/2019
|  | VIASYS HEALTHCARE | VIASYS HEALTHCARE PHOTIC POWER SUPPLY |  | GK094647 | NEURO/ORTHO/MEDSURG/7 PAV |  |  |  | 03/30/2009 |  |  |  |  | NO | NO |  |  |  |  | VIASYS HEALTHCARE 10369238 GK094647 |  |  | Active |  | 99:99:99:99:99:99 |  | Equipment | PAAR:00-PVAR | 11/02/2019 |  | COOPER UNIVERSITY HOSPITAL |  |  | 7TH FLOOR | 0012527578 | Pam Young | Repair | Closed | Bonnie Aichroth | 12/26/2017 | 12/26/2017 | POWER SUPPLY - RETIRE - TMX | 12/26/2017 3:05:27 PM BGAICHROTH UNIT TRASHED BY DEPARTMENT 12/26/2017 3:05:29 PM BGAICHROTH This device has been removed from an active status with the RSQ Database, and physically removed from the facility. Device retired on 12/26/2017; Authorized By: DEBBIE HUGHES; Nature of Retirement: NO LONGER NEEDED; Days In Service: 935 | 7613DED9-05F6-460A-94D3-2102F0BFC6FE | Labor | 12/26/2017 | 12/26/2017 | Bonnie Aichroth
|  | VIASYS HEALTHCARE | VIASYS HEALTHCARE PHOTIC STROBE |  |  | NEUROLOGY/EEG |  |  |  | 11/02/2019 |  |  |  |  | NO | NO |  |  |  |  | VIASYS HEALTHCARE 30144332 02791 |  |  | Disposition |  | 99:99:99:99:99:99 |  | Equipment | PAAR:00-PVAR | 11/02/2019 | 11/02/2019 | COOPER UNIVERSITY HOSPITAL |  |  | RM 271 | 0012527593 | Debbie Hughes | Repair | Closed | Bonnie Aichroth | 11/02/2019 | 11/02/2019 | STIMULATOR - RETIRE - TMX | 12/26/2017 3:11:50 PM BGAICHROTH 12/19/17 - DEPARTMENT TRASHED UNIT 12/26/2017 3:11:53 PM BGAICHROTH This device has been removed from an active status with the RSQ Database, and physically removed from the facility. Device retired on 12/26/2017; Authorized By: DEBBIE HUGHES; Nature of Retirement: NO LONGER NEEDED; Days In Service: 935 | 23F05D0B-2310-4446-B409-2B16E4629007 | Labor | 11/02/2019 | 11/02/2019 | Bonnie Aichroth
|  | VIATRONIX | VIATRONIX V3D |  |  | INTENSIVE CARE NURSERY |  |  |  | 11/22/2013 |  |  |  |  | NO | NO |  |  |  |  | VIATRONIX 10366603 0301990235 |  |  | Disposition |  | 99:99:99:99:99:99 |  | Equipment | PAAR:00-PVAR | 11/02/2019 |  | COOPER UNIVERSITY HOSPITAL |  |  | BIOMED | WOT00000000536894 | JOANNE FOX | Disposition | Closed | Kenneth Krips | 02/09/2018 | 07/24/2019 | Bulk Disposition CNL | Notification sent to technician and manager that this CEID has been marked as Could Not Locate (CNL). 33% SLA Warning: Notification sent to technician and manager that this CEID has been marked as Could Not Locate (CNL) for 30 days. 66% SLA Warning: Notification sent to technician and manager that this CEID has been marked as Could Not Locate (CNL) for 60 days. 99% SLA Warning: Notification sent to technician and manager that this CEID has been marked as Could Not Locate (CNL) for 90 days. | EXP3478391 | Labor | 07/24/2019 | 07/24/2019 | Kenneth Krips
|  | VICTOREEN | VICTOREEN NERO MAX |  |  | BIOMEDICAL |  |  |  | 04/23/2004 |  |  |  |  | NO | NO |  |  |  |  | VICTOREEN 08802 105642 |  |  | Disposition |  |  |  | Test Equipment | 1Y:00-VEN | 12/14/2016 | 12/01/2020 | COOPER UNIVERSITY HOSPITAL |  |  | SARACOPER |  | Bonnie Aichroch
|  | VICTORY | VICTORY RA-2D-S7 |  | E0748193 | LAB HEMATOLOGY |  |  |  | 10/01/2009 |  |  |  |  | NO | NO |  |  |  |  | VICTORY 10367672 E0748193 |  |  | Active |  | 99:99:99:99:99:99 |  | Equipment | 1Y:00-MFG | 10/27/2019 | 10/01/2020 | COOPER UNIVERSITY HOSPITAL |  |  | HEMATOLOGY |  | DALE MORRONE
|  | VIEWORKS | VIEWORKS PRO 3543C |  | V5DAEU632 | COOPER BONE & JOINT- GLASSBORO |  |  |  | 11/01/2015 |  |  |  |  | NO | NO |  |  |  |  | VIEWORKS 10649912 V5DAEU632 |  |  | Active |  | 99:99:99:99:99:99 |  | Accessory | 1Y:00-MFG | 11/01/2019 | 11/01/2020 | COOPER AMBULATORY OFF-SITES |  |  | 26 Mick Drive, Glassboro, NJ | WOT00000001441507 | COURTNEY BUDD | Repair | Closed | Charles Santomero | 09/19/2018 | 05/16/2019 | xray machine - artifacts, ongoing issue, call 1st, requested Charles | Relocated the wireless router that communicates with the plate. This resolved the issue. If any trouble returns, the tech is instructed to use the optional hard wire cable that plugs into the plate. This will eliminate any wireless issues. OVP, RTS | EXP1882442 | Labor | 09/20/2018 | 09/20/2018 | Charles Santomero
|  | VIEWSONIC CORPORATION | VIEWSONIC CORPORATION 7031 |  | Z00020501 | VOORHEES SURGERY CENTER-RADIOLOGY |  |  |  | 01/01/1900 |  |  |  |  | NO | NO |  |  |  |  | VIEWSONIC CORPORATION 04694 Z00020501 |  |  | Disposition |  |  |  | Accessory | 1Y:00-MFG | 04/18/2016 | 04/01/2020 | COOPER AMBULATORY OFF-SITES |  |  | STEREOTACTIC ROOM |  | PAT STIENES
|  | VIKING SYSTEMS | VIKING SYSTEMS ENDOSITE |  |  | OPERATING ROOM - PAVILION |  |  |  | 06/09/2009 |  |  |  |  | NO | NO |  |  |  |  | VIKING SYSTEMS 10367424 1013 |  |  | Disposition |  | 99:99:99:99:99:99 |  | Equipment | PAAR:00-PVAR | 11/01/2019 |  | COOPER UNIVERSITY HOSPITAL |  |  | OPERATING ROOM | WOT00000002200051 | DOMINIC VENDETTA | Disposition | Closed | Salvatore Bombara | 02/14/2019 | 05/15/2019 | Bulk Disposition CNL | Unit has been retired | EXP2929244 | Labor | 05/15/2019 | 05/15/2019 | Salvatore Bombara
|  | VIOPTIX INC. | VIOPTIX INC. ODISSEY |  | E0046 | OPERATING ROOM - PAVILION |  |  |  | 10/31/2019 |  |  |  |  | NO | NO |  |  |  |  | VIOPTIX INC. 11239219 E0046 |  |  | Active |  | 68:7F:74:FA:48:56 |  | Equipment | PAAR:00-PVAR | 10/31/2019 | 10/31/2019 | COOPER UNIVERSITY HOSPITAL |  |  | OR | WOT00000000648636 | DOMINIC VENDETTA | Performance Verification | Closed | Salvatore Bombara | 10/31/2019 | 10/31/2019 | Performance Verification for VIOPTIX INC. 11239219 E0046 | Initial Install of Performance Verification. Device is ready for patient use. |  |  | 10/31/2019 | 10/31/2019
|  | VIOPTIX INC. | VIOPTIX INC. ODISSEY |  | D0021 | OR - KELEMEN 3 |  |  |  | 10/31/2019 |  |  |  |  | NO | NO |  |  |  |  | VIOPTIX INC. 11239218 D0021 |  |  | Active |  | 98:FC:11:C3:93:5A |  | Equipment | PAAR:00-PVAR | 10/31/2019 | 10/31/2019 | COOPER UNIVERSITY HOSPITAL |  |  | OR | WOT00000000648671 | DOMINIC VENDETTA | Performance Verification | Closed | Salvatore Bombara | 10/31/2019 | 10/31/2019 | Performance Verification for VIOPTIX INC. 11239218 D0021 | Initial Install of Performance Verification. Device is ready for patient use. |  |  | 10/31/2019 | 10/31/2019
TL10505037 |  | VISION SCIENCES | VISION SCIENCES DPU-7000A |  | 7A08-0130205 | 6200 MAIN ST-SURGERY |  |  |  | 10/16/2019 |  |  |  |  | NO | NO |  |  |  |  | VISION SCIENCES TL10505037 7A08-0130205 |  |  | Disposition |  |  |  | Equipment | PAAR:00-PVAR | 10/16/2019 | 10/16/2019 | COOPER AMBULATORY OFF-SITES |  |  |  |  | BOBBIE MICKLE |  |  |  | 10/16/2019 | 10/16/2019 |  |  |  |  | 10/16/2019 | 10/16/2019
EN40291N |  | VISION SCIENCES | VISION SCIENCES TNE-2000BX |  | EN40291N | 6200 MAIN ST-SURGERY |  |  |  | 10/31/2019 |  |  |  |  | NO | NO |  |  |  |  | VISION SCIENCES EN40291N EN40291N |  |  | Active |  | 99:99:99:99:99:99 |  | Equipment | PAAR:00-PVAR | 10/31/2019 | 10/31/2019 | COOPER AMBULATORY OFF-SITES |  |  | ROOM 126 |  | BOBBIE MICKLE |  |  |  | 10/31/2019 | 10/31/2019 |  |  |  |  | 10/31/2019 | 10/31/2019
|  | VNUS MEDICAL TECHNOLOGIES, INC. | VNUS MEDICAL TECHNOLOGIES, INC. RFG2 |  | 20103226BF | VOORHEES SURGERY CENTER-OPERATING ROOM |  |  |  | 09/20/2010 |  |  |  |  | NO | NO |  |  |  |  | VNUS MEDICAL TECHNOLOGIES, INC. 10344823 20103226BF |  |  | Disposition |  | 99:99:99:99:99:99 |  | High Risk | 6M:00-MFG | 10/18/2018 | 04/01/2020 | COOPER AMBULATORY OFF-SITES |  |  | 6015 MAIN ST. PROC. RM. C |  | JENNIFER BOMBARO
|  | VOLCANO CORP | VOLCANO CORP COMBO MAP |  |  | CARDIAC CATH LAB |  |  |  | 06/01/2009 |  |  |  |  | NO | NO |  |  |  |  | VOLCANO CORP 10347595 06205526001 |  |  | Active |  | 99:99:99:99:99:99 |  | Equipment | PAAR:00-PVAR | 11/02/2019 |  | COOPER UNIVERSITY HOSPITAL |  |  | LAB 4 |  | LINDA BEAN
|  | VOLCANO CORP | VOLCANO CORP VH IVUS |  | 856342IVUS | CARDIAC CATH LAB |  |  |  | 05/10/2010 |  |  |  |  | NO | NO |  |  |  |  | VOLCANO CORP 10367828 856342IVUS |  |  | Disposition |  |  |  | Equipment | 1Y:00-MFG | 10/30/2015 | 08/01/2020 | COOPER UNIVERSITY HOSPITAL |  |  | LAB 1 CONTROL RROM |  | LINDA BEAN
|  | VOLCANO CORP | VOLCANO CORP VOLCANO S5I |  | 1021-20385-001 | CARDIAC CATH LAB |  |  |  | 01/27/2011 |  |  |  |  | NO | NO |  |  |  |  | VOLCANO CORP 10367866 1021-20385-001 |  |  | Active |  | 00:30:48:F9:4E:E4 |  | Equipment | 1Y:00-MFG | 08/29/2019 | 08/01/2020 | COOPER UNIVERSITY HOSPITAL |  |  | CCL - Lab 2 |  | LINDA BEAN
|  | VOLCANO CORP | VOLCANO CORP VOLCANO S5I |  | 068-06141-001 | CARDIAC CATH LAB |  |  |  | 01/27/2011 |  |  |  |  | NO | NO |  |  |  |  | VOLCANO CORP 10367865 068-06141-001 |  |  | Disposition |  |  |  | Equipment | 1Y:00-MFG | 01/01/1900 | 12/01/2019 | COOPER UNIVERSITY HOSPITAL |  |  | LAB 2 |  | LINDA BEAN
|  | VWR SCIENTIFIC | VWR SCIENTIFIC 1370G |  |  | LAB CHEMISTRY |  |  |  | 01/01/1900 |  |  |  |  | NO | NO |  |  |  |  | VWR SCIENTIFIC 10348505 12841370 |  |  | Disposition |  |  |  | Equipment | 1Y:00-MFG | 03/14/2016 | 03/01/2020 | COOPER UNIVERSITY HOSPITAL |  |  | RM 310 |  | Barbara Snyder
|  | VWR SCIENTIFIC | VWR SCIENTIFIC MINI INCUBATOR |  | Not Known | LAB CHEMISTRY |  |  |  | 06/24/2015 |  |  |  |  | NO | NO |  |  |  |  | VWR SCIENTIFIC 10369631 Not Known |  |  | Disposition |  |  |  | Equipment | 1Y:00-MFG | 03/13/2017 | 03/01/2020 | COOPER UNIVERSITY HOSPITAL |  |  | CORE LAB |  | Barbara Snyder
|  | VWR SCIENTIFIC | VWR SCIENTIFIC VM-3000 |  | ABDOPS | LAB BLOOD BANK |  |  |  | 01/01/2011 |  |  |  |  | NO | NO |  |  |  |  | VWR SCIENTIFIC 10000045 ABDOPS |  |  | Disposition |  |  |  | Equipment | 1Y:00-MFG | 04/20/2016 | 01/01/2020 | COOPER UNIVERSITY HOSPITAL |  |  | BLOOD BANK |  | Barbara Bayne
|  | W & H, DENTALWERK BURMOOS GBMH | W & H, DENTALWERK BURMOOS GBMH IMPLANTMED HANDPIECE |  |  | BUNKER HILL-ORAL SURGERY |  |  | excluded | 01/01/1900 |  |  |  |  | NO | NO |  |  |  |  | W & H, DENTALWERK BURMOOS GBMH 10366946 03383 |  |  | Active |  | 99:99:99:99:99:99 |  | Equipment | 1Y:00-MFG | 09/05/2019 | 09/01/2020 | COOPER AMBULATORY OFF-SITES |  |  | exam 4 |  | BARBARA DIPINTO
|  | WAGNER SPRAY TCH | WAGNER SPRAY TCH 1220 |  | V302R | PULMONARY LAB |  |  |  | 03/31/2005 |  |  |  |  | NO | NO |  |  |  |  | WAGNER SPRAY TCH 10325 V302R |  |  | Disposition |  |  |  | Equipment | PAAR:00-PVAR | 10/16/2019 |  | COOPER UNIVERSITY HOSPITAL |  |  | 6TH |  | KATHY LOFLAND
|  | WALDMANN LIGHTING | WALDMANN LIGHTING HALUX 35 GX |  | D13-106-201 | 3 COOPER-MULTISPECIALTY CENTER |  |  |  | 10/16/2019 |  |  |  |  | NO | NO |  |  |  |  | WALDMANN LIGHTING 15000 D13-106-201 |  |  | Disposition |  |  |  | Equipment | PAAR:00-PVAR | 10/16/2019 | 10/16/2019 | COOPER AMBULATORY OFF-SITES |  |  | SUITE 104 |  | MARGIE OUTLER |  |  |  | 10/16/2019 | 10/16/2019 |  |  |  |  | 10/16/2019 | 10/16/2019
|  | WALLACH SURGICAL DEVICES, INC. | WALLACH SURGICAL DEVICES, INC. LIFEDOP L150 |  |  | KINGS HIGHWAY - OB/GYN |  |  | excluded | 03/09/2017 |  |  |  |  | NO | NO |  |  |  |  | WALLACH SURGICAL DEVICES, INC. 10769392 2016100043 |  |  | Active |  | 99:99:99:99:99:99 |  | Equipment | PAAR:00-PVAR | 10/31/2019 |  | COOPER AMBULATORY OFF-SITES |  |  |  | 0011912172 | DONNA ONEILL | Performance Verification | Closed | Bonnie Aichroth | 07/19/2017 | 07/19/2017 | INCOMING INVENTORY | DEVICE INVENTORIED | 53226224-3840-49A5-8DC8-702734029246 | Labor | 07/19/2017 | 07/19/2017 | Bonnie Aichroth
|  | WALLACH SURGICAL DEVICES, INC. | WALLACH SURGICAL DEVICES, INC. LIFEDOP L150 |  |  | PAVILION 8 |  |  | excluded | 01/01/1900 |  |  |  |  | NO | NO |  |  |  |  | WALLACH SURGICAL DEVICES, INC. 10356613 01142035 |  |  | Active |  | 99:99:99:99:99:99 |  | Equipment | 1Y:00-MFG | 08/26/2019 | 08/01/2020 | COOPER UNIVERSITY HOSPITAL |  |  | RM 815 |  | BRIAN OSHAUGHNESSY
|  | WALLACH SURGICAL DEVICES, INC. | WALLACH SURGICAL DEVICES, INC. LL-100 |  | A956CV | RIPPA CENTER-OB/GYN |  |  |  | 05/18/2016 |  |  |  |  | NO | NO |  |  |  |  | WALLACH SURGICAL DEVICES, INC. 11392 A956CV |  |  | Disposition |  |  |  | Equipment | 1Y:00-MFG | 05/18/2016 | 05/18/2016 | COOPER AMBULATORY OFF-SITES |  |  | OB GYN |  | PATRICIA HUFF |  |  |  | 05/18/2016 | 05/18/2016 |  |  |  |  | 05/18/2016 | 05/18/2016
|  | WALLACH SURGICAL DEVICES, INC. | WALLACH SURGICAL DEVICES, INC. SUMMIT LIFEDOP L250 |  | Not Known | PAVILION 8 |  |  | excluded | 01/01/1900 |  |  |  |  | NO | NO |  |  |  |  | WALLACH SURGICAL DEVICES, INC. 10365484 Not Known |  |  | Active |  | 99:99:99:99:99:99 |  | Equipment | PAAR:00-PVAR | 11/02/2019 |  | COOPER UNIVERSITY HOSPITAL |  |  | pavilion 8 | 0011363971 | BRIAN OSHAUGHNESSY | Repair | Closed | Gene Amodei | 03/21/2017 | 03/30/2017 | BLADDER SCANNER - NOT WORKING - PAVILLION 8 SURGERY FRONT DESK | 3/30/2017 2:42:52 PM GRAMODEI REPLACED UNIT CABLE, RTS 3/24 | 621FE87F-8469-4B97-B88A-3258512B8E0C | Labor | 03/24/2017 | 03/24/2017 | Gene Amodei
|  | WAMPOLE LABORATORIES | WAMPOLE LABORATORIES XYP PLATFORM |  | LXY06241102 | LAB MICROBIOLOGY |  |  |  | 05/15/2016 |  |  |  |  | NO | NO |  |  |  |  | WAMPOLE LABORATORIES 15778 LXY06241102 |  |  | Disposition |  |  |  | Equipment | 1Y:00-MFG | 05/15/2016 | 05/15/2016 | COOPER UNIVERSITY HOSPITAL |  |  | BASEMENT |  | COURTNEY BARRY |  |  |  | 05/15/2016 | 05/15/2016 |  |  |  |  | 05/15/2016 | 05/15/2016
|  | WATERPIK TECHNOLOGIES | WATERPIK TECHNOLOGIES WP-360 |  | OC-7280 | 1050 KINGS HIGHWAY-MEDICINE |  |  |  | 10/16/2019 |  |  |  |  | NO | NO |  |  |  |  | WATERPIK TECHNOLOGIES 16099 OC-7280 |  |  | Disposition |  |  |  | Equipment | PAAR:00-PVAR | 10/16/2019 | 10/16/2019 | COOPER AMBULATORY OFF-SITES |  |  | LAB |  | Leah Willis |  |  |  | 10/16/2019 | 10/16/2019 |  |  |  |  | 10/16/2019 | 10/16/2019
|  | WATERPIK TECHNOLOGIES | WATERPIK TECHNOLOGIES WP-72 |  | 26927* | 3 COOPER-URBAN DEVELOPMENT |  |  |  | 01/01/1900 |  |  |  |  | NO | NO |  |  |  |  | WATERPIK TECHNOLOGIES 10346936 26927* |  |  | Disposition |  |  |  | Equipment | PAAR:00-PVAR | 11/02/2019 |  | COOPER AMBULATORY OFF-SITES |  |  | 215 - Nursing station |  | BRENDA LOPEZ
|  | WELCH ALLYN DIATEK | WELCH ALLYN DIATEK 71111 |  | o3713 | 3 COOPER-WOMENS CARE CENTER |  |  |  | 01/01/1900 |  |  |  |  | NO | NO |  |  |  |  | WELCH ALLYN DIATEK 10346896 o3713 |  |  | Disposition |  |  |  | Equipment | PAAR:00-PVAR | 10/16/2019 |  | COOPER AMBULATORY OFF-SITES |  |  | DISPOSITION |  | BONNIE MANNINO
|  | WELCH ALLYN DIATEK | WELCH ALLYN DIATEK 71111 |  | NSNCOOPERAMB0031 | 3 COOPER-WOMENS CARE CENTER |  |  |  | 01/01/1900 |  |  |  |  | NO | NO |  |  |  |  | WELCH ALLYN DIATEK 10346890 NSNCOOPERAMB0031 |  |  | Disposition |  |  |  | Equipment | PAAR:00-PVAR | 11/02/2019 |  | COOPER AMBULATORY OFF-SITES |  |  | DISPOSITION |  | BONNIE MANNINO
|  | WELCH ALLYN DIATEK | WELCH ALLYN DIATEK 71111 |  | NSNCOOPERAMB0030 | 3 COOPER-WOMENS CARE CENTER |  |  |  | 01/01/1900 |  |  |  |  | NO | NO |  |  |  |  | WELCH ALLYN DIATEK 10346889 NSNCOOPERAMB0030 |  |  | Disposition |  |  |  | Equipment | PAAR:00-PVAR | 11/01/2019 |  | COOPER AMBULATORY OFF-SITES |  |  | DISPOSITION |  | BONNIE MANNINO
|  | WELCH ALLYN DIATEK | WELCH ALLYN DIATEK 71111 |  | Not Known | 3 COOPER-CARDIAC DIAGNOSTIC CENTER |  |  |  | 01/01/1900 |  |  |  |  | NO | NO |  |  |  |  | WELCH ALLYN DIATEK 10346883 Not Known |  |  | Active |  | 99:99:99:99:99:99 |  | Equipment | PAAR:00-PVAR | 11/01/2019 |  | COOPER AMBULATORY OFF-SITES |  |  | DISPOSITION | 0011603602 | CARLA TRUELL | Repair | Closed | Stephen Zubrzycki | 05/02/2017 | 05/02/2017 | BATTERY CHARGER - DISPOSITION - TMX | 5/2/2017 8:36:33 AM SJZUBRZYCKI (SJZUBRZYCKI 5/1/2017 12:00 AM) CNL DURING VALIDATION. DEPT SAID THEY NO LONGER HAVE IT. 5/2/2017 8:36:34 AM SJZUBRZYCKI This device has been removed from an active status with the RSQ Database, and physically removed from the facility. Device retired on 5/2/2017; Authorized By: YES; Nature of Retirement: COULD NOT LOCATE; Days In Service: 698 | E6D89CF2-C2DA-4072-901B-45C9D75FB01E | Labor | 05/01/2017 | 05/01/2017 | Stephen Zubrzycki
|  | WELCH ALLYN, INC. | WELCH ALLYN, INC. 06138-000 |  |  | MOORESTOWN-FAMILY MEDICINE |  |  |  | 07/11/2016 |  |  |  |  | NO | NO |  |  |  |  | WELCH ALLYN, INC. 30142145 14251523 |  |  | Disposition |  |  |  | Test Equipment | 1Y:00-VEN | 07/11/2016 | 07/11/2016 | COOPER AMBULATORY OFF-SITES |  |  | EXAM 1 |  | LYNNE DEJOSEPH |  |  |  | 07/11/2016 | 07/11/2016 |  |  |  |  | 07/11/2016 | 07/11/2016
|  | WELCH ALLYN, INC. | WELCH ALLYN, INC. 23300 |  |  | 1050 KINGS HIGHWAY-MEDICINE |  |  | excluded | 01/03/2018 |  |  |  |  | NO | NO |  |  |  |  | WELCH ALLYN, INC. 10732234 201300614 |  |  | Active |  | 99:99:99:99:99:99 |  | Equipment | 1Y:00-MFG | 01/03/2019 | 01/01/2020 | COOPER AMBULATORY OFF-SITES |  |  | NURSES STATION | 0012678051 | Leah Willis | Preventative Maintenance | Closed | Josh Harris | 01/26/2018 | 01/26/2018 | PERFORMANCE ASSURANCE AT INVENTORY | INVENTORIED DEVICE AND ENSURED DEVICE WAS FUNCTIONING PROPERLY. | C5E47352-3A89-4A37-B0EC-A80B5411E7D0 | Labor | 01/03/2018 | 01/03/2018 | Kirk Lis
|  | WELCH ALLYN, INC. | WELCH ALLYN, INC. 23300 |  |  | LINCOLN DRIVE-FAMILY MEDICINE |  |  | excluded | 05/31/2016 |  |  |  |  | NO | NO |  |  |  |  | WELCH ALLYN, INC. 10346747 0501081 |  |  | Active |  | 99:99:99:99:99:99 |  | Equipment | 1Y:00-MFG | 10/08/2019 | 10/01/2020 | COOPER AMBULATORY OFF-SITES |  |  |  |  | SCOTT GROFF
|  | WELCH ALLYN, INC. | WELCH ALLYN, INC. 23300 |  |  | MT. LAUREL-FAMILY MEDICINE |  |  | excluded | 03/07/2013 |  |  |  |  | NO | NO |  |  |  |  | WELCH ALLYN, INC. 10345878 201102049 |  |  | Active |  | 99:99:99:99:99:99 |  | Equipment | 1Y:00-MFG | 03/07/2019 | 03/01/2020 | COOPER AMBULATORY OFF-SITES |  |  | HALLWAY |  | SUE MAKO
|  | WELCH ALLYN, INC. | WELCH ALLYN, INC. 23300 |  |  | CLEMENTON INTERNAL MEDICINE |  |  | excluded | 03/11/2019 |  |  |  |  | NO | NO |  |  |  |  | WELCH ALLYN, INC. 30142123 7935 |  |  | Active |  | 99:99:99:99:99:99 |  | Equipment | 1Y:00-MFG | 03/11/2019 | 03/11/2019 | COOPER AMBULATORY OFF-SITES |  |  | 220 GIBBSBORO ROAD |  | GLORIA CRUZ |  |  |  | 03/11/2019 | 03/11/2019 |  |  |  |  | 03/11/2019 | 03/11/2019
|  | WELCH ALLYN, INC. | WELCH ALLYN, INC. 23301 |  |  | KROC CENTER-FAMILY MEDICINE |  |  | excluded | 06/10/2015 |  |  |  |  | NO | NO |  |  |  |  | WELCH ALLYN, INC. 10769393 0500129 |  |  | Active |  | 99:99:99:99:99:99 |  | Equipment | 1Y:00-MFG | 05/07/2019 | 05/01/2020 | COOPER AMBULATORY OFF-SITES |  |  | 1865 HARRISON AVENUE | 0011331571 | JESSICA NIEVES | Performance Verification | Closed | Bonnie Aichroth | 03/10/2017 | 03/10/2017 | INCOMING INVENTORY | DEVICE INVENTORIED | 491EC417-6877-411C-A8FC-891EE60AE7C7 | Labor | 03/10/2017 | 03/10/2017 | Bonnie Aichroth
|  | WELCH ALLYN, INC. | WELCH ALLYN, INC. 23301 |  |  | 1050 KINGS HIGHWAY-MEDICINE |  |  |  | 06/10/2015 |  |  |  |  | NO | NO |  |  |  |  | WELCH ALLYN, INC. 10769391 9800960 |  |  | Disposition |  | 99:99:99:99:99:99 |  | Equipment | 1Y:00-MFG | 07/08/2019 | 01/01/2020 | COOPER AMBULATORY OFF-SITES |  |  | FAMILY MEDICINE | 0011319063 | Leah Willis | Repair | Closed | Kirk Lis | 03/06/2017 | 04/17/2017 | SCOPE - NOT CHARGING PROPERLY - FAMILY MEDICINE LAB | 3/10/2017 11:58:41 AM KALIS (KALIS 3/9/2017 12:00 AM) TRAVEL TIME (KALIS 3/9/2017 12:00 AM) PERFORMED TROUBLESHOOTING. EQUIPMENT WORKS W/O LAMP. CONFERRED WITH OEM TECH. SUPPORT. UNIT NEEDS TO BE SENT BACK TO MANUFACTUER. INFORMED DONNA ,SITE MANAGER ~10 DAY TURN AROUND TIME. 3/10/2017 3:56:36 PM KALIS (KALIS 3/10/2017 12:00 AM) APPLIED FOR VENDOR SERVICE 3/13/2017 10:33:57 AM KALIS (KALIS 3/13/2017 12:00 AM) CONTACT OEM TO SET UP VENDOR REPAIR. BOX UNIT AND SEND OUT FOR REPAIR 3/27/2017 2:49:54 PM KALIS (KALIS 3/27/2017 12:00 AM) RESEARCHED AND SENT PO INFO AS REQUESTED TO WELCH ALLYN TO COMPLETE REPAIR 3/28/2017 1:20:35 PM KALIS (KALIS 3/28/2017 12:00 AM) UNIT WAS BEING SENT TO WRONG LOCATION. WORKED WITH WELCH ALLYN CUSTOMER SERVICE ( KIT ). EQUIPMENT NOW BEING SENT TO 1050 KINGS HWY. SUITE 201. FEDX CASE# 0328715787 (KALIS 3/28/2017 12:00 AM) DOCUMENTATION SEND E-MAIL TO DONNA ONEIL TO INFORM HER OF SHIPPING STATUS. 4/17/2017 8:28:23 AM KALIS (KALIS 4/14/2017 12:00 AM) TRAVEL TIME 4/17/2017 8:32:13 AM KALIS (KALIS 4/14/2017 12:00 AM) RETURN REPAIR INSPECTION. UNIT OK | 0AC14347-436F-4BDD-A90E-8735E994E47F | Labor | 04/14/2017 | 04/14/2017 | Kirk Lis
|  | WELCH ALLYN, INC. | WELCH ALLYN, INC. 23301 |  |  | MOORESTOWN-PEDIATRICS |  |  | excluded | 08/27/2014 |  |  |  |  | NO | NO |  |  |  |  | WELCH ALLYN, INC. 10366145 201401648 |  |  | Active |  | 99:99:99:99:99:99 |  | Equipment | 1Y:00-MFG | 07/11/2019 | 07/01/2020 | COOPER AMBULATORY OFF-SITES |  |  | Triage |  | MAUREEN OBRIEN
|  | WELCH ALLYN, INC. | WELCH ALLYN, INC. 23301 |  |  | HADDON HEIGHTS-FAMILY MEDICINE |  |  |  | 05/04/2009 |  |  |  |  | NO | NO |  |  |  |  | WELCH ALLYN, INC. 10365705 0101414 |  |  | Disposition |  |  |  | Equipment | 1Y:00-MFG | 09/13/2016 | 09/01/2020 | COOPER AMBULATORY OFF-SITES |  |  | DISPOSITION |  | KELLIE STOUT
|  | WELCH ALLYN, INC. | WELCH ALLYN, INC. 23810 |  | NOT KNOWN | COOPER CANCER-- EGG HARBOR |  |  | excluded | 10/31/2019 |  |  |  |  | NO | NO |  |  |  |  | WELCH ALLYN, INC. 11221941 NOT KNOWN |  |  | Active | dup11221941 |  |  | Equipment | PAAR:00-PVAR | 10/31/2019 | 10/31/2019 | COOPER AMBULATORY OFF-SITES |  |  | Performance Verification | WOT00000003242645 | VIOLET YACOVELLI | Performance Verification | Closed | Josh Harris | 10/31/2019 | 10/31/2019 | Performance Verification for WELCH ALLYN, INC. 11221941 NOT KNOWN | Initial Install of Performance Verification. Device is ready for patient use. |  |  | 10/31/2019 | 10/31/2019
|  | WELCH ALLYN, INC. | WELCH ALLYN, INC. 23810 |  | NOT KNOWN | COOPER CANCER-- EGG HARBOR |  |  | excluded | 10/31/2019 |  |  |  |  | NO | NO |  |  |  |  | WELCH ALLYN, INC. 11221942 NOT KNOWN |  |  | Active | dup11221942 |  |  | Equipment | PAAR:00-PVAR | 10/31/2019 | 10/31/2019 | COOPER AMBULATORY OFF-SITES |  |  | Performance Verification | WOT00000003242641 | VIOLET YACOVELLI | Performance Verification | Closed | Josh Harris | 10/31/2019 | 10/31/2019 | Performance Verification for WELCH ALLYN, INC. 11221942 NOT KNOWN | Initial Install of Performance Verification. Device is ready for patient use. |  |  | 10/31/2019 | 10/31/2019
|  | WELCH ALLYN, INC. | WELCH ALLYN, INC. 23810 |  | NOT KNOWN | COOPER CANCER-- EGG HARBOR |  |  | excluded | 10/31/2019 |  |  |  |  | NO | NO |  |  |  |  | WELCH ALLYN, INC. 11221939 NOT KNOWN |  |  | Active | dup11221939 |  |  | Equipment | PAAR:00-PVAR | 10/31/2019 | 10/31/2019 | COOPER AMBULATORY OFF-SITES |  |  | Performance Verification | WOT00000003242652 | VIOLET YACOVELLI | Performance Verification | Closed | Josh Harris | 10/31/2019 | 10/31/2019 | Performance Verification for WELCH ALLYN, INC. 11221939 NOT KNOWN | Initial Install of Performance Verification. Device is ready for patient use. |  |  | 10/31/2019 | 10/31/2019
|  | WELCH ALLYN, INC. | WELCH ALLYN, INC. 23810 |  | NOT KNOWN | COOPER CANCER-- EGG HARBOR |  |  | excluded | 10/31/2019 |  |  |  |  | NO | NO |  |  |  |  | WELCH ALLYN, INC. 11221940 NOT KNOWN |  |  | Active | dup11221940 |  |  | Equipment | PAAR:00-PVAR | 10/31/2019 | 10/31/2019 | COOPER AMBULATORY OFF-SITES |  |  | Performance Verification | WOT00000003242648 | VIOLET YACOVELLI | Performance Verification | Closed | Josh Harris | 10/31/2019 | 10/31/2019 | Performance Verification for WELCH ALLYN, INC. 11221940 NOT KNOWN | Initial Install of Performance Verification. Device is ready for patient use. |  |  | 10/31/2019 | 10/31/2019
|  | WELCH ALLYN, INC. | WELCH ALLYN, INC. 23810 |  | NOT KNOWN | COOPER CANCER-- EGG HARBOR |  |  | excluded | 10/31/2019 |  |  |  |  | NO | NO |  |  |  |  | WELCH ALLYN, INC. 11221938 NOT KNOWN |  |  | Active | dup11221938 |  |  | Equipment | PAAR:00-PVAR | 10/31/2019 | 10/31/2019 | COOPER AMBULATORY OFF-SITES |  |  | Performance Verification | WOT00000003242657 | VIOLET YACOVELLI | Performance Verification | Closed | Josh Harris | 10/31/2019 | 10/31/2019 | Performance Verification for WELCH ALLYN, INC. 11221938 NOT KNOWN | Initial Install of Performance Verification. Device is ready for patient use. |  |  | 10/31/2019 | 10/31/2019
|  | WELCH ALLYN, INC. | WELCH ALLYN, INC. 23810 |  | NOT KNOWN | COOPER CANCER-- EGG HARBOR |  |  | excluded | 10/31/2019 |  |  |  |  | NO | NO |  |  |  |  | WELCH ALLYN, INC. 11221937 NOT KNOWN |  |  | Active | dup11221937 |  |  | Equipment | PAAR:00-PVAR | 10/31/2019 | 10/31/2019 | COOPER AMBULATORY OFF-SITES |  |  | Performance Verification | WOT00000003242662 | VIOLET YACOVELLI | Performance Verification | Closed | Josh Harris | 10/31/2019 | 10/31/2019 | CEID Record Completion for WELCH ALLYN, INC. 11221937 NOT KNOWN | Inventoried Unit. | EXP3493973 | Labor | 10/31/2019 | 10/31/2019 | Josh Harris
|  | WELCH ALLYN, INC. | WELCH ALLYN, INC. 23810 |  | NOT KNOWN | COOPER CANCER-- EGG HARBOR |  |  | excluded | 10/31/2019 |  |  |  |  | NO | NO |  |  |  |  | WELCH ALLYN, INC. 11221936 NOT KNOWN |  |  | Active | dup11221936 |  |  | Equipment | PAAR:00-PVAR | 10/31/2019 | 10/31/2019 | COOPER AMBULATORY OFF-SITES |  |  | Performance Verification | WOT00000003242667 | VIOLET YACOVELLI | Performance Verification | Closed | Josh Harris | 10/31/2019 | 10/31/2019 | CEID Record Completion for WELCH ALLYN, INC. 11221936 NOT KNOWN | Inventoried unit. | EXP3483210 | Labor | 10/31/2019 | 10/31/2019 | Josh Harris
|  | WELCH ALLYN, INC. | WELCH ALLYN, INC. 300 SERIES |  | JA028045 | COOPER CANCER CENTER |  |  |  | 01/01/1900 |  |  |  |  | NO | NO |  |  |  |  | WELCH ALLYN, INC. 10365516 JA028045 |  |  | Disposition |  |  |  | Alarm | PAAR:00-PVAR | 11/02/2019 |  | COOPER AMBULATORY OFF-SITES |  |  | Rad/Onc - Moves |  | COLLEEN TEGELER
|  | WELCH ALLYN, INC. | WELCH ALLYN, INC. 300 SERIES |  | JA028113 | COOPER CANCER CENTER |  |  |  | 01/01/1900 |  |  |  |  | NO | NO |  |  |  |  | WELCH ALLYN, INC. 10365513 JA028113 |  |  | Disposition |  |  |  | Alarm | PAAR:00-PVAR | 11/02/2019 |  | COOPER AMBULATORY OFF-SITES |  |  | Rad/Onc - Moves |  | COLLEEN TEGELER
|  | WELCH ALLYN, INC. | WELCH ALLYN, INC. 300 SERIES |  | JA000225 | CYBER KNIFE |  |  | excluded | 05/28/2008 |  |  |  |  | NO | NO |  |  |  |  | WELCH ALLYN, INC. 10345410 JA000225 |  |  | Active |  | 99:99:99:99:99:99 |  | Alarm | PAAR:00-PVAR | 11/02/2019 |  | COOPER AMBULATORY OFF-SITES |  |  | CONSULTATION ROOM |  | CINDY BAPTISTA
|  | WELCH ALLYN, INC. | WELCH ALLYN, INC. 300 SERIES - 53000 |  | JA099368 | 3 COOPER-URBAN DEVELOPMENT |  |  | excluded | 10/31/2019 |  |  |  |  | NO | NO |  |  |  |  | WELCH ALLYN, INC. 11221519 JA099368 |  |  | Active |  | 99:99:99:99:99:99 |  | Alarm | PAAR:00-PVAR | 10/31/2019 | 10/31/2019 | COOPER AMBULATORY OFF-SITES |  |  | Suite 310 - Dr. DeSelvester | WOT00000000910633 | BRENDA LOPEZ | Repair | Closed | Stephen Zubrzycki | 10/31/2019 | 10/31/2019 | BP Machine, needs to be calibrated | Analyzed unit. Secured power supply and calibrated unit. | EXP0539856 | Labor | 10/31/2019 | 10/31/2019 | Stephen Zubrzycki
|  | WELCH ALLYN, INC. | WELCH ALLYN, INC. 40282 |  | NOT KNOWN | BRACE ROAD-MEDICINE |  |  | excluded | 10/31/2019 |  |  |  |  | NO | NO |  |  |  |  | WELCH ALLYN, INC. 11200033 NOT KNOWN |  |  | Active |  |  |  | Equipment | PAAR:00-PVAR | 10/31/2019 | 10/31/2019 | COOPER AMBULATORY OFF-SITES |  |  | Room 5 | WOT00000002753531 | Cheryl Peck | Performance Verification | Closed | Kirk Lis | 10/31/2019 | 10/31/2019 | Performance Verification for WELCH ALLYN, INC. 11200033 NOT KNOWN | Initial Install of Performance Verification. Device is ready for patient use. |  |  | 10/31/2019 | 10/31/2019
|  | WELCH ALLYN, INC. | WELCH ALLYN, INC. 40282 |  | Not Known | MOORESTOWN-PEDIATRICS |  |  | excluded | 01/01/1900 |  |  |  |  | NO | NO |  |  |  |  | WELCH ALLYN, INC. 10366143 Not Known |  |  | Active |  | 99:99:99:99:99:99 |  | Equipment | PAAR:00-PVAR | 11/01/2019 |  | COOPER AMBULATORY OFF-SITES |  |  | EXAM 6 |  | MAUREEN OBRIEN
|  | WELCH ALLYN, INC. | WELCH ALLYN, INC. 40282 |  | Not Known | MOORESTOWN-PEDIATRICS |  |  | excluded | 01/01/1900 |  |  |  |  | NO | NO |  |  |  |  | WELCH ALLYN, INC. 10366139 Not Known |  |  | Active |  | 99:99:99:99:99:99 |  | Equipment | PAAR:00-PVAR | 11/02/2019 |  | COOPER AMBULATORY OFF-SITES |  |  | exam 4 |  | MAUREEN OBRIEN
|  | WELCH ALLYN, INC. | WELCH ALLYN, INC. 40282 |  | Not Known | MOORESTOWN-PEDIATRICS |  |  | excluded | 01/01/1900 |  |  |  |  | NO | NO |  |  |  |  | WELCH ALLYN, INC. 10366137 Not Known |  |  | Active |  | 99:99:99:99:99:99 |  | Equipment | PAAR:00-PVAR | 11/01/2019 |  | COOPER AMBULATORY OFF-SITES |  |  | exam 3 |  | MAUREEN OBRIEN
|  | WELCH ALLYN, INC. | WELCH ALLYN, INC. 40282 |  | Not Known | MOORESTOWN-PEDIATRICS |  |  | excluded | 01/01/1900 |  |  |  |  | NO | NO |  |  |  |  | WELCH ALLYN, INC. 10366141 Not Known |  |  | Active |  | 99:99:99:99:99:99 |  | Equipment | PAAR:00-PVAR | 11/02/2019 |  | COOPER AMBULATORY OFF-SITES |  |  | EXAM 5 |  | MAUREEN OBRIEN
|  | WELCH ALLYN, INC. | WELCH ALLYN, INC. 40282 |  | Not Known | MOORESTOWN-PEDIATRICS |  |  | excluded | 01/01/1900 |  |  |  |  | NO | NO |  |  |  |  | WELCH ALLYN, INC. 10366135 Not Known |  |  | Active |  | 99:99:99:99:99:99 |  | Equipment | PAAR:00-PVAR | 11/02/2019 |  | COOPER AMBULATORY OFF-SITES |  |  | EXAM 2 | WOT00000001952018 | MAUREEN OBRIEN | Repair | Closed | Kirk Lis | 01/04/2019 | 05/01/2019 | cannot see through it | CLEANED MULTIPLE HEADS ON OTOSCOPE . PERFORMED OVP. INFORMED STAFF OF UNIT'S STATUS | EXP2047038 | Labor | 01/09/2019 | 01/09/2019 | Kirk Lis
|  | WELCH ALLYN, INC. | WELCH ALLYN, INC. 40282 |  | Not Known | MOORESTOWN-PEDIATRICS |  |  | excluded | 01/01/1900 |  |  |  |  | NO | NO |  |  |  |  | WELCH ALLYN, INC. 10366133 Not Known |  |  | Active |  | 99:99:99:99:99:99 |  | Equipment | PAAR:00-PVAR | 11/02/2019 |  | COOPER AMBULATORY OFF-SITES |  |  | EXAM 1 |  | MAUREEN OBRIEN
|  | WELCH ALLYN, INC. | WELCH ALLYN, INC. 40282 |  | Not Known | 1030 KINGS HIGHWAY-MEDICINE |  |  | excluded | 01/01/1900 |  |  |  |  | NO | NO |  |  |  |  | WELCH ALLYN, INC. 10365913 Not Known |  |  | Active |  | 99:99:99:99:99:99 |  | Equipment | PAAR:00-PVAR | 11/02/2019 |  | COOPER AMBULATORY OFF-SITES |  |  | LAB |  | Bonnie Aichroch
|  | WELCH ALLYN, INC. | WELCH ALLYN, INC. 40282 |  | Not Known | BRACE ROAD-MEDICINE |  |  | excluded | 01/01/1900 |  |  |  |  | NO | NO |  |  |  |  | WELCH ALLYN, INC. 10365874 Not Known |  |  | Active |  | 99:99:99:99:99:99 |  | Equipment | PAAR:00-PVAR | 11/02/2019 |  | COOPER AMBULATORY OFF-SITES |  |  | Internal Medicine Exam 6 | WOT00000000775495 | Cheryl Peck | Repair | Closed | Kirk Lis | 04/10/2018 | 07/30/2018 | Issues with connectors, needs it evaluated, doesn't want to order new parts | replaced hose connector repaired hose. performed ovp | EXP0357271 | Labor | 04/10/2018 | 04/10/2018 | Kirk Lis
|  | WELCH ALLYN, INC. | WELCH ALLYN, INC. 40282 |  | Not Known | BRACE ROAD-MEDICINE |  |  | excluded | 01/01/1900 |  |  |  |  | NO | NO |  |  |  |  | WELCH ALLYN, INC. 10365849 Not Known |  |  | Active |  | 99:99:99:99:99:99 |  | Equipment | PAAR:00-PVAR | 11/02/2019 |  | COOPER AMBULATORY OFF-SITES |  |  | Neurology EMG2 |  | Cheryl Peck
|  | WELCH ALLYN, INC. | WELCH ALLYN, INC. 40282 |  | Not Known | SICKLERVILLE SURGERY CENTER |  |  | excluded | 01/01/1900 |  |  |  |  | NO | NO |  |  |  |  | WELCH ALLYN, INC. 10365767 Not Known |  |  | Active |  | 99:99:99:99:99:99 |  | Equipment | PAAR:00-PVAR | 11/02/2019 |  | COOPER AMBULATORY OFF-SITES |  |  | EXAM 6 |  | Leslie Harrop
|  | WELCH ALLYN, INC. | WELCH ALLYN, INC. 40282 |  | Not Known | SICKLERVILLE SURGERY CENTER |  |  | excluded | 01/01/1900 |  |  |  |  | NO | NO |  |  |  |  | WELCH ALLYN, INC. 10365765 Not Known |  |  | Active |  | 99:99:99:99:99:99 |  | Equipment | PAAR:00-PVAR | 11/02/2019 |  | COOPER AMBULATORY OFF-SITES |  |  | EXAM 5 |  | Leslie Harrop
|  | WELCH ALLYN, INC. | WELCH ALLYN, INC. 40282 |  |  | SICKLERVILLE SURGERY CENTER |  |  | excluded | 01/01/1900 |  |  |  |  | NO | NO |  |  |  |  | WELCH ALLYN, INC. 10365764 10365764 |  |  | Active |  | 99:99:99:99:99:99 |  | Equipment | PAAR:00-PVAR | 11/02/2019 |  | COOPER AMBULATORY OFF-SITES |  |  | exam 4 |  | Leslie Harrop
|  | WELCH ALLYN, INC. | WELCH ALLYN, INC. 40282 |  | Not Known | SICKLERVILLE SURGERY CENTER |  |  | excluded | 01/01/1900 |  |  |  |  | NO | NO |  |  |  |  | WELCH ALLYN, INC. 10365762 Not Known |  |  | Active |  | 99:99:99:99:99:99 |  | Equipment | PAAR:00-PVAR | 11/02/2019 |  | COOPER AMBULATORY OFF-SITES |  |  | exam 3 |  | Leslie Harrop
|  | WELCH ALLYN, INC. | WELCH ALLYN, INC. 40282 |  | Not Known | SICKLERVILLE SURGERY CENTER |  |  | excluded | 01/01/1900 |  |  |  |  | NO | NO |  |  |  |  | WELCH ALLYN, INC. 10365758 Not Known |  |  | Active |  | 99:99:99:99:99:99 |  | Equipment | PAAR:00-PVAR | 11/01/2019 |  | COOPER AMBULATORY OFF-SITES |  |  | PROCEDURE |  | Leslie Harrop
|  | WELCH ALLYN, INC. | WELCH ALLYN, INC. 40282 |  | Not Known | SICKLERVILLE SURGERY CENTER |  |  | excluded | 01/01/1900 |  |  |  |  | NO | NO |  |  |  |  | WELCH ALLYN, INC. 10365755 Not Known |  |  | Active |  | 99:99:99:99:99:99 |  | Equipment | PAAR:00-PVAR | 11/02/2019 |  | COOPER AMBULATORY OFF-SITES |  |  | EXAM 2 |  | Leslie Harrop
|  | WELCH ALLYN, INC. | WELCH ALLYN, INC. 40282 |  | Not Known | SICKLERVILLE SURGERY CENTER |  |  | excluded | 01/01/1900 |  |  |  |  | NO | NO |  |  |  |  | WELCH ALLYN, INC. 10365754 Not Known |  |  | Active |  | 99:99:99:99:99:99 |  | Equipment | PAAR:00-PVAR | 11/01/2019 |  | COOPER AMBULATORY OFF-SITES |  |  | EXAM 1 |  | Leslie Harrop
|  | WELCH ALLYN, INC. | WELCH ALLYN, INC. 40282 |  |  | VOORHEES CARDIOLOGY SUITE 102 |  |  | excluded | 01/01/1900 |  |  |  |  | NO | NO |  |  |  |  | WELCH ALLYN, INC. 10356949 10356949 |  |  | Active |  | 99:99:99:99:99:99 |  | Equipment | PAAR:00-PVAR | 11/02/2019 |  | COOPER AMBULATORY OFF-SITES |  |  | Exam 7 |  | MICHELE MOLINARI
|  | WELCH ALLYN, INC. | WELCH ALLYN, INC. 40282 |  | Not Known | VOORHEES CARDIOLOGY SUITE 102 |  |  | excluded | 01/01/1900 |  |  |  |  | NO | NO |  |  |  |  | WELCH ALLYN, INC. 10356940 Not Known |  |  | Active |  | 99:99:99:99:99:99 |  | Equipment | PAAR:00-PVAR | 11/02/2019 |  | COOPER AMBULATORY OFF-SITES |  |  | EXAM 6 |  | MICHELE MOLINARI
|  | WELCH ALLYN, INC. | WELCH ALLYN, INC. 40282 |  |  | VOORHEES CARDIOLOGY |  |  | excluded | 01/01/1900 |  |  |  |  | NO | NO |  |  |  |  | WELCH ALLYN, INC. 10356938 10356938 |  |  | Active |  | 99:99:99:99:99:99 |  | Equipment | PAAR:00-PVAR | 11/02/2019 |  | COOPER AMBULATORY OFF-SITES |  |  | ULTRASOUND |  | KATHY COMO
|  | WELCH ALLYN, INC. | WELCH ALLYN, INC. 40282 |  | Not Known | VOORHEES SURGERY CENTER-RADIATION/ONC |  |  | excluded | 01/01/1900 |  |  |  |  | NO | NO |  |  |  |  | WELCH ALLYN, INC. 10356824 Not Known |  |  | Active |  | 99:99:99:99:99:99 |  | Equipment | PAAR:00-PVAR | 11/02/2019 |  | COOPER AMBULATORY OFF-SITES |  |  | exam 3 |  | COLLEEN TEGELER
|  | WELCH ALLYN, INC. | WELCH ALLYN, INC. 40282 |  | Not Known | VOORHEES SURGERY CENTER-RADIATION/ONC |  |  | excluded | 10/08/2005 |  |  |  |  | NO | NO |  |  |  |  | WELCH ALLYN, INC. 10356826 Not Known |  |  | Active |  | 99:99:99:99:99:99 |  | Equipment | PAAR:00-PVAR | 11/02/2019 |  | COOPER AMBULATORY OFF-SITES |  |  | exam 4 |  | COLLEEN TEGELER
|  | WELCH ALLYN, INC. | WELCH ALLYN, INC. 40282 |  |  | COOPER CARE NOW-SHOPRITE CLINIC |  |  | excluded | 01/01/1900 |  |  |  |  | NO | NO |  |  |  |  | WELCH ALLYN, INC. 10346095 10346095 |  |  | Active |  | 99:99:99:99:99:99 |  | Equipment | PAAR:00-PVAR | 11/02/2019 |  | COOPER AMBULATORY OFF-SITES |  |  | 307 W. ROUTE 70 Marlton NJ |  | DR. BRAD BENDESKY
|  | WELCH ALLYN, INC. | WELCH ALLYN, INC. 40282 |  | Not Known | VOORHEES PEDIATRICS |  |  | excluded | 01/01/1900 |  |  |  |  | NO | NO |  |  |  |  | WELCH ALLYN, INC. 10345343 Not Known |  |  | Active |  | 99:99:99:99:99:99 |  | Equipment | PAAR:00-PVAR | 11/02/2019 |  | COOPER AMBULATORY OFF-SITES |  |  | B7 |  | MAUREEN OBRIEN
|  | WELCH ALLYN, INC. | WELCH ALLYN, INC. 40282 |  | Not Known | VOORHEES PEDIATRICS |  |  | excluded | 01/01/1900 |  |  |  |  | NO | NO |  |  |  |  | WELCH ALLYN, INC. 10345327 Not Known |  |  | Active |  | 99:99:99:99:99:99 |  | Equipment | PAAR:00-PVAR | 11/02/2019 |  | COOPER AMBULATORY OFF-SITES |  |  | B1 |  | MAUREEN OBRIEN
|  | WELCH ALLYN, INC. | WELCH ALLYN, INC. 40282 |  | Not Known | VOORHEES PEDIATRICS |  |  | excluded | 01/01/1900 |  |  |  |  | NO | NO |  |  |  |  | WELCH ALLYN, INC. 10345330 Not Known |  |  | Active |  | 99:99:99:99:99:99 |  | Equipment | PAAR:00-PVAR | 11/02/2019 |  | COOPER AMBULATORY OFF-SITES |  |  | B3 |  | MAUREEN OBRIEN
|  | WELCH ALLYN, INC. | WELCH ALLYN, INC. 40282 |  | Not Known | 6017 MAIN ST-PLASTICS |  |  | excluded | 01/01/1900 |  |  |  |  | NO | NO |  |  |  |  | WELCH ALLYN, INC. 10345324 Not Known |  |  | Active |  | 99:99:99:99:99:99 |  | Equipment | PAAR:00-PVAR | 11/02/2019 |  | COOPER AMBULATORY OFF-SITES |  |  | Exam 8 |  | ANNE MAIER
|  | WELCH ALLYN, INC. | WELCH ALLYN, INC. 40282 |  | Not Known | 6017 MAIN ST-PLASTICS |  |  | excluded | 01/01/1900 |  |  |  |  | NO | NO |  |  |  |  | WELCH ALLYN, INC. 10345317 Not Known |  |  | Active |  | 99:99:99:99:99:99 |  | Equipment | PAAR:00-PVAR | 11/02/2019 |  | COOPER AMBULATORY OFF-SITES |  |  | EXAM 6 |  | ANNE MAIER
|  | WELCH ALLYN, INC. | WELCH ALLYN, INC. 40282 |  | Not Known | 6017 MAIN ST-PLASTICS |  |  | excluded | 01/01/1900 |  |  |  |  | NO | NO |  |  |  |  | WELCH ALLYN, INC. 10345308 Not Known |  |  | Active |  | 99:99:99:99:99:99 |  | Equipment | PAAR:00-PVAR | 11/02/2019 |  | COOPER AMBULATORY OFF-SITES |  |  | Exam 7 |  | ANNE MAIER
|  | WELCH ALLYN, INC. | WELCH ALLYN, INC. 40282 |  | Not Known | 6017 MAIN ST-PLASTICS |  |  | excluded | 01/01/1900 |  |  |  |  | NO | NO |  |  |  |  | WELCH ALLYN, INC. 10345300 Not Known |  |  | Active |  | 99:99:99:99:99:99 |  | Equipment | PAAR:00-PVAR | 11/02/2019 |  | COOPER AMBULATORY OFF-SITES |  |  | EXAM 5 |  | ANNE MAIER
|  | WELCH ALLYN, INC. | WELCH ALLYN, INC. 40282 |  | Not Known | 6017 MAIN ST-BARIATRIC |  |  | excluded | 01/01/1900 |  |  |  |  | NO | NO |  |  |  |  | WELCH ALLYN, INC. 10345298 Not Known |  |  | Active |  | 99:99:99:99:99:99 |  | Equipment | PAAR:00-PVAR | 11/02/2019 |  | COOPER AMBULATORY OFF-SITES |  |  | EXAM 1 |  | CHRISTINE CASTAGNA
|  | WELCH ALLYN, INC. | WELCH ALLYN, INC. 40282 |  | Not Known | 6017 MAIN ST-BARIATRIC |  |  | excluded | 01/01/1900 |  |  |  |  | NO | NO |  |  |  |  | WELCH ALLYN, INC. 10345294 Not Known |  |  | Active |  | 99:99:99:99:99:99 |  | Equipment | PAAR:00-PVAR | 11/02/2019 |  | COOPER AMBULATORY OFF-SITES |  |  | EXAM 2 |  | CHRISTINE CASTAGNA
|  | WELCH ALLYN, INC. | WELCH ALLYN, INC. 40282 |  | Not Known | 6017 MAIN ST-BARIATRIC |  |  | excluded | 01/01/1900 |  |  |  |  | NO | NO |  |  |  |  | WELCH ALLYN, INC. 10345292 Not Known |  |  | Active |  | 99:99:99:99:99:99 |  | Equipment | PAAR:00-PVAR | 11/02/2019 |  | COOPER AMBULATORY OFF-SITES |  |  | exam 3 |  | CHRISTINE CASTAGNA
|  | WELCH ALLYN, INC. | WELCH ALLYN, INC. 40282 |  | Not Known | 6017 MAIN ST-BARIATRIC |  |  | excluded | 01/01/1900 |  |  |  |  | NO | NO |  |  |  |  | WELCH ALLYN, INC. 10345284 Not Known |  |  | Active |  | 99:99:99:99:99:99 |  | Equipment | PAAR:00-PVAR | 11/02/2019 |  | COOPER AMBULATORY OFF-SITES |  |  | exam 4 |  | CHRISTINE CASTAGNA
|  | WELCH ALLYN, INC. | WELCH ALLYN, INC. 40282 |  | Not Known | 6017 MAIN ST-BARIATRIC |  |  | excluded | 01/01/1900 |  |  |  |  | NO | NO |  |  |  |  | WELCH ALLYN, INC. 10345282 Not Known |  |  | Active |  | 99:99:99:99:99:99 |  | Equipment | PAAR:00-PVAR | 11/02/2019 |  | COOPER AMBULATORY OFF-SITES |  |  | EXAM 5 |  | CHRISTINE CASTAGNA
|  | WELCH ALLYN, INC. | WELCH ALLYN, INC. 420 |  |  | CHERRY HILL SPECIALITY HUB |  |  | excluded | 04/28/2017 |  |  |  |  | NO | NO |  |  |  |  | WELCH ALLYN, INC. 10732016 200310562 |  |  | Active |  | 99:99:99:99:99:99 |  | Alarm | PAAR:00-PVAR | 10/31/2019 |  | COOPER AMBULATORY OFF-SITES |  |  |  | 0012052831 | APRIL DIXON | Preventative Maintenance | Closed | Kirk Lis | 08/21/2017 | 08/21/2017 | PERFORMANCE ASSURANCE AT INVENTORY | INVENTORIED DEVICE AND ENSURED DEVICE WAS FUNCTIONING PROPERLY. | FF3A6542-0241-4355-B38B-67C184D07037 | Labor | 04/28/2017 | 04/28/2017 | Kirk Lis
|  | WELCH ALLYN, INC. | WELCH ALLYN, INC. 420 |  |  | 3 COOPER - PAIN MANAGEMENT |  |  |  | 01/01/1900 |  |  |  |  | NO | NO |  |  |  |  | WELCH ALLYN, INC. 10366524 200313457 |  |  | Disposition |  |  |  | Alarm | PAAR:00-PVAR | 11/02/2019 |  | COOPER AMBULATORY OFF-SITES |  |  | DISPOSITION |  | SHARON CHRISTOPHER
|  | WELCH ALLYN, INC. | WELCH ALLYN, INC. 420 |  | 20310NN6 | SICKLERVILLE SURGERY CENTER |  |  | excluded | 10/31/2019 |  |  |  |  | NO | NO |  |  |  |  | WELCH ALLYN, INC. 30142999 20310NN6 |  |  | Active |  | 99:99:99:99:99:99 |  | Alarm | PAAR:00-PVAR | 10/31/2019 | 10/31/2019 | COOPER AMBULATORY OFF-SITES |  |  |  | 0011786176 | Leslie Harrop | Performance Verification | Closed | Bonnie Aichroth | 10/31/2019 | 10/31/2019 | INCOMING INVENTORY | DEVICE INVENTORIED | 62F254B6-37E7-4A4E-806C-CD367623B319 | Labor | 10/31/2019 | 10/31/2019 | Bonnie Aichroth
|  | WELCH ALLYN, INC. | WELCH ALLYN, INC. 4200B-E1 |  |  | CHERRY HILL SPECIALITY HUB |  |  | excluded | 04/28/2017 |  |  |  |  | NO | NO |  |  |  |  | WELCH ALLYN, INC. 10732019 201112289 |  |  | Active |  | 99:99:99:99:99:99 |  | Alarm | PAAR:00-PVAR | 10/31/2019 |  | COOPER AMBULATORY OFF-SITES |  |  |  | 0012052788 | APRIL DIXON | Performance Verification | Closed | Kirk Lis | 08/21/2017 | 08/21/2017 | INCOMING INVENTORY | DEVICE INVENTORIED | 82C0F251-59DD-4D62-8DCE-47998BA7008E | Labor | 08/21/2017 | 08/21/2017 | Bonnie Aichroth
|  | WELCH ALLYN, INC. | WELCH ALLYN, INC. 4200B-E1 |  |  | SICKLERVILLE SURGERY CENTER |  |  | excluded | 10/31/2019 |  |  |  |  | NO | NO |  |  |  |  | WELCH ALLYN, INC. 30143001 200705973 |  |  | Active |  | 99:99:99:99:99:99 |  | Alarm | PAAR:00-PVAR | 10/31/2019 | 10/31/2019 | COOPER AMBULATORY OFF-SITES |  |  |  | 0011786183 | Leslie Harrop | Performance Verification | Closed | Bonnie Aichroth | 10/31/2019 | 10/31/2019 | INCOMING INVENTORY | DEVICE INVENTORIED | FF1BC024-5EAA-42BA-AF92-5A864EEA4490 | Labor | 10/31/2019 | 10/31/2019 | Bonnie Aichroth
|  | WELCH ALLYN, INC. | WELCH ALLYN, INC. 4200B-E1 |  |  | SICKLERVILLE SURGERY CENTER |  |  | excluded | 10/31/2019 |  |  |  |  | NO | NO |  |  |  |  | WELCH ALLYN, INC. 301429887 200705980 |  |  | Active |  | 99:99:99:99:99:99 |  | Alarm | PAAR:00-PVAR | 10/31/2019 | 10/31/2019 | COOPER AMBULATORY OFF-SITES |  |  |  | 0011786180 | Leslie Harrop | Performance Verification | Closed | Bonnie Aichroth | 10/31/2019 | 10/31/2019 | INCOMING INVENTORY | DEVICE INVENTORIED | 46C90028-834C-49CC-9B76-70F56D70F9B5 | Labor | 10/31/2019 | 10/31/2019 | Bonnie Aichroth
|  | WELCH ALLYN, INC. | WELCH ALLYN, INC. 46003 |  | Not Known | COOPER CANCER CENTER |  |  | excluded | 11/01/2019 |  |  |  |  | NO | NO |  |  |  |  | WELCH ALLYN, INC. 30225028 Not Known |  |  | Active |  | 99:99:99:99:99:99 |  | Equipment | PAAR:00-PVAR | 11/01/2019 | 11/01/2019 | COOPER AMBULATORY OFF-SITES |  |  | Rad/Onc - C1102 Cabinet |  | COLLEEN TEGELER |  |  |  | 11/01/2019 | 11/01/2019 |  |  |  |  | 11/01/2019 | 11/01/2019
|  | WELCH ALLYN, INC. | WELCH ALLYN, INC. 48400 |  | NOT KNOWN | EMERGENCY ROOM |  |  | excluded | 10/31/2019 |  |  |  |  | NO | NO |  |  |  |  | WELCH ALLYN, INC. 11222100 NOT KNOWN |  |  | Active |  | 99:99:99:99:99:99 |  | Equipment | PAAR:00-PVAR | 10/31/2019 | 10/31/2019 | COOPER UNIVERSITY HOSPITAL |  |  | Performance Verification | WOT00000001041305 | KAREN GRUBER | Performance Verification | Closed | Richard Jolly | 10/31/2019 | 10/31/2019 | Performance Verification for WELCH ALLYN, INC. 11222100 NOT KNOWN | Initial Install of Performance Verification. Device is ready for patient use. |  |  | 10/31/2019 | 10/31/2019
|  | WELCH ALLYN, INC. | WELCH ALLYN, INC. 49000 |  |  | 6200 MAIN ST-SURGERY |  |  |  | 10/16/2019 |  |  |  |  | NO | NO |  |  |  |  | WELCH ALLYN, INC. 26708 10270099 |  |  | Disposition |  |  |  | Equipment | PAAR:00-PVAR | 10/16/2019 | 10/16/2019 | COOPER AMBULATORY OFF-SITES |  |  | 6200 MAIN STREET |  | BOBBIE MICKLE |  |  |  | 10/16/2019 | 10/16/2019 |  |  |  |  | 10/16/2019 | 10/16/2019
|  | WELCH ALLYN, INC. | WELCH ALLYN, INC. 509 SERIES |  | Not Known | 3 COOPER-PEDIATRICS |  |  | excluded | 08/20/2015 |  |  |  |  | NO | NO |  |  |  |  | WELCH ALLYN, INC. 10349237 Not Known |  |  | Active |  | 99:99:99:99:99:99 |  | Equipment | PAAR:00-PVAR | 10/31/2019 |  | COOPER AMBULATORY OFF-SITES |  |  | Suite 200 - Moves |  | MAUREEN OBRIEN
|  | WELCH ALLYN, INC. | WELCH ALLYN, INC. 52000 SERIES |  |  | WILLINGBORO HEMATOLOGY/ONCOLOGY |  |  | excluded | 12/01/2017 |  |  |  |  | NO | NO |  |  |  |  | WELCH ALLYN, INC. 10732204 200303933 |  |  | Active |  | 99:99:99:99:99:99 |  | Alarm | PAAR:00-PVAR | 10/31/2019 |  | COOPER AMBULATORY OFF-SITES |  |  |  | 0012651322 | ANN DENTON | Preventative Maintenance | Closed | Josh Harris | 01/12/2018 | 01/12/2018 | PERFORMANCE ASSURANCE AT INVENTORY | INVENTORIED DEVICE AND ENSURED DEVICE WAS FUNCTIONING PROPERLY. | BA321D47-46C9-46B4-B4ED-B8E961350BAB | Labor | 12/01/2017 | 12/01/2017 | Kirk Lis
|  | WELCH ALLYN, INC. | WELCH ALLYN, INC. 52000 SERIES |  |  | DO NOT USE SALEM-CARDIOVASCULAR |  |  |  | 01/01/1900 |  |  |  |  | NO | NO |  |  |  |  | WELCH ALLYN, INC. 07800 9803213 |  |  | Disposition |  |  |  | Alarm | PAAR:00-PVAR | 11/02/2019 |  | COOPER AMBULATORY OFF-SITES |  |  | SALEM CARDIOLOGY |  | SUSAN WHITZELL
|  | WELCH ALLYN, INC. | WELCH ALLYN, INC. 600 |  |  | 3 COOPER - SURGERY DEPARTMENT |  |  |  | 10/16/2019 |  |  |  |  | NO | NO |  |  |  |  | WELCH ALLYN, INC. 30126114 13441258 |  |  | Disposition |  | 99:99:99:99:99:99 |  | Equipment | PAAR:00-PVAR | 10/16/2019 | 10/16/2019 | COOPER AMBULATORY OFF-SITES |  |  | Disposition |  | ANNE MAIER |  |  |  | 10/16/2019 | 10/16/2019 |  |  |  |  | 10/16/2019 | 10/16/2019
|  | WELCH ALLYN, INC. | WELCH ALLYN, INC. 600 |  |  | VOORHEES SURGERY CENTER-HEM/ONC |  |  | excluded | 10/31/2019 |  |  |  |  | NO | NO |  |  |  |  | WELCH ALLYN, INC. 30126040 15300352 |  |  | Active |  | 99:99:99:99:99:99 |  | Equipment | PAAR:00-PVAR | 10/31/2019 | 10/31/2019 | COOPER AMBULATORY OFF-SITES |  |  | SUITE F - EXAM ROOM 1 |  | MEGAN MCCAFFERTY |  |  |  | 10/31/2019 | 10/31/2019 |  |  |  |  | 10/31/2019 | 10/31/2019
|  | WELCH ALLYN, INC. | WELCH ALLYN, INC. 600 |  |  | VOORHEES SURGERY CENTER-HEM/ONC |  |  | excluded | 10/31/2019 |  |  |  |  | NO | NO |  |  |  |  | WELCH ALLYN, INC. 30126039 15300325 |  |  | Active |  | 99:99:99:99:99:99 |  | Equipment | PAAR:00-PVAR | 10/31/2019 | 10/31/2019 | COOPER AMBULATORY OFF-SITES |  |  | SUITE F - EXAM ROOM 5 |  | MEGAN MCCAFFERTY |  |  |  | 10/31/2019 | 10/31/2019 |  |  |  |  | 10/31/2019 | 10/31/2019
|  | WELCH ALLYN, INC. | WELCH ALLYN, INC. 600 |  |  | VOORHEES SURGERY CENTER-HEM/ONC |  |  | excluded | 10/31/2019 |  |  |  |  | NO | NO |  |  |  |  | WELCH ALLYN, INC. 30126038 15320223 |  |  | Active |  | 99:99:99:99:99:99 |  | Equipment | PAAR:00-PVAR | 10/31/2019 | 10/31/2019 | COOPER AMBULATORY OFF-SITES |  |  | SUITE F - EXAM ROOM 2 |  | MEGAN MCCAFFERTY |  |  |  | 10/31/2019 | 10/31/2019 |  |  |  |  | 10/31/2019 | 10/31/2019
|  | WELCH ALLYN, INC. | WELCH ALLYN, INC. 600 |  |  | VOORHEES SURGERY CENTER-HEM/ONC |  |  | excluded | 10/31/2019 |  |  |  |  | NO | NO |  |  |  |  | WELCH ALLYN, INC. 30126037 15310173 |  |  | Active |  | 99:99:99:99:99:99 |  | Equipment | PAAR:00-PVAR | 10/31/2019 | 10/31/2019 | COOPER AMBULATORY OFF-SITES |  |  | SUITE F - EXAM ROOM 3 |  | MEGAN MCCAFFERTY |  |  |  | 10/31/2019 | 10/31/2019 |  |  |  |  | 10/31/2019 | 10/31/2019
|  | WELCH ALLYN, INC. | WELCH ALLYN, INC. 600 |  |  | VOORHEES SURGERY CENTER-HEM/ONC |  |  | excluded | 10/31/2019 |  |  |  |  | NO | NO |  |  |  |  | WELCH ALLYN, INC. 30126036 15310172 |  |  | Active |  | 99:99:99:99:99:99 |  | Equipment | PAAR:00-PVAR | 10/31/2019 | 10/31/2019 | COOPER AMBULATORY OFF-SITES |  |  | SUITE F - EXAM ROOM 4 |  | MEGAN MCCAFFERTY |  |  |  | 10/31/2019 | 10/31/2019 |  |  |  |  | 10/31/2019 | 10/31/2019
|  | WELCH ALLYN, INC. | WELCH ALLYN, INC. 600 |  |  | VOORHEES SURGERY CENTER-HEM/ONC |  |  | excluded | 10/31/2019 |  |  |  |  | NO | NO |  |  |  |  | WELCH ALLYN, INC. 30126035 15310176 |  |  | Active |  | 99:99:99:99:99:99 |  | Equipment | PAAR:00-PVAR | 10/31/2019 | 10/31/2019 | COOPER AMBULATORY OFF-SITES |  |  | SUITE F - EXAM ROOM 6 |  | MEGAN MCCAFFERTY |  |  |  | 10/31/2019 | 10/31/2019 |  |  |  |  | 10/31/2019 | 10/31/2019
|  | WELCH ALLYN, INC. | WELCH ALLYN, INC. 600 |  | Not Known | COOPER BONE & JOINT- GLASSBORO |  |  | excluded | 11/12/2015 |  |  |  |  | NO | NO |  |  |  |  | WELCH ALLYN, INC. 10480205 Not Known |  |  | Active |  | 99:99:99:99:99:99 |  | Equipment | PAAR:00-PVAR | 10/31/2019 |  | COOPER AMBULATORY OFF-SITES |  |  | B129 |  | COURTNEY BUDD
|  | WELCH ALLYN, INC. | WELCH ALLYN, INC. 600 |  | Not Known | COOPER BONE & JOINT- GLASSBORO |  |  | excluded | 11/12/2015 |  |  |  |  | NO | NO |  |  |  |  | WELCH ALLYN, INC. 10480203 Not Known |  |  | Active |  | 99:99:99:99:99:99 |  | Equipment | PAAR:00-PVAR | 10/31/2019 |  | COOPER AMBULATORY OFF-SITES |  |  | B130 |  | COURTNEY BUDD
|  | WELCH ALLYN, INC. | WELCH ALLYN, INC. 600 |  | Not Known | COOPER BONE & JOINT- GLASSBORO |  |  | excluded | 11/12/2015 |  |  |  |  | NO | NO |  |  |  |  | WELCH ALLYN, INC. 10480201 Not Known |  |  | Active |  | 99:99:99:99:99:99 |  | Equipment | PAAR:00-PVAR | 10/31/2019 |  | COOPER AMBULATORY OFF-SITES |  |  | B131 |  | COURTNEY BUDD
|  | WELCH ALLYN, INC. | WELCH ALLYN, INC. 600 |  | Not Known | COOPER BONE & JOINT- GLASSBORO |  |  | excluded | 11/12/2015 |  |  |  |  | NO | NO |  |  |  |  | WELCH ALLYN, INC. 10480199 Not Known |  |  | Active |  | 99:99:99:99:99:99 |  | Equipment | PAAR:00-PVAR | 10/31/2019 |  | COOPER AMBULATORY OFF-SITES |  |  | B122 |  | COURTNEY BUDD
|  | WELCH ALLYN, INC. | WELCH ALLYN, INC. 600 |  | Not Known | COOPER BONE & JOINT- GLASSBORO |  |  | excluded | 11/12/2015 |  |  |  |  | NO | NO |  |  |  |  | WELCH ALLYN, INC. 10480197 Not Known |  |  | Active |  | 99:99:99:99:99:99 |  | Equipment | PAAR:00-PVAR | 10/31/2019 |  | COOPER AMBULATORY OFF-SITES |  |  | B120 |  | COURTNEY BUDD
|  | WELCH ALLYN, INC. | WELCH ALLYN, INC. 600 |  | Not Known | COOPER BONE & JOINT- GLASSBORO |  |  | excluded | 11/12/2015 |  |  |  |  | NO | NO |  |  |  |  | WELCH ALLYN, INC. 10480195 Not Known |  |  | Active |  | 99:99:99:99:99:99 |  | Equipment | PAAR:00-PVAR | 10/31/2019 |  | COOPER AMBULATORY OFF-SITES |  |  | B118 |  | COURTNEY BUDD
|  | WELCH ALLYN, INC. | WELCH ALLYN, INC. 600 |  | Not Known | COOPER BONE & JOINT- GLASSBORO |  |  | excluded | 11/12/2015 |  |  |  |  | NO | NO |  |  |  |  | WELCH ALLYN, INC. 10480186 Not Known |  |  | Active |  | 99:99:99:99:99:99 |  | Equipment | PAAR:00-PVAR | 10/31/2019 |  | COOPER AMBULATORY OFF-SITES |  |  | b113 |  | COURTNEY BUDD
|  | WELCH ALLYN, INC. | WELCH ALLYN, INC. 600 |  | Not Known | COOPER BONE & JOINT- GLASSBORO |  |  | excluded | 11/12/2015 |  |  |  |  | NO | NO |  |  |  |  | WELCH ALLYN, INC. 10480189 Not Known |  |  | Active |  | 99:99:99:99:99:99 |  | Equipment | PAAR:00-PVAR | 10/31/2019 |  | COOPER AMBULATORY OFF-SITES |  |  | B115 |  | COURTNEY BUDD
|  | WELCH ALLYN, INC. | WELCH ALLYN, INC. 600 |  | Not Known | COOPER BONE & JOINT- GLASSBORO |  |  | excluded | 11/12/2015 |  |  |  |  | NO | NO |  |  |  |  | WELCH ALLYN, INC. 10480191 Not Known |  |  | Active |  | 99:99:99:99:99:99 |  | Equipment | PAAR:00-PVAR | 10/31/2019 |  | COOPER AMBULATORY OFF-SITES |  |  | B116 |  | COURTNEY BUDD
|  | WELCH ALLYN, INC. | WELCH ALLYN, INC. 600 |  | Not Known | COOPER BONE & JOINT- GLASSBORO |  |  | excluded | 11/12/2015 |  |  |  |  | NO | NO |  |  |  |  | WELCH ALLYN, INC. 10480193 Not Known |  |  | Active |  | 99:99:99:99:99:99 |  | Equipment | PAAR:00-PVAR | 10/31/2019 |  | COOPER AMBULATORY OFF-SITES |  |  | B117 |  | COURTNEY BUDD
|  | WELCH ALLYN, INC. | WELCH ALLYN, INC. 600 |  |  | BUNKER HILL-OB/GYN |  |  | excluded | 11/12/2015 |  |  |  |  | NO | NO |  |  |  |  | WELCH ALLYN, INC. 10480133 15292990 |  |  | Active |  | 99:99:99:99:99:99 |  | Equipment | PAAR:00-PVAR | 10/31/2019 |  | COOPER AMBULATORY OFF-SITES |  |  | OB 8 |  | LISA POTTS
|  | WELCH ALLYN, INC. | WELCH ALLYN, INC. 600 |  |  | BUNKER HILL-OB/GYN |  |  |  | 11/12/2015 |  |  |  |  | NO | NO |  |  |  |  | WELCH ALLYN, INC. 10480135 15281336 |  |  | Disposition |  |  |  | Equipment | PAAR:00-PVAR | 10/16/2019 |  | COOPER AMBULATORY OFF-SITES |  |  | DISPOSITION |  | LISA POTTS
|  | WELCH ALLYN, INC. | WELCH ALLYN, INC. 600 |  |  | COOPER PHYSICIANS-AUDUBON |  |  | excluded | 10/31/2019 |  |  |  |  | NO | NO |  |  |  |  | WELCH ALLYN, INC. 30149683 00431992 |  |  | Active |  | 99:99:99:99:99:99 |  | Equipment | PAAR:00-PVAR | 10/31/2019 | 10/31/2019 | COOPER AMBULATORY OFF-SITES |  |  | Examining Room - Right |  | MICHELLE JOHNSON |  |  |  | 10/31/2019 | 10/31/2019 |  |  |  |  | 10/31/2019 | 10/31/2019
|  | WELCH ALLYN, INC. | WELCH ALLYN, INC. 600 |  |  | COOPER PHYSICIANS-AUDUBON |  |  | excluded | 10/31/2019 |  |  |  |  | NO | NO |  |  |  |  | WELCH ALLYN, INC. 30149676 14380042 |  |  | Active |  | 99:99:99:99:99:99 |  | Equipment | PAAR:00-PVAR | 10/31/2019 | 10/31/2019 | COOPER AMBULATORY OFF-SITES |  |  | 1st Room |  | MICHELLE JOHNSON |  |  |  | 10/31/2019 | 10/31/2019 |  |  |  |  | 10/31/2019 | 10/31/2019
|  | WELCH ALLYN, INC. | WELCH ALLYN, INC. 600 |  |  | KINGS HIGHWAY-MEDICINE |  |  | excluded | 10/31/2019 |  |  |  |  | NO | NO |  |  |  |  | WELCH ALLYN, INC. 30149601 15292278 |  |  | Active |  | 99:99:99:99:99:99 |  | Equipment | PAAR:00-PVAR | 10/31/2019 | 10/31/2019 | COOPER AMBULATORY OFF-SITES |  |  | 1103 KINGS HWY. |  | CHRISTINE MULLER |  |  |  | 10/31/2019 | 10/31/2019 |  |  |  |  | 10/31/2019 | 10/31/2019
|  | WELCH ALLYN, INC. | WELCH ALLYN, INC. 711 |  | Not Known | EMERGENCY ROOM |  |  |  | 11/02/2019 |  |  |  |  | NO | NO |  |  |  |  | WELCH ALLYN, INC. 30149540 Not Known |  |  | Disposition |  |  |  | Equipment | PAAR:00-PVAR | 11/02/2019 | 11/02/2019 | COOPER UNIVERSITY HOSPITAL |  |  | Pediatrics ED - Nurse Station |  | KAREN GRUBER |  |  |  | 11/02/2019 | 11/02/2019 |  |  |  |  | 11/02/2019 | 11/02/2019
|  | WELCH ALLYN, INC. | WELCH ALLYN, INC. 7110 |  | Not Known | LINCOLN DRIVE-FAMILY MEDICINE |  |  | excluded | 01/01/1900 |  |  |  |  | NO | NO |  |  |  |  | WELCH ALLYN, INC. 10346085 Not Known |  |  | Active |  | 99:99:99:99:99:99 |  | Equipment | PAAR:00-PVAR | 11/02/2019 |  | COOPER AMBULATORY OFF-SITES |  |  | EXAM 2 |  | SCOTT GROFF
|  | WELCH ALLYN, INC. | WELCH ALLYN, INC. 71110 DESK CHARGER |  | Not Known | CHERRY HILL PHYSICAL THERAPY |  |  | excluded | 01/01/1900 |  |  |  |  | NO | NO |  |  |  |  | WELCH ALLYN, INC. 10366090 Not Known |  |  | Active |  | 99:99:99:99:99:99 |  | Non-medical | PAAR:00-PVAR | 11/02/2019 |  | COOPER AMBULATORY OFF-SITES |  |  | EXAM 2 |  | COURTNEY BUDD
|  | WELCH ALLYN, INC. | WELCH ALLYN, INC. 71110 DESK CHARGER |  | Not Known | 1050 KINGS HIGHWAY-MEDICINE |  |  | excluded | 01/01/1900 |  |  |  |  | NO | NO |  |  |  |  | WELCH ALLYN, INC. 10366063 Not Known |  |  | Active |  | 99:99:99:99:99:99 |  | Non-medical | PAAR:00-PVAR | 11/02/2019 |  | COOPER AMBULATORY OFF-SITES |  |  | Exam 7 |  | Leah Willis
|  | WELCH ALLYN, INC. | WELCH ALLYN, INC. 71110 DESK CHARGER |  | Not Known | 1050 KINGS HIGHWAY-MEDICINE |  |  | excluded | 01/01/1900 |  |  |  |  | NO | NO |  |  |  |  | WELCH ALLYN, INC. 10366046 Not Known |  |  | Active |  | 99:99:99:99:99:99 |  | Non-medical | PAAR:00-PVAR | 11/02/2019 |  | COOPER AMBULATORY OFF-SITES |  |  | EXAM 5 | 0012742544 | Leah Willis | Repair | Closed | Bonnie Aichroth | 01/31/2018 | 01/31/2018 | BATTERY CHARGER - RETIRE - TMX | 1/31/2018 11:13:32 AM BGAICHROTH UNIT TRASHED BY DEPARTMENT 1/31/2018 11:13:34 AM BGAICHROTH This device has been removed from an active status with the RSQ Database, and physically removed from the facility. Device retired on 1/31/2018; Authorized By: DONNA O'NEIL; Nature of Retirement: NO LONGER NEEDED; Days In Service: 972 | F199F99C-2FA4-48C8-8EC4-35D49C4D21DC | Labor | 01/31/2018 | 01/31/2018 | Bonnie Aichroth
|  | WELCH ALLYN, INC. | WELCH ALLYN, INC. 71110 DESK CHARGER |  | Not Known | 1050 KINGS HIGHWAY-MEDICINE |  |  | excluded | 01/01/1900 |  |  |  |  | NO | NO |  |  |  |  | WELCH ALLYN, INC. 10366043 Not Known |  |  | Active |  | 99:99:99:99:99:99 |  | Non-medical | PAAR:00-PVAR | 11/02/2019 |  | COOPER AMBULATORY OFF-SITES |  |  | EXAM 6 | 0011333621 | Leah Willis | Repair | Closed | Kirk Lis | 03/10/2017 | 03/15/2017 | OTOSCOPE/OPHTALMOSCOPE - NOT WORKING, SEE NOTE - FAM MED CHERRY HILL EXAM 6 | 3/15/2017 10:28:40 AM KALIS (KALIS 3/10/2017 12:00 AM) TESTED UNIT AND COULD NOT DUPLICATE ISSUE | 17FEA3E1-A6B4-4221-8DAF-B3F02F27EB9C | Labor | 03/10/2017 | 03/10/2017 | Kirk Lis
|  | WELCH ALLYN, INC. | WELCH ALLYN, INC. 71110 DESK CHARGER |  | Not Known | 1050 KINGS HIGHWAY-MEDICINE |  |  | excluded | 01/01/1900 |  |  |  |  | NO | NO |  |  |  |  | WELCH ALLYN, INC. 10366039 Not Known |  |  | Active |  | 99:99:99:99:99:99 |  | Non-medical | PAAR:00-PVAR | 11/02/2019 |  | COOPER AMBULATORY OFF-SITES |  |  | exam 4 |  | Leah Willis
|  | WELCH ALLYN, INC. | WELCH ALLYN, INC. 71110 DESK CHARGER |  | Not Known | 1050 KINGS HIGHWAY-MEDICINE |  |  | excluded | 01/01/1900 |  |  |  |  | NO | NO |  |  |  |  | WELCH ALLYN, INC. 10366037 Not Known |  |  | Active |  | 99:99:99:99:99:99 |  | Non-medical | PAAR:00-PVAR | 11/02/2019 |  | COOPER AMBULATORY OFF-SITES |  |  | EXAM 2 | 0012742646 | Leah Willis | Repair | Closed | Bonnie Aichroth | 01/31/2018 | 01/31/2018 | BATTERY CHARGER - RETIRE - TMX | 1/31/2018 11:12:38 AM BGAICHROTH UNIT TRASHED BY DEPPARTMENT 1/31/2018 11:12:40 AM BGAICHROTH This device has been removed from an active status with the RSQ Database, and physically removed from the facility. Device retired on 1/31/2018; Authorized By: DONNA O'NEIL; Nature of Retirement: NO LONGER NEEDED; Days In Service: 972 | 9311B2B0-7BBA-460E-ACEF-5CB759C0B6B8 | Labor | 01/31/2018 | 01/31/2018 | Bonnie Aichroth
|  | WELCH ALLYN, INC. | WELCH ALLYN, INC. 71110 DESK CHARGER |  | Not Known | NEUROSURGERY VOORHEES |  |  | excluded | 01/01/1900 |  |  |  |  | NO | NO |  |  |  |  | WELCH ALLYN, INC. 10365823 Not Known |  |  | Active |  | 99:99:99:99:99:99 |  | Non-medical | PAAR:00-PVAR | 11/02/2019 |  | COOPER AMBULATORY OFF-SITES |  |  | EXAM 2 |  | MARITZA NIEVES
|  | WELCH ALLYN, INC. | WELCH ALLYN, INC. 71110 DESK CHARGER |  | Not Known | HADDON HEIGHTS-FAMILY MEDICINE |  |  | excluded | 01/01/1900 |  |  |  |  | NO | NO |  |  |  |  | WELCH ALLYN, INC. 10365802 Not Known |  |  | Active |  | 99:99:99:99:99:99 |  | Non-medical | PAAR:00-PVAR | 11/02/2019 |  | COOPER AMBULATORY OFF-SITES |  |  | EXAM 2 |  | KELLIE STOUT
|  | WELCH ALLYN, INC. | WELCH ALLYN, INC. 71110 DESK CHARGER |  | NSNCOOPERAMB0001 | 3 COOPER-WOMENS CARE CENTER |  |  |  | 01/01/1900 |  |  |  |  | NO | NO |  |  |  |  | WELCH ALLYN, INC. 10365297 NSNCOOPERAMB0001 |  |  | Disposition |  |  |  | Non-medical | PAAR:00-PVAR | 11/02/2019 |  | COOPER AMBULATORY OFF-SITES |  |  | OUTSIDE BIOMED SHOP |  | BONNIE MANNINO
|  | WELCH ALLYN, INC. | WELCH ALLYN, INC. 71110 DESK CHARGER |  | Not Known | 1050 KINGS HIGHWAY-MEDICINE |  |  | excluded | 01/01/1900 |  |  |  |  | NO | NO |  |  |  |  | WELCH ALLYN, INC. 10365049 Not Known |  |  | Active |  | 99:99:99:99:99:99 |  | Non-medical | PAAR:00-PVAR | 11/02/2019 |  | COOPER AMBULATORY OFF-SITES |  |  | EXAM 1 |  | Leah Willis
|  | WELCH ALLYN, INC. | WELCH ALLYN, INC. 71110 DESK CHARGER |  | NOT KNOWN | 3 COOPER-CARDIAC DIAGNOSTIC CENTER |  |  | excluded | 01/01/1900 |  |  |  |  | NO | NO |  |  |  |  | WELCH ALLYN, INC. 10346856 NOT KNOWN |  |  | Active |  | 99:99:99:99:99:99 |  | Non-medical | PAAR:00-PVAR | 10/31/2019 |  | COOPER AMBULATORY OFF-SITES |  |  | SUITE 311 - EXAM A |  | CARLA TRUELL
|  | WELCH ALLYN, INC. | WELCH ALLYN, INC. 71110 DESK CHARGER |  | Not Known | LINCOLN DRIVE-FAMILY MEDICINE |  |  | excluded | 08/15/1997 |  |  |  |  | NO | NO |  |  |  |  | WELCH ALLYN, INC. 10346752 Not Known |  |  | Active |  | 99:99:99:99:99:99 |  | Non-medical | PAAR:00-PVAR | 11/02/2019 |  | COOPER AMBULATORY OFF-SITES |  |  | exam 4 |  | SCOTT GROFF
|  | WELCH ALLYN, INC. | WELCH ALLYN, INC. 71110 DESK CHARGER |  | Not Known | LINCOLN DRIVE-FAMILY MEDICINE |  |  | excluded | 09/05/1997 |  |  |  |  | NO | NO |  |  |  |  | WELCH ALLYN, INC. 10346741 Not Known |  |  | Active |  | 99:99:99:99:99:99 |  | Non-medical | PAAR:00-PVAR | 11/02/2019 |  | COOPER AMBULATORY OFF-SITES |  |  | exam 3 |  | SCOTT GROFF
|  | WELCH ALLYN, INC. | WELCH ALLYN, INC. 71110 DESK CHARGER |  | Not Known | VOORHEES SURGERY CENTER-OPERATING ROOM |  |  | excluded | 01/01/1900 |  |  |  |  | NO | NO |  |  |  |  | WELCH ALLYN, INC. 10346724 Not Known |  |  | Active |  | 99:99:99:99:99:99 |  | Non-medical | PAAR:00-PVAR | 11/01/2019 |  | COOPER AMBULATORY OFF-SITES |  |  | PACU Nurses Station |  | JENNIFER BOMBARO
|  | WELCH ALLYN, INC. | WELCH ALLYN, INC. 71110 DESK CHARGER |  | Not Known | LINCOLN DRIVE-FAMILY MEDICINE |  |  | excluded | 01/01/1900 |  |  |  |  | NO | NO |  |  |  |  | WELCH ALLYN, INC. 10346088 Not Known |  |  | Active |  | 99:99:99:99:99:99 |  | Non-medical | PAAR:00-PVAR | 11/02/2019 |  | COOPER AMBULATORY OFF-SITES |  |  | EXAM 5 |  | SCOTT GROFF
|  | WELCH ALLYN, INC. | WELCH ALLYN, INC. 71110 DESK CHARGER |  | Not Known | PENNSVILLE-MEDICINE |  |  | excluded | 09/14/1991 |  |  |  |  | NO | NO |  |  |  |  | WELCH ALLYN, INC. 10345960 Not Known |  |  | Active |  | 99:99:99:99:99:99 |  | Non-medical | PAAR:00-PVAR | 11/01/2019 |  | COOPER AMBULATORY OFF-SITES |  |  | PED-3 |  | Heather Rhodes
|  | WELCH ALLYN, INC. | WELCH ALLYN, INC. 71110 DESK CHARGER |  | Not Known | PENNSVILLE-MEDICINE |  |  | excluded | 01/01/1900 |  |  |  |  | NO | NO |  |  |  |  | WELCH ALLYN, INC. 10345956 Not Known |  |  | Active |  | 99:99:99:99:99:99 |  | Non-medical | PAAR:00-PVAR | 11/02/2019 |  | COOPER AMBULATORY OFF-SITES |  |  | EXAM 5 |  | Heather Rhodes
|  | WELCH ALLYN, INC. | WELCH ALLYN, INC. 71110 DESK CHARGER |  | Not Known | PENNSVILLE-MEDICINE |  |  | excluded | 05/18/1992 |  |  |  |  | NO | NO |  |  |  |  | WELCH ALLYN, INC. 10345957 Not Known |  |  | Active |  | 99:99:99:99:99:99 |  | Non-medical | PAAR:00-PVAR | 11/02/2019 |  | COOPER AMBULATORY OFF-SITES |  |  | Procto Room |  | Heather Rhodes
|  | WELCH ALLYN, INC. | WELCH ALLYN, INC. 71110 DESK CHARGER |  | Not Known | PENNSVILLE-MEDICINE |  |  | excluded | 01/01/1900 |  |  |  |  | NO | NO |  |  |  |  | WELCH ALLYN, INC. 10345955 Not Known |  |  | Active |  | 99:99:99:99:99:99 |  | Non-medical | PAAR:00-PVAR | 11/02/2019 |  | COOPER AMBULATORY OFF-SITES |  |  | EXAM 13 |  | Heather Rhodes
|  | WELCH ALLYN, INC. | WELCH ALLYN, INC. 71110 DESK CHARGER |  | Not Known | PENNSVILLE-MEDICINE |  |  | excluded | 01/01/1900 |  |  |  |  | NO | NO |  |  |  |  | WELCH ALLYN, INC. 10345950 Not Known |  |  | Active |  | 99:99:99:99:99:99 |  | Non-medical | PAAR:00-PVAR | 11/01/2019 |  | COOPER AMBULATORY OFF-SITES |  |  | EXAM 2 |  | Heather Rhodes
|  | WELCH ALLYN, INC. | WELCH ALLYN, INC. 71110 DESK CHARGER |  | Not Known | PENNSVILLE-MEDICINE |  |  |  | 01/01/1900 |  |  |  |  | NO | NO |  |  |  |  | WELCH ALLYN, INC. 10345947 Not Known |  |  | Disposition |  |  |  | Non-medical | PAAR:00-PVAR | 11/02/2019 |  | COOPER AMBULATORY OFF-SITES |  |  | DISPOSITION |  | Heather Rhodes
|  | WELCH ALLYN, INC. | WELCH ALLYN, INC. 71110 DESK CHARGER |  | Not Known | PENNSVILLE-MEDICINE |  |  | excluded | 01/01/1900 |  |  |  |  | NO | NO |  |  |  |  | WELCH ALLYN, INC. 10345945 Not Known |  |  | Active |  | 99:99:99:99:99:99 |  | Non-medical | PAAR:00-PVAR | 11/02/2019 |  | COOPER AMBULATORY OFF-SITES |  |  | PED-2 |  | Heather Rhodes
|  | WELCH ALLYN, INC. | WELCH ALLYN, INC. 71110 DESK CHARGER |  | Not Known | PENNSVILLE-MEDICINE |  |  | excluded | 05/15/1992 |  |  |  |  | NO | NO |  |  |  |  | WELCH ALLYN, INC. 10345942 Not Known |  |  | Active |  | 99:99:99:99:99:99 |  | Non-medical | PAAR:00-PVAR | 11/02/2019 |  | COOPER AMBULATORY OFF-SITES |  |  | EXAM 11 |  | Heather Rhodes
|  | WELCH ALLYN, INC. | WELCH ALLYN, INC. 71110 DESK CHARGER |  |  | PENNSVILLE-MEDICINE |  |  | excluded | 11/01/1990 |  |  |  |  | NO | NO |  |  |  |  | WELCH ALLYN, INC. 10345939 10345939 |  |  | Active |  | 99:99:99:99:99:99 |  | Non-medical | PAAR:00-PVAR | 11/02/2019 |  | COOPER AMBULATORY OFF-SITES |  |  | EXAM 6 |  | Heather Rhodes
|  | WELCH ALLYN, INC. | WELCH ALLYN, INC. 71110 DESK CHARGER |  | Not Known | PENNSVILLE-MEDICINE |  |  | excluded | 01/01/1900 |  |  |  |  | NO | NO |  |  |  |  | WELCH ALLYN, INC. 10345934 Not Known |  |  | Active |  | 99:99:99:99:99:99 |  | Non-medical | PAAR:00-PVAR | 11/02/2019 |  | COOPER AMBULATORY OFF-SITES |  |  | EXAM 14 |  | Heather Rhodes
|  | WELCH ALLYN, INC. | WELCH ALLYN, INC. 71110 DESK CHARGER |  | Not Known | PENNSVILLE-MEDICINE |  |  | excluded | 01/01/1900 |  |  |  |  | NO | NO |  |  |  |  | WELCH ALLYN, INC. 10345933 Not Known |  |  | Active |  | 99:99:99:99:99:99 |  | Non-medical | PAAR:00-PVAR | 11/02/2019 |  | COOPER AMBULATORY OFF-SITES |  |  | Exam 7 |  | Heather Rhodes
|  | WELCH ALLYN, INC. | WELCH ALLYN, INC. 71110 DESK CHARGER |  | Not Known | PENNSVILLE-MEDICINE |  |  | excluded | 01/01/1900 |  |  |  |  | NO | NO |  |  |  |  | WELCH ALLYN, INC. 10345929 Not Known |  |  | Active |  | 99:99:99:99:99:99 |  | Non-medical | PAAR:00-PVAR | 11/02/2019 |  | COOPER AMBULATORY OFF-SITES |  |  | EXAM 15 |  | Heather Rhodes
|  | WELCH ALLYN, INC. | WELCH ALLYN, INC. 71110 DESK CHARGER |  | Not Known | PENNSVILLE-MEDICINE |  |  | excluded | 01/01/1900 |  |  |  |  | NO | NO |  |  |  |  | WELCH ALLYN, INC. 10345928 Not Known |  |  | Active |  | 99:99:99:99:99:99 |  | Non-medical | PAAR:00-PVAR | 11/01/2019 |  | COOPER AMBULATORY OFF-SITES |  |  | EXAM 9 |  | Heather Rhodes
|  | WELCH ALLYN, INC. | WELCH ALLYN, INC. 71110 DESK CHARGER |  | Not Known | PENNSVILLE-MEDICINE |  |  | excluded | 01/01/1900 |  |  |  |  | NO | NO |  |  |  |  | WELCH ALLYN, INC. 10345925 Not Known |  |  | Active |  | 99:99:99:99:99:99 |  | Non-medical | PAAR:00-PVAR | 11/02/2019 |  | COOPER AMBULATORY OFF-SITES |  |  | EXAM 10 |  | Heather Rhodes
|  | WELCH ALLYN, INC. | WELCH ALLYN, INC. 71110 DESK CHARGER |  | Not Known | PENNSVILLE-MEDICINE |  |  | excluded | 01/01/1900 |  |  |  |  | NO | NO |  |  |  |  | WELCH ALLYN, INC. 10345926 Not Known |  |  | Active |  | 99:99:99:99:99:99 |  | Non-medical | PAAR:00-PVAR | 11/02/2019 |  | COOPER AMBULATORY OFF-SITES |  |  | Exam 16 |  | Heather Rhodes
|  | WELCH ALLYN, INC. | WELCH ALLYN, INC. 71110 DESK CHARGER |  | Not Known | MT. LAUREL-FAMILY MEDICINE |  |  | excluded | 11/14/1998 |  |  |  |  | NO | NO |  |  |  |  | WELCH ALLYN, INC. 10345875 Not Known |  |  | Active |  | 99:99:99:99:99:99 |  | Non-medical | PAAR:00-PVAR | 11/02/2019 |  | COOPER AMBULATORY OFF-SITES |  |  | EXAM 2 |  | SUE MAKO
|  | WELCH ALLYN, INC. | WELCH ALLYN, INC. 71123 CHARGING STAND |  | Not Known | FAMILY MEDICAL SEWELL |  |  | excluded | 11/14/2011 |  |  |  |  | NO | NO |  |  |  |  | WELCH ALLYN, INC. 10366794 Not Known |  |  | Active |  | 99:99:99:99:99:99 |  | Equipment | PAAR:00-PVAR | 11/02/2019 |  | COOPER AMBULATORY OFF-SITES |  |  | TRIAGE ROOM |  | MARIANNE SHIEPAN
|  | WELCH ALLYN, INC. | WELCH ALLYN, INC. 71123 CHARGING STAND |  | Not Known | MOORESTOWN-FAMILY MEDICINE |  |  | excluded | 01/01/1900 |  |  |  |  | NO | NO |  |  |  |  | WELCH ALLYN, INC. 10366208 Not Known |  |  | Active |  | 99:99:99:99:99:99 |  | Equipment | PAAR:00-PVAR | 11/02/2019 |  | COOPER AMBULATORY OFF-SITES |  |  | EXAM 5 | 0012516431 | LYNNE DEJOSEPH | Repair | Closed | Kirk Lis | 12/19/2017 | 12/21/2017 | BATTERY CHARGER - NO POWER GOING AT ALL - EXAM RM 5 | 12/21/2017 8:42:21 AM KALIS (KALIS 12/20/2017 12:00 AM) TRAVEL TIME (KALIS 12/20/2017 12:00 AM) BASE WAS IMPROPERLY SEATED. RESEATED DEVICE AND OBSERVED CORRECT CHARGING. CONFERRED WITH MANAGER AND STAFF ON FINDINGS (KALIS 12/21/2017 12:00 AM) DOCUMENTATION | 0D3FF29F-4E1F-43E0-8CF9-94CC33B164B6 | Labor | 12/20/2017 | 12/20/2017 | Kirk Lis
|  | WELCH ALLYN, INC. | WELCH ALLYN, INC. 71123 CHARGING STAND |  | Not Known | 1050 KINGS HIGHWAY-MEDICINE |  |  | excluded | 01/01/1900 |  |  |  |  | NO | NO |  |  |  |  | WELCH ALLYN, INC. 10366051 Not Known |  |  | Active |  | 99:99:99:99:99:99 |  | Equipment | PAAR:00-PVAR | 11/02/2019 |  | COOPER AMBULATORY OFF-SITES |  |  | Triage |  | Leah Willis
|  | WELCH ALLYN, INC. | WELCH ALLYN, INC. 71123 CHARGING STAND |  | Not Known | HADDON HEIGHTS-FAMILY MEDICINE |  |  | excluded | 01/01/1900 |  |  |  |  | NO | NO |  |  |  |  | WELCH ALLYN, INC. 10365811 Not Known |  |  | Active |  | 99:99:99:99:99:99 |  | Equipment | PAAR:00-PVAR | 11/02/2019 |  | COOPER AMBULATORY OFF-SITES |  |  | EXAM 5 |  | KELLIE STOUT
|  | WELCH ALLYN, INC. | WELCH ALLYN, INC. 71123 CHARGING STAND |  |  | HADDON HEIGHTS-FAMILY MEDICINE |  |  | excluded | 09/28/2005 |  |  |  |  | NO | NO |  |  |  |  | WELCH ALLYN, INC. 10365795 74227 |  |  | Active |  | 99:99:99:99:99:99 |  | Equipment | PAAR:00-PVAR | 11/02/2019 |  | COOPER AMBULATORY OFF-SITES |  |  | NURSES STATION |  | KELLIE STOUT
|  | WELCH ALLYN, INC. | WELCH ALLYN, INC. 71123 CHARGING STAND |  |  | MT. LAUREL-FAMILY MEDICINE |  |  | excluded | 01/01/1900 |  |  |  |  | NO | NO |  |  |  |  | WELCH ALLYN, INC. 10345874 10345874 |  |  | Active |  | 99:99:99:99:99:99 |  | Equipment | PAAR:00-PVAR | 11/02/2019 |  | COOPER AMBULATORY OFF-SITES |  |  | exam 4 |  | SUE MAKO
|  | WELCH ALLYN, INC. | WELCH ALLYN, INC. 71123 CHARGING STAND |  | Not Known | MT. LAUREL-FAMILY MEDICINE |  |  | excluded | 11/02/2011 |  |  |  |  | NO | NO |  |  |  |  | WELCH ALLYN, INC. 10345873 Not Known |  |  | Active |  | 99:99:99:99:99:99 |  | Equipment | PAAR:00-PVAR | 11/02/2019 |  | COOPER AMBULATORY OFF-SITES |  |  | Lab Room |  | SUE MAKO
|  | WELCH ALLYN, INC. | WELCH ALLYN, INC. 7114 |  | Not Known | MAPLE SHADE-FAMILY MEDICINE |  |  | excluded | 06/10/2015 |  |  |  |  | NO | NO |  |  |  |  | WELCH ALLYN, INC. 10505256 Not Known |  |  | Active |  | 99:99:99:99:99:99 |  | Equipment | PAAR:00-PVAR | 10/31/2019 |  | COOPER AMBULATORY OFF-SITES |  |  |  |  | ANDREA GRAHAM
|  | WELCH ALLYN, INC. | WELCH ALLYN, INC. 7114 |  | Not Known | BUNKER HILL-SURGERY |  |  | excluded | 01/01/1900 |  |  |  |  | NO | NO |  |  |  |  | WELCH ALLYN, INC. 10366915 Not Known |  |  | Active |  | 99:99:99:99:99:99 |  | Equipment | PAAR:00-PVAR | 11/02/2019 |  | COOPER AMBULATORY OFF-SITES |  |  | Podiatry PROCEDURE RM |  | ANNE MAIER
|  | WELCH ALLYN, INC. | WELCH ALLYN, INC. 7114 |  | NOT KNOWN | 3 COOPER - MEDICINE DEPARTMENT |  |  | excluded | 01/01/1900 |  |  |  |  | NO | NO |  |  |  |  | WELCH ALLYN, INC. 10346905 NOT KNOWN |  |  | Active |  | 99:99:99:99:99:99 |  | Equipment | PAAR:00-PVAR | 11/02/2019 |  | COOPER AMBULATORY OFF-SITES |  |  | Suite 215 - Exam 8 | WOT00000002396253 | NANCY LOUIS | Repair | Closed | Stephen Zubrzycki | 03/21/2019 | 03/21/2019 | Dept asked me to check all the oto/ophthalmoscopes | Acknowledged. Analyzed unit. Ophthalmoscope head was blurry. Exchanged head with cooper supply. VPO | EXP2533085 | Labor | 03/21/2019 | 03/21/2019 | Stephen Zubrzycki
|  | WELCH ALLYN, INC. | WELCH ALLYN, INC. 7114 |  | NOT KNOWN | 3 COOPER - MEDICINE DEPARTMENT |  |  | excluded | 01/01/1900 |  |  |  |  | NO | NO |  |  |  |  | WELCH ALLYN, INC. 10346900 NOT KNOWN |  |  | Active |  | 99:99:99:99:99:99 |  | Equipment | PAAR:00-PVAR | 11/02/2019 |  | COOPER AMBULATORY OFF-SITES |  |  | Suite 215 - Exam 7 | WOT00000002396210 | NANCY LOUIS | Repair | Closed | Stephen Zubrzycki | 03/21/2019 | 03/21/2019 | Dept asked me to check all the oto/ophthalmoscopes | Acknowledged. VPO of unit | EXP2532909 | Labor | 03/21/2019 | 03/21/2019 | Stephen Zubrzycki
|  | WELCH ALLYN, INC. | WELCH ALLYN, INC. 7114 UNIVERSAL CHARGER |  | Not Known | KELEMEN N6 |  |  | excluded | 01/01/1900 |  |  |  |  | NO | NO |  |  |  |  | WELCH ALLYN, INC. 10368836 Not Known |  |  | Active |  | 99:99:99:99:99:99 |  | Equipment | PAAR:00-PVAR | 10/31/2019 |  | COOPER UNIVERSITY HOSPITAL |  |  | ER |  | Susan Cannon
|  | WELCH ALLYN, INC. | WELCH ALLYN, INC. 7114 UNIVERSAL CHARGER |  | Not Known | EMERGENCY ROOM |  |  | excluded | 08/18/2015 |  |  |  |  | NO | NO |  |  |  |  | WELCH ALLYN, INC. 10349317 Not Known |  |  | Active |  | 99:99:99:99:99:99 |  | Equipment | PAAR:00-PVAR | 10/31/2019 |  | COOPER UNIVERSITY HOSPITAL |  |  | ER |  | KAREN GRUBER
|  | WELCH ALLYN, INC. | WELCH ALLYN, INC. 7114X UNIVERSAL CHARGER |  | NOT KNOWN | 3 COOPER - SURGERY DEPARTMENT |  |  | excluded | 10/31/2019 |  |  |  |  | NO | NO |  |  |  |  | WELCH ALLYN, INC. 11135800 NOT KNOWN |  |  | Active |  |  |  | Equipment | PAAR:00-PVAR | 10/31/2019 | 10/31/2019 | COOPER AMBULATORY OFF-SITES |  |  | 3 COOPER SURGERY | WOT00000003515118 | ANNE MAIER | Repair | Closed | Stephen Zubrzycki | 10/31/2019 | 10/31/2019 | otoscope - light is out | Replaced otoscope heads and VPO of unit | EXP4114296 | Labor | 10/31/2019 | 10/31/2019 | Stephen Zubrzycki
|  | WELCH ALLYN, INC. | WELCH ALLYN, INC. 7114X UNIVERSAL CHARGER |  | Not Known | EMERGENCY ROOM |  |  | excluded | 10/03/2016 |  |  |  |  | NO | NO |  |  |  |  | WELCH ALLYN, INC. 10505121 Not Known |  |  | Active |  | 99:99:99:99:99:99 |  | Equipment | PAAR:00-PVAR | 10/31/2019 |  | COOPER UNIVERSITY HOSPITAL |  |  |  | 0011463731 | KAREN GRUBER | Preventative Maintenance | Closed | Bonnie Aichroth | 04/07/2017 | 04/07/2017 | PERFORMANCE ASSURANCE AT INVENTORY | INVENTORIED DEVICE AND ENSURED DEVICE WAS FUNCTIONING PROPERLY. | B2D1929E-403C-4967-B01B-67B2A310EB83 | Labor | 10/03/2016 | 10/03/2016 | Kirk Lis
|  | WELCH ALLYN, INC. | WELCH ALLYN, INC. 7114X UNIVERSAL CHARGER |  | Not Known | EMERGENCY ROOM |  |  | excluded | 10/03/2016 |  |  |  |  | NO | NO |  |  |  |  | WELCH ALLYN, INC. 10505120 Not Known |  |  | Active |  | 99:99:99:99:99:99 |  | Equipment | PAAR:00-PVAR | 10/31/2019 |  | COOPER UNIVERSITY HOSPITAL |  |  |  | 0011463734 | KAREN GRUBER | Preventative Maintenance | Closed | Bonnie Aichroth | 04/07/2017 | 04/07/2017 | PERFORMANCE ASSURANCE AT INVENTORY | INVENTORIED DEVICE AND ENSURED DEVICE WAS FUNCTIONING PROPERLY. | 47494963-BA57-4853-BF6B-BD109AF761C8 | Labor | 10/03/2016 | 10/03/2016 | Kirk Lis
|  | WELCH ALLYN, INC. | WELCH ALLYN, INC. 7114X UNIVERSAL CHARGER |  | Not Known | NEUROSURGERY VOORHEES |  |  | excluded | 01/01/1900 |  |  |  |  | NO | NO |  |  |  |  | WELCH ALLYN, INC. 10365825 Not Known |  |  | Active |  | 99:99:99:99:99:99 |  | Equipment | PAAR:00-PVAR | 11/02/2019 |  | COOPER AMBULATORY OFF-SITES |  |  | EXAM 1 |  | MARITZA NIEVES
|  | WELCH ALLYN, INC. | WELCH ALLYN, INC. 7114X UNIVERSAL CHARGER |  |  | NEUROSURGERY VOORHEES |  |  | excluded | 01/01/1900 |  |  |  |  | NO | NO |  |  |  |  | WELCH ALLYN, INC. 10365820 10365820 |  |  | Active |  | 99:99:99:99:99:99 |  | Equipment | PAAR:00-PVAR | 11/02/2019 |  | COOPER AMBULATORY OFF-SITES |  |  | exam 4 |  | MARITZA NIEVES
|  | WELCH ALLYN, INC. | WELCH ALLYN, INC. 7114X UNIVERSAL CHARGER |  | Not Known | NEUROSURGERY VOORHEES |  |  | excluded | 01/01/1900 |  |  |  |  | NO | NO |  |  |  |  | WELCH ALLYN, INC. 10365816 Not Known |  |  | Active |  | 99:99:99:99:99:99 |  | Equipment | PAAR:00-PVAR | 11/02/2019 |  | COOPER AMBULATORY OFF-SITES |  |  | exam 3 |  | MARITZA NIEVES
|  | WELCH ALLYN, INC. | WELCH ALLYN, INC. 7114X UNIVERSAL CHARGER |  | Not Known | LINCOLN DRIVE-FAMILY MEDICINE |  |  | excluded | 01/01/1900 |  |  |  |  | NO | NO |  |  |  |  | WELCH ALLYN, INC. 10346083 Not Known |  |  | Active |  | 99:99:99:99:99:99 |  | Equipment | PAAR:00-PVAR | 11/02/2019 |  | COOPER AMBULATORY OFF-SITES |  |  | EXAM 6 |  | SCOTT GROFF
|  | WELCH ALLYN, INC. | WELCH ALLYN, INC. 7114X UNIVERSAL CHARGER |  | Not Known | PENNSVILLE-MEDICINE |  |  | excluded | 01/01/1900 |  |  |  |  | NO | NO |  |  |  |  | WELCH ALLYN, INC. 10345931 Not Known |  |  | Active |  | 99:99:99:99:99:99 |  | Equipment | PAAR:00-PVAR | 11/01/2019 |  | COOPER AMBULATORY OFF-SITES |  |  | Exam 8 |  | Heather Rhodes
|  | WELCH ALLYN, INC. | WELCH ALLYN, INC. 7114X UNIVERSAL CHARGER |  | Not Known | 6017 MAIN ST-PLASTICS |  |  | excluded | 01/01/1900 |  |  |  |  | NO | NO |  |  |  |  | WELCH ALLYN, INC. 10345311 Not Known |  |  | Active |  | 99:99:99:99:99:99 |  | Equipment | PAAR:00-PVAR | 11/02/2019 |  | COOPER AMBULATORY OFF-SITES |  |  | EXAM 6 |  | ANNE MAIER
|  | WELCH ALLYN, INC. | WELCH ALLYN, INC. 71150 |  | Not Known | LINCOLN DRIVE-FAMILY MEDICINE |  |  | excluded | 01/01/1900 |  |  |  |  | NO | NO |  |  |  |  | WELCH ALLYN, INC. 10346750 Not Known |  |  | Active |  | 99:99:99:99:99:99 |  | Equipment | PAAR:00-PVAR | 11/02/2019 |  | COOPER AMBULATORY OFF-SITES |  |  | EXAM 1 |  | SCOTT GROFF
|  | WELCH ALLYN, INC. | WELCH ALLYN, INC. 71500 |  |  | PENNSVILLE-MEDICINE |  |  | excluded | 09/25/2003 |  |  |  |  | NO | NO |  |  |  |  | WELCH ALLYN, INC. 10345940 3005090 |  |  | Active |  | 99:99:99:99:99:99 |  | Equipment | PAAR:00-PVAR | 11/02/2019 |  | COOPER AMBULATORY OFF-SITES |  |  | MOVES |  | Heather Rhodes
|  | WELCH ALLYN, INC. | WELCH ALLYN, INC. 73305 TRANSFORMER |  | Not Known | HADDON HEIGHTS-FAMILY MEDICINE |  |  | excluded | 01/01/1900 |  |  |  |  | NO | NO |  |  |  |  | WELCH ALLYN, INC. 10365815 Not Known |  |  | Active |  | 99:99:99:99:99:99 |  | Accessory | PAAR:00-PVAR | 11/02/2019 |  | COOPER AMBULATORY OFF-SITES |  |  | EXAM 6 |  | KELLIE STOUT
|  | WELCH ALLYN, INC. | WELCH ALLYN, INC. 73305 TRANSFORMER |  | Not Known | HADDON HEIGHTS-FAMILY MEDICINE |  |  |  | 01/01/1900 |  |  |  |  | NO | NO |  |  |  |  | WELCH ALLYN, INC. 10365797 Not Known |  |  | Disposition |  |  |  | Accessory | PAAR:00-PVAR | 11/02/2019 |  | COOPER AMBULATORY OFF-SITES |  |  | DISPOSITION |  | KELLIE STOUT
|  | WELCH ALLYN, INC. | WELCH ALLYN, INC. 73305 TRANSFORMER |  |  | HADDON HEIGHTS-FAMILY MEDICINE |  |  |  | 01/01/1900 |  |  |  |  | NO | NO |  |  |  |  | WELCH ALLYN, INC. 10365791 10365791 |  |  | Disposition |  |  |  | Accessory | PAAR:00-PVAR | 11/02/2019 |  | COOPER AMBULATORY OFF-SITES |  |  | DISPOSITION |  | KELLIE STOUT
|  | WELCH ALLYN, INC. | WELCH ALLYN, INC. 73410 |  | Not Known | 1050 KINGS HIGHWAY-MEDICINE |  |  | excluded | 01/01/1900 |  |  |  |  | NO | NO |  |  |  |  | WELCH ALLYN, INC. 10366044 Not Known |  |  | Active |  | 99:99:99:99:99:99 |  | Equipment | PAAR:00-PVAR | 11/02/2019 |  | COOPER AMBULATORY OFF-SITES |  |  | EXAM 6 |  | Leah Willis
|  | WELCH ALLYN, INC. | WELCH ALLYN, INC. 73410 |  | Not Known | VOORHEES SURGERY CENTER-RADIATION/ONC |  |  | excluded | 11/02/2019 |  |  |  |  | NO | NO |  |  |  |  | WELCH ALLYN, INC. 30142509 Not Known |  |  | Active |  | 99:99:99:99:99:99 |  | Equipment | PAAR:00-PVAR | 11/02/2019 | 11/02/2019 | COOPER AMBULATORY OFF-SITES |  |  | EXAM 1 |  | COLLEEN TEGELER |  |  |  | 11/02/2019 | 11/02/2019 |  |  |  |  | 11/02/2019 | 11/02/2019
|  | WELCH ALLYN, INC. | WELCH ALLYN, INC. 739 |  | Not Known | 1050 KINGS HIGHWAY-MEDICINE |  |  | excluded | 01/01/1900 |  |  |  |  | NO | NO |  |  |  |  | WELCH ALLYN, INC. 10366052 Not Known |  |  | Active |  | 99:99:99:99:99:99 |  | Non-medical | PAAR:00-PVAR | 11/02/2019 |  | COOPER AMBULATORY OFF-SITES |  |  | Triage |  | Leah Willis
|  | WELCH ALLYN, INC. | WELCH ALLYN, INC. 739 |  | Not Known | SICKLERVILLE-URGENT CARE |  |  | excluded | 01/01/1900 |  |  |  |  | NO | NO |  |  |  |  | WELCH ALLYN, INC. 10365784 Not Known |  |  | Active |  | 99:99:99:99:99:99 |  | Non-medical | PAAR:00-PVAR | 11/02/2019 |  | COOPER AMBULATORY OFF-SITES |  |  | NURSES STATION |  | DR. BENDESKY
|  | WELCH ALLYN, INC. | WELCH ALLYN, INC. 739 |  | Not Known | CHERRY HILL URGENT CARE |  |  | excluded | 01/01/1900 |  |  |  |  | NO | NO |  |  |  |  | WELCH ALLYN, INC. 10346165 Not Known |  |  | Active |  | 99:99:99:99:99:99 |  | Non-medical | PAAR:00-PVAR | 11/02/2019 |  | COOPER AMBULATORY OFF-SITES |  |  | NURSES STATION |  | MELISSA PORTOBANCO
|  | WELCH ALLYN, INC. | WELCH ALLYN, INC. 739 |  | Not Known | VOORHEES SURGERY CENTER-RADIATION/ONC |  |  | excluded | 11/02/2019 |  |  |  |  | NO | NO |  |  |  |  | WELCH ALLYN, INC. 30142508 Not Known |  |  | Active |  | 99:99:99:99:99:99 |  | Non-medical | PAAR:00-PVAR | 11/02/2019 | 11/02/2019 | COOPER AMBULATORY OFF-SITES |  |  | EXAM 1 |  | COLLEEN TEGELER |  |  |  | 11/02/2019 | 11/02/2019 |  |  |  |  | 11/02/2019 | 11/02/2019
|  | WELCH ALLYN, INC. | WELCH ALLYN, INC. 739 |  | Not Known | VOORHEES SURGERY CENTER-RADIATION/ONC |  |  | excluded | 11/02/2019 |  |  |  |  | NO | NO |  |  |  |  | WELCH ALLYN, INC. 30142507 Not Known |  |  | Active |  | 99:99:99:99:99:99 |  | Non-medical | PAAR:00-PVAR | 11/02/2019 | 11/02/2019 | COOPER AMBULATORY OFF-SITES |  |  | EXAM 2 |  | COLLEEN TEGELER |  |  |  | 11/02/2019 | 11/02/2019 |  |  |  |  | 11/02/2019 | 11/02/2019
|  | WELCH ALLYN, INC. | WELCH ALLYN, INC. 74710 |  | Not Known | BRACHFIELD MEDICAL ASSOCIATES-MEDICINE |  |  | excluded | 01/01/1900 |  |  |  |  | NO | NO |  |  |  |  | WELCH ALLYN, INC. 10367026 Not Known |  |  | Active |  | 99:99:99:99:99:99 |  | Equipment | PAAR:00-PVAR | 11/02/2019 |  | COOPER AMBULATORY OFF-SITES |  |  | A105 |  | CATHY CRAWFORD
|  | WELCH ALLYN, INC. | WELCH ALLYN, INC. 74710 |  | Not Known | BRACHFIELD MEDICAL ASSOCIATES-MEDICINE |  |  | excluded | 01/01/1900 |  |  |  |  | NO | NO |  |  |  |  | WELCH ALLYN, INC. 10367011 Not Known |  |  | Active |  | 99:99:99:99:99:99 |  | Equipment | PAAR:00-PVAR | 11/02/2019 |  | COOPER AMBULATORY OFF-SITES |  |  | B107 |  | CATHY CRAWFORD
|  | WELCH ALLYN, INC. | WELCH ALLYN, INC. 74710 |  |  | BRACHFIELD MEDICAL ASSOCIATES-MEDICINE |  |  | excluded | 01/01/1900 |  |  |  |  | NO | NO |  |  |  |  | WELCH ALLYN, INC. 10367006 10367006 |  |  | Active |  | 99:99:99:99:99:99 |  | Equipment | PAAR:00-PVAR | 11/02/2019 |  | COOPER AMBULATORY OFF-SITES |  |  | B104 |  | CATHY CRAWFORD
|  | WELCH ALLYN, INC. | WELCH ALLYN, INC. 74710 |  | Not Known | BRACHFIELD MEDICAL ASSOCIATES-MEDICINE |  |  | excluded | 01/01/1900 |  |  |  |  | NO | NO |  |  |  |  | WELCH ALLYN, INC. 10367008 Not Known |  |  | Active |  | 99:99:99:99:99:99 |  | Equipment | PAAR:00-PVAR | 11/02/2019 |  | COOPER AMBULATORY OFF-SITES |  |  | B103 |  | CATHY CRAWFORD
|  | WELCH ALLYN, INC. | WELCH ALLYN, INC. 74710 |  | Not Known | BUNKER HILL-SURGERY |  |  | excluded | 01/01/1900 |  |  |  |  | NO | NO |  |  |  |  | WELCH ALLYN, INC. 10366860 Not Known |  |  | Active |  | 99:99:99:99:99:99 |  | Equipment | PAAR:00-PVAR | 11/02/2019 |  | COOPER AMBULATORY OFF-SITES |  |  | EXAM 1 |  | ANNE MAIER
|  | WELCH ALLYN, INC. | WELCH ALLYN, INC. 74710 |  | Not Known | BUNKER HILL-SURGERY |  |  | excluded | 01/01/1900 |  |  |  |  | NO | NO |  |  |  |  | WELCH ALLYN, INC. 10366856 Not Known |  |  | Active |  | 99:99:99:99:99:99 |  | Equipment | PAAR:00-PVAR | 11/02/2019 |  | COOPER AMBULATORY OFF-SITES |  |  | EXAM 2 | 0011985179 | ANNE MAIER | Repair | Closed | Michael Youch | 07/28/2017 | 07/31/2017 | OPHTHALMOSCOPE/OTOSCOPE - LIGHT ISNT WORKING - BUNKERHILL PLAZA SURGERY EXAM 2 | 7/28/2017 4:14:48 PM ZXKISELEV (ZXKISELEV 7/28/2017 12:00 AM) EMAILED JENNIFER. TOLD HER THAT MIKE ON MONDAY MORNING WILL STOP BY AND CHECK THE LIGHT. 7/31/2017 1:48:42 PM MDYOUCH (MDYOUCH 7/31/2017 8:00 AM) REPLACED BULB FROM STOCK, VERIFIED, RTS. | BAABEF62-116D-41AE-936B-E220EE690E1C | Labor | 07/31/2017 | 07/31/2017 | Michael Youch
|  | WELCH ALLYN, INC. | WELCH ALLYN, INC. 74710 |  | Not Known | FAMILY MEDICAL SEWELL |  |  | excluded | 01/01/1900 |  |  |  |  | NO | NO |  |  |  |  | WELCH ALLYN, INC. 10366809 Not Known |  |  | Active |  | 99:99:99:99:99:99 |  | Equipment | PAAR:00-PVAR | 11/01/2019 |  | COOPER AMBULATORY OFF-SITES |  |  | EXAM 2 |  | MARIANNE SHIEPAN
|  | WELCH ALLYN, INC. | WELCH ALLYN, INC. 74710 |  |  | FAMILY MEDICAL SEWELL |  |  | excluded | 05/21/2009 |  |  |  |  | NO | NO |  |  |  |  | WELCH ALLYN, INC. 10366805 06051992 |  |  | Active |  | 99:99:99:99:99:99 |  | Equipment | PAAR:00-PVAR | 11/02/2019 |  | COOPER AMBULATORY OFF-SITES |  |  | EXAM 6 |  | MARIANNE SHIEPAN
|  | WELCH ALLYN, INC. | WELCH ALLYN, INC. 74710 |  |  | FAMILY MEDICAL SEWELL |  |  | excluded | 06/20/1992 |  |  |  |  | NO | NO |  |  |  |  | WELCH ALLYN, INC. 10366797 05131992 |  |  | Active |  | 99:99:99:99:99:99 |  | Equipment | PAAR:00-PVAR | 11/02/2019 |  | COOPER AMBULATORY OFF-SITES |  |  | exam 4 |  | MARIANNE SHIEPAN
|  | WELCH ALLYN, INC. | WELCH ALLYN, INC. 74710 |  | Not Known | BUNKER HILL-INTERNAL MEDICINE |  |  | excluded | 06/20/1992 |  |  |  |  | NO | NO |  |  |  |  | WELCH ALLYN, INC. 10366764 Not Known |  |  | Active |  | 99:99:99:99:99:99 |  | Equipment | PAAR:00-PVAR | 11/02/2019 |  | COOPER AMBULATORY OFF-SITES |  |  | EXAM 1 |  | SUSAN BABCOCK
|  | WELCH ALLYN, INC. | WELCH ALLYN, INC. 74710 |  | Not Known | 1030 KINGS HIGHWAY-MEDICINE |  |  | excluded | 01/01/1900 |  |  |  |  | NO | NO |  |  |  |  | WELCH ALLYN, INC. 10365922 Not Known |  |  | Active |  | 99:99:99:99:99:99 |  | Equipment | PAAR:00-PVAR | 11/02/2019 |  | COOPER AMBULATORY OFF-SITES |  |  | exam 3 |  | Bonnie Aichroch
|  | WELCH ALLYN, INC. | WELCH ALLYN, INC. 74710 |  | Not Known | 1030 KINGS HIGHWAY-MEDICINE |  |  | excluded | 01/01/1900 |  |  |  |  | NO | NO |  |  |  |  | WELCH ALLYN, INC. 10365918 Not Known |  |  | Active |  | 99:99:99:99:99:99 |  | Equipment | PAAR:00-PVAR | 11/02/2019 |  | COOPER AMBULATORY OFF-SITES |  |  | EXAM 2 |  | Bonnie Aichroch
|  | WELCH ALLYN, INC. | WELCH ALLYN, INC. 74710 |  | NSNCOOPERAMB0029 | 3 COOPER-WOMENS CARE CENTER |  |  |  | 01/01/1900 |  |  |  |  | NO | NO |  |  |  |  | WELCH ALLYN, INC. 10346997 NSNCOOPERAMB0029 |  |  | Disposition |  |  |  | Equipment | PAAR:00-PVAR | 11/02/2019 |  | COOPER AMBULATORY OFF-SITES |  |  | DISPOSITION |  | BONNIE MANNINO
|  | WELCH ALLYN, INC. | WELCH ALLYN, INC. 74710 |  | NOT KNOWN | 3 COOPER - MEDICINE DEPARTMENT |  |  | excluded | 01/01/1900 |  |  |  |  | NO | NO |  |  |  |  | WELCH ALLYN, INC. 10346980 NOT KNOWN |  |  | Active |  | 99:99:99:99:99:99 |  | Equipment | PAAR:00-PVAR | 11/02/2019 |  | COOPER AMBULATORY OFF-SITES |  |  | Suite 215 - Exam 2 | WOT00000002396141 | NANCY LOUIS | Repair | Closed | Stephen Zubrzycki | 03/21/2019 | 03/21/2019 | Dept asked me to check all the oto/ophthalmoscopes | Acknowledged. VPO of unit | EXP4330418 | Parts |  |  | Stephen Zubrzycki
|  | WELCH ALLYN, INC. | WELCH ALLYN, INC. 74710 |  | NOT KNOWN | 3 COOPER - MEDICINE DEPARTMENT |  |  | excluded | 01/01/1900 |  |  |  |  | NO | NO |  |  |  |  | WELCH ALLYN, INC. 10346954 NOT KNOWN |  |  | Active |  | 99:99:99:99:99:99 |  | Equipment | PAAR:00-PVAR | 11/02/2019 |  | COOPER AMBULATORY OFF-SITES |  |  | Suite 215 - Exam 3 | WOT00000002396147 | NANCY LOUIS | Repair | Closed | Stephen Zubrzycki | 03/21/2019 | 03/21/2019 | Dept asked me to check all the oto/ophthalmoscopes | Acknowledged. VPO of unit | EXP2532686 | Labor | 03/21/2019 | 03/21/2019 | Stephen Zubrzycki
|  | WELCH ALLYN, INC. | WELCH ALLYN, INC. 74710 |  | RM215 | 3 COOPER - MEDICINE DEPARTMENT |  |  | excluded | 01/01/1900 |  |  |  |  | NO | NO |  |  |  |  | WELCH ALLYN, INC. 10346949 RM215 |  |  | Active |  | 99:99:99:99:99:99 |  | Equipment | PAAR:00-PVAR | 11/02/2019 |  | COOPER AMBULATORY OFF-SITES |  |  | Suite 215 - Exam 5 | WOT00000002396238 | NANCY LOUIS | Repair | Closed | Stephen Zubrzycki | 03/21/2019 | 03/21/2019 | Dept asked me to check all the oto/ophthalmoscopes | Acknowledged. Analyzed unit. Otoscope head was blurry. Exchanged head with Cooper supply and VPO | EXP2532969 | Labor | 03/21/2019 | 03/21/2019 | Stephen Zubrzycki
|  | WELCH ALLYN, INC. | WELCH ALLYN, INC. 74710 |  | NOT KNOWN | 3 COOPER - MEDICINE DEPARTMENT |  |  | excluded | 01/01/1900 |  |  |  |  | NO | NO |  |  |  |  | WELCH ALLYN, INC. 10346928 NOT KNOWN |  |  | Active |  | 99:99:99:99:99:99 |  | Equipment | PAAR:00-PVAR | 11/02/2019 |  | COOPER AMBULATORY OFF-SITES |  |  | Suite 215 - Exam 4 | WOT00000002396154 | NANCY LOUIS | Repair | Closed | Stephen Zubrzycki | 03/21/2019 | 03/21/2019 | Dept asked me to check all the oto/ophthalmoscopes | Acknowledged. VPO of unit | EXP2532707 | Labor | 03/21/2019 | 03/21/2019 | Stephen Zubrzycki
|  | WELCH ALLYN, INC. | WELCH ALLYN, INC. 74710 |  | NOT KNOWN | 3 COOPER - MEDICINE DEPARTMENT |  |  | excluded | 01/01/1900 |  |  |  |  | NO | NO |  |  |  |  | WELCH ALLYN, INC. 10346922 NOT KNOWN |  |  | Active |  | 99:99:99:99:99:99 |  | Equipment | PAAR:00-PVAR | 11/02/2019 |  | COOPER AMBULATORY OFF-SITES |  |  | SUITE 215 - EXAM 1 | 0012510423 | NANCY LOUIS | Repair | Closed | Stephen Zubrzycki | 12/15/2017 | 12/15/2017 | OPHTHALMOSCOPE/OTOSCOPES - OTOSCOPE DOESNT WORK -TMX | 12/15/2017 3:15:23 PM SJZUBRZYCKI (SJZUBRZYCKI 12/15/2017 12:00 AM) ANALYZED UNIT. REPLACED BULB AND VPO | 5476EF4A-C147-4C07-8C00-0EE5F21EC3E9 | Labor | 12/15/2017 | 12/15/2017 | Stephen Zubrzycki
|  | WELCH ALLYN, INC. | WELCH ALLYN, INC. 74710 |  |  | 3 COOPER - MEDICINE DEPARTMENT |  |  | excluded | 01/01/1900 |  |  |  |  | NO | NO |  |  |  |  | WELCH ALLYN, INC. 10346921 04233 |  |  | Active |  | 99:99:99:99:99:99 |  | Equipment | PAAR:00-PVAR | 11/02/2019 |  | COOPER AMBULATORY OFF-SITES |  |  | Suite 215 - Exam 14 | WOT00000002367445 | NANCY LOUIS | Repair | Closed | Stephen Zubrzycki | 03/12/2019 | 03/12/2019 | Missing otoscope head | Acknowledged. Replaced otoscope head with 25020 head from Cooper stock. VPO of unit | EXP2465337 | Labor | 03/12/2019 | 03/12/2019 | Stephen Zubrzycki
|  | WELCH ALLYN, INC. | WELCH ALLYN, INC. 74710 |  | NOT KNOWN | 3 COOPER - MEDICINE DEPARTMENT |  |  | excluded | 01/01/1900 |  |  |  |  | NO | NO |  |  |  |  | WELCH ALLYN, INC. 10346918 NOT KNOWN |  |  | Active |  | 99:99:99:99:99:99 |  | Equipment | PAAR:00-PVAR | 11/02/2019 |  | COOPER AMBULATORY OFF-SITES |  |  | Suite 215 - Exam 15 | WOT00000002396245 | NANCY LOUIS | Repair | Closed | Stephen Zubrzycki | 03/21/2019 | 03/21/2019 | Dept asked me to check all the oto/ophthalmoscopes | Acknowledged. Bulb was dim and blurry. replaced bulb and exchanged ophthalmoscope head Couldn't pull CL-994 from stock | EXP2532996 | Labor | 03/21/2019 | 03/21/2019 | Stephen Zubrzycki
|  | WELCH ALLYN, INC. | WELCH ALLYN, INC. 74710 |  |  | 3 COOPER-WOMENS CARE CENTER |  |  | excluded | 05/12/2015 |  |  |  |  | NO | NO |  |  |  |  | WELCH ALLYN, INC. 10346892 22210 |  |  | Active |  | 99:99:99:99:99:99 |  | Equipment | PAAR:00-PVAR | 11/02/2019 |  | COOPER AMBULATORY OFF-SITES |  |  | SUITE 300 - EXAM 4 |  | BONNIE MANNINO
|  | WELCH ALLYN, INC. | WELCH ALLYN, INC. 74710 |  | NOT KNOWN | BUNKER HILL-INTERNAL MEDICINE |  |  |  | 06/20/1992 |  |  |  |  | NO | NO |  |  |  |  | WELCH ALLYN, INC. 10345740 NOT KNOWN |  |  | Disposition |  | 99:99:99:99:99:99 |  | Equipment | PAAR:00-PVAR | 11/02/2019 |  | COOPER AMBULATORY OFF-SITES |  |  | Exam 8 | WOT00000002713473 | SUSAN BABCOCK | Disposition | Closed | Michael Youch | 05/17/2019 | 05/17/2019 | Equipment Disposition | Renovation of 1 Plaza Drive in Sewell; Phylis Liberi sent the tags of equipment removed for replacement. | EXP2954803 | Labor | 05/14/2019 | 05/14/2019 | Michael Youch
|  | WELCH ALLYN, INC. | WELCH ALLYN, INC. 74710 |  | NOT KNOWN | BUNKER HILL-INTERNAL MEDICINE |  |  |  | 01/01/1900 |  |  |  |  | NO | NO |  |  |  |  | WELCH ALLYN, INC. 10345738 NOT KNOWN |  |  | Disposition |  | 99:99:99:99:99:99 |  | Equipment | PAAR:00-PVAR | 11/02/2019 |  | COOPER AMBULATORY OFF-SITES |  |  | EXAM 9 | WOT00000002713419 | SUSAN BABCOCK | Disposition | Closed | Michael Youch | 05/17/2019 | 05/17/2019 | Equipment Disposition | Renovation of 1 Plaza Drive in Sewell; Phylis Liberi sent the tags of equipment removed for replacement. | EXP2954661 | Labor | 05/14/2019 | 05/14/2019 | Michael Youch
|  | WELCH ALLYN, INC. | WELCH ALLYN, INC. 74710 |  |  | BUNKER HILL-INTERNAL MEDICINE |  |  |  | 01/01/1900 |  |  |  |  | NO | NO |  |  |  |  | WELCH ALLYN, INC. 10345736 10345736 |  |  | Disposition |  | 99:99:99:99:99:99 |  | Equipment | PAAR:00-PVAR | 11/02/2019 |  | COOPER AMBULATORY OFF-SITES |  |  | EXAM 10 | WOT00000002713439 | SUSAN BABCOCK | Disposition | Closed | Michael Youch | 05/17/2019 | 05/17/2019 | Equipment Disposition | Renovation of 1 Plaza Drive in Sewell; Phylis Liberi sent the tags of equipment removed for replacement. | EXP2954695 | Labor | 05/14/2019 | 05/14/2019 | Michael Youch
|  | WELCH ALLYN, INC. | WELCH ALLYN, INC. 74710 |  | Not Known | BUNKER HILL-INTERNAL MEDICINE |  |  | excluded | 06/20/1992 |  |  |  |  | NO | NO |  |  |  |  | WELCH ALLYN, INC. 10345734 Not Known |  |  | Active |  | 99:99:99:99:99:99 |  | Equipment | PAAR:00-PVAR | 10/31/2019 |  | COOPER AMBULATORY OFF-SITES |  |  | EXAM 11 |  | SUSAN BABCOCK
|  | WELCH ALLYN, INC. | WELCH ALLYN, INC. 74710 |  | NOT KNOWN | BUNKER HILL-INTERNAL MEDICINE |  |  |  | 01/01/1900 |  |  |  |  | NO | NO |  |  |  |  | WELCH ALLYN, INC. 10345731 NOT KNOWN |  |  | Disposition |  | 99:99:99:99:99:99 |  | Equipment | PAAR:00-PVAR | 11/02/2019 |  | COOPER AMBULATORY OFF-SITES |  |  | EXAM 12 | WOT00000002713465 | SUSAN BABCOCK | Disposition | Closed | Michael Youch | 05/17/2019 | 05/17/2019 | Equipment Disposition | Renovation of 1 Plaza Drive in Sewell; Phylis Liberi sent the tags of equipment removed for replacement. | EXP2954777 | Labor | 05/14/2019 | 05/14/2019 | Michael Youch
|  | WELCH ALLYN, INC. | WELCH ALLYN, INC. 74710 |  | NOT KNOWN | BUNKER HILL-INTERNAL MEDICINE |  |  |  | 06/20/1992 |  |  |  |  | NO | NO |  |  |  |  | WELCH ALLYN, INC. 10345729 NOT KNOWN |  |  | Disposition |  | 99:99:99:99:99:99 |  | Equipment | PAAR:00-PVAR | 11/02/2019 |  | COOPER AMBULATORY OFF-SITES |  |  | EXAM 13 | WOT00000002713564 | SUSAN BABCOCK | Disposition | Closed | Michael Youch | 05/17/2019 | 05/20/2019 | Equipment Disposition | Renovation of 1 Plaza Drive in Sewell; Phylis Liberi sent the tags of equipment removed for replacement. | EXP2955043 | Labor | 05/14/2019 | 05/14/2019 | Michael Youch
|  | WELCH ALLYN, INC. | WELCH ALLYN, INC. 74711 |  |  | TRAUMA ADMIT |  |  | excluded | 01/01/1900 |  |  |  |  | NO | NO |  |  |  |  | WELCH ALLYN, INC. 10368190 10368190 |  |  | Active |  | 99:99:99:99:99:99 |  | Equipment | PAAR:00-PVAR | 11/02/2019 |  | COOPER UNIVERSITY HOSPITAL |  |  | TAA-TAA5 | 0011323858 | Diane Floyd | Repair | Closed | Richard Jolly | 03/07/2017 | 03/08/2017 | LIGHT SOURCE - NOT WORKING - NEED ASAP 3/8 - BAY 4 -TRAUMA ADMITTING | 3/8/2017 8:41:26 AM RCJOLLY (RCJOLLY 3/8/2017 8:00 AM) REATTACH LIGHT BULB | 6CC54FA8-E870-4D1D-BFDF-F24384EA9CB4 | Labor | 03/08/2017 | 03/08/2017 | Richard Jolly
|  | WELCH ALLYN, INC. | WELCH ALLYN, INC. 760 |  | NSNCOOPERAMB0034 | 3 COOPER-CARDIAC DIAGNOSTIC CENTER |  |  |  | 01/01/1900 |  |  |  |  | NO | NO |  |  |  |  | WELCH ALLYN, INC. 10369578 NSNCOOPERAMB0034 |  |  | Disposition |  |  |  | Equipment | PAAR:00-PVAR | 11/02/2019 |  | COOPER AMBULATORY OFF-SITES |  |  | DISPOSITION | 0011603621 | CARLA TRUELL | Repair | Closed | Stephen Zubrzycki | 05/02/2017 | 05/02/2017 | LIGHT SOURCE - DISPOSITION - TMX | 5/2/2017 8:37:02 AM SJZUBRZYCKI (SJZUBRZYCKI 5/1/2017 12:00 AM) CNL DURING VALIDATION. DEPT SAID THEY NO LONGER HAVE IT. 5/2/2017 8:37:03 AM SJZUBRZYCKI This device has been removed from an active status with the RSQ Database, and physically removed from the facility. Device retired on 5/2/2017; Authorized By: YES; Nature of Retirement: COULD NOT LOCATE; Days In Service: 698 | 76BEC4B6-9A68-420F-A070-F15FCD4696D3 | Labor | 05/01/2017 | 05/01/2017 | Stephen Zubrzycki
|  | WELCH ALLYN, INC. | WELCH ALLYN, INC. 760 |  |  | KELEMEN 8 PCU |  |  |  | 01/01/1900 |  |  |  |  | NO | NO |  |  |  |  | WELCH ALLYN, INC. 10368867 7114 |  |  | Disposition |  | 99:99:99:99:99:99 |  | Equipment | PAAR:00-PVAR | 11/02/2019 |  | COOPER UNIVERSITY HOSPITAL |  |  | STORAGE |  | BYRON WELLS
|  | WELCH ALLYN, INC. | WELCH ALLYN, INC. 760 |  | 17256* | EMERGENCY ROOM |  |  | excluded | 01/01/1900 |  |  |  |  | NO | NO |  |  |  |  | WELCH ALLYN, INC. 10368835 17256* |  |  | Active |  | 99:99:99:99:99:99 |  | Equipment | PAAR:00-PVAR | 11/02/2019 |  | COOPER UNIVERSITY HOSPITAL |  |  | ER | WOT00000000512068 | KAREN GRUBER | Disposition | Closed | Richard Jolly | 02/08/2018 | 05/14/2019 | Bulk Disposition CNL
|  | WELCH ALLYN, INC. | WELCH ALLYN, INC. 760 |  | coophospnsn015 | EMERGENCY ROOM |  |  | excluded | 01/01/1900 |  |  |  |  | NO | NO |  |  |  |  | WELCH ALLYN, INC. 10368823 coophospnsn015 |  |  | Active |  | 99:99:99:99:99:99 |  | Equipment | PAAR:00-PVAR | 11/02/2019 |  | COOPER UNIVERSITY HOSPITAL |  |  | er 32 | WOT00000000523182 | KAREN GRUBER | Disposition | Closed | Richard Jolly | 02/08/2018 | 05/16/2019 | Bulk Disposition CNL
|  | WELCH ALLYN, INC. | WELCH ALLYN, INC. 760 |  | wer- | CDU - CLINICAL DECISION UNIT-9 KELEMEN |  |  | excluded | 01/01/1900 |  |  |  |  | NO | NO |  |  |  |  | WELCH ALLYN, INC. 10367733 wer- |  |  | Active |  | 99:99:99:99:99:99 |  | Equipment | PAAR:00-PVAR | 11/02/2019 |  | COOPER UNIVERSITY HOSPITAL |  |  | CDU | WOT00000000536139 | KAREN GRUBER | Disposition | Closed | Richard Jolly | 02/08/2018 | 05/15/2019 | Bulk Disposition CNL
|  | WELCH ALLYN, INC. | WELCH ALLYN, INC. 760 |  | csdw- | CDU - CLINICAL DECISION UNIT-9 KELEMEN |  |  | excluded | 01/01/1900 |  |  |  |  | NO | NO |  |  |  |  | WELCH ALLYN, INC. 10367731 csdw- |  |  | Active |  | 99:99:99:99:99:99 |  | Equipment | PAAR:00-PVAR | 10/31/2019 |  | COOPER UNIVERSITY HOSPITAL |  |  | CDU |  | KAREN GRUBER
|  | WELCH ALLYN, INC. | WELCH ALLYN, INC. 760 |  | ser- | CDU - CLINICAL DECISION UNIT-9 KELEMEN |  |  | excluded | 01/01/1900 |  |  |  |  | NO | NO |  |  |  |  | WELCH ALLYN, INC. 10367732 ser- |  |  | Active |  | 99:99:99:99:99:99 |  | Equipment | PAAR:00-PVAR | 11/02/2019 |  | COOPER UNIVERSITY HOSPITAL |  |  | CDU | 0012486327 | KAREN GRUBER | Repair | Closed | Richard Jolly | 12/05/2017 | 12/20/2017 | CDU BED 1 - EXPOSED WIRE WHEN OTOSCOPE WAS REMOVED - CDU ROOM 1 | 12/6/2017 2:57:04 PM RCJOLLY (RCJOLLY 12/5/2017 10:00 AM) NEEDS NEW WIRE 12/20/2017 8:19:17 AM RCJOLLY (RCJOLLY 12/11/2017 10:00 AM) INSTALLED CABLE | 326663FD-9CCD-48C9-A61C-62ECD9328D9B | Labor | 12/06/2017 | 12/06/2017 | Richard Jolly
|  | WELCH ALLYN, INC. | WELCH ALLYN, INC. 760 |  | coophospnsn013 | CDU - CLINICAL DECISION UNIT-9 KELEMEN |  |  | excluded | 01/01/1900 |  |  |  |  | NO | NO |  |  |  |  | WELCH ALLYN, INC. 10367730 coophospnsn013 |  |  | Active |  | 99:99:99:99:99:99 |  | Equipment | PAAR:00-PVAR | 11/02/2019 |  | COOPER UNIVERSITY HOSPITAL |  |  | CDU | WOT00000000523181 | KAREN GRUBER | Disposition | Closed | Richard Jolly | 02/08/2018 | 05/15/2019 | Bulk Disposition CNL
|  | WELCH ALLYN, INC. | WELCH ALLYN, INC. 760 |  | Not Known | PAVILION 8 |  |  | excluded | 01/01/1900 |  |  |  |  | NO | NO |  |  |  |  | WELCH ALLYN, INC. 10356665 Not Known |  |  | Active |  | 99:99:99:99:99:99 |  | Equipment | PAAR:00-PVAR | 11/02/2019 |  | COOPER UNIVERSITY HOSPITAL |  |  | Rm 821 | WOT00000000531109 | BRIAN OSHAUGHNESSY | Disposition | Closed | Gene Amodei | 02/08/2018 | 05/23/2019 | Bulk Disposition CNL
|  | WELCH ALLYN, INC. | WELCH ALLYN, INC. 760 |  | Not Known | PAVILION 8 |  |  | excluded | 01/01/1900 |  |  |  |  | NO | NO |  |  |  |  | WELCH ALLYN, INC. 10356644 Not Known |  |  | Active |  | 99:99:99:99:99:99 |  | Equipment | PAAR:00-PVAR | 11/02/2019 |  | COOPER UNIVERSITY HOSPITAL |  |  | RM 820 | WOT00000000529110 | BRIAN OSHAUGHNESSY | Disposition | Closed | Gene Amodei | 02/08/2018 | 05/24/2019 | Bulk Disposition CNL
|  | WELCH ALLYN, INC. | WELCH ALLYN, INC. 760 |  | Not Known | PAVILION 8 |  |  | excluded | 01/01/1900 |  |  |  |  | NO | NO |  |  |  |  | WELCH ALLYN, INC. 10356643 Not Known |  |  | Active |  | 99:99:99:99:99:99 |  | Equipment | PAAR:00-PVAR | 11/02/2019 |  | COOPER UNIVERSITY HOSPITAL |  |  | RM 819 | WOT00000000529996 | BRIAN OSHAUGHNESSY | Disposition | Closed | Gene Amodei | 02/08/2018 | 05/24/2019 | Bulk Disposition CNL
|  | WELCH ALLYN, INC. | WELCH ALLYN, INC. 760 |  | solpe- | CDU - CLINICAL DECISION UNIT-9 KELEMEN |  |  | excluded | 11/02/2019 |  |  |  |  | NO | NO |  |  |  |  | WELCH ALLYN, INC. 30143109 solpe- |  |  | Active |  | 99:99:99:99:99:99 |  | Equipment | PAAR:00-PVAR | 11/02/2019 | 11/02/2019 | COOPER UNIVERSITY HOSPITAL |  |  | CDU | WOT00000000534561 | KAREN GRUBER | Disposition | Closed | Richard Jolly | 11/02/2019 | 11/02/2019 | Bulk Disposition CNL |  |  |  | 11/02/2019 | 11/02/2019
|  | WELCH ALLYN, INC. | WELCH ALLYN, INC. 760 |  | 2k34- | CDU - CLINICAL DECISION UNIT-9 KELEMEN |  |  | excluded | 11/02/2019 |  |  |  |  | NO | NO |  |  |  |  | WELCH ALLYN, INC. 30143110 2k34- |  |  | Active |  | 99:99:99:99:99:99 |  | Equipment | PAAR:00-PVAR | 11/02/2019 | 11/02/2019 | COOPER UNIVERSITY HOSPITAL |  |  | CDU | WOT00000000514322 | KAREN GRUBER | Disposition | Closed | Richard Jolly | 11/02/2019 | 11/02/2019 | Bulk Disposition CNL |  |  |  | 11/02/2019 | 11/02/2019
|  | WELCH ALLYN, INC. | WELCH ALLYN, INC. 760 |  | sd54- | CDU - CLINICAL DECISION UNIT-9 KELEMEN |  |  | excluded | 11/02/2019 |  |  |  |  | NO | NO |  |  |  |  | WELCH ALLYN, INC. 30143111 sd54- |  |  | Active |  | 99:99:99:99:99:99 |  | Equipment | PAAR:00-PVAR | 11/02/2019 | 11/02/2019 | COOPER UNIVERSITY HOSPITAL |  |  | CDU | WOT00000000534045 | KAREN GRUBER | Disposition | Closed | Richard Jolly | 11/02/2019 | 11/02/2019 | Bulk Disposition CNL |  |  |  | 11/02/2019 | 11/02/2019
|  | WELCH ALLYN, INC. | WELCH ALLYN, INC. 760 |  | 79hsef- | CDU - CLINICAL DECISION UNIT-9 KELEMEN |  |  | excluded | 11/01/2019 |  |  |  |  | NO | NO |  |  |  |  | WELCH ALLYN, INC. 30143108 79hsef- |  |  | Active |  | 99:99:99:99:99:99 |  | Equipment | PAAR:00-PVAR | 11/01/2019 | 11/01/2019 | COOPER UNIVERSITY HOSPITAL |  |  | CDU | WOT00000000519272 | KAREN GRUBER | Disposition | Closed | Richard Jolly | 11/01/2019 | 11/01/2019 | Bulk Disposition CNL |  |  |  | 11/01/2019 | 11/01/2019
|  | WELCH ALLYN, INC. | WELCH ALLYN, INC. 760 |  | asw- | CDU - CLINICAL DECISION UNIT-9 KELEMEN |  |  | excluded | 11/02/2019 |  |  |  |  | NO | NO |  |  |  |  | WELCH ALLYN, INC. 30143104 asw- |  |  | Active |  | 99:99:99:99:99:99 |  | Equipment | PAAR:00-PVAR | 11/02/2019 | 11/02/2019 | COOPER UNIVERSITY HOSPITAL |  |  | CDU | WOT00000000521790 | KAREN GRUBER | Disposition | Closed | Richard Jolly | 11/02/2019 | 11/02/2019 | Bulk Disposition CNL |  |  |  | 11/02/2019 | 11/02/2019
|  | WELCH ALLYN, INC. | WELCH ALLYN, INC. 760 |  | as- | CDU - CLINICAL DECISION UNIT-9 KELEMEN |  |  | excluded | 11/02/2019 |  |  |  |  | NO | NO |  |  |  |  | WELCH ALLYN, INC. 30143103 as- |  |  | Active |  | 99:99:99:99:99:99 |  | Equipment | PAAR:00-PVAR | 11/02/2019 | 11/02/2019 | COOPER UNIVERSITY HOSPITAL |  |  | CDU | WOT00000000521728 | KAREN GRUBER | Disposition | Closed | Richard Jolly | 11/02/2019 | 11/02/2019 | Bulk Disposition CNL |  |  |  | 11/02/2019 | 11/02/2019
|  | WELCH ALLYN, INC. | WELCH ALLYN, INC. 760 |  | asdfa- | CDU - CLINICAL DECISION UNIT-9 KELEMEN |  |  | excluded | 11/02/2019 |  |  |  |  | NO | NO |  |  |  |  | WELCH ALLYN, INC. 30143102 asdfa- |  |  | Active |  | 99:99:99:99:99:99 |  | Equipment | PAAR:00-PVAR | 11/02/2019 | 11/02/2019 | COOPER UNIVERSITY HOSPITAL |  |  | CDU | WOT00000000521786 | KAREN GRUBER | Disposition | Closed | Richard Jolly | 11/02/2019 | 11/02/2019 | Bulk Disposition CNL |  |  |  | 11/02/2019 | 11/02/2019
|  | WELCH ALLYN, INC. | WELCH ALLYN, INC. 760 |  | asdfasdf- | CDU - CLINICAL DECISION UNIT-9 KELEMEN |  |  | excluded | 11/01/2019 |  |  |  |  | NO | NO |  |  |  |  | WELCH ALLYN, INC. 30143101 asdfasdf- |  |  | Active |  | 99:99:99:99:99:99 |  | Equipment | PAAR:00-PVAR | 11/01/2019 | 11/01/2019 | COOPER UNIVERSITY HOSPITAL |  |  | CDU | WOT00000000521787 | KAREN GRUBER | Disposition | Closed | Richard Jolly | 11/01/2019 | 11/01/2019 | Bulk Disposition CNL |  |  |  | 11/01/2019 | 11/01/2019
|  | WELCH ALLYN, INC. | WELCH ALLYN, INC. 760 |  | asdb- | CDU - CLINICAL DECISION UNIT-9 KELEMEN |  |  | excluded | 11/01/2019 |  |  |  |  | NO | NO |  |  |  |  | WELCH ALLYN, INC. 30143100 asdb- |  |  | Active |  | 99:99:99:99:99:99 |  | Equipment | PAAR:00-PVAR | 11/01/2019 | 11/01/2019 | COOPER UNIVERSITY HOSPITAL |  |  | CDU | WOT00000000521783 | KAREN GRUBER | Disposition | Closed | Richard Jolly | 11/01/2019 | 11/01/2019 | Bulk Disposition CNL |  |  |  | 11/01/2019 | 11/01/2019
|  | WELCH ALLYN, INC. | WELCH ALLYN, INC. 760 |  |  | CDU - CLINICAL DECISION UNIT-9 KELEMEN |  |  | excluded | 11/02/2019 |  |  |  |  | NO | NO |  |  |  |  | WELCH ALLYN, INC. 30143099 1108 |  |  | Active |  | 99:99:99:99:99:99 |  | Equipment | PAAR:00-PVAR | 11/02/2019 | 11/02/2019 | COOPER UNIVERSITY HOSPITAL |  |  | CDU | WOT00000000508200 | KAREN GRUBER | Disposition | Closed | Richard Jolly | 11/02/2019 | 11/02/2019 | Bulk Disposition CNL |  |  |  | 11/02/2019 | 11/02/2019
|  | WELCH ALLYN, INC. | WELCH ALLYN, INC. 767 DIAGNOSTIC SYSTEM |  | NOT KNOWN | 3 COOPER-PEDIATRICS |  |  | excluded | 11/02/2019 |  |  |  |  | NO | NO |  |  |  |  | WELCH ALLYN, INC. 11187624 NOT KNOWN |  |  | Active |  | 99:99:99:99:99:99 |  | Equipment | PAAR:00-PVAR | 11/02/2019 | 11/02/2019 | COOPER AMBULATORY OFF-SITES |  |  | Suite 200 - Exam 16 |  | MAUREEN OBRIEN |  |  |  | 11/02/2019 | 11/02/2019 |  |  |  |  | 11/02/2019 | 11/02/2019
|  | WELCH ALLYN, INC. | WELCH ALLYN, INC. 767 DIAGNOSTIC SYSTEM |  | NOT KNOWN | 3 COOPER-PEDIATRICS |  |  | excluded | 11/02/2019 |  |  |  |  | NO | NO |  |  |  |  | WELCH ALLYN, INC. 11187609 NOT KNOWN |  |  | Active |  | 99:99:99:99:99:99 |  | Equipment | PAAR:00-PVAR | 11/02/2019 | 11/02/2019 | COOPER AMBULATORY OFF-SITES |  |  | Suite 200 - Exam 14 |  | MAUREEN OBRIEN |  |  |  | 11/02/2019 | 11/02/2019 |  |  |  |  | 11/02/2019 | 11/02/2019
|  | WELCH ALLYN, INC. | WELCH ALLYN, INC. 767 DIAGNOSTIC SYSTEM |  | NOT KNOWN | 3 COOPER-PEDIATRICS |  |  | excluded | 11/02/2019 |  |  |  |  | NO | NO |  |  |  |  | WELCH ALLYN, INC. 11187610 NOT KNOWN |  |  | Active |  | 99:99:99:99:99:99 |  | Equipment | PAAR:00-PVAR | 11/02/2019 | 11/02/2019 | COOPER AMBULATORY OFF-SITES |  |  | Suite 200 - Exam 15 | 0012402655 | MAUREEN OBRIEN | Repair | Closed | Stephen Zubrzycki | 11/02/2019 | 11/02/2019 | OPHTHALMOSCOPE - HAVE EXPOSED WIRES ON CABLES, OTOSCOPE HEAD DOES NOT WORK - TMX | 11/14/2017 2:29:55 PM SJZUBRZYCKI (SJZUBRZYCKI 11/14/2017 12:00 AM) ANALYZED UNIT. REPLACED BULB AND NEEDS BOTH CABLES REPLACED. 11/16/2017 2:57:33 PM SJZUBRZYCKI (SJZUBRZYCKI 11/16/2017 12:00 AM) REPLACED CABLES AND VPO | 414D8D5C-6C70-48CE-8935-042C74900229 | Parts | 11/02/2019 | 11/02/2019 | Stephen Zubrzycki
|  | WELCH ALLYN, INC. | WELCH ALLYN, INC. 767 DIAGNOSTIC SYSTEM |  | NOT KNOWN | CINNAMINSON URGENT CARE |  |  | excluded | 11/02/2019 |  |  |  |  | NO | NO |  |  |  |  | WELCH ALLYN, INC. 11187524 NOT KNOWN |  |  | Active |  | 99:99:99:99:99:99 |  | Equipment | PAAR:00-PVAR | 11/02/2019 | 11/02/2019 | COOPER AMBULATORY OFF-SITES |  |  |  | 0012399723 | MELISSA PORTOBANCO | Repair | Closed | Gene Amodei | 11/02/2019 | 11/02/2019 | OPHTHALMOSCOPE/OTOSCOPE - WHEN PLUGGED IN AND PUT HEAD ON IT, IT DOES NOT TURN ON - 7TH FLR SOUTH PEDS DIRTY UTILITY | 12/1/2017 11:59:08 AM GRAMODEI located head, noted blubl inserted upside down, re inserted correctly unit ok RTS, expaling issue to techs | B8EB7A47-B321-4763-930D-6B1CE87E6551 | Labor | 11/02/2019 | 11/02/2019 | Gene Amodei
|  | WELCH ALLYN, INC. | WELCH ALLYN, INC. 767 DIAGNOSTIC SYSTEM |  | NOT KNOWN | 3 COOPER - MEDICINE DEPARTMENT |  |  | excluded | 07/19/2019 |  |  |  |  | NO | NO |  |  |  |  | WELCH ALLYN, INC. 10732437 NOT KNOWN |  |  | Active |  |  |  | Equipment | PAAR:00-PVAR | 10/31/2019 |  | COOPER AMBULATORY OFF-SITES |  |  | Suite 215 - Exam 13 | WOT00000003230488 | NANCY LOUIS | Performance Verification | Closed | Stephen Zubrzycki | 07/19/2019 | 07/23/2019 | Performance Verification for WELCH ALLYN, INC. 10732437 NOT KNOWN | Initial Install of Performance Verification. Device is ready for patient use.
|  | WELCH ALLYN, INC. | WELCH ALLYN, INC. 767 DIAGNOSTIC SYSTEM |  | NOT KNOWN | 3 COOPER-PEDIATRICS |  |  | excluded | 10/18/2004 |  |  |  |  | NO | NO |  |  |  |  | WELCH ALLYN, INC. 10725059 NOT KNOWN |  |  | Active |  | 99:99:99:99:99:99 |  | Equipment | PAAR:00-PVAR | 11/01/2019 |  | COOPER AMBULATORY OFF-SITES |  |  | Suite 200 - Exam 17 | 0012402656 | MAUREEN OBRIEN | Repair | Closed | Stephen Zubrzycki | 11/14/2017 | 11/14/2017 | OPHTHALMOSCOPE - HEAD IS SPLOTCHY - TMX | 11/14/2017 2:28:38 PM SJZUBRZYCKI (SJZUBRZYCKI 11/14/2017 12:00 AM) REPLACED BULBS AND VPO | 99E687E7-50FA-4D1F-92C6-5BD81A8FDBB6 | Labor | 11/14/2017 | 11/14/2017 | Stephen Zubrzycki
|  | WELCH ALLYN, INC. | WELCH ALLYN, INC. 767 DIAGNOSTIC SYSTEM |  | Not Known | 3 COOPER-PEDIATRICS |  |  | excluded | 01/01/1900 |  |  |  |  | NO | NO |  |  |  |  | WELCH ALLYN, INC. 10725058 Not Known |  |  | Active |  | 99:99:99:99:99:99 |  | Equipment | PAAR:00-PVAR | 11/02/2019 |  | COOPER AMBULATORY OFF-SITES |  |  | Suite 200 - Exam 13 | 0012402653 | MAUREEN OBRIEN | Repair | Closed | Stephen Zubrzycki | 11/14/2017 | 11/14/2017 | OPHTHALMOSCOPE - HEAD IS SPLOTCHY - TMX | 11/14/2017 2:26:14 PM SJZUBRZYCKI (SJZUBRZYCKI 11/14/2017 12:00 AM) REPLACED BULB AND VPO | 74C70199-72D1-4F44-9D03-F3DE56CEF015 | Parts | 01/01/1900 | 01/01/1900 | Stephen Zubrzycki
|  | WELCH ALLYN, INC. | WELCH ALLYN, INC. 767 DIAGNOSTIC SYSTEM |  | Not Known | 3 COOPER-PEDIATRICS |  |  | excluded | 01/01/1900 |  |  |  |  | NO | NO |  |  |  |  | WELCH ALLYN, INC. 10725055 Not Known |  |  | Active |  | 99:99:99:99:99:99 |  | Equipment | PAAR:00-PVAR | 11/02/2019 |  | COOPER AMBULATORY OFF-SITES |  |  | Suite 200 - Exam 3 | 0012402610 | MAUREEN OBRIEN | Repair | Closed | Stephen Zubrzycki | 11/14/2017 | 11/14/2017 | OPHTHALMOSCOPE - WILL NOT TURN ON - TMX | 11/14/2017 2:21:10 PM SJZUBRZYCKI (SJZUBRZYCKI 11/14/2017 12:00 AM) REPLACED BULB AND VPO | 25096850-0FA2-4B37-AAC8-79A586019EB8 | Parts | 01/01/1900 | 01/01/1900 | Stephen Zubrzycki
|  | WELCH ALLYN, INC. | WELCH ALLYN, INC. 767 DIAGNOSTIC SYSTEM |  | NOT KNOWN | 3 COOPER-PEDIATRICS |  |  | excluded | 01/01/1900 |  |  |  |  | NO | NO |  |  |  |  | WELCH ALLYN, INC. 10725056 NOT KNOWN |  |  | Active |  | 99:99:99:99:99:99 |  | Equipment | PAAR:00-PVAR | 11/02/2019 |  | COOPER AMBULATORY OFF-SITES |  |  | Suite 200 - Exam 6 | 0012402649 | MAUREEN OBRIEN | Repair | Closed | Stephen Zubrzycki | 11/14/2017 | 11/14/2017 | OPHTHALMOSCOPE - HEAD DOESNT WORK - TMX | 11/14/2017 2:22:25 PM SJZUBRZYCKI (SJZUBRZYCKI 11/14/2017 12:00 AM) ANALYZED UNIT. NEEDS OTOSCOPE CABLE 11/14/2017 2:32:14 PM SJZUBRZYCKI (SJZUBRZYCKI 11/14/2017 12:00 AM) SWAPPED CABLE WITH 10345712 AND VPO | 0065D604-65E4-4392-9288-5AE4DCA0DBA6 | Labor | 11/14/2017 | 11/14/2017 | Stephen Zubrzycki
|  | WELCH ALLYN, INC. | WELCH ALLYN, INC. 767 DIAGNOSTIC SYSTEM |  | NOT KNOWN | 3 COOPER-PEDIATRICS |  |  | excluded | 01/01/1900 |  |  |  |  | NO | NO |  |  |  |  | WELCH ALLYN, INC. 10725057 NOT KNOWN |  |  | Active |  | 99:99:99:99:99:99 |  | Equipment | PAAR:00-PVAR | 11/01/2019 |  | COOPER AMBULATORY OFF-SITES |  |  | Suite 200 - Exam 11 | WOT00000003662304 | MAUREEN OBRIEN | Repair | Closed | Stephen Zubrzycki | 09/03/2019 | 09/03/2019 | Opthalmoscope bulb is out | Acknowledged. Analyzed unit. Replaced opthalmoscope bulb and VPO. Wouldn't allow me to pull p/n CL-995 from Cooper stock | EXP3870630 | Labor | 09/03/2019 | 09/03/2019 | Stephen Zubrzycki
|  | WELCH ALLYN, INC. | WELCH ALLYN, INC. 767 DIAGNOSTIC SYSTEM |  | NOT KNOWN | 3 COOPER-PEDIATRICS |  |  | excluded | 01/01/1900 |  |  |  |  | NO | NO |  |  |  |  | WELCH ALLYN, INC. 10725054 NOT KNOWN |  |  | Active |  | 99:99:99:99:99:99 |  | Equipment | PAAR:00-PVAR | 11/01/2019 |  | COOPER AMBULATORY OFF-SITES |  |  | Suite 200 - Exam 9 | 0012402651 | MAUREEN OBRIEN | Repair | Closed | Stephen Zubrzycki | 11/14/2017 | 11/14/2017 | OPHTHALMOSCOPE - HEAD DOESNT TURN ON - TMX | 11/14/2017 2:25:17 PM SJZUBRZYCKI (SJZUBRZYCKI 11/14/2017 12:00 AM) REPLACED BULB AND VPO | 3E63B99E-A2D1-42D7-A871-011041E2FA91 | Labor | 11/14/2017 | 11/14/2017 | Stephen Zubrzycki
|  | WELCH ALLYN, INC. | WELCH ALLYN, INC. 767 DIAGNOSTIC SYSTEM |  | Not Known | EMERGENCY ROOM |  |  | excluded | 11/23/2015 |  |  |  |  | NO | NO |  |  |  |  | WELCH ALLYN, INC. 10480279 Not Known |  |  | Active |  | 99:99:99:99:99:99 |  | Equipment | PAAR:00-PVAR | 10/31/2019 |  | COOPER UNIVERSITY HOSPITAL |  |  |  |  | KAREN GRUBER
|  | WELCH ALLYN, INC. | WELCH ALLYN, INC. 767 DIAGNOSTIC SYSTEM |  | 21233* | CDU - CLINICAL DECISION UNIT-9 KELEMEN |  |  | excluded | 01/01/1900 |  |  |  |  | NO | NO |  |  |  |  | WELCH ALLYN, INC. 10369402 21233* |  |  | Active |  | 99:99:99:99:99:99 |  | Equipment | PAAR:00-PVAR | 11/02/2019 |  | COOPER UNIVERSITY HOSPITAL |  |  | CDU | WOT00000000513238 | KAREN GRUBER | Disposition | Closed | Richard Jolly | 02/08/2018 | 05/16/2019 | Bulk Disposition CNL
|  | WELCH ALLYN, INC. | WELCH ALLYN, INC. 767 DIAGNOSTIC SYSTEM |  | 17174* | EMERGENCY ROOM |  |  | excluded | 01/01/1900 |  |  |  |  | NO | NO |  |  |  |  | WELCH ALLYN, INC. 10369101 17174* |  |  | Active |  | 99:99:99:99:99:99 |  | Equipment | PAAR:00-PVAR | 11/01/2019 |  | COOPER UNIVERSITY HOSPITAL |  |  | PDE | WOT00000000512054 | KAREN GRUBER | Disposition | Closed | Richard Jolly | 02/08/2018 | 05/13/2019 | Bulk Disposition CNL
|  | WELCH ALLYN, INC. | WELCH ALLYN, INC. 767 DIAGNOSTIC SYSTEM |  | Not Known | EMERGENCY ROOM |  |  |  | 01/01/1900 |  |  |  |  | NO | NO |  |  |  |  | WELCH ALLYN, INC. 10369097 Not Known |  |  | Disposition |  | 99:99:99:99:99:99 |  | Equipment | PAAR:00-PVAR | 11/02/2019 |  | COOPER UNIVERSITY HOSPITAL |  |  | PD ER |  | KAREN GRUBER
|  | WELCH ALLYN, INC. | WELCH ALLYN, INC. 767 DIAGNOSTIC SYSTEM |  | Not Known | EMERGENCY ROOM |  |  | excluded | 01/01/1900 |  |  |  |  | NO | NO |  |  |  |  | WELCH ALLYN, INC. 10368853 Not Known |  |  | Active |  | 99:99:99:99:99:99 |  | Equipment | PAAR:00-PVAR | 11/02/2019 |  | COOPER UNIVERSITY HOSPITAL |  |  | ER | WOT00000002202354 | KAREN GRUBER | Disposition | Closed | Richard Jolly | 02/14/2019 | 05/21/2019 | Bulk Disposition CNL
|  | WELCH ALLYN, INC. | WELCH ALLYN, INC. 767 DIAGNOSTIC SYSTEM |  | Not Known | EMERGENCY ROOM |  |  |  | 01/01/1900 |  |  |  |  | NO | NO |  |  |  |  | WELCH ALLYN, INC. 10368848 Not Known |  |  | Disposition |  | 99:99:99:99:99:99 |  | Equipment | PAAR:00-PVAR | 11/02/2019 |  | COOPER UNIVERSITY HOSPITAL |  |  | ER | WOT00000000531876 | KAREN GRUBER | Disposition | Closed | Richard Jolly | 02/08/2018 | 07/18/2019 | Bulk Disposition CNL | can not locate device | EXP3425670 | Labor | 07/18/2019 | 07/18/2019 | Richard Jolly
|  | WELCH ALLYN, INC. | WELCH ALLYN, INC. 767 DIAGNOSTIC SYSTEM |  | Not Known | EMERGENCY ROOM |  |  | excluded | 01/01/1900 |  |  |  |  | NO | NO |  |  |  |  | WELCH ALLYN, INC. 10368840 Not Known |  |  | Active |  | 99:99:99:99:99:99 |  | Equipment | PAAR:00-PVAR | 11/02/2019 |  | COOPER UNIVERSITY HOSPITAL |  |  | ER | WOT00000000530609 | KAREN GRUBER | Disposition | Closed | Richard Jolly | 02/08/2018 | 05/17/2019 | Bulk Disposition CNL
|  | WELCH ALLYN, INC. | WELCH ALLYN, INC. 767 DIAGNOSTIC SYSTEM |  | Not Known | EMERGENCY ROOM |  |  |  | 01/01/1900 |  |  |  |  | NO | NO |  |  |  |  | WELCH ALLYN, INC. 10368838 Not Known |  |  | Disposition |  | 99:99:99:99:99:99 |  | Equipment | PAAR:00-PVAR | 11/02/2019 |  | COOPER UNIVERSITY HOSPITAL |  |  | ER | WOT00000000528651 | KAREN GRUBER | Disposition | Closed | Richard Jolly | 02/08/2018 | 07/16/2019 | Bulk Disposition CNL | can not locate this device | EXP3405318 | Labor | 07/16/2019 | 07/16/2019 | Richard Jolly
|  | WELCH ALLYN, INC. | WELCH ALLYN, INC. 767 DIAGNOSTIC SYSTEM |  | Not Known | EMERGENCY ROOM |  |  |  | 01/01/1900 |  |  |  |  | NO | NO |  |  |  |  | WELCH ALLYN, INC. 10368833 Not Known |  |  | Disposition |  | 99:99:99:99:99:99 |  | Equipment | PAAR:00-PVAR | 11/02/2019 |  | COOPER UNIVERSITY HOSPITAL |  |  | ER | WOT00000000530548 | KAREN GRUBER | Disposition | Closed | Richard Jolly | 02/08/2018 | 07/16/2019 | Bulk Disposition CNL | can not locate this device | EXP3404839 | Labor | 07/16/2019 | 07/16/2019 | Richard Jolly
|  | WELCH ALLYN, INC. | WELCH ALLYN, INC. 767 DIAGNOSTIC SYSTEM |  | 17177* | EMERGENCY ROOM |  |  |  | 01/01/1900 |  |  |  |  | NO | NO |  |  |  |  | WELCH ALLYN, INC. 10368831 17177* |  |  | Disposition |  | 99:99:99:99:99:99 |  | Equipment | PAAR:00-PVAR | 11/02/2019 |  | COOPER UNIVERSITY HOSPITAL |  |  | ER | WOT00000000512055 | KAREN GRUBER | Disposition | Closed | Richard Jolly | 02/08/2018 | 05/14/2019 | Bulk Disposition CNL
|  | WELCH ALLYN, INC. | WELCH ALLYN, INC. 767 DIAGNOSTIC SYSTEM |  | Not Known | EMERGENCY ROOM |  |  |  | 01/01/1900 |  |  |  |  | NO | NO |  |  |  |  | WELCH ALLYN, INC. 10368825 Not Known |  |  | Disposition |  | 99:99:99:99:99:99 |  | Equipment | PAAR:00-PVAR | 11/01/2019 |  | COOPER UNIVERSITY HOSPITAL |  |  | ER | WOT00000000528593 | KAREN GRUBER | Disposition | Closed | Richard Jolly | 02/08/2018 | 06/12/2019 | Bulk Disposition CNL | unable to locate missing device | EXP3138478 | Labor | 06/11/2019 | 06/11/2019 | Richard Jolly
|  | WELCH ALLYN, INC. | WELCH ALLYN, INC. 767 DIAGNOSTIC SYSTEM |  | NOT KNOWN | EMERGENCY ROOM |  |  |  | 01/01/1900 |  |  |  |  | NO | NO |  |  |  |  | WELCH ALLYN, INC. 10368811 NOT KNOWN |  |  | Disposition |  | 99:99:99:99:99:99 |  | Equipment | PAAR:00-PVAR | 10/15/2019 |  | COOPER UNIVERSITY HOSPITAL |  |  | ER |  | KAREN GRUBER
|  | WELCH ALLYN, INC. | WELCH ALLYN, INC. 767 DIAGNOSTIC SYSTEM |  | Not Known | EMERGENCY ROOM |  |  | excluded | 01/01/1900 |  |  |  |  | NO | NO |  |  |  |  | WELCH ALLYN, INC. 10368809 Not Known |  |  | Active |  | 99:99:99:99:99:99 |  | Equipment | PAAR:00-PVAR | 11/02/2019 |  | COOPER UNIVERSITY HOSPITAL |  |  | ER | WOT00000000530744 | KAREN GRUBER | Disposition | Closed | Richard Jolly | 02/08/2018 | 06/12/2019 | Bulk Disposition CNL
|  | WELCH ALLYN, INC. | WELCH ALLYN, INC. 767 DIAGNOSTIC SYSTEM |  | Not Known | EMERGENCY ROOM |  |  | excluded | 01/01/1900 |  |  |  |  | NO | NO |  |  |  |  | WELCH ALLYN, INC. 10368807 Not Known |  |  | Active |  | 99:99:99:99:99:99 |  | Equipment | PAAR:00-PVAR | 11/02/2019 |  | COOPER UNIVERSITY HOSPITAL |  |  | ER | WOT00000000530213 | KAREN GRUBER | Disposition | Closed | Richard Jolly | 02/08/2018 | 05/14/2019 | Bulk Disposition CNL
|  | WELCH ALLYN, INC. | WELCH ALLYN, INC. 767 DIAGNOSTIC SYSTEM |  | Not Known | EMERGENCY ROOM |  |  | excluded | 01/01/1900 |  |  |  |  | NO | NO |  |  |  |  | WELCH ALLYN, INC. 10368798 Not Known |  |  | Active |  | 99:99:99:99:99:99 |  | Equipment | PAAR:00-PVAR | 11/01/2019 |  | COOPER UNIVERSITY HOSPITAL |  |  | ER | WOT00000000528536 | KAREN GRUBER | Disposition | Closed | Richard Jolly | 02/08/2018 | 05/16/2019 | Bulk Disposition CNL
|  | WELCH ALLYN, INC. | WELCH ALLYN, INC. 767 DIAGNOSTIC SYSTEM |  | Not Known | EMERGENCY ROOM |  |  | excluded | 01/01/1900 |  |  |  |  | NO | NO |  |  |  |  | WELCH ALLYN, INC. 10368797 Not Known |  |  | Active |  | 99:99:99:99:99:99 |  | Equipment | PAAR:00-PVAR | 11/02/2019 |  | COOPER UNIVERSITY HOSPITAL |  |  | ER | WOT00000000530677 | KAREN GRUBER | Disposition | Closed | Richard Jolly | 02/08/2018 | 05/13/2019 | Bulk Disposition CNL
|  | WELCH ALLYN, INC. | WELCH ALLYN, INC. 767 DIAGNOSTIC SYSTEM |  | 13768* | EMERGENCY ROOM |  |  | excluded | 01/01/1900 |  |  |  |  | NO | NO |  |  |  |  | WELCH ALLYN, INC. 10368795 13768* |  |  | Active |  | 99:99:99:99:99:99 |  | Equipment | PAAR:00-PVAR | 11/02/2019 |  | COOPER UNIVERSITY HOSPITAL |  |  | ER | WOT00000000510167 | KAREN GRUBER | Disposition | Closed | Richard Jolly | 02/08/2018 | 05/14/2019 | Bulk Disposition CNL
|  | WELCH ALLYN, INC. | WELCH ALLYN, INC. 767 DIAGNOSTIC SYSTEM |  | Not Known | EMERGENCY ROOM |  |  | excluded | 01/01/1900 |  |  |  |  | NO | NO |  |  |  |  | WELCH ALLYN, INC. 10368793 Not Known |  |  | Active |  | 99:99:99:99:99:99 |  | Equipment | PAAR:00-PVAR | 11/02/2019 |  | COOPER UNIVERSITY HOSPITAL |  |  | ER | WOT00000000530003 | KAREN GRUBER | Disposition | Closed | Richard Jolly | 02/08/2018 | 05/16/2019 | Bulk Disposition CNL
|  | WELCH ALLYN, INC. | WELCH ALLYN, INC. 767 DIAGNOSTIC SYSTEM |  |  | EMERGENCY ROOM |  |  |  | 01/01/1900 |  |  |  |  | NO | NO |  |  |  |  | WELCH ALLYN, INC. 10368792 13764 |  |  | Disposition |  | 99:99:99:99:99:99 |  | Equipment | PAAR:00-PVAR | 11/02/2019 |  | COOPER UNIVERSITY HOSPITAL |  |  | ER | WOT00000000510166 | KAREN GRUBER | Disposition | Closed | Richard Jolly | 02/08/2018 | 06/12/2019 | Bulk Disposition CNL | unable to locate missing device | EXP3138444 | Labor | 06/12/2019 | 06/12/2019 | Richard Jolly
|  | WELCH ALLYN, INC. | WELCH ALLYN, INC. 767 DIAGNOSTIC SYSTEM |  | Not Known | EMERGENCY ROOM |  |  |  | 01/01/1900 |  |  |  |  | NO | NO |  |  |  |  | WELCH ALLYN, INC. 10368788 Not Known |  |  | Disposition |  | 99:99:99:99:99:99 |  | Equipment | PAAR:00-PVAR | 11/02/2019 |  | COOPER UNIVERSITY HOSPITAL |  |  | ER | WOT00000000528715 | KAREN GRUBER | Disposition | Closed | Richard Jolly | 02/08/2018 | 07/16/2019 | Bulk Disposition CNL | can not locate this device | EXP3404884 | Labor | 07/16/2019 | 07/16/2019 | Richard Jolly
|  | WELCH ALLYN, INC. | WELCH ALLYN, INC. 767 DIAGNOSTIC SYSTEM |  | 18585* | EMERGENCY ROOM |  |  |  | 01/01/1900 |  |  |  |  | NO | NO |  |  |  |  | WELCH ALLYN, INC. 10368786 18585* |  |  | Disposition |  | 99:99:99:99:99:99 |  | Equipment | PAAR:00-PVAR | 11/02/2019 |  | COOPER UNIVERSITY HOSPITAL |  |  | ER | WOT00000000512241 | KAREN GRUBER | Disposition | Closed | Richard Jolly | 02/08/2018 | 06/12/2019 | Bulk Disposition CNL | unable to locate missing device | EXP3138708 | Labor | 06/12/2019 | 06/12/2019 | Richard Jolly
|  | WELCH ALLYN, INC. | WELCH ALLYN, INC. 767 DIAGNOSTIC SYSTEM |  | 17825* | EMERGENCY ROOM |  |  |  | 01/01/1900 |  |  |  |  | NO | NO |  |  |  |  | WELCH ALLYN, INC. 10368773 17825* |  |  | Disposition |  | 99:99:99:99:99:99 |  | Equipment | PAAR:00-PVAR | 11/02/2019 |  | COOPER UNIVERSITY HOSPITAL |  |  | PEDS TRAUMA | WOT00000000512152 | KAREN GRUBER | Disposition | Closed | Richard Jolly | 02/08/2018 | 06/12/2019 | Bulk Disposition CNL | unable to locate missing device | EXP3138539 | Labor | 06/11/2019 | 06/11/2019 | Richard Jolly
|  | WELCH ALLYN, INC. | WELCH ALLYN, INC. 767 DIAGNOSTIC SYSTEM |  | Not Known | EMERGENCY ROOM |  |  |  | 01/01/1900 |  |  |  |  | NO | NO |  |  |  |  | WELCH ALLYN, INC. 10368768 Not Known |  |  | Disposition |  |  |  | Equipment | PAAR:00-PVAR | 11/02/2019 |  | COOPER UNIVERSITY HOSPITAL |  |  | ER - PED RESC |  | KAREN GRUBER
|  | WELCH ALLYN, INC. | WELCH ALLYN, INC. 767 DIAGNOSTIC SYSTEM |  | 17828* | EMERGENCY ROOM |  |  | excluded | 01/01/1900 |  |  |  |  | NO | NO |  |  |  |  | WELCH ALLYN, INC. 10368762 17828* |  |  | Active |  | 99:99:99:99:99:99 |  | Equipment | PAAR:00-PVAR | 11/02/2019 |  | COOPER UNIVERSITY HOSPITAL |  |  | PED ER | 0011638934 | KAREN GRUBER | Repair | Closed | Richard Jolly | 05/16/2017 | 05/30/2017 | OTOSCOPE - WON'T GET BRIGHT ENOUGH, CHANGED HEAD AND BULBS, DIDN'T HELP - PEDS ER RM 6 | 5/23/2017 1:54:09 PM RCJOLLY (RCJOLLY 5/23/2017 10:00 AM) NEEDS NEW BOARD 5/23/2017 1:55:42 PM RCJOLLY (RCJOLLY 5/23/2017 10:00 AM) PARTS ORDERED 5/30/2017 2:55:44 PM RCJOLLY (RCJOLLY 5/30/2017 10:00 AM) FINISHED INSTALL OF NEW BOARD | 5DBA64B5-C5D1-451E-A0B4-17CA2BCB5027 | Labor | 05/23/2017 | 05/23/2017 | Richard Jolly
|  | WELCH ALLYN, INC. | WELCH ALLYN, INC. 767 DIAGNOSTIC SYSTEM |  | 17276* | EMERGENCY ROOM |  |  | excluded | 01/01/1900 |  |  |  |  | NO | NO |  |  |  |  | WELCH ALLYN, INC. 10368764 17276* |  |  | Active |  | 99:99:99:99:99:99 |  | Equipment | PAAR:00-PVAR | 11/02/2019 |  | COOPER UNIVERSITY HOSPITAL |  |  | PED ER | WOT00000000512074 | KAREN GRUBER | Disposition | Closed | Richard Jolly | 02/08/2018 | 05/16/2019 | Bulk Disposition CNL
|  | WELCH ALLYN, INC. | WELCH ALLYN, INC. 767 DIAGNOSTIC SYSTEM |  | Not Known | EMERGENCY ROOM |  |  |  | 01/01/1900 |  |  |  |  | NO | NO |  |  |  |  | WELCH ALLYN, INC. 10368759 Not Known |  |  | Disposition |  |  |  | Equipment | PAAR:00-PVAR | 11/01/2019 |  | COOPER UNIVERSITY HOSPITAL |  |  | ED107H |  | KAREN GRUBER
|  | WELCH ALLYN, INC. | WELCH ALLYN, INC. 767 DIAGNOSTIC SYSTEM |  | Not Known | EMERGENCY ROOM |  |  | excluded | 01/01/1900 |  |  |  |  | NO | NO |  |  |  |  | WELCH ALLYN, INC. 10368207 Not Known |  |  | Active |  | 99:99:99:99:99:99 |  | Equipment | PAAR:00-PVAR | 11/01/2019 |  | COOPER UNIVERSITY HOSPITAL |  |  | PEDS ER RM 4 | WOT00000000528416 | KAREN GRUBER | Disposition | Closed | Richard Jolly | 02/08/2018 | 05/14/2019 | Bulk Disposition CNL
|  | WELCH ALLYN, INC. | WELCH ALLYN, INC. 767 DIAGNOSTIC SYSTEM |  | Not Known | EMERGENCY ROOM |  |  | excluded | 01/01/1900 |  |  |  |  | NO | NO |  |  |  |  | WELCH ALLYN, INC. 10368166 Not Known |  |  | Active |  | 99:99:99:99:99:99 |  | Equipment | PAAR:00-PVAR | 11/02/2019 |  | COOPER UNIVERSITY HOSPITAL |  |  | EXAM 27 | WOT00000002200863 | KAREN GRUBER | Disposition | Closed | Richard Jolly | 02/14/2019 | 05/21/2019 | Bulk Disposition CNL
|  | WELCH ALLYN, INC. | WELCH ALLYN, INC. 767 DIAGNOSTIC SYSTEM |  | Not Known | EMERGENCY ROOM |  |  | excluded | 01/01/1900 |  |  |  |  | NO | NO |  |  |  |  | WELCH ALLYN, INC. 10368151 Not Known |  |  | Active |  | 99:99:99:99:99:99 |  | Equipment | PAAR:00-PVAR | 11/02/2019 |  | COOPER UNIVERSITY HOSPITAL |  |  | ED141/ RM B | WOT00000000529427 | KAREN GRUBER | Disposition | Closed | Richard Jolly | 02/08/2018 | 05/13/2019 | Bulk Disposition CNL
|  | WELCH ALLYN, INC. | WELCH ALLYN, INC. 767 DIAGNOSTIC SYSTEM |  | Not Known | EMERGENCY ROOM |  |  | excluded | 01/01/1900 |  |  |  |  | NO | NO |  |  |  |  | WELCH ALLYN, INC. 10368148 Not Known |  |  | Active |  | 99:99:99:99:99:99 |  | Equipment | PAAR:00-PVAR | 11/01/2019 |  | COOPER UNIVERSITY HOSPITAL |  |  | ED139/ RM B | WOT00000000528367 | KAREN GRUBER | Disposition | Closed | Richard Jolly | 02/08/2018 | 05/17/2019 | Bulk Disposition CNL
|  | WELCH ALLYN, INC. | WELCH ALLYN, INC. 767 DIAGNOSTIC SYSTEM |  | Not Known | EMERGENCY ROOM |  |  |  | 01/01/1900 |  |  |  |  | NO | NO |  |  |  |  | WELCH ALLYN, INC. 1036803 Not Known |  |  | Disposition |  | 99:99:99:99:99:99 |  | Equipment | PAAR:00-PVAR | 11/02/2019 |  | COOPER UNIVERSITY HOSPITAL |  |  | ER | WOT00000000530474 | KAREN GRUBER | Disposition | Closed | Richard Jolly | 02/08/2018 | 06/12/2019 | Bulk Disposition CNL | unable to locate missing device | EXP3138418 | Labor | 06/12/2019 | 06/12/2019 | Richard Jolly
|  | WELCH ALLYN, INC. | WELCH ALLYN, INC. 767 DIAGNOSTIC SYSTEM |  | Not Known | WILLINGBORO HEMATOLOGY/ONCOLOGY |  |  | excluded | 01/01/1900 |  |  |  |  | NO | NO |  |  |  |  | WELCH ALLYN, INC. 10367251 Not Known |  |  | Active |  | 99:99:99:99:99:99 |  | Equipment | PAAR:00-PVAR | 11/02/2019 |  | COOPER AMBULATORY OFF-SITES |  |  | exam rm 1 |  | ANN DENTON
|  | WELCH ALLYN, INC. | WELCH ALLYN, INC. 767 DIAGNOSTIC SYSTEM |  | Not Known | WILLINGBORO HEMATOLOGY/ONCOLOGY |  |  | excluded | 10/10/2006 |  |  |  |  | NO | NO |  |  |  |  | WELCH ALLYN, INC. 10367246 Not Known |  |  | Active |  | 99:99:99:99:99:99 |  | Equipment | PAAR:00-PVAR | 11/02/2019 |  | COOPER AMBULATORY OFF-SITES |  |  | EXAM RM 2 |  | ANN DENTON
|  | WELCH ALLYN, INC. | WELCH ALLYN, INC. 767 DIAGNOSTIC SYSTEM |  | Not Known | WILLINGBORO HEMATOLOGY/ONCOLOGY |  |  | excluded | 01/01/1900 |  |  |  |  | NO | NO |  |  |  |  | WELCH ALLYN, INC. 10367241 Not Known |  |  | Active |  | 99:99:99:99:99:99 |  | Equipment | PAAR:00-PVAR | 11/02/2019 |  | COOPER AMBULATORY OFF-SITES |  |  | EXAM RM 4 |  | ANN DENTON
|  | WELCH ALLYN, INC. | WELCH ALLYN, INC. 767 DIAGNOSTIC SYSTEM |  | Not Known | WILLINGBORO HEMATOLOGY/ONCOLOGY |  |  | excluded | 01/01/1900 |  |  |  |  | NO | NO |  |  |  |  | WELCH ALLYN, INC. 10367244 Not Known |  |  | Active |  | 99:99:99:99:99:99 |  | Equipment | PAAR:00-PVAR | 11/02/2019 |  | COOPER AMBULATORY OFF-SITES |  |  | EXAM RM 3 |  | ANN DENTON
|  | WELCH ALLYN, INC. | WELCH ALLYN, INC. 767 DIAGNOSTIC SYSTEM |  | Not Known | WILLINGBORO COOPER UNIVERSITY PHYSICIANS |  |  | excluded | 01/01/1900 |  |  |  |  | NO | NO |  |  |  |  | WELCH ALLYN, INC. 10367146 Not Known |  |  | Active |  | 99:99:99:99:99:99 |  | Equipment | PAAR:00-PVAR | 11/02/2019 |  | COOPER AMBULATORY OFF-SITES |  |  | INTERNAL MEDICINE EXAM RM 11 |  | PATTY LEWIS
|  | WELCH ALLYN, INC. | WELCH ALLYN, INC. 767 DIAGNOSTIC SYSTEM |  | Not Known | WILLINGBORO COOPER UNIVERSITY PHYSICIANS |  |  | excluded | 01/01/1900 |  |  |  |  | NO | NO |  |  |  |  | WELCH ALLYN, INC. 10367149 Not Known |  |  | Active |  | 99:99:99:99:99:99 |  | Equipment | PAAR:00-PVAR | 11/01/2019 |  | COOPER AMBULATORY OFF-SITES |  |  | INTERNAL MEDICINE EXAM RM 10 |  | PATTY LEWIS
|  | WELCH ALLYN, INC. | WELCH ALLYN, INC. 767 DIAGNOSTIC SYSTEM |  | Not Known | WILLINGBORO COOPER UNIVERSITY PHYSICIANS |  |  | excluded | 01/01/1900 |  |  |  |  | NO | NO |  |  |  |  | WELCH ALLYN, INC. 10367151 Not Known |  |  | Active |  | 99:99:99:99:99:99 |  | Equipment | PAAR:00-PVAR | 11/01/2019 |  | COOPER AMBULATORY OFF-SITES |  |  | INTERNAL MEDICINE EXAM RM 9 |  | PATTY LEWIS
|  | WELCH ALLYN, INC. | WELCH ALLYN, INC. 767 DIAGNOSTIC SYSTEM |  | Not Known | WILLINGBORO COOPER UNIVERSITY PHYSICIANS |  |  | excluded | 01/01/1900 |  |  |  |  | NO | NO |  |  |  |  | WELCH ALLYN, INC. 10367144 Not Known |  |  | Active |  | 99:99:99:99:99:99 |  | Equipment | PAAR:00-PVAR | 11/01/2019 |  | COOPER AMBULATORY OFF-SITES |  |  | INTERNAL MEDICINE EXAM RM 13 |  | PATTY LEWIS
|  | WELCH ALLYN, INC. | WELCH ALLYN, INC. 767 DIAGNOSTIC SYSTEM |  | Not Known | WILLINGBORO COOPER UNIVERSITY PHYSICIANS |  |  | excluded | 01/01/1900 |  |  |  |  | NO | NO |  |  |  |  | WELCH ALLYN, INC. 10367141 Not Known |  |  | Active |  | 99:99:99:99:99:99 |  | Equipment | PAAR:00-PVAR | 11/02/2019 |  | COOPER AMBULATORY OFF-SITES |  |  | INTERNAL MEDICINE EXAM RM 12 |  | PATTY LEWIS
|  | WELCH ALLYN, INC. | WELCH ALLYN, INC. 767 DIAGNOSTIC SYSTEM |  | Not Known | WILLINGBORO COOPER UNIVERSITY PHYSICIANS |  |  | excluded | 01/01/1900 |  |  |  |  | NO | NO |  |  |  |  | WELCH ALLYN, INC. 10367139 Not Known |  |  | Active |  | 99:99:99:99:99:99 |  | Equipment | PAAR:00-PVAR | 11/01/2019 |  | COOPER AMBULATORY OFF-SITES |  |  | INTERNAL MEDICINE EXAM RM 26 |  | PATTY LEWIS
|  | WELCH ALLYN, INC. | WELCH ALLYN, INC. 767 DIAGNOSTIC SYSTEM |  | Not Known | WILLINGBORO COOPER UNIVERSITY PHYSICIANS |  |  | excluded | 01/01/1900 |  |  |  |  | NO | NO |  |  |  |  | WELCH ALLYN, INC. 10367137 Not Known |  |  | Active |  | 99:99:99:99:99:99 |  | Equipment | PAAR:00-PVAR | 11/02/2019 |  | COOPER AMBULATORY OFF-SITES |  |  | INTERNAL MEDICINE EXAM RM 25 |  | PATTY LEWIS
|  | WELCH ALLYN, INC. | WELCH ALLYN, INC. 767 DIAGNOSTIC SYSTEM |  | Not Known | WILLINGBORO COOPER UNIVERSITY PHYSICIANS |  |  | excluded | 01/01/1900 |  |  |  |  | NO | NO |  |  |  |  | WELCH ALLYN, INC. 10367134 Not Known |  |  | Active |  | 99:99:99:99:99:99 |  | Equipment | PAAR:00-PVAR | 11/01/2019 |  | COOPER AMBULATORY OFF-SITES |  |  | INTERNAL MEDICINE EXAM RM 24 |  | PATTY LEWIS
|  | WELCH ALLYN, INC. | WELCH ALLYN, INC. 767 DIAGNOSTIC SYSTEM |  | Not Known | WILLINGBORO COOPER UNIVERSITY PHYSICIANS |  |  | excluded | 01/01/1900 |  |  |  |  | NO | NO |  |  |  |  | WELCH ALLYN, INC. 10367126 Not Known |  |  | Active |  | 99:99:99:99:99:99 |  | Equipment | PAAR:00-PVAR | 11/01/2019 |  | COOPER AMBULATORY OFF-SITES |  |  | INT MED PROCEDURE RM 3 |  | PATTY LEWIS
|  | WELCH ALLYN, INC. | WELCH ALLYN, INC. 767 DIAGNOSTIC SYSTEM |  | NOT KNOWN | WILLINGBORO COOPER UNIVERSITY PHYSICIANS |  |  | excluded | 01/01/1900 |  |  |  |  | NO | NO |  |  |  |  | WELCH ALLYN, INC. 10367111 NOT KNOWN |  |  | Active |  | 99:99:99:99:99:99 |  | Equipment | PAAR:00-PVAR | 11/02/2019 |  | COOPER AMBULATORY OFF-SITES |  |  | INTERNAL MEDICINE EXAM RM 22 |  | PATTY LEWIS
|  | WELCH ALLYN, INC. | WELCH ALLYN, INC. 767 DIAGNOSTIC SYSTEM |  | Not Known | WILLINGBORO COOPER UNIVERSITY PHYSICIANS |  |  | excluded | 01/01/1900 |  |  |  |  | NO | NO |  |  |  |  | WELCH ALLYN, INC. 10367113 Not Known |  |  | Active |  | 99:99:99:99:99:99 |  | Equipment | PAAR:00-PVAR | 11/02/2019 |  | COOPER AMBULATORY OFF-SITES |  |  | INTERNAL MEDICINE EXAM RM 23 |  | PATTY LEWIS
|  | WELCH ALLYN, INC. | WELCH ALLYN, INC. 767 DIAGNOSTIC SYSTEM |  | NOT KNOWN | WILLINGBORO CARDIOLOGY |  |  | excluded | 01/01/1900 |  |  |  |  | NO | NO |  |  |  |  | WELCH ALLYN, INC. 10367104 NOT KNOWN |  |  | Active |  | 99:99:99:99:99:99 |  | Equipment | PAAR:00-PVAR | 11/02/2019 |  | COOPER AMBULATORY OFF-SITES |  |  | EXAM RM 4 |  | JACKIE YOUNG
|  | WELCH ALLYN, INC. | WELCH ALLYN, INC. 767 DIAGNOSTIC SYSTEM |  | Not Known | WILLINGBORO COOPER UNIVERSITY PHYSICIANS |  |  | excluded | 01/01/1900 |  |  |  |  | NO | NO |  |  |  |  | WELCH ALLYN, INC. 10367099 Not Known |  |  | Active |  | 99:99:99:99:99:99 |  | Equipment | PAAR:00-PVAR | 11/02/2019 |  | COOPER AMBULATORY OFF-SITES |  |  | INTERNAL MEDICINE EXAM RM 17 |  | PATTY LEWIS
|  | WELCH ALLYN, INC. | WELCH ALLYN, INC. 767 DIAGNOSTIC SYSTEM |  | Not Known | WILLINGBORO COOPER UNIVERSITY PHYSICIANS |  |  | excluded | 01/01/1900 |  |  |  |  | NO | NO |  |  |  |  | WELCH ALLYN, INC. 10367101 Not Known |  |  | Active |  | 99:99:99:99:99:99 |  | Equipment | PAAR:00-PVAR | 11/02/2019 |  | COOPER AMBULATORY OFF-SITES |  |  | INTERNAL MEDICINE EXAM RM 18 |  | PATTY LEWIS
|  | WELCH ALLYN, INC. | WELCH ALLYN, INC. 767 DIAGNOSTIC SYSTEM |  | Not Known | WILLINGBORO COOPER UNIVERSITY PHYSICIANS |  |  | excluded | 01/01/1900 |  |  |  |  | NO | NO |  |  |  |  | WELCH ALLYN, INC. 10367097 Not Known |  |  | Active |  | 99:99:99:99:99:99 |  | Equipment | PAAR:00-PVAR | 11/02/2019 |  | COOPER AMBULATORY OFF-SITES |  |  | INTERNAL MEDICINE EXAM RM 16 |  | PATTY LEWIS
|  | WELCH ALLYN, INC. | WELCH ALLYN, INC. 767 DIAGNOSTIC SYSTEM |  | Not Known | WILLINGBORO COOPER UNIVERSITY PHYSICIANS |  |  | excluded | 01/01/1900 |  |  |  |  | NO | NO |  |  |  |  | WELCH ALLYN, INC. 10367095 Not Known |  |  | Active |  | 99:99:99:99:99:99 |  | Equipment | PAAR:00-PVAR | 11/02/2019 |  | COOPER AMBULATORY OFF-SITES |  |  | INTERNAL MEDICINE EXAM RM 15 |  | PATTY LEWIS
|  | WELCH ALLYN, INC. | WELCH ALLYN, INC. 767 DIAGNOSTIC SYSTEM |  | Not Known | WILLINGBORO COOPER UNIVERSITY PHYSICIANS |  |  | excluded | 01/01/1900 |  |  |  |  | NO | NO |  |  |  |  | WELCH ALLYN, INC. 10367093 Not Known |  |  | Active |  | 99:99:99:99:99:99 |  | Equipment | PAAR:00-PVAR | 11/02/2019 |  | COOPER AMBULATORY OFF-SITES |  |  | INTERNAL MEDICINE EXAM RM 14 |  | PATTY LEWIS
|  | WELCH ALLYN, INC. | WELCH ALLYN, INC. 767 DIAGNOSTIC SYSTEM |  | Not Known | WILLINGBORO COOPER UNIVERSITY PHYSICIANS |  |  | excluded | 01/01/1900 |  |  |  |  | NO | NO |  |  |  |  | WELCH ALLYN, INC. 10367090 Not Known |  |  | Active |  | 99:99:99:99:99:99 |  | Equipment | PAAR:00-PVAR | 11/02/2019 |  | COOPER AMBULATORY OFF-SITES |  |  | SPECIALITIES EXAM 2 |  | PATTY LEWIS
|  | WELCH ALLYN, INC. | WELCH ALLYN, INC. 767 DIAGNOSTIC SYSTEM |  | Not Known | WILLINGBORO COOPER UNIVERSITY PHYSICIANS |  |  | excluded | 01/01/1900 |  |  |  |  | NO | NO |  |  |  |  | WELCH ALLYN, INC. 10367088 Not Known |  |  | Active |  | 99:99:99:99:99:99 |  | Equipment | PAAR:00-PVAR | 11/02/2019 |  | COOPER AMBULATORY OFF-SITES |  |  | SPECIALITIES EXAM 1 |  | PATTY LEWIS
|  | WELCH ALLYN, INC. | WELCH ALLYN, INC. 767 DIAGNOSTIC SYSTEM |  | Not Known | WILLINGBORO COOPER UNIVERSITY PHYSICIANS |  |  | excluded | 01/01/1900 |  |  |  |  | NO | NO |  |  |  |  | WELCH ALLYN, INC. 10367086 Not Known |  |  | Active |  | 99:99:99:99:99:99 |  | Equipment | PAAR:00-PVAR | 11/02/2019 |  | COOPER AMBULATORY OFF-SITES |  |  | SPECIALITIES EXAM 4 |  | PATTY LEWIS
|  | WELCH ALLYN, INC. | WELCH ALLYN, INC. 767 DIAGNOSTIC SYSTEM |  | Not Known | WILLINGBORO COOPER UNIVERSITY PHYSICIANS |  |  | excluded | 01/01/1900 |  |  |  |  | NO | NO |  |  |  |  | WELCH ALLYN, INC. 10367083 Not Known |  |  | Active |  | 99:99:99:99:99:99 |  | Equipment | PAAR:00-PVAR | 11/02/2019 |  | COOPER AMBULATORY OFF-SITES |  |  | SPECIALITIES EXAM 5 |  | PATTY LEWIS
|  | WELCH ALLYN, INC. | WELCH ALLYN, INC. 767 DIAGNOSTIC SYSTEM |  | Not Known | WILLINGBORO COOPER UNIVERSITY PHYSICIANS |  |  | excluded | 01/01/1900 |  |  |  |  | NO | NO |  |  |  |  | WELCH ALLYN, INC. 10367081 Not Known |  |  | Active |  | 99:99:99:99:99:99 |  | Equipment | PAAR:00-PVAR | 11/02/2019 |  | COOPER AMBULATORY OFF-SITES |  |  | SPECIALITIES EXAM 6 |  | PATTY LEWIS
|  | WELCH ALLYN, INC. | WELCH ALLYN, INC. 767 DIAGNOSTIC SYSTEM |  | Not Known | WILLINGBORO COOPER UNIVERSITY PHYSICIANS |  |  | excluded | 01/01/1900 |  |  |  |  | NO | NO |  |  |  |  | WELCH ALLYN, INC. 10367075 Not Known |  |  | Active |  | 99:99:99:99:99:99 |  | Equipment | PAAR:00-PVAR | 11/02/2019 |  | COOPER AMBULATORY OFF-SITES |  |  | SPECIALITIES EXAM 7 |  | PATTY LEWIS
|  | WELCH ALLYN, INC. | WELCH ALLYN, INC. 767 DIAGNOSTIC SYSTEM |  | Not Known | WILLINGBORO COOPER UNIVERSITY PHYSICIANS |  |  | excluded | 01/01/1900 |  |  |  |  | NO | NO |  |  |  |  | WELCH ALLYN, INC. 10367073 Not Known |  |  | Active |  | 99:99:99:99:99:99 |  | Equipment | PAAR:00-PVAR | 11/02/2019 |  | COOPER AMBULATORY OFF-SITES |  |  | SPECIALITIES EXAM 8 |  | PATTY LEWIS
|  | WELCH ALLYN, INC. | WELCH ALLYN, INC. 767 DIAGNOSTIC SYSTEM |  | Not Known | BRACHFIELD MEDICAL ASSOCIATES-MEDICINE |  |  | excluded | 01/01/1900 |  |  |  |  | NO | NO |  |  |  |  | WELCH ALLYN, INC. 10367067 Not Known |  |  | Active |  | 99:99:99:99:99:99 |  | Equipment | PAAR:00-PVAR | 11/02/2019 |  | COOPER AMBULATORY OFF-SITES |  |  | C102 |  | CATHY CRAWFORD
|  | WELCH ALLYN, INC. | WELCH ALLYN, INC. 767 DIAGNOSTIC SYSTEM |  | Not Known | BRACHFIELD MEDICAL ASSOCIATES-MEDICINE |  |  | excluded | 01/01/1900 |  |  |  |  | NO | NO |  |  |  |  | WELCH ALLYN, INC. 10367034 Not Known |  |  | Active |  | 99:99:99:99:99:99 |  | Equipment | PAAR:00-PVAR | 11/02/2019 |  | COOPER AMBULATORY OFF-SITES |  |  | A101 |  | CATHY CRAWFORD
|  | WELCH ALLYN, INC. | WELCH ALLYN, INC. 767 DIAGNOSTIC SYSTEM |  | Not Known | BRACHFIELD MEDICAL ASSOCIATES-MEDICINE |  |  | excluded | 01/01/1900 |  |  |  |  | NO | NO |  |  |  |  | WELCH ALLYN, INC. 10367027 Not Known |  |  | Active |  | 99:99:99:99:99:99 |  | Equipment | PAAR:00-PVAR | 11/02/2019 |  | COOPER AMBULATORY OFF-SITES |  |  | A104 |  | CATHY CRAWFORD
|  | WELCH ALLYN, INC. | WELCH ALLYN, INC. 767 DIAGNOSTIC SYSTEM |  | Not Known | BRACHFIELD MEDICAL ASSOCIATES-MEDICINE |  |  | excluded | 01/01/1900 |  |  |  |  | NO | NO |  |  |  |  | WELCH ALLYN, INC. 10367028 Not Known |  |  | Active |  | 99:99:99:99:99:99 |  | Equipment | PAAR:00-PVAR | 11/02/2019 |  | COOPER AMBULATORY OFF-SITES |  |  | EXAM 2 DR ROSENBAUM |  | CATHY CRAWFORD
|  | WELCH ALLYN, INC. | WELCH ALLYN, INC. 767 DIAGNOSTIC SYSTEM |  | Not Known | BRACHFIELD MEDICAL ASSOCIATES-MEDICINE |  |  | excluded | 01/01/1900 |  |  |  |  | NO | NO |  |  |  |  | WELCH ALLYN, INC. 10367029 Not Known |  |  | Active |  | 99:99:99:99:99:99 |  | Equipment | PAAR:00-PVAR | 11/02/2019 |  | COOPER AMBULATORY OFF-SITES |  |  | A102 |  | CATHY CRAWFORD
|  | WELCH ALLYN, INC. | WELCH ALLYN, INC. 767 DIAGNOSTIC SYSTEM |  | Not Known | BRACHFIELD MEDICAL ASSOCIATES-MEDICINE |  |  | excluded | 01/01/1900 |  |  |  |  | NO | NO |  |  |  |  | WELCH ALLYN, INC. 10367031 Not Known |  |  | Active |  | 99:99:99:99:99:99 |  | Equipment | PAAR:00-PVAR | 11/02/2019 |  | COOPER AMBULATORY OFF-SITES |  |  | a109 |  | CATHY CRAWFORD
|  | WELCH ALLYN, INC. | WELCH ALLYN, INC. 767 DIAGNOSTIC SYSTEM |  | Not Known | BRACHFIELD MEDICAL ASSOCIATES-MEDICINE |  |  | excluded | 01/01/1900 |  |  |  |  | NO | NO |  |  |  |  | WELCH ALLYN, INC. 10367022 Not Known |  |  | Active |  | 99:99:99:99:99:99 |  | Equipment | PAAR:00-PVAR | 11/02/2019 |  | COOPER AMBULATORY OFF-SITES |  |  | A108 | 0012493788 | CATHY CRAWFORD | Repair | Closed | Kirk Lis | 12/08/2017 | 12/20/2017 | SCOPE - NOT LIGHTING UP - BRACH FEILD, RM A 108 | 12/20/2017 9:40:48 AM KALIS (KALIS 12/19/2017 12:00 AM) TRAVEL TIME (KALIS 12/19/2017 12:00 AM) ANALYZED UNIT. EQUIPMENT MISSING POWER CORD!!! SEARCH STOCK REPLACED CORD PERFORMED OVP (KALIS 12/20/2017 12:00 AM) DOCUMENTATION | D7F2B189-7BC9-4247-80FD-7CE3FDAFDFEF | Labor | 12/19/2017 | 12/19/2017 | Kirk Lis
|  | WELCH ALLYN, INC. | WELCH ALLYN, INC. 767 DIAGNOSTIC SYSTEM |  | Not Known | BRACHFIELD MEDICAL ASSOCIATES-MEDICINE |  |  | excluded | 01/01/1900 |  |  |  |  | NO | NO |  |  |  |  | WELCH ALLYN, INC. 10367016 Not Known |  |  | Active |  | 99:99:99:99:99:99 |  | Equipment | PAAR:00-PVAR | 11/02/2019 |  | COOPER AMBULATORY OFF-SITES |  |  | B109 |  | CATHY CRAWFORD
|  | WELCH ALLYN, INC. | WELCH ALLYN, INC. 767 DIAGNOSTIC SYSTEM |  | Not Known | BRACHFIELD MEDICAL ASSOCIATES-MEDICINE |  |  | excluded | 01/01/1900 |  |  |  |  | NO | NO |  |  |  |  | WELCH ALLYN, INC. 10367007 Not Known |  |  | Active |  | 99:99:99:99:99:99 |  | Equipment | PAAR:00-PVAR | 11/02/2019 |  | COOPER AMBULATORY OFF-SITES |  |  | B106 |  | CATHY CRAWFORD
|  | WELCH ALLYN, INC. | WELCH ALLYN, INC. 767 DIAGNOSTIC SYSTEM |  | Not Known | GLOUCESTER-MEDICINE |  |  |  | 01/01/1900 |  |  |  |  | NO | NO |  |  |  |  | WELCH ALLYN, INC. 10366842 Not Known |  |  | Disposition |  |  |  | Equipment | PAAR:00-PVAR | 11/02/2019 |  | COOPER AMBULATORY OFF-SITES |  |  | EXAM 4 - Closing |  | KELLIE STOUT
|  | WELCH ALLYN, INC. | WELCH ALLYN, INC. 767 DIAGNOSTIC SYSTEM |  | Not Known | GLOUCESTER-MEDICINE |  |  |  | 01/01/1900 |  |  |  |  | NO | NO |  |  |  |  | WELCH ALLYN, INC. 10366845 Not Known |  |  | Disposition |  |  |  | Equipment | PAAR:00-PVAR | 11/02/2019 |  | COOPER AMBULATORY OFF-SITES |  |  | EXAM 3 - Closing |  | KELLIE STOUT
|  | WELCH ALLYN, INC. | WELCH ALLYN, INC. 767 DIAGNOSTIC SYSTEM |  | Not Known | GLOUCESTER-MEDICINE |  |  |  | 01/01/1900 |  |  |  |  | NO | NO |  |  |  |  | WELCH ALLYN, INC. 10366848 Not Known |  |  | Disposition |  |  |  | Equipment | PAAR:00-PVAR | 11/02/2019 |  | COOPER AMBULATORY OFF-SITES |  |  | Exam 1 - Closed |  | KELLIE STOUT
|  | WELCH ALLYN, INC. | WELCH ALLYN, INC. 767 DIAGNOSTIC SYSTEM |  | Not Known | THOROFARE-INTERNAL MEDICINE |  |  | excluded | 01/01/1900 |  |  |  |  | NO | NO |  |  |  |  | WELCH ALLYN, INC. 10366835 Not Known |  |  | Active |  | 99:99:99:99:99:99 |  | Equipment | PAAR:00-PVAR | 11/02/2019 |  | COOPER AMBULATORY OFF-SITES |  |  | EXAM 2 |  | Cheryl Peck
|  | WELCH ALLYN, INC. | WELCH ALLYN, INC. 767 DIAGNOSTIC SYSTEM |  | Not Known | GLOUCESTER-MEDICINE |  |  |  | 01/01/1900 |  |  |  |  | NO | NO |  |  |  |  | WELCH ALLYN, INC. 10366840 Not Known |  |  | Disposition |  |  |  | Equipment | PAAR:00-PVAR | 11/02/2019 |  | COOPER AMBULATORY OFF-SITES |  |  | EXAM 2 - Closing |  | KELLIE STOUT
|  | WELCH ALLYN, INC. | WELCH ALLYN, INC. 767 DIAGNOSTIC SYSTEM |  | Not Known | THOROFARE-INTERNAL MEDICINE |  |  | excluded | 01/01/1900 |  |  |  |  | NO | NO |  |  |  |  | WELCH ALLYN, INC. 10366832 Not Known |  |  | Active |  | 99:99:99:99:99:99 |  | Equipment | PAAR:00-PVAR | 11/02/2019 |  | COOPER AMBULATORY OFF-SITES |  |  | EXAM 6 |  | Cheryl Peck
|  | WELCH ALLYN, INC. | WELCH ALLYN, INC. 767 DIAGNOSTIC SYSTEM |  | Not Known | THOROFARE-INTERNAL MEDICINE |  |  | excluded | 01/01/1900 |  |  |  |  | NO | NO |  |  |  |  | WELCH ALLYN, INC. 10366829 Not Known |  |  | Active |  | 99:99:99:99:99:99 |  | Equipment | PAAR:00-PVAR | 11/01/2019 |  | COOPER AMBULATORY OFF-SITES |  |  | Exam 7 |  | Cheryl Peck
|  | WELCH ALLYN, INC. | WELCH ALLYN, INC. 767 DIAGNOSTIC SYSTEM |  | Not Known | THOROFARE-INTERNAL MEDICINE |  |  | excluded | 01/01/1900 |  |  |  |  | NO | NO |  |  |  |  | WELCH ALLYN, INC. 10366824 Not Known |  |  | Active |  | 99:99:99:99:99:99 |  | Equipment | PAAR:00-PVAR | 11/02/2019 |  | COOPER AMBULATORY OFF-SITES |  |  | EXAM 1 |  | Cheryl Peck
|  | WELCH ALLYN, INC. | WELCH ALLYN, INC. 767 DIAGNOSTIC SYSTEM |  | Not Known | THOROFARE-INTERNAL MEDICINE |  |  | excluded | 01/01/1900 |  |  |  |  | NO | NO |  |  |  |  | WELCH ALLYN, INC. 10366822 Not Known |  |  | Active |  | 99:99:99:99:99:99 |  | Equipment | PAAR:00-PVAR | 11/02/2019 |  | COOPER AMBULATORY OFF-SITES |  |  | exam 3 |  | Cheryl Peck
|  | WELCH ALLYN, INC. | WELCH ALLYN, INC. 767 DIAGNOSTIC SYSTEM |  | Not Known | THOROFARE-INTERNAL MEDICINE |  |  | excluded | 01/01/1900 |  |  |  |  | NO | NO |  |  |  |  | WELCH ALLYN, INC. 10366819 Not Known |  |  | Active |  | 99:99:99:99:99:99 |  | Equipment | PAAR:00-PVAR | 11/02/2019 |  | COOPER AMBULATORY OFF-SITES |  |  | EXAM 5 |  | Cheryl Peck
|  | WELCH ALLYN, INC. | WELCH ALLYN, INC. 767 DIAGNOSTIC SYSTEM |  | Not Known | FAMILY MEDICAL SEWELL |  |  | excluded | 01/01/1900 |  |  |  |  | NO | NO |  |  |  |  | WELCH ALLYN, INC. 10366800 Not Known |  |  | Active |  | 99:99:99:99:99:99 |  | Equipment | PAAR:00-PVAR | 11/02/2019 |  | COOPER AMBULATORY OFF-SITES |  |  | EXAM 5 |  | MARIANNE SHIEPAN
|  | WELCH ALLYN, INC. | WELCH ALLYN, INC. 767 DIAGNOSTIC SYSTEM |  | Not Known | FAMILY MEDICAL SEWELL |  |  | excluded | 01/01/1900 |  |  |  |  | NO | NO |  |  |  |  | WELCH ALLYN, INC. 10366796 Not Known |  |  | Active |  | 99:99:99:99:99:99 |  | Equipment | PAAR:00-PVAR | 11/02/2019 |  | COOPER AMBULATORY OFF-SITES |  |  | exam 3 |  | MARIANNE SHIEPAN
|  | WELCH ALLYN, INC. | WELCH ALLYN, INC. 767 DIAGNOSTIC SYSTEM |  | Not Known | FAMILY MEDICAL SEWELL |  |  | excluded | 01/01/1900 |  |  |  |  | NO | NO |  |  |  |  | WELCH ALLYN, INC. 10366789 Not Known |  |  | Active |  | 99:99:99:99:99:99 |  | Equipment | PAAR:00-PVAR | 11/02/2019 |  | COOPER AMBULATORY OFF-SITES |  |  | EXAM 1 |  | MARIANNE SHIEPAN
|  | WELCH ALLYN, INC. | WELCH ALLYN, INC. 767 DIAGNOSTIC SYSTEM |  | Not Known | BUNKER HILL-PEDIATRICS |  |  |  | 01/01/1900 |  |  |  |  | NO | NO |  |  |  |  | WELCH ALLYN, INC. 10366777 Not Known |  |  | Disposition |  |  |  | Equipment | PAAR:00-PVAR | 11/02/2019 |  | COOPER AMBULATORY OFF-SITES |  |  | EXAM 2 |  | MAUREEN OBRIEN
|  | WELCH ALLYN, INC. | WELCH ALLYN, INC. 767 DIAGNOSTIC SYSTEM |  | Not Known | BUNKER HILL-PEDIATRICS |  |  |  | 01/01/1900 |  |  |  |  | NO | NO |  |  |  |  | WELCH ALLYN, INC. 10366775 Not Known |  |  | Disposition |  |  |  | Equipment | PAAR:00-PVAR | 11/01/2019 |  | COOPER AMBULATORY OFF-SITES |  |  | exam 4 |  | MAUREEN OBRIEN
|  | WELCH ALLYN, INC. | WELCH ALLYN, INC. 767 DIAGNOSTIC SYSTEM |  | Not Known | BUNKER HILL-PEDIATRICS |  |  |  | 01/01/1900 |  |  |  |  | NO | NO |  |  |  |  | WELCH ALLYN, INC. 10366772 Not Known |  |  | Disposition |  |  |  | Equipment | PAAR:00-PVAR | 11/02/2019 |  | COOPER AMBULATORY OFF-SITES |  |  | EXAM 1 |  | MAUREEN OBRIEN
|  | WELCH ALLYN, INC. | WELCH ALLYN, INC. 767 DIAGNOSTIC SYSTEM |  | Not Known | BUNKER HILL-PEDIATRICS |  |  |  | 01/01/1900 |  |  |  |  | NO | NO |  |  |  |  | WELCH ALLYN, INC. 10366773 Not Known |  |  | Disposition |  |  |  | Equipment | PAAR:00-PVAR | 11/01/2019 |  | COOPER AMBULATORY OFF-SITES |  |  | exam 3 |  | MAUREEN OBRIEN
|  | WELCH ALLYN, INC. | WELCH ALLYN, INC. 767 DIAGNOSTIC SYSTEM |  | Not Known | BUNKER HILL-INTERNAL MEDICINE |  |  | excluded | 01/01/1900 |  |  |  |  | NO | NO |  |  |  |  | WELCH ALLYN, INC. 10366768 Not Known |  |  | Active |  | 99:99:99:99:99:99 |  | Equipment | PAAR:00-PVAR | 11/02/2019 |  | COOPER AMBULATORY OFF-SITES |  |  | EXAM 2 |  | SUSAN BABCOCK
|  | WELCH ALLYN, INC. | WELCH ALLYN, INC. 767 DIAGNOSTIC SYSTEM |  | Not Known | BUNKER HILL-INTERNAL MEDICINE |  |  | excluded | 01/01/1900 |  |  |  |  | NO | NO |  |  |  |  | WELCH ALLYN, INC. 10366761 Not Known |  |  | Active |  | 99:99:99:99:99:99 |  | Equipment | PAAR:00-PVAR | 11/02/2019 |  | COOPER AMBULATORY OFF-SITES |  |  | exam 4 |  | SUSAN BABCOCK
|  | WELCH ALLYN, INC. | WELCH ALLYN, INC. 767 DIAGNOSTIC SYSTEM |  | Not Known | BUNKER HILL-INTERNAL MEDICINE |  |  | excluded | 01/01/1900 |  |  |  |  | NO | NO |  |  |  |  | WELCH ALLYN, INC. 10366766 Not Known |  |  | Active |  | 99:99:99:99:99:99 |  | Equipment | PAAR:00-PVAR | 11/02/2019 |  | COOPER AMBULATORY OFF-SITES |  |  | EXAM 5 |  | SUSAN BABCOCK
|  | WELCH ALLYN, INC. | WELCH ALLYN, INC. 767 DIAGNOSTIC SYSTEM |  | 17255* | EMERGENCY ROOM |  |  |  | 01/01/1900 |  |  |  |  | NO | NO |  |  |  |  | WELCH ALLYN, INC. 10366706 17255* |  |  | Disposition |  | 99:99:99:99:99:99 |  | Equipment | PAAR:00-PVAR | 11/02/2019 |  | COOPER UNIVERSITY HOSPITAL |  |  | ER | WOT00000000512067 | KAREN GRUBER | Disposition | Closed | Richard Jolly | 02/08/2018 | 07/12/2019 | Bulk Disposition CNL | missing over 2 years | EXP3384547 | Labor | 07/12/2019 | 07/12/2019 | Richard Jolly
|  | WELCH ALLYN, INC. | WELCH ALLYN, INC. 767 DIAGNOSTIC SYSTEM |  | Not Known | KINGS HIGHWAY-MEDICINE |  |  | excluded | 01/01/1900 |  |  |  |  | NO | NO |  |  |  |  | WELCH ALLYN, INC. 10366308 Not Known |  |  | Active |  | 99:99:99:99:99:99 |  | Equipment | PAAR:00-PVAR | 11/02/2019 |  | COOPER AMBULATORY OFF-SITES |  |  | EXAM 5 |  | CHRISTINE MULLER
|  | WELCH ALLYN, INC. | WELCH ALLYN, INC. 767 DIAGNOSTIC SYSTEM |  | Not Known | KINGS HIGHWAY-MEDICINE |  |  | excluded | 01/01/1900 |  |  |  |  | NO | NO |  |  |  |  | WELCH ALLYN, INC. 10366305 Not Known |  |  | Active |  | 99:99:99:99:99:99 |  | Equipment | PAAR:00-PVAR | 11/02/2019 |  | COOPER AMBULATORY OFF-SITES |  |  | exam 4 | 0012411458 | CHRISTINE MULLER | Repair | Closed | Kirk Lis | 11/17/2017 | 11/20/2017 | OTOSCOPE - THE LIGHT IS OUT - NORTH 6 BACK NURSES STATION | 11/20/2017 10:37:26 AM KALIS (KALIS 11/17/2017 12:00 AM) REPLACED BAD BULB. PERFORMED OVP | 9EBA9E2D-CC56-4D97-BD24-5994B7CE6124 | Labor | 11/17/2017 | 11/17/2017 | Kirk Lis
|  | WELCH ALLYN, INC. | WELCH ALLYN, INC. 767 DIAGNOSTIC SYSTEM |  | Not Known | KINGS HIGHWAY-MEDICINE |  |  | excluded | 01/01/1900 |  |  |  |  | NO | NO |  |  |  |  | WELCH ALLYN, INC. 10366303 Not Known |  |  | Active |  | 99:99:99:99:99:99 |  | Equipment | PAAR:00-PVAR | 11/02/2019 |  | COOPER AMBULATORY OFF-SITES |  |  | exam 3 |  | CHRISTINE MULLER
|  | WELCH ALLYN, INC. | WELCH ALLYN, INC. 767 DIAGNOSTIC SYSTEM |  | Not Known | KINGS HIGHWAY-MEDICINE |  |  | excluded | 01/01/1900 |  |  |  |  | NO | NO |  |  |  |  | WELCH ALLYN, INC. 10366297 Not Known |  |  | Active |  | 99:99:99:99:99:99 |  | Equipment | PAAR:00-PVAR | 11/02/2019 |  | COOPER AMBULATORY OFF-SITES |  |  | EXAM 2 |  | CHRISTINE MULLER
|  | WELCH ALLYN, INC. | WELCH ALLYN, INC. 767 DIAGNOSTIC SYSTEM |  | NSNCOOPERAMB0013 | KINGS HIGHWAY-MEDICINE |  |  | excluded | 01/01/1900 |  |  |  |  | NO | NO |  |  |  |  | WELCH ALLYN, INC. 10366290 NSNCOOPERAMB0013 |  |  | Active |  | 99:99:99:99:99:99 |  | Equipment | PAAR:00-PVAR | 11/02/2019 |  | COOPER AMBULATORY OFF-SITES |  |  | 2ND FLOOR RHUMOTOLOGY |  | CHRISTINE MULLER
|  | WELCH ALLYN, INC. | WELCH ALLYN, INC. 767 DIAGNOSTIC SYSTEM |  | NSNCOOPERAMB0021 | KINGS HIGHWAY-MEDICINE |  |  | excluded | 01/01/1900 |  |  |  |  | NO | NO |  |  |  |  | WELCH ALLYN, INC. 10366294 NSNCOOPERAMB0021 |  |  | Active |  | 99:99:99:99:99:99 |  | Equipment | PAAR:00-PVAR | 11/02/2019 |  | COOPER AMBULATORY OFF-SITES |  |  | EXAM 1 |  | CHRISTINE MULLER
|  | WELCH ALLYN, INC. | WELCH ALLYN, INC. 767 DIAGNOSTIC SYSTEM |  | NSNCOOPERAMB0020 | KINGS HIGHWAY-MEDICINE |  |  | excluded | 01/01/1900 |  |  |  |  | NO | NO |  |  |  |  | WELCH ALLYN, INC. 10366291 NSNCOOPERAMB0020 |  |  | Active |  | 99:99:99:99:99:99 |  | Equipment | PAAR:00-PVAR | 11/02/2019 |  | COOPER AMBULATORY OFF-SITES |  |  | EXAM 6 |  | CHRISTINE MULLER
|  | WELCH ALLYN, INC. | WELCH ALLYN, INC. 767 DIAGNOSTIC SYSTEM |  | Not Known | KINGS HIGHWAY-MEDICINE |  |  | excluded | 01/01/1900 |  |  |  |  | NO | NO |  |  |  |  | WELCH ALLYN, INC. 10366282 Not Known |  |  | Active |  | 99:99:99:99:99:99 |  | Equipment | PAAR:00-PVAR | 11/02/2019 |  | COOPER AMBULATORY OFF-SITES |  |  | EXAM 9 |  | CHRISTINE MULLER
|  | WELCH ALLYN, INC. | WELCH ALLYN, INC. 767 DIAGNOSTIC SYSTEM |  | NSNCOOPERAMB0019 | KINGS HIGHWAY-MEDICINE |  |  | excluded | 01/01/1900 |  |  |  |  | NO | NO |  |  |  |  | WELCH ALLYN, INC. 10366284 NSNCOOPERAMB0019 |  |  | Active |  | 99:99:99:99:99:99 |  | Equipment | PAAR:00-PVAR | 11/02/2019 |  | COOPER AMBULATORY OFF-SITES |  |  | EXAM 10 |  | CHRISTINE MULLER
|  | WELCH ALLYN, INC. | WELCH ALLYN, INC. 767 DIAGNOSTIC SYSTEM |  | Not Known | KINGS HIGHWAY-MEDICINE |  |  | excluded | 01/01/1900 |  |  |  |  | NO | NO |  |  |  |  | WELCH ALLYN, INC. 10366287 Not Known |  |  | Active |  | 99:99:99:99:99:99 |  | Equipment | PAAR:00-PVAR | 11/02/2019 |  | COOPER AMBULATORY OFF-SITES |  |  | Exam 8 |  | CHRISTINE MULLER
|  | WELCH ALLYN, INC. | WELCH ALLYN, INC. 767 DIAGNOSTIC SYSTEM |  | Not Known | MOORESTOWN-FAMILY MEDICINE |  |  | excluded | 01/01/1900 |  |  |  |  | NO | NO |  |  |  |  | WELCH ALLYN, INC. 10366185 Not Known |  |  | Active |  | 99:99:99:99:99:99 |  | Equipment | PAAR:00-PVAR | 11/02/2019 |  | COOPER AMBULATORY OFF-SITES |  |  | EXAM 6 |  | LYNNE DEJOSEPH
|  | WELCH ALLYN, INC. | WELCH ALLYN, INC. 767 DIAGNOSTIC SYSTEM |  | Not Known | MOORESTOWN-FAMILY MEDICINE |  |  | excluded | 01/01/1900 |  |  |  |  | NO | NO |  |  |  |  | WELCH ALLYN, INC. 10366206 Not Known |  |  | Active |  | 99:99:99:99:99:99 |  | Equipment | PAAR:00-PVAR | 11/02/2019 |  | COOPER AMBULATORY OFF-SITES |  |  | EXAM 5 |  | LYNNE DEJOSEPH
|  | WELCH ALLYN, INC. | WELCH ALLYN, INC. 767 DIAGNOSTIC SYSTEM |  | Not Known | MOORESTOWN-FAMILY MEDICINE |  |  | excluded | 01/01/1900 |  |  |  |  | NO | NO |  |  |  |  | WELCH ALLYN, INC. 10366203 Not Known |  |  | Active |  | 99:99:99:99:99:99 |  | Equipment | PAAR:00-PVAR | 11/02/2019 |  | COOPER AMBULATORY OFF-SITES |  |  | EXAM 2 | WOT00000003252626 | LYNNE DEJOSEPH | Repair | Closed | Kirk Lis | 07/25/2019 | 07/26/2019 | otoscope will not work tried changing bulb and still not working | TRACED ISSUE TO DEFECTIVE BULB. REPLACED AND TESTED. UNIT OK. INFORMED STAFF OF UNIT'S STATUS. | EXP3504233 | Labor | 07/25/2019 | 07/25/2019 | Kirk Lis
|  | WELCH ALLYN, INC. | WELCH ALLYN, INC. 767 DIAGNOSTIC SYSTEM |  | Not Known | MOORESTOWN-FAMILY MEDICINE |  |  | excluded | 01/01/1900 |  |  |  |  | NO | NO |  |  |  |  | WELCH ALLYN, INC. 10366200 Not Known |  |  | Active |  | 99:99:99:99:99:99 |  | Equipment | PAAR:00-PVAR | 11/02/2019 |  | COOPER AMBULATORY OFF-SITES |  |  | exam 3 |  | LYNNE DEJOSEPH
|  | WELCH ALLYN, INC. | WELCH ALLYN, INC. 767 DIAGNOSTIC SYSTEM |  | Not Known | MOORESTOWN-FAMILY MEDICINE |  |  | excluded | 01/01/1900 |  |  |  |  | NO | NO |  |  |  |  | WELCH ALLYN, INC. 10366189 Not Known |  |  | Active |  | 99:99:99:99:99:99 |  | Equipment | PAAR:00-PVAR | 11/02/2019 |  | COOPER AMBULATORY OFF-SITES |  |  | Exam 7 |  | LYNNE DEJOSEPH
|  | WELCH ALLYN, INC. | WELCH ALLYN, INC. 767 DIAGNOSTIC SYSTEM |  | Not Known | MOORESTOWN-FAMILY MEDICINE |  |  | excluded | 01/01/1900 |  |  |  |  | NO | NO |  |  |  |  | WELCH ALLYN, INC. 10366190 Not Known |  |  | Active |  | 99:99:99:99:99:99 |  | Equipment | PAAR:00-PVAR | 11/02/2019 |  | COOPER AMBULATORY OFF-SITES |  |  | exam 4 |  | LYNNE DEJOSEPH
|  | WELCH ALLYN, INC. | WELCH ALLYN, INC. 767 DIAGNOSTIC SYSTEM |  | Not Known | MOORESTOWN-FAMILY MEDICINE |  |  | excluded | 01/01/1900 |  |  |  |  | NO | NO |  |  |  |  | WELCH ALLYN, INC. 10366181 Not Known |  |  | Active |  | 99:99:99:99:99:99 |  | Equipment | PAAR:00-PVAR | 11/02/2019 |  | COOPER AMBULATORY OFF-SITES |  |  | EXAM 1 | 0012290029 | LYNNE DEJOSEPH | Repair | Closed | Kirk Lis | 10/11/2017 | 10/12/2017 | OPTHALMOSCOPE - NOT FOCUSING AS WELL AS IT SHOULD - COOPER FAMILY MED MOORESTOWN | 10/12/2017 10:11:27 AM KALIS (KALIS 10/11/2017 12:00 AM) TRAVEL TIME (KALIS 10/11/2017 12:00 AM) TRACED ISSUE TO BAD BULB REPLACED BULB AND TESTED | 413C575A-C3CB-4974-936B-B2630B5419B8 | Labor | 10/11/2017 | 10/11/2017 | Kirk Lis
|  | WELCH ALLYN, INC. | WELCH ALLYN, INC. 767 DIAGNOSTIC SYSTEM |  | Not Known | CHERRY HILL URGENT CARE |  |  | excluded | 01/01/1900 |  |  |  |  | NO | NO |  |  |  |  | WELCH ALLYN, INC. 10366172 Not Known |  |  | Active |  | 99:99:99:99:99:99 |  | Equipment | PAAR:00-PVAR | 11/02/2019 |  | COOPER AMBULATORY OFF-SITES |  |  | EXAM 2 |  | MELISSA PORTOBANCO
|  | WELCH ALLYN, INC. | WELCH ALLYN, INC. 767 DIAGNOSTIC SYSTEM |  | Not Known | MOORESTOWN-PEDIATRICS |  |  | excluded | 01/01/1900 |  |  |  |  | NO | NO |  |  |  |  | WELCH ALLYN, INC. 10366157 Not Known |  |  | Active |  | 99:99:99:99:99:99 |  | Equipment | PAAR:00-PVAR | 11/02/2019 |  | COOPER AMBULATORY OFF-SITES |  |  | exam 3 |  | MAUREEN OBRIEN
|  | WELCH ALLYN, INC. | WELCH ALLYN, INC. 767 DIAGNOSTIC SYSTEM |  | Not Known | MOORESTOWN-PEDIATRICS |  |  | excluded | 01/01/1900 |  |  |  |  | NO | NO |  |  |  |  | WELCH ALLYN, INC. 10366156 Not Known |  |  | Active |  | 99:99:99:99:99:99 |  | Equipment | PAAR:00-PVAR | 11/02/2019 |  | COOPER AMBULATORY OFF-SITES |  |  | EXAM 2 |  | MAUREEN OBRIEN
|  | WELCH ALLYN, INC. | WELCH ALLYN, INC. 767 DIAGNOSTIC SYSTEM |  | Not Known | MOORESTOWN-PEDIATRICS |  |  | excluded | 01/01/1900 |  |  |  |  | NO | NO |  |  |  |  | WELCH ALLYN, INC. 10366152 Not Known |  |  | Active |  | 99:99:99:99:99:99 |  | Equipment | PAAR:00-PVAR | 11/02/2019 |  | COOPER AMBULATORY OFF-SITES |  |  | EXAM 1 |  | MAUREEN OBRIEN
|  | WELCH ALLYN, INC. | WELCH ALLYN, INC. 767 DIAGNOSTIC SYSTEM |  | Not Known | KINGS HIGHWAY-NEUREEG |  |  | excluded | 01/01/1900 |  |  |  |  | NO | NO |  |  |  |  | WELCH ALLYN, INC. 10366131 Not Known |  |  | Active |  | 99:99:99:99:99:99 |  | Equipment | PAAR:00-PVAR | 11/02/2019 |  | COOPER AMBULATORY OFF-SITES |  |  | ROOM 4 |  | Debbie Hughes
|  | WELCH ALLYN, INC. | WELCH ALLYN, INC. 767 DIAGNOSTIC SYSTEM |  | Not Known | KINGS HIGHWAY-NEUREEG |  |  | excluded | 01/01/1900 |  |  |  |  | NO | NO |  |  |  |  | WELCH ALLYN, INC. 10366071 Not Known |  |  | Active |  | 99:99:99:99:99:99 |  | Equipment | PAAR:00-PVAR | 11/02/2019 |  | COOPER AMBULATORY OFF-SITES |  |  | ROOM 5 |  | Debbie Hughes
|  | WELCH ALLYN, INC. | WELCH ALLYN, INC. 767 DIAGNOSTIC SYSTEM |  | Not Known | 1050 KINGS HIGHWAY-MEDICINE |  |  | excluded | 01/01/1900 |  |  |  |  | NO | NO |  |  |  |  | WELCH ALLYN, INC. 10366059 Not Known |  |  | Active |  | 99:99:99:99:99:99 |  | Equipment | PAAR:00-PVAR | 11/02/2019 |  | COOPER AMBULATORY OFF-SITES |  |  | exam 3 |  | Leah Willis
|  | WELCH ALLYN, INC. | WELCH ALLYN, INC. 767 DIAGNOSTIC SYSTEM |  | Not Known | 1050 KINGS HIGHWAY-MEDICINE |  |  | excluded | 01/01/1900 |  |  |  |  | NO | NO |  |  |  |  | WELCH ALLYN, INC. 10366045 Not Known |  |  | Active |  | 99:99:99:99:99:99 |  | Equipment | PAAR:00-PVAR | 11/02/2019 |  | COOPER AMBULATORY OFF-SITES |  |  | EXAM 5 |  | Leah Willis
|  | WELCH ALLYN, INC. | WELCH ALLYN, INC. 767 DIAGNOSTIC SYSTEM |  | Not Known | 127 CHURCH - SURGERY |  |  | excluded | 01/01/1900 |  |  |  |  | NO | NO |  |  |  |  | WELCH ALLYN, INC. 10365962 Not Known |  |  | Active |  | 99:99:99:99:99:99 |  | Equipment | PAAR:00-PVAR | 11/02/2019 |  | COOPER AMBULATORY OFF-SITES |  |  | EXAM 1 |  | Carmen Rivera
|  | WELCH ALLYN, INC. | WELCH ALLYN, INC. 767 DIAGNOSTIC SYSTEM |  | Not Known | 127 CHURCH - SURGERY |  |  | excluded | 01/01/1900 |  |  |  |  | NO | NO |  |  |  |  | WELCH ALLYN, INC. 10365955 Not Known |  |  | Active |  | 99:99:99:99:99:99 |  | Equipment | PAAR:00-PVAR | 11/02/2019 |  | COOPER AMBULATORY OFF-SITES |  |  | exam 3 |  | Carmen Rivera
|  | WELCH ALLYN, INC. | WELCH ALLYN, INC. 767 DIAGNOSTIC SYSTEM |  | Not Known | 127 CHURCH - SURGERY |  |  | excluded | 01/01/1900 |  |  |  |  | NO | NO |  |  |  |  | WELCH ALLYN, INC. 10365948 Not Known |  |  | Active |  | 99:99:99:99:99:99 |  | Equipment | PAAR:00-PVAR | 11/02/2019 |  | COOPER AMBULATORY OFF-SITES |  |  | EXAM 2 |  | Carmen Rivera
|  | WELCH ALLYN, INC. | WELCH ALLYN, INC. 767 DIAGNOSTIC SYSTEM |  | Not Known | 127 CHURCH - SURGERY |  |  | excluded | 01/01/1900 |  |  |  |  | NO | NO |  |  |  |  | WELCH ALLYN, INC. 10365943 Not Known |  |  | Active |  | 99:99:99:99:99:99 |  | Equipment | PAAR:00-PVAR | 11/02/2019 |  | COOPER AMBULATORY OFF-SITES |  |  | exam 4 |  | Carmen Rivera
|  | WELCH ALLYN, INC. | WELCH ALLYN, INC. 767 DIAGNOSTIC SYSTEM |  | Not Known | 127 CHURCH - SURGERY |  |  | excluded | 01/01/1900 |  |  |  |  | NO | NO |  |  |  |  | WELCH ALLYN, INC. 10365933 Not Known |  |  | Active |  | 99:99:99:99:99:99 |  | Equipment | PAAR:00-PVAR | 11/02/2019 |  | COOPER AMBULATORY OFF-SITES |  |  | EXAM 5 |  | Carmen Rivera
|  | WELCH ALLYN, INC. | WELCH ALLYN, INC. 767 DIAGNOSTIC SYSTEM |  | Not Known | 127 CHURCH - SURGERY |  |  | excluded | 01/01/1900 |  |  |  |  | NO | NO |  |  |  |  | WELCH ALLYN, INC. 10365930 Not Known |  |  | Active |  | 99:99:99:99:99:99 |  | Equipment | PAAR:00-PVAR | 11/01/2019 |  | COOPER AMBULATORY OFF-SITES |  |  | EXAM 6 |  | Carmen Rivera
|  | WELCH ALLYN, INC. | WELCH ALLYN, INC. 767 DIAGNOSTIC SYSTEM |  | Not Known | 1030 KINGS HIGHWAY-MEDICINE |  |  | excluded | 01/01/1900 |  |  |  |  | NO | NO |  |  |  |  | WELCH ALLYN, INC. 10365917 Not Known |  |  | Active |  | 99:99:99:99:99:99 |  | Equipment | PAAR:00-PVAR | 11/02/2019 |  | COOPER AMBULATORY OFF-SITES |  |  | EXAM 1 |  | Bonnie Aichroch
|  | WELCH ALLYN, INC. | WELCH ALLYN, INC. 767 DIAGNOSTIC SYSTEM |  | Not Known | BRACE ROAD-MEDICINE |  |  | excluded | 01/01/1900 |  |  |  |  | NO | NO |  |  |  |  | WELCH ALLYN, INC. 10365881 Not Known |  |  | Active |  | 99:99:99:99:99:99 |  | Equipment | PAAR:00-PVAR | 11/02/2019 |  | COOPER AMBULATORY OFF-SITES |  |  | Internal Medicine Exam 1 |  | Cheryl Peck
|  | WELCH ALLYN, INC. | WELCH ALLYN, INC. 767 DIAGNOSTIC SYSTEM |  | Not Known | BRACE ROAD-MEDICINE |  |  | excluded | 01/01/1900 |  |  |  |  | NO | NO |  |  |  |  | WELCH ALLYN, INC. 10365883 Not Known |  |  | Active |  | 99:99:99:99:99:99 |  | Equipment | PAAR:00-PVAR | 11/02/2019 |  | COOPER AMBULATORY OFF-SITES |  |  | Internal Medicine Exam 7 |  | Cheryl Peck
|  | WELCH ALLYN, INC. | WELCH ALLYN, INC. 767 DIAGNOSTIC SYSTEM |  | Not Known | BRACE ROAD-MEDICINE |  |  | excluded | 01/01/1900 |  |  |  |  | NO | NO |  |  |  |  | WELCH ALLYN, INC. 10365889 Not Known |  |  | Active |  | 99:99:99:99:99:99 |  | Equipment | PAAR:00-PVAR | 11/02/2019 |  | COOPER AMBULATORY OFF-SITES |  |  | Neurology Suite 100 Room 5 |  | Cheryl Peck
|  | WELCH ALLYN, INC. | WELCH ALLYN, INC. 767 DIAGNOSTIC SYSTEM |  | Not Known | BRACE ROAD-MEDICINE |  |  | excluded | 01/01/1900 |  |  |  |  | NO | NO |  |  |  |  | WELCH ALLYN, INC. 10365887 Not Known |  |  | Active |  | 99:99:99:99:99:99 |  | Equipment | PAAR:00-PVAR | 11/02/2019 |  | COOPER AMBULATORY OFF-SITES |  |  | Neurology Suite 100 Room 4 |  | Cheryl Peck
|  | WELCH ALLYN, INC. | WELCH ALLYN, INC. 767 DIAGNOSTIC SYSTEM |  | Not Known | BRACE ROAD-MEDICINE |  |  | excluded | 01/01/1900 |  |  |  |  | NO | NO |  |  |  |  | WELCH ALLYN, INC. 10365885 Not Known |  |  | Active |  | 99:99:99:99:99:99 |  | Equipment | PAAR:00-PVAR | 11/02/2019 |  | COOPER AMBULATORY OFF-SITES |  |  | Neurology Suite 100 Room 3 |  | Cheryl Peck
|  | WELCH ALLYN, INC. | WELCH ALLYN, INC. 767 DIAGNOSTIC SYSTEM |  | Not Known | BRACE ROAD-MEDICINE |  |  | excluded | 01/01/1900 |  |  |  |  | NO | NO |  |  |  |  | WELCH ALLYN, INC. 10365875 Not Known |  |  | Active |  | 99:99:99:99:99:99 |  | Equipment | PAAR:00-PVAR | 11/02/2019 |  | COOPER AMBULATORY OFF-SITES |  |  | Internal Medicine Exam 2 |  | Cheryl Peck
|  | WELCH ALLYN, INC. | WELCH ALLYN, INC. 767 DIAGNOSTIC SYSTEM |  | Not Known | BRACE ROAD-MEDICINE |  |  | excluded | 01/01/1900 |  |  |  |  | NO | NO |  |  |  |  | WELCH ALLYN, INC. 10365871 Not Known |  |  | Active |  | 99:99:99:99:99:99 |  | Equipment | PAAR:00-PVAR | 11/02/2019 |  | COOPER AMBULATORY OFF-SITES |  |  | Internal Medicine Exam 5 |  | Cheryl Peck
|  | WELCH ALLYN, INC. | WELCH ALLYN, INC. 767 DIAGNOSTIC SYSTEM |  | Not Known | BRACE ROAD-MEDICINE |  |  | excluded | 01/01/1900 |  |  |  |  | NO | NO |  |  |  |  | WELCH ALLYN, INC. 10365869 Not Known |  |  | Active |  | 99:99:99:99:99:99 |  | Equipment | PAAR:00-PVAR | 11/02/2019 |  | COOPER AMBULATORY OFF-SITES |  |  | Internal Medicine Exam 4 |  | Cheryl Peck
|  | WELCH ALLYN, INC. | WELCH ALLYN, INC. 767 DIAGNOSTIC SYSTEM |  | Not Known | BRACE ROAD-MEDICINE |  |  | excluded | 01/01/1900 |  |  |  |  | NO | NO |  |  |  |  | WELCH ALLYN, INC. 10365866 Not Known |  |  | Active |  | 99:99:99:99:99:99 |  | Equipment | PAAR:00-PVAR | 11/02/2019 |  | COOPER AMBULATORY OFF-SITES |  |  | Internal Medicine Exam 3 | WOT00000000775494 | Cheryl Peck | Repair | Closed | Kirk Lis | 04/10/2018 | 07/30/2018 | OPHTHALMOSCOPE/OTOSCOPES - Issues with connectors, needs it evaluated, doesn't want to order new parts | replaced hose connector performed ovp | EXP0357209 | Labor | 04/10/2018 | 04/10/2018 | Kirk Lis
|  | WELCH ALLYN, INC. | WELCH ALLYN, INC. 767 DIAGNOSTIC SYSTEM |  | Not Known | BRACE ROAD-MEDICINE |  |  | excluded | 01/01/1900 |  |  |  |  | NO | NO |  |  |  |  | WELCH ALLYN, INC. 10365863 Not Known |  |  | Active |  | 99:99:99:99:99:99 |  | Equipment | PAAR:00-PVAR | 11/02/2019 |  | COOPER AMBULATORY OFF-SITES |  |  | Neurology Suite 100 Room 1 |  | Cheryl Peck
|  | WELCH ALLYN, INC. | WELCH ALLYN, INC. 767 DIAGNOSTIC SYSTEM |  | Not Known | BRACE ROAD-MEDICINE |  |  | excluded | 01/01/1900 |  |  |  |  | NO | NO |  |  |  |  | WELCH ALLYN, INC. 10365860 Not Known |  |  | Active |  | 99:99:99:99:99:99 |  | Equipment | PAAR:00-PVAR | 11/02/2019 |  | COOPER AMBULATORY OFF-SITES |  |  | Neurology Suite 100 Room 6 |  | Cheryl Peck
|  | WELCH ALLYN, INC. | WELCH ALLYN, INC. 767 DIAGNOSTIC SYSTEM |  | Not Known | BRACE ROAD-MEDICINE |  |  | excluded | 01/01/1900 |  |  |  |  | NO | NO |  |  |  |  | WELCH ALLYN, INC. 10365857 Not Known |  |  | Active |  | 99:99:99:99:99:99 |  | Equipment | PAAR:00-PVAR | 11/02/2019 |  | COOPER AMBULATORY OFF-SITES |  |  | Neurology Suite 100 Room 2 |  | Cheryl Peck
|  | WELCH ALLYN, INC. | WELCH ALLYN, INC. 767 DIAGNOSTIC SYSTEM |  | Not Known | BRACE ROAD-MEDICINE |  |  | excluded | 01/01/1900 |  |  |  |  | NO | NO |  |  |  |  | WELCH ALLYN, INC. 10365854 Not Known |  |  | Active |  | 99:99:99:99:99:99 |  | Equipment | PAAR:00-PVAR | 11/02/2019 |  | COOPER AMBULATORY OFF-SITES |  |  | Nutrition Room 1 |  | Cheryl Peck
|  | WELCH ALLYN, INC. | WELCH ALLYN, INC. 767 DIAGNOSTIC SYSTEM |  | Not Known | BRACE ROAD-MEDICINE |  |  | excluded | 01/01/1900 |  |  |  |  | NO | NO |  |  |  |  | WELCH ALLYN, INC. 10365848 Not Known |  |  | Active |  | 99:99:99:99:99:99 |  | Equipment | PAAR:00-PVAR | 11/02/2019 |  | COOPER AMBULATORY OFF-SITES |  |  | NEUROLOGY EMG1 |  | Cheryl Peck
|  | WELCH ALLYN, INC. | WELCH ALLYN, INC. 767 DIAGNOSTIC SYSTEM |  | Not Known | BRACE ROAD-MEDICINE |  |  | excluded | 01/01/1900 |  |  |  |  | NO | NO |  |  |  |  | WELCH ALLYN, INC. 10365844 Not Known |  |  | Active |  | 99:99:99:99:99:99 |  | Equipment | PAAR:00-PVAR | 11/02/2019 |  | COOPER AMBULATORY OFF-SITES |  |  | Endocrinology room 5 |  | Cheryl Peck
|  | WELCH ALLYN, INC. | WELCH ALLYN, INC. 767 DIAGNOSTIC SYSTEM |  | Not Known | BRACE ROAD-MEDICINE |  |  | excluded | 01/01/1900 |  |  |  |  | NO | NO |  |  |  |  | WELCH ALLYN, INC. 10365840 Not Known |  |  | Active |  | 99:99:99:99:99:99 |  | Equipment | PAAR:00-PVAR | 11/02/2019 |  | COOPER AMBULATORY OFF-SITES |  |  | Endocrinology Room 10 |  | Cheryl Peck
|  | WELCH ALLYN, INC. | WELCH ALLYN, INC. 767 DIAGNOSTIC SYSTEM |  | Not Known | BRACE ROAD-MEDICINE |  |  | excluded | 01/01/1900 |  |  |  |  | NO | NO |  |  |  |  | WELCH ALLYN, INC. 10365841 Not Known |  |  | Active |  | 99:99:99:99:99:99 |  | Equipment | PAAR:00-PVAR | 11/02/2019 |  | COOPER AMBULATORY OFF-SITES |  |  | Endocrinology Room 6 |  | Cheryl Peck
|  | WELCH ALLYN, INC. | WELCH ALLYN, INC. 767 DIAGNOSTIC SYSTEM |  | Not Known | BRACE ROAD-MEDICINE |  |  | excluded | 01/01/1900 |  |  |  |  | NO | NO |  |  |  |  | WELCH ALLYN, INC. 10365839 Not Known |  |  | Active |  | 99:99:99:99:99:99 |  | Equipment | PAAR:00-PVAR | 11/02/2019 |  | COOPER AMBULATORY OFF-SITES |  |  | Endocrinology Room 7 |  | Cheryl Peck
|  | WELCH ALLYN, INC. | WELCH ALLYN, INC. 767 DIAGNOSTIC SYSTEM |  | Not Known | BRACE ROAD-MEDICINE |  |  | excluded | 01/01/1900 |  |  |  |  | NO | NO |  |  |  |  | WELCH ALLYN, INC. 10365835 Not Known |  |  | Active |  | 99:99:99:99:99:99 |  | Equipment | PAAR:00-PVAR | 11/02/2019 |  | COOPER AMBULATORY OFF-SITES |  |  | Endocrinology Room 9 |  | Cheryl Peck
|  | WELCH ALLYN, INC. | WELCH ALLYN, INC. 767 DIAGNOSTIC SYSTEM |  | Not Known | BRACE ROAD-MEDICINE |  |  | excluded | 01/01/1900 |  |  |  |  | NO | NO |  |  |  |  | WELCH ALLYN, INC. 10365836 Not Known |  |  | Active |  | 99:99:99:99:99:99 |  | Equipment | PAAR:00-PVAR | 11/01/2019 |  | COOPER AMBULATORY OFF-SITES |  |  | Endocrinology Room 8 |  | Cheryl Peck
|  | WELCH ALLYN, INC. | WELCH ALLYN, INC. 767 DIAGNOSTIC SYSTEM |  | Not Known | BRACE ROAD-MEDICINE |  |  | excluded | 01/01/1900 |  |  |  |  | NO | NO |  |  |  |  | WELCH ALLYN, INC. 10365832 Not Known |  |  | Active |  | 99:99:99:99:99:99 |  | Equipment | PAAR:00-PVAR | 11/01/2019 |  | COOPER AMBULATORY OFF-SITES |  |  | Endocrinology Room 4 |  | Cheryl Peck
|  | WELCH ALLYN, INC. | WELCH ALLYN, INC. 767 DIAGNOSTIC SYSTEM |  | Not Known | BRACE ROAD-MEDICINE |  |  | excluded | 01/01/1900 |  |  |  |  | NO | NO |  |  |  |  | WELCH ALLYN, INC. 10365833 Not Known |  |  | Active |  | 99:99:99:99:99:99 |  | Equipment | PAAR:00-PVAR | 11/01/2019 |  | COOPER AMBULATORY OFF-SITES |  |  | Endocrinology Room 1 |  | Cheryl Peck
|  | WELCH ALLYN, INC. | WELCH ALLYN, INC. 767 DIAGNOSTIC SYSTEM |  | Not Known | BRACE ROAD-MEDICINE |  |  | excluded | 01/01/1900 |  |  |  |  | NO | NO |  |  |  |  | WELCH ALLYN, INC. 10365829 Not Known |  |  | Active |  | 99:99:99:99:99:99 |  | Equipment | PAAR:00-PVAR | 11/01/2019 |  | COOPER AMBULATORY OFF-SITES |  |  | Endocrinology Room 3 |  | Cheryl Peck
|  | WELCH ALLYN, INC. | WELCH ALLYN, INC. 767 DIAGNOSTIC SYSTEM |  | Not Known | BRACE ROAD-MEDICINE |  |  | excluded | 01/01/1900 |  |  |  |  | NO | NO |  |  |  |  | WELCH ALLYN, INC. 10365827 Not Known |  |  | Active |  | 99:99:99:99:99:99 |  | Equipment | PAAR:00-PVAR | 11/02/2019 |  | COOPER AMBULATORY OFF-SITES |  |  | Endocrinology Room 2 |  | Cheryl Peck
|  | WELCH ALLYN, INC. | WELCH ALLYN, INC. 767 DIAGNOSTIC SYSTEM |  | Not Known | HADDON HEIGHTS-FAMILY MEDICINE |  |  | excluded | 01/01/1900 |  |  |  |  | NO | NO |  |  |  |  | WELCH ALLYN, INC. 10365813 Not Known |  |  | Active |  | 99:99:99:99:99:99 |  | Equipment | PAAR:00-PVAR | 11/02/2019 |  | COOPER AMBULATORY OFF-SITES |  |  | EXAM 6 |  | KELLIE STOUT
|  | WELCH ALLYN, INC. | WELCH ALLYN, INC. 767 DIAGNOSTIC SYSTEM |  | Not Known | HADDON HEIGHTS-FAMILY MEDICINE |  |  | excluded | 01/01/1900 |  |  |  |  | NO | NO |  |  |  |  | WELCH ALLYN, INC. 10365810 Not Known |  |  | Active |  | 99:99:99:99:99:99 |  | Equipment | PAAR:00-PVAR | 11/02/2019 |  | COOPER AMBULATORY OFF-SITES |  |  | EXAM 5 |  | KELLIE STOUT
|  | WELCH ALLYN, INC. | WELCH ALLYN, INC. 767 DIAGNOSTIC SYSTEM |  | Not Known | HADDON HEIGHTS-FAMILY MEDICINE |  |  | excluded | 01/01/1900 |  |  |  |  | NO | NO |  |  |  |  | WELCH ALLYN, INC. 10365808 Not Known |  |  | Active |  | 99:99:99:99:99:99 |  | Equipment | PAAR:00-PVAR | 11/02/2019 |  | COOPER AMBULATORY OFF-SITES |  |  | exam 4 |  | KELLIE STOUT
|  | WELCH ALLYN, INC. | WELCH ALLYN, INC. 767 DIAGNOSTIC SYSTEM |  | Not Known | HADDON HEIGHTS-FAMILY MEDICINE |  |  | excluded | 01/01/1900 |  |  |  |  | NO | NO |  |  |  |  | WELCH ALLYN, INC. 10365803 Not Known |  |  | Active |  | 99:99:99:99:99:99 |  | Equipment | PAAR:00-PVAR | 11/02/2019 |  | COOPER AMBULATORY OFF-SITES |  |  | exam 3 |  | KELLIE STOUT
|  | WELCH ALLYN, INC. | WELCH ALLYN, INC. 767 DIAGNOSTIC SYSTEM |  | Not Known | HADDON HEIGHTS-FAMILY MEDICINE |  |  | excluded | 01/01/1900 |  |  |  |  | NO | NO |  |  |  |  | WELCH ALLYN, INC. 10365789 Not Known |  |  | Active |  | 99:99:99:99:99:99 |  | Equipment | PAAR:00-PVAR | 11/02/2019 |  | COOPER AMBULATORY OFF-SITES |  |  | EXAM 1 |  | KELLIE STOUT
|  | WELCH ALLYN, INC. | WELCH ALLYN, INC. 767 DIAGNOSTIC SYSTEM |  | 24921* | WOODLYNNE FAMILY MEDICINE |  |  | excluded | 01/01/1900 |  |  |  |  | NO | NO |  |  |  |  | WELCH ALLYN, INC. 10365741 24921* |  |  | Active |  | 99:99:99:99:99:99 |  | Equipment | PAAR:00-PVAR | 11/02/2019 |  | COOPER AMBULATORY OFF-SITES |  |  | Back treatment room |  | SHEILA HERNANDEZ
|  | WELCH ALLYN, INC. | WELCH ALLYN, INC. 767 DIAGNOSTIC SYSTEM |  | 24925* | WOODLYNNE FAMILY MEDICINE |  |  | excluded | 01/01/1900 |  |  |  |  | NO | NO |  |  |  |  | WELCH ALLYN, INC. 10365738 24925* |  |  | Active |  | 99:99:99:99:99:99 |  | Equipment | PAAR:00-PVAR | 11/02/2019 |  | COOPER AMBULATORY OFF-SITES |  |  | TREATMENT ROOM 3 |  | SHEILA HERNANDEZ
|  | WELCH ALLYN, INC. | WELCH ALLYN, INC. 767 DIAGNOSTIC SYSTEM |  | 24915* | WOODLYNNE FAMILY MEDICINE |  |  | excluded | 01/01/1900 |  |  |  |  | NO | NO |  |  |  |  | WELCH ALLYN, INC. 10365735 24915* |  |  | Active |  | 99:99:99:99:99:99 |  | Equipment | PAAR:00-PVAR | 11/02/2019 |  | COOPER AMBULATORY OFF-SITES |  |  | Treatment Room |  | SHEILA HERNANDEZ
|  | WELCH ALLYN, INC. | WELCH ALLYN, INC. 767 DIAGNOSTIC SYSTEM |  | 24919* | WOODLYNNE FAMILY MEDICINE |  |  | excluded | 01/01/1900 |  |  |  |  | NO | NO |  |  |  |  | WELCH ALLYN, INC. 10365726 24919* |  |  | Active |  | 99:99:99:99:99:99 |  | Equipment | PAAR:00-PVAR | 11/02/2019 |  | COOPER AMBULATORY OFF-SITES |  |  | Treatment Room |  | SHEILA HERNANDEZ
|  | WELCH ALLYN, INC. | WELCH ALLYN, INC. 767 DIAGNOSTIC SYSTEM |  | Not Known | KINGS HIGHWAY-MEDICINE |  |  | excluded | 06/10/2015 |  |  |  |  | NO | NO |  |  |  |  | WELCH ALLYN, INC. 10365296 Not Known |  |  | Active |  | 99:99:99:99:99:99 |  | Equipment | PAAR:00-PVAR | 10/31/2019 |  | COOPER AMBULATORY OFF-SITES |  |  | 1103 KINGS HIGHWAY |  | CHRISTINE MULLER
|  | WELCH ALLYN, INC. | WELCH ALLYN, INC. 767 DIAGNOSTIC SYSTEM |  | Not Known | MOTHER INFANT UNIT |  |  | excluded | 06/25/2015 |  |  |  |  | NO | NO |  |  |  |  | WELCH ALLYN, INC. 10364819 Not Known |  |  | Active |  | 99:99:99:99:99:99 |  | Equipment | PAAR:00-PVAR | 11/02/2019 |  | COOPER UNIVERSITY HOSPITAL |  |  | NOC |  | Christina Smith
|  | WELCH ALLYN, INC. | WELCH ALLYN, INC. 767 DIAGNOSTIC SYSTEM |  | Not Known | EMERGENCY ROOM |  |  | excluded | 01/01/1900 |  |  |  |  | NO | NO |  |  |  |  | WELCH ALLYN, INC. 10364775 Not Known |  |  | Active |  | 99:99:99:99:99:99 |  | Equipment | PAAR:00-PVAR | 11/01/2019 |  | COOPER UNIVERSITY HOSPITAL |  |  | ER | 0011495998 | KAREN GRUBER | Repair | Closed | Richard Jolly | 04/19/2017 | 04/24/2017 | BLOOD PRESSURE HOSES - BROKEN - ER TAKING TO BIOMED | 4/24/2017 10:30:51 AM RCJOLLY (RCJOLLY 4/24/2017 10:00 AM) REPAIRED HOSE CONNECTOR | AFFCBDE1-B49C-4364-8A02-58ED3DD6528D | Labor | 04/24/2017 | 04/24/2017 | Richard Jolly
|  | WELCH ALLYN, INC. | WELCH ALLYN, INC. 767 DIAGNOSTIC SYSTEM |  | Not Known | KELEMEN N6 |  |  | excluded | 01/01/1900 |  |  |  |  | NO | NO |  |  |  |  | WELCH ALLYN, INC. 10360496 Not Known |  |  | Active |  | 99:99:99:99:99:99 |  | Equipment | PAAR:00-PVAR | 11/02/2019 |  | COOPER UNIVERSITY HOSPITAL |  |  | PEDS/ 6N TREATMENT RM | WOT00000000529984 | Susan Cannon | Disposition | Closed | Gene Amodei | 02/08/2018 | 05/24/2019 | Bulk Disposition CNL
|  | WELCH ALLYN, INC. | WELCH ALLYN, INC. 767 DIAGNOSTIC SYSTEM |  | Not Known | KELEMEN N6 |  |  | excluded | 01/01/1900 |  |  |  |  | NO | NO |  |  |  |  | WELCH ALLYN, INC. 10360487 Not Known |  |  | Active |  | 99:99:99:99:99:99 |  | Equipment | PAAR:00-PVAR | 11/01/2019 |  | COOPER UNIVERSITY HOSPITAL |  |  | PEDS/6N RM 640 | WOT00000000528096 | Susan Cannon | Disposition | Closed | Gene Amodei | 02/08/2018 | 05/24/2019 | Bulk Disposition CNL
|  | WELCH ALLYN, INC. | WELCH ALLYN, INC. 767 DIAGNOSTIC SYSTEM |  | Not Known | PEDIATRIC INTENSIVE CARE UNIT |  |  | excluded | 01/01/1900 |  |  |  |  | NO | NO |  |  |  |  | WELCH ALLYN, INC. 10360473 Not Known |  |  | Active |  | 99:99:99:99:99:99 |  | Equipment | PAAR:00-PVAR | 11/02/2019 |  | COOPER UNIVERSITY HOSPITAL |  |  | PICU/RM 637 | WOT00000000529078 | Susan Cannon | Disposition | Closed | Gene Amodei | 02/08/2018 | 05/24/2019 | Bulk Disposition CNL
|  | WELCH ALLYN, INC. | WELCH ALLYN, INC. 767 DIAGNOSTIC SYSTEM |  | Not Known | PEDIATRIC INTENSIVE CARE UNIT |  |  | excluded | 01/01/1900 |  |  |  |  | NO | NO |  |  |  |  | WELCH ALLYN, INC. 10360469 Not Known |  |  | Active |  | 99:99:99:99:99:99 |  | Equipment | PAAR:00-PVAR | 11/02/2019 |  | COOPER UNIVERSITY HOSPITAL |  |  | PICU/ RM638 | WOT00000000530996 | Susan Cannon | Disposition | Closed | Gene Amodei | 02/08/2018 | 05/24/2019 | Bulk Disposition CNL
|  | WELCH ALLYN, INC. | WELCH ALLYN, INC. 767 DIAGNOSTIC SYSTEM |  | Not Known | PEDIATRIC INTENSIVE CARE UNIT |  |  | excluded | 01/01/1900 |  |  |  |  | NO | NO |  |  |  |  | WELCH ALLYN, INC. 10360462 Not Known |  |  | Active |  | 99:99:99:99:99:99 |  | Equipment | PAAR:00-PVAR | 11/02/2019 |  | COOPER UNIVERSITY HOSPITAL |  |  | PICU/RM 636 | WOT00000000529022 | Susan Cannon | Disposition | Closed | Gene Amodei | 02/08/2018 | 05/24/2019 | Bulk Disposition CNL
|  | WELCH ALLYN, INC. | WELCH ALLYN, INC. 767 DIAGNOSTIC SYSTEM |  | Not Known | PEDIATRIC INTENSIVE CARE UNIT |  |  | excluded | 01/01/1900 |  |  |  |  | NO | NO |  |  |  |  | WELCH ALLYN, INC. 10360438 Not Known |  |  | Active |  | 99:99:99:99:99:99 |  | Equipment | PAAR:00-PVAR | 11/02/2019 |  | COOPER UNIVERSITY HOSPITAL |  |  | PICU/RM 6 | 0012399761 | Susan Cannon | Repair | Closed | Gene Amodei | 11/13/2017 | 11/17/2017 | OPHTHALMOSCOPE/OTOSCOPE - WHEN PLUGGED IN AND PUT HEAD ON IT, IT DOES NOT TURN ON - 7TH FLR SOUTH PEDS DIRTY UTILITY | 11/17/2017 1:58:27 PM GRAMODEI found bulb installed incorrectly, inserted corectly, checked Functions, uni ok | E00422C7-EC4C-4309-9A8D-4C6543F7FC6E | Labor | 11/13/2017 | 11/13/2017 | Gene Amodei
|  | WELCH ALLYN, INC. | WELCH ALLYN, INC. 767 DIAGNOSTIC SYSTEM |  | NOT KNOWN | KELEMEN 8 PCU |  |  | excluded | 01/01/1900 |  |  |  |  | NO | NO |  |  |  |  | WELCH ALLYN, INC. 10360400 NOT KNOWN |  |  | Active |  | 99:99:99:99:99:99 |  | Equipment | PAAR:00-PVAR | 11/02/2019 |  | COOPER UNIVERSITY HOSPITAL |  |  | PICU/ RM 2 | WOT00000000531123 | BYRON WELLS | Disposition | Closed | Michael Youch | 02/08/2018 | 05/15/2019 | Bulk Disposition CNL
|  | WELCH ALLYN, INC. | WELCH ALLYN, INC. 767 DIAGNOSTIC SYSTEM |  | Not Known | PEDIATRIC INTENSIVE CARE UNIT |  |  | excluded | 01/01/1900 |  |  |  |  | NO | NO |  |  |  |  | WELCH ALLYN, INC. 10360396 Not Known |  |  | Active |  | 99:99:99:99:99:99 |  | Equipment | PAAR:00-PVAR | 11/02/2019 |  | COOPER UNIVERSITY HOSPITAL |  |  | PICU/ RM 3 | WOT00000000531152 | Susan Cannon | Disposition | Closed | Gene Amodei | 02/08/2018 | 05/14/2019 | Bulk Disposition CNL
|  | WELCH ALLYN, INC. | WELCH ALLYN, INC. 767 DIAGNOSTIC SYSTEM |  | Not Known | PEDIATRIC INTENSIVE CARE UNIT |  |  | excluded | 01/01/1900 |  |  |  |  | NO | NO |  |  |  |  | WELCH ALLYN, INC. 10360392 Not Known |  |  | Active |  | 99:99:99:99:99:99 |  | Equipment | PAAR:00-PVAR | 11/02/2019 |  | COOPER UNIVERSITY HOSPITAL |  |  | PICU/RM5 |  | Susan Cannon
|  | WELCH ALLYN, INC. | WELCH ALLYN, INC. 767 DIAGNOSTIC SYSTEM |  | Not Known | PEDIATRIC INTENSIVE CARE UNIT |  |  | excluded | 01/01/1900 |  |  |  |  | NO | NO |  |  |  |  | WELCH ALLYN, INC. 10360381 Not Known |  |  | Active |  | 99:99:99:99:99:99 |  | Equipment | PAAR:00-PVAR | 11/02/2019 |  | COOPER UNIVERSITY HOSPITAL |  |  | 6N/ rm 1 | WOT00000000531220 | Susan Cannon | Disposition | Closed | Gene Amodei | 02/08/2018 | 05/24/2019 | Bulk Disposition CNL
|  | WELCH ALLYN, INC. | WELCH ALLYN, INC. 767 DIAGNOSTIC SYSTEM |  | Not Known | VOORHEES INTERNAL MEDICINE |  |  | excluded | 01/01/1900 |  |  |  |  | NO | NO |  |  |  |  | WELCH ALLYN, INC. 10356997 Not Known |  |  | Active |  | 99:99:99:99:99:99 |  | Equipment | PAAR:00-PVAR | 11/02/2019 |  | COOPER AMBULATORY OFF-SITES |  |  | exam 4 |  | JENNY BETLER
|  | WELCH ALLYN, INC. | WELCH ALLYN, INC. 767 DIAGNOSTIC SYSTEM |  | Not Known | VOORHEES INTERNAL MEDICINE |  |  | excluded | 01/01/1900 |  |  |  |  | NO | NO |  |  |  |  | WELCH ALLYN, INC. 10356996 Not Known |  |  | Active |  | 99:99:99:99:99:99 |  | Equipment | PAAR:00-PVAR | 11/01/2019 |  | COOPER AMBULATORY OFF-SITES |  |  | Exam 8 |  | JENNY BETLER
|  | WELCH ALLYN, INC. | WELCH ALLYN, INC. 767 DIAGNOSTIC SYSTEM |  | Not Known | VOORHEES INTERNAL MEDICINE |  |  | excluded | 01/01/1900 |  |  |  |  | NO | NO |  |  |  |  | WELCH ALLYN, INC. 10356992 Not Known |  |  | Active |  | 99:99:99:99:99:99 |  | Equipment | PAAR:00-PVAR | 11/02/2019 |  | COOPER AMBULATORY OFF-SITES |  |  | EXAM 2 |  | JENNY BETLER
|  | WELCH ALLYN, INC. | WELCH ALLYN, INC. 767 DIAGNOSTIC SYSTEM |  | Not Known | VOORHEES INTERNAL MEDICINE |  |  | excluded | 01/01/1900 |  |  |  |  | NO | NO |  |  |  |  | WELCH ALLYN, INC. 10356982 Not Known |  |  | Active |  | 99:99:99:99:99:99 |  | Equipment | PAAR:00-PVAR | 11/02/2019 |  | COOPER AMBULATORY OFF-SITES |  |  | EXAM 1 |  | JENNY BETLER
|  | WELCH ALLYN, INC. | WELCH ALLYN, INC. 767 DIAGNOSTIC SYSTEM |  | Not Known | VOORHEES CARDIOLOGY SUITE 102 |  |  | excluded | 01/01/1900 |  |  |  |  | NO | NO |  |  |  |  | WELCH ALLYN, INC. 10356967 Not Known |  |  | Active |  | 99:99:99:99:99:99 |  | Equipment | PAAR:00-PVAR | 11/02/2019 |  | COOPER AMBULATORY OFF-SITES |  |  | exam 4 |  | MICHELE MOLINARI
|  | WELCH ALLYN, INC. | WELCH ALLYN, INC. 767 DIAGNOSTIC SYSTEM |  | Not Known | VOORHEES CARDIOLOGY SUITE 102 |  |  | excluded | 01/01/1900 |  |  |  |  | NO | NO |  |  |  |  | WELCH ALLYN, INC. 10356959 Not Known |  |  | Active |  | 99:99:99:99:99:99 |  | Equipment | PAAR:00-PVAR | 11/02/2019 |  | COOPER AMBULATORY OFF-SITES |  |  | exam 3 |  | MICHELE MOLINARI
|  | WELCH ALLYN, INC. | WELCH ALLYN, INC. 767 DIAGNOSTIC SYSTEM |  | Not Known | VOORHEES CARDIOLOGY SUITE 102 |  |  | excluded | 01/01/1900 |  |  |  |  | NO | NO |  |  |  |  | WELCH ALLYN, INC. 10356960 Not Known |  |  | Active |  | 99:99:99:99:99:99 |  | Equipment | PAAR:00-PVAR | 11/02/2019 |  | COOPER AMBULATORY OFF-SITES |  |  | EXAM 15 |  | MICHELE MOLINARI
|  | WELCH ALLYN, INC. | WELCH ALLYN, INC. 767 DIAGNOSTIC SYSTEM |  | Not Known | VOORHEES CARDIOLOGY SUITE 102 |  |  | excluded | 01/01/1900 |  |  |  |  | NO | NO |  |  |  |  | WELCH ALLYN, INC. 10356958 Not Known |  |  | Active |  | 99:99:99:99:99:99 |  | Equipment | PAAR:00-PVAR | 11/02/2019 |  | COOPER AMBULATORY OFF-SITES |  |  | EXAM 2 |  | MICHELE MOLINARI
|  | WELCH ALLYN, INC. | WELCH ALLYN, INC. 767 DIAGNOSTIC SYSTEM |  | Not Known | VOORHEES CARDIOLOGY SUITE 102 |  |  | excluded | 01/01/1900 |  |  |  |  | NO | NO |  |  |  |  | WELCH ALLYN, INC. 10356955 Not Known |  |  | Active |  | 99:99:99:99:99:99 |  | Equipment | PAAR:00-PVAR | 11/02/2019 |  | COOPER AMBULATORY OFF-SITES |  |  | EXAM 1 |  | MICHELE MOLINARI
|  | WELCH ALLYN, INC. | WELCH ALLYN, INC. 767 DIAGNOSTIC SYSTEM |  | Not Known | VOORHEES CARDIOLOGY SUITE 102 |  |  | excluded | 01/01/1900 |  |  |  |  | NO | NO |  |  |  |  | WELCH ALLYN, INC. 10356945 Not Known |  |  | Active |  | 99:99:99:99:99:99 |  | Equipment | PAAR:00-PVAR | 11/02/2019 |  | COOPER AMBULATORY OFF-SITES |  |  | EXAM 9 |  | MICHELE MOLINARI
|  | WELCH ALLYN, INC. | WELCH ALLYN, INC. 767 DIAGNOSTIC SYSTEM |  |  | VOORHEES CARDIOLOGY SUITE 102 |  |  | excluded | 01/01/1900 |  |  |  |  | NO | NO |  |  |  |  | WELCH ALLYN, INC. 10356933 10356933 |  |  | Active |  | 99:99:99:99:99:99 |  | Equipment | PAAR:00-PVAR | 11/02/2019 |  | COOPER AMBULATORY OFF-SITES |  |  | EXAM 5 |  | MICHELE MOLINARI
|  | WELCH ALLYN, INC. | WELCH ALLYN, INC. 767 DIAGNOSTIC SYSTEM |  | Not Known | VOORHEES CARDIOLOGY SUITE 102 |  |  | excluded | 01/01/1900 |  |  |  |  | NO | NO |  |  |  |  | WELCH ALLYN, INC. 10356864 Not Known |  |  | Active |  | 99:99:99:99:99:99 |  | Equipment | PAAR:00-PVAR | 11/02/2019 |  | COOPER AMBULATORY OFF-SITES |  |  | EXAM 14 |  | MICHELE MOLINARI
|  | WELCH ALLYN, INC. | WELCH ALLYN, INC. 767 DIAGNOSTIC SYSTEM |  | Not Known | VOORHEES CARDIOLOGY SUITE 102 |  |  | excluded | 01/01/1900 |  |  |  |  | NO | NO |  |  |  |  | WELCH ALLYN, INC. 10356863 Not Known |  |  | Active |  | 99:99:99:99:99:99 |  | Equipment | PAAR:00-PVAR | 11/02/2019 |  | COOPER AMBULATORY OFF-SITES |  |  | Exam 17 |  | MICHELE MOLINARI
|  | WELCH ALLYN, INC. | WELCH ALLYN, INC. 767 DIAGNOSTIC SYSTEM |  | Not Known | VOORHEES CARDIOLOGY SUITE 102 |  |  | excluded | 01/01/1900 |  |  |  |  | NO | NO |  |  |  |  | WELCH ALLYN, INC. 10356856 Not Known |  |  | Active |  | 99:99:99:99:99:99 |  | Equipment | PAAR:00-PVAR | 11/02/2019 |  | COOPER AMBULATORY OFF-SITES |  |  | Exam 8 |  | MICHELE MOLINARI
|  | WELCH ALLYN, INC. | WELCH ALLYN, INC. 767 DIAGNOSTIC SYSTEM |  |  | VOORHEES CARDIOLOGY SUITE 102 |  |  | excluded | 01/01/1900 |  |  |  |  | NO | NO |  |  |  |  | WELCH ALLYN, INC. 10356852 10356852 |  |  | Active |  | 99:99:99:99:99:99 |  | Equipment | PAAR:00-PVAR | 11/01/2019 |  | COOPER AMBULATORY OFF-SITES |  |  | EXAM 13 |  | MICHELE MOLINARI
|  | WELCH ALLYN, INC. | WELCH ALLYN, INC. 767 DIAGNOSTIC SYSTEM |  | Not Known | VOORHEES CARDIOLOGY SUITE 102 |  |  | excluded | 01/01/1900 |  |  |  |  | NO | NO |  |  |  |  | WELCH ALLYN, INC. 10356849 Not Known |  |  | Active |  | 99:99:99:99:99:99 |  | Equipment | PAAR:00-PVAR | 11/02/2019 |  | COOPER AMBULATORY OFF-SITES |  |  | EXAM 10 |  | MICHELE MOLINARI
|  | WELCH ALLYN, INC. | WELCH ALLYN, INC. 767 DIAGNOSTIC SYSTEM |  | Not Known | VOORHEES CARDIOLOGY SUITE 102 |  |  | excluded | 01/01/1900 |  |  |  |  | NO | NO |  |  |  |  | WELCH ALLYN, INC. 10356848 Not Known |  |  | Active |  | 99:99:99:99:99:99 |  | Equipment | PAAR:00-PVAR | 11/02/2019 |  | COOPER AMBULATORY OFF-SITES |  |  | Exam 16 |  | MICHELE MOLINARI
|  | WELCH ALLYN, INC. | WELCH ALLYN, INC. 767 DIAGNOSTIC SYSTEM |  | Not Known | VOORHEES CARDIOLOGY SUITE 102 |  |  | excluded | 01/01/1900 |  |  |  |  | NO | NO |  |  |  |  | WELCH ALLYN, INC. 10356847 Not Known |  |  | Active |  | 99:99:99:99:99:99 |  | Equipment | PAAR:00-PVAR | 11/02/2019 |  | COOPER AMBULATORY OFF-SITES |  |  | EXAM 12 |  | MICHELE MOLINARI
|  | WELCH ALLYN, INC. | WELCH ALLYN, INC. 767 DIAGNOSTIC SYSTEM |  | Not Known | VOORHEES SURGERY CENTER-RADIATION/ONC |  |  | excluded | 10/08/2005 |  |  |  |  | NO | NO |  |  |  |  | WELCH ALLYN, INC. 10356820 Not Known |  |  | Active |  | 99:99:99:99:99:99 |  | Equipment | PAAR:00-PVAR | 11/02/2019 |  | COOPER AMBULATORY OFF-SITES |  |  | EXAM 2 |  | COLLEEN TEGELER
|  | WELCH ALLYN, INC. | WELCH ALLYN, INC. 767 DIAGNOSTIC SYSTEM |  | Not Known | VOORHEES SURGERY CENTER-RADIATION/ONC |  |  | excluded | 10/08/2005 |  |  |  |  | NO | NO |  |  |  |  | WELCH ALLYN, INC. 10356815 Not Known |  |  | Active |  | 99:99:99:99:99:99 |  | Equipment | PAAR:00-PVAR | 11/02/2019 |  | COOPER AMBULATORY OFF-SITES |  |  | EXAM 1 |  | COLLEEN TEGELER
|  | WELCH ALLYN, INC. | WELCH ALLYN, INC. 767 DIAGNOSTIC SYSTEM |  | Not Known | VOORHEES SURGERY CENTER-PULMONARY |  |  | excluded | 01/09/1998 |  |  |  |  | NO | NO |  |  |  |  | WELCH ALLYN, INC. 10356811 Not Known |  |  | Active |  | 99:99:99:99:99:99 |  | Equipment | PAAR:00-PVAR | 11/02/2019 |  | COOPER AMBULATORY OFF-SITES |  |  | k221 |  | SUSAN PINE
|  | WELCH ALLYN, INC. | WELCH ALLYN, INC. 767 DIAGNOSTIC SYSTEM |  | Not Known | VOORHEES SURGERY CENTER-PULMONARY |  |  | excluded | 01/09/1998 |  |  |  |  | NO | NO |  |  |  |  | WELCH ALLYN, INC. 10356806 Not Known |  |  | Active |  | 99:99:99:99:99:99 |  | Equipment | PAAR:00-PVAR | 11/02/2019 |  | COOPER AMBULATORY OFF-SITES |  |  | K222/EXAM PROCEDURE ROOM |  | SUSAN PINE
|  | WELCH ALLYN, INC. | WELCH ALLYN, INC. 767 DIAGNOSTIC SYSTEM |  | Not Known | VOORHEES SURGERY CENTER-PULMONARY |  |  | excluded | 01/09/1998 |  |  |  |  | NO | NO |  |  |  |  | WELCH ALLYN, INC. 10356772 Not Known |  |  | Active |  | 99:99:99:99:99:99 |  | Equipment | PAAR:00-PVAR | 11/01/2019 |  | COOPER AMBULATORY OFF-SITES |  |  | Sleep Exam Room 1 | 0012420061 | SUSAN PINE | Repair | Closed | Kirk Lis | 11/22/2017 | 11/27/2017 | OTOSCOPE - BULB KEEPS GOING OUT, SEE NOTE - VORHEES SLEEP EXAM ROOM 1 | 11/27/2017 9:30:35 AM KALIS (KALIS 11/22/2017 12:00 AM) TESTED UNIT AND VERIFIED PROPER OPERATION CONFERRED WITH MA ON FINDINGS | 6F4EAA03-93E2-44EA-86BA-35E5C0795081 | Labor | 11/22/2017 | 11/22/2017 | Kirk Lis
|  | WELCH ALLYN, INC. | WELCH ALLYN, INC. 767 DIAGNOSTIC SYSTEM |  | NOT KNOWN | VOORHEES SURGERY CENTER-HEM/ONC |  |  |  | 01/09/1998 |  |  |  |  | NO | NO |  |  |  |  | WELCH ALLYN, INC. 10356768 NOT KNOWN |  |  | Disposition |  | 99:99:99:99:99:99 |  | Equipment | PAAR:00-PVAR | 11/02/2019 |  | COOPER AMBULATORY OFF-SITES |  |  | SUITE M | WOT00000001551820 | MEGAN MCCAFFERTY | Disposition | Closed | Stephen Zubrzycki | 10/05/2018 | 10/10/2018 | Equipment Disposition | suite m under construction new equipment being purchased | EXP1500110 | Labor | 10/05/2018 | 10/05/2018 | Stephen Zubrzycki
|  | WELCH ALLYN, INC. | WELCH ALLYN, INC. 767 DIAGNOSTIC SYSTEM |  | NOT KNOWN | VOORHEES SURGERY CENTER-HEM/ONC |  |  |  | 01/09/1998 |  |  |  |  | NO | NO |  |  |  |  | WELCH ALLYN, INC. 10356767 NOT KNOWN |  |  | Disposition |  | 99:99:99:99:99:99 |  | Equipment | PAAR:00-PVAR | 11/01/2019 |  | COOPER AMBULATORY OFF-SITES |  |  | SUITE M | WOT00000001551768 | MEGAN MCCAFFERTY | Disposition | Closed | Stephen Zubrzycki | 10/05/2018 | 10/10/2018 | Equipment Disposition | suite m is under construction and will be buying new equipment - this item is not longer needed | EXP1499982 | Labor | 10/05/2018 | 10/05/2018 | Stephen Zubrzycki
|  | WELCH ALLYN, INC. | WELCH ALLYN, INC. 767 DIAGNOSTIC SYSTEM |  | NOT KNOWN | VOORHEES SURGERY CENTER-HEM/ONC |  |  |  | 01/09/1998 |  |  |  |  | NO | NO |  |  |  |  | WELCH ALLYN, INC. 10356764 NOT KNOWN |  |  | Disposition |  | 99:99:99:99:99:99 |  | Equipment | PAAR:00-PVAR | 11/01/2019 |  | COOPER AMBULATORY OFF-SITES |  |  | SUITE M | WOT00000001551916 | MEGAN MCCAFFERTY | Disposition | Closed | Stephen Zubrzycki | 10/05/2018 | 10/10/2018 | Equipment Disposition | suite m is under construction - new equipment being purchased | EXP1500658 | Labor | 10/05/2018 | 10/05/2018 | Stephen Zubrzycki
|  | WELCH ALLYN, INC. | WELCH ALLYN, INC. 767 DIAGNOSTIC SYSTEM |  | NOT KNOWN | VOORHEES SURGERY CENTER-HEM/ONC |  |  |  | 01/09/1998 |  |  |  |  | NO | NO |  |  |  |  | WELCH ALLYN, INC. 10356766 NOT KNOWN |  |  | Disposition |  | 99:99:99:99:99:99 |  | Equipment | PAAR:00-PVAR | 11/02/2019 |  | COOPER AMBULATORY OFF-SITES |  |  | SUITE M EXAM 8 | WOT00000001551868 | MEGAN MCCAFFERTY | Disposition | Closed | Stephen Zubrzycki | 10/05/2018 | 10/10/2018 | Equipment Disposition | suite m under construction - new equipment being purchased | EXP1500493 | Labor | 10/05/2018 | 10/05/2018 | Stephen Zubrzycki
|  | WELCH ALLYN, INC. | WELCH ALLYN, INC. 767 DIAGNOSTIC SYSTEM |  | Not Known | VOORHEES SURGERY CENTER-HEM/ONC |  |  | excluded | 01/09/1998 |  |  |  |  | NO | NO |  |  |  |  | WELCH ALLYN, INC. 10356761 Not Known |  |  | Active |  | 99:99:99:99:99:99 |  | Equipment | PAAR:00-PVAR | 11/02/2019 |  | COOPER AMBULATORY OFF-SITES |  |  | SUITE M |  | MEGAN MCCAFFERTY
|  | WELCH ALLYN, INC. | WELCH ALLYN, INC. 767 DIAGNOSTIC SYSTEM |  | NOT KNOWN | VOORHEES SURGERY CENTER-HEM/ONC |  |  |  | 01/09/1998 |  |  |  |  | NO | NO |  |  |  |  | WELCH ALLYN, INC. 10356758 NOT KNOWN |  |  | Disposition |  | 99:99:99:99:99:99 |  | Equipment | PAAR:00-PVAR | 11/02/2019 |  | COOPER AMBULATORY OFF-SITES |  |  | SUITE M | WOT00000001551896 | MEGAN MCCAFFERTY | Disposition | Closed | Stephen Zubrzycki | 10/05/2018 | 10/10/2018 | Equipment Disposition | suite m under construction - new equipment being purchased | EXP1500627 | Labor | 10/05/2018 | 10/05/2018 | Stephen Zubrzycki
|  | WELCH ALLYN, INC. | WELCH ALLYN, INC. 767 DIAGNOSTIC SYSTEM |  | NOT KNOWN | VOORHEES SURGERY CENTER-HEM/ONC |  |  |  | 01/01/1900 |  |  |  |  | NO | NO |  |  |  |  | WELCH ALLYN, INC. 10356755 NOT KNOWN |  |  | Disposition |  | 99:99:99:99:99:99 |  | Equipment | PAAR:00-PVAR | 11/01/2019 |  | COOPER AMBULATORY OFF-SITES |  |  | SUITE M | WOT00000001551885 | MEGAN MCCAFFERTY | Disposition | Closed | Stephen Zubrzycki | 10/05/2018 | 10/10/2018 | Equipment Disposition | suite m under construction - new equipment being purchased | EXP1500595 | Labor | 10/05/2018 | 10/05/2018 | Stephen Zubrzycki
|  | WELCH ALLYN, INC. | WELCH ALLYN, INC. 767 DIAGNOSTIC SYSTEM |  | coophospnsn030 | PAVILION 8 |  |  | excluded | 01/01/1900 |  |  |  |  | NO | NO |  |  |  |  | WELCH ALLYN, INC. 10356373 coophospnsn030 |  |  | Active |  | 99:99:99:99:99:99 |  | Equipment | PAAR:00-PVAR | 11/02/2019 |  | COOPER UNIVERSITY HOSPITAL |  |  | P831 | WOT00000000523191 | BRIAN OSHAUGHNESSY | Disposition | Closed | Gene Amodei | 02/08/2018 | 05/22/2019 | Bulk Disposition CNL
|  | WELCH ALLYN, INC. | WELCH ALLYN, INC. 767 DIAGNOSTIC SYSTEM |  | coophospnsn031 | PAVILION 8 |  |  | excluded | 01/01/1900 |  |  |  |  | NO | NO |  |  |  |  | WELCH ALLYN, INC. 10356379 coophospnsn031 |  |  | Active |  | 99:99:99:99:99:99 |  | Equipment | PAAR:00-PVAR | 11/02/2019 |  | COOPER UNIVERSITY HOSPITAL |  |  | P828 | WOT00000000523192 | BRIAN OSHAUGHNESSY | Disposition | Closed | Gene Amodei | 02/08/2018 | 05/22/2019 | Bulk Disposition CNL
|  | WELCH ALLYN, INC. | WELCH ALLYN, INC. 767 DIAGNOSTIC SYSTEM |  | coophospnsn039 | PAVILION 8 |  |  | excluded | 01/01/1900 |  |  |  |  | NO | NO |  |  |  |  | WELCH ALLYN, INC. 10356421 coophospnsn039 |  |  | Active |  | 99:99:99:99:99:99 |  | Equipment | PAAR:00-PVAR | 11/02/2019 |  | COOPER UNIVERSITY HOSPITAL |  |  | PAV8 |  | BRIAN OSHAUGHNESSY
|  | WELCH ALLYN, INC. | WELCH ALLYN, INC. 767 DIAGNOSTIC SYSTEM |  | coophospnsn038 | PAVILION 8 |  |  | excluded | 01/01/1900 |  |  |  |  | NO | NO |  |  |  |  | WELCH ALLYN, INC. 10356420 coophospnsn038 |  |  | Active |  | 99:99:99:99:99:99 |  | Equipment | PAAR:00-PVAR | 11/02/2019 |  | COOPER UNIVERSITY HOSPITAL |  |  | PAV8 |  | BRIAN OSHAUGHNESSY
|  | WELCH ALLYN, INC. | WELCH ALLYN, INC. 767 DIAGNOSTIC SYSTEM |  | coophospnsn037 | PAVILION 8 |  |  | excluded | 01/01/1900 |  |  |  |  | NO | NO |  |  |  |  | WELCH ALLYN, INC. 10356406 coophospnsn037 |  |  | Active |  | 99:99:99:99:99:99 |  | Equipment | PAAR:00-PVAR | 11/02/2019 |  | COOPER UNIVERSITY HOSPITAL |  |  | P835 | WOT00000000523198 | BRIAN OSHAUGHNESSY | Disposition | Closed | Gene Amodei | 02/08/2018 | 05/22/2019 | Bulk Disposition CNL
|  | WELCH ALLYN, INC. | WELCH ALLYN, INC. 767 DIAGNOSTIC SYSTEM |  | coophospnsn036 | PAVILION 8 |  |  | excluded | 01/01/1900 |  |  |  |  | NO | NO |  |  |  |  | WELCH ALLYN, INC. 10356402 coophospnsn036 |  |  | Active |  | 99:99:99:99:99:99 |  | Equipment | PAAR:00-PVAR | 11/02/2019 |  | COOPER UNIVERSITY HOSPITAL |  |  | P833 | WOT00000000523197 | BRIAN OSHAUGHNESSY | Disposition | Closed | Gene Amodei | 02/08/2018 | 05/22/2019 | Bulk Disposition CNL
|  | WELCH ALLYN, INC. | WELCH ALLYN, INC. 767 DIAGNOSTIC SYSTEM |  | coophospnsn035 | PAVILION 8 |  |  | excluded | 01/01/1900 |  |  |  |  | NO | NO |  |  |  |  | WELCH ALLYN, INC. 10356400 coophospnsn035 |  |  | Active |  | 99:99:99:99:99:99 |  | Equipment | PAAR:00-PVAR | 11/02/2019 |  | COOPER UNIVERSITY HOSPITAL |  |  | P822 | WOT00000000523196 | BRIAN OSHAUGHNESSY | Disposition | Closed | Gene Amodei | 02/08/2018 | 05/22/2019 | Bulk Disposition CNL
|  | WELCH ALLYN, INC. | WELCH ALLYN, INC. 767 DIAGNOSTIC SYSTEM |  | coophospnsn034 | PAVILION 8 |  |  | excluded | 01/01/1900 |  |  |  |  | NO | NO |  |  |  |  | WELCH ALLYN, INC. 10356394 coophospnsn034 |  |  | Active |  | 99:99:99:99:99:99 |  | Equipment | PAAR:00-PVAR | 11/02/2019 |  | COOPER UNIVERSITY HOSPITAL |  |  | P823 | WOT00000000523195 | BRIAN OSHAUGHNESSY | Disposition | Closed | Gene Amodei | 02/08/2018 | 05/22/2019 | Bulk Disposition CNL
|  | WELCH ALLYN, INC. | WELCH ALLYN, INC. 767 DIAGNOSTIC SYSTEM |  | coophospnsn033 | PAVILION 8 |  |  | excluded | 01/01/1900 |  |  |  |  | NO | NO |  |  |  |  | WELCH ALLYN, INC. 10356391 coophospnsn033 |  |  | Active |  | 99:99:99:99:99:99 |  | Equipment | PAAR:00-PVAR | 11/02/2019 |  | COOPER UNIVERSITY HOSPITAL |  |  | P829 | WOT00000000523194 | BRIAN OSHAUGHNESSY | Disposition | Closed | Gene Amodei | 02/08/2018 | 05/22/2019 | Bulk Disposition CNL
|  | WELCH ALLYN, INC. | WELCH ALLYN, INC. 767 DIAGNOSTIC SYSTEM |  | coophospnsn032 | PAVILION 8 |  |  | excluded | 01/01/1900 |  |  |  |  | NO | NO |  |  |  |  | WELCH ALLYN, INC. 10356387 coophospnsn032 |  |  | Active |  | 99:99:99:99:99:99 |  | Equipment | PAAR:00-PVAR | 11/02/2019 |  | COOPER UNIVERSITY HOSPITAL |  |  | P824 | WOT00000000523193 | BRIAN OSHAUGHNESSY | Disposition | Closed | Gene Amodei | 02/08/2018 | 05/22/2019 | Bulk Disposition CNL
|  | WELCH ALLYN, INC. | WELCH ALLYN, INC. 767 DIAGNOSTIC SYSTEM |  | coophospnsn029 | PAVILION 8 |  |  | excluded | 01/01/1900 |  |  |  |  | NO | NO |  |  |  |  | WELCH ALLYN, INC. 10356369 coophospnsn029 |  |  | Active |  | 99:99:99:99:99:99 |  | Equipment | PAAR:00-PVAR | 11/02/2019 |  | COOPER UNIVERSITY HOSPITAL |  |  | P832 | WOT00000000523190 | BRIAN OSHAUGHNESSY | Disposition | Closed | Gene Amodei | 02/08/2018 | 05/22/2019 | Bulk Disposition CNL
|  | WELCH ALLYN, INC. | WELCH ALLYN, INC. 767 DIAGNOSTIC SYSTEM |  | coophospnsn028 | PAVILION 8 |  |  | excluded | 01/01/1900 |  |  |  |  | NO | NO |  |  |  |  | WELCH ALLYN, INC. 10356364 coophospnsn028 |  |  | Active |  | 99:99:99:99:99:99 |  | Equipment | PAAR:00-PVAR | 11/02/2019 |  | COOPER UNIVERSITY HOSPITAL |  |  | P834 | WOT00000000523189 | BRIAN OSHAUGHNESSY | Disposition | Closed | Gene Amodei | 02/08/2018 | 05/22/2019 | Bulk Disposition CNL
|  | WELCH ALLYN, INC. | WELCH ALLYN, INC. 767 DIAGNOSTIC SYSTEM |  | coophospnsn027 | PAVILION 8 |  |  | excluded | 01/01/1900 |  |  |  |  | NO | NO |  |  |  |  | WELCH ALLYN, INC. 10356359 coophospnsn027 |  |  | Active |  | 99:99:99:99:99:99 |  | Equipment | PAAR:00-PVAR | 11/02/2019 |  | COOPER UNIVERSITY HOSPITAL |  |  | P836 | WOT00000000523188 | BRIAN OSHAUGHNESSY | Disposition | Closed | Gene Amodei | 02/08/2018 | 05/22/2019 | Bulk Disposition CNL
|  | WELCH ALLYN, INC. | WELCH ALLYN, INC. 767 DIAGNOSTIC SYSTEM |  | coophospnsn026 | PAVILION 8 |  |  | excluded | 01/01/1900 |  |  |  |  | NO | NO |  |  |  |  | WELCH ALLYN, INC. 10356353 coophospnsn026 |  |  | Active |  | 99:99:99:99:99:99 |  | Equipment | PAAR:00-PVAR | 11/02/2019 |  | COOPER UNIVERSITY HOSPITAL |  |  | P837 | WOT00000000523187 | BRIAN OSHAUGHNESSY | Disposition | Closed | Gene Amodei | 02/08/2018 | 05/22/2019 | Bulk Disposition CNL
|  | WELCH ALLYN, INC. | WELCH ALLYN, INC. 767 DIAGNOSTIC SYSTEM |  | coophospnsn025 | PAVILION 8 |  |  | excluded | 01/01/1900 |  |  |  |  | NO | NO |  |  |  |  | WELCH ALLYN, INC. 10356349 coophospnsn025 |  |  | Active |  | 99:99:99:99:99:99 |  | Equipment | PAAR:00-PVAR | 11/02/2019 |  | COOPER UNIVERSITY HOSPITAL |  |  | P838 | WOT00000000523186 | BRIAN OSHAUGHNESSY | Disposition | Closed | Gene Amodei | 02/08/2018 | 05/22/2019 | Bulk Disposition CNL
|  | WELCH ALLYN, INC. | WELCH ALLYN, INC. 767 DIAGNOSTIC SYSTEM |  | coophospnsn024 | PAVILION 8 |  |  | excluded | 01/01/1900 |  |  |  |  | NO | NO |  |  |  |  | WELCH ALLYN, INC. 10356340 coophospnsn024 |  |  | Active |  | 99:99:99:99:99:99 |  | Equipment | PAAR:00-PVAR | 11/02/2019 |  | COOPER UNIVERSITY HOSPITAL |  |  | P840 | WOT00000000523185 | BRIAN OSHAUGHNESSY | Disposition | Closed | Gene Amodei | 02/08/2018 | 05/22/2019 | Bulk Disposition CNL
|  | WELCH ALLYN, INC. | WELCH ALLYN, INC. 767 DIAGNOSTIC SYSTEM |  | coophospnsn023 | PAVILION 8 |  |  | excluded | 01/01/1900 |  |  |  |  | NO | NO |  |  |  |  | WELCH ALLYN, INC. 10356336 coophospnsn023 |  |  | Active |  | 99:99:99:99:99:99 |  | Equipment | PAAR:00-PVAR | 11/02/2019 |  | COOPER UNIVERSITY HOSPITAL |  |  | PAVILION839 | WOT00000000523184 | BRIAN OSHAUGHNESSY | Disposition | Closed | Gene Amodei | 02/08/2018 | 05/22/2019 | Bulk Disposition CNL
|  | WELCH ALLYN, INC. | WELCH ALLYN, INC. 767 DIAGNOSTIC SYSTEM |  | coophospnsn022 | PAVILION 8 |  |  | excluded | 01/01/1900 |  |  |  |  | NO | NO |  |  |  |  | WELCH ALLYN, INC. 10356331 coophospnsn022 |  |  | Active |  | 99:99:99:99:99:99 |  | Equipment | PAAR:00-PVAR | 11/02/2019 |  | COOPER UNIVERSITY HOSPITAL |  |  | pavilion 8 | WOT00000000523183 | BRIAN OSHAUGHNESSY | Disposition | Closed | Gene Amodei | 02/08/2018 | 05/22/2019 | Bulk Disposition CNL
|  | WELCH ALLYN, INC. | WELCH ALLYN, INC. 767 DIAGNOSTIC SYSTEM |  | Not Known | KELEMEN N6 |  |  | excluded | 01/01/1900 |  |  |  |  | NO | NO |  |  |  |  | WELCH ALLYN, INC. 10355655 Not Known |  |  | Active |  | 99:99:99:99:99:99 |  | Equipment | PAAR:00-PVAR | 11/02/2019 |  | COOPER UNIVERSITY HOSPITAL |  |  | PEDS/ 6N RM 642 | WOT00000000531166 | Susan Cannon | Disposition | Closed | Gene Amodei | 02/08/2018 | 05/24/2019 | Bulk Disposition CNL
|  | WELCH ALLYN, INC. | WELCH ALLYN, INC. 767 DIAGNOSTIC SYSTEM |  |  | PEDIATRIC INTENSIVE CARE UNIT |  |  | excluded | 01/01/1900 |  |  |  |  | NO | NO |  |  |  |  | WELCH ALLYN, INC. 10355218 767 |  |  | Active |  | 99:99:99:99:99:99 |  | Equipment | PAAR:00-PVAR | 11/02/2019 |  | COOPER UNIVERSITY HOSPITAL |  |  | B4 |  | Susan Cannon
|  | WELCH ALLYN, INC. | WELCH ALLYN, INC. 767 DIAGNOSTIC SYSTEM |  |  | INTENSIVE CARE NURSERY |  |  | excluded | 01/01/1900 |  |  |  |  | NO | NO |  |  |  |  | WELCH ALLYN, INC. 10355187 1111234 |  |  | Active |  | 99:99:99:99:99:99 |  | Equipment | PAAR:00-PVAR | 11/02/2019 |  | COOPER UNIVERSITY HOSPITAL |  |  | SEVENTH FLOOR DORRANCE STORAGE |  | JOANNE FOX
|  | WELCH ALLYN, INC. | WELCH ALLYN, INC. 767 DIAGNOSTIC SYSTEM |  |  | VOORHEES SURGERY CENTER-HEM/ONC |  |  | excluded | 08/03/2015 |  |  |  |  | NO | NO |  |  |  |  | WELCH ALLYN, INC. 10349369 150403064045 |  |  | Active |  | 99:99:99:99:99:99 |  | Equipment | PAAR:00-PVAR | 10/31/2019 |  | COOPER AMBULATORY OFF-SITES |  |  | SUITE F ROOM 1 |  | MEGAN MCCAFFERTY
|  | WELCH ALLYN, INC. | WELCH ALLYN, INC. 767 DIAGNOSTIC SYSTEM |  |  | VOORHEES SURGERY CENTER-HEM/ONC |  |  | excluded | 08/03/2015 |  |  |  |  | NO | NO |  |  |  |  | WELCH ALLYN, INC. 10349365 150423090265 |  |  | Active |  | 99:99:99:99:99:99 |  | Equipment | PAAR:00-PVAR | 10/31/2019 |  | COOPER AMBULATORY OFF-SITES |  |  | SUITE F ROOM 5 |  | MEGAN MCCAFFERTY
|  | WELCH ALLYN, INC. | WELCH ALLYN, INC. 767 DIAGNOSTIC SYSTEM |  |  | VOORHEES SURGERY CENTER-HEM/ONC |  |  | excluded | 08/03/2015 |  |  |  |  | NO | NO |  |  |  |  | WELCH ALLYN, INC. 10349362 150403071255 |  |  | Active |  | 99:99:99:99:99:99 |  | Equipment | PAAR:00-PVAR | 10/31/2019 |  | COOPER AMBULATORY OFF-SITES |  |  | SUITE F ROOM 2 |  | MEGAN MCCAFFERTY
|  | WELCH ALLYN, INC. | WELCH ALLYN, INC. 767 DIAGNOSTIC SYSTEM |  |  | VOORHEES SURGERY CENTER-HEM/ONC |  |  | excluded | 08/03/2015 |  |  |  |  | NO | NO |  |  |  |  | WELCH ALLYN, INC. 10349358 150423225055 |  |  | Active |  | 99:99:99:99:99:99 |  | Equipment | PAAR:00-PVAR | 10/31/2019 |  | COOPER AMBULATORY OFF-SITES |  |  | SUITE F ROOM 3 |  | MEGAN MCCAFFERTY
|  | WELCH ALLYN, INC. | WELCH ALLYN, INC. 767 DIAGNOSTIC SYSTEM |  |  | VOORHEES SURGERY CENTER-HEM/ONC |  |  | excluded | 08/03/2015 |  |  |  |  | NO | NO |  |  |  |  | WELCH ALLYN, INC. 10349354 141215191775 |  |  | Active |  | 99:99:99:99:99:99 |  | Equipment | PAAR:00-PVAR | 10/31/2019 |  | COOPER AMBULATORY OFF-SITES |  |  | SUITE F ROOM 4 |  | MEGAN MCCAFFERTY
|  | WELCH ALLYN, INC. | WELCH ALLYN, INC. 767 DIAGNOSTIC SYSTEM |  |  | VOORHEES SURGERY CENTER-HEM/ONC |  |  | excluded | 08/03/2015 |  |  |  |  | NO | NO |  |  |  |  | WELCH ALLYN, INC. 10349351 150403062955 |  |  | Active |  | 99:99:99:99:99:99 |  | Equipment | PAAR:00-PVAR | 10/31/2019 |  | COOPER AMBULATORY OFF-SITES |  |  | SUITE F ROOM 6 |  | MEGAN MCCAFFERTY
|  | WELCH ALLYN, INC. | WELCH ALLYN, INC. 767 DIAGNOSTIC SYSTEM |  | NOT KNOWN | 3 COOPER-HEM/ONC |  |  | excluded | 01/01/1900 |  |  |  |  | NO | NO |  |  |  |  | WELCH ALLYN, INC. 10348516 NOT KNOWN |  |  | Active |  | 99:99:99:99:99:99 |  | Equipment | PAAR:00-PVAR | 11/02/2019 |  | COOPER AMBULATORY OFF-SITES |  |  | Suite 211 - Exam 1 | WOT00000003187400 | LOIS CARR | Repair | Closed | Stephen Zubrzycki | 07/12/2019 | 07/12/2019 | Bulb is out | Acknowledged. Analyzed unit. Verified that eye head had a burnt out bulb. Replaced bulb. Wouldn't allow me to pull p/n: CL-950 from Cooper stock | EXP3382952 | Labor | 07/12/2019 | 07/12/2019 | Stephen Zubrzycki
|  | WELCH ALLYN, INC. | WELCH ALLYN, INC. 767 DIAGNOSTIC SYSTEM |  | Not Known | VOORHEES CARDIOLOGY |  |  | excluded | 01/01/1900 |  |  |  |  | NO | NO |  |  |  |  | WELCH ALLYN, INC. 10348061 Not Known |  |  | Active |  | 99:99:99:99:99:99 |  | Equipment | PAAR:00-PVAR | 11/02/2019 |  | COOPER AMBULATORY OFF-SITES |  |  | CARDIOLOGY - BLDG 2 |  | KATHY COMO
|  | WELCH ALLYN, INC. | WELCH ALLYN, INC. 767 DIAGNOSTIC SYSTEM |  | Not Known | VOORHEES SURGERY CENTER-SURGERY DEPT |  |  | excluded | 01/01/1900 |  |  |  |  | NO | NO |  |  |  |  | WELCH ALLYN, INC. 10348056 Not Known |  |  | Active |  | 99:99:99:99:99:99 |  | Equipment | PAAR:00-PVAR | 11/02/2019 |  | COOPER AMBULATORY OFF-SITES |  |  | PROCEDURE RM C |  | Theresa Megali
|  | WELCH ALLYN, INC. | WELCH ALLYN, INC. 767 DIAGNOSTIC SYSTEM |  |  | VOORHEES PEDIATRICS |  |  | excluded | 01/01/1900 |  |  |  |  | NO | NO |  |  |  |  | WELCH ALLYN, INC. 10347020 05166 |  |  | Active |  | 99:99:99:99:99:99 |  | Equipment | PAAR:00-PVAR | 11/01/2019 |  | COOPER AMBULATORY OFF-SITES |  |  | B6 |  | MAUREEN OBRIEN
|  | WELCH ALLYN, INC. | WELCH ALLYN, INC. 767 DIAGNOSTIC SYSTEM |  | B1 | VOORHEES PEDIATRICS |  |  | excluded | 01/01/1900 |  |  |  |  | NO | NO |  |  |  |  | WELCH ALLYN, INC. 10347019 B1 |  |  | Active |  | 99:99:99:99:99:99 |  | Equipment | PAAR:00-PVAR | 11/02/2019 |  | COOPER AMBULATORY OFF-SITES |  |  | PEDS-VORHEES |  | MAUREEN OBRIEN
|  | WELCH ALLYN, INC. | WELCH ALLYN, INC. 767 DIAGNOSTIC SYSTEM |  | NSNCOOPERAMB0028 | VOORHEES PEDIATRICS |  |  | excluded | 01/01/1900 |  |  |  |  | NO | NO |  |  |  |  | WELCH ALLYN, INC. 10347018 NSNCOOPERAMB0028 |  |  | Active |  | 99:99:99:99:99:99 |  | Equipment | PAAR:00-PVAR | 11/02/2019 |  | COOPER AMBULATORY OFF-SITES |  |  | Dr Lania Rm 2 |  | MAUREEN OBRIEN
|  | WELCH ALLYN, INC. | WELCH ALLYN, INC. 767 DIAGNOSTIC SYSTEM |  | NSNCOOPERAMB0027 | VOORHEES PEDIATRICS |  |  | excluded | 01/01/1900 |  |  |  |  | NO | NO |  |  |  |  | WELCH ALLYN, INC. 10347017 NSNCOOPERAMB0027 |  |  | Active |  | 99:99:99:99:99:99 |  | Equipment | PAAR:00-PVAR | 11/02/2019 |  | COOPER AMBULATORY OFF-SITES |  |  | Dr Lania Rm 1 |  | MAUREEN OBRIEN
|  | WELCH ALLYN, INC. | WELCH ALLYN, INC. 767 DIAGNOSTIC SYSTEM |  | NSNCOOPERAMB0025 | VOORHEES PEDIATRICS |  |  | excluded | 01/01/1900 |  |  |  |  | NO | NO |  |  |  |  | WELCH ALLYN, INC. 10347007 NSNCOOPERAMB0025 |  |  | Active |  | 99:99:99:99:99:99 |  | Equipment | PAAR:00-PVAR | 11/02/2019 |  | COOPER AMBULATORY OFF-SITES |  |  | ROOM 4 |  | MAUREEN OBRIEN
|  | WELCH ALLYN, INC. | WELCH ALLYN, INC. 767 DIAGNOSTIC SYSTEM |  | NSNCOOPERAMB0026 | VOORHEES PEDIATRICS |  |  | excluded | 01/01/1900 |  |  |  |  | NO | NO |  |  |  |  | WELCH ALLYN, INC. 10347009 NSNCOOPERAMB0026 |  |  | Active |  | 99:99:99:99:99:99 |  | Equipment | PAAR:00-PVAR | 11/02/2019 |  | COOPER AMBULATORY OFF-SITES |  |  | ROOM 5 |  | MAUREEN OBRIEN
|  | WELCH ALLYN, INC. | WELCH ALLYN, INC. 767 DIAGNOSTIC SYSTEM |  | NSNCOOPERAMB0024 | VOORHEES PEDIATRICS |  |  | excluded | 01/01/1900 |  |  |  |  | NO | NO |  |  |  |  | WELCH ALLYN, INC. 10347005 NSNCOOPERAMB0024 |  |  | Active |  | 99:99:99:99:99:99 |  | Equipment | PAAR:00-PVAR | 11/02/2019 |  | COOPER AMBULATORY OFF-SITES |  |  | ROOM 3 |  | MAUREEN OBRIEN
|  | WELCH ALLYN, INC. | WELCH ALLYN, INC. 767 DIAGNOSTIC SYSTEM |  | NSNCOOPERAMB0023 | VOORHEES PEDIATRICS |  |  | excluded | 01/01/1900 |  |  |  |  | NO | NO |  |  |  |  | WELCH ALLYN, INC. 10347004 NSNCOOPERAMB0023 |  |  | Active |  | 99:99:99:99:99:99 |  | Equipment | PAAR:00-PVAR | 11/02/2019 |  | COOPER AMBULATORY OFF-SITES |  |  | ROOM 2 |  | MAUREEN OBRIEN
|  | WELCH ALLYN, INC. | WELCH ALLYN, INC. 767 DIAGNOSTIC SYSTEM |  | NSNCOOPERAMB0022 | VOORHEES PEDIATRICS |  |  | excluded | 01/01/1900 |  |  |  |  | NO | NO |  |  |  |  | WELCH ALLYN, INC. 10347003 NSNCOOPERAMB0022 |  |  | Active |  | 99:99:99:99:99:99 |  | Equipment | PAAR:00-PVAR | 11/02/2019 |  | COOPER AMBULATORY OFF-SITES |  |  | Room 1 |  | MAUREEN OBRIEN
|  | WELCH ALLYN, INC. | WELCH ALLYN, INC. 767 DIAGNOSTIC SYSTEM |  | NSNCOOPERAMB0018 | 3 COOPER-WOMENS CARE CENTER |  |  | excluded | 01/01/1900 |  |  |  |  | NO | NO |  |  |  |  | WELCH ALLYN, INC. 10346995 NSNCOOPERAMB0018 |  |  | Active |  | 99:99:99:99:99:99 |  | Equipment | PAAR:00-PVAR | 11/02/2019 |  | COOPER AMBULATORY OFF-SITES |  |  | SUITE 300 - EXAM 6 |  | BONNIE MANNINO
|  | WELCH ALLYN, INC. | WELCH ALLYN, INC. 767 DIAGNOSTIC SYSTEM |  | NOT KNOWN | 3 COOPER - MEDICINE DEPARTMENT |  |  | excluded | 01/01/1900 |  |  |  |  | NO | NO |  |  |  |  | WELCH ALLYN, INC. 10346992 NOT KNOWN |  |  | Active |  | 99:99:99:99:99:99 |  | Equipment | PAAR:00-PVAR | 11/02/2019 |  | COOPER AMBULATORY OFF-SITES |  |  | Suite 215 - Exam 12 | WOT00000002396287 | NANCY LOUIS | Repair | Closed | Stephen Zubrzycki | 03/21/2019 | 03/26/2019 | Dept asked me to check all Oto/Ophthalmoscopes in dept | Acknowledged. Analyzed unit. Left cable works but is dry rotted. Ordering replacement cable. Ophthalmoscope is cloudy. Exchanged ophthalmoscope head with Cooper stock head Replaced Otoscope and Ophthalmoscope Cables and VPO | EXP2561379 | Labor | 03/26/2019 | 03/26/2019 | Stephen Zubrzycki
|  | WELCH ALLYN, INC. | WELCH ALLYN, INC. 767 DIAGNOSTIC SYSTEM |  | Not Known | 3 COOPER-WOMENS CARE CENTER |  |  |  | 01/01/1900 |  |  |  |  | NO | NO |  |  |  |  | WELCH ALLYN, INC. 10346993 Not Known |  |  | Disposition |  |  |  | Equipment | PAAR:00-PVAR | 11/02/2019 |  | COOPER AMBULATORY OFF-SITES |  |  | DISPOSITION |  | BONNIE MANNINO
|  | WELCH ALLYN, INC. | WELCH ALLYN, INC. 767 DIAGNOSTIC SYSTEM |  | NOT KNOWN | 3 COOPER - MEDICINE DEPARTMENT |  |  | excluded | 01/01/1900 |  |  |  |  | NO | NO |  |  |  |  | WELCH ALLYN, INC. 10346988 NOT KNOWN |  |  | Active |  | 99:99:99:99:99:99 |  | Equipment | PAAR:00-PVAR | 11/02/2019 |  | COOPER AMBULATORY OFF-SITES |  |  | Suite 215 - Exam 11 | WOT00000002116775 | NANCY LOUIS | Repair | Closed | Stephen Zubrzycki | 02/05/2019 | 05/01/2019 | Won't turn on | Acknowledged. Replaced bulb and VPO Wouldn't allow me to pull CL-994 from stock | EXP2217463 | Labor | 02/05/2019 | 02/05/2019 | Stephen Zubrzycki
|  | WELCH ALLYN, INC. | WELCH ALLYN, INC. 767 DIAGNOSTIC SYSTEM |  | 21247** | CDU - CLINICAL DECISION UNIT-9 KELEMEN |  |  | excluded | 01/01/1900 |  |  |  |  | NO | NO |  |  |  |  | WELCH ALLYN, INC. 10346975 21247** |  |  | Active |  | 99:99:99:99:99:99 |  | Equipment | PAAR:00-PVAR | 11/02/2019 |  | COOPER UNIVERSITY HOSPITAL |  |  | CDU | WOT00000000513240 | KAREN GRUBER | Disposition | Closed | Richard Jolly | 02/08/2018 | 05/14/2019 | Bulk Disposition CNL
|  | WELCH ALLYN, INC. | WELCH ALLYN, INC. 767 DIAGNOSTIC SYSTEM |  | NSNCOOPERAMB0017 | 3 COOPER - MEDICINE DEPARTMENT |  |  | excluded | 01/01/1900 |  |  |  |  | NO | NO |  |  |  |  | WELCH ALLYN, INC. 10346977 NSNCOOPERAMB0017 |  |  | Active |  | 99:99:99:99:99:99 |  | Equipment | PAAR:00-PVAR | 11/02/2019 |  | COOPER AMBULATORY OFF-SITES |  |  | Suite - Exam 6 | WOT00000002396268 | NANCY LOUIS | Repair | Closed | Stephen Zubrzycki | 03/21/2019 | 03/26/2019 | Dept asked me to check all Oto/Ophthalmoscopes in dept | Acknowledged. Analyzed unit. Right cable was stretched excessively. Though it works, will be replacing it. Part on order Replaced otoscope cable and VPO | EXP2561328 | Labor | 03/26/2019 | 03/26/2019 | Stephen Zubrzycki
|  | WELCH ALLYN, INC. | WELCH ALLYN, INC. 767 DIAGNOSTIC SYSTEM |  | 21256** | CDU - CLINICAL DECISION UNIT-9 KELEMEN |  |  | excluded | 01/01/1900 |  |  |  |  | NO | NO |  |  |  |  | WELCH ALLYN, INC. 10346969 21256** |  |  | Active |  | 99:99:99:99:99:99 |  | Equipment | PAAR:00-PVAR | 11/02/2019 |  | COOPER UNIVERSITY HOSPITAL |  |  | cdu k9 | WOT00000000513245 | KAREN GRUBER | Disposition | Closed | Richard Jolly | 02/08/2018 | 05/14/2019 | Bulk Disposition CNL
|  | WELCH ALLYN, INC. | WELCH ALLYN, INC. 767 DIAGNOSTIC SYSTEM |  | 21257** | CDU - CLINICAL DECISION UNIT-9 KELEMEN |  |  | excluded | 01/01/1900 |  |  |  |  | NO | NO |  |  |  |  | WELCH ALLYN, INC. 10346966 21257** |  |  | Active |  | 99:99:99:99:99:99 |  | Equipment | PAAR:00-PVAR | 11/01/2019 |  | COOPER UNIVERSITY HOSPITAL |  |  | CDU | WOT00000000513246 | KAREN GRUBER | Disposition | Closed | Richard Jolly | 02/08/2018 | 05/16/2019 | Bulk Disposition CNL
|  | WELCH ALLYN, INC. | WELCH ALLYN, INC. 767 DIAGNOSTIC SYSTEM |  |  | 3 COOPER-URBAN DEVELOPMENT |  |  | excluded | 01/01/1900 |  |  |  |  | NO | NO |  |  |  |  | WELCH ALLYN, INC. 10346957 244998 |  |  | Active |  | 99:99:99:99:99:99 |  | Equipment | PAAR:00-PVAR | 11/02/2019 |  | COOPER AMBULATORY OFF-SITES |  |  | Suite 220 - Exam 2 | WOT00000001722013 | BRENDA LOPEZ | Repair | Closed | Stephen Zubrzycki | 11/16/2018 | 05/01/2019 | Bulbs don't work or missing | Acknowledged. Replaced bulb and exchanged head with spares from dept. Cannot use CL-994 from stock. Ordering more | EXP1744372 | Labor | 11/16/2018 | 11/16/2018 | Stephen Zubrzycki
|  | WELCH ALLYN, INC. | WELCH ALLYN, INC. 767 DIAGNOSTIC SYSTEM |  | NOT KNOWN | 3 COOPER-URBAN DEVELOPMENT |  |  | excluded | 01/01/1900 |  |  |  |  | NO | NO |  |  |  |  | WELCH ALLYN, INC. 10346955 NOT KNOWN |  |  | Active |  | 99:99:99:99:99:99 |  | Equipment | PAAR:00-PVAR | 11/02/2019 |  | COOPER AMBULATORY OFF-SITES |  |  | Suite 220 - Exam 1 | WOT00000001722076 | BRENDA LOPEZ | Repair | Closed | Stephen Zubrzycki | 11/16/2018 | 05/01/2019 | Bulbs are out | Acknowledged. Replaced bulbs and VPO. Couldn't pull CL-995 from stock. | EXP1744559 | Labor | 11/16/2018 | 11/16/2018 | Stephen Zubrzycki
|  | WELCH ALLYN, INC. | WELCH ALLYN, INC. 767 DIAGNOSTIC SYSTEM |  | NSNCOOPERAMB0016 | 3 COOPER-HEM/ONC |  |  | excluded | 01/01/1900 |  |  |  |  | NO | NO |  |  |  |  | WELCH ALLYN, INC. 10346947 NSNCOOPERAMB0016 |  |  | Active |  | 99:99:99:99:99:99 |  | Equipment | PAAR:00-PVAR | 11/02/2019 |  | COOPER AMBULATORY OFF-SITES |  |  | Suite 211 - Exam 5 |  | LOIS CARR
|  | WELCH ALLYN, INC. | WELCH ALLYN, INC. 767 DIAGNOSTIC SYSTEM |  | Not Known | 3 COOPER-HEM/ONC |  |  | excluded | 01/01/1900 |  |  |  |  | NO | NO |  |  |  |  | WELCH ALLYN, INC. 10346944 Not Known |  |  | Active |  | 99:99:99:99:99:99 |  | Equipment | PAAR:00-PVAR | 11/02/2019 |  | COOPER AMBULATORY OFF-SITES |  |  | SUITE 211 - EXAM 4 | 0012668456 | LOIS CARR | Repair | Closed | Stephen Zubrzycki | 01/22/2018 | 01/24/2018 | OTOSCOPE - NEEDS NEW BULB *SEE NOTES* - SUITE 211 3 COOPER EXAM 4 | 1/24/2018 12:06:16 PM SJZUBRZYCKI Replaced bulb and VPO 1/24/2018 12:28:19 PM SJZUBRZYCKI (SJZUBRZYCKI 1/24/2018 12:00 AM) DEPT HAD BULB PUT IN WRONG WAY. FIXED AND VPO | 0E95C587-A229-48C3-9326-F9C303579924 | Labor | 01/24/2018 | 01/24/2018 | Stephen Zubrzycki
|  | WELCH ALLYN, INC. | WELCH ALLYN, INC. 767 DIAGNOSTIC SYSTEM |  |  | 3 COOPER-HEM/ONC |  |  | excluded | 01/01/1900 |  |  |  |  | NO | NO |  |  |  |  | WELCH ALLYN, INC. 10346942 13941 |  |  | Active |  | 99:99:99:99:99:99 |  | Equipment | PAAR:00-PVAR | 11/02/2019 |  | COOPER AMBULATORY OFF-SITES |  |  | SUITE 211 - EXAM 3 | 0012668453 | LOIS CARR | Repair | Closed | Stephen Zubrzycki | 01/22/2018 | 01/23/2018 | OTOSCOPE - TOP IS MISSING, NEAD A NEW A NEW ONE *SEE NOTES* - SUITE 211 3 COOPER EXAM 3 | 1/23/2018 8:40:48 AM SJZUBRZYCKI (SJZUBRZYCKI 1/23/2018 12:00 AM) DUPLICATE WO. SEE WO: 12668442 | 00DE2804-2FD9-4199-A20E-A3DECD79B75A | Labor | 01/23/2018 | 01/23/2018 | Stephen Zubrzycki
|  | WELCH ALLYN, INC. | WELCH ALLYN, INC. 767 DIAGNOSTIC SYSTEM |  | 12149* | 3 COOPER-HEM/ONC |  |  | excluded | 01/01/1900 |  |  |  |  | NO | NO |  |  |  |  | WELCH ALLYN, INC. 10346938 12149* |  |  | Active |  | 99:99:99:99:99:99 |  | Equipment | PAAR:00-PVAR | 11/02/2019 |  | COOPER AMBULATORY OFF-SITES |  |  | Suite 211 - Exam 2 |  | LOIS CARR
|  | WELCH ALLYN, INC. | WELCH ALLYN, INC. 767 DIAGNOSTIC SYSTEM |  | NOT KNOWN | 3 COOPER - MEDICINE DEPARTMENT |  |  |  | 01/01/1900 |  |  |  |  | NO | NO |  |  |  |  | WELCH ALLYN, INC. 10346915 NOT KNOWN |  |  | Disposition |  | 99:99:99:99:99:99 |  | Equipment | PAAR:00-PVAR | 11/02/2019 |  | COOPER AMBULATORY OFF-SITES |  |  | Suite 215 - Exam 13 |  | NANCY LOUIS
|  | WELCH ALLYN, INC. | WELCH ALLYN, INC. 767 DIAGNOSTIC SYSTEM |  | NOT KNOWN | 3 COOPER - MEDICINE DEPARTMENT |  |  | excluded | 01/01/1900 |  |  |  |  | NO | NO |  |  |  |  | WELCH ALLYN, INC. 10346912 NOT KNOWN |  |  | Active |  | 99:99:99:99:99:99 |  | Equipment | PAAR:00-PVAR | 11/02/2019 |  | COOPER AMBULATORY OFF-SITES |  |  | Suite 215 - Exam 10 | WOT00000002396227 | NANCY LOUIS | Repair | Closed | Stephen Zubrzycki | 03/21/2019 | 03/21/2019 | Dept asked me to check all the oto/ophthalmoscopes | Acknowledged. VPO of unit | EXP2532942 | Labor | 03/21/2019 | 03/21/2019 | Stephen Zubrzycki
|  | WELCH ALLYN, INC. | WELCH ALLYN, INC. 767 DIAGNOSTIC SYSTEM |  | NOT KNOWN | 3 COOPER - MEDICINE DEPARTMENT |  |  | excluded | 01/01/1900 |  |  |  |  | NO | NO |  |  |  |  | WELCH ALLYN, INC. 10346911 NOT KNOWN |  |  | Active |  | 99:99:99:99:99:99 |  | Equipment | PAAR:00-PVAR | 11/02/2019 |  | COOPER AMBULATORY OFF-SITES |  |  | Suite 215 - Exam 9 | WOT00000002396223 | NANCY LOUIS | Repair | Closed | Stephen Zubrzycki | 03/21/2019 | 03/21/2019 | Dept asked me to check all the oto/ophthalmoscopes | Acknowledged. VPO of unit | EXP2532925 | Labor | 03/21/2019 | 03/21/2019 | Stephen Zubrzycki
|  | WELCH ALLYN, INC. | WELCH ALLYN, INC. 767 DIAGNOSTIC SYSTEM |  | coophospnsn040 | PAVILION 8 |  |  | excluded | 11/02/2019 |  |  |  |  | NO | NO |  |  |  |  | WELCH ALLYN, INC. 30144776 coophospnsn040 |  |  | Active |  | 99:99:99:99:99:99 |  | Equipment | PAAR:00-PVAR | 11/02/2019 | 11/02/2019 | COOPER UNIVERSITY HOSPITAL |  |  | P830 | WOT00000000523199 | BRIAN OSHAUGHNESSY | Disposition | Closed | Gene Amodei | 11/02/2019 | 11/02/2019 | Bulk Disposition CNL |  |  |  | 11/02/2019 | 11/02/2019
|  | WELCH ALLYN, INC. | WELCH ALLYN, INC. 767 DIAGNOSTIC SYSTEM |  | 21317* | 3 COOPER - SURGERY DEPARTMENT |  |  | excluded | 01/01/1900 |  |  |  |  | NO | NO |  |  |  |  | WELCH ALLYN, INC. 10346833 21317* |  |  | Active |  | 99:99:99:99:99:99 |  | Equipment | PAAR:00-PVAR | 11/02/2019 |  | COOPER AMBULATORY OFF-SITES |  |  | SUITE 403 - EXAM 10 | WOT00000002363480 | ANNE MAIER | Repair | Closed | Stephen Zubrzycki | 03/11/2019 | 03/12/2019 | Cord is missing to plug into the wall, needs new one | Replaced with 25020 from Cooper's stock Please disregard last Service Note. Was meant for another WOT. Power cord was replaced and VPO of unit. | EXP2465363 | Labor | 03/12/2019 | 03/12/2019 | Stephen Zubrzycki
|  | WELCH ALLYN, INC. | WELCH ALLYN, INC. 767 DIAGNOSTIC SYSTEM |  | 21319* | 3 COOPER - SURGERY DEPARTMENT |  |  | excluded | 01/01/1900 |  |  |  |  | NO | NO |  |  |  |  | WELCH ALLYN, INC. 10346832 21319* |  |  | Active |  | 99:99:99:99:99:99 |  | Equipment | PAAR:00-PVAR | 11/02/2019 |  | COOPER AMBULATORY OFF-SITES |  |  | SUITE 403 - EXAM 8 |  | ANNE MAIER
|  | WELCH ALLYN, INC. | WELCH ALLYN, INC. 767 DIAGNOSTIC SYSTEM |  | 21318* | 3 COOPER - SURGERY DEPARTMENT |  |  | excluded | 01/01/1900 |  |  |  |  | NO | NO |  |  |  |  | WELCH ALLYN, INC. 10346826 21318* |  |  | Active |  | 99:99:99:99:99:99 |  | Equipment | PAAR:00-PVAR | 11/02/2019 |  | COOPER AMBULATORY OFF-SITES |  |  | SUITE 403 - EXAM 9 |  | ANNE MAIER
|  | WELCH ALLYN, INC. | WELCH ALLYN, INC. 767 DIAGNOSTIC SYSTEM |  | 21312* | 3 COOPER - SURGERY DEPARTMENT |  |  | excluded | 01/01/1900 |  |  |  |  | NO | NO |  |  |  |  | WELCH ALLYN, INC. 10346819 21312* |  |  | Active |  | 99:99:99:99:99:99 |  | Equipment | PAAR:00-PVAR | 11/02/2019 |  | COOPER AMBULATORY OFF-SITES |  |  | SUITE 403 - EXAM 12 | 0012653457 | ANNE MAIER | Repair | Closed | Stephen Zubrzycki | 01/15/2018 | 01/16/2018 | OPHTHALMOSCOPE - THE CORD IS MISSING - ADVANCED CARE CENTER RM 12 | 1/16/2018 12:44:02 PM SJZUBRZYCKI (SJZUBRZYCKI 1/16/2018 12:00 AM) ANALYZED UNIT. REPLACED POWER CORD AND VPO | C39BD59C-BEAF-4426-849D-FA6975B50825 | Labor | 01/16/2018 | 01/16/2018 | Stephen Zubrzycki
|  | WELCH ALLYN, INC. | WELCH ALLYN, INC. 767 DIAGNOSTIC SYSTEM |  | 21316* | 3 COOPER - SURGERY DEPARTMENT |  |  | excluded | 01/01/1900 |  |  |  |  | NO | NO |  |  |  |  | WELCH ALLYN, INC. 10346821 21316* |  |  | Active |  | 99:99:99:99:99:99 |  | Equipment | PAAR:00-PVAR | 11/02/2019 |  | COOPER AMBULATORY OFF-SITES |  |  | SUITE 403 - EXAM 11 | 0011452632 | ANNE MAIER | Repair | Closed | Stephen Zubrzycki | 04/04/2017 | 04/05/2017 | OTOSCOPE - BENT ON BOTTOM, NOT ALL THE WAY, COULD BE LENS ISSUE - 3 COOPER PLAZA SUITE 403 UHI ADVANCAED CARE CENTER | 4/5/2017 11:20:03 AM SJZUBRZYCKI (SJZUBRZYCKI 4/5/2017 12:00 AM) REPLACED BULB AND BOTTOM SECTION THAT CLOSES THE TERMINALS TOGETHER | 545574FE-264C-47CC-8F3B-43768343EC15 | Labor | 04/05/2017 | 04/05/2017 | Stephen Zubrzycki
|  | WELCH ALLYN, INC. | WELCH ALLYN, INC. 767 DIAGNOSTIC SYSTEM |  | 21313* | 3 COOPER - SURGERY DEPARTMENT |  |  | excluded | 01/01/1900 |  |  |  |  | NO | NO |  |  |  |  | WELCH ALLYN, INC. 10346814 21313* |  |  | Active |  | 99:99:99:99:99:99 |  | Equipment | PAAR:00-PVAR | 11/02/2019 |  | COOPER AMBULATORY OFF-SITES |  |  | SUITE 403 - EXAM 14 | 0011866266 | ANNE MAIER | Repair | Closed | Stephen Zubrzycki | 06/30/2017 | 06/30/2017 | OTOSCOPE - BULB IS OUT - TMX | 6/30/2017 2:33:02 PM SJZUBRZYCKI (SJZUBRZYCKI 6/30/2017 12:00 AM) REPLACED BULBS, ORDERING BULBS FOR STOCK...RUNNING LOW ON BULBS | E8B41E9C-D131-4AA0-9D03-BB97840F1A55 | Labor | 06/30/2017 | 06/30/2017 | Stephen Zubrzycki
|  | WELCH ALLYN, INC. | WELCH ALLYN, INC. 767 DIAGNOSTIC SYSTEM |  | *NONE | 3 COOPER - SURGERY DEPARTMENT |  |  | excluded | 01/01/1900 |  |  |  |  | NO | NO |  |  |  |  | WELCH ALLYN, INC. 10346808 *NONE |  |  | Active |  | 99:99:99:99:99:99 |  | Equipment | PAAR:00-PVAR | 11/01/2019 |  | COOPER AMBULATORY OFF-SITES |  |  | SUITE 403 - EXAM 15 | WOT00000001835388 | ANNE MAIER | Repair | Closed | Stephen Zubrzycki | 12/14/2018 | 05/01/2019 | Ophthalmoscope (1 of 2)- Light won't work | Unit was unplugged. VPO of unit | EXP1919366 | Labor | 12/18/2018 | 12/18/2018 | Stephen Zubrzycki
|  | WELCH ALLYN, INC. | WELCH ALLYN, INC. 767 DIAGNOSTIC SYSTEM |  | NOT KNOWN | 3 COOPER - SURGERY DEPARTMENT |  |  | excluded | 01/01/1900 |  |  |  |  | NO | NO |  |  |  |  | WELCH ALLYN, INC. 10346804 NOT KNOWN |  |  | Active |  | 99:99:99:99:99:99 |  | Equipment | PAAR:00-PVAR | 11/02/2019 |  | COOPER AMBULATORY OFF-SITES |  |  | SUITE 403 - EXAM 16 | WOT00000001835387 | ANNE MAIER | Repair | Closed | Stephen Zubrzycki | 12/14/2018 | 05/24/2019 | Ophthalmoscope (2 of 2)- Light won't work | Analyzed unit. Bulb was out and both handle cables have exposed wires. Ordering handles and replaced bulb. Wouldn't allow me to pull p/n: CL-1757 from stock Replaced both otoscope cables/cradles and VPO | EXP2003434 | Labor | 01/04/2019 | 01/04/2019 | Stephen Zubrzycki
|  | WELCH ALLYN, INC. | WELCH ALLYN, INC. 767 DIAGNOSTIC SYSTEM |  | 21315* | 3 COOPER - SURGERY DEPARTMENT |  |  | excluded | 01/01/1900 |  |  |  |  | NO | NO |  |  |  |  | WELCH ALLYN, INC. 10346802 21315* |  |  | Active |  | 99:99:99:99:99:99 |  | Equipment | PAAR:00-PVAR | 11/02/2019 |  | COOPER AMBULATORY OFF-SITES |  |  | SUITE 403 - EXAM 17 | WOT00000001835386 | ANNE MAIER | Repair | Closed | Stephen Zubrzycki | 12/14/2018 | 05/01/2019 | Otoscope- Light won't work | Analyzed unit. Unit was unplugged. VPO | EXP1919234 | Labor | 12/18/2018 | 12/18/2018 | Stephen Zubrzycki
|  | WELCH ALLYN, INC. | WELCH ALLYN, INC. 767 DIAGNOSTIC SYSTEM |  | NOT KNOWN | 3 COOPER - SURGERY DEPARTMENT |  |  | excluded | 01/01/1900 |  |  |  |  | NO | NO |  |  |  |  | WELCH ALLYN, INC. 10346799 NOT KNOWN |  |  | Active |  | 99:99:99:99:99:99 |  | Equipment | PAAR:00-PVAR | 11/02/2019 |  | COOPER AMBULATORY OFF-SITES |  |  | SUITE 403 - EXAM 18 | WOT00000000893300 | ANNE MAIER | Repair | Closed | Stephen Zubrzycki | 05/01/2018 | 05/25/2018 | otoscope - casing broken - battery panel won't close all the way | Analyzed unit. Damaged beyond repair. Dept needs to order new one. Sent email to Sarah Aupperle Not correct CEID. This unit is hand held and is not inventoried. Would not allow me to close WOT without CEID. | EXP0494750 | Labor | 05/03/2018 | 05/03/2018 | Stephen Zubrzycki
|  | WELCH ALLYN, INC. | WELCH ALLYN, INC. 767 DIAGNOSTIC SYSTEM |  |  | 3 COOPER-EARLY INTERVENTION PROGRAM |  |  |  | 01/01/1900 |  |  |  |  | NO | NO |  |  |  |  | WELCH ALLYN, INC. 10346789 07147 |  |  | Disposition |  |  |  | Equipment | PAAR:00-PVAR | 11/02/2019 |  | COOPER AMBULATORY OFF-SITES |  |  | SUITE 513 - EXAM 4 | 0011723639 | Sue Cooper | Repair | Closed | Stephen Zubrzycki | 05/30/2017 | 05/31/2017 | OPHTHALMOSCOPE/OTOSCOPE - DISPOSITION - TMX | 5/31/2017 10:01:14 AM SJZUBRZYCKI (SJZUBRZYCKI 5/31/2017 12:00 AM) DEPT REMOVING OLD OTOSCOPES/OPTHAMOSCOPES FROM SERVICE 5/31/2017 10:01 AM SJZUBRZYCKI This device has been removed from an active status with the RSQ Database, and physically removed from the facility. Device retired on 5/31/2017; Authorized By: YES; Nature of Retirement: TRADED IN; Days In Service: 727 | A0E87517-1B9C-4EE8-B414-D125B07F0B1A | Labor | 05/31/2017 | 05/31/2017 | Stephen Zubrzycki
|  | WELCH ALLYN, INC. | WELCH ALLYN, INC. 767 DIAGNOSTIC SYSTEM |  | 16974* | 3 COOPER-EARLY INTERVENTION PROGRAM |  |  | excluded | 05/11/2015 |  |  |  |  | NO | NO |  |  |  |  | WELCH ALLYN, INC. 10346784 16974* |  |  | Active |  | 99:99:99:99:99:99 |  | Equipment | PAAR:00-PVAR | 11/02/2019 |  | COOPER AMBULATORY OFF-SITES |  |  | SUITE 513 - EXAM 1 |  | Sue Cooper
|  | WELCH ALLYN, INC. | WELCH ALLYN, INC. 767 DIAGNOSTIC SYSTEM |  | Not Known | 3 COOPER-EARLY INTERVENTION PROGRAM |  |  | excluded | 01/01/1900 |  |  |  |  | NO | NO |  |  |  |  | WELCH ALLYN, INC. 10346785 Not Known |  |  | Active |  | 99:99:99:99:99:99 |  | Equipment | PAAR:00-PVAR | 11/02/2019 |  | COOPER AMBULATORY OFF-SITES |  |  | SUITE 513 - EXAM 2 |  | Sue Cooper
|  | WELCH ALLYN, INC. | WELCH ALLYN, INC. 767 DIAGNOSTIC SYSTEM |  |  | 3 COOPER-EARLY INTERVENTION PROGRAM |  |  |  | 01/01/1900 |  |  |  |  | NO | NO |  |  |  |  | WELCH ALLYN, INC. 10346778 06639 |  |  | Disposition |  |  |  | Equipment | PAAR:00-PVAR | 11/01/2019 |  | COOPER AMBULATORY OFF-SITES |  |  | SUITE 513 - EXAM 3 | 0011723647 | Sue Cooper | Repair | Closed | Stephen Zubrzycki | 05/30/2017 | 05/31/2017 | OPHTHALMOSCOPE/OTOSCOPE - DISPOSITION - TMX | 5/31/2017 10:02:38 AM SJZUBRZYCKI (SJZUBRZYCKI 5/31/2017 12:00 AM) DEPT REMOVING OLD OTOSCOPES/OPTHAMOSCOPES FROM SERVICE 5/31/2017 10:02 AM SJZUBRZYCKI This device has been removed from an active status with the RSQ Database, and physically removed from the facility. Device retired on 5/31/2017; Authorized By: YES; Nature of Retirement: TRADED IN; Days In Service: 727 | 4C7D1151-4230-41E5-815C-6B487EBBD66F | Labor | 05/31/2017 | 05/31/2017 | Stephen Zubrzycki
|  | WELCH ALLYN, INC. | WELCH ALLYN, INC. 767 DIAGNOSTIC SYSTEM |  | Not Known | 3 COOPER-EARLY INTERVENTION PROGRAM |  |  | excluded | 01/01/1900 |  |  |  |  | NO | NO |  |  |  |  | WELCH ALLYN, INC. 10346772 Not Known |  |  | Active |  | 99:99:99:99:99:99 |  | Equipment | PAAR:00-PVAR | 11/02/2019 |  | COOPER AMBULATORY OFF-SITES |  |  | SUITE 513 - EXAM 5 | 0011723643 | Sue Cooper | Repair | Closed | Stephen Zubrzycki | 05/30/2017 | 05/31/2017 | OPHTHALMOSCOPE/OTOSCOPE - DISPOSITION - TMX | 5/31/2017 10:02:05 AM SJZUBRZYCKI (SJZUBRZYCKI 5/31/2017 12:00 AM) DEPT REMOVING OLD OTOSCOPES/OPTHAMOSCOPES FROM SERVICE 5/31/2017 10:02 AM SJZUBRZYCKI This device has been removed from an active status with the RSQ Database, and physically removed from the facility. Device retired on 5/31/2017; Authorized By: YES; Nature of Retirement: TRADED IN; Days In Service: 727 | D50229A0-864C-46CD-9D39-A4F572F01534 | Labor | 05/31/2017 | 05/31/2017 | Stephen Zubrzycki
|  | WELCH ALLYN, INC. | WELCH ALLYN, INC. 767 DIAGNOSTIC SYSTEM |  |  | 3 COOPER-COOPER RESEARCH INSTITUTE |  |  | excluded | 11/30/2004 |  |  |  |  | NO | NO |  |  |  |  | WELCH ALLYN, INC. 10346758 09935 |  |  | Active |  | 99:99:99:99:99:99 |  | Equipment | PAAR:00-PVAR | 11/02/2019 |  | COOPER AMBULATORY OFF-SITES |  |  | SUITE 3C - 1102B2 |  | CHRISTINE RICKETTE
|  | WELCH ALLYN, INC. | WELCH ALLYN, INC. 767 DIAGNOSTIC SYSTEM |  | Not Known | BURLINGTON OUTPATIENT PEDIATRICS |  |  | excluded | 01/01/1900 |  |  |  |  | NO | NO |  |  |  |  | WELCH ALLYN, INC. 10346181 Not Known |  |  | Active |  | 99:99:99:99:99:99 |  | Equipment | PAAR:00-PVAR | 11/02/2019 |  | COOPER AMBULATORY OFF-SITES |  |  | EXAM 1 |  | CHARMAINE RHETT
|  | WELCH ALLYN, INC. | WELCH ALLYN, INC. 767 DIAGNOSTIC SYSTEM |  | Not Known | BURLINGTON OUTPATIENT PEDIATRICS |  |  | excluded | 01/01/1900 |  |  |  |  | NO | NO |  |  |  |  | WELCH ALLYN, INC. 10346177 Not Known |  |  | Active |  | 99:99:99:99:99:99 |  | Equipment | PAAR:00-PVAR | 11/02/2019 |  | COOPER AMBULATORY OFF-SITES |  |  | exam 3 |  | CHARMAINE RHETT
|  | WELCH ALLYN, INC. | WELCH ALLYN, INC. 767 DIAGNOSTIC SYSTEM |  | Not Known | BURLINGTON OUTPATIENT PEDIATRICS |  |  | excluded | 01/01/1900 |  |  |  |  | NO | NO |  |  |  |  | WELCH ALLYN, INC. 10346179 Not Known |  |  | Active |  | 99:99:99:99:99:99 |  | Equipment | PAAR:00-PVAR | 11/02/2019 |  | COOPER AMBULATORY OFF-SITES |  |  | EXAM 5 |  | CHARMAINE RHETT
|  | WELCH ALLYN, INC. | WELCH ALLYN, INC. 767 DIAGNOSTIC SYSTEM |  | Not Known | BURLINGTON OUTPATIENT PEDIATRICS |  |  | excluded | 01/01/1900 |  |  |  |  | NO | NO |  |  |  |  | WELCH ALLYN, INC. 10346180 Not Known |  |  | Active |  | 99:99:99:99:99:99 |  | Equipment | PAAR:00-PVAR | 11/02/2019 |  | COOPER AMBULATORY OFF-SITES |  |  | EXAM 2 |  | CHARMAINE RHETT
|  | WELCH ALLYN, INC. | WELCH ALLYN, INC. 767 DIAGNOSTIC SYSTEM |  | Not Known | BURLINGTON OUTPATIENT PEDIATRICS |  |  | excluded | 01/01/1900 |  |  |  |  | NO | NO |  |  |  |  | WELCH ALLYN, INC. 10346174 Not Known |  |  | Active |  | 99:99:99:99:99:99 |  | Equipment | PAAR:00-PVAR | 11/02/2019 |  | COOPER AMBULATORY OFF-SITES |  |  | exam 4 |  | CHARMAINE RHETT
|  | WELCH ALLYN, INC. | WELCH ALLYN, INC. 767 DIAGNOSTIC SYSTEM |  | Not Known | CHERRY HILL URGENT CARE |  |  | excluded | 01/01/1900 |  |  |  |  | NO | NO |  |  |  |  | WELCH ALLYN, INC. 10346170 Not Known |  |  | Active |  | 99:99:99:99:99:99 |  | Equipment | PAAR:00-PVAR | 11/02/2019 |  | COOPER AMBULATORY OFF-SITES |  |  | exam 3 |  | MELISSA PORTOBANCO
|  | WELCH ALLYN, INC. | WELCH ALLYN, INC. 767 DIAGNOSTIC SYSTEM |  | Not Known | CHERRY HILL URGENT CARE |  |  | excluded | 01/01/1900 |  |  |  |  | NO | NO |  |  |  |  | WELCH ALLYN, INC. 10346161 Not Known |  |  | Active |  | 99:99:99:99:99:99 |  | Equipment | PAAR:00-PVAR | 11/02/2019 |  | COOPER AMBULATORY OFF-SITES |  |  | EXAM 5 |  | MELISSA PORTOBANCO
|  | WELCH ALLYN, INC. | WELCH ALLYN, INC. 767 DIAGNOSTIC SYSTEM |  | Not Known | CHERRY HILL URGENT CARE |  |  | excluded | 01/01/1900 |  |  |  |  | NO | NO |  |  |  |  | WELCH ALLYN, INC. 10346163 Not Known |  |  | Active |  | 99:99:99:99:99:99 |  | Equipment | PAAR:00-PVAR | 11/02/2019 |  | COOPER AMBULATORY OFF-SITES |  |  | EXAM 6 |  | MELISSA PORTOBANCO
|  | WELCH ALLYN, INC. | WELCH ALLYN, INC. 767 DIAGNOSTIC SYSTEM |  | Not Known | CHERRY HILL URGENT CARE |  |  | excluded | 01/01/1900 |  |  |  |  | NO | NO |  |  |  |  | WELCH ALLYN, INC. 10346159 Not Known |  |  | Active |  | 99:99:99:99:99:99 |  | Equipment | PAAR:00-PVAR | 11/02/2019 |  | COOPER AMBULATORY OFF-SITES |  |  | exam 4 |  | MELISSA PORTOBANCO
|  | WELCH ALLYN, INC. | WELCH ALLYN, INC. 767 DIAGNOSTIC SYSTEM |  | Not Known | CHERRY HILL URGENT CARE |  |  | excluded | 01/01/1900 |  |  |  |  | NO | NO |  |  |  |  | WELCH ALLYN, INC. 10346155 Not Known |  |  | Active |  | 99:99:99:99:99:99 |  | Equipment | PAAR:00-PVAR | 11/02/2019 |  | COOPER AMBULATORY OFF-SITES |  |  | EXAM 1 | WOT00000004032742 | MELISSA PORTOBANCO | Repair | Closed | Kirk Lis | 10/14/2019 | 10/18/2019 | Not lighting up | CHECKED UNIT. NO PROBLEM FOUND. CONSULTED WITH STAFF ON ISSUE. | EXP4396342 | Labor | 10/16/2019 | 10/16/2019 | Kirk Lis
|  | WELCH ALLYN, INC. | WELCH ALLYN, INC. 767 DIAGNOSTIC SYSTEM |  | Not Known | CHERRY HILL URGENT CARE |  |  | excluded | 01/01/1900 |  |  |  |  | NO | NO |  |  |  |  | WELCH ALLYN, INC. 10346138 Not Known |  |  | Active |  | 99:99:99:99:99:99 |  | Equipment | PAAR:00-PVAR | 11/02/2019 |  | COOPER AMBULATORY OFF-SITES |  |  | PROCEDURE ROOM | WOT00000004008222 | MELISSA PORTOBANCO | Repair | Closed | Kirk Lis | 10/08/2019 | 10/10/2019 | won't power on | .:: Acknowledged ::. Technician: Kirk LisTimestamp: 2019-10-08 16:18:25 TRACED PROBLEM TO BLOWN FUSE. REPLACED FUSE AND PERFORMED OVP. | EXP4311064 | Labor | 10/08/2019 | 10/08/2019 | Kirk Lis
|  | WELCH ALLYN, INC. | WELCH ALLYN, INC. 767 DIAGNOSTIC SYSTEM |  |  | CDU - CLINICAL DECISION UNIT-9 KELEMEN |  |  | excluded | 11/02/2019 |  |  |  |  | NO | NO |  |  |  |  | WELCH ALLYN, INC. 30143097 11108 |  |  | Active |  | 99:99:99:99:99:99 |  | Equipment | PAAR:00-PVAR | 11/02/2019 | 11/02/2019 | COOPER UNIVERSITY HOSPITAL |  |  | CDU | WOT00000000508235 | KAREN GRUBER | Disposition | Closed | Richard Jolly | 11/02/2019 | 11/02/2019 | Bulk Disposition CNL |  |  |  | 11/02/2019 | 11/02/2019
|  | WELCH ALLYN, INC. | WELCH ALLYN, INC. 767 DIAGNOSTIC SYSTEM |  | Not Known | 3 COOPER-GAMMA KNIFE |  |  | excluded | 01/01/1900 |  |  |  |  | NO | NO |  |  |  |  | WELCH ALLYN, INC. 10345999 Not Known |  |  | Active |  | 99:99:99:99:99:99 |  | Equipment | PAAR:00-PVAR | 11/02/2019 |  | COOPER AMBULATORY OFF-SITES |  |  | SUITE 180 - EXAM 193 |  | ANNE BEXTON
|  | WELCH ALLYN, INC. | WELCH ALLYN, INC. 767 DIAGNOSTIC SYSTEM |  | Not Known | 3 COOPER-GAMMA KNIFE |  |  | excluded | 01/01/1900 |  |  |  |  | NO | NO |  |  |  |  | WELCH ALLYN, INC. 10346000 Not Known |  |  | Active |  | 99:99:99:99:99:99 |  | Equipment | PAAR:00-PVAR | 11/02/2019 |  | COOPER AMBULATORY OFF-SITES |  |  | SUITE 180 - EXAM 192 |  | ANNE BEXTON
|  | WELCH ALLYN, INC. | WELCH ALLYN, INC. 767 DIAGNOSTIC SYSTEM |  | Not Known | PENNSVILLE-MEDICINE |  |  | excluded | 01/01/1900 |  |  |  |  | NO | NO |  |  |  |  | WELCH ALLYN, INC. 10345966 Not Known |  |  | Active |  | 99:99:99:99:99:99 |  | Equipment | PAAR:00-PVAR | 11/02/2019 |  | COOPER AMBULATORY OFF-SITES |  |  | EXAM 5 |  | Heather Rhodes
|  | WELCH ALLYN, INC. | WELCH ALLYN, INC. 767 DIAGNOSTIC SYSTEM |  | Not Known | PENNSVILLE-MEDICINE |  |  | excluded | 01/01/1900 |  |  |  |  | NO | NO |  |  |  |  | WELCH ALLYN, INC. 10345963 Not Known |  |  | Active |  | 99:99:99:99:99:99 |  | Equipment | PAAR:00-PVAR | 11/01/2019 |  | COOPER AMBULATORY OFF-SITES |  |  | exam 3 |  | Heather Rhodes
|  | WELCH ALLYN, INC. | WELCH ALLYN, INC. 767 DIAGNOSTIC SYSTEM |  | Not Known | PENNSVILLE-MEDICINE |  |  | excluded | 01/01/1900 |  |  |  |  | NO | NO |  |  |  |  | WELCH ALLYN, INC. 10345952 Not Known |  |  | Active |  | 99:99:99:99:99:99 |  | Equipment | PAAR:00-PVAR | 11/02/2019 |  | COOPER AMBULATORY OFF-SITES |  |  | exam 4 |  | Heather Rhodes
|  | WELCH ALLYN, INC. | WELCH ALLYN, INC. 767 DIAGNOSTIC SYSTEM |  | Not Known | BUNKER HILL-INTERNAL MEDICINE |  |  | excluded | 01/01/1900 |  |  |  |  | NO | NO |  |  |  |  | WELCH ALLYN, INC. 10345747 Not Known |  |  | Active |  | 99:99:99:99:99:99 |  | Equipment | PAAR:00-PVAR | 11/02/2019 |  | COOPER AMBULATORY OFF-SITES |  |  | EXAM 6 |  | SUSAN BABCOCK
|  | WELCH ALLYN, INC. | WELCH ALLYN, INC. 767 DIAGNOSTIC SYSTEM |  | NOT KNOWN | 3 COOPER-PEDIATRICS |  |  | excluded | 10/18/2004 |  |  |  |  | NO | NO |  |  |  |  | WELCH ALLYN, INC. 10345715 NOT KNOWN |  |  | Active |  | 99:99:99:99:99:99 |  | Equipment | PAAR:00-PVAR | 11/02/2019 |  | COOPER AMBULATORY OFF-SITES |  |  | Suite 200 - Exam 20 | WOT00000003662453 | MAUREEN OBRIEN | Repair | Closed | Stephen Zubrzycki | 09/03/2019 | 11/12/2019 | Handle assembly is broken | Acknowledged. Both handle assemblies have exposed wires and need to be replaced. Replaced otoscope handles and VPO of unit | EXP3870965 | Labor | 08/31/2019 | 08/31/2019 | Stephen Zubrzycki
|  | WELCH ALLYN, INC. | WELCH ALLYN, INC. 767 DIAGNOSTIC SYSTEM |  | NOT KNOWN | 3 COOPER-PEDIATRICS |  |  | excluded | 01/01/1900 |  |  |  |  | NO | NO |  |  |  |  | WELCH ALLYN, INC. 10345712 NOT KNOWN |  |  | Active |  | 99:99:99:99:99:99 |  | Equipment | PAAR:00-PVAR | 11/02/2019 |  | COOPER AMBULATORY OFF-SITES |  |  | Suite 200 - Exam 1 | 0011861900 | MAUREEN OBRIEN | Repair | Closed | Stephen Zubrzycki | 06/29/2017 | 06/30/2017 | OPHTHALMOSCOPE/OTOSCOPE - NOT WORKING - COOPER PEDIATRICS SUITE 200 RM 33 | 6/30/2017 12:25:23 PM SJZUBRZYCKI (SJZUBRZYCKI 6/30/2017 12:00 AM) ANALYZED UNIT 6/30/2017 3:55:43 PM SJZUBRZYCKI (SJZUBRZYCKI 6/30/2017 12:00 AM) REPAIRED OTOSCOPE HANDLE AND VPO | CA85347C-7064-462A-8DA6-BF0AA3F1DF4C | Labor | 06/30/2017 | 06/30/2017 | Stephen Zubrzycki
|  | WELCH ALLYN, INC. | WELCH ALLYN, INC. 767 DIAGNOSTIC SYSTEM |  | NOT KNOWN | 3 COOPER-PEDIATRICS |  |  | excluded | 01/01/1900 |  |  |  |  | NO | NO |  |  |  |  | WELCH ALLYN, INC. 10345711 NOT KNOWN |  |  | Active |  | 99:99:99:99:99:99 |  | Equipment | PAAR:00-PVAR | 11/02/2019 |  | COOPER AMBULATORY OFF-SITES |  |  | Suite 200 - Exam 32 | WOT00000003663495 | MAUREEN OBRIEN | Repair | Closed | Stephen Zubrzycki | 09/03/2019 | 09/03/2019 | Eye head not turning on and ear head is cloudy | Acknowledged. Analyzed unit. Found that the opthalmoscope head bulb was in wrong. Removed and put in correctly and VPO. Cleaned otoscope head and VPO | EXP3872365 | Labor | 08/31/2019 | 08/31/2019 | Stephen Zubrzycki
|  | WELCH ALLYN, INC. | WELCH ALLYN, INC. 767 DIAGNOSTIC SYSTEM |  | Not Known | 3 COOPER-PEDIATRICS |  |  | excluded | 01/01/1900 |  |  |  |  | NO | NO |  |  |  |  | WELCH ALLYN, INC. 10345710 Not Known |  |  | Active |  | 99:99:99:99:99:99 |  | Equipment | PAAR:00-PVAR | 11/02/2019 |  | COOPER AMBULATORY OFF-SITES |  |  | Suite 200 - Exam 31 | 0011866264 | MAUREEN OBRIEN | Repair | Closed | Stephen Zubrzycki | 06/30/2017 | 06/30/2017 | OTOSCOPE - BULB IS OUT - TMX | 6/30/2017 2:31:13 PM SJZUBRZYCKI (SJZUBRZYCKI 6/30/2017 12:00 AM) REPLACED BULBS | 1B174A5B-DEA7-44BC-8FF4-9C175F57EB37 | Parts | 01/01/1900 | 01/01/1900 | Stephen Zubrzycki
|  | WELCH ALLYN, INC. | WELCH ALLYN, INC. 767 DIAGNOSTIC SYSTEM |  | NOT KNOWN | 3 COOPER-PEDIATRICS |  |  | excluded | 11/24/2004 |  |  |  |  | NO | NO |  |  |  |  | WELCH ALLYN, INC. 10345703 NOT KNOWN |  |  | Active |  | 99:99:99:99:99:99 |  | Equipment | PAAR:00-PVAR | 11/02/2019 |  | COOPER AMBULATORY OFF-SITES |  |  | Suite 200 - Exam 26 | WOT00000003663445 | MAUREEN OBRIEN | Repair | Closed | Stephen Zubrzycki | 09/03/2019 | 09/03/2019 | Eye head bulb is out | Acknowledged. Replaced opthalmoscope bulb and VPO. Wouldn't allow me to transfer p/n: CL-995 from stock | EXP3872235 | Labor | 09/03/2019 | 09/03/2019 | Stephen Zubrzycki
|  | WELCH ALLYN, INC. | WELCH ALLYN, INC. 767 DIAGNOSTIC SYSTEM |  | Not Known | 3 COOPER-PEDIATRICS |  |  | excluded | 11/24/2004 |  |  |  |  | NO | NO |  |  |  |  | WELCH ALLYN, INC. 10345698 Not Known |  |  | Active |  | 99:99:99:99:99:99 |  | Equipment | PAAR:00-PVAR | 11/02/2019 |  | COOPER AMBULATORY OFF-SITES |  |  | Suite 200 - Exam 24 |  | MAUREEN OBRIEN
|  | WELCH ALLYN, INC. | WELCH ALLYN, INC. 767 DIAGNOSTIC SYSTEM |  | NOT KNOWN | 3 COOPER-PEDIATRICS |  |  | excluded | 01/01/1900 |  |  |  |  | NO | NO |  |  |  |  | WELCH ALLYN, INC. 10345697 NOT KNOWN |  |  | Active |  | 99:99:99:99:99:99 |  | Equipment | PAAR:00-PVAR | 11/01/2019 |  | COOPER AMBULATORY OFF-SITES |  |  | Suite 200 - Exam 23 | WOT00000003662573 | MAUREEN OBRIEN | Repair | Closed | Stephen Zubrzycki | 09/03/2019 | 09/03/2019 | Opthalmoscope bulb is out | Acknowledged. Replaced opthalmoscope bulb and VPO. Wouldn't allow me to transfer p/n: CL-995 from stock | EXP3871095 | Labor | 08/31/2019 | 08/31/2019 | Stephen Zubrzycki
|  | WELCH ALLYN, INC. | WELCH ALLYN, INC. 767 DIAGNOSTIC SYSTEM |  | NOT KNOWN | 3 COOPER-PEDIATRICS |  |  | excluded | 10/18/2004 |  |  |  |  | NO | NO |  |  |  |  | WELCH ALLYN, INC. 10345696 NOT KNOWN |  |  | Active |  | 99:99:99:99:99:99 |  | Equipment | PAAR:00-PVAR | 11/02/2019 |  | COOPER AMBULATORY OFF-SITES |  |  | Suite 200 - Exam 21 | 0012402661 | MAUREEN OBRIEN | Repair | Closed | Stephen Zubrzycki | 11/14/2017 | 11/14/2017 | OPHTHALMOSCOPE - HEAD BROKEN - TMX | 11/14/2017 2:31:03 PM SJZUBRZYCKI (SJZUBRZYCKI 11/14/2017 12:00 AM) REPLACED BULBS AND VPO | 4927C9DF-978A-41E4-B81A-478573FB4C72 | Parts | 01/01/1900 | 01/01/1900 | Stephen Zubrzycki
|  | WELCH ALLYN, INC. | WELCH ALLYN, INC. 767 DIAGNOSTIC SYSTEM |  | NOT KNOWN | 3 COOPER-PEDIATRICS |  |  | excluded | 10/18/2004 |  |  |  |  | NO | NO |  |  |  |  | WELCH ALLYN, INC. 10345695 NOT KNOWN |  |  | Active |  | 99:99:99:99:99:99 |  | Equipment | PAAR:00-PVAR | 11/02/2019 |  | COOPER AMBULATORY OFF-SITES |  |  | Suite 200 - Exam 18 | 0012402659 | MAUREEN OBRIEN | Repair | Closed | Stephen Zubrzycki | 11/14/2017 | 11/16/2017 | OPHTHALMOSCOPE - HAS EXPOSED WIRES ON CABLE - TMX | 11/14/2017 2:29:20 PM SJZUBRZYCKI (SJZUBRZYCKI 11/14/2017 12:00 AM) ANALAYZED UNIT. NEEDS NEW CABLE 11/16/2017 2:58:14 PM SJZUBRZYCKI (SJZUBRZYCKI 11/16/2017 12:00 AM) REPLACED CABLES AND VPO | 273D29A2-6ECC-4CC4-A9E4-048C092AD3B7 | Parts | 01/01/1900 | 01/01/1900 | Stephen Zubrzycki
|  | WELCH ALLYN, INC. | WELCH ALLYN, INC. 767 DIAGNOSTIC SYSTEM |  | NOT KNOWN | 3 COOPER-PEDIATRICS |  |  | excluded | 01/01/1900 |  |  |  |  | NO | NO |  |  |  |  | WELCH ALLYN, INC. 10345688 NOT KNOWN |  |  | Active |  | 99:99:99:99:99:99 |  | Equipment | PAAR:00-PVAR | 11/02/2019 |  | COOPER AMBULATORY OFF-SITES |  |  | Suite 200 - Exam 22 | WOT00000003662501 | MAUREEN OBRIEN | Repair | Open | Stephen Zubrzycki | 09/03/2019 |  | Both handle assemblies aren't working. Opthalmoscope head is cloudy | Acknowledged. Analyzed unit. Both handle assemblies are broken and need to be replaced. Cleaned opthalmoscope head and VPO. | EXP3871047 | Labor | 08/31/2019 | 08/31/2019 | Stephen Zubrzycki
|  | WELCH ALLYN, INC. | WELCH ALLYN, INC. 767 DIAGNOSTIC SYSTEM |  | NOT KNOWN | 3 COOPER-PEDIATRICS |  |  | excluded | 11/30/2004 |  |  |  |  | NO | NO |  |  |  |  | WELCH ALLYN, INC. 10345690 NOT KNOWN |  |  | Active |  | 99:99:99:99:99:99 |  | Equipment | PAAR:00-PVAR | 11/02/2019 |  | COOPER AMBULATORY OFF-SITES |  |  | Suite 200 - Exam 12 | WOT00000003662329 | MAUREEN OBRIEN | Repair | Closed | Stephen Zubrzycki | 09/03/2019 | 09/27/2019 | Both handle assemblies are broken | Acknowledged. Wait time. Analyzed unit. Both otoscope and opthalmoscope handle assemblies are broken Replaced both handles and VPO | EXP3870662 | Labor | 09/03/2019 | 09/03/2019 | Stephen Zubrzycki
|  | WELCH ALLYN, INC. | WELCH ALLYN, INC. 767 DIAGNOSTIC SYSTEM |  | NOT KNOWN | 3 COOPER-PEDIATRICS |  |  | excluded | 01/01/1900 |  |  |  |  | NO | NO |  |  |  |  | WELCH ALLYN, INC. 10345685 NOT KNOWN |  |  | Active |  | 99:99:99:99:99:99 |  | Equipment | PAAR:00-PVAR | 11/01/2019 |  | COOPER AMBULATORY OFF-SITES |  |  | Suite 200 - Exam 19 | WOT00000003662431 | MAUREEN OBRIEN | Repair | Closed | Stephen Zubrzycki | 09/03/2019 | 10/22/2019 | Both handle assemblies are broken and opthalmoscope eye bulb is out | Acknowledged. Analyzed unit. Both handle assemblies are broken and need to be replaced. Replaced opthalmoscope bulb and VPO. Wouldn't allow me to transfer p/n: CL-994 from stock Replaced otoscope/opthalmoscope handles and VPO | EXP3870939 | Labor | 08/31/2019 | 08/31/2019 | Stephen Zubrzycki
|  | WELCH ALLYN, INC. | WELCH ALLYN, INC. 767 DIAGNOSTIC SYSTEM |  | NOT KNOWN | 3 COOPER-PEDIATRICS |  |  | excluded | 01/01/1900 |  |  |  |  | NO | NO |  |  |  |  | WELCH ALLYN, INC. 10345673 NOT KNOWN |  |  | Active |  | 99:99:99:99:99:99 |  | Equipment | PAAR:00-PVAR | 11/02/2019 |  | COOPER AMBULATORY OFF-SITES |  |  | Suite 200 - Exam 8 | WOT00000003662209 | MAUREEN OBRIEN | Repair | Closed | Stephen Zubrzycki | 09/03/2019 | 09/03/2019 | Opthalmoscope hande assembly is broken | Acknowledged. Replaced ophalmoscope handle assembly and VPO Wouldn't allow me to transfer p/n: 104299 from stock | EXP3870431 | Labor | 09/03/2019 | 09/03/2019 | Stephen Zubrzycki
|  | WELCH ALLYN, INC. | WELCH ALLYN, INC. 767 DIAGNOSTIC SYSTEM |  | NOT KNOWN | 3 COOPER-PEDIATRICS |  |  | excluded | 01/01/1900 |  |  |  |  | NO | NO |  |  |  |  | WELCH ALLYN, INC. 10345659 NOT KNOWN |  |  | Active |  | 99:99:99:99:99:99 |  | Equipment | PAAR:00-PVAR | 11/02/2019 |  | COOPER AMBULATORY OFF-SITES |  |  | Suite 200 - Exam 7 | WOT00000003533806 | MAUREEN OBRIEN | Repair | Closed | Stephen Zubrzycki | 08/30/2019 | 09/03/2019 | Both Ear and Eye Pieces aren't working | Acknowledged. Analyzed unit. Found both handles are broken. Ordering handles. Replaced otoscope and ophalmoscope handle assemblies and VPO | EXP4330407 | Parts |  |  | Stephen Zubrzycki
|  | WELCH ALLYN, INC. | WELCH ALLYN, INC. 767 DIAGNOSTIC SYSTEM |  | NOT KNOWN | 3 COOPER-PEDIATRICS |  |  | excluded | 01/01/1900 |  |  |  |  | NO | NO |  |  |  |  | WELCH ALLYN, INC. 10345655 NOT KNOWN |  |  | Active |  | 99:99:99:99:99:99 |  | Equipment | PAAR:00-PVAR | 11/02/2019 |  | COOPER AMBULATORY OFF-SITES |  |  | Suite 200 - Exam 5 | WOT00000003662155 | MAUREEN OBRIEN | Repair | Closed | Stephen Zubrzycki | 09/03/2019 | 09/03/2019 | Eye head is cloudy | Acknowledged. Clean opthalmoscope head and VPO | EXP3870283 | Labor | 08/31/2019 | 08/31/2019 | Stephen Zubrzycki
|  | WELCH ALLYN, INC. | WELCH ALLYN, INC. 767 DIAGNOSTIC SYSTEM |  | NOT KNOWN | 3 COOPER-PEDIATRICS |  |  | excluded | 01/01/1900 |  |  |  |  | NO | NO |  |  |  |  | WELCH ALLYN, INC. 10345654 NOT KNOWN |  |  | Active |  | 99:99:99:99:99:99 |  | Equipment | PAAR:00-PVAR | 11/02/2019 |  | COOPER AMBULATORY OFF-SITES |  |  | Suite 200 - Exam 4 | WOT00000003662097 | MAUREEN OBRIEN | Repair | Closed | Stephen Zubrzycki | 09/03/2019 | 09/03/2019 | Both heads aren't working | Acknowledged. Replaced otoscope and ophalmoscope head bulbs and VPO Wouldn't allow me to pull p/n CL-950 or CL-995 from stock | EXP4330406 | Parts |  |  | Stephen Zubrzycki
|  | WELCH ALLYN, INC. | WELCH ALLYN, INC. 767 DIAGNOSTIC SYSTEM |  | Not Known | 3 COOPER-PEDIATRICS |  |  | excluded | 01/01/1900 |  |  |  |  | NO | NO |  |  |  |  | WELCH ALLYN, INC. 10345634 Not Known |  |  | Active |  | 99:99:99:99:99:99 |  | Equipment | PAAR:00-PVAR | 11/01/2019 |  | COOPER AMBULATORY OFF-SITES |  |  | Suite 200 - Exam 33 |  | MAUREEN OBRIEN
|  | WELCH ALLYN, INC. | WELCH ALLYN, INC. 767 DIAGNOSTIC SYSTEM |  | NOT KNOWN | 3 COOPER-MULTISPECIALTY CENTER |  |  | excluded | 01/01/1900 |  |  |  |  | NO | NO |  |  |  |  | WELCH ALLYN, INC. 10345594 NOT KNOWN |  |  | Active |  | 99:99:99:99:99:99 |  | Equipment | PAAR:00-PVAR | 11/02/2019 |  | COOPER AMBULATORY OFF-SITES |  |  | SUITE 104 - EXAM 161 |  | MARGIE OUTLER
|  | WELCH ALLYN, INC. | WELCH ALLYN, INC. 767 DIAGNOSTIC SYSTEM |  |  | 3 COOPER-MULTISPECIALTY CENTER |  |  | excluded | 01/01/1900 |  |  |  |  | NO | NO |  |  |  |  | WELCH ALLYN, INC. 10345590 10345590 |  |  | Active |  | 99:99:99:99:99:99 |  | Equipment | PAAR:00-PVAR | 11/02/2019 |  | COOPER AMBULATORY OFF-SITES |  |  | SUITE 104 - EXAM 154 |  | MARGIE OUTLER
|  | WELCH ALLYN, INC. | WELCH ALLYN, INC. 767 DIAGNOSTIC SYSTEM |  | Not Known | 3 COOPER-MULTISPECIALTY CENTER |  |  | excluded | 01/01/1900 |  |  |  |  | NO | NO |  |  |  |  | WELCH ALLYN, INC. 10345567 Not Known |  |  | Active |  | 99:99:99:99:99:99 |  | Equipment | PAAR:00-PVAR | 11/02/2019 |  | COOPER AMBULATORY OFF-SITES |  |  | SUITE 104 - EXAM 155 |  | MARGIE OUTLER
|  | WELCH ALLYN, INC. | WELCH ALLYN, INC. 767 DIAGNOSTIC SYSTEM |  | Not Known | 3 COOPER-MULTISPECIALTY CENTER |  |  | excluded | 01/01/1900 |  |  |  |  | NO | NO |  |  |  |  | WELCH ALLYN, INC. 10345564 Not Known |  |  | Active |  | 99:99:99:99:99:99 |  | Equipment | PAAR:00-PVAR | 11/02/2019 |  | COOPER AMBULATORY OFF-SITES |  |  | SUITE 104 - EXAM 153 |  | MARGIE OUTLER
|  | WELCH ALLYN, INC. | WELCH ALLYN, INC. 767 DIAGNOSTIC SYSTEM |  | Not Known | 3 COOPER-MULTISPECIALTY CENTER |  |  | excluded | 01/01/1900 |  |  |  |  | NO | NO |  |  |  |  | WELCH ALLYN, INC. 10345556 Not Known |  |  | Active |  | 99:99:99:99:99:99 |  | Equipment | PAAR:00-PVAR | 11/02/2019 |  | COOPER AMBULATORY OFF-SITES |  |  | SUITE 104 - EXAM 156 |  | MARGIE OUTLER
|  | WELCH ALLYN, INC. | WELCH ALLYN, INC. 767 DIAGNOSTIC SYSTEM |  | Not Known | 3 COOPER-MULTISPECIALTY CENTER |  |  | excluded | 01/01/1900 |  |  |  |  | NO | NO |  |  |  |  | WELCH ALLYN, INC. 10345550 Not Known |  |  | Active |  | 99:99:99:99:99:99 |  | Equipment | PAAR:00-PVAR | 11/02/2019 |  | COOPER AMBULATORY OFF-SITES |  |  | SUITE 104 - EXAM 157 |  | MARGIE OUTLER
|  | WELCH ALLYN, INC. | WELCH ALLYN, INC. 767 DIAGNOSTIC SYSTEM |  |  | 3 COOPER-MULTISPECIALTY CENTER |  |  | excluded | 01/01/1900 |  |  |  |  | NO | NO |  |  |  |  | WELCH ALLYN, INC. 10345544 10345544 |  |  | Active |  | 99:99:99:99:99:99 |  | Equipment | PAAR:00-PVAR | 11/02/2019 |  | COOPER AMBULATORY OFF-SITES |  |  | SUITE 104 EXAM 162 |  | MARGIE OUTLER
|  | WELCH ALLYN, INC. | WELCH ALLYN, INC. 767 DIAGNOSTIC SYSTEM |  | Not Known | 3 COOPER-MULTISPECIALTY CENTER |  |  | excluded | 01/01/1900 |  |  |  |  | NO | NO |  |  |  |  | WELCH ALLYN, INC. 10345537 Not Known |  |  | Active |  | 99:99:99:99:99:99 |  | Equipment | PAAR:00-PVAR | 11/02/2019 |  | COOPER AMBULATORY OFF-SITES |  |  | SUITE 104 - EXAM 160 |  | MARGIE OUTLER
|  | WELCH ALLYN, INC. | WELCH ALLYN, INC. 767 DIAGNOSTIC SYSTEM |  | Not Known | 3 COOPER-PREADMISSION TESTING |  |  | excluded | 01/01/1900 |  |  |  |  | NO | NO |  |  |  |  | WELCH ALLYN, INC. 10345530 Not Known |  |  | Active |  | 99:99:99:99:99:99 |  | Equipment | PAAR:00-PVAR | 11/02/2019 |  | COOPER AMBULATORY OFF-SITES |  |  | Suite 116 - Room 116D |  | Karen Capone
|  | WELCH ALLYN, INC. | WELCH ALLYN, INC. 767 DIAGNOSTIC SYSTEM |  | Not Known | 3 COOPER-PREADMISSION TESTING |  |  | excluded | 01/01/1900 |  |  |  |  | NO | NO |  |  |  |  | WELCH ALLYN, INC. 10345526 Not Known |  |  | Active |  | 99:99:99:99:99:99 |  | Equipment | PAAR:00-PVAR | 11/01/2019 |  | COOPER AMBULATORY OFF-SITES |  |  | Suite 116 - Room 116E |  | Karen Capone
|  | WELCH ALLYN, INC. | WELCH ALLYN, INC. 767 DIAGNOSTIC SYSTEM |  | Not Known | 3 COOPER-PREADMISSION TESTING |  |  | excluded | 01/01/1900 |  |  |  |  | NO | NO |  |  |  |  | WELCH ALLYN, INC. 10345522 Not Known |  |  | Active |  | 99:99:99:99:99:99 |  | Equipment | PAAR:00-PVAR | 11/02/2019 |  | COOPER AMBULATORY OFF-SITES |  |  | Suite 116 - Room 116H |  | Karen Capone
|  | WELCH ALLYN, INC. | WELCH ALLYN, INC. 767 DIAGNOSTIC SYSTEM |  | Not Known | 3 COOPER-GAMMA KNIFE |  |  | excluded | 01/01/1900 |  |  |  |  | NO | NO |  |  |  |  | WELCH ALLYN, INC. 10345515 Not Known |  |  | Active |  | 99:99:99:99:99:99 |  | Equipment | PAAR:00-PVAR | 11/02/2019 |  | COOPER AMBULATORY OFF-SITES |  |  | SUITE 180 - EXAM 181 |  | ANNE BEXTON
|  | WELCH ALLYN, INC. | WELCH ALLYN, INC. 767 DIAGNOSTIC SYSTEM |  | Not Known | 3 COOPER-GAMMA KNIFE |  |  | excluded | 01/01/1900 |  |  |  |  | NO | NO |  |  |  |  | WELCH ALLYN, INC. 10345504 Not Known |  |  | Active |  | 99:99:99:99:99:99 |  | Equipment | PAAR:00-PVAR | 11/02/2019 |  | COOPER AMBULATORY OFF-SITES |  |  | SUITE 180 - EXAM 191 |  | ANNE BEXTON
|  | WELCH ALLYN, INC. | WELCH ALLYN, INC. 767 DIAGNOSTIC SYSTEM |  |  | CYBER KNIFE |  |  | excluded | 01/01/1900 |  |  |  |  | NO | NO |  |  |  |  | WELCH ALLYN, INC. 10345413 10345413 |  |  | Active |  | 99:99:99:99:99:99 |  | Equipment | PAAR:00-PVAR | 11/02/2019 |  | COOPER AMBULATORY OFF-SITES |  |  | EXAM ROOM |  | CINDY BAPTISTA
|  | WELCH ALLYN, INC. | WELCH ALLYN, INC. 767 DIAGNOSTIC SYSTEM |  | Not Known | MT. LAUREL-PULMONARY |  |  | excluded | 01/01/1900 |  |  |  |  | NO | NO |  |  |  |  | WELCH ALLYN, INC. 10345406 Not Known |  |  | Active |  | 99:99:99:99:99:99 |  | Equipment | PAAR:00-PVAR | 11/02/2019 |  | COOPER AMBULATORY OFF-SITES |  |  | Suite 101 - Exam 1 |  | KATHY LOFLAND
|  | WELCH ALLYN, INC. | WELCH ALLYN, INC. 767 DIAGNOSTIC SYSTEM |  | Not Known | MT. LAUREL-PULMONARY |  |  | excluded | 01/01/1900 |  |  |  |  | NO | NO |  |  |  |  | WELCH ALLYN, INC. 10345400 Not Known |  |  | Active |  | 99:99:99:99:99:99 |  | Equipment | PAAR:00-PVAR | 11/02/2019 |  | COOPER AMBULATORY OFF-SITES |  |  | Suite 101 - Exam 3 |  | KATHY LOFLAND
|  | WELCH ALLYN, INC. | WELCH ALLYN, INC. 767 DIAGNOSTIC SYSTEM |  | Not Known | MT. LAUREL-PULMONARY |  |  | excluded | 01/01/1900 |  |  |  |  | NO | NO |  |  |  |  | WELCH ALLYN, INC. 10345397 Not Known |  |  | Active |  | 99:99:99:99:99:99 |  | Equipment | PAAR:00-PVAR | 11/02/2019 |  | COOPER AMBULATORY OFF-SITES |  |  | Suite 101 - Exam 2 |  | KATHY LOFLAND
|  | WELCH ALLYN, INC. | WELCH ALLYN, INC. 767 DIAGNOSTIC SYSTEM |  | Not Known | MT. LAUREL-PULMONARY |  |  | excluded | 01/01/1900 |  |  |  |  | NO | NO |  |  |  |  | WELCH ALLYN, INC. 10345394 Not Known |  |  | Active |  | 99:99:99:99:99:99 |  | Equipment | PAAR:00-PVAR | 11/02/2019 |  | COOPER AMBULATORY OFF-SITES |  |  | Suite 101 - Exam 9 |  | KATHY LOFLAND
|  | WELCH ALLYN, INC. | WELCH ALLYN, INC. 767 DIAGNOSTIC SYSTEM |  | Not Known | MT. LAUREL-PULMONARY |  |  | excluded | 01/01/1900 |  |  |  |  | NO | NO |  |  |  |  | WELCH ALLYN, INC. 10345391 Not Known |  |  | Active |  | 99:99:99:99:99:99 |  | Equipment | PAAR:00-PVAR | 11/02/2019 |  | COOPER AMBULATORY OFF-SITES |  |  | Suite 101 - Exam 10 |  | KATHY LOFLAND
|  | WELCH ALLYN, INC. | WELCH ALLYN, INC. 767 DIAGNOSTIC SYSTEM |  | Not Known | MT. LAUREL-PULMONARY |  |  | excluded | 01/01/1900 |  |  |  |  | NO | NO |  |  |  |  | WELCH ALLYN, INC. 10345385 Not Known |  |  | Active |  | 99:99:99:99:99:99 |  | Equipment | PAAR:00-PVAR | 11/02/2019 |  | COOPER AMBULATORY OFF-SITES |  |  | Suite 101 - Exam 5 |  | KATHY LOFLAND
|  | WELCH ALLYN, INC. | WELCH ALLYN, INC. 767 DIAGNOSTIC SYSTEM |  | Not Known | MT. LAUREL-PULMONARY |  |  | excluded | 01/01/1900 |  |  |  |  | NO | NO |  |  |  |  | WELCH ALLYN, INC. 10345388 Not Known |  |  | Active |  | 99:99:99:99:99:99 |  | Equipment | PAAR:00-PVAR | 11/02/2019 |  | COOPER AMBULATORY OFF-SITES |  |  | Suite 101 - Exam 4 |  | KATHY LOFLAND
|  | WELCH ALLYN, INC. | WELCH ALLYN, INC. 767 DIAGNOSTIC SYSTEM |  | Not Known | MT. LAUREL-PULMONARY |  |  | excluded | 01/01/1900 |  |  |  |  | NO | NO |  |  |  |  | WELCH ALLYN, INC. 10345382 Not Known |  |  | Active |  | 99:99:99:99:99:99 |  | Equipment | PAAR:00-PVAR | 11/02/2019 |  | COOPER AMBULATORY OFF-SITES |  |  | Suite 101 - Exam 6 |  | KATHY LOFLAND
|  | WELCH ALLYN, INC. | WELCH ALLYN, INC. 767 DIAGNOSTIC SYSTEM |  | Not Known | MT. LAUREL-PULMONARY |  |  | excluded | 01/01/1900 |  |  |  |  | NO | NO |  |  |  |  | WELCH ALLYN, INC. 10345379 Not Known |  |  | Active |  | 99:99:99:99:99:99 |  | Equipment | PAAR:00-PVAR | 11/02/2019 |  | COOPER AMBULATORY OFF-SITES |  |  | Suite 101 - Exam 7 |  | KATHY LOFLAND
|  | WELCH ALLYN, INC. | WELCH ALLYN, INC. 767 DIAGNOSTIC SYSTEM |  | Not Known | MT. LAUREL-PULMONARY |  |  | excluded | 01/01/1900 |  |  |  |  | NO | NO |  |  |  |  | WELCH ALLYN, INC. 10345375 Not Known |  |  | Active |  | 99:99:99:99:99:99 |  | Equipment | PAAR:00-PVAR | 11/02/2019 |  | COOPER AMBULATORY OFF-SITES |  |  | Suite 101 - Exam 8 |  | KATHY LOFLAND
|  | WELCH ALLYN, INC. | WELCH ALLYN, INC. 767 DIAGNOSTIC SYSTEM |  | Not Known | VOORHEES PEDIATRICS |  |  | excluded | 01/01/1900 |  |  |  |  | NO | NO |  |  |  |  | WELCH ALLYN, INC. 10345334 Not Known |  |  | Active |  | 99:99:99:99:99:99 |  | Equipment | PAAR:00-PVAR | 11/02/2019 |  | COOPER AMBULATORY OFF-SITES |  |  | B5 |  | MAUREEN OBRIEN
|  | WELCH ALLYN, INC. | WELCH ALLYN, INC. 767 DIAGNOSTIC SYSTEM |  | Not Known | VOORHEES PEDIATRICS |  |  | excluded | 01/01/1900 |  |  |  |  | NO | NO |  |  |  |  | WELCH ALLYN, INC. 10345328 Not Known |  |  | Active |  | 99:99:99:99:99:99 |  | Equipment | PAAR:00-PVAR | 11/02/2019 |  | COOPER AMBULATORY OFF-SITES |  |  | B2 |  | MAUREEN OBRIEN
|  | WELCH ALLYN, INC. | WELCH ALLYN, INC. 767 DIAGNOSTIC SYSTEM |  | Not Known | VOORHEES PEDIATRICS |  |  | excluded | 01/01/1900 |  |  |  |  | NO | NO |  |  |  |  | WELCH ALLYN, INC. 10345332 Not Known |  |  | Active |  | 99:99:99:99:99:99 |  | Equipment | PAAR:00-PVAR | 11/02/2019 |  | COOPER AMBULATORY OFF-SITES |  |  | B4 |  | MAUREEN OBRIEN
|  | WELCH ALLYN, INC. | WELCH ALLYN, INC. 767 DIAGNOSTIC SYSTEM |  | Not Known | 6017 MAIN ST-PLASTICS |  |  | excluded | 01/01/1900 |  |  |  |  | NO | NO |  |  |  |  | WELCH ALLYN, INC. 10345321 Not Known |  |  | Active |  | 99:99:99:99:99:99 |  | Equipment | PAAR:00-PVAR | 11/02/2019 |  | COOPER AMBULATORY OFF-SITES |  |  | EXAM 6 | 0011234987 | ANNE MAIER | Repair | Closed | Kirk Lis | 02/22/2017 | 02/27/2017 | OPHTHALMOSCOPE/OTOSCOPE - WOULD LIKE RETIRED, NO LONGER USE - VOORHEES, MAIN ST ENT BOBBIE'S OFFICE | 2/24/2017 2:56:34 PM KALIS (KALIS 2/24/2017 12:00 AM) REMOVED UNIT FROM FACILITY. PUT IN BIOMED HALL WAY. REMOVED STICKERS PUT ON OFS FORM 2/27/2017 8:46:41 AM KALIS This device has been removed from an active status with the RSQ Database, and physically removed from the facility. Device retired on 2/27/2017; Authorized By: YES; Nature of Retirement: NO LONGER NEEDED; Days In Service: 634 | 1E79A923-D91F-4E7B-81E2-E8BF2A60A73B | Labor | 02/24/2017 | 02/24/2017 | Kirk Lis
|  | WELCH ALLYN, INC. | WELCH ALLYN, INC. 767 DIAGNOSTIC SYSTEM |  | Not Known | VOORHEES INTERNAL MEDICINE |  |  | excluded | 01/01/1900 |  |  |  |  | NO | NO |  |  |  |  | WELCH ALLYN, INC. 10345279 Not Known |  |  | Active |  | 99:99:99:99:99:99 |  | Equipment | PAAR:00-PVAR | 11/02/2019 |  | COOPER AMBULATORY OFF-SITES |  |  | EXAM 6 |  | JENNY BETLER
|  | WELCH ALLYN, INC. | WELCH ALLYN, INC. 767 DIAGNOSTIC SYSTEM |  | Not Known | VOORHEES INTERNAL MEDICINE |  |  | excluded | 01/01/1900 |  |  |  |  | NO | NO |  |  |  |  | WELCH ALLYN, INC. 10345276 Not Known |  |  | Active |  | 99:99:99:99:99:99 |  | Equipment | PAAR:00-PVAR | 11/02/2019 |  | COOPER AMBULATORY OFF-SITES |  |  | Exam 7 | WOT00000002674009 | JENNY BETLER | Repair | Closed | Kirk Lis | 05/07/2019 | 05/08/2019 | Otoscope - totally died during use, not working | REPLACED T 200 Ma FUSE. PERFORMED OVP. INFORMED STAFF OF UNIT'S STATUS | EXP2876026 | Labor | 05/07/2019 | 05/07/2019 | Kirk Lis
|  | WELCH ALLYN, INC. | WELCH ALLYN, INC. 767 DIAGNOSTIC SYSTEM |  | Not Known | VOORHEES INTERNAL MEDICINE |  |  | excluded | 01/01/1900 |  |  |  |  | NO | NO |  |  |  |  | WELCH ALLYN, INC. 10345264 Not Known |  |  | Active |  | 99:99:99:99:99:99 |  | Equipment | PAAR:00-PVAR | 11/02/2019 |  | COOPER AMBULATORY OFF-SITES |  |  | exam 3 |  | JENNY BETLER
|  | WELCH ALLYN, INC. | WELCH ALLYN, INC. 767 DIAGNOSTIC SYSTEM |  | Not Known | VOORHEES INTERNAL MEDICINE |  |  | excluded | 01/01/1900 |  |  |  |  | NO | NO |  |  |  |  | WELCH ALLYN, INC. 10345261 Not Known |  |  | Active |  | 99:99:99:99:99:99 |  | Equipment | PAAR:00-PVAR | 11/02/2019 |  | COOPER AMBULATORY OFF-SITES |  |  | EXAM 9 |  | JENNY BETLER
|  | WELCH ALLYN, INC. | WELCH ALLYN, INC. 767 DIAGNOSTIC SYSTEM |  | Not Known | VOORHEES INTERNAL MEDICINE |  |  | excluded | 01/01/1900 |  |  |  |  | NO | NO |  |  |  |  | WELCH ALLYN, INC. 10345259 Not Known |  |  | Active |  | 99:99:99:99:99:99 |  | Equipment | PAAR:00-PVAR | 11/02/2019 |  | COOPER AMBULATORY OFF-SITES |  |  | EXAM 10 |  | JENNY BETLER
|  | WELCH ALLYN, INC. | WELCH ALLYN, INC. 767 DIAGNOSTIC SYSTEM |  | Not Known | VOORHEES INTERNAL MEDICINE |  |  | excluded | 01/01/1900 |  |  |  |  | NO | NO |  |  |  |  | WELCH ALLYN, INC. 10345254 Not Known |  |  | Active |  | 99:99:99:99:99:99 |  | Equipment | PAAR:00-PVAR | 11/02/2019 |  | COOPER AMBULATORY OFF-SITES |  |  | EXAM 5 |  | JENNY BETLER
|  | WELCH ALLYN, INC. | WELCH ALLYN, INC. 767 DIAGNOSTIC SYSTEM |  | Not Known | VOORHEES RHEUMATOLOGY |  |  | excluded | 01/01/1998 |  |  |  |  | NO | NO |  |  |  |  | WELCH ALLYN, INC. 10344968 Not Known |  |  | Active |  | 99:99:99:99:99:99 |  | Equipment | PAAR:00-PVAR | 11/02/2019 |  | COOPER AMBULATORY OFF-SITES |  |  | bdlg 2 suite 203 ROOM 14 | 0011925833 | GILA DAVIS | Repair | Closed | Stephen Zubrzycki | 07/24/2017 | 07/25/2017 | OPHTHALMOSCOPE/OTOSCOPE - NOT WORKING - BLDG 2, SUITE 203 | 7/25/2017 12:25:46 PM SJZUBRZYCKI (SJZUBRZYCKI 7/25/2017 12:00 AM) REPLACED BULB AND VPO. TRAVEL TIME | 1C09A3FD-54EA-492E-B570-FA12E91C8361 | Parts | 01/01/1900 | 01/01/1900 | Stephen Zubrzycki
|  | WELCH ALLYN, INC. | WELCH ALLYN, INC. 767 DIAGNOSTIC SYSTEM |  | Not Known | VOORHEES ORTHOPEDICS |  |  | excluded | 01/01/1900 |  |  |  |  | NO | NO |  |  |  |  | WELCH ALLYN, INC. 10344990 Not Known |  |  | Active |  | 99:99:99:99:99:99 |  | Equipment | PAAR:00-PVAR | 11/02/2019 |  | COOPER AMBULATORY OFF-SITES |  |  | bdlg 2 suite 203 CAST RM |  | CAROL STRANTON
|  | WELCH ALLYN, INC. | WELCH ALLYN, INC. 767 DIAGNOSTIC SYSTEM |  | Not Known | VOORHEES RHEUMATOLOGY |  |  | excluded | 01/01/1998 |  |  |  |  | NO | NO |  |  |  |  | WELCH ALLYN, INC. 10344978 Not Known |  |  | Active |  | 99:99:99:99:99:99 |  | Equipment | PAAR:00-PVAR | 11/02/2019 |  | COOPER AMBULATORY OFF-SITES |  |  | bdlg 2 suite 203 PROC RM |  | GILA DAVIS
|  | WELCH ALLYN, INC. | WELCH ALLYN, INC. 767 DIAGNOSTIC SYSTEM |  | Not Known | VOORHEES SURGERY CENTER-SURGERY DEPT |  |  | excluded | 01/01/1998 |  |  |  |  | NO | NO |  |  |  |  | WELCH ALLYN, INC. 10344866 Not Known |  |  | Active |  | 99:99:99:99:99:99 |  | Equipment | PAAR:00-PVAR | 11/02/2019 |  | COOPER AMBULATORY OFF-SITES |  |  | SUITE G vasc lab |  | Theresa Megali
|  | WELCH ALLYN, INC. | WELCH ALLYN, INC. 767 DIAGNOSTIC SYSTEM |  | Not Known | VOORHEES SURGERY CENTER-SURGERY DEPT |  |  | excluded | 01/01/1998 |  |  |  |  | NO | NO |  |  |  |  | WELCH ALLYN, INC. 10344864 Not Known |  |  | Active |  | 99:99:99:99:99:99 |  | Equipment | PAAR:00-PVAR | 11/02/2019 |  | COOPER AMBULATORY OFF-SITES |  |  | SUITE G exam 2 |  | Theresa Megali
|  | WELCH ALLYN, INC. | WELCH ALLYN, INC. 767 DIAGNOSTIC SYSTEM |  | Not Known | VOORHEES SURGERY CENTER-SURGERY DEPT |  |  | excluded | 01/01/1998 |  |  |  |  | NO | NO |  |  |  |  | WELCH ALLYN, INC. 10344857 Not Known |  |  | Active |  | 99:99:99:99:99:99 |  | Equipment | PAAR:00-PVAR | 11/01/2019 |  | COOPER AMBULATORY OFF-SITES |  |  | SUITE G EXAM 5 | 0011852959 | Theresa Megali | Repair | Closed | Kirk Lis | 06/27/2017 | 07/03/2017 | OPHTHALMOSCOPE/OTOSCOPE - NEEDS A BULB - ROOM 5 SUITE G | 6/28/2017 2:35:14 PM KALIS (KALIS 6/28/2017 12:00 AM) REPLACED LAMP AND TESTED OK 7/3/2017 9:18:18 AM KALIS (KALIS 7/3/2017 12:00 AM) DOCUMENTATION | 03F24549-5EC3-4321-A540-65DA7D9929E8 | Labor | 07/03/2017 | 07/03/2017 | Kirk Lis
|  | WELCH ALLYN, INC. | WELCH ALLYN, INC. 767 DIAGNOSTIC SYSTEM |  | Not Known | VOORHEES SURGERY CENTER-SURGERY DEPT |  |  | excluded | 01/01/1998 |  |  |  |  | NO | NO |  |  |  |  | WELCH ALLYN, INC. 10344855 Not Known |  |  | Active |  | 99:99:99:99:99:99 |  | Equipment | PAAR:00-PVAR | 11/02/2019 |  | COOPER AMBULATORY OFF-SITES |  |  | SUITEG EXAM 7 |  | Theresa Megali
|  | WELCH ALLYN, INC. | WELCH ALLYN, INC. 767 DIAGNOSTIC SYSTEM |  | Not Known | VOORHEES SURGERY CENTER-SURGERY DEPT |  |  | excluded | 01/01/1998 |  |  |  |  | NO | NO |  |  |  |  | WELCH ALLYN, INC. 10344853 Not Known |  |  | Active |  | 99:99:99:99:99:99 |  | Equipment | PAAR:00-PVAR | 11/01/2019 |  | COOPER AMBULATORY OFF-SITES |  |  | SUITE G ROOM 6 |  | Theresa Megali
|  | WELCH ALLYN, INC. | WELCH ALLYN, INC. 767 DIAGNOSTIC SYSTEM |  | Not Known | VOORHEES SURGERY CENTER-SURGERY DEPT |  |  | excluded | 01/01/1998 |  |  |  |  | NO | NO |  |  |  |  | WELCH ALLYN, INC. 10344851 Not Known |  |  | Active |  | 99:99:99:99:99:99 |  | Equipment | PAAR:00-PVAR | 11/02/2019 |  | COOPER AMBULATORY OFF-SITES |  |  | SUITE G EXAM 8 | 0012135192 | Theresa Megali | Service Request | Closed | Kirk Lis | 09/05/2017 | 09/08/2017 | OPHTHALMOSCOPE/OTOSCOPES WALL UNIT - NOT INFLATING CUFF AT ALL - STE G EXAM RM 88 | 9/8/2017 10:01:47 AM KALIS (KALIS 9/7/2017 12:00 AM) TRAVEL TIME (KALIS 9/7/2017 12:00 AM) OBSERVED PROBLEM WAS WITH WALL SPHYGNOMOMETER. WRONG CEID # WAS USED FOR CALL! NOTIFIED MANAGER OF BIOMED DEPT. POLICY. SENT E-MAIL WITH INFO ON HOW AND WHERE TO PUCHASE REPLACEMENT PARTS (KALIS 9/8/2017 12:00 AM) DOCUMENTATION | 584D9058-73F1-492F-A5A5-3310CD7E7DEA | Labor | 09/07/2017 | 09/07/2017 | Kirk Lis
|  | WELCH ALLYN, INC. | WELCH ALLYN, INC. 767 DIAGNOSTIC SYSTEM |  | Not Known | VOORHEES SURGERY CENTER-SURGERY DEPT |  |  | excluded | 01/01/1998 |  |  |  |  | NO | NO |  |  |  |  | WELCH ALLYN, INC. 10344849 Not Known |  |  | Active |  | 99:99:99:99:99:99 |  | Equipment | PAAR:00-PVAR | 11/01/2019 |  | COOPER AMBULATORY OFF-SITES |  |  | SUITE G EXAM 9 |  | Theresa Megali
|  | WELCH ALLYN, INC. | WELCH ALLYN, INC. 767 DIAGNOSTIC SYSTEM |  | Not Known | VOORHEES SURGERY CENTER-SURGERY DEPT |  |  | excluded | 01/01/1900 |  |  |  |  | NO | NO |  |  |  |  | WELCH ALLYN, INC. 10344847 Not Known |  |  | Active |  | 99:99:99:99:99:99 |  | Equipment | PAAR:00-PVAR | 11/02/2019 |  | COOPER AMBULATORY OFF-SITES |  |  | SUITE G ROOM 11 |  | Theresa Megali
|  | WELCH ALLYN, INC. | WELCH ALLYN, INC. 767 DIAGNOSTIC SYSTEM |  | Not Known | VOORHEES SURGERY CENTER-SURGERY DEPT |  |  | excluded | 01/01/1998 |  |  |  |  | NO | NO |  |  |  |  | WELCH ALLYN, INC. 10344837 Not Known |  |  | Active |  | 99:99:99:99:99:99 |  | Equipment | PAAR:00-PVAR | 11/01/2019 |  | COOPER AMBULATORY OFF-SITES |  |  | SUITE G PROC RM B |  | Theresa Megali
|  | WELCH ALLYN, INC. | WELCH ALLYN, INC. 767 DIAGNOSTIC SYSTEM |  | Not Known | VOORHEES SURGERY CENTER-SURGERY DEPT |  |  | excluded | 01/01/1998 |  |  |  |  | NO | NO |  |  |  |  | WELCH ALLYN, INC. 10344832 Not Known |  |  | Active |  | 99:99:99:99:99:99 |  | Equipment | PAAR:00-PVAR | 11/01/2019 |  | COOPER AMBULATORY OFF-SITES |  |  | SUITE G EXAM 10 |  | Theresa Megali
|  | WELCH ALLYN, INC. | WELCH ALLYN, INC. 767 DIAGNOSTIC SYSTEM |  | Not Known | VOORHEES SURGERY CENTER-SURGERY DEPT |  |  | excluded | 01/01/1998 |  |  |  |  | NO | NO |  |  |  |  | WELCH ALLYN, INC. 10344830 Not Known |  |  | Active |  | 99:99:99:99:99:99 |  | Equipment | PAAR:00-PVAR | 11/02/2019 |  | COOPER AMBULATORY OFF-SITES |  |  | SUITE G EXAM 12 |  | Theresa Megali
|  | WELCH ALLYN, INC. | WELCH ALLYN, INC. 767 DIAGNOSTIC SYSTEM |  | Not Known | VOORHEES SURGERY CENTER-SURGERY DEPT |  |  | excluded | 01/01/1998 |  |  |  |  | NO | NO |  |  |  |  | WELCH ALLYN, INC. 10344828 Not Known |  |  | Active |  | 99:99:99:99:99:99 |  | Equipment | PAAR:00-PVAR | 11/01/2019 |  | COOPER AMBULATORY OFF-SITES |  |  | SUITE G EXAM 14 |  | Theresa Megali
|  | WELCH ALLYN, INC. | WELCH ALLYN, INC. 767 DIAGNOSTIC SYSTEM |  | Not Known | VOORHEES SURGERY CENTER-SURGERY DEPT |  |  | excluded | 01/01/1998 |  |  |  |  | NO | NO |  |  |  |  | WELCH ALLYN, INC. 10344817 Not Known |  |  | Active |  | 99:99:99:99:99:99 |  | Equipment | PAAR:00-PVAR | 11/02/2019 |  | COOPER AMBULATORY OFF-SITES |  |  | SUITE G EXAM 1 |  | Theresa Megali
|  | WELCH ALLYN, INC. | WELCH ALLYN, INC. 767 DIAGNOSTIC SYSTEM |  | Not Known | VOORHEES SURGERY CENTER-SURGERY DEPT |  |  | excluded | 01/01/1998 |  |  |  |  | NO | NO |  |  |  |  | WELCH ALLYN, INC. 10344810 Not Known |  |  | Active |  | 99:99:99:99:99:99 |  | Equipment | PAAR:00-PVAR | 11/02/2019 |  | COOPER AMBULATORY OFF-SITES |  |  | SUITE G PROC RM A |  | Theresa Megali
|  | WELCH ALLYN, INC. | WELCH ALLYN, INC. 767 DIAGNOSTIC SYSTEM |  | Not Known | VOORHEES SURGERY CENTER-SURGERY DEPT |  |  | excluded | 01/01/1998 |  |  |  |  | NO | NO |  |  |  |  | WELCH ALLYN, INC. 10344803 Not Known |  |  | Active |  | 99:99:99:99:99:99 |  | Equipment | PAAR:00-PVAR | 11/02/2019 |  | COOPER AMBULATORY OFF-SITES |  |  | SUITE G EXAM 3 |  | Theresa Megali
|  | WELCH ALLYN, INC. | WELCH ALLYN, INC. 767 DIAGNOSTIC SYSTEM |  | Not Known | VOORHEES SURGERY CENTER-SURGERY DEPT |  |  | excluded | 01/01/1998 |  |  |  |  | NO | NO |  |  |  |  | WELCH ALLYN, INC. 10344801 Not Known |  |  | Active |  | 99:99:99:99:99:99 |  | Equipment | PAAR:00-PVAR | 11/02/2019 |  | COOPER AMBULATORY OFF-SITES |  |  | SUITE G EXAM 4 |  | Theresa Megali
|  | WELCH ALLYN, INC. | WELCH ALLYN, INC. 767 DIAGNOSTIC SYSTEM |  | NOT KNOWN | VOORHEES SURGERY CENTER-HEM/ONC |  |  |  | 01/01/1998 |  |  |  |  | NO | NO |  |  |  |  | WELCH ALLYN, INC. 10344791 NOT KNOWN |  |  | Disposition |  | 99:99:99:99:99:99 |  | Equipment | PAAR:00-PVAR | 11/02/2019 |  | COOPER AMBULATORY OFF-SITES |  |  | SUITE M EXAM 13 | WOT00000001551842 | MEGAN MCCAFFERTY | Disposition | Closed | Stephen Zubrzycki | 10/05/2018 | 10/10/2018 | Equipment Disposition | suite m under construction - new equipment being purchased | EXP1500257 | Labor | 10/05/2018 | 10/05/2018 | Stephen Zubrzycki
|  | WELCH ALLYN, INC. | WELCH ALLYN, INC. 767 DIAGNOSTIC SYSTEM |  | NOT KNOWN | VOORHEES SURGERY CENTER-HEM/ONC |  |  |  | 01/01/1998 |  |  |  |  | NO | NO |  |  |  |  | WELCH ALLYN, INC. 10344789 NOT KNOWN |  |  | Disposition |  | 99:99:99:99:99:99 |  | Equipment | PAAR:00-PVAR | 11/02/2019 |  | COOPER AMBULATORY OFF-SITES |  |  | SUITE M EXAM 12 | WOT00000001551857 | MEGAN MCCAFFERTY | Disposition | Closed | Stephen Zubrzycki | 10/05/2018 | 10/10/2018 | Equipment Disposition | suite m under construction - new equipment being purchased | EXP1500422 | Labor | 10/05/2018 | 10/05/2018 | Stephen Zubrzycki
|  | WELCH ALLYN, INC. | WELCH ALLYN, INC. 767 DIAGNOSTIC SYSTEM |  | NOT KNOWN | VOORHEES SURGERY CENTER-HEM/ONC |  |  |  | 01/01/1998 |  |  |  |  | NO | NO |  |  |  |  | WELCH ALLYN, INC. 10344784 NOT KNOWN |  |  | Disposition |  | 99:99:99:99:99:99 |  | Equipment | PAAR:00-PVAR | 11/02/2019 |  | COOPER AMBULATORY OFF-SITES |  |  | SUITE M EXAM 6 | WOT00000001552078 | MEGAN MCCAFFERTY | Disposition | Closed | Stephen Zubrzycki | 10/05/2018 | 10/10/2018 | Equipment Disposition | suite m is under construction - new equipment being purchased | EXP1501140 | Labor | 10/05/2018 | 10/05/2018 | Stephen Zubrzycki
|  | WELCH ALLYN, INC. | WELCH ALLYN, INC. 767 DIAGNOSTIC SYSTEM |  | NOT KNOWN | VOORHEES SURGERY CENTER-HEM/ONC |  |  |  | 01/01/1998 |  |  |  |  | NO | NO |  |  |  |  | WELCH ALLYN, INC. 10344787 NOT KNOWN |  |  | Disposition |  | 99:99:99:99:99:99 |  | Equipment | PAAR:00-PVAR | 11/02/2019 |  | COOPER AMBULATORY OFF-SITES |  |  | SUITE M EXAM 7 | WOT00000001552174 | MEGAN MCCAFFERTY | Disposition | Closed | Stephen Zubrzycki | 10/05/2018 | 10/10/2018 | Equipment Disposition | suite m under construction - new equipment being purchased | EXP1501399 | Labor | 10/05/2018 | 10/05/2018 | Stephen Zubrzycki
|  | WELCH ALLYN, INC. | WELCH ALLYN, INC. 767 DIAGNOSTIC SYSTEM |  | NOT KNOWN | VOORHEES SURGERY CENTER-HEM/ONC |  |  |  | 01/01/1900 |  |  |  |  | NO | NO |  |  |  |  | WELCH ALLYN, INC. 10344781 NOT KNOWN |  |  | Disposition |  | 99:99:99:99:99:99 |  | Equipment | PAAR:00-PVAR | 11/02/2019 |  | COOPER AMBULATORY OFF-SITES |  |  | SUITE M EXAM 10 | WOT00000001552049 | MEGAN MCCAFFERTY | Disposition | Closed | Stephen Zubrzycki | 10/05/2018 | 10/10/2018 | Equipment Disposition | suite m under construction - new equipment being purchased | EXP1501025 | Labor | 10/05/2018 | 10/05/2018 | Stephen Zubrzycki
|  | WELCH ALLYN, INC. | WELCH ALLYN, INC. 767 DIAGNOSTIC SYSTEM |  |  | VOORHEES SURGERY CENTER-HEM/ONC |  |  |  | 01/01/1900 |  |  |  |  | NO | NO |  |  |  |  | WELCH ALLYN, INC. 10344780 10344780 |  |  | Disposition |  | 99:99:99:99:99:99 |  | Equipment | PAAR:00-PVAR | 11/02/2019 |  | COOPER AMBULATORY OFF-SITES |  |  | SUITE M EXAM 9 | WOT00000001552194 | MEGAN MCCAFFERTY | Disposition | Closed | Stephen Zubrzycki | 10/05/2018 | 10/10/2018 | Equipment Disposition | suite m under construction - new equipment being purchased | EXP1501433 | Labor | 10/05/2018 | 10/05/2018 | Stephen Zubrzycki
|  | WELCH ALLYN, INC. | WELCH ALLYN, INC. 767 DIAGNOSTIC SYSTEM |  | NOT KNOWN | VOORHEES SURGERY CENTER-HEM/ONC |  |  |  | 01/01/1900 |  |  |  |  | NO | NO |  |  |  |  | WELCH ALLYN, INC. 10344776 NOT KNOWN |  |  | Disposition |  | 99:99:99:99:99:99 |  | Equipment | PAAR:00-PVAR | 11/02/2019 |  | COOPER AMBULATORY OFF-SITES |  |  | SUITE M - ROOM 4 | WOT00000001579174 | MEGAN MCCAFFERTY | Disposition | Closed | Stephen Zubrzycki | 10/16/2018 | 10/23/2018 | Equipment Disposition | Unit came from Suite M. Suite M is being remodeled and all otoscopes are being dispositioned. Dispositoned unit | EXP1555562 | Labor | 10/16/2018 | 10/16/2018 | Stephen Zubrzycki
|  | WELCH ALLYN, INC. | WELCH ALLYN, INC. 767 DIAGNOSTIC SYSTEM |  | NOT KNOWN | VOORHEES SURGERY CENTER-HEM/ONC |  |  |  | 01/01/1900 |  |  |  |  | NO | NO |  |  |  |  | WELCH ALLYN, INC. 10344770 NOT KNOWN |  |  | Disposition |  | 99:99:99:99:99:99 |  | Equipment | PAAR:00-PVAR | 11/02/2019 |  | COOPER AMBULATORY OFF-SITES |  |  | SUITE M ROOM15 | WOT00000001551800 | MEGAN MCCAFFERTY | Disposition | Closed | Stephen Zubrzycki | 10/05/2018 | 10/10/2018 | Equipment Disposition | suite m under construction - new equipment being purchased - no longer needed | EXP1500069 | Labor | 10/05/2018 | 10/05/2018 | Stephen Zubrzycki
|  | WELCH ALLYN, INC. | WELCH ALLYN, INC. 767 DIAGNOSTIC SYSTEM |  | Not Known | VOORHEES SURGERY CENTER-HEM/ONC |  |  | excluded | 01/01/1900 |  |  |  |  | NO | NO |  |  |  |  | WELCH ALLYN, INC. 10344766 Not Known |  |  | Active |  | 99:99:99:99:99:99 |  | Equipment | PAAR:00-PVAR | 11/02/2019 |  | COOPER AMBULATORY OFF-SITES |  |  | suite m exam 1 |  | MEGAN MCCAFFERTY
|  | WELCH ALLYN, INC. | WELCH ALLYN, INC. 7670-02 |  | 21252** | CDU - CLINICAL DECISION UNIT-9 KELEMEN |  |  | excluded | 01/01/1900 |  |  |  |  | NO | NO |  |  |  |  | WELCH ALLYN, INC. 10346971 21252** |  |  | Active |  | 99:99:99:99:99:99 |  | Equipment | PAAR:00-PVAR | 11/02/2019 |  | COOPER UNIVERSITY HOSPITAL |  |  | CDU | WOT00000000513242 | KAREN GRUBER | Disposition | Closed | Richard Jolly | 02/08/2018 | 05/15/2019 | Bulk Disposition CNL
|  | WELCH ALLYN, INC. | WELCH ALLYN, INC. 76751 |  |  | PAVILION 8 |  |  | excluded | 10/31/2019 |  |  |  |  | NO | NO |  |  |  |  | WELCH ALLYN, INC. 11207593 14290776 |  |  | Active |  |  |  | Equipment | PAAR:00-PVAR | 10/31/2019 | 10/31/2019 | COOPER UNIVERSITY HOSPITAL |  |  | Performance Verification | WOT00000002265903 | BRIAN OSHAUGHNESSY | Performance Verification | Closed | Gene Amodei | 10/31/2019 | 10/31/2019 | Performance Verification for WELCH ALLYN, INC. 11207593 14290776 | Initial Install of Performance Verification. Device is ready for patient use. |  |  | 10/31/2019 | 10/31/2019
|  | WELCH ALLYN, INC. | WELCH ALLYN, INC. 76751 |  | 05248574A | HADDON HEIGHTS-FAMILY MEDICINE |  |  | excluded | 05/04/2009 |  |  |  |  | NO | NO |  |  |  |  | WELCH ALLYN, INC. 10365790 05248574A |  |  | Active |  | 99:99:99:99:99:99 |  | Equipment | PAAR:00-PVAR | 11/02/2019 |  | COOPER AMBULATORY OFF-SITES |  |  | EXAM 1 |  | KELLIE STOUT
|  | WELCH ALLYN, INC. | WELCH ALLYN, INC. 78800 LIGHT HANDLE |  | Not Known | VOORHEES SURGERY CENTER-RADIATION/ONC |  |  | excluded | 05/01/2004 |  |  |  |  | NO | NO |  |  |  |  | WELCH ALLYN, INC. 10356816 Not Known |  |  | Active |  | 99:99:99:99:99:99 |  | Accessory | PAAR:00-PVAR | 11/02/2019 |  | COOPER AMBULATORY OFF-SITES |  |  | exam 4 |  | COLLEEN TEGELER
|  | WELCH ALLYN, INC. | WELCH ALLYN, INC. ATLAS-MODEL 6200 SERIES |  |  | BUNKER HILL-ORAL SURGERY |  |  |  | 12/29/2004 |  |  |  |  | NO | NO |  |  |  |  | WELCH ALLYN, INC. 10366944 622018089 |  |  | Disposition |  |  |  | Equipment | 1Y:00-MFG | 09/14/2017 | 09/01/2020 | COOPER AMBULATORY OFF-SITES |  |  | exam 4 |  | BARBARA DIPINTO
|  | WELCH ALLYN, INC. | WELCH ALLYN, INC. ATLAS-MODEL 6200 SERIES |  |  | BUNKER HILL-ORAL SURGERY |  |  |  | 12/29/2004 |  |  |  |  | NO | NO |  |  |  |  | WELCH ALLYN, INC. 10366937 62218089 |  |  | Disposition |  |  |  | Equipment | 1Y:00-MFG | 09/22/2015 | 09/01/2020 | COOPER AMBULATORY OFF-SITES |  |  | HALLWAY |  | BARBARA DIPINTO
|  | WELCH ALLYN, INC. | WELCH ALLYN, INC. BRAUN THERMOSCAN PRO 3000 |  |  | MT. LAUREL-PULMONARY |  |  | excluded | 01/01/1900 |  |  |  |  | NO | NO |  |  |  |  | WELCH ALLYN, INC. 10345403 1109067730 |  |  | Active |  | 99:99:99:99:99:99 |  | Equipment | PAAR:00-PVAR | 11/02/2019 |  | COOPER AMBULATORY OFF-SITES |  |  | Suite 101 - Nurses Station |  | KATHY LOFLAND
|  | WELCH ALLYN, INC. | WELCH ALLYN, INC. BRAUN THERMOSCAN PRO 3000 |  |  | MT. LAUREL-PULMONARY |  |  | excluded | 01/23/2008 |  |  |  |  | NO | NO |  |  |  |  | WELCH ALLYN, INC. 10345399 11108663424 |  |  | Active |  | 99:99:99:99:99:99 |  | Equipment | PAAR:00-PVAR | 11/02/2019 |  | COOPER AMBULATORY OFF-SITES |  |  | Suite 101 - Nurses Station |  | KATHY LOFLAND
|  | WELCH ALLYN, INC. | WELCH ALLYN, INC. BRAUN THERMOSCAN PRO 4000 |  | 14915K01380 | VOORHEES SURGERY CENTER-OPERATING ROOM |  |  | excluded | 12/15/2015 |  |  |  |  | NO | NO |  |  |  |  | WELCH ALLYN, INC. 10480236 14915K01380 |  |  | Active |  | 99:99:99:99:99:99 |  | Equipment | PAAR:00-PVAR | 10/31/2019 |  | COOPER AMBULATORY OFF-SITES |  |  | PRE OP |  | JENNIFER BOMBARO
|  | WELCH ALLYN, INC. | WELCH ALLYN, INC. BRAUN THERMOSCAN PRO 4000 |  | 14915K01375 | VOORHEES SURGERY CENTER-OPERATING ROOM |  |  | excluded | 12/15/2015 |  |  |  |  | NO | NO |  |  |  |  | WELCH ALLYN, INC. 10480232 14915K01375 |  |  | Active |  | 99:99:99:99:99:99 |  | Equipment | PAAR:00-PVAR | 10/31/2019 |  | COOPER AMBULATORY OFF-SITES |  |  | PRE OP |  | JENNIFER BOMBARO
|  | WELCH ALLYN, INC. | WELCH ALLYN, INC. BRAUN THERMOSCAN PRO 4000 |  |  | VOORHEES SURGERY CENTER-OPERATING ROOM |  |  | excluded | 10/01/2013 |  |  |  |  | NO | NO |  |  |  |  | WELCH ALLYN, INC. 10346060 1010528202 |  |  | Active |  | 99:99:99:99:99:99 |  | Equipment | PAAR:00-PVAR | 11/02/2019 |  | COOPER AMBULATORY OFF-SITES |  |  | Pre-op Room 4 |  | JENNIFER BOMBARO
|  | WELCH ALLYN, INC. | WELCH ALLYN, INC. BRAUN THERMOSCAN PRO 4000 |  | 22712K01572 | VOORHEES SURGERY CENTER-OPERATING ROOM |  |  | excluded | 10/12/2011 |  |  |  |  | NO | NO |  |  |  |  | WELCH ALLYN, INC. 10346046 22712K01572 |  |  | Active |  | 99:99:99:99:99:99 |  | Equipment | PAAR:00-PVAR | 11/02/2019 |  | COOPER AMBULATORY OFF-SITES |  |  | PRE-OP NURSES STATION |  | JENNIFER BOMBARO
|  | WELCH ALLYN, INC. | WELCH ALLYN, INC. BRAUN THERMOSCAN PRO 4000 |  |  | VOORHEES SURGERY CENTER-OPERATING ROOM |  |  | excluded | 10/11/2006 |  |  |  |  | NO | NO |  |  |  |  | WELCH ALLYN, INC. 10346045 11105969867 |  |  | Active |  | 99:99:99:99:99:99 |  | Equipment | PAAR:00-PVAR | 11/02/2019 |  | COOPER AMBULATORY OFF-SITES |  |  | PRE-OP NURSES STATION |  | JENNIFER BOMBARO
|  | WELCH ALLYN, INC. | WELCH ALLYN, INC. CL100 |  |  | OR - KELEMEN 3 |  |  |  | 01/01/1900 |  |  |  |  | NO | NO |  |  |  |  | WELCH ALLYN, INC. 10369139 100000483 |  |  | Disposition |  | 99:99:99:99:99:99 |  | Equipment | PAAR:00-PVAR | 11/01/2019 |  | COOPER UNIVERSITY HOSPITAL |  |  | KELEMEN 2 storage | WOT00000000507043 | DOMINIC VENDETTA | Disposition | Closed | Salvatore Bombara | 02/08/2018 | 05/15/2019 | Bulk Disposition CNL | Unit has been replaced/upgraded. | EXP2933604 | Labor | 05/15/2019 | 05/15/2019 | Salvatore Bombara
|  | WELCH ALLYN, INC. | WELCH ALLYN, INC. CONNEX PROBP 3400 |  |  | BRACHFIELD MEDICAL ASSOCIATES-MEDICINE |  |  |  | 05/05/2011 |  |  |  |  | NO | NO |  |  |  |  | WELCH ALLYN, INC. 10367052 100002361411 |  |  | Disposition |  | 99:99:99:99:99:99 |  | Equipment | PAAR:00-PVAR | 11/02/2019 |  | COOPER AMBULATORY OFF-SITES |  |  | 104C |  | CATHY CRAWFORD
|  | WELCH ALLYN, INC. | WELCH ALLYN, INC. EXAM LIGHT |  | Not Known | BUNKER HILL-OB/GYN |  |  |  | 01/01/1900 |  |  |  |  | NO | NO |  |  |  |  | WELCH ALLYN, INC. 10367000 Not Known |  |  | Disposition |  |  |  | Equipment | PAAR:00-PVAR | 11/01/2019 |  | COOPER AMBULATORY OFF-SITES |  |  | EXAM 1 |  | LISA POTTS
|  | WELCH ALLYN, INC. | WELCH ALLYN, INC. EXAM LIGHT |  | Not Known | BUNKER HILL-OB/GYN |  |  |  | 01/01/1900 |  |  |  |  | NO | NO |  |  |  |  | WELCH ALLYN, INC. 10366996 Not Known |  |  | Disposition |  |  |  | Equipment | PAAR:00-PVAR | 11/02/2019 |  | COOPER AMBULATORY OFF-SITES |  |  | exam 3 |  | LISA POTTS
|  | WELCH ALLYN, INC. | WELCH ALLYN, INC. EXAM LIGHT |  | Not Known | BUNKER HILL-OB/GYN |  |  |  | 01/01/1900 |  |  |  |  | NO | NO |  |  |  |  | WELCH ALLYN, INC. 10366998 Not Known |  |  | Disposition |  |  |  | Equipment | PAAR:00-PVAR | 11/02/2019 |  | COOPER AMBULATORY OFF-SITES |  |  | EXAM 2 |  | LISA POTTS
|  | WELCH ALLYN, INC. | WELCH ALLYN, INC. EXAM LIGHT |  | Not Known | MOTHER INFANT UNIT |  |  | excluded | 01/01/1900 |  |  |  |  | NO | NO |  |  |  |  | WELCH ALLYN, INC. 10366367 Not Known |  |  | Active |  | 99:99:99:99:99:99 |  | Equipment | PAAR:00-PVAR | 11/02/2019 |  | COOPER UNIVERSITY HOSPITAL |  |  | D337 | WOT00000000529364 | Christina Smith | Disposition | Closed | Gene Amodei | 02/08/2018 | 07/17/2019 | Bulk Disposition CNL
|  | WELCH ALLYN, INC. | WELCH ALLYN, INC. EXAM LIGHT |  | Not Known | 1 COOPER PLAZA |  |  | excluded | 01/01/1900 |  |  |  |  | NO | NO |  |  |  |  | WELCH ALLYN, INC. 10366366 Not Known |  |  | Active |  | 99:99:99:99:99:99 |  | Equipment | PAAR:00-PVAR | 11/02/2019 |  | COOPER UNIVERSITY HOSPITAL |  |  | D335 | WOT00000000531387 | ATTN: ACCOUNTS PAYABLE | Disposition | Closed | Gene Amodei | 02/08/2018 | 05/13/2019 | Bulk Disposition CNL
|  | WELCH ALLYN, INC. | WELCH ALLYN, INC. EXAM LIGHT |  | Not Known | MOTHER INFANT UNIT |  |  | excluded | 01/01/1900 |  |  |  |  | NO | NO |  |  |  |  | WELCH ALLYN, INC. 10366363 Not Known |  |  | Active |  | 99:99:99:99:99:99 |  | Equipment | PAAR:00-PVAR | 11/02/2019 |  | COOPER UNIVERSITY HOSPITAL |  |  | D339 | WOT00000000530260 | Christina Smith | Disposition | Closed | Gene Amodei | 02/08/2018 | 07/05/2019 | Bulk Disposition CNL
|  | WELCH ALLYN, INC. | WELCH ALLYN, INC. EXAM LIGHT |  | Not Known | KINGS HIGHWAY - OB/GYN |  |  | excluded | 01/01/1900 |  |  |  |  | NO | NO |  |  |  |  | WELCH ALLYN, INC. 10366314 Not Known |  |  | Active |  | 99:99:99:99:99:99 |  | Equipment | PAAR:00-PVAR | 11/02/2019 |  | COOPER AMBULATORY OFF-SITES |  |  | EXAM 2 | WOT00000001872996 | DONNA ONEILL | Repair | Closed | Kirk Lis | 12/31/2018 | 05/24/2019 | Focusing lens is broken | ANALYZED UNIT . FOCUSING RING BROKEN. NEED TO ORDER REPLACEMENT replaced focusing head and performed ovp | EXP1980002 | Labor | 12/31/2018 | 12/31/2018 | Kirk Lis
|  | WELCH ALLYN, INC. | WELCH ALLYN, INC. GREEN SERIES |  | Not Known | RIPPA CENTER-OB/GYN |  |  | excluded | 11/02/2019 |  |  |  |  | NO | NO |  |  |  |  | WELCH ALLYN, INC. 30071413 Not Known |  |  | Active |  | 99:99:99:99:99:99 |  | Equipment | PAAR:00-PVAR | 11/02/2019 | 11/02/2019 | COOPER AMBULATORY OFF-SITES |  |  | OB GYN EXAM 8 |  | PATRICIA HUFF |  |  |  | 11/02/2019 | 11/02/2019 |  |  |  |  | 11/02/2019 | 11/02/2019
|  | WELCH ALLYN, INC. | WELCH ALLYN, INC. GREEN SERIES |  | Not Known | RIPPA CENTER-OB/GYN |  |  | excluded | 11/02/2019 |  |  |  |  | NO | NO |  |  |  |  | WELCH ALLYN, INC. 30071313 Not Known |  |  | Active |  | 99:99:99:99:99:99 |  | Equipment | PAAR:00-PVAR | 11/02/2019 | 11/02/2019 | COOPER AMBULATORY OFF-SITES |  |  | OB GYN EXAM 6 |  | PATRICIA HUFF |  |  |  | 11/02/2019 | 11/02/2019 |  |  |  |  | 11/02/2019 | 11/02/2019
|  | WELCH ALLYN, INC. | WELCH ALLYN, INC. GREEN SERIES |  | Not Known | RIPPA CENTER-OB/GYN |  |  | excluded | 11/02/2019 |  |  |  |  | NO | NO |  |  |  |  | WELCH ALLYN, INC. 210337411 Not Known |  |  | Active |  | 99:99:99:99:99:99 |  | Equipment | PAAR:00-PVAR | 11/02/2019 | 11/02/2019 | COOPER AMBULATORY OFF-SITES |  |  | CONSULT RM 5 |  | PATRICIA HUFF |  |  |  | 11/02/2019 | 11/02/2019 |  |  |  |  | 11/02/2019 | 11/02/2019
|  | WELCH ALLYN, INC. | WELCH ALLYN, INC. GREEN SERIES |  | Not Known | RIPPA CENTER-OB/GYN |  |  | excluded | 11/02/2019 |  |  |  |  | NO | NO |  |  |  |  | WELCH ALLYN, INC. 210337364 Not Known |  |  | Active |  | 99:99:99:99:99:99 |  | Equipment | PAAR:00-PVAR | 11/02/2019 | 11/02/2019 | COOPER AMBULATORY OFF-SITES |  |  | OB GYN EXAM 7 | WOT00000001711950 | PATRICIA HUFF | Repair | Closed | Stephen Zubrzycki | 11/02/2019 | 11/02/2019 | Not working | Replaced bulbs and VPO | EXP1763682 | Parts | 11/02/2019 | 11/02/2019 | Stephen Zubrzycki
|  | WELCH ALLYN, INC. | WELCH ALLYN, INC. GREEN SERIES |  | Not Known | RIPPA CENTER-OB/GYN |  |  | excluded | 11/02/2019 |  |  |  |  | NO | NO |  |  |  |  | WELCH ALLYN, INC. 210337359 Not Known |  |  | Active |  | 99:99:99:99:99:99 |  | Equipment | PAAR:00-PVAR | 11/02/2019 | 11/02/2019 | COOPER AMBULATORY OFF-SITES |  |  | OB GYN EXAM 10 |  | PATRICIA HUFF |  |  |  | 11/02/2019 | 11/02/2019 |  |  |  |  | 11/02/2019 | 11/02/2019
|  | WELCH ALLYN, INC. | WELCH ALLYN, INC. GREEN SERIES |  | Not Known | RIPPA CENTER-OB/GYN |  |  | excluded | 11/02/2019 |  |  |  |  | NO | NO |  |  |  |  | WELCH ALLYN, INC. 210337360 Not Known |  |  | Active |  | 99:99:99:99:99:99 |  | Equipment | PAAR:00-PVAR | 11/02/2019 | 11/02/2019 | COOPER AMBULATORY OFF-SITES |  |  | OB GYN EXAM 4 |  | PATRICIA HUFF |  |  |  | 11/02/2019 | 11/02/2019 |  |  |  |  | 11/02/2019 | 11/02/2019
|  | WELCH ALLYN, INC. | WELCH ALLYN, INC. GREEN SERIES |  | Not Known | RIPPA CENTER-OB/GYN |  |  | excluded | 11/02/2019 |  |  |  |  | NO | NO |  |  |  |  | WELCH ALLYN, INC. 210337356 Not Known |  |  | Active |  | 99:99:99:99:99:99 |  | Equipment | PAAR:00-PVAR | 11/02/2019 | 11/02/2019 | COOPER AMBULATORY OFF-SITES |  |  | OB/GYN EXAM 11 |  | PATRICIA HUFF |  |  |  | 11/02/2019 | 11/02/2019 |  |  |  |  | 11/02/2019 | 11/02/2019
|  | WELCH ALLYN, INC. | WELCH ALLYN, INC. GREEN SERIES |  | Not Known | RIPPA CENTER-OB/GYN |  |  | excluded | 11/02/2019 |  |  |  |  | NO | NO |  |  |  |  | WELCH ALLYN, INC. 210337352 Not Known |  |  | Active |  | 99:99:99:99:99:99 |  | Equipment | PAAR:00-PVAR | 11/02/2019 | 11/02/2019 | COOPER AMBULATORY OFF-SITES |  |  | OB/GYN EXAM 12 |  | PATRICIA HUFF |  |  |  | 11/02/2019 | 11/02/2019 |  |  |  |  | 11/02/2019 | 11/02/2019
|  | WELCH ALLYN, INC. | WELCH ALLYN, INC. GREEN SERIES |  | Not Known | RIPPA CENTER-OB/GYN |  |  | excluded | 11/02/2019 |  |  |  |  | NO | NO |  |  |  |  | WELCH ALLYN, INC. 210337348 Not Known |  |  | Active |  | 99:99:99:99:99:99 |  | Equipment | PAAR:00-PVAR | 11/02/2019 | 11/02/2019 | COOPER AMBULATORY OFF-SITES |  |  | EXAM 2 |  | PATRICIA HUFF |  |  |  | 11/02/2019 | 11/02/2019 |  |  |  |  | 11/02/2019 | 11/02/2019
|  | WELCH ALLYN, INC. | WELCH ALLYN, INC. GREEN SERIES |  |  | RIPPA CENTER-OB/GYN |  |  | excluded | 11/02/2019 |  |  |  |  | NO | NO |  |  |  |  | WELCH ALLYN, INC. 210337345 210337345 |  |  | Active |  | 99:99:99:99:99:99 |  | Equipment | PAAR:00-PVAR | 11/02/2019 | 11/02/2019 | COOPER AMBULATORY OFF-SITES |  |  | exam 3 |  | PATRICIA HUFF |  |  |  | 11/02/2019 | 11/02/2019 |  |  |  |  | 11/02/2019 | 11/02/2019
|  | WELCH ALLYN, INC. | WELCH ALLYN, INC. GREEN SERIES |  |  | PRINCETON-OB/GYN |  |  | excluded | 09/29/2016 |  |  |  |  | NO | NO |  |  |  |  | WELCH ALLYN, INC. 10505288 140526 |  |  | Active |  | 99:99:99:99:99:99 |  | Equipment | PAAR:00-PVAR | 10/31/2019 |  | COOPER AMBULATORY OFF-SITES |  |  | EXAM ROOM 3 |  | LINDA CARON
|  | WELCH ALLYN, INC. | WELCH ALLYN, INC. GREEN SERIES |  |  | PRINCETON-OB/GYN |  |  | excluded | 09/29/2016 |  |  |  |  | NO | NO |  |  |  |  | WELCH ALLYN, INC. 10480094 150407 |  |  | Active |  | 99:99:99:99:99:99 |  | Equipment | PAAR:00-PVAR | 10/31/2019 |  | COOPER AMBULATORY OFF-SITES |  |  | EXAM ROOM 1 |  | LINDA CARON
|  | WELCH ALLYN, INC. | WELCH ALLYN, INC. GREEN SERIES |  | Not Known | BRACHFIELD MEDICAL ASSOCIATES-MEDICINE |  |  | excluded | 01/01/1900 |  |  |  |  | NO | NO |  |  |  |  | WELCH ALLYN, INC. 10367024 Not Known |  |  | Active |  | 99:99:99:99:99:99 |  | Equipment | PAAR:00-PVAR | 11/02/2019 |  | COOPER AMBULATORY OFF-SITES |  |  | A107 |  | CATHY CRAWFORD
|  | WELCH ALLYN, INC. | WELCH ALLYN, INC. GREEN SERIES |  | Not Known | BRACHFIELD MEDICAL ASSOCIATES-MEDICINE |  |  | excluded | 01/01/1900 |  |  |  |  | NO | NO |  |  |  |  | WELCH ALLYN, INC. 10367025 Not Known |  |  | Active |  | 99:99:99:99:99:99 |  | Equipment | PAAR:00-PVAR | 11/02/2019 |  | COOPER AMBULATORY OFF-SITES |  |  | A106 |  | CATHY CRAWFORD
|  | WELCH ALLYN, INC. | WELCH ALLYN, INC. GREEN SERIES |  | 123456** | COOPER CANCER CENTER |  |  |  | 01/01/1900 |  |  |  |  | NO | NO |  |  |  |  | WELCH ALLYN, INC. 10365633 123456** |  |  | Disposition |  |  |  | Equipment | PAAR:00-PVAR | 11/02/2019 |  | COOPER AMBULATORY OFF-SITES |  |  | DISPOSITION |  | COLLEEN TEGELER
|  | WELCH ALLYN, INC. | WELCH ALLYN, INC. GREEN SERIES |  | 24716** | COOPER CANCER CENTER |  |  |  | 01/01/1900 |  |  |  |  | NO | NO |  |  |  |  | WELCH ALLYN, INC. 10365630 24716** |  |  | Disposition |  |  |  | Equipment | PAAR:00-PVAR | 11/02/2019 |  | COOPER AMBULATORY OFF-SITES |  |  | DISPOSITION |  | COLLEEN TEGELER
|  | WELCH ALLYN, INC. | WELCH ALLYN, INC. GREEN SERIES |  | Not Known | VOORHEES RHEUMATOLOGY |  |  | excluded | 01/01/1900 |  |  |  |  | NO | NO |  |  |  |  | WELCH ALLYN, INC. 10356867 Not Known |  |  | Active |  | 99:99:99:99:99:99 |  | Equipment | PAAR:00-PVAR | 11/01/2019 |  | COOPER AMBULATORY OFF-SITES |  |  | bdlg 2 suite 203 ROOM 9 |  | GILA DAVIS
|  | WELCH ALLYN, INC. | WELCH ALLYN, INC. GREEN SERIES |  | Not Known | MT. LAUREL-FAMILY MEDICINE |  |  | excluded | 01/01/1900 |  |  |  |  | NO | NO |  |  |  |  | WELCH ALLYN, INC. 10345869 Not Known |  |  | Active |  | 99:99:99:99:99:99 |  | Equipment | PAAR:00-PVAR | 11/02/2019 |  | COOPER AMBULATORY OFF-SITES |  |  | exam 3 | WOT00000000550764 | SUE MAKO | Repair | Closed | Kirk Lis | 02/16/2018 | 07/30/2018 | bulb is out, office opens at 11am on Monday | traced problem to bad bulb. replaced lamp cl 1757 | EXP0153154 | Labor | 02/21/2018 | 02/21/2018 | Kirk Lis
|  | WELCH ALLYN, INC. | WELCH ALLYN, INC. GREEN SERIES |  | Not Known | MT. LAUREL-FAMILY MEDICINE |  |  | excluded | 01/01/1900 |  |  |  |  | NO | NO |  |  |  |  | WELCH ALLYN, INC. 10345867 Not Known |  |  | Active |  | 99:99:99:99:99:99 |  | Equipment | PAAR:00-PVAR | 11/02/2019 |  | COOPER AMBULATORY OFF-SITES |  |  | EXAM 1 |  | SUE MAKO
|  | WELCH ALLYN, INC. | WELCH ALLYN, INC. GREEN SERIES |  | Not Known | 6017 MAIN ST-PLASTICS |  |  | excluded | 01/01/1900 |  |  |  |  | NO | NO |  |  |  |  | WELCH ALLYN, INC. 10345848 Not Known |  |  | Active |  | 99:99:99:99:99:99 |  | Equipment | PAAR:00-PVAR | 11/02/2019 |  | COOPER AMBULATORY OFF-SITES |  |  | EXAM RM 10 | 0011022688 | ANNE MAIER | Repair | Closed | Kirk Lis | 01/04/2017 | 01/05/2017 | LIGHT - LAMP WONT WORK - TMX | 1/5/2017 8:26:48 AM KALIS (KALIS 1/4/2017 12:00 AM) PERFORMED TROUBLESHOOTING. TRACED PROBLEM TO BAD BULB. REPLACED LAMP AND TESTED OK. INFORMED MA OF UNIT'S STAUS | 9B9265AC-4EC8-4FA1-8B01-281C7D31BCD2 | Labor | 01/04/2017 | 01/04/2017 | Kirk Lis
|  | WELCH ALLYN, INC. | WELCH ALLYN, INC. GREEN SERIES |  | Not Known | 6017 MAIN ST-PLASTICS |  |  | excluded | 01/01/1900 |  |  |  |  | NO | NO |  |  |  |  | WELCH ALLYN, INC. 10345813 Not Known |  |  | Active |  | 99:99:99:99:99:99 |  | Equipment | PAAR:00-PVAR | 11/02/2019 |  | COOPER AMBULATORY OFF-SITES |  |  | exam 3 | WOT00000000496934 | ANNE MAIER | Repair | Closed | Kirk Lis | 02/01/2018 | 06/13/2018 | not reading dial | analyzed unit. traced problem to defective dial. biomed does not purchase replacement parts for manual spyghnomometers | EXP0113245 | Labor | 02/06/2018 | 02/06/2018 | Kirk Lis
|  | WELCH ALLYN, INC. | WELCH ALLYN, INC. GREEN SERIES |  | Not Known | 6017 MAIN ST-PLASTICS |  |  | excluded | 01/01/1900 |  |  |  |  | NO | NO |  |  |  |  | WELCH ALLYN, INC. 10345807 Not Known |  |  | Active |  | 99:99:99:99:99:99 |  | Equipment | PAAR:00-PVAR | 11/02/2019 |  | COOPER AMBULATORY OFF-SITES |  |  | exam 4 |  | ANNE MAIER
|  | WELCH ALLYN, INC. | WELCH ALLYN, INC. GREEN SERIES |  | Not Known | 6017 MAIN ST-PLASTICS |  |  | excluded | 01/01/1900 |  |  |  |  | NO | NO |  |  |  |  | WELCH ALLYN, INC. 10345788 Not Known |  |  | Active |  | 99:99:99:99:99:99 |  | Equipment | PAAR:00-PVAR | 11/02/2019 |  | COOPER AMBULATORY OFF-SITES |  |  | EXAM 9 | 0011722447 | ANNE MAIER | Repair | Closed | Kirk Lis | 05/30/2017 | 05/31/2017 | EXAM LIGHT - BULB BURNT OUT - PLASTIC SURGERY EXAM 9 | 5/31/2017 2:08:34 PM KALIS (KALIS 5/31/2017 12:00 AM) TRAVEL TIME (KALIS 5/31/2017 12:00 AM) TRACED ISSUE TO BAD BULB. REPLACED BULB AND PERFORMED OVP | 5D9A8E0F-0386-4B87-A289-9CE27EA22B1F | Labor | 05/31/2017 | 05/31/2017 | Kirk Lis
|  | WELCH ALLYN, INC. | WELCH ALLYN, INC. GREEN SERIES |  | Not Known | 6017 MAIN ST-PLASTICS |  |  | excluded | 01/01/1900 |  |  |  |  | NO | NO |  |  |  |  | WELCH ALLYN, INC. 10345780 Not Known |  |  | Active |  | 99:99:99:99:99:99 |  | Equipment | PAAR:00-PVAR | 11/02/2019 |  | COOPER AMBULATORY OFF-SITES |  |  | ORAL SIDE EXAM 2 |  | ANNE MAIER
|  | WELCH ALLYN, INC. | WELCH ALLYN, INC. GREEN SERIES |  | Not Known | 6017 MAIN ST-PLASTICS |  |  | excluded | 01/01/1900 |  |  |  |  | NO | NO |  |  |  |  | WELCH ALLYN, INC. 10345775 Not Known |  |  | Active |  | 99:99:99:99:99:99 |  | Equipment | PAAR:00-PVAR | 11/02/2019 |  | COOPER AMBULATORY OFF-SITES |  |  | ORAL SIDE EXAM 1 | WOT00000003404442 | ANNE MAIER | Repair | Closed | Kirk Lis | 08/02/2019 | 08/05/2019 | light needs changed | REPLACED OTOSCOPE BULB FROM VAN SOCK. PERFORMED OVP. UNIT OK | EXP3591049 | Labor | 08/02/2019 | 08/02/2019 | Kirk Lis
|  | WELCH ALLYN, INC. | WELCH ALLYN, INC. GREEN SERIES |  | Not Known | 3 COOPER-MULTISPECIALTY CENTER |  |  | excluded | 01/01/1900 |  |  |  |  | NO | NO |  |  |  |  | WELCH ALLYN, INC. 10345605 Not Known |  |  | Active |  | 99:99:99:99:99:99 |  | Equipment | PAAR:00-PVAR | 11/02/2019 |  | COOPER AMBULATORY OFF-SITES |  |  | SUITE 104 - EXAM 165 |  | MARGIE OUTLER
|  | WELCH ALLYN, INC. | WELCH ALLYN, INC. GREEN SERIES |  | Not Known | 3 COOPER-MULTISPECIALTY CENTER |  |  | excluded | 01/01/1900 |  |  |  |  | NO | NO |  |  |  |  | WELCH ALLYN, INC. 10345606 Not Known |  |  | Active |  | 99:99:99:99:99:99 |  | Equipment | PAAR:00-PVAR | 11/02/2019 |  | COOPER AMBULATORY OFF-SITES |  |  | SUITE 104 - EXAM 164 |  | MARGIE OUTLER
|  | WELCH ALLYN, INC. | WELCH ALLYN, INC. GREEN SERIES |  | Not Known | 3 COOPER-MULTISPECIALTY CENTER |  |  | excluded | 01/01/1900 |  |  |  |  | NO | NO |  |  |  |  | WELCH ALLYN, INC. 10345599 Not Known |  |  | Active |  | 99:99:99:99:99:99 |  | Equipment | PAAR:00-PVAR | 11/02/2019 |  | COOPER AMBULATORY OFF-SITES |  |  | SUITE 104 - EXAM 171 |  | MARGIE OUTLER
|  | WELCH ALLYN, INC. | WELCH ALLYN, INC. GREEN SERIES |  | Not Known | 3 COOPER-MULTISPECIALTY CENTER |  |  | excluded | 01/01/1900 |  |  |  |  | NO | NO |  |  |  |  | WELCH ALLYN, INC. 10345597 Not Known |  |  | Active |  | 99:99:99:99:99:99 |  | Equipment | PAAR:00-PVAR | 11/02/2019 |  | COOPER AMBULATORY OFF-SITES |  |  | SUITE 104 - EXAM 170 |  | MARGIE OUTLER
|  | WELCH ALLYN, INC. | WELCH ALLYN, INC. GREEN SERIES |  | Not Known | 3 COOPER-MULTISPECIALTY CENTER |  |  | excluded | 01/01/1900 |  |  |  |  | NO | NO |  |  |  |  | WELCH ALLYN, INC. 10345588 Not Known |  |  | Active |  | 99:99:99:99:99:99 |  | Equipment | PAAR:00-PVAR | 11/01/2019 |  | COOPER AMBULATORY OFF-SITES |  |  | SUITE 104 - EXAM 169 |  | MARGIE OUTLER
|  | WELCH ALLYN, INC. | WELCH ALLYN, INC. GREEN SERIES |  | Not Known | 3 COOPER-MULTISPECIALTY CENTER |  |  | excluded | 01/01/1900 |  |  |  |  | NO | NO |  |  |  |  | WELCH ALLYN, INC. 10345558 Not Known |  |  | Active |  | 99:99:99:99:99:99 |  | Equipment | PAAR:00-PVAR | 11/02/2019 |  | COOPER AMBULATORY OFF-SITES |  |  | SUITE 104 - EXAM 151 |  | MARGIE OUTLER
|  | WELCH ALLYN, INC. | WELCH ALLYN, INC. GREEN SERIES |  | Not Known | VOORHEES ORTHOPEDICS |  |  | excluded | 01/01/1900 |  |  |  |  | NO | NO |  |  |  |  | WELCH ALLYN, INC. 10344993 Not Known |  |  | Active |  | 99:99:99:99:99:99 |  | Equipment | PAAR:00-PVAR | 11/02/2019 |  | COOPER AMBULATORY OFF-SITES |  |  | bdlg 2 suite 203 ROOM 13 |  | CAROL STRANTON
|  | WELCH ALLYN, INC. | WELCH ALLYN, INC. GREEN SERIES |  | Not Known | VOORHEES RHEUMATOLOGY |  |  | excluded | 01/01/1900 |  |  |  |  | NO | NO |  |  |  |  | WELCH ALLYN, INC. 10344995 Not Known |  |  | Active |  | 99:99:99:99:99:99 |  | Equipment | PAAR:00-PVAR | 11/02/2019 |  | COOPER AMBULATORY OFF-SITES |  |  | bdlg 2 suite 203 ROOM 11 |  | GILA DAVIS
|  | WELCH ALLYN, INC. | WELCH ALLYN, INC. GREEN SERIES |  | Not Known | VOORHEES RHEUMATOLOGY |  |  | excluded | 01/01/1900 |  |  |  |  | NO | NO |  |  |  |  | WELCH ALLYN, INC. 10344985 Not Known |  |  | Active |  | 99:99:99:99:99:99 |  | Equipment | PAAR:00-PVAR | 11/02/2019 |  | COOPER AMBULATORY OFF-SITES |  |  | bdlg 2 suite 203 ROOM 12 |  | GILA DAVIS
|  | WELCH ALLYN, INC. | WELCH ALLYN, INC. GREEN SERIES |  | Not Known | VOORHEES RHEUMATOLOGY |  |  | excluded | 01/01/1900 |  |  |  |  | NO | NO |  |  |  |  | WELCH ALLYN, INC. 10344988 Not Known |  |  | Active |  | 99:99:99:99:99:99 |  | Equipment | PAAR:00-PVAR | 11/02/2019 |  | COOPER AMBULATORY OFF-SITES |  |  | bdlg 2 suite 203 ROOM 10 |  | GILA DAVIS
|  | WELCH ALLYN, INC. | WELCH ALLYN, INC. GREEN SERIES |  | Not Known | RIPPA CENTER-OB/GYN |  |  | excluded | 01/01/1900 |  |  |  |  | NO | NO |  |  |  |  | WELCH ALLYN, INC. 10315932 Not Known |  |  | Active |  | 99:99:99:99:99:99 |  | Equipment | PAAR:00-PVAR | 11/02/2019 |  | COOPER AMBULATORY OFF-SITES |  |  | EXAM 1 |  | PATRICIA HUFF
|  | WELCH ALLYN, INC. | WELCH ALLYN, INC. GREEN SERIES |  | Not Known | RIPPA CENTER-OB/GYN |  |  | excluded | 01/01/1900 |  |  |  |  | NO | NO |  |  |  |  | WELCH ALLYN, INC. 10256239 Not Known |  |  | Active |  | 99:99:99:99:99:99 |  | Equipment | PAAR:00-PVAR | 11/02/2019 |  | COOPER AMBULATORY OFF-SITES |  |  | EXAM 5 |  | PATRICIA HUFF
|  | WELCH ALLYN, INC. | WELCH ALLYN, INC. GREEN SERIES 300 EXAM LIGHT |  | 23925* | 1 COOPER PLAZA |  |  |  | 11/02/2019 |  |  |  |  | NO | NO |  |  |  |  | WELCH ALLYN, INC. 23925 23925* |  |  | Disposition |  |  |  | Equipment | PAAR:00-PVAR | 11/02/2019 | 11/02/2019 | COOPER UNIVERSITY HOSPITAL |  |  | D605 |  | ATTN: ACCOUNTS PAYABLE |  |  |  | 11/02/2019 | 11/02/2019 |  |  |  |  | 11/02/2019 | 11/02/2019
|  | WELCH ALLYN, INC. | WELCH ALLYN, INC. GREEN SERIES 300 EXAM LIGHT |  | Not Known | MOTHER INFANT UNIT |  |  | excluded | 01/01/1900 |  |  |  |  | NO | NO |  |  |  |  | WELCH ALLYN, INC. 10366359 Not Known |  |  | Active |  | 99:99:99:99:99:99 |  | Equipment | PAAR:00-PVAR | 11/01/2019 |  | COOPER UNIVERSITY HOSPITAL |  |  | d336 | WOT00000000528355 | Christina Smith | Disposition | Closed | Gene Amodei | 02/08/2018 | 05/24/2019 | Bulk Disposition CNL
|  | WELCH ALLYN, INC. | WELCH ALLYN, INC. GREEN SERIES 300 EXAM LIGHT |  | Not Known | MULTI SPECIALTY CARE AT MARLTON |  |  |  | 01/01/1900 |  |  |  |  | NO | NO |  |  |  |  | WELCH ALLYN, INC. 10365897 Not Known |  |  | Disposition |  | 99:99:99:99:99:99 |  | Equipment | PAAR:00-PVAR | 11/02/2019 |  | COOPER AMBULATORY OFF-SITES |  |  | exam 4 | WOT00000003402438 | SUSAN MAKO | Repair | Closed | Kirk Lis | 08/01/2019 | 08/19/2019 | In two pieces, Can't connect it | ANALYZED UNIT. TRIED TO RE SEAT GOOSE NECK PIECE. COULD NOT INSTALL PIECE. CONTACTED OEM. UNIT IS PRESSED TOGETHER AT FACTORY. NEED TO RESEARCH OPTIONS. CONTACTED OEM. WITH LOT # 150522. UNIT UNDER WARRANTY FOR 5 YEARS. OEM SENDING REPLACEMENT UNIT. RMA # 302315591. OEM DOES NOT REQUIRE BROKEN PIECE TO BE SENT BACK. RECEIVED IN WARRANTY REPLACEMENT UNIT. BROKEN UNIT DOES NOT NEED TO BE SENT BACK TO OEM. INSTALLED NEW REPLACEMENT EXAM LAMP. REMOVED UNREPAIRABLE DEFECTIVE UNIT. TRASHED UNIT Dispositioned from Work Order Task WOT00000003443305 CEID: 10365897 | EXP3591160 | Labor | 08/02/2019 | 08/02/2019 | Kirk Lis
|  | WELCH ALLYN, INC. | WELCH ALLYN, INC. GREEN SERIES 300 EXAM LIGHT |  | Not Known | 127 CHURCH - OB/GYN |  |  | excluded | 01/01/1900 |  |  |  |  | NO | NO |  |  |  |  | WELCH ALLYN, INC. 10365891 Not Known |  |  | Active |  | 99:99:99:99:99:99 |  | Equipment | PAAR:00-PVAR | 11/02/2019 |  | COOPER AMBULATORY OFF-SITES |  |  | EXAM 5 |  | Shannan Friel
|  | WELCH ALLYN, INC. | WELCH ALLYN, INC. GREEN SERIES 300 EXAM LIGHT |  | Not Known | MOTHER INFANT UNIT |  |  | excluded | 01/01/1900 |  |  |  |  | NO | NO |  |  |  |  | WELCH ALLYN, INC. 10364829 Not Known |  |  | Active |  | 99:99:99:99:99:99 |  | Equipment | PAAR:00-PVAR | 11/02/2019 |  | COOPER UNIVERSITY HOSPITAL |  |  | d336 | WOT00000000530193 | Christina Smith | Disposition | Closed | Gene Amodei | 02/08/2018 | 05/23/2019 | Bulk Disposition CNL
|  | WELCH ALLYN, INC. | WELCH ALLYN, INC. GREEN SERIES 300 EXAM LIGHT |  |  | LABOR & DELIVERY |  |  | excluded | 01/01/1900 |  |  |  |  | NO | NO |  |  |  |  | WELCH ALLYN, INC. 10364826 10364826 |  |  | Active |  | 99:99:99:99:99:99 |  | Equipment | PAAR:00-PVAR | 11/02/2019 |  | COOPER UNIVERSITY HOSPITAL |  |  | D342 3rd floor | WOT00000000507487 | JOANNA HORST | Disposition | Closed | Gene Amodei | 02/08/2018 | 05/14/2019 | Bulk Disposition CNL
|  | WELCH ALLYN, INC. | WELCH ALLYN, INC. GREEN SERIES 300 EXAM LIGHT |  | gs300/10364808 | INTERMEDIATE NURSING CARE UNIT |  |  | excluded | 01/01/1900 |  |  |  |  | NO | NO |  |  |  |  | WELCH ALLYN, INC. 10364809 gs300/10364808 |  |  | Active |  | 99:99:99:99:99:99 |  | Equipment | PAAR:00-PVAR | 11/02/2019 |  | COOPER UNIVERSITY HOSPITAL |  |  | D352 | WOT00000000526209 | Lisa Brooks | Disposition | Closed | Richard Jolly | 02/08/2018 | 05/15/2019 | Bulk Disposition CNL
|  | WELCH ALLYN, INC. | WELCH ALLYN, INC. GREEN SERIES 300 EXAM LIGHT |  | 23925* | ANTERPARTUM-INVITRO FERT |  |  |  | 06/24/2015 |  |  |  |  | NO | NO |  |  |  |  | WELCH ALLYN, INC. 10355041 23925* |  |  | Disposition |  | 99:99:99:99:99:99 |  | Equipment | PAAR:00-PVAR | 11/02/2019 |  | COOPER UNIVERSITY HOSPITAL |  |  | D606 |  | GRACE SVEINBZORNSSON
|  | WELCH ALLYN, INC. | WELCH ALLYN, INC. GREEN SERIES 300 EXAM LIGHT |  | 23927* | 1 COOPER PLAZA |  |  |  | 06/24/2015 |  |  |  |  | NO | NO |  |  |  |  | WELCH ALLYN, INC. 10355034 23927* |  |  | Disposition |  | 99:99:99:99:99:99 |  | Equipment | PAAR:00-PVAR | 11/01/2019 |  | COOPER UNIVERSITY HOSPITAL |  |  | D606 |  | ATTN: ACCOUNTS PAYABLE
|  | WELCH ALLYN, INC. | WELCH ALLYN, INC. GREEN SERIES 300 EXAM LIGHT |  | Not Known | MOTHER INFANT UNIT |  |  | excluded | 06/25/2015 |  |  |  |  | NO | NO |  |  |  |  | WELCH ALLYN, INC. 10348772 Not Known |  |  | Active |  | 99:99:99:99:99:99 |  | Equipment | PAAR:00-PVAR | 11/02/2019 |  | COOPER UNIVERSITY HOSPITAL |  |  | D349 |  | Christina Smith
|  | WELCH ALLYN, INC. | WELCH ALLYN, INC. GREEN SERIES 300 WITH WALL MOUNT |  | Not Known | 1030 KINGS HIGHWAY-MEDICINE |  |  | excluded | 01/01/1900 |  |  |  |  | NO | NO |  |  |  |  | WELCH ALLYN, INC. 10365924 Not Known |  |  | Active |  | 99:99:99:99:99:99 |  | Equipment | PAAR:00-PVAR | 11/02/2019 |  | COOPER AMBULATORY OFF-SITES |  |  | exam 3 |  | Bonnie Aichroch
|  | WELCH ALLYN, INC. | WELCH ALLYN, INC. GREEN SERIES 300 WITH WALL MOUNT |  | Not Known | 1030 KINGS HIGHWAY-MEDICINE |  |  | excluded | 01/01/1900 |  |  |  |  | NO | NO |  |  |  |  | WELCH ALLYN, INC. 10365920 Not Known |  |  | Active |  | 99:99:99:99:99:99 |  | Equipment | PAAR:00-PVAR | 11/02/2019 |  | COOPER AMBULATORY OFF-SITES |  |  | EXAM 2 |  | Bonnie Aichroch
|  | WELCH ALLYN, INC. | WELCH ALLYN, INC. GREEN SERIES 300 WITH WALL MOUNT |  | Not Known | VOORHEES PEDIATRICS |  |  | excluded | 01/01/1900 |  |  |  |  | NO | NO |  |  |  |  | WELCH ALLYN, INC. 10348070 Not Known |  |  | Active |  | 99:99:99:99:99:99 |  | Equipment | PAAR:00-PVAR | 11/02/2019 |  | COOPER AMBULATORY OFF-SITES |  |  | STORAGE |  | MAUREEN OBRIEN
|  | WELCH ALLYN, INC. | WELCH ALLYN, INC. GREEN SERIES 777 |  | Not Known | COOPER FAMILY MEDICINE AT CAMDEN COUNTY COLLEGE |  |  | excluded | 10/31/2019 |  |  |  |  | NO | NO |  |  |  |  | WELCH ALLYN, INC. 30126184 Not Known |  |  | Active |  | 99:99:99:99:99:99 |  | Equipment | PAAR:00-PVAR | 10/31/2019 | 10/31/2019 | COOPER AMBULATORY OFF-SITES |  |  | Exam 6 | 0011495001 | KATHLEEN CLIFFORD | Preventative Maintenance | Closed | Bonnie Aichroth | 10/31/2019 | 10/31/2019 | PERFORMANCE ASSURANCE AT INVENTORY | INVENTORIED DEVICE AND ENSURED DEVICE WAS FUNCTIONING PROPERLY. | 9DDE75A6-4F4C-4315-8AB5-4466863F5EAC | Labor | 10/31/2019 | 10/31/2019 | Stephen Zubrzycki
|  | WELCH ALLYN, INC. | WELCH ALLYN, INC. GREEN SERIES 777 |  | Not Known | COOPER FAMILY MEDICINE AT CAMDEN COUNTY COLLEGE |  |  | excluded | 10/31/2019 |  |  |  |  | NO | NO |  |  |  |  | WELCH ALLYN, INC. 30126182 Not Known |  |  | Active |  | 99:99:99:99:99:99 |  | Equipment | PAAR:00-PVAR | 10/31/2019 | 10/31/2019 | COOPER AMBULATORY OFF-SITES |  |  | Exam 5 |  | KATHLEEN CLIFFORD |  |  |  | 10/31/2019 | 10/31/2019 |  |  |  |  | 10/31/2019 | 10/31/2019
|  | WELCH ALLYN, INC. | WELCH ALLYN, INC. GREEN SERIES 777 |  | Not Known | COOPER FAMILY MEDICINE AT CAMDEN COUNTY COLLEGE |  |  | excluded | 10/31/2019 |  |  |  |  | NO | NO |  |  |  |  | WELCH ALLYN, INC. 30126178 Not Known |  |  | Active |  | 99:99:99:99:99:99 |  | Equipment | PAAR:00-PVAR | 10/31/2019 | 10/31/2019 | COOPER AMBULATORY OFF-SITES |  |  | Exam 1 |  | KATHLEEN CLIFFORD |  |  |  | 10/31/2019 | 10/31/2019 |  |  |  |  | 10/31/2019 | 10/31/2019
|  | WELCH ALLYN, INC. | WELCH ALLYN, INC. GREEN SERIES 777 |  | Not Known | COOPER FAMILY MEDICINE AT CAMDEN COUNTY COLLEGE |  |  | excluded | 10/31/2019 |  |  |  |  | NO | NO |  |  |  |  | WELCH ALLYN, INC. 30126180 Not Known |  |  | Active |  | 99:99:99:99:99:99 |  | Equipment | PAAR:00-PVAR | 10/31/2019 | 10/31/2019 | COOPER AMBULATORY OFF-SITES |  |  | Exam 4 |  | KATHLEEN CLIFFORD |  |  |  | 10/31/2019 | 10/31/2019 |  |  |  |  | 10/31/2019 | 10/31/2019
|  | WELCH ALLYN, INC. | WELCH ALLYN, INC. GREEN SERIES 777 |  | Not Known | COOPER FAMILY MEDICINE AT CAMDEN COUNTY COLLEGE |  |  | excluded | 10/31/2019 |  |  |  |  | NO | NO |  |  |  |  | WELCH ALLYN, INC. 30126174 Not Known |  |  | Active |  | 99:99:99:99:99:99 |  | Equipment | PAAR:00-PVAR | 10/31/2019 | 10/31/2019 | COOPER AMBULATORY OFF-SITES |  |  | Exam 3 |  | KATHLEEN CLIFFORD |  |  |  | 10/31/2019 | 10/31/2019 |  |  |  |  | 10/31/2019 | 10/31/2019
|  | WELCH ALLYN, INC. | WELCH ALLYN, INC. GREEN SERIES 777 |  | Not Known | COOPER FAMILY MEDICINE AT CAMDEN COUNTY COLLEGE |  |  | excluded | 10/31/2019 |  |  |  |  | NO | NO |  |  |  |  | WELCH ALLYN, INC. 30126176 Not Known |  |  | Active |  | 99:99:99:99:99:99 |  | Equipment | PAAR:00-PVAR | 10/31/2019 | 10/31/2019 | COOPER AMBULATORY OFF-SITES |  |  | Exam 2 |  | KATHLEEN CLIFFORD |  |  |  | 10/31/2019 | 10/31/2019 |  |  |  |  | 10/31/2019 | 10/31/2019
|  | WELCH ALLYN, INC. | WELCH ALLYN, INC. GREEN SERIES 777 |  | Not Known | COOPER CANCER CENTER-MULTIDISCIPLINARY CLINIC |  |  | excluded | 10/31/2019 |  |  |  |  | NO | NO |  |  |  |  | WELCH ALLYN, INC. 301225032 Not Known |  |  | Active |  | 99:99:99:99:99:99 |  | Equipment | PAAR:00-PVAR | 10/31/2019 | 10/31/2019 | COOPER AMBULATORY OFF-SITES |  |  |  |  | ROXANNE BERGER |  |  |  | 10/31/2019 | 10/31/2019 |  |  |  |  | 10/31/2019 | 10/31/2019
|  | WELCH ALLYN, INC. | WELCH ALLYN, INC. GREEN SERIES 777 |  | NOT KNOWN | EMERGENCY ROOM |  |  | excluded | 10/31/2019 |  |  |  |  | NO | NO |  |  |  |  | WELCH ALLYN, INC. 11222109 NOT KNOWN |  |  | Active |  | 99:99:99:99:99:99 |  | Equipment | PAAR:00-PVAR | 10/31/2019 | 10/31/2019 | COOPER UNIVERSITY HOSPITAL |  |  | Performance Verification | WOT00000001042593 | KAREN GRUBER | Performance Verification | Closed | Richard Jolly | 10/31/2019 | 10/31/2019 | Performance Verification for WELCH ALLYN, INC. 11222109 NOT KNOWN | Initial Install of Performance Verification. Device is ready for patient use. |  |  | 10/31/2019 | 10/31/2019
|  | WELCH ALLYN, INC. | WELCH ALLYN, INC. GREEN SERIES 777 |  | NOT KNOWN | EMERGENCY ROOM |  |  | excluded | 10/31/2019 |  |  |  |  | NO | NO |  |  |  |  | WELCH ALLYN, INC. 11222101 NOT KNOWN |  |  | Active |  | 99:99:99:99:99:99 |  | Equipment | PAAR:00-PVAR | 10/31/2019 | 10/31/2019 | COOPER UNIVERSITY HOSPITAL |  |  | Performance Verification | WOT00000001049396 | KAREN GRUBER | Performance Verification | Closed | Richard Jolly | 10/31/2019 | 10/31/2019 | Performance Verification for WELCH ALLYN, INC. 11222101 NOT KNOWN | Initial Install of Performance Verification. Device is ready for patient use. |  |  | 10/31/2019 | 10/31/2019
|  | WELCH ALLYN, INC. | WELCH ALLYN, INC. GREEN SERIES 777 |  | NOT KNOWN | EMERGENCY ROOM |  |  | excluded | 10/31/2019 |  |  |  |  | NO | NO |  |  |  |  | WELCH ALLYN, INC. 11222099 NOT KNOWN |  |  | Active |  | 99:99:99:99:99:99 |  | Equipment | PAAR:00-PVAR | 10/31/2019 | 10/31/2019 | COOPER UNIVERSITY HOSPITAL |  |  |  | WOT00000001042570 | KAREN GRUBER | Performance Verification | Closed | Richard Jolly | 10/31/2019 | 10/31/2019 | Performance Verification for WELCH ALLYN, INC. 11222099 NOT KNOWN | Initial Install of Performance Verification. Device is ready for patient use. |  |  | 10/31/2019 | 10/31/2019
|  | WELCH ALLYN, INC. | WELCH ALLYN, INC. GREEN SERIES 777 |  | NOT KNOWN | EMERGENCY ROOM |  |  | excluded | 10/31/2019 |  |  |  |  | NO | NO |  |  |  |  | WELCH ALLYN, INC. 11222097 NOT KNOWN |  |  | Active |  | 99:99:99:99:99:99 |  | Equipment | PAAR:00-PVAR | 10/31/2019 | 10/31/2019 | COOPER UNIVERSITY HOSPITAL |  |  | Performance Verification | WOT00000001042498 | KAREN GRUBER | Performance Verification | Closed | Richard Jolly | 10/31/2019 | 10/31/2019 | Performance Verification for WELCH ALLYN, INC. 11222097 NOT KNOWN | Initial Install of Performance Verification. Device is ready for patient use. |  |  | 10/31/2019 | 10/31/2019
|  | WELCH ALLYN, INC. | WELCH ALLYN, INC. GREEN SERIES 777 |  | NOT KNOWN | EMERGENCY ROOM |  |  | excluded | 10/31/2019 |  |  |  |  | NO | NO |  |  |  |  | WELCH ALLYN, INC. 11222092 NOT KNOWN |  |  | Active |  | 99:99:99:99:99:99 |  | Equipment | PAAR:00-PVAR | 10/31/2019 | 10/31/2019 | COOPER UNIVERSITY HOSPITAL |  |  | Performance Verification | WOT00000001042553 | KAREN GRUBER | Performance Verification | Closed | Richard Jolly | 10/31/2019 | 10/31/2019 | Performance Verification for WELCH ALLYN, INC. 11222092 NOT KNOWN | Initial Install of Performance Verification. Device is ready for patient use. |  |  | 10/31/2019 | 10/31/2019
|  | WELCH ALLYN, INC. | WELCH ALLYN, INC. GREEN SERIES 777 |  | NOT KNOWN | COOPER BONE & JOINT- GLASSBORO |  |  | excluded | 10/31/2019 |  |  |  |  | NO | NO |  |  |  |  | WELCH ALLYN, INC. 11221855 NOT KNOWN |  |  | Active |  |  |  | Equipment | PAAR:00-PVAR | 10/31/2019 | 10/31/2019 | COOPER AMBULATORY OFF-SITES |  |  | Cardio Partners - GLASSBORO | WOT00000002515793 | COURTNEY BUDD | Performance Verification | Closed | Josh Harris | 10/31/2019 | 10/31/2019 | Performance Verification for WELCH ALLYN, INC. 11221855 NOT KNOWN | Initial Install of Performance Verification. Device is ready for patient use. |  |  | 10/31/2019 | 10/31/2019
|  | WELCH ALLYN, INC. | WELCH ALLYN, INC. GREEN SERIES 777 |  | NOT KNOWN | COOPER BONE & JOINT- GLASSBORO |  |  | excluded | 10/31/2019 |  |  |  |  | NO | NO |  |  |  |  | WELCH ALLYN, INC. 11221853 NOT KNOWN |  |  | Active |  |  |  | Equipment | PAAR:00-PVAR | 10/31/2019 | 10/31/2019 | COOPER AMBULATORY OFF-SITES |  |  | Cardio Partners - GLASSBORO | WOT00000002515791 | COURTNEY BUDD | Performance Verification | Closed | Josh Harris | 10/31/2019 | 10/31/2019 | Performance Verification for WELCH ALLYN, INC. 11221853 NOT KNOWN | Initial Install of Performance Verification. Device is ready for patient use. |  |  | 10/31/2019 | 10/31/2019
|  | WELCH ALLYN, INC. | WELCH ALLYN, INC. GREEN SERIES 777 |  | NOT KNOWN | COOPER BONE & JOINT- GLASSBORO |  |  | excluded | 10/31/2019 |  |  |  |  | NO | NO |  |  |  |  | WELCH ALLYN, INC. 11221849 NOT KNOWN |  |  | Active |  |  |  | Equipment | PAAR:00-PVAR | 10/31/2019 | 10/31/2019 | COOPER AMBULATORY OFF-SITES |  |  | Cardio Partners - GLASSBORO | WOT00000002515789 | COURTNEY BUDD | Performance Verification | Closed | Josh Harris | 10/31/2019 | 10/31/2019 | Performance Verification for WELCH ALLYN, INC. 11221849 NOT KNOWN | Initial Install of Performance Verification. Device is ready for patient use. |  |  | 10/31/2019 | 10/31/2019
|  | WELCH ALLYN, INC. | WELCH ALLYN, INC. GREEN SERIES 777 |  | NOT KNOWN | COOPER BONE & JOINT- GLASSBORO |  |  | excluded | 10/31/2019 |  |  |  |  | NO | NO |  |  |  |  | WELCH ALLYN, INC. 11221846 NOT KNOWN |  |  | Active |  |  |  | Equipment | PAAR:00-PVAR | 10/31/2019 | 10/31/2019 | COOPER AMBULATORY OFF-SITES |  |  | Cardio Partners - GLASSBORO | WOT00000002515787 | COURTNEY BUDD | Performance Verification | Closed | Josh Harris | 10/31/2019 | 10/31/2019 | Performance Verification for WELCH ALLYN, INC. 11221846 NOT KNOWN | Initial Install of Performance Verification. Device is ready for patient use. |  |  | 10/31/2019 | 10/31/2019
|  | WELCH ALLYN, INC. | WELCH ALLYN, INC. GREEN SERIES 777 |  | 17283_12 | BUNKER HILL-INTERNAL MEDICINE |  |  | excluded | 10/31/2019 |  |  |  |  | NO | NO |  |  |  |  | WELCH ALLYN, INC. 11208041 17283_12 |  |  | Active |  |  |  | Equipment | PAAR:00-PVAR | 10/31/2019 | 10/31/2019 | COOPER AMBULATORY OFF-SITES |  |  | Exam rm 12 | WOT00000002497249 | SUSAN BABCOCK | Performance Verification | Closed | Michael Youch | 10/31/2019 | 10/31/2019 | Performance Verification for WELCH ALLYN, INC. 11208041 17283_12 | Initial Install of Performance Verification. Device is ready for patient use. |  |  | 10/31/2019 | 10/31/2019
|  | WELCH ALLYN, INC. | WELCH ALLYN, INC. GREEN SERIES 777 |  | 17310_07 | BUNKER HILL-INTERNAL MEDICINE |  |  | excluded | 10/31/2019 |  |  |  |  | NO | NO |  |  |  |  | WELCH ALLYN, INC. 11208038 17310_07 |  |  | Active |  |  |  | Equipment | PAAR:00-PVAR | 10/31/2019 | 10/31/2019 | COOPER AMBULATORY OFF-SITES |  |  | Exam rm 7 | WOT00000002497832 | SUSAN BABCOCK | Performance Verification | Closed | Michael Youch | 10/31/2019 | 10/31/2019 | Performance Verification for WELCH ALLYN, INC. 11208038 17310_07 | Initial Install of Performance Verification. Device is ready for patient use. |  |  | 10/31/2019 | 10/31/2019
|  | WELCH ALLYN, INC. | WELCH ALLYN, INC. GREEN SERIES 777 |  | 17310_09 | BUNKER HILL-INTERNAL MEDICINE |  |  | excluded | 10/31/2019 |  |  |  |  | NO | NO |  |  |  |  | WELCH ALLYN, INC. 11208035 17310_09 |  |  | Active |  |  |  | Equipment | PAAR:00-PVAR | 10/31/2019 | 10/31/2019 | COOPER AMBULATORY OFF-SITES |  |  | Exam rm 9 | WOT00000002497729 | SUSAN BABCOCK | Performance Verification | Closed | Michael Youch | 10/31/2019 | 10/31/2019 | Performance Verification for WELCH ALLYN, INC. 11208034 17310_09 | Initial Install of Performance Verification. Device is ready for patient use. |  |  | 10/31/2019 | 10/31/2019
|  | WELCH ALLYN, INC. | WELCH ALLYN, INC. GREEN SERIES 777 |  | 17310_10 | BUNKER HILL-INTERNAL MEDICINE |  |  | excluded | 10/31/2019 |  |  |  |  | NO | NO |  |  |  |  | WELCH ALLYN, INC. 11208032 17310_10 |  |  | Active |  |  |  | Equipment | PAAR:00-PVAR | 10/31/2019 | 10/31/2019 | COOPER AMBULATORY OFF-SITES |  |  | Exam rm 10 | WOT00000002497652 | SUSAN BABCOCK | Performance Verification | Closed | Michael Youch | 10/31/2019 | 10/31/2019 | Performance Verification for WELCH ALLYN, INC. 11208032 17310_10 | Initial Install of Performance Verification. Device is ready for patient use. |  |  | 10/31/2019 | 10/31/2019
|  | WELCH ALLYN, INC. | WELCH ALLYN, INC. GREEN SERIES 777 |  | 17310_11 | BUNKER HILL-INTERNAL MEDICINE |  |  | excluded | 10/31/2019 |  |  |  |  | NO | NO |  |  |  |  | WELCH ALLYN, INC. 11208029 17310_11 |  |  | Active |  |  |  | Equipment | PAAR:00-PVAR | 10/31/2019 | 10/31/2019 | COOPER AMBULATORY OFF-SITES |  |  | Exam rm 11 | WOT00000002497546 | SUSAN BABCOCK | Performance Verification | Closed | Michael Youch | 10/31/2019 | 10/31/2019 | Performance Verification for WELCH ALLYN, INC. 11208029 17310_11 | Initial Install of Performance Verification. Device is ready for patient use. |  |  | 10/31/2019 | 10/31/2019
|  | WELCH ALLYN, INC. | WELCH ALLYN, INC. GREEN SERIES 777 |  | 17310_8 | BUNKER HILL-INTERNAL MEDICINE |  |  | excluded | 10/31/2019 |  |  |  |  | NO | NO |  |  |  |  | WELCH ALLYN, INC. 11208026 17310_8 |  |  | Active |  |  |  | Equipment | PAAR:00-PVAR | 10/31/2019 | 10/31/2019 | COOPER AMBULATORY OFF-SITES |  |  | INTERNAL MEDICINE - BUNKER HILL | WOT00000002497057 | SUSAN BABCOCK | Performance Verification | Closed | Michael Youch | 10/31/2019 | 10/31/2019 | CEID Record Completion for WELCH ALLYN, INC. 11208026 17310_8 | Inventoried, safety, and documentation . | EXP3102084 | Labor | 10/31/2019 | 10/31/2019 | Michael Youch
|  | WELCH ALLYN, INC. | WELCH ALLYN, INC. GREEN SERIES 777 |  | NOT KNOWN | COOPER INTERNAL MEDICINE AT MOORESTOWN |  |  | excluded | 10/31/2019 |  |  |  |  | NO | NO |  |  |  |  | WELCH ALLYN, INC. 11200048 NOT KNOWN |  |  | Active |  |  |  | Equipment | PAAR:00-PVAR | 10/31/2019 | 10/31/2019 | COOPER AMBULATORY OFF-SITES |  |  | INTERNAL MEDICINE | WOT00000003180824 | CINDY PATTEN | Performance Verification | Closed | Kirk Lis | 10/31/2019 | 10/31/2019 | Performance Verification for WELCH ALLYN, INC. 11200048 NOT KNOWN | Initial Install of Performance Verification. Device is ready for patient use. |  |  | 10/31/2019 | 10/31/2019
|  | WELCH ALLYN, INC. | WELCH ALLYN, INC. GREEN SERIES 777 |  | NOT KNOWN | COOPER INTERNAL MEDICINE AT MOORESTOWN |  |  | excluded | 10/31/2019 |  |  |  |  | NO | NO |  |  |  |  | WELCH ALLYN, INC. 11200050 NOT KNOWN |  |  | Active |  |  |  | Equipment | PAAR:00-PVAR | 10/31/2019 | 10/31/2019 | COOPER AMBULATORY OFF-SITES |  |  | INTERNAL MEDICINE | WOT00000003180953 | CINDY PATTEN | Performance Verification | Closed | Kirk Lis | 10/31/2019 | 10/31/2019 | Performance Verification for WELCH ALLYN, INC. 11200050 NOT KNOWN | Initial Install of Performance Verification. Device is ready for patient use. |  |  | 10/31/2019 | 10/31/2019
|  | WELCH ALLYN, INC. | WELCH ALLYN, INC. GREEN SERIES 777 |  | Not Known | RUNNEMEDE URGENT CARE |  |  | excluded | 10/31/2019 |  |  |  |  | NO | NO |  |  |  |  | WELCH ALLYN, INC. 10769676 Not Known |  |  | Active |  | 99:99:99:99:99:99 |  | Equipment | PAAR:00-PVAR | 10/31/2019 | 10/31/2019 | COOPER AMBULATORY OFF-SITES |  |  |  | 0012061905 | MELISSA PORTOBANCO | Preventative Maintenance | Closed | Richard Jolly | 10/31/2019 | 10/31/2019 | PERFORMANCE ASSURANCE AT INVENTORY | INVENTORIED DEVICE AND ENSURED DEVICE WAS FUNCTIONING PROPERLY. | CAE368E5-0321-47E2-9C8D-FC45B1CE8067 | Labor | 10/31/2019 | 10/31/2019 | Richard Jolly
|  | WELCH ALLYN, INC. | WELCH ALLYN, INC. GREEN SERIES 777 |  | Not Known | COOPER PRIMARY CARE |  |  | excluded | 10/31/2019 |  |  |  |  | NO | NO |  |  |  |  | WELCH ALLYN, INC. 10769673 Not Known |  |  | Active |  | 99:99:99:99:99:99 |  | Equipment | PAAR:00-PVAR | 10/31/2019 | 10/31/2019 | COOPER AMBULATORY OFF-SITES |  |  | RUNNEMEDE | 0012062224 | CINDY PATTEN | Preventative Maintenance | Closed | Richard Jolly | 10/31/2019 | 10/31/2019 | PERFORMANCE ASSURANCE AT INVENTORY | INVENTORIED DEVICE AND ENSURED DEVICE WAS FUNCTIONING PROPERLY. | F411AC53-D2AF-47CC-B8BA-4057211FF483 | Labor | 10/31/2019 | 10/31/2019 | Richard Jolly
|  | WELCH ALLYN, INC. | WELCH ALLYN, INC. GREEN SERIES 777 |  | Not Known | COOPER PRIMARY CARE |  |  | excluded | 01/00/1900 |  |  |  |  | NO | NO |  |  |  |  | WELCH ALLYN, INC. 10769671 Not Known |  |  | Active |  | 99:99:99:99:99:99 |  | Equipment | PAAR:00-PVAR | 01/00/1900 | 01/00/1900 | COOPER AMBULATORY OFF-SITES |  |  | RUNNEMEDE | 0012061576 | CINDY PATTEN | Preventative Maintenance | Closed | Bonnie Aichroth | 01/00/1900 | 01/00/1900 | PERFORMANCE ASSURANCE AT INVENTORY | INVENTORIED DEVICE AND ENSURED DEVICE WAS FUNCTIONING PROPERLY. | 146E7F41-3436-4F50-9D1E-42B6BB716B64 | Labor | 01/00/1900 | 01/00/1900 | Kirk Lis
|  | WELCH ALLYN, INC. | WELCH ALLYN, INC. GREEN SERIES 777 |  | Not Known | COOPER PRIMARY CARE |  |  | excluded | 01/00/1900 |  |  |  |  | NO | NO |  |  |  |  | WELCH ALLYN, INC. 10769665 Not Known |  |  | Active |  | 99:99:99:99:99:99 |  | Equipment | PAAR:00-PVAR | 01/00/1900 | 01/00/1900 | COOPER AMBULATORY OFF-SITES |  |  | RUNNEMEDE | 0012061545 | CINDY PATTEN | Preventative Maintenance | Closed | Kirk Lis | 01/00/1900 | 01/00/1900 | PERFORMANCE ASSURANCE AT INVENTORY | INVENTORIED DEVICE AND ENSURED DEVICE WAS FUNCTIONING PROPERLY. | CD581659-C687-40EC-B558-FDD29C6C6D7F | Labor | 01/00/1900 | 01/00/1900 | Kirk Lis
|  | WELCH ALLYN, INC. | WELCH ALLYN, INC. GREEN SERIES 777 |  | Not Known | RUNNEMEDE URGENT CARE |  |  | excluded | 01/00/1900 |  |  |  |  | NO | NO |  |  |  |  | WELCH ALLYN, INC. 10769668 Not Known |  |  | Active |  | 99:99:99:99:99:99 |  | Equipment | PAAR:00-PVAR | 01/00/1900 | 01/00/1900 | COOPER AMBULATORY OFF-SITES |  |  |  | 0012061552 | MELISSA PORTOBANCO | Performance Verification | Closed | Kirk Lis | 01/00/1900 | 01/00/1900 | INCOMING INVENTORY | DEVICE INVENTORIED | DB770DA4-CC07-40F8-A86A-AA8CB41BAC61 | Labor | 01/00/1900 | 01/00/1900 | Bonnie Aichroth
|  | WELCH ALLYN, INC. | WELCH ALLYN, INC. GREEN SERIES 777 |  | Not Known | COOPER PRIMARY CARE |  |  | excluded | 01/00/1900 |  |  |  |  | NO | NO |  |  |  |  | WELCH ALLYN, INC. 10769663 Not Known |  |  | Active |  | 99:99:99:99:99:99 |  | Equipment | PAAR:00-PVAR | 01/00/1900 | 01/00/1900 | COOPER AMBULATORY OFF-SITES |  |  | RUNNEMEDE | 0012061541 | CINDY PATTEN | Preventative Maintenance | Closed | Kirk Lis | 01/00/1900 | 01/00/1900 | PERFORMANCE ASSURANCE AT INVENTORY | INVENTORIED DEVICE AND ENSURED DEVICE WAS FUNCTIONING PROPERLY. | 597E0581-F50F-4F31-8314-0292366030C1 | Labor | 01/00/1900 | 01/00/1900 | Kirk Lis
|  | WELCH ALLYN, INC. | WELCH ALLYN, INC. GREEN SERIES 777 |  | Not Known | BRACE ROAD-MEDICINE |  |  | excluded | 09/26/2017 |  |  |  |  | NO | NO |  |  |  |  | WELCH ALLYN, INC. 10732155 Not Known |  |  | Active |  | 99:99:99:99:99:99 |  | Equipment | PAAR:00-PVAR | 10/31/2019 |  | COOPER AMBULATORY OFF-SITES |  |  |  | 0012386082 | Cheryl Peck | Preventative Maintenance | Closed | Josh Harris | 11/06/2017 | 11/06/2017 | PERFORMANCE ASSURANCE AT INVENTORY | INVENTORIED DEVICE AND ENSURED DEVICE WAS FUNCTIONING PROPERLY. | 708BEFE2-2F00-496E-B040-E05C0711A7B4 | Labor | 09/26/2017 | 09/26/2017 | Kirk Lis
|  | WELCH ALLYN, INC. | WELCH ALLYN, INC. GREEN SERIES 777 |  | Not Known | 1050 KINGS HIGHWAY-MEDICINE |  |  | excluded | 10/26/2017 |  |  |  |  | NO | NO |  |  |  |  | WELCH ALLYN, INC. 10732179 Not Known |  |  | Active |  | 99:99:99:99:99:99 |  | Equipment | PAAR:00-PVAR | 10/31/2019 |  | COOPER AMBULATORY OFF-SITES |  |  |  | 0012482730 | Leah Willis | Performance Verification | Closed | Josh Harris | 12/04/2017 | 12/04/2017 | INCOMING INVENTORY | DEVICE INVENTORIED | 9FFC84CF-7457-4A50-B002-BFE05C26053B | Labor | 12/04/2017 | 12/04/2017 | Josh Harris
|  | WELCH ALLYN, INC. | WELCH ALLYN, INC. GREEN SERIES 777 |  | Not Known | 1050 KINGS HIGHWAY-MEDICINE |  |  | excluded | 10/26/2017 |  |  |  |  | NO | NO |  |  |  |  | WELCH ALLYN, INC. 10732176 Not Known |  |  | Active |  | 99:99:99:99:99:99 |  | Equipment | PAAR:00-PVAR | 10/31/2019 |  | COOPER AMBULATORY OFF-SITES |  |  |  | 0012482728 | Leah Willis | Preventative Maintenance | Closed | Josh Harris | 12/04/2017 | 12/04/2017 | PERFORMANCE ASSURANCE AT INVENTORY | INVENTORIED DEVICE AND ENSURED DEVICE WAS FUNCTIONING PROPERLY. | 6AD82D8B-A717-42EC-9863-CF9C5D1FF1A1 | Labor | 10/26/2017 | 10/26/2017 | Kirk Lis
|  | WELCH ALLYN, INC. | WELCH ALLYN, INC. GREEN SERIES 777 |  | Not Known | 1050 KINGS HIGHWAY-MEDICINE |  |  | excluded | 10/26/2017 |  |  |  |  | NO | NO |  |  |  |  | WELCH ALLYN, INC. 10732177 Not Known |  |  | Active |  | 99:99:99:99:99:99 |  | Equipment | PAAR:00-PVAR | 10/31/2019 |  | COOPER AMBULATORY OFF-SITES |  |  |  | 0012482724 | Leah Willis | Preventative Maintenance | Closed | Josh Harris | 12/04/2017 | 12/04/2017 | PERFORMANCE ASSURANCE AT INVENTORY | INVENTORIED DEVICE AND ENSURED DEVICE WAS FUNCTIONING PROPERLY. | 872A2B21-DC25-47B4-B46C-03B3C2C75319 | Labor | 10/26/2017 | 10/26/2017 | Kirk Lis
|  | WELCH ALLYN, INC. | WELCH ALLYN, INC. GREEN SERIES 777 |  | Not Known | 1050 KINGS HIGHWAY-MEDICINE |  |  | excluded | 10/26/2017 |  |  |  |  | NO | NO |  |  |  |  | WELCH ALLYN, INC. 10732175 Not Known |  |  | Active |  | 99:99:99:99:99:99 |  | Equipment | PAAR:00-PVAR | 10/31/2019 |  | COOPER AMBULATORY OFF-SITES |  |  |  | 0012482764 | Leah Willis | Performance Verification | Closed | Josh Harris | 12/04/2017 | 12/04/2017 | INCOMING INVENTORY | DEVICE INVENTORIED | A74B781E-19F5-443D-8A04-80A57B5FF14C | Labor | 12/04/2017 | 12/04/2017 | Josh Harris
|  | WELCH ALLYN, INC. | WELCH ALLYN, INC. GREEN SERIES 777 |  | Not Known | 1050 KINGS HIGHWAY-MEDICINE |  |  | excluded | 10/26/2017 |  |  |  |  | NO | NO |  |  |  |  | WELCH ALLYN, INC. 10732174 Not Known |  |  | Active |  | 99:99:99:99:99:99 |  | Equipment | PAAR:00-PVAR | 10/31/2019 |  | COOPER AMBULATORY OFF-SITES |  |  |  | 0012482760 | Leah Willis | Performance Verification | Closed | Josh Harris | 12/04/2017 | 12/04/2017 | INCOMING INVENTORY | DEVICE INVENTORIED | B0E0359D-7350-46A7-8254-C17D88AF34BE | Labor | 12/04/2017 | 12/04/2017 | Josh Harris
|  | WELCH ALLYN, INC. | WELCH ALLYN, INC. GREEN SERIES 777 |  | Not Known | 1050 KINGS HIGHWAY-MEDICINE |  |  | excluded | 10/26/2017 |  |  |  |  | NO | NO |  |  |  |  | WELCH ALLYN, INC. 10732172 Not Known |  |  | Active |  | 99:99:99:99:99:99 |  | Equipment | PAAR:00-PVAR | 10/31/2019 |  | COOPER AMBULATORY OFF-SITES |  |  |  | 0012482763 | Leah Willis | Preventative Maintenance | Closed | Josh Harris | 12/04/2017 | 12/04/2017 | PERFORMANCE ASSURANCE AT INVENTORY | INVENTORIED DEVICE AND ENSURED DEVICE WAS FUNCTIONING PROPERLY. | 4CB0514C-716E-4687-8D2A-2463C70997DE | Labor | 10/26/2017 | 10/26/2017 | Kirk Lis
|  | WELCH ALLYN, INC. | WELCH ALLYN, INC. GREEN SERIES 777 |  | Not Known | CHERRY HILL SPECIALITY HUB |  |  | excluded | 09/28/2017 |  |  |  |  | NO | NO |  |  |  |  | WELCH ALLYN, INC. 10732158 Not Known |  |  | Active |  | 99:99:99:99:99:99 |  | Equipment | PAAR:00-PVAR | 10/31/2019 |  | COOPER AMBULATORY OFF-SITES |  |  |  | 0012501093 | APRIL DIXON | Performance Verification | Closed | Josh Harris | 12/12/2017 | 12/12/2017 | INCOMING INVENTORY | DEVICE INVENTORIED | 9F8B09D2-3902-4317-810E-2CFAC3F92B4A | Labor | 12/12/2017 | 12/12/2017 | Josh Harris
|  | WELCH ALLYN, INC. | WELCH ALLYN, INC. GREEN SERIES 777 |  | Not Known | PULMONARY DEPARTMENT |  |  | excluded | 09/20/2017 |  |  |  |  | NO | NO |  |  |  |  | WELCH ALLYN, INC. 10732151 Not Known |  |  | Active |  | 99:99:99:99:99:99 |  | Equipment | PAAR:00-PVAR | 10/31/2019 |  | COOPER AMBULATORY OFF-SITES |  |  |  | 0012386553 | MEGAN AVILA | Preventative Maintenance | Closed | Josh Harris | 11/06/2017 | 11/06/2017 | PERFORMANCE ASSURANCE AT INVENTORY | INVENTORIED DEVICE AND ENSURED DEVICE WAS FUNCTIONING PROPERLY. | A38735D0-93F3-4330-8B4C-1388B6D758CC | Labor | 09/20/2017 | 09/20/2017 | Kirk Lis
|  | WELCH ALLYN, INC. | WELCH ALLYN, INC. GREEN SERIES 777 |  | Not Known | PULMONARY DEPARTMENT |  |  | excluded | 09/20/2017 |  |  |  |  | NO | NO |  |  |  |  | WELCH ALLYN, INC. 10732153 Not Known |  |  | Active |  | 99:99:99:99:99:99 |  | Equipment | PAAR:00-PVAR | 10/31/2019 |  | COOPER AMBULATORY OFF-SITES |  |  |  | 0012386556 | MEGAN AVILA | Performance Verification | Closed | Josh Harris | 11/06/2017 | 11/06/2017 | INCOMING INVENTORY | DEVICE INVENTORIED | 8BE8C674-0D7F-4BB7-87EF-23376501C52D | Labor | 11/06/2017 | 11/06/2017 | Josh Harris
|  | WELCH ALLYN, INC. | WELCH ALLYN, INC. GREEN SERIES 777 |  | Not Known | PULMONARY DEPARTMENT |  |  | excluded | 09/20/2017 |  |  |  |  | NO | NO |  |  |  |  | WELCH ALLYN, INC. 10732149 Not Known |  |  | Active |  | 99:99:99:99:99:99 |  | Equipment | PAAR:00-PVAR | 10/31/2019 |  | COOPER AMBULATORY OFF-SITES |  |  |  | 0012386550 | MEGAN AVILA | Preventative Maintenance | Closed | Josh Harris | 11/06/2017 | 11/06/2017 | PERFORMANCE ASSURANCE AT INVENTORY | INVENTORIED DEVICE AND ENSURED DEVICE WAS FUNCTIONING PROPERLY. | B03A9A51-918A-4E2D-9F08-DB03A422C944 | Labor | 09/20/2017 | 09/20/2017 | Kirk Lis
|  | WELCH ALLYN, INC. | WELCH ALLYN, INC. GREEN SERIES 777 |  | Not Known | PULMONARY DEPARTMENT |  |  | excluded | 09/20/2017 |  |  |  |  | NO | NO |  |  |  |  | WELCH ALLYN, INC. 10732147 Not Known |  |  | Active |  | 99:99:99:99:99:99 |  | Equipment | PAAR:00-PVAR | 10/31/2019 |  | COOPER AMBULATORY OFF-SITES |  |  |  | 0012386548 | MEGAN AVILA | Preventative Maintenance | Closed | Josh Harris | 11/06/2017 | 11/06/2017 | PERFORMANCE ASSURANCE AT INVENTORY | INVENTORIED DEVICE AND ENSURED DEVICE WAS FUNCTIONING PROPERLY. | 70192859-089C-4582-89FD-33474D6086B7 | Labor | 09/20/2017 | 09/20/2017 | Kirk Lis
|  | WELCH ALLYN, INC. | WELCH ALLYN, INC. GREEN SERIES 777 |  | Not Known | BRACE ROAD-MEDICINE |  |  | excluded | 09/26/2017 |  |  |  |  | NO | NO |  |  |  |  | WELCH ALLYN, INC. 10732145 Not Known |  |  | Active |  | 99:99:99:99:99:99 |  | Equipment | PAAR:00-PVAR | 10/31/2019 |  | COOPER AMBULATORY OFF-SITES |  |  |  | 0012386070 | Cheryl Peck | Preventative Maintenance | Closed | Josh Harris | 11/06/2017 | 11/06/2017 | PERFORMANCE ASSURANCE AT INVENTORY | INVENTORIED DEVICE AND ENSURED DEVICE WAS FUNCTIONING PROPERLY. | 5061A843-93C8-40F6-8520-093F12C2BEA0 | Labor | 09/26/2017 | 09/26/2017 | Kirk Lis
|  | WELCH ALLYN, INC. | WELCH ALLYN, INC. GREEN SERIES 777 |  |  | MULTI SPECIALTY CARE AT MARLTON |  |  | excluded | [5 empty] | NO | NO |  |  |  |  | WELCH ALLYN, INC. 10732105 |  |  | Active |  | 99:99:99:99:99:99 |  | Equipment | PAAR:00-PVAR | 10/31/2019 |  | COOPER AMBULATORY OFF-SITES |  |  |  | 0011906916 | SUSAN MAKO | Preventative Maintenance | Closed | Bonnie Aichroth | 07/18/2017 | 07/18/2017 | PERFORMANCE ASSURANCE AT INVENTORY | INVENTORIED DEVICE AND ENSURED DEVICE WAS FUNCTIONING PROPERLY. | 50933474-52B7-4E0D-8D48-600BB5CDA931 | Labor | 06/09/2017 | 06/09/2017 | Kirk Lis
|  | WELCH ALLYN, INC. | WELCH ALLYN, INC. GREEN SERIES 777 |  |  | MULTI SPECIALTY CARE AT MARLTON |  |  | excluded | [5 empty] | NO | NO |  |  |  |  | WELCH ALLYN, INC. 10732111 |  |  | Active |  | 99:99:99:99:99:99 |  | Equipment | PAAR:00-PVAR | 10/31/2019 |  | COOPER AMBULATORY OFF-SITES |  |  |  | 0011906900 | SUSAN MAKO | Performance Verification | Closed | Bonnie Aichroth | 07/18/2017 | 07/18/2017 | INCOMING INVENTORY | DEVICE INVENTORIED | 96039AF1-C600-4EBB-A546-AC3CAC43E667 | Labor | 07/18/2017 | 07/18/2017 | Bonnie Aichroth
|  | WELCH ALLYN, INC. | WELCH ALLYN, INC. GREEN SERIES 777 |  |  | MULTI SPECIALTY CARE AT MARLTON |  |  | excluded | [5 empty] | NO | NO |  |  |  |  | WELCH ALLYN, INC. 10732107 |  |  | Active |  | 99:99:99:99:99:99 |  | Equipment | PAAR:00-PVAR | 10/31/2019 |  | COOPER AMBULATORY OFF-SITES |  |  |  | 0011906905 | SUSAN MAKO | Performance Verification | Closed | Bonnie Aichroth | 07/18/2017 | 07/18/2017 | INCOMING INVENTORY | DEVICE INVENTORIED | 59B9486E-1EA2-4B98-AEAC-97BE51D12515 | Labor | 07/18/2017 | 07/18/2017 | Bonnie Aichroth
|  | WELCH ALLYN, INC. | WELCH ALLYN, INC. GREEN SERIES 777 |  |  | MULTI SPECIALTY CARE AT MARLTON |  |  | excluded | [5 empty] | NO | NO |  |  |  |  | WELCH ALLYN, INC. 10732102 |  |  | Active |  | 99:99:99:99:99:99 |  | Equipment | PAAR:00-PVAR | 10/31/2019 |  | COOPER AMBULATORY OFF-SITES |  |  |  | 0011906920 | SUSAN MAKO | Performance Verification | Closed | Bonnie Aichroth | 07/18/2017 | 07/18/2017 | INCOMING INVENTORY | DEVICE INVENTORIED | 73F51A80-6F57-4A32-A1DB-D193DB9ECD0D | Labor | 07/18/2017 | 07/18/2017 | Bonnie Aichroth
|  | WELCH ALLYN, INC. | WELCH ALLYN, INC. GREEN SERIES 777 |  |  | MULTI SPECIALTY CARE AT MARLTON |  |  | excluded | [5 empty] | NO | NO |  |  |  |  | WELCH ALLYN, INC. 10732098 |  |  | Active |  | 99:99:99:99:99:99 |  | Equipment | PAAR:00-PVAR | 10/31/2019 |  | COOPER AMBULATORY OFF-SITES |  |  |  | 0011906927 | SUSAN MAKO | Preventative Maintenance | Closed | Bonnie Aichroth | 07/18/2017 | 07/18/2017 | PERFORMANCE ASSURANCE AT INVENTORY | INVENTORIED DEVICE AND ENSURED DEVICE WAS FUNCTIONING PROPERLY. | 1ED64FE7-B9A0-4867-BC29-0745543059D8 | Labor | 06/09/2017 | 06/09/2017 | Kirk Lis
|  | WELCH ALLYN, INC. | WELCH ALLYN, INC. GREEN SERIES 777 |  |  | MULTI SPECIALTY CARE AT MARLTON |  |  | excluded | [5 empty] | NO | NO |  |  |  |  | WELCH ALLYN, INC. 10732096 |  |  | Active |  | 99:99:99:99:99:99 |  | Equipment | PAAR:00-PVAR | 10/31/2019 |  | COOPER AMBULATORY OFF-SITES |  |  |  | 0011906936 | SUSAN MAKO | Preventative Maintenance | Closed | Bonnie Aichroth | 07/18/2017 | 07/18/2017 | PERFORMANCE ASSURANCE AT INVENTORY | INVENTORIED DEVICE AND ENSURED DEVICE WAS FUNCTIONING PROPERLY. | 61E3AF38-3D04-4409-A171-1D084D872A8D | Labor | 06/09/2017 | 06/09/2017 | Kirk Lis
|  | WELCH ALLYN, INC. | WELCH ALLYN, INC. GREEN SERIES 777 |  |  | MULTI SPECIALTY CARE AT MARLTON |  |  | excluded | [5 empty] | NO | NO |  |  |  |  | WELCH ALLYN, INC. 10732093 |  |  | Active |  | 99:99:99:99:99:99 |  | Equipment | PAAR:00-PVAR | 10/31/2019 |  | COOPER AMBULATORY OFF-SITES |  |  |  | 0011907519 | SUSAN MAKO | Preventative Maintenance | Closed | Bonnie Aichroth | 07/18/2017 | 07/18/2017 | PERFORMANCE ASSURANCE AT INVENTORY | INVENTORIED DEVICE AND ENSURED DEVICE WAS FUNCTIONING PROPERLY. | 9A278181-806F-4C64-8DE8-673974D8D42F | Labor | 06/09/2017 | 06/09/2017 | Kirk Lis
|  | WELCH ALLYN, INC. | WELCH ALLYN, INC. GREEN SERIES 777 |  |  | MULTI SPECIALTY CARE AT MARLTON |  |  | excluded | [5 empty] | NO | NO |  |  |  |  | WELCH ALLYN, INC. 10732091 |  |  | Active |  | 99:99:99:99:99:99 |  | Equipment | PAAR:00-PVAR | 10/31/2019 |  | COOPER AMBULATORY OFF-SITES |  |  |  | 0011907515 | SUSAN MAKO | Preventative Maintenance | Closed | Bonnie Aichroth | 07/18/2017 | 07/18/2017 | PERFORMANCE ASSURANCE AT INVENTORY | INVENTORIED DEVICE AND ENSURED DEVICE WAS FUNCTIONING PROPERLY. | C7CDE4E9-F19A-451E-90A2-A6A3D319E31D | Labor | 06/09/2017 | 06/09/2017 | Kirk Lis
|  | WELCH ALLYN, INC. | WELCH ALLYN, INC. GREEN SERIES 777 |  |  | MULTI SPECIALTY CARE AT MARLTON |  |  | excluded | [5 empty] | NO | NO |  |  |  |  | WELCH ALLYN, INC. 10732089 |  |  | Active |  | 99:99:99:99:99:99 |  | Equipment | PAAR:00-PVAR | 10/31/2019 |  | COOPER AMBULATORY OFF-SITES |  |  |  | 0011907513 | SUSAN MAKO | Preventative Maintenance | Closed | Bonnie Aichroth | 07/18/2017 | 07/18/2017 | PERFORMANCE ASSURANCE AT INVENTORY | INVENTORIED DEVICE AND ENSURED DEVICE WAS FUNCTIONING PROPERLY. | C9F88FA3-A6EA-4548-8764-2F4CAB2E1958 | Labor | 06/09/2017 | 06/09/2017 | Kirk Lis
|  | WELCH ALLYN, INC. | WELCH ALLYN, INC. GREEN SERIES 777 |  |  | MULTI SPECIALTY CARE AT MARLTON |  |  | excluded | [5 empty] | NO | NO |  |  |  |  | WELCH ALLYN, INC. 10732088 |  |  | Active |  | 99:99:99:99:99:99 |  | Equipment | PAAR:00-PVAR | 10/31/2019 |  | COOPER AMBULATORY OFF-SITES |  |  |  | 0011907508 | SUSAN MAKO | Preventative Maintenance | Closed | Bonnie Aichroth | 07/18/2017 | 07/18/2017 | PERFORMANCE ASSURANCE AT INVENTORY | INVENTORIED DEVICE AND ENSURED DEVICE WAS FUNCTIONING PROPERLY. | 00F8C99E-FD38-4996-B547-5DD3BB1DEE6C | Labor | 06/09/2017 | 06/09/2017 | Kirk Lis
|  | WELCH ALLYN, INC. | WELCH ALLYN, INC. GREEN SERIES 777 |  |  | MULTI SPECIALTY CARE AT MARLTON |  |  | excluded | [5 empty] | NO | NO |  |  |  |  | WELCH ALLYN, INC. 10732085 |  |  | Active |  | 99:99:99:99:99:99 |  | Equipment | PAAR:00-PVAR | 10/31/2019 |  | COOPER AMBULATORY OFF-SITES |  |  |  | 0011907503 | SUSAN MAKO | Preventative Maintenance | Closed | Bonnie Aichroth | 07/18/2017 | 07/18/2017 | PERFORMANCE ASSURANCE AT INVENTORY | INVENTORIED DEVICE AND ENSURED DEVICE WAS FUNCTIONING PROPERLY. | D445FC67-B877-4313-83DE-787C39382222 | Labor | 06/09/2017 | 06/09/2017 | Kirk Lis
|  | WELCH ALLYN, INC. | WELCH ALLYN, INC. GREEN SERIES 777 |  |  | MULTI SPECIALTY CARE AT MARLTON |  |  | excluded | [5 empty] | NO | NO |  |  |  |  | WELCH ALLYN, INC. 10732083 |  |  | Active |  | 99:99:99:99:99:99 |  | Equipment | PAAR:00-PVAR | 10/31/2019 |  | COOPER AMBULATORY OFF-SITES |  |  |  | 0011907499 | SUSAN MAKO | Preventative Maintenance | Closed | Bonnie Aichroth | 07/18/2017 | 07/18/2017 | PERFORMANCE ASSURANCE AT INVENTORY | INVENTORIED DEVICE AND ENSURED DEVICE WAS FUNCTIONING PROPERLY. | 764B4075-B7C5-4800-97F2-CF32F375A95D | Labor | 06/09/2017 | 06/09/2017 | Kirk Lis
|  | WELCH ALLYN, INC. | WELCH ALLYN, INC. GREEN SERIES 777 |  |  | MULTI SPECIALTY CARE AT MARLTON |  |  | excluded | [5 empty] | NO | NO |  |  |  |  | WELCH ALLYN, INC. 10732081 |  |  | Active |  | 99:99:99:99:99:99 |  | Equipment | PAAR:00-PVAR | 10/31/2019 |  | COOPER AMBULATORY OFF-SITES |  |  |  | 0011910519 | SUSAN MAKO | Performance Verification | Closed | Bonnie Aichroth | 07/19/2017 | 07/19/2017 | INCOMING INVENTORY | DEVICE INVENTORIED | 35B4566E-2362-428E-B28B-9CE65C20222C | Labor | 07/19/2017 | 07/19/2017 | Bonnie Aichroth
|  | WELCH ALLYN, INC. | WELCH ALLYN, INC. GREEN SERIES 777 |  |  | MULTI SPECIALTY CARE AT MARLTON |  |  | excluded | [5 empty] | NO | NO |  |  |  |  | WELCH ALLYN, INC. 10732077 |  |  | Active |  | 99:99:99:99:99:99 |  | Equipment | PAAR:00-PVAR | 10/31/2019 |  | COOPER AMBULATORY OFF-SITES |  |  |  | 0011910859 | SUSAN MAKO | Performance Verification | Closed | Bonnie Aichroth | 07/19/2017 | 07/19/2017 | INCOMING INVENTORY | DEVICE INVENTORIED | 38935729-D838-4207-A98A-FFFAAC540E25 | Labor | 07/19/2017 | 07/19/2017 | Bonnie Aichroth
|  | WELCH ALLYN, INC. | WELCH ALLYN, INC. GREEN SERIES 777 |  |  | MULTI SPECIALTY CARE AT MARLTON |  |  | excluded | [5 empty] | NO | NO |  |  |  |  | WELCH ALLYN, INC. 10732074 |  |  | Active |  | 99:99:99:99:99:99 |  | Equipment | PAAR:00-PVAR | 10/31/2019 |  | COOPER AMBULATORY OFF-SITES |  |  |  | 0011907534 | SUSAN MAKO | Performance Verification | Closed | Bonnie Aichroth | 07/18/2017 | 07/18/2017 | INCOMING INVENTORY | DEVICE INVENTORIED | 81F307F9-17E3-49EC-A9B3-981BACDA2AF4 | Labor | 07/18/2017 | 07/18/2017 | Bonnie Aichroth
|  | WELCH ALLYN, INC. | WELCH ALLYN, INC. GREEN SERIES 777 |  |  | MULTI SPECIALTY CARE AT MARLTON |  |  | excluded | [5 empty] | NO | NO |  |  |  |  | WELCH ALLYN, INC. 10732072 |  |  | Active |  | 99:99:99:99:99:99 |  | Equipment | PAAR:00-PVAR | 10/31/2019 |  | COOPER AMBULATORY OFF-SITES |  |  |  | 0011910516 | SUSAN MAKO | Preventative Maintenance | Closed | Bonnie Aichroth | 07/19/2017 | 07/19/2017 | PERFORMANCE ASSURANCE AT INVENTORY | INVENTORIED DEVICE AND ENSURED DEVICE WAS FUNCTIONING PROPERLY. | AB9D7950-FF65-4E73-8096-5A69B031BC8E | Labor | 06/09/2017 | 06/09/2017 | Kirk Lis
|  | WELCH ALLYN, INC. | WELCH ALLYN, INC. GREEN SERIES 777 |  |  | CINNAMINSON URGENT CARE |  |  | excluded | [5 empty] | NO | NO |  |  |  |  | WELCH ALLYN, INC. 10732067 |  |  | Active |  | 99:99:99:99:99:99 |  | Equipment | PAAR:00-PVAR | 10/31/2019 |  | COOPER AMBULATORY OFF-SITES |  |  |  | 0011656551 | MELISSA PORTOBANCO | Preventative Maintenance | Closed | Bonnie Aichroth | 05/23/2017 | 05/23/2017 | PERFORMANCE ASSURANCE AT INVENTORY | INVENTORIED DEVICE AND ENSURED DEVICE WAS FUNCTIONING PROPERLY. | B468BCAE-8DE6-4361-AC52-F7956A79CD53 | Labor | 05/12/2017 | 05/12/2017 | Richard Jolly
|  | WELCH ALLYN, INC. | WELCH ALLYN, INC. GREEN SERIES 777 |  |  | MULTI SPECIALTY CARE AT MARLTON |  |  | excluded | [5 empty] | NO | NO |  |  |  |  | WELCH ALLYN, INC. 10732060 |  |  | Active |  | 99:99:99:99:99:99 |  | Equipment | PAAR:00-PVAR | 10/31/2019 |  | COOPER AMBULATORY OFF-SITES |  |  |  | 0011907531 | SUSAN MAKO | Performance Verification | Closed | Bonnie Aichroth | 07/18/2017 | 07/18/2017 | INCOMING INVENTORY | DEVICE INVENTORIED | BC21DD32-CDD8-4CFD-AD06-50B18A442D9B | Labor | 07/18/2017 | 07/18/2017 | Bonnie Aichroth
|  | WELCH ALLYN, INC. | WELCH ALLYN, INC. GREEN SERIES 777 |  |  | MULTI SPECIALTY CARE AT MARLTON |  |  | excluded | [5 empty] | NO | NO |  |  |  |  | WELCH ALLYN, INC. 10732062 |  |  | Active |  | 99:99:99:99:99:99 |  | Equipment | PAAR:00-PVAR | 10/31/2019 |  | COOPER AMBULATORY OFF-SITES |  |  |  | 0011907525 | SUSAN MAKO | Preventative Maintenance | Closed | Bonnie Aichroth | 07/18/2017 | 07/18/2017 | PERFORMANCE ASSURANCE AT INVENTORY | INVENTORIED DEVICE AND ENSURED DEVICE WAS FUNCTIONING PROPERLY. | 67BBC889-68EC-40F0-B831-F92EEC861531 | Labor | 06/09/2017 | 06/09/2017 | Kirk Lis
|  | WELCH ALLYN, INC. | WELCH ALLYN, INC. GREEN SERIES 777 |  |  | CINNAMINSON URGENT CARE |  |  | excluded | [5 empty] | NO | NO |  |  |  |  | WELCH ALLYN, INC. 10732043 |  |  | Active |  | 99:99:99:99:99:99 |  | Equipment | PAAR:00-PVAR | 10/31/2019 |  | COOPER AMBULATORY OFF-SITES |  |  |  | 0011656545 | MELISSA PORTOBANCO | Performance Verification | Closed | Bonnie Aichroth | 05/23/2017 | 05/23/2017 | INCOMING INVENTORY | DEVICE INVENTORIED | 2A4F84C0-771E-4E0A-B244-041E8FB237EB | Labor | 05/23/2017 | 05/23/2017 | Bonnie Aichroth
|  | WELCH ALLYN, INC. | WELCH ALLYN, INC. GREEN SERIES 777 |  |  | CINNAMINSON URGENT CARE |  |  | excluded | [5 empty] | NO | NO |  |  |  |  | WELCH ALLYN, INC. 10732040 |  |  | Active |  | 99:99:99:99:99:99 |  | Equipment | PAAR:00-PVAR | 10/31/2019 |  | COOPER AMBULATORY OFF-SITES |  |  |  | 0011656552 | MELISSA PORTOBANCO | Performance Verification | Closed | Bonnie Aichroth | 05/23/2017 | 05/23/2017 | INCOMING INVENTORY | DEVICE INVENTORIED | E7F6FE7A-BADC-4BA2-9D16-04592253329F | Labor | 05/23/2017 | 05/23/2017 | Bonnie Aichroth
|  | WELCH ALLYN, INC. | WELCH ALLYN, INC. GREEN SERIES 777 |  |  | CINNAMINSON URGENT CARE |  |  | excluded | [5 empty] | NO | NO |  |  |  |  | WELCH ALLYN, INC. 10732039 |  |  | Active |  | 99:99:99:99:99:99 |  | Equipment | PAAR:00-PVAR | 10/31/2019 |  | COOPER AMBULATORY OFF-SITES |  |  |  | 0011656559 | MELISSA PORTOBANCO | Performance Verification | Closed | Bonnie Aichroth | 05/23/2017 | 05/23/2017 | INCOMING INVENTORY | DEVICE INVENTORIED | 43189C1D-2570-4F6D-A6C1-926BFBB0D5EE | Labor | 05/23/2017 | 05/23/2017 | Bonnie Aichroth
|  | WELCH ALLYN, INC. | WELCH ALLYN, INC. GREEN SERIES 777 |  |  | CINNAMINSON URGENT CARE |  |  | excluded | [5 empty] | NO | NO |  |  |  |  | WELCH ALLYN, INC. 10732033 |  |  | Active |  | 99:99:99:99:99:99 |  | Equipment | PAAR:00-PVAR | 10/31/2019 |  | COOPER AMBULATORY OFF-SITES |  |  |  | 0011656556 | MELISSA PORTOBANCO | Performance Verification | Closed | Bonnie Aichroth | 05/23/2017 | 05/23/2017 | INCOMING INVENTORY | DEVICE INVENTORIED | 001527AC-71CB-4373-8643-73B866A2FDAC | Labor | 05/23/2017 | 05/23/2017 | Bonnie Aichroth
|  | WELCH ALLYN, INC. | WELCH ALLYN, INC. GREEN SERIES 777 |  |  | 3 COOPER-EARLY INTERVENTION PROGRAM |  |  | excluded | 11/17/2017 |  |  |  |  | NO | NO |  |  |  |  | WELCH ALLYN, INC. 10725069 17195 |  |  | Active |  | 99:99:99:99:99:99 |  | Equipment | PAAR:00-PVAR | 10/31/2019 |  | COOPER AMBULATORY OFF-SITES |  |  |  | 0012526840 | Sue Cooper | Performance Verification | Closed | Josh Harris | 12/26/2017 | 12/26/2017 | INCOMING INVENTORY | DEVICE INVENTORIED | 9B212365-C3C0-4724-B0C9-BAEA8EED23B7 | Labor | 12/26/2017 | 12/26/2017 | Josh Harris
|  | WELCH ALLYN, INC. | WELCH ALLYN, INC. GREEN SERIES 777 |  |  | 3 COOPER-EARLY INTERVENTION PROGRAM |  |  | excluded | 11/17/2017 |  |  |  |  | NO | NO |  |  |  |  | WELCH ALLYN, INC. 10725068 17188 |  |  | Active |  | 99:99:99:99:99:99 |  | Equipment | PAAR:00-PVAR | 10/31/2019 |  | COOPER AMBULATORY OFF-SITES |  |  |  | 0012526845 | Sue Cooper | Preventative Maintenance | Closed | Josh Harris | 12/26/2017 | 12/26/2017 | PERFORMANCE ASSURANCE AT INVENTORY | INVENTORIED DEVICE AND ENSURED DEVICE WAS FUNCTIONING PROPERLY. | C7345EE5-074B-4C7B-BB26-E76D8D5EB0C0 | Labor | 11/17/2017 | 11/17/2017 | Stephen Zubrzycki
|  | WELCH ALLYN, INC. | WELCH ALLYN, INC. GREEN SERIES 777 |  |  | 3 COOPER-EARLY INTERVENTION PROGRAM |  |  | excluded | 11/17/2017 |  |  |  |  | NO | NO |  |  |  |  | WELCH ALLYN, INC. 10725066 17191 |  |  | Active |  | 99:99:99:99:99:99 |  | Equipment | PAAR:00-PVAR | 10/31/2019 |  | COOPER AMBULATORY OFF-SITES |  |  |  | 0012526848 | Sue Cooper | Preventative Maintenance | Closed | Josh Harris | 12/26/2017 | 12/26/2017 | PERFORMANCE ASSURANCE AT INVENTORY | INVENTORIED DEVICE AND ENSURED DEVICE WAS FUNCTIONING PROPERLY. | 15F10D01-E229-446B-BF62-346AD24DFFB3 | Labor | 11/17/2017 | 11/17/2017 | Stephen Zubrzycki
|  | WELCH ALLYN, INC. | WELCH ALLYN, INC. GREEN SERIES 777 |  |  | 3 COOPER-EARLY INTERVENTION PROGRAM |  |  | excluded | 05/31/2017 |  |  |  |  | NO | NO |  |  |  |  | WELCH ALLYN, INC. 10725065 17012 |  |  | Active |  | 99:99:99:99:99:99 |  | Equipment | PAAR:00-PVAR | 10/31/2019 |  | COOPER AMBULATORY OFF-SITES |  |  |  | 0012385947 | Sue Cooper | Preventative Maintenance | Closed | Josh Harris | 11/06/2017 | 11/06/2017 | PERFORMANCE ASSURANCE AT INVENTORY | INVENTORIED DEVICE AND ENSURED DEVICE WAS FUNCTIONING PROPERLY. | AD7961CF-9DAB-4182-8D85-9B52121D4035 | Labor | 05/31/2017 | 05/31/2017 | Stephen Zubrzycki
|  | WELCH ALLYN, INC. | WELCH ALLYN, INC. GREEN SERIES 777 |  |  | 3 COOPER-EARLY INTERVENTION PROGRAM |  |  | excluded | 05/31/2017 |  |  |  |  | NO | NO |  |  |  |  | WELCH ALLYN, INC. 10725064 16062 |  |  | Active |  | 99:99:99:99:99:99 |  | Equipment | PAAR:00-PVAR | 10/31/2019 |  | COOPER AMBULATORY OFF-SITES |  |  |  | 0012385950 | Sue Cooper | Performance Verification | Closed | Josh Harris | 11/06/2017 | 11/06/2017 | INCOMING INVENTORY | DEVICE INVENTORIED | 4A593C44-B69E-46D0-99D4-F9C665AB5D74 | Labor | 11/06/2017 | 11/06/2017 | Josh Harris
|  | WELCH ALLYN, INC. | WELCH ALLYN, INC. GREEN SERIES 777 |  |  | 3 COOPER-EARLY INTERVENTION PROGRAM |  |  | excluded | 05/31/2017 |  |  |  |  | NO | NO |  |  |  |  | WELCH ALLYN, INC. 10725029 16076 |  |  | Active |  | 99:99:99:99:99:99 |  | Equipment | PAAR:00-PVAR | 10/31/2019 |  | COOPER AMBULATORY OFF-SITES |  |  |  | 0012385984 | Sue Cooper | Performance Verification | Closed | Josh Harris | 11/06/2017 | 11/06/2017 | INCOMING INVENTORY | DEVICE INVENTORIED | 409C48E1-DA3A-4F26-BAF1-10DF246B3314 | Labor | 11/06/2017 | 11/06/2017 | Josh Harris
|  | WELCH ALLYN, INC. | WELCH ALLYN, INC. GREEN SERIES 777 |  | Not Known | CHERRY HILL SPECIALITY HUB |  |  | excluded | 06/16/2016 |  |  |  |  | NO | NO |  |  |  |  | WELCH ALLYN, INC. 10505778 Not Known |  |  | Active |  | 99:99:99:99:99:99 |  | Equipment | PAAR:00-PVAR | 10/31/2019 |  | COOPER AMBULATORY OFF-SITES |  |  | 1935 RT 70 |  | APRIL DIXON
|  | WELCH ALLYN, INC. | WELCH ALLYN, INC. GREEN SERIES 777 |  | Not Known | PENNSVILLE-MEDICINE |  |  | excluded | 08/17/2016 |  |  |  |  | NO | NO |  |  |  |  | WELCH ALLYN, INC. 10505501 Not Known |  |  | Active |  | 99:99:99:99:99:99 |  | Equipment | PAAR:00-PVAR | 10/31/2019 |  | COOPER AMBULATORY OFF-SITES |  |  | EXAM RM 11 |  | Heather Rhodes
|  | WELCH ALLYN, INC. | WELCH ALLYN, INC. GREEN SERIES 777 |  | Not Known | PENNSVILLE-MEDICINE |  |  | excluded | 08/17/2016 |  |  |  |  | NO | NO |  |  |  |  | WELCH ALLYN, INC. 10505499 Not Known |  |  | Active |  | 99:99:99:99:99:99 |  | Equipment | PAAR:00-PVAR | 10/31/2019 |  | COOPER AMBULATORY OFF-SITES |  |  | EXAM RM 12 |  | Heather Rhodes
|  | WELCH ALLYN, INC. | WELCH ALLYN, INC. GREEN SERIES 777 |  | Not Known | GLOUCESTER-MEDICINE |  |  | excluded | 08/08/2016 |  |  |  |  | NO | NO |  |  |  |  | WELCH ALLYN, INC. 10505479 Not Known |  |  | Active |  | 99:99:99:99:99:99 |  | Equipment | PAAR:00-PVAR | 10/31/2019 |  | COOPER AMBULATORY OFF-SITES |  |  | 430 S. BROADWAY-EXAM ROOM 3 |  | KELLIE STOUT
|  | WELCH ALLYN, INC. | WELCH ALLYN, INC. GREEN SERIES 777 |  | Not Known | GLOUCESTER-MEDICINE |  |  | excluded | 08/08/2016 |  |  |  |  | NO | NO |  |  |  |  | WELCH ALLYN, INC. 10505476 Not Known |  |  | Active |  | 99:99:99:99:99:99 |  | Equipment | PAAR:00-PVAR | 10/31/2019 |  | COOPER AMBULATORY OFF-SITES |  |  | 430 S. BROADWAY-EXAM ROOM 6 |  | KELLIE STOUT
|  | WELCH ALLYN, INC. | WELCH ALLYN, INC. GREEN SERIES 777 |  | Not Known | GLOUCESTER-MEDICINE |  |  | excluded | 08/08/2016 |  |  |  |  | NO | NO |  |  |  |  | WELCH ALLYN, INC. 10505472 Not Known |  |  | Active |  | 99:99:99:99:99:99 |  | Equipment | PAAR:00-PVAR | 10/31/2019 |  | COOPER AMBULATORY OFF-SITES |  |  | 430 S. BROADWAY-EXAM ROOM 5 |  | KELLIE STOUT
|  | WELCH ALLYN, INC. | WELCH ALLYN, INC. GREEN SERIES 777 |  | Not Known | GLOUCESTER-MEDICINE |  |  | excluded | 08/08/2016 |  |  |  |  | NO | NO |  |  |  |  | WELCH ALLYN, INC. 10505470 Not Known |  |  | Active |  | 99:99:99:99:99:99 |  | Equipment | PAAR:00-PVAR | 10/31/2019 |  | COOPER AMBULATORY OFF-SITES |  |  | 430 S. BROADWAY-EXAM ROOM 4 |  | KELLIE STOUT
|  | WELCH ALLYN, INC. | WELCH ALLYN, INC. GREEN SERIES 777 |  | Not Known | GLOUCESTER-MEDICINE |  |  | excluded | 08/08/2016 |  |  |  |  | NO | NO |  |  |  |  | WELCH ALLYN, INC. 10505468 Not Known |  |  | Active |  | 99:99:99:99:99:99 |  | Equipment | PAAR:00-PVAR | 10/31/2019 |  | COOPER AMBULATORY OFF-SITES |  |  | 430 S. BROADWAY-EXAM ROOM 2 |  | KELLIE STOUT
|  | WELCH ALLYN, INC. | WELCH ALLYN, INC. GREEN SERIES 777 |  | Not Known | GLOUCESTER-MEDICINE |  |  | excluded | 08/08/2016 |  |  |  |  | NO | NO |  |  |  |  | WELCH ALLYN, INC. 10505465 Not Known |  |  | Active |  | 99:99:99:99:99:99 |  | Equipment | PAAR:00-PVAR | 10/31/2019 |  | COOPER AMBULATORY OFF-SITES |  |  | 430 S. BROADWAY-EXAM ROOM1 |  | KELLIE STOUT
|  | WELCH ALLYN, INC. | WELCH ALLYN, INC. GREEN SERIES 777 |  | Not Known | CHERRY HILL SPECIALITY HUB |  |  | excluded | 11/16/2016 |  |  |  |  | NO | NO |  |  |  |  | WELCH ALLYN, INC. 10505142 Not Known |  |  | Active |  | 99:99:99:99:99:99 |  | Equipment | PAAR:00-PVAR | 10/31/2019 |  | COOPER AMBULATORY OFF-SITES |  |  |  | 0011494831 | APRIL DIXON | Performance Verification | Closed | Bonnie Aichroth | 04/19/2017 | 04/19/2017 | INCOMING INVENTORY | DEVICE INVENTORIED | A58F90C9-794F-41EF-A82E-DE61EC0B89F8 | Labor | 04/19/2017 | 04/19/2017 | Bonnie Aichroth
|  | WELCH ALLYN, INC. | WELCH ALLYN, INC. GREEN SERIES 777 |  | Not Known | CHERRY HILL SPECIALITY HUB |  |  | excluded | 11/16/2016 |  |  |  |  | NO | NO |  |  |  |  | WELCH ALLYN, INC. 10505141 Not Known |  |  | Active |  | 99:99:99:99:99:99 |  | Equipment | PAAR:00-PVAR | 10/31/2019 |  | COOPER AMBULATORY OFF-SITES |  |  |  | 0011494836 | APRIL DIXON | Preventative Maintenance | Closed | Bonnie Aichroth | 04/19/2017 | 04/19/2017 | PERFORMANCE ASSURANCE AT INVENTORY | INVENTORIED DEVICE AND ENSURED DEVICE WAS FUNCTIONING PROPERLY. | BB3807B1-7E5D-4470-A030-60A6D3774823 | Labor | 11/16/2016 | 11/16/2016 | Kirk Lis
|  | WELCH ALLYN, INC. | WELCH ALLYN, INC. GREEN SERIES 777 |  | Not Known | CHERRY HILL SPECIALITY HUB |  |  | excluded | 11/16/2016 |  |  |  |  | NO | NO |  |  |  |  | WELCH ALLYN, INC. 10505140 Not Known |  |  | Active |  | 99:99:99:99:99:99 |  | Equipment | PAAR:00-PVAR | 10/31/2019 |  | COOPER AMBULATORY OFF-SITES |  |  |  | 0011494843 | APRIL DIXON | Performance Verification | Closed | Bonnie Aichroth | 04/19/2017 | 04/19/2017 | INCOMING INVENTORY | DEVICE INVENTORIED | AC672F8D-AABA-48B5-93BE-331759AAF4FD | Labor | 04/19/2017 | 04/19/2017 | Bonnie Aichroth
|  | WELCH ALLYN, INC. | WELCH ALLYN, INC. GREEN SERIES 777 |  | Not Known | CHERRY HILL SPECIALITY HUB |  |  | excluded | 11/16/2016 |  |  |  |  | NO | NO |  |  |  |  | WELCH ALLYN, INC. 10505138 Not Known |  |  | Active |  | 99:99:99:99:99:99 |  | Equipment | PAAR:00-PVAR | 10/31/2019 |  | COOPER AMBULATORY OFF-SITES |  |  |  | 0011494839 | APRIL DIXON | Preventative Maintenance | Closed | Bonnie Aichroth | 04/19/2017 | 04/19/2017 | PERFORMANCE ASSURANCE AT INVENTORY | INVENTORIED DEVICE AND ENSURED DEVICE WAS FUNCTIONING PROPERLY. | BC41684A-B188-4584-AD96-304B9D977B60 | Labor | 11/16/2016 | 11/16/2016 | Kirk Lis
|  | WELCH ALLYN, INC. | WELCH ALLYN, INC. GREEN SERIES 777 |  | Not Known | CHERRY HILL SPECIALITY HUB |  |  | excluded | 06/16/2016 |  |  |  |  | NO | NO |  |  |  |  | WELCH ALLYN, INC. 10505083 Not Known |  |  | Active |  | 99:99:99:99:99:99 |  | Equipment | PAAR:00-PVAR | 10/31/2019 |  | COOPER AMBULATORY OFF-SITES |  |  | 1935 RT 70 |  | APRIL DIXON
|  | WELCH ALLYN, INC. | WELCH ALLYN, INC. GREEN SERIES 777 |  | Not Known | CHERRY HILL SPECIALITY HUB |  |  | excluded | 06/16/2016 |  |  |  |  | NO | NO |  |  |  |  | WELCH ALLYN, INC. 10505081 Not Known |  |  | Active |  | 99:99:99:99:99:99 |  | Equipment | PAAR:00-PVAR | 10/31/2019 |  | COOPER AMBULATORY OFF-SITES |  |  | 1935 RT 70 |  | APRIL DIXON
|  | WELCH ALLYN, INC. | WELCH ALLYN, INC. GREEN SERIES 777 |  | Not Known | CHERRY HILL SPECIALITY HUB |  |  | excluded | 11/16/2016 |  |  |  |  | NO | NO |  |  |  |  | WELCH ALLYN, INC. 10505077 Not Known |  |  | Active |  | 99:99:99:99:99:99 |  | Equipment | PAAR:00-PVAR | 10/31/2019 |  | COOPER AMBULATORY OFF-SITES |  |  |  | 0011494818 | APRIL DIXON | Performance Verification | Closed | Bonnie Aichroth | 04/19/2017 | 04/19/2017 | INCOMING INVENTORY | DEVICE INVENTORIED | 04DE0C12-C599-4744-BCDD-67D85FFC183C | Labor | 04/19/2017 | 04/19/2017 | Bonnie Aichroth
|  | WELCH ALLYN, INC. | WELCH ALLYN, INC. GREEN SERIES 777 |  | Not Known | CHERRY HILL SPECIALITY HUB |  |  | excluded | 06/16/2016 |  |  |  |  | NO | NO |  |  |  |  | WELCH ALLYN, INC. 10505079 Not Known |  |  | Active |  | 99:99:99:99:99:99 |  | Equipment | PAAR:00-PVAR | 10/31/2019 |  | COOPER AMBULATORY OFF-SITES |  |  | 1935 RT 70 |  | APRIL DIXON
|  | WELCH ALLYN, INC. | WELCH ALLYN, INC. GREEN SERIES 777 |  | Not Known | CHERRY HILL SPECIALITY HUB |  |  | excluded | 06/16/2016 |  |  |  |  | NO | NO |  |  |  |  | WELCH ALLYN, INC. 10505074 Not Known |  |  | Active |  | 99:99:99:99:99:99 |  | Equipment | PAAR:00-PVAR | 10/31/2019 |  | COOPER AMBULATORY OFF-SITES |  |  | 1935 RT 70 |  | APRIL DIXON
|  | WELCH ALLYN, INC. | WELCH ALLYN, INC. GREEN SERIES 777 |  | Not Known | PENNSVILLE-MEDICINE |  |  | excluded | 08/17/2016 |  |  |  |  | NO | NO |  |  |  |  | WELCH ALLYN, INC. 1050500 Not Known |  |  | Active |  | 99:99:99:99:99:99 |  | Equipment | PAAR:00-PVAR | 10/31/2019 |  | COOPER AMBULATORY OFF-SITES |  |  | exam rm 1 |  | Heather Rhodes
|  | WELCH ALLYN, INC. | WELCH ALLYN, INC. GREEN SERIES 777 |  | Not Known | CHERRY HILL SPECIALITY HUB |  |  | excluded | 06/16/2016 |  |  |  |  | NO | NO |  |  |  |  | WELCH ALLYN, INC. 10480463 Not Known |  |  | Active |  | 99:99:99:99:99:99 |  | Equipment | PAAR:00-PVAR | 10/31/2019 |  | COOPER AMBULATORY OFF-SITES |  |  | 1935 RT 70 |  | APRIL DIXON
|  | WELCH ALLYN, INC. | WELCH ALLYN, INC. GREEN SERIES 777 |  | Not Known | COOPER BONE & JOINT- GLASSBORO |  |  | excluded | 11/12/2015 |  |  |  |  | NO | NO |  |  |  |  | WELCH ALLYN, INC. 10480194 Not Known |  |  | Active |  | 99:99:99:99:99:99 |  | Equipment | PAAR:00-PVAR | 10/31/2019 |  | COOPER AMBULATORY OFF-SITES |  |  | B118 |  | COURTNEY BUDD
|  | WELCH ALLYN, INC. | WELCH ALLYN, INC. GREEN SERIES 777 |  | Not Known | COOPER PHYSICIANS-AUDUBON |  |  | excluded | 11/20/2015 |  |  |  |  | NO | NO |  |  |  |  | WELCH ALLYN, INC. 10480214 Not Known |  |  | Active |  | 99:99:99:99:99:99 |  | Equipment | PAAR:00-PVAR | 10/31/2019 |  | COOPER AMBULATORY OFF-SITES |  |  | Examining Room - Right |  | MICHELLE JOHNSON
|  | WELCH ALLYN, INC. | WELCH ALLYN, INC. GREEN SERIES 777 |  | Not Known | COOPER PHYSICIANS-AUDUBON |  |  | excluded | 11/20/2015 |  |  |  |  | NO | NO |  |  |  |  | WELCH ALLYN, INC. 10480213 Not Known |  |  | Active |  | 99:99:99:99:99:99 |  | Equipment | PAAR:00-PVAR | 10/31/2019 |  | COOPER AMBULATORY OFF-SITES |  |  | Examining Room - Left |  | MICHELLE JOHNSON
|  | WELCH ALLYN, INC. | WELCH ALLYN, INC. GREEN SERIES 777 |  | Not Known | COOPER PHYSICIANS-AUDUBON |  |  | excluded | 11/20/2015 |  |  |  |  | NO | NO |  |  |  |  | WELCH ALLYN, INC. 10480211 Not Known |  |  | Active |  | 99:99:99:99:99:99 |  | Equipment | PAAR:00-PVAR | 10/31/2019 |  | COOPER AMBULATORY OFF-SITES |  |  | 1st Room |  | MICHELLE JOHNSON
|  | WELCH ALLYN, INC. | WELCH ALLYN, INC. GREEN SERIES 777 |  | Not Known | COOPER BONE & JOINT- GLASSBORO |  |  | excluded | 11/12/2015 |  |  |  |  | NO | NO |  |  |  |  | WELCH ALLYN, INC. 10480204 Not Known |  |  | Active |  | 99:99:99:99:99:99 |  | Equipment | PAAR:00-PVAR | 10/31/2019 |  | COOPER AMBULATORY OFF-SITES |  |  | B129 |  | COURTNEY BUDD
|  | WELCH ALLYN, INC. | WELCH ALLYN, INC. GREEN SERIES 777 |  | Not Known | COOPER BONE & JOINT- GLASSBORO |  |  | excluded | 11/12/2015 |  |  |  |  | NO | NO |  |  |  |  | WELCH ALLYN, INC. 10480202 Not Known |  |  | Active |  | 99:99:99:99:99:99 |  | Equipment | PAAR:00-PVAR | 10/31/2019 |  | COOPER AMBULATORY OFF-SITES |  |  | B130 |  | COURTNEY BUDD
|  | WELCH ALLYN, INC. | WELCH ALLYN, INC. GREEN SERIES 777 |  | Not Known | COOPER BONE & JOINT- GLASSBORO |  |  | excluded | 11/12/2015 |  |  |  |  | NO | NO |  |  |  |  | WELCH ALLYN, INC. 10480200 Not Known |  |  | Active |  | 99:99:99:99:99:99 |  | Equipment | PAAR:00-PVAR | 10/31/2019 |  | COOPER AMBULATORY OFF-SITES |  |  | B131 |  | COURTNEY BUDD
|  | WELCH ALLYN, INC. | WELCH ALLYN, INC. GREEN SERIES 777 |  | Not Known | COOPER BONE & JOINT- GLASSBORO |  |  | excluded | 11/12/2015 |  |  |  |  | NO | NO |  |  |  |  | WELCH ALLYN, INC. 10480198 Not Known |  |  | Active |  | 99:99:99:99:99:99 |  | Equipment | PAAR:00-PVAR | 10/31/2019 |  | COOPER AMBULATORY OFF-SITES |  |  | B122 |  | COURTNEY BUDD
|  | WELCH ALLYN, INC. | WELCH ALLYN, INC. GREEN SERIES 777 |  | Not Known | COOPER BONE & JOINT- GLASSBORO |  |  | excluded | 11/12/2015 |  |  |  |  | NO | NO |  |  |  |  | WELCH ALLYN, INC. 10480196 Not Known |  |  | Active |  | 99:99:99:99:99:99 |  | Equipment | PAAR:00-PVAR | 10/31/2019 |  | COOPER AMBULATORY OFF-SITES |  |  | B120 |  | COURTNEY BUDD
|  | WELCH ALLYN, INC. | WELCH ALLYN, INC. GREEN SERIES 777 |  | Not Known | COOPER BONE & JOINT- GLASSBORO |  |  | excluded | 11/12/2015 |  |  |  |  | NO | NO |  |  |  |  | WELCH ALLYN, INC. 10480187 Not Known |  |  | Active |  | 99:99:99:99:99:99 |  | Equipment | PAAR:00-PVAR | 10/31/2019 |  | COOPER AMBULATORY OFF-SITES |  |  | b113 |  | COURTNEY BUDD
|  | WELCH ALLYN, INC. | WELCH ALLYN, INC. GREEN SERIES 777 |  | Not Known | COOPER BONE & JOINT- GLASSBORO |  |  | excluded | 11/12/2015 |  |  |  |  | NO | NO |  |  |  |  | WELCH ALLYN, INC. 10480188 Not Known |  |  | Active |  | 99:99:99:99:99:99 |  | Equipment | PAAR:00-PVAR | 10/31/2019 |  | COOPER AMBULATORY OFF-SITES |  |  | B115 |  | COURTNEY BUDD
|  | WELCH ALLYN, INC. | WELCH ALLYN, INC. GREEN SERIES 777 |  | Not Known | COOPER BONE & JOINT- GLASSBORO |  |  | excluded | 11/12/2015 |  |  |  |  | NO | NO |  |  |  |  | WELCH ALLYN, INC. 10480190 Not Known |  |  | Active |  | 99:99:99:99:99:99 |  | Equipment | PAAR:00-PVAR | 10/31/2019 |  | COOPER AMBULATORY OFF-SITES |  |  | B116 |  | COURTNEY BUDD
|  | WELCH ALLYN, INC. | WELCH ALLYN, INC. GREEN SERIES 777 |  | Not Known | COOPER BONE & JOINT- GLASSBORO |  |  | excluded | 11/12/2015 |  |  |  |  | NO | NO |  |  |  |  | WELCH ALLYN, INC. 10480192 Not Known |  |  | Active |  | 99:99:99:99:99:99 |  | Equipment | PAAR:00-PVAR | 10/31/2019 |  | COOPER AMBULATORY OFF-SITES |  |  | B117 |  | COURTNEY BUDD
|  | WELCH ALLYN, INC. | WELCH ALLYN, INC. GREEN SERIES 777 |  | Not Known | PENNSVILLE-MEDICINE |  |  | excluded | 08/17/2016 |  |  |  |  | NO | NO |  |  |  |  | WELCH ALLYN, INC. 10480161 Not Known |  |  | Active |  | 99:99:99:99:99:99 |  | Equipment | PAAR:00-PVAR | 10/31/2019 |  | COOPER AMBULATORY OFF-SITES |  |  | EXAM ROOM 9 |  | Heather Rhodes
|  | WELCH ALLYN, INC. | WELCH ALLYN, INC. GREEN SERIES 777 |  | Not Known | PENNSVILLE-MEDICINE |  |  | excluded | 08/17/2016 |  |  |  |  | NO | NO |  |  |  |  | WELCH ALLYN, INC. 10480162 Not Known |  |  | Active |  | 99:99:99:99:99:99 |  | Equipment | PAAR:00-PVAR | 10/31/2019 |  | COOPER AMBULATORY OFF-SITES |  |  | EXAM ROOM 10 |  | Heather Rhodes
|  | WELCH ALLYN, INC. | WELCH ALLYN, INC. GREEN SERIES 777 |  | Not Known | PENNSVILLE-MEDICINE |  |  | excluded | 08/17/2016 |  |  |  |  | NO | NO |  |  |  |  | WELCH ALLYN, INC. 10480159 Not Known |  |  | Active |  | 99:99:99:99:99:99 |  | Equipment | PAAR:00-PVAR | 10/31/2019 |  | COOPER AMBULATORY OFF-SITES |  |  | Exam Room 8 |  | Heather Rhodes
|  | WELCH ALLYN, INC. | WELCH ALLYN, INC. GREEN SERIES 777 |  | Not Known | PENNSVILLE-MEDICINE |  |  | excluded | 08/17/2016 |  |  |  |  | NO | NO |  |  |  |  | WELCH ALLYN, INC. 10480160 Not Known |  |  | Active |  | 99:99:99:99:99:99 |  | Equipment | PAAR:00-PVAR | 10/31/2019 |  | COOPER AMBULATORY OFF-SITES |  |  | EXAM ROOM 15 |  | Heather Rhodes
|  | WELCH ALLYN, INC. | WELCH ALLYN, INC. GREEN SERIES 777 |  | Not Known | PENNSVILLE-MEDICINE |  |  | excluded | 08/17/2016 |  |  |  |  | NO | NO |  |  |  |  | WELCH ALLYN, INC. 10480156 Not Known |  |  | Active |  | 99:99:99:99:99:99 |  | Equipment | PAAR:00-PVAR | 10/31/2019 |  | COOPER AMBULATORY OFF-SITES |  |  | EXAM ROOM 6 |  | Heather Rhodes
|  | WELCH ALLYN, INC. | WELCH ALLYN, INC. GREEN SERIES 777 |  | Not Known | PENNSVILLE-MEDICINE |  |  | excluded | 08/17/2016 |  |  |  |  | NO | NO |  |  |  |  | WELCH ALLYN, INC. 10480158 Not Known |  |  | Active |  | 99:99:99:99:99:99 |  | Equipment | PAAR:00-PVAR | 10/31/2019 |  | COOPER AMBULATORY OFF-SITES |  |  | EXAM ROOM 14 |  | Heather Rhodes
|  | WELCH ALLYN, INC. | WELCH ALLYN, INC. GREEN SERIES 777 |  | Not Known | PENNSVILLE-MEDICINE |  |  | excluded | 08/17/2016 |  |  |  |  | NO | NO |  |  |  |  | WELCH ALLYN, INC. 10480157 Not Known |  |  | Active |  | 99:99:99:99:99:99 |  | Equipment | PAAR:00-PVAR | 10/31/2019 |  | COOPER AMBULATORY OFF-SITES |  |  | Exam Room 7 |  | Heather Rhodes
|  | WELCH ALLYN, INC. | WELCH ALLYN, INC. GREEN SERIES 777 |  | Not Known | PENNSVILLE-MEDICINE |  |  | excluded | 08/17/2016 |  |  |  |  | NO | NO |  |  |  |  | WELCH ALLYN, INC. 10480153 Not Known |  |  | Active |  | 99:99:99:99:99:99 |  | Equipment | PAAR:00-PVAR | 10/31/2019 |  | COOPER AMBULATORY OFF-SITES |  |  | EXAM ROOM 2 |  | Heather Rhodes
|  | WELCH ALLYN, INC. | WELCH ALLYN, INC. GREEN SERIES 777 |  | Not Known | PENNSVILLE-MEDICINE |  |  | excluded | 08/17/2016 |  |  |  |  | NO | NO |  |  |  |  | WELCH ALLYN, INC. 10480154 Not Known |  |  | Active |  | 99:99:99:99:99:99 |  | Equipment | PAAR:00-PVAR | 10/31/2019 |  | COOPER AMBULATORY OFF-SITES |  |  | PEDS-2 |  | Heather Rhodes
|  | WELCH ALLYN, INC. | WELCH ALLYN, INC. GREEN SERIES 777 |  | Not Known | PENNSVILLE-MEDICINE |  |  | excluded | 08/17/2016 |  |  |  |  | NO | NO |  |  |  |  | WELCH ALLYN, INC. 10480155 Not Known |  |  | Active |  | 99:99:99:99:99:99 |  | Equipment | PAAR:00-PVAR | 10/31/2019 |  | COOPER AMBULATORY OFF-SITES |  |  | EXAM RM 13 |  | Heather Rhodes
|  | WELCH ALLYN, INC. | WELCH ALLYN, INC. GREEN SERIES 777 |  | Not Known | BUNKER HILL-PEDIATRICS |  |  | excluded | 02/22/2016 |  |  |  |  | NO | NO |  |  |  |  | WELCH ALLYN, INC. 10480149 Not Known |  |  | Active |  | 99:99:99:99:99:99 |  | Equipment | PAAR:00-PVAR | 10/31/2019 |  | COOPER AMBULATORY OFF-SITES |  |  | PEDS ROOM 4 |  | MAUREEN OBRIEN
|  | WELCH ALLYN, INC. | WELCH ALLYN, INC. GREEN SERIES 777 |  | Not Known | BUNKER HILL-PEDIATRICS |  |  | excluded | 02/22/2016 |  |  |  |  | NO | NO |  |  |  |  | WELCH ALLYN, INC. 10480147 Not Known |  |  | Active |  | 99:99:99:99:99:99 |  | Equipment | PAAR:00-PVAR | 10/31/2019 |  | COOPER AMBULATORY OFF-SITES |  |  | PEDS ROOM 7 |  | MAUREEN OBRIEN
|  | WELCH ALLYN, INC. | WELCH ALLYN, INC. GREEN SERIES 777 |  | Not Known | BUNKER HILL-PEDIATRICS |  |  | excluded | 02/22/2016 |  |  |  |  | NO | NO |  |  |  |  | WELCH ALLYN, INC. 10480148 Not Known |  |  | Active |  | 99:99:99:99:99:99 |  | Equipment | PAAR:00-PVAR | 10/31/2019 |  | COOPER AMBULATORY OFF-SITES |  |  | PEDS ROOM 8 |  | MAUREEN OBRIEN
|  | WELCH ALLYN, INC. | WELCH ALLYN, INC. GREEN SERIES 777 |  | Not Known | BUNKER HILL-PEDIATRICS |  |  | excluded | 02/22/2016 |  |  |  |  | NO | NO |  |  |  |  | WELCH ALLYN, INC. 10480144 Not Known |  |  | Active |  | 99:99:99:99:99:99 |  | Equipment | PAAR:00-PVAR | 10/31/2019 |  | COOPER AMBULATORY OFF-SITES |  |  | PEDS ROOM 5 |  | MAUREEN OBRIEN
|  | WELCH ALLYN, INC. | WELCH ALLYN, INC. GREEN SERIES 777 |  | Not Known | BUNKER HILL-PEDIATRICS |  |  | excluded | 02/22/2016 |  |  |  |  | NO | NO |  |  |  |  | WELCH ALLYN, INC. 10480143 Not Known |  |  | Active |  | 99:99:99:99:99:99 |  | Equipment | PAAR:00-PVAR | 10/31/2019 |  | COOPER AMBULATORY OFF-SITES |  |  | PEDS ROOM 6 |  | MAUREEN OBRIEN
|  | WELCH ALLYN, INC. | WELCH ALLYN, INC. GREEN SERIES 777 |  | Not Known | BUNKER HILL-OB/GYN |  |  | excluded | 03/03/2016 |  |  |  |  | NO | NO |  |  |  |  | WELCH ALLYN, INC. 10480142 Not Known |  |  | Active |  | 99:99:99:99:99:99 |  | Equipment | PAAR:00-PVAR | 10/31/2019 |  | COOPER AMBULATORY OFF-SITES |  |  | OB 6 |  | LISA POTTS
|  | WELCH ALLYN, INC. | WELCH ALLYN, INC. GREEN SERIES 777 |  | Not Known | BUNKER HILL-OB/GYN |  |  | excluded | 03/03/2016 |  |  |  |  | NO | NO |  |  |  |  | WELCH ALLYN, INC. 10480141 Not Known |  |  | Active |  | 99:99:99:99:99:99 |  | Equipment | PAAR:00-PVAR | 10/31/2019 |  | COOPER AMBULATORY OFF-SITES |  |  | OB 5 |  | LISA POTTS
|  | WELCH ALLYN, INC. | WELCH ALLYN, INC. GREEN SERIES 777 |  | Not Known | BUNKER HILL-OB/GYN |  |  | excluded | 03/03/2016 |  |  |  |  | NO | NO |  |  |  |  | WELCH ALLYN, INC. 10480140 Not Known |  |  | Active |  | 99:99:99:99:99:99 |  | Equipment | PAAR:00-PVAR | 10/31/2019 |  | COOPER AMBULATORY OFF-SITES |  |  | OB 4 |  | LISA POTTS
|  | WELCH ALLYN, INC. | WELCH ALLYN, INC. GREEN SERIES 777 |  | Not Known | BUNKER HILL-OB/GYN |  |  | excluded | 03/03/2016 |  |  |  |  | NO | NO |  |  |  |  | WELCH ALLYN, INC. 10480139 Not Known |  |  | Active |  | 99:99:99:99:99:99 |  | Equipment | PAAR:00-PVAR | 10/31/2019 |  | COOPER AMBULATORY OFF-SITES |  |  |  |  | LISA POTTS
|  | WELCH ALLYN, INC. | WELCH ALLYN, INC. GREEN SERIES 777 |  | Not Known | BUNKER HILL-OB/GYN |  |  | excluded | 03/03/2016 |  |  |  |  | NO | NO |  |  |  |  | WELCH ALLYN, INC. 10480138 Not Known |  |  | Active |  | 99:99:99:99:99:99 |  | Equipment | PAAR:00-PVAR | 10/31/2019 |  | COOPER AMBULATORY OFF-SITES |  |  | OB 2 |  | LISA POTTS
|  | WELCH ALLYN, INC. | WELCH ALLYN, INC. GREEN SERIES 777 |  | Not Known | HEART INSTITUTE |  |  | excluded | 08/12/2015 |  |  |  |  | NO | NO |  |  |  |  | WELCH ALLYN, INC. 10368994 Not Known |  |  | Active |  | 99:99:99:99:99:99 |  | Equipment | PAAR:00-PVAR | 10/31/2019 |  | COOPER AMBULATORY OFF-SITES |  |  | exam room 5 | 0011080819 | KATHRYN COMO | Preventative Maintenance | Closed | Bonnie Aichroth | 01/24/2017 | 01/24/2017 | PERFORMANCE ASSURANCE AT INVENTORY | INVENTORIED DEVICE AND ENSURED DEVICE WAS FUNCTIONING PROPERLY. | BAED9D2F-5CA6-4A75-8C8F-0D81D19A8C89 | Labor | 10/05/2016 | 10/05/2016 | Stephen Zubrzycki
|  | WELCH ALLYN, INC. | WELCH ALLYN, INC. GREEN SERIES 777 |  | Not Known | HEART INSTITUTE |  |  | excluded | 07/10/2015 |  |  |  |  | NO | NO |  |  |  |  | WELCH ALLYN, INC. 10368991 Not Known |  |  | Active |  | 99:99:99:99:99:99 |  | Equipment | PAAR:00-PVAR | 10/31/2019 |  | COOPER AMBULATORY OFF-SITES |  |  | ROOM 3 |  | KATHRYN COMO
|  | WELCH ALLYN, INC. | WELCH ALLYN, INC. GREEN SERIES 777 |  | Not Known | HEART INSTITUTE |  |  | excluded | 07/10/2015 |  |  |  |  | NO | NO |  |  |  |  | WELCH ALLYN, INC. 10368988 Not Known |  |  | Active |  | 99:99:99:99:99:99 |  | Equipment | PAAR:00-PVAR | 10/31/2019 |  | COOPER AMBULATORY OFF-SITES |  |  | ROOM 3 |  | KATHRYN COMO
|  | WELCH ALLYN, INC. | WELCH ALLYN, INC. GREEN SERIES 777 |  | Not Known | HEART INSTITUTE |  |  | excluded | 07/10/2015 |  |  |  |  | NO | NO |  |  |  |  | WELCH ALLYN, INC. 10368985 Not Known |  |  | Active |  | 99:99:99:99:99:99 |  | Equipment | PAAR:00-PVAR | 10/31/2019 |  | COOPER AMBULATORY OFF-SITES |  |  | ROOM 2 |  | KATHRYN COMO
|  | WELCH ALLYN, INC. | WELCH ALLYN, INC. GREEN SERIES 777 |  |  | HEART INSTITUTE |  |  | excluded | 07/10/2015 |  |  |  |  | NO | NO |  |  |  |  | WELCH ALLYN, INC. 10368982 15062 |  |  | Active |  | 99:99:99:99:99:99 |  | Equipment | PAAR:00-PVAR | 10/31/2019 |  | COOPER AMBULATORY OFF-SITES |  |  | Room 1 |  | KATHRYN COMO
|  | WELCH ALLYN, INC. | WELCH ALLYN, INC. GREEN SERIES 777 |  | NOT KNOWN | 3 COOPER-CARDIAC DIAGNOSTIC CENTER |  |  | excluded | 11/21/2019 |  |  |  |  | NO | NO |  |  |  |  | WELCH ALLYN, INC. 30280029 NOT KNOWN |  |  | Active |  |  |  | Equipment | PAAR:00-PVAR | 11/21/2019 | 11/21/2019 | COOPER AMBULATORY OFF-SITES |  |  | Suite 311 - Exam E | WOT00000004359322 | CARLA TRUELL | Performance Verification | Completed | Stephen Zubrzycki | 11/21/2019 | 11/21/2019 | Performance Verification for WELCH ALLYN, INC. 30280029 NOT KNOWN | Initial Install of Performance Verification. Device is ready for patient use. |  |  | 11/21/2019 | 11/21/2019
|  | WELCH ALLYN, INC. | WELCH ALLYN, INC. GREEN SERIES 777 |  | NOT KNOWN | 3 COOPER-CARDIAC DIAGNOSTIC CENTER |  |  | excluded | 11/21/2019 |  |  |  |  | NO | NO |  |  |  |  | WELCH ALLYN, INC. 30280027 NOT KNOWN |  |  | Active |  |  |  | Equipment | PAAR:00-PVAR | 11/21/2019 | 11/21/2019 | COOPER AMBULATORY OFF-SITES |  |  | Suite 311 - Exam A | WOT00000004359267 | CARLA TRUELL | Performance Verification | Completed | Stephen Zubrzycki | 11/21/2019 | 11/21/2019 | Performance Verification for WELCH ALLYN, INC. 30280027 NOT KNOWN | Initial Install of Performance Verification. Device is ready for patient use. |  |  | 11/21/2019 | 11/21/2019
|  | WELCH ALLYN, INC. | WELCH ALLYN, INC. GREEN SERIES 777 |  | NOT KNOWN | 3 COOPER-CARDIAC DIAGNOSTIC CENTER |  |  | excluded | 11/21/2019 |  |  |  |  | NO | NO |  |  |  |  | WELCH ALLYN, INC. 30280025 NOT KNOWN |  |  | Active |  |  |  | Equipment | PAAR:00-PVAR | 11/21/2019 | 11/21/2019 | COOPER AMBULATORY OFF-SITES |  |  | Suite 311 - Exam B | WOT00000004359226 | CARLA TRUELL | Performance Verification | Completed | Stephen Zubrzycki | 11/21/2019 | 11/21/2019 | Performance Verification for WELCH ALLYN, INC. 30280025 NOT KNOWN | Initial Install of Performance Verification. Device is ready for patient use. |  |  | 11/21/2019 | 11/21/2019
|  | WELCH ALLYN, INC. | WELCH ALLYN, INC. GREEN SERIES 777 |  | NOT KNOWN | 3 COOPER-CARDIAC DIAGNOSTIC CENTER |  |  | excluded | 11/21/2019 |  |  |  |  | NO | NO |  |  |  |  | WELCH ALLYN, INC. 30280023 NOT KNOWN |  |  | Active |  |  |  | Equipment | PAAR:00-PVAR | 11/21/2019 | 11/21/2019 | COOPER AMBULATORY OFF-SITES |  |  | Suite 311 - Exam C | WOT00000004359173 | CARLA TRUELL | Performance Verification | Completed | Stephen Zubrzycki | 11/21/2019 | 11/21/2019 | Performance Verification for WELCH ALLYN, INC. 30280023 NOT KNOWN | Initial Install of Performance Verification. Device is ready for patient use. |  |  | 11/21/2019 | 11/21/2019
|  | WELCH ALLYN, INC. | WELCH ALLYN, INC. GREEN SERIES 777 |  | NOT KNOWN | 3 COOPER-CARDIAC DIAGNOSTIC CENTER |  |  | excluded | 11/21/2019 |  |  |  |  | NO | NO |  |  |  |  | WELCH ALLYN, INC. 30280021 NOT KNOWN |  |  | Active |  |  |  | Equipment | PAAR:00-PVAR | 11/21/2019 | 11/21/2019 | COOPER AMBULATORY OFF-SITES |  |  | Suite 311 - Exam D | WOT00000004359126 | CARLA TRUELL | Performance Verification | Completed | Stephen Zubrzycki | 11/21/2019 | 11/21/2019 | Performance Verification for WELCH ALLYN, INC. 30280021 NOT KNOWN | Initial Install of Performance Verification. Device is ready for patient use. |  |  | 11/21/2019 | 11/21/2019
|  | WELCH ALLYN, INC. | WELCH ALLYN, INC. GREEN SERIES 777 |  | NOT KNOWN | 3 COOPER-CARDIAC DIAGNOSTIC CENTER |  |  | excluded | 11/21/2019 |  |  |  |  | NO | NO |  |  |  |  | WELCH ALLYN, INC. 30280019 NOT KNOWN |  |  | Active |  |  |  | Equipment | PAAR:00-PVAR | 11/21/2019 | 11/21/2019 | COOPER AMBULATORY OFF-SITES |  |  | Suite 311 - Exam F | WOT00000004359066 | CARLA TRUELL | Performance Verification | Completed | Stephen Zubrzycki | 11/21/2019 | 11/21/2019 | Performance Verification for WELCH ALLYN, INC. 30280019 NOT KNOWN | Initial Install of Performance Verification. Device is ready for patient use. |  |  | 11/21/2019 | 11/21/2019
|  | WELCH ALLYN, INC. | WELCH ALLYN, INC. GREEN SERIES 777 |  | 25133* | AUDUBON URGENT CARE |  |  | excluded | 01/01/1900 |  |  |  |  | NO | NO |  |  |  |  | WELCH ALLYN, INC. 10366278 25133* |  |  | Active |  | 99:99:99:99:99:99 |  | Equipment | PAAR:00-PVAR | 11/02/2019 |  | COOPER AMBULATORY OFF-SITES |  |  | EXAM 2 |  | MELISSA PORTOBANCO
|  | WELCH ALLYN, INC. | WELCH ALLYN, INC. GREEN SERIES 777 |  | Not Known | AUDUBON URGENT CARE |  |  | excluded | 01/01/1900 |  |  |  |  | NO | NO |  |  |  |  | WELCH ALLYN, INC. 10366272 Not Known |  |  | Active |  | 99:99:99:99:99:99 |  | Equipment | PAAR:00-PVAR | 11/02/2019 |  | COOPER AMBULATORY OFF-SITES |  |  | exam 3 |  | MELISSA PORTOBANCO
|  | WELCH ALLYN, INC. | WELCH ALLYN, INC. GREEN SERIES 777 |  | Not Known | AUDUBON URGENT CARE |  |  | excluded | 01/01/1900 |  |  |  |  | NO | NO |  |  |  |  | WELCH ALLYN, INC. 10366270 Not Known |  |  | Active |  | 99:99:99:99:99:99 |  | Equipment | PAAR:00-PVAR | 11/02/2019 |  | COOPER AMBULATORY OFF-SITES |  |  | EXAM 6 |  | MELISSA PORTOBANCO
|  | WELCH ALLYN, INC. | WELCH ALLYN, INC. GREEN SERIES 777 |  | Not Known | AUDUBON URGENT CARE |  |  | excluded | 01/01/1900 |  |  |  |  | NO | NO |  |  |  |  | WELCH ALLYN, INC. 10366267 Not Known |  |  | Active |  | 99:99:99:99:99:99 |  | Equipment | PAAR:00-PVAR | 11/02/2019 |  | COOPER AMBULATORY OFF-SITES |  |  | EXAM 5 |  | MELISSA PORTOBANCO
|  | WELCH ALLYN, INC. | WELCH ALLYN, INC. GREEN SERIES 777 |  | Not Known | AUDUBON URGENT CARE |  |  | excluded | 01/01/1900 |  |  |  |  | NO | NO |  |  |  |  | WELCH ALLYN, INC. 10366258 Not Known |  |  | Active |  | 99:99:99:99:99:99 |  | Equipment | PAAR:00-PVAR | 11/02/2019 |  | COOPER AMBULATORY OFF-SITES |  |  | exam 4 |  | MELISSA PORTOBANCO
|  | WELCH ALLYN, INC. | WELCH ALLYN, INC. GREEN SERIES 777 |  | Not Known | AUDUBON URGENT CARE |  |  | excluded | 01/01/1900 |  |  |  |  | NO | NO |  |  |  |  | WELCH ALLYN, INC. 10366253 Not Known |  |  | Active |  | 99:99:99:99:99:99 |  | Equipment | PAAR:00-PVAR | 11/02/2019 |  | COOPER AMBULATORY OFF-SITES |  |  | EXAM 1 | 0011075808 | MELISSA PORTOBANCO | Repair | Closed | Kirk Lis | 01/23/2017 | 02/02/2017 | OPHTHALMOSCOPE - BOTTOM PORTION BROKEN, WIRES HANGING - EXAM 1 | 1/24/2017 3:58:21 PM KALIS (KALIS 1/24/2017 12:00 AM) TRAVEL TIME (KALIS 1/24/2017 12:00 AM) WAITED FOR EXAM RM.1 TO BECOME AVAILABLE. PERFORMED DIAGNOSTICS. UNIT HAD PHYSICAL DAMAGE TO HANDLE SECTION 1/24/2017 3:59:42 PM KALIS (KALIS 1/24/2017 12:00 AM) DOCUMENTATION ORDERED PART 1/30/2017 9:13:40 AM KALIS (KALIS 1/30/2017 12:00 AM) REPLACED HAND PIECE. TESTED UNIT.UNIT OK! 2/1/2017 8:13:17 PM KALIS (KALIS 2/1/2017 12:00 AM) TRAVEL TIME (KALIS 2/1/2017 12:00 AM) INSTALLED UNIT ON WALL IN EXAM ROOM. TESTED EQUIPMENT UNIT OK | F6B7E7FA-735B-4CD7-AAD6-62E7E41C5ED2 | Labor | 01/24/2017 | 01/24/2017 | Kirk Lis
|  | WELCH ALLYN, INC. | WELCH ALLYN, INC. GREEN SERIES 777 |  | 26823* | KROC CENTER-FAMILY MEDICINE |  |  | excluded | 01/01/1900 |  |  |  |  | NO | NO |  |  |  |  | WELCH ALLYN, INC. 10365724 26823* |  |  | Active |  | 99:99:99:99:99:99 |  | Equipment | PAAR:00-PVAR | 11/02/2019 |  | COOPER AMBULATORY OFF-SITES |  |  | ROOM 2 |  | JESSICA NIEVES
|  | WELCH ALLYN, INC. | WELCH ALLYN, INC. GREEN SERIES 777 |  | NOT KNOWN | KROC CENTER-FAMILY MEDICINE |  |  | excluded | 01/01/1900 |  |  |  |  | NO | NO |  |  |  |  | WELCH ALLYN, INC. 10365716 NOT KNOWN |  |  | Active |  | 99:99:99:99:99:99 |  | Equipment | PAAR:00-PVAR | 11/02/2019 |  | COOPER AMBULATORY OFF-SITES |  |  | ROOM 4 | WOT00000001556919 | JESSICA NIEVES | Repair | Closed | Stephen Zubrzycki | 10/08/2018 | 11/07/2018 | Manual BP is leaking | Acknowledged. Analyzed unit. Had rip in tubing. Repaired but still slighly leaking. Verified that leak was coming from bulb. Dept found spare in drawer. Swapped out bulb and VPO of unit. Suggested that they order another bulb for spare. Researched and got p/n and emailed their manager Rosalin Baez. Travel time | EXP1512842 | Labor | 10/08/2018 | 10/08/2018 | Stephen Zubrzycki
|  | WELCH ALLYN, INC. | WELCH ALLYN, INC. GREEN SERIES 777 |  | 26822* | KROC CENTER-FAMILY MEDICINE |  |  | excluded | 01/01/1900 |  |  |  |  | NO | NO |  |  |  |  | WELCH ALLYN, INC. 10365715 26822* |  |  | Active |  | 99:99:99:99:99:99 |  | Equipment | PAAR:00-PVAR | 11/02/2019 |  | COOPER AMBULATORY OFF-SITES |  |  | ROOM 3 | WOT00000000760675 | JESSICA NIEVES | Repair | Closed | Kirk Lis | 04/03/2018 | 07/30/2018 | needs a new light | REPLACED BULB CL1757 PERFORMED OVP | EXP0375369 | Labor | 04/12/2018 | 04/12/2018 | Kirk Lis
|  | WELCH ALLYN, INC. | WELCH ALLYN, INC. GREEN SERIES 777 |  | Not Known | KROC CENTER-FAMILY MEDICINE |  |  | excluded | 01/01/1900 |  |  |  |  | NO | NO |  |  |  |  | WELCH ALLYN, INC. 10365709 Not Known |  |  | Active |  | 99:99:99:99:99:99 |  | Equipment | PAAR:00-PVAR | 11/02/2019 |  | COOPER AMBULATORY OFF-SITES |  |  | ROOM 5 |  | JESSICA NIEVES
|  | WELCH ALLYN, INC. | WELCH ALLYN, INC. GREEN SERIES 777 |  | 26825* | KROC CENTER-FAMILY MEDICINE |  |  | excluded | 01/01/1900 |  |  |  |  | NO | NO |  |  |  |  | WELCH ALLYN, INC. 10365706 26825* |  |  | Active |  | 99:99:99:99:99:99 |  | Equipment | PAAR:00-PVAR | 11/02/2019 |  | COOPER AMBULATORY OFF-SITES |  |  | PROCEDURE ROOM |  | JESSICA NIEVES
|  | WELCH ALLYN, INC. | WELCH ALLYN, INC. GREEN SERIES 777 |  | 26819* | KROC CENTER-FAMILY MEDICINE |  |  | excluded | 01/01/1900 |  |  |  |  | NO | NO |  |  |  |  | WELCH ALLYN, INC. 10365704 26819* |  |  | Active |  | 99:99:99:99:99:99 |  | Equipment | PAAR:00-PVAR | 11/02/2019 |  | COOPER AMBULATORY OFF-SITES |  |  | Room 1 |  | JESSICA NIEVES
|  | WELCH ALLYN, INC. | WELCH ALLYN, INC. GREEN SERIES 777 |  | 24729** | COOPER CANCER CENTER-MULTIDISCIPLINARY CLINIC |  |  | excluded | 01/01/1900 |  |  |  |  | NO | NO |  |  |  |  | WELCH ALLYN, INC. 10365631 24729** |  |  | Active |  | 99:99:99:99:99:99 |  | Equipment | PAAR:00-PVAR | 11/02/2019 |  | COOPER AMBULATORY OFF-SITES |  |  | Multi Disc - C2014 | 0012668488 | ROXANNE BERGER | Repair | Closed | Josh Harris | 01/22/2018 | 01/26/2018 | OTOSCOPE - LIGHT NOT TURNING ON - MD ANDERSON MULTI DISC 2ND FL, RM 3 | 1/26/2018 11:40:53 AM JXHARRIS (JXHARRIS 1/26/2018 12:00 AM) REPLACED BULB. VPO. RTS. | A7B4145E-DF9A-473C-B89B-0C237664C891 | Labor | 01/26/2018 | 01/26/2018 | Josh Harris
|  | WELCH ALLYN, INC. | WELCH ALLYN, INC. GREEN SERIES 777 |  | 24511** | COOPER CANCER CENTER-MULTIDISCIPLINARY CLINIC |  |  | excluded | 01/01/1900 |  |  |  |  | NO | NO |  |  |  |  | WELCH ALLYN, INC. 10365628 24511** |  |  | Active |  | 99:99:99:99:99:99 |  | Equipment | PAAR:00-PVAR | 11/02/2019 |  | COOPER AMBULATORY OFF-SITES |  |  | Multi Disc - C2013 |  | ROXANNE BERGER
|  | WELCH ALLYN, INC. | WELCH ALLYN, INC. GREEN SERIES 777 |  | 24655* | COOPER CANCER CENTER |  |  | excluded | 01/01/1900 |  |  |  |  | NO | NO |  |  |  |  | WELCH ALLYN, INC. 10365524 24655* |  |  | Active |  | 99:99:99:99:99:99 |  | Equipment | PAAR:00-PVAR | 11/02/2019 |  | COOPER AMBULATORY OFF-SITES |  |  | Rad/Onc - C1025 |  | COLLEEN TEGELER
|  | WELCH ALLYN, INC. | WELCH ALLYN, INC. GREEN SERIES 777 |  | 24647* | COOPER CANCER CENTER |  |  | excluded | 01/01/1900 |  |  |  |  | NO | NO |  |  |  |  | WELCH ALLYN, INC. 10365520 24647* |  |  | Active |  | 99:99:99:99:99:99 |  | Equipment | PAAR:00-PVAR | 11/02/2019 |  | COOPER AMBULATORY OFF-SITES |  |  | Rad/Onc - Room C1024 |  | COLLEEN TEGELER
|  | WELCH ALLYN, INC. | WELCH ALLYN, INC. GREEN SERIES 777 |  |  | COOPER CANCER CENTER |  |  | excluded | 07/03/2013 |  |  |  |  | NO | NO |  |  |  |  | WELCH ALLYN, INC. 10365517 13203 |  |  | Active |  | 99:99:99:99:99:99 |  | Equipment | PAAR:00-PVAR | 11/02/2019 |  | COOPER AMBULATORY OFF-SITES |  |  | Rad/Onc - C1023 |  | COLLEEN TEGELER
|  | WELCH ALLYN, INC. | WELCH ALLYN, INC. GREEN SERIES 777 |  | 24649* | COOPER CANCER CENTER |  |  | excluded | 01/01/1900 |  |  |  |  | NO | NO |  |  |  |  | WELCH ALLYN, INC. 10365514 24649* |  |  | Active |  | 99:99:99:99:99:99 |  | Equipment | PAAR:00-PVAR | 11/02/2019 |  | COOPER AMBULATORY OFF-SITES |  |  | Rad/Onc - Room C1022 |  | COLLEEN TEGELER
|  | WELCH ALLYN, INC. | WELCH ALLYN, INC. GREEN SERIES 777 |  | 24658* | COOPER CANCER CENTER |  |  | excluded | 01/01/1900 |  |  |  |  | NO | NO |  |  |  |  | WELCH ALLYN, INC. 10365507 24658* |  |  | Active |  | 99:99:99:99:99:99 |  | Equipment | PAAR:00-PVAR | 11/01/2019 |  | COOPER AMBULATORY OFF-SITES |  |  | Rad/Onc - Room C1015 | WOT00000002375039 | COLLEEN TEGELER | Repair | Closed | Charles Santomero | 03/14/2019 | 07/25/2019 | Otoscope; no light coming from it, patient on table | Found the lamp was bad. Replaced lamp from the customer's stock of lamps. Informed customer of how the issue was resolved, and showed her how to change the bulb herself. In light of the fact that she made this a STAT call with a "patient on the table", I told her that changing the lamp is a user function, not service, and she could have resolved this herself much faster than calling service. Gave her the part number for spare lamps and told her they need to maintain their own supply so they can change the lamp themselves when this happens again. OVP, RTS | EXP3492126 | Labor | 03/14/2019 | 03/14/2019 | Charles Santomero
|  | WELCH ALLYN, INC. | WELCH ALLYN, INC. GREEN SERIES 777 |  | Not Known | COOPER CANCER CENTER-MULTIDISCIPLINARY CLINIC |  |  | excluded | 05/06/2015 |  |  |  |  | NO | NO |  |  |  |  | WELCH ALLYN, INC. 10360335 Not Known |  |  | Active |  | 99:99:99:99:99:99 |  | Equipment | PAAR:00-PVAR | 11/02/2019 |  | COOPER AMBULATORY OFF-SITES |  |  | Multi Disc - C2213 |  | ROXANNE BERGER
|  | WELCH ALLYN, INC. | WELCH ALLYN, INC. GREEN SERIES 777 |  | Not Known | COOPER CANCER CENTER-MULTIDISCIPLINARY CLINIC |  |  | excluded | 03/01/2015 |  |  |  |  | NO | NO |  |  |  |  | WELCH ALLYN, INC. 10360329 Not Known |  |  | Active |  | 99:99:99:99:99:99 |  | Equipment | PAAR:00-PVAR | 11/01/2019 |  | COOPER AMBULATORY OFF-SITES |  |  | Multi Disc - C2212 |  | ROXANNE BERGER
|  | WELCH ALLYN, INC. | WELCH ALLYN, INC. GREEN SERIES 777 |  | Not Known | COOPER CANCER CENTER-MULTIDISCIPLINARY CLINIC |  |  | excluded | 05/04/2015 |  |  |  |  | NO | NO |  |  |  |  | WELCH ALLYN, INC. 10360321 Not Known |  |  | Active |  | 99:99:99:99:99:99 |  | Equipment | PAAR:00-PVAR | 11/02/2019 |  | COOPER AMBULATORY OFF-SITES |  |  | Multi Disc - C2214 |  | ROXANNE BERGER
|  | WELCH ALLYN, INC. | WELCH ALLYN, INC. GREEN SERIES 777 |  | Not Known | COOPER CANCER CENTER-MULTIDISCIPLINARY CLINIC |  |  | excluded | 03/01/2015 |  |  |  |  | NO | NO |  |  |  |  | WELCH ALLYN, INC. 10360315 Not Known |  |  | Active |  | 99:99:99:99:99:99 |  | Equipment | PAAR:00-PVAR | 11/02/2019 |  | COOPER AMBULATORY OFF-SITES |  |  | Multi Disc - C2215 |  | ROXANNE BERGER
|  | WELCH ALLYN, INC. | WELCH ALLYN, INC. GREEN SERIES 777 |  | Not Known | COOPER CANCER CENTER-MULTIDISCIPLINARY CLINIC |  |  | excluded | 01/01/1900 |  |  |  |  | NO | NO |  |  |  |  | WELCH ALLYN, INC. 10357076 Not Known |  |  | Active |  | 99:99:99:99:99:99 |  | Equipment | PAAR:00-PVAR | 11/02/2019 |  | COOPER AMBULATORY OFF-SITES |  |  | Multi Disc - C2016 |  | ROXANNE BERGER
|  | WELCH ALLYN, INC. | WELCH ALLYN, INC. GREEN SERIES 777 |  | Not Known | COOPER CANCER CENTER-MULTIDISCIPLINARY CLINIC |  |  | excluded | 01/01/1900 |  |  |  |  | NO | NO |  |  |  |  | WELCH ALLYN, INC. 10357066 Not Known |  |  | Active |  | 99:99:99:99:99:99 |  | Equipment | PAAR:00-PVAR | 11/01/2019 |  | COOPER AMBULATORY OFF-SITES |  |  | Multi Disc - C2018 |  | ROXANNE BERGER
|  | WELCH ALLYN, INC. | WELCH ALLYN, INC. GREEN SERIES 777 |  |  | VOORHEES SURGERY CENTER-RADIATION/ONC |  |  | excluded | 10/08/2004 |  |  |  |  | NO | NO |  |  |  |  | WELCH ALLYN, INC. 10356830 10356830 |  |  | Active |  | 99:99:99:99:99:99 |  | Equipment | PAAR:00-PVAR | 11/02/2019 |  | COOPER AMBULATORY OFF-SITES |  |  | EXAM 5 |  | COLLEEN TEGELER
|  | WELCH ALLYN, INC. | WELCH ALLYN, INC. GREEN SERIES 777 |  |  | PAVILION 8 |  |  | excluded | 01/01/1900 |  |  |  |  | NO | NO |  |  |  |  | WELCH ALLYN, INC. 10356589 14065 |  |  | Active |  | 99:99:99:99:99:99 |  | Equipment | PAAR:00-PVAR | 11/02/2019 |  | COOPER UNIVERSITY HOSPITAL |  |  | 811 P | WOT00000000510386 | BRIAN OSHAUGHNESSY | Disposition | Closed | Gene Amodei | 02/08/2018 | 05/14/2019 | Bulk Disposition CNL
|  | WELCH ALLYN, INC. | WELCH ALLYN, INC. GREEN SERIES 777 |  | Not Known | COOPER CANCER CENTER-MULTIDISCIPLINARY CLINIC |  |  | excluded | 05/04/2015 |  |  |  |  | NO | NO |  |  |  |  | WELCH ALLYN, INC. 10355377 Not Known |  |  | Active |  | 99:99:99:99:99:99 |  | Equipment | PAAR:00-PVAR | 11/02/2019 |  | COOPER AMBULATORY OFF-SITES |  |  | Multi Disc - C2042 |  | ROXANNE BERGER
|  | WELCH ALLYN, INC. | WELCH ALLYN, INC. GREEN SERIES 777 |  | Not Known | COOPER CANCER CENTER-MULTIDISCIPLINARY CLINIC |  |  | excluded | 01/01/1900 |  |  |  |  | NO | NO |  |  |  |  | WELCH ALLYN, INC. 10355373 Not Known |  |  | Active |  | 99:99:99:99:99:99 |  | Equipment | PAAR:00-PVAR | 11/02/2019 |  | COOPER AMBULATORY OFF-SITES |  |  | Multi Disc - C2040 | 0011309913 | ROXANNE BERGER | Repair | Closed | Josh Harris | 03/02/2017 | 03/07/2017 | OTOSCOPE - MISSING HEAD, LIGHT NOT WORKING - MD ANDERSON CANCER CENTER, RM 15 | 3/7/2017 11:01:29 AM JXHARRIS (JXHARRIS 3/7/2017 12:00 AM) CONTACTED TANYA NIXON AND INFORMED HER THAT TRIMEDX DOES NOT COVER LOST EQUIPMENT REPLACEMENT. ONLY FIXING BROKEN EQUIPMENT. SHE MUST ORDER THE PART HERSELF. | 69548EA3-3525-40D0-9B5D-E634F2265D22 | Labor | 03/07/2017 | 03/07/2017 | Josh Harris
|  | WELCH ALLYN, INC. | WELCH ALLYN, INC. GREEN SERIES 777 |  | Not Known | COOPER CANCER CENTER-MULTIDISCIPLINARY CLINIC |  |  | excluded | 01/01/1900 |  |  |  |  | NO | NO |  |  |  |  | WELCH ALLYN, INC. 10355369 Not Known |  |  | Active |  | 99:99:99:99:99:99 |  | Equipment | PAAR:00-PVAR | 11/02/2019 |  | COOPER AMBULATORY OFF-SITES |  |  | MULTI DISC - C2041 | 0011489425 | ROXANNE BERGER | Repair | Closed | Josh Harris | 04/17/2017 | 04/17/2017 | OTOSCOPE - LIGHT IS NOT WORKING ON EAR - CANCER CENTER ROOM 16 IN HALL C | 4/17/2017 2:10:41 PM JXHARRIS (JXHARRIS 4/17/2017 12:00 AM) REPLACED BULB. VPO. RTS. | AB817406-B89F-4DF9-9872-7E16B946451F | Labor | 04/17/2017 | 04/17/2017 | Josh Harris
|  | WELCH ALLYN, INC. | WELCH ALLYN, INC. GREEN SERIES 777 |  | Not Known | COOPER CANCER CENTER-MULTIDISCIPLINARY CLINIC |  |  | excluded | 01/01/1900 |  |  |  |  | NO | NO |  |  |  |  | WELCH ALLYN, INC. 10355361 Not Known |  |  | Active |  | 99:99:99:99:99:99 |  | Equipment | PAAR:00-PVAR | 11/02/2019 |  | COOPER AMBULATORY OFF-SITES |  |  | Multi Disc - C2028 |  | ROXANNE BERGER
|  | WELCH ALLYN, INC. | WELCH ALLYN, INC. GREEN SERIES 777 |  | Not Known | COOPER CANCER CENTER-MULTIDISCIPLINARY CLINIC |  |  | excluded | 01/01/1900 |  |  |  |  | NO | NO |  |  |  |  | WELCH ALLYN, INC. 10355358 Not Known |  |  | Active |  | 99:99:99:99:99:99 |  | Equipment | PAAR:00-PVAR | 11/02/2019 |  | COOPER AMBULATORY OFF-SITES |  |  | Multi Disc - C2031 |  | ROXANNE BERGER
|  | WELCH ALLYN, INC. | WELCH ALLYN, INC. GREEN SERIES 777 |  | Not Known | COOPER CANCER CENTER-MULTIDISCIPLINARY CLINIC |  |  | excluded | 01/01/1900 |  |  |  |  | NO | NO |  |  |  |  | WELCH ALLYN, INC. 10355334 Not Known |  |  | Active |  | 99:99:99:99:99:99 |  | Equipment | PAAR:00-PVAR | 11/02/2019 |  | COOPER AMBULATORY OFF-SITES |  |  | Multi Disc - C2027 |  | ROXANNE BERGER
|  | WELCH ALLYN, INC. | WELCH ALLYN, INC. GREEN SERIES 777 |  | Not Known | COOPER CANCER CENTER-MULTIDISCIPLINARY CLINIC |  |  | excluded | 01/01/1900 |  |  |  |  | NO | NO |  |  |  |  | WELCH ALLYN, INC. 10355332 Not Known |  |  | Active |  | 99:99:99:99:99:99 |  | Equipment | PAAR:00-PVAR | 11/02/2019 |  | COOPER AMBULATORY OFF-SITES |  |  | Multi Disc - C2032 |  | ROXANNE BERGER
|  | WELCH ALLYN, INC. | WELCH ALLYN, INC. GREEN SERIES 777 |  | Not Known | COOPER CANCER CENTER-MULTIDISCIPLINARY CLINIC |  |  | excluded | 01/01/1900 |  |  |  |  | NO | NO |  |  |  |  | WELCH ALLYN, INC. 10355330 Not Known |  |  | Active |  | 99:99:99:99:99:99 |  | Equipment | PAAR:00-PVAR | 11/02/2019 |  | COOPER AMBULATORY OFF-SITES |  |  | Multi Disc - C2044 |  | ROXANNE BERGER
|  | WELCH ALLYN, INC. | WELCH ALLYN, INC. GREEN SERIES 777 |  | Not Known | COOPER CANCER CENTER-MULTIDISCIPLINARY CLINIC |  |  | excluded | 05/06/2015 |  |  |  |  | NO | NO |  |  |  |  | WELCH ALLYN, INC. 10355325 Not Known |  |  | Active |  | 99:99:99:99:99:99 |  | Equipment | PAAR:00-PVAR | 11/01/2019 |  | COOPER AMBULATORY OFF-SITES |  |  | Multi Disc - C2203 |  | ROXANNE BERGER
|  | WELCH ALLYN, INC. | WELCH ALLYN, INC. GREEN SERIES 777 |  | Not Known | EMERGENCY ROOM |  |  | excluded | 04/18/2016 |  |  |  |  | NO | NO |  |  |  |  | WELCH ALLYN, INC. 10349432 Not Known |  |  | Active |  | 99:99:99:99:99:99 |  | Equipment | PAAR:00-PVAR | 10/31/2019 |  | COOPER UNIVERSITY HOSPITAL |  |  |  |  | KAREN GRUBER
|  | WELCH ALLYN, INC. | WELCH ALLYN, INC. GREEN SERIES 777 |  | Not Known | VOORHEES SURGERY CENTER-HEM/ONC |  |  | excluded | 08/03/2015 |  |  |  |  | NO | NO |  |  |  |  | WELCH ALLYN, INC. 10349368 Not Known |  |  | Active |  | 99:99:99:99:99:99 |  | Equipment | PAAR:00-PVAR | 10/31/2019 |  | COOPER AMBULATORY OFF-SITES |  |  | SUITE F - ROOM 1 |  | MEGAN MCCAFFERTY
|  | WELCH ALLYN, INC. | WELCH ALLYN, INC. GREEN SERIES 777 |  |  | VOORHEES SURGERY CENTER-HEM/ONC |  |  | excluded | 08/03/2015 |  |  |  |  | NO | NO |  |  |  |  | WELCH ALLYN, INC. 10349353 15035 |  |  | Active |  | 99:99:99:99:99:99 |  | Equipment | PAAR:00-PVAR | 10/31/2019 |  | COOPER AMBULATORY OFF-SITES |  |  | SUITE F - ROOM 4 |  | MEGAN MCCAFFERTY
|  | WELCH ALLYN, INC. | WELCH ALLYN, INC. GREEN SERIES 777 |  |  | VOORHEES SURGERY CENTER-HEM/ONC |  |  | excluded | 08/03/2015 |  |  |  |  | NO | NO |  |  |  |  | WELCH ALLYN, INC. 10349357 15138 |  |  | Active |  | 99:99:99:99:99:99 |  | Equipment | PAAR:00-PVAR | 10/31/2019 |  | COOPER AMBULATORY OFF-SITES |  |  | SUITE F - ROOM 3 |  | MEGAN MCCAFFERTY
|  | WELCH ALLYN, INC. | WELCH ALLYN, INC. GREEN SERIES 777 |  |  | VOORHEES SURGERY CENTER-HEM/ONC |  |  | excluded | 08/03/2015 |  |  |  |  | NO | NO |  |  |  |  | WELCH ALLYN, INC. 10349349 15156 |  |  | Active |  | 99:99:99:99:99:99 |  | Equipment | PAAR:00-PVAR | 10/31/2019 |  | COOPER AMBULATORY OFF-SITES |  |  | SUITE F - ROOM 6 |  | MEGAN MCCAFFERTY
|  | WELCH ALLYN, INC. | WELCH ALLYN, INC. GREEN SERIES 777 |  | Not Known | VOORHEES INTERNAL MEDICINE |  |  | excluded | 07/10/2015 |  |  |  |  | NO | NO |  |  |  |  | WELCH ALLYN, INC. 10349261 Not Known |  |  | Active |  | 99:99:99:99:99:99 |  | Equipment | PAAR:00-PVAR | 10/31/2019 |  | COOPER AMBULATORY OFF-SITES |  |  |  |  | JENNY BETLER
|  | WELCH ALLYN, INC. | WELCH ALLYN, INC. GREEN SERIES 777 |  | Not Known | VOORHEES INTERNAL MEDICINE |  |  | excluded | 07/10/2015 |  |  |  |  | NO | NO |  |  |  |  | WELCH ALLYN, INC. 10349258 Not Known |  |  | Active |  | 99:99:99:99:99:99 |  | Equipment | PAAR:00-PVAR | 10/31/2019 |  | COOPER AMBULATORY OFF-SITES |  |  | SUITE 202 ROOM 1062 |  | JENNY BETLER
|  | WELCH ALLYN, INC. | WELCH ALLYN, INC. GREEN SERIES 777 |  | Not Known | VOORHEES SURGERY CENTER - GYN/ONCOLOGY |  |  | excluded | 10/31/2019 |  |  |  |  | NO | NO |  |  |  |  | WELCH ALLYN, INC. 30149660 Not Known |  |  | Active |  | 99:99:99:99:99:99 |  | Equipment | PAAR:00-PVAR | 10/31/2019 | 10/31/2019 | COOPER AMBULATORY OFF-SITES |  |  | SUITE F |  | SUE MALTMAN |  |  |  | 10/31/2019 | 10/31/2019 |  |  |  |  | 10/31/2019 | 10/31/2019
|  | WELCH ALLYN, INC. | WELCH ALLYN, INC. GREEN SERIES 777 |  | Not Known | VOORHEES SURGERY CENTER - GYN/ONCOLOGY |  |  | excluded | 10/31/2019 |  |  |  |  | NO | NO |  |  |  |  | WELCH ALLYN, INC. 30149654 Not Known |  |  | Active |  | 99:99:99:99:99:99 |  | Equipment | PAAR:00-PVAR | 10/31/2019 | 10/31/2019 | COOPER AMBULATORY OFF-SITES |  |  | SUITE F |  | SUE MALTMAN |  |  |  | 10/31/2019 | 10/31/2019 |  |  |  |  | 10/31/2019 | 10/31/2019
|  | WELCH ALLYN, INC. | WELCH ALLYN, INC. GREEN SERIES 777 |  | Not Known | VOORHEES INTERNAL MEDICINE |  |  | excluded | 10/31/2019 |  |  |  |  | NO | NO |  |  |  |  | WELCH ALLYN, INC. 30149595 Not Known |  |  | Active |  | 99:99:99:99:99:99 |  | Equipment | PAAR:00-PVAR | 10/31/2019 | 10/31/2019 | COOPER AMBULATORY OFF-SITES |  |  |  |  | JENNY BETLER |  |  |  | 10/31/2019 | 10/31/2019 |  |  |  |  | 10/31/2019 | 10/31/2019
|  | WELCH ALLYN, INC. | WELCH ALLYN, INC. GREEN SERIES 777 |  | Not Known | VOORHEES INTERNAL MEDICINE |  |  | excluded | 10/31/2019 |  |  |  |  | NO | NO |  |  |  |  | WELCH ALLYN, INC. 30149596 Not Known |  |  | Active |  | 99:99:99:99:99:99 |  | Equipment | PAAR:00-PVAR | 10/31/2019 | 10/31/2019 | COOPER AMBULATORY OFF-SITES |  |  |  |  | JENNY BETLER |  |  |  | 10/31/2019 | 10/31/2019 |  |  |  |  | 10/31/2019 | 10/31/2019
|  | WELCH ALLYN, INC. | WELCH ALLYN, INC. GREEN SERIES 777 |  | Not Known | VOORHEES INTERNAL MEDICINE |  |  | excluded | 10/31/2019 |  |  |  |  | NO | NO |  |  |  |  | WELCH ALLYN, INC. 30149598 Not Known |  |  | Active |  | 99:99:99:99:99:99 |  | Equipment | PAAR:00-PVAR | 10/31/2019 | 10/31/2019 | COOPER AMBULATORY OFF-SITES |  |  |  |  | JENNY BETLER |  |  |  | 10/31/2019 | 10/31/2019 |  |  |  |  | 10/31/2019 | 10/31/2019
|  | WELCH ALLYN, INC. | WELCH ALLYN, INC. GREEN SERIES 777 |  | Not Known | EMERGENCY ROOM |  |  | excluded | 10/31/2019 |  |  |  |  | NO | NO |  |  |  |  | WELCH ALLYN, INC. 30146466 Not Known |  |  | Active |  | 99:99:99:99:99:99 |  | Equipment | PAAR:00-PVAR | 10/31/2019 | 10/31/2019 | COOPER UNIVERSITY HOSPITAL |  |  |  |  | KAREN GRUBER |  |  |  | 10/31/2019 | 10/31/2019 |  |  |  |  | 10/31/2019 | 10/31/2019
|  | WELCH ALLYN, INC. | WELCH ALLYN, INC. GREEN SERIES 777 |  | Not Known | EMERGENCY ROOM |  |  | excluded | 10/31/2019 |  |  |  |  | NO | NO |  |  |  |  | WELCH ALLYN, INC. 30146465 Not Known |  |  | Active |  | 99:99:99:99:99:99 |  | Equipment | PAAR:00-PVAR | 10/31/2019 | 10/31/2019 | COOPER UNIVERSITY HOSPITAL |  |  |  |  | KAREN GRUBER |  |  |  | 10/31/2019 | 10/31/2019 |  |  |  |  | 10/31/2019 | 10/31/2019
|  | WELCH ALLYN, INC. | WELCH ALLYN, INC. GREEN SERIES 777 |  | Not Known | EMERGENCY ROOM |  |  | excluded | 10/31/2019 |  |  |  |  | NO | NO |  |  |  |  | WELCH ALLYN, INC. 30146464 Not Known |  |  | Active |  | 99:99:99:99:99:99 |  | Equipment | PAAR:00-PVAR | 10/31/2019 | 10/31/2019 | COOPER UNIVERSITY HOSPITAL |  |  |  |  | KAREN GRUBER |  |  |  | 10/31/2019 | 10/31/2019 |  |  |  |  | 10/31/2019 | 10/31/2019
|  | WELCH ALLYN, INC. | WELCH ALLYN, INC. GREEN SERIES 777 |  | Not Known | EMERGENCY ROOM |  |  | excluded | 10/31/2019 |  |  |  |  | NO | NO |  |  |  |  | WELCH ALLYN, INC. 30146457 Not Known |  |  | Active |  | 99:99:99:99:99:99 |  | Equipment | PAAR:00-PVAR | 10/31/2019 | 10/31/2019 | COOPER UNIVERSITY HOSPITAL |  |  |  |  | KAREN GRUBER |  |  |  | 10/31/2019 | 10/31/2019 |  |  |  |  | 10/31/2019 | 10/31/2019
|  | WELCH ALLYN, INC. | WELCH ALLYN, INC. GREEN SERIES 777 |  | Not Known | EMERGENCY ROOM |  |  | excluded | 10/31/2019 |  |  |  |  | NO | NO |  |  |  |  | WELCH ALLYN, INC. 30146458 Not Known |  |  | Active |  | 99:99:99:99:99:99 |  | Equipment | PAAR:00-PVAR | 10/31/2019 | 10/31/2019 | COOPER UNIVERSITY HOSPITAL |  |  |  |  | KAREN GRUBER |  |  |  | 10/31/2019 | 10/31/2019 |  |  |  |  | 10/31/2019 | 10/31/2019
|  | WELCH ALLYN, INC. | WELCH ALLYN, INC. GREEN SERIES 777 |  | Not Known | EMERGENCY ROOM |  |  | excluded | 10/31/2019 |  |  |  |  | NO | NO |  |  |  |  | WELCH ALLYN, INC. 30146463 Not Known |  |  | Active |  | 99:99:99:99:99:99 |  | Equipment | PAAR:00-PVAR | 10/31/2019 | 10/31/2019 | COOPER UNIVERSITY HOSPITAL |  |  |  |  | KAREN GRUBER |  |  |  | 10/31/2019 | 10/31/2019 |  |  |  |  | 10/31/2019 | 10/31/2019
|  | WELCH ALLYN, INC. | WELCH ALLYN, INC. GREEN SERIES 777 |  | Not Known | EMERGENCY ROOM |  |  | excluded | 10/31/2019 |  |  |  |  | NO | NO |  |  |  |  | WELCH ALLYN, INC. 30146461 Not Known |  |  | Active |  | 99:99:99:99:99:99 |  | Equipment | PAAR:00-PVAR | 10/31/2019 | 10/31/2019 | COOPER UNIVERSITY HOSPITAL |  |  |  |  | KAREN GRUBER |  |  |  | 10/31/2019 | 10/31/2019 |  |  |  |  | 10/31/2019 | 10/31/2019
|  | WELCH ALLYN, INC. | WELCH ALLYN, INC. GREEN SERIES 777 |  | Not Known | EMERGENCY ROOM |  |  | excluded | 10/31/2019 |  |  |  |  | NO | NO |  |  |  |  | WELCH ALLYN, INC. 30146462 Not Known |  |  | Active |  | 99:99:99:99:99:99 |  | Equipment | PAAR:00-PVAR | 10/31/2019 | 10/31/2019 | COOPER UNIVERSITY HOSPITAL |  |  |  |  | KAREN GRUBER |  |  |  | 10/31/2019 | 10/31/2019 |  |  |  |  | 10/31/2019 | 10/31/2019
|  | WELCH ALLYN, INC. | WELCH ALLYN, INC. GREEN SERIES 777 |  | Not Known | EMERGENCY ROOM |  |  | excluded | 10/31/2019 |  |  |  |  | NO | NO |  |  |  |  | WELCH ALLYN, INC. 30146460 Not Known |  |  | Active |  | 99:99:99:99:99:99 |  | Equipment | PAAR:00-PVAR | 10/31/2019 | 10/31/2019 | COOPER UNIVERSITY HOSPITAL |  |  |  |  | KAREN GRUBER |  |  |  | 10/31/2019 | 10/31/2019 |  |  |  |  | 10/31/2019 | 10/31/2019
|  | WELCH ALLYN, INC. | WELCH ALLYN, INC. GREEN SERIES 777 |  | Not Known | EMERGENCY ROOM |  |  | excluded | 10/31/2019 |  |  |  |  | NO | NO |  |  |  |  | WELCH ALLYN, INC. 30146459 Not Known |  |  | Active |  | 99:99:99:99:99:99 |  | Equipment | PAAR:00-PVAR | 10/31/2019 | 10/31/2019 | COOPER UNIVERSITY HOSPITAL |  |  |  |  | KAREN GRUBER |  |  |  | 10/31/2019 | 10/31/2019 |  |  |  |  | 10/31/2019 | 10/31/2019
|  | WELCH ALLYN, INC. | WELCH ALLYN, INC. GREEN SERIES 777 |  | Not Known | EMERGENCY ROOM |  |  | excluded | 10/31/2019 |  |  |  |  | NO | NO |  |  |  |  | WELCH ALLYN, INC. 30146456 Not Known |  |  | Active |  | 99:99:99:99:99:99 |  | Equipment | PAAR:00-PVAR | 10/31/2019 | 10/31/2019 | COOPER UNIVERSITY HOSPITAL |  |  |  |  | KAREN GRUBER |  |  |  | 10/31/2019 | 10/31/2019 |  |  |  |  | 10/31/2019 | 10/31/2019
|  | WELCH ALLYN, INC. | WELCH ALLYN, INC. GREEN SERIES 777 |  | Not Known | CHERRY HILL SPECIALITY HUB |  |  | excluded | 10/31/2019 |  |  |  |  | NO | NO |  |  |  |  | WELCH ALLYN, INC. 30146374 Not Known |  |  | Active |  | 99:99:99:99:99:99 |  | Equipment | PAAR:00-PVAR | 10/31/2019 | 10/31/2019 | COOPER AMBULATORY OFF-SITES |  |  | 1935 RT 70 |  | APRIL DIXON |  |  |  | 10/31/2019 | 10/31/2019 |  |  |  |  | 10/31/2019 | 10/31/2019
|  | WELCH ALLYN, INC. | WELCH ALLYN, INC. GREEN SERIES 777 |  | Not Known | CHERRY HILL SPECIALITY HUB |  |  | excluded | 10/31/2019 |  |  |  |  | NO | NO |  |  |  |  | WELCH ALLYN, INC. 30146372 Not Known |  |  | Active |  | 99:99:99:99:99:99 |  | Equipment | PAAR:00-PVAR | 10/31/2019 | 10/31/2019 | COOPER AMBULATORY OFF-SITES |  |  |  | 0011494847 | APRIL DIXON | Performance Verification | Closed | Bonnie Aichroth | 10/31/2019 | 10/31/2019 | INCOMING INVENTORY | DEVICE INVENTORIED | B7D4E188-5B41-4522-BEA7-FA8321A904E0 | Labor | 10/31/2019 | 10/31/2019 | Bonnie Aichroth
|  | WELCH ALLYN, INC. | WELCH ALLYN, INC. GREEN SERIES 777 |  | Not Known | CHERRY HILL SPECIALITY HUB |  |  | excluded | 10/31/2019 |  |  |  |  | NO | NO |  |  |  |  | WELCH ALLYN, INC. 30146370 Not Known |  |  | Active |  | 99:99:99:99:99:99 |  | Equipment | PAAR:00-PVAR | 10/31/2019 | 10/31/2019 | COOPER AMBULATORY OFF-SITES |  |  |  | 0011494822 | APRIL DIXON | Preventative Maintenance | Closed | Bonnie Aichroth | 10/31/2019 | 10/31/2019 | PERFORMANCE ASSURANCE AT INVENTORY | INVENTORIED DEVICE AND ENSURED DEVICE WAS FUNCTIONING PROPERLY. | 4B649BA8-DAB4-4DDD-BE14-CEFAD5DCD0DD | Labor | 10/31/2019 | 10/31/2019 | Kirk Lis
|  | WELCH ALLYN, INC. | WELCH ALLYN, INC. GREEN SERIES 777 |  | Not Known | CHERRY HILL SPECIALITY HUB |  |  | excluded | 10/31/2019 |  |  |  |  | NO | NO |  |  |  |  | WELCH ALLYN, INC. 30146368 Not Known |  |  | Active |  | 99:99:99:99:99:99 |  | Equipment | PAAR:00-PVAR | 10/31/2019 | 10/31/2019 | COOPER AMBULATORY OFF-SITES |  |  |  | 0011494823 | APRIL DIXON | Performance Verification | Closed | Bonnie Aichroth | 10/31/2019 | 10/31/2019 | INCOMING INVENTORY | DEVICE INVENTORIED | E474EA03-BE3C-4E76-BBDA-ECED92F134F1 | Labor | 10/31/2019 | 10/31/2019 | Bonnie Aichroth
|  | WELCH ALLYN, INC. | WELCH ALLYN, INC. GREEN SERIES 777 |  | Not Known | CHERRY HILL SPECIALITY HUB |  |  | excluded | 10/31/2019 |  |  |  |  | NO | NO |  |  |  |  | WELCH ALLYN, INC. 30146366 Not Known |  |  | Active |  | 99:99:99:99:99:99 |  | Equipment | PAAR:00-PVAR | 10/31/2019 | 10/31/2019 | COOPER AMBULATORY OFF-SITES |  |  |  | 0011494828 | APRIL DIXON | Preventative Maintenance | Closed | Bonnie Aichroth | 10/31/2019 | 10/31/2019 | PERFORMANCE ASSURANCE AT INVENTORY | INVENTORIED DEVICE AND ENSURED DEVICE WAS FUNCTIONING PROPERLY. | 8CEB62C8-CA7E-412B-8DA4-B31346AE6AF8 | Labor | 10/31/2019 | 10/31/2019 | Kirk Lis
|  | WELCH ALLYN, INC. | WELCH ALLYN, INC. GREEN SERIES 777 |  | Not Known | 3 COOPER-PEDIATRICS |  |  | excluded | 01/01/1900 |  |  |  |  | NO | NO |  |  |  |  | WELCH ALLYN, INC. 10345714 Not Known |  |  | Active |  | 99:99:99:99:99:99 |  | Equipment | PAAR:00-PVAR | 11/02/2019 |  | COOPER AMBULATORY OFF-SITES |  |  | Suite 200 - Exam 29 |  | MAUREEN OBRIEN
|  | WELCH ALLYN, INC. | WELCH ALLYN, INC. GREEN SERIES 777 |  | NOT KNOWN | 3 COOPER-PEDIATRICS |  |  | excluded | 01/01/1900 |  |  |  |  | NO | NO |  |  |  |  | WELCH ALLYN, INC. 10345709 NOT KNOWN |  |  | Active |  | 99:99:99:99:99:99 |  | Equipment | PAAR:00-PVAR | 11/02/2019 |  | COOPER AMBULATORY OFF-SITES |  |  | Suite 200 - Exam 30 | WOT00000003663472 | MAUREEN OBRIEN | Repair | Closed | Stephen Zubrzycki | 09/03/2019 | 09/03/2019 | Opthalmoscope head is cloudy | Acknowledged. Wait time. Analyzed unit. Cleaned opthalmoscope head and VPO. | EXP3872326 | Labor | 09/03/2019 | 09/03/2019 | Stephen Zubrzycki
|  | WELCH ALLYN, INC. | WELCH ALLYN, INC. GREEN SERIES 777 |  | NOT KNOWN | 3 COOPER-PEDIATRICS |  |  | excluded | 01/01/1900 |  |  |  |  | NO | NO |  |  |  |  | WELCH ALLYN, INC. 10345704 NOT KNOWN |  |  | Active |  | 99:99:99:99:99:99 |  | Equipment | PAAR:00-PVAR | 11/02/2019 |  | COOPER AMBULATORY OFF-SITES |  |  | Suite 200 - Exam 28 | 0011866260 | MAUREEN OBRIEN | Repair | Closed | Stephen Zubrzycki | 06/30/2017 | 06/30/2017 | OTOSCOPE - BULB IS OUT - TMX | 6/30/2017 2:30:40 PM SJZUBRZYCKI (SJZUBRZYCKI 6/30/2017 12:00 AM) REPLACED BULBS | 9BD07056-63EE-4F05-9DCC-9F8A1A2DC464 | Parts | 01/01/1900 | 01/01/1900 | Stephen Zubrzycki
|  | WELCH ALLYN, INC. | WELCH ALLYN, INC. GREEN SERIES 777 |  | Not Known | 3 COOPER-PEDIATRICS |  |  | excluded | 01/01/1900 |  |  |  |  | NO | NO |  |  |  |  | WELCH ALLYN, INC. 10345642 Not Known |  |  | Active |  | 99:99:99:99:99:99 |  | Equipment | PAAR:00-PVAR | 11/02/2019 |  | COOPER AMBULATORY OFF-SITES |  |  | Suite 200 - Exam 2 |  | MAUREEN OBRIEN
|  | WELCH ALLYN, INC. | WELCH ALLYN, INC. GREEN SERIES 777 |  | Not Known | 3 COOPER-MULTISPECIALTY CENTER |  |  | excluded | 01/01/1900 |  |  |  |  | NO | NO |  |  |  |  | WELCH ALLYN, INC. 10345611 Not Known |  |  | Active |  | 99:99:99:99:99:99 |  | Equipment | PAAR:00-PVAR | 11/02/2019 |  | COOPER AMBULATORY OFF-SITES |  |  | SUITE 104 - EXAM 163 |  | MARGIE OUTLER
|  | WELCH ALLYN, INC. | WELCH ALLYN, INC. GREEN SERIES 777 |  | Not Known | 3 COOPER-MULTISPECIALTY CENTER |  |  | excluded | 01/01/1900 |  |  |  |  | NO | NO |  |  |  |  | WELCH ALLYN, INC. 10345601 Not Known |  |  | Active |  | 99:99:99:99:99:99 |  | Equipment | PAAR:00-PVAR | 11/01/2019 |  | COOPER AMBULATORY OFF-SITES |  |  | SUITE 104 - EXAM 172 |  | MARGIE OUTLER
|  | WELCH ALLYN, INC. | WELCH ALLYN, INC. GREEN SERIES 777 |  | Not Known | BUNKER HILL-PEDIATRICS |  |  | excluded | 10/31/2019 |  |  |  |  | NO | NO |  |  |  |  | WELCH ALLYN, INC. 30142171 Not Known |  |  | Active |  | 99:99:99:99:99:99 |  | Equipment | PAAR:00-PVAR | 10/31/2019 | 10/31/2019 | COOPER AMBULATORY OFF-SITES |  |  | PEDS ROOM 1 |  | MAUREEN OBRIEN |  |  |  | 10/31/2019 | 10/31/2019 |  |  |  |  | 10/31/2019 | 10/31/2019
|  | WELCH ALLYN, INC. | WELCH ALLYN, INC. GREEN SERIES 777 |  | Not Known | BUNKER HILL-PEDIATRICS |  |  | excluded | 10/31/2019 |  |  |  |  | NO | NO |  |  |  |  | WELCH ALLYN, INC. 30142169 Not Known |  |  | Active |  | 99:99:99:99:99:99 |  | Equipment | PAAR:00-PVAR | 10/31/2019 | 10/31/2019 | COOPER AMBULATORY OFF-SITES |  |  | PEDS ROOM 3 |  | MAUREEN OBRIEN |  |  |  | 10/31/2019 | 10/31/2019 |  |  |  |  | 10/31/2019 | 10/31/2019
|  | WELCH ALLYN, INC. | WELCH ALLYN, INC. GREEN SERIES 777 |  | Not Known | BUNKER HILL-PEDIATRICS |  |  | excluded | 10/31/2019 |  |  |  |  | NO | NO |  |  |  |  | WELCH ALLYN, INC. 30142167 Not Known |  |  | Active |  | 99:99:99:99:99:99 |  | Equipment | PAAR:00-PVAR | 10/31/2019 | 10/31/2019 | COOPER AMBULATORY OFF-SITES |  |  | PEDS ROOM 2 |  | MAUREEN OBRIEN |  |  |  | 10/31/2019 | 10/31/2019 |  |  |  |  | 10/31/2019 | 10/31/2019
|  | WELCH ALLYN, INC. | WELCH ALLYN, INC. GREEN SERIES 900 |  | NOT KNOWN | EMERGENCY ROOM |  |  | excluded | 10/31/2019 |  |  |  |  | NO | NO |  |  |  |  | WELCH ALLYN, INC. 11222093 NOT KNOWN |  |  | Active |  | 99:99:99:99:99:99 |  | Equipment | PAAR:00-PVAR | 10/31/2019 | 10/31/2019 | COOPER UNIVERSITY HOSPITAL |  |  | Performance Verification | WOT00000001040930 | KAREN GRUBER | Performance Verification | Closed | Richard Jolly | 10/31/2019 | 10/31/2019 | Performance Verification for WELCH ALLYN, INC. 11222093 NOT KNOWN | Initial Install of Performance Verification. Device is ready for patient use. |  |  | 10/31/2019 | 10/31/2019
|  | WELCH ALLYN, INC. | WELCH ALLYN, INC. GREEN SERIES EXAM LIGHT IV |  |  | CINNAMINSON URGENT CARE |  |  | excluded | 10/31/2019 |  |  |  |  | NO | NO |  |  |  |  | WELCH ALLYN, INC. 1732063 |  |  | Active |  | 99:99:99:99:99:99 |  | Equipment | PAAR:00-PVAR | 10/31/2019 | 10/31/2019 | COOPER AMBULATORY OFF-SITES |  |  |  | 0011656573 | MELISSA PORTOBANCO | Preventative Maintenance | Closed | Bonnie Aichroth | 10/31/2019 | 10/31/2019 | PERFORMANCE ASSURANCE AT INVENTORY | INVENTORIED DEVICE AND ENSURED DEVICE WAS FUNCTIONING PROPERLY. | 888BBFF4-1A97-401E-8603-B06F8368923C | Labor | 10/31/2019 | 10/31/2019 | Richard Jolly
|  | WELCH ALLYN, INC. | WELCH ALLYN, INC. GREEN SERIES EXAM LIGHT IV |  | NOT KNOWN | EMERGENCY ROOM |  |  | excluded | 10/31/2019 |  |  |  |  | NO | NO |  |  |  |  | WELCH ALLYN, INC. 11222107 NOT KNOWN |  |  | Active |  | 99:99:99:99:99:99 |  | Equipment | PAAR:00-PVAR | 10/31/2019 | 10/31/2019 | COOPER UNIVERSITY HOSPITAL |  |  | Performance Verification | WOT00000001042638 | KAREN GRUBER | Performance Verification | Closed | Richard Jolly | 10/31/2019 | 10/31/2019 | Performance Verification for WELCH ALLYN, INC. 11222107 NOT KNOWN | Initial Install of Performance Verification. Device is ready for patient use. |  |  | 10/31/2019 | 10/31/2019
|  | WELCH ALLYN, INC. | WELCH ALLYN, INC. GREEN SERIES EXAM LIGHT IV |  |  | MULTI SPECIALTY CARE AT MARLTON |  |  | excluded | [5 empty] | NO | NO |  |  |  |  | WELCH ALLYN, INC. 10732113 |  |  | Active |  | 99:99:99:99:99:99 |  | Equipment | PAAR:00-PVAR | 10/31/2019 |  | COOPER AMBULATORY OFF-SITES |  |  |  | 0011906884 | SUSAN MAKO | Preventative Maintenance | Closed | Bonnie Aichroth | 07/18/2017 | 07/18/2017 | PERFORMANCE ASSURANCE AT INVENTORY | INVENTORIED DEVICE AND ENSURED DEVICE WAS FUNCTIONING PROPERLY. | 2185530A-969C-4C10-ACAF-3331780692F8 | Labor | 06/09/2017 | 06/09/2017 | Kirk Lis
|  | WELCH ALLYN, INC. | WELCH ALLYN, INC. GREEN SERIES EXAM LIGHT IV |  |  | CINNAMINSON URGENT CARE |  |  | excluded | [5 empty] | NO | NO |  |  |  |  | WELCH ALLYN, INC. 10732035 |  |  | Active |  | 99:99:99:99:99:99 |  | Equipment | PAAR:00-PVAR | 10/31/2019 |  | COOPER AMBULATORY OFF-SITES |  |  |  | 0011656582 | MELISSA PORTOBANCO | Performance Verification | Closed | Bonnie Aichroth | 05/23/2017 | 05/23/2017 | INCOMING INVENTORY | DEVICE INVENTORIED | C3AB7234-C9ED-46DF-8E6D-1210D1655C40 | Labor | 05/23/2017 | 05/23/2017 | Bonnie Aichroth
|  | WELCH ALLYN, INC. | WELCH ALLYN, INC. GREEN SERIES EXAM LIGHT IV |  |  | CINNAMINSON URGENT CARE |  |  | excluded | [5 empty] | NO | NO |  |  |  |  | WELCH ALLYN, INC. 10732034 |  |  | Active |  | 99:99:99:99:99:99 |  | Equipment | PAAR:00-PVAR | 10/31/2019 |  | COOPER AMBULATORY OFF-SITES |  |  |  | 0011656578 | MELISSA PORTOBANCO | Preventative Maintenance | Closed | Bonnie Aichroth | 05/23/2017 | 05/23/2017 | PERFORMANCE ASSURANCE AT INVENTORY | INVENTORIED DEVICE AND ENSURED DEVICE WAS FUNCTIONING PROPERLY. | 7C9D4FBE-2054-442A-AF5B-4237CBBF0E20 | Labor | 05/12/2017 | 05/12/2017 | Richard Jolly
|  | WELCH ALLYN, INC. | WELCH ALLYN, INC. GREEN SERIES EXAM LIGHT IV |  | Not Known | RIPPA CENTER-OB/GYN |  |  | excluded | 05/12/2016 |  |  |  |  | NO | NO |  |  |  |  | WELCH ALLYN, INC. 10480447 Not Known |  |  | Active |  | 99:99:99:99:99:99 |  | Equipment | PAAR:00-PVAR | 10/31/2019 |  | COOPER AMBULATORY OFF-SITES |  |  |  |  | PATRICIA HUFF
|  | WELCH ALLYN, INC. | WELCH ALLYN, INC. GREEN SERIES EXAM LIGHT IV |  |  | BUNKER HILL-OB/GYN |  |  | excluded | 07/25/2013 |  |  |  |  | NO | NO |  |  |  |  | WELCH ALLYN, INC. 10480134 408282 |  |  | Active |  | 99:99:99:99:99:99 |  | Equipment | PAAR:00-PVAR | 10/31/2019 |  | COOPER AMBULATORY OFF-SITES |  |  | OB 3 |  | LISA POTTS
|  | WELCH ALLYN, INC. | WELCH ALLYN, INC. GREEN SERIES EXAM LIGHT IV |  |  | COOPER CANCER CENTER-MULTIDISCIPLINARY CLINIC |  |  | excluded | 01/01/1900 |  |  |  |  | NO | NO |  |  |  |  | WELCH ALLYN, INC. 10367507 24751 |  |  | Active |  | 99:99:99:99:99:99 |  | Equipment | PAAR:00-PVAR | 11/02/2019 |  | COOPER AMBULATORY OFF-SITES |  |  | Multi Disc - C2015 |  | ROXANNE BERGER
|  | WELCH ALLYN, INC. | WELCH ALLYN, INC. GREEN SERIES EXAM LIGHT IV |  | 24653* | COOPER CANCER CENTER |  |  |  | 01/01/1900 |  |  |  |  | NO | NO |  |  |  |  | WELCH ALLYN, INC. 10365509 24653* |  |  | Disposition |  |  |  | Equipment | PAAR:00-PVAR | 11/02/2019 |  | COOPER AMBULATORY OFF-SITES |  |  | DISPOSITION |  | COLLEEN TEGELER
|  | WELCH ALLYN, INC. | WELCH ALLYN, INC. GREEN SERIES EXAM LIGHT IV |  |  | COOPER CANCER CENTER-MULTIDISCIPLINARY CLINIC |  |  | excluded | 01/01/1900 |  |  |  |  | NO | NO |  |  |  |  | WELCH ALLYN, INC. 10357065 247130 |  |  | Active |  | 99:99:99:99:99:99 |  | Equipment | PAAR:00-PVAR | 11/02/2019 |  | COOPER AMBULATORY OFF-SITES |  |  | Multi Disc - C2018 |  | ROXANNE BERGER
|  | WELCH ALLYN, INC. | WELCH ALLYN, INC. GREEN SERIES EXAM LIGHT IV |  |  | COOPER CANCER CENTER-MULTIDISCIPLINARY CLINIC |  |  | excluded | 11/02/2019 |  |  |  |  | NO | NO |  |  |  |  | WELCH ALLYN, INC. 30225036 24513 |  |  | Active |  | 99:99:99:99:99:99 |  | Equipment | PAAR:00-PVAR | 11/02/2019 | 11/02/2019 | COOPER AMBULATORY OFF-SITES |  |  | Multi Disc - C2013 |  | ROXANNE BERGER |  |  |  | 11/02/2019 | 11/02/2019 |  |  |  |  | 11/02/2019 | 11/02/2019
|  | WELCH ALLYN, INC. | WELCH ALLYN, INC. GS 777 WALL TRANSFORMER |  | NOT KNOWN | BUNKER HILL-INTERNAL MEDICINE |  |  | excluded | 10/31/2019 |  |  |  |  | NO | NO |  |  |  |  | WELCH ALLYN, INC. 11208020 NOT KNOWN |  |  | Active |  | 99:99:99:99:99:99 |  | Equipment | PAAR:00-PVAR | 10/31/2019 | 10/31/2019 | COOPER AMBULATORY OFF-SITES |  |  | Exam 3 | WOT00000001844932 | SUSAN BABCOCK | Performance Verification | Closed | Michael Youch | 10/31/2019 | 10/31/2019 | CEID Record Completion for WELCH ALLYN, INC. 11208020 NOT KNOWN | Inventoried, safety, and documentation . | EXP3098610 | Labor | 10/31/2019 | 10/31/2019 | Michael Youch
|  | WELCH ALLYN, INC. | WELCH ALLYN, INC. GS 777 WALL TRANSFORMER |  | NOT KNOWN | BUNKER HILL-INTERNAL MEDICINE |  |  | excluded | 10/31/2019 |  |  |  |  | NO | NO |  |  |  |  | WELCH ALLYN, INC. 11208018 NOT KNOWN |  |  | Active |  | 99:99:99:99:99:99 |  | Equipment | PAAR:00-PVAR | 10/31/2019 | 10/31/2019 | COOPER AMBULATORY OFF-SITES |  |  | Exam 6 | WOT00000001844761 | SUSAN BABCOCK | Performance Verification | Closed | Michael Youch | 10/31/2019 | 10/31/2019 | Performance Verification for WELCH ALLYN, INC. 11208018 NOT KNOWN | Initial Install of Performance Verification. Device is ready for patient use. |  |  | 10/31/2019 | 10/31/2019
|  | WELCH ALLYN, INC. | WELCH ALLYN, INC. GS 777 WALL TRANSFORMER |  | NOT KNOWN | BUNKER HILL-INTERNAL MEDICINE |  |  | excluded | 10/31/2019 |  |  |  |  | NO | NO |  |  |  |  | WELCH ALLYN, INC. 11208013 NOT KNOWN |  |  | Active |  | 99:99:99:99:99:99 |  | Equipment | PAAR:00-PVAR | 10/31/2019 | 10/31/2019 | COOPER AMBULATORY OFF-SITES |  |  | Exam 4 | WOT00000001844545 | SUSAN BABCOCK | Performance Verification | Closed | Michael Youch | 10/31/2019 | 10/31/2019 | Performance Verification for WELCH ALLYN, INC. 11208013 NOT KNOWN | Initial Install of Performance Verification. Device is ready for patient use. |  |  | 10/31/2019 | 10/31/2019
|  | WELCH ALLYN, INC. | WELCH ALLYN, INC. GS 777 WALL TRANSFORMER |  | NOT KNOWN | BUNKER HILL-INTERNAL MEDICINE |  |  | excluded | 10/31/2019 |  |  |  |  | NO | NO |  |  |  |  | WELCH ALLYN, INC. 11208015 NOT KNOWN |  |  | Active |  | 99:99:99:99:99:99 |  | Equipment | PAAR:00-PVAR | 10/31/2019 | 10/31/2019 | COOPER AMBULATORY OFF-SITES |  |  | Exam 1 | WOT00000001844637 | SUSAN BABCOCK | Performance Verification | Closed | Michael Youch | 10/31/2019 | 10/31/2019 | Performance Verification for WELCH ALLYN, INC. 11208015 NOT KNOWN | Initial Install of Performance Verification. Device is ready for patient use. |  |  | 10/31/2019 | 10/31/2019
|  | WELCH ALLYN, INC. | WELCH ALLYN, INC. GS 777 WALL TRANSFORMER |  | NOT KNOWN | BUNKER HILL-INTERNAL MEDICINE |  |  | excluded | 10/31/2019 |  |  |  |  | NO | NO |  |  |  |  | WELCH ALLYN, INC. 11208009 NOT KNOWN |  |  | Active |  | 99:99:99:99:99:99 |  | Equipment | PAAR:00-PVAR | 10/31/2019 | 10/31/2019 | COOPER AMBULATORY OFF-SITES |  |  | Exam 2 | WOT00000001844044 | SUSAN BABCOCK | Performance Verification | Closed | Michael Youch | 10/31/2019 | 10/31/2019 | Performance Verification for WELCH ALLYN, INC. 11208009 NOT KNOWN | Initial Install of Performance Verification. Device is ready for patient use. |  |  | 10/31/2019 | 10/31/2019
|  | WELCH ALLYN, INC. | WELCH ALLYN, INC. GS 777 WALL TRANSFORMER |  |  | BUNKER HILL-INTERNAL MEDICINE |  |  | excluded | 10/31/2019 |  |  |  |  | NO | NO |  |  |  |  | WELCH ALLYN, INC. 11208011 17426789 |  |  | Active |  | 99:99:99:99:99:99 |  | Equipment | PAAR:00-PVAR | 10/31/2019 | 10/31/2019 | COOPER AMBULATORY OFF-SITES |  |  | Exam 5 | WOT00000001844455 | SUSAN BABCOCK | Performance Verification | Closed | Michael Youch | 10/31/2019 | 10/31/2019 | Performance Verification for WELCH ALLYN, INC. 11208011 17426789 | Initial Install of Performance Verification. Device is ready for patient use. |  |  | 10/31/2019 | 10/31/2019
|  | WELCH ALLYN, INC. | WELCH ALLYN, INC. GS 777 WALL TRANSFORMER |  | NOT KNOWN | BUNKER HILL-INTERNAL MEDICINE |  |  | excluded | 10/31/2019 |  |  |  |  | NO | NO |  |  |  |  | WELCH ALLYN, INC. 11208012 NOT KNOWN |  |  | Active |  | 99:99:99:99:99:99 |  | Equipment | PAAR:00-PVAR | 10/31/2019 | 10/31/2019 | COOPER AMBULATORY OFF-SITES |  |  | Performance Verification | WOT00000001844494 | SUSAN BABCOCK | Performance Verification | Closed | Michael Youch | 10/31/2019 | 10/31/2019 | Performance Verification for WELCH ALLYN, INC. 11208012 NOT KNOWN | Initial Install of Performance Verification. Device is ready for patient use. |  |  | 10/31/2019 | 10/31/2019
|  | WELCH ALLYN, INC. | WELCH ALLYN, INC. GS 777 WALL TRANSFORMER |  | NOT KNOWN | VOORHEES SURGERY CENTER-SURGERY DEPT |  |  | excluded | 04/26/2018 |  |  |  |  | NO | NO |  |  |  |  | WELCH ALLYN, INC. 10725194 NOT KNOWN |  |  | Active |  | 99:99:99:99:99:99 |  | Equipment | PAAR:00-PVAR | 10/31/2019 |  | COOPER AMBULATORY OFF-SITES |  |  | Performance Verification | WOT00000000826402 | Theresa Megali | Performance Verification | Closed | Kirk Lis | 04/26/2018 | 06/24/2019 | Performance Verification for WELCH ALLYN, INC. 10725194 NOT KNOWN | Initial Install of Performance Verification. Device is ready for patient use.
|  | WELCH ALLYN, INC. | WELCH ALLYN, INC. GS 777 WALL TRANSFORMER |  | NOT KNOWN | VOORHEES SURGERY CENTER-SURGERY DEPT |  |  | excluded | 04/26/2018 |  |  |  |  | NO | NO |  |  |  |  | WELCH ALLYN, INC. 10725192 NOT KNOWN |  |  | Active |  | 99:99:99:99:99:99 |  | Equipment | PAAR:00-PVAR | 10/31/2019 |  | COOPER AMBULATORY OFF-SITES |  |  | Exam room six | WOT00000000826364 | Theresa Megali | Performance Verification | Closed | Kirk Lis | 04/26/2018 | 06/29/2019 | Performance Verification for WELCH ALLYN, INC. 10725192 NOT KNOWN | Initial Install of Performance Verification. Device is ready for patient use.
|  | WELCH ALLYN, INC. | WELCH ALLYN, INC. GS 777 WALL TRANSFORMER |  | NOT KNOWN | VOORHEES SURGERY CENTER-SURGERY DEPT |  |  | excluded | 04/26/2018 |  |  |  |  | NO | NO |  |  |  |  | WELCH ALLYN, INC. 10725190 NOT KNOWN |  |  | Active |  | 99:99:99:99:99:99 |  | Equipment | PAAR:00-PVAR | 10/31/2019 |  | COOPER AMBULATORY OFF-SITES |  |  | Procedure room a | WOT00000000826336 | Theresa Megali | Performance Verification | Closed | Kirk Lis | 04/26/2018 | 06/29/2019 | Performance Verification for WELCH ALLYN, INC. 10725190 NOT KNOWN | Initial Install of Performance Verification. Device is ready for patient use.
|  | WELCH ALLYN, INC. | WELCH ALLYN, INC. GS 777 WALL TRANSFORMER |  | NOT KNOWN | VOORHEES SURGERY CENTER-SURGERY DEPT |  |  | excluded | 01/30/2019 |  |  |  |  | NO | NO |  |  |  |  | WELCH ALLYN, INC. 10725188 NOT KNOWN |  |  | Active |  | 99:99:99:99:99:99 |  | Equipment | PAAR:00-PVAR | 10/31/2019 |  | COOPER AMBULATORY OFF-SITES |  |  | Performance Verification | WOT00000000826306 | Theresa Megali | Performance Verification | Closed | Kirk Lis | 04/26/2018 | 06/29/2019 | Performance Verification for WELCH ALLYN, INC. 10725188 NOT KNOWN | Initial Install of Performance Verification. Device is ready for patient use.
|  | WELCH ALLYN, INC. | WELCH ALLYN, INC. GS 777 WALL TRANSFORMER |  | NOT KNOWN | VOORHEES SURGERY CENTER-SURGERY DEPT |  |  | excluded | 04/26/2018 |  |  |  |  | NO | NO |  |  |  |  | WELCH ALLYN, INC. 10725186 NOT KNOWN |  |  | Active |  | 99:99:99:99:99:99 |  | Equipment | PAAR:00-PVAR | 10/31/2019 |  | COOPER AMBULATORY OFF-SITES |  |  | 6015 main st | WOT00000000826282 | Theresa Megali | Performance Verification | Closed | Kirk Lis | 04/26/2018 | 06/29/2019 | Performance Verification for WELCH ALLYN, INC. 10725186 NOT KNOWN | Initial Install of Performance Verification. Device is ready for patient use.
|  | WELCH ALLYN, INC. | WELCH ALLYN, INC. GS 777 WALL TRANSFORMER |  | NOT KNOWN | VOORHEES SURGERY CENTER-SURGERY DEPT |  |  | excluded | 04/26/2018 |  |  |  |  | NO | NO |  |  |  |  | WELCH ALLYN, INC. 10725184 NOT KNOWN |  |  | Active |  | 99:99:99:99:99:99 |  | Equipment | PAAR:00-PVAR | 10/31/2019 |  | COOPER AMBULATORY OFF-SITES |  |  | Performance Verification | WOT00000000826243 | Theresa Megali | Performance Verification | Closed | Kirk Lis | 04/26/2018 | 06/29/2019 | Performance Verification for WELCH ALLYN, INC. 10725184 NOT KNOWN | Initial Install of Performance Verification. Device is ready for patient use.
|  | WELCH ALLYN, INC. | WELCH ALLYN, INC. GS 777 WALL TRANSFORMER |  | NOT KNOWN | VOORHEES SURGERY CENTER-SURGERY DEPT |  |  | excluded | 01/04/2019 |  |  |  |  | NO | NO |  |  |  |  | WELCH ALLYN, INC. 10725181 NOT KNOWN |  |  | Active |  | 99:99:99:99:99:99 |  | Equipment | PAAR:00-PVAR | 10/31/2019 |  | COOPER AMBULATORY OFF-SITES |  |  | Performance Verification | WOT00000000826187 | Theresa Megali | Performance Verification | Closed | Kirk Lis | 04/26/2018 | 06/29/2019 | Performance Verification for WELCH ALLYN, INC. 10725181 NOT KNOWN | Initial Install of Performance Verification. Device is ready for patient use.
|  | WELCH ALLYN, INC. | WELCH ALLYN, INC. GS 777 WALL TRANSFORMER |  | NOT KNOWN | VOORHEES SURGERY CENTER-SURGERY DEPT |  |  | excluded | 04/26/2018 |  |  |  |  | NO | NO |  |  |  |  | WELCH ALLYN, INC. 10725180 NOT KNOWN |  |  | Active |  | 99:99:99:99:99:99 |  | Equipment | PAAR:00-PVAR | 10/31/2019 |  | COOPER AMBULATORY OFF-SITES |  |  |  | WOT00000000826148 | Theresa Megali | Performance Verification | Closed | Kirk Lis | 04/26/2018 | 06/06/2019 | Performance Verification for WELCH ALLYN, INC. 10725180 NOT KNOWN | Initial Install of Performance Verification. Device is ready for patient use.
|  | WELCH ALLYN, INC. | WELCH ALLYN, INC. GS 777 WALL TRANSFORMER |  | NOT KNOWN | VOORHEES SURGERY CENTER-SURGERY DEPT |  |  | excluded | 04/26/2018 |  |  |  |  | NO | NO |  |  |  |  | WELCH ALLYN, INC. 10725178 NOT KNOWN |  |  | Active |  | 99:99:99:99:99:99 |  | Equipment | PAAR:00-PVAR | 10/31/2019 |  | COOPER AMBULATORY OFF-SITES |  |  |  | WOT00000000826007 | Theresa Megali | Performance Verification | Closed | Kirk Lis | 04/26/2018 | 06/06/2019 | Performance Verification for WELCH ALLYN, INC. 10725178 NOT KNOWN | Initial Install of Performance Verification. Device is ready for patient use.
|  | WELCH ALLYN, INC. | WELCH ALLYN, INC. GS 777 WALL TRANSFORMER |  | 15296 rm 3 | BUNKER HILL-OB/GYN |  |  | excluded | 11/16/2017 |  |  |  |  | NO | NO |  |  |  |  | WELCH ALLYN, INC. 10480137 15296 rm 3 |  |  | Active |  | 99:99:99:99:99:99 |  | Equipment | PAAR:00-PVAR | 10/31/2019 |  | COOPER AMBULATORY OFF-SITES |  |  | Rm 3 | WOT00000001721016 | LISA POTTS | Performance Verification | Closed | Michael Youch | 11/16/2018 | 06/29/2019 | CEID Record Completion for WELCH ALLYN, INC. 10480137 15296 rm 3 | Inventoried, safety, and documentation . | EXP2502915 | Labor | 11/16/2018 | 11/16/2018 | Michael Youch
|  | WELCH ALLYN, INC. | WELCH ALLYN, INC. GS 777 WALL TRANSFORMER |  | 15300 rm7 | BUNKER HILL-OB/GYN |  |  | excluded | 11/16/2017 |  |  |  |  | NO | NO |  |  |  |  | WELCH ALLYN, INC. 10480132 15300 rm7 |  |  | Active |  | 99:99:99:99:99:99 |  | Equipment | PAAR:00-PVAR | 10/31/2019 |  | COOPER AMBULATORY OFF-SITES |  |  | Performance Verification | WOT00000001720832 | LISA POTTS | Performance Verification | Closed | Michael Youch | 11/16/2018 | 06/24/2019 | Performance Verification for WELCH ALLYN, INC. 10480132 15300 rm7 | Initial Install of Performance Verification. Device is ready for patient use.
|  | WELCH ALLYN, INC. | WELCH ALLYN, INC. GSI 33 |  |  | MOORESTOWN-PEDIATRICS |  |  |  | 01/01/1900 |  |  |  |  | NO | NO |  |  |  |  | WELCH ALLYN, INC. 10366168 5094 |  |  | Disposition |  | 99:99:99:99:99:99 |  | Equipment | 1Y:00-MFG | 05/29/2018 | 05/01/2020 | COOPER AMBULATORY OFF-SITES |  |  | HEARING BOOTH |  | MAUREEN OBRIEN
|  | WELCH ALLYN, INC. | WELCH ALLYN, INC. GSI61 |  |  | MOORESTOWN-PEDIATRICS |  |  |  | 01/01/1900 |  |  |  |  | NO | NO |  |  |  |  | WELCH ALLYN, INC. 10366169 1733 |  |  | Active |  | 99:99:99:99:99:99 |  | Equipment | 1Y:00-MFG | 05/31/2019 | 05/01/2020 | COOPER AMBULATORY OFF-SITES |  |  | HEARING BOOTH |  | MAUREEN OBRIEN
|  | WELCH ALLYN, INC. | WELCH ALLYN, INC. HALOGEN EXAM LIGHT III 48740 |  | Not Known | RIPPA CENTER-OB/GYN |  |  | excluded | 11/02/2019 |  |  |  |  | NO | NO |  |  |  |  | WELCH ALLYN, INC. 210337358 Not Known |  |  | Active |  | 99:99:99:99:99:99 |  | Equipment | PAAR:00-PVAR | 11/02/2019 | 11/02/2019 | COOPER AMBULATORY OFF-SITES |  |  | OB GYN EXAM 10 | 0011995899 | PATRICIA HUFF | Repair | Closed | Kirk Lis | 11/02/2019 | 11/02/2019 | EXAM LIGHT - LIGHT BOX COVER IS BROKEN - RIPPA CENTER OBGYN RM 10 | 8/4/2017 9:57:35 AM KALIS (KALIS 8/3/2017 12:00 AM) SEARCHED FOR SCREW IN STOCK. REPLACED CASE SECURING SCREW AND PERFORMED OVP (KALIS 8/4/2017 12:00 AM) DOCUMENTATION | F3D528A9-A5BE-4FDD-A849-21AD12E1E2DF | Parts | 11/02/2019 | 11/02/2019 | Kirk Lis
|  | WELCH ALLYN, INC. | WELCH ALLYN, INC. HALOGEN EXAM LIGHT III 48740 |  |  | SICKLERVILLE SURGERY CENTER |  |  | excluded | [5 empty] | NO | NO |  |  |  |  | WELCH ALLYN, INC. 10369491 |  |  | Active |  | 99:99:99:99:99:99 |  | Equipment | PAAR:00-PVAR | 10/31/2019 |  | COOPER AMBULATORY OFF-SITES |  |  |  | 0011786192 | Leslie Harrop | Performance Verification | Closed | Bonnie Aichroth | 06/22/2017 | 06/22/2017 | INCOMING INVENTORY | DEVICE INVENTORIED | 1C58730A-7AEE-4147-B4C5-24CA0A732200 | Labor | 06/22/2017 | 06/22/2017 | Bonnie Aichroth
|  | WELCH ALLYN, INC. | WELCH ALLYN, INC. HALOGEN EXAM LIGHT III 48740 |  | 17242* | EMERGENCY ROOM |  |  | excluded | 01/01/1900 |  |  |  |  | NO | NO |  |  |  |  | WELCH ALLYN, INC. 10368828 17242* |  |  | Active |  | 99:99:99:99:99:99 |  | Equipment | PAAR:00-PVAR | 11/02/2019 |  | COOPER UNIVERSITY HOSPITAL |  |  | ER |  | KAREN GRUBER
|  | WELCH ALLYN, INC. | WELCH ALLYN, INC. HALOGEN EXAM LIGHT III 48740 |  | 17238* | EMERGENCY ROOM |  |  | excluded | 01/01/1900 |  |  |  |  | NO | NO |  |  |  |  | WELCH ALLYN, INC. 10368760 17238* |  |  | Active |  | 99:99:99:99:99:99 |  | Equipment | PAAR:00-PVAR | 11/02/2019 |  | COOPER UNIVERSITY HOSPITAL |  |  | ED107H | 0011657204 | KAREN GRUBER | Repair | Closed | Richard Jolly | 05/23/2017 | 05/23/2017 | EXAM LIGHT - BULB IS OUT. DUE TO POWER WASHER OVER SPRAY - ER OFFICE RM 117 | 5/23/2017 1:41:47 PM RCJOLLY (RCJOLLY 5/23/2017 10:00 AM) REPLACE BULB | CC91EFE8-BFE7-4D36-A6DA-62ABD4131D6A | Labor | 05/23/2017 | 05/23/2017 | Richard Jolly
|  | WELCH ALLYN, INC. | WELCH ALLYN, INC. HALOGEN EXAM LIGHT III 48740 |  | lkns | EMERGENCY ROOM |  |  | excluded | 01/01/1900 |  |  |  |  | NO | NO |  |  |  |  | WELCH ALLYN, INC. 10367744 lkns |  |  | Active |  | 99:99:99:99:99:99 |  | Equipment | PAAR:00-PVAR | 11/01/2019 |  | COOPER UNIVERSITY HOSPITAL |  |  | EMERGENCY |  | KAREN GRUBER
|  | WELCH ALLYN, INC. | WELCH ALLYN, INC. HALOGEN EXAM LIGHT III 48740 |  |  | 6017 MAIN ST-PLASTICS |  |  | excluded | 01/01/1900 |  |  |  |  | NO | NO |  |  |  |  | WELCH ALLYN, INC. 10345761 153587 |  |  | Active |  | 99:99:99:99:99:99 |  | Equipment | PAAR:00-PVAR | 11/02/2019 |  | COOPER AMBULATORY OFF-SITES |  |  | ORAL SIDE PROC A |  | ANNE MAIER
|  | WELCH ALLYN, INC. | WELCH ALLYN, INC. HALOGEN EXAM LIGHT III 48740 |  | Not Known | VOORHEES SURGERY CENTER-HEM/ONC |  |  | excluded | 01/01/1900 |  |  |  |  | NO | NO |  |  |  |  | WELCH ALLYN, INC. 10344783 Not Known |  |  | Active |  | 99:99:99:99:99:99 |  | Equipment | PAAR:00-PVAR | 11/02/2019 |  | COOPER AMBULATORY OFF-SITES |  |  | SUITE M EXAM 10 |  | MEGAN MCCAFFERTY
|  | WELCH ALLYN, INC. | WELCH ALLYN, INC. HALOGEN EXAM LIGHT III 48740 |  | Not Known | VOORHEES SURGERY CENTER-HEM/ONC |  |  | excluded | 01/01/1900 |  |  |  |  | NO | NO |  |  |  |  | WELCH ALLYN, INC. 10344777 Not Known |  |  | Active |  | 99:99:99:99:99:99 |  | Equipment | PAAR:00-PVAR | 11/02/2019 |  | COOPER AMBULATORY OFF-SITES |  |  | SUITE M EXAM 9 |  | MEGAN MCCAFFERTY
|  | WELCH ALLYN, INC. | WELCH ALLYN, INC. HALOGEN EXAM LIGHT III 48740 |  | Not Known | VOORHEES SURGERY CENTER-HEM/ONC |  |  | excluded | 01/01/1900 |  |  |  |  | NO | NO |  |  |  |  | WELCH ALLYN, INC. 10344767 Not Known |  |  | Active |  | 99:99:99:99:99:99 |  | Equipment | PAAR:00-PVAR | 11/02/2019 |  | COOPER AMBULATORY OFF-SITES |  |  | exam 1 suite m | 0011488617 | MEGAN MCCAFFERTY | Repair | Closed | Kirk Lis | 04/17/2017 | 04/20/2017 | LIGHT - BULB BLEW - COOPER VORHEES BUILDING 1 SUITE S RM 5 | 4/20/2017 4:30:54 PM KALIS (KALIS 4/17/2017 12:00 AM) USER CALLED BACK UNIT WAS NOT BROKEN AND TO CANCELL CALL | F5F0F018-BFE7-4C06-9CED-BBA045915A56 | Labor | 04/17/2017 | 04/17/2017 | Kirk Lis
|  | WELCH ALLYN, INC. | WELCH ALLYN, INC. HALOGEN EXAM LIGHT III 48740 |  | Not Known | RIPPA CENTER-OB/GYN |  |  |  | 01/01/1900 |  |  |  |  | NO | NO |  |  |  |  | WELCH ALLYN, INC. 10315938 Not Known |  |  | Disposition |  | 99:99:99:99:99:99 |  | Equipment | PAAR:00-PVAR | 11/01/2019 |  | COOPER AMBULATORY OFF-SITES |  |  | EQUIP RM 153 | WOT00000001550307 | PATRICIA HUFF | Service Request | Closed | Stephen Zubrzycki | 10/05/2018 | 10/10/2018 | Needs to be retired | Dispositioned unit | EXP1517786 | Labor | 10/09/2018 | 10/09/2018 | Stephen Zubrzycki
|  | WELCH ALLYN, INC. | WELCH ALLYN, INC. KLEENSPEC |  | Not Known | CYBER KNIFE |  |  |  | 10/31/2019 |  |  |  |  | NO | NO |  |  |  |  | WELCH ALLYN, INC. 30143162 Not Known |  |  | Active |  | 99:99:99:99:99:99 |  | Equipment | PAAR:00-PVAR | 10/31/2019 | 10/31/2019 | COOPER AMBULATORY OFF-SITES |  |  |  | 0012389717 | CINDY BAPTISTA | Performance Verification | Closed | Josh Harris | 10/31/2019 | 10/31/2019 | INCOMING INVENTORY | DEVICE INVENTORIED | C1B610E7-5E62-4186-AA0F-AC97FD4CA000 | Labor | 10/31/2019 | 10/31/2019 | Josh Harris
|  | WELCH ALLYN, INC. | WELCH ALLYN, INC. LITE BOX 48830 |  | Not Known | VOORHEES SURGERY CENTER-HEM/ONC |  |  | excluded | 03/17/1998 |  |  |  |  | NO | NO |  |  |  |  | WELCH ALLYN, INC. 10356759 Not Known |  |  | Active |  | 99:99:99:99:99:99 |  | Equipment | PAAR:00-PVAR | 11/02/2019 |  | COOPER AMBULATORY OFF-SITES |  |  | SUITE M EXAM 2 |  | MEGAN MCCAFFERTY
|  | WELCH ALLYN, INC. | WELCH ALLYN, INC. LS135 |  | Not Known | VOORHEES SURGERY CENTER-HEM/ONC |  |  | excluded | 01/01/1900 |  |  |  |  | NO | NO |  |  |  |  | WELCH ALLYN, INC. 10344793 Not Known |  |  | Active |  | 99:99:99:99:99:99 |  | Equipment | PAAR:00-PVAR | 11/02/2019 |  | COOPER AMBULATORY OFF-SITES |  |  | SUITE M EXAM 1 CLOSET |  | MEGAN MCCAFFERTY
|  | WELCH ALLYN, INC. | WELCH ALLYN, INC. OPHTHALMOSCOPE |  | NOT KNOWN | PEDIATRIC INTENSIVE CARE UNIT |  |  | excluded | 01/01/1900 |  |  |  |  | NO | NO |  |  |  |  | WELCH ALLYN, INC. 10360419 NOT KNOWN |  |  | Active |  | 99:99:99:99:99:99 |  | Equipment | PAAR:00-PVAR | 11/01/2019 |  | COOPER UNIVERSITY HOSPITAL |  |  | PICU/ RM 4 | WOT00000000528196 | Susan Cannon | Disposition | Closed | Gene Amodei | 02/08/2018 | 05/13/2019 | Bulk Disposition CNL
|  | WELCH ALLYN, INC. | WELCH ALLYN, INC. OTO/OPTH |  | Not Known | WOODSTOWN - CARDIOLOGY |  |  |  | 11/02/2019 |  |  |  |  | NO | NO |  |  |  |  | WELCH ALLYN, INC. 30142 Not Known |  |  | Disposition |  |  |  | Equipment | PAAR:00-PVAR | 11/02/2019 | 11/02/2019 | COOPER AMBULATORY OFF-SITES |  |  | SEE NOTES: MAY NOT EXIST |  | SUSAN WHITZELL |  |  |  | 11/02/2019 | 11/02/2019 |  |  |  |  | 11/02/2019 | 11/02/2019
|  | WELCH ALLYN, INC. | WELCH ALLYN, INC. OTO/OPTH |  | Not Known | PRINCETON-OB/GYN |  |  | excluded | 12/23/2015 |  |  |  |  | NO | NO |  |  |  |  | WELCH ALLYN, INC. 10480018 Not Known |  |  | Active |  | 99:99:99:99:99:99 |  | Equipment | PAAR:00-PVAR | 10/31/2019 |  | COOPER AMBULATORY OFF-SITES |  |  | NST |  | LINDA CARON
|  | WELCH ALLYN, INC. | WELCH ALLYN, INC. OTO/OPTH |  | Not Known | PRINCETON-OB/GYN |  |  | excluded | 12/23/2015 |  |  |  |  | NO | NO |  |  |  |  | WELCH ALLYN, INC. 10480016 Not Known |  |  | Active |  | 99:99:99:99:99:99 |  | Equipment | PAAR:00-PVAR | 10/31/2019 |  | COOPER AMBULATORY OFF-SITES |  |  | EXAM ROOM 3 |  | LINDA CARON
|  | WELCH ALLYN, INC. | WELCH ALLYN, INC. OTO/OPTH |  | Not Known | PRINCETON-OB/GYN |  |  | excluded | 12/23/2015 |  |  |  |  | NO | NO |  |  |  |  | WELCH ALLYN, INC. 10480014 Not Known |  |  | Active |  | 99:99:99:99:99:99 |  | Equipment | PAAR:00-PVAR | 10/31/2019 |  | COOPER AMBULATORY OFF-SITES |  |  | EXAM ROOM 2 |  | LINDA CARON
|  | WELCH ALLYN, INC. | WELCH ALLYN, INC. OTO/OPTH |  | Not Known | WOODSTOWN - CARDIOLOGY |  |  | excluded | 10/31/2019 |  |  |  |  | NO | NO |  |  |  |  | WELCH ALLYN, INC. 30142961 Not Known |  |  | Active |  | 99:99:99:99:99:99 |  | Equipment | PAAR:00-PVAR | 10/31/2019 | 10/31/2019 | COOPER AMBULATORY OFF-SITES |  |  | EXAM 6 |  | SUSAN WHITZELL |  |  |  | 10/31/2019 | 10/31/2019 |  |  |  |  | 10/31/2019 | 10/31/2019
|  | WELCH ALLYN, INC. | WELCH ALLYN, INC. OTO/OPTH |  | Not Known | WOODSTOWN - CARDIOLOGY |  |  | excluded | 10/31/2019 |  |  |  |  | NO | NO |  |  |  |  | WELCH ALLYN, INC. 30142960 Not Known |  |  | Active |  | 99:99:99:99:99:99 |  | Equipment | PAAR:00-PVAR | 10/31/2019 | 10/31/2019 | COOPER AMBULATORY OFF-SITES |  |  | EXAM 5 |  | SUSAN WHITZELL |  |  |  | 10/31/2019 | 10/31/2019 |  |  |  |  | 10/31/2019 | 10/31/2019
|  | WELCH ALLYN, INC. | WELCH ALLYN, INC. OTO/OPTH |  | Not Known | WOODSTOWN - CARDIOLOGY |  |  | excluded | 10/31/2019 |  |  |  |  | NO | NO |  |  |  |  | WELCH ALLYN, INC. 30142959 Not Known |  |  | Active |  | 99:99:99:99:99:99 |  | Equipment | PAAR:00-PVAR | 10/31/2019 | 10/31/2019 | COOPER AMBULATORY OFF-SITES |  |  | EXAM 1 |  | SUSAN WHITZELL |  |  |  | 10/31/2019 | 10/31/2019 |  |  |  |  | 10/31/2019 | 10/31/2019
|  | WELCH ALLYN, INC. | WELCH ALLYN, INC. OTO/OPTH |  | Not Known | WOODSTOWN - CARDIOLOGY |  |  | excluded | 10/31/2019 |  |  |  |  | NO | NO |  |  |  |  | WELCH ALLYN, INC. 30142958 Not Known |  |  | Active |  | 99:99:99:99:99:99 |  | Equipment | PAAR:00-PVAR | 10/31/2019 | 10/31/2019 | COOPER AMBULATORY OFF-SITES |  |  | EXAM 2 |  | SUSAN WHITZELL |  |  |  | 10/31/2019 | 10/31/2019 |  |  |  |  | 10/31/2019 | 10/31/2019
|  | WELCH ALLYN, INC. | WELCH ALLYN, INC. OTO/OPTH |  | Not Known | WOODSTOWN - CARDIOLOGY |  |  | excluded | 10/31/2019 |  |  |  |  | NO | NO |  |  |  |  | WELCH ALLYN, INC. 30142957 Not Known |  |  | Active |  | 99:99:99:99:99:99 |  | Equipment | PAAR:00-PVAR | 10/31/2019 | 10/31/2019 | COOPER AMBULATORY OFF-SITES |  |  | exam 3 |  | SUSAN WHITZELL |  |  |  | 10/31/2019 | 10/31/2019 |  |  |  |  | 10/31/2019 | 10/31/2019
|  | WELCH ALLYN, INC. | WELCH ALLYN, INC. OTO/OPTH |  | Not Known | WOODSTOWN - CARDIOLOGY |  |  | excluded | 10/31/2019 |  |  |  |  | NO | NO |  |  |  |  | WELCH ALLYN, INC. 30142956 Not Known |  |  | Active |  | 99:99:99:99:99:99 |  | Equipment | PAAR:00-PVAR | 10/31/2019 | 10/31/2019 | COOPER AMBULATORY OFF-SITES |  |  | exam 4 |  | SUSAN WHITZELL |  |  |  | 10/31/2019 | 10/31/2019 |  |  |  |  | 10/31/2019 | 10/31/2019
|  | WELCH ALLYN, INC. | WELCH ALLYN, INC. OTOSCOPE BASE |  | NOT KNOWN | VOORHEES SURGERY CENTER-HEM/ONC |  |  | excluded | 10/31/2019 |  |  |  |  | NO | NO |  |  |  |  | WELCH ALLYN, INC. 11182579 NOT KNOWN |  |  | Active |  |  |  | Equipment | PAAR:00-PVAR | 10/31/2019 | 10/31/2019 | COOPER AMBULATORY OFF-SITES |  |  | Exam #10 | WOT00000003443655 | MEGAN MCCAFFERTY | Performance Verification | Closed | Kirk Lis | 10/31/2019 | 10/31/2019 | Performance Verification for WELCH ALLYN, INC. 11182579 NOT KNOWN | Initial Install of Performance Verification. Device is ready for patient use. |  |  | 10/31/2019 | 10/31/2019
|  | WELCH ALLYN, INC. | WELCH ALLYN, INC. OTOSCOPE BASE |  | NOT KNOWN | VOORHEES SURGERY CENTER-HEM/ONC |  |  | excluded | 10/31/2019 |  |  |  |  | NO | NO |  |  |  |  | WELCH ALLYN, INC. 11182576 NOT KNOWN |  |  | Active |  |  |  | Equipment | PAAR:00-PVAR | 10/31/2019 | 10/31/2019 | COOPER AMBULATORY OFF-SITES |  |  | Exam #9 | WOT00000003443653 | MEGAN MCCAFFERTY | Performance Verification | Closed | Kirk Lis | 10/31/2019 | 10/31/2019 | Performance Verification for WELCH ALLYN, INC. 11182576 NOT KNOWN | Initial Install of Performance Verification. Device is ready for patient use. |  |  | 10/31/2019 | 10/31/2019
|  | WELCH ALLYN, INC. | WELCH ALLYN, INC. OTOSCOPE BASE |  | NOT KNOWN | VOORHEES SURGERY CENTER-HEM/ONC |  |  | excluded | 10/31/2019 |  |  |  |  | NO | NO |  |  |  |  | WELCH ALLYN, INC. 11182568 NOT KNOWN |  |  | Active |  |  |  | Equipment | PAAR:00-PVAR | 10/31/2019 | 10/31/2019 | COOPER AMBULATORY OFF-SITES |  |  | Exam #31 | WOT00000003443648 | MEGAN MCCAFFERTY | Performance Verification | Closed | Kirk Lis | 10/31/2019 | 10/31/2019 | Performance Verification for WELCH ALLYN, INC. 11182568 NOT KNOWN | Initial Install of Performance Verification. Device is ready for patient use. |  |  | 10/31/2019 | 10/31/2019
|  | WELCH ALLYN, INC. | WELCH ALLYN, INC. OTOSCOPE BASE |  | NOT KNOWN | VOORHEES SURGERY CENTER-HEM/ONC |  |  | excluded | 10/31/2019 |  |  |  |  | NO | NO |  |  |  |  | WELCH ALLYN, INC. 11182573 NOT KNOWN |  |  | Active |  |  |  | Equipment | PAAR:00-PVAR | 10/31/2019 | 10/31/2019 | COOPER AMBULATORY OFF-SITES |  |  | Exam #3 | WOT00000003443650 | MEGAN MCCAFFERTY | Performance Verification | Closed | Kirk Lis | 10/31/2019 | 10/31/2019 | Performance Verification for WELCH ALLYN, INC. 11182573 NOT KNOWN | Initial Install of Performance Verification. Device is ready for patient use. |  |  | 10/31/2019 | 10/31/2019
|  | WELCH ALLYN, INC. | WELCH ALLYN, INC. OTOSCOPE BASE |  | NOT KNOWN | VOORHEES SURGERY CENTER-HEM/ONC |  |  | excluded | 10/31/2019 |  |  |  |  | NO | NO |  |  |  |  | WELCH ALLYN, INC. 11182565 NOT KNOWN |  |  | Active |  |  |  | Equipment | PAAR:00-PVAR | 10/31/2019 | 10/31/2019 | COOPER AMBULATORY OFF-SITES |  |  | Exam #30 | WOT00000003443646 | MEGAN MCCAFFERTY | Performance Verification | Closed | Kirk Lis | 10/31/2019 | 10/31/2019 | Performance Verification for WELCH ALLYN, INC. 11182565 NOT KNOWN | Initial Install of Performance Verification. Device is ready for patient use. |  |  | 10/31/2019 | 10/31/2019
|  | WELCH ALLYN, INC. | WELCH ALLYN, INC. OTOSCOPE BASE |  | NOT KNOWN | VOORHEES SURGERY CENTER-HEM/ONC |  |  | excluded | 10/31/2019 |  |  |  |  | NO | NO |  |  |  |  | WELCH ALLYN, INC. 11182562 NOT KNOWN |  |  | Active |  |  |  | Equipment | PAAR:00-PVAR | 10/31/2019 | 10/31/2019 | COOPER AMBULATORY OFF-SITES |  |  | Exam #29 | WOT00000003443644 | MEGAN MCCAFFERTY | Performance Verification | Closed | Kirk Lis | 10/31/2019 | 10/31/2019 | Performance Verification for WELCH ALLYN, INC. 11182562 NOT KNOWN | Initial Install of Performance Verification. Device is ready for patient use. |  |  | 10/31/2019 | 10/31/2019
|  | WELCH ALLYN, INC. | WELCH ALLYN, INC. OTOSCOPE BASE |  | NOT KNOWN | VOORHEES SURGERY CENTER-HEM/ONC |  |  | excluded | 10/31/2019 |  |  |  |  | NO | NO |  |  |  |  | WELCH ALLYN, INC. 11182559 NOT KNOWN |  |  | Active |  |  |  | Equipment | PAAR:00-PVAR | 10/31/2019 | 10/31/2019 | COOPER AMBULATORY OFF-SITES |  |  | Exam #28 | WOT00000003443642 | MEGAN MCCAFFERTY | Performance Verification | Closed | Kirk Lis | 10/31/2019 | 10/31/2019 | Performance Verification for WELCH ALLYN, INC. 11182559 NOT KNOWN | Initial Install of Performance Verification. Device is ready for patient use. |  |  | 10/31/2019 | 10/31/2019
|  | WELCH ALLYN, INC. | WELCH ALLYN, INC. OTOSCOPE BASE |  | NOT KNOWN | VOORHEES SURGERY CENTER-HEM/ONC |  |  | excluded | 10/31/2019 |  |  |  |  | NO | NO |  |  |  |  | WELCH ALLYN, INC. 11182557 NOT KNOWN |  |  | Active |  |  |  | Equipment | PAAR:00-PVAR | 10/31/2019 | 10/31/2019 | COOPER AMBULATORY OFF-SITES |  |  | Exam #27 | WOT00000003443640 | MEGAN MCCAFFERTY | Performance Verification | Closed | Kirk Lis | 10/31/2019 | 10/31/2019 | Performance Verification for WELCH ALLYN, INC. 11182557 NOT KNOWN | Initial Install of Performance Verification. Device is ready for patient use. |  |  | 10/31/2019 | 10/31/2019
|  | WELCH ALLYN, INC. | WELCH ALLYN, INC. OTOSCOPE BASE |  | NOT KNOWN | VOORHEES SURGERY CENTER-HEM/ONC |  |  | excluded | 10/31/2019 |  |  |  |  | NO | NO |  |  |  |  | WELCH ALLYN, INC. 11182554 NOT KNOWN |  |  | Active |  |  |  | Equipment | PAAR:00-PVAR | 10/31/2019 | 10/31/2019 | COOPER AMBULATORY OFF-SITES |  |  | Exam #11 | WOT00000003443638 | MEGAN MCCAFFERTY | Performance Verification | Closed | Kirk Lis | 10/31/2019 | 10/31/2019 | Performance Verification for WELCH ALLYN, INC. 11182554 NOT KNOWN | Initial Install of Performance Verification. Device is ready for patient use. |  |  | 10/31/2019 | 10/31/2019
|  | WELCH ALLYN, INC. | WELCH ALLYN, INC. OTOSCOPE BASE |  | NOT KNOWN | VOORHEES SURGERY CENTER-HEM/ONC |  |  | excluded | 10/31/2019 |  |  |  |  | NO | NO |  |  |  |  | WELCH ALLYN, INC. 11182551 NOT KNOWN |  |  | Active |  |  |  | Equipment | PAAR:00-PVAR | 10/31/2019 | 10/31/2019 | COOPER AMBULATORY OFF-SITES |  |  | Exam #12 | WOT00000003443636 | MEGAN MCCAFFERTY | Performance Verification | Closed | Kirk Lis | 10/31/2019 | 10/31/2019 | Performance Verification for WELCH ALLYN, INC. 11182551 NOT KNOWN | Initial Install of Performance Verification. Device is ready for patient use. |  |  | 10/31/2019 | 10/31/2019
|  | WELCH ALLYN, INC. | WELCH ALLYN, INC. OTOSCOPE BASE |  | NOT KNOWN | VOORHEES SURGERY CENTER-HEM/ONC |  |  | excluded | 10/31/2019 |  |  |  |  | NO | NO |  |  |  |  | WELCH ALLYN, INC. 11182548 NOT KNOWN |  |  | Active |  |  |  | Equipment | PAAR:00-PVAR | 10/31/2019 | 10/31/2019 | COOPER AMBULATORY OFF-SITES |  |  | Exam #13 | WOT00000003443633 | MEGAN MCCAFFERTY | Performance Verification | Closed | Kirk Lis | 10/31/2019 | 10/31/2019 | CEID Record Completion for WELCH ALLYN, INC. 11182548 NOT KNOWN | Inventoried New Equipment. | EXP3670725 | Labor | 10/31/2019 | 10/31/2019 | Kenneth Krips
|  | WELCH ALLYN, INC. | WELCH ALLYN, INC. OTOSCOPE BASE |  | NOT KNOWN | VOORHEES SURGERY CENTER-HEM/ONC |  |  | excluded | 10/31/2019 |  |  |  |  | NO | NO |  |  |  |  | WELCH ALLYN, INC. 11182545 NOT KNOWN |  |  | Active |  |  |  | Equipment | PAAR:00-PVAR | 10/31/2019 | 10/31/2019 | COOPER AMBULATORY OFF-SITES |  |  | Exam #5 | WOT00000003443629 | MEGAN MCCAFFERTY | Performance Verification | Closed | Kirk Lis | 10/31/2019 | 10/31/2019 | Performance Verification for WELCH ALLYN, INC. 11182545 NOT KNOWN | Initial Install of Performance Verification. Device is ready for patient use. |  |  | 10/31/2019 | 10/31/2019
|  | WELCH ALLYN, INC. | WELCH ALLYN, INC. OTOSCOPE BASE |  | NOT KNOWN | VOORHEES SURGERY CENTER-HEM/ONC |  |  | excluded | 10/31/2019 |  |  |  |  | NO | NO |  |  |  |  | WELCH ALLYN, INC. 11182543 NOT KNOWN |  |  | Active |  |  |  | Equipment | PAAR:00-PVAR | 10/31/2019 | 10/31/2019 | COOPER AMBULATORY OFF-SITES |  |  | Exam #6 | WOT00000003443626 | MEGAN MCCAFFERTY | Performance Verification | Closed | Kirk Lis | 10/31/2019 | 10/31/2019 | Performance Verification for WELCH ALLYN, INC. 11182543 NOT KNOWN | Initial Install of Performance Verification. Device is ready for patient use. |  |  | 10/31/2019 | 10/31/2019
|  | WELCH ALLYN, INC. | WELCH ALLYN, INC. OTOSCOPE BASE |  | NOT KNOWN | VOORHEES SURGERY CENTER-HEM/ONC |  |  | excluded | 10/31/2019 |  |  |  |  | NO | NO |  |  |  |  | WELCH ALLYN, INC. 11182540 NOT KNOWN |  |  | Active |  |  |  | Equipment | PAAR:00-PVAR | 10/31/2019 | 10/31/2019 | COOPER AMBULATORY OFF-SITES |  |  | Exam #8 | WOT00000003443622 | MEGAN MCCAFFERTY | Performance Verification | Closed | Kirk Lis | 10/31/2019 | 10/31/2019 | Performance Verification for WELCH ALLYN, INC. 11182540 NOT KNOWN | Initial Install of Performance Verification. Device is ready for patient use. |  |  | 10/31/2019 | 10/31/2019
|  | WELCH ALLYN, INC. | WELCH ALLYN, INC. OTOSCOPE BASE |  | NOT KNOWN | VOORHEES SURGERY CENTER-HEM/ONC |  |  | excluded | 10/31/2019 |  |  |  |  | NO | NO |  |  |  |  | WELCH ALLYN, INC. 11182537 NOT KNOWN |  |  | Active |  |  |  | Equipment | PAAR:00-PVAR | 10/31/2019 | 10/31/2019 | COOPER AMBULATORY OFF-SITES |  |  | Exam #14 | WOT00000003443619 | MEGAN MCCAFFERTY | Performance Verification | Closed | Kirk Lis | 10/31/2019 | 10/31/2019 | Performance Verification for WELCH ALLYN, INC. 11182537 NOT KNOWN | Initial Install of Performance Verification. Device is ready for patient use. |  |  | 10/31/2019 | 10/31/2019
|  | WELCH ALLYN, INC. | WELCH ALLYN, INC. OTOSCOPE BASE |  | NOT KNOWN | VOORHEES SURGERY CENTER-HEM/ONC |  |  | excluded | 10/31/2019 |  |  |  |  | NO | NO |  |  |  |  | WELCH ALLYN, INC. 11182535 NOT KNOWN |  |  | Active |  |  |  | Equipment | PAAR:00-PVAR | 10/31/2019 | 10/31/2019 | COOPER AMBULATORY OFF-SITES |  |  | Exam #15 | WOT00000003443617 | MEGAN MCCAFFERTY | Performance Verification | Closed | Kirk Lis | 10/31/2019 | 10/31/2019 | Performance Verification for WELCH ALLYN, INC. 11182535 NOT KNOWN | Initial Install of Performance Verification. Device is ready for patient use. |  |  | 10/31/2019 | 10/31/2019
|  | WELCH ALLYN, INC. | WELCH ALLYN, INC. OTOSCOPE BASE |  | NOT KNOWN | VOORHEES SURGERY CENTER-HEM/ONC |  |  | excluded | 10/31/2019 |  |  |  |  | NO | NO |  |  |  |  | WELCH ALLYN, INC. 11182532 NOT KNOWN |  |  | Active |  |  |  | Equipment | PAAR:00-PVAR | 10/31/2019 | 10/31/2019 | COOPER AMBULATORY OFF-SITES |  |  | Exam #16 | WOT00000003443615 | MEGAN MCCAFFERTY | Performance Verification | Closed | Kirk Lis | 10/31/2019 | 10/31/2019 | Performance Verification for WELCH ALLYN, INC. 11182532 NOT KNOWN | Initial Install of Performance Verification. Device is ready for patient use. |  |  | 10/31/2019 | 10/31/2019
|  | WELCH ALLYN, INC. | WELCH ALLYN, INC. OTOSCOPE BASE |  | NOT KNOWN | VOORHEES SURGERY CENTER-HEM/ONC |  |  | excluded | 10/31/2019 |  |  |  |  | NO | NO |  |  |  |  | WELCH ALLYN, INC. 11182526 NOT KNOWN |  |  | Active |  |  |  | Equipment | PAAR:00-PVAR | 10/31/2019 | 10/31/2019 | COOPER AMBULATORY OFF-SITES |  |  | Exam #18 | WOT00000003443610 | MEGAN MCCAFFERTY | Performance Verification | Closed | Kirk Lis | 10/31/2019 | 10/31/2019 | Performance Verification for WELCH ALLYN, INC. 11182526 NOT KNOWN | Initial Install of Performance Verification. Device is ready for patient use. |  |  | 10/31/2019 | 10/31/2019
|  | WELCH ALLYN, INC. | WELCH ALLYN, INC. OTOSCOPE BASE |  | NOT KNOWN | VOORHEES SURGERY CENTER-HEM/ONC |  |  | excluded | 10/31/2019 |  |  |  |  | NO | NO |  |  |  |  | WELCH ALLYN, INC. 11182529 NOT KNOWN |  |  | Active |  |  |  | Equipment | PAAR:00-PVAR | 10/31/2019 | 10/31/2019 | COOPER AMBULATORY OFF-SITES |  |  | Exam #17 | WOT00000003443613 | MEGAN MCCAFFERTY | Performance Verification | Closed | Kirk Lis | 10/31/2019 | 10/31/2019 | Performance Verification for WELCH ALLYN, INC. 11182529 NOT KNOWN | Initial Install of Performance Verification. Device is ready for patient use. |  |  | 10/31/2019 | 10/31/2019
|  | WELCH ALLYN, INC. | WELCH ALLYN, INC. OTOSCOPE BASE |  | NOT KNOWN | VOORHEES SURGERY CENTER-HEM/ONC |  |  | excluded | 10/31/2019 |  |  |  |  | NO | NO |  |  |  |  | WELCH ALLYN, INC. 11182523 NOT KNOWN |  |  | Active |  |  |  | Equipment | PAAR:00-PVAR | 10/31/2019 | 10/31/2019 | COOPER AMBULATORY OFF-SITES |  |  | Exam #19 | WOT00000003443608 | MEGAN MCCAFFERTY | Performance Verification | Closed | Kirk Lis | 10/31/2019 | 10/31/2019 | Performance Verification for WELCH ALLYN, INC. 11182523 NOT KNOWN | Initial Install of Performance Verification. Device is ready for patient use. |  |  | 10/31/2019 | 10/31/2019
|  | WELCH ALLYN, INC. | WELCH ALLYN, INC. OTOSCOPE BASE |  | NOT KNOWN | VOORHEES SURGERY CENTER-HEM/ONC |  |  | excluded | 10/31/2019 |  |  |  |  | NO | NO |  |  |  |  | WELCH ALLYN, INC. 11182520 NOT KNOWN |  |  | Active |  |  |  | Equipment | PAAR:00-PVAR | 10/31/2019 | 10/31/2019 | COOPER AMBULATORY OFF-SITES |  |  | Exam #20 | WOT00000003443606 | MEGAN MCCAFFERTY | Performance Verification | Closed | Kirk Lis | 10/31/2019 | 10/31/2019 | Performance Verification for WELCH ALLYN, INC. 11182520 NOT KNOWN | Initial Install of Performance Verification. Device is ready for patient use. |  |  | 10/31/2019 | 10/31/2019
|  | WELCH ALLYN, INC. | WELCH ALLYN, INC. OTOSCOPE BASE |  | NOT KNOWN | VOORHEES SURGERY CENTER-HEM/ONC |  |  | excluded | 10/31/2019 |  |  |  |  | NO | NO |  |  |  |  | WELCH ALLYN, INC. 11182517 NOT KNOWN |  |  | Active |  |  |  | Equipment | PAAR:00-PVAR | 10/31/2019 | 10/31/2019 | COOPER AMBULATORY OFF-SITES |  |  | Exam #21 | WOT00000003443604 | MEGAN MCCAFFERTY | Performance Verification | Closed | Kirk Lis | 10/31/2019 | 10/31/2019 | Performance Verification for WELCH ALLYN, INC. 11182517 NOT KNOWN | Initial Install of Performance Verification. Device is ready for patient use. |  |  | 10/31/2019 | 10/31/2019
|  | WELCH ALLYN, INC. | WELCH ALLYN, INC. OTOSCOPE BASE |  | NOT KNOWN | VOORHEES SURGERY CENTER-HEM/ONC |  |  | excluded | 10/31/2019 |  |  |  |  | NO | NO |  |  |  |  | WELCH ALLYN, INC. 11182514 NOT KNOWN |  |  | Active |  |  |  | Equipment | PAAR:00-PVAR | 10/31/2019 | 10/31/2019 | COOPER AMBULATORY OFF-SITES |  |  | Exam #23 | WOT00000003443601 | MEGAN MCCAFFERTY | Performance Verification | Closed | Kirk Lis | 10/31/2019 | 10/31/2019 | Performance Verification for WELCH ALLYN, INC. 11182514 NOT KNOWN | Initial Install of Performance Verification. Device is ready for patient use. |  |  | 10/31/2019 | 10/31/2019
|  | WELCH ALLYN, INC. | WELCH ALLYN, INC. OTOSCOPE BASE |  | NOT KNOWN | VOORHEES SURGERY CENTER-HEM/ONC |  |  | excluded | 10/31/2019 |  |  |  |  | NO | NO |  |  |  |  | WELCH ALLYN, INC. 11182511 NOT KNOWN |  |  | Active |  |  |  | Equipment | PAAR:00-PVAR | 10/31/2019 | 10/31/2019 | COOPER AMBULATORY OFF-SITES |  |  | Exam #24 | WOT00000003443600 | MEGAN MCCAFFERTY | Performance Verification | Closed | Kirk Lis | 10/31/2019 | 10/31/2019 | CEID Record Completion for WELCH ALLYN, INC. 11182511 NOT KNOWN | Inventoried New Equipment. | EXP3670556 | Labor | 10/31/2019 | 10/31/2019 | Kenneth Krips
|  | WELCH ALLYN, INC. | WELCH ALLYN, INC. OTOSCOPE BASE |  | NOT KNOWN | VOORHEES SURGERY CENTER-HEM/ONC |  |  | excluded | 10/31/2019 |  |  |  |  | NO | NO |  |  |  |  | WELCH ALLYN, INC. 11182508 NOT KNOWN |  |  | Active |  |  |  | Equipment | PAAR:00-PVAR | 10/31/2019 | 10/31/2019 | COOPER AMBULATORY OFF-SITES |  |  | Exam #25 | WOT00000003443597 | MEGAN MCCAFFERTY | Performance Verification | Closed | Kirk Lis | 10/31/2019 | 10/31/2019 | Performance Verification for WELCH ALLYN, INC. 11182508 NOT KNOWN | Initial Install of Performance Verification. Device is ready for patient use. |  |  | 10/31/2019 | 10/31/2019
|  | WELCH ALLYN, INC. | WELCH ALLYN, INC. OTOSCOPE BASE |  | NOT KNOWN | VOORHEES SURGERY CENTER-HEM/ONC |  |  | excluded | 10/31/2019 |  |  |  |  | NO | NO |  |  |  |  | WELCH ALLYN, INC. 11182505 NOT KNOWN |  |  | Active |  |  |  | Equipment | PAAR:00-PVAR | 10/31/2019 | 10/31/2019 | COOPER AMBULATORY OFF-SITES |  |  | Exam #26 | WOT00000003443594 | MEGAN MCCAFFERTY | Performance Verification | Closed | Kirk Lis | 10/31/2019 | 10/31/2019 | Performance Verification for WELCH ALLYN, INC. 11182505 NOT KNOWN | Initial Install of Performance Verification. Device is ready for patient use. |  |  | 10/31/2019 | 10/31/2019
|  | WELCH ALLYN, INC. | WELCH ALLYN, INC. OTOSCOPE BASE |  | Not Known | COOPER CANCER CENTER-MULTIDISCIPLINARY CLINIC |  |  | excluded | 05/06/2015 |  |  |  |  | NO | NO |  |  |  |  | WELCH ALLYN, INC. 10360332 Not Known |  |  | Active |  | 99:99:99:99:99:99 |  | Equipment | PAAR:00-PVAR | 11/02/2019 |  | COOPER AMBULATORY OFF-SITES |  |  | MULTI DISC - C2211 |  | ROXANNE BERGER
|  | WELCH ALLYN, INC. | WELCH ALLYN, INC. OTOSCOPE BASE |  |  | COOPER CANCER CENTER-MULTIDISCIPLINARY CLINIC |  |  | excluded | 04/08/2015 |  |  |  |  | NO | NO |  |  |  |  | WELCH ALLYN, INC. 10360327 10360327 |  |  | Active |  | 99:99:99:99:99:99 |  | Equipment | PAAR:00-PVAR | 11/02/2019 |  | COOPER AMBULATORY OFF-SITES |  |  | MULTI DISC - C2205 |  | ROXANNE BERGER
|  | WELCH ALLYN, INC. | WELCH ALLYN, INC. OTOSCOPE BASE |  | Not Known | COOPER CANCER CENTER-MULTIDISCIPLINARY CLINIC |  |  | excluded | 03/01/2015 |  |  |  |  | NO | NO |  |  |  |  | WELCH ALLYN, INC. 10360324 Not Known |  |  | Active |  | 99:99:99:99:99:99 |  | Equipment | PAAR:00-PVAR | 11/01/2019 |  | COOPER AMBULATORY OFF-SITES |  |  | MULTI DISC - C2204 |  | ROXANNE BERGER
|  | WELCH ALLYN, INC. | WELCH ALLYN, INC. OTOSCOPE BASE |  | Not Known | COOPER CANCER CENTER-MULTIDISCIPLINARY CLINIC |  |  | excluded | 01/01/1900 |  |  |  |  | NO | NO |  |  |  |  | WELCH ALLYN, INC. 10357071 Not Known |  |  | Active |  | 99:99:99:99:99:99 |  | Equipment | PAAR:00-PVAR | 11/01/2019 |  | COOPER AMBULATORY OFF-SITES |  |  | Multi Disc - C2015 |  | ROXANNE BERGER
|  | WELCH ALLYN, INC. | WELCH ALLYN, INC. OTOSCOPE BASE |  | Not Known | COOPER CANCER CENTER-MULTIDISCIPLINARY CLINIC |  |  | excluded | 01/01/1900 |  |  |  |  | NO | NO |  |  |  |  | WELCH ALLYN, INC. 10357060 Not Known |  |  | Active |  | 99:99:99:99:99:99 |  | Equipment | PAAR:00-PVAR | 11/01/2019 |  | COOPER AMBULATORY OFF-SITES |  |  | Multi Disc - C2030 | WOT00000000559129 | ROXANNE BERGER | Repair | Closed | Richard Jolly | 02/23/2018 | 05/25/2018 | light out | power plug | EXP0193282 | Labor | 02/23/2018 | 02/23/2018 | Richard Jolly
|  | WELCH ALLYN, INC. | WELCH ALLYN, INC. OTOSCOPE BASE |  | Not Known | COOPER CANCER CENTER-MULTIDISCIPLINARY CLINIC |  |  | excluded | 01/01/1900 |  |  |  |  | NO | NO |  |  |  |  | WELCH ALLYN, INC. 10355360 Not Known |  |  | Active |  | 99:99:99:99:99:99 |  | Equipment | PAAR:00-PVAR | 11/01/2019 |  | COOPER AMBULATORY OFF-SITES |  |  | Multi Disc - C2029 |  | ROXANNE BERGER
|  | WELCH ALLYN, INC. | WELCH ALLYN, INC. OTOSCOPE BASE |  | Not Known | COOPER CANCER CENTER-MULTIDISCIPLINARY CLINIC |  |  | excluded | 01/01/1900 |  |  |  |  | NO | NO |  |  |  |  | WELCH ALLYN, INC. 10355338 Not Known |  |  | Active |  | 99:99:99:99:99:99 |  | Equipment | PAAR:00-PVAR | 11/02/2019 |  | COOPER AMBULATORY OFF-SITES |  |  | Multi Disc - C2045 |  | ROXANNE BERGER
|  | WELCH ALLYN, INC. | WELCH ALLYN, INC. PANOPTIC |  | Not Known | MAPLE SHADE-FAMILY MEDICINE |  |  | excluded | 01/01/1900 |  |  |  |  | NO | NO |  |  |  |  | WELCH ALLYN, INC. 10366179 Not Known |  |  | Active |  | 99:99:99:99:99:99 |  | Equipment | PAAR:00-PVAR | 11/02/2019 |  | COOPER AMBULATORY OFF-SITES |  |  | exam 4 |  | ANDREA GRAHAM
|  | WELCH ALLYN, INC. | WELCH ALLYN, INC. PANOPTIC |  | Not Known | MAPLE SHADE-FAMILY MEDICINE |  |  | excluded | 01/01/1900 |  |  |  |  | NO | NO |  |  |  |  | WELCH ALLYN, INC. 10366177 Not Known |  |  | Active |  | 99:99:99:99:99:99 |  | Equipment | PAAR:00-PVAR | 11/02/2019 |  | COOPER AMBULATORY OFF-SITES |  |  | exam 3 |  | ANDREA GRAHAM
|  | WELCH ALLYN, INC. | WELCH ALLYN, INC. PANOPTIC |  | Not Known | MOORESTOWN-PEDIATRICS |  |  | excluded | 01/01/1900 |  |  |  |  | NO | NO |  |  |  |  | WELCH ALLYN, INC. 10366151 Not Known |  |  | Active |  | 99:99:99:99:99:99 |  | Equipment | PAAR:00-PVAR | 11/01/2019 |  | COOPER AMBULATORY OFF-SITES |  |  | HALLWAY |  | MAUREEN OBRIEN
|  | WELCH ALLYN, INC. | WELCH ALLYN, INC. PRO3000 |  |  | 1050 KINGS HIGHWAY-MEDICINE |  |  |  | 12/10/2013 |  |  |  |  | NO | NO |  |  |  |  | WELCH ALLYN, INC. 10366054 1.0006668381e+011 |  |  | Active |  | 99:99:99:99:99:99 |  | Equipment | PAAR:00-PVAR | 11/02/2019 |  | COOPER AMBULATORY OFF-SITES |  |  | NURSES STATION |  | Leah Willis
|  | WELCH ALLYN, INC. | WELCH ALLYN, INC. PRO3000 |  | 14615K04889 | VOORHEES SURGERY CENTER-OPERATING ROOM |  |  |  | 10/31/2019 |  |  |  |  | NO | NO |  |  |  |  | WELCH ALLYN, INC. 30142212 14615K04889 |  |  | Active |  | 99:99:99:99:99:99 |  | Equipment | PAAR:00-PVAR | 10/31/2019 | 10/31/2019 | COOPER AMBULATORY OFF-SITES |  |  |  |  | JENNIFER BOMBARO |  |  |  | 10/31/2019 | 10/31/2019 |  |  |  |  | 10/31/2019 | 10/31/2019
|  | WELCH ALLYN, INC. | WELCH ALLYN, INC. PRO3000 |  | 31213K00391 | AUDUBON URGENT CARE |  |  |  | 10/31/2019 |  |  |  |  | NO | NO |  |  |  |  | WELCH ALLYN, INC. 30142134 31213K00391 |  |  | Active |  | 99:99:99:99:99:99 |  | Equipment | PAAR:00-PVAR | 10/31/2019 | 10/31/2019 | COOPER AMBULATORY OFF-SITES |  |  | WHITE HORSE PIKE |  | MELISSA PORTOBANCO |  |  |  | 10/31/2019 | 10/31/2019 |  |  |  |  | 10/31/2019 | 10/31/2019
|  | WELCH ALLYN, INC. | WELCH ALLYN, INC. PRO4000 BS |  | 6915K02177 | VOORHEES SURGERY CENTER-OPERATING ROOM |  |  |  | 10/31/2019 |  |  |  |  | NO | NO |  |  |  |  | WELCH ALLYN, INC. 30149667 6915K02177 |  |  | Active |  | 99:99:99:99:99:99 |  | Equipment | PAAR:00-PVAR | 10/31/2019 | 10/31/2019 | COOPER AMBULATORY OFF-SITES |  |  |  |  | JENNIFER BOMBARO |  |  |  | 10/31/2019 | 10/31/2019 |  |  |  |  | 10/31/2019 | 10/31/2019
|  | WELCH ALLYN, INC. | WELCH ALLYN, INC. PROPAQ ENCORE 202EL |  | DA026429 | BIOMEDICAL |  |  |  | 01/01/1900 |  |  |  |  | NO | NO |  |  |  |  | WELCH ALLYN, INC. 10369450 DA026429 |  |  | Disposition |  |  |  | Alarm | 1Y:00-MFG | 06/09/2016 | 12/01/2020 | COOPER UNIVERSITY HOSPITAL |  |  | CCL |  | Bonnie Aichroch
|  | WELCH ALLYN, INC. | WELCH ALLYN, INC. SOLARC |  |  | VOORHEES SURGERY CENTER-RADIATION/ONC |  |  |  | 01/01/1900 |  |  |  |  | NO | NO |  |  |  |  | WELCH ALLYN, INC. 10356818 106317 |  |  | Active |  | 99:99:99:99:99:99 |  | Equipment | PAAR:00-PVAR | 11/02/2019 |  | COOPER AMBULATORY OFF-SITES |  |  | EXAM 2 |  | COLLEEN TEGELER
|  | WELCH ALLYN, INC. | WELCH ALLYN, INC. SPOT VITAL SIGNS LXI SERIES |  |  | 3 COOPER - SURGERY DEPARTMENT |  |  |  | 11/24/2014 |  |  |  |  | NO | NO |  |  |  |  | WELCH ALLYN, INC. 10346948 201317367 |  |  | Disposition |  |  |  | Equipment | PAAR:00-PVAR | 11/02/2019 |  | COOPER AMBULATORY OFF-SITES |  |  | SUITE 403 - Nurses Station |  | ANNE MAIER
|  | WELCH ALLYN, INC. | WELCH ALLYN, INC. SPOT VITAL SIGNS LXI SERIES |  |  | VOORHEES SURGERY CENTER-HEM/ONC |  |  |  | 05/17/2010 |  |  |  |  | NO | NO |  |  |  |  | WELCH ALLYN, INC. 10344765 10161163 |  |  | Active |  | 99:99:99:99:99:99 |  | Equipment | PAAR:00-PVAR | 11/02/2019 |  | COOPER AMBULATORY OFF-SITES |  |  | SUITE M HEM/ONC | 0012165788 | MEGAN MCCAFFERTY | Repair | Closed | Kirk Lis | 09/18/2017 | 09/20/2017 | BP MACHINE - THE THERMOMETER IS NOT READING THE TEMP, SHOWING A CODE "E5.0" - VORRHEES ANDERSON SUITE M | 9/20/2017 4:20:46 PM KALIS (KALIS 9/20/2017 12:00 AM) TRACED ISSUE TO BAD PROBE UNIT REPLACED PROBE | 874D7141-303B-4CCF-891E-77B4E621E336 | Parts | 01/01/1900 | 01/01/1900 | Kirk Lis
|  | WELCH ALLYN, INC. | WELCH ALLYN, INC. SPOT VITAL SIGNS LXI SERIES |  |  | VOORHEES SURGERY CENTER-HEM/ONC |  |  |  | 01/01/1900 |  |  |  |  | NO | NO |  |  |  |  | WELCH ALLYN, INC. 10344754 200304040 |  |  | Active |  | 99:99:99:99:99:99 |  | Equipment | PAAR:00-PVAR | 11/02/2019 |  | COOPER AMBULATORY OFF-SITES |  |  | SUITE M |  | MEGAN MCCAFFERTY
|  | WELCH ALLYN, INC. | WELCH ALLYN, INC. SURE SIGHT 140 SERIES |  |  | MOORESTOWN-PEDIATRICS |  |  |  | 10/21/2013 |  |  |  |  | NO | NO |  |  |  |  | WELCH ALLYN, INC. 10349240 201400091 |  |  | Active |  | 99:99:99:99:99:99 |  | Equipment | PAAR:00-PVAR | 11/02/2019 |  | COOPER AMBULATORY OFF-SITES |  |  | SUITE 200 - LORRAINE LAND |  | MAUREEN OBRIEN
|  | WELCH ALLYN, INC. | WELCH ALLYN, INC. SURE SIGHT 140 SERIES |  |  | MOORESTOWN-PEDIATRICS |  |  |  | 10/21/2013 |  |  |  |  | NO | NO |  |  |  |  | WELCH ALLYN, INC. 10349239 201420037 |  |  | Active |  | 99:99:99:99:99:99 |  | Equipment | PAAR:00-PVAR | 11/02/2019 |  | COOPER AMBULATORY OFF-SITES |  |  | SUITE 200 - LORRAINE LAND Close |  | MAUREEN OBRIEN
|  | WELCH ALLYN, INC. | WELCH ALLYN, INC. SURETEMP |  | (21) 18349043 | CHERRY HILL BONE AND JOINT |  |  | excluded | 10/31/2019 |  |  |  |  | NO | NO |  |  |  |  | WELCH ALLYN, INC. 11239311 (21) 18349043 |  |  | Active |  | 99:99:99:99:99:99 |  | Equipment | PAAR:00-PVAR | 10/31/2019 | 10/31/2019 | COOPER AMBULATORY OFF-SITES |  |  | Performance Verification | WOT00000001944931 | CASSANDRA RIVERA | Performance Verification | Closed | Kirk Lis | 10/31/2019 | 10/31/2019 | CEID Record Completion for WELCH ALLYN, INC. 11239311 (21) 18349043 | INVENTORIED NEW EQUIPMENT | EXP1993882 | Labor | 10/31/2019 | 10/31/2019 | Kirk Lis
|  | WELCH ALLYN, INC. | WELCH ALLYN, INC. SURETEMP |  | (21)18012094 | COOPER CANCER-- EGG HARBOR |  |  | excluded | 10/31/2019 |  |  |  |  | NO | NO |  |  |  |  | WELCH ALLYN, INC. 11221808 (21)18012094 |  |  | Active |  |  |  | Equipment | PAAR:00-PVAR | 10/31/2019 | 10/31/2019 | COOPER AMBULATORY OFF-SITES |  |  | Exam 4 | WOT00000003242560 | VIOLET YACOVELLI | Performance Verification | Closed | Josh Harris | 10/31/2019 | 10/31/2019 | Performance Verification for WELCH ALLYN, INC. 11221808 (21)18012094 | Initial Install of Performance Verification. Device is ready for patient use. |  |  | 10/31/2019 | 10/31/2019
|  | WELCH ALLYN, INC. | WELCH ALLYN, INC. SURETEMP |  | (21)17427180 | COOPER CANCER-- EGG HARBOR |  |  | excluded | 10/31/2019 |  |  |  |  | NO | NO |  |  |  |  | WELCH ALLYN, INC. 11221806 (21)17427180 |  |  | Active |  |  |  | Equipment | PAAR:00-PVAR | 10/31/2019 | 10/31/2019 | COOPER AMBULATORY OFF-SITES |  |  | Exam 4 | WOT00000003242563 | VIOLET YACOVELLI | Performance Verification | Closed | Josh Harris | 10/31/2019 | 10/31/2019 | Performance Verification for WELCH ALLYN, INC. 11221806 (21)17427180 | Initial Install of Performance Verification. Device is ready for patient use. |  |  | 10/31/2019 | 10/31/2019
|  | WELCH ALLYN, INC. | WELCH ALLYN, INC. SURETEMP |  | (21)17427163 | COOPER CANCER-- EGG HARBOR |  |  | excluded | 10/31/2019 |  |  |  |  | NO | NO |  |  |  |  | WELCH ALLYN, INC. 11221804 (21)17427163 |  |  | Active |  |  |  | Equipment | PAAR:00-PVAR | 10/31/2019 | 10/31/2019 | COOPER AMBULATORY OFF-SITES |  |  | Exam 4 | WOT00000003242566 | VIOLET YACOVELLI | Performance Verification | Closed | Josh Harris | 10/31/2019 | 10/31/2019 | Performance Verification for WELCH ALLYN, INC. 11221804 (21)17427163 | Initial Install of Performance Verification. Device is ready for patient use. |  |  | 10/31/2019 | 10/31/2019
|  | WELCH ALLYN, INC. | WELCH ALLYN, INC. SURETEMP |  | (21)17497329 | COOPER CANCER-- EGG HARBOR |  |  | excluded | 10/31/2019 |  |  |  |  | NO | NO |  |  |  |  | WELCH ALLYN, INC. 11221802 (21)17497329 |  |  | Active |  |  |  | Equipment | PAAR:00-PVAR | 10/31/2019 | 10/31/2019 | COOPER AMBULATORY OFF-SITES |  |  | Exam 4 | WOT00000003242568 | VIOLET YACOVELLI | Performance Verification | Closed | Josh Harris | 10/31/2019 | 10/31/2019 | Performance Verification for WELCH ALLYN, INC. 11221802 (21)17497329 | Initial Install of Performance Verification. Device is ready for patient use. |  |  | 10/31/2019 | 10/31/2019
|  | WELCH ALLYN, INC. | WELCH ALLYN, INC. SURETEMP |  |  | PULMONARY LAB |  |  | excluded | 01/01/1900 |  |  |  |  | NO | NO |  |  |  |  | WELCH ALLYN, INC. 10369576 12403204 |  |  | Active |  | 99:99:99:99:99:99 |  | Equipment | PAAR:00-PVAR | 11/02/2019 |  | COOPER UNIVERSITY HOSPITAL |  |  | Suite 311 - Moves | WOT00000000509348 | KATHY LOFLAND | Disposition | Closed | Michael Youch | 02/08/2018 | 05/13/2019 | Bulk Disposition CNL
|  | WELCH ALLYN, INC. | WELCH ALLYN, INC. SURETEMP |  |  | PAVILION 8 |  |  | excluded | 10/31/2019 |  |  |  |  | NO | NO |  |  |  |  | WELCH ALLYN, INC. 30438068 19264944 |  |  | Active |  |  |  | Equipment | PAAR:00-PVAR | 10/31/2019 | 10/31/2019 | COOPER UNIVERSITY HOSPITAL |  |  |  | WOT00000003186002 | BRIAN OSHAUGHNESSY | Performance Verification | Completed | Gene Amodei | 10/31/2019 | 10/31/2019 | Performance Verification for WELCH ALLYN, INC. 30438068 19264944 | Initial Install of Performance Verification. Device is ready for patient use. |  |  | 10/31/2019 | 10/31/2019
|  | WELCH ALLYN, INC. | WELCH ALLYN, INC. SURETEMP |  |  | PAVILION 8 |  |  | excluded | 10/31/2019 |  |  |  |  | NO | NO |  |  |  |  | WELCH ALLYN, INC. 30438067 19264936 |  |  | Active |  |  |  | Equipment | PAAR:00-PVAR | 10/31/2019 | 10/31/2019 | COOPER UNIVERSITY HOSPITAL |  |  | PAVILION 8 | WOT00000003185959 | BRIAN OSHAUGHNESSY | Performance Verification | Closed | Josh Harris | 10/31/2019 | 10/31/2019 | CEID Record Completion for WELCH ALLYN, INC. 30438067 19264936 | Inventoried unit. | EXP3389585 | Labor | 10/31/2019 | 10/31/2019 | Josh Harris
|  | WELCH ALLYN, INC. | WELCH ALLYN, INC. SURETEMP |  |  | PAVILION 8 |  |  | excluded | 10/31/2019 |  |  |  |  | NO | NO |  |  |  |  | WELCH ALLYN, INC. 30438066 19264949 |  |  | Active |  |  |  | Equipment | PAAR:00-PVAR | 10/31/2019 | 10/31/2019 | COOPER UNIVERSITY HOSPITAL |  |  | PAVILION 8 | WOT00000003185915 | BRIAN OSHAUGHNESSY | Performance Verification | Closed | Gene Amodei | 10/31/2019 | 10/31/2019 | Performance Verification for WELCH ALLYN, INC. 30438066 19264949 | Initial Install of Performance Verification. Device is ready for patient use. |  |  | 10/31/2019 | 10/31/2019
|  | WELCH ALLYN, INC. | WELCH ALLYN, INC. SURETEMP |  |  | MAPLE SHADE-FAMILY MEDICINE |  |  | excluded | 01/01/1900 |  |  |  |  | NO | NO |  |  |  |  | WELCH ALLYN, INC. 10366178 14240020 |  |  | Active |  | 99:99:99:99:99:99 |  | Equipment | PAAR:00-PVAR | 11/02/2019 |  | COOPER AMBULATORY OFF-SITES |  |  | MOVES |  | ANDREA GRAHAM
|  | WELCH ALLYN, INC. | WELCH ALLYN, INC. SURETEMP |  |  | 1050 KINGS HIGHWAY-MEDICINE |  |  | excluded | 01/01/1900 |  |  |  |  | NO | NO |  |  |  |  | WELCH ALLYN, INC. 10366062 03422191 |  |  | Active |  | 99:99:99:99:99:99 |  | Equipment | PAAR:00-PVAR | 11/02/2019 |  | COOPER AMBULATORY OFF-SITES |  |  | Exam 7 |  | Leah Willis
|  | WELCH ALLYN, INC. | WELCH ALLYN, INC. SURETEMP |  | 03158292A | WOODLYNNE FAMILY MEDICINE |  |  | excluded | 01/01/2000 |  |  |  |  | NO | NO |  |  |  |  | WELCH ALLYN, INC. 10365742 03158292A |  |  | Active |  | 99:99:99:99:99:99 |  | Equipment | PAAR:00-PVAR | 11/02/2019 |  | COOPER AMBULATORY OFF-SITES |  |  | WOODLYNNE |  | SHEILA HERNANDEZ
|  | WELCH ALLYN, INC. | WELCH ALLYN, INC. SURETEMP |  | 03160096A | WOODLYNNE FAMILY MEDICINE |  |  | excluded | 01/01/2000 |  |  |  |  | NO | NO |  |  |  |  | WELCH ALLYN, INC. 10365739 03160096A |  |  | Active |  | 99:99:99:99:99:99 |  | Equipment | PAAR:00-PVAR | 11/02/2019 |  | COOPER AMBULATORY OFF-SITES |  |  | WOODLYNNE |  | SHEILA HERNANDEZ
|  | WELCH ALLYN, INC. | WELCH ALLYN, INC. SURETEMP |  | 03160093A | WOODLYNNE FAMILY MEDICINE |  |  | excluded | 01/01/2000 |  |  |  |  | NO | NO |  |  |  |  | WELCH ALLYN, INC. 10365736 03160093A |  |  | Active |  | 99:99:99:99:99:99 |  | Equipment | PAAR:00-PVAR | 11/02/2019 |  | COOPER AMBULATORY OFF-SITES |  |  | WOODLYNNE |  | SHEILA HERNANDEZ
|  | WELCH ALLYN, INC. | WELCH ALLYN, INC. SURETEMP |  | 03160084A | WOODLYNNE FAMILY MEDICINE |  |  | excluded | 01/01/2000 |  |  |  |  | NO | NO |  |  |  |  | WELCH ALLYN, INC. 10365732 03160084A |  |  | Active |  | 99:99:99:99:99:99 |  | Equipment | PAAR:00-PVAR | 11/02/2019 |  | COOPER AMBULATORY OFF-SITES |  |  | WOODLYNNE |  | SHEILA HERNANDEZ
|  | WELCH ALLYN, INC. | WELCH ALLYN, INC. SURETEMP |  |  | KELEMEN N10 |  |  | excluded | 11/02/2019 |  |  |  |  | NO | NO |  |  |  |  | WELCH ALLYN, INC. 30225181 14120496 |  |  | Active |  | 99:99:99:99:99:99 |  | Equipment | PAAR:00-PVAR | 11/02/2019 | 11/02/2019 | COOPER UNIVERSITY HOSPITAL |  |  | MEDSURG - 10TH |  | Lisa Brooks |  |  |  | 11/02/2019 | 11/02/2019 |  |  |  |  | 11/02/2019 | 11/02/2019
|  | WELCH ALLYN, INC. | WELCH ALLYN, INC. SURETEMP |  | Not Known | COOPER CANCER CENTER-MULTIDISCIPLINARY CLINIC |  |  | excluded | 05/06/2015 |  |  |  |  | NO | NO |  |  |  |  | WELCH ALLYN, INC. 10360333 Not Known |  |  | Active |  | 99:99:99:99:99:99 |  | Equipment | PAAR:00-PVAR | 11/01/2019 |  | COOPER AMBULATORY OFF-SITES |  |  | MULTI DISC - MOVES |  | ROXANNE BERGER
|  | WELCH ALLYN, INC. | WELCH ALLYN, INC. SURETEMP |  |  | COOPER CANCER CENTER-MULTIDISCIPLINARY CLINIC |  |  | excluded | 05/05/2015 |  |  |  |  | NO | NO |  |  |  |  | WELCH ALLYN, INC. 10360326 15012365 |  |  | Active |  | 99:99:99:99:99:99 |  | Equipment | PAAR:00-PVAR | 11/01/2019 |  | COOPER AMBULATORY OFF-SITES |  |  | MULTI DISC - MOVES |  | ROXANNE BERGER
|  | WELCH ALLYN, INC. | WELCH ALLYN, INC. SURETEMP |  |  | COOPER CANCER CENTER-MULTIDISCIPLINARY CLINIC |  |  | excluded | 05/05/2015 |  |  |  |  | NO | NO |  |  |  |  | WELCH ALLYN, INC. 10360320 15010616 |  |  | Active |  | 99:99:99:99:99:99 |  | Equipment | PAAR:00-PVAR | 11/02/2019 |  | COOPER AMBULATORY OFF-SITES |  |  | MULTI DISC - MOVES |  | ROXANNE BERGER
|  | WELCH ALLYN, INC. | WELCH ALLYN, INC. SURETEMP |  |  | COOPER CANCER CENTER-MULTIDISCIPLINARY CLINIC |  |  | excluded | 01/01/2012 |  |  |  |  | NO | NO |  |  |  |  | WELCH ALLYN, INC. 10355328 06315514 |  |  | Active |  | 99:99:99:99:99:99 |  | Equipment | PAAR:00-PVAR | 11/02/2019 |  | COOPER AMBULATORY OFF-SITES |  |  | MULTI DISC - MOVES |  | ROXANNE BERGER
|  | WELCH ALLYN, INC. | WELCH ALLYN, INC. SURETEMP |  |  | NEURO/ORTHO/MEDSURG/7 PAV |  |  | excluded | 11/02/2019 |  |  |  |  | NO | NO |  |  |  |  | WELCH ALLYN, INC. 30144028 14093479 |  |  | Active |  | 99:99:99:99:99:99 |  | Equipment | PAAR:00-PVAR | 11/02/2019 | 11/02/2019 | COOPER UNIVERSITY HOSPITAL |  |  | Pav 6 |  | Pam Young |  |  |  | 11/02/2019 | 11/02/2019 |  |  |  |  | 11/02/2019 | 11/02/2019
|  | WELCH ALLYN, INC. | WELCH ALLYN, INC. SURETEMP |  |  | MED/SURG 6 PAVILION |  |  | excluded | 11/02/2019 |  |  |  |  | NO | NO |  |  |  |  | WELCH ALLYN, INC. 30144027 14093425 |  |  | Active |  | 99:99:99:99:99:99 |  | Equipment | PAAR:00-PVAR | 11/02/2019 | 11/02/2019 | COOPER UNIVERSITY HOSPITAL |  |  | PAV6 |  | BRIAN OSHAUGHNESSY |  |  |  | 11/02/2019 | 11/02/2019 |  |  |  |  | 11/02/2019 | 11/02/2019
|  | WELCH ALLYN, INC. | WELCH ALLYN, INC. SURETEMP |  |  | MED/SURG 6 PAVILION |  |  | excluded | 11/02/2019 |  |  |  |  | NO | NO |  |  |  |  | WELCH ALLYN, INC. 30144026 08331529 |  |  | Active |  | 99:99:99:99:99:99 |  | Equipment | PAAR:00-PVAR | 11/02/2019 | 11/02/2019 | COOPER UNIVERSITY HOSPITAL |  |  | HALLWALL |  | BRIAN OSHAUGHNESSY |  |  |  | 11/02/2019 | 11/02/2019 |  |  |  |  | 11/02/2019 | 11/02/2019
|  | WELCH ALLYN, INC. | WELCH ALLYN, INC. SURETEMP |  |  | 3 COOPER-EARLY INTERVENTION PROGRAM |  |  | excluded | 01/01/2001 |  |  |  |  | NO | NO |  |  |  |  | WELCH ALLYN, INC. 10346780 04084324 |  |  | Active |  | 99:99:99:99:99:99 |  | Equipment | PAAR:00-PVAR | 11/02/2019 |  | COOPER AMBULATORY OFF-SITES |  |  | SUITE 513 - MOVES |  | Sue Cooper
|  | WELCH ALLYN, INC. | WELCH ALLYN, INC. SURETEMP |  |  | 3 COOPER-EARLY INTERVENTION PROGRAM |  |  |  | 01/01/2001 |  |  |  |  | NO | NO |  |  |  |  | WELCH ALLYN, INC. 10346770 03493844 |  |  | Disposition |  |  |  | Equipment | PAAR:00-PVAR | 11/01/2019 |  | COOPER AMBULATORY OFF-SITES |  |  | SUITE 513 - MOVES |  | Sue Cooper
|  | WELCH ALLYN, INC. | WELCH ALLYN, INC. SURETEMP + 692 |  |  | MT. LAUREL-FAMILY MEDICINE |  |  | excluded | 10/31/2019 |  |  |  |  | NO | NO |  |  |  |  | WELCH ALLYN, INC. 3014117 15421411 |  |  | Active |  | 99:99:99:99:99:99 |  | Equipment | PAAR:00-PVAR | 10/31/2019 | 10/31/2019 | COOPER AMBULATORY OFF-SITES |  |  | 3820 CHURCH ROAD |  | SUE MAKO |  |  |  | 10/31/2019 | 10/31/2019 |  |  |  |  | 10/31/2019 | 10/31/2019
|  | WELCH ALLYN, INC. | WELCH ALLYN, INC. SURETEMP + 692 |  |  | 3 COOPER - SURGERY DEPARTMENT |  |  |  | 10/16/2019 |  |  |  |  | NO | NO |  |  |  |  | WELCH ALLYN, INC. 30126223 13232425 |  |  | Disposition |  | 99:99:99:99:99:99 |  | Equipment | PAAR:00-PVAR | 10/16/2019 | 10/16/2019 | COOPER AMBULATORY OFF-SITES |  |  | Disposition |  | ANNE MAIER |  |  |  | 10/16/2019 | 10/16/2019 |  |  |  |  | 10/16/2019 | 10/16/2019
|  | WELCH ALLYN, INC. | WELCH ALLYN, INC. SURETEMP + 692 |  |  | RIPPA CENTER-OB/GYN |  |  | excluded | 11/02/2019 |  |  |  |  | NO | NO |  |  |  |  | WELCH ALLYN, INC. 30071417 10103110 |  |  | Active |  | 99:99:99:99:99:99 |  | Equipment | PAAR:00-PVAR | 11/02/2019 | 11/02/2019 | COOPER AMBULATORY OFF-SITES |  |  | OB/GYN NURSES STAT |  | PATRICIA HUFF |  |  |  | 11/02/2019 | 11/02/2019 |  |  |  |  | 11/02/2019 | 11/02/2019
|  | WELCH ALLYN, INC. | WELCH ALLYN, INC. SURETEMP + 692 |  |  | LABOR & DELIVERY |  |  | excluded | 11/02/2019 |  |  |  |  | NO | NO |  |  |  |  | WELCH ALLYN, INC. 22735 11040514 |  |  | Active |  | 99:99:99:99:99:99 |  | Equipment | PAAR:00-PVAR | 11/02/2019 | 11/02/2019 | COOPER UNIVERSITY HOSPITAL |  |  | L&D OR |  | JOANNA HORST |  |  |  | 11/02/2019 | 11/02/2019 |  |  |  |  | 11/02/2019 | 11/02/2019
|  | WELCH ALLYN, INC. | WELCH ALLYN, INC. SURETEMP + 692 |  | 21. 18300972 | INTENSIVE CARE UNIT |  |  | excluded | 10/31/2019 |  |  |  |  | NO | NO |  |  |  |  | WELCH ALLYN, INC. 11222151 21. 18300972 |  |  | Active |  | 99:99:99:99:99:99 |  | Equipment | PAAR:00-PVAR | 10/31/2019 | 10/31/2019 | COOPER UNIVERSITY HOSPITAL |  |  |  | WOT00000001571301 | CAROLYN RUMELL | Performance Verification | Closed | Richard Jolly | 10/31/2019 | 10/31/2019 | Performance Verification for WELCH ALLYN, INC. 11222151 21. 18300972 | Initial Install of Performance Verification. Device is ready for patient use. |  |  | 10/31/2019 | 10/31/2019
|  | WELCH ALLYN, INC. | WELCH ALLYN, INC. SURETEMP + 692 |  | 21 18298439 | INTENSIVE CARE UNIT |  |  | excluded | 10/31/2019 |  |  |  |  | NO | NO |  |  |  |  | WELCH ALLYN, INC. 11222150 21 18298439 |  |  | Active |  | 99:99:99:99:99:99 |  | Equipment | PAAR:00-PVAR | 10/31/2019 | 10/31/2019 | COOPER UNIVERSITY HOSPITAL |  |  | icu p4 | WOT00000001571290 | CAROLYN RUMELL | Performance Verification | Closed | Richard Jolly | 10/31/2019 | 10/31/2019 | Performance Verification for WELCH ALLYN, INC. 11222150 21 18298439 | Initial Install of Performance Verification. Device is ready for patient use. |  |  | 10/31/2019 | 10/31/2019
|  | WELCH ALLYN, INC. | WELCH ALLYN, INC. SURETEMP + 692 |  | 21 18300971 | INTENSIVE CARE UNIT |  |  | excluded | 10/31/2019 |  |  |  |  | NO | NO |  |  |  |  | WELCH ALLYN, INC. 11222149 21 18300971 |  |  | Active |  | 99:99:99:99:99:99 |  | Equipment | PAAR:00-PVAR | 10/31/2019 | 10/31/2019 | COOPER UNIVERSITY HOSPITAL |  |  | icu p4 | WOT00000001571272 | CAROLYN RUMELL | Performance Verification | Closed | Richard Jolly | 10/31/2019 | 10/31/2019 | Performance Verification for WELCH ALLYN, INC. 11222149 21 18300971 | Initial Install of Performance Verification. Device is ready for patient use. |  |  | 10/31/2019 | 10/31/2019
|  | WELCH ALLYN, INC. | WELCH ALLYN, INC. SURETEMP + 692 |  | 21 18037067 | SAME DAY PACU-2ND FL PAVILION |  |  | excluded | 10/31/2019 |  |  |  |  | NO | NO |  |  |  |  | WELCH ALLYN, INC. 11222021 21 18037067 |  |  | Active |  | 99:99:99:99:99:99 |  | Equipment | PAAR:00-PVAR | 10/31/2019 | 10/31/2019 | COOPER UNIVERSITY HOSPITAL |  |  | Performance Verification | WOT00000000654549 | Lisa Geoghegan | Performance Verification | Closed | Richard Jolly | 10/31/2019 | 10/31/2019 | Performance Verification for WELCH ALLYN, INC. 11222021 21 18037067 | Initial Install of Performance Verification. Device is ready for patient use. |  |  | 10/31/2019 | 10/31/2019
|  | WELCH ALLYN, INC. | WELCH ALLYN, INC. SURETEMP + 692 |  | 21 18037084 | SAME DAY PACU-2ND FL PAVILION |  |  | excluded | 10/31/2019 |  |  |  |  | NO | NO |  |  |  |  | WELCH ALLYN, INC. 11222020 21 18037084 |  |  | Active |  | 99:99:99:99:99:99 |  | Equipment | PAAR:00-PVAR | 10/31/2019 | 10/31/2019 | COOPER UNIVERSITY HOSPITAL |  |  | Performance Verification | WOT00000000654517 | Lisa Geoghegan | Performance Verification | Closed | Richard Jolly | 10/31/2019 | 10/31/2019 | Performance Verification for WELCH ALLYN, INC. 11222020 21 18037084 | Initial Install of Performance Verification. Device is ready for patient use. |  |  | 10/31/2019 | 10/31/2019
|  | WELCH ALLYN, INC. | WELCH ALLYN, INC. SURETEMP + 692 |  | 21 18037137 | SAME DAY PACU-2ND FL PAVILION |  |  | excluded | 10/31/2019 |  |  |  |  | NO | NO |  |  |  |  | WELCH ALLYN, INC. 11222019 21 18037137 |  |  | Active |  | 99:99:99:99:99:99 |  | Equipment | PAAR:00-PVAR | 10/31/2019 | 10/31/2019 | COOPER UNIVERSITY HOSPITAL |  |  | Performance Verification | WOT00000000654499 | Lisa Geoghegan | Performance Verification | Closed | Richard Jolly | 10/31/2019 | 10/31/2019 | Performance Verification for WELCH ALLYN, INC. 11222019 21 18037137 | Initial Install of Performance Verification. Device is ready for patient use. |  |  | 10/31/2019 | 10/31/2019
|  | WELCH ALLYN, INC. | WELCH ALLYN, INC. SURETEMP + 692 |  |  | LABOR & DELIVERY |  |  | excluded | 10/31/2019 |  |  |  |  | NO | NO |  |  |  |  | WELCH ALLYN, INC. 11207525 11021998 |  |  | Active |  | 99:99:99:99:99:99 |  | Equipment | PAAR:00-PVAR | 10/31/2019 | 10/31/2019 | COOPER UNIVERSITY HOSPITAL |  |  | Performance Verification | WOT00000001295152 | JOANNA HORST | Performance Verification | Closed | Gene Amodei | 10/31/2019 | 10/31/2019 | Performance Verification for WELCH ALLYN, INC. 11207525 11021998 | Initial Install of Performance Verification. Device is ready for patient use. |  |  | 10/31/2019 | 10/31/2019
|  | WELCH ALLYN, INC. | WELCH ALLYN, INC. SURETEMP + 692 |  |  | PEDIATRIC INTENSIVE CARE UNIT |  |  | excluded | 04/27/2018 |  |  |  |  | NO | NO |  |  |  |  | WELCH ALLYN, INC. 10752540 18040653 |  |  | Active |  | 99:99:99:99:99:99 |  | Equipment | PAAR:00-PVAR | 10/31/2019 |  | COOPER UNIVERSITY HOSPITAL |  |  | PICU Kel 6 | WOT00000000828080 | Susan Cannon | Performance Verification | Closed | Gene Amodei | 04/27/2018 | 06/06/2019 | Performance Verification for WELCH ALLYN, INC. 10752540 18040653 | Initial Install of Performance Verification. Device is ready for patient use.
|  | WELCH ALLYN, INC. | WELCH ALLYN, INC. SURETEMP + 692 |  |  | PEDIATRIC INTENSIVE CARE UNIT |  |  | excluded | 05/04/2018 |  |  |  |  | NO | NO |  |  |  |  | WELCH ALLYN, INC. 10752542 18040647 |  |  | Active |  | 99:99:99:99:99:99 |  | Equipment | PAAR:00-PVAR | 10/31/2019 |  | COOPER UNIVERSITY HOSPITAL |  |  |  | WOT00000000828106 | Susan Cannon | Performance Verification | Closed | Gene Amodei | 04/27/2018 | 07/30/2018 | Performance Verification for WELCH ALLYN, INC. 10752542 18040647 | Initial Install of Performance Verification. Device is ready for patient use.
|  | WELCH ALLYN, INC. | WELCH ALLYN, INC. SURETEMP + 692 |  |  | PEDIATRIC INTENSIVE CARE UNIT |  |  | excluded | 04/26/2018 |  |  |  |  | NO | NO |  |  |  |  | WELCH ALLYN, INC. 10752543 18040519 |  |  | Active |  | 99:99:99:99:99:99 |  | Equipment | PAAR:00-PVAR | 10/31/2019 |  | COOPER UNIVERSITY HOSPITAL |  |  | PICU Kel 6N | WOT00000000828112 | Susan Cannon | Performance Verification | Closed | Gene Amodei | 04/27/2018 | 07/30/2018 | Performance Verification for WELCH ALLYN, INC. 10752543 18040519 | Initial Install of Performance Verification. Device is ready for patient use.
|  | WELCH ALLYN, INC. | WELCH ALLYN, INC. SURETEMP + 692 |  |  | PEDIATRIC INTENSIVE CARE UNIT |  |  | excluded | 04/27/2018 |  |  |  |  | NO | NO |  |  |  |  | WELCH ALLYN, INC. 10752541 18040675 |  |  | Active |  | 99:99:99:99:99:99 |  | Equipment | PAAR:00-PVAR | 10/31/2019 |  | COOPER UNIVERSITY HOSPITAL |  |  | Picu Kel 6 | WOT00000000828100 | Susan Cannon | Performance Verification | Closed | Gene Amodei | 04/27/2018 | 06/12/2019 | Performance Verification for WELCH ALLYN, INC. 10752541 18040675 | Initial Install of Performance Verification. Device is ready for patient use.
|  | WELCH ALLYN, INC. | WELCH ALLYN, INC. SURETEMP + 692 |  |  | PEDIATRIC INTENSIVE CARE UNIT |  |  | excluded | 03/30/2018 |  |  |  |  | NO | NO |  |  |  |  | WELCH ALLYN, INC. 10752539 18041762 |  |  | Active |  | 99:99:99:99:99:99 |  | Equipment | PAAR:00-PVAR | 10/31/2019 |  | COOPER UNIVERSITY HOSPITAL |  |  |  | WOT00000000762900 | Susan Cannon | Performance Verification | Closed | Gene Amodei | 04/04/2018 | 07/30/2018 | Performance Verification for WELCH ALLYN, INC. 10752539 18041762 | Initial Install of Performance Verification. Device is ready for patient use.
|  | WELCH ALLYN, INC. | WELCH ALLYN, INC. SURETEMP + 692 |  |  | PEDIATRIC INTENSIVE CARE UNIT |  |  | excluded | 03/29/2018 |  |  |  |  | NO | NO |  |  |  |  | WELCH ALLYN, INC. 10752538 18040514 |  |  | Active |  | 99:99:99:99:99:99 |  | Equipment | PAAR:00-PVAR | 10/31/2019 |  | COOPER UNIVERSITY HOSPITAL |  |  | Kel 6 | WOT00000000563826 | Susan Cannon | Service Request | Closed | Gene Amodei | 02/28/2018 | 10/28/2018 | thermometer (4) - safety check and tag | inventoried 4 units | EXP0572157 | Labor | 02/28/2018 | 02/28/2018 | Gene Amodei
|  | WELCH ALLYN, INC. | WELCH ALLYN, INC. SURETEMP + 692 |  |  | PEDIATRIC INTENSIVE CARE UNIT |  |  | excluded | 04/02/2018 |  |  |  |  | NO | NO |  |  |  |  | WELCH ALLYN, INC. 10752537 18051755 |  |  | Active |  | 99:99:99:99:99:99 |  | Equipment | PAAR:00-PVAR | 10/31/2019 |  | COOPER UNIVERSITY HOSPITAL |  |  | kel 6 | WOT00000000760584 | Susan Cannon | Performance Verification | Closed | Gene Amodei | 04/03/2018 | 07/30/2018 | Performance Verification for WELCH ALLYN, INC. 10752537 18051755 | Initial Install of Performance Verification. Device is ready for patient use.
|  | WELCH ALLYN, INC. | WELCH ALLYN, INC. SURETEMP + 692 |  |  | PEDIATRIC INTENSIVE CARE UNIT |  |  | excluded | 03/26/2018 |  |  |  |  | NO | NO |  |  |  |  | WELCH ALLYN, INC. 10732447 17373698 |  |  | Active |  | 99:99:99:99:99:99 |  | Equipment | PAAR:00-PVAR | 10/31/2019 |  | COOPER UNIVERSITY HOSPITAL |  |  | PICU N6 Kel | WOT00000000826277 | Susan Cannon | Performance Verification | Closed | Gene Amodei | 04/26/2018 | 07/30/2018 | Performance Verification for WELCH ALLYN, INC. 10732447 17373698 | Initial Install of Performance Verification. Device is ready for patient use.
|  | WELCH ALLYN, INC. | WELCH ALLYN, INC. SURETEMP + 692 |  |  | PEDIATRIC INTENSIVE CARE UNIT |  |  | excluded | 03/27/2018 |  |  |  |  | NO | NO |  |  |  |  | WELCH ALLYN, INC. 10732445 17373683 |  |  | Active |  | 99:99:99:99:99:99 |  | Equipment | PAAR:00-PVAR | 10/31/2019 |  | COOPER UNIVERSITY HOSPITAL |  |  | Picu N6 Kel | WOT00000000824878 | Susan Cannon | Performance Verification | Closed | Gene Amodei | 04/26/2018 | 06/06/2019 | Performance Verification for WELCH ALLYN, INC. 10732445 17373683 | Initial Install of Performance Verification. Device is ready for patient use.
|  | WELCH ALLYN, INC. | WELCH ALLYN, INC. SURETEMP + 692 |  |  | WILLINGBORO COOPER UNIVERSITY PHYSICIANS |  |  | excluded | 03/16/2010 |  |  |  |  | NO | NO |  |  |  |  | WELCH ALLYN, INC. 10732225 09500157 |  |  | Active |  | 99:99:99:99:99:99 |  | Equipment | PAAR:00-PVAR | 11/02/2019 |  | COOPER AMBULATORY OFF-SITES |  |  | INT MED NURSE STAT 138 |  | PATTY LEWIS
|  | WELCH ALLYN, INC. | WELCH ALLYN, INC. SURETEMP + 692 |  |  | VOORHEES INTERNAL MEDICINE |  |  | excluded | 09/14/2017 |  |  |  |  | NO | NO |  |  |  |  | WELCH ALLYN, INC. 10732143 17305802 |  |  | Active |  | 99:99:99:99:99:99 |  | Equipment | PAAR:00-PVAR | 10/31/2019 |  | COOPER AMBULATORY OFF-SITES |  |  |  | 0012501234 | JENNY BETLER | Preventative Maintenance | Closed | Josh Harris | 12/12/2017 | 12/12/2017 | PERFORMANCE ASSURANCE AT INVENTORY | INVENTORIED DEVICE AND ENSURED DEVICE WAS FUNCTIONING PROPERLY. | 274C8ADC-C514-4CDA-9A8A-12AF1EEC1EAC | Labor | 09/14/2017 | 09/14/2017 | Kirk Lis
|  | WELCH ALLYN, INC. | WELCH ALLYN, INC. SURETEMP + 692 |  |  | BURLINGTON OUTPATIENT PEDIATRICS |  |  | excluded | 08/10/2017 |  |  |  |  | NO | NO |  |  |  |  | WELCH ALLYN, INC. 10732138 15422805 |  |  | Active |  | 99:99:99:99:99:99 |  | Equipment | PAAR:00-PVAR | 10/31/2019 |  | COOPER AMBULATORY OFF-SITES |  |  |  | 0012141910 | CHARMAINE RHETT | Performance Verification | Closed | Kirk Lis | 09/07/2017 | 09/07/2017 | INCOMING INVENTORY | DEVICE INVENTORIED | 2B34C7A5-DCF4-484D-A0FD-78410510A3E0 | Labor | 09/07/2017 | 09/07/2017 | Bonnie Aichroth
|  | WELCH ALLYN, INC. | WELCH ALLYN, INC. SURETEMP + 692 |  |  | MOTHER INFANT UNIT |  |  | excluded | 01/17/2017 |  |  |  |  | NO | NO |  |  |  |  | WELCH ALLYN, INC. 10649999 16292252 |  |  | Active |  | 99:99:99:99:99:99 |  | Equipment | PAAR:00-PVAR | 10/31/2019 |  | COOPER UNIVERSITY HOSPITAL |  |  |  | 0011787005 | Christina Smith | Preventative Maintenance | Closed | Bonnie Aichroth | 06/22/2017 | 06/22/2017 | PERFORMANCE ASSURANCE AT INVENTORY | INVENTORIED DEVICE AND ENSURED DEVICE WAS FUNCTIONING PROPERLY. | 0D6208A6-2300-4539-BEBF-B5F7BFD1790F | Labor | 01/17/2017 | 01/17/2017 | Gene Amodei
|  | WELCH ALLYN, INC. | WELCH ALLYN, INC. SURETEMP + 692 |  |  | PAVILION 8 |  |  | excluded | 01/01/1900 |  |  |  |  | NO | NO |  |  |  |  | WELCH ALLYN, INC. 1065487 14282264 |  |  | Active |  | 99:99:99:99:99:99 |  | Equipment | PAAR:00-PVAR | 11/02/2019 |  | COOPER UNIVERSITY HOSPITAL |  |  | pavilion 8 | WOT00000000510715 | BRIAN OSHAUGHNESSY | Disposition | Closed | Gene Amodei | 02/08/2018 | 05/14/2019 | Bulk Disposition CNL
|  | WELCH ALLYN, INC. | WELCH ALLYN, INC. SURETEMP + 692 |  |  | LABOR & DELIVERY |  |  | excluded | 08/14/2018 |  |  |  |  | NO | NO |  |  |  |  | WELCH ALLYN, INC. 10650000 10521130 |  |  | Active |  | 99:99:99:99:99:99 |  | Equipment | PAAR:00-PVAR | 10/31/2019 |  | COOPER UNIVERSITY HOSPITAL |  |  | Performance Verification | WOT00000001282768 | JOANNA HORST | Repair | Closed | Gene Amodei | 08/09/2018 | 11/06/2018 | Thermometer won't turn on even though they have replaced the battery | leaned Battery terminals, installed new batteries, RTS | EXP1275349 | Labor | 08/09/2018 | 08/09/2018 | Gene Amodei
|  | WELCH ALLYN, INC. | WELCH ALLYN, INC. SURETEMP + 692 |  | Not Known | PENNSVILLE-MEDICINE |  |  | excluded | 08/17/2016 |  |  |  |  | NO | NO |  |  |  |  | WELCH ALLYN, INC. 10505502 Not Known |  |  | Active |  | 99:99:99:99:99:99 |  | Equipment | PAAR:00-PVAR | 10/31/2019 |  | COOPER AMBULATORY OFF-SITES |  |  |  |  | Heather Rhodes
|  | WELCH ALLYN, INC. | WELCH ALLYN, INC. SURETEMP + 692 |  |  | PEDIATRICS SOUTH 7 |  |  | excluded | 07/11/2016 |  |  |  |  | NO | NO |  |  |  |  | WELCH ALLYN, INC. 10505313 15470490 |  |  | Active |  | 99:99:99:99:99:99 |  | Equipment | PAAR:00-PVAR | 10/31/2019 |  | COOPER UNIVERSITY HOSPITAL |  |  |  |  | JOANNE FOX
|  | WELCH ALLYN, INC. | WELCH ALLYN, INC. SURETEMP + 692 |  |  | INCU - KELEMEN S10 |  |  | excluded | 04/03/2014 |  |  |  |  | NO | NO |  |  |  |  | WELCH ALLYN, INC. 10505296 14130776 |  |  | Active |  | 99:99:99:99:99:99 |  | Equipment | PAAR:00-PVAR | 11/02/2019 |  | COOPER UNIVERSITY HOSPITAL |  |  | NURSES STATION |  | Lisa Brooks
|  | WELCH ALLYN, INC. | WELCH ALLYN, INC. SURETEMP + 692 |  |  | INCU - KELEMEN S10 |  |  |  | 04/03/2014 |  |  |  |  | NO | NO |  |  |  |  | WELCH ALLYN, INC. 10505297 14120582 |  |  | Disposition |  | 99:99:99:99:99:99 |  | Equipment | PAAR:00-PVAR | 11/02/2019 |  | COOPER UNIVERSITY HOSPITAL |  |  | N/S 10 |  | Lisa Brooks
|  | WELCH ALLYN, INC. | WELCH ALLYN, INC. SURETEMP + 692 |  |  | INCU - KELEMEN S10 |  |  |  | 04/03/2014 |  |  |  |  | NO | NO |  |  |  |  | WELCH ALLYN, INC. 10505295 14130773 |  |  | Disposition |  | 99:99:99:99:99:99 |  | Equipment | PAAR:00-PVAR | 11/02/2019 |  | COOPER UNIVERSITY HOSPITAL |  |  | nurses station n10 |  | Lisa Brooks
|  | WELCH ALLYN, INC. | WELCH ALLYN, INC. SURETEMP + 692 |  |  | INCU - KELEMEN S10 |  |  |  | 04/03/2014 |  |  |  |  | NO | NO |  |  |  |  | WELCH ALLYN, INC. 10505292 14130774 |  |  | Disposition |  | 99:99:99:99:99:99 |  | Equipment | PAAR:00-PVAR | 11/02/2019 |  | COOPER UNIVERSITY HOSPITAL |  |  | N/S 10 | WOT00000000510613 | Lisa Brooks | Disposition | Closed | Zhan Kiselev | 02/08/2018 | 07/19/2019 | Bulk Disposition CNL
|  | WELCH ALLYN, INC. | WELCH ALLYN, INC. SURETEMP + 692 |  |  | PAVILION 8 |  |  | excluded | 01/01/1900 |  |  |  |  | NO | NO |  |  |  |  | WELCH ALLYN, INC. 10369561 14290728 |  |  | Active |  | 99:99:99:99:99:99 |  | Equipment | PAAR:00-PVAR | 11/02/2019 |  | COOPER UNIVERSITY HOSPITAL |  |  | P832 | WOT00000000510725 | BRIAN OSHAUGHNESSY | Disposition | Closed | Gene Amodei | 02/08/2018 | 05/14/2019 | Bulk Disposition CNL
|  | WELCH ALLYN, INC. | WELCH ALLYN, INC. SURETEMP + 692 |  |  | PAVILION 8 |  |  | excluded | 01/01/1900 |  |  |  |  | NO | NO |  |  |  |  | WELCH ALLYN, INC. 10369555 14290790 |  |  | Active |  | 99:99:99:99:99:99 |  | Equipment | PAAR:00-PVAR | 11/02/2019 |  | COOPER UNIVERSITY HOSPITAL |  |  | P836 | WOT00000000510729 | BRIAN OSHAUGHNESSY | Disposition | Closed | Gene Amodei | 02/08/2018 | 05/13/2019 | Bulk Disposition CNL | unit located P836
|  | WELCH ALLYN, INC. | WELCH ALLYN, INC. SURETEMP + 692 |  |  | PAVILION 8 |  |  | excluded | 01/01/1900 |  |  |  |  | NO | NO |  |  |  |  | WELCH ALLYN, INC. 10369556 14290711 |  |  | Active |  | 99:99:99:99:99:99 |  | Equipment | PAAR:00-PVAR | 11/02/2019 |  | COOPER UNIVERSITY HOSPITAL |  |  | p826 |  | BRIAN OSHAUGHNESSY
|  | WELCH ALLYN, INC. | WELCH ALLYN, INC. SURETEMP + 692 |  |  | PAVILION 8 |  |  | excluded | 01/01/1900 |  |  |  |  | NO | NO |  |  |  |  | WELCH ALLYN, INC. 10369552 14282269 |  |  | Active |  | 99:99:99:99:99:99 |  | Equipment | PAAR:00-PVAR | 11/02/2019 |  | COOPER UNIVERSITY HOSPITAL |  |  | p821 | WOT00000000510716 | BRIAN OSHAUGHNESSY | Disposition | Closed | Gene Amodei | 02/08/2018 | 05/24/2019 | Bulk Disposition CNL
|  | WELCH ALLYN, INC. | WELCH ALLYN, INC. SURETEMP + 692 |  |  | PAVILION 8 |  |  | excluded | 01/01/1900 |  |  |  |  | NO | NO |  |  |  |  | WELCH ALLYN, INC. 10369549 14290735 |  |  | Active |  | 99:99:99:99:99:99 |  | Equipment | PAAR:00-PVAR | 11/02/2019 |  | COOPER UNIVERSITY HOSPITAL |  |  | p815 | WOT00000000510727 | BRIAN OSHAUGHNESSY | Disposition | Closed | Gene Amodei | 02/08/2018 | 05/14/2019 | Bulk Disposition CNL
|  | WELCH ALLYN, INC. | WELCH ALLYN, INC. SURETEMP + 692 |  |  | PAVILION 8 |  |  | excluded | 01/01/1900 |  |  |  |  | NO | NO |  |  |  |  | WELCH ALLYN, INC. 10369547 14290792 |  |  | Active |  | 99:99:99:99:99:99 |  | Equipment | PAAR:00-PVAR | 11/02/2019 |  | COOPER UNIVERSITY HOSPITAL |  |  | p810 | WOT00000000510730 | BRIAN OSHAUGHNESSY | Disposition | Closed | Gene Amodei | 02/08/2018 | 05/14/2019 | Bulk Disposition CNL
|  | WELCH ALLYN, INC. | WELCH ALLYN, INC. SURETEMP + 692 |  |  | EMERGENCY ROOM |  |  | excluded | 01/01/1900 |  |  |  |  | NO | NO |  |  |  |  | WELCH ALLYN, INC. 10368816 14010951 |  |  | Active |  | 99:99:99:99:99:99 |  | Equipment | PAAR:00-PVAR | 11/02/2019 |  | COOPER UNIVERSITY HOSPITAL |  |  | ER | WOT00000000510312 | KAREN GRUBER | Disposition | Closed | Richard Jolly | 02/08/2018 | 05/17/2019 | Bulk Disposition CNL
|  | WELCH ALLYN, INC. | WELCH ALLYN, INC. SURETEMP + 692 |  |  | INTENSIVE CARE UNIT |  |  | excluded | 01/01/1900 |  |  |  |  | NO | NO |  |  |  |  | WELCH ALLYN, INC. 10368252 12520503 |  |  | Active |  | 99:99:99:99:99:99 |  | Equipment | PAAR:00-PVAR | 11/02/2019 |  | COOPER UNIVERSITY HOSPITAL |  |  | ICU Bed 17 | WOT00000002201105 | CAROLYN RUMELL | Disposition | Closed | Richard Jolly | 02/14/2019 | 05/21/2019 | Bulk Disposition CNL
|  | WELCH ALLYN, INC. | WELCH ALLYN, INC. SURETEMP + 692 |  |  | TRAUMA ADMIT |  |  | excluded | 01/01/2010 |  |  |  |  | NO | NO |  |  |  |  | WELCH ALLYN, INC. 10368205 09311274 |  |  | Active |  | 99:99:99:99:99:99 |  | Equipment | PAAR:00-PVAR | 11/02/2019 |  | COOPER UNIVERSITY HOSPITAL |  |  | TRAUMA ADMIT | WOT00000000536904 | Diane Floyd | Disposition | Closed | Richard Jolly | 02/09/2018 | 05/22/2019 | Bulk Disposition CNL | Notification sent to technician and manager that this CEID has been marked as Could Not Locate (CNL). 33% SLA Warning: Notification sent to technician and manager that this CEID has been marked as Could Not Locate (CNL) for 30 days. 66% SLA Warning: Notification sent to technician and manager that this CEID has been marked as Could Not Locate (CNL) for 60 days. 99% SLA Warning: Notification sent to technician and manager that this CEID has been marked as Could Not Locate (CNL) for 90 days.
|  | WELCH ALLYN, INC. | WELCH ALLYN, INC. SURETEMP + 692 |  |  | TRAUMA ADMIT |  |  | excluded | 01/01/2010 |  |  |  |  | NO | NO |  |  |  |  | WELCH ALLYN, INC. 10368185 09230521 |  |  | Active |  | 99:99:99:99:99:99 |  | Equipment | PAAR:00-PVAR | 11/02/2019 |  | COOPER UNIVERSITY HOSPITAL |  |  | TRAUMA ADMIT | WOT00000000536900 | Diane Floyd | Disposition | Closed | Richard Jolly | 02/09/2018 | 05/24/2019 | Bulk Disposition CNL | Notification sent to technician and manager that this CEID has been marked as Could Not Locate (CNL). 33% SLA Warning: Notification sent to technician and manager that this CEID has been marked as Could Not Locate (CNL) for 30 days. 66% SLA Warning: Notification sent to technician and manager that this CEID has been marked as Could Not Locate (CNL) for 60 days. 99% SLA Warning: Notification sent to technician and manager that this CEID has been marked as Could Not Locate (CNL) for 90 days.
|  | WELCH ALLYN, INC. | WELCH ALLYN, INC. SURETEMP + 692 |  |  | EMERGENCY ROOM |  |  | excluded | 01/01/1900 |  |  |  |  | NO | NO |  |  |  |  | WELCH ALLYN, INC. 10368167 10368167 |  |  | Active |  | 99:99:99:99:99:99 |  | Equipment | PAAR:00-PVAR | 11/02/2019 |  | COOPER UNIVERSITY HOSPITAL |  |  | EXAM 27 | WOT00000002200871 | KAREN GRUBER | Disposition | Closed | Richard Jolly | 02/14/2019 | 05/21/2019 | Bulk Disposition CNL
|  | WELCH ALLYN, INC. | WELCH ALLYN, INC. SURETEMP + 692 |  | Not Known | EMERGENCY ROOM |  |  | excluded | 01/01/1900 |  |  |  |  | NO | NO |  |  |  |  | WELCH ALLYN, INC. 10368152 Not Known |  |  | Active |  | 99:99:99:99:99:99 |  | Equipment | PAAR:00-PVAR | 11/02/2019 |  | COOPER UNIVERSITY HOSPITAL |  |  | ED 141/RM B | WOT00000000531449 | KAREN GRUBER | Disposition | Closed | Richard Jolly | 02/08/2018 | 05/16/2019 | Bulk Disposition CNL
|  | WELCH ALLYN, INC. | WELCH ALLYN, INC. SURETEMP + 692 |  |  | EMERGENCY ROOM |  |  | excluded | 08/24/2009 |  |  |  |  | NO | NO |  |  |  |  | WELCH ALLYN, INC. 10367745 09271750 |  |  | Active |  | 99:99:99:99:99:99 |  | Equipment | PAAR:00-PVAR | 11/01/2019 |  | COOPER UNIVERSITY HOSPITAL |  |  | EMERGENCY DEPARTMENT | WOT00000000536897 | KAREN GRUBER | Disposition | Closed | Richard Jolly | 02/09/2018 | 05/16/2019 | Bulk Disposition CNL | Notification sent to technician and manager that this CEID has been marked as Could Not Locate (CNL). 33% SLA Warning: Notification sent to technician and manager that this CEID has been marked as Could Not Locate (CNL) for 30 days. 66% SLA Warning: Notification sent to technician and manager that this CEID has been marked as Could Not Locate (CNL) for 60 days. 99% SLA Warning: Notification sent to technician and manager that this CEID has been marked as Could Not Locate (CNL) for 90 days.
|  | WELCH ALLYN, INC. | WELCH ALLYN, INC. SURETEMP + 692 |  |  | TRAUMA ICU |  |  | excluded | 10/31/2019 |  |  |  |  | NO | NO |  |  |  |  | WELCH ALLYN, INC. 30294923 17454604 |  |  | Active |  | 99:99:99:99:99:99 |  | Equipment | PAAR:00-PVAR | 10/31/2019 | 10/31/2019 | COOPER UNIVERSITY HOSPITAL |  |  |  | 0012740630 | Diane Floyd | Performance Verification | Closed | Josh Harris | 10/31/2019 | 10/31/2019 | INCOMING INVENTORY | DEVICE INVENTORIED | E68A69AB-B8D4-48EB-9CA3-D26A4F84B129 | Labor | 10/31/2019 | 10/31/2019 | Josh Harris
|  | WELCH ALLYN, INC. | WELCH ALLYN, INC. SURETEMP + 692 |  |  | MED/SURG 6 PAVILION |  |  | excluded | 10/31/2019 |  |  |  |  | NO | NO |  |  |  |  | WELCH ALLYN, INC. 30294921 15340710 |  |  | Active |  | 99:99:99:99:99:99 |  | Equipment | PAAR:00-PVAR | 10/31/2019 | 10/31/2019 | COOPER UNIVERSITY HOSPITAL |  |  |  | 0012605704 | BRIAN OSHAUGHNESSY | Repair | Closed | Salvatore Bombara | 10/31/2019 | 10/31/2019 | THERMOMETER - NOT WORKING - PAV 6 RN STATION | 1/8/2018 9:02:32 AM SXBOMBARA (SXBOMBARA 1/8/2018 12:00 AM) CONFIRMED ERROR STAFF. UNIT HAS A MALFUNCTIONING PROBE. STAFF WILL REPLACE PROBE FROM THEIR OWN STOCK. (SJZUBRZYCKI 1/8/2018 12:00 AM) CONFIRMED ERROR STAFF. UNIT HAS A MALFUNCTIONING PROBE. STAFF WILL REPLACE PROBE FROM THEIR OWN STOCK. | D9036731-E13A-43C4-8418-C529EC03477C | Labor | 10/31/2019 | 10/31/2019 | Salvatore Bombara
|  | WELCH ALLYN, INC. | WELCH ALLYN, INC. SURETEMP + 692 |  |  | WILLINGBORO COOPER UNIVERSITY PHYSICIANS |  |  | excluded | 03/16/2010 |  |  |  |  | NO | NO |  |  |  |  | WELCH ALLYN, INC. 10367136 09500142 |  |  | Active |  | 99:99:99:99:99:99 |  | Equipment | PAAR:00-PVAR | 11/02/2019 |  | COOPER AMBULATORY OFF-SITES |  |  | INTERNAL MED NURSES STAT |  | PATTY LEWIS
|  | WELCH ALLYN, INC. | WELCH ALLYN, INC. SURETEMP + 692 |  |  | WILLINGBORO COOPER UNIVERSITY PHYSICIANS |  |  | excluded | 01/01/1900 |  |  |  |  | NO | NO |  |  |  |  | WELCH ALLYN, INC. 10367077 14281271 |  |  | Active |  | 99:99:99:99:99:99 |  | Equipment | PAAR:00-PVAR | 11/02/2019 |  | COOPER AMBULATORY OFF-SITES |  |  | SPECIALITIES NURSES STAT |  | PATTY LEWIS
|  | WELCH ALLYN, INC. | WELCH ALLYN, INC. SURETEMP + 692 |  |  | INTENSIVE CARE UNIT |  |  | excluded | 11/02/2019 |  |  |  |  | NO | NO |  |  |  |  | WELCH ALLYN, INC. 30286073 11440503 |  |  | Active |  | 99:99:99:99:99:99 |  | Equipment | PAAR:00-PVAR | 11/02/2019 | 11/02/2019 | COOPER UNIVERSITY HOSPITAL |  |  | ICU | WOT00000000508497 | CAROLYN RUMELL | Disposition | Closed | Richard Jolly | 11/02/2019 | 11/02/2019 | Bulk Disposition CNL |  |  |  | 11/02/2019 | 11/02/2019
|  | WELCH ALLYN, INC. | WELCH ALLYN, INC. SURETEMP + 692 |  |  | FAMILY MEDICAL SEWELL |  |  | excluded | 01/01/1900 |  |  |  |  | NO | NO |  |  |  |  | WELCH ALLYN, INC. 10366792 15051123 |  |  | Active |  | 99:99:99:99:99:99 |  | Equipment | PAAR:00-PVAR | 11/02/2019 |  | COOPER AMBULATORY OFF-SITES |  |  | TRIAGE ROOM | WOT00000002545324 | MARIANNE SHIEPAN | Repair | Closed | Stephen Zubrzycki | 04/22/2019 | 04/22/2019 | thermometer- not working at all, E5.0, need it stat because they have patients, please call if you have any in the shop | Analyzed unit. Temp probe is defective. Replaced probe from Cooper stock and gave dept the Medline p/n so they can order replacement ones to have on hand since this is considered a consumable for the dept to replace. | EXP2749803 | Labor | 04/22/2019 | 04/22/2019 | Stephen Zubrzycki
|  | WELCH ALLYN, INC. | WELCH ALLYN, INC. SURETEMP + 692 |  | (21) 19262893 | 3 COOPER-MULTISPECIALTY CENTER |  |  | excluded | 11/20/2019 |  |  |  |  | NO | NO |  |  |  |  | WELCH ALLYN, INC. 30280014 (21) 19262893 |  |  | Active |  |  |  | Equipment | PAAR:00-PVAR | 11/20/2019 | 11/20/2019 | COOPER AMBULATORY OFF-SITES |  |  | Suite 104 - Moves | WOT00000004349488 | MARGIE OUTLER | Performance Verification | Completed | Stephen Zubrzycki | 11/20/2019 | 11/20/2019 | Performance Verification for WELCH ALLYN, INC. 30280014 (21) 19262893 | Initial Install of Performance Verification. Device is ready for patient use. |  |  | 11/20/2019 | 11/20/2019
|  | WELCH ALLYN, INC. | WELCH ALLYN, INC. SURETEMP + 692 |  | (21) 19262903 | 3 COOPER-MULTISPECIALTY CENTER |  |  | excluded | 11/20/2019 |  |  |  |  | NO | NO |  |  |  |  | WELCH ALLYN, INC. 30280016 (21) 19262903 |  |  | Active |  |  |  | Equipment | PAAR:00-PVAR | 11/20/2019 | 11/20/2019 | COOPER AMBULATORY OFF-SITES |  |  | Suite 104 - Moves | WOT00000004349387 | MARGIE OUTLER | Performance Verification | Completed | Stephen Zubrzycki | 11/20/2019 | 11/20/2019 | Performance Verification for WELCH ALLYN, INC. 30280016 (21) 19262903 | Initial Install of Performance Verification. Device is ready for patient use. |  |  | 11/20/2019 | 11/20/2019
|  | WELCH ALLYN, INC. | WELCH ALLYN, INC. SURETEMP + 692 |  | (21) 19262904 | 3 COOPER-MULTISPECIALTY CENTER |  |  | excluded | 11/20/2019 |  |  |  |  | NO | NO |  |  |  |  | WELCH ALLYN, INC. 30280015 (21) 19262904 |  |  | Active |  |  |  | Equipment | PAAR:00-PVAR | 11/20/2019 | 11/20/2019 | COOPER AMBULATORY OFF-SITES |  |  | Suite 104 - Moves | WOT00000004349418 | MARGIE OUTLER | Performance Verification | Completed | Stephen Zubrzycki | 11/20/2019 | 11/20/2019 | Performance Verification for WELCH ALLYN, INC. 30280015 (21) 19262904 | Initial Install of Performance Verification. Device is ready for patient use. |  |  | 11/20/2019 | 11/20/2019
|  | WELCH ALLYN, INC. | WELCH ALLYN, INC. SURETEMP + 692 |  |  | MD ANDERSON INPATIENT ONCOLOGY |  |  | excluded | 10/31/2019 |  |  |  |  | NO | NO |  |  |  |  | WELCH ALLYN, INC. 30244863 16135688 |  |  | Active |  | 99:99:99:99:99:99 |  | Equipment | PAAR:00-PVAR | 10/31/2019 | 10/31/2019 | COOPER UNIVERSITY HOSPITAL |  |  | P529 |  | MIRIAM ZIEGLER |  |  |  | 10/31/2019 | 10/31/2019 |  |  |  |  | 10/31/2019 | 10/31/2019
|  | WELCH ALLYN, INC. | WELCH ALLYN, INC. SURETEMP + 692 |  |  | MD ANDERSON INPATIENT ONCOLOGY |  |  | excluded | 10/31/2019 |  |  |  |  | NO | NO |  |  |  |  | WELCH ALLYN, INC. 30244864 16162663 |  |  | Active |  | 99:99:99:99:99:99 |  | Equipment | PAAR:00-PVAR | 10/31/2019 | 10/31/2019 | COOPER UNIVERSITY HOSPITAL |  |  | P539 |  | MIRIAM ZIEGLER |  |  |  | 10/31/2019 | 10/31/2019 |  |  |  |  | 10/31/2019 | 10/31/2019
|  | WELCH ALLYN, INC. | WELCH ALLYN, INC. SURETEMP + 692 |  |  | MD ANDERSON INPATIENT ONCOLOGY |  |  | excluded | 10/31/2019 |  |  |  |  | NO | NO |  |  |  |  | WELCH ALLYN, INC. 30244858 16135678 |  |  | Active |  | 99:99:99:99:99:99 |  | Equipment | PAAR:00-PVAR | 10/31/2019 | 10/31/2019 | COOPER UNIVERSITY HOSPITAL |  |  | P516 |  | MIRIAM ZIEGLER |  |  |  | 10/31/2019 | 10/31/2019 |  |  |  |  | 10/31/2019 | 10/31/2019
|  | WELCH ALLYN, INC. | WELCH ALLYN, INC. SURETEMP + 692 |  |  | MD ANDERSON INPATIENT ONCOLOGY |  |  | excluded | 10/31/2019 |  |  |  |  | NO | NO |  |  |  |  | WELCH ALLYN, INC. 30244859 16152839 |  |  | Active |  | 99:99:99:99:99:99 |  | Equipment | PAAR:00-PVAR | 10/31/2019 | 10/31/2019 | COOPER UNIVERSITY HOSPITAL |  |  | P526 |  | MIRIAM ZIEGLER |  |  |  | 10/31/2019 | 10/31/2019 |  |  |  |  | 10/31/2019 | 10/31/2019
|  | WELCH ALLYN, INC. | WELCH ALLYN, INC. SURETEMP + 692 |  |  | MD ANDERSON INPATIENT ONCOLOGY |  |  | excluded | 10/31/2019 |  |  |  |  | NO | NO |  |  |  |  | WELCH ALLYN, INC. 30244862 16152818 |  |  | Active |  | 99:99:99:99:99:99 |  | Equipment | PAAR:00-PVAR | 10/31/2019 | 10/31/2019 | COOPER UNIVERSITY HOSPITAL |  |  | P517 |  | MIRIAM ZIEGLER |  |  |  | 10/31/2019 | 10/31/2019 |  |  |  |  | 10/31/2019 | 10/31/2019
|  | WELCH ALLYN, INC. | WELCH ALLYN, INC. SURETEMP + 692 |  |  | MD ANDERSON INPATIENT ONCOLOGY |  |  | excluded | 10/31/2019 |  |  |  |  | NO | NO |  |  |  |  | WELCH ALLYN, INC. 30244861 16161342 |  |  | Active |  | 99:99:99:99:99:99 |  | Equipment | PAAR:00-PVAR | 10/31/2019 | 10/31/2019 | COOPER UNIVERSITY HOSPITAL |  |  | P531 |  | MIRIAM ZIEGLER |  |  |  | 10/31/2019 | 10/31/2019 |  |  |  |  | 10/31/2019 | 10/31/2019
|  | WELCH ALLYN, INC. | WELCH ALLYN, INC. SURETEMP + 692 |  |  | MD ANDERSON INPATIENT ONCOLOGY |  |  | excluded | 10/31/2019 |  |  |  |  | NO | NO |  |  |  |  | WELCH ALLYN, INC. 30244860 16161344 |  |  | Active |  | 99:99:99:99:99:99 |  | Equipment | PAAR:00-PVAR | 10/31/2019 | 10/31/2019 | COOPER UNIVERSITY HOSPITAL |  |  | P538 |  | MIRIAM ZIEGLER |  |  |  | 10/31/2019 | 10/31/2019 |  |  |  |  | 10/31/2019 | 10/31/2019
|  | WELCH ALLYN, INC. | WELCH ALLYN, INC. SURETEMP + 692 |  |  | MD ANDERSON INPATIENT ONCOLOGY |  |  | excluded | 10/31/2019 |  |  |  |  | NO | NO |  |  |  |  | WELCH ALLYN, INC. 30244857 16161066 |  |  | Active |  | 99:99:99:99:99:99 |  | Equipment | PAAR:00-PVAR | 10/31/2019 | 10/31/2019 | COOPER UNIVERSITY HOSPITAL |  |  | P530 |  | MIRIAM ZIEGLER |  |  |  | 10/31/2019 | 10/31/2019 |  |  |  |  | 10/31/2019 | 10/31/2019
|  | WELCH ALLYN, INC. | WELCH ALLYN, INC. SURETEMP + 692 |  |  | MD ANDERSON INPATIENT ONCOLOGY |  |  | excluded | 10/31/2019 |  |  |  |  | NO | NO |  |  |  |  | WELCH ALLYN, INC. 30244856 16162598 |  |  | Active |  | 99:99:99:99:99:99 |  | Equipment | PAAR:00-PVAR | 10/31/2019 | 10/31/2019 | COOPER UNIVERSITY HOSPITAL |  |  | P524 |  | MIRIAM ZIEGLER |  |  |  | 10/31/2019 | 10/31/2019 |  |  |  |  | 10/31/2019 | 10/31/2019
|  | WELCH ALLYN, INC. | WELCH ALLYN, INC. SURETEMP + 692 |  |  | MD ANDERSON INPATIENT ONCOLOGY |  |  | excluded | 10/31/2019 |  |  |  |  | NO | NO |  |  |  |  | WELCH ALLYN, INC. 30244855 16162307 |  |  | Active |  | 99:99:99:99:99:99 |  | Equipment | PAAR:00-PVAR | 10/31/2019 | 10/31/2019 | COOPER UNIVERSITY HOSPITAL |  |  | P521 |  | MIRIAM ZIEGLER |  |  |  | 10/31/2019 | 10/31/2019 |  |  |  |  | 10/31/2019 | 10/31/2019
|  | WELCH ALLYN, INC. | WELCH ALLYN, INC. SURETEMP + 692 |  |  | MD ANDERSON INPATIENT ONCOLOGY |  |  | excluded | 10/31/2019 |  |  |  |  | NO | NO |  |  |  |  | WELCH ALLYN, INC. 30244854 16126657 |  |  | Active |  | 99:99:99:99:99:99 |  | Equipment | PAAR:00-PVAR | 10/31/2019 | 10/31/2019 | COOPER UNIVERSITY HOSPITAL |  |  | P527 |  | MIRIAM ZIEGLER |  |  |  | 10/31/2019 | 10/31/2019 |  |  |  |  | 10/31/2019 | 10/31/2019
|  | WELCH ALLYN, INC. | WELCH ALLYN, INC. SURETEMP + 692 |  |  | MD ANDERSON INPATIENT ONCOLOGY |  |  | excluded | 10/31/2019 |  |  |  |  | NO | NO |  |  |  |  | WELCH ALLYN, INC. 30244853 16152838 |  |  | Active |  | 99:99:99:99:99:99 |  | Equipment | PAAR:00-PVAR | 10/31/2019 | 10/31/2019 | COOPER UNIVERSITY HOSPITAL |  |  | P534 |  | MIRIAM ZIEGLER |  |  |  | 10/31/2019 | 10/31/2019 |  |  |  |  | 10/31/2019 | 10/31/2019
|  | WELCH ALLYN, INC. | WELCH ALLYN, INC. SURETEMP + 692 |  |  | MD ANDERSON INPATIENT ONCOLOGY |  |  | excluded | 10/31/2019 |  |  |  |  | NO | NO |  |  |  |  | WELCH ALLYN, INC. 30244852 16161094 |  |  | Active |  | 99:99:99:99:99:99 |  | Equipment | PAAR:00-PVAR | 10/31/2019 | 10/31/2019 | COOPER UNIVERSITY HOSPITAL |  |  | P514 |  | MIRIAM ZIEGLER |  |  |  | 10/31/2019 | 10/31/2019 |  |  |  |  | 10/31/2019 | 10/31/2019
|  | WELCH ALLYN, INC. | WELCH ALLYN, INC. SURETEMP + 692 |  |  | MD ANDERSON INPATIENT ONCOLOGY |  |  | excluded | 10/31/2019 |  |  |  |  | NO | NO |  |  |  |  | WELCH ALLYN, INC. 30244850 16180571 |  |  | Active |  | 99:99:99:99:99:99 |  | Equipment | PAAR:00-PVAR | 10/31/2019 | 10/31/2019 | COOPER UNIVERSITY HOSPITAL |  |  | P536 |  | MIRIAM ZIEGLER |  |  |  | 10/31/2019 | 10/31/2019 |  |  |  |  | 10/31/2019 | 10/31/2019
|  | WELCH ALLYN, INC. | WELCH ALLYN, INC. SURETEMP + 692 |  |  | MD ANDERSON INPATIENT ONCOLOGY |  |  | excluded | 10/31/2019 |  |  |  |  | NO | NO |  |  |  |  | WELCH ALLYN, INC. 30244851 16180554 |  |  | Active |  | 99:99:99:99:99:99 |  | Equipment | PAAR:00-PVAR | 10/31/2019 | 10/31/2019 | COOPER UNIVERSITY HOSPITAL |  |  | P540 |  | MIRIAM ZIEGLER |  |  |  | 10/31/2019 | 10/31/2019 |  |  |  |  | 10/31/2019 | 10/31/2019
|  | WELCH ALLYN, INC. | WELCH ALLYN, INC. SURETEMP + 692 |  |  | MD ANDERSON INPATIENT ONCOLOGY |  |  | excluded | 10/31/2019 |  |  |  |  | NO | NO |  |  |  |  | WELCH ALLYN, INC. 30244849 16180546 |  |  | Active |  | 99:99:99:99:99:99 |  | Equipment | PAAR:00-PVAR | 10/31/2019 | 10/31/2019 | COOPER UNIVERSITY HOSPITAL |  |  | P518 |  | MIRIAM ZIEGLER |  |  |  | 10/31/2019 | 10/31/2019 |  |  |  |  | 10/31/2019 | 10/31/2019
|  | WELCH ALLYN, INC. | WELCH ALLYN, INC. SURETEMP + 692 |  |  | MD ANDERSON INPATIENT ONCOLOGY |  |  | excluded | 10/31/2019 |  |  |  |  | NO | NO |  |  |  |  | WELCH ALLYN, INC. 30244848 16162677 |  |  | Active |  | 99:99:99:99:99:99 |  | Equipment | PAAR:00-PVAR | 10/31/2019 | 10/31/2019 | COOPER UNIVERSITY HOSPITAL |  |  | P522 |  | MIRIAM ZIEGLER |  |  |  | 10/31/2019 | 10/31/2019 |  |  |  |  | 10/31/2019 | 10/31/2019
|  | WELCH ALLYN, INC. | WELCH ALLYN, INC. SURETEMP + 692 |  |  | MD ANDERSON INPATIENT ONCOLOGY |  |  | excluded | 10/31/2019 |  |  |  |  | NO | NO |  |  |  |  | WELCH ALLYN, INC. 30244847 16162335 |  |  | Active |  | 99:99:99:99:99:99 |  | Equipment | PAAR:00-PVAR | 10/31/2019 | 10/31/2019 | COOPER UNIVERSITY HOSPITAL |  |  | P523 |  | MIRIAM ZIEGLER |  |  |  | 10/31/2019 | 10/31/2019 |  |  |  |  | 10/31/2019 | 10/31/2019
|  | WELCH ALLYN, INC. | WELCH ALLYN, INC. SURETEMP + 692 |  |  | MD ANDERSON INPATIENT ONCOLOGY |  |  | excluded | 10/31/2019 |  |  |  |  | NO | NO |  |  |  |  | WELCH ALLYN, INC. 30244846 16162831 |  |  | Active |  | 99:99:99:99:99:99 |  | Equipment | PAAR:00-PVAR | 10/31/2019 | 10/31/2019 | COOPER UNIVERSITY HOSPITAL |  |  | P525 |  | MIRIAM ZIEGLER |  |  |  | 10/31/2019 | 10/31/2019 |  |  |  |  | 10/31/2019 | 10/31/2019
|  | WELCH ALLYN, INC. | WELCH ALLYN, INC. SURETEMP + 692 |  |  | MD ANDERSON INPATIENT ONCOLOGY |  |  | excluded | 10/31/2019 |  |  |  |  | NO | NO |  |  |  |  | WELCH ALLYN, INC. 30244845 16152985 |  |  | Active |  | 99:99:99:99:99:99 |  | Equipment | PAAR:00-PVAR | 10/31/2019 | 10/31/2019 | COOPER UNIVERSITY HOSPITAL |  |  | P535 |  | MIRIAM ZIEGLER |  |  |  | 10/31/2019 | 10/31/2019 |  |  |  |  | 10/31/2019 | 10/31/2019
|  | WELCH ALLYN, INC. | WELCH ALLYN, INC. SURETEMP + 692 |  |  | MD ANDERSON INPATIENT ONCOLOGY |  |  | excluded | 10/31/2019 |  |  |  |  | NO | NO |  |  |  |  | WELCH ALLYN, INC. 30244843 16161074 |  |  | Active |  | 99:99:99:99:99:99 |  | Equipment | PAAR:00-PVAR | 10/31/2019 | 10/31/2019 | COOPER UNIVERSITY HOSPITAL |  |  | P510 |  | MIRIAM ZIEGLER |  |  |  | 10/31/2019 | 10/31/2019 |  |  |  |  | 10/31/2019 | 10/31/2019
|  | WELCH ALLYN, INC. | WELCH ALLYN, INC. SURETEMP + 692 |  |  | MD ANDERSON INPATIENT ONCOLOGY |  |  | excluded | 10/31/2019 |  |  |  |  | NO | NO |  |  |  |  | WELCH ALLYN, INC. 30244844 16161090 |  |  | Active |  | 99:99:99:99:99:99 |  | Equipment | PAAR:00-PVAR | 10/31/2019 | 10/31/2019 | COOPER UNIVERSITY HOSPITAL |  |  | P532 |  | MIRIAM ZIEGLER |  |  |  | 10/31/2019 | 10/31/2019 |  |  |  |  | 10/31/2019 | 10/31/2019
|  | WELCH ALLYN, INC. | WELCH ALLYN, INC. SURETEMP + 692 |  |  | MD ANDERSON INPATIENT ONCOLOGY |  |  | excluded | 10/31/2019 |  |  |  |  | NO | NO |  |  |  |  | WELCH ALLYN, INC. 30244841 16135685 |  |  | Active |  | 99:99:99:99:99:99 |  | Equipment | PAAR:00-PVAR | 10/31/2019 | 10/31/2019 | COOPER UNIVERSITY HOSPITAL |  |  | P512 |  | MIRIAM ZIEGLER |  |  |  | 10/31/2019 | 10/31/2019 |  |  |  |  | 10/31/2019 | 10/31/2019
|  | WELCH ALLYN, INC. | WELCH ALLYN, INC. SURETEMP + 692 |  |  | MD ANDERSON INPATIENT ONCOLOGY |  |  | excluded | 10/31/2019 |  |  |  |  | NO | NO |  |  |  |  | WELCH ALLYN, INC. 30244840 16152825 |  |  | Active |  | 99:99:99:99:99:99 |  | Equipment | PAAR:00-PVAR | 10/31/2019 | 10/31/2019 | COOPER UNIVERSITY HOSPITAL |  |  | P511 |  | MIRIAM ZIEGLER |  |  |  | 10/31/2019 | 10/31/2019 |  |  |  |  | 10/31/2019 | 10/31/2019
|  | WELCH ALLYN, INC. | WELCH ALLYN, INC. SURETEMP + 692 |  |  | MD ANDERSON INPATIENT ONCOLOGY |  |  | excluded | 10/31/2019 |  |  |  |  | NO | NO |  |  |  |  | WELCH ALLYN, INC. 30244839 16180563 |  |  | Active |  | 99:99:99:99:99:99 |  | Equipment | PAAR:00-PVAR | 10/31/2019 | 10/31/2019 | COOPER UNIVERSITY HOSPITAL |  |  | P515 |  | MIRIAM ZIEGLER |  |  |  | 10/31/2019 | 10/31/2019 |  |  |  |  | 10/31/2019 | 10/31/2019
|  | WELCH ALLYN, INC. | WELCH ALLYN, INC. SURETEMP + 692 |  |  | MD ANDERSON INPATIENT ONCOLOGY |  |  | excluded | 10/31/2019 |  |  |  |  | NO | NO |  |  |  |  | WELCH ALLYN, INC. 30244838 16160160 |  |  | Active |  | 99:99:99:99:99:99 |  | Equipment | PAAR:00-PVAR | 10/31/2019 | 10/31/2019 | COOPER UNIVERSITY HOSPITAL |  |  | P533 |  | MIRIAM ZIEGLER |  |  |  | 10/31/2019 | 10/31/2019 |  |  |  |  | 10/31/2019 | 10/31/2019
|  | WELCH ALLYN, INC. | WELCH ALLYN, INC. SURETEMP + 692 |  |  | MD ANDERSON INPATIENT ONCOLOGY |  |  | excluded | 10/31/2019 |  |  |  |  | NO | NO |  |  |  |  | WELCH ALLYN, INC. 30244837 16160159 |  |  | Active |  | 99:99:99:99:99:99 |  | Equipment | PAAR:00-PVAR | 10/31/2019 | 10/31/2019 | COOPER UNIVERSITY HOSPITAL |  |  | P520 |  | MIRIAM ZIEGLER |  |  |  | 10/31/2019 | 10/31/2019 |  |  |  |  | 10/31/2019 | 10/31/2019
|  | WELCH ALLYN, INC. | WELCH ALLYN, INC. SURETEMP + 692 |  |  | MD ANDERSON INPATIENT ONCOLOGY |  |  | excluded | 10/31/2019 |  |  |  |  | NO | NO |  |  |  |  | WELCH ALLYN, INC. 30244836 16162823 |  |  | Active |  | 99:99:99:99:99:99 |  | Equipment | PAAR:00-PVAR | 10/31/2019 | 10/31/2019 | COOPER UNIVERSITY HOSPITAL |  |  | P528 |  | MIRIAM ZIEGLER |  |  |  | 10/31/2019 | 10/31/2019 |  |  |  |  | 10/31/2019 | 10/31/2019
|  | WELCH ALLYN, INC. | WELCH ALLYN, INC. SURETEMP + 692 |  |  | MD ANDERSON INPATIENT ONCOLOGY |  |  | excluded | 10/31/2019 |  |  |  |  | NO | NO |  |  |  |  | WELCH ALLYN, INC. 30244835 16161095 |  |  | Active |  | 99:99:99:99:99:99 |  | Equipment | PAAR:00-PVAR | 10/31/2019 | 10/31/2019 | COOPER UNIVERSITY HOSPITAL |  |  | P537 |  | MIRIAM ZIEGLER |  |  |  | 10/31/2019 | 10/31/2019 |  |  |  |  | 10/31/2019 | 10/31/2019
|  | WELCH ALLYN, INC. | WELCH ALLYN, INC. SURETEMP + 692 |  |  | MOTHER INFANT UNIT |  |  | excluded | 10/17/2013 |  |  |  |  | NO | NO |  |  |  |  | WELCH ALLYN, INC. 10366553 13330116 |  |  | Active |  | 99:99:99:99:99:99 |  | Equipment | PAAR:00-PVAR | 11/02/2019 |  | COOPER UNIVERSITY HOSPITAL |  |  | BIOMED | WOT00000000510036 | Christina Smith | Disposition | Closed | Gene Amodei | 02/08/2018 | 05/14/2019 | Bulk Disposition CNL
|  | WELCH ALLYN, INC. | WELCH ALLYN, INC. SURETEMP + 692 |  |  | KINGS HIGHWAY-MEDICINE |  |  | excluded | 01/01/2012 |  |  |  |  | NO | NO |  |  |  |  | WELCH ALLYN, INC. 10366310 10160018 |  |  | Active |  | 99:99:99:99:99:99 |  | Equipment | PAAR:00-PVAR | 11/02/2019 |  | COOPER AMBULATORY OFF-SITES |  |  | SUITE 203 |  | CHRISTINE MULLER
|  | WELCH ALLYN, INC. | WELCH ALLYN, INC. SURETEMP + 692 |  |  | KINGS HIGHWAY-MEDICINE |  |  | excluded | 03/08/2006 |  |  |  |  | NO | NO |  |  |  |  | WELCH ALLYN, INC. 10366307 04169271 |  |  | Active |  | 99:99:99:99:99:99 |  | Equipment | PAAR:00-PVAR | 11/02/2019 |  | COOPER AMBULATORY OFF-SITES |  |  | exam 4 |  | CHRISTINE MULLER
|  | WELCH ALLYN, INC. | WELCH ALLYN, INC. SURETEMP + 692 |  |  | KINGS HIGHWAY-MEDICINE |  |  | excluded | 01/01/2001 |  |  |  |  | NO | NO |  |  |  |  | WELCH ALLYN, INC. 10366304 10160047 |  |  | Active |  | 99:99:99:99:99:99 |  | Equipment | PAAR:00-PVAR | 11/02/2019 |  | COOPER AMBULATORY OFF-SITES |  |  | 1103 KINGS HIGHWAY | 0012300621 | CHRISTINE MULLER | Repair | Closed | Kirk Lis | 10/16/2017 | 10/16/2017 | THERMOMETER - ERROR CODE E5.0 - TMX | 10/16/2017 3:54:48 PM KALIS (KALIS 10/16/2017 12:00 AM) RESEARCHED UNIT. TRACED PROBLEM TO BAD PROBE. SENT UNIT BACK VIA COURRIER | BEFCBD00-46EF-4AA8-8216-FB7F90C13B13 | Parts | 01/01/1900 | 01/01/1900 | Kirk Lis
|  | WELCH ALLYN, INC. | WELCH ALLYN, INC. SURETEMP + 692 |  |  | KINGS HIGHWAY-MEDICINE |  |  | excluded | 12/13/2006 |  |  |  |  | NO | NO |  |  |  |  | WELCH ALLYN, INC. 10366299 06304465 |  |  | Active |  | 99:99:99:99:99:99 |  | Equipment | PAAR:00-PVAR | 11/02/2019 |  | COOPER AMBULATORY OFF-SITES |  |  | SUITE 203 |  | CHRISTINE MULLER
|  | WELCH ALLYN, INC. | WELCH ALLYN, INC. SURETEMP + 692 |  |  | KINGS HIGHWAY-MEDICINE |  |  | excluded | 12/13/2006 |  |  |  |  | NO | NO |  |  |  |  | WELCH ALLYN, INC. 10366296 06387401 |  |  | Active |  | 99:99:99:99:99:99 |  | Equipment | PAAR:00-PVAR | 11/02/2019 |  | COOPER AMBULATORY OFF-SITES |  |  | SUITE 203 |  | CHRISTINE MULLER
|  | WELCH ALLYN, INC. | WELCH ALLYN, INC. SURETEMP + 692 |  |  | KINGS HIGHWAY-MEDICINE |  |  | excluded | 03/08/2006 |  |  |  |  | NO | NO |  |  |  |  | WELCH ALLYN, INC. 10366283 05406528 |  |  | Active |  | 99:99:99:99:99:99 |  | Equipment | PAAR:00-PVAR | 11/02/2019 |  | COOPER AMBULATORY OFF-SITES |  |  | EXAM 10 |  | CHRISTINE MULLER
|  | WELCH ALLYN, INC. | WELCH ALLYN, INC. SURETEMP + 692 |  |  | MOORESTOWN-FAMILY MEDICINE |  |  | excluded | 01/01/1900 |  |  |  |  | NO | NO |  |  |  |  | WELCH ALLYN, INC. 10366192 14251524 |  |  | Active |  | 99:99:99:99:99:99 |  | Equipment | PAAR:00-PVAR | 11/02/2019 |  | COOPER AMBULATORY OFF-SITES |  |  | HALLWAY |  | LYNNE DEJOSEPH
|  | WELCH ALLYN, INC. | WELCH ALLYN, INC. SURETEMP + 692 |  |  | KROC CENTER-FAMILY MEDICINE |  |  | excluded | 01/01/1900 |  |  |  |  | NO | NO |  |  |  |  | WELCH ALLYN, INC. 10365721 14291441 |  |  | Active |  | 99:99:99:99:99:99 |  | Equipment | PAAR:00-PVAR | 11/02/2019 |  | COOPER AMBULATORY OFF-SITES |  |  | NURSING STATION |  | JESSICA NIEVES
|  | WELCH ALLYN, INC. | WELCH ALLYN, INC. SURETEMP + 692 |  |  | KROC CENTER-FAMILY MEDICINE |  |  | excluded | 01/01/1900 |  |  |  |  | NO | NO |  |  |  |  | WELCH ALLYN, INC. 10365720 14291439 |  |  | Active |  | 99:99:99:99:99:99 |  | Equipment | PAAR:00-PVAR | 11/02/2019 |  | COOPER AMBULATORY OFF-SITES |  |  | NURSING STATION |  | JESSICA NIEVES
|  | WELCH ALLYN, INC. | WELCH ALLYN, INC. SURETEMP + 692 |  |  | KROC CENTER-FAMILY MEDICINE |  |  | excluded | 01/01/2012 |  |  |  |  | NO | NO |  |  |  |  | WELCH ALLYN, INC. 10365718 11242632 |  |  | Active |  | 99:99:99:99:99:99 |  | Equipment | PAAR:00-PVAR | 11/02/2019 |  | COOPER AMBULATORY OFF-SITES |  |  | MEDICINE CRAMER HILL |  | JESSICA NIEVES
|  | WELCH ALLYN, INC. | WELCH ALLYN, INC. SURETEMP + 692 |  |  | KROC CENTER-FAMILY MEDICINE |  |  | excluded | 01/01/2010 |  |  |  |  | NO | NO |  |  |  |  | WELCH ALLYN, INC. 10365713 11111412 |  |  | Active |  | 99:99:99:99:99:99 |  | Equipment | PAAR:00-PVAR | 11/02/2019 |  | COOPER AMBULATORY OFF-SITES |  |  | 3156 RIVER ROAD |  | JESSICA NIEVES
|  | WELCH ALLYN, INC. | WELCH ALLYN, INC. SURETEMP + 692 |  |  | KROC CENTER-FAMILY MEDICINE |  |  | excluded | 01/01/1900 |  |  |  |  | NO | NO |  |  |  |  | WELCH ALLYN, INC. 10365711 14291571 |  |  | Active |  | 99:99:99:99:99:99 |  | Equipment | PAAR:00-PVAR | 11/02/2019 |  | COOPER AMBULATORY OFF-SITES |  |  | NURSING STATION |  | JESSICA NIEVES
|  | WELCH ALLYN, INC. | WELCH ALLYN, INC. SURETEMP + 692 |  |  | EMERGENCY ROOM |  |  | excluded | 10/31/2019 |  |  |  |  | NO | NO |  |  |  |  | WELCH ALLYN, INC. 30236335 17471492 |  |  | Active |  | 99:99:99:99:99:99 |  | Equipment | PAAR:00-PVAR | 10/31/2019 | 10/31/2019 | COOPER UNIVERSITY HOSPITAL |  |  |  | 0012740734 | KAREN GRUBER | Performance Verification | Closed | Josh Harris | 10/31/2019 | 10/31/2019 | INCOMING INVENTORY | DEVICE INVENTORIED | 5E8EEFB1-741A-4D3B-A94F-258257C86DE2 | Labor | 10/31/2019 | 10/31/2019 | Josh Harris
|  | WELCH ALLYN, INC. | WELCH ALLYN, INC. SURETEMP + 692 |  |  | EMERGENCY ROOM |  |  | excluded | 10/31/2019 |  |  |  |  | NO | NO |  |  |  |  | WELCH ALLYN, INC. 30236332 17513188 |  |  | Active |  | 99:99:99:99:99:99 |  | Equipment | PAAR:00-PVAR | 10/31/2019 | 10/31/2019 | COOPER UNIVERSITY HOSPITAL |  |  |  | 0012740742 | KAREN GRUBER | Performance Verification | Closed | Josh Harris | 10/31/2019 | 10/31/2019 | INCOMING INVENTORY | DEVICE INVENTORIED | 95B102C4-E554-4FA6-9718-A92A880F19DC | Labor | 10/31/2019 | 10/31/2019 | Josh Harris
|  | WELCH ALLYN, INC. | WELCH ALLYN, INC. SURETEMP + 692 |  |  | EMERGENCY ROOM |  |  | excluded | 10/31/2019 |  |  |  |  | NO | NO |  |  |  |  | WELCH ALLYN, INC. 30236334 17454596 |  |  | Active |  | 99:99:99:99:99:99 |  | Equipment | PAAR:00-PVAR | 10/31/2019 | 10/31/2019 | COOPER UNIVERSITY HOSPITAL |  |  |  | 0012740732 | KAREN GRUBER | Performance Verification | Closed | Josh Harris | 10/31/2019 | 10/31/2019 | INCOMING INVENTORY | DEVICE INVENTORIED | 9CEDF6AF-125F-4454-9739-E7531A5211DE | Labor | 10/31/2019 | 10/31/2019 | Josh Harris
|  | WELCH ALLYN, INC. | WELCH ALLYN, INC. SURETEMP + 692 |  |  | EMERGENCY ROOM |  |  | excluded | 10/31/2019 |  |  |  |  | NO | NO |  |  |  |  | WELCH ALLYN, INC. 30236333 17470789 |  |  | Active |  | 99:99:99:99:99:99 |  | Equipment | PAAR:00-PVAR | 10/31/2019 | 10/31/2019 | COOPER UNIVERSITY HOSPITAL |  |  |  | 0012740737 | KAREN GRUBER | Preventative Maintenance | Closed | Josh Harris | 10/31/2019 | 10/31/2019 | PERFORMANCE ASSURANCE AT INVENTORY | INVENTORIED DEVICE AND ENSURED DEVICE WAS FUNCTIONING PROPERLY. | A2EFAB90-FB25-4FE9-82B0-5304FE5A1B08 | Labor | 10/31/2019 | 10/31/2019 | Richard Jolly
|  | WELCH ALLYN, INC. | WELCH ALLYN, INC. SURETEMP + 692 |  |  | KELEMEN N6 |  |  | excluded | 10/31/2019 |  |  |  |  | NO | NO |  |  |  |  | WELCH ALLYN, INC. 30236254 16140540 |  |  | Active |  | 99:99:99:99:99:99 |  | Equipment | PAAR:00-PVAR | 10/31/2019 | 10/31/2019 | COOPER UNIVERSITY HOSPITAL |  |  |  |  | Susan Cannon |  |  |  | 10/31/2019 | 10/31/2019 |  |  |  |  | 10/31/2019 | 10/31/2019
|  | WELCH ALLYN, INC. | WELCH ALLYN, INC. SURETEMP + 692 |  |  | LABOR & DELIVERY |  |  | excluded | 01/01/2012 |  |  |  |  | NO | NO |  |  |  |  | WELCH ALLYN, INC. 10365392 13041860 |  |  | Active |  | 99:99:99:99:99:99 |  | Equipment | PAAR:00-PVAR | 11/02/2019 |  | COOPER UNIVERSITY HOSPITAL |  |  | LABOR AND DELIVERY |  | JOANNA HORST
|  | WELCH ALLYN, INC. | WELCH ALLYN, INC. SURETEMP + 692 |  |  | INTENSIVE CARE UNIT |  |  | excluded | 01/01/2006 |  |  |  |  | NO | NO |  |  |  |  | WELCH ALLYN, INC. 10364981 06271059 |  |  | Active |  | 99:99:99:99:99:99 |  | Equipment | PAAR:00-PVAR | 11/02/2019 |  | COOPER UNIVERSITY HOSPITAL |  |  | BIOMED | WOT00000000536865 | CAROLYN RUMELL | Disposition | Closed | Richard Jolly | 02/09/2018 | 05/15/2019 | Bulk Disposition CNL | Notification sent to technician and manager that this CEID has been marked as Could Not Locate (CNL). 33% SLA Warning: Notification sent to technician and manager that this CEID has been marked as Could Not Locate (CNL) for 30 days. 66% SLA Warning: Notification sent to technician and manager that this CEID has been marked as Could Not Locate (CNL) for 60 days. 99% SLA Warning: Notification sent to technician and manager that this CEID has been marked as Could Not Locate (CNL) for 90 days.
|  | WELCH ALLYN, INC. | WELCH ALLYN, INC. SURETEMP + 692 |  |  | MOTHER INFANT UNIT |  |  | excluded | 04/04/2013 |  |  |  |  | NO | NO |  |  |  |  | WELCH ALLYN, INC. 10364828 13123035 |  |  | Active |  | 99:99:99:99:99:99 |  | Equipment | PAAR:00-PVAR | 11/02/2019 |  | COOPER UNIVERSITY HOSPITAL |  |  | D340 |  | Christina Smith
|  | WELCH ALLYN, INC. | WELCH ALLYN, INC. SURETEMP + 692 |  |  | LABOR & DELIVERY |  |  | excluded | 09/16/2010 |  |  |  |  | NO | NO |  |  |  |  | WELCH ALLYN, INC. 10364802 10331537 |  |  | Active |  | 99:99:99:99:99:99 |  | Equipment | PAAR:00-PVAR | 11/01/2019 |  | COOPER UNIVERSITY HOSPITAL |  |  | LABOR AND DELIVERY |  | JOANNA HORST
|  | WELCH ALLYN, INC. | WELCH ALLYN, INC. SURETEMP + 692 |  |  | PEDIATRIC INTENSIVE CARE UNIT |  |  | excluded | 04/09/2014 |  |  |  |  | NO | NO |  |  |  |  | WELCH ALLYN, INC. 10360483 14130846 |  |  | Active |  | 99:99:99:99:99:99 |  | Equipment | PAAR:00-PVAR | 11/01/2019 |  | COOPER UNIVERSITY HOSPITAL |  |  | PICU/ MEDI PREP RM | WOT00000000510615 | Susan Cannon | Disposition | Closed | Gene Amodei | 02/08/2018 | 05/24/2019 | Bulk Disposition CNL
|  | WELCH ALLYN, INC. | WELCH ALLYN, INC. SURETEMP + 692 |  |  | TRAUMA ICU |  |  | excluded | 09/08/2005 |  |  |  |  | NO | NO |  |  |  |  | WELCH ALLYN, INC. 10357248 04083155 |  |  | Active |  | 99:99:99:99:99:99 |  | Equipment | PAAR:00-PVAR | 11/02/2019 |  | COOPER UNIVERSITY HOSPITAL |  |  | HELIPAD | WOT00000000536855 | Diane Floyd | Disposition | Closed | Richard Jolly | 02/09/2018 | 05/24/2019 | Bulk Disposition CNL | Notification sent to technician and manager that this CEID has been marked as Could Not Locate (CNL). 33% SLA Warning: Notification sent to technician and manager that this CEID has been marked as Could Not Locate (CNL) for 30 days. 66% SLA Warning: Notification sent to technician and manager that this CEID has been marked as Could Not Locate (CNL) for 60 days. 99% SLA Warning: Notification sent to technician and manager that this CEID has been marked as Could Not Locate (CNL) for 90 days.
|  | WELCH ALLYN, INC. | WELCH ALLYN, INC. SURETEMP + 692 |  |  | INCU - KELEMEN S10 |  |  |  | 04/03/2014 |  |  |  |  | NO | NO |  |  |  |  | WELCH ALLYN, INC. 10356029 14130771 |  |  | Disposition |  | 99:99:99:99:99:99 |  | Equipment | PAAR:00-PVAR | 11/02/2019 |  | COOPER UNIVERSITY HOSPITAL |  |  | RM 1062 |  | Lisa Brooks
|  | WELCH ALLYN, INC. | WELCH ALLYN, INC. SURETEMP + 692 |  |  | CARDIAC CATH LAB |  |  | excluded | 11/02/2019 |  |  |  |  | NO | NO |  |  |  |  | WELCH ALLYN, INC. 30225113 09390386 |  |  | Active |  | 99:99:99:99:99:99 |  | Equipment | PAAR:00-PVAR | 11/02/2019 | 11/02/2019 | COOPER UNIVERSITY HOSPITAL |  |  | CCL - Moves |  | LINDA BEAN |  |  |  | 11/02/2019 | 11/02/2019 |  |  |  |  | 11/02/2019 | 11/02/2019
|  | WELCH ALLYN, INC. | WELCH ALLYN, INC. SURETEMP + 692 |  |  | MED/SURG 6 PAVILION |  |  | excluded | 10/31/2019 |  |  |  |  | NO | NO |  |  |  |  | WELCH ALLYN, INC. 30225107 15350986 |  |  | Active |  | 99:99:99:99:99:99 |  | Equipment | PAAR:00-PVAR | 10/31/2019 | 10/31/2019 | COOPER UNIVERSITY HOSPITAL |  |  |  | 0012677999 | BRIAN OSHAUGHNESSY | Performance Verification | Closed | Josh Harris | 10/31/2019 | 10/31/2019 | INCOMING INVENTORY | DEVICE INVENTORIED | 0D56ED48-4B6A-4F02-8FFA-351A2B8D3EFF | Labor | 10/31/2019 | 10/31/2019 | Josh Harris
|  | WELCH ALLYN, INC. | WELCH ALLYN, INC. SURETEMP + 692 |  |  | CCU - CORONARY CARE UNIT |  |  | excluded | 01/01/2005 |  |  |  |  | NO | NO |  |  |  |  | WELCH ALLYN, INC. 10355741 05388815 |  |  | Active |  | 99:99:99:99:99:99 |  | Equipment | PAAR:00-PVAR | 11/02/2019 |  | COOPER UNIVERSITY HOSPITAL |  |  | CCU | WOT00000000536835 | CAROLYN RUMELL | Disposition | Closed | Richard Jolly | 02/09/2018 | 05/15/2019 | Bulk Disposition CNL | Notification sent to technician and manager that this CEID has been marked as Could Not Locate (CNL). 33% SLA Warning: Notification sent to technician and manager that this CEID has been marked as Could Not Locate (CNL) for 30 days. 66% SLA Warning: Notification sent to technician and manager that this CEID has been marked as Could Not Locate (CNL) for 60 days. 99% SLA Warning: Notification sent to technician and manager that this CEID has been marked as Could Not Locate (CNL) for 90 days.
|  | WELCH ALLYN, INC. | WELCH ALLYN, INC. SURETEMP + 692 |  |  | TSDU - KELEMEN S7 |  |  | excluded | 01/01/2013 |  |  |  |  | NO | NO |  |  |  |  | WELCH ALLYN, INC. 10355646 09321183 |  |  | Active |  | 99:99:99:99:99:99 |  | Equipment | PAAR:00-PVAR | 11/01/2019 |  | COOPER UNIVERSITY HOSPITAL |  |  | TRAUMA STEP DOWN |  | JEN VANDER HORN
|  | WELCH ALLYN, INC. | WELCH ALLYN, INC. SURETEMP + 692 |  |  | LABOR & DELIVERY |  |  | excluded | 01/01/2012 |  |  |  |  | NO | NO |  |  |  |  | WELCH ALLYN, INC. 10355118 13041492 |  |  | Active |  | 99:99:99:99:99:99 |  | Equipment | PAAR:00-PVAR | 11/02/2019 |  | COOPER UNIVERSITY HOSPITAL |  |  | LABOR AND DELIVERY | WOT00000000509703 | JOANNA HORST | Disposition | Closed | Gene Amodei | 02/08/2018 | 05/13/2019 | Bulk Disposition CNL
|  | WELCH ALLYN, INC. | WELCH ALLYN, INC. SURETEMP + 692 |  |  | LABOR & DELIVERY |  |  | excluded | 06/24/2015 |  |  |  |  | NO | NO |  |  |  |  | WELCH ALLYN, INC. 10355050 10521127 |  |  | Active |  | 99:99:99:99:99:99 |  | Equipment | PAAR:00-PVAR | 11/02/2019 |  | COOPER UNIVERSITY HOSPITAL |  |  | D605 |  | JOANNA HORST
|  | WELCH ALLYN, INC. | WELCH ALLYN, INC. SURETEMP + 692 |  |  | ANTERPARTUM-INVITRO FERT |  |  | excluded | 06/24/2015 |  |  |  |  | NO | NO |  |  |  |  | WELCH ALLYN, INC. 10355035 11040552 |  |  | Active |  | 99:99:99:99:99:99 |  | Equipment | PAAR:00-PVAR | 11/02/2019 |  | COOPER UNIVERSITY HOSPITAL |  |  | d603 |  | GRACE SVEINBZORNSSON
|  | WELCH ALLYN, INC. | WELCH ALLYN, INC. SURETEMP + 692 |  |  | MATERNAL FETAL CARE UNIT |  |  | excluded | 05/01/2013 |  |  |  |  | NO | NO |  |  |  |  | WELCH ALLYN, INC. 10355013 13141532 |  |  | Active |  | 99:99:99:99:99:99 |  | Equipment | PAAR:00-PVAR | 11/01/2019 |  | COOPER UNIVERSITY HOSPITAL |  |  | D605 | WOT00000000509863 | JOANNA HORST | Disposition | Closed | Gene Amodei | 02/08/2018 | 05/14/2019 | Bulk Disposition CNL
|  | WELCH ALLYN, INC. | WELCH ALLYN, INC. SURETEMP + 692 |  |  | LABOR & DELIVERY |  |  | excluded | 06/24/2015 |  |  |  |  | NO | NO |  |  |  |  | WELCH ALLYN, INC. 10354941 10521523 |  |  | Active |  | 99:99:99:99:99:99 |  | Equipment | PAAR:00-PVAR | 11/01/2019 |  | COOPER UNIVERSITY HOSPITAL |  |  | SUITE 5 |  | JOANNA HORST
|  | WELCH ALLYN, INC. | WELCH ALLYN, INC. SURETEMP + 692 |  |  | KELEMEN 8 PCU |  |  | excluded | 04/01/2014 |  |  |  |  | NO | NO |  |  |  |  | WELCH ALLYN, INC. 10354912 14111285 |  |  | Active |  | 99:99:99:99:99:99 |  | Equipment | PAAR:00-PVAR | 11/02/2019 |  | COOPER UNIVERSITY HOSPITAL |  |  | N8/S8 |  | BYRON WELLS
|  | WELCH ALLYN, INC. | WELCH ALLYN, INC. SURETEMP + 692 |  |  | COOPER CANCER-- EGG HARBOR |  |  | excluded | 10/31/2019 |  |  |  |  | NO | NO |  |  |  |  | WELCH ALLYN, INC. 30212588 |  |  | Active |  | 99:99:99:99:99:99 |  | Equipment | PAAR:00-PVAR | 10/31/2019 | 10/31/2019 | COOPER AMBULATORY OFF-SITES |  |  |  | 0012024156 | VIOLET YACOVELLI | Preventative Maintenance | Closed | Josh Harris | 10/31/2019 | 10/31/2019 | PERFORMANCE ASSURANCE AT INVENTORY | INVENTORIED DEVICE AND ENSURED DEVICE WAS FUNCTIONING PROPERLY. | F6A9E99B-B1BC-45A5-8792-8E45E5FB6FC0 | Labor | 10/31/2019 | 10/31/2019 | Josh Harris
|  | WELCH ALLYN, INC. | WELCH ALLYN, INC. SURETEMP + 692 |  |  | COOPER CANCER-- EGG HARBOR |  |  | excluded | 10/31/2019 |  |  |  |  | NO | NO |  |  |  |  | WELCH ALLYN, INC. 30212587 |  |  | Active |  | 99:99:99:99:99:99 |  | Equipment | PAAR:00-PVAR | 10/31/2019 | 10/31/2019 | COOPER AMBULATORY OFF-SITES |  |  |  | 0012025415 | VIOLET YACOVELLI | Preventative Maintenance | Closed | Josh Harris | 10/31/2019 | 10/31/2019 | PERFORMANCE ASSURANCE AT INVENTORY | INVENTORIED DEVICE AND ENSURED DEVICE WAS FUNCTIONING PROPERLY. | 22756818-54B8-49DB-B210-9C6D911C2682 | Labor | 10/31/2019 | 10/31/2019 | Josh Harris
|  | WELCH ALLYN, INC. | WELCH ALLYN, INC. SURETEMP + 692 |  |  | COOPER CANCER-- EGG HARBOR |  |  | excluded | 10/31/2019 |  |  |  |  | NO | NO |  |  |  |  | WELCH ALLYN, INC. 30212586 |  |  | Active |  | 99:99:99:99:99:99 |  | Equipment | PAAR:00-PVAR | 10/31/2019 | 10/31/2019 | COOPER AMBULATORY OFF-SITES |  |  |  | 0012025423 | VIOLET YACOVELLI | Preventative Maintenance | Closed | Josh Harris | 10/31/2019 | 10/31/2019 | PERFORMANCE ASSURANCE AT INVENTORY | INVENTORIED DEVICE AND ENSURED DEVICE WAS FUNCTIONING PROPERLY. | 793694DE-97EA-4425-83AB-DB6347378967 | Labor | 10/31/2019 | 10/31/2019 | Josh Harris
|  | WELCH ALLYN, INC. | WELCH ALLYN, INC. SURETEMP + 692 |  |  | 3 COOPER-MULTISPECIALTY CENTER |  |  | excluded | 09/10/2015 |  |  |  |  | NO | NO |  |  |  |  | WELCH ALLYN, INC. 10349159 13151396 |  |  | Active |  | 99:99:99:99:99:99 |  | Equipment | PAAR:00-PVAR | 10/31/2019 |  | COOPER AMBULATORY OFF-SITES |  |  | SUITE 104 - MOVES |  | MARGIE OUTLER
|  | WELCH ALLYN, INC. | WELCH ALLYN, INC. SURETEMP + 692 |  |  | EMERGENCY ROOM |  |  | excluded | 10/31/2019 |  |  |  |  | NO | NO |  |  |  |  | WELCH ALLYN, INC. 30212510 14111286 |  |  | Active |  | 99:99:99:99:99:99 |  | Equipment | PAAR:00-PVAR | 10/31/2019 | 10/31/2019 | COOPER UNIVERSITY HOSPITAL |  |  |  | 0011487866 | KAREN GRUBER | Performance Verification | Closed | Bonnie Aichroth | 10/31/2019 | 10/31/2019 | INCOMING INVENTORY | DEVICE INVENTORIED | 113BF41C-BFC6-4E58-8BF0-B0F418541A9C | Labor | 10/31/2019 | 10/31/2019 | Bonnie Aichroth
|  | WELCH ALLYN, INC. | WELCH ALLYN, INC. SURETEMP + 692 |  |  | LABOR & DELIVERY |  |  | excluded | 10/31/2019 |  |  |  |  | NO | NO |  |  |  |  | WELCH ALLYN, INC. 3016242 16221767 |  |  | Active |  | 99:99:99:99:99:99 |  | Equipment | PAAR:00-PVAR | 10/31/2019 | 10/31/2019 | COOPER UNIVERSITY HOSPITAL |  |  |  | 0011494804 | JOANNA HORST | Performance Verification | Closed | Bonnie Aichroth | 10/31/2019 | 10/31/2019 | INCOMING INVENTORY | DEVICE INVENTORIED | 5E39D534-8497-43B3-ABBE-98E4693E76D8 | Labor | 10/31/2019 | 10/31/2019 | Bonnie Aichroth
|  | WELCH ALLYN, INC. | WELCH ALLYN, INC. SURETEMP + 692 |  |  | CCU - CORONARY CARE UNIT |  |  | excluded | 10/31/2019 |  |  |  |  | NO | NO |  |  |  |  | WELCH ALLYN, INC. 30149628 15060760 |  |  | Active |  | 99:99:99:99:99:99 |  | Equipment | PAAR:00-PVAR | 10/31/2019 | 10/31/2019 | COOPER UNIVERSITY HOSPITAL |  |  | TRAUMA ADMIT |  | CAROLYN RUMELL |  |  |  | 10/31/2019 | 10/31/2019 |  |  |  |  | 10/31/2019 | 10/31/2019
|  | WELCH ALLYN, INC. | WELCH ALLYN, INC. SURETEMP + 692 |  |  | CCU - CORONARY CARE UNIT |  |  | excluded | 10/31/2019 |  |  |  |  | NO | NO |  |  |  |  | WELCH ALLYN, INC. 30149625 15060765 |  |  | Active |  | 99:99:99:99:99:99 |  | Equipment | PAAR:00-PVAR | 10/31/2019 | 10/31/2019 | COOPER UNIVERSITY HOSPITAL |  |  | TRAUMA ADMIT |  | CAROLYN RUMELL |  |  |  | 10/31/2019 | 10/31/2019 |  |  |  |  | 10/31/2019 | 10/31/2019
|  | WELCH ALLYN, INC. | WELCH ALLYN, INC. SURETEMP + 692 |  |  | CCU - CORONARY CARE UNIT |  |  | excluded | 10/31/2019 |  |  |  |  | NO | NO |  |  |  |  | WELCH ALLYN, INC. 30149626 15060758 |  |  | Active |  | 99:99:99:99:99:99 |  | Equipment | PAAR:00-PVAR | 10/31/2019 | 10/31/2019 | COOPER UNIVERSITY HOSPITAL |  |  | TRAUMA ADMIT |  | CAROLYN RUMELL |  |  |  | 10/31/2019 | 10/31/2019 |  |  |  |  | 10/31/2019 | 10/31/2019
|  | WELCH ALLYN, INC. | WELCH ALLYN, INC. SURETEMP + 692 |  |  | CCU - CORONARY CARE UNIT |  |  | excluded | 10/31/2019 |  |  |  |  | NO | NO |  |  |  |  | WELCH ALLYN, INC. 30149627 15060761 |  |  | Active |  | 99:99:99:99:99:99 |  | Equipment | PAAR:00-PVAR | 10/31/2019 | 10/31/2019 | COOPER UNIVERSITY HOSPITAL |  |  | TRAUMA ADMIT |  | CAROLYN RUMELL |  |  |  | 10/31/2019 | 10/31/2019 |  |  |  |  | 10/31/2019 | 10/31/2019
|  | WELCH ALLYN, INC. | WELCH ALLYN, INC. SURETEMP + 692 |  |  | CCU - CORONARY CARE UNIT |  |  | excluded | 10/31/2019 |  |  |  |  | NO | NO |  |  |  |  | WELCH ALLYN, INC. 30149624 15060764 |  |  | Active |  | 99:99:99:99:99:99 |  | Equipment | PAAR:00-PVAR | 10/31/2019 | 10/31/2019 | COOPER UNIVERSITY HOSPITAL |  |  | L&D |  | CAROLYN RUMELL |  |  |  | 10/31/2019 | 10/31/2019 |  |  |  |  | 10/31/2019 | 10/31/2019
|  | WELCH ALLYN, INC. | WELCH ALLYN, INC. SURETEMP + 692 |  |  | CCU - CORONARY CARE UNIT |  |  | excluded | 10/31/2019 |  |  |  |  | NO | NO |  |  |  |  | WELCH ALLYN, INC. 30149623 15060753 |  |  | Active |  | 99:99:99:99:99:99 |  | Equipment | PAAR:00-PVAR | 10/31/2019 | 10/31/2019 | COOPER UNIVERSITY HOSPITAL |  |  | L&D |  | CAROLYN RUMELL |  |  |  | 10/31/2019 | 10/31/2019 |  |  |  |  | 10/31/2019 | 10/31/2019
|  | WELCH ALLYN, INC. | WELCH ALLYN, INC. SURETEMP + 692 |  |  | CCU - CORONARY CARE UNIT |  |  | excluded | 10/31/2019 |  |  |  |  | NO | NO |  |  |  |  | WELCH ALLYN, INC. 30149622 15060754 |  |  | Active |  | 99:99:99:99:99:99 |  | Equipment | PAAR:00-PVAR | 10/31/2019 | 10/31/2019 | COOPER UNIVERSITY HOSPITAL |  |  | BIOMED |  | CAROLYN RUMELL |  |  |  | 10/31/2019 | 10/31/2019 |  |  |  |  | 10/31/2019 | 10/31/2019
|  | WELCH ALLYN, INC. | WELCH ALLYN, INC. SURETEMP + 692 |  |  | CCU - CORONARY CARE UNIT |  |  | excluded | 10/31/2019 |  |  |  |  | NO | NO |  |  |  |  | WELCH ALLYN, INC. 30149621 15060767 |  |  | Active |  | 99:99:99:99:99:99 |  | Equipment | PAAR:00-PVAR | 10/31/2019 | 10/31/2019 | COOPER UNIVERSITY HOSPITAL |  |  | ER |  | CAROLYN RUMELL |  |  |  | 10/31/2019 | 10/31/2019 |  |  |  |  | 10/31/2019 | 10/31/2019
|  | WELCH ALLYN, INC. | WELCH ALLYN, INC. SURETEMP + 692 |  |  | CCU - CORONARY CARE UNIT |  |  | excluded | 10/31/2019 |  |  |  |  | NO | NO |  |  |  |  | WELCH ALLYN, INC. 30149620 15060501 |  |  | Active |  | 99:99:99:99:99:99 |  | Equipment | PAAR:00-PVAR | 10/31/2019 | 10/31/2019 | COOPER UNIVERSITY HOSPITAL |  |  | PEDS ER |  | CAROLYN RUMELL |  |  |  | 10/31/2019 | 10/31/2019 |  |  |  |  | 10/31/2019 | 10/31/2019
|  | WELCH ALLYN, INC. | WELCH ALLYN, INC. SURETEMP + 692 |  |  | CCU - CORONARY CARE UNIT |  |  | excluded | 10/31/2019 |  |  |  |  | NO | NO |  |  |  |  | WELCH ALLYN, INC. 30149619 15060768 |  |  | Active |  | 99:99:99:99:99:99 |  | Equipment | PAAR:00-PVAR | 10/31/2019 | 10/31/2019 | COOPER UNIVERSITY HOSPITAL |  |  | CCU 11 |  | CAROLYN RUMELL |  |  |  | 10/31/2019 | 10/31/2019 |  |  |  |  | 10/31/2019 | 10/31/2019
|  | WELCH ALLYN, INC. | WELCH ALLYN, INC. SURETEMP + 692 |  |  | CCU - CORONARY CARE UNIT |  |  | excluded | 10/31/2019 |  |  |  |  | NO | NO |  |  |  |  | WELCH ALLYN, INC. 30149618 15060504 |  |  | Active |  | 99:99:99:99:99:99 |  | Equipment | PAAR:00-PVAR | 10/31/2019 | 10/31/2019 | COOPER UNIVERSITY HOSPITAL |  |  | ccu nurse desk |  | CAROLYN RUMELL |  |  |  | 10/31/2019 | 10/31/2019 |  |  |  |  | 10/31/2019 | 10/31/2019
|  | WELCH ALLYN, INC. | WELCH ALLYN, INC. SURETEMP + 692 |  |  | 3 COOPER-PREADMISSION TESTING |  |  | excluded | 10/31/2019 |  |  |  |  | NO | NO |  |  |  |  | WELCH ALLYN, INC. 30149617 15060763 |  |  | Active |  | 99:99:99:99:99:99 |  | Equipment | PAAR:00-PVAR | 10/31/2019 | 10/31/2019 | COOPER AMBULATORY OFF-SITES |  |  | Suite 116 - Exam 116D |  | Karen Capone |  |  |  | 10/31/2019 | 10/31/2019 |  |  |  |  | 10/31/2019 | 10/31/2019
|  | WELCH ALLYN, INC. | WELCH ALLYN, INC. SURETEMP + 692 |  |  | PAVILION 8 |  |  | excluded | 11/02/2019 |  |  |  |  | NO | NO |  |  |  |  | WELCH ALLYN, INC. 30149590 14290736 |  |  | Active |  | 99:99:99:99:99:99 |  | Equipment | PAAR:00-PVAR | 11/02/2019 | 11/02/2019 | COOPER UNIVERSITY HOSPITAL |  |  | pavilion 8 | WOT00000000510728 | BRIAN OSHAUGHNESSY | Disposition | Closed | Gene Amodei | 11/02/2019 | 11/02/2019 | Bulk Disposition CNL |  |  |  | 11/02/2019 | 11/02/2019
|  | WELCH ALLYN, INC. | WELCH ALLYN, INC. SURETEMP + 692 |  |  | RIPPA CENTER-OB/GYN |  |  | excluded | 10/31/2019 |  |  |  |  | NO | NO |  |  |  |  | WELCH ALLYN, INC. 30149579 15032414 |  |  | Active |  | 99:99:99:99:99:99 |  | Equipment | PAAR:00-PVAR | 10/31/2019 | 10/31/2019 | COOPER AMBULATORY OFF-SITES |  |  |  |  | PATRICIA HUFF |  |  |  | 10/31/2019 | 10/31/2019 |  |  |  |  | 10/31/2019 | 10/31/2019
|  | WELCH ALLYN, INC. | WELCH ALLYN, INC. SURETEMP + 692 |  | NOT KNOWN | KELEMEN 8 PCU |  |  | excluded | 11/01/2019 |  |  |  |  | NO | NO |  |  |  |  | WELCH ALLYN, INC. 30149568 NOT KNOWN |  |  | Active |  | 99:99:99:99:99:99 |  | Equipment | PAAR:00-PVAR | 11/01/2019 | 11/01/2019 | COOPER UNIVERSITY HOSPITAL |  |  | RM 811 | WOT00000000514056 | BYRON WELLS | Disposition | Closed | Michael Youch | 11/01/2019 | 11/01/2019 | Bulk Disposition CNL |  |  |  | 11/01/2019 | 11/01/2019
|  | WELCH ALLYN, INC. | WELCH ALLYN, INC. SURETEMP + 692 |  |  | PAVILION 8 |  |  | excluded | 11/02/2019 |  |  |  |  | NO | NO |  |  |  |  | WELCH ALLYN, INC. 30149573 14290734 |  |  | Active |  | 99:99:99:99:99:99 |  | Equipment | PAAR:00-PVAR | 11/02/2019 | 11/02/2019 | COOPER UNIVERSITY HOSPITAL |  |  | pavilion 8 |  | BRIAN OSHAUGHNESSY |  |  |  | 11/02/2019 | 11/02/2019 |  |  |  |  | 11/02/2019 | 11/02/2019
|  | WELCH ALLYN, INC. | WELCH ALLYN, INC. SURETEMP + 692 |  |  | EMERGENCY ROOM |  |  | excluded | 11/01/2019 |  |  |  |  | NO | NO |  |  |  |  | WELCH ALLYN, INC. 30149570 09011366 |  |  | Active |  | 99:99:99:99:99:99 |  | Equipment | PAAR:00-PVAR | 11/01/2019 | 11/01/2019 | COOPER UNIVERSITY HOSPITAL |  |  | ER | WOT00000000536957 | KAREN GRUBER | Disposition | Closed | Richard Jolly | 11/01/2019 | 11/01/2019 | Bulk Disposition CNL | Notification sent to technician and manager that this CEID has been marked as Could Not Locate (CNL). 33% SLA Warning: Notification sent to technician and manager that this CEID has been marked as Could Not Locate (CNL) for 30 days. 66% SLA Warning: Notification sent to technician and manager that this CEID has been marked as Could Not Locate (CNL) for 60 days. 99% SLA Warning: Notification sent to technician and manager that this CEID has been marked as Could Not Locate (CNL) for 90 days. |  |  | 11/01/2019 | 11/01/2019
|  | WELCH ALLYN, INC. | WELCH ALLYN, INC. SURETEMP + 692 |  |  | TRAUMA ADMIT |  |  | excluded | 11/02/2019 |  |  |  |  | NO | NO |  |  |  |  | WELCH ALLYN, INC. 30149565 09330002 |  |  | Active |  | 99:99:99:99:99:99 |  | Equipment | PAAR:00-PVAR | 11/02/2019 | 11/02/2019 | COOPER UNIVERSITY HOSPITAL |  |  | TRAUMA ADMIT | WOT00000000536956 | Diane Floyd | Disposition | Closed | Richard Jolly | 11/02/2019 | 11/02/2019 | Bulk Disposition CNL | Notification sent to technician and manager that this CEID has been marked as Could Not Locate (CNL). 33% SLA Warning: Notification sent to technician and manager that this CEID has been marked as Could Not Locate (CNL) for 30 days. 66% SLA Warning: Notification sent to technician and manager that this CEID has been marked as Could Not Locate (CNL) for 60 days. 99% SLA Warning: Notification sent to technician and manager that this CEID has been marked as Could Not Locate (CNL) for 90 days. |  |  | 11/02/2019 | 11/02/2019
|  | WELCH ALLYN, INC. | WELCH ALLYN, INC. SURETEMP + 692 |  |  | EMERGENCY ROOM |  |  |  | 11/01/2019 |  |  |  |  | NO | NO |  |  |  |  | WELCH ALLYN, INC. 30149563 09381744 |  |  | Disposition |  | 99:99:99:99:99:99 |  | Equipment | PAAR:00-PVAR | 11/01/2019 | 11/01/2019 | COOPER UNIVERSITY HOSPITAL |  |  | ER |  | KAREN GRUBER |  |  |  | 11/01/2019 | 11/01/2019 |  |  |  |  | 11/01/2019 | 11/01/2019
|  | WELCH ALLYN, INC. | WELCH ALLYN, INC. SURETEMP + 692 |  |  | EMERGENCY ROOM |  |  | excluded | 11/02/2019 |  |  |  |  | NO | NO |  |  |  |  | WELCH ALLYN, INC. 30149560 14130918 |  |  | Active |  | 99:99:99:99:99:99 |  | Equipment | PAAR:00-PVAR | 11/02/2019 | 11/02/2019 | COOPER UNIVERSITY HOSPITAL |  |  | ER | WOT00000000510621 | KAREN GRUBER | Disposition | Closed | Richard Jolly | 11/02/2019 | 11/02/2019 | Bulk Disposition CNL |  |  |  | 11/02/2019 | 11/02/2019
|  | WELCH ALLYN, INC. | WELCH ALLYN, INC. SURETEMP + 692 |  |  | EMERGENCY ROOM |  |  | excluded | 11/02/2019 |  |  |  |  | NO | NO |  |  |  |  | WELCH ALLYN, INC. 30149559 09480498 |  |  | Active |  | 99:99:99:99:99:99 |  | Equipment | PAAR:00-PVAR | 11/02/2019 | 11/02/2019 | COOPER UNIVERSITY HOSPITAL |  |  | EMERGENCY DEPARTMENT |  | KAREN GRUBER |  |  |  | 11/02/2019 | 11/02/2019 |  |  |  |  | 11/02/2019 | 11/02/2019
|  | WELCH ALLYN, INC. | WELCH ALLYN, INC. SURETEMP + 692 |  |  | EMERGENCY ROOM |  |  | excluded | 11/01/2019 |  |  |  |  | NO | NO |  |  |  |  | WELCH ALLYN, INC. 30149557 13160942 |  |  | Active |  | 99:99:99:99:99:99 |  | Equipment | PAAR:00-PVAR | 11/01/2019 | 11/01/2019 | COOPER UNIVERSITY HOSPITAL |  |  | ER | WOT00000000509884 | KAREN GRUBER | Disposition | Closed | Richard Jolly | 11/01/2019 | 11/01/2019 | Bulk Disposition CNL |  |  |  | 11/01/2019 | 11/01/2019
|  | WELCH ALLYN, INC. | WELCH ALLYN, INC. SURETEMP + 692 |  |  | EMERGENCY ROOM |  |  | excluded | 11/02/2019 |  |  |  |  | NO | NO |  |  |  |  | WELCH ALLYN, INC. 30149558 12203383 |  |  | Active |  | 99:99:99:99:99:99 |  | Equipment | PAAR:00-PVAR | 11/02/2019 | 11/02/2019 | COOPER UNIVERSITY HOSPITAL |  |  | ER |  | KAREN GRUBER |  |  |  | 11/02/2019 | 11/02/2019 |  |  |  |  | 11/02/2019 | 11/02/2019
|  | WELCH ALLYN, INC. | WELCH ALLYN, INC. SURETEMP + 692 |  |  | EMERGENCY ROOM |  |  | excluded | 11/02/2019 |  |  |  |  | NO | NO |  |  |  |  | WELCH ALLYN, INC. 30149554 13051758 |  |  | Active |  | 99:99:99:99:99:99 |  | Equipment | PAAR:00-PVAR | 11/02/2019 | 11/02/2019 | COOPER UNIVERSITY HOSPITAL |  |  | ER | WOT00000000509717 | KAREN GRUBER | Disposition | Closed | Richard Jolly | 11/02/2019 | 11/02/2019 | Bulk Disposition CNL |  |  |  | 11/02/2019 | 11/02/2019
|  | WELCH ALLYN, INC. | WELCH ALLYN, INC. SURETEMP + 692 |  |  | EMERGENCY ROOM |  |  | excluded | 11/02/2019 |  |  |  |  | NO | NO |  |  |  |  | WELCH ALLYN, INC. 30149556 13161220 |  |  | Active |  | 99:99:99:99:99:99 |  | Equipment | PAAR:00-PVAR | 11/02/2019 | 11/02/2019 | COOPER UNIVERSITY HOSPITAL |  |  | ER | WOT00000000509886 | KAREN GRUBER | Disposition | Closed | Richard Jolly | 11/02/2019 | 11/02/2019 | Bulk Disposition CNL |  |  |  | 11/02/2019 | 11/02/2019
|  | WELCH ALLYN, INC. | WELCH ALLYN, INC. SURETEMP + 692 |  |  | EMERGENCY ROOM |  |  | excluded | 11/01/2019 |  |  |  |  | NO | NO |  |  |  |  | WELCH ALLYN, INC. 30149555 13051737 |  |  | Active |  | 99:99:99:99:99:99 |  | Equipment | PAAR:00-PVAR | 11/01/2019 | 11/01/2019 | COOPER UNIVERSITY HOSPITAL |  |  | ER | WOT00000000509710 | KAREN GRUBER | Disposition | Closed | Richard Jolly | 11/01/2019 | 11/01/2019 | Bulk Disposition CNL |  |  |  | 11/01/2019 | 11/01/2019
|  | WELCH ALLYN, INC. | WELCH ALLYN, INC. SURETEMP + 692 |  |  | EMERGENCY ROOM |  |  | excluded | 11/01/2019 |  |  |  |  | NO | NO |  |  |  |  | WELCH ALLYN, INC. 30149553 13051744 |  |  | Active |  | 99:99:99:99:99:99 |  | Equipment | PAAR:00-PVAR | 11/01/2019 | 11/01/2019 | COOPER UNIVERSITY HOSPITAL |  |  | ER | WOT00000000509712 | KAREN GRUBER | Disposition | Closed | Richard Jolly | 11/01/2019 | 11/01/2019 | Bulk Disposition CNL |  |  |  | 11/01/2019 | 11/01/2019
|  | WELCH ALLYN, INC. | WELCH ALLYN, INC. SURETEMP + 692 |  |  | EMERGENCY ROOM |  |  | excluded | 11/02/2019 |  |  |  |  | NO | NO |  |  |  |  | WELCH ALLYN, INC. 30149552 13051740 |  |  | Active |  | 99:99:99:99:99:99 |  | Equipment | PAAR:00-PVAR | 11/02/2019 | 11/02/2019 | COOPER UNIVERSITY HOSPITAL |  |  | EMERGENCY DEPARTMENT | WOT00000000509711 | KAREN GRUBER | Disposition | Closed | Richard Jolly | 11/02/2019 | 11/02/2019 | Bulk Disposition CNL |  |  |  | 11/02/2019 | 11/02/2019
|  | WELCH ALLYN, INC. | WELCH ALLYN, INC. SURETEMP + 692 |  |  | EMERGENCY ROOM |  |  | excluded | 11/02/2019 |  |  |  |  | NO | NO |  |  |  |  | WELCH ALLYN, INC. 30149551 13051746 |  |  | Active |  | 99:99:99:99:99:99 |  | Equipment | PAAR:00-PVAR | 11/02/2019 | 11/02/2019 | COOPER UNIVERSITY HOSPITAL |  |  | ER | WOT00000000509713 | KAREN GRUBER | Disposition | Closed | Richard Jolly | 11/02/2019 | 11/02/2019 | Bulk Disposition CNL |  |  |  | 11/02/2019 | 11/02/2019
|  | WELCH ALLYN, INC. | WELCH ALLYN, INC. SURETEMP + 692 |  |  | EMERGENCY ROOM |  |  | excluded | 11/01/2019 |  |  |  |  | NO | NO |  |  |  |  | WELCH ALLYN, INC. 30149544 11271777 |  |  | Active |  | 99:99:99:99:99:99 |  | Equipment | PAAR:00-PVAR | 11/01/2019 | 11/01/2019 | COOPER UNIVERSITY HOSPITAL |  |  | PEDI ER |  | KAREN GRUBER |  |  |  | 11/01/2019 | 11/01/2019 |  |  |  |  | 11/01/2019 | 11/01/2019
|  | WELCH ALLYN, INC. | WELCH ALLYN, INC. SURETEMP + 692 |  |  | EMERGENCY ROOM |  |  | excluded | 11/01/2019 |  |  |  |  | NO | NO |  |  |  |  | WELCH ALLYN, INC. 30149543 13260100 |  |  | Active |  | 99:99:99:99:99:99 |  | Equipment | PAAR:00-PVAR | 11/01/2019 | 11/01/2019 | COOPER UNIVERSITY HOSPITAL |  |  | PED ER | WOT00000000509967 | KAREN GRUBER | Disposition | Closed | Richard Jolly | 11/01/2019 | 11/01/2019 | Bulk Disposition CNL |  |  |  | 11/01/2019 | 11/01/2019
|  | WELCH ALLYN, INC. | WELCH ALLYN, INC. SURETEMP + 692 |  |  | EMERGENCY ROOM |  |  | excluded | 11/02/2019 |  |  |  |  | NO | NO |  |  |  |  | WELCH ALLYN, INC. 30149538 09480487 |  |  | Active |  | 99:99:99:99:99:99 |  | Equipment | PAAR:00-PVAR | 11/02/2019 | 11/02/2019 | COOPER UNIVERSITY HOSPITAL |  |  | EMERGENCY DEPARTMENT |  | KAREN GRUBER |  |  |  | 11/02/2019 | 11/02/2019 |  |  |  |  | 11/02/2019 | 11/02/2019
|  | WELCH ALLYN, INC. | WELCH ALLYN, INC. SURETEMP + 692 |  |  | CDU - CLINICAL DECISION UNIT-9 KELEMEN |  |  | excluded | 11/02/2019 |  |  |  |  | NO | NO |  |  |  |  | WELCH ALLYN, INC. 30149534 11021725 |  |  | Active |  | 99:99:99:99:99:99 |  | Equipment | PAAR:00-PVAR | 11/02/2019 | 11/02/2019 | COOPER UNIVERSITY HOSPITAL |  |  | 1st floor |  | KAREN GRUBER |  |  |  | 11/02/2019 | 11/02/2019 |  |  |  |  | 11/02/2019 | 11/02/2019
|  | WELCH ALLYN, INC. | WELCH ALLYN, INC. SURETEMP + 692 |  |  | TRAUMA ICU |  |  | excluded | 11/02/2019 |  |  |  |  | NO | NO |  |  |  |  | WELCH ALLYN, INC. 30146492 07165046 |  |  | Active |  | 99:99:99:99:99:99 |  | Equipment | PAAR:00-PVAR | 11/02/2019 | 11/02/2019 | COOPER UNIVERSITY HOSPITAL |  |  | TRAUMA ICU |  | Diane Floyd |  |  |  | 11/02/2019 | 11/02/2019 |  |  |  |  | 11/02/2019 | 11/02/2019
|  | WELCH ALLYN, INC. | WELCH ALLYN, INC. SURETEMP + 692 |  |  | MATERNAL FETAL CARE UNIT |  |  | excluded | 05/01/2013 |  |  |  |  | NO | NO |  |  |  |  | WELCH ALLYN, INC. 10347673 13151378 |  |  | Active |  | 99:99:99:99:99:99 |  | Equipment | PAAR:00-PVAR | 11/02/2019 |  | COOPER UNIVERSITY HOSPITAL |  |  | labor and delivery 1 |  | JOANNA HORST
|  | WELCH ALLYN, INC. | WELCH ALLYN, INC. SURETEMP + 692 |  |  | TRAUMA ICU |  |  | excluded | 10/31/2019 |  |  |  |  | NO | NO |  |  |  |  | WELCH ALLYN, INC. 30146437 16282327 |  |  | Active |  | 99:99:99:99:99:99 |  | Equipment | PAAR:00-PVAR | 10/31/2019 | 10/31/2019 | COOPER UNIVERSITY HOSPITAL |  |  |  |  | Diane Floyd |  |  |  | 10/31/2019 | 10/31/2019 |  |  |  |  | 10/31/2019 | 10/31/2019
|  | WELCH ALLYN, INC. | WELCH ALLYN, INC. SURETEMP + 692 |  |  | TRAUMA ICU |  |  | excluded | 10/31/2019 |  |  |  |  | NO | NO |  |  |  |  | WELCH ALLYN, INC. 30146436 16211499 |  |  | Active |  | 99:99:99:99:99:99 |  | Equipment | PAAR:00-PVAR | 10/31/2019 | 10/31/2019 | COOPER UNIVERSITY HOSPITAL |  |  |  |  | Diane Floyd |  |  |  | 10/31/2019 | 10/31/2019 |  |  |  |  | 10/31/2019 | 10/31/2019
|  | WELCH ALLYN, INC. | WELCH ALLYN, INC. SURETEMP + 692 |  |  | AUDUBON URGENT CARE |  |  | excluded | 10/31/2019 |  |  |  |  | NO | NO |  |  |  |  | WELCH ALLYN, INC. 30146361 13251666 |  |  | Active |  | 99:99:99:99:99:99 |  | Equipment | PAAR:00-PVAR | 10/31/2019 | 10/31/2019 | COOPER AMBULATORY OFF-SITES |  |  |  |  | MELISSA PORTOBANCO |  |  |  | 10/31/2019 | 10/31/2019 |  |  |  |  | 10/31/2019 | 10/31/2019
|  | WELCH ALLYN, INC. | WELCH ALLYN, INC. SURETEMP + 692 |  |  | PAVILION 8 |  |  | excluded | 11/02/2019 |  |  |  |  | NO | NO |  |  |  |  | WELCH ALLYN, INC. 30144987 141290770 |  |  | Active |  | 99:99:99:99:99:99 |  | Equipment | PAAR:00-PVAR | 11/02/2019 | 11/02/2019 | COOPER UNIVERSITY HOSPITAL |  |  | pavillion 8 |  | BRIAN OSHAUGHNESSY |  |  |  | 11/02/2019 | 11/02/2019 |  |  |  |  | 11/02/2019 | 11/02/2019
|  | WELCH ALLYN, INC. | WELCH ALLYN, INC. SURETEMP + 692 |  |  | TRAUMA ICU |  |  | excluded | 11/02/2019 |  |  |  |  | NO | NO |  |  |  |  | WELCH ALLYN, INC. 30144966 09330007 |  |  | Active |  | 99:99:99:99:99:99 |  | Equipment | PAAR:00-PVAR | 11/02/2019 | 11/02/2019 | COOPER UNIVERSITY HOSPITAL |  |  | TICU Bed 10 | WOT00000000536949 | Diane Floyd | Disposition | Closed | Richard Jolly | 11/02/2019 | 11/02/2019 | Bulk Disposition CNL | Notification sent to technician and manager that this CEID has been marked as Could Not Locate (CNL). 33% SLA Warning: Notification sent to technician and manager that this CEID has been marked as Could Not Locate (CNL) for 30 days. 66% SLA Warning: Notification sent to technician and manager that this CEID has been marked as Could Not Locate (CNL) for 60 days. 99% SLA Warning: Notification sent to technician and manager that this CEID has been marked as Could Not Locate (CNL) for 90 days. |  |  | 11/02/2019 | 11/02/2019
|  | WELCH ALLYN, INC. | WELCH ALLYN, INC. SURETEMP + 692 |  |  | VOORHEES PEDIATRICS |  |  | excluded | 01/18/2012 |  |  |  |  | NO | NO |  |  |  |  | WELCH ALLYN, INC. 10347016 11511735 |  |  | Active |  | 99:99:99:99:99:99 |  | Equipment | PAAR:00-PVAR | 11/02/2019 |  | COOPER AMBULATORY OFF-SITES |  |  | PEDS CENTER 6400 MAIN |  | MAUREEN OBRIEN
|  | WELCH ALLYN, INC. | WELCH ALLYN, INC. SURETEMP + 692 |  |  | 3 COOPER - MEDICINE DEPARTMENT |  |  | excluded | 10/06/2014 |  |  |  |  | NO | NO |  |  |  |  | WELCH ALLYN, INC. 10346986 14251274 |  |  | Active |  | 99:99:99:99:99:99 |  | Equipment | PAAR:00-PVAR | 11/02/2019 |  | COOPER AMBULATORY OFF-SITES |  |  | Suite 215 - Nurses Station Cabin |  | NANCY LOUIS
|  | WELCH ALLYN, INC. | WELCH ALLYN, INC. SURETEMP + 692 |  |  | 3 COOPER - MEDICINE DEPARTMENT |  |  | excluded | 11/14/2014 |  |  |  |  | NO | NO |  |  |  |  | WELCH ALLYN, INC. 10346985 16399111 |  |  | Active |  | 99:99:99:99:99:99 |  | Equipment | PAAR:00-PVAR | 11/02/2019 |  | COOPER AMBULATORY OFF-SITES |  |  | SUITE 215 - MOVES |  | NANCY LOUIS
|  | WELCH ALLYN, INC. | WELCH ALLYN, INC. SURETEMP + 692 |  |  | CDU - CLINICAL DECISION UNIT-9 KELEMEN |  |  | excluded | 04/12/2011 |  |  |  |  | NO | NO |  |  |  |  | WELCH ALLYN, INC. 10346968 11123296 |  |  | Active |  | 99:99:99:99:99:99 |  | Equipment | PAAR:00-PVAR | 11/02/2019 |  | COOPER UNIVERSITY HOSPITAL |  |  | CDU | WOT00000000508292 | KAREN GRUBER | Disposition | Closed | Richard Jolly | 02/08/2018 | 05/15/2019 | Bulk Disposition CNL
|  | WELCH ALLYN, INC. | WELCH ALLYN, INC. SURETEMP + 692 |  |  | 3 COOPER - MEDICINE DEPARTMENT |  |  | excluded | 10/06/2014 |  |  |  |  | NO | NO |  |  |  |  | WELCH ALLYN, INC. 10346927 13431724 |  |  | Active |  | 99:99:99:99:99:99 |  | Equipment | PAAR:00-PVAR | 11/02/2019 |  | COOPER AMBULATORY OFF-SITES |  |  | Suite 215 - Nurses Station Cabin |  | NANCY LOUIS
|  | WELCH ALLYN, INC. | WELCH ALLYN, INC. SURETEMP + 692 |  |  | 3 COOPER - MEDICINE DEPARTMENT |  |  | excluded | 10/06/2014 |  |  |  |  | NO | NO |  |  |  |  | WELCH ALLYN, INC. 10346907 14251273 |  |  | Active |  | 99:99:99:99:99:99 |  | Equipment | PAAR:00-PVAR | 11/02/2019 |  | COOPER AMBULATORY OFF-SITES |  |  | Suite 215 - Nurses Station Cabin |  | NANCY LOUIS
|  | WELCH ALLYN, INC. | WELCH ALLYN, INC. SURETEMP + 692 |  |  | BRACHFIELD MEDICAL ASSOCIATES-MEDICINE |  |  | excluded | 11/02/2019 |  |  |  |  | NO | NO |  |  |  |  | WELCH ALLYN, INC. 30144709 14331796 |  |  | Active |  | 99:99:99:99:99:99 |  | Equipment | PAAR:00-PVAR | 11/02/2019 | 11/02/2019 | COOPER AMBULATORY OFF-SITES |  |  | ENDO - Holding |  | CATHY CRAWFORD |  |  |  | 11/02/2019 | 11/02/2019 |  |  |  |  | 11/02/2019 | 11/02/2019
|  | WELCH ALLYN, INC. | WELCH ALLYN, INC. SURETEMP + 692 |  |  | BRACHFIELD MEDICAL ASSOCIATES-MEDICINE |  |  | excluded | 11/02/2019 |  |  |  |  | NO | NO |  |  |  |  | WELCH ALLYN, INC. 30144705 14321940 |  |  | Active |  | 99:99:99:99:99:99 |  | Equipment | PAAR:00-PVAR | 11/02/2019 | 11/02/2019 | COOPER AMBULATORY OFF-SITES |  |  | ENDO - Holding |  | CATHY CRAWFORD |  |  |  | 11/02/2019 | 11/02/2019 |  |  |  |  | 11/02/2019 | 11/02/2019
|  | WELCH ALLYN, INC. | WELCH ALLYN, INC. SURETEMP + 692 |  |  | WILLINGBORO COOPER UNIVERSITY PHYSICIANS |  |  | excluded | 11/02/2019 |  |  |  |  | NO | NO |  |  |  |  | WELCH ALLYN, INC. 30144700 09500290 |  |  | Active |  | 99:99:99:99:99:99 |  | Equipment | PAAR:00-PVAR | 11/02/2019 | 11/02/2019 | COOPER AMBULATORY OFF-SITES |  |  | INT MED NURSE STAT 138 |  | PATTY LEWIS |  |  |  | 11/02/2019 | 11/02/2019 |  |  |  |  | 11/02/2019 | 11/02/2019
|  | WELCH ALLYN, INC. | WELCH ALLYN, INC. SURETEMP + 692 |  |  | BRACHFIELD MEDICAL ASSOCIATES-MEDICINE |  |  | excluded | 11/01/2019 |  |  |  |  | NO | NO |  |  |  |  | WELCH ALLYN, INC. 30144690 11100929 |  |  | Active |  | 99:99:99:99:99:99 |  | Equipment | PAAR:00-PVAR | 11/01/2019 | 11/01/2019 | COOPER AMBULATORY OFF-SITES |  |  | A Nurses Station |  | CATHY CRAWFORD |  |  |  | 11/01/2019 | 11/01/2019 |  |  |  |  | 11/01/2019 | 11/01/2019
|  | WELCH ALLYN, INC. | WELCH ALLYN, INC. SURETEMP + 692 |  |  | GLOUCESTER-MEDICINE |  |  |  | 11/02/2019 |  |  |  |  | NO | NO |  |  |  |  | WELCH ALLYN, INC. 30144670 14470243 |  |  | Disposition |  |  |  | Equipment | PAAR:00-PVAR | 11/02/2019 | 11/02/2019 | COOPER AMBULATORY OFF-SITES |  |  | DISPOSITION |  | KELLIE STOUT |  |  |  | 11/02/2019 | 11/02/2019 |  |  |  |  | 11/02/2019 | 11/02/2019
|  | WELCH ALLYN, INC. | WELCH ALLYN, INC. SURETEMP + 692 |  |  | BUNKER HILL-PEDIATRICS |  |  | excluded | 11/02/2019 |  |  |  |  | NO | NO |  |  |  |  | WELCH ALLYN, INC. 30144662 12090162 |  |  | Active |  | 99:99:99:99:99:99 |  | Equipment | PAAR:00-PVAR | 11/02/2019 | 11/02/2019 | COOPER AMBULATORY OFF-SITES |  |  | NURSE STAT NXT TO EXAM 2 |  | MAUREEN OBRIEN |  |  |  | 11/02/2019 | 11/02/2019 |  |  |  |  | 11/02/2019 | 11/02/2019
|  | WELCH ALLYN, INC. | WELCH ALLYN, INC. SURETEMP + 692 |  |  | BUNKER HILL-PEDIATRICS |  |  | excluded | 11/02/2019 |  |  |  |  | NO | NO |  |  |  |  | WELCH ALLYN, INC. 30144663 14171170 |  |  | Active |  | 99:99:99:99:99:99 |  | Equipment | PAAR:00-PVAR | 11/02/2019 | 11/02/2019 | COOPER AMBULATORY OFF-SITES |  |  | NURSE STATION |  | MAUREEN OBRIEN |  |  |  | 11/02/2019 | 11/02/2019 |  |  |  |  | 11/02/2019 | 11/02/2019
|  | WELCH ALLYN, INC. | WELCH ALLYN, INC. SURETEMP + 692 |  |  | BUNKER HILL-PEDIATRICS |  |  | excluded | 11/02/2019 |  |  |  |  | NO | NO |  |  |  |  | WELCH ALLYN, INC. 30144661 14171167 |  |  | Active |  | 99:99:99:99:99:99 |  | Equipment | PAAR:00-PVAR | 11/02/2019 | 11/02/2019 | COOPER AMBULATORY OFF-SITES |  |  | nurse stat |  | MAUREEN OBRIEN |  |  |  | 11/02/2019 | 11/02/2019 |  |  |  |  | 11/02/2019 | 11/02/2019
|  | WELCH ALLYN, INC. | WELCH ALLYN, INC. SURETEMP + 692 |  |  | BUNKER HILL-INTERNAL MEDICINE |  |  | excluded | 11/02/2019 |  |  |  |  | NO | NO |  |  |  |  | WELCH ALLYN, INC. 30144660 12362211 |  |  | Active |  | 99:99:99:99:99:99 |  | Equipment | PAAR:00-PVAR | 11/02/2019 | 11/02/2019 | COOPER AMBULATORY OFF-SITES |  |  | MOVES |  | SUSAN BABCOCK |  |  |  | 11/02/2019 | 11/02/2019 |  |  |  |  | 11/02/2019 | 11/02/2019
|  | WELCH ALLYN, INC. | WELCH ALLYN, INC. SURETEMP + 692 |  |  | BUNKER HILL-INTERNAL MEDICINE |  |  | excluded | 11/02/2019 |  |  |  |  | NO | NO |  |  |  |  | WELCH ALLYN, INC. 30144659 14442821 |  |  | Active |  | 99:99:99:99:99:99 |  | Equipment | PAAR:00-PVAR | 11/02/2019 | 11/02/2019 | COOPER AMBULATORY OFF-SITES |  |  | MOVES |  | SUSAN BABCOCK |  |  |  | 11/02/2019 | 11/02/2019 |  |  |  |  | 11/02/2019 | 11/02/2019
|  | WELCH ALLYN, INC. | WELCH ALLYN, INC. SURETEMP + 692 |  |  | BUNKER HILL-INTERNAL MEDICINE |  |  | excluded | 11/02/2019 |  |  |  |  | NO | NO |  |  |  |  | WELCH ALLYN, INC. 30144658 12403149 |  |  | Active |  | 99:99:99:99:99:99 |  | Equipment | PAAR:00-PVAR | 11/02/2019 | 11/02/2019 | COOPER AMBULATORY OFF-SITES |  |  | MOVES |  | SUSAN BABCOCK |  |  |  | 11/02/2019 | 11/02/2019 |  |  |  |  | 11/02/2019 | 11/02/2019
|  | WELCH ALLYN, INC. | WELCH ALLYN, INC. SURETEMP + 692 |  |  | BUNKER HILL-INTERNAL MEDICINE |  |  | excluded | 11/02/2019 |  |  |  |  | NO | NO |  |  |  |  | WELCH ALLYN, INC. 30144655 15051098 |  |  | Active |  | 99:99:99:99:99:99 |  | Equipment | PAAR:00-PVAR | 11/02/2019 | 11/02/2019 | COOPER AMBULATORY OFF-SITES |  |  | MOVES |  | SUSAN BABCOCK |  |  |  | 11/02/2019 | 11/02/2019 |  |  |  |  | 11/02/2019 | 11/02/2019
|  | WELCH ALLYN, INC. | WELCH ALLYN, INC. SURETEMP + 692 |  |  | BUNKER HILL-INTERNAL MEDICINE |  |  | excluded | 11/02/2019 |  |  |  |  | NO | NO |  |  |  |  | WELCH ALLYN, INC. 30144656 12411089 |  |  | Active |  | 99:99:99:99:99:99 |  | Equipment | PAAR:00-PVAR | 11/02/2019 | 11/02/2019 | COOPER AMBULATORY OFF-SITES |  |  | MOVES |  | SUSAN BABCOCK |  |  |  | 11/02/2019 | 11/02/2019 |  |  |  |  | 11/02/2019 | 11/02/2019
|  | WELCH ALLYN, INC. | WELCH ALLYN, INC. SURETEMP + 692 |  |  | BUNKER HILL-INTERNAL MEDICINE |  |  | excluded | 11/02/2019 |  |  |  |  | NO | NO |  |  |  |  | WELCH ALLYN, INC. 30144654 12362148 |  |  | Active |  | 99:99:99:99:99:99 |  | Equipment | PAAR:00-PVAR | 11/02/2019 | 11/02/2019 | COOPER AMBULATORY OFF-SITES |  |  | MOVES |  | SUSAN BABCOCK |  |  |  | 11/02/2019 | 11/02/2019 |  |  |  |  | 11/02/2019 | 11/02/2019
|  | WELCH ALLYN, INC. | WELCH ALLYN, INC. SURETEMP + 692 |  |  | CARDIAC CATH LAB |  |  | excluded | 11/02/2019 |  |  |  |  | NO | NO |  |  |  |  | WELCH ALLYN, INC. 30144386 09390446 |  |  | Active |  | 99:99:99:99:99:99 |  | Equipment | PAAR:00-PVAR | 11/02/2019 | 11/02/2019 | COOPER UNIVERSITY HOSPITAL |  |  | CCL - Moves | WOT00000002885283 | LINDA BEAN | Repair | Closed | Stephen Zubrzycki | 11/02/2019 | 11/02/2019 | cover won't snap on the probe | Analyzed unit. Probe was defective. Replaced probe with Cooper stock and ordered a new one and charged CCL | EXP3132315 | Labor | 11/02/2019 | 11/02/2019 | Stephen Zubrzycki
|  | WELCH ALLYN, INC. | WELCH ALLYN, INC. SURETEMP + 692 |  |  | CARDIAC CATH LAB |  |  |  | 11/02/2019 |  |  |  |  | NO | NO |  |  |  |  | WELCH ALLYN, INC. 30144384 09390388 |  |  | Disposition |  | 99:99:99:99:99:99 |  | Equipment | PAAR:00-PVAR | 11/02/2019 | 11/02/2019 | COOPER UNIVERSITY HOSPITAL |  |  | CNL | WOT00000000944084 | LINDA BEAN | Disposition | Closed | Stephen Zubrzycki | 11/02/2019 | 11/02/2019 | Equipment Disposition | CNL unit for past 2 years. Inactivating unit | EXP0603431 | Labor | 11/02/2019 | 11/02/2019 | Stephen Zubrzycki
|  | WELCH ALLYN, INC. | WELCH ALLYN, INC. SURETEMP + 692 |  |  | MED/SURG 6 PAVILION |  |  | excluded | 11/02/2019 |  |  |  |  | NO | NO |  |  |  |  | WELCH ALLYN, INC. 30144378 14093417 |  |  | Active |  | 99:99:99:99:99:99 |  | Equipment | PAAR:00-PVAR | 11/02/2019 | 11/02/2019 | COOPER UNIVERSITY HOSPITAL |  |  | PAV 6 | WOT00000002204220 | BRIAN OSHAUGHNESSY | Disposition | Closed | Michael Youch | 11/02/2019 | 11/02/2019 | Bulk Disposition CNL |  |  |  | 11/02/2019 | 11/02/2019
|  | WELCH ALLYN, INC. | WELCH ALLYN, INC. SURETEMP + 692 |  |  | NEURO/ORTHO/MEDSURG/7 PAV |  |  | excluded | 11/02/2019 |  |  |  |  | NO | NO |  |  |  |  | WELCH ALLYN, INC. 30144365 14093504 |  |  | Active |  | 99:99:99:99:99:99 |  | Equipment | PAAR:00-PVAR | 11/02/2019 | 11/02/2019 | COOPER UNIVERSITY HOSPITAL |  |  | PAV 6 - med room | WOT00000000510486 | Pam Young | Disposition | Closed | Gene Amodei | 11/02/2019 | 11/02/2019 | Bulk Disposition CNL |  |  |  | 11/02/2019 | 11/02/2019
|  | WELCH ALLYN, INC. | WELCH ALLYN, INC. SURETEMP + 692 |  |  | NEURO/ORTHO/MEDSURG/7 PAV |  |  | excluded | 11/02/2019 |  |  |  |  | NO | NO |  |  |  |  | WELCH ALLYN, INC. 30144364 14093477 |  |  | Active |  | 99:99:99:99:99:99 |  | Equipment | PAAR:00-PVAR | 11/02/2019 | 11/02/2019 | COOPER UNIVERSITY HOSPITAL |  |  | PAV 7 - med room | WOT00000000510485 | Pam Young | Disposition | Closed | Gene Amodei | 11/02/2019 | 11/02/2019 | Bulk Disposition CNL |  |  |  | 11/02/2019 | 11/02/2019
|  | WELCH ALLYN, INC. | WELCH ALLYN, INC. SURETEMP + 692 |  |  | CARDIAC CATH LAB |  |  | excluded | 11/02/2019 |  |  |  |  | NO | NO |  |  |  |  | WELCH ALLYN, INC. 30144329 07150891 |  |  | Active |  | 99:99:99:99:99:99 |  | Equipment | PAAR:00-PVAR | 11/02/2019 | 11/02/2019 | COOPER UNIVERSITY HOSPITAL |  |  | CCL - Moves | WOT00000000536944 | LINDA BEAN | Disposition | Closed | Zhan Kiselev | 11/02/2019 | 11/02/2019 | Bulk Disposition CNL | Notification sent to technician and manager that this CEID has been marked as Could Not Locate (CNL). 33% SLA Warning: Notification sent to technician and manager that this CEID has been marked as Could Not Locate (CNL) for 30 days. 66% SLA Warning: Notification sent to technician and manager that this CEID has been marked as Could Not Locate (CNL) for 60 days. 99% SLA Warning: Notification sent to technician and manager that this CEID has been marked as Could Not Locate (CNL) for 90 days. |  |  | 11/02/2019 | 11/02/2019
|  | WELCH ALLYN, INC. | WELCH ALLYN, INC. SURETEMP + 692 |  |  | TRAUMA ADMIT |  |  | excluded | 11/02/2019 |  |  |  |  | NO | NO |  |  |  |  | WELCH ALLYN, INC. 30144328 10060624 |  |  | Active |  | 99:99:99:99:99:99 |  | Equipment | PAAR:00-PVAR | 11/02/2019 | 11/02/2019 | COOPER UNIVERSITY HOSPITAL |  |  | TICU |  | Diane Floyd |  |  |  | 11/02/2019 | 11/02/2019 |  |  |  |  | 11/02/2019 | 11/02/2019
|  | WELCH ALLYN, INC. | WELCH ALLYN, INC. SURETEMP + 692 |  |  | TRAUMA ADMIT |  |  | excluded | 11/02/2019 |  |  |  |  | NO | NO |  |  |  |  | WELCH ALLYN, INC. 30144327 09230532 |  |  | Active |  | 99:99:99:99:99:99 |  | Equipment | PAAR:00-PVAR | 11/02/2019 | 11/02/2019 | COOPER UNIVERSITY HOSPITAL |  |  | bed 16 | WOT00000000536943 | Diane Floyd | Disposition | Closed | Richard Jolly | 11/02/2019 | 11/02/2019 | Bulk Disposition CNL | Notification sent to technician and manager that this CEID has been marked as Could Not Locate (CNL). 33% SLA Warning: Notification sent to technician and manager that this CEID has been marked as Could Not Locate (CNL) for 30 days. 66% SLA Warning: Notification sent to technician and manager that this CEID has been marked as Could Not Locate (CNL) for 60 days. 99% SLA Warning: Notification sent to technician and manager that this CEID has been marked as Could Not Locate (CNL) for 90 days. |  |  | 11/02/2019 | 11/02/2019
|  | WELCH ALLYN, INC. | WELCH ALLYN, INC. SURETEMP + 692 |  |  | EMERGENCY ROOM |  |  | excluded | 11/02/2019 |  |  |  |  | NO | NO |  |  |  |  | WELCH ALLYN, INC. 30144053 14130907 |  |  | Active |  | 99:99:99:99:99:99 |  | Equipment | PAAR:00-PVAR | 11/02/2019 | 11/02/2019 | COOPER UNIVERSITY HOSPITAL |  |  | Rm 28 |  | KAREN GRUBER |  |  |  | 11/02/2019 | 11/02/2019 |  |  |  |  | 11/02/2019 | 11/02/2019
|  | WELCH ALLYN, INC. | WELCH ALLYN, INC. SURETEMP + 692 |  |  | COOPER CANCER CENTER-MULTIDISCIPLINARY CLINIC |  |  | excluded | 11/02/2019 |  |  |  |  | NO | NO |  |  |  |  | WELCH ALLYN, INC. 30143612 12152782 |  |  | Active |  | 99:99:99:99:99:99 |  | Equipment | PAAR:00-PVAR | 11/02/2019 | 11/02/2019 | COOPER AMBULATORY OFF-SITES |  |  | MULTI DISC - MOVES |  | ROXANNE BERGER |  |  |  | 11/02/2019 | 11/02/2019 |  |  |  |  | 11/02/2019 | 11/02/2019
|  | WELCH ALLYN, INC. | WELCH ALLYN, INC. SURETEMP + 692 |  |  | 3 COOPER - SURGERY DEPARTMENT |  |  | excluded | 06/10/2015 |  |  |  |  | NO | NO |  |  |  |  | WELCH ALLYN, INC. 10346806 11030281 |  |  | Active |  | 99:99:99:99:99:99 |  | Equipment | PAAR:00-PVAR | 10/31/2019 |  | COOPER AMBULATORY OFF-SITES |  |  | SUITE 403 - Moves |  | ANNE MAIER
|  | WELCH ALLYN, INC. | WELCH ALLYN, INC. SURETEMP + 692 |  |  | LABOR & DELIVERY |  |  | excluded | 11/01/2019 |  |  |  |  | NO | NO |  |  |  |  | WELCH ALLYN, INC. 30143513 11040559 |  |  | Active |  | 99:99:99:99:99:99 |  | Equipment | PAAR:00-PVAR | 11/01/2019 | 11/01/2019 | COOPER UNIVERSITY HOSPITAL |  |  | LABOR AND DELIVERY | WOT00000000508131 | JOANNA HORST | Disposition | Closed | Gene Amodei | 11/01/2019 | 11/01/2019 | Bulk Disposition CNL |  |  |  | 11/01/2019 | 11/01/2019
|  | WELCH ALLYN, INC. | WELCH ALLYN, INC. SURETEMP + 692 |  |  | LABOR & DELIVERY |  |  | excluded | 11/02/2019 |  |  |  |  | NO | NO |  |  |  |  | WELCH ALLYN, INC. 30143510 12161892 |  |  | Active |  | 99:99:99:99:99:99 |  | Equipment | PAAR:00-PVAR | 11/02/2019 | 11/02/2019 | COOPER UNIVERSITY HOSPITAL |  |  | D6 | WOT00000000509007 | JOANNA HORST | Disposition | Closed | Gene Amodei | 11/02/2019 | 11/02/2019 | Bulk Disposition CNL |  |  |  | 11/02/2019 | 11/02/2019
|  | WELCH ALLYN, INC. | WELCH ALLYN, INC. SURETEMP + 692 |  |  | LABOR & DELIVERY |  |  | excluded | 11/02/2019 |  |  |  |  | NO | NO |  |  |  |  | WELCH ALLYN, INC. 30143502 13041488 |  |  | Active |  | 99:99:99:99:99:99 |  | Equipment | PAAR:00-PVAR | 11/02/2019 | 11/02/2019 | COOPER UNIVERSITY HOSPITAL |  |  | LABOR & DELIVERY | WOT00000000509702 | JOANNA HORST | Disposition | Closed | Gene Amodei | 11/02/2019 | 11/02/2019 | Bulk Disposition CNL |  |  |  | 11/02/2019 | 11/02/2019
|  | WELCH ALLYN, INC. | WELCH ALLYN, INC. SURETEMP + 692 |  |  | MOTHER INFANT UNIT |  |  | excluded | 11/02/2019 |  |  |  |  | NO | NO |  |  |  |  | WELCH ALLYN, INC. 30143475 13110500 |  |  | Active |  | 99:99:99:99:99:99 |  | Equipment | PAAR:00-PVAR | 11/02/2019 | 11/02/2019 | COOPER UNIVERSITY HOSPITAL |  |  |  | WOT00000000509796 | Christina Smith | Disposition | Closed | Gene Amodei | 11/02/2019 | 11/02/2019 | Bulk Disposition CNL |  |  |  | 11/02/2019 | 11/02/2019
|  | WELCH ALLYN, INC. | WELCH ALLYN, INC. SURETEMP + 692 |  |  | CARDIAC CATH LAB |  |  | excluded | 11/02/2019 |  |  |  |  | NO | NO |  |  |  |  | WELCH ALLYN, INC. 30143463 09390421 |  |  | Active |  | 99:99:99:99:99:99 |  | Equipment | PAAR:00-PVAR | 11/02/2019 | 11/02/2019 | COOPER UNIVERSITY HOSPITAL |  |  | CCL - Moves | WOT00000000945503 | LINDA BEAN | Repair | Closed | Stephen Zubrzycki | 11/02/2019 | 11/02/2019 | Broken probe | Acknowledged. Replaced temp probe. Charged dept for consumable. | EXP0620028 | Labor | 11/02/2019 | 11/02/2019 | Stephen Zubrzycki
|  | WELCH ALLYN, INC. | WELCH ALLYN, INC. SURETEMP + 692 |  |  | PEDIATRICS SOUTH 7 |  |  | excluded | 11/02/2019 |  |  |  |  | NO | NO |  |  |  |  | WELCH ALLYN, INC. 30143380 11420914 |  |  | Active |  | 99:99:99:99:99:99 |  | Equipment | PAAR:00-PVAR | 11/02/2019 | 11/02/2019 | COOPER UNIVERSITY HOSPITAL |  |  | 7TH FLOOR |  | JOANNE FOX |  |  |  | 11/02/2019 | 11/02/2019 |  |  |  |  | 11/02/2019 | 11/02/2019
|  | WELCH ALLYN, INC. | WELCH ALLYN, INC. SURETEMP + 692 |  |  | KELEMEN 8 PCU |  |  | excluded | 11/02/2019 |  |  |  |  | NO | NO |  |  |  |  | WELCH ALLYN, INC. 30143264 14130763 |  |  | Active |  | 99:99:99:99:99:99 |  | Equipment | PAAR:00-PVAR | 11/02/2019 | 11/02/2019 | COOPER UNIVERSITY HOSPITAL |  |  | s9 nurse station |  | BYRON WELLS |  |  |  | 11/02/2019 | 11/02/2019 |  |  |  |  | 11/02/2019 | 11/02/2019
|  | WELCH ALLYN, INC. | WELCH ALLYN, INC. SURETEMP + 692 |  |  | TRAUMA ICU |  |  |  | 11/01/2019 |  |  |  |  | NO | NO |  |  |  |  | WELCH ALLYN, INC. 3014326 09311272 |  |  | Disposition |  | 99:99:99:99:99:99 |  | Equipment | PAAR:00-PVAR | 11/01/2019 | 11/01/2019 | COOPER UNIVERSITY HOSPITAL |  |  | TICU | WOT00000000536940 | Diane Floyd | Disposition | Closed | Richard Jolly | 11/01/2019 | 11/01/2019 | Bulk Disposition CNL | Notification sent to technician and manager that this CEID has been marked as Could Not Locate (CNL). 33% SLA Warning: Notification sent to technician and manager that this CEID has been marked as Could Not Locate (CNL) for 30 days. 66% SLA Warning: Notification sent to technician and manager that this CEID has been marked as Could Not Locate (CNL) for 60 days. 99% SLA Warning: Notification sent to technician and manager that this CEID has been marked as Could Not Locate (CNL) for 90 days. | EXP3425874 | Labor | 11/01/2019 | 11/01/2019 | Richard Jolly
|  | WELCH ALLYN, INC. | WELCH ALLYN, INC. SURETEMP + 692 |  |  | INCU - KELEMEN S10 |  |  |  | 10/16/2019 |  |  |  |  | NO | NO |  |  |  |  | WELCH ALLYN, INC. 30143253 14130775 |  |  | Disposition |  | 99:99:99:99:99:99 |  | Equipment | PAAR:00-PVAR | 10/16/2019 | 10/16/2019 | COOPER UNIVERSITY HOSPITAL |  |  | n/s10 |  | Lisa Brooks |  |  |  | 10/16/2019 | 10/16/2019 |  |  |  |  | 10/16/2019 | 10/16/2019
|  | WELCH ALLYN, INC. | WELCH ALLYN, INC. SURETEMP + 692 |  |  | INCU - KELEMEN S10 |  |  |  | 11/02/2019 |  |  |  |  | NO | NO |  |  |  |  | WELCH ALLYN, INC. 30143256 14120489 |  |  | Disposition |  | 99:99:99:99:99:99 |  | Equipment | PAAR:00-PVAR | 11/02/2019 | 11/02/2019 | COOPER UNIVERSITY HOSPITAL |  |  | NURSES STATION | WOT00000000510589 | Lisa Brooks | Disposition | Closed | Zhan Kiselev | 11/02/2019 | 11/02/2019 | Bulk Disposition CNL |  |  |  | 11/02/2019 | 11/02/2019
|  | WELCH ALLYN, INC. | WELCH ALLYN, INC. SURETEMP + 692 |  |  | EMERGENCY ROOM |  |  | excluded | 11/01/2019 |  |  |  |  | NO | NO |  |  |  |  | WELCH ALLYN, INC. 30143140 09480491 |  |  | Active |  | 99:99:99:99:99:99 |  | Equipment | PAAR:00-PVAR | 11/01/2019 | 11/01/2019 | COOPER UNIVERSITY HOSPITAL |  |  | EMERGENCY DEPARTMENT |  | KAREN GRUBER |  |  |  | 11/01/2019 | 11/01/2019 |  |  |  |  | 11/01/2019 | 11/01/2019
|  | WELCH ALLYN, INC. | WELCH ALLYN, INC. SURETEMP + 692 |  |  | EMERGENCY ROOM |  |  | excluded | 11/01/2019 |  |  |  |  | NO | NO |  |  |  |  | WELCH ALLYN, INC. 30143137 13161224 |  |  | Active |  | 99:99:99:99:99:99 |  | Equipment | PAAR:00-PVAR | 11/01/2019 | 11/01/2019 | COOPER UNIVERSITY HOSPITAL |  |  | ER 31 | WOT00000000509887 | KAREN GRUBER | Disposition | Closed | Richard Jolly | 11/01/2019 | 11/01/2019 | Bulk Disposition CNL |  |  |  | 11/01/2019 | 11/01/2019
|  | WELCH ALLYN, INC. | WELCH ALLYN, INC. SURETEMP + 692 |  |  | EMERGENCY ROOM |  |  | excluded | 11/02/2019 |  |  |  |  | NO | NO |  |  |  |  | WELCH ALLYN, INC. 30143138 14130913 |  |  | Active |  | 99:99:99:99:99:99 |  | Equipment | PAAR:00-PVAR | 11/02/2019 | 11/02/2019 | COOPER UNIVERSITY HOSPITAL |  |  | ER | WOT00000000510619 | KAREN GRUBER | Disposition | Closed | Richard Jolly | 11/02/2019 | 11/02/2019 | Bulk Disposition CNL |  |  |  | 11/02/2019 | 11/02/2019
|  | WELCH ALLYN, INC. | WELCH ALLYN, INC. SURETEMP + 692 |  |  | EMERGENCY ROOM |  |  | excluded | 11/02/2019 |  |  |  |  | NO | NO |  |  |  |  | WELCH ALLYN, INC. 30143135 12204514 |  |  | Active |  | 99:99:99:99:99:99 |  | Equipment | PAAR:00-PVAR | 11/02/2019 | 11/02/2019 | COOPER UNIVERSITY HOSPITAL |  |  | ER | WOT00000000509042 | KAREN GRUBER | Disposition | Closed | Richard Jolly | 11/02/2019 | 11/02/2019 | Bulk Disposition CNL |  |  |  | 11/02/2019 | 11/02/2019
|  | WELCH ALLYN, INC. | WELCH ALLYN, INC. SURETEMP + 692 |  | Not Known | EMERGENCY ROOM |  |  | excluded | 11/02/2019 |  |  |  |  | NO | NO |  |  |  |  | WELCH ALLYN, INC. 30143133 Not Known |  |  | Active |  | 99:99:99:99:99:99 |  | Equipment | PAAR:00-PVAR | 11/02/2019 | 11/02/2019 | COOPER UNIVERSITY HOSPITAL |  |  | ER | WOT00000000529947 | KAREN GRUBER | Disposition | Closed | Richard Jolly | 11/02/2019 | 11/02/2019 | Bulk Disposition CNL |  |  |  | 11/02/2019 | 11/02/2019
|  | WELCH ALLYN, INC. | WELCH ALLYN, INC. SURETEMP + 692 |  |  | EMERGENCY ROOM |  |  | excluded | 11/02/2019 |  |  |  |  | NO | NO |  |  |  |  | WELCH ALLYN, INC. 30143132 13411664 |  |  | Active |  | 99:99:99:99:99:99 |  | Equipment | PAAR:00-PVAR | 11/02/2019 | 11/02/2019 | COOPER UNIVERSITY HOSPITAL |  |  | ER | WOT00000000510068 | KAREN GRUBER | Disposition | Closed | Richard Jolly | 11/02/2019 | 11/02/2019 | Bulk Disposition CNL |  |  |  | 11/02/2019 | 11/02/2019
|  | WELCH ALLYN, INC. | WELCH ALLYN, INC. SURETEMP + 692 |  |  | EMERGENCY ROOM |  |  | excluded | 11/02/2019 |  |  |  |  | NO | NO |  |  |  |  | WELCH ALLYN, INC. 30143129 13051741 |  |  | Active |  | 99:99:99:99:99:99 |  | Equipment | PAAR:00-PVAR | 11/02/2019 | 11/02/2019 | COOPER UNIVERSITY HOSPITAL |  |  | ER | WOT00000002203139 | KAREN GRUBER | Disposition | Closed | Richard Jolly | 11/02/2019 | 11/02/2019 | Bulk Disposition CNL |  |  |  | 11/02/2019 | 11/02/2019
|  | WELCH ALLYN, INC. | WELCH ALLYN, INC. SURETEMP + 692 |  |  | EMERGENCY ROOM |  |  | excluded | 11/01/2019 |  |  |  |  | NO | NO |  |  |  |  | WELCH ALLYN, INC. 30143130 13051755 |  |  | Active |  | 99:99:99:99:99:99 |  | Equipment | PAAR:00-PVAR | 11/01/2019 | 11/01/2019 | COOPER UNIVERSITY HOSPITAL |  |  | ER | WOT00000000509716 | KAREN GRUBER | Disposition | Closed | Richard Jolly | 11/01/2019 | 11/01/2019 | Bulk Disposition CNL |  |  |  | 11/01/2019 | 11/01/2019
|  | WELCH ALLYN, INC. | WELCH ALLYN, INC. SURETEMP + 692 |  |  | EMERGENCY ROOM |  |  | excluded | 11/01/2019 |  |  |  |  | NO | NO |  |  |  |  | WELCH ALLYN, INC. 30143128 13051753 |  |  | Active |  | 99:99:99:99:99:99 |  | Equipment | PAAR:00-PVAR | 11/01/2019 | 11/01/2019 | COOPER UNIVERSITY HOSPITAL |  |  | ER | WOT00000000509714 | KAREN GRUBER | Disposition | Closed | Richard Jolly | 11/01/2019 | 11/01/2019 | Bulk Disposition CNL |  |  |  | 11/01/2019 | 11/01/2019
|  | WELCH ALLYN, INC. | WELCH ALLYN, INC. SURETEMP + 692 |  |  | EMERGENCY ROOM |  |  | excluded | 11/01/2019 |  |  |  |  | NO | NO |  |  |  |  | WELCH ALLYN, INC. 30143126 12203557 |  |  | Active |  | 99:99:99:99:99:99 |  | Equipment | PAAR:00-PVAR | 11/01/2019 | 11/01/2019 | COOPER UNIVERSITY HOSPITAL |  |  | ER | WOT00000000509040 | KAREN GRUBER | Disposition | Closed | Richard Jolly | 11/01/2019 | 11/01/2019 | Bulk Disposition CNL |  |  |  | 11/01/2019 | 11/01/2019
|  | WELCH ALLYN, INC. | WELCH ALLYN, INC. SURETEMP + 692 |  |  | TRAUMA ICU |  |  | excluded | 02/17/2010 |  |  |  |  | NO | NO |  |  |  |  | WELCH ALLYN, INC. 10346484 10050798 |  |  | Active |  | 99:99:99:99:99:99 |  | Equipment | PAAR:00-PVAR | 11/02/2019 |  | COOPER UNIVERSITY HOSPITAL |  |  | TICU-BED11 |  | Diane Floyd
|  | WELCH ALLYN, INC. | WELCH ALLYN, INC. SURETEMP + 692 |  |  | TRAUMA ICU |  |  | excluded | 07/29/2008 |  |  |  |  | NO | NO |  |  |  |  | WELCH ALLYN, INC. 10346483 04391544 |  |  | Active |  | 99:99:99:99:99:99 |  | Equipment | PAAR:00-PVAR | 11/02/2019 |  | COOPER UNIVERSITY HOSPITAL |  |  | TICU-BED07 |  | Diane Floyd
|  | WELCH ALLYN, INC. | WELCH ALLYN, INC. SURETEMP + 692 |  |  | TRAUMA ICU |  |  | excluded | 01/01/2001 |  |  |  |  | NO | NO |  |  |  |  | WELCH ALLYN, INC. 10346466 09492349 |  |  | Active |  | 99:99:99:99:99:99 |  | Equipment | PAAR:00-PVAR | 11/01/2019 |  | COOPER UNIVERSITY HOSPITAL |  |  | TICU-BED08 | WOT00000000536809 | Diane Floyd | Disposition | Closed | Richard Jolly | 02/09/2018 | 05/15/2019 | Bulk Disposition CNL | Notification sent to technician and manager that this CEID has been marked as Could Not Locate (CNL). 33% SLA Warning: Notification sent to technician and manager that this CEID has been marked as Could Not Locate (CNL) for 30 days. 66% SLA Warning: Notification sent to technician and manager that this CEID has been marked as Could Not Locate (CNL) for 60 days. 99% SLA Warning: Notification sent to technician and manager that this CEID has been marked as Could Not Locate (CNL) for 90 days.
|  | WELCH ALLYN, INC. | WELCH ALLYN, INC. SURETEMP + 692 |  |  | TRAUMA ICU |  |  | excluded | 10/02/2008 |  |  |  |  | NO | NO |  |  |  |  | WELCH ALLYN, INC. 10346455 06268409 |  |  | Active |  | 99:99:99:99:99:99 |  | Equipment | PAAR:00-PVAR | 11/02/2019 |  | COOPER UNIVERSITY HOSPITAL |  |  | TICU-BED09 | WOT00000000536808 | Diane Floyd | Disposition | Closed | Richard Jolly | 02/09/2018 | 05/17/2019 | Bulk Disposition CNL | Notification sent to technician and manager that this CEID has been marked as Could Not Locate (CNL). 33% SLA Warning: Notification sent to technician and manager that this CEID has been marked as Could Not Locate (CNL) for 30 days. 66% SLA Warning: Notification sent to technician and manager that this CEID has been marked as Could Not Locate (CNL) for 60 days. 99% SLA Warning: Notification sent to technician and manager that this CEID has been marked as Could Not Locate (CNL) for 90 days.
|  | WELCH ALLYN, INC. | WELCH ALLYN, INC. SURETEMP + 692 |  |  | TRAUMA ICU |  |  | excluded | 01/01/1900 |  |  |  |  | NO | NO |  |  |  |  | WELCH ALLYN, INC. 10346446 09011364 |  |  | Active |  | 99:99:99:99:99:99 |  | Equipment | PAAR:00-PVAR | 11/01/2019 |  | COOPER UNIVERSITY HOSPITAL |  |  | TICU-BED04 |  | Diane Floyd
|  | WELCH ALLYN, INC. | WELCH ALLYN, INC. SURETEMP + 692 |  |  | CDU - CLINICAL DECISION UNIT-9 KELEMEN |  |  | excluded | 11/02/2019 |  |  |  |  | NO | NO |  |  |  |  | WELCH ALLYN, INC. 30143098 11131224 |  |  | Active |  | 99:99:99:99:99:99 |  | Equipment | PAAR:00-PVAR | 11/02/2019 | 11/02/2019 | COOPER UNIVERSITY HOSPITAL |  |  | CDU |  | KAREN GRUBER |  |  |  | 11/02/2019 | 11/02/2019 |  |  |  |  | 11/02/2019 | 11/02/2019
|  | WELCH ALLYN, INC. | WELCH ALLYN, INC. SURETEMP + 692 |  |  | PENNSVILLE-MEDICINE |  |  | excluded | 01/01/1900 |  |  |  |  | NO | NO |  |  |  |  | WELCH ALLYN, INC. 10345922 14451557 |  |  | Active |  | 99:99:99:99:99:99 |  | Equipment | PAAR:00-PVAR | 11/02/2019 |  | COOPER AMBULATORY OFF-SITES |  |  | Exam 17 |  | Heather Rhodes
|  | WELCH ALLYN, INC. | WELCH ALLYN, INC. SURETEMP + 692 |  |  | TRAUMA ICU |  |  | excluded | 11/02/2019 |  |  |  |  | NO | NO |  |  |  |  | WELCH ALLYN, INC. 30142926 06284798 |  |  | Active |  | 99:99:99:99:99:99 |  | Equipment | PAAR:00-PVAR | 11/02/2019 | 11/02/2019 | COOPER UNIVERSITY HOSPITAL |  |  | TICU Bed 2 | WOT00000000536936 | Diane Floyd | Disposition | Closed | Richard Jolly | 11/02/2019 | 11/02/2019 | Bulk Disposition CNL | Notification sent to technician and manager that this CEID has been marked as Could Not Locate (CNL). 33% SLA Warning: Notification sent to technician and manager that this CEID has been marked as Could Not Locate (CNL) for 30 days. 66% SLA Warning: Notification sent to technician and manager that this CEID has been marked as Could Not Locate (CNL) for 60 days. 99% SLA Warning: Notification sent to technician and manager that this CEID has been marked as Could Not Locate (CNL) for 90 days. |  |  | 11/02/2019 | 11/02/2019
|  | WELCH ALLYN, INC. | WELCH ALLYN, INC. SURETEMP + 692 |  |  | TRAUMA ICU |  |  | excluded | 11/02/2019 |  |  |  |  | NO | NO |  |  |  |  | WELCH ALLYN, INC. 30142927 09311269 |  |  | Active |  | 99:99:99:99:99:99 |  | Equipment | PAAR:00-PVAR | 11/02/2019 | 11/02/2019 | COOPER UNIVERSITY HOSPITAL |  |  | TICU BED 1 |  | Diane Floyd |  |  |  | 11/02/2019 | 11/02/2019 |  |  |  |  | 11/02/2019 | 11/02/2019
|  | WELCH ALLYN, INC. | WELCH ALLYN, INC. SURETEMP + 692 |  |  | INTENSIVE CARE UNIT |  |  | excluded | 11/02/2019 |  |  |  |  | NO | NO |  |  |  |  | WELCH ALLYN, INC. 30142910 12520498 |  |  | Active |  | 99:99:99:99:99:99 |  | Equipment | PAAR:00-PVAR | 11/02/2019 | 11/02/2019 | COOPER UNIVERSITY HOSPITAL |  |  | P419 | WOT00000000509418 | CAROLYN RUMELL | Disposition | Closed | Richard Jolly | 11/02/2019 | 11/02/2019 | Bulk Disposition CNL |  |  |  | 11/02/2019 | 11/02/2019
|  | WELCH ALLYN, INC. | WELCH ALLYN, INC. SURETEMP + 692 |  |  | EMERGENCY ROOM |  |  | excluded | 11/02/2019 |  |  |  |  | NO | NO |  |  |  |  | WELCH ALLYN, INC. 30142887 14340963 |  |  | Active |  | 99:99:99:99:99:99 |  | Equipment | PAAR:00-PVAR | 11/02/2019 | 11/02/2019 | COOPER UNIVERSITY HOSPITAL |  |  | PED ER RM 4 | WOT00000000510751 | KAREN GRUBER | Disposition | Closed | Richard Jolly | 11/02/2019 | 11/02/2019 | Bulk Disposition CNL |  |  |  | 11/02/2019 | 11/02/2019
|  | WELCH ALLYN, INC. | WELCH ALLYN, INC. SURETEMP + 692 |  |  | PENNSVILLE-MEDICINE |  |  | excluded | 08/17/2016 |  |  |  |  | NO | NO |  |  |  |  | WELCH ALLYN, INC. 10345913 17401485 |  |  | Active |  | 99:99:99:99:99:99 |  | Equipment | PAAR:00-PVAR | 10/31/2019 |  | COOPER AMBULATORY OFF-SITES |  |  | MOVED |  | Heather Rhodes
|  | WELCH ALLYN, INC. | WELCH ALLYN, INC. SURETEMP + 692 |  |  | PENNSVILLE-MEDICINE |  |  | excluded | 01/01/1900 |  |  |  |  | NO | NO |  |  |  |  | WELCH ALLYN, INC. 10345914 12401483 |  |  | Active |  | 99:99:99:99:99:99 |  | Equipment | PAAR:00-PVAR | 11/02/2019 |  | COOPER AMBULATORY OFF-SITES |  |  | Moves - Room 17/Drawers |  | Heather Rhodes
|  | WELCH ALLYN, INC. | WELCH ALLYN, INC. SURETEMP + 692 |  |  | PENNSVILLE-MEDICINE |  |  | excluded | 01/01/1900 |  |  |  |  | NO | NO |  |  |  |  | WELCH ALLYN, INC. 10345916 14463260 |  |  | Active |  | 99:99:99:99:99:99 |  | Equipment | PAAR:00-PVAR | 11/02/2019 |  | COOPER AMBULATORY OFF-SITES |  |  | Moves - Room 17/Drawers | WOT00000002905603 | Heather Rhodes | Alert | Closed | Michael Youch | 06/17/2019 | 06/24/2019 | ALT001364 - BD/Carefusion - Alaris Pump Module 8100 - Increased Or Decreased Flow Can Occur Due To Separation Of Bezel Assembly | Erroneously opened Alert WOT against incorrect MMD - This model is not affected HMHeather McKeeWork Notes?2019-06-18 09:38:4624m agoErroneously opened Alert WOT against incorrect MMD - This model is not affected | EXP3181278 | Labor | 06/18/2019 | 06/18/2019 | Michael Youch
|  | WELCH ALLYN, INC. | WELCH ALLYN, INC. SURETEMP + 692 |  |  | MT. LAUREL-FAMILY MEDICINE |  |  | excluded | 01/01/2001 |  |  |  |  | NO | NO |  |  |  |  | WELCH ALLYN, INC. 10345871 11120937 |  |  | Active |  | 99:99:99:99:99:99 |  | Equipment | PAAR:00-PVAR | 11/02/2019 |  | COOPER AMBULATORY OFF-SITES |  |  | HALLWAY |  | SUE MAKO
|  | WELCH ALLYN, INC. | WELCH ALLYN, INC. SURETEMP + 692 |  |  | MT. LAUREL-FAMILY MEDICINE |  |  | excluded | 01/01/2001 |  |  |  |  | NO | NO |  |  |  |  | WELCH ALLYN, INC. 10345865 11120939 |  |  | Active |  | 99:99:99:99:99:99 |  | Equipment | PAAR:00-PVAR | 11/02/2019 |  | COOPER AMBULATORY OFF-SITES |  |  | HALLWAY |  | SUE MAKO
|  | WELCH ALLYN, INC. | WELCH ALLYN, INC. SURETEMP + 692 |  |  | COOPER FAMILY MEDICINE AT CAMDEN COUNTY COLLEGE |  |  | excluded | 01/01/1900 |  |  |  |  | NO | NO |  |  |  |  | WELCH ALLYN, INC. 10345728 12121453 |  |  | Active |  | 99:99:99:99:99:99 |  | Equipment | PAAR:00-PVAR | 11/02/2019 |  | COOPER AMBULATORY OFF-SITES |  |  | Exam 6 |  | KATHLEEN CLIFFORD
|  | WELCH ALLYN, INC. | WELCH ALLYN, INC. SURETEMP + 692 |  |  | 3 COOPER-PEDIATRICS |  |  | excluded | 06/17/2014 |  |  |  |  | NO | NO |  |  |  |  | WELCH ALLYN, INC. 10345679 14161221 |  |  | Active |  | 99:99:99:99:99:99 |  | Equipment | PAAR:00-PVAR | 11/02/2019 |  | COOPER AMBULATORY OFF-SITES |  |  | Suite 200 - Exam 209 | WOT00000001957654 | MAUREEN OBRIEN | Repair | Closed | Stephen Zubrzycki | 01/07/2019 | 05/01/2019 | Turns off when the probe is taken out, Changed battery, No change | CND problem. Analyzed unit. Though they just replaced batteries the batteries were only reading 1.4V. Verified that there was no issue with probe. Replaced batteries with ones reading 1.6V and VPO of unit. | EXP2019020 | Labor | 01/08/2019 | 01/08/2019 | Stephen Zubrzycki
|  | WELCH ALLYN, INC. | WELCH ALLYN, INC. SURETEMP + 692 |  |  | 3 COOPER-MULTISPECIALTY CENTER |  |  | excluded | 04/01/2013 |  |  |  |  | NO | NO |  |  |  |  | WELCH ALLYN, INC. 10345549 13151391 |  |  | Active |  | 99:99:99:99:99:99 |  | Equipment | PAAR:00-PVAR | 11/02/2019 |  | COOPER AMBULATORY OFF-SITES |  |  | SUITE 104 - MOVES |  | MARGIE OUTLER
|  | WELCH ALLYN, INC. | WELCH ALLYN, INC. SURETEMP + 692 |  |  | 3 COOPER-MULTISPECIALTY CENTER |  |  | excluded | 04/10/2013 |  |  |  |  | NO | NO |  |  |  |  | WELCH ALLYN, INC. 10345535 13142198 |  |  | Active |  | 99:99:99:99:99:99 |  | Equipment | PAAR:00-PVAR | 11/02/2019 |  | COOPER AMBULATORY OFF-SITES |  |  | SUITE 104 - MOVES |  | MARGIE OUTLER
|  | WELCH ALLYN, INC. | WELCH ALLYN, INC. SURETEMP + 692 |  |  | 3 COOPER-MULTISPECIALTY CENTER |  |  | excluded | 04/10/2013 |  |  |  |  | NO | NO |  |  |  |  | WELCH ALLYN, INC. 10345534 13151395 |  |  | Active |  | 99:99:99:99:99:99 |  | Equipment | PAAR:00-PVAR | 11/02/2019 |  | COOPER AMBULATORY OFF-SITES |  |  | SUITE 104 - MOVES | 0012295854 | MARGIE OUTLER | Repair | Closed | Michael Youch | 10/13/2017 | 10/20/2017 | THERMOMETER - SHUTS OFF AFTER TURNING ON, WON'T STAY ON - MULTI SPECIALTY STE 104 | 10/13/2017 4:20:00 PM MDYOUCH (MDYOUCH 10/13/2017 3:35 PM) VERIFIED WITH KYLA THAT SHE CHECKED THE BATTERIES. SCHEDULED FOR MONDAY 10/20/2017 2:19:41 PM MDYOUCH (MDYOUCH 10/20/2017 1:00 PM) FOUND PROBE IS AT FAULT WHEN BORROWED FROM ANOTHER UNIT. THEY WILL ORDER REPLACEMENT | 185E595A-9491-436C-BF6F-F879EC764CCB | Labor | 10/20/2017 | 10/20/2017 | Michael Youch
|  | WELCH ALLYN, INC. | WELCH ALLYN, INC. SURETEMP + 692 |  |  | EXPRESS ADMIT UNIT |  |  | excluded | 11/02/2019 |  |  |  |  | NO | NO |  |  |  |  | WELCH ALLYN, INC. 30142830 14321934 |  |  | Active |  | 99:99:99:99:99:99 |  | Equipment | PAAR:00-PVAR | 11/02/2019 | 11/02/2019 | COOPER UNIVERSITY HOSPITAL |  |  | 5th floor | WOT00000000510742 | KAREN GRUBER | Disposition | Closed | Richard Jolly | 11/02/2019 | 11/02/2019 | Bulk Disposition CNL |  |  |  | 11/02/2019 | 11/02/2019
|  | WELCH ALLYN, INC. | WELCH ALLYN, INC. SURETEMP + 692 |  |  | EXPRESS ADMIT UNIT |  |  | excluded | 11/02/2019 |  |  |  |  | NO | NO |  |  |  |  | WELCH ALLYN, INC. 30142827 14321925 |  |  | Active |  | 99:99:99:99:99:99 |  | Equipment | PAAR:00-PVAR | 11/02/2019 | 11/02/2019 | COOPER UNIVERSITY HOSPITAL |  |  | 5th floor | 0012012364 | KAREN GRUBER | Repair | Closed | Michael Youch | 11/02/2019 | 11/02/2019 | THERMOMETER - PROBE NEEDS REPLACED, COVERS NOT FITTING, CRACKED - NORTH 5 SHORT PROCEDURES RM 528 | 8/7/2017 1:38:11 PM MDYOUCH (MDYOUCH 8/7/2017 12:50 PM) THEY WILL ORDER NEW PROBE. W/A 02893-000 | FF9C74F2-5404-4674-9E16-226508C29051 | Labor | 11/02/2019 | 11/02/2019 | Michael Youch
|  | WELCH ALLYN, INC. | WELCH ALLYN, INC. SURETEMP + 692 |  |  | CCU - CORONARY CARE UNIT |  |  | excluded | 11/01/2019 |  |  |  |  | NO | NO |  |  |  |  | WELCH ALLYN, INC. 30142824 06268288 |  |  | Active |  | 99:99:99:99:99:99 |  | Equipment | PAAR:00-PVAR | 11/01/2019 | 11/01/2019 | COOPER UNIVERSITY HOSPITAL |  |  | CCU NURSE STATION |  | CAROLYN RUMELL |  |  |  | 11/01/2019 | 11/01/2019 |  |  |  |  | 11/01/2019 | 11/01/2019
|  | WELCH ALLYN, INC. | WELCH ALLYN, INC. SURETEMP + 692 |  |  | CCU - CORONARY CARE UNIT |  |  | excluded | 11/02/2019 |  |  |  |  | NO | NO |  |  |  |  | WELCH ALLYN, INC. 30142823 14501123 |  |  | Active |  | 99:99:99:99:99:99 |  | Equipment | PAAR:00-PVAR | 11/02/2019 | 11/02/2019 | COOPER UNIVERSITY HOSPITAL |  |  | CCU NURSE STATION | WOT00000000510828 | CAROLYN RUMELL | Disposition | Closed | Richard Jolly | 11/02/2019 | 11/02/2019 | Bulk Disposition CNL |  |  |  | 11/02/2019 | 11/02/2019
|  | WELCH ALLYN, INC. | WELCH ALLYN, INC. SURETEMP + 692 |  |  | PEDIATRIC INTENSIVE CARE UNIT |  |  | excluded | 11/02/2019 |  |  |  |  | NO | NO |  |  |  |  | WELCH ALLYN, INC. 30142819 14130856 |  |  | Active |  | 99:99:99:99:99:99 |  | Equipment | PAAR:00-PVAR | 11/02/2019 | 11/02/2019 | COOPER UNIVERSITY HOSPITAL |  |  | PICU | WOT00000000510617 | Susan Cannon | Disposition | Closed | Gene Amodei | 11/02/2019 | 11/02/2019 | Bulk Disposition CNL |  |  |  | 11/02/2019 | 11/02/2019
|  | WELCH ALLYN, INC. | WELCH ALLYN, INC. SURETEMP + 692 |  |  | KELEMEN 8 PCU |  |  | excluded | 11/02/2019 |  |  |  |  | NO | NO |  |  |  |  | WELCH ALLYN, INC. 30142818 14130854 |  |  | Active |  | 99:99:99:99:99:99 |  | Equipment | PAAR:00-PVAR | 11/02/2019 | 11/02/2019 | COOPER UNIVERSITY HOSPITAL |  |  | PICU | WOT00000000510616 | BYRON WELLS | Disposition | Closed | Michael Youch | 11/02/2019 | 11/02/2019 | Bulk Disposition CNL |  |  |  | 11/02/2019 | 11/02/2019
|  | WELCH ALLYN, INC. | WELCH ALLYN, INC. SURETEMP + 692 |  |  | CCU - CORONARY CARE UNIT |  |  | excluded | 11/02/2019 |  |  |  |  | NO | NO |  |  |  |  | WELCH ALLYN, INC. 30142815 06284812 |  |  | Active |  | 99:99:99:99:99:99 |  | Equipment | PAAR:00-PVAR | 11/02/2019 | 11/02/2019 | COOPER UNIVERSITY HOSPITAL |  |  | CCU | WOT00000000536934 | CAROLYN RUMELL | Disposition | Closed | Richard Jolly | 11/02/2019 | 11/02/2019 | Bulk Disposition CNL | Notification sent to technician and manager that this CEID has been marked as Could Not Locate (CNL). 33% SLA Warning: Notification sent to technician and manager that this CEID has been marked as Could Not Locate (CNL) for 30 days. 66% SLA Warning: Notification sent to technician and manager that this CEID has been marked as Could Not Locate (CNL) for 60 days. 99% SLA Warning: Notification sent to technician and manager that this CEID has been marked as Could Not Locate (CNL) for 90 days. |  |  | 11/02/2019 | 11/02/2019
|  | WELCH ALLYN, INC. | WELCH ALLYN, INC. SURETEMP + 692 |  |  | PEDIATRIC INTENSIVE CARE UNIT |  |  | excluded | 11/02/2019 |  |  |  |  | NO | NO |  |  |  |  | WELCH ALLYN, INC. 30142817 14093438 |  |  | Active |  | 99:99:99:99:99:99 |  | Equipment | PAAR:00-PVAR | 11/02/2019 | 11/02/2019 | COOPER UNIVERSITY HOSPITAL |  |  | PICU | WOT00000000510484 | Susan Cannon | Disposition | Closed | Gene Amodei | 11/02/2019 | 11/02/2019 | Bulk Disposition CNL |  |  |  | 11/02/2019 | 11/02/2019
|  | WELCH ALLYN, INC. | WELCH ALLYN, INC. SURETEMP + 692 |  |  | TSDU - KELEMEN S7 |  |  | excluded | 11/02/2019 |  |  |  |  | NO | NO |  |  |  |  | WELCH ALLYN, INC. 30142774 10260680 |  |  | Active |  | 99:99:99:99:99:99 |  | Equipment | PAAR:00-PVAR | 11/02/2019 | 11/02/2019 | COOPER UNIVERSITY HOSPITAL |  |  | 7n |  | JEN VANDER HORN |  |  |  | 11/02/2019 | 11/02/2019 |  |  |  |  | 11/02/2019 | 11/02/2019
|  | WELCH ALLYN, INC. | WELCH ALLYN, INC. SURETEMP + 692 |  |  | TSDU - KELEMEN S7 |  |  | excluded | 11/01/2019 |  |  |  |  | NO | NO |  |  |  |  | WELCH ALLYN, INC. 30142767 10260685 |  |  | Active |  | 99:99:99:99:99:99 |  | Equipment | PAAR:00-PVAR | 11/01/2019 | 11/01/2019 | COOPER UNIVERSITY HOSPITAL |  |  | TSDU/7N | 0012321639 | JEN VANDER HORN | Repair | Closed | Richard Jolly | 11/01/2019 | 11/01/2019 | THERMOMETER - NOT TAKING TEMP - TRAUMA STEP DOWN NURSE STATION | 10/27/2017 3:15:16 PM RCJOLLY (RCJOLLY 10/26/2017 10:00 AM) UNIT NEEDS TIO BUY NEW PROBE | D4E3B5E6-D409-4579-94E8-055F076EE852 | Labor | 11/01/2019 | 11/01/2019 | Richard Jolly
|  | WELCH ALLYN, INC. | WELCH ALLYN, INC. SURETEMP + 692 |  |  | KELEMEN 8 PCU |  |  | excluded | 11/02/2019 |  |  |  |  | NO | NO |  |  |  |  | WELCH ALLYN, INC. 30142768 14120565 |  |  | Active |  | 99:99:99:99:99:99 |  | Equipment | PAAR:00-PVAR | 11/02/2019 | 11/02/2019 | COOPER UNIVERSITY HOSPITAL |  |  | PCU/8N | WOT00000000510593 | BYRON WELLS | Disposition | Closed | Michael Youch | 11/02/2019 | 11/02/2019 | Bulk Disposition CNL |  |  |  | 11/02/2019 | 11/02/2019
|  | WELCH ALLYN, INC. | WELCH ALLYN, INC. SURETEMP + 692 |  |  | KELEMEN 8 PCU |  |  | excluded | 11/02/2019 |  |  |  |  | NO | NO |  |  |  |  | WELCH ALLYN, INC. 30142765 14120584 |  |  | Active |  | 99:99:99:99:99:99 |  | Equipment | PAAR:00-PVAR | 11/02/2019 | 11/02/2019 | COOPER UNIVERSITY HOSPITAL |  |  | 8th North | WOT00000000510596 | BYRON WELLS | Disposition | Closed | Michael Youch | 11/02/2019 | 11/02/2019 | Bulk Disposition CNL |  |  |  | 11/02/2019 | 11/02/2019
|  | WELCH ALLYN, INC. | WELCH ALLYN, INC. SURETEMP + 692 |  |  | KELEMEN 8 PCU |  |  | excluded | 11/02/2019 |  |  |  |  | NO | NO |  |  |  |  | WELCH ALLYN, INC. 30142761 14111262 |  |  | Active |  | 99:99:99:99:99:99 |  | Equipment | PAAR:00-PVAR | 11/02/2019 | 11/02/2019 | COOPER UNIVERSITY HOSPITAL |  |  | 8th North | WOT00000000510507 | BYRON WELLS | Disposition | Closed | Michael Youch | 11/02/2019 | 11/02/2019 | Bulk Disposition CNL |  |  |  | 11/02/2019 | 11/02/2019
|  | WELCH ALLYN, INC. | WELCH ALLYN, INC. SURETEMP + 692 |  |  | KELEMEN 8 PCU |  |  | excluded | 11/02/2019 |  |  |  |  | NO | NO |  |  |  |  | WELCH ALLYN, INC. 30142760 14111271 |  |  | Active |  | 99:99:99:99:99:99 |  | Equipment | PAAR:00-PVAR | 11/02/2019 | 11/02/2019 | COOPER UNIVERSITY HOSPITAL |  |  | 8th North | WOT00000000510508 | BYRON WELLS | Disposition | Closed | Michael Youch | 11/02/2019 | 11/02/2019 | Bulk Disposition CNL |  |  |  | 11/02/2019 | 11/02/2019
|  | WELCH ALLYN, INC. | WELCH ALLYN, INC. SURETEMP + 692 |  |  | KELEMEN N10 |  |  |  | 11/02/2019 |  |  |  |  | NO | NO |  |  |  |  | WELCH ALLYN, INC. 30142758 14130762 |  |  | Disposition |  | 99:99:99:99:99:99 |  | Equipment | PAAR:00-PVAR | 11/02/2019 | 11/02/2019 | COOPER UNIVERSITY HOSPITAL |  |  | MedSurg 10 | WOT00000000510607 | Lisa Brooks | Disposition | Closed | Zhan Kiselev | 11/02/2019 | 11/02/2019 | Bulk Disposition CNL |  |  |  | 11/02/2019 | 11/02/2019
|  | WELCH ALLYN, INC. | WELCH ALLYN, INC. SURETEMP + 692 |  |  | KELEMEN N10 |  |  |  | 11/02/2019 |  |  |  |  | NO | NO |  |  |  |  | WELCH ALLYN, INC. 30142756 14130765 |  |  | Disposition |  | 99:99:99:99:99:99 |  | Equipment | PAAR:00-PVAR | 11/02/2019 | 11/02/2019 | COOPER UNIVERSITY HOSPITAL |  |  | MedSurg 10 |  | Lisa Brooks |  |  |  | 11/02/2019 | 11/02/2019 |  |  |  |  | 11/02/2019 | 11/02/2019
|  | WELCH ALLYN, INC. | WELCH ALLYN, INC. SURETEMP + 692 |  |  | KELEMEN N10 |  |  | excluded | 11/05/2019 |  |  |  |  | NO | NO |  |  |  |  | WELCH ALLYN, INC. 30142755 14120595 |  |  | Active |  | 99:99:99:99:99:99 |  | Equipment | PAAR:00-PVAR | 11/05/2019 | 11/05/2019 | COOPER UNIVERSITY HOSPITAL |  |  | MEDSURG - 10TH | WOT00000000510599 | Lisa Brooks | Disposition | Closed | Zhan Kiselev | 11/05/2019 | 11/05/2019 | Bulk Disposition CNL |  |  |  | 11/05/2019 | 11/05/2019
|  | WELCH ALLYN, INC. | WELCH ALLYN, INC. SURETEMP + 692 |  |  | KELEMEN N10 |  |  |  | 11/02/2019 |  |  |  |  | NO | NO |  |  |  |  | WELCH ALLYN, INC. 30142754 14120583 |  |  | Disposition |  | 99:99:99:99:99:99 |  | Equipment | PAAR:00-PVAR | 11/02/2019 | 11/02/2019 | COOPER UNIVERSITY HOSPITAL |  |  | MedSurg 10th | WOT00000002202195 | Lisa Brooks | Disposition | Closed | Zhan Kiselev | 11/02/2019 | 11/02/2019 | Bulk Disposition CNL | Searched for thermometers with Linda Baile. Unit no longer in the department. | EXP3544501 | Labor | 11/02/2019 | 11/02/2019 | Zhan Kiselev
|  | WELCH ALLYN, INC. | WELCH ALLYN, INC. SURETEMP + 692 |  |  | KELEMEN N10 |  |  |  | 11/02/2019 |  |  |  |  | NO | NO |  |  |  |  | WELCH ALLYN, INC. 30142753 14120596 |  |  | Disposition |  | 99:99:99:99:99:99 |  | Equipment | PAAR:00-PVAR | 11/02/2019 | 11/02/2019 | COOPER UNIVERSITY HOSPITAL |  |  | 10th - 1014 | WOT00000000510600 | Lisa Brooks | Disposition | Closed | Zhan Kiselev | 11/02/2019 | 11/02/2019 | Bulk Disposition CNL |  |  |  | 11/02/2019 | 11/02/2019
|  | WELCH ALLYN, INC. | WELCH ALLYN, INC. SURETEMP + 692 |  |  | PEDIATRICS SOUTH 7 |  |  | excluded | 10/31/2019 |  |  |  |  | NO | NO |  |  |  |  | WELCH ALLYN, INC. 30142227 15470084 |  |  | Active |  | 99:99:99:99:99:99 |  | Equipment | PAAR:00-PVAR | 10/31/2019 | 10/31/2019 | COOPER UNIVERSITY HOSPITAL |  |  |  | 0011494810 | JOANNE FOX | Performance Verification | Closed | Bonnie Aichroth | 10/31/2019 | 10/31/2019 | INCOMING INVENTORY | DEVICE INVENTORIED | FCE563BC-6312-4394-A4FB-30023FF2006E | Labor | 10/31/2019 | 10/31/2019 | Bonnie Aichroth
|  | WELCH ALLYN, INC. | WELCH ALLYN, INC. SURETEMP + 692 |  |  | MOORESTOWN-FAMILY MEDICINE |  |  | excluded | 10/31/2019 |  |  |  |  | NO | NO |  |  |  |  | WELCH ALLYN, INC. 30142144 16071838 |  |  | Active |  | 99:99:99:99:99:99 |  | Equipment | PAAR:00-PVAR | 10/31/2019 | 10/31/2019 | COOPER AMBULATORY OFF-SITES |  |  |  |  | LYNNE DEJOSEPH |  |  |  | 10/31/2019 | 10/31/2019 |  |  |  |  | 10/31/2019 | 10/31/2019
|  | WELCH ALLYN, INC. | WELCH ALLYN, INC. SURETEMP + 692 |  |  | VOORHEES RHEUMATOLOGY |  |  | excluded | 01/01/1900 |  |  |  |  | NO | NO |  |  |  |  | WELCH ALLYN, INC. 10344982 13241859 |  |  | Active |  | 99:99:99:99:99:99 |  | Equipment | PAAR:00-PVAR | 11/02/2019 |  | COOPER AMBULATORY OFF-SITES |  |  | bdlg 2 suite 203 NURSE STAT |  | GILA DAVIS
|  | WELCH ALLYN, INC. | WELCH ALLYN, INC. SURETEMP + 692 |  |  | MT. LAUREL-FAMILY MEDICINE |  |  | excluded | 10/31/2019 |  |  |  |  | NO | NO |  |  |  |  | WELCH ALLYN, INC. 30142116 15421417 |  |  | Active |  | 99:99:99:99:99:99 |  | Equipment | PAAR:00-PVAR | 10/31/2019 | 10/31/2019 | COOPER AMBULATORY OFF-SITES |  |  | 3820 CHURCH ROAD |  | SUE MAKO |  |  |  | 10/31/2019 | 10/31/2019 |  |  |  |  | 10/31/2019 | 10/31/2019
|  | WELCH ALLYN, INC. | WELCH ALLYN, INC. SURETEMP + 692 |  |  | MT. LAUREL-FAMILY MEDICINE |  |  | excluded | 10/31/2019 |  |  |  |  | NO | NO |  |  |  |  | WELCH ALLYN, INC. 30142115 15440951 |  |  | Active |  | 99:99:99:99:99:99 |  | Equipment | PAAR:00-PVAR | 10/31/2019 | 10/31/2019 | COOPER AMBULATORY OFF-SITES |  |  | 3820 CHURCH ROAD |  | SUE MAKO |  |  |  | 10/31/2019 | 10/31/2019 |  |  |  |  | 10/31/2019 | 10/31/2019
|  | WELCH ALLYN, INC. | WELCH ALLYN, INC. SURETEMP + 692 |  |  | MT. LAUREL-FAMILY MEDICINE |  |  | excluded | 10/31/2019 |  |  |  |  | NO | NO |  |  |  |  | WELCH ALLYN, INC. 30142114 15440958 |  |  | Active |  | 99:99:99:99:99:99 |  | Equipment | PAAR:00-PVAR | 10/31/2019 | 10/31/2019 | COOPER AMBULATORY OFF-SITES |  |  | 3820 CHURCH ROAD |  | SUE MAKO |  |  |  | 10/31/2019 | 10/31/2019 |  |  |  |  | 10/31/2019 | 10/31/2019
|  | WELCH ALLYN, INC. | WELCH ALLYN, INC. SURETEMP + 692 |  |  | KELEMEN 9 |  |  | excluded | 10/31/2019 |  |  |  |  | NO | NO |  |  |  |  | WELCH ALLYN, INC. 30142111 14120585 |  |  | Active |  | 99:99:99:99:99:99 |  | Equipment | PAAR:00-PVAR | 10/31/2019 | 10/31/2019 | COOPER UNIVERSITY HOSPITAL |  |  | cdu k9 |  | LAURA ZIMMERMAN |  |  |  | 10/31/2019 | 10/31/2019 |  |  |  |  | 10/31/2019 | 10/31/2019
|  | WELCH ALLYN, INC. | WELCH ALLYN, INC. SURETEMP + 692 |  |  | KELEMEN N6 |  |  | excluded | 10/31/2019 |  |  |  |  | NO | NO |  |  |  |  | WELCH ALLYN, INC. 30142086 16173120 |  |  | Active |  | 99:99:99:99:99:99 |  | Equipment | PAAR:00-PVAR | 10/31/2019 | 10/31/2019 | COOPER UNIVERSITY HOSPITAL |  |  |  |  | Susan Cannon |  |  |  | 10/31/2019 | 10/31/2019 |  |  |  |  | 10/31/2019 | 10/31/2019
|  | WELCH ALLYN, INC. | WELCH ALLYN, INC. SURETEMP + 692 |  |  | PEDIATRICS SOUTH 7 |  |  | excluded | 10/31/2019 |  |  |  |  | NO | NO |  |  |  |  | WELCH ALLYN, INC. 30142070 14432671 |  |  | Active |  | 99:99:99:99:99:99 |  | Equipment | PAAR:00-PVAR | 10/31/2019 | 10/31/2019 | COOPER UNIVERSITY HOSPITAL |  |  | BIOMED |  | JOANNE FOX |  |  |  | 10/31/2019 | 10/31/2019 |  |  |  |  | 10/31/2019 | 10/31/2019
|  | WELCH ALLYN, INC. | WELCH ALLYN, INC. SURETEMP + 692 |  |  | PEDIATRICS SOUTH 7 |  |  | excluded | 10/31/2019 |  |  |  |  | NO | NO |  |  |  |  | WELCH ALLYN, INC. 30142069 14432703 |  |  | Active |  | 99:99:99:99:99:99 |  | Equipment | PAAR:00-PVAR | 10/31/2019 | 10/31/2019 | COOPER UNIVERSITY HOSPITAL |  |  | BIOMED |  | JOANNE FOX |  |  |  | 10/31/2019 | 10/31/2019 |  |  |  |  | 10/31/2019 | 10/31/2019
|  | WELCH ALLYN, INC. | WELCH ALLYN, INC. SURETEMP + 692 |  |  | INCU - KELEMEN S10 |  |  | excluded | 11/02/2019 |  |  |  |  | NO | NO |  |  |  |  | WELCH ALLYN, INC. 30142062 14111282 |  |  | Active |  | 99:99:99:99:99:99 |  | Equipment | PAAR:00-PVAR | 11/02/2019 | 11/02/2019 | COOPER UNIVERSITY HOSPITAL |  |  | s10 | WOT00000002202012 | Lisa Brooks | Disposition | Closed | Zhan Kiselev | 11/02/2019 | 11/02/2019 | Bulk Disposition CNL |  |  |  | 11/02/2019 | 11/02/2019
|  | WELCH ALLYN, INC. | WELCH ALLYN, INC. SURETEMP + 692 |  |  | EMERGENCY ROOM |  |  | excluded | 11/02/2019 |  |  |  |  | NO | NO |  |  |  |  | WELCH ALLYN, INC. 30142063 14120541 |  |  | Active |  | 99:99:99:99:99:99 |  | Equipment | PAAR:00-PVAR | 11/02/2019 | 11/02/2019 | COOPER UNIVERSITY HOSPITAL |  |  | NURSES STATION |  | KAREN GRUBER |  |  |  | 11/02/2019 | 11/02/2019 |  |  |  |  | 11/02/2019 | 11/02/2019
|  | WELCH ALLYN, INC. | WELCH ALLYN, INC. SURETEMP + 692 |  |  | CARDIAC CATH LAB |  |  | excluded | 11/02/2019 |  |  |  |  | NO | NO |  |  |  |  | WELCH ALLYN, INC. 30142052 13321028 |  |  | Active |  | 99:99:99:99:99:99 |  | Equipment | PAAR:00-PVAR | 11/02/2019 | 11/02/2019 | COOPER UNIVERSITY HOSPITAL |  |  | CCL - Moves | WOT00000001860127 | LINDA BEAN | Repair | Closed | Stephen Zubrzycki | 11/02/2019 | 11/02/2019 | Won't stay on, lights up for a second then shuts off, changed batteries but still not working | Analyzed unit. Needed probe. Replaced and order new one through Cooper and charged dept for consumable. | EXP1948080 | Labor | 11/02/2019 | 11/02/2019 | Stephen Zubrzycki
|  | WELCH ALLYN, INC. | WELCH ALLYN, INC. SURETEMP + 692 |  |  | CDU - CLINICAL DECISION UNIT-9 KELEMEN |  |  | excluded | 11/02/2019 |  |  |  |  | NO | NO |  |  |  |  | WELCH ALLYN, INC. 30142048 14130770 |  |  | Active |  | 99:99:99:99:99:99 |  | Equipment | PAAR:00-PVAR | 11/02/2019 | 11/02/2019 | COOPER UNIVERSITY HOSPITAL |  |  | RM 813 | WOT00000000510611 | KAREN GRUBER | Disposition | Closed | Richard Jolly | 11/02/2019 | 11/02/2019 | Bulk Disposition CNL |  |  |  | 11/02/2019 | 11/02/2019
|  | WELCH ALLYN, INC. | WELCH ALLYN, INC. SURETEMP + 692 |  |  | CDU - CLINICAL DECISION UNIT-9 KELEMEN |  |  | excluded | 11/02/2019 |  |  |  |  | NO | NO |  |  |  |  | WELCH ALLYN, INC. 30142046 14120591 |  |  | Active |  | 99:99:99:99:99:99 |  | Equipment | PAAR:00-PVAR | 11/02/2019 | 11/02/2019 | COOPER UNIVERSITY HOSPITAL |  |  | RM 820 | WOT00000000510598 | KAREN GRUBER | Disposition | Closed | Richard Jolly | 11/02/2019 | 11/02/2019 | Bulk Disposition CNL |  |  |  | 11/02/2019 | 11/02/2019
|  | WELCH ALLYN, INC. | WELCH ALLYN, INC. SURETEMP + 692 |  |  | CDU - CLINICAL DECISION UNIT-9 KELEMEN |  |  | excluded | 11/02/2019 |  |  |  |  | NO | NO |  |  |  |  | WELCH ALLYN, INC. 30142045 14120574 |  |  | Active |  | 99:99:99:99:99:99 |  | Equipment | PAAR:00-PVAR | 11/02/2019 | 11/02/2019 | COOPER UNIVERSITY HOSPITAL |  |  | PCU | WOT00000000510594 | KAREN GRUBER | Disposition | Closed | Richard Jolly | 11/02/2019 | 11/02/2019 | Bulk Disposition CNL |  |  |  | 11/02/2019 | 11/02/2019
|  | WELCH ALLYN, INC. | WELCH ALLYN, INC. SURETEMP + 692 |  |  | CDU - CLINICAL DECISION UNIT-9 KELEMEN |  |  | excluded | 11/01/2019 |  |  |  |  | NO | NO |  |  |  |  | WELCH ALLYN, INC. 30142044 14130769 |  |  | Active |  | 99:99:99:99:99:99 |  | Equipment | PAAR:00-PVAR | 11/01/2019 | 11/01/2019 | COOPER UNIVERSITY HOSPITAL |  |  | RM 824 | WOT00000000510610 | KAREN GRUBER | Disposition | Closed | Richard Jolly | 11/01/2019 | 11/01/2019 | Bulk Disposition CNL |  |  |  | 11/01/2019 | 11/01/2019
|  | WELCH ALLYN, INC. | WELCH ALLYN, INC. SURETEMP + 692 |  |  | CDU - CLINICAL DECISION UNIT-9 KELEMEN |  |  | excluded | 11/02/2019 |  |  |  |  | NO | NO |  |  |  |  | WELCH ALLYN, INC. 30142043 14120578 |  |  | Active |  | 99:99:99:99:99:99 |  | Equipment | PAAR:00-PVAR | 11/02/2019 | 11/02/2019 | COOPER UNIVERSITY HOSPITAL |  |  | RM 825 | WOT00000000510595 | KAREN GRUBER | Disposition | Closed | Richard Jolly | 11/02/2019 | 11/02/2019 | Bulk Disposition CNL |  |  |  | 11/02/2019 | 11/02/2019
|  | WELCH ALLYN, INC. | WELCH ALLYN, INC. SURETEMP + 692 |  |  | CDU - CLINICAL DECISION UNIT-9 KELEMEN |  |  | excluded | 11/02/2019 |  |  |  |  | NO | NO |  |  |  |  | WELCH ALLYN, INC. 30142041 11123298 |  |  | Active |  | 99:99:99:99:99:99 |  | Equipment | PAAR:00-PVAR | 11/02/2019 | 11/02/2019 | COOPER UNIVERSITY HOSPITAL |  |  | 8 NORTH | WOT00000000508293 | KAREN GRUBER | Disposition | Closed | Richard Jolly | 11/02/2019 | 11/02/2019 | Bulk Disposition CNL |  |  |  | 11/02/2019 | 11/02/2019
|  | WELCH ALLYN, INC. | WELCH ALLYN, INC. SURETEMP 679 |  |  | BRACHFIELD MEDICAL ASSOCIATES-MEDICINE |  |  | excluded | 01/01/2012 |  |  |  |  | NO | NO |  |  |  |  | WELCH ALLYN, INC. 10367015 1295981 |  |  | Active |  | 99:99:99:99:99:99 |  | Equipment | PAAR:00-PVAR | 11/02/2019 |  | COOPER AMBULATORY OFF-SITES |  |  | A Nurses Station |  | CATHY CRAWFORD
|  | WELCH ALLYN, INC. | WELCH ALLYN, INC. SURETEMP 679 |  |  | BRACHFIELD MEDICAL ASSOCIATES-MEDICINE |  |  | excluded | 01/01/1900 |  |  |  |  | NO | NO |  |  |  |  | WELCH ALLYN, INC. 10367009 02379707 |  |  | Active |  | 99:99:99:99:99:99 |  | Equipment | PAAR:00-PVAR | 11/02/2019 |  | COOPER AMBULATORY OFF-SITES |  |  | A Nurses Station |  | CATHY CRAWFORD
|  | WELCH ALLYN, INC. | WELCH ALLYN, INC. SURETEMP 679 |  |  | KROC CENTER-FAMILY MEDICINE |  |  | excluded | 11/07/2008 |  |  |  |  | NO | NO |  |  |  |  | WELCH ALLYN, INC. 10365722 01443420 |  |  | Active |  | 99:99:99:99:99:99 |  | Equipment | PAAR:00-PVAR | 11/02/2019 |  | COOPER AMBULATORY OFF-SITES |  |  | NURSING STATION |  | JESSICA NIEVES
|  | WELCH ALLYN, INC. | WELCH ALLYN, INC. SURETEMP 679 |  |  | 3 COOPER-PEDIATRICS |  |  | excluded | 06/26/2015 |  |  |  |  | NO | NO |  |  |  |  | WELCH ALLYN, INC. 10348780 02504080 |  |  | Active |  | 99:99:99:99:99:99 |  | Equipment | PAAR:00-PVAR | 11/02/2019 |  | COOPER AMBULATORY OFF-SITES |  |  | Suite 200 - Nurses Station - R |  | MAUREEN OBRIEN
|  | WELCH ALLYN, INC. | WELCH ALLYN, INC. SURETEMP 679 |  |  | BRACHFIELD MEDICAL ASSOCIATES-MEDICINE |  |  |  | 11/01/2019 |  |  |  |  | NO | NO |  |  |  |  | WELCH ALLYN, INC. 30144687 02454857 |  |  | Disposition |  |  |  | Equipment | PAAR:00-PVAR | 11/01/2019 | 11/01/2019 | COOPER AMBULATORY OFF-SITES |  |  | DISPOSITION |  | CATHY CRAWFORD |  |  |  | 11/01/2019 | 11/01/2019 |  |  |  |  | 11/01/2019 | 11/01/2019
|  | WELCH ALLYN, INC. | WELCH ALLYN, INC. SURETEMP 679 |  |  | GLOUCESTER-MEDICINE |  |  |  | 11/02/2019 |  |  |  |  | NO | NO |  |  |  |  | WELCH ALLYN, INC. 30144668 03395919 |  |  | Disposition |  |  |  | Equipment | PAAR:00-PVAR | 11/02/2019 | 11/02/2019 | COOPER AMBULATORY OFF-SITES |  |  | DISPOSITION |  | KELLIE STOUT |  |  |  | 11/02/2019 | 11/02/2019 |  |  |  |  | 11/02/2019 | 11/02/2019
|  | WELCH ALLYN, INC. | WELCH ALLYN, INC. SURETEMP 679 |  |  | 3 COOPER-PEDIATRICS |  |  | excluded | 01/01/1900 |  |  |  |  | NO | NO |  |  |  |  | WELCH ALLYN, INC. 10345668 02379192 |  |  | Active |  | 99:99:99:99:99:99 |  | Equipment | PAAR:00-PVAR | 11/02/2019 |  | COOPER AMBULATORY OFF-SITES |  |  | Suite 200 - Nurses Station - R |  | MAUREEN OBRIEN
|  | WELCH ALLYN, INC. | WELCH ALLYN, INC. SURETEMP 679 |  |  | 3 COOPER-MULTISPECIALTY CENTER |  |  |  | 12/16/2014 |  |  |  |  | NO | NO |  |  |  |  | WELCH ALLYN, INC. 10345562 02091409 |  |  | Disposition |  |  |  | Equipment | PAAR:00-PVAR | 11/01/2019 |  | COOPER AMBULATORY OFF-SITES |  |  | DISPOSITION | 0011613427 | MARGIE OUTLER | Repair | Closed | Stephen Zubrzycki | 05/04/2017 | 05/04/2017 | DISPOSITION | 5/4/2017 4:44:33 PM SJZUBRZYCKI (SJZUBRZYCKI 5/4/2017 12:00 AM) DEPT ASKED ME TO REMOVE THIS UNIT FROM SERVICE WHILE DOING EQUIPMENT VALIDATION. IT IS VERY OLD AND THEY NO LONGER WANT IT 5/4/2017 4:44:42 PM SJZUBRZYCKI This device has been removed from an active status with the RSQ Database, and physically removed from the facility. Device retired on 5/4/2017; Authorized By: YES; Nature of Retirement: NO LONGER NEEDED; Days In Service: 700 | 05146297-58DB-4C44-9875-488BF7EFAF85 | Labor | 05/04/2017 | 05/04/2017 | Stephen Zubrzycki
|  | WELCH ALLYN, INC. | WELCH ALLYN, INC. SURETEMP 679 |  |  | VOORHEES RHEUMATOLOGY |  |  | excluded | 01/01/1900 |  |  |  |  | NO | NO |  |  |  |  | WELCH ALLYN, INC. 10344984 01373145 |  |  | Active |  | 99:99:99:99:99:99 |  | Equipment | PAAR:00-PVAR | 11/02/2019 |  | COOPER AMBULATORY OFF-SITES |  |  | bdlg 2 suite 203 NURSE STAT |  | GILA DAVIS
|  | WELCH ALLYN, INC. | WELCH ALLYN, INC. SURETEMP 679 |  |  | VOORHEES SURGERY CENTER-HEM/ONC |  |  | excluded | 04/01/2005 |  |  |  |  | NO | NO |  |  |  |  | WELCH ALLYN, INC. 10344800 02285914 |  |  | Active |  | 99:99:99:99:99:99 |  | Equipment | PAAR:00-PVAR | 11/02/2019 |  | COOPER AMBULATORY OFF-SITES |  |  | HEM/ONC SUITE M |  | MEGAN MCCAFFERTY
|  | WELCH ALLYN, INC. | WELCH ALLYN, INC. SURETEMP 679 |  |  | VOORHEES SURGERY CENTER-HEM/ONC |  |  | excluded | 01/01/1900 |  |  |  |  | NO | NO |  |  |  |  | WELCH ALLYN, INC. 10344799 02159599 |  |  | Active |  | 99:99:99:99:99:99 |  | Equipment | PAAR:00-PVAR | 11/02/2019 |  | COOPER AMBULATORY OFF-SITES |  |  | SUITE M |  | MEGAN MCCAFFERTY
|  | WELCH ALLYN, INC. | WELCH ALLYN, INC. SURETEMP 767 |  |  | MOTHER INFANT UNIT |  |  | excluded | 05/01/2010 |  |  |  |  | NO | NO |  |  |  |  | WELCH ALLYN, INC. 10364846 10422217 |  |  | Active |  | 99:99:99:99:99:99 |  | Equipment | PAAR:00-PVAR | 11/02/2019 |  | COOPER UNIVERSITY HOSPITAL |  |  | D5 |  | Christina Smith
|  | WELCH ALLYN, INC. | WELCH ALLYN, INC. SURETEMP 986 |  |  | CDU - CLINICAL DECISION UNIT-9 KELEMEN |  |  | excluded | 11/02/2019 |  |  |  |  | NO | NO |  |  |  |  | WELCH ALLYN, INC. 30143107 11022520 |  |  | Active |  | 99:99:99:99:99:99 |  | Equipment | PAAR:00-PVAR | 11/02/2019 | 11/02/2019 | COOPER UNIVERSITY HOSPITAL |  |  | CDU | 0011731500 | KAREN GRUBER | Repair | Closed | Michael Youch | 11/02/2019 | 11/02/2019 | THERMOMETER - NOT READING TEMP - CDU KELEMEN BLDG NURSE STATION | 6/2/2017 12:44:06 PM MDYOUCH (MDYOUCH 6/2/2017 9:00 AM) PROVIDED ORDERING INFO FOR NEW PROBE. | D667D712-E7B0-4205-8FC3-6B339B6346DC | Labor | 11/02/2019 | 11/02/2019 | Michael Youch
|  | WELCH ALLYN, INC. | WELCH ALLYN, INC. SURETEMP PLUS 690 |  |  | 3 COOPER-PEDIATRICS |  |  | excluded | 10/31/2019 |  |  |  |  | NO | NO |  |  |  |  | WELCH ALLYN, INC. 30126232 16203230 |  |  | Active |  | 99:99:99:99:99:99 |  | Equipment | PAAR:00-PVAR | 10/31/2019 | 10/31/2019 | COOPER AMBULATORY OFF-SITES |  |  | Suite 200 - Exam 25 |  | MAUREEN OBRIEN |  |  |  | 10/31/2019 | 10/31/2019 |  |  |  |  | 10/31/2019 | 10/31/2019
|  | WELCH ALLYN, INC. | WELCH ALLYN, INC. SURETEMP PLUS 690 |  |  | 3 COOPER-PEDIATRICS |  |  | excluded | 10/31/2019 |  |  |  |  | NO | NO |  |  |  |  | WELCH ALLYN, INC. 30126231 16203236 |  |  | Active |  | 99:99:99:99:99:99 |  | Equipment | PAAR:00-PVAR | 10/31/2019 | 10/31/2019 | COOPER AMBULATORY OFF-SITES |  |  | Suite 200 - Exam 10 |  | MAUREEN OBRIEN |  |  |  | 10/31/2019 | 10/31/2019 |  |  |  |  | 10/31/2019 | 10/31/2019
|  | WELCH ALLYN, INC. | WELCH ALLYN, INC. SURETEMP PLUS 690 |  |  | 3 COOPER - SURGERY DEPARTMENT |  |  | excluded | 10/31/2019 |  |  |  |  | NO | NO |  |  |  |  | WELCH ALLYN, INC. 30126222 15090855 |  |  | Active |  | 99:99:99:99:99:99 |  | Equipment | PAAR:00-PVAR | 10/31/2019 | 10/31/2019 | COOPER AMBULATORY OFF-SITES |  |  | Suite 403 - Moves |  | ANNE MAIER |  |  |  | 10/31/2019 | 10/31/2019 |  |  |  |  | 10/31/2019 | 10/31/2019
|  | WELCH ALLYN, INC. | WELCH ALLYN, INC. SURETEMP PLUS 690 |  |  | 3 COOPER - MEDICINE DEPARTMENT |  |  | excluded | 10/31/2019 |  |  |  |  | NO | NO |  |  |  |  | WELCH ALLYN, INC. 30126213 16133252 |  |  | Active |  | 99:99:99:99:99:99 |  | Equipment | PAAR:00-PVAR | 10/31/2019 | 10/31/2019 | COOPER AMBULATORY OFF-SITES |  |  | SUITE 215 - MOVES |  | NANCY LOUIS |  |  |  | 10/31/2019 | 10/31/2019 |  |  |  |  | 10/31/2019 | 10/31/2019
|  | WELCH ALLYN, INC. | WELCH ALLYN, INC. SURETEMP PLUS 690 |  | NOT KNOWN | COOPER FAMILY MEDICINE AT CAMDEN COUNTY COLLEGE |  |  |  | 10/16/2019 |  |  |  |  | NO | NO |  |  |  |  | WELCH ALLYN, INC. 30126185 NOT KNOWN |  |  | Disposition |  | 99:99:99:99:99:99 |  | Equipment | PAAR:00-PVAR | 10/16/2019 | 10/16/2019 | COOPER AMBULATORY OFF-SITES |  |  | Exam 6 |  | KATHLEEN CLIFFORD |  |  |  | 10/16/2019 | 10/16/2019 |  |  |  |  | 10/16/2019 | 10/16/2019
|  | WELCH ALLYN, INC. | WELCH ALLYN, INC. SURETEMP PLUS 690 |  | Not Known | COOPER FAMILY MEDICINE AT CAMDEN COUNTY COLLEGE |  |  | excluded | 10/31/2019 |  |  |  |  | NO | NO |  |  |  |  | WELCH ALLYN, INC. 30126183 Not Known |  |  | Active |  | 99:99:99:99:99:99 |  | Equipment | PAAR:00-PVAR | 10/31/2019 | 10/31/2019 | COOPER AMBULATORY OFF-SITES |  |  | Exam 5 |  | KATHLEEN CLIFFORD |  |  |  | 10/31/2019 | 10/31/2019 |  |  |  |  | 10/31/2019 | 10/31/2019
|  | WELCH ALLYN, INC. | WELCH ALLYN, INC. SURETEMP PLUS 690 |  | Not Known | COOPER FAMILY MEDICINE AT CAMDEN COUNTY COLLEGE |  |  | excluded | 10/31/2019 |  |  |  |  | NO | NO |  |  |  |  | WELCH ALLYN, INC. 30126181 Not Known |  |  | Active |  | 99:99:99:99:99:99 |  | Equipment | PAAR:00-PVAR | 10/31/2019 | 10/31/2019 | COOPER AMBULATORY OFF-SITES |  |  | Exam 4 |  | KATHLEEN CLIFFORD |  |  |  | 10/31/2019 | 10/31/2019 |  |  |  |  | 10/31/2019 | 10/31/2019
|  | WELCH ALLYN, INC. | WELCH ALLYN, INC. SURETEMP PLUS 690 |  | Not Known | COOPER FAMILY MEDICINE AT CAMDEN COUNTY COLLEGE |  |  | excluded | 10/31/2019 |  |  |  |  | NO | NO |  |  |  |  | WELCH ALLYN, INC. 30126179 Not Known |  |  | Active |  | 99:99:99:99:99:99 |  | Equipment | PAAR:00-PVAR | 10/31/2019 | 10/31/2019 | COOPER AMBULATORY OFF-SITES |  |  | Exam 1 |  | KATHLEEN CLIFFORD |  |  |  | 10/31/2019 | 10/31/2019 |  |  |  |  | 10/31/2019 | 10/31/2019
|  | WELCH ALLYN, INC. | WELCH ALLYN, INC. SURETEMP PLUS 690 |  | Not Known | COOPER FAMILY MEDICINE AT CAMDEN COUNTY COLLEGE |  |  | excluded | 10/31/2019 |  |  |  |  | NO | NO |  |  |  |  | WELCH ALLYN, INC. 30126177 Not Known |  |  | Active |  | 99:99:99:99:99:99 |  | Equipment | PAAR:00-PVAR | 10/31/2019 | 10/31/2019 | COOPER AMBULATORY OFF-SITES |  |  | Exam 2 |  | KATHLEEN CLIFFORD |  |  |  | 10/31/2019 | 10/31/2019 |  |  |  |  | 10/31/2019 | 10/31/2019
|  | WELCH ALLYN, INC. | WELCH ALLYN, INC. SURETEMP PLUS 690 |  | Not Known | COOPER FAMILY MEDICINE AT CAMDEN COUNTY COLLEGE |  |  | excluded | 10/31/2019 |  |  |  |  | NO | NO |  |  |  |  | WELCH ALLYN, INC. 30126175 Not Known |  |  | Active |  | 99:99:99:99:99:99 |  | Equipment | PAAR:00-PVAR | 10/31/2019 | 10/31/2019 | COOPER AMBULATORY OFF-SITES |  |  | Exam 3 |  | KATHLEEN CLIFFORD |  |  |  | 10/31/2019 | 10/31/2019 |  |  |  |  | 10/31/2019 | 10/31/2019
|  | WELCH ALLYN, INC. | WELCH ALLYN, INC. SURETEMP PLUS 690 |  |  | 6017 MAIN ST-PLASTICS |  |  | excluded | 11/01/2019 |  |  |  |  | NO | NO |  |  |  |  | WELCH ALLYN, INC. 30071411 13031851 |  |  | Active |  | 99:99:99:99:99:99 |  | Equipment | PAAR:00-PVAR | 11/01/2019 | 11/01/2019 | COOPER AMBULATORY OFF-SITES |  |  | EXAM ROOM 9 |  | ANNE MAIER |  |  |  | 11/01/2019 | 11/01/2019 |  |  |  |  | 11/01/2019 | 11/01/2019
|  | WELCH ALLYN, INC. | WELCH ALLYN, INC. SURETEMP PLUS 690 |  |  | 6017 MAIN ST-PLASTICS |  |  | excluded | 11/02/2019 |  |  |  |  | NO | NO |  |  |  |  | WELCH ALLYN, INC. 30071315 13032462 |  |  | Active |  | 99:99:99:99:99:99 |  | Equipment | PAAR:00-PVAR | 11/02/2019 | 11/02/2019 | COOPER AMBULATORY OFF-SITES |  |  | EXAM ROOM 4 |  | ANNE MAIER |  |  |  | 11/02/2019 | 11/02/2019 |  |  |  |  | 11/02/2019 | 11/02/2019
|  | WELCH ALLYN, INC. | WELCH ALLYN, INC. SURETEMP PLUS 690 |  | 21 18087050 | INTENSIVE CARE UNIT |  |  | excluded | 10/31/2019 |  |  |  |  | NO | NO |  |  |  |  | WELCH ALLYN, INC. 11222154 21 18087050 |  |  | Active |  | 99:99:99:99:99:99 |  | Equipment | PAAR:00-PVAR | 10/31/2019 | 10/31/2019 | COOPER UNIVERSITY HOSPITAL |  |  | icu p-4 | WOT00000001582507 | CAROLYN RUMELL | Performance Verification | Closed | Richard Jolly | 10/31/2019 | 10/31/2019 | Performance Verification for WELCH ALLYN, INC. 11222154 21 18087050 | Initial Install of Performance Verification. Device is ready for patient use. |  |  | 10/31/2019 | 10/31/2019
|  | WELCH ALLYN, INC. | WELCH ALLYN, INC. SURETEMP PLUS 690 |  | 21 18396830 | INTENSIVE CARE UNIT |  |  | excluded | 10/31/2019 |  |  |  |  | NO | NO |  |  |  |  | WELCH ALLYN, INC. 11222155 21 18396830 |  |  | Active |  | 99:99:99:99:99:99 |  | Equipment | PAAR:00-PVAR | 10/31/2019 | 10/31/2019 | COOPER UNIVERSITY HOSPITAL |  |  |  | WOT00000001582528 | CAROLYN RUMELL | Performance Verification | Closed | Richard Jolly | 10/31/2019 | 10/31/2019 | CEID Record Completion for WELCH ALLYN, INC. 11222155 21 18396830 | new equipment | EXP1625313 | Labor | 10/31/2019 | 10/31/2019 | Richard Jolly
|  | WELCH ALLYN, INC. | WELCH ALLYN, INC. SURETEMP PLUS 690 |  | 21. 18087099 | INTENSIVE CARE UNIT |  |  | excluded | 10/31/2019 |  |  |  |  | NO | NO |  |  |  |  | WELCH ALLYN, INC. 11222153 21. 18087099 |  |  | Active |  | 99:99:99:99:99:99 |  | Equipment | PAAR:00-PVAR | 10/31/2019 | 10/31/2019 | COOPER UNIVERSITY HOSPITAL |  |  | icu P4 | WOT00000001582487 | CAROLYN RUMELL | Performance Verification | Closed | Richard Jolly | 10/31/2019 | 10/31/2019 | CEID Record Completion for WELCH ALLYN, INC. 11222153 21. 18087099 | new equipment install | EXP1625374 | Labor | 10/31/2019 | 10/31/2019 | Richard Jolly
|  | WELCH ALLYN, INC. | WELCH ALLYN, INC. SURETEMP PLUS 690 |  |  | COOPER CANCER CENTER-MULTIDISCIPLINARY CLINIC |  |  | excluded | 10/31/2019 |  |  |  |  | NO | NO |  |  |  |  | WELCH ALLYN, INC. 11221774 18286140 |  |  | Active |  | 99:99:99:99:99:99 |  | Equipment | PAAR:00-PVAR | 10/31/2019 | 10/31/2019 | COOPER AMBULATORY OFF-SITES |  |  | Exam 13 | WOT00000001616597 | ROXANNE BERGER | Performance Verification | Closed | Josh Harris | 10/31/2019 | 10/31/2019 | Performance Verification for WELCH ALLYN, INC. 11221774 18286140 | Initial Install of Performance Verification. Device is ready for patient use. |  |  | 10/31/2019 | 10/31/2019
|  | WELCH ALLYN, INC. | WELCH ALLYN, INC. SURETEMP PLUS 690 |  |  | COOPER CANCER CENTER-MULTIDISCIPLINARY CLINIC |  |  | excluded | 10/31/2019 |  |  |  |  | NO | NO |  |  |  |  | WELCH ALLYN, INC. 11221770 18346485 |  |  | Active |  | 99:99:99:99:99:99 |  | Equipment | PAAR:00-PVAR | 10/31/2019 | 10/31/2019 | COOPER AMBULATORY OFF-SITES |  |  | Exam 11 | WOT00000001616592 | ROXANNE BERGER | Performance Verification | Closed | Josh Harris | 10/31/2019 | 10/31/2019 | CEID Record Completion for WELCH ALLYN, INC. 11221770 18346485 | Inventoried new item. VPO> RTS. | EXP1643511 | Labor | 10/31/2019 | 10/31/2019 | Josh Harris
|  | WELCH ALLYN, INC. | WELCH ALLYN, INC. SURETEMP PLUS 690 |  |  | COOPER CANCER CENTER-MULTIDISCIPLINARY CLINIC |  |  | excluded | 10/31/2019 |  |  |  |  | NO | NO |  |  |  |  | WELCH ALLYN, INC. 11221772 18285736 |  |  | Active |  | 99:99:99:99:99:99 |  | Equipment | PAAR:00-PVAR | 10/31/2019 | 10/31/2019 | COOPER AMBULATORY OFF-SITES |  |  | Exam 12 | WOT00000001616593 | ROXANNE BERGER | Performance Verification | Closed | Josh Harris | 10/31/2019 | 10/31/2019 | Performance Verification for WELCH ALLYN, INC. 11221772 18285736 | Initial Install of Performance Verification. Device is ready for patient use. |  |  | 10/31/2019 | 10/31/2019
|  | WELCH ALLYN, INC. | WELCH ALLYN, INC. SURETEMP PLUS 690 |  |  | COOPER CANCER CENTER-MULTIDISCIPLINARY CLINIC |  |  | excluded | 10/31/2019 |  |  |  |  | NO | NO |  |  |  |  | WELCH ALLYN, INC. 11221768 18286143 |  |  | Active |  | 99:99:99:99:99:99 |  | Equipment | PAAR:00-PVAR | 10/31/2019 | 10/31/2019 | COOPER AMBULATORY OFF-SITES |  |  | Exam 10 | WOT00000001616589 | ROXANNE BERGER | Performance Verification | Closed | Josh Harris | 10/31/2019 | 10/31/2019 | Performance Verification for WELCH ALLYN, INC. 11221768 18286143 | Initial Install of Performance Verification. Device is ready for patient use. |  |  | 10/31/2019 | 10/31/2019
|  | WELCH ALLYN, INC. | WELCH ALLYN, INC. SURETEMP PLUS 690 |  |  | COOPER CANCER CENTER-MULTIDISCIPLINARY CLINIC |  |  | excluded | 10/31/2019 |  |  |  |  | NO | NO |  |  |  |  | WELCH ALLYN, INC. 11221766 18286139 |  |  | Active |  | 99:99:99:99:99:99 |  | Equipment | PAAR:00-PVAR | 10/31/2019 | 10/31/2019 | COOPER AMBULATORY OFF-SITES |  |  | Exam 9 | WOT00000001616587 | ROXANNE BERGER | Performance Verification | Closed | Josh Harris | 10/31/2019 | 10/31/2019 | CEID Record Completion for WELCH ALLYN, INC. 11221766 18286139 | Inventoried new item. VPO> RTS. | EXP1643512 | Labor | 10/31/2019 | 10/31/2019 | Josh Harris
|  | WELCH ALLYN, INC. | WELCH ALLYN, INC. SURETEMP PLUS 690 |  |  | COOPER CANCER CENTER-MULTIDISCIPLINARY CLINIC |  |  | excluded | 10/31/2019 |  |  |  |  | NO | NO |  |  |  |  | WELCH ALLYN, INC. 11221764 18286250 |  |  | Active |  | 99:99:99:99:99:99 |  | Equipment | PAAR:00-PVAR | 10/31/2019 | 10/31/2019 | COOPER AMBULATORY OFF-SITES |  |  | Exam 8 | WOT00000001616583 | ROXANNE BERGER | Performance Verification | Closed | Josh Harris | 10/31/2019 | 10/31/2019 | Performance Verification for WELCH ALLYN, INC. 11221764 18286250 | Initial Install of Performance Verification. Device is ready for patient use. |  |  | 10/31/2019 | 10/31/2019
|  | WELCH ALLYN, INC. | WELCH ALLYN, INC. SURETEMP PLUS 690 |  |  | COOPER CANCER CENTER-MULTIDISCIPLINARY CLINIC |  |  | excluded | 10/31/2019 |  |  |  |  | NO | NO |  |  |  |  | WELCH ALLYN, INC. 11221760 18286216 |  |  | Active |  | 99:99:99:99:99:99 |  | Equipment | PAAR:00-PVAR | 10/31/2019 | 10/31/2019 | COOPER AMBULATORY OFF-SITES |  |  | Exam 6 | WOT00000001616577 | ROXANNE BERGER | Performance Verification | Closed | Josh Harris | 10/31/2019 | 10/31/2019 | Performance Verification for WELCH ALLYN, INC. 11221760 18286216 | Initial Install of Performance Verification. Device is ready for patient use. |  |  | 10/31/2019 | 10/31/2019
|  | WELCH ALLYN, INC. | WELCH ALLYN, INC. SURETEMP PLUS 690 |  |  | COOPER CANCER CENTER-MULTIDISCIPLINARY CLINIC |  |  | excluded | 10/31/2019 |  |  |  |  | NO | NO |  |  |  |  | WELCH ALLYN, INC. 11221762 18286238 |  |  | Active |  | 99:99:99:99:99:99 |  | Equipment | PAAR:00-PVAR | 10/31/2019 | 10/31/2019 | COOPER AMBULATORY OFF-SITES |  |  | Exam 7 | WOT00000001616580 | ROXANNE BERGER | Performance Verification | Closed | Josh Harris | 10/31/2019 | 10/31/2019 | Performance Verification for WELCH ALLYN, INC. 11221762 18286238 | Initial Install of Performance Verification. Device is ready for patient use. |  |  | 10/31/2019 | 10/31/2019
|  | WELCH ALLYN, INC. | WELCH ALLYN, INC. SURETEMP PLUS 690 |  |  | COOPER CANCER CENTER-MULTIDISCIPLINARY CLINIC |  |  | excluded | 10/31/2019 |  |  |  |  | NO | NO |  |  |  |  | WELCH ALLYN, INC. 11221758 18346481 |  |  | Active |  | 99:99:99:99:99:99 |  | Equipment | PAAR:00-PVAR | 10/31/2019 | 10/31/2019 | COOPER AMBULATORY OFF-SITES |  |  | Exam 5 | WOT00000001616575 | ROXANNE BERGER | Performance Verification | Closed | Josh Harris | 10/31/2019 | 10/31/2019 | Performance Verification for WELCH ALLYN, INC. 11221758 18346481 | Initial Install of Performance Verification. Device is ready for patient use. |  |  | 10/31/2019 | 10/31/2019
|  | WELCH ALLYN, INC. | WELCH ALLYN, INC. SURETEMP PLUS 690 |  |  | COOPER CANCER CENTER-MULTIDISCIPLINARY CLINIC |  |  | excluded | 10/31/2019 |  |  |  |  | NO | NO |  |  |  |  | WELCH ALLYN, INC. 11221750 18346482 |  |  | Active |  | 99:99:99:99:99:99 |  | Equipment | PAAR:00-PVAR | 10/31/2019 | 10/31/2019 | COOPER AMBULATORY OFF-SITES |  |  | Exam 1 | WOT00000001616567 | ROXANNE BERGER | Performance Verification | Closed | Josh Harris | 10/31/2019 | 10/31/2019 | Performance Verification for WELCH ALLYN, INC. 11221750 18346482 | Initial Install of Performance Verification. Device is ready for patient use. |  |  | 10/31/2019 | 10/31/2019
|  | WELCH ALLYN, INC. | WELCH ALLYN, INC. SURETEMP PLUS 690 |  |  | COOPER CANCER CENTER-MULTIDISCIPLINARY CLINIC |  |  | excluded | 10/31/2019 |  |  |  |  | NO | NO |  |  |  |  | WELCH ALLYN, INC. 11221752 18286141 |  |  | Active |  | 99:99:99:99:99:99 |  | Equipment | PAAR:00-PVAR | 10/31/2019 | 10/31/2019 | COOPER AMBULATORY OFF-SITES |  |  | Exam 2 | WOT00000001616569 | ROXANNE BERGER | Performance Verification | Closed | Josh Harris | 10/31/2019 | 10/31/2019 | Performance Verification for WELCH ALLYN, INC. 11221752 18286141 | Initial Install of Performance Verification. Device is ready for patient use. |  |  | 10/31/2019 | 10/31/2019
|  | WELCH ALLYN, INC. | WELCH ALLYN, INC. SURETEMP PLUS 690 |  |  | COOPER CANCER CENTER-MULTIDISCIPLINARY CLINIC |  |  | excluded | 10/31/2019 |  |  |  |  | NO | NO |  |  |  |  | WELCH ALLYN, INC. 11221754 18286252 |  |  | Active |  | 99:99:99:99:99:99 |  | Equipment | PAAR:00-PVAR | 10/31/2019 | 10/31/2019 | COOPER AMBULATORY OFF-SITES |  |  | Exam 3 | WOT00000001616571 | ROXANNE BERGER | Performance Verification | Closed | Josh Harris | 10/31/2019 | 10/31/2019 | Performance Verification for WELCH ALLYN, INC. 11221754 18286252 | Initial Install of Performance Verification. Device is ready for patient use. |  |  | 10/31/2019 | 10/31/2019
|  | WELCH ALLYN, INC. | WELCH ALLYN, INC. SURETEMP PLUS 690 |  |  | COOPER CANCER CENTER-MULTIDISCIPLINARY CLINIC |  |  | excluded | 10/31/2019 |  |  |  |  | NO | NO |  |  |  |  | WELCH ALLYN, INC. 11221756 18286234 |  |  | Active |  | 99:99:99:99:99:99 |  | Equipment | PAAR:00-PVAR | 10/31/2019 | 10/31/2019 | COOPER AMBULATORY OFF-SITES |  |  | Exam 4 | WOT00000001616573 | ROXANNE BERGER | Performance Verification | Closed | Josh Harris | 10/31/2019 | 10/31/2019 | Performance Verification for WELCH ALLYN, INC. 11221756 18286234 | Initial Install of Performance Verification. Device is ready for patient use. |  |  | 10/31/2019 | 10/31/2019
|  | WELCH ALLYN, INC. | WELCH ALLYN, INC. SURETEMP PLUS 690 |  |  | COOPER CANCER CENTER-MULTIDISCIPLINARY CLINIC |  |  | excluded | 10/31/2019 |  |  |  |  | NO | NO |  |  |  |  | WELCH ALLYN, INC. 11221748 18286229 |  |  | Active |  | 99:99:99:99:99:99 |  | Equipment | PAAR:00-PVAR | 10/31/2019 | 10/31/2019 | COOPER AMBULATORY OFF-SITES |  |  | Procedure Room | WOT00000001616564 | ROXANNE BERGER | Performance Verification | Closed | Josh Harris | 10/31/2019 | 10/31/2019 | Performance Verification for WELCH ALLYN, INC. 11221748 18286229 | Initial Install of Performance Verification. Device is ready for patient use. |  |  | 10/31/2019 | 10/31/2019
|  | WELCH ALLYN, INC. | WELCH ALLYN, INC. SURETEMP PLUS 690 |  |  | BUNKER HILL-INTERNAL MEDICINE |  |  | excluded | 10/31/2019 |  |  |  |  | NO | NO |  |  |  |  | WELCH ALLYN, INC. 11208042 2117426795 |  |  | Active |  |  |  | Equipment | PAAR:00-PVAR | 10/31/2019 | 10/31/2019 | COOPER AMBULATORY OFF-SITES |  |  | Exam rm 12 | WOT00000002497181 | SUSAN BABCOCK | Performance Verification | Closed | Michael Youch | 10/31/2019 | 10/31/2019 | Performance Verification for WELCH ALLYN, INC. 11208042 2117426795 | Initial Install of Performance Verification. Device is ready for patient use. |  |  | 10/31/2019 | 10/31/2019
|  | WELCH ALLYN, INC. | WELCH ALLYN, INC. SURETEMP PLUS 690 |  |  | BUNKER HILL-INTERNAL MEDICINE |  |  | excluded | 10/31/2019 |  |  |  |  | NO | NO |  |  |  |  | WELCH ALLYN, INC. 11208037 2117427145 |  |  | Active |  |  |  | Equipment | PAAR:00-PVAR | 10/31/2019 | 10/31/2019 | COOPER AMBULATORY OFF-SITES |  |  | Exam rm 7 | WOT00000002497809 | SUSAN BABCOCK | Performance Verification | Closed | Michael Youch | 10/31/2019 | 10/31/2019 | Performance Verification for WELCH ALLYN, INC. 11208037 2117427145 | Initial Install of Performance Verification. Device is ready for patient use. |  |  | 10/31/2019 | 10/31/2019
|  | WELCH ALLYN, INC. | WELCH ALLYN, INC. SURETEMP PLUS 690 |  |  | BUNKER HILL-INTERNAL MEDICINE |  |  | excluded | 10/31/2019 |  |  |  |  | NO | NO |  |  |  |  | WELCH ALLYN, INC. 11208034 1217278352 |  |  | Active |  |  |  | Equipment | PAAR:00-PVAR | 10/31/2019 | 10/31/2019 | COOPER AMBULATORY OFF-SITES |  |  | Exam rm 9 | WOT00000002497709 | SUSAN BABCOCK | Performance Verification | Closed | Michael Youch | 10/31/2019 | 10/31/2019 | Performance Verification for WELCH ALLYN, INC. 11208034 1217278352 | Initial Install of Performance Verification. Device is ready for patient use. |  |  | 10/31/2019 | 10/31/2019
|  | WELCH ALLYN, INC. | WELCH ALLYN, INC. SURETEMP PLUS 690 |  |  | BUNKER HILL-INTERNAL MEDICINE |  |  | excluded | 10/31/2019 |  |  |  |  | NO | NO |  |  |  |  | WELCH ALLYN, INC. 11208031 2117427146 |  |  | Active |  |  |  | Equipment | PAAR:00-PVAR | 10/31/2019 | 10/31/2019 | COOPER AMBULATORY OFF-SITES |  |  | Exam rm 11 | WOT00000002497602 | SUSAN BABCOCK | Performance Verification | Closed | Michael Youch | 10/31/2019 | 10/31/2019 | Performance Verification for WELCH ALLYN, INC. 11208031 2117427146 | Initial Install of Performance Verification. Device is ready for patient use. |  |  | 10/31/2019 | 10/31/2019
|  | WELCH ALLYN, INC. | WELCH ALLYN, INC. SURETEMP PLUS 690 |  |  | BUNKER HILL-INTERNAL MEDICINE |  |  | excluded | 10/31/2019 |  |  |  |  | NO | NO |  |  |  |  | WELCH ALLYN, INC. 11208028 2117426781 |  |  | Active |  |  |  | Equipment | PAAR:00-PVAR | 10/31/2019 | 10/31/2019 | COOPER AMBULATORY OFF-SITES |  |  | Exam rm 11 | WOT00000002497521 | SUSAN BABCOCK | Performance Verification | Closed | Michael Youch | 10/31/2019 | 10/31/2019 | Performance Verification for WELCH ALLYN, INC. 11208028 2117426781 | Initial Install of Performance Verification. Device is ready for patient use. |  |  | 10/31/2019 | 10/31/2019
|  | WELCH ALLYN, INC. | WELCH ALLYN, INC. SURETEMP PLUS 690 |  |  | BUNKER HILL-INTERNAL MEDICINE |  |  | excluded | 10/31/2019 |  |  |  |  | NO | NO |  |  |  |  | WELCH ALLYN, INC. 11208025 2117427154 |  |  | Active |  |  |  | Equipment | PAAR:00-PVAR | 10/31/2019 | 10/31/2019 | COOPER AMBULATORY OFF-SITES |  |  | Exam 8 | WOT00000002496998 | SUSAN BABCOCK | Performance Verification | Closed | Michael Youch | 10/31/2019 | 10/31/2019 | Performance Verification for WELCH ALLYN, INC. 11208025 2117427154 | Initial Install of Performance Verification. Device is ready for patient use. |  |  | 10/31/2019 | 10/31/2019
|  | WELCH ALLYN, INC. | WELCH ALLYN, INC. SURETEMP PLUS 690 |  |  | 3 COOPER-CARDIAC DIAGNOSTIC CENTER |  |  | excluded | 10/31/2019 |  |  |  |  | NO | NO |  |  |  |  | WELCH ALLYN, INC. 11208021 17426769 |  |  | Active |  | 99:99:99:99:99:99 |  | Equipment | PAAR:00-PVAR | 10/31/2019 | 10/31/2019 | COOPER AMBULATORY OFF-SITES |  |  | Exam 3 | WOT00000001845057 | CARLA TRUELL | Performance Verification | Closed | Michael Youch | 10/31/2019 | 10/31/2019 | Performance Verification for WELCH ALLYN, INC. 11208021 17426769 | Initial Install of Performance Verification. Device is ready for patient use. |  |  | 10/31/2019 | 10/31/2019
|  | WELCH ALLYN, INC. | WELCH ALLYN, INC. SURETEMP PLUS 690 |  |  | BUNKER HILL-INTERNAL MEDICINE |  |  | excluded | 10/31/2019 |  |  |  |  | NO | NO |  |  |  |  | WELCH ALLYN, INC. 11208019 18012087 |  |  | Active |  | 99:99:99:99:99:99 |  | Equipment | PAAR:00-PVAR | 10/31/2019 | 10/31/2019 | COOPER AMBULATORY OFF-SITES |  |  | Exam 6 | WOT00000001844797 | SUSAN BABCOCK | Performance Verification | Closed | Michael Youch | 10/31/2019 | 10/31/2019 | Performance Verification for WELCH ALLYN, INC. 11208019 18012087 | Initial Install of Performance Verification. Device is ready for patient use. |  |  | 10/31/2019 | 10/31/2019
|  | WELCH ALLYN, INC. | WELCH ALLYN, INC. SURETEMP PLUS 690 |  |  | BUNKER HILL-INTERNAL MEDICINE |  |  | excluded | 10/31/2019 |  |  |  |  | NO | NO |  |  |  |  | WELCH ALLYN, INC. 11208014 18011953 |  |  | Active |  | 99:99:99:99:99:99 |  | Equipment | PAAR:00-PVAR | 10/31/2019 | 10/31/2019 | COOPER AMBULATORY OFF-SITES |  |  | Exam 4 | WOT00000001844576 | SUSAN BABCOCK | Performance Verification | Closed | Michael Youch | 10/31/2019 | 10/31/2019 | Performance Verification for WELCH ALLYN, INC. 11208014 18011953 | Initial Install of Performance Verification. Device is ready for patient use. |  |  | 10/31/2019 | 10/31/2019
|  | WELCH ALLYN, INC. | WELCH ALLYN, INC. SURETEMP PLUS 690 |  |  | BUNKER HILL-INTERNAL MEDICINE |  |  | excluded | 10/31/2019 |  |  |  |  | NO | NO |  |  |  |  | WELCH ALLYN, INC. 11208016 17428777 |  |  | Active |  | 99:99:99:99:99:99 |  | Equipment | PAAR:00-PVAR | 10/31/2019 | 10/31/2019 | COOPER AMBULATORY OFF-SITES |  |  | Exam 1 | WOT00000001844659 | SUSAN BABCOCK | Performance Verification | Closed | Michael Youch | 10/31/2019 | 10/31/2019 | Performance Verification for WELCH ALLYN, INC. 11208016 17428777 | Initial Install of Performance Verification. Device is ready for patient use. |  |  | 10/31/2019 | 10/31/2019
|  | WELCH ALLYN, INC. | WELCH ALLYN, INC. SURETEMP PLUS 690 |  |  | BUNKER HILL-INTERNAL MEDICINE |  |  | excluded | 10/31/2019 |  |  |  |  | NO | NO |  |  |  |  | WELCH ALLYN, INC. 11208010 17248818 |  |  | Active |  | 99:99:99:99:99:99 |  | Equipment | PAAR:00-PVAR | 10/31/2019 | 10/31/2019 | COOPER AMBULATORY OFF-SITES |  |  | Exam 2 | WOT00000001844111 | SUSAN BABCOCK | Performance Verification | Closed | Michael Youch | 10/31/2019 | 10/31/2019 | Performance Verification for WELCH ALLYN, INC. 11208010 17248818 | Initial Install of Performance Verification. Device is ready for patient use. |  |  | 10/31/2019 | 10/31/2019
|  | WELCH ALLYN, INC. | WELCH ALLYN, INC. SURETEMP PLUS 690 |  |  | MOTHER INFANT UNIT |  |  | excluded | 10/31/2019 |  |  |  |  | NO | NO |  |  |  |  | WELCH ALLYN, INC. 11207660 19145233 |  |  | Active |  |  |  | Equipment | PAAR:00-PVAR | 10/31/2019 | 10/31/2019 | COOPER UNIVERSITY HOSPITAL |  |  |  | WOT00000003243849 | Christina Smith | Performance Verification | Completed | Gene Amodei | 10/31/2019 | 10/31/2019 | Performance Verification for WELCH ALLYN, INC. 11207660 19145233 | Initial Install of Performance Verification. Device is ready for patient use. |  |  | 10/31/2019 | 10/31/2019
|  | WELCH ALLYN, INC. | WELCH ALLYN, INC. SURETEMP PLUS 690 |  |  | MATERNAL FETAL CARE UNIT |  |  | excluded | 10/31/2019 |  |  |  |  | NO | NO |  |  |  |  | WELCH ALLYN, INC. 11207662 19145249 |  |  | Active |  |  |  | Equipment | PAAR:00-PVAR | 10/31/2019 | 10/31/2019 | COOPER UNIVERSITY HOSPITAL |  |  | Performance Verification | WOT00000003244016 | JOANNA HORST | Performance Verification | Closed | Gene Amodei | 10/31/2019 | 10/31/2019 | Performance Verification for WELCH ALLYN, INC. 11207662 19145249 | Initial Install of Performance Verification. Device is ready for patient use. |  |  | 10/31/2019 | 10/31/2019
|  | WELCH ALLYN, INC. | WELCH ALLYN, INC. SURETEMP PLUS 690 |  |  | MOTHER INFANT UNIT |  |  | excluded | 10/31/2019 |  |  |  |  | NO | NO |  |  |  |  | WELCH ALLYN, INC. 11207661 19144786 |  |  | Active |  |  |  | Equipment | PAAR:00-PVAR | 10/31/2019 | 10/31/2019 | COOPER UNIVERSITY HOSPITAL |  |  |  | WOT00000003243931 | Christina Smith | Performance Verification | Open | Gene Amodei | 10/31/2019 | 10/31/2019 | CEID Record Completion for WELCH ALLYN, INC. 11207661 19144786 |  |  |  | 10/31/2019 | 10/31/2019
|  | WELCH ALLYN, INC. | WELCH ALLYN, INC. SURETEMP PLUS 690 |  | (22)19119374 | VOORHEES INTERNAL MEDICINE |  |  | excluded | 11/07/2019 |  |  |  |  | NO | NO |  |  |  |  | WELCH ALLYN, INC. 11200119 (22)19119374 |  |  | Active |  |  |  | Equipment | PAAR:00-PVAR | 11/07/2019 | 11/07/2019 | COOPER AMBULATORY OFF-SITES |  |  | Performance Verification | WOT00000004281483 | JENNY BETLER | Performance Verification | Completed | Kirk Lis | 11/07/2019 | 11/07/2019 | Performance Verification for WELCH ALLYN, INC. 11200119 (22)19119374 | Initial Install of Performance Verification. Device is ready for patient use. |  |  | 11/07/2019 | 11/07/2019
|  | WELCH ALLYN, INC. | WELCH ALLYN, INC. SURETEMP PLUS 690 |  | (21)19119398 | VOORHEES INTERNAL MEDICINE |  |  | excluded | 11/07/2019 |  |  |  |  | NO | NO |  |  |  |  | WELCH ALLYN, INC. 11200118 (21)19119398 |  |  | Active |  |  |  | Equipment | PAAR:00-PVAR | 11/07/2019 | 11/07/2019 | COOPER AMBULATORY OFF-SITES |  |  | Performance Verification | WOT00000004281395 | JENNY BETLER | Performance Verification | Completed | Kirk Lis | 11/07/2019 | 11/07/2019 | Performance Verification for WELCH ALLYN, INC. 11200118 (21)19119398 | Initial Install of Performance Verification. Device is ready for patient use. |  |  | 11/07/2019 | 11/07/2019
|  | WELCH ALLYN, INC. | WELCH ALLYN, INC. SURETEMP PLUS 690 |  |  | HADDON HEIGHTS-FAMILY MEDICINE |  |  | excluded | 10/31/2019 |  |  |  |  | NO | NO |  |  |  |  | WELCH ALLYN, INC. 11200101 2119199538 |  |  | Active |  |  |  | Equipment | PAAR:00-PVAR | 10/31/2019 | 10/31/2019 | COOPER AMBULATORY OFF-SITES |  |  | RM 5 | WOT00000003981582 | KELLIE STOUT | Performance Verification | Completed | Kirk Lis | 10/31/2019 | 10/31/2019 | Performance Verification for WELCH ALLYN, INC. 11200101 2119199538 | Initial Install of Performance Verification. Device is ready for patient use. |  |  | 10/31/2019 | 10/31/2019
|  | WELCH ALLYN, INC. | WELCH ALLYN, INC. SURETEMP PLUS 690 |  |  | HADDON HEIGHTS-FAMILY MEDICINE |  |  | excluded | 10/31/2019 |  |  |  |  | NO | NO |  |  |  |  | WELCH ALLYN, INC. 11200100 2119199429 |  |  | Active |  |  |  | Equipment | PAAR:00-PVAR | 10/31/2019 | 10/31/2019 | COOPER AMBULATORY OFF-SITES |  |  | RM. 1 | WOT00000003981432 | KELLIE STOUT | Performance Verification | Completed | Kirk Lis | 10/31/2019 | 10/31/2019 | Performance Verification for WELCH ALLYN, INC. 11200100 2119199429 | Initial Install of Performance Verification. Device is ready for patient use. |  |  | 10/31/2019 | 10/31/2019
|  | WELCH ALLYN, INC. | WELCH ALLYN, INC. SURETEMP PLUS 690 |  |  | HADDON HEIGHTS-FAMILY MEDICINE |  |  | excluded | 10/31/2019 |  |  |  |  | NO | NO |  |  |  |  | WELCH ALLYN, INC. 11200099 2119199557 |  |  | Active |  |  |  | Equipment | PAAR:00-PVAR | 10/31/2019 | 10/31/2019 | COOPER AMBULATORY OFF-SITES |  |  | RM. 3 | WOT00000003981356 | KELLIE STOUT | Performance Verification | Completed | Kirk Lis | 10/31/2019 | 10/31/2019 | Performance Verification for WELCH ALLYN, INC. 11200099 2119199557 | Initial Install of Performance Verification. Device is ready for patient use. |  |  | 10/31/2019 | 10/31/2019
|  | WELCH ALLYN, INC. | WELCH ALLYN, INC. SURETEMP PLUS 690 |  | (21)18490969 | VOORHEES SURGERY CENTER-HEM/ONC |  |  | excluded | 10/31/2019 |  |  |  |  | NO | NO |  |  |  |  | WELCH ALLYN, INC. 11182574 (21)18490969 |  |  | Active |  |  |  | Equipment | PAAR:00-PVAR | 10/31/2019 | 10/31/2019 | COOPER AMBULATORY OFF-SITES |  |  | Exam #9 | WOT00000003443785 | MEGAN MCCAFFERTY | Performance Verification | Closed | Kirk Lis | 10/31/2019 | 10/31/2019 | Performance Verification for WELCH ALLYN, INC. 11182574 (21)18490969 | Initial Install of Performance Verification. Device is ready for patient use. |  |  | 10/31/2019 | 10/31/2019
|  | WELCH ALLYN, INC. | WELCH ALLYN, INC. SURETEMP PLUS 690 |  | (21)18490954 | VOORHEES SURGERY CENTER-HEM/ONC |  |  | excluded | 10/31/2019 |  |  |  |  | NO | NO |  |  |  |  | WELCH ALLYN, INC. 11182577 (21)18490954 |  |  | Active |  |  |  | Equipment | PAAR:00-PVAR | 10/31/2019 | 10/31/2019 | COOPER AMBULATORY OFF-SITES |  |  | Exam #10 | WOT00000003443787 | MEGAN MCCAFFERTY | Performance Verification | Closed | Kirk Lis | 10/31/2019 | 10/31/2019 | Performance Verification for WELCH ALLYN, INC. 11182577 (21)18490954 | Initial Install of Performance Verification. Device is ready for patient use. |  |  | 10/31/2019 | 10/31/2019
|  | WELCH ALLYN, INC. | WELCH ALLYN, INC. SURETEMP PLUS 690 |  | (21)18490963 | VOORHEES SURGERY CENTER-HEM/ONC |  |  | excluded | 10/31/2019 |  |  |  |  | NO | NO |  |  |  |  | WELCH ALLYN, INC. 11182569 (21)18490963 |  |  | Active |  |  |  | Equipment | PAAR:00-PVAR | 10/31/2019 | 10/31/2019 | COOPER AMBULATORY OFF-SITES |  |  | Exam #32 | WOT00000003443781 | MEGAN MCCAFFERTY | Performance Verification | Closed | Kirk Lis | 10/31/2019 | 10/31/2019 | Performance Verification for WELCH ALLYN, INC. 11182569 (21)18490963 | Initial Install of Performance Verification. Device is ready for patient use. |  |  | 10/31/2019 | 10/31/2019
|  | WELCH ALLYN, INC. | WELCH ALLYN, INC. SURETEMP PLUS 690 |  | (21)18491037 | VOORHEES SURGERY CENTER-HEM/ONC |  |  | excluded | 10/31/2019 |  |  |  |  | NO | NO |  |  |  |  | WELCH ALLYN, INC. 11182571 (21)18491037 |  |  | Active |  |  |  | Equipment | PAAR:00-PVAR | 10/31/2019 | 10/31/2019 | COOPER AMBULATORY OFF-SITES |  |  | Exam #33 | WOT00000003443783 | MEGAN MCCAFFERTY | Performance Verification | Closed | Kirk Lis | 10/31/2019 | 10/31/2019 | Performance Verification for WELCH ALLYN, INC. 11182571 (21)18491037 | Initial Install of Performance Verification. Device is ready for patient use. |  |  | 10/31/2019 | 10/31/2019
|  | WELCH ALLYN, INC. | WELCH ALLYN, INC. SURETEMP PLUS 690 |  | (21)18493449 | VOORHEES SURGERY CENTER-HEM/ONC |  |  | excluded | 10/31/2019 |  |  |  |  | NO | NO |  |  |  |  | WELCH ALLYN, INC. 11182566 (21)18493449 |  |  | Active |  |  |  | Equipment | PAAR:00-PVAR | 10/31/2019 | 10/31/2019 | COOPER AMBULATORY OFF-SITES |  |  | Exam #31 | WOT00000003443778 | MEGAN MCCAFFERTY | Performance Verification | Closed | Kirk Lis | 10/31/2019 | 10/31/2019 | Performance Verification for WELCH ALLYN, INC. 11182566 (21)18493449 | Initial Install of Performance Verification. Device is ready for patient use. |  |  | 10/31/2019 | 10/31/2019
|  | WELCH ALLYN, INC. | WELCH ALLYN, INC. SURETEMP PLUS 690 |  | (21)18491065 | VOORHEES SURGERY CENTER-HEM/ONC |  |  | excluded | 10/31/2019 |  |  |  |  | NO | NO |  |  |  |  | WELCH ALLYN, INC. 11182563 (21)18491065 |  |  | Active |  |  |  | Equipment | PAAR:00-PVAR | 10/31/2019 | 10/31/2019 | COOPER AMBULATORY OFF-SITES |  |  | Exam #30 | WOT00000003443774 | MEGAN MCCAFFERTY | Performance Verification | Closed | Kirk Lis | 10/31/2019 | 10/31/2019 | Performance Verification for WELCH ALLYN, INC. 11182563 (21)18491065 | Initial Install of Performance Verification. Device is ready for patient use. |  |  | 10/31/2019 | 10/31/2019
|  | WELCH ALLYN, INC. | WELCH ALLYN, INC. SURETEMP PLUS 690 |  | (21)18493482 | VOORHEES SURGERY CENTER-HEM/ONC |  |  | excluded | 10/31/2019 |  |  |  |  | NO | NO |  |  |  |  | WELCH ALLYN, INC. 11182560 (21)18493482 |  |  | Active |  |  |  | Equipment | PAAR:00-PVAR | 10/31/2019 | 10/31/2019 | COOPER AMBULATORY OFF-SITES |  |  | Exam #29 | WOT00000003443772 | MEGAN MCCAFFERTY | Performance Verification | Closed | Kirk Lis | 10/31/2019 | 10/31/2019 | Performance Verification for WELCH ALLYN, INC. 11182560 (21)18493482 | Initial Install of Performance Verification. Device is ready for patient use. |  |  | 10/31/2019 | 10/31/2019
|  | WELCH ALLYN, INC. | WELCH ALLYN, INC. SURETEMP PLUS 690 |  | (21)18487336 | VOORHEES SURGERY CENTER-HEM/ONC |  |  | excluded | 10/31/2019 |  |  |  |  | NO | NO |  |  |  |  | WELCH ALLYN, INC. 11182558 (21)18487336 |  |  | Active |  |  |  | Equipment | PAAR:00-PVAR | 10/31/2019 | 10/31/2019 | COOPER AMBULATORY OFF-SITES |  |  | Exam #28 | WOT00000003443769 | MEGAN MCCAFFERTY | Performance Verification | Closed | Kirk Lis | 10/31/2019 | 10/31/2019 | Performance Verification for WELCH ALLYN, INC. 11182558 (21)18487336 | Initial Install of Performance Verification. Device is ready for patient use. |  |  | 10/31/2019 | 10/31/2019
|  | WELCH ALLYN, INC. | WELCH ALLYN, INC. SURETEMP PLUS 690 |  | (21)18490950 | VOORHEES SURGERY CENTER-HEM/ONC |  |  | excluded | 10/31/2019 |  |  |  |  | NO | NO |  |  |  |  | WELCH ALLYN, INC. 11182552 (21)18490950 |  |  | Active |  |  |  | Equipment | PAAR:00-PVAR | 10/31/2019 | 10/31/2019 | COOPER AMBULATORY OFF-SITES |  |  | Exam #11 | WOT00000003443762 | MEGAN MCCAFFERTY | Performance Verification | Closed | Kirk Lis | 10/31/2019 | 10/31/2019 | Performance Verification for WELCH ALLYN, INC. 11182552 (21)18490950 | Initial Install of Performance Verification. Device is ready for patient use. |  |  | 10/31/2019 | 10/31/2019
|  | WELCH ALLYN, INC. | WELCH ALLYN, INC. SURETEMP PLUS 690 |  | (21)18490955 | VOORHEES SURGERY CENTER-HEM/ONC |  |  | excluded | 10/31/2019 |  |  |  |  | NO | NO |  |  |  |  | WELCH ALLYN, INC. 11182555 (21)18490955 |  |  | Active |  |  |  | Equipment | PAAR:00-PVAR | 10/31/2019 | 10/31/2019 | COOPER AMBULATORY OFF-SITES |  |  | Exam #27 | WOT00000003443766 | MEGAN MCCAFFERTY | Performance Verification | Closed | Kirk Lis | 10/31/2019 | 10/31/2019 | Performance Verification for WELCH ALLYN, INC. 11182555 (21)18490955 | Initial Install of Performance Verification. Device is ready for patient use. |  |  | 10/31/2019 | 10/31/2019
|  | WELCH ALLYN, INC. | WELCH ALLYN, INC. SURETEMP PLUS 690 |  | (21)18469180 | VOORHEES SURGERY CENTER-HEM/ONC |  |  | excluded | 10/31/2019 |  |  |  |  | NO | NO |  |  |  |  | WELCH ALLYN, INC. 11182549 (21)18469180 |  |  | Active |  |  |  | Equipment | PAAR:00-PVAR | 10/31/2019 | 10/31/2019 | COOPER AMBULATORY OFF-SITES |  |  | Exam #12 | WOT00000003443760 | MEGAN MCCAFFERTY | Performance Verification | Closed | Kirk Lis | 10/31/2019 | 10/31/2019 | Performance Verification for WELCH ALLYN, INC. 11182549 (21)18469180 | Initial Install of Performance Verification. Device is ready for patient use. |  |  | 10/31/2019 | 10/31/2019
|  | WELCH ALLYN, INC. | WELCH ALLYN, INC. SURETEMP PLUS 690 |  | (21)18493479 | VOORHEES SURGERY CENTER-HEM/ONC |  |  | excluded | 10/31/2019 |  |  |  |  | NO | NO |  |  |  |  | WELCH ALLYN, INC. 11182546 (21)18493479 |  |  | Active |  |  |  | Equipment | PAAR:00-PVAR | 10/31/2019 | 10/31/2019 | COOPER AMBULATORY OFF-SITES |  |  | Exam #13 | WOT00000003443756 | MEGAN MCCAFFERTY | Performance Verification | Closed | Kirk Lis | 10/31/2019 | 10/31/2019 | Performance Verification for WELCH ALLYN, INC. 11182546 (21)18493479 | Initial Install of Performance Verification. Device is ready for patient use. |  |  | 10/31/2019 | 10/31/2019
|  | WELCH ALLYN, INC. | WELCH ALLYN, INC. SURETEMP PLUS 690 |  | (21)18490959 | VOORHEES SURGERY CENTER-HEM/ONC |  |  | excluded | 10/31/2019 |  |  |  |  | NO | NO |  |  |  |  | WELCH ALLYN, INC. 11182544 (21)18490959 |  |  | Active |  |  |  | Equipment | PAAR:00-PVAR | 10/31/2019 | 10/31/2019 | COOPER AMBULATORY OFF-SITES |  |  | Exam #5 | WOT00000003443754 | MEGAN MCCAFFERTY | Performance Verification | Closed | Kirk Lis | 10/31/2019 | 10/31/2019 | Performance Verification for WELCH ALLYN, INC. 11182544 (21)18490959 | Initial Install of Performance Verification. Device is ready for patient use. |  |  | 10/31/2019 | 10/31/2019
|  | WELCH ALLYN, INC. | WELCH ALLYN, INC. SURETEMP PLUS 690 |  | (21)18439575 | VOORHEES SURGERY CENTER-HEM/ONC |  |  | excluded | 10/31/2019 |  |  |  |  | NO | NO |  |  |  |  | WELCH ALLYN, INC. 11182541 (21)18439575 |  |  | Active |  |  |  | Equipment | PAAR:00-PVAR | 10/31/2019 | 10/31/2019 | COOPER AMBULATORY OFF-SITES |  |  | Exam #6 | WOT00000003443752 | MEGAN MCCAFFERTY | Performance Verification | Closed | Kirk Lis | 10/31/2019 | 10/31/2019 | Performance Verification for WELCH ALLYN, INC. 11182541 (21)18439575 | Initial Install of Performance Verification. Device is ready for patient use. |  |  | 10/31/2019 | 10/31/2019
|  | WELCH ALLYN, INC. | WELCH ALLYN, INC. SURETEMP PLUS 690 |  | (21)18491054 | VOORHEES SURGERY CENTER-HEM/ONC |  |  | excluded | 10/31/2019 |  |  |  |  | NO | NO |  |  |  |  | WELCH ALLYN, INC. 11182538 (21)18491054 |  |  | Active |  |  |  | Equipment | PAAR:00-PVAR | 10/31/2019 | 10/31/2019 | COOPER AMBULATORY OFF-SITES |  |  | Exam #8 | WOT00000003443750 | MEGAN MCCAFFERTY | Performance Verification | Closed | Kirk Lis | 10/31/2019 | 10/31/2019 | Performance Verification for WELCH ALLYN, INC. 11182538 (21)18491054 | Initial Install of Performance Verification. Device is ready for patient use. |  |  | 10/31/2019 | 10/31/2019
|  | WELCH ALLYN, INC. | WELCH ALLYN, INC. SURETEMP PLUS 690 |  | (21)18491044 | VOORHEES SURGERY CENTER-HEM/ONC |  |  | excluded | 10/31/2019 |  |  |  |  | NO | NO |  |  |  |  | WELCH ALLYN, INC. 11182536 (21)18491044 |  |  | Active |  |  |  | Equipment | PAAR:00-PVAR | 10/31/2019 | 10/31/2019 | COOPER AMBULATORY OFF-SITES |  |  | Exam #14 | WOT00000003443747 | MEGAN MCCAFFERTY | Performance Verification | Closed | Kirk Lis | 10/31/2019 | 10/31/2019 | Performance Verification for WELCH ALLYN, INC. 11182536 (21)18491044 | Initial Install of Performance Verification. Device is ready for patient use. |  |  | 10/31/2019 | 10/31/2019
|  | WELCH ALLYN, INC. | WELCH ALLYN, INC. SURETEMP PLUS 690 |  | (21)18490968 | VOORHEES SURGERY CENTER-HEM/ONC |  |  | excluded | 10/31/2019 |  |  |  |  | NO | NO |  |  |  |  | WELCH ALLYN, INC. 11182533 (21)18490968 |  |  | Active |  |  |  | Equipment | PAAR:00-PVAR | 10/31/2019 | 10/31/2019 | COOPER AMBULATORY OFF-SITES |  |  | Exam #15 | WOT00000003443746 | MEGAN MCCAFFERTY | Performance Verification | Closed | Kirk Lis | 10/31/2019 | 10/31/2019 | CEID Record Completion for WELCH ALLYN, INC. 11182533 (21)18490968 | Inventoried New Equipment. | EXP3671481 | Labor | 10/31/2019 | 10/31/2019 | Kenneth Krips
|  | WELCH ALLYN, INC. | WELCH ALLYN, INC. SURETEMP PLUS 690 |  | (21)18491010 | VOORHEES SURGERY CENTER-HEM/ONC |  |  | excluded | 10/31/2019 |  |  |  |  | NO | NO |  |  |  |  | WELCH ALLYN, INC. 11182527 (21)18491010 |  |  | Active |  |  |  | Equipment | PAAR:00-PVAR | 10/31/2019 | 10/31/2019 | COOPER AMBULATORY OFF-SITES |  |  | Exam #17 | WOT00000003443740 | MEGAN MCCAFFERTY | Performance Verification | Closed | Kirk Lis | 10/31/2019 | 10/31/2019 | Performance Verification for WELCH ALLYN, INC. 11182527 (21)18491010 | Initial Install of Performance Verification. Device is ready for patient use. |  |  | 10/31/2019 | 10/31/2019
|  | WELCH ALLYN, INC. | WELCH ALLYN, INC. SURETEMP PLUS 690 |  | (21)18487343 | VOORHEES SURGERY CENTER-HEM/ONC |  |  | excluded | 10/31/2019 |  |  |  |  | NO | NO |  |  |  |  | WELCH ALLYN, INC. 11182530 (21)18487343 |  |  | Active |  |  |  | Equipment | PAAR:00-PVAR | 10/31/2019 | 10/31/2019 | COOPER AMBULATORY OFF-SITES |  |  | Exam #16 | WOT00000003443743 | MEGAN MCCAFFERTY | Performance Verification | Closed | Kirk Lis | 10/31/2019 | 10/31/2019 | Performance Verification for WELCH ALLYN, INC. 11182530 (21)18487343 | Initial Install of Performance Verification. Device is ready for patient use. |  |  | 10/31/2019 | 10/31/2019
|  | WELCH ALLYN, INC. | WELCH ALLYN, INC. SURETEMP PLUS 690 |  | (21)18490938 | VOORHEES SURGERY CENTER-HEM/ONC |  |  | excluded | 10/31/2019 |  |  |  |  | NO | NO |  |  |  |  | WELCH ALLYN, INC. 11182524 (21)18490938 |  |  | Active |  |  |  | Equipment | PAAR:00-PVAR | 10/31/2019 | 10/31/2019 | COOPER AMBULATORY OFF-SITES |  |  | Exam #18 | WOT00000003443738 | MEGAN MCCAFFERTY | Performance Verification | Closed | Kirk Lis | 10/31/2019 | 10/31/2019 | Performance Verification for WELCH ALLYN, INC. 11182524 (21)18490938 | Initial Install of Performance Verification. Device is ready for patient use. |  |  | 10/31/2019 | 10/31/2019
|  | WELCH ALLYN, INC. | WELCH ALLYN, INC. SURETEMP PLUS 690 |  | (21)18491068 | VOORHEES SURGERY CENTER-HEM/ONC |  |  | excluded | 10/31/2019 |  |  |  |  | NO | NO |  |  |  |  | WELCH ALLYN, INC. 11182521 (21)18491068 |  |  | Active |  |  |  | Equipment | PAAR:00-PVAR | 10/31/2019 | 10/31/2019 | COOPER AMBULATORY OFF-SITES |  |  | Exam #19 | WOT00000003443735 | MEGAN MCCAFFERTY | Performance Verification | Closed | Kirk Lis | 10/31/2019 | 10/31/2019 | CEID Record Completion for WELCH ALLYN, INC. 11182521 (21)18491068 | Inventoried New Equipment. | EXP3671489 | Labor | 10/31/2019 | 10/31/2019 | Kenneth Krips
|  | WELCH ALLYN, INC. | WELCH ALLYN, INC. SURETEMP PLUS 690 |  | (21)18493467 | VOORHEES SURGERY CENTER-HEM/ONC |  |  | excluded | 10/31/2019 |  |  |  |  | NO | NO |  |  |  |  | WELCH ALLYN, INC. 11182518 (21)18493467 |  |  | Active |  |  |  | Equipment | PAAR:00-PVAR | 10/31/2019 | 10/31/2019 | COOPER AMBULATORY OFF-SITES |  |  | Exam #20 | WOT00000003443732 | MEGAN MCCAFFERTY | Performance Verification | Closed | Kirk Lis | 10/31/2019 | 10/31/2019 | Performance Verification for WELCH ALLYN, INC. 11182518 (21)18493467 | Initial Install of Performance Verification. Device is ready for patient use. |  |  | 10/31/2019 | 10/31/2019
|  | WELCH ALLYN, INC. | WELCH ALLYN, INC. SURETEMP PLUS 690 |  | (21)18490951 | VOORHEES SURGERY CENTER-HEM/ONC |  |  | excluded | 10/31/2019 |  |  |  |  | NO | NO |  |  |  |  | WELCH ALLYN, INC. 11182512 (21)18490951 |  |  | Active |  |  |  | Equipment | PAAR:00-PVAR | 10/31/2019 | 10/31/2019 | COOPER AMBULATORY OFF-SITES |  |  | Exam #23 | WOT00000003443725 | MEGAN MCCAFFERTY | Performance Verification | Closed | Kirk Lis | 10/31/2019 | 10/31/2019 | Performance Verification for WELCH ALLYN, INC. 11182512 (21)18490951 | Initial Install of Performance Verification. Device is ready for patient use. |  |  | 10/31/2019 | 10/31/2019
|  | WELCH ALLYN, INC. | WELCH ALLYN, INC. SURETEMP PLUS 690 |  | (21)18491069 | VOORHEES SURGERY CENTER-HEM/ONC |  |  | excluded | 10/31/2019 |  |  |  |  | NO | NO |  |  |  |  | WELCH ALLYN, INC. 11182515 (21)18491069 |  |  | Active |  |  |  | Equipment | PAAR:00-PVAR | 10/31/2019 | 10/31/2019 | COOPER AMBULATORY OFF-SITES |  |  | Exam #21 | WOT00000003443728 | MEGAN MCCAFFERTY | Performance Verification | Closed | Kirk Lis | 10/31/2019 | 10/31/2019 | Performance Verification for WELCH ALLYN, INC. 11182515 (21)18491069 | Initial Install of Performance Verification. Device is ready for patient use. |  |  | 10/31/2019 | 10/31/2019
|  | WELCH ALLYN, INC. | WELCH ALLYN, INC. SURETEMP PLUS 690 |  | (21)18490973 | VOORHEES SURGERY CENTER-HEM/ONC |  |  | excluded | 10/31/2019 |  |  |  |  | NO | NO |  |  |  |  | WELCH ALLYN, INC. 11182509 (21)18490973 |  |  | Active |  |  |  | Equipment | PAAR:00-PVAR | 10/31/2019 | 10/31/2019 | COOPER AMBULATORY OFF-SITES |  |  | Exam #24 | WOT00000003443723 | MEGAN MCCAFFERTY | Performance Verification | Closed | Kirk Lis | 10/31/2019 | 10/31/2019 | Performance Verification for WELCH ALLYN, INC. 11182509 (21)18490973 | Initial Install of Performance Verification. Device is ready for patient use. |  |  | 10/31/2019 | 10/31/2019
|  | WELCH ALLYN, INC. | WELCH ALLYN, INC. SURETEMP PLUS 690 |  | (21)18490946 | VOORHEES SURGERY CENTER-HEM/ONC |  |  | excluded | 10/31/2019 |  |  |  |  | NO | NO |  |  |  |  | WELCH ALLYN, INC. 11182507 (21)18490946 |  |  | Active |  |  |  | Equipment | PAAR:00-PVAR | 10/31/2019 | 10/31/2019 | COOPER AMBULATORY OFF-SITES |  |  | Exam #25 | WOT00000003443721 | MEGAN MCCAFFERTY | Performance Verification | Closed | Kirk Lis | 10/31/2019 | 10/31/2019 | Performance Verification for WELCH ALLYN, INC. 11182507 (21)18490946 | Initial Install of Performance Verification. Device is ready for patient use. |  |  | 10/31/2019 | 10/31/2019
|  | WELCH ALLYN, INC. | WELCH ALLYN, INC. SURETEMP PLUS 690 |  | (21)18491055 | VOORHEES SURGERY CENTER-HEM/ONC |  |  | excluded | 10/31/2019 |  |  |  |  | NO | NO |  |  |  |  | WELCH ALLYN, INC. 11182504 (21)18491055 |  |  | Active |  |  |  | Equipment | PAAR:00-PVAR | 10/31/2019 | 10/31/2019 | COOPER AMBULATORY OFF-SITES |  |  | Exam #26 | WOT00000003443718 | MEGAN MCCAFFERTY | Performance Verification | Closed | Kirk Lis | 10/31/2019 | 10/31/2019 | Performance Verification for WELCH ALLYN, INC. 11182504 (21)18491055 | Initial Install of Performance Verification. Device is ready for patient use. |  |  | 10/31/2019 | 10/31/2019
|  | WELCH ALLYN, INC. | WELCH ALLYN, INC. SURETEMP PLUS 690 |  | (21)19123027 | CHIP - 9 PAVILION |  |  | excluded | 10/31/2019 |  |  |  |  | NO | NO |  |  |  |  | WELCH ALLYN, INC. 11135789 (21)19123027 |  |  | Active |  |  |  | Equipment | PAAR:00-PVAR | 10/31/2019 | 10/31/2019 | COOPER UNIVERSITY HOSPITAL |  |  | Performance Verification | WOT00000003511797 | KIM HUMMEL | Performance Verification | Closed | Michael Youch | 10/31/2019 | 10/31/2019 | Performance Verification for WELCH ALLYN, INC. 11135789 (21)19123027 | Initial Install of Performance Verification. Device is ready for patient use. |  |  | 10/31/2019 | 10/31/2019
|  | WELCH ALLYN, INC. | WELCH ALLYN, INC. SURETEMP PLUS 690 |  | (21)19259509 | CHIP - 9 PAVILION |  |  | excluded | 10/31/2019 |  |  |  |  | NO | NO |  |  |  |  | WELCH ALLYN, INC. 11135790 (21)19259509 |  |  | Active |  |  |  | Equipment | PAAR:00-PVAR | 10/31/2019 | 10/31/2019 | COOPER UNIVERSITY HOSPITAL |  |  | Performance Verification | WOT00000003511803 | KIM HUMMEL | Performance Verification | Closed | Michael Youch | 10/31/2019 | 10/31/2019 | Performance Verification for WELCH ALLYN, INC. 11135790 (21)19259509 | Initial Install of Performance Verification. Device is ready for patient use. |  |  | 10/31/2019 | 10/31/2019
|  | WELCH ALLYN, INC. | WELCH ALLYN, INC. SURETEMP PLUS 690 |  | (21)19259888 | CHIP - 9 PAVILION |  |  | excluded | 10/31/2019 |  |  |  |  | NO | NO |  |  |  |  | WELCH ALLYN, INC. 11135794 (21)19259888 |  |  | Active |  |  |  | Equipment | PAAR:00-PVAR | 10/31/2019 | 10/31/2019 | COOPER UNIVERSITY HOSPITAL |  |  | Performance Verification | WOT00000003511823 | KIM HUMMEL | Performance Verification | Closed | Michael Youch | 10/31/2019 | 10/31/2019 | Performance Verification for WELCH ALLYN, INC. 11135794 (21)19259888 | Initial Install of Performance Verification. Device is ready for patient use. |  |  | 10/31/2019 | 10/31/2019
|  | WELCH ALLYN, INC. | WELCH ALLYN, INC. SURETEMP PLUS 690 |  | (21)19259893 | CHIP - 9 PAVILION |  |  | excluded | 10/31/2019 |  |  |  |  | NO | NO |  |  |  |  | WELCH ALLYN, INC. 11135795 (21)19259893 |  |  | Active |  |  |  | Equipment | PAAR:00-PVAR | 10/31/2019 | 10/31/2019 | COOPER UNIVERSITY HOSPITAL |  |  | Performance Verification | WOT00000003511826 | KIM HUMMEL | Performance Verification | Closed | Michael Youch | 10/31/2019 | 10/31/2019 | Performance Verification for WELCH ALLYN, INC. 11135795 (21)19259893 | Initial Install of Performance Verification. Device is ready for patient use. |  |  | 10/31/2019 | 10/31/2019
|  | WELCH ALLYN, INC. | WELCH ALLYN, INC. SURETEMP PLUS 690 |  | (21)19259894 | CHIP - 9 PAVILION |  |  | excluded | 10/31/2019 |  |  |  |  | NO | NO |  |  |  |  | WELCH ALLYN, INC. 11135796 (21)19259894 |  |  | Active |  |  |  | Equipment | PAAR:00-PVAR | 10/31/2019 | 10/31/2019 | COOPER UNIVERSITY HOSPITAL |  |  | Performance Verification | WOT00000003511828 | KIM HUMMEL | Performance Verification | Closed | Michael Youch | 10/31/2019 | 10/31/2019 | Performance Verification for WELCH ALLYN, INC. 11135796 (21)19259894 | Initial Install of Performance Verification. Device is ready for patient use. |  |  | 10/31/2019 | 10/31/2019
|  | WELCH ALLYN, INC. | WELCH ALLYN, INC. SURETEMP PLUS 690 |  | (21)19259898 | CHIP - 9 PAVILION |  |  | excluded | 10/31/2019 |  |  |  |  | NO | NO |  |  |  |  | WELCH ALLYN, INC. 11135797 (21)19259898 |  |  | Active |  |  |  | Equipment | PAAR:00-PVAR | 10/31/2019 | 10/31/2019 | COOPER UNIVERSITY HOSPITAL |  |  | Performance Verification | WOT00000003511832 | KIM HUMMEL | Performance Verification | Closed | Michael Youch | 10/31/2019 | 10/31/2019 | CEID Record Completion for WELCH ALLYN, INC. 11135797 (21)19259898 | Inventoried new unit. | EXP3816195 | Labor | 10/31/2019 | 10/31/2019 | Josh Harris
|  | WELCH ALLYN, INC. | WELCH ALLYN, INC. SURETEMP PLUS 690 |  | (21)19259904 | CHIP - 9 PAVILION |  |  | excluded | 10/31/2019 |  |  |  |  | NO | NO |  |  |  |  | WELCH ALLYN, INC. 11135798 (21)19259904 |  |  | Active |  |  |  | Equipment | PAAR:00-PVAR | 10/31/2019 | 10/31/2019 | COOPER UNIVERSITY HOSPITAL |  |  | Performance Verification | WOT00000003511833 | KIM HUMMEL | Performance Verification | Closed | Michael Youch | 10/31/2019 | 10/31/2019 | Performance Verification for WELCH ALLYN, INC. 11135798 (21)19259904 | Initial Install of Performance Verification. Device is ready for patient use. |  |  | 10/31/2019 | 10/31/2019
|  | WELCH ALLYN, INC. | WELCH ALLYN, INC. SURETEMP PLUS 690 |  | (21)19259529 | CHIP - 9 PAVILION |  |  | excluded | 10/31/2019 |  |  |  |  | NO | NO |  |  |  |  | WELCH ALLYN, INC. 11135792 (21)19259529 |  |  | Active |  |  |  | Equipment | PAAR:00-PVAR | 10/31/2019 | 10/31/2019 | COOPER UNIVERSITY HOSPITAL |  |  | Performance Verification | WOT00000003511810 | KIM HUMMEL | Performance Verification | Closed | Michael Youch | 10/31/2019 | 10/31/2019 | Performance Verification for WELCH ALLYN, INC. 11135792 (21)19259529 | Initial Install of Performance Verification. Device is ready for patient use. |  |  | 10/31/2019 | 10/31/2019
|  | WELCH ALLYN, INC. | WELCH ALLYN, INC. SURETEMP PLUS 690 |  | (21)19259846 | CHIP - 9 PAVILION |  |  | excluded | 10/31/2019 |  |  |  |  | NO | NO |  |  |  |  | WELCH ALLYN, INC. 11135793 (21)19259846 |  |  | Active |  |  |  | Equipment | PAAR:00-PVAR | 10/31/2019 | 10/31/2019 | COOPER UNIVERSITY HOSPITAL |  |  | Performance Verification | WOT00000003511820 | KIM HUMMEL | Performance Verification | Closed | Michael Youch | 10/31/2019 | 10/31/2019 | Performance Verification for WELCH ALLYN, INC. 11135793 (21)19259846 | Initial Install of Performance Verification. Device is ready for patient use. |  |  | 10/31/2019 | 10/31/2019
|  | WELCH ALLYN, INC. | WELCH ALLYN, INC. SURETEMP PLUS 690 |  | (21)19010864 | CHIP - 9 PAVILION |  |  | excluded | 10/31/2019 |  |  |  |  | NO | NO |  |  |  |  | WELCH ALLYN, INC. 11135784 (21)19010864 |  |  | Active |  |  |  | Equipment | PAAR:00-PVAR | 10/31/2019 | 10/31/2019 | COOPER UNIVERSITY HOSPITAL |  |  | Performance Verification | WOT00000003511780 | KIM HUMMEL | Performance Verification | Closed | Michael Youch | 10/31/2019 | 10/31/2019 | Performance Verification for WELCH ALLYN, INC. 11135784 (21)19010864 | Initial Install of Performance Verification. Device is ready for patient use. |  |  | 10/31/2019 | 10/31/2019
|  | WELCH ALLYN, INC. | WELCH ALLYN, INC. SURETEMP PLUS 690 |  | (21)19010871 | CHIP - 9 PAVILION |  |  | excluded | 10/31/2019 |  |  |  |  | NO | NO |  |  |  |  | WELCH ALLYN, INC. 11135785 (21)19010871 |  |  | Active |  |  |  | Equipment | PAAR:00-PVAR | 10/31/2019 | 10/31/2019 | COOPER UNIVERSITY HOSPITAL |  |  | Performance Verification | WOT00000003511783 | KIM HUMMEL | Performance Verification | Closed | Michael Youch | 10/31/2019 | 10/31/2019 | Performance Verification for WELCH ALLYN, INC. 11135785 (21)19010871 | Initial Install of Performance Verification. Device is ready for patient use. |  |  | 10/31/2019 | 10/31/2019
|  | WELCH ALLYN, INC. | WELCH ALLYN, INC. SURETEMP PLUS 690 |  | (21)19259513 | CHIP - 9 PAVILION |  |  | excluded | 10/31/2019 |  |  |  |  | NO | NO |  |  |  |  | WELCH ALLYN, INC. 11135791 (21)19259513 |  |  | Active |  |  |  | Equipment | PAAR:00-PVAR | 10/31/2019 | 10/31/2019 | COOPER UNIVERSITY HOSPITAL |  |  | Performance Verification | WOT00000003511808 | KIM HUMMEL | Performance Verification | Closed | Michael Youch | 10/31/2019 | 10/31/2019 | Performance Verification for WELCH ALLYN, INC. 11135791 (21)19259513 | Initial Install of Performance Verification. Device is ready for patient use. |  |  | 10/31/2019 | 10/31/2019
|  | WELCH ALLYN, INC. | WELCH ALLYN, INC. SURETEMP PLUS 690 |  | (21)19122315 | CHIP - 9 PAVILION |  |  | excluded | 10/31/2019 |  |  |  |  | NO | NO |  |  |  |  | WELCH ALLYN, INC. 11135787 (21)19122315 |  |  | Active |  |  |  | Equipment | PAAR:00-PVAR | 10/31/2019 | 10/31/2019 | COOPER UNIVERSITY HOSPITAL |  |  | Performance Verification | WOT00000003511790 | KIM HUMMEL | Performance Verification | Closed | Michael Youch | 10/31/2019 | 10/31/2019 | CEID Record Completion for WELCH ALLYN, INC. 11135787 (21)19122315 | Inventoried new unit. | EXP3815367 | Labor | 10/31/2019 | 10/31/2019 | Josh Harris
|  | WELCH ALLYN, INC. | WELCH ALLYN, INC. SURETEMP PLUS 690 |  | (21)19122317 | CHIP - 9 PAVILION |  |  | excluded | 10/31/2019 |  |  |  |  | NO | NO |  |  |  |  | WELCH ALLYN, INC. 11135788 (21)19122317 |  |  | Active |  |  |  | Equipment | PAAR:00-PVAR | 10/31/2019 | 10/31/2019 | COOPER UNIVERSITY HOSPITAL |  |  | Performance Verification | WOT00000003511794 | KIM HUMMEL | Performance Verification | Closed | Michael Youch | 10/31/2019 | 10/31/2019 | Performance Verification for WELCH ALLYN, INC. 11135788 (21)19122317 | Initial Install of Performance Verification. Device is ready for patient use. |  |  | 10/31/2019 | 10/31/2019
|  | WELCH ALLYN, INC. | WELCH ALLYN, INC. SURETEMP PLUS 690 |  | (21)19122314 | CHIP - 9 PAVILION |  |  | excluded | 10/31/2019 |  |  |  |  | NO | NO |  |  |  |  | WELCH ALLYN, INC. 11135786 (21)19122314 |  |  | Active |  |  |  | Equipment | PAAR:00-PVAR | 10/31/2019 | 10/31/2019 | COOPER UNIVERSITY HOSPITAL |  |  | Performance Verification | WOT00000003511786 | KIM HUMMEL | Performance Verification | Closed | Michael Youch | 10/31/2019 | 10/31/2019 | Performance Verification for WELCH ALLYN, INC. 11135786 (21)19122314 | Initial Install of Performance Verification. Device is ready for patient use. |  |  | 10/31/2019 | 10/31/2019
10W5185 |  | WELCH ALLYN, INC. | WELCH ALLYN, INC. SURETEMP PLUS 690 |  |  | VOORHEES SURGERY CENTER-SURGERY DEPT |  |  | excluded | 10/31/2019 |  |  |  |  | NO | NO |  |  |  |  | WELCH ALLYN, INC. 10W5185 17483280 |  |  | Active |  | 99:99:99:99:99:99 |  | Equipment | PAAR:00-PVAR | 10/31/2019 | 10/31/2019 | COOPER AMBULATORY OFF-SITES |  |  | Performance Verification | WOT00000000826275 | Theresa Megali | Performance Verification | Closed | Kirk Lis | 10/31/2019 | 10/31/2019 | Performance Verification for WELCH ALLYN, INC. 10W5185 17483280 | Initial Install of Performance Verification. Device is ready for patient use. |  |  | 10/31/2019 | 10/31/2019
|  | WELCH ALLYN, INC. | WELCH ALLYN, INC. SURETEMP PLUS 690 |  |  | COOPER PRIMARY CARE |  |  | excluded | 10/31/2019 |  |  |  |  | NO | NO |  |  |  |  | WELCH ALLYN, INC. 10769678 2116449680 |  |  | Active |  | 99:99:99:99:99:99 |  | Equipment | PAAR:00-PVAR | 10/31/2019 | 10/31/2019 | COOPER AMBULATORY OFF-SITES |  |  | RUNNEMEDE | 0012056246 | CINDY PATTEN | Performance Verification | Closed | Richard Jolly | 10/31/2019 | 10/31/2019 | INCOMING INVENTORY | DEVICE INVENTORIED | 4E85CD47-1A5F-476D-A7B8-41C435493B58 | Labor | 10/31/2019 | 10/31/2019 | Bonnie Aichroth
|  | WELCH ALLYN, INC. | WELCH ALLYN, INC. SURETEMP PLUS 690 |  |  | RUNNEMEDE URGENT CARE |  |  | excluded | 10/31/2019 |  |  |  |  | NO | NO |  |  |  |  | WELCH ALLYN, INC. 10769677 2116449776 |  |  | Active |  | 99:99:99:99:99:99 |  | Equipment | PAAR:00-PVAR | 10/31/2019 | 10/31/2019 | COOPER AMBULATORY OFF-SITES |  |  |  | 0012056252 | MELISSA PORTOBANCO | Preventative Maintenance | Closed | Richard Jolly | 10/31/2019 | 10/31/2019 | PERFORMANCE ASSURANCE AT INVENTORY | INVENTORIED DEVICE AND ENSURED DEVICE WAS FUNCTIONING PROPERLY. | 26B4846D-6F4D-466B-87DE-43A2909E98EF | Labor | 10/31/2019 | 10/31/2019 | Richard Jolly
|  | WELCH ALLYN, INC. | WELCH ALLYN, INC. SURETEMP PLUS 690 |  |  | COOPER PRIMARY CARE |  |  | excluded | 10/31/2019 |  |  |  |  | NO | NO |  |  |  |  | WELCH ALLYN, INC. 10769674 16449684 |  |  | Active |  | 99:99:99:99:99:99 |  | Equipment | PAAR:00-PVAR | 10/31/2019 | 10/31/2019 | COOPER AMBULATORY OFF-SITES |  |  | RUNNEMEDE | 0012056270 | CINDY PATTEN | Performance Verification | Closed | Richard Jolly | 10/31/2019 | 10/31/2019 | INCOMING INVENTORY | DEVICE INVENTORIED | CEA9496F-4585-42F4-9E6D-0AFA152B0F03 | Labor | 10/31/2019 | 10/31/2019 | Bonnie Aichroth
|  | WELCH ALLYN, INC. | WELCH ALLYN, INC. SURETEMP PLUS 690 |  |  | COOPER PRIMARY CARE |  |  | excluded | 10/31/2019 |  |  |  |  | NO | NO |  |  |  |  | WELCH ALLYN, INC. 10769670 16449780 |  |  | Active |  | 99:99:99:99:99:99 |  | Equipment | PAAR:00-PVAR | 10/31/2019 | 10/31/2019 | COOPER AMBULATORY OFF-SITES |  |  | RUNNEMEDE | 0012056283 | CINDY PATTEN | Performance Verification | Closed | Kirk Lis | 10/31/2019 | 10/31/2019 | INCOMING INVENTORY | DEVICE INVENTORIED | 74B714E7-00AD-4B63-991A-546BB913D2BE | Labor | 10/31/2019 | 10/31/2019 | Bonnie Aichroth
|  | WELCH ALLYN, INC. | WELCH ALLYN, INC. SURETEMP PLUS 690 |  |  | RUNNEMEDE URGENT CARE |  |  | excluded | 10/31/2019 |  |  |  |  | NO | NO |  |  |  |  | WELCH ALLYN, INC. 10769669 16449779 |  |  | Active |  | 99:99:99:99:99:99 |  | Equipment | PAAR:00-PVAR | 10/31/2019 | 10/31/2019 | COOPER AMBULATORY OFF-SITES |  |  |  | 0012056276 | MELISSA PORTOBANCO | Performance Verification | Closed | Kirk Lis | 10/31/2019 | 10/31/2019 | INCOMING INVENTORY | DEVICE INVENTORIED | C8F26751-D229-476E-9A8B-0C0E5EFF4896 | Labor | 10/31/2019 | 10/31/2019 | Bonnie Aichroth
|  | WELCH ALLYN, INC. | WELCH ALLYN, INC. SURETEMP PLUS 690 |  |  | RUNNEMEDE URGENT CARE |  |  | excluded | 10/31/2019 |  |  |  |  | NO | NO |  |  |  |  | WELCH ALLYN, INC. 10769666 16449685 |  |  | Active |  | 99:99:99:99:99:99 |  | Equipment | PAAR:00-PVAR | 10/31/2019 | 10/31/2019 | COOPER AMBULATORY OFF-SITES |  |  |  | 0012056274 | MELISSA PORTOBANCO | Preventative Maintenance | Closed | Kirk Lis | 10/31/2019 | 10/31/2019 | PERFORMANCE ASSURANCE AT INVENTORY | INVENTORIED DEVICE AND ENSURED DEVICE WAS FUNCTIONING PROPERLY. | E16FAD2A-55E6-48E4-A158-B7389BEE16B0 | Labor | 10/31/2019 | 10/31/2019 | Richard Jolly
|  | WELCH ALLYN, INC. | WELCH ALLYN, INC. SURETEMP PLUS 690 |  |  | COOPER PRIMARY CARE |  |  | excluded | 06/27/2017 |  |  |  |  | NO | NO |  |  |  |  | WELCH ALLYN, INC. 10769662 16449682 |  |  | Active |  | 99:99:99:99:99:99 |  | Equipment | PAAR:00-PVAR | 10/31/2019 |  | COOPER AMBULATORY OFF-SITES |  |  | RUNNEMEDE | 0012056234 | CINDY PATTEN | Performance Verification | Closed | Bonnie Aichroth | 08/22/2017 | 08/22/2017 | INCOMING INVENTORY | DEVICE INVENTORIED | B8D92338-B2A2-4F74-82E6-CDF633D4ADA9 | Labor | 08/22/2017 | 08/22/2017 | Bonnie Aichroth
|  | WELCH ALLYN, INC. | WELCH ALLYN, INC. SURETEMP PLUS 690 |  |  | INCU - KELEMEN S10 |  |  | excluded | 06/10/2015 |  |  |  |  | NO | NO |  |  |  |  | WELCH ALLYN, INC. 10769622 12401484 |  |  | Active |  | 99:99:99:99:99:99 |  | Equipment | PAAR:00-PVAR | 10/31/2019 |  | COOPER UNIVERSITY HOSPITAL |  |  |  | 0012527509 | Lisa Brooks | Performance Verification | Closed | Josh Harris | 12/26/2017 | 12/26/2017 | INCOMING INVENTORY | DEVICE INVENTORIED | 2F933295-37D7-42AE-A0C6-E489C63B7CF9 | Labor | 12/26/2017 | 12/26/2017 | Josh Harris
|  | WELCH ALLYN, INC. | WELCH ALLYN, INC. SURETEMP PLUS 690 |  |  | VOORHEES SURGERY CENTER-HEM/ONC |  |  | excluded | 06/10/2015 |  |  |  |  | NO | NO |  |  |  |  | WELCH ALLYN, INC. 10769404 04304959 |  |  | Active |  | 99:99:99:99:99:99 |  | Equipment | PAAR:00-PVAR | 10/31/2019 |  | COOPER AMBULATORY OFF-SITES |  |  | SUITE M CEMO SUITE | 0011459342 | MEGAN MCCAFFERTY | Performance Verification | Closed | Bonnie Aichroth | 04/06/2017 | 04/06/2017 | INCOMING INVENTORY | DEVICE INVENTORIED | 4DA25500-4269-438D-99D2-32F7075C9649 | Labor | 04/06/2017 | 04/06/2017 | Bonnie Aichroth
|  | WELCH ALLYN, INC. | WELCH ALLYN, INC. SURETEMP PLUS 690 |  |  | PEDIATRIC INTENSIVE CARE UNIT |  |  | excluded | 04/02/2018 |  |  |  |  | NO | NO |  |  |  |  | WELCH ALLYN, INC. 10752536 18051746 |  |  | Active |  | 99:99:99:99:99:99 |  | Equipment | PAAR:00-PVAR | 10/31/2019 |  | COOPER UNIVERSITY HOSPITAL |  |  | Kel 6 | WOT00000000757081 | Susan Cannon | Performance Verification | Closed | Gene Amodei | 04/02/2018 | 07/30/2018 | Performance Verification for WELCH ALLYN, INC. 10752536 18051746 | Initial Install of Performance Verification. Device is ready for patient use.
|  | WELCH ALLYN, INC. | WELCH ALLYN, INC. SURETEMP PLUS 690 |  |  | EMERGENCY ROOM |  |  | excluded | 06/10/2015 |  |  |  |  | NO | NO |  |  |  |  | WELCH ALLYN, INC. 10752516 16080808 |  |  | Active |  | 99:99:99:99:99:99 |  | Equipment | PAAR:00-PVAR | 10/31/2019 |  | COOPER UNIVERSITY HOSPITAL |  |  |  | 0012740484 | KAREN GRUBER | Performance Verification | Closed | Josh Harris | 01/30/2018 | 01/30/2018 | INCOMING INVENTORY | DEVICE INVENTORIED | 50825158-025E-4A77-B2E2-83EE4E405F87 | Labor | 01/30/2018 | 01/30/2018 | Josh Harris
|  | WELCH ALLYN, INC. | WELCH ALLYN, INC. SURETEMP PLUS 690 |  |  | EMERGENCY ROOM |  |  | excluded | 06/10/2015 |  |  |  |  | NO | NO |  |  |  |  | WELCH ALLYN, INC. 10752515 16130678 |  |  | Active |  | 99:99:99:99:99:99 |  | Equipment | PAAR:00-PVAR | 10/31/2019 |  | COOPER UNIVERSITY HOSPITAL |  |  |  | 0012740478 | KAREN GRUBER | Performance Verification | Closed | Josh Harris | 01/30/2018 | 01/30/2018 | INCOMING INVENTORY | DEVICE INVENTORIED | 087C509B-4250-4C23-B74A-715AC5386227 | Labor | 01/30/2018 | 01/30/2018 | Josh Harris
|  | WELCH ALLYN, INC. | WELCH ALLYN, INC. SURETEMP PLUS 690 |  |  | PEDIATRIC INTENSIVE CARE UNIT |  |  | excluded | 03/27/2018 |  |  |  |  | NO | NO |  |  |  |  | WELCH ALLYN, INC. 10732443 17373691 |  |  | Active |  | 99:99:99:99:99:99 |  | Equipment | PAAR:00-PVAR | 10/31/2019 |  | COOPER UNIVERSITY HOSPITAL |  |  | Kel 6N | WOT00000000546555 | Susan Cannon | Service Request | Closed | Gene Amodei | 02/14/2018 | 09/28/2018 | thermometer - new needs tagged and checked | inventoried units | EXP1304369 | Labor | 02/13/2018 | 02/13/2018 | Gene Amodei
|  | WELCH ALLYN, INC. | WELCH ALLYN, INC. SURETEMP PLUS 690 |  |  | LABOR & DELIVERY |  |  | excluded | 06/10/2015 |  |  |  |  | NO | NO |  |  |  |  | WELCH ALLYN, INC. 10732440 16292242 |  |  | Active |  | 99:99:99:99:99:99 |  | Equipment | PAAR:00-PVAR | 10/31/2019 |  | COOPER UNIVERSITY HOSPITAL |  |  |  | 0012493628 | JOANNA HORST | Performance Verification | Closed | Josh Harris | 12/08/2017 | 12/08/2017 | INCOMING INVENTORY | DEVICE INVENTORIED | 658624A9-246F-4145-9146-2A2D72982280 | Labor | 12/08/2017 | 12/08/2017 | Josh Harris
|  | WELCH ALLYN, INC. | WELCH ALLYN, INC. SURETEMP PLUS 690 |  |  | VOORHEES PEDIATRICS |  |  | excluded | 03/07/2013 |  |  |  |  | NO | NO |  |  |  |  | WELCH ALLYN, INC. 10732218 13052655 |  |  | Active |  | 99:99:99:99:99:99 |  | Equipment | PAAR:00-PVAR | 11/02/2019 |  | COOPER AMBULATORY OFF-SITES |  |  | B Pod Nurses Station |  | MAUREEN OBRIEN
|  | WELCH ALLYN, INC. | WELCH ALLYN, INC. SURETEMP PLUS 690 |  |  | BRACE ROAD-CARDIOLOGY |  |  | excluded | 11/28/2017 |  |  |  |  | NO | NO |  |  |  |  | WELCH ALLYN, INC. 10732202 12280033 |  |  | Active |  | 99:99:99:99:99:99 |  | Equipment | PAAR:00-PVAR | 10/31/2019 |  | COOPER AMBULATORY OFF-SITES |  |  |  | 0012651294 | Beth Mook | Performance Verification | Closed | Josh Harris | 01/12/2018 | 01/12/2018 | INCOMING INVENTORY | DEVICE INVENTORIED | CA1766E4-7102-4D57-81ED-F6309A7622B0 | Labor | 01/12/2018 | 01/12/2018 | Josh Harris
|  | WELCH ALLYN, INC. | WELCH ALLYN, INC. SURETEMP PLUS 690 |  |  | 1050 KINGS HIGHWAY-MEDICINE |  |  | excluded | 10/26/2017 |  |  |  |  | NO | NO |  |  |  |  | WELCH ALLYN, INC. 10732178 17320935 |  |  | Active |  | 99:99:99:99:99:99 |  | Equipment | PAAR:00-PVAR | 10/31/2019 |  | COOPER AMBULATORY OFF-SITES |  |  |  | 0012482741 | Leah Willis | Preventative Maintenance | Closed | Josh Harris | 12/04/2017 | 12/04/2017 | PERFORMANCE ASSURANCE AT INVENTORY | INVENTORIED DEVICE AND ENSURED DEVICE WAS FUNCTIONING PROPERLY. | E03E1B53-4F5A-43E8-B8BF-5DAE72DDDB5A | Labor | 10/26/2017 | 10/26/2017 | Kirk Lis
|  | WELCH ALLYN, INC. | WELCH ALLYN, INC. SURETEMP PLUS 690 |  |  | 1050 KINGS HIGHWAY-MEDICINE |  |  | excluded | 10/26/2017 |  |  |  |  | NO | NO |  |  |  |  | WELCH ALLYN, INC. 10732173 17318456 |  |  | Active |  | 99:99:99:99:99:99 |  | Equipment | PAAR:00-PVAR | 10/31/2019 |  | COOPER AMBULATORY OFF-SITES |  |  |  | 0012482744 | Leah Willis | Performance Verification | Closed | Josh Harris | 12/04/2017 | 12/04/2017 | INCOMING INVENTORY | DEVICE INVENTORIED | E8B220CA-6697-428C-88C7-49D6FFFEBB78 | Labor | 12/04/2017 | 12/04/2017 | Josh Harris
|  | WELCH ALLYN, INC. | WELCH ALLYN, INC. SURETEMP PLUS 690 |  |  | 1050 KINGS HIGHWAY-MEDICINE |  |  | excluded | 10/26/2017 |  |  |  |  | NO | NO |  |  |  |  | WELCH ALLYN, INC. 10732171 17292859 |  |  | Active |  | 99:99:99:99:99:99 |  | Equipment | PAAR:00-PVAR | 10/31/2019 |  | COOPER AMBULATORY OFF-SITES |  |  |  | 0012482751 | Leah Willis | Performance Verification | Closed | Josh Harris | 12/04/2017 | 12/04/2017 | INCOMING INVENTORY | DEVICE INVENTORIED | A53CD876-B364-4B4B-8444-54BA7585AE3D | Labor | 12/04/2017 | 12/04/2017 | Josh Harris
|  | WELCH ALLYN, INC. | WELCH ALLYN, INC. SURETEMP PLUS 690 |  |  | RIPPA CENTER-OB/GYN |  |  | excluded | 10/04/2017 |  |  |  |  | NO | NO |  |  |  |  | WELCH ALLYN, INC. 10732166 17360265 |  |  | Active |  | 99:99:99:99:99:99 |  | Equipment | PAAR:00-PVAR | 10/31/2019 |  | COOPER AMBULATORY OFF-SITES |  |  |  | 0012488596 | PATRICIA HUFF | Performance Verification | Closed | Josh Harris | 12/06/2017 | 12/06/2017 | INCOMING INVENTORY | DEVICE INVENTORIED | DE96798E-868F-47CE-B941-1A302A674A5D | Labor | 12/06/2017 | 12/06/2017 | Josh Harris
|  | WELCH ALLYN, INC. | WELCH ALLYN, INC. SURETEMP PLUS 690 |  |  | CHERRY HILL SPECIALITY HUB |  |  | excluded | 09/28/2017 |  |  |  |  | NO | NO |  |  |  |  | WELCH ALLYN, INC. 10732159 15440196 |  |  | Active |  | 99:99:99:99:99:99 |  | Equipment | PAAR:00-PVAR | 10/31/2019 |  | COOPER AMBULATORY OFF-SITES |  |  |  | 0012501100 | APRIL DIXON | Preventative Maintenance | Closed | Josh Harris | 12/12/2017 | 12/12/2017 | PERFORMANCE ASSURANCE AT INVENTORY | INVENTORIED DEVICE AND ENSURED DEVICE WAS FUNCTIONING PROPERLY. | 023F3566-3C2F-4289-BBCC-C7C4B08607D2 | Labor | 09/28/2017 | 09/28/2017 | Kirk Lis
|  | WELCH ALLYN, INC. | WELCH ALLYN, INC. SURETEMP PLUS 690 |  |  | PULMONARY DEPARTMENT |  |  | excluded | 09/20/2017 |  |  |  |  | NO | NO |  |  |  |  | WELCH ALLYN, INC. 10732154 17320895 |  |  | Active |  | 99:99:99:99:99:99 |  | Equipment | PAAR:00-PVAR | 10/31/2019 |  | COOPER AMBULATORY OFF-SITES |  |  |  | 0012386560 | MEGAN AVILA | Performance Verification | Closed | Josh Harris | 11/06/2017 | 11/06/2017 | INCOMING INVENTORY | DEVICE INVENTORIED | 8A732E71-960C-4209-885F-F2BA0BB2F641 | Labor | 11/06/2017 | 11/06/2017 | Josh Harris
10732152` |  | WELCH ALLYN, INC. | WELCH ALLYN, INC. SURETEMP PLUS 690 |  |  | PULMONARY DEPARTMENT |  |  | excluded | 09/20/2017 |  |  |  |  | NO | NO |  |  |  |  | WELCH ALLYN, INC. 10732152` 17320957 |  |  | Active |  | 99:99:99:99:99:99 |  | Equipment | PAAR:00-PVAR | 10/31/2019 |  | COOPER AMBULATORY OFF-SITES |  |  |  | 0012386564 | MEGAN AVILA | Performance Verification | Closed | Josh Harris | 11/06/2017 | 11/06/2017 | INCOMING INVENTORY | DEVICE INVENTORIED | 7E7C1860-F7E1-4023-84B7-A7B650DD579D | Labor | 11/06/2017 | 11/06/2017 | Josh Harris
|  | WELCH ALLYN, INC. | WELCH ALLYN, INC. SURETEMP PLUS 690 |  |  | PULMONARY DEPARTMENT |  |  | excluded | 09/20/2017 |  |  |  |  | NO | NO |  |  |  |  | WELCH ALLYN, INC. 10732150 17320924 |  |  | Active |  | 99:99:99:99:99:99 |  | Equipment | PAAR:00-PVAR | 10/31/2019 |  | COOPER AMBULATORY OFF-SITES |  |  |  | 0012386567 | MEGAN AVILA | Performance Verification | Closed | Josh Harris | 11/06/2017 | 11/06/2017 | INCOMING INVENTORY | DEVICE INVENTORIED | D65B540A-B80B-4F12-9522-7893215EF0E9 | Labor | 11/06/2017 | 11/06/2017 | Josh Harris
|  | WELCH ALLYN, INC. | WELCH ALLYN, INC. SURETEMP PLUS 690 |  |  | PULMONARY DEPARTMENT |  |  | excluded | 09/20/2017 |  |  |  |  | NO | NO |  |  |  |  | WELCH ALLYN, INC. 10732148 17320898 |  |  | Active |  | 99:99:99:99:99:99 |  | Equipment | PAAR:00-PVAR | 10/31/2019 |  | COOPER AMBULATORY OFF-SITES |  |  |  | 0012386572 | MEGAN AVILA | Performance Verification | Closed | Josh Harris | 11/06/2017 | 11/06/2017 | INCOMING INVENTORY | DEVICE INVENTORIED | 54BF530F-5F41-4BDF-ABC3-E3108909439B | Labor | 11/06/2017 | 11/06/2017 | Josh Harris
|  | WELCH ALLYN, INC. | WELCH ALLYN, INC. SURETEMP PLUS 690 |  |  | BRACE ROAD-MEDICINE |  |  | excluded | 09/26/2017 |  |  |  |  | NO | NO |  |  |  |  | WELCH ALLYN, INC. 10732146 17294808 |  |  | Active |  | 99:99:99:99:99:99 |  | Equipment | PAAR:00-PVAR | 10/31/2019 |  | COOPER AMBULATORY OFF-SITES |  |  |  | 0012386065 | Cheryl Peck | Preventative Maintenance | Closed | Josh Harris | 11/06/2017 | 11/06/2017 | PERFORMANCE ASSURANCE AT INVENTORY | INVENTORIED DEVICE AND ENSURED DEVICE WAS FUNCTIONING PROPERLY. | 2F3AF574-E998-4477-926A-B539C2FA729C | Labor | 09/26/2017 | 09/26/2017 | Kirk Lis
|  | WELCH ALLYN, INC. | WELCH ALLYN, INC. SURETEMP PLUS 690 |  |  | BRACE ROAD-MEDICINE |  |  | excluded | 09/26/2017 |  |  |  |  | NO | NO |  |  |  |  | WELCH ALLYN, INC. 10732144 17292844 |  |  | Active |  | 99:99:99:99:99:99 |  | Equipment | PAAR:00-PVAR | 10/31/2019 |  | COOPER AMBULATORY OFF-SITES |  |  |  | 0012386060 | Cheryl Peck | Performance Verification | Closed | Josh Harris | 11/06/2017 | 11/06/2017 | INCOMING INVENTORY | DEVICE INVENTORIED | 04C1C07A-69D8-424B-8D1A-A72BEF3F703F | Labor | 11/06/2017 | 11/06/2017 | Josh Harris
|  | WELCH ALLYN, INC. | WELCH ALLYN, INC. SURETEMP PLUS 690 |  |  | MULTI SPECIALTY CARE AT MARLTON |  |  | excluded | 06/09/2017 |  |  |  |  | NO | NO |  |  |  |  | WELCH ALLYN, INC. 10732133 16437303 |  |  | Active |  | 99:99:99:99:99:99 |  | Equipment | PAAR:00-PVAR | 10/31/2019 |  | COOPER AMBULATORY OFF-SITES |  |  |  | 0012389807 | SUSAN MAKO | Preventative Maintenance | Closed | Josh Harris | 11/07/2017 | 11/07/2017 | PERFORMANCE ASSURANCE AT INVENTORY | INVENTORIED DEVICE AND ENSURED DEVICE WAS FUNCTIONING PROPERLY. | 38E112DD-FEF4-405B-B91A-866D5D90ECCB | Labor | 06/09/2017 | 06/09/2017 | Kirk Lis
|  | WELCH ALLYN, INC. | WELCH ALLYN, INC. SURETEMP PLUS 690 |  |  | MULTI SPECIALTY CARE AT MARLTON |  |  | excluded | 06/09/2017 |  |  |  |  | NO | NO |  |  |  |  | WELCH ALLYN, INC. 10732106 16413131 |  |  | Active |  | 99:99:99:99:99:99 |  | Equipment | PAAR:00-PVAR | 10/31/2019 |  | COOPER AMBULATORY OFF-SITES |  |  |  | 0011910563 | SUSAN MAKO | Preventative Maintenance | Closed | Bonnie Aichroth | 07/19/2017 | 07/19/2017 | PERFORMANCE ASSURANCE AT INVENTORY | INVENTORIED DEVICE AND ENSURED DEVICE WAS FUNCTIONING PROPERLY. | 6C8CB1D0-09D2-4E5B-9B75-2EDEB466504C | Labor | 06/09/2017 | 06/09/2017 | Kirk Lis
|  | WELCH ALLYN, INC. | WELCH ALLYN, INC. SURETEMP PLUS 690 |  |  | MULTI SPECIALTY CARE AT MARLTON |  |  | excluded | 06/09/2017 |  |  |  |  | NO | NO |  |  |  |  | WELCH ALLYN, INC. 10732097 16437637 |  |  | Active |  | 99:99:99:99:99:99 |  | Equipment | PAAR:00-PVAR | 10/31/2019 |  | COOPER AMBULATORY OFF-SITES |  |  |  | 0011910571 | SUSAN MAKO | Preventative Maintenance | Closed | Bonnie Aichroth | 07/19/2017 | 07/19/2017 | PERFORMANCE ASSURANCE AT INVENTORY | INVENTORIED DEVICE AND ENSURED DEVICE WAS FUNCTIONING PROPERLY. | A85DB553-7081-43AC-889E-4FF0FF256B1B | Labor | 06/09/2017 | 06/09/2017 | Kirk Lis
|  | WELCH ALLYN, INC. | WELCH ALLYN, INC. SURETEMP PLUS 690 |  |  | MULTI SPECIALTY CARE AT MARLTON |  |  | excluded | 06/09/2017 |  |  |  |  | NO | NO |  |  |  |  | WELCH ALLYN, INC. 10732112 16413137 |  |  | Active |  | 99:99:99:99:99:99 |  | Equipment | PAAR:00-PVAR | 10/31/2019 |  | COOPER AMBULATORY OFF-SITES |  |  |  | 0011910545 | SUSAN MAKO | Performance Verification | Closed | Bonnie Aichroth | 07/19/2017 | 07/19/2017 | INCOMING INVENTORY | DEVICE INVENTORIED | 110CD2F1-51A5-46E4-9C3F-29E8C54F9B45 | Labor | 07/19/2017 | 07/19/2017 | Bonnie Aichroth
|  | WELCH ALLYN, INC. | WELCH ALLYN, INC. SURETEMP PLUS 690 |  |  | MULTI SPECIALTY CARE AT MARLTON |  |  | excluded | 06/09/2017 |  |  |  |  | NO | NO |  |  |  |  | WELCH ALLYN, INC. 10732108 16437425 |  |  | Active |  | 99:99:99:99:99:99 |  | Equipment | PAAR:00-PVAR | 10/31/2019 |  | COOPER AMBULATORY OFF-SITES |  |  |  | 0011910557 | SUSAN MAKO | Performance Verification | Closed | Bonnie Aichroth | 07/19/2017 | 07/19/2017 | INCOMING INVENTORY | DEVICE INVENTORIED | DB8537DF-AB12-4713-9263-1ECA2F802E3F | Labor | 07/19/2017 | 07/19/2017 | Bonnie Aichroth
|  | WELCH ALLYN, INC. | WELCH ALLYN, INC. SURETEMP PLUS 690 |  |  | MULTI SPECIALTY CARE AT MARLTON |  |  | excluded | 06/09/2017 |  |  |  |  | NO | NO |  |  |  |  | WELCH ALLYN, INC. 10732103 16437612 |  |  | Active |  | 99:99:99:99:99:99 |  | Equipment | PAAR:00-PVAR | 10/31/2019 |  | COOPER AMBULATORY OFF-SITES |  |  |  | 0011910564 | SUSAN MAKO | Performance Verification | Closed | Bonnie Aichroth | 07/19/2017 | 07/19/2017 | INCOMING INVENTORY | DEVICE INVENTORIED | 85BAF1BF-C6AE-4226-87BE-9739B7B1CCA2 | Labor | 07/19/2017 | 07/19/2017 | Bonnie Aichroth
|  | WELCH ALLYN, INC. | WELCH ALLYN, INC. SURETEMP PLUS 690 |  |  | MULTI SPECIALTY CARE AT MARLTON |  |  | excluded | 06/09/2017 |  |  |  |  | NO | NO |  |  |  |  | WELCH ALLYN, INC. 10732099 16437288 |  |  | Active |  | 99:99:99:99:99:99 |  | Equipment | PAAR:00-PVAR | 10/31/2019 |  | COOPER AMBULATORY OFF-SITES |  |  |  | 0011910566 | SUSAN MAKO | Performance Verification | Closed | Bonnie Aichroth | 07/19/2017 | 07/19/2017 | INCOMING INVENTORY | DEVICE INVENTORIED | CA81EA0A-33B9-4CDC-A6B2-A551E1BEFEEF | Labor | 07/19/2017 | 07/19/2017 | Bonnie Aichroth
|  | WELCH ALLYN, INC. | WELCH ALLYN, INC. SURETEMP PLUS 690 |  |  | MULTI SPECIALTY CARE AT MARLTON |  |  | excluded | 06/09/2017 |  |  |  |  | NO | NO |  |  |  |  | WELCH ALLYN, INC. 10732092 16437430 |  |  | Active |  | 99:99:99:99:99:99 |  | Equipment | PAAR:00-PVAR | 10/31/2019 |  | COOPER AMBULATORY OFF-SITES |  |  |  | 0011910596 | SUSAN MAKO | Performance Verification | Closed | Bonnie Aichroth | 07/19/2017 | 07/19/2017 | INCOMING INVENTORY | DEVICE INVENTORIED | E71EA24C-D87E-4850-BE3E-C48B3C98D72F | Labor | 07/19/2017 | 07/19/2017 | Bonnie Aichroth
|  | WELCH ALLYN, INC. | WELCH ALLYN, INC. SURETEMP PLUS 690 |  |  | MULTI SPECIALTY CARE AT MARLTON |  |  | excluded | 06/09/2017 |  |  |  |  | NO | NO |  |  |  |  | WELCH ALLYN, INC. 10732090 16437420 |  |  | Active |  | 99:99:99:99:99:99 |  | Equipment | PAAR:00-PVAR | 10/31/2019 |  | COOPER AMBULATORY OFF-SITES |  |  |  | 0011910593 | SUSAN MAKO | Preventative Maintenance | Closed | Bonnie Aichroth | 07/19/2017 | 07/19/2017 | PERFORMANCE ASSURANCE AT INVENTORY | INVENTORIED DEVICE AND ENSURED DEVICE WAS FUNCTIONING PROPERLY. | 769AB2F5-4142-48CD-A2EC-0106050695AF | Labor | 06/09/2017 | 06/09/2017 | Kirk Lis
|  | WELCH ALLYN, INC. | WELCH ALLYN, INC. SURETEMP PLUS 690 |  |  | MULTI SPECIALTY CARE AT MARLTON |  |  | excluded | 06/09/2017 |  |  |  |  | NO | NO |  |  |  |  | WELCH ALLYN, INC. 10732087 16437307 |  |  | Active |  | 99:99:99:99:99:99 |  | Equipment | PAAR:00-PVAR | 10/31/2019 |  | COOPER AMBULATORY OFF-SITES |  |  |  | 0011910589 | SUSAN MAKO | Performance Verification | Closed | Bonnie Aichroth | 07/19/2017 | 07/19/2017 | INCOMING INVENTORY | DEVICE INVENTORIED | E0CD0814-AB71-46ED-8EB6-573DDEE771AF | Labor | 07/19/2017 | 07/19/2017 | Bonnie Aichroth
|  | WELCH ALLYN, INC. | WELCH ALLYN, INC. SURETEMP PLUS 690 |  |  | MULTI SPECIALTY CARE AT MARLTON |  |  | excluded | 06/09/2017 |  |  |  |  | NO | NO |  |  |  |  | WELCH ALLYN, INC. 10732086 16437640 |  |  | Active |  | 99:99:99:99:99:99 |  | Equipment | PAAR:00-PVAR | 10/31/2019 |  | COOPER AMBULATORY OFF-SITES |  |  |  | 0011910584 | SUSAN MAKO | Performance Verification | Closed | Bonnie Aichroth | 07/19/2017 | 07/19/2017 | INCOMING INVENTORY | DEVICE INVENTORIED | D679AD77-0153-4A11-B5CF-0E0239BA6A4A | Labor | 07/19/2017 | 07/19/2017 | Bonnie Aichroth
|  | WELCH ALLYN, INC. | WELCH ALLYN, INC. SURETEMP PLUS 690 |  |  | MULTI SPECIALTY CARE AT MARLTON |  |  | excluded | 06/09/2017 |  |  |  |  | NO | NO |  |  |  |  | WELCH ALLYN, INC. 10732080 16437315 |  |  | Active |  | 99:99:99:99:99:99 |  | Equipment | PAAR:00-PVAR | 10/31/2019 |  | COOPER AMBULATORY OFF-SITES |  |  |  | 0011910692 | SUSAN MAKO | Performance Verification | Closed | Bonnie Aichroth | 07/19/2017 | 07/19/2017 | INCOMING INVENTORY | DEVICE INVENTORIED | 2AD97AF1-E3FD-4FAD-9979-5DD2511C39F0 | Labor | 07/19/2017 | 07/19/2017 | Bonnie Aichroth
|  | WELCH ALLYN, INC. | WELCH ALLYN, INC. SURETEMP PLUS 690 |  |  | MULTI SPECIALTY CARE AT MARLTON |  |  | excluded | 06/09/2017 |  |  |  |  | NO | NO |  |  |  |  | WELCH ALLYN, INC. 10732084 16437424 |  |  | Active |  | 99:99:99:99:99:99 |  | Equipment | PAAR:00-PVAR | 10/31/2019 |  | COOPER AMBULATORY OFF-SITES |  |  |  | 0011910576 | SUSAN MAKO | Performance Verification | Closed | Bonnie Aichroth | 07/19/2017 | 07/19/2017 | INCOMING INVENTORY | DEVICE INVENTORIED | C002D1BF-21D9-4610-B69F-1A08F64C4E77 | Labor | 07/19/2017 | 07/19/2017 | Bonnie Aichroth
|  | WELCH ALLYN, INC. | WELCH ALLYN, INC. SURETEMP PLUS 690 |  |  | MULTI SPECIALTY CARE AT MARLTON |  |  | excluded | 06/09/2017 |  |  |  |  | NO | NO |  |  |  |  | WELCH ALLYN, INC. 10732078 16437437 |  |  | Active |  | 99:99:99:99:99:99 |  | Equipment | PAAR:00-PVAR | 10/31/2019 |  | COOPER AMBULATORY OFF-SITES |  |  |  | 0011910620 | SUSAN MAKO | Performance Verification | Closed | Bonnie Aichroth | 07/19/2017 | 07/19/2017 | INCOMING INVENTORY | DEVICE INVENTORIED | 090E702A-20CB-4196-B293-52A31772DB95 | Labor | 07/19/2017 | 07/19/2017 | Bonnie Aichroth
|  | WELCH ALLYN, INC. | WELCH ALLYN, INC. SURETEMP PLUS 690 |  |  | MULTI SPECIALTY CARE AT MARLTON |  |  | excluded | 06/09/2017 |  |  |  |  | NO | NO |  |  |  |  | WELCH ALLYN, INC. 10732075 16437631 |  |  | Active |  | 99:99:99:99:99:99 |  | Equipment | PAAR:00-PVAR | 10/31/2019 |  | COOPER AMBULATORY OFF-SITES |  |  |  | 0011910730 | SUSAN MAKO | Preventative Maintenance | Closed | Bonnie Aichroth | 07/19/2017 | 07/19/2017 | PERFORMANCE ASSURANCE AT INVENTORY | INVENTORIED DEVICE AND ENSURED DEVICE WAS FUNCTIONING PROPERLY. | C8684C52-2CEC-412D-B3A0-BCC867A6EEDE | Labor | 06/09/2017 | 06/09/2017 | Kirk Lis
|  | WELCH ALLYN, INC. | WELCH ALLYN, INC. SURETEMP PLUS 690 |  |  | MULTI SPECIALTY CARE AT MARLTON |  |  | excluded | 06/09/2017 |  |  |  |  | NO | NO |  |  |  |  | WELCH ALLYN, INC. 10732073 16437429 |  |  | Active |  | 99:99:99:99:99:99 |  | Equipment | PAAR:00-PVAR | 10/31/2019 |  | COOPER AMBULATORY OFF-SITES |  |  |  | 0011910697 | SUSAN MAKO | Performance Verification | Closed | Bonnie Aichroth | 07/19/2017 | 07/19/2017 | INCOMING INVENTORY | DEVICE INVENTORIED | 9E492519-FA5A-486A-A7C5-A320CB1AE1B0 | Labor | 07/19/2017 | 07/19/2017 | Bonnie Aichroth
|  | WELCH ALLYN, INC. | WELCH ALLYN, INC. SURETEMP PLUS 690 |  |  | MULTI SPECIALTY CARE AT MARLTON |  |  | excluded | 06/09/2017 |  |  |  |  | NO | NO |  |  |  |  | WELCH ALLYN, INC. 10732070 16437292 |  |  | Active |  | 99:99:99:99:99:99 |  | Equipment | PAAR:00-PVAR | 10/31/2019 |  | COOPER AMBULATORY OFF-SITES |  |  |  | 0011910600 | SUSAN MAKO | Performance Verification | Closed | Bonnie Aichroth | 07/19/2017 | 07/19/2017 | INCOMING INVENTORY | DEVICE INVENTORIED | D4407238-31AC-4F4C-AD51-896C75688CF1 | Labor | 07/19/2017 | 07/19/2017 | Bonnie Aichroth
|  | WELCH ALLYN, INC. | WELCH ALLYN, INC. SURETEMP PLUS 690 |  |  | CINNAMINSON URGENT CARE |  |  | excluded | 05/12/2017 |  |  |  |  | NO | NO |  |  |  |  | WELCH ALLYN, INC. 10732068 16519282 |  |  | Active |  | 99:99:99:99:99:99 |  | Equipment | PAAR:00-PVAR | 10/31/2019 |  | COOPER AMBULATORY OFF-SITES |  |  |  | 0011656449 | MELISSA PORTOBANCO | Preventative Maintenance | Closed | Bonnie Aichroth | 05/23/2017 | 05/23/2017 | PERFORMANCE ASSURANCE AT INVENTORY | INVENTORIED DEVICE AND ENSURED DEVICE WAS FUNCTIONING PROPERLY. | 6C3531F8-15F4-43CB-B5EC-A7E63364176B | Labor | 05/12/2017 | 05/12/2017 | Richard Jolly
|  | WELCH ALLYN, INC. | WELCH ALLYN, INC. SURETEMP PLUS 690 |  |  | MULTI SPECIALTY CARE AT MARLTON |  |  | excluded | 06/09/2017 |  |  |  |  | NO | NO |  |  |  |  | WELCH ALLYN, INC. 10732061 16437304 |  |  | Active |  | 99:99:99:99:99:99 |  | Equipment | PAAR:00-PVAR | 10/31/2019 |  | COOPER AMBULATORY OFF-SITES |  |  |  | 0011910615 | SUSAN MAKO | Preventative Maintenance | Closed | Bonnie Aichroth | 07/19/2017 | 07/19/2017 | PERFORMANCE ASSURANCE AT INVENTORY | INVENTORIED DEVICE AND ENSURED DEVICE WAS FUNCTIONING PROPERLY. | 3C4C9F4D-1232-419A-A87A-2AF720A7D22C | Labor | 06/09/2017 | 06/09/2017 | Bonnie Aichroth
|  | WELCH ALLYN, INC. | WELCH ALLYN, INC. SURETEMP PLUS 690 |  |  | CINNAMINSON URGENT CARE |  |  | excluded | 05/12/2017 |  |  |  |  | NO | NO |  |  |  |  | WELCH ALLYN, INC. 10732064 16519287 |  |  | Active |  | 99:99:99:99:99:99 |  | Equipment | PAAR:00-PVAR | 10/31/2019 |  | COOPER AMBULATORY OFF-SITES |  |  |  | 0011656437 | MELISSA PORTOBANCO | Performance Verification | Closed | Bonnie Aichroth | 05/23/2017 | 05/23/2017 | INCOMING INVENTORY | DEVICE INVENTORIED | BCAC7FF4-E32C-4FAB-85D5-F751AE131BF2 | Labor | 05/23/2017 | 05/23/2017 | Bonnie Aichroth
|  | WELCH ALLYN, INC. | WELCH ALLYN, INC. SURETEMP PLUS 690 |  |  | CINNAMINSON URGENT CARE |  |  | excluded | 05/12/2017 |  |  |  |  | NO | NO |  |  |  |  | WELCH ALLYN, INC. 10732046 16521418 |  |  | Active |  | 99:99:99:99:99:99 |  | Equipment | PAAR:00-PVAR | 10/31/2019 |  | COOPER AMBULATORY OFF-SITES |  |  |  | 0011656475 | MELISSA PORTOBANCO | Preventative Maintenance | Closed | Bonnie Aichroth | 05/23/2017 | 05/23/2017 | PERFORMANCE ASSURANCE AT INVENTORY | INVENTORIED DEVICE AND ENSURED DEVICE WAS FUNCTIONING PROPERLY. | B23B6312-6E96-44DF-9D7C-4EEE6D985103 | Labor | 05/12/2017 | 05/12/2017 | Kirk Lis
|  | WELCH ALLYN, INC. | WELCH ALLYN, INC. SURETEMP PLUS 690 |  |  | CINNAMINSON URGENT CARE |  |  | excluded | 05/12/2017 |  |  |  |  | NO | NO |  |  |  |  | WELCH ALLYN, INC. 10732042 17010547 |  |  | Active |  | 99:99:99:99:99:99 |  | Equipment | PAAR:00-PVAR | 10/31/2019 |  | COOPER AMBULATORY OFF-SITES |  |  |  | 0011656463 | MELISSA PORTOBANCO | Preventative Maintenance | Closed | Bonnie Aichroth | 05/23/2017 | 05/23/2017 | PERFORMANCE ASSURANCE AT INVENTORY | INVENTORIED DEVICE AND ENSURED DEVICE WAS FUNCTIONING PROPERLY. | D7BCF216-409C-490E-A997-7176CE1E9051 | Labor | 05/12/2017 | 05/12/2017 | Kirk Lis
|  | WELCH ALLYN, INC. | WELCH ALLYN, INC. SURETEMP PLUS 690 |  |  | CINNAMINSON URGENT CARE |  |  | excluded | 05/12/2017 |  |  |  |  | NO | NO |  |  |  |  | WELCH ALLYN, INC. 10732041 16521359 |  |  | Active |  | 99:99:99:99:99:99 |  | Equipment | PAAR:00-PVAR | 10/31/2019 |  | COOPER AMBULATORY OFF-SITES |  |  |  | 0011656468 | MELISSA PORTOBANCO | Preventative Maintenance | Closed | Bonnie Aichroth | 05/23/2017 | 05/23/2017 | PERFORMANCE ASSURANCE AT INVENTORY | INVENTORIED DEVICE AND ENSURED DEVICE WAS FUNCTIONING PROPERLY. | 09779EE0-59BD-4F5C-811B-3E98AF7A02EC | Labor | 05/12/2017 | 05/12/2017 | Kirk Lis
|  | WELCH ALLYN, INC. | WELCH ALLYN, INC. SURETEMP PLUS 690 |  |  | CINNAMINSON URGENT CARE |  |  | excluded | 05/12/2017 |  |  |  |  | NO | NO |  |  |  |  | WELCH ALLYN, INC. 10732038 16519597 |  |  | Active |  | 99:99:99:99:99:99 |  | Equipment | PAAR:00-PVAR | 10/31/2019 |  | COOPER AMBULATORY OFF-SITES |  |  |  | 0011656450 | MELISSA PORTOBANCO | Performance Verification | Closed | Bonnie Aichroth | 05/23/2017 | 05/23/2017 | INCOMING INVENTORY | DEVICE INVENTORIED | C1B3116C-24E9-44A1-B196-3F5B542241A7 | Labor | 05/23/2017 | 05/23/2017 | Bonnie Aichroth
|  | WELCH ALLYN, INC. | WELCH ALLYN, INC. SURETEMP PLUS 690 |  |  | CINNAMINSON URGENT CARE |  |  | excluded | 05/12/2017 |  |  |  |  | NO | NO |  |  |  |  | WELCH ALLYN, INC. 10732036 16521360 |  |  | Active |  | 99:99:99:99:99:99 |  | Equipment | PAAR:00-PVAR | 10/31/2019 |  | COOPER AMBULATORY OFF-SITES |  |  |  | 0011656455 | MELISSA PORTOBANCO | Performance Verification | Closed | Bonnie Aichroth | 05/23/2017 | 05/23/2017 | INCOMING INVENTORY | DEVICE INVENTORIED | FC3151D7-54E8-4DC2-8A38-8F7D0A0CFB23 | Labor | 05/23/2017 | 05/23/2017 | Bonnie Aichroth
|  | WELCH ALLYN, INC. | WELCH ALLYN, INC. SURETEMP PLUS 690 |  |  | VOORHEES SURGERY CENTER-SURGERY DEPT |  |  | excluded | 04/26/2018 |  |  |  |  | NO | NO |  |  |  |  | WELCH ALLYN, INC. 10725193 1750784 |  |  | Active |  | 99:99:99:99:99:99 |  | Equipment | PAAR:00-PVAR | 10/31/2019 |  | COOPER AMBULATORY OFF-SITES |  |  | Exam room 4 | WOT00000000826379 | Theresa Megali | Performance Verification | Closed | Kirk Lis | 04/26/2018 | 06/29/2019 | Performance Verification for WELCH ALLYN, INC. 10725193 1750784 | Initial Install of Performance Verification. Device is ready for patient use.
|  | WELCH ALLYN, INC. | WELCH ALLYN, INC. SURETEMP PLUS 690 |  |  | VOORHEES SURGERY CENTER-SURGERY DEPT |  |  | excluded | 04/26/2018 |  |  |  |  | NO | NO |  |  |  |  | WELCH ALLYN, INC. 10725191 17509357 |  |  | Active |  | 99:99:99:99:99:99 |  | Equipment | PAAR:00-PVAR | 10/31/2019 |  | COOPER AMBULATORY OFF-SITES |  |  | Exam room six | WOT00000000826353 | Theresa Megali | Performance Verification | Closed | Kirk Lis | 04/26/2018 | 06/06/2019 | Performance Verification for WELCH ALLYN, INC. 10725191 17509357 | Initial Install of Performance Verification. Device is ready for patient use.
|  | WELCH ALLYN, INC. | WELCH ALLYN, INC. SURETEMP PLUS 690 |  |  | VOORHEES SURGERY CENTER-SURGERY DEPT |  |  | excluded | 04/26/2018 |  |  |  |  | NO | NO |  |  |  |  | WELCH ALLYN, INC. 10725189 17507645 |  |  | Active |  | 99:99:99:99:99:99 |  | Equipment | PAAR:00-PVAR | 10/31/2019 |  | COOPER AMBULATORY OFF-SITES |  |  | Procedure room a | WOT00000000826322 | Theresa Megali | Performance Verification | Closed | Kirk Lis | 04/26/2018 | 06/29/2019 | Performance Verification for WELCH ALLYN, INC. 10725189 17507645 | Initial Install of Performance Verification. Device is ready for patient use.
|  | WELCH ALLYN, INC. | WELCH ALLYN, INC. SURETEMP PLUS 690 |  |  | VOORHEES SURGERY CENTER-SURGERY DEPT |  |  | excluded | 04/26/2018 |  |  |  |  | NO | NO |  |  |  |  | WELCH ALLYN, INC. 10725187 175077824 |  |  | Active |  | 99:99:99:99:99:99 |  | Equipment | PAAR:00-PVAR | 10/31/2019 |  | COOPER AMBULATORY OFF-SITES |  |  | RM 16 | WOT00000000826289 | Theresa Megali | Performance Verification | Closed | Kirk Lis | 04/26/2018 | 06/29/2019 | Performance Verification for WELCH ALLYN, INC. 10725187 175077824 | Initial Install of Performance Verification. Device is ready for patient use.
|  | WELCH ALLYN, INC. | WELCH ALLYN, INC. SURETEMP PLUS 690 |  |  | VOORHEES SURGERY CENTER-SURGERY DEPT |  |  | excluded | 04/26/2018 |  |  |  |  | NO | NO |  |  |  |  | WELCH ALLYN, INC. 10725182 17507837 |  |  | Active |  | 99:99:99:99:99:99 |  | Equipment | PAAR:00-PVAR | 10/31/2019 |  | COOPER AMBULATORY OFF-SITES |  |  | Performance Verification | WOT00000000826213 | Theresa Megali | Performance Verification | Closed | Kirk Lis | 04/26/2018 | 06/29/2019 | Performance Verification for WELCH ALLYN, INC. 10725182 17507837 | Initial Install of Performance Verification. Device is ready for patient use.
|  | WELCH ALLYN, INC. | WELCH ALLYN, INC. SURETEMP PLUS 690 |  |  | VOORHEES SURGERY CENTER-SURGERY DEPT |  |  | excluded | 04/26/2018 |  |  |  |  | NO | NO |  |  |  |  | WELCH ALLYN, INC. 10725183 17507835 |  |  | Active |  | 99:99:99:99:99:99 |  | Equipment | PAAR:00-PVAR | 10/31/2019 |  | COOPER AMBULATORY OFF-SITES |  |  | Performance Verification | WOT00000000826233 | Theresa Megali | Performance Verification | Closed | Kirk Lis | 04/26/2018 | 06/24/2019 | Performance Verification for WELCH ALLYN, INC. 10725183 17507835 | Initial Install of Performance Verification. Device is ready for patient use.
|  | WELCH ALLYN, INC. | WELCH ALLYN, INC. SURETEMP PLUS 690 |  |  | VOORHEES SURGERY CENTER-SURGERY DEPT |  |  | excluded | 04/26/2018 |  |  |  |  | NO | NO |  |  |  |  | WELCH ALLYN, INC. 10725179 17483286 |  |  | Active |  | 99:99:99:99:99:99 |  | Equipment | PAAR:00-PVAR | 10/31/2019 |  | COOPER AMBULATORY OFF-SITES |  |  |  | WOT00000000826117 | Theresa Megali | Performance Verification | Closed | Kirk Lis | 04/26/2018 | 06/06/2019 | Performance Verification for WELCH ALLYN, INC. 10725179 17483286 | Initial Install of Performance Verification. Device is ready for patient use.
|  | WELCH ALLYN, INC. | WELCH ALLYN, INC. SURETEMP PLUS 690 |  |  | VOORHEES SURGERY CENTER-SURGERY DEPT |  |  | excluded | 04/26/2018 |  |  |  |  | NO | NO |  |  |  |  | WELCH ALLYN, INC. 10725177 17483321 |  |  | Active |  | 99:99:99:99:99:99 |  | Equipment | PAAR:00-PVAR | 10/31/2019 |  | COOPER AMBULATORY OFF-SITES |  |  |  | WOT00000000825956 | Theresa Megali | Performance Verification | Closed | Kirk Lis | 04/26/2018 | 06/06/2019 | Performance Verification for WELCH ALLYN, INC. 10725177 17483321 | Initial Install of Performance Verification. Device is ready for patient use.
|  | WELCH ALLYN, INC. | WELCH ALLYN, INC. SURETEMP PLUS 690 |  |  | SURGICAL CARE UNIT |  |  | excluded | 12/20/2016 |  |  |  |  | NO | NO |  |  |  |  | WELCH ALLYN, INC. 10649807 16470427 |  |  | Active |  | 99:99:99:99:99:99 |  | Equipment | PAAR:00-PVAR | 10/31/2019 |  | COOPER UNIVERSITY HOSPITAL |  |  |  | 0011491247 | Lisa Geoghegan | Performance Verification | Closed | Bonnie Aichroth | 04/18/2017 | 04/18/2017 | INCOMING INVENTORY | DEVICE INVENTORIED | BD5B6E15-FC5A-46D6-96EF-19847E52AD5A | Labor | 04/18/2017 | 04/18/2017 | Bonnie Aichroth
|  | WELCH ALLYN, INC. | WELCH ALLYN, INC. SURETEMP PLUS 690 |  |  | CHERRY HILL SPECIALITY HUB |  |  | excluded | 06/16/2016 |  |  |  |  | NO | NO |  |  |  |  | WELCH ALLYN, INC. 105055076 16030096 |  |  | Active |  | 99:99:99:99:99:99 |  | Equipment | PAAR:00-PVAR | 10/31/2019 |  | COOPER AMBULATORY OFF-SITES |  |  | 1935 RT 70 |  | APRIL DIXON
|  | WELCH ALLYN, INC. | WELCH ALLYN, INC. SURETEMP PLUS 690 |  |  | PENNSVILLE-MEDICINE |  |  | excluded | 08/17/2016 |  |  |  |  | NO | NO |  |  |  |  | WELCH ALLYN, INC. 10505498 08072430 |  |  | Active |  | 99:99:99:99:99:99 |  | Equipment | PAAR:00-PVAR | 10/31/2019 |  | COOPER AMBULATORY OFF-SITES |  |  | MOVES |  | Heather Rhodes
|  | WELCH ALLYN, INC. | WELCH ALLYN, INC. SURETEMP PLUS 690 |  |  | GLOUCESTER-MEDICINE |  |  | excluded | 08/08/2016 |  |  |  |  | NO | NO |  |  |  |  | WELCH ALLYN, INC. 10505484 15180331 |  |  | Active |  | 99:99:99:99:99:99 |  | Equipment | PAAR:00-PVAR | 10/31/2019 |  | COOPER AMBULATORY OFF-SITES |  |  | 430 S. BROADWAY-NURSES STATION |  | KELLIE STOUT
|  | WELCH ALLYN, INC. | WELCH ALLYN, INC. SURETEMP PLUS 690 |  |  | THOROFARE-INTERNAL MEDICINE |  |  | excluded | 06/01/2013 |  |  |  |  | NO | NO |  |  |  |  | WELCH ALLYN, INC. 10505483 15422796 |  |  | Active |  | 99:99:99:99:99:99 |  | Equipment | PAAR:00-PVAR | 11/02/2019 |  | COOPER AMBULATORY OFF-SITES |  |  | NURSES STATION |  | Cheryl Peck
|  | WELCH ALLYN, INC. | WELCH ALLYN, INC. SURETEMP PLUS 690 |  |  | THOROFARE-INTERNAL MEDICINE |  |  | excluded | 01/01/2011 |  |  |  |  | NO | NO |  |  |  |  | WELCH ALLYN, INC. 10505482 15422978 |  |  | Active |  | 99:99:99:99:99:99 |  | Equipment | PAAR:00-PVAR | 11/02/2019 |  | COOPER AMBULATORY OFF-SITES |  |  | NURSES STATION |  | Cheryl Peck
|  | WELCH ALLYN, INC. | WELCH ALLYN, INC. SURETEMP PLUS 690 |  | Not Known | GLOUCESTER-MEDICINE |  |  | excluded | 08/08/2016 |  |  |  |  | NO | NO |  |  |  |  | WELCH ALLYN, INC. 10505480 Not Known |  |  | Active |  | 99:99:99:99:99:99 |  | Equipment | PAAR:00-PVAR | 10/31/2019 |  | COOPER AMBULATORY OFF-SITES |  |  | 430 S. BROADWAY-EXAM ROOM 3 |  | KELLIE STOUT
|  | WELCH ALLYN, INC. | WELCH ALLYN, INC. SURETEMP PLUS 690 |  | Not Known | GLOUCESTER-MEDICINE |  |  | excluded | 08/08/2016 |  |  |  |  | NO | NO |  |  |  |  | WELCH ALLYN, INC. 10505477 Not Known |  |  | Active |  | 99:99:99:99:99:99 |  | Equipment | PAAR:00-PVAR | 10/31/2019 |  | COOPER AMBULATORY OFF-SITES |  |  | 430 S. BROADWAY-EXAM ROOM 6 |  | KELLIE STOUT
|  | WELCH ALLYN, INC. | WELCH ALLYN, INC. SURETEMP PLUS 690 |  | Not Known | GLOUCESTER-MEDICINE |  |  | excluded | 08/08/2016 |  |  |  |  | NO | NO |  |  |  |  | WELCH ALLYN, INC. 10505473 Not Known |  |  | Active |  | 99:99:99:99:99:99 |  | Equipment | PAAR:00-PVAR | 10/31/2019 |  | COOPER AMBULATORY OFF-SITES |  |  | 430 S. BROADWAY-EXAM ROOM 5 |  | KELLIE STOUT
|  | WELCH ALLYN, INC. | WELCH ALLYN, INC. SURETEMP PLUS 690 |  |  | GLOUCESTER-MEDICINE |  |  | excluded | 08/08/2016 |  |  |  |  | NO | NO |  |  |  |  | WELCH ALLYN, INC. 10505474 15381527 |  |  | Active |  | 99:99:99:99:99:99 |  | Equipment | PAAR:00-PVAR | 10/31/2019 |  | COOPER AMBULATORY OFF-SITES |  |  | 430 S. BROADWAY-NURSES STATION |  | KELLIE STOUT
|  | WELCH ALLYN, INC. | WELCH ALLYN, INC. SURETEMP PLUS 690 |  | Not Known | GLOUCESTER-MEDICINE |  |  | excluded | 08/08/2016 |  |  |  |  | NO | NO |  |  |  |  | WELCH ALLYN, INC. 10505471 Not Known |  |  | Active |  | 99:99:99:99:99:99 |  | Equipment | PAAR:00-PVAR | 10/31/2019 |  | COOPER AMBULATORY OFF-SITES |  |  | 430 S. BROADWAY-EXAM ROOM 4 |  | KELLIE STOUT
|  | WELCH ALLYN, INC. | WELCH ALLYN, INC. SURETEMP PLUS 690 |  | Not Known | GLOUCESTER-MEDICINE |  |  | excluded | 08/08/2016 |  |  |  |  | NO | NO |  |  |  |  | WELCH ALLYN, INC. 10505469 Not Known |  |  | Active |  | 99:99:99:99:99:99 |  | Equipment | PAAR:00-PVAR | 10/31/2019 |  | COOPER AMBULATORY OFF-SITES |  |  | 430 S. BROADWAY-EXAM ROOM 2 |  | KELLIE STOUT
|  | WELCH ALLYN, INC. | WELCH ALLYN, INC. SURETEMP PLUS 690 |  | Not Known | GLOUCESTER-MEDICINE |  |  | excluded | 08/08/2016 |  |  |  |  | NO | NO |  |  |  |  | WELCH ALLYN, INC. 10505466 Not Known |  |  | Active |  | 99:99:99:99:99:99 |  | Equipment | PAAR:00-PVAR | 10/31/2019 |  | COOPER AMBULATORY OFF-SITES |  |  | 430 S. BROADWAY-EXAM ROOM 1 |  | KELLIE STOUT
|  | WELCH ALLYN, INC. | WELCH ALLYN, INC. SURETEMP PLUS 690 |  |  | CHERRY HILL SPECIALITY HUB |  |  | excluded | 11/16/2016 |  |  |  |  | NO | NO |  |  |  |  | WELCH ALLYN, INC. 10505139 15431954 |  |  | Active |  | 99:99:99:99:99:99 |  | Equipment | PAAR:00-PVAR | 10/31/2019 |  | COOPER AMBULATORY OFF-SITES |  |  |  | 0011494875 | APRIL DIXON | Performance Verification | Closed | Bonnie Aichroth | 04/19/2017 | 04/19/2017 | INCOMING INVENTORY | DEVICE INVENTORIED | A1547010-280A-48A9-B9EB-BB170A125AF4 | Labor | 04/19/2017 | 04/19/2017 | Bonnie Aichroth
|  | WELCH ALLYN, INC. | WELCH ALLYN, INC. SURETEMP PLUS 690 |  |  | CHERRY HILL SPECIALITY HUB |  |  | excluded | 11/16/2016 |  |  |  |  | NO | NO |  |  |  |  | WELCH ALLYN, INC. 10505137 16210308 |  |  | Active |  | 99:99:99:99:99:99 |  | Equipment | PAAR:00-PVAR | 10/31/2019 |  | COOPER AMBULATORY OFF-SITES |  |  |  | 0011494859 | APRIL DIXON | Preventative Maintenance | Closed | Bonnie Aichroth | 04/19/2017 | 04/19/2017 | PERFORMANCE ASSURANCE AT INVENTORY | INVENTORIED DEVICE AND ENSURED DEVICE WAS FUNCTIONING PROPERLY. | F0E1877D-0065-4CAB-BCA2-A31C01408915 | Labor | 11/16/2016 | 11/16/2016 | Kirk Lis
|  | WELCH ALLYN, INC. | WELCH ALLYN, INC. SURETEMP PLUS 690 |  |  | CHERRY HILL SPECIALITY HUB |  |  | excluded | 11/16/2016 |  |  |  |  | NO | NO |  |  |  |  | WELCH ALLYN, INC. 10505136 15431960 |  |  | Active |  | 99:99:99:99:99:99 |  | Equipment | PAAR:00-PVAR | 10/31/2019 |  | COOPER AMBULATORY OFF-SITES |  |  |  | 0011494873 | APRIL DIXON | Performance Verification | Closed | Bonnie Aichroth | 04/19/2017 | 04/19/2017 | INCOMING INVENTORY | DEVICE INVENTORIED | BB5A0087-EECC-4BC9-85D5-4F831C4DF29F | Labor | 04/19/2017 | 04/19/2017 | Bonnie Aichroth
|  | WELCH ALLYN, INC. | WELCH ALLYN, INC. SURETEMP PLUS 690 |  |  | CHERRY HILL SPECIALITY HUB |  |  | excluded | 06/16/2016 |  |  |  |  | NO | NO |  |  |  |  | WELCH ALLYN, INC. 10505082 1602315 |  |  | Active |  | 99:99:99:99:99:99 |  | Equipment | PAAR:00-PVAR | 10/31/2019 |  | COOPER AMBULATORY OFF-SITES |  |  | 1935 RT 70 |  | APRIL DIXON
|  | WELCH ALLYN, INC. | WELCH ALLYN, INC. SURETEMP PLUS 690 |  |  | CHERRY HILL SPECIALITY HUB |  |  | excluded | 06/16/2016 |  |  |  |  | NO | NO |  |  |  |  | WELCH ALLYN, INC. 10505080 16030089 |  |  | Active |  | 99:99:99:99:99:99 |  | Equipment | PAAR:00-PVAR | 10/31/2019 |  | COOPER AMBULATORY OFF-SITES |  |  | 1935 RT 70 |  | APRIL DIXON
|  | WELCH ALLYN, INC. | WELCH ALLYN, INC. SURETEMP PLUS 690 |  |  | CHERRY HILL SPECIALITY HUB |  |  | excluded | 06/16/2016 |  |  |  |  | NO | NO |  |  |  |  | WELCH ALLYN, INC. 10505078 1602317 |  |  | Active |  | 99:99:99:99:99:99 |  | Equipment | PAAR:00-PVAR | 10/31/2019 |  | COOPER AMBULATORY OFF-SITES |  |  | 1935 RT 70 |  | APRIL DIXON
|  | WELCH ALLYN, INC. | WELCH ALLYN, INC. SURETEMP PLUS 690 |  |  | CHERRY HILL SPECIALITY HUB |  |  | excluded | 06/16/2016 |  |  |  |  | NO | NO |  |  |  |  | WELCH ALLYN, INC. 10505075 16023220 |  |  | Active |  | 99:99:99:99:99:99 |  | Equipment | PAAR:00-PVAR | 10/31/2019 |  | COOPER AMBULATORY OFF-SITES |  |  | 1935 RT 70 |  | APRIL DIXON
|  | WELCH ALLYN, INC. | WELCH ALLYN, INC. SURETEMP PLUS 690 |  |  | CHERRY HILL SPECIALITY HUB |  |  | excluded | 06/16/2016 |  |  |  |  | NO | NO |  |  |  |  | WELCH ALLYN, INC. 10505073 16030236 |  |  | Active |  | 99:99:99:99:99:99 |  | Equipment | PAAR:00-PVAR | 10/31/2019 |  | COOPER AMBULATORY OFF-SITES |  |  | 1935 RT 70 |  | APRIL DIXON
|  | WELCH ALLYN, INC. | WELCH ALLYN, INC. SURETEMP PLUS 690 |  |  | PRINCETON-OB/GYN |  |  | excluded | 10/23/2015 |  |  |  |  | NO | NO |  |  |  |  | WELCH ALLYN, INC. 10480019 15010140 |  |  | Active |  | 99:99:99:99:99:99 |  | Equipment | PAAR:00-PVAR | 10/31/2019 |  | COOPER AMBULATORY OFF-SITES |  |  | NST |  | LINDA CARON
|  | WELCH ALLYN, INC. | WELCH ALLYN, INC. SURETEMP PLUS 690 |  | Not Known | PRINCETON-OB/GYN |  |  | excluded | 10/23/2015 |  |  |  |  | NO | NO |  |  |  |  | WELCH ALLYN, INC. 10480017 Not Known |  |  | Active |  | 99:99:99:99:99:99 |  | Equipment | PAAR:00-PVAR | 10/31/2019 |  | COOPER AMBULATORY OFF-SITES |  |  | EXAM ROOM 3 |  | LINDA CARON
|  | WELCH ALLYN, INC. | WELCH ALLYN, INC. SURETEMP PLUS 690 |  | Not Known | PRINCETON-OB/GYN |  |  | excluded | 10/23/2015 |  |  |  |  | NO | NO |  |  |  |  | WELCH ALLYN, INC. 10480015 Not Known |  |  | Active |  | 99:99:99:99:99:99 |  | Equipment | PAAR:00-PVAR | 10/31/2019 |  | COOPER AMBULATORY OFF-SITES |  |  | EXAM ROOM 2 |  | LINDA CARON
|  | WELCH ALLYN, INC. | WELCH ALLYN, INC. SURETEMP PLUS 690 |  |  | TRAUMA ICU |  |  | excluded | 01/01/2012 |  |  |  |  | NO | NO |  |  |  |  | WELCH ALLYN, INC. 10368210 08510715 |  |  | Active |  | 99:99:99:99:99:99 |  | Equipment | PAAR:00-PVAR | 11/02/2019 |  | COOPER UNIVERSITY HOSPITAL |  |  | TRAUMA ICU |  | Diane Floyd
|  | WELCH ALLYN, INC. | WELCH ALLYN, INC. SURETEMP PLUS 690 |  |  | EMERGENCY ROOM |  |  | excluded | 01/01/1900 |  |  |  |  | NO | NO |  |  |  |  | WELCH ALLYN, INC. 10368162 10368162 |  |  | Active |  | 99:99:99:99:99:99 |  | Equipment | PAAR:00-PVAR | 11/01/2019 |  | COOPER UNIVERSITY HOSPITAL |  |  | EXAM 30 | WOT00000000507490 | KAREN GRUBER | Disposition | Closed | Richard Jolly | 02/08/2018 | 05/16/2019 | Bulk Disposition CNL
|  | WELCH ALLYN, INC. | WELCH ALLYN, INC. SURETEMP PLUS 690 |  |  | TRAUMA ICU |  |  | excluded | 04/01/2014 |  |  |  |  | NO | NO |  |  |  |  | WELCH ALLYN, INC. 10368053 12082533 |  |  | Active |  | 99:99:99:99:99:99 |  | Equipment | PAAR:00-PVAR | 11/02/2019 |  | COOPER UNIVERSITY HOSPITAL |  |  | TICU-BED6 |  | Diane Floyd
|  | WELCH ALLYN, INC. | WELCH ALLYN, INC. SURETEMP PLUS 690 |  |  | CARDIAC CATH LAB |  |  |  | 09/11/2012 |  |  |  |  | NO | NO |  |  |  |  | WELCH ALLYN, INC. 10367797 12254737 |  |  | Disposition |  | 99:99:99:99:99:99 |  | Equipment | PAAR:00-PVAR | 11/02/2019 |  | COOPER UNIVERSITY HOSPITAL |  |  | CCL - MOVES |  | LINDA BEAN
|  | WELCH ALLYN, INC. | WELCH ALLYN, INC. SURETEMP PLUS 690 |  |  | PSYCHIATRIC UNIT |  |  | excluded | 12/19/2011 |  |  |  |  | NO | NO |  |  |  |  | WELCH ALLYN, INC. 10367482 12020054 |  |  | Active |  | 99:99:99:99:99:99 |  | Equipment | PAAR:00-PVAR | 11/02/2019 |  | COOPER UNIVERSITY HOSPITAL |  |  | 5TH FLOOR PSYCH |  | CATHERINE MELINIOTIS
|  | WELCH ALLYN, INC. | WELCH ALLYN, INC. SURETEMP PLUS 690 |  |  | EMERGENCY ROOM |  |  | excluded | 10/31/2019 |  |  |  |  | NO | NO |  |  |  |  | WELCH ALLYN, INC. 30294954 18023315 |  |  | Active |  | 99:99:99:99:99:99 |  | Equipment | PAAR:00-PVAR | 10/31/2019 | 10/31/2019 | COOPER UNIVERSITY HOSPITAL |  |  | Performance Verification | WOT00000000625909 | KAREN GRUBER | Performance Verification | Closed | Richard Jolly | 10/31/2019 | 10/31/2019 | Performance Verification for WELCH ALLYN, INC. 30294954 18023315 | Initial Install of Performance Verification. Device is ready for patient use. |  |  | 10/31/2019 | 10/31/2019
|  | WELCH ALLYN, INC. | WELCH ALLYN, INC. SURETEMP PLUS 690 |  |  | EMERGENCY ROOM |  |  | excluded | 10/31/2019 |  |  |  |  | NO | NO |  |  |  |  | WELCH ALLYN, INC. 30294953 18048233 |  |  | Active |  | 99:99:99:99:99:99 |  | Equipment | PAAR:00-PVAR | 10/31/2019 | 10/31/2019 | COOPER UNIVERSITY HOSPITAL |  |  | Performance Verification | WOT00000000625822 | KAREN GRUBER | Performance Verification | Closed | Richard Jolly | 10/31/2019 | 10/31/2019 | Performance Verification for WELCH ALLYN, INC. 30294953 18048233 | Initial Install of Performance Verification. Device is ready for patient use. |  |  | 10/31/2019 | 10/31/2019
|  | WELCH ALLYN, INC. | WELCH ALLYN, INC. SURETEMP PLUS 690 |  |  | EMERGENCY ROOM |  |  | excluded | 10/31/2019 |  |  |  |  | NO | NO |  |  |  |  | WELCH ALLYN, INC. 30294952 17507896 |  |  | Active |  | 99:99:99:99:99:99 |  | Equipment | PAAR:00-PVAR | 10/31/2019 | 10/31/2019 | COOPER UNIVERSITY HOSPITAL |  |  | Performance Verification | WOT00000000625858 | KAREN GRUBER | Performance Verification | Closed | Richard Jolly | 10/31/2019 | 10/31/2019 | Performance Verification for WELCH ALLYN, INC. 30294952 17507896 | Initial Install of Performance Verification. Device is ready for patient use. |  |  | 10/31/2019 | 10/31/2019
|  | WELCH ALLYN, INC. | WELCH ALLYN, INC. SURETEMP PLUS 690 |  |  | EMERGENCY ROOM |  |  | excluded | 10/31/2019 |  |  |  |  | NO | NO |  |  |  |  | WELCH ALLYN, INC. 30294950 18023328 |  |  | Active |  | 99:99:99:99:99:99 |  | Equipment | PAAR:00-PVAR | 10/31/2019 | 10/31/2019 | COOPER UNIVERSITY HOSPITAL |  |  | Performance Verification | WOT00000000625806 | KAREN GRUBER | Performance Verification | Closed | Richard Jolly | 10/31/2019 | 10/31/2019 | Performance Verification for WELCH ALLYN, INC. 30294950 18023328 | Initial Install of Performance Verification. Device is ready for patient use. |  |  | 10/31/2019 | 10/31/2019
|  | WELCH ALLYN, INC. | WELCH ALLYN, INC. SURETEMP PLUS 690 |  |  | EMERGENCY ROOM |  |  | excluded | 10/31/2019 |  |  |  |  | NO | NO |  |  |  |  | WELCH ALLYN, INC. 30294951 18048234 |  |  | Active |  | 99:99:99:99:99:99 |  | Equipment | PAAR:00-PVAR | 10/31/2019 | 10/31/2019 | COOPER UNIVERSITY HOSPITAL |  |  | Performance Verification | WOT00000000625878 | KAREN GRUBER | Performance Verification | Closed | Richard Jolly | 10/31/2019 | 10/31/2019 | Performance Verification for WELCH ALLYN, INC. 30294951 18048234 | Initial Install of Performance Verification. Device is ready for patient use. |  |  | 10/31/2019 | 10/31/2019
|  | WELCH ALLYN, INC. | WELCH ALLYN, INC. SURETEMP PLUS 690 |  | 21 19233318 | EMERGENCY ROOM |  |  | excluded | 10/31/2019 |  |  |  |  | NO | NO |  |  |  |  | WELCH ALLYN, INC. 30286081 21 19233318 |  |  | Active |  |  |  | Equipment | PAAR:00-PVAR | 10/31/2019 | 10/31/2019 | COOPER UNIVERSITY HOSPITAL |  |  | Performance Verification | WOT00000003787487 | KAREN GRUBER | Performance Verification | Completed | Richard Jolly | 10/31/2019 | 10/31/2019 | Performance Verification for WELCH ALLYN, INC. 30286081 21 19233318 | Initial Install of Performance Verification. Device is ready for patient use. |  |  | 10/31/2019 | 10/31/2019
|  | WELCH ALLYN, INC. | WELCH ALLYN, INC. SURETEMP PLUS 690 |  | 21 19264922 | EMERGENCY ROOM |  |  | excluded | 10/31/2019 |  |  |  |  | NO | NO |  |  |  |  | WELCH ALLYN, INC. 30286080 21 19264922 |  |  | Active |  |  |  | Equipment | PAAR:00-PVAR | 10/31/2019 | 10/31/2019 | COOPER UNIVERSITY HOSPITAL |  |  | Performance Verification | WOT00000003787535 | KAREN GRUBER | Performance Verification | Completed | Richard Jolly | 10/31/2019 | 10/31/2019 | Performance Verification for WELCH ALLYN, INC. 30286080 21 19264922 | Initial Install of Performance Verification. Device is ready for patient use. |  |  | 10/31/2019 | 10/31/2019
|  | WELCH ALLYN, INC. | WELCH ALLYN, INC. SURETEMP PLUS 690 |  | 21. 18090143 | EMERGENCY ROOM |  |  | excluded | 10/31/2019 |  |  |  |  | NO | NO |  |  |  |  | WELCH ALLYN, INC. 30286079 21. 18090143 |  |  | Active |  |  |  | Equipment | PAAR:00-PVAR | 10/31/2019 | 10/31/2019 | COOPER UNIVERSITY HOSPITAL |  |  | Performance Verification | WOT00000003787571 | KAREN GRUBER | Performance Verification | Completed | Richard Jolly | 10/31/2019 | 10/31/2019 | Performance Verification for WELCH ALLYN, INC. 30286079 21. 18090143 | Initial Install of Performance Verification. Device is ready for patient use. |  |  | 10/31/2019 | 10/31/2019
|  | WELCH ALLYN, INC. | WELCH ALLYN, INC. SURETEMP PLUS 690 |  |  | INTENSIVE CARE UNIT |  |  | excluded | 11/02/2019 |  |  |  |  | NO | NO |  |  |  |  | WELCH ALLYN, INC. 30286074 08331535 |  |  | Active |  | 99:99:99:99:99:99 |  | Equipment | PAAR:00-PVAR | 11/02/2019 | 11/02/2019 | COOPER UNIVERSITY HOSPITAL |  |  | ICU | WOT00000000536850 | CAROLYN RUMELL | Disposition | Closed | Richard Jolly | 11/02/2019 | 11/02/2019 | Bulk Disposition CNL | Notification sent to technician and manager that this CEID has been marked as Could Not Locate (CNL). 33% SLA Warning: Notification sent to technician and manager that this CEID has been marked as Could Not Locate (CNL) for 30 days. 66% SLA Warning: Notification sent to technician and manager that this CEID has been marked as Could Not Locate (CNL) for 60 days. 99% SLA Warning: Notification sent to technician and manager that this CEID has been marked as Could Not Locate (CNL) for 90 days. |  |  | 11/02/2019 | 11/02/2019
|  | WELCH ALLYN, INC. | WELCH ALLYN, INC. SURETEMP PLUS 690 |  |  | EMERGENCY ROOM |  |  | excluded | 10/31/2019 |  |  |  |  | NO | NO |  |  |  |  | WELCH ALLYN, INC. 30286060 18086902 |  |  | Active |  | 99:99:99:99:99:99 |  | Equipment | PAAR:00-PVAR | 10/31/2019 | 10/31/2019 | COOPER UNIVERSITY HOSPITAL |  |  |  | WOT00000001162164 | KAREN GRUBER | Performance Verification | Closed | Richard Jolly | 10/31/2019 | 10/31/2019 | Performance Verification for WELCH ALLYN, INC. 30286060 18086902 | Initial Install of Performance Verification. Device is ready for patient use. |  |  | 10/31/2019 | 10/31/2019
|  | WELCH ALLYN, INC. | WELCH ALLYN, INC. SURETEMP PLUS 690 |  | 21 18087088 | EMERGENCY ROOM |  |  | excluded | 10/31/2019 |  |  |  |  | NO | NO |  |  |  |  | WELCH ALLYN, INC. 30286059 21 18087088 |  |  | Active |  | 99:99:99:99:99:99 |  | Equipment | PAAR:00-PVAR | 10/31/2019 | 10/31/2019 | COOPER UNIVERSITY HOSPITAL |  |  | Performance Verification | WOT00000001298000 | KAREN GRUBER | Performance Verification | Closed | Josh Harris | 10/31/2019 | 10/31/2019 | CEID Record Completion for WELCH ALLYN, INC. 30286059 21 18087088 | Inventoried unit. | EXP3390235 | Labor | 10/31/2019 | 10/31/2019 | Josh Harris
|  | WELCH ALLYN, INC. | WELCH ALLYN, INC. SURETEMP PLUS 690 |  | 21 18090158 | EMERGENCY ROOM |  |  | excluded | 10/31/2019 |  |  |  |  | NO | NO |  |  |  |  | WELCH ALLYN, INC. 30286058 21 18090158 |  |  | Active |  | 99:99:99:99:99:99 |  | Equipment | PAAR:00-PVAR | 10/31/2019 | 10/31/2019 | COOPER UNIVERSITY HOSPITAL |  |  | Performance Verification | WOT00000001298024 | KAREN GRUBER | Performance Verification | Closed | Richard Jolly | 10/31/2019 | 10/31/2019 | Performance Verification for WELCH ALLYN, INC. 30286058 21 18090158 | Initial Install of Performance Verification. Device is ready for patient use. |  |  | 10/31/2019 | 10/31/2019
|  | WELCH ALLYN, INC. | WELCH ALLYN, INC. SURETEMP PLUS 690 |  | 21 17509640 | EMERGENCY ROOM |  |  | excluded | 10/31/2019 |  |  |  |  | NO | NO |  |  |  |  | WELCH ALLYN, INC. 30286049 21 17509640 |  |  | Active |  | 99:99:99:99:99:99 |  | Equipment | PAAR:00-PVAR | 10/31/2019 | 10/31/2019 | COOPER UNIVERSITY HOSPITAL |  |  | Performance Verification | WOT00000001042603 | KAREN GRUBER | Performance Verification | Closed | Richard Jolly | 10/31/2019 | 10/31/2019 | Performance Verification for WELCH ALLYN, INC. 30286049 21 17509640 | Initial Install of Performance Verification. Device is ready for patient use. |  |  | 10/31/2019 | 10/31/2019
|  | WELCH ALLYN, INC. | WELCH ALLYN, INC. SURETEMP PLUS 690 |  |  | EMERGENCY ROOM |  |  | excluded | 10/31/2019 |  |  |  |  | NO | NO |  |  |  |  | WELCH ALLYN, INC. 30286051 18086905 |  |  | Active |  | 99:99:99:99:99:99 |  | Equipment | PAAR:00-PVAR | 10/31/2019 | 10/31/2019 | COOPER UNIVERSITY HOSPITAL |  |  |  | WOT00000001162203 | KAREN GRUBER | Performance Verification | Closed | Richard Jolly | 10/31/2019 | 10/31/2019 | Performance Verification for WELCH ALLYN, INC. 30286051 18086905 | Initial Install of Performance Verification. Device is ready for patient use. |  |  | 10/31/2019 | 10/31/2019
|  | WELCH ALLYN, INC. | WELCH ALLYN, INC. SURETEMP PLUS 690 |  | 21 17509631 | EMERGENCY ROOM |  |  | excluded | 10/31/2019 |  |  |  |  | NO | NO |  |  |  |  | WELCH ALLYN, INC. 30286050 21 17509631 |  |  | Active |  | 99:99:99:99:99:99 |  | Equipment | PAAR:00-PVAR | 10/31/2019 | 10/31/2019 | COOPER UNIVERSITY HOSPITAL |  |  | Performance Verification | WOT00000001041213 | KAREN GRUBER | Performance Verification | Closed | Richard Jolly | 10/31/2019 | 10/31/2019 | Performance Verification for WELCH ALLYN, INC. 30286050 21 17509631 | Initial Install of Performance Verification. Device is ready for patient use. |  |  | 10/31/2019 | 10/31/2019
|  | WELCH ALLYN, INC. | WELCH ALLYN, INC. SURETEMP PLUS 690 |  | 21 16423737 | EMERGENCY ROOM |  |  | excluded | 10/31/2019 |  |  |  |  | NO | NO |  |  |  |  | WELCH ALLYN, INC. 30286048 21 16423737 |  |  | Active |  | 99:99:99:99:99:99 |  | Equipment | PAAR:00-PVAR | 10/31/2019 | 10/31/2019 | COOPER UNIVERSITY HOSPITAL |  |  |  | WOT00000001441799 | KAREN GRUBER | Performance Verification | Closed | Richard Jolly | 10/31/2019 | 10/31/2019 | Performance Verification for WELCH ALLYN, INC. 30286048 21 16423737 | Initial Install of Performance Verification. Device is ready for patient use. |  |  | 10/31/2019 | 10/31/2019
|  | WELCH ALLYN, INC. | WELCH ALLYN, INC. SURETEMP PLUS 690 |  | 21 16423901 | EMERGENCY ROOM |  |  | excluded | 10/31/2019 |  |  |  |  | NO | NO |  |  |  |  | WELCH ALLYN, INC. 30286047 21 16423901 |  |  | Active |  | 99:99:99:99:99:99 |  | Equipment | PAAR:00-PVAR | 10/31/2019 | 10/31/2019 | COOPER UNIVERSITY HOSPITAL |  |  | er | WOT00000001441842 | KAREN GRUBER | Performance Verification | Closed | Richard Jolly | 10/31/2019 | 10/31/2019 | Performance Verification for WELCH ALLYN, INC. 30286047 21 16423901 | Initial Install of Performance Verification. Device is ready for patient use. |  |  | 10/31/2019 | 10/31/2019
|  | WELCH ALLYN, INC. | WELCH ALLYN, INC. SURETEMP PLUS 690 |  | 21 17509696 | EMERGENCY ROOM |  |  | excluded | 10/31/2019 |  |  |  |  | NO | NO |  |  |  |  | WELCH ALLYN, INC. 30286043 21 17509696 |  |  | Active |  | 99:99:99:99:99:99 |  | Equipment | PAAR:00-PVAR | 10/31/2019 | 10/31/2019 | COOPER UNIVERSITY HOSPITAL |  |  | Performance Verification | WOT00000001049376 | KAREN GRUBER | Performance Verification | Closed | Richard Jolly | 10/31/2019 | 10/31/2019 | Performance Verification for WELCH ALLYN, INC. 30286043 21. 17509896 | Initial Install of Performance Verification. Device is ready for patient use. |  |  | 10/31/2019 | 10/31/2019
|  | WELCH ALLYN, INC. | WELCH ALLYN, INC. SURETEMP PLUS 690 |  | 21 17509647 | EMERGENCY ROOM |  |  | excluded | 10/31/2019 |  |  |  |  | NO | NO |  |  |  |  | WELCH ALLYN, INC. 30286041 21 17509647 |  |  | Active |  | 99:99:99:99:99:99 |  | Equipment | PAAR:00-PVAR | 10/31/2019 | 10/31/2019 | COOPER UNIVERSITY HOSPITAL |  |  | Performance Verification | WOT00000001041009 | KAREN GRUBER | Performance Verification | Closed | Richard Jolly | 10/31/2019 | 10/31/2019 | Performance Verification for WELCH ALLYN, INC. 30286041 21 17509647 | Initial Install of Performance Verification. Device is ready for patient use. |  |  | 10/31/2019 | 10/31/2019
|  | WELCH ALLYN, INC. | WELCH ALLYN, INC. SURETEMP PLUS 690 |  | 21 17509309 | EMERGENCY ROOM |  |  | excluded | 10/31/2019 |  |  |  |  | NO | NO |  |  |  |  | WELCH ALLYN, INC. 30286042 21 17509309 |  |  | Active |  | 99:99:99:99:99:99 |  | Equipment | PAAR:00-PVAR | 10/31/2019 | 10/31/2019 | COOPER UNIVERSITY HOSPITAL |  |  | Performance Verification | WOT00000001042523 | KAREN GRUBER | Performance Verification | Closed | Richard Jolly | 10/31/2019 | 10/31/2019 | Performance Verification for WELCH ALLYN, INC. 30286042 21 17509309 | Initial Install of Performance Verification. Device is ready for patient use. |  |  | 10/31/2019 | 10/31/2019
|  | WELCH ALLYN, INC. | WELCH ALLYN, INC. SURETEMP PLUS 690 |  |  | BUNKER HILL-SURGERY |  |  | excluded | 09/06/2007 |  |  |  |  | NO | NO |  |  |  |  | WELCH ALLYN, INC. 10366892 07151546 |  |  | Active |  | 99:99:99:99:99:99 |  | Equipment | PAAR:00-PVAR | 11/02/2019 |  | COOPER AMBULATORY OFF-SITES |  |  | Podiatry Nurses Station Closet |  | ANNE MAIER
|  | WELCH ALLYN, INC. | WELCH ALLYN, INC. SURETEMP PLUS 690 |  |  | EMERGENCY ROOM |  |  | excluded | 10/31/2019 |  |  |  |  | NO | NO |  |  |  |  | WELCH ALLYN, INC. 30286039 18087058 |  |  | Active |  | 99:99:99:99:99:99 |  | Equipment | PAAR:00-PVAR | 10/31/2019 | 10/31/2019 | COOPER UNIVERSITY HOSPITAL |  |  |  | WOT00000000921918 | KAREN GRUBER | Performance Verification | Closed | Richard Jolly | 10/31/2019 | 10/31/2019 | Performance Verification for WELCH ALLYN, INC. 30286039 18087058 | Initial Install of Performance Verification. Device is ready for patient use. |  |  | 10/31/2019 | 10/31/2019
|  | WELCH ALLYN, INC. | WELCH ALLYN, INC. SURETEMP PLUS 690 |  | 2 17509654 | EMERGENCY ROOM |  |  | excluded | 10/31/2019 |  |  |  |  | NO | NO |  |  |  |  | WELCH ALLYN, INC. 30286040 2 17509654 |  |  | Active |  | 99:99:99:99:99:99 |  | Equipment | PAAR:00-PVAR | 10/31/2019 | 10/31/2019 | COOPER UNIVERSITY HOSPITAL |  |  | Performance Verification | WOT00000001040885 | KAREN GRUBER | Performance Verification | Closed | Richard Jolly | 10/31/2019 | 10/31/2019 | Performance Verification for WELCH ALLYN, INC. 30286040 2 17509654 | Initial Install of Performance Verification. Device is ready for patient use. |  |  | 10/31/2019 | 10/31/2019
|  | WELCH ALLYN, INC. | WELCH ALLYN, INC. SURETEMP PLUS 690 |  |  | EMERGENCY ROOM |  |  | excluded | 10/31/2019 |  |  |  |  | NO | NO |  |  |  |  | WELCH ALLYN, INC. 30286011 18012054 |  |  | Active |  | 99:99:99:99:99:99 |  | Equipment | PAAR:00-PVAR | 10/31/2019 | 10/31/2019 | COOPER UNIVERSITY HOSPITAL |  |  | Performance Verification | WOT00000000644512 | KAREN GRUBER | Performance Verification | Closed | Richard Jolly | 10/31/2019 | 10/31/2019 | Performance Verification for WELCH ALLYN, INC. 30286011 18012054 | Initial Install of Performance Verification. Device is ready for patient use. |  |  | 10/31/2019 | 10/31/2019
|  | WELCH ALLYN, INC. | WELCH ALLYN, INC. SURETEMP PLUS 690 |  |  | EMERGENCY ROOM |  |  | excluded | 10/31/2019 |  |  |  |  | NO | NO |  |  |  |  | WELCH ALLYN, INC. 30286010 18040229 |  |  | Active |  | 99:99:99:99:99:99 |  | Equipment | PAAR:00-PVAR | 10/31/2019 | 10/31/2019 | COOPER UNIVERSITY HOSPITAL |  |  | Performance Verification | WOT00000000644551 | KAREN GRUBER | Performance Verification | Closed | Richard Jolly | 10/31/2019 | 10/31/2019 | Performance Verification for WELCH ALLYN, INC. 30286010 18040229 | Initial Install of Performance Verification. Device is ready for patient use. |  |  | 10/31/2019 | 10/31/2019
|  | WELCH ALLYN, INC. | WELCH ALLYN, INC. SURETEMP PLUS 690 |  |  | EMERGENCY ROOM |  |  | excluded | 10/31/2019 |  |  |  |  | NO | NO |  |  |  |  | WELCH ALLYN, INC. 30286009 18012063 |  |  | Active |  | 99:99:99:99:99:99 |  | Equipment | PAAR:00-PVAR | 10/31/2019 | 10/31/2019 | COOPER UNIVERSITY HOSPITAL |  |  | Performance Verification | WOT00000000644478 | KAREN GRUBER | Performance Verification | Closed | Richard Jolly | 10/31/2019 | 10/31/2019 | Performance Verification for WELCH ALLYN, INC. 30286009 18012063 | Initial Install of Performance Verification. Device is ready for patient use. |  |  | 10/31/2019 | 10/31/2019
|  | WELCH ALLYN, INC. | WELCH ALLYN, INC. SURETEMP PLUS 690 |  |  | EMERGENCY ROOM |  |  | excluded | 10/31/2019 |  |  |  |  | NO | NO |  |  |  |  | WELCH ALLYN, INC. 30286008 18040237 |  |  | Active |  | 99:99:99:99:99:99 |  | Equipment | PAAR:00-PVAR | 10/31/2019 | 10/31/2019 | COOPER UNIVERSITY HOSPITAL |  |  | Performance Verification | WOT00000000644535 | KAREN GRUBER | Performance Verification | Closed | Richard Jolly | 10/31/2019 | 10/31/2019 | Performance Verification for WELCH ALLYN, INC. 30286008 18040237 | Initial Install of Performance Verification. Device is ready for patient use. |  |  | 10/31/2019 | 10/31/2019
|  | WELCH ALLYN, INC. | WELCH ALLYN, INC. SURETEMP PLUS 690 |  | (21)19158164 | CHIP - 9 PAVILION |  |  | excluded | 10/31/2019 |  |  |  |  | NO | NO |  |  |  |  | WELCH ALLYN, INC. 30280051 (21)19158164 |  |  | Active |  |  |  | Equipment | PAAR:00-PVAR | 10/31/2019 | 10/31/2019 | COOPER UNIVERSITY HOSPITAL |  |  | Performance Verification | WOT00000003435693 | KIM HUMMEL | Performance Verification | Closed | Michael Youch | 10/31/2019 | 10/31/2019 | Performance Verification for WELCH ALLYN, INC. 30280051 (21)19158164 | Initial Install of Performance Verification. Device is ready for patient use. |  |  | 10/31/2019 | 10/31/2019
|  | WELCH ALLYN, INC. | WELCH ALLYN, INC. SURETEMP PLUS 690 |  | (21)19157746 | CHIP - 9 PAVILION |  |  | excluded | 10/31/2019 |  |  |  |  | NO | NO |  |  |  |  | WELCH ALLYN, INC. 30280050 (21)19157746 |  |  | Active |  |  |  | Equipment | PAAR:00-PVAR | 10/31/2019 | 10/31/2019 | COOPER UNIVERSITY HOSPITAL |  |  | Performance Verification | WOT00000003435691 | KIM HUMMEL | Performance Verification | Closed | Michael Youch | 10/31/2019 | 10/31/2019 | Performance Verification for WELCH ALLYN, INC. 30280050 (21)19157746 | Initial Install of Performance Verification. Device is ready for patient use. |  |  | 10/31/2019 | 10/31/2019
|  | WELCH ALLYN, INC. | WELCH ALLYN, INC. SURETEMP PLUS 690 |  | (21)19158070 | CHIP - 9 PAVILION |  |  | excluded | 10/31/2019 |  |  |  |  | NO | NO |  |  |  |  | WELCH ALLYN, INC. 30280048 (21)19158070 |  |  | Active |  |  |  | Equipment | PAAR:00-PVAR | 10/31/2019 | 10/31/2019 | COOPER UNIVERSITY HOSPITAL |  |  | Performance Verification | WOT00000003435687 | KIM HUMMEL | Performance Verification | Closed | Michael Youch | 10/31/2019 | 10/31/2019 | Performance Verification for WELCH ALLYN, INC. 30280048 (21)19158070 | Initial Install of Performance Verification. Device is ready for patient use. |  |  | 10/31/2019 | 10/31/2019
|  | WELCH ALLYN, INC. | WELCH ALLYN, INC. SURETEMP PLUS 690 |  | (21)19158003 | CHIP - 9 PAVILION |  |  | excluded | 10/31/2019 |  |  |  |  | NO | NO |  |  |  |  | WELCH ALLYN, INC. 30280049 (21)19158003 |  |  | Active |  |  |  | Equipment | PAAR:00-PVAR | 10/31/2019 | 10/31/2019 | COOPER UNIVERSITY HOSPITAL |  |  | Performance Verification | WOT00000003435689 | KIM HUMMEL | Performance Verification | Closed | Michael Youch | 10/31/2019 | 10/31/2019 | Performance Verification for WELCH ALLYN, INC. 30280049 (21)19158003 | Initial Install of Performance Verification. Device is ready for patient use. |  |  | 10/31/2019 | 10/31/2019
|  | WELCH ALLYN, INC. | WELCH ALLYN, INC. SURETEMP PLUS 690 |  | (21)19157737 | CHIP - 9 PAVILION |  |  | excluded | 10/31/2019 |  |  |  |  | NO | NO |  |  |  |  | WELCH ALLYN, INC. 30280046 (21)19157737 |  |  | Active |  |  |  | Equipment | PAAR:00-PVAR | 10/31/2019 | 10/31/2019 | COOPER UNIVERSITY HOSPITAL |  |  | Performance Verification | WOT00000003435677 | KIM HUMMEL | Performance Verification | Closed | Michael Youch | 10/31/2019 | 10/31/2019 | Performance Verification for WELCH ALLYN, INC. 30280046 (21)19157737 | Initial Install of Performance Verification. Device is ready for patient use. |  |  | 10/31/2019 | 10/31/2019
|  | WELCH ALLYN, INC. | WELCH ALLYN, INC. SURETEMP PLUS 690 |  | (21)19158331 | CHIP - 9 PAVILION |  |  | excluded | 10/31/2019 |  |  |  |  | NO | NO |  |  |  |  | WELCH ALLYN, INC. 30280047 (21)19158331 |  |  | Active |  |  |  | Equipment | PAAR:00-PVAR | 10/31/2019 | 10/31/2019 | COOPER UNIVERSITY HOSPITAL |  |  | Performance Verification | WOT00000003435683 | KIM HUMMEL | Performance Verification | Closed | Michael Youch | 10/31/2019 | 10/31/2019 | Performance Verification for WELCH ALLYN, INC. 30280047 (21)19158331 | Initial Install of Performance Verification. Device is ready for patient use. |  |  | 10/31/2019 | 10/31/2019
|  | WELCH ALLYN, INC. | WELCH ALLYN, INC. SURETEMP PLUS 690 |  | (21)19158161 | CHIP - 9 PAVILION |  |  | excluded | 10/31/2019 |  |  |  |  | NO | NO |  |  |  |  | WELCH ALLYN, INC. 30280045 (21)19158161 |  |  | Active |  |  |  | Equipment | PAAR:00-PVAR | 10/31/2019 | 10/31/2019 | COOPER UNIVERSITY HOSPITAL |  |  | Performance Verification | WOT00000003435675 | KIM HUMMEL | Performance Verification | Closed | Michael Youch | 10/31/2019 | 10/31/2019 | Performance Verification for WELCH ALLYN, INC. 30280045 (21)19158161 | Initial Install of Performance Verification. Device is ready for patient use. |  |  | 10/31/2019 | 10/31/2019
|  | WELCH ALLYN, INC. | WELCH ALLYN, INC. SURETEMP PLUS 690 |  | (21)19158436 | CHIP - 9 PAVILION |  |  | excluded | 10/31/2019 |  |  |  |  | NO | NO |  |  |  |  | WELCH ALLYN, INC. 30280044 (21)19158436 |  |  | Active |  |  |  | Equipment | PAAR:00-PVAR | 10/31/2019 | 10/31/2019 | COOPER UNIVERSITY HOSPITAL |  |  | Performance Verification | WOT00000003435674 | KIM HUMMEL | Performance Verification | Closed | Josh Harris | 10/31/2019 | 10/31/2019 | CEID Record Completion for WELCH ALLYN, INC. 30280044 (21)19158436 | Inventoried new unit. | EXP3641917 | Labor | 10/31/2019 | 10/31/2019 | Josh Harris
|  | WELCH ALLYN, INC. | WELCH ALLYN, INC. SURETEMP PLUS 690 |  | (21)19157691 | CHIP - 9 PAVILION |  |  | excluded | 10/31/2019 |  |  |  |  | NO | NO |  |  |  |  | WELCH ALLYN, INC. 30280042 (21)19157691 |  |  | Active |  |  |  | Equipment | PAAR:00-PVAR | 10/31/2019 | 10/31/2019 | COOPER UNIVERSITY HOSPITAL |  |  | Performance Verification | WOT00000003435668 | KIM HUMMEL | Performance Verification | Closed | Michael Youch | 10/31/2019 | 10/31/2019 | Performance Verification for WELCH ALLYN, INC. 30280042 (21)19157691 | Initial Install of Performance Verification. Device is ready for patient use. |  |  | 10/31/2019 | 10/31/2019
|  | WELCH ALLYN, INC. | WELCH ALLYN, INC. SURETEMP PLUS 690 |  | (21)19158336 | CHIP - 9 PAVILION |  |  | excluded | 10/31/2019 |  |  |  |  | NO | NO |  |  |  |  | WELCH ALLYN, INC. 30280043 (21)19158336 |  |  | Active |  |  |  | Equipment | PAAR:00-PVAR | 10/31/2019 | 10/31/2019 | COOPER UNIVERSITY HOSPITAL |  |  | Performance Verification | WOT00000003435670 | KIM HUMMEL | Performance Verification | Closed | Michael Youch | 10/31/2019 | 10/31/2019 | Performance Verification for WELCH ALLYN, INC. 30280043 (21)19158336 | Initial Install of Performance Verification. Device is ready for patient use. |  |  | 10/31/2019 | 10/31/2019
|  | WELCH ALLYN, INC. | WELCH ALLYN, INC. SURETEMP PLUS 690 |  | (21)19157742 | CHIP - 9 PAVILION |  |  | excluded | 10/31/2019 |  |  |  |  | NO | NO |  |  |  |  | WELCH ALLYN, INC. 30280040 (21)19157742 |  |  | Active |  |  |  | Equipment | PAAR:00-PVAR | 10/31/2019 | 10/31/2019 | COOPER UNIVERSITY HOSPITAL |  |  | Performance Verification | WOT00000003435663 | KIM HUMMEL | Performance Verification | Closed | Michael Youch | 10/31/2019 | 10/31/2019 | Performance Verification for WELCH ALLYN, INC. 30280040 (21)19157742 | Initial Install of Performance Verification. Device is ready for patient use. |  |  | 10/31/2019 | 10/31/2019
|  | WELCH ALLYN, INC. | WELCH ALLYN, INC. SURETEMP PLUS 690 |  | (21)19158170 | CHIP - 9 PAVILION |  |  | excluded | 10/31/2019 |  |  |  |  | NO | NO |  |  |  |  | WELCH ALLYN, INC. 30280041 (21)19158170 |  |  | Active |  |  |  | Equipment | PAAR:00-PVAR | 10/31/2019 | 10/31/2019 | COOPER UNIVERSITY HOSPITAL |  |  | Performance Verification | WOT00000003435665 | KIM HUMMEL | Performance Verification | Closed | Michael Youch | 10/31/2019 | 10/31/2019 | Performance Verification for WELCH ALLYN, INC. 30280041 (21)19158170 | Initial Install of Performance Verification. Device is ready for patient use. |  |  | 10/31/2019 | 10/31/2019
|  | WELCH ALLYN, INC. | WELCH ALLYN, INC. SURETEMP PLUS 690 |  | (21)19158083 | CHIP - 9 PAVILION |  |  | excluded | 10/31/2019 |  |  |  |  | NO | NO |  |  |  |  | WELCH ALLYN, INC. 30280039 (21)19158083 |  |  | Active |  |  |  | Equipment | PAAR:00-PVAR | 10/31/2019 | 10/31/2019 | COOPER UNIVERSITY HOSPITAL |  |  | Performance Verification | WOT00000003435657 | KIM HUMMEL | Performance Verification | Closed | Michael Youch | 10/31/2019 | 10/31/2019 | Performance Verification for WELCH ALLYN, INC. 30280039 (21)19158083 | Initial Install of Performance Verification. Device is ready for patient use. |  |  | 10/31/2019 | 10/31/2019
|  | WELCH ALLYN, INC. | WELCH ALLYN, INC. SURETEMP PLUS 690 |  | (21)19158332 | CHIP - 9 PAVILION |  |  | excluded | 10/31/2019 |  |  |  |  | NO | NO |  |  |  |  | WELCH ALLYN, INC. 30280038 (21)19158332 |  |  | Active |  |  |  | Equipment | PAAR:00-PVAR | 10/31/2019 | 10/31/2019 | COOPER UNIVERSITY HOSPITAL |  |  | Performance Verification | WOT00000003435655 | KIM HUMMEL | Performance Verification | Closed | Michael Youch | 10/31/2019 | 10/31/2019 | Performance Verification for WELCH ALLYN, INC. 30280038 (21)19158332 | Initial Install of Performance Verification. Device is ready for patient use. |  |  | 10/31/2019 | 10/31/2019
|  | WELCH ALLYN, INC. | WELCH ALLYN, INC. SURETEMP PLUS 690 |  | (21)19158347 | CHIP - 9 PAVILION |  |  | excluded | 10/31/2019 |  |  |  |  | NO | NO |  |  |  |  | WELCH ALLYN, INC. 30280037 (21)19158347 |  |  | Active |  |  |  | Equipment | PAAR:00-PVAR | 10/31/2019 | 10/31/2019 | COOPER UNIVERSITY HOSPITAL |  |  | Performance Verification | WOT00000003435653 | KIM HUMMEL | Performance Verification | Closed | Michael Youch | 10/31/2019 | 10/31/2019 | Performance Verification for WELCH ALLYN, INC. 30280037 (21)19158347 | Initial Install of Performance Verification. Device is ready for patient use. |  |  | 10/31/2019 | 10/31/2019
|  | WELCH ALLYN, INC. | WELCH ALLYN, INC. SURETEMP PLUS 690 |  | (21) 19276544 | 3 COOPER-CARDIAC DIAGNOSTIC CENTER |  |  | excluded | 11/21/2019 |  |  |  |  | NO | NO |  |  |  |  | WELCH ALLYN, INC. 30280030 (21) 19276544 |  |  | Active |  |  |  | Equipment | PAAR:00-PVAR | 11/21/2019 | 11/21/2019 | COOPER AMBULATORY OFF-SITES |  |  | Suite E - Exam E | WOT00000004359359 | CARLA TRUELL | Performance Verification | Completed | Stephen Zubrzycki | 11/21/2019 | 11/21/2019 | Performance Verification for WELCH ALLYN, INC. 30280030 (21) 19276544 | Initial Install of Performance Verification. Device is ready for patient use. |  |  | 11/21/2019 | 11/21/2019
|  | WELCH ALLYN, INC. | WELCH ALLYN, INC. SURETEMP PLUS 690 |  | (21) 19276980 | 3 COOPER-CARDIAC DIAGNOSTIC CENTER |  |  | excluded | 11/21/2019 |  |  |  |  | NO | NO |  |  |  |  | WELCH ALLYN, INC. 30280028 (21) 19276980 |  |  | Active |  |  |  | Equipment | PAAR:00-PVAR | 11/21/2019 | 11/21/2019 | COOPER AMBULATORY OFF-SITES |  |  | Suite 311 - Exam A | WOT00000004359280 | CARLA TRUELL | Performance Verification | Completed | Stephen Zubrzycki | 11/21/2019 | 11/21/2019 | Performance Verification for WELCH ALLYN, INC. 30280028 (21) 19276980 | Initial Install of Performance Verification. Device is ready for patient use. |  |  | 11/21/2019 | 11/21/2019
|  | WELCH ALLYN, INC. | WELCH ALLYN, INC. SURETEMP PLUS 690 |  | (21) 19276961 | 3 COOPER-CARDIAC DIAGNOSTIC CENTER |  |  | excluded | 11/21/2019 |  |  |  |  | NO | NO |  |  |  |  | WELCH ALLYN, INC. 30280026 (21) 19276961 |  |  | Active |  |  |  | Equipment | PAAR:00-PVAR | 11/21/2019 | 11/21/2019 | COOPER AMBULATORY OFF-SITES |  |  | Suite 311 - Exam B | WOT00000004359244 | CARLA TRUELL | Performance Verification | Completed | Stephen Zubrzycki | 11/21/2019 | 11/21/2019 | Performance Verification for WELCH ALLYN, INC. 30280026 (21) 19276961 | Initial Install of Performance Verification. Device is ready for patient use. |  |  | 11/21/2019 | 11/21/2019
|  | WELCH ALLYN, INC. | WELCH ALLYN, INC. SURETEMP PLUS 690 |  | (21) 19265475 | 3 COOPER-CARDIAC DIAGNOSTIC CENTER |  |  | excluded | 11/21/2019 |  |  |  |  | NO | NO |  |  |  |  | WELCH ALLYN, INC. 30280024 (21) 19265475 |  |  | Active |  |  |  | Equipment | PAAR:00-PVAR | 11/21/2019 | 11/21/2019 | COOPER AMBULATORY OFF-SITES |  |  | Suite 311 - Exam C | WOT00000004359199 | CARLA TRUELL | Performance Verification | Completed | Stephen Zubrzycki | 11/21/2019 | 11/21/2019 | Performance Verification for WELCH ALLYN, INC. 30280024 (21) 19265475 | Initial Install of Performance Verification. Device is ready for patient use. |  |  | 11/21/2019 | 11/21/2019
|  | WELCH ALLYN, INC. | WELCH ALLYN, INC. SURETEMP PLUS 690 |  | (21) 19276972 | 3 COOPER-CARDIAC DIAGNOSTIC CENTER |  |  | excluded | 11/21/2019 |  |  |  |  | NO | NO |  |  |  |  | WELCH ALLYN, INC. 30280022 (21) 19276972 |  |  | Active |  |  |  | Equipment | PAAR:00-PVAR | 11/21/2019 | 11/21/2019 | COOPER AMBULATORY OFF-SITES |  |  | Suite 311 - Exam D | WOT00000004359143 | CARLA TRUELL | Performance Verification | Completed | Stephen Zubrzycki | 11/21/2019 | 11/21/2019 | Performance Verification for WELCH ALLYN, INC. 30280022 (21) 19276972 | Initial Install of Performance Verification. Device is ready for patient use. |  |  | 11/21/2019 | 11/21/2019
|  | WELCH ALLYN, INC. | WELCH ALLYN, INC. SURETEMP PLUS 690 |  | (21) 19233458 | 3 COOPER-CARDIAC DIAGNOSTIC CENTER |  |  | excluded | 11/21/2019 |  |  |  |  | NO | NO |  |  |  |  | WELCH ALLYN, INC. 30280020 (21) 19233458 |  |  | Active |  |  |  | Equipment | PAAR:00-PVAR | 11/21/2019 | 11/21/2019 | COOPER AMBULATORY OFF-SITES |  |  | Suite 311 - Exam F | WOT00000004359102 | CARLA TRUELL | Performance Verification | Completed | Stephen Zubrzycki | 11/21/2019 | 11/21/2019 | Performance Verification for WELCH ALLYN, INC. 30280020 (21) 19233458 | Initial Install of Performance Verification. Device is ready for patient use. |  |  | 11/21/2019 | 11/21/2019
|  | WELCH ALLYN, INC. | WELCH ALLYN, INC. SURETEMP PLUS 690 |  |  | MD ANDERSON INPATIENT ONCOLOGY |  |  | excluded | 10/31/2019 |  |  |  |  | NO | NO |  |  |  |  | WELCH ALLYN, INC. 30244842 16161318 |  |  | Active |  | 99:99:99:99:99:99 |  | Equipment | PAAR:00-PVAR | 10/31/2019 | 10/31/2019 | COOPER UNIVERSITY HOSPITAL |  |  | P519 | WOT00000000954751 | MIRIAM ZIEGLER | Performance Verification | Closed | Stephen Zubrzycki | 10/31/2019 | 10/31/2019 | Performance Verification for WELCH ALLYN, INC. 30244842 16161318 | Initial Install of Performance Verification. Device is ready for patient use. |  |  | 10/31/2019 | 10/31/2019
|  | WELCH ALLYN, INC. | WELCH ALLYN, INC. SURETEMP PLUS 690 |  |  | KINGS HIGHWAY-MEDICINE |  |  | excluded | 12/13/2006 |  |  |  |  | NO | NO |  |  |  |  | WELCH ALLYN, INC. 10366292 05036206 |  |  | Active |  | 99:99:99:99:99:99 |  | Equipment | PAAR:00-PVAR | 11/02/2019 |  | COOPER AMBULATORY OFF-SITES |  |  | SUITE 203 |  | CHRISTINE MULLER
|  | WELCH ALLYN, INC. | WELCH ALLYN, INC. SURETEMP PLUS 690 |  |  | MOORESTOWN-FAMILY MEDICINE |  |  | excluded | 05/28/2009 |  |  |  |  | NO | NO |  |  |  |  | WELCH ALLYN, INC. 10366186 07192656 |  |  | Active |  | 99:99:99:99:99:99 |  | Equipment | PAAR:00-PVAR | 11/02/2019 |  | COOPER AMBULATORY OFF-SITES |  |  | Exam 7 |  | LYNNE DEJOSEPH
|  | WELCH ALLYN, INC. | WELCH ALLYN, INC. SURETEMP PLUS 690 |  |  | MOORESTOWN-FAMILY MEDICINE |  |  | excluded | 01/01/1900 |  |  |  |  | NO | NO |  |  |  |  | WELCH ALLYN, INC. 10366207 14171136 |  |  | Active |  | 99:99:99:99:99:99 |  | Equipment | PAAR:00-PVAR | 11/02/2019 |  | COOPER AMBULATORY OFF-SITES |  |  | EXAM 5 |  | LYNNE DEJOSEPH
|  | WELCH ALLYN, INC. | WELCH ALLYN, INC. SURETEMP PLUS 690 |  |  | MOORESTOWN-FAMILY MEDICINE |  |  | excluded | 05/28/2009 |  |  |  |  | NO | NO |  |  |  |  | WELCH ALLYN, INC. 10366202 08330118 |  |  | Active |  | 99:99:99:99:99:99 |  | Equipment | PAAR:00-PVAR | 11/02/2019 |  | COOPER AMBULATORY OFF-SITES |  |  | EXAM 2 |  | LYNNE DEJOSEPH
|  | WELCH ALLYN, INC. | WELCH ALLYN, INC. SURETEMP PLUS 690 |  |  | MOORESTOWN-FAMILY MEDICINE |  |  | excluded | 05/28/2009 |  |  |  |  | NO | NO |  |  |  |  | WELCH ALLYN, INC. 10366196 08472629 |  |  | Active |  | 99:99:99:99:99:99 |  | Equipment | PAAR:00-PVAR | 11/02/2019 |  | COOPER AMBULATORY OFF-SITES |  |  | exam 3 |  | LYNNE DEJOSEPH
|  | WELCH ALLYN, INC. | WELCH ALLYN, INC. SURETEMP PLUS 690 |  |  | MOORESTOWN-FAMILY MEDICINE |  |  | excluded | 05/28/2009 |  |  |  |  | NO | NO |  |  |  |  | WELCH ALLYN, INC. 10366193 07458787 |  |  | Active |  | 99:99:99:99:99:99 |  | Equipment | PAAR:00-PVAR | 11/02/2019 |  | COOPER AMBULATORY OFF-SITES |  |  | exam 4 | 0012503375 | LYNNE DEJOSEPH | Repair | Closed | Kirk Lis | 12/13/2017 | 12/14/2017 | THERMOMETER - MALFUNCTION MESSAGE, E5 - COOPER MOOR FAMILY MEDICINE | 12/14/2017 9:38:54 AM KALIS (KALIS 12/13/2017 12:00 AM) INSTRUCTED MA ON PROCEDURE ON ORDERING AND FOR REPLACING PROBE | 6ACFC68D-58DE-4545-90C7-03A91792A7C4 | Labor | 12/13/2017 | 12/13/2017 | Kirk Lis
|  | WELCH ALLYN, INC. | WELCH ALLYN, INC. SURETEMP PLUS 690 |  |  | MOORESTOWN-FAMILY MEDICINE |  |  | excluded | 05/28/2009 |  |  |  |  | NO | NO |  |  |  |  | WELCH ALLYN, INC. 10366183 08322341 |  |  | Active |  | 99:99:99:99:99:99 |  | Equipment | PAAR:00-PVAR | 11/02/2019 |  | COOPER AMBULATORY OFF-SITES |  |  | EXAM 6 | 0011502911 | LYNNE DEJOSEPH | Repair | Closed | Kirk Lis | 04/21/2017 | 04/26/2017 | THERMOMETER - BROKEN - MOORSTOWN FAM MED SUITE 503 110 MARTYR AVENUE | 4/26/2017 12:57:18 PM KALIS (KALIS 4/26/2017 12:00 AM) TRAVEL TIME (KALIS 4/26/2017 12:00 AM) FOUND PLASTIC PROBE SLEEVE CONNECTOR BROKEN ON PROBE. RESECURED BROKEN SECTION & GAVE MANAGER PART # FOR NEW ORAL PROBE. | 754060DF-268E-47F2-92D2-8CFDBD7DBD8D | Labor | 04/26/2017 | 04/26/2017 | Kirk Lis
|  | WELCH ALLYN, INC. | WELCH ALLYN, INC. SURETEMP PLUS 690 |  |  | MAPLE SHADE-FAMILY MEDICINE |  |  | excluded | 01/01/1900 |  |  |  |  | NO | NO |  |  |  |  | WELCH ALLYN, INC. 10366171 14213721 |  |  | Active |  | 99:99:99:99:99:99 |  | Equipment | PAAR:00-PVAR | 11/02/2019 |  | COOPER AMBULATORY OFF-SITES |  |  | MOVES |  | ANDREA GRAHAM
|  | WELCH ALLYN, INC. | WELCH ALLYN, INC. SURETEMP PLUS 690 |  |  | MOORESTOWN-PEDIATRICS |  |  | excluded | 08/27/2014 |  |  |  |  | NO | NO |  |  |  |  | WELCH ALLYN, INC. 10366147 14301284 |  |  | Active |  | 99:99:99:99:99:99 |  | Equipment | PAAR:00-PVAR | 11/01/2019 |  | COOPER AMBULATORY OFF-SITES |  |  | Triage |  | MAUREEN OBRIEN
|  | WELCH ALLYN, INC. | WELCH ALLYN, INC. SURETEMP PLUS 690 |  |  | MOORESTOWN-PEDIATRICS |  |  | excluded | 08/27/2014 |  |  |  |  | NO | NO |  |  |  |  | WELCH ALLYN, INC. 10366142 14260511 |  |  | Active |  | 99:99:99:99:99:99 |  | Equipment | PAAR:00-PVAR | 11/01/2019 |  | COOPER AMBULATORY OFF-SITES |  |  | EXAM 6 |  | MAUREEN OBRIEN
|  | WELCH ALLYN, INC. | WELCH ALLYN, INC. SURETEMP PLUS 690 |  |  | MOORESTOWN-PEDIATRICS |  |  | excluded | 08/27/2014 |  |  |  |  | NO | NO |  |  |  |  | WELCH ALLYN, INC. 10366140 14260488 |  |  | Active |  | 99:99:99:99:99:99 |  | Equipment | PAAR:00-PVAR | 11/02/2019 |  | COOPER AMBULATORY OFF-SITES |  |  | EXAM 5 |  | MAUREEN OBRIEN
|  | WELCH ALLYN, INC. | WELCH ALLYN, INC. SURETEMP PLUS 690 |  |  | MOORESTOWN-PEDIATRICS |  |  | excluded | 08/27/2014 |  |  |  |  | NO | NO |  |  |  |  | WELCH ALLYN, INC. 10366138 14260486 |  |  | Active |  | 99:99:99:99:99:99 |  | Equipment | PAAR:00-PVAR | 11/01/2019 |  | COOPER AMBULATORY OFF-SITES |  |  | exam 4 |  | MAUREEN OBRIEN
|  | WELCH ALLYN, INC. | WELCH ALLYN, INC. SURETEMP PLUS 690 |  |  | MOORESTOWN-PEDIATRICS |  |  | excluded | 08/27/2014 |  |  |  |  | NO | NO |  |  |  |  | WELCH ALLYN, INC. 10366136 14260512 |  |  | Active |  | 99:99:99:99:99:99 |  | Equipment | PAAR:00-PVAR | 11/02/2019 |  | COOPER AMBULATORY OFF-SITES |  |  | exam 3 |  | MAUREEN OBRIEN
|  | WELCH ALLYN, INC. | WELCH ALLYN, INC. SURETEMP PLUS 690 |  |  | MOORESTOWN-PEDIATRICS |  |  | excluded | 08/27/2014 |  |  |  |  | NO | NO |  |  |  |  | WELCH ALLYN, INC. 10366134 14260491 |  |  | Active |  | 99:99:99:99:99:99 |  | Equipment | PAAR:00-PVAR | 11/01/2019 |  | COOPER AMBULATORY OFF-SITES |  |  | EXAM 2 |  | MAUREEN OBRIEN
|  | WELCH ALLYN, INC. | WELCH ALLYN, INC. SURETEMP PLUS 690 |  |  | MOORESTOWN-PEDIATRICS |  |  | excluded | 08/27/2014 |  |  |  |  | NO | NO |  |  |  |  | WELCH ALLYN, INC. 10366132 14260492 |  |  | Active |  | 99:99:99:99:99:99 |  | Equipment | PAAR:00-PVAR | 11/02/2019 |  | COOPER AMBULATORY OFF-SITES |  |  | EXAM 1 |  | MAUREEN OBRIEN
|  | WELCH ALLYN, INC. | WELCH ALLYN, INC. SURETEMP PLUS 690 |  |  | 1050 KINGS HIGHWAY-MEDICINE |  |  | excluded | 01/01/1900 |  |  |  |  | NO | NO |  |  |  |  | WELCH ALLYN, INC. 10366060 04363616 |  |  | Active |  | 99:99:99:99:99:99 |  | Equipment | PAAR:00-PVAR | 11/02/2019 |  | COOPER AMBULATORY OFF-SITES |  |  | exam 3 |  | Leah Willis
|  | WELCH ALLYN, INC. | WELCH ALLYN, INC. SURETEMP PLUS 690 |  |  | 1050 KINGS HIGHWAY-MEDICINE |  |  | excluded | 01/07/2009 |  |  |  |  | NO | NO |  |  |  |  | WELCH ALLYN, INC. 10366047 05177723 |  |  | Active |  | 99:99:99:99:99:99 |  | Equipment | PAAR:00-PVAR | 11/02/2019 |  | COOPER AMBULATORY OFF-SITES |  |  | EXAM 5 |  | Leah Willis
|  | WELCH ALLYN, INC. | WELCH ALLYN, INC. SURETEMP PLUS 690 |  |  | 1050 KINGS HIGHWAY-MEDICINE |  |  | excluded | 03/08/2006 |  |  |  |  | NO | NO |  |  |  |  | WELCH ALLYN, INC. 10366038 05325669 |  |  | Active |  | 99:99:99:99:99:99 |  | Equipment | PAAR:00-PVAR | 11/02/2019 |  | COOPER AMBULATORY OFF-SITES |  |  | exam 4 |  | Leah Willis
|  | WELCH ALLYN, INC. | WELCH ALLYN, INC. SURETEMP PLUS 690 |  |  | 1050 KINGS HIGHWAY-MEDICINE |  |  | excluded | 03/08/2006 |  |  |  |  | NO | NO |  |  |  |  | WELCH ALLYN, INC. 10366036 04502038 |  |  | Active |  | 99:99:99:99:99:99 |  | Equipment | PAAR:00-PVAR | 11/02/2019 |  | COOPER AMBULATORY OFF-SITES |  |  | EXAM 2 |  | Leah Willis
|  | WELCH ALLYN, INC. | WELCH ALLYN, INC. SURETEMP PLUS 690 |  |  | BURLINGTON OB/GYN |  |  | excluded | 01/01/1900 |  |  |  |  | NO | NO |  |  |  |  | WELCH ALLYN, INC. 10365984 14171143 |  |  | Active |  | 99:99:99:99:99:99 |  | Equipment | PAAR:00-PVAR | 11/01/2019 |  | COOPER AMBULATORY OFF-SITES |  |  | NURSES STATION |  | Carey Myers
|  | WELCH ALLYN, INC. | WELCH ALLYN, INC. SURETEMP PLUS 690 |  |  | BURLINGTON OUTPATIENT PEDIATRICS |  |  | excluded | 01/31/2008 |  |  |  |  | NO | NO |  |  |  |  | WELCH ALLYN, INC. 10366000 06355077 |  |  | Active |  | 99:99:99:99:99:99 |  | Equipment | PAAR:00-PVAR | 11/02/2019 |  | COOPER AMBULATORY OFF-SITES |  |  | NURSES STATION |  | CHARMAINE RHETT
|  | WELCH ALLYN, INC. | WELCH ALLYN, INC. SURETEMP PLUS 690 |  |  | BURLINGTON OUTPATIENT PEDIATRICS |  |  | excluded | 01/31/2008 |  |  |  |  | NO | NO |  |  |  |  | WELCH ALLYN, INC. 10365997 07497455 |  |  | Active |  | 99:99:99:99:99:99 |  | Equipment | PAAR:00-PVAR | 11/02/2019 |  | COOPER AMBULATORY OFF-SITES |  |  | NURSES STATION |  | CHARMAINE RHETT
|  | WELCH ALLYN, INC. | WELCH ALLYN, INC. SURETEMP PLUS 690 |  |  | 127 CHURCH - SURGERY |  |  | excluded | 01/01/1900 |  |  |  |  | NO | NO |  |  |  |  | WELCH ALLYN, INC. 10365958 12410835 |  |  | Active |  | 99:99:99:99:99:99 |  | Equipment | PAAR:00-PVAR | 11/02/2019 |  | COOPER AMBULATORY OFF-SITES |  |  | NURSES STATION |  | Carmen Rivera
|  | WELCH ALLYN, INC. | WELCH ALLYN, INC. SURETEMP PLUS 690 |  |  | MULTI SPECIALTY CARE AT MARLTON |  |  | excluded | 06/14/2006 |  |  |  |  | NO | NO |  |  |  |  | WELCH ALLYN, INC. 10365904 05262907 |  |  | Active |  | 99:99:99:99:99:99 |  | Equipment | PAAR:00-PVAR | 11/02/2019 |  | COOPER AMBULATORY OFF-SITES |  |  | NURSES STATION |  | SUSAN MAKO
|  | WELCH ALLYN, INC. | WELCH ALLYN, INC. SURETEMP PLUS 690 |  |  | 127 CHURCH - OB/GYN |  |  | excluded | 01/01/1900 |  |  |  |  | NO | NO |  |  |  |  | WELCH ALLYN, INC. 10365905 14380052 |  |  | Active |  | 99:99:99:99:99:99 |  | Equipment | PAAR:00-PVAR | 11/01/2019 |  | COOPER AMBULATORY OFF-SITES |  |  | NURSES STATION |  | Shannan Friel
|  | WELCH ALLYN, INC. | WELCH ALLYN, INC. SURETEMP PLUS 690 |  |  | BRACE ROAD-MEDICINE |  |  | excluded | 06/21/2002 |  |  |  |  | NO | NO |  |  |  |  | WELCH ALLYN, INC. 10365877 06024835 |  |  | Active |  | 99:99:99:99:99:99 |  | Equipment | PAAR:00-PVAR | 11/02/2019 |  | COOPER AMBULATORY OFF-SITES |  |  | INTERNAL MEDICINE HALLWAY |  | Cheryl Peck
|  | WELCH ALLYN, INC. | WELCH ALLYN, INC. SURETEMP PLUS 690 |  |  | BRACE ROAD-MEDICINE |  |  | excluded | 01/01/1900 |  |  |  |  | NO | NO |  |  |  |  | WELCH ALLYN, INC. 10365878 12080143 |  |  | Active |  | 99:99:99:99:99:99 |  | Equipment | PAAR:00-PVAR | 11/02/2019 |  | COOPER AMBULATORY OFF-SITES |  |  | INTERNAL MEDICINE HALLWAY |  | Cheryl Peck
|  | WELCH ALLYN, INC. | WELCH ALLYN, INC. SURETEMP PLUS 690 |  |  | BRACE ROAD-MEDICINE |  |  | excluded | 01/01/1900 |  |  |  |  | NO | NO |  |  |  |  | WELCH ALLYN, INC. 10365852 13031860 |  |  | Active |  | 99:99:99:99:99:99 |  | Equipment | PAAR:00-PVAR | 11/01/2019 |  | COOPER AMBULATORY OFF-SITES |  |  | NEUROLOGY EMG1 |  | Cheryl Peck
|  | WELCH ALLYN, INC. | WELCH ALLYN, INC. SURETEMP PLUS 690 |  |  | BRACE ROAD-MEDICINE |  |  | excluded | 01/01/1900 |  |  |  |  | NO | NO |  |  |  |  | WELCH ALLYN, INC. 10365851 13031855 |  |  | Active |  | 99:99:99:99:99:99 |  | Equipment | PAAR:00-PVAR | 11/02/2019 |  | COOPER AMBULATORY OFF-SITES |  |  | Neurology EMG2 |  | Cheryl Peck
|  | WELCH ALLYN, INC. | WELCH ALLYN, INC. SURETEMP PLUS 690 |  |  | HADDON HEIGHTS-FAMILY MEDICINE |  |  | excluded | 09/09/2008 |  |  |  |  | NO | NO |  |  |  |  | WELCH ALLYN, INC. 10365801 05234394 |  |  | Active |  | 99:99:99:99:99:99 |  | Equipment | PAAR:00-PVAR | 11/02/2019 |  | COOPER AMBULATORY OFF-SITES |  |  | NURSES STATION |  | KELLIE STOUT
|  | WELCH ALLYN, INC. | WELCH ALLYN, INC. SURETEMP PLUS 690 |  |  | HADDON HEIGHTS-FAMILY MEDICINE |  |  |  | 06/18/2009 |  |  |  |  | NO | NO |  |  |  |  | WELCH ALLYN, INC. 10365792 0843768 |  |  | Disposition |  |  |  | Equipment | PAAR:00-PVAR | 11/02/2019 |  | COOPER AMBULATORY OFF-SITES |  |  | DISPOSITION |  | KELLIE STOUT
|  | WELCH ALLYN, INC. | WELCH ALLYN, INC. SURETEMP PLUS 690 |  |  | SICKLERVILLE-URGENT CARE |  |  | excluded | 01/01/1900 |  |  |  |  | NO | NO |  |  |  |  | WELCH ALLYN, INC. 10365782 4340968 |  |  | Active |  | 99:99:99:99:99:99 |  | Equipment | PAAR:00-PVAR | 11/02/2019 |  | COOPER AMBULATORY OFF-SITES |  |  | NURSES STATION |  | DR. BENDESKY
|  | WELCH ALLYN, INC. | WELCH ALLYN, INC. SURETEMP PLUS 690 |  |  | SICKLERVILLE-URGENT CARE |  |  | excluded | 01/01/1900 |  |  |  |  | NO | NO |  |  |  |  | WELCH ALLYN, INC. 10365783 14281285 |  |  | Active |  | 99:99:99:99:99:99 |  | Equipment | PAAR:00-PVAR | 10/31/2019 |  | COOPER AMBULATORY OFF-SITES |  |  | NURSES STATION |  | DR. BENDESKY
|  | WELCH ALLYN, INC. | WELCH ALLYN, INC. SURETEMP PLUS 690 |  |  | VOORHEES SURGERY CENTER-HEM/ONC |  |  | excluded | 01/01/1900 |  |  |  |  | NO | NO |  |  |  |  | WELCH ALLYN, INC. 10365554 13290066 |  |  | Active |  | 99:99:99:99:99:99 |  | Equipment | PAAR:00-PVAR | 11/02/2019 |  | COOPER AMBULATORY OFF-SITES |  |  | Infusion - Nurses Station | 0011794596 | MEGAN MCCAFFERTY | Repair | Closed | Josh Harris | 06/26/2017 | 07/14/2017 | THERMOMETER - GETTING ERROR E5.0 - INFUSION CENTER BUILDING 1 SUITE M | 7/14/2017 9:06:07 AM KALIS (KALIS 7/12/2017 12:00 AM) TRAVEL TIME (KALIS 7/12/2017 12:00 AM) CONFERRED WITH SHEILA TAGLAN ON ISSUE. SHE SAID UNIT WAS REPAIRED. IT WAS CLOSED OUT UNDER ANOTHER WORK ORDER. (KALIS 7/14/2017 12:00 AM) DOCUMENTATION | 631F013C-8318-44AE-94CD-0AE1D35D3BF1 | Labor | 07/12/2017 | 07/12/2017 | Kirk Lis
|  | WELCH ALLYN, INC. | WELCH ALLYN, INC. SURETEMP PLUS 690 |  |  | EMERGENCY ROOM |  |  | excluded | 10/31/2019 |  |  |  |  | NO | NO |  |  |  |  | WELCH ALLYN, INC. 30236365 2118144347 |  |  | Active |  | 99:99:99:99:99:99 |  | Equipment | PAAR:00-PVAR | 10/31/2019 | 10/31/2019 | COOPER UNIVERSITY HOSPITAL |  |  | Performance Verification | WOT00000001698008 | KAREN GRUBER | Performance Verification | Closed | Richard Jolly | 10/31/2019 | 10/31/2019 | Performance Verification for WELCH ALLYN, INC. 30236365 2118144347 | Initial Install of Performance Verification. Device is ready for patient use. |  |  | 10/31/2019 | 10/31/2019
|  | WELCH ALLYN, INC. | WELCH ALLYN, INC. SURETEMP PLUS 690 |  | 21. 18090148 | EMERGENCY ROOM |  |  | excluded | 10/31/2019 |  |  |  |  | NO | NO |  |  |  |  | WELCH ALLYN, INC. 30236366 21. 18090148 |  |  | Active |  | 99:99:99:99:99:99 |  | Equipment | PAAR:00-PVAR | 10/31/2019 | 10/31/2019 | COOPER UNIVERSITY HOSPITAL |  |  | Performance Verification | WOT00000001698035 | KAREN GRUBER | Performance Verification | Closed | Richard Jolly | 10/31/2019 | 10/31/2019 | Performance Verification for WELCH ALLYN, INC. 30236366 21. 18090148 | Initial Install of Performance Verification. Device is ready for patient use. |  |  | 10/31/2019 | 10/31/2019
|  | WELCH ALLYN, INC. | WELCH ALLYN, INC. SURETEMP PLUS 690 |  |  | EMERGENCY ROOM |  |  | excluded | 10/31/2019 |  |  |  |  | NO | NO |  |  |  |  | WELCH ALLYN, INC. 30225184 2118087027 |  |  | Active |  |  |  | Equipment | PAAR:00-PVAR | 10/31/2019 | 10/31/2019 | COOPER UNIVERSITY HOSPITAL |  |  | Performance Verification | WOT00000002571207 | KAREN GRUBER | Performance Verification | Closed | Richard Jolly | 10/31/2019 | 10/31/2019 | Performance Verification for WELCH ALLYN, INC. 30225184 2118087027 | Initial Install of Performance Verification. Device is ready for patient use. |  |  | 10/31/2019 | 10/31/2019
|  | WELCH ALLYN, INC. | WELCH ALLYN, INC. SURETEMP PLUS 690 |  |  | TRAUMA ADMIT |  |  | excluded | 04/01/2009 |  |  |  |  | NO | NO |  |  |  |  | WELCH ALLYN, INC. 10365437 08331572 |  |  | Active |  | 99:99:99:99:99:99 |  | Equipment | PAAR:00-PVAR | 11/02/2019 |  | COOPER UNIVERSITY HOSPITAL |  |  | ED TRUMA ROOMS | WOT00000000536880 | Diane Floyd | Disposition | Closed | Richard Jolly | 02/09/2018 | 05/23/2019 | Bulk Disposition CNL | Notification sent to technician and manager that this CEID has been marked as Could Not Locate (CNL). 33% SLA Warning: Notification sent to technician and manager that this CEID has been marked as Could Not Locate (CNL) for 30 days. 66% SLA Warning: Notification sent to technician and manager that this CEID has been marked as Could Not Locate (CNL) for 60 days. 99% SLA Warning: Notification sent to technician and manager that this CEID has been marked as Could Not Locate (CNL) for 90 days.
|  | WELCH ALLYN, INC. | WELCH ALLYN, INC. SURETEMP PLUS 690 |  |  | INTENSIVE CARE UNIT |  |  | excluded | 08/11/2011 |  |  |  |  | NO | NO |  |  |  |  | WELCH ALLYN, INC. 10365431 08331534 |  |  | Active |  | 99:99:99:99:99:99 |  | Equipment | PAAR:00-PVAR | 11/02/2019 |  | COOPER UNIVERSITY HOSPITAL |  |  | ICU | WOT00000000536879 | CAROLYN RUMELL | Disposition | Closed | Richard Jolly | 02/09/2018 | 05/15/2019 | Bulk Disposition CNL | Notification sent to technician and manager that this CEID has been marked as Could Not Locate (CNL). 33% SLA Warning: Notification sent to technician and manager that this CEID has been marked as Could Not Locate (CNL) for 30 days. 66% SLA Warning: Notification sent to technician and manager that this CEID has been marked as Could Not Locate (CNL) for 60 days. 99% SLA Warning: Notification sent to technician and manager that this CEID has been marked as Could Not Locate (CNL) for 90 days.
|  | WELCH ALLYN, INC. | WELCH ALLYN, INC. SURETEMP PLUS 690 |  |  | EMERGENCY ROOM |  |  | excluded | 06/23/2008 |  |  |  |  | NO | NO |  |  |  |  | WELCH ALLYN, INC. 10365420 08331570 |  |  | Active |  | 99:99:99:99:99:99 |  | Equipment | PAAR:00-PVAR | 11/02/2019 |  | COOPER UNIVERSITY HOSPITAL |  |  | ER |  | KAREN GRUBER
|  | WELCH ALLYN, INC. | WELCH ALLYN, INC. SURETEMP PLUS 690 |  |  | INTENSIVE CARE UNIT |  |  |  | 08/11/2011 |  |  |  |  | NO | NO |  |  |  |  | WELCH ALLYN, INC. 10365153 08331577 |  |  | Disposition |  |  |  | Equipment | PAAR:00-PVAR | 11/02/2019 |  | COOPER UNIVERSITY HOSPITAL |  |  | ICU |  | CAROLYN RUMELL
|  | WELCH ALLYN, INC. | WELCH ALLYN, INC. SURETEMP PLUS 690 |  |  | INTENSIVE CARE UNIT |  |  | excluded | 08/11/2011 |  |  |  |  | NO | NO |  |  |  |  | WELCH ALLYN, INC. 10365116 08331553 |  |  | Active |  | 99:99:99:99:99:99 |  | Equipment | PAAR:00-PVAR | 11/02/2019 |  | COOPER UNIVERSITY HOSPITAL |  |  | ICU |  | CAROLYN RUMELL
|  | WELCH ALLYN, INC. | WELCH ALLYN, INC. SURETEMP PLUS 690 |  |  | INTENSIVE CARE UNIT |  |  | excluded | 08/11/2011 |  |  |  |  | NO | NO |  |  |  |  | WELCH ALLYN, INC. 10365090 08331544 |  |  | Active |  | 99:99:99:99:99:99 |  | Equipment | PAAR:00-PVAR | 11/02/2019 |  | COOPER UNIVERSITY HOSPITAL |  |  | ICU | WOT00000000536869 | CAROLYN RUMELL | Disposition | Closed | Richard Jolly | 02/09/2018 | 05/15/2019 | Bulk Disposition CNL | Notification sent to technician and manager that this CEID has been marked as Could Not Locate (CNL). 33% SLA Warning: Notification sent to technician and manager that this CEID has been marked as Could Not Locate (CNL) for 30 days. 66% SLA Warning: Notification sent to technician and manager that this CEID has been marked as Could Not Locate (CNL) for 60 days. 99% SLA Warning: Notification sent to technician and manager that this CEID has been marked as Could Not Locate (CNL) for 90 days.
|  | WELCH ALLYN, INC. | WELCH ALLYN, INC. SURETEMP PLUS 690 |  |  | INTENSIVE CARE UNIT |  |  | excluded | 08/11/2011 |  |  |  |  | NO | NO |  |  |  |  | WELCH ALLYN, INC. 10365076 08331539 |  |  | Active |  | 99:99:99:99:99:99 |  | Equipment | PAAR:00-PVAR | 11/02/2019 |  | COOPER UNIVERSITY HOSPITAL |  |  | ICU | WOT00000000536868 | CAROLYN RUMELL | Disposition | Closed | Richard Jolly | 02/09/2018 | 05/21/2019 | Bulk Disposition CNL | Notification sent to technician and manager that this CEID has been marked as Could Not Locate (CNL). 33% SLA Warning: Notification sent to technician and manager that this CEID has been marked as Could Not Locate (CNL) for 30 days. 66% SLA Warning: Notification sent to technician and manager that this CEID has been marked as Could Not Locate (CNL) for 60 days. 99% SLA Warning: Notification sent to technician and manager that this CEID has been marked as Could Not Locate (CNL) for 90 days.
|  | WELCH ALLYN, INC. | WELCH ALLYN, INC. SURETEMP PLUS 690 |  |  | INTENSIVE CARE UNIT |  |  | excluded | 08/11/2011 |  |  |  |  | NO | NO |  |  |  |  | WELCH ALLYN, INC. 10365063 08331546 |  |  | Active |  | 99:99:99:99:99:99 |  | Equipment | PAAR:00-PVAR | 11/02/2019 |  | COOPER UNIVERSITY HOSPITAL |  |  | ICU |  | CAROLYN RUMELL
|  | WELCH ALLYN, INC. | WELCH ALLYN, INC. SURETEMP PLUS 690 |  |  | INTENSIVE CARE UNIT |  |  | excluded | 08/11/2011 |  |  |  |  | NO | NO |  |  |  |  | WELCH ALLYN, INC. 10365065 08331541 |  |  | Active |  | 99:99:99:99:99:99 |  | Equipment | PAAR:00-PVAR | 11/02/2019 |  | COOPER UNIVERSITY HOSPITAL |  |  | ICU bed 12 | WOT00000000536867 | CAROLYN RUMELL | Disposition | Closed | Richard Jolly | 02/09/2018 | 05/15/2019 | Bulk Disposition CNL | Notification sent to technician and manager that this CEID has been marked as Could Not Locate (CNL). 33% SLA Warning: Notification sent to technician and manager that this CEID has been marked as Could Not Locate (CNL) for 30 days. 66% SLA Warning: Notification sent to technician and manager that this CEID has been marked as Could Not Locate (CNL) for 60 days. 99% SLA Warning: Notification sent to technician and manager that this CEID has been marked as Could Not Locate (CNL) for 90 days.
|  | WELCH ALLYN, INC. | WELCH ALLYN, INC. SURETEMP PLUS 690 |  |  | INTENSIVE CARE UNIT |  |  | excluded | 08/11/2011 |  |  |  |  | NO | NO |  |  |  |  | WELCH ALLYN, INC. 10365038 08331588 |  |  | Active |  | 99:99:99:99:99:99 |  | Equipment | PAAR:00-PVAR | 11/02/2019 |  | COOPER UNIVERSITY HOSPITAL |  |  | pavilion 4 icu |  | CAROLYN RUMELL
|  | WELCH ALLYN, INC. | WELCH ALLYN, INC. SURETEMP PLUS 690 |  |  | CDU - CLINICAL DECISION UNIT-9 KELEMEN |  |  | excluded | 04/12/2011 |  |  |  |  | NO | NO |  |  |  |  | WELCH ALLYN, INC. 10364982 11021736 |  |  | Active |  | 99:99:99:99:99:99 |  | Equipment | PAAR:00-PVAR | 11/02/2019 |  | COOPER UNIVERSITY HOSPITAL |  |  | CDU |  | KAREN GRUBER
|  | WELCH ALLYN, INC. | WELCH ALLYN, INC. SURETEMP PLUS 690 |  |  | INTENSIVE CARE UNIT |  |  |  | 08/11/2011 |  |  |  |  | NO | NO |  |  |  |  | WELCH ALLYN, INC. 10364968 08331536 |  |  | Disposition |  | 99:99:99:99:99:99 |  | Equipment | PAAR:00-PVAR | 11/02/2019 |  | COOPER UNIVERSITY HOSPITAL |  |  | PAVILION ICU BED 10 |  | CAROLYN RUMELL
|  | WELCH ALLYN, INC. | WELCH ALLYN, INC. SURETEMP PLUS 690 |  |  | INTENSIVE CARE UNIT |  |  |  | 08/11/2011 |  |  |  |  | NO | NO |  |  |  |  | WELCH ALLYN, INC. 10364957 08331530 |  |  | Disposition |  | 99:99:99:99:99:99 |  | Equipment | PAAR:00-PVAR | 11/02/2019 |  | COOPER UNIVERSITY HOSPITAL |  |  | ICU | WOT00000000536864 | CAROLYN RUMELL | Disposition | Closed | Richard Jolly | 02/09/2018 | 05/22/2019 | Bulk Disposition CNL | Notification sent to technician and manager that this CEID has been marked as Could Not Locate (CNL). 33% SLA Warning: Notification sent to technician and manager that this CEID has been marked as Could Not Locate (CNL) for 30 days. 66% SLA Warning: Notification sent to technician and manager that this CEID has been marked as Could Not Locate (CNL) for 60 days. 99% SLA Warning: Notification sent to technician and manager that this CEID has been marked as Could Not Locate (CNL) for 90 days.
|  | WELCH ALLYN, INC. | WELCH ALLYN, INC. SURETEMP PLUS 690 |  |  | INTENSIVE CARE UNIT |  |  | excluded | 12/20/2010 |  |  |  |  | NO | NO |  |  |  |  | WELCH ALLYN, INC. 10364933 08331545 |  |  | Active |  | 99:99:99:99:99:99 |  | Equipment | PAAR:00-PVAR | 11/02/2019 |  | COOPER UNIVERSITY HOSPITAL |  |  | ICU |  | CAROLYN RUMELL
|  | WELCH ALLYN, INC. | WELCH ALLYN, INC. SURETEMP PLUS 690 |  |  | INTENSIVE CARE UNIT |  |  | excluded | 08/11/2011 |  |  |  |  | NO | NO |  |  |  |  | WELCH ALLYN, INC. 10364917 08331549 |  |  | Active |  | 99:99:99:99:99:99 |  | Equipment | PAAR:00-PVAR | 11/02/2019 |  | COOPER UNIVERSITY HOSPITAL |  |  | PAVILION icu bed 3 | WOT00000000536863 | CAROLYN RUMELL | Disposition | Closed | Richard Jolly | 02/09/2018 | 05/15/2019 | Bulk Disposition CNL | Notification sent to technician and manager that this CEID has been marked as Could Not Locate (CNL). 33% SLA Warning: Notification sent to technician and manager that this CEID has been marked as Could Not Locate (CNL) for 30 days. 66% SLA Warning: Notification sent to technician and manager that this CEID has been marked as Could Not Locate (CNL) for 60 days. 99% SLA Warning: Notification sent to technician and manager that this CEID has been marked as Could Not Locate (CNL) for 90 days.
|  | WELCH ALLYN, INC. | WELCH ALLYN, INC. SURETEMP PLUS 690 |  |  | INTENSIVE CARE UNIT |  |  | excluded | 01/01/2011 |  |  |  |  | NO | NO |  |  |  |  | WELCH ALLYN, INC. 10364901 08331576 |  |  | Active |  | 99:99:99:99:99:99 |  | Equipment | PAAR:00-PVAR | 11/02/2019 |  | COOPER UNIVERSITY HOSPITAL |  |  | ICU | WOT00000000536862 | CAROLYN RUMELL | Disposition | Closed | Richard Jolly | 02/09/2018 | 05/16/2019 | Bulk Disposition CNL | Notification sent to technician and manager that this CEID has been marked as Could Not Locate (CNL). 33% SLA Warning: Notification sent to technician and manager that this CEID has been marked as Could Not Locate (CNL) for 30 days. 66% SLA Warning: Notification sent to technician and manager that this CEID has been marked as Could Not Locate (CNL) for 60 days. 99% SLA Warning: Notification sent to technician and manager that this CEID has been marked as Could Not Locate (CNL) for 90 days.
|  | WELCH ALLYN, INC. | WELCH ALLYN, INC. SURETEMP PLUS 690 |  |  | INTENSIVE CARE UNIT |  |  |  | 01/01/2008 |  |  |  |  | NO | NO |  |  |  |  | WELCH ALLYN, INC. 10364858 08331556 |  |  | Disposition |  |  |  | Equipment | PAAR:00-PVAR | 11/02/2019 |  | COOPER UNIVERSITY HOSPITAL |  |  | ICU | 0011357091 | CAROLYN RUMELL | Repair | Closed | Richard Jolly | 03/17/2017 | 03/17/2017 | THERMOMETER - BEING RETIRED - TMX | 3/17/2017 3:30:15 PM RCJOLLY (RCJOLLY 3/17/2017 10:00 AM) WAS NOT ABLE TO FIX THIS DEVICE AND ITS BEYOND THE COST TO FIX THIS 3/17/2017 3:30:17 PM RCJOLLY This device has been removed from an active status with the RSQ Database, and physically removed from the facility. Device retired on 3/17/2017; Authorized By: YES; Nature of Retirement: BEYOND ECONOMICAL REPAIR; Days In Service: 651 | 3041CA5A-DE19-4538-AEBB-7368A2A5735A | Labor | 03/17/2017 | 03/17/2017 | Richard Jolly
|  | WELCH ALLYN, INC. | WELCH ALLYN, INC. SURETEMP PLUS 690 |  |  | INTENSIVE CARE UNIT |  |  | excluded | 08/11/2011 |  |  |  |  | NO | NO |  |  |  |  | WELCH ALLYN, INC. 10364883 08331587 |  |  | Active |  | 99:99:99:99:99:99 |  | Equipment | PAAR:00-PVAR | 11/02/2019 |  | COOPER UNIVERSITY HOSPITAL |  |  | ICU |  | CAROLYN RUMELL
|  | WELCH ALLYN, INC. | WELCH ALLYN, INC. SURETEMP PLUS 690 |  |  | INTENSIVE CARE UNIT |  |  | excluded | 01/01/2012 |  |  |  |  | NO | NO |  |  |  |  | WELCH ALLYN, INC. 10364849 06402857 |  |  | Active |  | 99:99:99:99:99:99 |  | Equipment | PAAR:00-PVAR | 11/02/2019 |  | COOPER UNIVERSITY HOSPITAL |  |  | ICU |  | CAROLYN RUMELL
|  | WELCH ALLYN, INC. | WELCH ALLYN, INC. SURETEMP PLUS 690 |  |  | COOPER CANCER CENTER-MULTIDISCIPLINARY CLINIC |  |  | excluded | 05/06/2015 |  |  |  |  | NO | NO |  |  |  |  | WELCH ALLYN, INC. 10360330 15012385 |  |  | Active |  | 99:99:99:99:99:99 |  | Equipment | PAAR:00-PVAR | 11/02/2019 |  | COOPER AMBULATORY OFF-SITES |  |  | MULTI DISC - MOVES |  | ROXANNE BERGER
|  | WELCH ALLYN, INC. | WELCH ALLYN, INC. SURETEMP PLUS 690 |  |  | COOPER CANCER CENTER-MULTIDISCIPLINARY CLINIC |  |  | excluded | 03/01/2015 |  |  |  |  | NO | NO |  |  |  |  | WELCH ALLYN, INC. 10360323 15012350 |  |  | Active |  | 99:99:99:99:99:99 |  | Equipment | PAAR:00-PVAR | 11/02/2019 |  | COOPER AMBULATORY OFF-SITES |  |  | Multi Disc - C2215 |  | ROXANNE BERGER
|  | WELCH ALLYN, INC. | WELCH ALLYN, INC. SURETEMP PLUS 690 |  |  | COOPER CANCER CENTER-MULTIDISCIPLINARY CLINIC |  |  | excluded | 01/01/1900 |  |  |  |  | NO | NO |  |  |  |  | WELCH ALLYN, INC. 10360317 1510185 |  |  | Active |  | 99:99:99:99:99:99 |  | Equipment | PAAR:00-PVAR | 10/31/2019 |  | COOPER AMBULATORY OFF-SITES |  |  | MULTI DISC - MOVES |  | ROXANNE BERGER
|  | WELCH ALLYN, INC. | WELCH ALLYN, INC. SURETEMP PLUS 690 |  |  | INTENSIVE CARE UNIT |  |  |  | 08/11/2011 |  |  |  |  | NO | NO |  |  |  |  | WELCH ALLYN, INC. 10357207 08331542 |  |  | Disposition |  | 99:99:99:99:99:99 |  | Equipment | PAAR:00-PVAR | 11/02/2019 |  | COOPER UNIVERSITY HOSPITAL |  |  | ICU | WOT00000000536851 | CAROLYN RUMELL | Disposition | Closed | Richard Jolly | 02/09/2018 | 05/16/2019 | Bulk Disposition CNL | Notification sent to technician and manager that this CEID has been marked as Could Not Locate (CNL). 33% SLA Warning: Notification sent to technician and manager that this CEID has been marked as Could Not Locate (CNL) for 30 days. 66% SLA Warning: Notification sent to technician and manager that this CEID has been marked as Could Not Locate (CNL) for 60 days. 99% SLA Warning: Notification sent to technician and manager that this CEID has been marked as Could Not Locate (CNL) for 90 days.
|  | WELCH ALLYN, INC. | WELCH ALLYN, INC. SURETEMP PLUS 690 |  |  | INTENSIVE CARE UNIT |  |  | excluded | 11/30/2009 |  |  |  |  | NO | NO |  |  |  |  | WELCH ALLYN, INC. 10357153 08331581 |  |  | Active |  | 99:99:99:99:99:99 |  | Equipment | PAAR:00-PVAR | 11/02/2019 |  | COOPER UNIVERSITY HOSPITAL |  |  | ICU |  | CAROLYN RUMELL
|  | WELCH ALLYN, INC. | WELCH ALLYN, INC. SURETEMP PLUS 690 |  |  | INTENSIVE CARE UNIT |  |  | excluded | 11/02/2010 |  |  |  |  | NO | NO |  |  |  |  | WELCH ALLYN, INC. 10357124 08331585 |  |  | Active |  | 99:99:99:99:99:99 |  | Equipment | PAAR:00-PVAR | 11/02/2019 |  | COOPER UNIVERSITY HOSPITAL |  |  | ICU | WOT00000000536847 | CAROLYN RUMELL | Disposition | Closed | Richard Jolly | 02/09/2018 | 05/15/2019 | Bulk Disposition CNL | Notification sent to technician and manager that this CEID has been marked as Could Not Locate (CNL). 33% SLA Warning: Notification sent to technician and manager that this CEID has been marked as Could Not Locate (CNL) for 30 days. 66% SLA Warning: Notification sent to technician and manager that this CEID has been marked as Could Not Locate (CNL) for 60 days. 99% SLA Warning: Notification sent to technician and manager that this CEID has been marked as Could Not Locate (CNL) for 90 days.
|  | WELCH ALLYN, INC. | WELCH ALLYN, INC. SURETEMP PLUS 690 |  |  | INTENSIVE CARE UNIT |  |  | excluded | 11/02/2010 |  |  |  |  | NO | NO |  |  |  |  | WELCH ALLYN, INC. 10357086 08331550 |  |  | Active |  | 99:99:99:99:99:99 |  | Equipment | PAAR:00-PVAR | 11/02/2019 |  | COOPER UNIVERSITY HOSPITAL |  |  | ICU |  | CAROLYN RUMELL
|  | WELCH ALLYN, INC. | WELCH ALLYN, INC. SURETEMP PLUS 690 |  |  | VOORHEES CARDIOLOGY SUITE 102 |  |  | excluded | 01/01/2014 |  |  |  |  | NO | NO |  |  |  |  | WELCH ALLYN, INC. 10356951 11462480 |  |  | Active |  | 99:99:99:99:99:99 |  | Equipment | PAAR:00-PVAR | 11/01/2019 |  | COOPER AMBULATORY OFF-SITES |  |  | Exam 7 | 0011890000 | MICHELE MOLINARI | Repair | Closed | Kirk Lis | 07/11/2017 | 07/14/2017 | THERMOMETER - ERROR CODE - 900 CENTENNIAL BLVD, INTERNAL MED | 7/14/2017 1:56:18 PM KALIS (KALIS 7/13/2017 12:00 AM) TRAVEL TIME (KALIS 7/13/2017 12:00 AM) TESTED UNIT COULD NOT DUPLICATE PROBLEM. CONFERRED WITH MA ON FINDINGS. PUT UNIT BACK IN SERVICE 7/14/2017 1:57:02 PM KALIS (KALIS 7/14/2017 12:00 AM) DOCUMENTATION | A8D1C8C3-E90E-4D2D-85E2-5B7BA2F27B0C | Labor | 07/13/2017 | 07/13/2017 | Kirk Lis
|  | WELCH ALLYN, INC. | WELCH ALLYN, INC. SURETEMP PLUS 690 |  |  | COOPER INTERNAL MEDICINE- 416 HADDON |  |  | excluded | 10/31/2019 |  |  |  |  | NO | NO |  |  |  |  | WELCH ALLYN, INC. 30225159 14440376 |  |  | Active |  | 99:99:99:99:99:99 |  | Equipment | PAAR:00-PVAR | 10/31/2019 | 10/31/2019 | COOPER AMBULATORY OFF-SITES |  |  | 416 Haddon Ave. - Exam Drawer | WOT00000001719119 |  | Performance Verification | Closed | Stephen Zubrzycki | 10/31/2019 | 10/31/2019 | Performance Verification for WELCH ALLYN, INC. 30225159 14440376 | Initial Install of Performance Verification. Device is ready for patient use. |  |  | 10/31/2019 | 10/31/2019
|  | WELCH ALLYN, INC. | WELCH ALLYN, INC. SURETEMP PLUS 690 |  |  | COOPER INTERNAL MEDICINE- 416 HADDON |  |  | excluded | 10/31/2019 |  |  |  |  | NO | NO |  |  |  |  | WELCH ALLYN, INC. 30225154 14433257 |  |  | Active |  | 99:99:99:99:99:99 |  | Equipment | PAAR:00-PVAR | 10/31/2019 | 10/31/2019 | COOPER AMBULATORY OFF-SITES |  |  | 416 Haddon Ave. - Exam Drawer | WOT00000001718983 |  | Performance Verification | Closed | Stephen Zubrzycki | 10/31/2019 | 10/31/2019 | Performance Verification for WELCH ALLYN, INC. 30225154 14433257 | Initial Install of Performance Verification. Device is ready for patient use. |  |  | 10/31/2019 | 10/31/2019
|  | WELCH ALLYN, INC. | WELCH ALLYN, INC. SURETEMP PLUS 690 |  | (21) 19159992 | 3 COOPER-CARDIAC DIAGNOSTIC CENTER |  |  | excluded | 10/31/2019 |  |  |  |  | NO | NO |  |  |  |  | WELCH ALLYN, INC. 30225148 (21) 19159992 |  |  | Active |  |  |  | Equipment | PAAR:00-PVAR | 10/31/2019 | 10/31/2019 | COOPER AMBULATORY OFF-SITES |  |  | Suite 311 - Moves | WOT00000002723617 | CARLA TRUELL | Performance Verification | Closed | Stephen Zubrzycki | 10/31/2019 | 10/31/2019 | Performance Verification for WELCH ALLYN, INC. 30225148 (21) 19159992 | Initial Install of Performance Verification. Device is ready for patient use. |  |  | 10/31/2019 | 10/31/2019
|  | WELCH ALLYN, INC. | WELCH ALLYN, INC. SURETEMP PLUS 690 |  | (21) 19159900 | 3 COOPER-CARDIAC DIAGNOSTIC CENTER |  |  | excluded | 10/31/2019 |  |  |  |  | NO | NO |  |  |  |  | WELCH ALLYN, INC. 30225147 (21) 19159900 |  |  | Active |  |  |  | Equipment | PAAR:00-PVAR | 10/31/2019 | 10/31/2019 | COOPER AMBULATORY OFF-SITES |  |  | Suite 311 - Moves | WOT00000002723579 | CARLA TRUELL | Performance Verification | Closed | Stephen Zubrzycki | 10/31/2019 | 10/31/2019 | Performance Verification for WELCH ALLYN, INC. 30225147 (21) 19159900 | Initial Install of Performance Verification. Device is ready for patient use. |  |  | 10/31/2019 | 10/31/2019
|  | WELCH ALLYN, INC. | WELCH ALLYN, INC. SURETEMP PLUS 690 |  | (21) 19159634 | 3 COOPER-CARDIAC DIAGNOSTIC CENTER |  |  | excluded | 10/31/2019 |  |  |  |  | NO | NO |  |  |  |  | WELCH ALLYN, INC. 30225146 (21) 19159634 |  |  | Active |  |  |  | Equipment | PAAR:00-PVAR | 10/31/2019 | 10/31/2019 | COOPER AMBULATORY OFF-SITES |  |  | Suite 311 - Moves | WOT00000002723544 | CARLA TRUELL | Performance Verification | Closed | Stephen Zubrzycki | 10/31/2019 | 10/31/2019 | Performance Verification for WELCH ALLYN, INC. 30225146 (21) 19159634 | Initial Install of Performance Verification. Device is ready for patient use. |  |  | 10/31/2019 | 10/31/2019
|  | WELCH ALLYN, INC. | WELCH ALLYN, INC. SURETEMP PLUS 690 |  |  | CHIP - 9 PAVILION |  |  | excluded | 05/16/2014 |  |  |  |  | NO | NO |  |  |  |  | WELCH ALLYN, INC. 10356542 14112443 |  |  | Active |  | 99:99:99:99:99:99 |  | Equipment | PAAR:00-PVAR | 11/02/2019 |  | COOPER UNIVERSITY HOSPITAL |  |  | ROOM 918 |  | KIM HUMMEL
|  | WELCH ALLYN, INC. | WELCH ALLYN, INC. SURETEMP PLUS 690 |  | (21) 17483772 | 3 COOPER-CARDIAC DIAGNOSTIC CENTER |  |  | excluded | 10/31/2019 |  |  |  |  | NO | NO |  |  |  |  | WELCH ALLYN, INC. 30225110 (21) 17483772 |  |  | Active |  | 99:99:99:99:99:99 |  | Equipment | PAAR:00-PVAR | 10/31/2019 | 10/31/2019 | COOPER AMBULATORY OFF-SITES |  |  |  | WOT00000000642541 | CARLA TRUELL | Performance Verification | Closed | Stephen Zubrzycki | 10/31/2019 | 10/31/2019 | Performance Verification for WELCH ALLYN, INC. 30225110 (21) 17483772 | Initial Install of Performance Verification. Device is ready for patient use. |  |  | 10/31/2019 | 10/31/2019
|  | WELCH ALLYN, INC. | WELCH ALLYN, INC. SURETEMP PLUS 690 |  |  | 3 COOPER-EARLY INTERVENTION PROGRAM |  |  | excluded | 10/31/2019 |  |  |  |  | NO | NO |  |  |  |  | WELCH ALLYN, INC. 30225104 17248614 |  |  | Active |  | 99:99:99:99:99:99 |  | Equipment | PAAR:00-PVAR | 10/31/2019 | 10/31/2019 | COOPER AMBULATORY OFF-SITES |  |  |  | 0012526878 | Sue Cooper | Preventative Maintenance | Closed | Josh Harris | 10/31/2019 | 10/31/2019 | PERFORMANCE ASSURANCE AT INVENTORY | INVENTORIED DEVICE AND ENSURED DEVICE WAS FUNCTIONING PROPERLY. | 626B7EB1-2A6D-423A-9A91-4BB8DD3D0B72 | Labor | 10/31/2019 | 10/31/2019 | Stephen Zubrzycki
|  | WELCH ALLYN, INC. | WELCH ALLYN, INC. SURETEMP PLUS 690 |  |  | PEDIATRICS SOUTH 7 |  |  | excluded | 10/31/2019 |  |  |  |  | NO | NO |  |  |  |  | WELCH ALLYN, INC. 30225106 17455397 |  |  | Active |  | 99:99:99:99:99:99 |  | Equipment | PAAR:00-PVAR | 10/31/2019 | 10/31/2019 | COOPER UNIVERSITY HOSPITAL |  |  |  | 0012740476 | JOANNE FOX | Performance Verification | Closed | Josh Harris | 10/31/2019 | 10/31/2019 | INCOMING INVENTORY | DEVICE INVENTORIED | 18F9A340-BC16-4DEE-92A8-699DDC401148 | Labor | 10/31/2019 | 10/31/2019 | Josh Harris
|  | WELCH ALLYN, INC. | WELCH ALLYN, INC. SURETEMP PLUS 690 |  |  | 3 COOPER-EARLY INTERVENTION PROGRAM |  |  | excluded | 10/31/2019 |  |  |  |  | NO | NO |  |  |  |  | WELCH ALLYN, INC. 30225105 17248703 |  |  | Active |  | 99:99:99:99:99:99 |  | Equipment | PAAR:00-PVAR | 10/31/2019 | 10/31/2019 | COOPER AMBULATORY OFF-SITES |  |  |  | 0012526873 | Sue Cooper | Performance Verification | Closed | Josh Harris | 10/31/2019 | 10/31/2019 | INCOMING INVENTORY | DEVICE INVENTORIED | 22EB4062-6A24-42CB-89C5-04BE42386C35 | Labor | 10/31/2019 | 10/31/2019 | Josh Harris
|  | WELCH ALLYN, INC. | WELCH ALLYN, INC. SURETEMP PLUS 690 |  |  | 3 COOPER-EARLY INTERVENTION PROGRAM |  |  | excluded | 10/31/2019 |  |  |  |  | NO | NO |  |  |  |  | WELCH ALLYN, INC. 30225103 17248697 |  |  | Active |  | 99:99:99:99:99:99 |  | Equipment | PAAR:00-PVAR | 10/31/2019 | 10/31/2019 | COOPER AMBULATORY OFF-SITES |  |  |  | 0012526869 | Sue Cooper | Preventative Maintenance | Closed | Josh Harris | 10/31/2019 | 10/31/2019 | PERFORMANCE ASSURANCE AT INVENTORY | INVENTORIED DEVICE AND ENSURED DEVICE WAS FUNCTIONING PROPERLY. | D1B331B2-E959-4CF3-B089-96CCE56C1ED7 | Labor | 10/31/2019 | 10/31/2019 | Stephen Zubrzycki
|  | WELCH ALLYN, INC. | WELCH ALLYN, INC. SURETEMP PLUS 690 |  |  | 3 COOPER-EARLY INTERVENTION PROGRAM |  |  | excluded | 10/31/2019 |  |  |  |  | NO | NO |  |  |  |  | WELCH ALLYN, INC. 30225101 16529853 |  |  | Active |  | 99:99:99:99:99:99 |  | Equipment | PAAR:00-PVAR | 10/31/2019 | 10/31/2019 | COOPER AMBULATORY OFF-SITES |  |  |  | 0012526863 | Sue Cooper | Performance Verification | Closed | Josh Harris | 10/31/2019 | 10/31/2019 | INCOMING INVENTORY | DEVICE INVENTORIED | D93A4CB6-9803-4ED0-AB93-1CF233698B06 | Labor | 10/31/2019 | 10/31/2019 | Josh Harris
|  | WELCH ALLYN, INC. | WELCH ALLYN, INC. SURETEMP PLUS 690 |  |  | 3 COOPER-EARLY INTERVENTION PROGRAM |  |  | excluded | 10/31/2019 |  |  |  |  | NO | NO |  |  |  |  | WELCH ALLYN, INC. 30225102 17248699 |  |  | Active |  | 99:99:99:99:99:99 |  | Equipment | PAAR:00-PVAR | 10/31/2019 | 10/31/2019 | COOPER AMBULATORY OFF-SITES |  |  |  | 0012526866 | Sue Cooper | Performance Verification | Closed | Josh Harris | 10/31/2019 | 10/31/2019 | INCOMING INVENTORY | DEVICE INVENTORIED | CA6C484A-C8E8-4730-8709-A3EF3E41C089 | Labor | 10/31/2019 | 10/31/2019 | Josh Harris
|  | WELCH ALLYN, INC. | WELCH ALLYN, INC. SURETEMP PLUS 690 |  |  | 3 COOPER-EARLY INTERVENTION PROGRAM |  |  | excluded | 10/31/2019 |  |  |  |  | NO | NO |  |  |  |  | WELCH ALLYN, INC. 30225100 16080727 |  |  | Active |  | 99:99:99:99:99:99 |  | Equipment | PAAR:00-PVAR | 10/31/2019 | 10/31/2019 | COOPER AMBULATORY OFF-SITES |  |  |  | 0012526860 | Sue Cooper | Preventative Maintenance | Closed | Josh Harris | 10/31/2019 | 10/31/2019 | PERFORMANCE ASSURANCE AT INVENTORY | INVENTORIED DEVICE AND ENSURED DEVICE WAS FUNCTIONING PROPERLY. | 9894AF4C-7DEE-4601-8CFE-3A5C1A3CA091 | Labor | 10/31/2019 | 10/31/2019 | Stephen Zubrzycki
|  | WELCH ALLYN, INC. | WELCH ALLYN, INC. SURETEMP PLUS 690 |  |  | 3 COOPER-EARLY INTERVENTION PROGRAM |  |  | excluded | 10/31/2019 |  |  |  |  | NO | NO |  |  |  |  | WELCH ALLYN, INC. 30225099 17248694 |  |  | Active |  | 99:99:99:99:99:99 |  | Equipment | PAAR:00-PVAR | 10/31/2019 | 10/31/2019 | COOPER AMBULATORY OFF-SITES |  |  |  | 0012526858 | Sue Cooper | Preventative Maintenance | Closed | Josh Harris | 10/31/2019 | 10/31/2019 | PERFORMANCE ASSURANCE AT INVENTORY | INVENTORIED DEVICE AND ENSURED DEVICE WAS FUNCTIONING PROPERLY. | 086894F9-02A3-430C-8E46-E7ED07E2D2CB | Labor | 10/31/2019 | 10/31/2019 | Stephen Zubrzycki
|  | WELCH ALLYN, INC. | WELCH ALLYN, INC. SURETEMP PLUS 690 |  |  | 3 COOPER-EARLY INTERVENTION PROGRAM |  |  | excluded | 10/31/2019 |  |  |  |  | NO | NO |  |  |  |  | WELCH ALLYN, INC. 30225098 17248692 |  |  | Active |  | 99:99:99:99:99:99 |  | Equipment | PAAR:00-PVAR | 10/31/2019 | 10/31/2019 | COOPER AMBULATORY OFF-SITES |  |  |  | 0012526854 | Sue Cooper | Performance Verification | Closed | Josh Harris | 10/31/2019 | 10/31/2019 | INCOMING INVENTORY | DEVICE INVENTORIED | FDFD18AB-A4D5-404A-ADED-24C36F63F1B0 | Labor | 10/31/2019 | 10/31/2019 | Josh Harris
|  | WELCH ALLYN, INC. | WELCH ALLYN, INC. SURETEMP PLUS 690 |  |  | 3 COOPER-EARLY INTERVENTION PROGRAM |  |  | excluded | 10/31/2019 |  |  |  |  | NO | NO |  |  |  |  | WELCH ALLYN, INC. 30225087 16520065 |  |  | Active |  | 99:99:99:99:99:99 |  | Equipment | PAAR:00-PVAR | 10/31/2019 | 10/31/2019 | COOPER AMBULATORY OFF-SITES |  |  |  | 0012526909 | Sue Cooper | Performance Verification | Closed | Josh Harris | 10/31/2019 | 10/31/2019 | INCOMING INVENTORY | DEVICE INVENTORIED | 6BC4290C-C314-445F-8B05-6C9B6918516D | Labor | 10/31/2019 | 10/31/2019 | Josh Harris
|  | WELCH ALLYN, INC. | WELCH ALLYN, INC. SURETEMP PLUS 690 |  | Not Known | 3 COOPER-EARLY INTERVENTION PROGRAM |  |  | excluded | 10/31/2019 |  |  |  |  | NO | NO |  |  |  |  | WELCH ALLYN, INC. 30225086 Not Known |  |  | Active |  | 99:99:99:99:99:99 |  | Equipment | PAAR:00-PVAR | 10/31/2019 | 10/31/2019 | COOPER AMBULATORY OFF-SITES |  |  |  | 0012385956 | Sue Cooper | Performance Verification | Closed | Josh Harris | 10/31/2019 | 10/31/2019 | INCOMING INVENTORY | DEVICE INVENTORIED | B10BFD50-1625-4AE4-B667-3CE0FEC27B6A | Labor | 10/31/2019 | 10/31/2019 | Josh Harris
|  | WELCH ALLYN, INC. | WELCH ALLYN, INC. SURETEMP PLUS 690 |  | Not Known | 3 COOPER-EARLY INTERVENTION PROGRAM |  |  | excluded | 10/31/2019 |  |  |  |  | NO | NO |  |  |  |  | WELCH ALLYN, INC. 30225084 Not Known |  |  | Active |  | 99:99:99:99:99:99 |  | Equipment | PAAR:00-PVAR | 10/31/2019 | 10/31/2019 | COOPER AMBULATORY OFF-SITES |  |  |  | 0012385992 | Sue Cooper | Preventative Maintenance | Closed | Josh Harris | 10/31/2019 | 10/31/2019 | PERFORMANCE ASSURANCE AT INVENTORY | INVENTORIED DEVICE AND ENSURED DEVICE WAS FUNCTIONING PROPERLY. | F8FD50E9-85CB-47E7-8C86-2A6FC1D006A2 | Labor | 10/31/2019 | 10/31/2019 | Stephen Zubrzycki
|  | WELCH ALLYN, INC. | WELCH ALLYN, INC. SURETEMP PLUS 690 |  | Not Known | 3 COOPER-EARLY INTERVENTION PROGRAM |  |  | excluded | 10/31/2019 |  |  |  |  | NO | NO |  |  |  |  | WELCH ALLYN, INC. 30225085 Not Known |  |  | Active |  | 99:99:99:99:99:99 |  | Equipment | PAAR:00-PVAR | 10/31/2019 | 10/31/2019 | COOPER AMBULATORY OFF-SITES |  |  |  | 0012385999 | Sue Cooper | Preventative Maintenance | Closed | Josh Harris | 10/31/2019 | 10/31/2019 | PERFORMANCE ASSURANCE AT INVENTORY | INVENTORIED DEVICE AND ENSURED DEVICE WAS FUNCTIONING PROPERLY. | 92C9D199-D614-4346-AAAC-6554B0FFEEFE | Labor | 10/31/2019 | 10/31/2019 | Stephen Zubrzycki
|  | WELCH ALLYN, INC. | WELCH ALLYN, INC. SURETEMP PLUS 690 |  |  | 3 COOPER-HEM/ONC |  |  |  | 10/16/2019 |  |  |  |  | NO | NO |  |  |  |  | WELCH ALLYN, INC. 30225079 15460457 |  |  | Disposition |  | 99:99:99:99:99:99 |  | Equipment | PAAR:00-PVAR | 10/16/2019 | 10/16/2019 | COOPER AMBULATORY OFF-SITES |  |  | Disposition | 0012037075 | LOIS CARR | Preventative Maintenance | Closed | Stephen Zubrzycki | 10/16/2019 | 10/16/2019 | PERFORMANCE ASSURANCE AT INVENTORY | INVENTORIED DEVICE AND ENSURED DEVICE WAS FUNCTIONING PROPERLY. | 8B71D116-C646-440B-84AE-637B59258E8F | Labor | 10/16/2019 | 10/16/2019 | Stephen Zubrzycki
|  | WELCH ALLYN, INC. | WELCH ALLYN, INC. SURETEMP PLUS 690 |  |  | 3 COOPER-CARDIAC DIAGNOSTIC CENTER |  |  | excluded | 10/31/2019 |  |  |  |  | NO | NO |  |  |  |  | WELCH ALLYN, INC. 30225064 16440992 |  |  | Active |  | 99:99:99:99:99:99 |  | Equipment | PAAR:00-PVAR | 10/31/2019 | 10/31/2019 | COOPER AMBULATORY OFF-SITES |  |  |  | 0011488379 | CARLA TRUELL | Preventative Maintenance | Closed | Bonnie Aichroth | 10/31/2019 | 10/31/2019 | PERFORMANCE ASSURANCE AT INVENTORY | INVENTORIED DEVICE AND ENSURED DEVICE WAS FUNCTIONING PROPERLY. | 4E62A6A9-D283-4F35-ACFA-0D1351E0AD83 | Labor | 10/31/2019 | 10/31/2019 | Stephen Zubrzycki
|  | WELCH ALLYN, INC. | WELCH ALLYN, INC. SURETEMP PLUS 690 |  |  | 3 COOPER-CARDIAC DIAGNOSTIC CENTER |  |  | excluded | 10/31/2019 |  |  |  |  | NO | NO |  |  |  |  | WELCH ALLYN, INC. 30225065 16441000 |  |  | Active |  | 99:99:99:99:99:99 |  | Equipment | PAAR:00-PVAR | 10/31/2019 | 10/31/2019 | COOPER AMBULATORY OFF-SITES |  |  |  | 0011491191 | CARLA TRUELL | Performance Verification | Closed | Bonnie Aichroth | 10/31/2019 | 10/31/2019 | INCOMING INVENTORY | DEVICE INVENTORIED | B8D2DF53-AC22-48D6-B20C-0BF9AECF8B97 | Labor | 10/31/2019 | 10/31/2019 | Bonnie Aichroth
|  | WELCH ALLYN, INC. | WELCH ALLYN, INC. SURETEMP PLUS 690 |  | (21)16399111 | 3 COOPER - SURGERY DEPARTMENT |  |  | excluded | 11/01/2019 |  |  |  |  | NO | NO |  |  |  |  | WELCH ALLYN, INC. 30225063 (21)16399111 |  |  | Active |  | 99:99:99:99:99:99 |  | Equipment | PAAR:00-PVAR | 11/01/2019 | 11/01/2019 | COOPER AMBULATORY OFF-SITES |  |  | SUITE 403 - Moves |  | ANNE MAIER |  |  |  | 11/01/2019 | 11/01/2019 |  |  |  |  | 11/01/2019 | 11/01/2019
|  | WELCH ALLYN, INC. | WELCH ALLYN, INC. SURETEMP PLUS 690 |  |  | COOPER CANCER CENTER-COOPER DAY-CHEMO |  |  | excluded | 10/31/2019 |  |  |  |  | NO | NO |  |  |  |  | WELCH ALLYN, INC. 30225054 13290996 |  |  | Active |  | 99:99:99:99:99:99 |  | Equipment | PAAR:00-PVAR | 10/31/2019 | 10/31/2019 | COOPER AMBULATORY OFF-SITES |  |  | NURSES' STATION | 0011073558 | Bonnie Aichroch | Performance Verification | Closed | Bonnie Aichroth | 10/31/2019 | 10/31/2019 | INCOMING INVENTORY | DEVICE INVENTORIED | EB6406AC-E4A3-48CF-A4D9-CD81B053B717 | Labor | 10/31/2019 | 10/31/2019 | Bonnie Aichroth
|  | WELCH ALLYN, INC. | WELCH ALLYN, INC. SURETEMP PLUS 690 |  |  | FAMILY MEDICAL SEWELL |  |  | excluded | 11/02/2019 |  |  |  |  | NO | NO |  |  |  |  | WELCH ALLYN, INC. 30225051 15381665 |  |  | Active |  | 99:99:99:99:99:99 |  | Equipment | PAAR:00-PVAR | 11/02/2019 | 11/02/2019 | COOPER AMBULATORY OFF-SITES |  |  | TRIAGE ROOM |  | MARIANNE SHIEPAN |  |  |  | 11/02/2019 | 11/02/2019 |  |  |  |  | 11/02/2019 | 11/02/2019
|  | WELCH ALLYN, INC. | WELCH ALLYN, INC. SURETEMP PLUS 690 |  |  | FAMILY MEDICAL SEWELL |  |  | excluded | 10/31/2019 |  |  |  |  | NO | NO |  |  |  |  | WELCH ALLYN, INC. 30225052 11411601 |  |  | Active |  | 99:99:99:99:99:99 |  | Equipment | PAAR:00-PVAR | 10/31/2019 | 10/31/2019 | COOPER AMBULATORY OFF-SITES |  |  | TRIAGE ROOM | 0011078059 | MARIANNE SHIEPAN | Performance Verification | Closed | Bonnie Aichroth | 10/31/2019 | 10/31/2019 | INCOMING INVENTORY | DEVICE INVENTORIED | 77983327-9615-480F-B648-579F6F7DB8A6 | Labor | 10/31/2019 | 10/31/2019 | Bonnie Aichroth
|  | WELCH ALLYN, INC. | WELCH ALLYN, INC. SURETEMP PLUS 690 |  |  | COOPER CANCER CENTER-MULTIDISCIPLINARY CLINIC |  |  | excluded | 11/02/2019 |  |  |  |  | NO | NO |  |  |  |  | WELCH ALLYN, INC. 30225030 13290158 |  |  | Active |  | 99:99:99:99:99:99 |  | Equipment | PAAR:00-PVAR | 11/02/2019 | 11/02/2019 | COOPER AMBULATORY OFF-SITES |  |  | MULTI DISC - MOVES |  | ROXANNE BERGER |  |  |  | 11/02/2019 | 11/02/2019 |  |  |  |  | 11/02/2019 | 11/02/2019
|  | WELCH ALLYN, INC. | WELCH ALLYN, INC. SURETEMP PLUS 690 |  |  | SAME DAY PREOP -2ND FL PAVILION |  |  | excluded | 10/31/2019 |  |  |  |  | NO | NO |  |  |  |  | WELCH ALLYN, INC. 30212679 2117483775 |  |  | Active |  | 99:99:99:99:99:99 |  | Equipment | PAAR:00-PVAR | 10/31/2019 | 10/31/2019 | COOPER UNIVERSITY HOSPITAL |  |  |  | WOT00000000651501 | JOE DRUCTOR | Service Request | Closed | Michael Youch | 10/31/2019 | 10/31/2019 | Thermometer -New Equip needs checked and tagged | inventoried and tagged new thermometer | EXP0218437 | Labor | 10/31/2019 | 10/31/2019 | Michael Youch
|  | WELCH ALLYN, INC. | WELCH ALLYN, INC. SURETEMP PLUS 690 |  |  | SAME DAY PREOP -2ND FL PAVILION |  |  | excluded | 10/31/2019 |  |  |  |  | NO | NO |  |  |  |  | WELCH ALLYN, INC. 30212680 2118037576 |  |  | Active |  | 99:99:99:99:99:99 |  | Equipment | PAAR:00-PVAR | 10/31/2019 | 10/31/2019 | COOPER UNIVERSITY HOSPITAL |  |  | PAV 3 Same Day PRE | WOT00000000651500 | JOE DRUCTOR | Service Request | Closed | Michael Youch | 10/31/2019 | 10/31/2019 | Thermometer -New Equip needs checked and tagged | inventoried and tagged new thermometer | EXP0218405 | Labor | 10/31/2019 | 10/31/2019 | Michael Youch
|  | WELCH ALLYN, INC. | WELCH ALLYN, INC. SURETEMP PLUS 690 |  |  | COOPER CANCER CENTER-MULTIDISCIPLINARY CLINIC |  |  | excluded | 05/06/2015 |  |  |  |  | NO | NO |  |  |  |  | WELCH ALLYN, INC. 10355326 15012364 |  |  | Active |  | 99:99:99:99:99:99 |  | Equipment | PAAR:00-PVAR | 11/02/2019 |  | COOPER AMBULATORY OFF-SITES |  |  | MULTI DISC - MOVES |  | ROXANNE BERGER
|  | WELCH ALLYN, INC. | WELCH ALLYN, INC. SURETEMP PLUS 690 |  |  | 3 COOPER - MEDICINE DEPARTMENT |  |  | excluded | 10/31/2019 |  |  |  |  | NO | NO |  |  |  |  | WELCH ALLYN, INC. 30149740 15460458 |  |  | Active |  | 99:99:99:99:99:99 |  | Equipment | PAAR:00-PVAR | 10/31/2019 | 10/31/2019 | COOPER AMBULATORY OFF-SITES |  |  | SUITE 215 - MOVES |  | NANCY LOUIS |  |  |  | 10/31/2019 | 10/31/2019 |  |  |  |  | 10/31/2019 | 10/31/2019
|  | WELCH ALLYN, INC. | WELCH ALLYN, INC. SURETEMP PLUS 690 |  |  | 3 COOPER - MEDICINE DEPARTMENT |  |  | excluded | 10/31/2019 |  |  |  |  | NO | NO |  |  |  |  | WELCH ALLYN, INC. 30149732 15460478 |  |  | Active |  | 99:99:99:99:99:99 |  | Equipment | PAAR:00-PVAR | 10/31/2019 | 10/31/2019 | COOPER AMBULATORY OFF-SITES |  |  | Suite 215 - Nurses Station Cabin |  | NANCY LOUIS |  |  |  | 10/31/2019 | 10/31/2019 |  |  |  |  | 10/31/2019 | 10/31/2019
|  | WELCH ALLYN, INC. | WELCH ALLYN, INC. SURETEMP PLUS 690 |  |  | 3 COOPER - MEDICINE DEPARTMENT |  |  | excluded | 10/31/2019 |  |  |  |  | NO | NO |  |  |  |  | WELCH ALLYN, INC. 30149731 15460459 |  |  | Active |  | 99:99:99:99:99:99 |  | Equipment | PAAR:00-PVAR | 10/31/2019 | 10/31/2019 | COOPER AMBULATORY OFF-SITES |  |  | SUITE 215 - MOVES |  | NANCY LOUIS |  |  |  | 10/31/2019 | 10/31/2019 |  |  |  |  | 10/31/2019 | 10/31/2019
|  | WELCH ALLYN, INC. | WELCH ALLYN, INC. SURETEMP PLUS 690 |  |  | HADDON HEIGHTS-FAMILY MEDICINE |  |  | excluded | 10/31/2019 |  |  |  |  | NO | NO |  |  |  |  | WELCH ALLYN, INC. 30149665 15292285 |  |  | Active |  | 99:99:99:99:99:99 |  | Equipment | PAAR:00-PVAR | 10/31/2019 | 10/31/2019 | COOPER AMBULATORY OFF-SITES |  |  | NURSE STATION |  | KELLIE STOUT |  |  |  | 10/31/2019 | 10/31/2019 |  |  |  |  | 10/31/2019 | 10/31/2019
|  | WELCH ALLYN, INC. | WELCH ALLYN, INC. SURETEMP PLUS 690 |  |  | VOORHEES SURGERY CENTER - GYN/ONCOLOGY |  |  | excluded | 10/31/2019 |  |  |  |  | NO | NO |  |  |  |  | WELCH ALLYN, INC. 30149659 15310127 |  |  | Active |  | 99:99:99:99:99:99 |  | Equipment | PAAR:00-PVAR | 10/31/2019 | 10/31/2019 | COOPER AMBULATORY OFF-SITES |  |  | SUITE F |  | SUE MALTMAN |  |  |  | 10/31/2019 | 10/31/2019 |  |  |  |  | 10/31/2019 | 10/31/2019
|  | WELCH ALLYN, INC. | WELCH ALLYN, INC. SURETEMP PLUS 690 |  |  | VOORHEES SURGERY CENTER - GYN/ONCOLOGY |  |  | excluded | 10/31/2019 |  |  |  |  | NO | NO |  |  |  |  | WELCH ALLYN, INC. 30149655 15310171 |  |  | Active |  | 99:99:99:99:99:99 |  | Equipment | PAAR:00-PVAR | 10/31/2019 | 10/31/2019 | COOPER AMBULATORY OFF-SITES |  |  | SUITE F |  | SUE MALTMAN |  |  |  | 10/31/2019 | 10/31/2019 |  |  |  |  | 10/31/2019 | 10/31/2019
|  | WELCH ALLYN, INC. | WELCH ALLYN, INC. SURETEMP PLUS 690 |  |  | EMERGENCY ROOM |  |  | excluded | 10/31/2019 |  |  |  |  | NO | NO |  |  |  |  | WELCH ALLYN, INC. 30149614 15142036 |  |  | Active |  | 99:99:99:99:99:99 |  | Equipment | PAAR:00-PVAR | 10/31/2019 | 10/31/2019 | COOPER UNIVERSITY HOSPITAL |  |  | PEDS ER |  | KAREN GRUBER |  |  |  | 10/31/2019 | 10/31/2019 |  |  |  |  | 10/31/2019 | 10/31/2019
|  | WELCH ALLYN, INC. | WELCH ALLYN, INC. SURETEMP PLUS 690 |  |  | EMERGENCY ROOM |  |  | excluded | 10/31/2019 |  |  |  |  | NO | NO |  |  |  |  | WELCH ALLYN, INC. 30149613 15130738 |  |  | Active |  | 99:99:99:99:99:99 |  | Equipment | PAAR:00-PVAR | 10/31/2019 | 10/31/2019 | COOPER UNIVERSITY HOSPITAL |  |  | PEDS ER |  | KAREN GRUBER |  |  |  | 10/31/2019 | 10/31/2019 |  |  |  |  | 10/31/2019 | 10/31/2019
|  | WELCH ALLYN, INC. | WELCH ALLYN, INC. SURETEMP PLUS 690 |  |  | EMERGENCY ROOM |  |  | excluded | 11/02/2019 |  |  |  |  | NO | NO |  |  |  |  | WELCH ALLYN, INC. 30149612 15142517 |  |  | Active |  | 99:99:99:99:99:99 |  | Equipment | PAAR:00-PVAR | 11/02/2019 | 11/02/2019 | COOPER UNIVERSITY HOSPITAL |  |  | ER |  | KAREN GRUBER |  |  |  | 11/02/2019 | 11/02/2019 |  |  |  |  | 11/02/2019 | 11/02/2019
|  | WELCH ALLYN, INC. | WELCH ALLYN, INC. SURETEMP PLUS 690 |  |  | EMERGENCY ROOM |  |  | excluded | 11/02/2019 |  |  |  |  | NO | NO |  |  |  |  | WELCH ALLYN, INC. 30149562 13290550 |  |  | Active |  | 99:99:99:99:99:99 |  | Equipment | PAAR:00-PVAR | 11/02/2019 | 11/02/2019 | COOPER UNIVERSITY HOSPITAL |  |  | ER | WOT00000000509989 | KAREN GRUBER | Disposition | Closed | Richard Jolly | 11/02/2019 | 11/02/2019 | Bulk Disposition CNL |  |  |  | 11/02/2019 | 11/02/2019
|  | WELCH ALLYN, INC. | WELCH ALLYN, INC. SURETEMP PLUS 690 |  |  | EMERGENCY ROOM |  |  | excluded | 11/02/2019 |  |  |  |  | NO | NO |  |  |  |  | WELCH ALLYN, INC. 30149550 13411863 |  |  | Active |  | 99:99:99:99:99:99 |  | Equipment | PAAR:00-PVAR | 11/02/2019 | 11/02/2019 | COOPER UNIVERSITY HOSPITAL |  |  | ER | WOT00000000510070 | KAREN GRUBER | Disposition | Closed | Richard Jolly | 11/02/2019 | 11/02/2019 | Bulk Disposition CNL |  |  |  | 11/02/2019 | 11/02/2019
|  | WELCH ALLYN, INC. | WELCH ALLYN, INC. SURETEMP PLUS 690 |  |  | EMERGENCY ROOM |  |  | excluded | 11/01/2019 |  |  |  |  | NO | NO |  |  |  |  | WELCH ALLYN, INC. 30149542 13181462 |  |  | Active |  | 99:99:99:99:99:99 |  | Equipment | PAAR:00-PVAR | 11/01/2019 | 11/01/2019 | COOPER UNIVERSITY HOSPITAL |  |  | PEDS ER | WOT00000000509914 | KAREN GRUBER | Disposition | Closed | Richard Jolly | 11/01/2019 | 11/01/2019 | Bulk Disposition CNL |  |  |  | 11/01/2019 | 11/01/2019
|  | WELCH ALLYN, INC. | WELCH ALLYN, INC. SURETEMP PLUS 690 |  |  | EMERGENCY ROOM |  |  | excluded | 11/02/2019 |  |  |  |  | NO | NO |  |  |  |  | WELCH ALLYN, INC. 30149541 13181498 |  |  | Active |  | 99:99:99:99:99:99 |  | Equipment | PAAR:00-PVAR | 11/02/2019 | 11/02/2019 | COOPER UNIVERSITY HOSPITAL |  |  | PEDI ER | WOT00000000509915 | KAREN GRUBER | Disposition | Closed | Richard Jolly | 11/02/2019 | 11/02/2019 | Bulk Disposition CNL |  |  |  | 11/02/2019 | 11/02/2019
|  | WELCH ALLYN, INC. | WELCH ALLYN, INC. SURETEMP PLUS 690 |  |  | EMERGENCY ROOM |  |  | excluded | 11/02/2019 |  |  |  |  | NO | NO |  |  |  |  | WELCH ALLYN, INC. 30149539 09480489 |  |  | Active |  | 99:99:99:99:99:99 |  | Equipment | PAAR:00-PVAR | 11/02/2019 | 11/02/2019 | COOPER UNIVERSITY HOSPITAL |  |  | EMERGENCY DEPARTMENT |  | KAREN GRUBER |  |  |  | 11/02/2019 | 11/02/2019 |  |  |  |  | 11/02/2019 | 11/02/2019
|  | WELCH ALLYN, INC. | WELCH ALLYN, INC. SURETEMP PLUS 690 |  |  | SURGICAL CARE UNIT |  |  | excluded | 10/31/2019 |  |  |  |  | NO | NO |  |  |  |  | WELCH ALLYN, INC. 30146467 16180760 |  |  | Active |  | 99:99:99:99:99:99 |  | Equipment | PAAR:00-PVAR | 10/31/2019 | 10/31/2019 | COOPER UNIVERSITY HOSPITAL |  |  |  | 0011494720 | Lisa Geoghegan | Preventative Maintenance | Closed | Bonnie Aichroth | 10/31/2019 | 10/31/2019 | PERFORMANCE ASSURANCE AT INVENTORY | INVENTORIED DEVICE AND ENSURED DEVICE WAS FUNCTIONING PROPERLY. | B9C4313D-20F3-446A-A341-A55A3D9C81AE | Labor | 10/31/2019 | 10/31/2019 | Zhan Kiselev
|  | WELCH ALLYN, INC. | WELCH ALLYN, INC. SURETEMP PLUS 690 |  |  | EMERGENCY ROOM |  |  | excluded | 10/31/2019 |  |  |  |  | NO | NO |  |  |  |  | WELCH ALLYN, INC. 30146454 16371196 |  |  | Active |  | 99:99:99:99:99:99 |  | Equipment | PAAR:00-PVAR | 10/31/2019 | 10/31/2019 | COOPER UNIVERSITY HOSPITAL |  |  |  |  | KAREN GRUBER |  |  |  | 10/31/2019 | 10/31/2019 |  |  |  |  | 10/31/2019 | 10/31/2019
|  | WELCH ALLYN, INC. | WELCH ALLYN, INC. SURETEMP PLUS 690 |  |  | EMERGENCY ROOM |  |  | excluded | 10/31/2019 |  |  |  |  | NO | NO |  |  |  |  | WELCH ALLYN, INC. 30146455 16370248 |  |  | Active |  | 99:99:99:99:99:99 |  | Equipment | PAAR:00-PVAR | 10/31/2019 | 10/31/2019 | COOPER UNIVERSITY HOSPITAL |  |  |  |  | KAREN GRUBER |  |  |  | 10/31/2019 | 10/31/2019 |  |  |  |  | 10/31/2019 | 10/31/2019
|  | WELCH ALLYN, INC. | WELCH ALLYN, INC. SURETEMP PLUS 690 |  |  | EMERGENCY ROOM |  |  | excluded | 10/31/2019 |  |  |  |  | NO | NO |  |  |  |  | WELCH ALLYN, INC. 30146453 16371188 |  |  | Active |  | 99:99:99:99:99:99 |  | Equipment | PAAR:00-PVAR | 10/31/2019 | 10/31/2019 | COOPER UNIVERSITY HOSPITAL |  |  |  |  | KAREN GRUBER |  |  |  | 10/31/2019 | 10/31/2019 |  |  |  |  | 10/31/2019 | 10/31/2019
|  | WELCH ALLYN, INC. | WELCH ALLYN, INC. SURETEMP PLUS 690 |  |  | EMERGENCY ROOM |  |  | excluded | 10/31/2019 |  |  |  |  | NO | NO |  |  |  |  | WELCH ALLYN, INC. 30146448 16371207 |  |  | Active |  | 99:99:99:99:99:99 |  | Equipment | PAAR:00-PVAR | 10/31/2019 | 10/31/2019 | COOPER UNIVERSITY HOSPITAL |  |  |  |  | KAREN GRUBER |  |  |  | 10/31/2019 | 10/31/2019 |  |  |  |  | 10/31/2019 | 10/31/2019
|  | WELCH ALLYN, INC. | WELCH ALLYN, INC. SURETEMP PLUS 690 |  |  | EMERGENCY ROOM |  |  | excluded | 10/31/2019 |  |  |  |  | NO | NO |  |  |  |  | WELCH ALLYN, INC. 30146451 16370255 |  |  | Active |  | 99:99:99:99:99:99 |  | Equipment | PAAR:00-PVAR | 10/31/2019 | 10/31/2019 | COOPER UNIVERSITY HOSPITAL |  |  |  |  | KAREN GRUBER |  |  |  | 10/31/2019 | 10/31/2019 |  |  |  |  | 10/31/2019 | 10/31/2019
|  | WELCH ALLYN, INC. | WELCH ALLYN, INC. SURETEMP PLUS 690 |  |  | EMERGENCY ROOM |  |  | excluded | 10/31/2019 |  |  |  |  | NO | NO |  |  |  |  | WELCH ALLYN, INC. 30146452 16370476 |  |  | Active |  | 99:99:99:99:99:99 |  | Equipment | PAAR:00-PVAR | 10/31/2019 | 10/31/2019 | COOPER UNIVERSITY HOSPITAL |  |  |  |  | KAREN GRUBER |  |  |  | 10/31/2019 | 10/31/2019 |  |  |  |  | 10/31/2019 | 10/31/2019
|  | WELCH ALLYN, INC. | WELCH ALLYN, INC. SURETEMP PLUS 690 |  |  | EMERGENCY ROOM |  |  | excluded | 10/31/2019 |  |  |  |  | NO | NO |  |  |  |  | WELCH ALLYN, INC. 30146449 16370245 |  |  | Active |  | 99:99:99:99:99:99 |  | Equipment | PAAR:00-PVAR | 10/31/2019 | 10/31/2019 | COOPER UNIVERSITY HOSPITAL |  |  |  |  | KAREN GRUBER |  |  |  | 10/31/2019 | 10/31/2019 |  |  |  |  | 10/31/2019 | 10/31/2019
|  | WELCH ALLYN, INC. | WELCH ALLYN, INC. SURETEMP PLUS 690 |  |  | EMERGENCY ROOM |  |  | excluded | 10/31/2019 |  |  |  |  | NO | NO |  |  |  |  | WELCH ALLYN, INC. 30146450 16371187 |  |  | Active |  | 99:99:99:99:99:99 |  | Equipment | PAAR:00-PVAR | 10/31/2019 | 10/31/2019 | COOPER UNIVERSITY HOSPITAL |  |  |  |  | KAREN GRUBER |  |  |  | 10/31/2019 | 10/31/2019 |  |  |  |  | 10/31/2019 | 10/31/2019
|  | WELCH ALLYN, INC. | WELCH ALLYN, INC. SURETEMP PLUS 690 |  |  | EMERGENCY ROOM |  |  | excluded | 10/31/2019 |  |  |  |  | NO | NO |  |  |  |  | WELCH ALLYN, INC. 30146447 16371197 |  |  | Active |  | 99:99:99:99:99:99 |  | Equipment | PAAR:00-PVAR | 10/31/2019 | 10/31/2019 | COOPER UNIVERSITY HOSPITAL |  |  |  |  | KAREN GRUBER |  |  |  | 10/31/2019 | 10/31/2019 |  |  |  |  | 10/31/2019 | 10/31/2019
|  | WELCH ALLYN, INC. | WELCH ALLYN, INC. SURETEMP PLUS 690 |  |  | EMERGENCY ROOM |  |  | excluded | 10/31/2019 |  |  |  |  | NO | NO |  |  |  |  | WELCH ALLYN, INC. 30146446 16371208 |  |  | Active |  | 99:99:99:99:99:99 |  | Equipment | PAAR:00-PVAR | 10/31/2019 | 10/31/2019 | COOPER UNIVERSITY HOSPITAL |  |  |  |  | KAREN GRUBER |  |  |  | 10/31/2019 | 10/31/2019 |  |  |  |  | 10/31/2019 | 10/31/2019
|  | WELCH ALLYN, INC. | WELCH ALLYN, INC. SURETEMP PLUS 690 |  |  | EMERGENCY ROOM |  |  | excluded | 10/31/2019 |  |  |  |  | NO | NO |  |  |  |  | WELCH ALLYN, INC. 30146444 16371202 |  |  | Active |  | 99:99:99:99:99:99 |  | Equipment | PAAR:00-PVAR | 10/31/2019 | 10/31/2019 | COOPER UNIVERSITY HOSPITAL |  |  |  |  | KAREN GRUBER |  |  |  | 10/31/2019 | 10/31/2019 |  |  |  |  | 10/31/2019 | 10/31/2019
|  | WELCH ALLYN, INC. | WELCH ALLYN, INC. SURETEMP PLUS 690 |  |  | EMERGENCY ROOM |  |  | excluded | 10/31/2019 |  |  |  |  | NO | NO |  |  |  |  | WELCH ALLYN, INC. 30146445 16371189 |  |  | Active |  | 99:99:99:99:99:99 |  | Equipment | PAAR:00-PVAR | 10/31/2019 | 10/31/2019 | COOPER UNIVERSITY HOSPITAL |  |  |  |  | KAREN GRUBER |  |  |  | 10/31/2019 | 10/31/2019 |  |  |  |  | 10/31/2019 | 10/31/2019
|  | WELCH ALLYN, INC. | WELCH ALLYN, INC. SURETEMP PLUS 690 |  |  | EMERGENCY ROOM |  |  | excluded | 10/31/2019 |  |  |  |  | NO | NO |  |  |  |  | WELCH ALLYN, INC. 30146442 16370252 |  |  | Active |  | 99:99:99:99:99:99 |  | Equipment | PAAR:00-PVAR | 10/31/2019 | 10/31/2019 | COOPER UNIVERSITY HOSPITAL |  |  |  |  | KAREN GRUBER |  |  |  | 10/31/2019 | 10/31/2019 |  |  |  |  | 10/31/2019 | 10/31/2019
|  | WELCH ALLYN, INC. | WELCH ALLYN, INC. SURETEMP PLUS 690 |  |  | EMERGENCY ROOM |  |  | excluded | 10/31/2019 |  |  |  |  | NO | NO |  |  |  |  | WELCH ALLYN, INC. 30146435 14010939 |  |  | Active |  | 99:99:99:99:99:99 |  | Equipment | PAAR:00-PVAR | 10/31/2019 | 10/31/2019 | COOPER UNIVERSITY HOSPITAL |  |  |  |  | KAREN GRUBER |  |  |  | 10/31/2019 | 10/31/2019 |  |  |  |  | 10/31/2019 | 10/31/2019
|  | WELCH ALLYN, INC. | WELCH ALLYN, INC. SURETEMP PLUS 690 |  |  | CHERRY HILL SPECIALITY HUB |  |  | excluded | 10/31/2019 |  |  |  |  | NO | NO |  |  |  |  | WELCH ALLYN, INC. 30146373 15432161 |  |  | Active |  | 99:99:99:99:99:99 |  | Equipment | PAAR:00-PVAR | 10/31/2019 | 10/31/2019 | COOPER AMBULATORY OFF-SITES |  |  |  | 0011494852 | APRIL DIXON | Preventative Maintenance | Closed | Bonnie Aichroth | 10/31/2019 | 10/31/2019 | PERFORMANCE ASSURANCE AT INVENTORY | INVENTORIED DEVICE AND ENSURED DEVICE WAS FUNCTIONING PROPERLY. | FE67D02C-7FEA-43BD-B399-BC33F29E7104 | Labor | 10/31/2019 | 10/31/2019 | Kirk Lis
|  | WELCH ALLYN, INC. | WELCH ALLYN, INC. SURETEMP PLUS 690 |  |  | CHERRY HILL SPECIALITY HUB |  |  | excluded | 10/31/2019 |  |  |  |  | NO | NO |  |  |  |  | WELCH ALLYN, INC. 30146371 15432174 |  |  | Active |  | 99:99:99:99:99:99 |  | Equipment | PAAR:00-PVAR | 10/31/2019 | 10/31/2019 | COOPER AMBULATORY OFF-SITES |  |  |  | 0011494850 | APRIL DIXON | Preventative Maintenance | Closed | Bonnie Aichroth | 10/31/2019 | 10/31/2019 | PERFORMANCE ASSURANCE AT INVENTORY | INVENTORIED DEVICE AND ENSURED DEVICE WAS FUNCTIONING PROPERLY. | C7927C9F-D196-4AD8-BB3B-0693CBAD3B4F | Labor | 10/31/2019 | 10/31/2019 | Kirk Lis
|  | WELCH ALLYN, INC. | WELCH ALLYN, INC. SURETEMP PLUS 690 |  |  | CHERRY HILL SPECIALITY HUB |  |  | excluded | 10/31/2019 |  |  |  |  | NO | NO |  |  |  |  | WELCH ALLYN, INC. 30146369 16210290 |  |  | Active |  | 99:99:99:99:99:99 |  | Equipment | PAAR:00-PVAR | 10/31/2019 | 10/31/2019 | COOPER AMBULATORY OFF-SITES |  |  |  | 0011494853 | APRIL DIXON | Performance Verification | Closed | Bonnie Aichroth | 10/31/2019 | 10/31/2019 | INCOMING INVENTORY | DEVICE INVENTORIED | FACB0D60-134D-40F3-8BED-1DC4A8F42D44 | Labor | 10/31/2019 | 10/31/2019 | Bonnie Aichroth
|  | WELCH ALLYN, INC. | WELCH ALLYN, INC. SURETEMP PLUS 690 |  | Not Known | CHERRY HILL SPECIALITY HUB |  |  | excluded | 10/31/2019 |  |  |  |  | NO | NO |  |  |  |  | WELCH ALLYN, INC. 30146367 Not Known |  |  | Active |  | 99:99:99:99:99:99 |  | Equipment | PAAR:00-PVAR | 10/31/2019 | 10/31/2019 | COOPER AMBULATORY OFF-SITES |  |  |  | 0011494865 | APRIL DIXON | Performance Verification | Closed | Bonnie Aichroth | 10/31/2019 | 10/31/2019 | INCOMING INVENTORY | DEVICE INVENTORIED | 53DCC148-5FBA-4EB5-BC3D-E236FF35F736 | Labor | 10/31/2019 | 10/31/2019 | Bonnie Aichroth
|  | WELCH ALLYN, INC. | WELCH ALLYN, INC. SURETEMP PLUS 690 |  |  | CHERRY HILL SPECIALITY HUB |  |  | excluded | 10/31/2019 |  |  |  |  | NO | NO |  |  |  |  | WELCH ALLYN, INC. 30146365 15432175 |  |  | Active |  | 99:99:99:99:99:99 |  | Equipment | PAAR:00-PVAR | 10/31/2019 | 10/31/2019 | COOPER AMBULATORY OFF-SITES |  |  |  | 0011494861 | APRIL DIXON | Preventative Maintenance | Closed | Bonnie Aichroth | 10/31/2019 | 10/31/2019 | PERFORMANCE ASSURANCE AT INVENTORY | INVENTORIED DEVICE AND ENSURED DEVICE WAS FUNCTIONING PROPERLY. | 5CAFD775-AA65-4749-BE6D-7D7A5230D3F5 | Labor | 10/31/2019 | 10/31/2019 | Kirk Lis
|  | WELCH ALLYN, INC. | WELCH ALLYN, INC. SURETEMP PLUS 690 |  |  | CHERRY HILL SPECIALITY HUB |  |  | excluded | 10/31/2019 |  |  |  |  | NO | NO |  |  |  |  | WELCH ALLYN, INC. 30146364 15432170 |  |  | Active |  | 99:99:99:99:99:99 |  | Equipment | PAAR:00-PVAR | 10/31/2019 | 10/31/2019 | COOPER AMBULATORY OFF-SITES |  |  |  | 0011494870 | APRIL DIXON | Performance Verification | Closed | Bonnie Aichroth | 10/31/2019 | 10/31/2019 | INCOMING INVENTORY | DEVICE INVENTORIED | 57CB0601-7773-4D3F-8704-E5EAE6238A65 | Labor | 10/31/2019 | 10/31/2019 | Bonnie Aichroth
|  | WELCH ALLYN, INC. | WELCH ALLYN, INC. SURETEMP PLUS 690 |  |  | BURLINGTON OUTPATIENT PEDIATRICS |  |  | excluded | 10/31/2019 |  |  |  |  | NO | NO |  |  |  |  | WELCH ALLYN, INC. 30146360 15200408 |  |  | Active |  | 99:99:99:99:99:99 |  | Equipment | PAAR:00-PVAR | 10/31/2019 | 10/31/2019 | COOPER AMBULATORY OFF-SITES |  |  | SLDG 1 SUITE B |  | CHARMAINE RHETT |  |  |  | 10/31/2019 | 10/31/2019 |  |  |  |  | 10/31/2019 | 10/31/2019
|  | WELCH ALLYN, INC. | WELCH ALLYN, INC. SURETEMP PLUS 690 |  |  | MAPLE SHADE-FAMILY MEDICINE |  |  | excluded | 10/31/2019 |  |  |  |  | NO | NO |  |  |  |  | WELCH ALLYN, INC. 30146355 15480562 |  |  | Active |  | 99:99:99:99:99:99 |  | Equipment | PAAR:00-PVAR | 10/31/2019 | 10/31/2019 | COOPER AMBULATORY OFF-SITES |  |  | 111 E. MAIN ST |  | ANDREA GRAHAM |  |  |  | 10/31/2019 | 10/31/2019 |  |  |  |  | 10/31/2019 | 10/31/2019
|  | WELCH ALLYN, INC. | WELCH ALLYN, INC. SURETEMP PLUS 690 |  |  | KINGS HIGHWAY-MEDICINE |  |  | excluded | 10/31/2019 |  |  |  |  | NO | NO |  |  |  |  | WELCH ALLYN, INC. 30146354 16204044 |  |  | Active |  | 99:99:99:99:99:99 |  | Equipment | PAAR:00-PVAR | 10/31/2019 | 10/31/2019 | COOPER AMBULATORY OFF-SITES |  |  | 1103 KINGS - SUITE 203 |  | CHRISTINE MULLER |  |  |  | 10/31/2019 | 10/31/2019 |  |  |  |  | 10/31/2019 | 10/31/2019
|  | WELCH ALLYN, INC. | WELCH ALLYN, INC. SURETEMP PLUS 690 |  |  | CHIP - 9 PAVILION |  |  | excluded | 11/01/2019 |  |  |  |  | NO | NO |  |  |  |  | WELCH ALLYN, INC. 30144989 14120720 |  |  | Active |  | 99:99:99:99:99:99 |  | Equipment | PAAR:00-PVAR | 11/01/2019 | 11/01/2019 | COOPER UNIVERSITY HOSPITAL |  |  | ROOM 931 | WOT00000002204703 | KIM HUMMEL | Disposition | Closed | Michael Youch | 11/01/2019 | 11/01/2019 | Bulk Disposition CNL |  |  |  | 11/01/2019 | 11/01/2019
|  | WELCH ALLYN, INC. | WELCH ALLYN, INC. SURETEMP PLUS 690 |  |  | MED/SURG 6 PAVILION |  |  | excluded | 11/02/2019 |  |  |  |  | NO | NO |  |  |  |  | WELCH ALLYN, INC. 30144856 08331584 |  |  | Active |  | 99:99:99:99:99:99 |  | Equipment | PAAR:00-PVAR | 11/02/2019 | 11/02/2019 | COOPER UNIVERSITY HOSPITAL |  |  | PAV6 |  | BRIAN OSHAUGHNESSY |  |  |  | 11/02/2019 | 11/02/2019 |  |  |  |  | 11/02/2019 | 11/02/2019
|  | WELCH ALLYN, INC. | WELCH ALLYN, INC. SURETEMP PLUS 690 |  |  | PAVILION 8 |  |  | excluded | 11/02/2019 |  |  |  |  | NO | NO |  |  |  |  | WELCH ALLYN, INC. 30144803 27188 |  |  | Active |  | 99:99:99:99:99:99 |  | Equipment | PAAR:00-PVAR | 11/02/2019 | 11/02/2019 | COOPER UNIVERSITY HOSPITAL |  |  | P835 | WOT00000000514066 | BRIAN OSHAUGHNESSY | Disposition | Closed | Gene Amodei | 11/02/2019 | 11/02/2019 | Bulk Disposition CNL |  |  |  | 11/02/2019 | 11/02/2019
|  | WELCH ALLYN, INC. | WELCH ALLYN, INC. SURETEMP PLUS 690 |  |  | 3 COOPER - MEDICINE DEPARTMENT |  |  | excluded | 01/01/2001 |  |  |  |  | NO | NO |  |  |  |  | WELCH ALLYN, INC. 10346983 07429915 |  |  | Active |  | 99:99:99:99:99:99 |  | Equipment | PAAR:00-PVAR | 11/02/2019 |  | COOPER AMBULATORY OFF-SITES |  |  | SUITE 215 - MOVES | 0012405581 | NANCY LOUIS | Repair | Closed | Stephen Zubrzycki | 11/15/2017 | 11/17/2017 | THERMOMETER - CRACKED BATTERY COVER - TMX | 11/15/2017 12:14:16 PM SJZUBRZYCKI (SJZUBRZYCKI 11/15/2017 12:00 AM) ANALYZED UNIT. NEEDS BATTERY COVER. ORDERING COVER 11/17/2017 6:29:00 PM SJZUBRZYCKI (SJZUBRZYCKI 11/17/2017 12:00 AM) REPLACED REAR COVER AND VPO | F845AE9B-6578-453C-B0E3-44CE4BFDB761 | Parts | 01/01/1900 | 01/01/1900 | Stephen Zubrzycki
|  | WELCH ALLYN, INC. | WELCH ALLYN, INC. SURETEMP PLUS 690 |  |  | 3 COOPER - MEDICINE DEPARTMENT |  |  | excluded | 06/04/2010 |  |  |  |  | NO | NO |  |  |  |  | WELCH ALLYN, INC. 10346984 09520594 |  |  | Active |  | 99:99:99:99:99:99 |  | Equipment | PAAR:00-PVAR | 11/01/2019 |  | COOPER AMBULATORY OFF-SITES |  |  | SUITE 215 - MOVES |  | NANCY LOUIS
|  | WELCH ALLYN, INC. | WELCH ALLYN, INC. SURETEMP PLUS 690 |  |  | 3 COOPER-PEDIATRICS |  |  | excluded | 01/01/1900 |  |  |  |  | NO | NO |  |  |  |  | WELCH ALLYN, INC. 10346963 04338496 |  |  | Active |  | 99:99:99:99:99:99 |  | Equipment | PAAR:00-PVAR | 11/02/2019 |  | COOPER AMBULATORY OFF-SITES |  |  | Suite 200 - Exam 220A |  | MAUREEN OBRIEN
|  | WELCH ALLYN, INC. | WELCH ALLYN, INC. SURETEMP PLUS 690 |  |  | PAVILION 8 |  |  | excluded | 11/02/2019 |  |  |  |  | NO | NO |  |  |  |  | WELCH ALLYN, INC. 30144797 27186 |  |  | Active |  | 99:99:99:99:99:99 |  | Equipment | PAAR:00-PVAR | 11/02/2019 | 11/02/2019 | COOPER UNIVERSITY HOSPITAL |  |  | P833 | WOT00000000514064 | BRIAN OSHAUGHNESSY | Disposition | Closed | Gene Amodei | 11/02/2019 | 11/02/2019 | Bulk Disposition CNL |  |  |  | 11/02/2019 | 11/02/2019
|  | WELCH ALLYN, INC. | WELCH ALLYN, INC. SURETEMP PLUS 690 |  |  | PAVILION 8 |  |  | excluded | 11/01/2019 |  |  |  |  | NO | NO |  |  |  |  | WELCH ALLYN, INC. 30144793 27177 |  |  | Active |  | 99:99:99:99:99:99 |  | Equipment | PAAR:00-PVAR | 11/01/2019 | 11/01/2019 | COOPER UNIVERSITY HOSPITAL |  |  | P822 | WOT00000000514057 | BRIAN OSHAUGHNESSY | Disposition | Closed | Gene Amodei | 11/01/2019 | 11/01/2019 | Bulk Disposition CNL |  |  |  | 11/01/2019 | 11/01/2019
|  | WELCH ALLYN, INC. | WELCH ALLYN, INC. SURETEMP PLUS 690 |  |  | PAVILION 8 |  |  | excluded | 11/02/2019 |  |  |  |  | NO | NO |  |  |  |  | WELCH ALLYN, INC. 30144788 27178 |  |  | Active |  | 99:99:99:99:99:99 |  | Equipment | PAAR:00-PVAR | 11/02/2019 | 11/02/2019 | COOPER UNIVERSITY HOSPITAL |  |  | P823 | WOT00000000514058 | BRIAN OSHAUGHNESSY | Disposition | Closed | Gene Amodei | 11/02/2019 | 11/02/2019 | Bulk Disposition CNL |  |  |  | 11/02/2019 | 11/02/2019
|  | WELCH ALLYN, INC. | WELCH ALLYN, INC. SURETEMP PLUS 690 |  |  | MED/SURG 6 PAVILION |  |  | excluded | 11/02/2019 |  |  |  |  | NO | NO |  |  |  |  | WELCH ALLYN, INC. 30144785 08331569 |  |  | Active |  | 99:99:99:99:99:99 |  | Equipment | PAAR:00-PVAR | 11/02/2019 | 11/02/2019 | COOPER UNIVERSITY HOSPITAL |  |  | P829 |  | BRIAN OSHAUGHNESSY |  |  |  | 11/02/2019 | 11/02/2019 |  |  |  |  | 11/02/2019 | 11/02/2019
|  | WELCH ALLYN, INC. | WELCH ALLYN, INC. SURETEMP PLUS 690 |  |  | PAVILION 8 |  |  | excluded | 11/02/2019 |  |  |  |  | NO | NO |  |  |  |  | WELCH ALLYN, INC. 30144783 27182 |  |  | Active |  | 99:99:99:99:99:99 |  | Equipment | PAAR:00-PVAR | 11/02/2019 | 11/02/2019 | COOPER UNIVERSITY HOSPITAL |  |  | P828 | WOT00000000514060 | BRIAN OSHAUGHNESSY | Disposition | Closed | Gene Amodei | 11/02/2019 | 11/02/2019 | Bulk Disposition CNL |  |  |  | 11/02/2019 | 11/02/2019
|  | WELCH ALLYN, INC. | WELCH ALLYN, INC. SURETEMP PLUS 690 |  |  | PAVILION 8 |  |  | excluded | 11/02/2019 |  |  |  |  | NO | NO |  |  |  |  | WELCH ALLYN, INC. 30144778 08331574 |  |  | Active |  | 99:99:99:99:99:99 |  | Equipment | PAAR:00-PVAR | 11/02/2019 | 11/02/2019 | COOPER UNIVERSITY HOSPITAL |  |  | P829 | WOT00000000536948 | BRIAN OSHAUGHNESSY | Disposition | Closed | Gene Amodei | 11/02/2019 | 11/02/2019 | Bulk Disposition CNL | Notification sent to technician and manager that this CEID has been marked as Could Not Locate (CNL). 33% SLA Warning: Notification sent to technician and manager that this CEID has been marked as Could Not Locate (CNL) for 30 days. 66% SLA Warning: Notification sent to technician and manager that this CEID has been marked as Could Not Locate (CNL) for 60 days. 99% SLA Warning: Notification sent to technician and manager that this CEID has been marked as Could Not Locate (CNL) for 90 days. |  |  | 11/02/2019 | 11/02/2019
|  | WELCH ALLYN, INC. | WELCH ALLYN, INC. SURETEMP PLUS 690 |  |  | PAVILION 8 |  |  | excluded | 11/02/2019 |  |  |  |  | NO | NO |  |  |  |  | WELCH ALLYN, INC. 30144777 27179 |  |  | Active |  | 99:99:99:99:99:99 |  | Equipment | PAAR:00-PVAR | 11/02/2019 | 11/02/2019 | COOPER UNIVERSITY HOSPITAL |  |  | P824 | WOT00000000514059 | BRIAN OSHAUGHNESSY | Disposition | Closed | Gene Amodei | 11/02/2019 | 11/02/2019 | Bulk Disposition CNL |  |  |  | 11/02/2019 | 11/02/2019
|  | WELCH ALLYN, INC. | WELCH ALLYN, INC. SURETEMP PLUS 690 |  |  | PAVILION 8 |  |  | excluded | 11/01/2019 |  |  |  |  | NO | NO |  |  |  |  | WELCH ALLYN, INC. 30144775 27183 |  |  | Active |  | 99:99:99:99:99:99 |  | Equipment | PAAR:00-PVAR | 11/01/2019 | 11/01/2019 | COOPER UNIVERSITY HOSPITAL |  |  | P830 | WOT00000000514061 | BRIAN OSHAUGHNESSY | Disposition | Closed | Gene Amodei | 11/01/2019 | 11/01/2019 | Bulk Disposition CNL |  |  |  | 11/01/2019 | 11/01/2019
|  | WELCH ALLYN, INC. | WELCH ALLYN, INC. SURETEMP PLUS 690 |  |  | PAVILION 8 |  |  | excluded | 11/01/2019 |  |  |  |  | NO | NO |  |  |  |  | WELCH ALLYN, INC. 30144769 27184 |  |  | Active |  | 99:99:99:99:99:99 |  | Equipment | PAAR:00-PVAR | 11/01/2019 | 11/01/2019 | COOPER UNIVERSITY HOSPITAL |  |  | P831 |  | BRIAN OSHAUGHNESSY |  |  |  | 11/01/2019 | 11/01/2019 |  |  |  |  | 11/01/2019 | 11/01/2019
|  | WELCH ALLYN, INC. | WELCH ALLYN, INC. SURETEMP PLUS 690 |  |  | PAVILION 8 |  |  | excluded | 11/02/2019 |  |  |  |  | NO | NO |  |  |  |  | WELCH ALLYN, INC. 30144760 27185 |  |  | Active |  | 99:99:99:99:99:99 |  | Equipment | PAAR:00-PVAR | 11/02/2019 | 11/02/2019 | COOPER UNIVERSITY HOSPITAL |  |  | P832 | WOT00000000514063 | BRIAN OSHAUGHNESSY | Disposition | Closed | Gene Amodei | 11/02/2019 | 11/02/2019 | Bulk Disposition CNL |  |  |  | 11/02/2019 | 11/02/2019
|  | WELCH ALLYN, INC. | WELCH ALLYN, INC. SURETEMP PLUS 690 |  |  | PAVILION 8 |  |  | excluded | 11/01/2019 |  |  |  |  | NO | NO |  |  |  |  | WELCH ALLYN, INC. 30144757 27187 |  |  | Active |  | 99:99:99:99:99:99 |  | Equipment | PAAR:00-PVAR | 11/01/2019 | 11/01/2019 | COOPER UNIVERSITY HOSPITAL |  |  | P834 | WOT00000000514065 | BRIAN OSHAUGHNESSY | Disposition | Closed | Gene Amodei | 11/01/2019 | 11/01/2019 | Bulk Disposition CNL |  |  |  | 11/01/2019 | 11/01/2019
|  | WELCH ALLYN, INC. | WELCH ALLYN, INC. SURETEMP PLUS 690 |  |  | WILLINGBORO HEMATOLOGY/ONCOLOGY |  |  | excluded | 11/02/2019 |  |  |  |  | NO | NO |  |  |  |  | WELCH ALLYN, INC. 30144737 06304743 |  |  | Active |  | 99:99:99:99:99:99 |  | Equipment | PAAR:00-PVAR | 11/02/2019 | 11/02/2019 | COOPER AMBULATORY OFF-SITES |  |  | nurses stat |  | ANN DENTON |  |  |  | 11/02/2019 | 11/02/2019 |  |  |  |  | 11/02/2019 | 11/02/2019
|  | WELCH ALLYN, INC. | WELCH ALLYN, INC. SURETEMP PLUS 690 |  |  | WILLINGBORO HEMATOLOGY/ONCOLOGY |  |  | excluded | 11/02/2019 |  |  |  |  | NO | NO |  |  |  |  | WELCH ALLYN, INC. 30144734 06304764 |  |  | Active |  | 99:99:99:99:99:99 |  | Equipment | PAAR:00-PVAR | 11/02/2019 | 11/02/2019 | COOPER AMBULATORY OFF-SITES |  |  | INFUSION RM |  | ANN DENTON |  |  |  | 11/02/2019 | 11/02/2019 |  |  |  |  | 11/02/2019 | 11/02/2019
|  | WELCH ALLYN, INC. | WELCH ALLYN, INC. SURETEMP PLUS 690 |  |  | BRACHFIELD MEDICAL ASSOCIATES-MEDICINE |  |  |  | 11/02/2019 |  |  |  |  | NO | NO |  |  |  |  | WELCH ALLYN, INC. 30144710 11391947 |  |  | Disposition |  |  |  | Equipment | PAAR:00-PVAR | 11/02/2019 | 11/02/2019 | COOPER AMBULATORY OFF-SITES |  |  | DISPOSITION |  | CATHY CRAWFORD |  |  |  | 11/02/2019 | 11/02/2019 |  |  |  |  | 11/02/2019 | 11/02/2019
|  | WELCH ALLYN, INC. | WELCH ALLYN, INC. SURETEMP PLUS 690 |  |  | WILLINGBORO COOPER UNIVERSITY PHYSICIANS |  |  | excluded | 11/02/2019 |  |  |  |  | NO | NO |  |  |  |  | WELCH ALLYN, INC. 30144701 14252202 |  |  | Active |  | 99:99:99:99:99:99 |  | Equipment | PAAR:00-PVAR | 11/02/2019 | 11/02/2019 | COOPER AMBULATORY OFF-SITES |  |  | INTERNAL MEDICINE SUPPLY 171 |  | PATTY LEWIS |  |  |  | 11/02/2019 | 11/02/2019 |  |  |  |  | 11/02/2019 | 11/02/2019
|  | WELCH ALLYN, INC. | WELCH ALLYN, INC. SURETEMP PLUS 690 |  |  | BUNKER HILL-OB/GYN |  |  | excluded | 11/02/2019 |  |  |  |  | NO | NO |  |  |  |  | WELCH ALLYN, INC. 30144688 10380091 |  |  | Active |  | 99:99:99:99:99:99 |  | Equipment | PAAR:00-PVAR | 11/02/2019 | 11/02/2019 | COOPER AMBULATORY OFF-SITES |  |  | OB 2 |  | LISA POTTS |  |  |  | 11/02/2019 | 11/02/2019 |  |  |  |  | 11/02/2019 | 11/02/2019
|  | WELCH ALLYN, INC. | WELCH ALLYN, INC. SURETEMP PLUS 690 |  |  | WILLINGBORO COOPER UNIVERSITY PHYSICIANS |  |  | excluded | 11/02/2019 |  |  |  |  | NO | NO |  |  |  |  | WELCH ALLYN, INC. 30144695 10383131 |  |  | Active |  | 99:99:99:99:99:99 |  | Equipment | PAAR:00-PVAR | 11/02/2019 | 11/02/2019 | COOPER AMBULATORY OFF-SITES |  |  | INT MED NURSE STAT 138 |  | PATTY LEWIS |  |  |  | 11/02/2019 | 11/02/2019 |  |  |  |  | 11/02/2019 | 11/02/2019
|  | WELCH ALLYN, INC. | WELCH ALLYN, INC. SURETEMP PLUS 690 |  |  | BRACHFIELD MEDICAL ASSOCIATES-MEDICINE |  |  | excluded | 11/01/2019 |  |  |  |  | NO | NO |  |  |  |  | WELCH ALLYN, INC. 30144691 10090088 |  |  | Active |  | 99:99:99:99:99:99 |  | Equipment | PAAR:00-PVAR | 11/01/2019 | 11/01/2019 | COOPER AMBULATORY OFF-SITES |  |  | a109 |  | CATHY CRAWFORD |  |  |  | 11/01/2019 | 11/01/2019 |  |  |  |  | 11/01/2019 | 11/01/2019
|  | WELCH ALLYN, INC. | WELCH ALLYN, INC. SURETEMP PLUS 690 |  |  | GLOUCESTER-MEDICINE |  |  |  | 11/02/2019 |  |  |  |  | NO | NO |  |  |  |  | WELCH ALLYN, INC. 30144674 10501244 |  |  | Disposition |  |  |  | Equipment | PAAR:00-PVAR | 11/02/2019 | 11/02/2019 | COOPER AMBULATORY OFF-SITES |  |  | DISPOSITION |  | KELLIE STOUT |  |  |  | 11/02/2019 | 11/02/2019 |  |  |  |  | 11/02/2019 | 11/02/2019
|  | WELCH ALLYN, INC. | WELCH ALLYN, INC. SURETEMP PLUS 690 |  |  | BUNKER HILL-INTERNAL MEDICINE |  |  | excluded | 11/02/2019 |  |  |  |  | NO | NO |  |  |  |  | WELCH ALLYN, INC. 30144650 11520096 |  |  | Active |  | 99:99:99:99:99:99 |  | Equipment | PAAR:00-PVAR | 11/02/2019 | 11/02/2019 | COOPER AMBULATORY OFF-SITES |  |  | MOVES |  | SUSAN BABCOCK |  |  |  | 11/02/2019 | 11/02/2019 |  |  |  |  | 11/02/2019 | 11/02/2019
|  | WELCH ALLYN, INC. | WELCH ALLYN, INC. SURETEMP PLUS 690 |  |  | CARDIAC CATH LAB |  |  |  | 11/02/2019 |  |  |  |  | NO | NO |  |  |  |  | WELCH ALLYN, INC. 30144385 12254740 |  |  | Disposition |  | 99:99:99:99:99:99 |  | Equipment | PAAR:00-PVAR | 11/02/2019 | 11/02/2019 | COOPER UNIVERSITY HOSPITAL |  |  | CNL |  | LINDA BEAN |  |  |  | 11/02/2019 | 11/02/2019 |  |  |  |  | 11/02/2019 | 11/02/2019
|  | WELCH ALLYN, INC. | WELCH ALLYN, INC. SURETEMP PLUS 690 |  |  | 3 COOPER - SURGERY DEPARTMENT |  |  | excluded | 01/01/1900 |  |  |  |  | NO | NO |  |  |  |  | WELCH ALLYN, INC. 10346824 15090856 |  |  | Active |  | 99:99:99:99:99:99 |  | Equipment | PAAR:00-PVAR | 11/02/2019 |  | COOPER AMBULATORY OFF-SITES |  |  | SUITE 403 - Moves |  | ANNE MAIER
|  | WELCH ALLYN, INC. | WELCH ALLYN, INC. SURETEMP PLUS 690 |  |  | EMERGENCY ROOM |  |  | excluded | 11/01/2019 |  |  |  |  | NO | NO |  |  |  |  | WELCH ALLYN, INC. 30144067 13411674 |  |  | Active |  | 99:99:99:99:99:99 |  | Equipment | PAAR:00-PVAR | 11/01/2019 | 11/01/2019 | COOPER UNIVERSITY HOSPITAL |  |  | RM 1 |  | KAREN GRUBER |  |  |  | 11/01/2019 | 11/01/2019 |  |  |  |  | 11/01/2019 | 11/01/2019
|  | WELCH ALLYN, INC. | WELCH ALLYN, INC. SURETEMP PLUS 690 |  |  | EMERGENCY ROOM |  |  | excluded | 11/02/2019 |  |  |  |  | NO | NO |  |  |  |  | WELCH ALLYN, INC. 30144055 13411660 |  |  | Active |  | 99:99:99:99:99:99 |  | Equipment | PAAR:00-PVAR | 11/02/2019 | 11/02/2019 | COOPER UNIVERSITY HOSPITAL |  |  | RM 2 |  | KAREN GRUBER |  |  |  | 11/02/2019 | 11/02/2019 |  |  |  |  | 11/02/2019 | 11/02/2019
|  | WELCH ALLYN, INC. | WELCH ALLYN, INC. SURETEMP PLUS 690 |  | S08331567 | MED/SURG 6 PAVILION |  |  | excluded | 11/02/2019 |  |  |  |  | NO | NO |  |  |  |  | WELCH ALLYN, INC. 30144029 S08331567 |  |  | Active |  | 99:99:99:99:99:99 |  | Equipment | PAAR:00-PVAR | 11/02/2019 | 11/02/2019 | COOPER UNIVERSITY HOSPITAL |  |  | ROOM P624 | WOT00000002203780 | BRIAN OSHAUGHNESSY | Disposition | Closed | Michael Youch | 11/02/2019 | 11/02/2019 | Bulk Disposition CNL |  |  |  | 11/02/2019 | 11/02/2019
|  | WELCH ALLYN, INC. | WELCH ALLYN, INC. SURETEMP PLUS 690 |  |  | CHIP - 9 PAVILION |  |  | excluded | 11/02/2019 |  |  |  |  | NO | NO |  |  |  |  | WELCH ALLYN, INC. 30144024 14122141 |  |  | Active |  | 99:99:99:99:99:99 |  | Equipment | PAAR:00-PVAR | 11/02/2019 | 11/02/2019 | COOPER UNIVERSITY HOSPITAL |  |  | ROOM 926 | WOT00000002203757 | KIM HUMMEL | Disposition | Closed | Michael Youch | 11/02/2019 | 11/02/2019 | Bulk Disposition CNL |  |  |  | 11/02/2019 | 11/02/2019
|  | WELCH ALLYN, INC. | WELCH ALLYN, INC. SURETEMP PLUS 690 |  |  | CHIP - 9 PAVILION |  |  | excluded | 11/02/2019 |  |  |  |  | NO | NO |  |  |  |  | WELCH ALLYN, INC. 30144008 14112451 |  |  | Active |  | 99:99:99:99:99:99 |  | Equipment | PAAR:00-PVAR | 11/02/2019 | 11/02/2019 | COOPER UNIVERSITY HOSPITAL |  |  | ROOM 914 | WOT00000002203723 | KIM HUMMEL | Disposition | Closed | Michael Youch | 11/02/2019 | 11/02/2019 | Bulk Disposition CNL |  |  |  | 11/02/2019 | 11/02/2019
|  | WELCH ALLYN, INC. | WELCH ALLYN, INC. SURETEMP PLUS 690 |  |  | CHIP - 9 PAVILION |  |  | excluded | 11/02/2019 |  |  |  |  | NO | NO |  |  |  |  | WELCH ALLYN, INC. 30144009 14112447 |  |  | Active |  | 99:99:99:99:99:99 |  | Equipment | PAAR:00-PVAR | 11/02/2019 | 11/02/2019 | COOPER UNIVERSITY HOSPITAL |  |  | ROOM 915 | WOT00000002203730 | KIM HUMMEL | Disposition | Closed | Michael Youch | 11/02/2019 | 11/02/2019 | Bulk Disposition CNL |  |  |  | 11/02/2019 | 11/02/2019
|  | WELCH ALLYN, INC. | WELCH ALLYN, INC. SURETEMP PLUS 690 |  |  | CHIP - 9 PAVILION |  |  | excluded | 11/02/2019 |  |  |  |  | NO | NO |  |  |  |  | WELCH ALLYN, INC. 30144012 14112442 |  |  | Active |  | 99:99:99:99:99:99 |  | Equipment | PAAR:00-PVAR | 11/02/2019 | 11/02/2019 | COOPER UNIVERSITY HOSPITAL |  |  | ROOM 916 | WOT00000002203737 | KIM HUMMEL | Disposition | Closed | Michael Youch | 11/02/2019 | 11/02/2019 | Bulk Disposition CNL |  |  |  | 11/02/2019 | 11/02/2019
|  | WELCH ALLYN, INC. | WELCH ALLYN, INC. SURETEMP PLUS 690 |  |  | CHIP - 9 PAVILION |  |  | excluded | 11/02/2019 |  |  |  |  | NO | NO |  |  |  |  | WELCH ALLYN, INC. 30144013 14112445 |  |  | Active |  | 99:99:99:99:99:99 |  | Equipment | PAAR:00-PVAR | 11/02/2019 | 11/02/2019 | COOPER UNIVERSITY HOSPITAL |  |  | ROOM 917 | 0011619141 | KIM HUMMEL | Repair | Closed | Michael Youch | 11/02/2019 | 11/02/2019 | THERMOMETER - PROBE NOT CLICKING IN - PAV 9, GREETERS STATION | 5/8/2017 2:08:56 PM MDYOUCH (MDYOUCH 5/8/2017 1:00 PM) MONITOR IS OK BUT HAS BAD PROBE (E-5.0). UNIT MANAGER WILL ORDER REPLACEMENT. | 3E8A85B9-91C0-4996-BEE1-B9EACB0A7E94 | Labor | 11/02/2019 | 11/02/2019 | Michael Youch
|  | WELCH ALLYN, INC. | WELCH ALLYN, INC. SURETEMP PLUS 690 |  |  | CHIP - 9 PAVILION |  |  | excluded | 11/02/2019 |  |  |  |  | NO | NO |  |  |  |  | WELCH ALLYN, INC. 30144007 14112453 |  |  | Active |  | 99:99:99:99:99:99 |  | Equipment | PAAR:00-PVAR | 11/02/2019 | 11/02/2019 | COOPER UNIVERSITY HOSPITAL |  |  | ROOM 912 | WOT00000002203716 | KIM HUMMEL | Disposition | Closed | Michael Youch | 11/02/2019 | 11/02/2019 | Bulk Disposition CNL |  |  |  | 11/02/2019 | 11/02/2019
|  | WELCH ALLYN, INC. | WELCH ALLYN, INC. SURETEMP PLUS 690 |  |  | CHIP - 9 PAVILION |  |  | excluded | 10/31/2019 |  |  |  |  | NO | NO |  |  |  |  | WELCH ALLYN, INC. 30144005 14112449 |  |  | Active |  | 99:99:99:99:99:99 |  | Equipment | PAAR:00-PVAR | 10/31/2019 | 10/31/2019 | COOPER UNIVERSITY HOSPITAL |  |  | ROOM 911 |  | KIM HUMMEL |  |  |  | 10/31/2019 | 10/31/2019 |  |  |  |  | 10/31/2019 | 10/31/2019
|  | WELCH ALLYN, INC. | WELCH ALLYN, INC. SURETEMP PLUS 690 |  |  | CHIP - 9 PAVILION |  |  | excluded | 10/31/2019 |  |  |  |  | NO | NO |  |  |  |  | WELCH ALLYN, INC. 30144003 14112454 |  |  | Active |  | 99:99:99:99:99:99 |  | Equipment | PAAR:00-PVAR | 10/31/2019 | 10/31/2019 | COOPER UNIVERSITY HOSPITAL |  |  | ROOM 910 |  | KIM HUMMEL |  |  |  | 10/31/2019 | 10/31/2019 |  |  |  |  | 10/31/2019 | 10/31/2019
|  | WELCH ALLYN, INC. | WELCH ALLYN, INC. SURETEMP PLUS 690 |  |  | 3 COOPER-COOPER RESEARCH INSTITUTE |  |  |  | 05/11/2014 |  |  |  |  | NO | NO |  |  |  |  | WELCH ALLYN, INC. 10346759 04452558 |  |  | Disposition |  |  |  | Equipment | PAAR:00-PVAR | 11/02/2019 |  | COOPER AMBULATORY OFF-SITES |  |  | DISPOSITION |  | CHRISTINE RICKETTE
|  | WELCH ALLYN, INC. | WELCH ALLYN, INC. SURETEMP PLUS 690 |  |  | LINCOLN DRIVE-FAMILY MEDICINE |  |  | excluded | 01/01/1900 |  |  |  |  | NO | NO |  |  |  |  | WELCH ALLYN, INC. 10346749 13320534 |  |  | Active |  | 99:99:99:99:99:99 |  | Equipment | PAAR:00-PVAR | 11/02/2019 |  | COOPER AMBULATORY OFF-SITES |  |  | EXAM 1 |  | SCOTT GROFF
|  | WELCH ALLYN, INC. | WELCH ALLYN, INC. SURETEMP PLUS 690 |  |  | CARDIAC CATH LAB |  |  | excluded | 11/02/2019 |  |  |  |  | NO | NO |  |  |  |  | WELCH ALLYN, INC. 30143455 12265250 |  |  | Active |  | 99:99:99:99:99:99 |  | Equipment | PAAR:00-PVAR | 11/02/2019 | 11/02/2019 | COOPER UNIVERSITY HOSPITAL |  |  | CCL - Moves |  | LINDA BEAN |  |  |  | 11/02/2019 | 11/02/2019 |  |  |  |  | 11/02/2019 | 11/02/2019
|  | WELCH ALLYN, INC. | WELCH ALLYN, INC. SURETEMP PLUS 690 |  |  | SPECIAL TEST |  |  | excluded | 11/02/2019 |  |  |  |  | NO | NO |  |  |  |  | WELCH ALLYN, INC. 30143395 11450183 |  |  | Active |  | 99:99:99:99:99:99 |  | Equipment | PAAR:00-PVAR | 11/02/2019 | 11/02/2019 | COOPER UNIVERSITY HOSPITAL |  |  | BRONCH SUITE | WOT00000000508500 | AMY HANNAN | Disposition | Closed | Gene Amodei | 11/02/2019 | 11/02/2019 | Bulk Disposition CNL |  |  |  | 11/02/2019 | 11/02/2019
|  | WELCH ALLYN, INC. | WELCH ALLYN, INC. SURETEMP PLUS 690 |  |  | PEDIATRICS SOUTH 7 |  |  | excluded | 11/02/2019 |  |  |  |  | NO | NO |  |  |  |  | WELCH ALLYN, INC. 30143343 12252645 |  |  | Active |  | 99:99:99:99:99:99 |  | Equipment | PAAR:00-PVAR | 11/02/2019 | 11/02/2019 | COOPER UNIVERSITY HOSPITAL |  |  | HALLWAY | WOT00000000509083 | JOANNE FOX | Disposition | Closed | Gene Amodei | 11/02/2019 | 11/02/2019 | Bulk Disposition CNL |  |  |  | 11/02/2019 | 11/02/2019
|  | WELCH ALLYN, INC. | WELCH ALLYN, INC. SURETEMP PLUS 690 |  |  | KELEMEN 8 PCU |  |  | excluded | 11/02/2019 |  |  |  |  | NO | NO |  |  |  |  | WELCH ALLYN, INC. 30143308 14120590 |  |  | Active |  | 99:99:99:99:99:99 |  | Equipment | PAAR:00-PVAR | 11/02/2019 | 11/02/2019 | COOPER UNIVERSITY HOSPITAL |  |  | RM 868 | WOT00000000510597 | BYRON WELLS | Disposition | Closed | Michael Youch | 11/02/2019 | 11/02/2019 | Bulk Disposition CNL |  |  |  | 11/02/2019 | 11/02/2019
|  | WELCH ALLYN, INC. | WELCH ALLYN, INC. SURETEMP PLUS 690 |  |  | KELEMEN 8 PCU |  |  | excluded | 11/02/2019 |  |  |  |  | NO | NO |  |  |  |  | WELCH ALLYN, INC. 30143312 12173122 |  |  | Active |  | 99:99:99:99:99:99 |  | Equipment | PAAR:00-PVAR | 11/02/2019 | 11/02/2019 | COOPER UNIVERSITY HOSPITAL |  |  | N8/S8 |  | BYRON WELLS |  |  |  | 11/02/2019 | 11/02/2019 |  |  |  |  | 11/02/2019 | 11/02/2019
|  | WELCH ALLYN, INC. | WELCH ALLYN, INC. SURETEMP PLUS 690 |  |  | KELEMEN 8 PCU |  |  | excluded | 11/02/2019 |  |  |  |  | NO | NO |  |  |  |  | WELCH ALLYN, INC. 30143269 12340980 |  |  | Active |  | 99:99:99:99:99:99 |  | Equipment | PAAR:00-PVAR | 11/02/2019 | 11/02/2019 | COOPER UNIVERSITY HOSPITAL |  |  | PCU | WOT00000000509222 | BYRON WELLS | Disposition | Closed | Michael Youch | 11/02/2019 | 11/02/2019 | Bulk Disposition CNL |  |  |  | 11/02/2019 | 11/02/2019
|  | WELCH ALLYN, INC. | WELCH ALLYN, INC. SURETEMP PLUS 690 |  |  | KELEMEN 8 PCU |  |  | excluded | 11/02/2019 |  |  |  |  | NO | NO |  |  |  |  | WELCH ALLYN, INC. 30143268 11460212 |  |  | Active |  | 99:99:99:99:99:99 |  | Equipment | PAAR:00-PVAR | 11/02/2019 | 11/02/2019 | COOPER UNIVERSITY HOSPITAL |  |  | N8/S8 | WOT00000000508502 | BYRON WELLS | Disposition | Closed | Michael Youch | 11/02/2019 | 11/02/2019 | Bulk Disposition CNL |  |  |  | 11/02/2019 | 11/02/2019
|  | WELCH ALLYN, INC. | WELCH ALLYN, INC. SURETEMP PLUS 690 |  |  | GYNECOLOGY / DIABETES TREATMENT |  |  | excluded | 11/02/2019 |  |  |  |  | NO | NO |  |  |  |  | WELCH ALLYN, INC. 30143258 11450155 |  |  | Active |  | 99:99:99:99:99:99 |  | Equipment | PAAR:00-PVAR | 11/02/2019 | 11/02/2019 | COOPER UNIVERSITY HOSPITAL |  |  | N9/S9 |  | LAUSA ZIMMERMAN |  |  |  | 11/02/2019 | 11/02/2019 |  |  |  |  | 11/02/2019 | 11/02/2019
|  | WELCH ALLYN, INC. | WELCH ALLYN, INC. SURETEMP PLUS 690 |  |  | GYNECOLOGY / DIABETES TREATMENT |  |  | excluded | 11/02/2019 |  |  |  |  | NO | NO |  |  |  |  | WELCH ALLYN, INC. 30143259 14111284 |  |  | Active |  | 99:99:99:99:99:99 |  | Equipment | PAAR:00-PVAR | 11/02/2019 | 11/02/2019 | COOPER UNIVERSITY HOSPITAL |  |  | NORTH 9 | WOT00000002203279 | LAUSA ZIMMERMAN | Disposition | Closed | Michael Youch | 11/02/2019 | 11/02/2019 | Bulk Disposition CNL |  |  |  | 11/02/2019 | 11/02/2019
|  | WELCH ALLYN, INC. | WELCH ALLYN, INC. SURETEMP PLUS 690 |  |  | EMERGENCY ROOM |  |  |  | 02/28/2019 |  |  |  |  | NO | NO |  |  |  |  | WELCH ALLYN, INC. 30143193 15370969 |  |  | Disposition |  | 99:99:99:99:99:99 |  | Equipment | 1Y:00-GEN | 02/28/2019 | 02/28/2019 | COOPER UNIVERSITY HOSPITAL |  |  | ER |  | KAREN GRUBER |  |  |  | 02/28/2019 | 02/28/2019 |  |  |  |  | 02/28/2019 | 02/28/2019
|  | WELCH ALLYN, INC. | WELCH ALLYN, INC. SURETEMP PLUS 690 |  |  | EMERGENCY ROOM |  |  | excluded | 11/02/2019 |  |  |  |  | NO | NO |  |  |  |  | WELCH ALLYN, INC. 30143136 13403691 |  |  | Active |  | 99:99:99:99:99:99 |  | Equipment | PAAR:00-PVAR | 11/02/2019 | 11/02/2019 | COOPER UNIVERSITY HOSPITAL |  |  | ER | WOT00000000510064 | KAREN GRUBER | Disposition | Closed | Richard Jolly | 11/02/2019 | 11/02/2019 | Bulk Disposition CNL |  |  |  | 11/02/2019 | 11/02/2019
|  | WELCH ALLYN, INC. | WELCH ALLYN, INC. SURETEMP PLUS 690 |  |  | TRAUMA ICU |  |  | excluded | 04/12/2013 |  |  |  |  | NO | NO |  |  |  |  | WELCH ALLYN, INC. 10346495 08500602 |  |  | Active |  | 99:99:99:99:99:99 |  | Equipment | PAAR:00-PVAR | 11/02/2019 |  | COOPER UNIVERSITY HOSPITAL |  |  | TICU-BED14 |  | Diane Floyd
|  | WELCH ALLYN, INC. | WELCH ALLYN, INC. SURETEMP PLUS 690 |  |  | TRAUMA ICU |  |  | excluded | 01/01/1900 |  |  |  |  | NO | NO |  |  |  |  | WELCH ALLYN, INC. 10346425 08510712 |  |  | Active |  | 99:99:99:99:99:99 |  | Equipment | PAAR:00-PVAR | 11/01/2019 |  | COOPER UNIVERSITY HOSPITAL |  |  | TRAUMA ICU | WOT00000000536806 | Diane Floyd | Disposition | Closed | Richard Jolly | 02/09/2018 | 05/17/2019 | Bulk Disposition CNL | Notification sent to technician and manager that this CEID has been marked as Could Not Locate (CNL). 33% SLA Warning: Notification sent to technician and manager that this CEID has been marked as Could Not Locate (CNL) for 30 days. 66% SLA Warning: Notification sent to technician and manager that this CEID has been marked as Could Not Locate (CNL) for 60 days. 99% SLA Warning: Notification sent to technician and manager that this CEID has been marked as Could Not Locate (CNL) for 90 days.
|  | WELCH ALLYN, INC. | WELCH ALLYN, INC. SURETEMP PLUS 690 |  |  | CHERRY HILL URGENT CARE |  |  | excluded | 06/01/2013 |  |  |  |  | NO | NO |  |  |  |  | WELCH ALLYN, INC. 10346169 12491609 |  |  | Active |  | 99:99:99:99:99:99 |  | Equipment | PAAR:00-PVAR | 11/02/2019 |  | COOPER AMBULATORY OFF-SITES |  |  | NURSES STATION |  | MELISSA PORTOBANCO
|  | WELCH ALLYN, INC. | WELCH ALLYN, INC. SURETEMP PLUS 690 |  |  | PAVILION 8 |  |  | excluded | 11/01/2019 |  |  |  |  | NO | NO |  |  |  |  | WELCH ALLYN, INC. 30143072 27189 |  |  | Active |  | 99:99:99:99:99:99 |  | Equipment | PAAR:00-PVAR | 11/01/2019 | 11/01/2019 | COOPER UNIVERSITY HOSPITAL |  |  | P836 | WOT00000000514067 | BRIAN OSHAUGHNESSY | Disposition | Closed | Gene Amodei | 11/01/2019 | 11/01/2019 | Bulk Disposition CNL |  |  |  | 11/01/2019 | 11/01/2019
|  | WELCH ALLYN, INC. | WELCH ALLYN, INC. SURETEMP PLUS 690 |  |  | PAVILION 8 |  |  | excluded | 11/02/2019 |  |  |  |  | NO | NO |  |  |  |  | WELCH ALLYN, INC. 30143070 27190 |  |  | Active |  | 99:99:99:99:99:99 |  | Equipment | PAAR:00-PVAR | 11/02/2019 | 11/02/2019 | COOPER UNIVERSITY HOSPITAL |  |  | P837 |  | BRIAN OSHAUGHNESSY |  |  |  | 11/02/2019 | 11/02/2019 |  |  |  |  | 11/02/2019 | 11/02/2019
|  | WELCH ALLYN, INC. | WELCH ALLYN, INC. SURETEMP PLUS 690 |  |  | PAVILION 8 |  |  | excluded | 11/01/2019 |  |  |  |  | NO | NO |  |  |  |  | WELCH ALLYN, INC. 30143068 27191 |  |  | Active |  | 99:99:99:99:99:99 |  | Equipment | PAAR:00-PVAR | 11/01/2019 | 11/01/2019 | COOPER UNIVERSITY HOSPITAL |  |  | P838 | WOT00000000514069 | BRIAN OSHAUGHNESSY | Disposition | Closed | Gene Amodei | 11/01/2019 | 11/01/2019 | Bulk Disposition CNL |  |  |  | 11/01/2019 | 11/01/2019
|  | WELCH ALLYN, INC. | WELCH ALLYN, INC. SURETEMP PLUS 690 |  |  | PAVILION 8 |  |  | excluded | 11/02/2019 |  |  |  |  | NO | NO |  |  |  |  | WELCH ALLYN, INC. 30143061 27192 |  |  | Active |  | 99:99:99:99:99:99 |  | Equipment | PAAR:00-PVAR | 11/02/2019 | 11/02/2019 | COOPER UNIVERSITY HOSPITAL |  |  | PAVILION834 | WOT00000000514070 | BRIAN OSHAUGHNESSY | Disposition | Closed | Gene Amodei | 11/02/2019 | 11/02/2019 | Bulk Disposition CNL |  |  |  | 11/02/2019 | 11/02/2019
|  | WELCH ALLYN, INC. | WELCH ALLYN, INC. SURETEMP PLUS 690 |  |  | PAVILION 8 |  |  | excluded | 11/01/2019 |  |  |  |  | NO | NO |  |  |  |  | WELCH ALLYN, INC. 30143060 27193 |  |  | Active |  | 99:99:99:99:99:99 |  | Equipment | PAAR:00-PVAR | 11/01/2019 | 11/01/2019 | COOPER UNIVERSITY HOSPITAL |  |  | P840 | WOT00000000514071 | BRIAN OSHAUGHNESSY | Disposition | Closed | Gene Amodei | 11/01/2019 | 11/01/2019 | Bulk Disposition CNL |  |  |  | 11/01/2019 | 11/01/2019
|  | WELCH ALLYN, INC. | WELCH ALLYN, INC. SURETEMP PLUS 690 |  |  | PAVILION 8 |  |  | excluded | 11/02/2019 |  |  |  |  | NO | NO |  |  |  |  | WELCH ALLYN, INC. 30143058 27194 |  |  | Active |  | 99:99:99:99:99:99 |  | Equipment | PAAR:00-PVAR | 11/02/2019 | 11/02/2019 | COOPER UNIVERSITY HOSPITAL |  |  | P841 | WOT00000000514072 | BRIAN OSHAUGHNESSY | Disposition | Closed | Gene Amodei | 11/02/2019 | 11/02/2019 | Bulk Disposition CNL |  |  |  | 11/02/2019 | 11/02/2019
|  | WELCH ALLYN, INC. | WELCH ALLYN, INC. SURETEMP PLUS 690 |  |  | CHIP - 9 PAVILION |  |  | excluded | 11/02/2019 |  |  |  |  | NO | NO |  |  |  |  | WELCH ALLYN, INC. 30143045 14121750 |  |  | Active |  | 99:99:99:99:99:99 |  | Equipment | PAAR:00-PVAR | 11/02/2019 | 11/02/2019 | COOPER UNIVERSITY HOSPITAL |  |  | ROOM 920 |  | KIM HUMMEL |  |  |  | 11/02/2019 | 11/02/2019 |  |  |  |  | 11/02/2019 | 11/02/2019
|  | WELCH ALLYN, INC. | WELCH ALLYN, INC. SURETEMP PLUS 690 |  |  | CHIP - 9 PAVILION |  |  | excluded | 11/02/2019 |  |  |  |  | NO | NO |  |  |  |  | WELCH ALLYN, INC. 30143039 14122146 |  |  | Active |  | 99:99:99:99:99:99 |  | Equipment | PAAR:00-PVAR | 11/02/2019 | 11/02/2019 | COOPER UNIVERSITY HOSPITAL |  |  | ROOM 923 | WOT00000002202855 | KIM HUMMEL | Disposition | Closed | Michael Youch | 11/02/2019 | 11/02/2019 | Bulk Disposition CNL |  |  |  | 11/02/2019 | 11/02/2019
|  | WELCH ALLYN, INC. | WELCH ALLYN, INC. SURETEMP PLUS 690 |  |  | CHIP - 9 PAVILION |  |  | excluded | 11/02/2019 |  |  |  |  | NO | NO |  |  |  |  | WELCH ALLYN, INC. 30143040 14112450 |  |  | Active |  | 99:99:99:99:99:99 |  | Equipment | PAAR:00-PVAR | 11/02/2019 | 11/02/2019 | COOPER UNIVERSITY HOSPITAL |  |  | ROOM 922 | WOT00000002202862 | KIM HUMMEL | Disposition | Closed | Michael Youch | 11/02/2019 | 11/02/2019 | Bulk Disposition CNL |  |  |  | 11/02/2019 | 11/02/2019
|  | WELCH ALLYN, INC. | WELCH ALLYN, INC. SURETEMP PLUS 690 |  |  | CHIP - 9 PAVILION |  |  | excluded | 11/02/2019 |  |  |  |  | NO | NO |  |  |  |  | WELCH ALLYN, INC. 30143044 14112448 |  |  | Active |  | 99:99:99:99:99:99 |  | Equipment | PAAR:00-PVAR | 11/02/2019 | 11/02/2019 | COOPER UNIVERSITY HOSPITAL |  |  | ROOM 921 | WOT00000002202867 | KIM HUMMEL | Disposition | Closed | Michael Youch | 11/02/2019 | 11/02/2019 | Bulk Disposition CNL |  |  |  | 11/02/2019 | 11/02/2019
|  | WELCH ALLYN, INC. | WELCH ALLYN, INC. SURETEMP PLUS 690 |  |  | CHIP - 9 PAVILION |  |  | excluded | 11/02/2019 |  |  |  |  | NO | NO |  |  |  |  | WELCH ALLYN, INC. 30143038 14122145 |  |  | Active |  | 99:99:99:99:99:99 |  | Equipment | PAAR:00-PVAR | 11/02/2019 | 11/02/2019 | COOPER UNIVERSITY HOSPITAL |  |  | ROOM 924 | WOT00000002202847 | KIM HUMMEL | Disposition | Closed | Michael Youch | 11/02/2019 | 11/02/2019 | Bulk Disposition CNL |  |  |  | 11/02/2019 | 11/02/2019
|  | WELCH ALLYN, INC. | WELCH ALLYN, INC. SURETEMP PLUS 690 |  |  | CHIP - 9 PAVILION |  |  | excluded | 11/02/2019 |  |  |  |  | NO | NO |  |  |  |  | WELCH ALLYN, INC. 30143030 14122138 |  |  | Active |  | 99:99:99:99:99:99 |  | Equipment | PAAR:00-PVAR | 11/02/2019 | 11/02/2019 | COOPER UNIVERSITY HOSPITAL |  |  | ROOM 929 |  | KIM HUMMEL |  |  |  | 11/02/2019 | 11/02/2019 |  |  |  |  | 11/02/2019 | 11/02/2019
|  | WELCH ALLYN, INC. | WELCH ALLYN, INC. SURETEMP PLUS 690 |  |  | CHIP - 9 PAVILION |  |  | excluded | 11/02/2019 |  |  |  |  | NO | NO |  |  |  |  | WELCH ALLYN, INC. 30143034 14112444 |  |  | Active |  | 99:99:99:99:99:99 |  | Equipment | PAAR:00-PVAR | 11/02/2019 | 11/02/2019 | COOPER UNIVERSITY HOSPITAL |  |  | ROOM 927 |  | KIM HUMMEL |  |  |  | 11/02/2019 | 11/02/2019 |  |  |  |  | 11/02/2019 | 11/02/2019
|  | WELCH ALLYN, INC. | WELCH ALLYN, INC. SURETEMP PLUS 690 |  |  | CHIP - 9 PAVILION |  |  | excluded | 10/31/2019 |  |  |  |  | NO | NO |  |  |  |  | WELCH ALLYN, INC. 30143033 14122140 |  |  | Active |  | 99:99:99:99:99:99 |  | Equipment | PAAR:00-PVAR | 10/31/2019 | 10/31/2019 | COOPER UNIVERSITY HOSPITAL |  |  | ROOM 928 |  | KIM HUMMEL |  |  |  | 10/31/2019 | 10/31/2019 |  |  |  |  | 10/31/2019 | 10/31/2019
|  | WELCH ALLYN, INC. | WELCH ALLYN, INC. SURETEMP PLUS 690 |  |  | CHIP - 9 PAVILION |  |  | excluded | 11/02/2019 |  |  |  |  | NO | NO |  |  |  |  | WELCH ALLYN, INC. 30143028 14112441 |  |  | Active |  | 99:99:99:99:99:99 |  | Equipment | PAAR:00-PVAR | 11/02/2019 | 11/02/2019 | COOPER UNIVERSITY HOSPITAL |  |  | Room 930 | WOT00000002202817 | KIM HUMMEL | Disposition | Closed | Michael Youch | 11/02/2019 | 11/02/2019 | Bulk Disposition CNL |  |  |  | 11/02/2019 | 11/02/2019
|  | WELCH ALLYN, INC. | WELCH ALLYN, INC. SURETEMP PLUS 690 |  |  | CHIP - 9 PAVILION |  |  | excluded | 11/02/2019 |  |  |  |  | NO | NO |  |  |  |  | WELCH ALLYN, INC. 30143026 14122134 |  |  | Active |  | 99:99:99:99:99:99 |  | Equipment | PAAR:00-PVAR | 11/02/2019 | 11/02/2019 | COOPER UNIVERSITY HOSPITAL |  |  | ROOM 932 | WOT00000002202808 | KIM HUMMEL | Disposition | Closed | Michael Youch | 11/02/2019 | 11/02/2019 | Bulk Disposition CNL |  |  |  | 11/02/2019 | 11/02/2019
|  | WELCH ALLYN, INC. | WELCH ALLYN, INC. SURETEMP PLUS 690 |  |  | CHIP - 9 PAVILION |  |  | excluded | 11/02/2019 |  |  |  |  | NO | NO |  |  |  |  | WELCH ALLYN, INC. 30143025 14122136 |  |  | Active |  | 99:99:99:99:99:99 |  | Equipment | PAAR:00-PVAR | 11/02/2019 | 11/02/2019 | COOPER UNIVERSITY HOSPITAL |  |  | ROOM 933 | WOT00000002202801 | KIM HUMMEL | Disposition | Closed | Michael Youch | 11/02/2019 | 11/02/2019 | Bulk Disposition CNL |  |  |  | 11/02/2019 | 11/02/2019
|  | WELCH ALLYN, INC. | WELCH ALLYN, INC. SURETEMP PLUS 690 |  |  | CHIP - 9 PAVILION |  |  | excluded | 11/02/2019 |  |  |  |  | NO | NO |  |  |  |  | WELCH ALLYN, INC. 30143019 14120718 |  |  | Active |  | 99:99:99:99:99:99 |  | Equipment | PAAR:00-PVAR | 11/02/2019 | 11/02/2019 | COOPER UNIVERSITY HOSPITAL |  |  | ROOM 937 | WOT00000002202779 | KIM HUMMEL | Disposition | Closed | Michael Youch | 11/02/2019 | 11/02/2019 | Bulk Disposition CNL |  |  |  | 11/02/2019 | 11/02/2019
|  | WELCH ALLYN, INC. | WELCH ALLYN, INC. SURETEMP PLUS 690 |  |  | CHIP - 9 PAVILION |  |  | excluded | 11/02/2019 |  |  |  |  | NO | NO |  |  |  |  | WELCH ALLYN, INC. 30143021 14122142 |  |  | Active |  | 99:99:99:99:99:99 |  | Equipment | PAAR:00-PVAR | 11/02/2019 | 11/02/2019 | COOPER UNIVERSITY HOSPITAL |  |  | ROOM 934 | 0011619154 | KIM HUMMEL | Repair | Closed | Michael Youch | 11/02/2019 | 11/02/2019 | THERMOMETER - PROBE HAS COME OFF - PAV 9, GREETERS STATION | 5/8/2017 2:19:33 PM MDYOUCH (MDYOUCH 5/8/2017 1:30 PM) MONITOR IS OK BUT HAS BAD PROBE (E-5.0). UNIT MANAGER WILL ORDER REPLACEMENT. | 0C0574F9-4E35-4DE9-B833-EED0FC199D67 | Labor | 11/02/2019 | 11/02/2019 | Michael Youch
|  | WELCH ALLYN, INC. | WELCH ALLYN, INC. SURETEMP PLUS 690 |  |  | CHIP - 9 PAVILION |  |  | excluded | 11/02/2019 |  |  |  |  | NO | NO |  |  |  |  | WELCH ALLYN, INC. 30143017 14120724 |  |  | Active |  | 99:99:99:99:99:99 |  | Equipment | PAAR:00-PVAR | 11/02/2019 | 11/02/2019 | COOPER UNIVERSITY HOSPITAL |  |  | ROOM 935 | WOT00000002202773 | KIM HUMMEL | Disposition | Closed | Michael Youch | 11/02/2019 | 11/02/2019 | Bulk Disposition CNL |  |  |  | 11/02/2019 | 11/02/2019
|  | WELCH ALLYN, INC. | WELCH ALLYN, INC. SURETEMP PLUS 690 |  |  | CHIP - 9 PAVILION |  |  | excluded | 11/02/2019 |  |  |  |  | NO | NO |  |  |  |  | WELCH ALLYN, INC. 30143014 14122137 |  |  | Active |  | 99:99:99:99:99:99 |  | Equipment | PAAR:00-PVAR | 11/02/2019 | 11/02/2019 | COOPER UNIVERSITY HOSPITAL |  |  | ROOM 936 | WOT00000002202766 | KIM HUMMEL | Disposition | Closed | Michael Youch | 11/02/2019 | 11/02/2019 | Bulk Disposition CNL |  |  |  | 11/02/2019 | 11/02/2019
|  | WELCH ALLYN, INC. | WELCH ALLYN, INC. SURETEMP PLUS 690 |  |  | CHIP - 9 PAVILION |  |  | excluded | 11/02/2019 |  |  |  |  | NO | NO |  |  |  |  | WELCH ALLYN, INC. 30143012 14120721 |  |  | Active |  | 99:99:99:99:99:99 |  | Equipment | PAAR:00-PVAR | 11/02/2019 | 11/02/2019 | COOPER UNIVERSITY HOSPITAL |  |  | ROOM 938 | WOT00000002202751 | KIM HUMMEL | Disposition | Closed | Michael Youch | 11/02/2019 | 11/02/2019 | Bulk Disposition CNL |  |  |  | 11/02/2019 | 11/02/2019
|  | WELCH ALLYN, INC. | WELCH ALLYN, INC. SURETEMP PLUS 690 |  |  | CHIP - 9 PAVILION |  |  | excluded | 11/01/2019 |  |  |  |  | NO | NO |  |  |  |  | WELCH ALLYN, INC. 30143007 14120717 |  |  | Active |  | 99:99:99:99:99:99 |  | Equipment | PAAR:00-PVAR | 11/01/2019 | 11/01/2019 | COOPER UNIVERSITY HOSPITAL |  |  | ROOM 939 | WOT00000002202744 | KIM HUMMEL | Disposition | Closed | Michael Youch | 11/01/2019 | 11/01/2019 | Bulk Disposition CNL |  |  |  | 11/01/2019 | 11/01/2019
|  | WELCH ALLYN, INC. | WELCH ALLYN, INC. SURETEMP PLUS 690 |  |  | CHIP - 9 PAVILION |  |  | excluded | 11/02/2019 |  |  |  |  | NO | NO |  |  |  |  | WELCH ALLYN, INC. 30143004 14120723 |  |  | Active |  | 99:99:99:99:99:99 |  | Equipment | PAAR:00-PVAR | 11/02/2019 | 11/02/2019 | COOPER UNIVERSITY HOSPITAL |  |  | ROOM 940 | WOT00000002202725 | KIM HUMMEL | Disposition | Closed | Michael Youch | 11/02/2019 | 11/02/2019 | Bulk Disposition CNL |  |  |  | 11/02/2019 | 11/02/2019
|  | WELCH ALLYN, INC. | WELCH ALLYN, INC. SURETEMP PLUS 690 |  |  | CHIP - 9 PAVILION |  |  | excluded | 11/01/2019 |  |  |  |  | NO | NO |  |  |  |  | WELCH ALLYN, INC. 30143003 14120722 |  |  | Active |  | 99:99:99:99:99:99 |  | Equipment | PAAR:00-PVAR | 11/01/2019 | 11/01/2019 | COOPER UNIVERSITY HOSPITAL |  |  | ROOM 941 | WOT00000002202719 | KIM HUMMEL | Disposition | Closed | Michael Youch | 11/01/2019 | 11/01/2019 | Bulk Disposition CNL |  |  |  | 11/01/2019 | 11/01/2019
|  | WELCH ALLYN, INC. | WELCH ALLYN, INC. SURETEMP PLUS 690 |  |  | LINCOLN DRIVE-FAMILY MEDICINE |  |  | excluded | 01/01/2012 |  |  |  |  | NO | NO |  |  |  |  | WELCH ALLYN, INC. 10346082 12052099 |  |  | Active |  | 99:99:99:99:99:99 |  | Equipment | PAAR:00-PVAR | 11/02/2019 |  | COOPER AMBULATORY OFF-SITES |  |  | EXAM 6 |  | SCOTT GROFF
|  | WELCH ALLYN, INC. | WELCH ALLYN, INC. SURETEMP PLUS 690 |  |  | COOPER CARE NOW-SHOPRITE CLINIC |  |  | excluded | 11/14/2014 |  |  |  |  | NO | NO |  |  |  |  | WELCH ALLYN, INC. 10346096 14261409 |  |  | Active |  | 99:99:99:99:99:99 |  | Equipment | PAAR:00-PVAR | 11/02/2019 |  | COOPER AMBULATORY OFF-SITES |  |  | 307 W. ROUTE 70 Marlton NJ |  | DR. BRAD BENDESKY
|  | WELCH ALLYN, INC. | WELCH ALLYN, INC. SURETEMP PLUS 690 |  |  | LINCOLN DRIVE-FAMILY MEDICINE |  |  | excluded | 01/01/1900 |  |  |  |  | NO | NO |  |  |  |  | WELCH ALLYN, INC. 10346093 11142706 |  |  | Active |  | 99:99:99:99:99:99 |  | Equipment | PAAR:00-PVAR | 11/02/2019 |  | COOPER AMBULATORY OFF-SITES |  |  | HALLWAY |  | SCOTT GROFF
|  | WELCH ALLYN, INC. | WELCH ALLYN, INC. SURETEMP PLUS 690 |  |  | LINCOLN DRIVE-FAMILY MEDICINE |  |  | excluded | 01/01/2012 |  |  |  |  | NO | NO |  |  |  |  | WELCH ALLYN, INC. 10346092 1114722 |  |  | Active |  | 99:99:99:99:99:99 |  | Equipment | PAAR:00-PVAR | 11/01/2019 |  | COOPER AMBULATORY OFF-SITES |  |  | HALLWAY |  | SCOTT GROFF
|  | WELCH ALLYN, INC. | WELCH ALLYN, INC. SURETEMP PLUS 690 |  |  | LINCOLN DRIVE-FAMILY MEDICINE |  |  | excluded | 10/01/2012 |  |  |  |  | NO | NO |  |  |  |  | WELCH ALLYN, INC. 10346087 13142912 |  |  | Active |  | 99:99:99:99:99:99 |  | Equipment | PAAR:00-PVAR | 11/02/2019 |  | COOPER AMBULATORY OFF-SITES |  |  | EXAM 5 |  | SCOTT GROFF
|  | WELCH ALLYN, INC. | WELCH ALLYN, INC. SURETEMP PLUS 690 |  |  | VOORHEES SURGERY CENTER-OPERATING ROOM |  |  | excluded | 04/10/2003 |  |  |  |  | NO | NO |  |  |  |  | WELCH ALLYN, INC. 10346077 06126848 |  |  | Active |  | 99:99:99:99:99:99 |  | Equipment | PAAR:00-PVAR | 11/02/2019 |  | COOPER AMBULATORY OFF-SITES |  |  | PRE-OP ROOM 5 |  | JENNIFER BOMBARO
|  | WELCH ALLYN, INC. | WELCH ALLYN, INC. SURETEMP PLUS 690 |  |  | VOORHEES SURGERY CENTER-OPERATING ROOM |  |  | excluded | 01/01/1900 |  |  |  |  | NO | NO |  |  |  |  | WELCH ALLYN, INC. 10346047 04169273 |  |  | Active |  | 99:99:99:99:99:99 |  | Equipment | PAAR:00-PVAR | 11/02/2019 |  | COOPER AMBULATORY OFF-SITES |  |  | PRE-OP NURSES STATION |  | JENNIFER BOMBARO
|  | WELCH ALLYN, INC. | WELCH ALLYN, INC. SURETEMP PLUS 690 |  |  | VOORHEES SURGERY CENTER-OPERATING ROOM |  |  | excluded | 04/10/2003 |  |  |  |  | NO | NO |  |  |  |  | WELCH ALLYN, INC. 10346044 0612840 |  |  | Active |  | 99:99:99:99:99:99 |  | Equipment | PAAR:00-PVAR | 11/02/2019 |  | COOPER AMBULATORY OFF-SITES |  |  | PRE-OP NURSES STATION |  | JENNIFER BOMBARO
|  | WELCH ALLYN, INC. | WELCH ALLYN, INC. SURETEMP PLUS 690 |  |  | PEDIATRIC INTENSIVE CARE UNIT |  |  | excluded | 10/31/2019 |  |  |  |  | NO | NO |  |  |  |  | WELCH ALLYN, INC. 30142889 12252637 |  |  | Active |  | 99:99:99:99:99:99 |  | Equipment | PAAR:00-PVAR | 10/31/2019 | 10/31/2019 | COOPER UNIVERSITY HOSPITAL |  |  | PICU |  | Susan Cannon |  |  |  | 10/31/2019 | 10/31/2019 |  |  |  |  | 10/31/2019 | 10/31/2019
|  | WELCH ALLYN, INC. | WELCH ALLYN, INC. SURETEMP PLUS 690 |  |  | EMERGENCY ROOM |  |  | excluded | 11/01/2019 |  |  |  |  | NO | NO |  |  |  |  | WELCH ALLYN, INC. 30142880 09480500 |  |  | Active |  | 99:99:99:99:99:99 |  | Equipment | PAAR:00-PVAR | 11/01/2019 | 11/01/2019 | COOPER UNIVERSITY HOSPITAL |  |  | EMERGENCY DEPARTENT |  | KAREN GRUBER |  |  |  | 11/01/2019 | 11/01/2019 |  |  |  |  | 11/01/2019 | 11/01/2019
|  | WELCH ALLYN, INC. | WELCH ALLYN, INC. SURETEMP PLUS 690 |  |  | PENNSVILLE-MEDICINE |  |  | excluded | 01/01/2010 |  |  |  |  | NO | NO |  |  |  |  | WELCH ALLYN, INC. 10345915 08072515 |  |  | Active |  | 99:99:99:99:99:99 |  | Equipment | PAAR:00-PVAR | 11/02/2019 |  | COOPER AMBULATORY OFF-SITES |  |  | Moves - Room 17/Drawers |  | Heather Rhodes
|  | WELCH ALLYN, INC. | WELCH ALLYN, INC. SURETEMP PLUS 690 |  |  | EMERGENCY ROOM |  |  |  | 11/02/2019 |  |  |  |  | NO | NO |  |  |  |  | WELCH ALLYN, INC. 30142878 09300375 |  |  | Disposition |  |  |  | Equipment | PAAR:00-PVAR | 11/02/2019 | 11/02/2019 | COOPER UNIVERSITY HOSPITAL |  |  | PEDS ER |  | KAREN GRUBER |  |  |  | 11/02/2019 | 11/02/2019 |  |  |  |  | 11/02/2019 | 11/02/2019
|  | WELCH ALLYN, INC. | WELCH ALLYN, INC. SURETEMP PLUS 690 |  |  | 6017 MAIN ST-PLASTICS |  |  | excluded | 06/01/2013 |  |  |  |  | NO | NO |  |  |  |  | WELCH ALLYN, INC. 10345849 13031850 |  |  | Active |  | 99:99:99:99:99:99 |  | Equipment | PAAR:00-PVAR | 11/02/2019 |  | COOPER AMBULATORY OFF-SITES |  |  | EXAM ROOM 10 |  | ANNE MAIER
|  | WELCH ALLYN, INC. | WELCH ALLYN, INC. SURETEMP PLUS 690 |  |  | 6017 MAIN ST-PLASTICS |  |  | excluded | 01/01/2013 |  |  |  |  | NO | NO |  |  |  |  | WELCH ALLYN, INC. 10345814 13031847 |  |  | Active |  | 99:99:99:99:99:99 |  | Equipment | PAAR:00-PVAR | 11/02/2019 |  | COOPER AMBULATORY OFF-SITES |  |  | EXAM ROOM 3 |  | ANNE MAIER
|  | WELCH ALLYN, INC. | WELCH ALLYN, INC. SURETEMP PLUS 690 |  |  | 3 COOPER-PEDIATRICS |  |  | excluded | 10/02/2009 |  |  |  |  | NO | NO |  |  |  |  | WELCH ALLYN, INC. 10345699 08463615 |  |  | Active |  | 99:99:99:99:99:99 |  | Equipment | PAAR:00-PVAR | 11/02/2019 |  | COOPER AMBULATORY OFF-SITES |  |  | Suite 200 - Exam 27 | WOT00000003512161 | MAUREEN OBRIEN | Repair | Closed | Stephen Zubrzycki | 08/28/2019 | 08/28/2019 | low battery, not reading accurately | Verified issue was the batteries. Replaced dept supplied batteries and VPO | EXP3823737 | Labor | 08/28/2019 | 08/28/2019 | Stephen Zubrzycki
|  | WELCH ALLYN, INC. | WELCH ALLYN, INC. SURETEMP PLUS 690 |  |  | 3 COOPER-PEDIATRICS |  |  | excluded | 11/01/2011 |  |  |  |  | NO | NO |  |  |  |  | WELCH ALLYN, INC. 10345640 11415263 |  |  | Active |  | 99:99:99:99:99:99 |  | Equipment | PAAR:00-PVAR | 11/02/2019 |  | COOPER AMBULATORY OFF-SITES |  |  | Suite 200 - Exam 1 |  | MAUREEN OBRIEN
|  | WELCH ALLYN, INC. | WELCH ALLYN, INC. SURETEMP PLUS 690 |  |  | 3 COOPER-MULTISPECIALTY CENTER |  |  | excluded | 09/17/2014 |  |  |  |  | NO | NO |  |  |  |  | WELCH ALLYN, INC. 10345571 14270242 |  |  | Active |  | 99:99:99:99:99:99 |  | Equipment | PAAR:00-PVAR | 11/02/2019 |  | COOPER AMBULATORY OFF-SITES |  |  | SUITE 104 - MOVES |  | MARGIE OUTLER
|  | WELCH ALLYN, INC. | WELCH ALLYN, INC. SURETEMP PLUS 690 |  |  | 3 COOPER-GAMMA KNIFE |  |  | excluded | 09/06/2007 |  |  |  |  | NO | NO |  |  |  |  | WELCH ALLYN, INC. 10345510 07151510 |  |  | Active |  | 99:99:99:99:99:99 |  | Equipment | PAAR:00-PVAR | 11/02/2019 |  | COOPER AMBULATORY OFF-SITES |  |  | SUITE 180 - MOVES |  | ANNE BEXTON
|  | WELCH ALLYN, INC. | WELCH ALLYN, INC. SURETEMP PLUS 690 |  |  | 3 COOPER-GAMMA KNIFE |  |  | excluded | 09/06/2007 |  |  |  |  | NO | NO |  |  |  |  | WELCH ALLYN, INC. 10345507 07151505 |  |  | Active |  | 99:99:99:99:99:99 |  | Equipment | PAAR:00-PVAR | 11/02/2019 |  | COOPER AMBULATORY OFF-SITES |  |  | SUITE 180 - MOVES |  | ANNE BEXTON
|  | WELCH ALLYN, INC. | WELCH ALLYN, INC. SURETEMP PLUS 690 |  |  | MT. LAUREL-PULMONARY |  |  | excluded | 01/01/1900 |  |  |  |  | NO | NO |  |  |  |  | WELCH ALLYN, INC. 10345398 07258627 |  |  | Active |  | 99:99:99:99:99:99 |  | Equipment | PAAR:00-PVAR | 11/02/2019 |  | COOPER AMBULATORY OFF-SITES |  |  | Suite 101 - Nurses Station |  | KATHY LOFLAND
|  | WELCH ALLYN, INC. | WELCH ALLYN, INC. SURETEMP PLUS 690 |  |  | VOORHEES PEDIATRICS |  |  | excluded | 04/10/2013 |  |  |  |  | NO | NO |  |  |  |  | WELCH ALLYN, INC. 10345339 09330008 |  |  | Active |  | 99:99:99:99:99:99 |  | Equipment | PAAR:00-PVAR | 11/02/2019 |  | COOPER AMBULATORY OFF-SITES |  |  | B6 |  | MAUREEN OBRIEN
|  | WELCH ALLYN, INC. | WELCH ALLYN, INC. SURETEMP PLUS 690 |  |  | 6017 MAIN ST-PLASTICS |  |  | excluded | 06/01/2013 |  |  |  |  | NO | NO |  |  |  |  | WELCH ALLYN, INC. 10345323 13050086 |  |  | Active |  | 99:99:99:99:99:99 |  | Equipment | PAAR:00-PVAR | 11/02/2019 |  | COOPER AMBULATORY OFF-SITES |  |  | Exam 8 |  | ANNE MAIER
|  | WELCH ALLYN, INC. | WELCH ALLYN, INC. SURETEMP PLUS 690 |  |  | 6017 MAIN ST-PLASTICS |  |  | excluded | 06/01/2013 |  |  |  |  | NO | NO |  |  |  |  | WELCH ALLYN, INC. 10345316 13050069 |  |  | Active |  | 99:99:99:99:99:99 |  | Equipment | PAAR:00-PVAR | 11/02/2019 |  | COOPER AMBULATORY OFF-SITES |  |  | EXAM 6 |  | ANNE MAIER
|  | WELCH ALLYN, INC. | WELCH ALLYN, INC. SURETEMP PLUS 690 |  |  | 6017 MAIN ST-PLASTICS |  |  | excluded | 06/01/2013 |  |  |  |  | NO | NO |  |  |  |  | WELCH ALLYN, INC. 10345309 13050066 |  |  | Active |  | 99:99:99:99:99:99 |  | Equipment | PAAR:00-PVAR | 11/01/2019 |  | COOPER AMBULATORY OFF-SITES |  |  | Exam 7 |  | ANNE MAIER
|  | WELCH ALLYN, INC. | WELCH ALLYN, INC. SURETEMP PLUS 690 |  |  | 6017 MAIN ST-PLASTICS |  |  | excluded | 06/01/2013 |  |  |  |  | NO | NO |  |  |  |  | WELCH ALLYN, INC. 10345301 13031848 |  |  | Active |  | 99:99:99:99:99:99 |  | Equipment | PAAR:00-PVAR | 11/01/2019 |  | COOPER AMBULATORY OFF-SITES |  |  | EXAM 5 |  | ANNE MAIER
|  | WELCH ALLYN, INC. | WELCH ALLYN, INC. SURETEMP PLUS 690 |  |  | 6017 MAIN ST-BARIATRIC |  |  | excluded | 12/10/2014 |  |  |  |  | NO | NO |  |  |  |  | WELCH ALLYN, INC. 10345288 14130936 |  |  | Active |  | 99:99:99:99:99:99 |  | Equipment | PAAR:00-PVAR | 11/02/2019 |  | COOPER AMBULATORY OFF-SITES |  |  | NURSES' STATION |  | CHRISTINE CASTAGNA
|  | WELCH ALLYN, INC. | WELCH ALLYN, INC. SURETEMP PLUS 690 |  |  | 6017 MAIN ST-BARIATRIC |  |  | excluded | 12/10/2014 |  |  |  |  | NO | NO |  |  |  |  | WELCH ALLYN, INC. 10345287 14130938 |  |  | Active |  | 99:99:99:99:99:99 |  | Equipment | PAAR:00-PVAR | 11/02/2019 |  | COOPER AMBULATORY OFF-SITES |  |  | NURSES' STATION |  | CHRISTINE CASTAGNA
|  | WELCH ALLYN, INC. | WELCH ALLYN, INC. SURETEMP PLUS 690 |  |  | VOORHEES INTERNAL MEDICINE |  |  | excluded | 04/30/2009 |  |  |  |  | NO | NO |  |  |  |  | WELCH ALLYN, INC. 10345268 07353861 |  |  | Active |  | 99:99:99:99:99:99 |  | Equipment | PAAR:00-PVAR | 11/01/2019 |  | COOPER AMBULATORY OFF-SITES |  |  | NURSES STATION |  | JENNY BETLER
|  | WELCH ALLYN, INC. | WELCH ALLYN, INC. SURETEMP PLUS 690 |  |  | VOORHEES INTERNAL MEDICINE |  |  | excluded | 01/01/1900 |  |  |  |  | NO | NO |  |  |  |  | WELCH ALLYN, INC. 10345267 13452907 |  |  | Active |  | 99:99:99:99:99:99 |  | Equipment | PAAR:00-PVAR | 11/02/2019 |  | COOPER AMBULATORY OFF-SITES |  |  | NURSES STATION |  | JENNY BETLER
|  | WELCH ALLYN, INC. | WELCH ALLYN, INC. SURETEMP PLUS 690 |  |  | PEDIATRIC INTENSIVE CARE UNIT |  |  | excluded | 11/02/2019 |  |  |  |  | NO | NO |  |  |  |  | WELCH ALLYN, INC. 30142816 11420919 |  |  | Active |  | 99:99:99:99:99:99 |  | Equipment | PAAR:00-PVAR | 11/02/2019 | 11/02/2019 | COOPER UNIVERSITY HOSPITAL |  |  | Peds 7 nurse station |  | Susan Cannon |  |  |  | 11/02/2019 | 11/02/2019 |  |  |  |  | 11/02/2019 | 11/02/2019
|  | WELCH ALLYN, INC. | WELCH ALLYN, INC. SURETEMP PLUS 690 |  |  | PEDIATRIC INTENSIVE CARE UNIT |  |  | excluded | 11/02/2019 |  |  |  |  | NO | NO |  |  |  |  | WELCH ALLYN, INC. 30142814 11420915 |  |  | Active |  | 99:99:99:99:99:99 |  | Equipment | PAAR:00-PVAR | 11/02/2019 | 11/02/2019 | COOPER UNIVERSITY HOSPITAL |  |  | PICU | WOT00000000508485 | Susan Cannon | Disposition | Closed | Gene Amodei | 11/02/2019 | 11/02/2019 | Bulk Disposition CNL |  |  |  | 11/02/2019 | 11/02/2019
|  | WELCH ALLYN, INC. | WELCH ALLYN, INC. SURETEMP PLUS 690 |  |  | PEDIATRIC INTENSIVE CARE UNIT |  |  | excluded | 11/02/2019 |  |  |  |  | NO | NO |  |  |  |  | WELCH ALLYN, INC. 30142813 11420912 |  |  | Active |  | 99:99:99:99:99:99 |  | Equipment | PAAR:00-PVAR | 11/02/2019 | 11/02/2019 | COOPER UNIVERSITY HOSPITAL |  |  | 6N |  | Susan Cannon |  |  |  | 11/02/2019 | 11/02/2019 |  |  |  |  | 11/02/2019 | 11/02/2019
|  | WELCH ALLYN, INC. | WELCH ALLYN, INC. SURETEMP PLUS 690 |  |  | TSDU - KELEMEN S7 |  |  | excluded | 11/01/2019 |  |  |  |  | NO | NO |  |  |  |  | WELCH ALLYN, INC. 30142773 14072260 |  |  | Active |  | 99:99:99:99:99:99 |  | Equipment | PAAR:00-PVAR | 11/01/2019 | 11/01/2019 | COOPER UNIVERSITY HOSPITAL |  |  | 7n |  | JEN VANDER HORN |  |  |  | 11/01/2019 | 11/01/2019 |  |  |  |  | 11/01/2019 | 11/01/2019
|  | WELCH ALLYN, INC. | WELCH ALLYN, INC. SURETEMP PLUS 690 |  |  | KELEMEN 8 PCU |  |  | excluded | 11/02/2019 |  |  |  |  | NO | NO |  |  |  |  | WELCH ALLYN, INC. 30142757 12340978 |  |  | Active |  | 99:99:99:99:99:99 |  | Equipment | PAAR:00-PVAR | 11/02/2019 | 11/02/2019 | COOPER UNIVERSITY HOSPITAL |  |  | PCU | WOT00000000509221 | BYRON WELLS | Disposition | Closed | Michael Youch | 11/02/2019 | 11/02/2019 | Bulk Disposition CNL |  |  |  | 11/02/2019 | 11/02/2019
|  | WELCH ALLYN, INC. | WELCH ALLYN, INC. SURETEMP PLUS 690 |  |  | BUNKER HILL-PEDIATRICS |  |  | excluded | 10/31/2019 |  |  |  |  | NO | NO |  |  |  |  | WELCH ALLYN, INC. 30142172 15520626 |  |  | Active |  | 99:99:99:99:99:99 |  | Equipment | PAAR:00-PVAR | 10/31/2019 | 10/31/2019 | COOPER AMBULATORY OFF-SITES |  |  | PEDS ROOM 1 |  | MAUREEN OBRIEN |  |  |  | 10/31/2019 | 10/31/2019 |  |  |  |  | 10/31/2019 | 10/31/2019
|  | WELCH ALLYN, INC. | WELCH ALLYN, INC. SURETEMP PLUS 690 |  |  | BUNKER HILL-PEDIATRICS |  |  | excluded | 10/31/2019 |  |  |  |  | NO | NO |  |  |  |  | WELCH ALLYN, INC. 30142170 15520496 |  |  | Active |  | 99:99:99:99:99:99 |  | Equipment | PAAR:00-PVAR | 10/31/2019 | 10/31/2019 | COOPER AMBULATORY OFF-SITES |  |  | PEDS ROOM 3 |  | MAUREEN OBRIEN |  |  |  | 10/31/2019 | 10/31/2019 |  |  |  |  | 10/31/2019 | 10/31/2019
|  | WELCH ALLYN, INC. | WELCH ALLYN, INC. SURETEMP PLUS 690 |  |  | BUNKER HILL-PEDIATRICS |  |  | excluded | 10/31/2019 |  |  |  |  | NO | NO |  |  |  |  | WELCH ALLYN, INC. 30142168 15520486 |  |  | Active |  | 99:99:99:99:99:99 |  | Equipment | PAAR:00-PVAR | 10/31/2019 | 10/31/2019 | COOPER AMBULATORY OFF-SITES |  |  | PEDS ROOM 2 |  | MAUREEN OBRIEN |  |  |  | 10/31/2019 | 10/31/2019 |  |  |  |  | 10/31/2019 | 10/31/2019
|  | WELCH ALLYN, INC. | WELCH ALLYN, INC. SURETEMP PLUS 690 |  |  | BUNKER HILL-OB/GYN |  |  | excluded | 10/31/2019 |  |  |  |  | NO | NO |  |  |  |  | WELCH ALLYN, INC. 30142166 15292988 |  |  | Active |  | 99:99:99:99:99:99 |  | Equipment | PAAR:00-PVAR | 10/31/2019 | 10/31/2019 | COOPER AMBULATORY OFF-SITES |  |  | OB 6 |  | LISA POTTS |  |  |  | 10/31/2019 | 10/31/2019 |  |  |  |  | 10/31/2019 | 10/31/2019
|  | WELCH ALLYN, INC. | WELCH ALLYN, INC. SURETEMP PLUS 690 |  |  | BUNKER HILL-OB/GYN |  |  | excluded | 10/31/2019 |  |  |  |  | NO | NO |  |  |  |  | WELCH ALLYN, INC. 30142165 15293003 |  |  | Active |  | 99:99:99:99:99:99 |  | Equipment | PAAR:00-PVAR | 10/31/2019 | 10/31/2019 | COOPER AMBULATORY OFF-SITES |  |  | OB 5 |  | LISA POTTS |  |  |  | 10/31/2019 | 10/31/2019 |  |  |  |  | 10/31/2019 | 10/31/2019
|  | WELCH ALLYN, INC. | WELCH ALLYN, INC. SURETEMP PLUS 690 |  |  | BUNKER HILL-OB/GYN |  |  | excluded | 10/31/2019 |  |  |  |  | NO | NO |  |  |  |  | WELCH ALLYN, INC. 30142164 15292999 |  |  | Active |  | 99:99:99:99:99:99 |  | Equipment | PAAR:00-PVAR | 10/31/2019 | 10/31/2019 | COOPER AMBULATORY OFF-SITES |  |  | OB 4 |  | LISA POTTS |  |  |  | 10/31/2019 | 10/31/2019 |  |  |  |  | 10/31/2019 | 10/31/2019
|  | WELCH ALLYN, INC. | WELCH ALLYN, INC. SURETEMP PLUS 690 |  |  | BUNKER HILL-OB/GYN |  |  | excluded | 10/31/2019 |  |  |  |  | NO | NO |  |  |  |  | WELCH ALLYN, INC. 30142163 15292986 |  |  | Active |  | 99:99:99:99:99:99 |  | Equipment | PAAR:00-PVAR | 10/31/2019 | 10/31/2019 | COOPER AMBULATORY OFF-SITES |  |  | OB 1 |  | LISA POTTS |  |  |  | 10/31/2019 | 10/31/2019 |  |  |  |  | 10/31/2019 | 10/31/2019
|  | WELCH ALLYN, INC. | WELCH ALLYN, INC. SURETEMP PLUS 690 |  |  | BUNKER HILL-OB/GYN |  |  | excluded | 10/31/2019 |  |  |  |  | NO | NO |  |  |  |  | WELCH ALLYN, INC. 30142162 15282059 |  |  | Active |  | 99:99:99:99:99:99 |  | Equipment | PAAR:00-PVAR | 10/31/2019 | 10/31/2019 | COOPER AMBULATORY OFF-SITES |  |  | OB 7 |  | LISA POTTS |  |  |  | 10/31/2019 | 10/31/2019 |  |  |  |  | 10/31/2019 | 10/31/2019
|  | WELCH ALLYN, INC. | WELCH ALLYN, INC. SURETEMP PLUS 690 |  |  | BUNKER HILL-OB/GYN |  |  | excluded | 10/31/2019 |  |  |  |  | NO | NO |  |  |  |  | WELCH ALLYN, INC. 30142160 15300010 |  |  | Active |  | 99:99:99:99:99:99 |  | Equipment | PAAR:00-PVAR | 10/31/2019 | 10/31/2019 | COOPER AMBULATORY OFF-SITES |  |  | OB 3 |  | LISA POTTS |  |  |  | 10/31/2019 | 10/31/2019 |  |  |  |  | 10/31/2019 | 10/31/2019
|  | WELCH ALLYN, INC. | WELCH ALLYN, INC. SURETEMP PLUS 690 |  |  | BUNKER HILL-OB/GYN |  |  | excluded | 10/31/2019 |  |  |  |  | NO | NO |  |  |  |  | WELCH ALLYN, INC. 30142161 15281336 |  |  | Active |  | 99:99:99:99:99:99 |  | Equipment | PAAR:00-PVAR | 10/31/2019 | 10/31/2019 | COOPER AMBULATORY OFF-SITES |  |  | OB 2 |  | LISA POTTS |  |  |  | 10/31/2019 | 10/31/2019 |  |  |  |  | 10/31/2019 | 10/31/2019
|  | WELCH ALLYN, INC. | WELCH ALLYN, INC. SURETEMP PLUS 690 |  |  | VOORHEES RHEUMATOLOGY |  |  | excluded | 04/01/2001 |  |  |  |  | NO | NO |  |  |  |  | WELCH ALLYN, INC. 10344983 05036197 |  |  | Active |  | 99:99:99:99:99:99 |  | Equipment | PAAR:00-PVAR | 11/02/2019 |  | COOPER AMBULATORY OFF-SITES |  |  | bdlg 2 suite 203 NURSE STAT |  | GILA DAVIS
|  | WELCH ALLYN, INC. | WELCH ALLYN, INC. SURETEMP PLUS 690 |  |  | VOORHEES RHEUMATOLOGY |  |  | excluded | 05/05/2015 |  |  |  |  | NO | NO |  |  |  |  | WELCH ALLYN, INC. 10344981 15092843 |  |  | Active |  | 99:99:99:99:99:99 |  | Equipment | PAAR:00-PVAR | 11/02/2019 |  | COOPER AMBULATORY OFF-SITES |  |  | bdlg 2 suite 203 NURSE STAT |  | GILA DAVIS
|  | WELCH ALLYN, INC. | WELCH ALLYN, INC. SURETEMP PLUS 690 |  |  | VOORHEES SURGERY CENTER-HEM/ONC |  |  | excluded | 07/21/2010 |  |  |  |  | NO | NO |  |  |  |  | WELCH ALLYN, INC. 10344926 10210471 |  |  | Active |  | 99:99:99:99:99:99 |  | Equipment | PAAR:00-PVAR | 11/02/2019 |  | COOPER AMBULATORY OFF-SITES |  |  | SUITE M INFUSION CTR | 0011794590 | MEGAN MCCAFFERTY | Repair | Closed | Kirk Lis | 06/26/2017 | 07/06/2017 | THERMOMETER - GETTING ERROR E5.0 - INFUSION CENTER BUILDING 1 SUITE M | 6/27/2017 4:16:43 PM KALIS (KALIS 6/27/2017 12:00 AM) ANALYZED UNIT. PROBE IS BAD HAVING BONNIE ORDER PROBE FOR DEPT. 6/28/2017 9:25:40 AM KALIS (KALIS 6/28/2017 12:00 AM) RESEARCHED PART# SET UP OREDERING WITH DEPT. COST CENTER # WITH BONNIE 7/3/2017 3:09:48 PM KALIS (KALIS 7/3/2017 12:00 AM) INSTALLED NEW ORAL PROBE AND TESTED 7/6/2017 9:13:46 AM KALIS (KALIS 7/5/2017 12:00 AM) RETURNED UNIT TO SERVICE (KALIS 7/6/2017 12:00 AM) DOCUMENTATION | 586CC1F6-4349-41D6-A2B5-2C18A9125945 | Labor | 07/06/2017 | 07/06/2017 | Kirk Lis
|  | WELCH ALLYN, INC. | WELCH ALLYN, INC. SURETEMP PLUS 690 |  |  | VOORHEES SURGERY CENTER-HEM/ONC |  |  | excluded | 07/21/2010 |  |  |  |  | NO | NO |  |  |  |  | WELCH ALLYN, INC. 10344928 10210475 |  |  | Active |  | 99:99:99:99:99:99 |  | Equipment | PAAR:00-PVAR | 11/02/2019 |  | COOPER AMBULATORY OFF-SITES |  |  | SUITE M INFUSION CTR |  | MEGAN MCCAFFERTY
|  | WELCH ALLYN, INC. | WELCH ALLYN, INC. SURETEMP PLUS 690 |  |  | HADDON HEIGHTS-FAMILY MEDICINE |  |  | excluded | 10/31/2019 |  |  |  |  | NO | NO |  |  |  |  | WELCH ALLYN, INC. 30142125 15382395 |  |  | Active |  | 99:99:99:99:99:99 |  | Equipment | PAAR:00-PVAR | 10/31/2019 | 10/31/2019 | COOPER AMBULATORY OFF-SITES |  |  | NURSE STATION |  | KELLIE STOUT |  |  |  | 10/31/2019 | 10/31/2019 |  |  |  |  | 10/31/2019 | 10/31/2019
|  | WELCH ALLYN, INC. | WELCH ALLYN, INC. SURETEMP PLUS 690 |  |  | GLOUCESTER-MEDICINE |  |  |  | 10/16/2019 |  |  |  |  | NO | NO |  |  |  |  | WELCH ALLYN, INC. 30142124 15452706 |  |  | Disposition |  |  |  | Equipment | PAAR:00-PVAR | 10/16/2019 | 10/16/2019 | COOPER AMBULATORY OFF-SITES |  |  | 430 S BROADWAY - CABINET |  | KELLIE STOUT |  |  |  | 10/16/2019 | 10/16/2019 |  |  |  |  | 10/16/2019 | 10/16/2019
|  | WELCH ALLYN, INC. | WELCH ALLYN, INC. SURETEMP PLUS 690 |  |  | CLEMENTON INTERNAL MEDICINE |  |  | excluded | 10/31/2019 |  |  |  |  | NO | NO |  |  |  |  | WELCH ALLYN, INC. 30142122 14371972 |  |  | Active |  | 99:99:99:99:99:99 |  | Equipment | PAAR:00-PVAR | 10/31/2019 | 10/31/2019 | COOPER AMBULATORY OFF-SITES |  |  |  |  | GLORIA CRUZ |  |  |  | 10/31/2019 | 10/31/2019 |  |  |  |  | 10/31/2019 | 10/31/2019
|  | WELCH ALLYN, INC. | WELCH ALLYN, INC. SURETEMP PLUS 690 |  |  | CLEMENTON INTERNAL MEDICINE |  |  | excluded | 10/31/2019 |  |  |  |  | NO | NO |  |  |  |  | WELCH ALLYN, INC. 30142121 14422987 |  |  | Active |  | 99:99:99:99:99:99 |  | Equipment | PAAR:00-PVAR | 10/31/2019 | 10/31/2019 | COOPER AMBULATORY OFF-SITES |  |  |  |  | GLORIA CRUZ |  |  |  | 10/31/2019 | 10/31/2019 |  |  |  |  | 10/31/2019 | 10/31/2019
|  | WELCH ALLYN, INC. | WELCH ALLYN, INC. SURETEMP PLUS 690 |  |  | CLEMENTON INTERNAL MEDICINE |  |  | excluded | 10/31/2019 |  |  |  |  | NO | NO |  |  |  |  | WELCH ALLYN, INC. 30142120 14410752 |  |  | Active |  | 99:99:99:99:99:99 |  | Equipment | PAAR:00-PVAR | 10/31/2019 | 10/31/2019 | COOPER AMBULATORY OFF-SITES |  |  |  |  | GLORIA CRUZ |  |  |  | 10/31/2019 | 10/31/2019 |  |  |  |  | 10/31/2019 | 10/31/2019
|  | WELCH ALLYN, INC. | WELCH ALLYN, INC. SURETEMP PLUS 690 |  |  | CLEMENTON INTERNAL MEDICINE |  |  | excluded | 10/31/2019 |  |  |  |  | NO | NO |  |  |  |  | WELCH ALLYN, INC. 30142119 14440243 |  |  | Active |  | 99:99:99:99:99:99 |  | Equipment | PAAR:00-PVAR | 10/31/2019 | 10/31/2019 | COOPER AMBULATORY OFF-SITES |  |  |  |  | GLORIA CRUZ |  |  |  | 10/31/2019 | 10/31/2019 |  |  |  |  | 10/31/2019 | 10/31/2019
|  | WELCH ALLYN, INC. | WELCH ALLYN, INC. SURETEMP PLUS 690 |  |  | VOORHEES SURGERY CENTER-HEM/ONC |  |  | excluded | 01/01/2001 |  |  |  |  | NO | NO |  |  |  |  | WELCH ALLYN, INC. 10344798 04217510 |  |  | Active |  | 99:99:99:99:99:99 |  | Equipment | PAAR:00-PVAR | 11/02/2019 |  | COOPER AMBULATORY OFF-SITES |  |  | HEM/ONC VOORHEES SUITE M |  | MEGAN MCCAFFERTY
|  | WELCH ALLYN, INC. | WELCH ALLYN, INC. SURETEMP PLUS 690 |  |  | VOORHEES SURGERY CENTER-HEM/ONC |  |  | excluded | 01/16/2009 |  |  |  |  | NO | NO |  |  |  |  | WELCH ALLYN, INC. 10344797 0846314 |  |  | Active |  | 99:99:99:99:99:99 |  | Equipment | PAAR:00-PVAR | 11/02/2019 |  | COOPER AMBULATORY OFF-SITES |  |  |  |  | MEGAN MCCAFFERTY
|  | WELCH ALLYN, INC. | WELCH ALLYN, INC. SURETEMP PLUS 690 |  |  | VOORHEES SURGERY CENTER-HEM/ONC |  |  | excluded | 05/17/2010 |  |  |  |  | NO | NO |  |  |  |  | WELCH ALLYN, INC. 10344760 10161168 |  |  | Active |  | 99:99:99:99:99:99 |  | Equipment | PAAR:00-PVAR | 11/02/2019 |  | COOPER AMBULATORY OFF-SITES |  |  | SUITE M HEM/ONC |  | MEGAN MCCAFFERTY
|  | WELCH ALLYN, INC. | WELCH ALLYN, INC. SURETEMP PLUS 690 |  |  | VOORHEES SURGERY CENTER-HEM/ONC |  |  | excluded | 01/01/2001 |  |  |  |  | NO | NO |  |  |  |  | WELCH ALLYN, INC. 10344755 12060330 |  |  | Active |  | 99:99:99:99:99:99 |  | Equipment | PAAR:00-PVAR | 11/01/2019 |  | COOPER AMBULATORY OFF-SITES |  |  | SUITE M | 0011661518 | MEGAN MCCAFFERTY | Repair | Closed | Kirk Lis | 05/24/2017 | 05/26/2017 | THERMOMETER - PIECE FELL OFF - VSC SUITE M MARYBETH'S DESK | 5/26/2017 10:17:40 AM KALIS (KALIS 5/25/2017 12:00 AM) TRAVEL TIME (KALIS 5/25/2017 12:00 AM) RESECURE BROKEN PIECE ON ORAL PROBE | 27F86555-C9FF-45CB-8881-BD15B5BAB853 | Labor | 05/25/2017 | 05/25/2017 | Kirk Lis
|  | WELCH ALLYN, INC. | WELCH ALLYN, INC. SURETEMP PLUS 690 |  |  | VOORHEES SURGERY CENTER-HEM/ONC |  |  | excluded | 05/17/2010 |  |  |  |  | NO | NO |  |  |  |  | WELCH ALLYN, INC. 10344756 10161161 |  |  | Active |  | 99:99:99:99:99:99 |  | Equipment | PAAR:00-PVAR | 11/02/2019 |  | COOPER AMBULATORY OFF-SITES |  |  | SUITE M HEM/ONC |  | MEGAN MCCAFFERTY
|  | WELCH ALLYN, INC. | WELCH ALLYN, INC. SURETEMP PLUS 690 |  |  | VOORHEES SURGERY CENTER-HEM/ONC |  |  | excluded | 01/01/2001 |  |  |  |  | NO | NO |  |  |  |  | WELCH ALLYN, INC. 10344758 06115041 |  |  | Active |  | 99:99:99:99:99:99 |  | Equipment | PAAR:00-PVAR | 11/02/2019 |  | COOPER AMBULATORY OFF-SITES |  |  | CANCER CENTER SUITE M |  | MEGAN MCCAFFERTY
|  | WELCH ALLYN, INC. | WELCH ALLYN, INC. SURETEMP PLUS 690 |  |  | SPECIAL TEST |  |  | excluded | 11/02/2019 |  |  |  |  | NO | NO |  |  |  |  | WELCH ALLYN, INC. 30142053 11450203 |  |  | Active |  | 99:99:99:99:99:99 |  | Equipment | PAAR:00-PVAR | 11/02/2019 | 11/02/2019 | COOPER UNIVERSITY HOSPITAL |  |  | PATIENT PREP |  | AMY HANNAN |  |  |  | 11/02/2019 | 11/02/2019 |  |  |  |  | 11/02/2019 | 11/02/2019
|  | WELCH ALLYN, INC. | WELCH ALLYN, INC. SURETEMP PLUS 690 |  |  | CARDIAC CATH LAB |  |  | excluded | 11/02/2019 |  |  |  |  | NO | NO |  |  |  |  | WELCH ALLYN, INC. 30142051 12254738 |  |  | Active |  | 99:99:99:99:99:99 |  | Equipment | PAAR:00-PVAR | 11/02/2019 | 11/02/2019 | COOPER UNIVERSITY HOSPITAL |  |  | CCL - Moves |  | LINDA BEAN |  |  |  | 11/02/2019 | 11/02/2019 |  |  |  |  | 11/02/2019 | 11/02/2019
|  | WELCH ALLYN, INC. | WELCH ALLYN, INC. SURETEMP PLUS 690 |  |  | CDU - CLINICAL DECISION UNIT-9 KELEMEN |  |  | excluded | 11/02/2019 |  |  |  |  | NO | NO |  |  |  |  | WELCH ALLYN, INC. 30142047 12340999 |  |  | Active |  | 99:99:99:99:99:99 |  | Equipment | PAAR:00-PVAR | 11/02/2019 | 11/02/2019 | COOPER UNIVERSITY HOSPITAL |  |  | kelemen 814 | WOT00000000509223 | KAREN GRUBER | Disposition | Closed | Richard Jolly | 11/02/2019 | 11/02/2019 | Bulk Disposition CNL |  |  |  | 11/02/2019 | 11/02/2019
|  | WELCH ALLYN, INC. | WELCH ALLYN, INC. SURETEMP PLUS 690 |  |  | CDU - CLINICAL DECISION UNIT-9 KELEMEN |  |  | excluded | 11/02/2019 |  |  |  |  | NO | NO |  |  |  |  | WELCH ALLYN, INC. 30142042 12173126 |  |  | Active |  | 99:99:99:99:99:99 |  | Equipment | PAAR:00-PVAR | 11/02/2019 | 11/02/2019 | COOPER UNIVERSITY HOSPITAL |  |  | 8 NORTH | WOT00000000509012 | KAREN GRUBER | Disposition | Closed | Richard Jolly | 11/02/2019 | 11/02/2019 | Bulk Disposition CNL |  |  |  | 11/02/2019 | 11/02/2019
|  | WELCH ALLYN, INC. | WELCH ALLYN, INC. SURETEMP PLUS 696 |  | (21)19011417 | COOPER BONE & JOINT- GLASSBORO |  |  | excluded | 10/31/2019 |  |  |  |  | NO | NO |  |  |  |  | WELCH ALLYN, INC. 11221856 (21)19011417 |  |  | Active |  |  |  | Equipment | PAAR:00-PVAR | 10/31/2019 | 10/31/2019 | COOPER AMBULATORY OFF-SITES |  |  | Cardio Partners | WOT00000002515816 | COURTNEY BUDD | Performance Verification | Closed | Josh Harris | 10/31/2019 | 10/31/2019 | Performance Verification for WELCH ALLYN, INC. 11221856 (21)19011417 | Initial Install of Performance Verification. Device is ready for patient use. |  |  | 10/31/2019 | 10/31/2019
|  | WELCH ALLYN, INC. | WELCH ALLYN, INC. SURETEMP PLUS 696 |  | (21)18491041 | COOPER BONE & JOINT- GLASSBORO |  |  | excluded | 10/31/2019 |  |  |  |  | NO | NO |  |  |  |  | WELCH ALLYN, INC. 11221852 (21)18491041 |  |  | Active |  |  |  | Equipment | PAAR:00-PVAR | 10/31/2019 | 10/31/2019 | COOPER AMBULATORY OFF-SITES |  |  | Cardio Partners | WOT00000002515813 | COURTNEY BUDD | Performance Verification | Closed | Josh Harris | 10/31/2019 | 10/31/2019 | Performance Verification for WELCH ALLYN, INC. 11221852 (21)18491041 | Initial Install of Performance Verification. Device is ready for patient use. |  |  | 10/31/2019 | 10/31/2019
|  | WELCH ALLYN, INC. | WELCH ALLYN, INC. SURETEMP PLUS 696 |  | (21)18472559 | COOPER BONE & JOINT- GLASSBORO |  |  | excluded | 10/31/2019 |  |  |  |  | NO | NO |  |  |  |  | WELCH ALLYN, INC. 11221850 (21)18472559 |  |  | Active |  |  |  | Equipment | PAAR:00-PVAR | 10/31/2019 | 10/31/2019 | COOPER AMBULATORY OFF-SITES |  |  | Cardio Partners | WOT00000002515811 | COURTNEY BUDD | Performance Verification | Closed | Josh Harris | 10/31/2019 | 10/31/2019 | Performance Verification for WELCH ALLYN, INC. 11221850 (21)18472559 | Initial Install of Performance Verification. Device is ready for patient use. |  |  | 10/31/2019 | 10/31/2019
|  | WELCH ALLYN, INC. | WELCH ALLYN, INC. SURETEMP PLUS 696 |  | (21)18472629 | COOPER BONE & JOINT- GLASSBORO |  |  | excluded | 10/31/2019 |  |  |  |  | NO | NO |  |  |  |  | WELCH ALLYN, INC. 11221847 (21)18472629 |  |  | Active |  |  |  | Equipment | PAAR:00-PVAR | 10/31/2019 | 10/31/2019 | COOPER AMBULATORY OFF-SITES |  |  | Cardio Partners | WOT00000002515809 | COURTNEY BUDD | Performance Verification | Closed | Josh Harris | 10/31/2019 | 10/31/2019 | Performance Verification for WELCH ALLYN, INC. 11221847 (21)18472629 | Initial Install of Performance Verification. Device is ready for patient use. |  |  | 10/31/2019 | 10/31/2019
|  | WELCH ALLYN, INC. | WELCH ALLYN, INC. SURETEMP PLUS 696 |  | 21 18285483 | EMERGENCY ROOM |  |  | excluded | 10/31/2019 |  |  |  |  | NO | NO |  |  |  |  | WELCH ALLYN, INC. 30286057 21 18285483 |  |  | Active |  | 99:99:99:99:99:99 |  | Equipment | PAAR:00-PVAR | 10/31/2019 | 10/31/2019 | COOPER UNIVERSITY HOSPITAL |  |  | Performance Verification | WOT00000001290205 | KAREN GRUBER | Performance Verification | Closed | Richard Jolly | 10/31/2019 | 10/31/2019 | Performance Verification for WELCH ALLYN, INC. 30286057 21 18285483 | Initial Install of Performance Verification. Device is ready for patient use. |  |  | 10/31/2019 | 10/31/2019
|  | WELCH ALLYN, INC. | WELCH ALLYN, INC. SURETEMP PLUS 696 |  | 21 1822751 | EMERGENCY ROOM |  |  | excluded | 10/31/2019 |  |  |  |  | NO | NO |  |  |  |  | WELCH ALLYN, INC. 30286056 21 1822751 |  |  | Active |  | 99:99:99:99:99:99 |  | Equipment | PAAR:00-PVAR | 10/31/2019 | 10/31/2019 | COOPER UNIVERSITY HOSPITAL |  |  | Performance Verification | WOT00000001290188 | KAREN GRUBER | Performance Verification | Closed | Richard Jolly | 10/31/2019 | 10/31/2019 | Performance Verification for WELCH ALLYN, INC. 30286056 21 1822751 | Initial Install of Performance Verification. Device is ready for patient use. |  |  | 10/31/2019 | 10/31/2019
|  | WELCH ALLYN, INC. | WELCH ALLYN, INC. SURETEMP PLUS 696 |  | 21 18227522 | EMERGENCY ROOM |  |  | excluded | 10/31/2019 |  |  |  |  | NO | NO |  |  |  |  | WELCH ALLYN, INC. 30286055 21 18227522 |  |  | Active |  | 99:99:99:99:99:99 |  | Equipment | PAAR:00-PVAR | 10/31/2019 | 10/31/2019 | COOPER UNIVERSITY HOSPITAL |  |  | Performance Verification | WOT00000001290165 | KAREN GRUBER | Performance Verification | Closed | Richard Jolly | 10/31/2019 | 10/31/2019 | Performance Verification for WELCH ALLYN, INC. 30286055 21 18227522 | Initial Install of Performance Verification. Device is ready for patient use. |  |  | 10/31/2019 | 10/31/2019
|  | WELCH ALLYN, INC. | WELCH ALLYN, INC. SURETEMP PLUS 696 |  | 21 18285487 | EMERGENCY ROOM |  |  | excluded | 10/31/2019 |  |  |  |  | NO | NO |  |  |  |  | WELCH ALLYN, INC. 30286054 21 18285487 |  |  | Active |  | 99:99:99:99:99:99 |  | Equipment | PAAR:00-PVAR | 10/31/2019 | 10/31/2019 | COOPER UNIVERSITY HOSPITAL |  |  | Performance Verification | WOT00000001289930 | KAREN GRUBER | Performance Verification | Closed | Josh Harris | 10/31/2019 | 10/31/2019 | CEID Record Completion for WELCH ALLYN, INC. 30286054 21 18285487 | Inventoried unit. | EXP3390382 | Labor | 10/31/2019 | 10/31/2019 | Josh Harris
|  | WELCH ALLYN, INC. | WELCH ALLYN, INC. TM262 AUTO TYMP |  |  | BUNKER HILL-PEDIATRICS |  |  |  | 01/18/2002 |  |  |  |  | NO | NO |  |  |  |  | WELCH ALLYN, INC. 10366776 63266 |  |  | Disposition |  | 99:99:99:99:99:99 |  | Equipment | 1Y:00-MFG | 11/13/2017 |  | COOPER AMBULATORY OFF-SITES |  |  | HALLWAY NXT EXAM 4 |  | MAUREEN OBRIEN
|  | WELCH ALLYN, INC. | WELCH ALLYN, INC. TM262 AUTO TYMP |  | AS075317 | BURLINGTON OUTPATIENT PEDIATRICS |  |  |  | 01/31/2008 |  |  |  |  | NO | NO |  |  |  |  | WELCH ALLYN, INC. 10346176 AS075317 |  |  | Disposition |  | 99:99:99:99:99:99 |  | Equipment | 1Y:00-MFG | 08/03/2018 | 08/01/2020 | COOPER AMBULATORY OFF-SITES |  |  | hearing room |  | CHARMAINE RHETT
|  | WELCH ALLYN, INC. | WELCH ALLYN, INC. VIDEOPATH |  | Not Known | EMERGENCY ROOM |  |  |  | 01/01/1900 |  |  |  |  | NO | NO |  |  |  |  | WELCH ALLYN, INC. 10368163 Not Known |  |  | Active |  | 99:99:99:99:99:99 |  | Equipment | PAAR:00-PVAR | 11/02/2019 |  | COOPER UNIVERSITY HOSPITAL |  |  | IDF RM | WOT00000000531513 | KAREN GRUBER | Disposition | Closed | Richard Jolly | 02/08/2018 | 05/16/2019 | Bulk Disposition CNL
|  | WELCH ALLYN, INC. | WELCH ALLYN, INC. VIDEOPATH COLPOSCOPE 88100 |  | 881-009 | 3 COOPER-WOMENS CARE CENTER |  |  |  | 01/01/1900 |  |  |  |  | NO | NO |  |  |  |  | WELCH ALLYN, INC. 10346898 881-009 |  |  | Disposition |  |  |  | Equipment | PAAR:00-PVAR | 11/02/2019 |  | COOPER AMBULATORY OFF-SITES |  |  | DISPOSITION |  | BONNIE MANNINO
|  | WELCH ALLYN, INC. | WELCH ALLYN, INC. VIDEOPATH COLPOSCOPE 88100 |  | 8810-10 | 3 COOPER-WOMENS CARE CENTER |  |  |  | 01/01/1900 |  |  |  |  | NO | NO |  |  |  |  | WELCH ALLYN, INC. 10346899 8810-10 |  |  | Disposition |  |  |  | Equipment | PAAR:00-PVAR | 11/02/2019 |  | COOPER AMBULATORY OFF-SITES |  |  | DISPOSITION |  | BONNIE MANNINO
|  | WELCH ALLYN, INC. | WELCH ALLYN, INC. VISION SCREENER |  |  | BUNKER HILL-PEDIATRICS |  |  |  | 02/22/2016 |  |  |  |  | NO | NO |  |  |  |  | WELCH ALLYN, INC. 10480146 2118810 |  |  | Active |  | 99:99:99:99:99:99 |  | Equipment | PAAR:00-PVAR | 10/31/2019 |  | COOPER AMBULATORY OFF-SITES |  |  |  |  | MAUREEN OBRIEN
|  | WESCO | WESCO CXRII |  |  | LABOR & DELIVERY |  |  |  | 05/15/2016 |  |  |  |  | NO | NO |  |  |  |  | WESCO 10912 033818 |  |  | Disposition |  |  |  | Equipment | 1Y:00-MFG | 05/15/2016 | 05/15/2016 | COOPER UNIVERSITY HOSPITAL |  |  |  |  | JOANNA HORST |  |  |  | 05/15/2016 | 05/15/2016 |  |  |  |  | 05/15/2016 | 05/15/2016
|  | WETZLAR | WETZLAR ULTRALUX 75394 |  |  | WOODSTOWN - CARDIOLOGY |  |  |  | 01/01/1900 |  |  |  |  | NO | NO |  |  |  |  | WETZLAR 10366966 75394 |  |  | Disposition |  |  |  | Equipment | 1Y:00-MFG | 07/13/2016 | 07/01/2020 | COOPER AMBULATORY OFF-SITES |  |  | NOT BROUGHT FROM ELMER |  | SUSAN WHITZELL
|  | WHITEHALL MANUFACTURING | WHITEHALL MANUFACTURING EBW-2 |  |  | BUNKER HILL-OB/GYN |  |  | excluded | 10/27/2014 |  |  |  |  | NO | NO |  |  |  |  | WHITEHALL MANUFACTURING 10366991 113031 |  |  | Active |  | 99:99:99:99:99:99 |  | Equipment | PAAR:00-PVAR | 11/02/2019 |  | COOPER AMBULATORY OFF-SITES |  |  | Exam 8 |  | LISA POTTS
|  | WHITEHALL MANUFACTURING | WHITEHALL MANUFACTURING EBW-2 |  |  | HEART INSTITUTE |  |  | excluded | 01/01/1900 |  |  |  |  | NO | NO |  |  |  |  | WHITEHALL MANUFACTURING 10366785 93574 |  |  | Active |  | 99:99:99:99:99:99 |  | Equipment | PAAR:00-PVAR | 11/02/2019 |  | COOPER AMBULATORY OFF-SITES |  |  | EXAM 1 |  | KATHRYN COMO
|  | WHITEHALL MANUFACTURING | WHITEHALL MANUFACTURING EBW-2 |  |  | VOORHEES CARDIOLOGY |  |  | excluded | 01/01/2014 |  |  |  |  | NO | NO |  |  |  |  | WHITEHALL MANUFACTURING 10345368 93572 |  |  | Active |  | 99:99:99:99:99:99 |  | Equipment | PAAR:00-PVAR | 11/02/2019 |  | COOPER AMBULATORY OFF-SITES |  |  | Rm C2216 |  | KATHY COMO
|  | WHITEHALL MANUFACTURING | WHITEHALL MANUFACTURING EBW-2 |  |  | VOORHEES CARDIOLOGY SUITE 102 |  |  | excluded | 01/01/2001 |  |  |  |  | NO | NO |  |  |  |  | WHITEHALL MANUFACTURING 10345358 113080 |  |  | Active |  | 99:99:99:99:99:99 |  | Equipment | PAAR:00-PVAR | 11/02/2019 |  | COOPER AMBULATORY OFF-SITES |  |  | VASCULAR LAB |  | MICHELE MOLINARI
|  | WHITEHALL MANUFACTURING | WHITEHALL MANUFACTURING EBW-3 |  |  | ANTERPARTUM-INVITRO FERT |  |  |  | 10/16/2019 |  |  |  |  | NO | NO |  |  |  |  | WHITEHALL MANUFACTURING 22127 93381 |  |  | Disposition |  |  |  | Equipment | PAAR:00-PVAR | 10/16/2019 | 10/16/2019 | COOPER UNIVERSITY HOSPITAL |  |  | 6 DORRANCE |  | GRACE SVEINBZORNSSON |  |  |  | 10/16/2019 | 10/16/2019 |  |  |  |  | 10/16/2019 | 10/16/2019
|  | WHITEHALL MANUFACTURING | WHITEHALL MANUFACTURING FOUR BOTTLE WARMER EBW-4 |  |  | PHYSICAL THERAPY |  |  |  | 10/01/2003 |  |  |  |  | NO | NO |  |  |  |  | WHITEHALL MANUFACTURING 07753 8017 |  |  | Disposition |  |  |  | Equipment | PAAR:00-PVAR | 10/16/2019 |  | COOPER UNIVERSITY HOSPITAL |  |  | PT - Cherry Hill |  | JOSEPHINE HONG
|  | WILD HEERBRUGG | WILD HEERBRUGG MTR-29 |  |  | OPERATING ROOM - PAVILION |  |  |  | 03/17/2001 |  |  |  |  | NO | NO |  |  |  |  | WILD HEERBRUGG 10346657 73997 |  |  | Disposition |  | 99:99:99:99:99:99 |  | Equipment | PAAR:00-PVAR | 11/02/2019 |  | COOPER UNIVERSITY HOSPITAL |  |  | OR STORAGE AREA | 0011173908 | DOMINIC VENDETTA | Repair | Closed | Salvatore Bombara | 02/03/2017 | 02/03/2017 | MICROSCOPE - BLACK DOT IN THE VISION CENTER - 3RD FL OR RM K4 | 2/3/2017 10:33:29 AM SXBOMBARA (SXBOMBARA 2/3/2017 12:00 AM) WORKED WITH JOANNE. CLEANED LENS. TESTED AND PASSED FULL FUNCTIONAL CHECK | AF6E6101-CFAC-4166-A759-B20162E44DB2 | Labor | 02/02/2017 | 02/02/2017 | Salvatore Bombara
|  | WOLF MEDICAL INSTRUMENTS CORP. | WOLF MEDICAL INSTRUMENTS CORP. 04002U |  | Not Known | 3 COOPER-MULTISPECIALTY CENTER |  |  | excluded | 01/01/1900 |  |  |  |  | NO | NO |  |  |  |  | WOLF MEDICAL INSTRUMENTS CORP. 10345560 Not Known |  |  | Active |  | 99:99:99:99:99:99 |  | Equipment | PAAR:00-PVAR | 11/01/2019 |  | COOPER AMBULATORY OFF-SITES |  |  | SUITE 104 - EXAM 151 |  | MARGIE OUTLER
|  | WOLF MEDICAL INSTRUMENTS CORP. | WOLF MEDICAL INSTRUMENTS CORP. MG-7 |  | Not Known | BUNKER HILL-INTERNAL MEDICINE |  |  | excluded | 01/01/1900 |  |  |  |  | NO | NO |  |  |  |  | WOLF MEDICAL INSTRUMENTS CORP. 10366762 Not Known |  |  | Active |  | 99:99:99:99:99:99 |  | Equipment | PAAR:00-PVAR | 11/02/2019 |  | COOPER AMBULATORY OFF-SITES |  |  | DOCTORS OFFICE NXT EXAM1 |  | SUSAN BABCOCK
|  | WOLF MEDICAL INSTRUMENTS CORP. | WOLF MEDICAL INSTRUMENTS CORP. TRIMLINE |  | Not Known | WILLINGBORO COOPER UNIVERSITY PHYSICIANS |  |  | excluded | 01/01/1900 |  |  |  |  | NO | NO |  |  |  |  | WOLF MEDICAL INSTRUMENTS CORP. 10367127 Not Known |  |  | Active |  | 99:99:99:99:99:99 |  | Equipment | PAAR:00-PVAR | 11/02/2019 |  | COOPER AMBULATORY OFF-SITES |  |  | INT MED PROCEDURE RM 3 |  | PATTY LEWIS
|  | WOLF MEDICAL INSTRUMENTS CORP. | WOLF MEDICAL INSTRUMENTS CORP. TRIMLINE |  | Not Known | WILLINGBORO COOPER UNIVERSITY PHYSICIANS |  |  | excluded | 01/01/1900 |  |  |  |  | NO | NO |  |  |  |  | WOLF MEDICAL INSTRUMENTS CORP. 10367116 Not Known |  |  | Active |  | 99:99:99:99:99:99 |  | Equipment | PAAR:00-PVAR | 11/02/2019 |  | COOPER AMBULATORY OFF-SITES |  |  | INT MED PROCEDURE RM 2 |  | PATTY LEWIS
|  | WOLF MEDICAL INSTRUMENTS CORP. | WOLF MEDICAL INSTRUMENTS CORP. TRIMLINE |  | Not Known | WILLINGBORO COOPER UNIVERSITY PHYSICIANS |  |  |  | 01/01/1900 |  |  |  |  | NO | NO |  |  |  |  | WOLF MEDICAL INSTRUMENTS CORP. 10367109 Not Known |  |  | Disposition |  |  |  | Equipment | PAAR:00-PVAR | 11/02/2019 |  | COOPER AMBULATORY OFF-SITES |  |  | DISPOSITION |  | PATTY LEWIS
|  | WOLF MEDICAL INSTRUMENTS CORP. | WOLF MEDICAL INSTRUMENTS CORP. TRIMLINE |  | Not Known | WILLINGBORO COOPER UNIVERSITY PHYSICIANS |  |  | excluded | 01/01/1900 |  |  |  |  | NO | NO |  |  |  |  | WOLF MEDICAL INSTRUMENTS CORP. 10367103 Not Known |  |  | Active |  | 99:99:99:99:99:99 |  | Equipment | PAAR:00-PVAR | 11/02/2019 |  | COOPER AMBULATORY OFF-SITES |  |  | INT MED RM 129 OFFICE |  | PATTY LEWIS
|  | WOLF MEDICAL INSTRUMENTS CORP. | WOLF MEDICAL INSTRUMENTS CORP. TRIMLINE |  | Not Known | VOORHEES ORTHOPEDICS |  |  | excluded | 01/01/1900 |  |  |  |  | NO | NO |  |  |  |  | WOLF MEDICAL INSTRUMENTS CORP. 10356924 Not Known |  |  | Active |  | 99:99:99:99:99:99 |  | Equipment | PAAR:00-PVAR | 11/02/2019 |  | COOPER AMBULATORY OFF-SITES |  |  | bdlg 2 suite 203 ROOM 8 |  | CAROL STRANTON
|  | WOLF MEDICAL INSTRUMENTS CORP. | WOLF MEDICAL INSTRUMENTS CORP. TRIMLINE |  | Not Known | VOORHEES ORTHOPEDICS |  |  | excluded | 01/01/1900 |  |  |  |  | NO | NO |  |  |  |  | WOLF MEDICAL INSTRUMENTS CORP. 10356923 Not Known |  |  | Active |  | 99:99:99:99:99:99 |  | Equipment | PAAR:00-PVAR | 11/02/2019 |  | COOPER AMBULATORY OFF-SITES |  |  | bdlg 2 suite 203 ROOM 1 |  | CAROL STRANTON
|  | WOLF MEDICAL INSTRUMENTS CORP. | WOLF MEDICAL INSTRUMENTS CORP. TRIMLINE |  |  | VOORHEES ORTHOPEDICS |  |  | excluded | 01/01/1900 |  |  |  |  | NO | NO |  |  |  |  | WOLF MEDICAL INSTRUMENTS CORP. 10356920 10356920 |  |  | Active |  | 99:99:99:99:99:99 |  | Equipment | PAAR:00-PVAR | 11/02/2019 |  | COOPER AMBULATORY OFF-SITES |  |  | bdlg 2 ORTHO PACS/DIC RM |  | CAROL STRANTON
|  | WOLF MEDICAL INSTRUMENTS CORP. | WOLF MEDICAL INSTRUMENTS CORP. TRIMLINE |  |  | VOORHEES ORTHOPEDICS |  |  | excluded | 01/01/1900 |  |  |  |  | NO | NO |  |  |  |  | WOLF MEDICAL INSTRUMENTS CORP. 10356915 10356915 |  |  | Active |  | 99:99:99:99:99:99 |  | Equipment | PAAR:00-PVAR | 11/02/2019 |  | COOPER AMBULATORY OFF-SITES |  |  | bdlg 2 suite 203 ROOM 4 |  | CAROL STRANTON
|  | WOLF MEDICAL INSTRUMENTS CORP. | WOLF MEDICAL INSTRUMENTS CORP. TRIMLINE |  | Not Known | VOORHEES ORTHOPEDICS |  |  | excluded | 01/01/1900 |  |  |  |  | NO | NO |  |  |  |  | WOLF MEDICAL INSTRUMENTS CORP. 10356909 Not Known |  |  | Active |  | 99:99:99:99:99:99 |  | Equipment | PAAR:00-PVAR | 11/02/2019 |  | COOPER AMBULATORY OFF-SITES |  |  | bdlg 2 suite 203 ROOM 6 |  | CAROL STRANTON
|  | WOLF MEDICAL INSTRUMENTS CORP. | WOLF MEDICAL INSTRUMENTS CORP. TRIMLINE |  | Not Known | VOORHEES ORTHOPEDICS |  |  | excluded | 01/01/1900 |  |  |  |  | NO | NO |  |  |  |  | WOLF MEDICAL INSTRUMENTS CORP. 10356912 Not Known |  |  | Active |  | 99:99:99:99:99:99 |  | Equipment | PAAR:00-PVAR | 11/02/2019 |  | COOPER AMBULATORY OFF-SITES |  |  | bdlg 2 suite 203 ROOM 5 |  | CAROL STRANTON
|  | WOLF MEDICAL INSTRUMENTS CORP. | WOLF MEDICAL INSTRUMENTS CORP. TRIMLINE |  | NOT KNOWN | VOORHEES ORTHOPEDICS |  |  | excluded | 01/01/1900 |  |  |  |  | NO | NO |  |  |  |  | WOLF MEDICAL INSTRUMENTS CORP. 10356911 NOT KNOWN |  |  | Active |  | 99:99:99:99:99:99 |  | Equipment | PAAR:00-PVAR | 11/02/2019 |  | COOPER AMBULATORY OFF-SITES |  |  | bdlg 2 suite 203 ROOM 2 |  | CAROL STRANTON
|  | WOLF MEDICAL INSTRUMENTS CORP. | WOLF MEDICAL INSTRUMENTS CORP. TRIMLINE |  | Not Known | VOORHEES ORTHOPEDICS |  |  | excluded | 01/01/1900 |  |  |  |  | NO | NO |  |  |  |  | WOLF MEDICAL INSTRUMENTS CORP. 10356910 Not Known |  |  | Active |  | 99:99:99:99:99:99 |  | Equipment | PAAR:00-PVAR | 11/02/2019 |  | COOPER AMBULATORY OFF-SITES |  |  | bdlg 2 suite 203 ROOM 3 |  | CAROL STRANTON
|  | WOLF MEDICAL INSTRUMENTS CORP. | WOLF MEDICAL INSTRUMENTS CORP. TRIMLINE |  | Not Known | VOORHEES ORTHOPEDICS |  |  | excluded | 01/01/1900 |  |  |  |  | NO | NO |  |  |  |  | WOLF MEDICAL INSTRUMENTS CORP. 10356908 Not Known |  |  | Active |  | 99:99:99:99:99:99 |  | Equipment | PAAR:00-PVAR | 11/02/2019 |  | COOPER AMBULATORY OFF-SITES |  |  | bdlg 2 suite 203 ROOM 7 |  | CAROL STRANTON
|  | WOLF MEDICAL INSTRUMENTS CORP. | WOLF MEDICAL INSTRUMENTS CORP. TRIMLINE |  | Not Known | VOORHEES RHEUMATOLOGY |  |  | excluded | 01/01/1900 |  |  |  |  | NO | NO |  |  |  |  | WOLF MEDICAL INSTRUMENTS CORP. 10356866 Not Known |  |  | Active |  | 99:99:99:99:99:99 |  | Equipment | PAAR:00-PVAR | 11/02/2019 |  | COOPER AMBULATORY OFF-SITES |  |  | bdlg 2 suite 203 HALLWAY |  | GILA DAVIS
|  | WOLF MEDICAL INSTRUMENTS CORP. | WOLF MEDICAL INSTRUMENTS CORP. TRIMLINE |  | Not Known | 6017 MAIN ST-PLASTICS |  |  | excluded | 01/01/1900 |  |  |  |  | NO | NO |  |  |  |  | WOLF MEDICAL INSTRUMENTS CORP. 10345800 Not Known |  |  | Active |  | 99:99:99:99:99:99 |  | Equipment | PAAR:00-PVAR | 11/02/2019 |  | COOPER AMBULATORY OFF-SITES |  |  | PROCEDURE ROOM C |  | ANNE MAIER
|  | WOLF MEDICAL INSTRUMENTS CORP. | WOLF MEDICAL INSTRUMENTS CORP. TRIMLINE |  | Not Known | 6017 MAIN ST-PLASTICS |  |  | excluded | 01/01/1900 |  |  |  |  | NO | NO |  |  |  |  | WOLF MEDICAL INSTRUMENTS CORP. 10345790 Not Known |  |  | Active |  | 99:99:99:99:99:99 |  | Equipment | PAAR:00-PVAR | 11/02/2019 |  | COOPER AMBULATORY OFF-SITES |  |  | PROCEDURE ROOM D |  | ANNE MAIER
|  | WOLF MEDICAL INSTRUMENTS CORP. | WOLF MEDICAL INSTRUMENTS CORP. TRIMLINE |  | Not Known | 6017 MAIN ST-PLASTICS |  |  | excluded | 01/01/1900 |  |  |  |  | NO | NO |  |  |  |  | WOLF MEDICAL INSTRUMENTS CORP. 10345767 Not Known |  |  | Active |  | 99:99:99:99:99:99 |  | Equipment | PAAR:00-PVAR | 11/02/2019 |  | COOPER AMBULATORY OFF-SITES |  |  | ORAL SIDE PROC B |  | ANNE MAIER
|  | WOLF MEDICAL INSTRUMENTS CORP. | WOLF MEDICAL INSTRUMENTS CORP. TRIMLINE |  |  | 6017 MAIN ST-PLASTICS |  |  | excluded | 01/01/1900 |  |  |  |  | NO | NO |  |  |  |  | WOLF MEDICAL INSTRUMENTS CORP. 10345753 10345753 |  |  | Active |  | 99:99:99:99:99:99 |  | Equipment | PAAR:00-PVAR | 11/01/2019 |  | COOPER AMBULATORY OFF-SITES |  |  | ORAL SIDE PROC A |  | ANNE MAIER
|  | WOLF MEDICAL INSTRUMENTS CORP. | WOLF MEDICAL INSTRUMENTS CORP. TRIMLINE |  |  | 3 COOPER-MULTISPECIALTY CENTER |  |  | excluded | 01/01/1900 |  |  |  |  | NO | NO |  |  |  |  | WOLF MEDICAL INSTRUMENTS CORP. 10345596 10345596 |  |  | Active |  | 99:99:99:99:99:99 |  | Equipment | PAAR:00-PVAR | 11/02/2019 |  | COOPER AMBULATORY OFF-SITES |  |  | SUITE 104 - EXAM 161 |  | MARGIE OUTLER
|  | WOLF MEDICAL INSTRUMENTS CORP. | WOLF MEDICAL INSTRUMENTS CORP. TRIMLINE |  | Not Known | 3 COOPER-MULTISPECIALTY CENTER |  |  | excluded | 01/01/1900 |  |  |  |  | NO | NO |  |  |  |  | WOLF MEDICAL INSTRUMENTS CORP. 10345592 Not Known |  |  | Active |  | 99:99:99:99:99:99 |  | Equipment | PAAR:00-PVAR | 11/01/2019 |  | COOPER AMBULATORY OFF-SITES |  |  | SUITE 104 - EXAM 154 |  | MARGIE OUTLER
|  | WOLF MEDICAL INSTRUMENTS CORP. | WOLF MEDICAL INSTRUMENTS CORP. TRIMLINE |  | Not Known | 3 COOPER-MULTISPECIALTY CENTER |  |  | excluded | 01/01/1900 |  |  |  |  | NO | NO |  |  |  |  | WOLF MEDICAL INSTRUMENTS CORP. 10345568 Not Known |  |  | Active |  | 99:99:99:99:99:99 |  | Equipment | PAAR:00-PVAR | 11/02/2019 |  | COOPER AMBULATORY OFF-SITES |  |  | SUITE 104 - EXAM 155 |  | MARGIE OUTLER
|  | WOLF MEDICAL INSTRUMENTS CORP. | WOLF MEDICAL INSTRUMENTS CORP. TRIMLINE |  | Not Known | 3 COOPER-MULTISPECIALTY CENTER |  |  | excluded | 01/01/1900 |  |  |  |  | NO | NO |  |  |  |  | WOLF MEDICAL INSTRUMENTS CORP. 10345563 Not Known |  |  | Active |  | 99:99:99:99:99:99 |  | Equipment | PAAR:00-PVAR | 11/02/2019 |  | COOPER AMBULATORY OFF-SITES |  |  | SUITE 104 - EXAM 153 |  | MARGIE OUTLER
|  | WOLF MEDICAL INSTRUMENTS CORP. | WOLF MEDICAL INSTRUMENTS CORP. TRIMLINE |  | Not Known | 3 COOPER-MULTISPECIALTY CENTER |  |  | excluded | 01/01/1900 |  |  |  |  | NO | NO |  |  |  |  | WOLF MEDICAL INSTRUMENTS CORP. 10345557 Not Known |  |  | Active |  | 99:99:99:99:99:99 |  | Equipment | PAAR:00-PVAR | 11/02/2019 |  | COOPER AMBULATORY OFF-SITES |  |  | SUITE 104 - EXAM 156 |  | MARGIE OUTLER
|  | WOLF MEDICAL INSTRUMENTS CORP. | WOLF MEDICAL INSTRUMENTS CORP. TRIMLINE |  | Not Known | 3 COOPER-MULTISPECIALTY CENTER |  |  | excluded | 01/01/1900 |  |  |  |  | NO | NO |  |  |  |  | WOLF MEDICAL INSTRUMENTS CORP. 10345551 Not Known |  |  | Active |  | 99:99:99:99:99:99 |  | Equipment | PAAR:00-PVAR | 11/02/2019 |  | COOPER AMBULATORY OFF-SITES |  |  | SUITE 104 - EXAM 157 |  | MARGIE OUTLER
|  | WOLF MEDICAL INSTRUMENTS CORP. | WOLF MEDICAL INSTRUMENTS CORP. TRIMLINE |  | Not Known | 3 COOPER-MULTISPECIALTY CENTER |  |  | excluded | 01/01/1900 |  |  |  |  | NO | NO |  |  |  |  | WOLF MEDICAL INSTRUMENTS CORP. 10345543 Not Known |  |  | Active |  | 99:99:99:99:99:99 |  | Equipment | PAAR:00-PVAR | 11/02/2019 |  | COOPER AMBULATORY OFF-SITES |  |  | SUITE 104 - EXAM 162 |  | MARGIE OUTLER
|  | WOLF MEDICAL INSTRUMENTS CORP. | WOLF MEDICAL INSTRUMENTS CORP. TRIMLINE |  | LV1-12 | 3 COOPER-MULTISPECIALTY CENTER |  |  | excluded | 01/01/1900 |  |  |  |  | NO | NO |  |  |  |  | WOLF MEDICAL INSTRUMENTS CORP. 10345540 LV1-12 |  |  | Active |  | 99:99:99:99:99:99 |  | Equipment | PAAR:00-PVAR | 11/02/2019 |  | COOPER AMBULATORY OFF-SITES |  |  | SUITE 104 - EXAM 160 |  | MARGIE OUTLER
|  | WOLF MEDICAL INSTRUMENTS CORP. | WOLF MEDICAL INSTRUMENTS CORP. TRIMLINE |  | Not Known | VOORHEES RHEUMATOLOGY |  |  | excluded | 01/01/1900 |  |  |  |  | NO | NO |  |  |  |  | WOLF MEDICAL INSTRUMENTS CORP. 10344989 Not Known |  |  | Active |  | 99:99:99:99:99:99 |  | Equipment | PAAR:00-PVAR | 11/02/2019 |  | COOPER AMBULATORY OFF-SITES |  |  | bdlg 2 suite 203 HALLWAY |  | GILA DAVIS
|  | WOLF MEDICAL INSTRUMENTS CORP. | WOLF MEDICAL INSTRUMENTS CORP. TRIMLINE |  | NOT KNOWN | VOORHEES SURGERY CENTER-SURGERY DEPT |  |  |  | 02/01/2011 |  |  |  |  | NO | NO |  |  |  |  | WOLF MEDICAL INSTRUMENTS CORP. 10344860 NOT KNOWN |  |  | Disposition |  | 99:99:99:99:99:99 |  | Equipment | PAAR:00-PVAR | 11/02/2019 |  | COOPER AMBULATORY OFF-SITES |  |  | SUITE G PROC RM A | WOT00000001295010 | Theresa Megali | Disposition | Closed | Charles Santomero | 08/15/2018 | 08/28/2018 | Equipment Disposition | Removed from inventory | EXP1116826 | Labor | 08/15/2018 | 08/15/2018 | Charles Santomero
|  | WOLF MEDICAL INSTRUMENTS CORP. | WOLF MEDICAL INSTRUMENTS CORP. TRIMLINE |  | Not Known | RIPPA CENTER-OB/GYN |  |  | excluded | 01/01/1900 |  |  |  |  | NO | NO |  |  |  |  | WOLF MEDICAL INSTRUMENTS CORP. 10315926 Not Known |  |  | Active |  | 99:99:99:99:99:99 |  | Equipment | PAAR:00-PVAR | 11/01/2019 |  | COOPER AMBULATORY OFF-SITES |  |  | RIPPA MAMMO 2 |  | PATRICIA HUFF
|  | WOLF MEDICAL INSTRUMENTS CORP. | WOLF MEDICAL INSTRUMENTS CORP. VIEWBOX |  |  | VOORHEES ORTHOPEDICS |  |  | excluded | 01/01/1900 |  |  |  |  | NO | NO |  |  |  |  | WOLF MEDICAL INSTRUMENTS CORP. 10356917 10356917 |  |  | Active |  | 99:99:99:99:99:99 |  | Equipment | PAAR:00-PVAR | 11/02/2019 |  | COOPER AMBULATORY OFF-SITES |  |  | bdlg 2 ORTHO PACS/DIC RM |  | CAROL STRANTON
|  | WOLF MEDICAL INSTRUMENTS CORP. | WOLF MEDICAL INSTRUMENTS CORP. VIEWBOX |  | Not Known | VOORHEES ORTHOPEDICS |  |  | excluded | 01/01/1900 |  |  |  |  | NO | NO |  |  |  |  | WOLF MEDICAL INSTRUMENTS CORP. 10356904 Not Known |  |  | Active |  | 99:99:99:99:99:99 |  | Equipment | PAAR:00-PVAR | 11/02/2019 |  | COOPER AMBULATORY OFF-SITES |  |  | ORTHOPEDICS TREAT RM |  | CAROL STRANTON
|  | WOLF MEDICAL INSTRUMENTS CORP. | WOLF MEDICAL INSTRUMENTS CORP. VIEWBOX |  | Not Known | VOORHEES ORTHOPEDICS |  |  | excluded | 01/01/1900 |  |  |  |  | NO | NO |  |  |  |  | WOLF MEDICAL INSTRUMENTS CORP. 10356905 Not Known |  |  | Active |  | 99:99:99:99:99:99 |  | Equipment | PAAR:00-PVAR | 11/01/2019 |  | COOPER AMBULATORY OFF-SITES |  |  | ORTHOPEDICS TREAT RM |  | CAROL STRANTON
|  | WOLF MEDICAL INSTRUMENTS CORP. | WOLF MEDICAL INSTRUMENTS CORP. VIEWBOX |  | 27131* | 3 COOPER - SURGERY DEPARTMENT |  |  |  | 01/01/1900 |  |  |  |  | NO | NO |  |  |  |  | WOLF MEDICAL INSTRUMENTS CORP. 10346801 27131* |  |  | Disposition |  |  |  | Equipment | PAAR:00-PVAR | 11/01/2019 |  | COOPER AMBULATORY OFF-SITES |  |  | ROOM 18 |  | ANNE MAIER
|  | WOLF MEDICAL INSTRUMENTS CORP. | WOLF MEDICAL INSTRUMENTS CORP. VIEWBOX |  | Not Known | 3 COOPER-PEDIATRICS |  |  | excluded | 01/01/1900 |  |  |  |  | NO | NO |  |  |  |  | WOLF MEDICAL INSTRUMENTS CORP. 10345713 Not Known |  |  | Active |  | 99:99:99:99:99:99 |  | Equipment | PAAR:00-PVAR | 11/02/2019 |  | COOPER AMBULATORY OFF-SITES |  |  | Suite 200 - Between 32 and 33 |  | MAUREEN OBRIEN
|  | WOLF X-RAY | WOLF X-RAY TRIMLINE PLUS |  |  | WOODSTOWN - CARDIOLOGY |  |  |  | 01/01/1900 |  |  |  |  | NO | NO |  |  |  |  | WOLF X-RAY 10366968 29404 |  |  | Disposition |  |  |  | Equipment | PAAR:00-PVAR | 11/02/2019 |  | COOPER AMBULATORY OFF-SITES |  |  | NOT BROUGHT FROM ELMER |  | SUSAN WHITZELL
|  | X-RITE, INC. | X-RITE, INC. 301 |  |  | VOORHEES SURGERY CENTER-RADIOLOGY |  |  |  | 01/01/1900 |  |  |  |  | NO | NO |  |  |  |  | X-RITE, INC. 10480300 021434 |  |  | Active |  | 99:99:99:99:99:99 |  | Equipment | PAAR:00-PVAR | 10/31/2019 |  | COOPER AMBULATORY OFF-SITES |  |  | TECH STATION CABINET |  | PAT STIENES
|  | X-RITE, INC. | X-RITE, INC. 301 |  |  | VOORHEES SURGERY CENTER-RADIOLOGY |  |  |  | 06/22/2004 |  |  |  |  | NO | NO |  |  |  |  | X-RITE, INC. 09464 023249 |  |  | Disposition |  |  |  | Equipment | PAAR:00-PVAR | 10/16/2019 |  | COOPER AMBULATORY OFF-SITES |  |  |  |  | PAT STIENES
|  | XOMED SURGICAL PRODUCTS | XOMED SURGICAL PRODUCTS 2000 |  |  | MARLTON-DERMATOLOGY |  |  |  | 01/01/1900 |  |  |  |  | NO | NO |  |  |  |  | XOMED SURGICAL PRODUCTS 10366123 3233 |  |  | Disposition |  | 99:99:99:99:99:99 |  | Equipment | 1Y:00-MFG | 05/31/2019 | 05/01/2020 | COOPER AMBULATORY OFF-SITES |  |  | Room 6 |  | MICHELE CANALE
|  | YELLOW SPRINGS INSTRUMENT CO. (YSI) | YELLOW SPRINGS INSTRUMENT CO. (YSI) DISSOLVED OXYGEN METER |  | 04D0105 | LAB CHEMISTRY |  |  |  | 01/01/1900 |  |  |  |  | NO | NO |  |  |  |  | YELLOW SPRINGS INSTRUMENT CO. (YSI) 10369405 04D0105 |  |  | Disposition |  |  |  | Test Equipment | 1Y:00-VEN | 03/14/2016 | 03/01/2020 | COOPER UNIVERSITY HOSPITAL |  |  |  |  | Barbara Snyder
|  | ZIMMER INC. | ZIMMER INC. ATS 1500 |  | CC089317 | SHORT PROCEDURE UNIT |  |  |  | 08/20/1993 |  |  |  |  | NO | NO |  |  |  |  | ZIMMER INC. 01289 CC089317 |  |  | Disposition |  |  |  | High Risk | 6M:00-MFG | 08/04/2015 | 12/01/2019 | COOPER UNIVERSITY HOSPITAL |  |  | SHORT PROCEDURE |  | Lisa Geoghegan
|  | ZOLL MEDICAL CORPORATION | ZOLL MEDICAL CORPORATION AED PLUS |  | X04L049951 | FAMILY MEDICAL SEWELL |  |  |  | 05/13/2016 |  |  |  |  | NO | NO |  |  |  |  | ZOLL MEDICAL CORPORATION 15796 X04L049951 |  |  | Disposition |  |  |  | Life Support | 6M:00-MFG | 05/13/2016 | 05/13/2016 | COOPER AMBULATORY OFF-SITES |  |  | FAMILY MEDICINE SEWELL |  | MARIANNE SHIEPAN |  |  |  | 05/13/2016 | 05/13/2016 |  |  |  |  | 05/13/2016 | 05/13/2016
|  | ZOLL MEDICAL CORPORATION | ZOLL MEDICAL CORPORATION AED PLUS |  | X04L050691 | HADDON HEIGHTS-FAMILY MEDICINE |  |  |  | 06/01/2006 |  |  |  |  | NO | NO |  |  |  |  | ZOLL MEDICAL CORPORATION 10366576 X04L050691 |  |  | Disposition |  |  |  | Life Support | 6M:00-MFG | 09/17/2015 | 03/01/2020 | COOPER AMBULATORY OFF-SITES |  |  | BIOMED |  | KELLIE STOUT
|  | ZOLL MEDICAL CORPORATION | ZOLL MEDICAL CORPORATION AED PLUS |  | X04B027972 | BIOMEDICAL |  |  |  | 03/08/2006 |  |  |  |  | NO | NO |  |  |  |  | ZOLL MEDICAL CORPORATION 10366578 X04B027972 |  |  | Disposition |  |  |  | Life Support | 6M:00-MFG | 08/04/2015 | 12/01/2019 | COOPER UNIVERSITY HOSPITAL |  |  | KINGS HIGHWAY |  | Bonnie Aichroch
|  | ZOLL MEDICAL CORPORATION | ZOLL MEDICAL CORPORATION AED PLUS |  | X04L050695 | MOORESTOWN-FAMILY MEDICINE |  |  |  | 06/01/2006 |  |  |  |  | NO | NO |  |  |  |  | ZOLL MEDICAL CORPORATION 10366580 X04L050695 |  |  | Disposition |  |  |  | Life Support | 6M:00-MFG | 09/17/2015 | 01/01/2020 | COOPER AMBULATORY OFF-SITES |  |  | SUITE 503 |  | LYNNE DEJOSEPH
|  | ZOLL MEDICAL CORPORATION | ZOLL MEDICAL CORPORATION AED PLUS |  | X04L050678 | BIOMEDICAL |  |  |  | 06/01/2006 |  |  |  |  | NO | NO |  |  |  |  | ZOLL MEDICAL CORPORATION 10366573 X04L050678 |  |  | Disposition |  |  |  | Life Support | 6M:00-MFG | 07/24/2015 | 12/01/2019 | COOPER UNIVERSITY HOSPITAL |  |  | 9PAVSTORAGE |  | Bonnie Aichroch
|  | ZOLL MEDICAL CORPORATION | ZOLL MEDICAL CORPORATION AED PLUS |  | X04L050069 | HADDON HEIGHTS-FAMILY MEDICINE |  |  |  | 05/23/2008 |  |  |  |  | NO | NO |  |  |  |  | ZOLL MEDICAL CORPORATION 10366574 X04L050069 |  |  | Disposition |  |  |  | Life Support | 6M:00-MFG | 09/17/2015 | 03/01/2020 | COOPER AMBULATORY OFF-SITES |  |  | BIOMED |  | KELLIE STOUT
|  | ZOLL MEDICAL CORPORATION | ZOLL MEDICAL CORPORATION AED PLUS |  | X04L048484 | KROC CENTER-FAMILY MEDICINE |  |  |  | 09/28/2005 |  |  |  |  | NO | NO |  |  |  |  | ZOLL MEDICAL CORPORATION 10366575 X04L048484 |  |  | Disposition |  |  |  | Life Support | 6M:00-MFG | 07/20/2015 | 05/01/2020 | COOPER AMBULATORY OFF-SITES |  |  | 3156 RIVER ROAD |  | JESSICA NIEVES
|  | ZOLL MEDICAL CORPORATION | ZOLL MEDICAL CORPORATION SUREPOWER |  | AT14H001944 | MILLVILLE-AIR MED |  |  |  | 10/31/2019 |  |  |  |  | NO | NO |  |  |  |  | ZOLL MEDICAL CORPORATION 11135706 AT14H001944 |  |  | Active |  |  |  | Equipment | PAAR:00-PVAR | 10/31/2019 | 10/31/2019 | COOPER AMBULATORY OFF-SITES |  |  | AIR MED - MILLVILLE | WOT00000002370182 | RICK ROHRBACH | Performance Verification | Closed | Josh Harris | 10/31/2019 | 10/31/2019 | Performance Verification for ZOLL MEDICAL CORPORATION 11135706 AT14H001944 | Initial Install of Performance Verification. Device is ready for patient use. |  |  | 10/31/2019 | 10/31/2019
|  | ZONARE | ZONARE L8-3 |  | 04372L5X113K | TRAUMA ICU |  |  |  | 12/09/2013 |  |  |  |  | NO | NO |  |  |  |  | ZONARE 10357232 04372L5X113K |  |  | Disposition |  |  |  | Accessory | 1Y:00-MFG | 01/01/1900 | 12/01/2019 | COOPER UNIVERSITY HOSPITAL |  |  | TRAUMA ICU |  | Diane Floyd
|  | ZONARE | ZONARE L8-3 |  | 10354L5X | TRAUMA ICU |  |  |  | 02/28/2018 |  |  |  |  | NO | NO |  |  |  |  | ZONARE 30143479 10354L5X |  |  | Disposition |  |  |  | Accessory | 1Y:00-MFG | 02/28/2018 | 02/28/2018 | COOPER UNIVERSITY HOSPITAL |  |  |  |  | Diane Floyd |  |  |  | 02/28/2018 | 02/28/2018 |  |  |  |  | 02/28/2018 | 02/28/2018
|  | ZONARE | ZONARE Z.ONE SMARTCART |  | 06441C312C | TRAUMA ADMIT |  |  |  | 05/16/2012 |  |  |  |  | NO | NO |  |  |  |  | ZONARE 10368608 06441C312C |  |  | Disposition |  | 11:11:11:11:11:11 |  | Equipment | PAAR:00-PVAR | 11/02/2019 |  | COOPER UNIVERSITY HOSPITAL |  |  | TRAUMA ADMIT |  | Diane Floyd

## New Add
Old Asset Tag | New Asset Tag | Manufacturer | Model | Description | Serial Number | Department | Building | Floor | Audit Notes | Install Date | AHA Suggested Useful Life | Suggested Replacement Year | Current Fair Market Value | Replacement Cost | IsAddNew | Verified | Duplicate Text | Inventory ID | CSV ID | Legacy RSQ Customer ID | Equipment Name | Equipment Number | Legacy Equipment ID | Device Status | Old CEID | MAC Address | Model Number | Model Class | PM Schedule Name | Last PM Date | Next PM Date | Customer Name | EM Score | PM Month | Physical Location | Work Order Number | Primary Contact | Work Order Type | Work Order Status | Work Order Technician | Work Order Created Date | Work Order Closed Date | Verified Problem | Repair Notes | Expense Line Number | Expense Line Type | Expense Line Start Date | Expense Line End Date | Expense Line Technician | Line Quantity
|  | LABORIE MEDICAL TECHNOLOGIES |  |  | NALT-11-19111760 |  | 127 Church Rd | [7 empty] | YES | YES
|  | OLYMPUS AMERICA, INC. | VEKON56 | AC ADAPTER |  |  | MD Anderson Cancer Center | [7 empty] | YES | YES | Serial Number 7353263
|  | A-M SYSTEMS |  | AMPLIFIER, AC/DC |  |  | 401 Haddon Ave | [7 empty] | YES | YES
|  | ROCHE DIAGNOSTICS | COBAS 8000 | ANALYZER, CHEMISTRY | 18u8-09 |  | Pavilion | Basement | [6 empty] | YES | YES
|  | ROCHE DIAGNOSTICS | COBAS 8000 | ANALYZER, CHEMISTRY | 18w3-06 |  | Pavilion | Basement | [6 empty] | YES | YES
|  | ROCHE DIAGNOSTICS | COBAS 8100 | ANALYZER, CHEMISTRY | 1870-02 |  | Pavilion | Basement | [6 empty] | YES | YES
|  | NANOSPHERE INC | VERIGENE 10-0000-02 | ANALYZER, GRAM-NEGATIVE BACTERIA RESISTANCE MARKER |  |  | 401 Haddon Ave | [7 empty] | YES | YES
|  | ABBOTT LABORATORIES | I-STAT 1 300-G | ANALYZER, HEMATOLOGY |  |  | 900 Centennial Blvd | Suite E | [6 empty] | YES | YES
|  | ABBOTT LABORATORIES | I-STAT 1 300-G | ANALYZER, HEMATOLOGY |  |  | 318 S White Horse Pike | [7 empty] | YES | YES
|  | ABBOTT LABORATORIES | I-STAT 1 300-G | ANALYZER, HEMATOLOGY |  |  | 195 US-130 | [7 empty] | YES | YES | [27 empty] | NO MATCH IN MASTER
|  | HEMOCUE, INC | HB201 | ANALYZER, HEMOGLOBIN, AUTOMATED |  |  | Pavilion | [7 empty] | YES | YES
|  | HEMOCUE, INC | HB201 | ANALYZER, HEMOGLOBIN, AUTOMATED |  |  | Pavilion | [7 empty] | YES | YES
|  | HEMOCUE, INC | HB201 | ANALYZER, HEMOGLOBIN, AUTOMATED |  |  | Pavilion | [7 empty] | YES | YES
|  | BECTON DICKINSON BIOSCIENCES | BACTEC FX | ANALYZER, MICROBIOLOGY | FT6316 FB3714 |  | Pavilion | Basement | [6 empty] | YES | YES
|  | BIOMERIEUX VITEK, INC. | VITEK 2 | ANALYZER, MICROBIOLOGY, CONSOLE | SCSA18862 |  | Pavilion | BASEMENT | [5 empty] | SYSTEM COMPONENT | YES | YES
|  | BIOMERIEUX VITEK, INC. | VITEK 2 | ANALYZER, MICROBIOLOGY, CONSOLE | Scsa18864 |  | Pavilion | Basement | [5 empty] | SYSTEM COMPONENT | YES | YES
|  | INTERNATIONAL TECHNIDYNE CORP (ITC) | HEMOCHRON SIGNATURE ELITE | ANALYZER, MICROCOAGULATION | SE9946 |  | Pavilion | [7 empty] | YES | YES
|  | INTERNATIONAL TECHNIDYNE CORP (ITC) | HEMOCHRON SIGNATURE ELITE | ANALYZER, MICROCOAGULATION | Se14475 |  | Kelemen | [7 empty] | YES | YES
|  | BOSTON SCIENTIFIC |  | ANALYZER, PACING SYSTEM |  |  | Kelemen | [7 empty] | YES | YES
|  | BECKMAN COULTER, INC. | IQ200 ELITE | ANALYZER, URINE | C9196 |  | Kelemen | [7 empty] | YES | YES
|  | SIEMENS HEALTHCARE DIAGNOSTICS | CLINITEK STATUS PLUS | ANALYZER, URINE |  |  | Kelemen | Basement | [6 empty] | YES | YES
|  | SIEMENS HEALTHCARE DIAGNOSTICS | CLINITEK STATUS PLUS | ANALYZER, URINE |  |  | 318 S White Horse Pike | [7 empty] | YES | YES
|  | TSI | CERTIFIER FAPLUS 4088A | ANALYZER, VENTILATOR |  |  | Kelemen | [7 empty] | YES | YES
|  | VETLAND MEDICAL |  | ANESTHESIA MACHINE, VETERINARY |  |  | 401 Haddon Ave | [7 empty] | YES | YES
|  | VARIAN |  | AUTO SAMPLER | AY0907M005 |  | 401 Haddon Ave | [6 empty] | SYSTEM COMPONENT | YES | YES
|  | STRYKER CORP. | NARA | BASSINET |  |  | Dorrance | [7 empty] | YES | YES
|  | STRYKER CORP. | NARA | BASSINET |  |  | Dorrance | [7 empty] | YES | YES
|  | FISHER SCIENTIFIC INTERNATIONAL | 11-718-4 | BATH, DRY HEAT |  |  | Kelemen | [7 empty] | YES | YES
|  | LAB-LINE | MULTIBLOK | BATH, DRY HEAT |  |  | 401 Haddon Ave | [7 empty] | YES | YES
|  | THERMO FISHER SCIENTIFIC |  | BATH, DRY HEAT | 11-718-2 |  | 401 Haddon Ave | [7 empty] | YES | YES
|  | HAAKE | A82 | BATH, RECIRCULATING |  |  | Kelemen | [7 empty] | YES | YES
|  | BRINKMANN | RM6 | BATH, WATER |  |  | 401 Haddon Ave | [7 empty] | YES | YES
|  | FISHER SCIENTIFIC INTERNATIONAL | FS 5 | BATH, WATER |  |  | 401 Haddon Ave | [7 empty] | YES | YES
|  | FISHER SCIENTIFIC INTERNATIONAL | ISOTEMP 102S | BATH, WATER |  |  | 401 Haddon Ave | [7 empty] | YES | YES
|  | POLYSCIENCE | WB20 | BATH, WATER | W41810538 |  | Kelemen | [7 empty] | YES | YES
|  | POLYSCIENCE | WBE20 | BATH, WATER | E11990392 |  | 401 Haddon Ave | [7 empty] | YES | YES
|  | POLYSCIENCE | WD05A11B | BATH, WATER |  |  | Kelemen | [7 empty] | YES | YES
|  | PRECISION MEDICAL, INC. |  | BATH, WATER |  |  | 401 Haddon Ave | [7 empty] | YES | YES
|  | PRECISION SCIENTIFIC INC. |  | BATH, WATER | 27aw-11 |  | Kelemen | [7 empty] | YES | YES
|  | PRECISION SCIENTIFIC INC. |  | BATH, WATER |  |  | 401 Haddon Ave | [7 empty] | YES | YES
|  | WHITEHALL MANUFACTURING | SP-1502 | BATH, WATER |  |  | 221 Victoria Street | [7 empty] | YES | YES
|  | CARROLL | SPIRIT SELECT | BED, PATIENT, ELECTRIC |  |  | Pavilion | [7 empty] | YES | YES
|  | HILL-ROM INC. | PROGRESSA P7500 SERIES | BED, PATIENT, ELECTRIC | U269aw5740 |  | Pavilion | [7 empty] | YES | YES
|  | HILL-ROM INC. | PROGRESSA P7500 SERIES | BED, PATIENT, ELECTRIC | U273aw5794 |  | Pavilion | [7 empty] | YES | YES
|  | HILL-ROM INC. | PROGRESSA P7500 SERIES | BED, PATIENT, ELECTRIC | U329AW6760 |  | Pavilion | [7 empty] | YES | YES
|  | HILL-ROM INC. | PROGRESSA P7500 SERIES | BED, PATIENT, ELECTRIC | U317AW6717 |  | Kelemen | [7 empty] | YES | YES
|  | HILL-ROM INC. | PROGRESSA P7500 SERIES | BED, PATIENT, ELECTRIC | U330AW6775 |  | Kelemen | [7 empty] | YES | YES
|  | HILL-ROM INC. | PROGRESSA P7500 SERIES | BED, PATIENT, ELECTRIC | U330AW6778 |  | Pavilion | [7 empty] | YES | YES
|  | HILL-ROM INC. | PROGRESSA P7500 SERIES | BED, PATIENT, ELECTRIC | U317AW6723 |  | Kelemen | [7 empty] | YES | YES
|  | HILL-ROM INC. | PROGRESSA P7500 SERIES | BED, PATIENT, ELECTRIC | U329AW6773 |  | Pavilion | [7 empty] | YES | YES
|  | HILL-ROM INC. | PROGRESSA P7500 SERIES | BED, PATIENT, ELECTRIC | U317AW6733 |  | Pavilion | [7 empty] | YES | YES
|  | HILL-ROM INC. | PROGRESSA P7500 SERIES | BED, PATIENT, ELECTRIC | U317AW6726 |  | Pavilion | [7 empty] | YES | YES
|  | HILL-ROM INC. | PROGRESSA P7500 SERIES | BED, PATIENT, ELECTRIC | U329aw6753 |  | Pavilion | [7 empty] | YES | YES
|  | HILL-ROM INC. | PROGRESSA P7500 SERIES | BED, PATIENT, ELECTRIC | U329AW6774 |  | Pavilion | [7 empty] | YES | YES
|  | HILL-ROM INC. | PROGRESSA P7500 SERIES | BED, PATIENT, ELECTRIC | U329aw6755 |  | Pavilion | [7 empty] | YES | YES
|  | HILL-ROM INC. | PROGRESSA P7500 SERIES | BED, PATIENT, ELECTRIC | U317AW6734 |  | Kelemen | [7 empty] | YES | YES
|  | HILL-ROM INC. | PROGRESSA P7500 SERIES | BED, PATIENT, ELECTRIC | U329AW6762 |  | Pavilion | [7 empty] | YES | YES
|  | HILL-ROM INC. | PROGRESSA P7500 SERIES | BED, PATIENT, ELECTRIC | U317AW6740 |  | Pavilion | [7 empty] | YES | YES
|  | HILL-ROM INC. | PROGRESSA P7500 SERIES | BED, PATIENT, ELECTRIC | U316AW6703 |  | Pavilion | [7 empty] | YES | YES
|  | HILL-ROM INC. | PROGRESSA P7500 SERIES | BED, PATIENT, ELECTRIC | U330AW6776 |  | Kelemen | 4 | [6 empty] | YES | YES
|  | HILL-ROM INC. | PROGRESSA P7500 SERIES | BED, PATIENT, ELECTRIC | U317AW6730 |  | Pavilion | [7 empty] | YES | YES
|  | HILL-ROM INC. | PROGRESSA P7500 SERIES | BED, PATIENT, ELECTRIC | U317AW6738 |  | Kelemen | [7 empty] | YES | YES
|  | HILL-ROM INC. | PROGRESSA P7500 SERIES | BED, PATIENT, ELECTRIC | U329AW6759 |  | Kelemen | 4 | [6 empty] | YES | YES
|  | HILL-ROM INC. | PROGRESSA P7500 SERIES | BED, PATIENT, ELECTRIC | U330AW6777 |  | Pavilion | [7 empty] | YES | YES
|  | HILL-ROM INC. | PROGRESSA P7500 SERIES | BED, PATIENT, ELECTRIC | U329AW6763 |  | Kelemen | [7 empty] | YES | YES
|  | HILL-ROM INC. | PROGRESSA P7500 SERIES | BED, PATIENT, ELECTRIC | U329AW6758 |  | Kelemen | [7 empty] | YES | YES
|  | HILL-ROM INC. | PROGRESSA P7500 SERIES | BED, PATIENT, ELECTRIC | U317AW6736 |  | Pavilion | [7 empty] | YES | YES
|  | HILL-ROM INC. | PROGRESSA P7500 SERIES | BED, PATIENT, ELECTRIC | U329AW6771 |  | Kelemen | [7 empty] | YES | YES
|  | HILL-ROM INC. | PROGRESSA P7500 SERIES | BED, PATIENT, ELECTRIC | U329AW6764 |  | Pavilion | [7 empty] | YES | YES
|  | HILL-ROM INC. | PROGRESSA P7500 SERIES | BED, PATIENT, ELECTRIC | U317AW6735 |  | Kelemen | 4 | [6 empty] | YES | YES
|  | HILL-ROM INC. | PROGRESSA P7500 SERIES | BED, PATIENT, ELECTRIC | U316AW6696 |  | Kelemen | [7 empty] | YES | YES
|  | HILL-ROM INC. | PROGRESSA P7500 SERIES | BED, PATIENT, ELECTRIC | U330aw6779 |  | Pavilion | [7 empty] | YES | YES
|  | HILL-ROM INC. | PROGRESSA P7500 SERIES | BED, PATIENT, ELECTRIC | U329AW6756 |  | Pavilion | [7 empty] | YES | YES
|  | HILL-ROM INC. | PROGRESSA P7500 SERIES | BED, PATIENT, ELECTRIC | U329AW6761 |  | Pavilion | [7 empty] | YES | YES
|  | HILL-ROM INC. | PROGRESSA P7500 SERIES | BED, PATIENT, ELECTRIC | U270AW5747 |  | Kelemen | [7 empty] | YES | YES
|  | HILL-ROM INC. | PROGRESSA P7500 SERIES | BED, PATIENT, ELECTRIC | u282aw6033 |  | Pavilion | [7 empty] | YES | YES
|  | HILL-ROM INC. | PROGRESSA P7500 SERIES | BED, PATIENT, ELECTRIC | U273aw5787 |  | Pavilion | [7 empty] | YES | YES
|  | HILL-ROM INC. | PROGRESSA P7500 SERIES | BED, PATIENT, ELECTRIC | U270AW5756 |  | Kelemen | [7 empty] | YES | YES
|  | HILL-ROM INC. | PROGRESSA P7500 SERIES | BED, PATIENT, ELECTRIC | U273AW5802 |  | Kelemen | [7 empty] | YES | YES
|  | HILL-ROM INC. | PROGRESSA P7500 SERIES | BED, PATIENT, ELECTRIC | U269AW5745 |  | Kelemen | [7 empty] | YES | YES
|  | HILL-ROM INC. | TOTALCARE P1900 | BED, PATIENT, ELECTRIC | E259am5406 |  | Pavilion | [7 empty] | YES | YES
|  | HILL-ROM INC. | TOTALCARE P1900 | BED, PATIENT, ELECTRIC | B045AM1910 |  | Kelemen | [7 empty] | YES | YES
|  | HILL-ROM INC. | TOTALCARE P1900 | BED, PATIENT, ELECTRIC | F042AM8802 |  | Kelemen | [7 empty] | YES | YES
|  | HILL-ROM INC. | TOTALCARE P1900 | BED, PATIENT, ELECTRIC | B223AM5398 | [9 empty] | YES | YES
|  | HILL-ROM INC. | TOTALCARE P1900 | BED, PATIENT, ELECTRIC | F117AM0320 |  | 201 S Broadway | [7 empty] | YES | YES
|  | HILL-ROM INC. | VERSACARE P3200 SERIES | BED, PATIENT, ELECTRIC | S024AD9026 |  | Kelemen | [7 empty] | YES | YES
|  | HILL-ROM INC. | VERSACARE P3200 SERIES | BED, PATIENT, ELECTRIC | K050AD7434 |  | Kelemen | [7 empty] | YES | YES
|  | HILL-ROM INC. | VERSACARE P3200 SERIES | BED, PATIENT, ELECTRIC |  |  | Pavilion | [7 empty] | YES | YES
|  | HILL-ROM INC. | VERSACARE P3200 SERIES | BED, PATIENT, ELECTRIC | Q023AD4703 |  | Kelemen | [7 empty] | YES | YES
|  | HILL-ROM INC. | VERSACARE P3200 SERIES | BED, PATIENT, ELECTRIC | O051AD5712 |  | Pavilion | [7 empty] | YES | YES
|  | HILL-ROM INC. | VERSACARE P3200 SERIES | BED, PATIENT, ELECTRIC | S016AD8587 |  | Kelemen | [7 empty] | YES | YES
|  | HILL-ROM INC. | VERSACARE P3200 SERIES | BED, PATIENT, ELECTRIC | S136AD3616 |  | Kelemen | [7 empty] | YES | YES
|  | HILL-ROM INC. | VERSACARE P3200 SERIES | BED, PATIENT, ELECTRIC | J318AD2542 |  | Pavilion | [7 empty] | YES | YES
|  | HILL-ROM INC. | VERSACARE P3200 SERIES | BED, PATIENT, ELECTRIC | S137ad3632 |  | Kelemen | [7 empty] | YES | YES
|  | HILL-ROM INC. | VERSACARE P3200 SERIES | BED, PATIENT, ELECTRIC | S033AD9396 |  | Pavilion | [7 empty] | YES | YES
|  | HILL-ROM INC. | VERSACARE P3200 SERIES | BED, PATIENT, ELECTRIC | s137ad3649 |  | Pavilion | [7 empty] | YES | YES
|  | HILL-ROM INC. | VERSACARE P3200 SERIES | BED, PATIENT, ELECTRIC | R301AD4818 |  | Pavilion | [7 empty] | YES | YES
|  | HILL-ROM INC. | VERSACARE P3200 SERIES | BED, PATIENT, ELECTRIC |  |  | Pavilion | [7 empty] | YES | YES
|  | HILL-ROM INC. | VERSACARE P3200 SERIES | BED, PATIENT, ELECTRIC | S137AD3643 |  | Pavilion | [7 empty] | YES | YES
|  | HILL-ROM INC. | VERSACARE P3200 SERIES | BED, PATIENT, ELECTRIC | p027ad0465 |  | Pavilion | [7 empty] | YES | YES
|  | HILL-ROM INC. | VERSACARE P3200 SERIES | BED, PATIENT, ELECTRIC | Q057AD6881 |  | Pavilion | [7 empty] | YES | YES
|  | HILL-ROM INC. | TOTALCARE P1840 | BED, PATIENT, ELECTRIC, BARIATRIC | M202AM5288 |  | Kelemen | [7 empty] | YES | YES
|  | HARD MANUFACTURING |  | BED, PEDIATRIC, CRIB | None |  | 201 S Broadway | [7 empty] | YES | YES
|  | HAUSTED | HORIZON 4160 | BED, PEDIATRIC, CRIB |  |  | Dorrance | [7 empty] | YES | YES
|  | NK MEDICAL PRODUCTS |  | BED, PEDIATRIC, CRIB |  |  | Kelemen | BASEMENT | [6 empty] | YES | YES
|  | STRYKER CORP. | CUB 190 | BED, PEDIATRIC, CRIB | F57551 |  | 900 Centennial Blvd | Suite E | [6 empty] | YES | YES
|  | STRYKER CORP. | CUB 190 | BED, PEDIATRIC, CRIB | F07555 |  | Kelemen | [7 empty] | YES | YES
|  | STRYKER CORP. | CUB 190 | BED, PEDIATRIC, CRIB | F57550 |  | 900 Centennial Blvd | Suite E | [6 empty] | YES | YES
|  | NATUS MEDICAL INC. | BILIMETER | BILIRUBINOMETER |  |  | Kelemen | [7 empty] | YES | YES
|  |  |  | BOOM, ANESTHESIA |  |  | Kelemen | [7 empty] | YES | YES
|  |  |  | BOOM, ANESTHESIA |  |  | Pavilion | [7 empty] | YES | YES
|  |  |  | BOOM, ANESTHESIA |  |  | Kelemen | [7 empty] | YES | YES
|  |  |  | BOOM, ANESTHESIA |  |  | Kelemen | [7 empty] | YES | YES
|  |  | DIAMOND R 1515E | BOOM, ANESTHESIA | 16-1095-01-002 |  | Kelemen | [7 empty] | YES | YES | Serial Number 16-1095-01-002
|  |  | DIAMOND R 1515E | BOOM, ANESTHESIA | 17-1467-01-001 |  | Pavilion | [7 empty] | YES | YES
|  |  | DIAMOND R 1515E | BOOM, ANESTHESIA |  |  | Pavilion | [7 empty] | YES | YES
|  |  | DIAMOND R 1515E | BOOM, ANESTHESIA | 17-1404-01-005 |  | Pavilion | [7 empty] | YES | YES
|  |  | DIAMOND R 1515E | BOOM, ANESTHESIA | 17-1467-01-002 |  | Pavilion | [7 empty] | YES | YES
|  |  | DIAMOND R 1515E | BOOM, ANESTHESIA | 17-1404-01-006 |  | Pavilion | [7 empty] | YES | YES
|  | BERCHTOLD CORPORATION | TELETOM | BOOM, ANESTHESIA |  |  | Kelemen | [7 empty] | YES | YES
|  | BERCHTOLD CORPORATION | TELETOM | BOOM, ANESTHESIA |  |  | Pavilion | [7 empty] | YES | YES
|  | BERCHTOLD CORPORATION | TELETOM TC623-0 | BOOM, ANESTHESIA |  |  | Pavilion | [7 empty] | YES | YES
|  | BERCHTOLD CORPORATION | TELETOM TC664-0 | BOOM, ANESTHESIA |  |  | Pavilion | [7 empty] | YES | YES
|  | BERCHTOLD CORPORATION | TELETOM TC664-0 | BOOM, ANESTHESIA |  |  | Pavilion | [7 empty] | YES | YES
|  | CHEMETRON | 83-10-0112 | BOOM, ANESTHESIA | M0747 |  | Kelemen | [7 empty] | YES | YES
|  | CHEMETRON | 83-10-0112 | BOOM, ANESTHESIA | M0749 |  | Kelemen | [7 empty] | YES | YES
|  | CHEMETRON | 83-10-0112 | BOOM, ANESTHESIA | M0743 |  | Kelemen | [7 empty] | YES | YES
|  | DIAMOND R 1515E |  | BOOM, ANESTHESIA | 16-1095-01-002 |  | Kelemen | [7 empty] | YES | YES | Serial Number 16-1095-01-002
|  | MEDAES |  | BOOM, ANESTHESIA | AKKAB0051 |  | 900 Centennial Blvd | Suite E | [6 empty] | YES | YES
|  | MEDAES |  | BOOM, ANESTHESIA | AKKAB0049 |  | 900 Centennial Blvd | Suite E | [6 empty] | YES | YES
|  | MEDAES |  | BOOM, ANESTHESIA | AKKAB0050 |  | 900 Centennial Blvd | Suite E | [6 empty] | YES | YES
|  | MEDAES |  | BOOM, ANESTHESIA | AKKAB0052 |  | 900 Centennial Blvd | Suite E | [6 empty] | YES | YES
|  | MEDICAL DESIGN |  | BOOM, ANESTHESIA |  |  | Pavilion | [7 empty] | YES | YES
|  | MEDICAL DESIGN |  | BOOM, ANESTHESIA |  |  | Pavilion | [7 empty] | YES | YES
|  | MEDICAL DESIGN |  | BOOM, ANESTHESIA |  |  | Kelemen | [7 empty] | YES | YES
|  | SKYTRON |  | BOOM, ANESTHESIA |  |  | Kelemen | [7 empty] | YES | YES
|  | SKYTRON |  | BOOM, ANESTHESIA |  |  | Pavilion | [7 empty] | YES | YES
|  | SKYTRON |  | BOOM, ANESTHESIA |  |  | Kelemen | [7 empty] | YES | YES
|  | SKYTRON |  | BOOM, ANESTHESIA |  |  | Kelemen | [7 empty] | YES | YES
|  | SKYTRON |  | BOOM, ANESTHESIA |  |  | Kelemen | [7 empty] | YES | YES
|  | SKYTRON |  | BOOM, ANESTHESIA |  |  | Kelemen | [7 empty] | YES | YES
|  | SKYTRON | 13-705-03-0/3CM48 | BOOM, ANESTHESIA | 1511T1803-0-0034 |  | Kelemen | [7 empty] | YES | YES
|  | SKYTRON | E2VBA | BOOM, ANESTHESIA | 03-142-01-0-000020 |  | Pavilion | [7 empty] | YES | YES
|  |  |  | BOOM, EQUIPMENT |  |  | Kelemen | [7 empty] | YES | YES
|  |  |  | BOOM, EQUIPMENT |  |  | Kelemen | [7 empty] | YES | YES
|  |  |  | BOOM, EQUIPMENT |  |  | Kelemen | [7 empty] | YES | YES
|  | BERCHTOLD CORPORATION | TELETOM | BOOM, EQUIPMENT |  |  | Kelemen | [7 empty] | YES | YES
|  | BERCHTOLD CORPORATION | TELETOM TC732-2 | BOOM, EQUIPMENT |  |  | Pavilion | [7 empty] | YES | YES
|  | BERCHTOLD CORPORATION | TELETOM TC764-2 | BOOM, EQUIPMENT |  |  | Pavilion | [7 empty] | YES | YES
|  | MAVIG | GD60 | BOOM, EQUIPMENT |  |  | Kelemen | [7 empty] | YES | YES
|  | MAVIG | GD60-4 | BOOM, EQUIPMENT | 0410/10154 |  | Kelemen | [7 empty] | YES | YES
|  | SKYTRON |  | BOOM, EQUIPMENT | 03-142-01-0-000009 |  | Pavilion | [7 empty] | YES | YES
|  | SKYTRON |  | BOOM, EQUIPMENT | 03-294-01-0-000016 |  | Pavilion | [7 empty] | YES | YES
|  | SKYTRON |  | BOOM, EQUIPMENT | 07-08-VSP20096-P2 |  | Pavilion | [7 empty] | YES | YES
|  | SKYTRON |  | BOOM, EQUIPMENT |  |  | Pavilion | [7 empty] | YES | YES
|  | SKYTRON |  | BOOM, EQUIPMENT |  |  | Pavilion | [7 empty] | YES | YES
|  | SKYTRON |  | BOOM, EQUIPMENT |  |  | Pavilion | [7 empty] | YES | YES
|  | SKYTRON |  | BOOM, EQUIPMENT |  |  | Pavilion | [7 empty] | YES | YES
|  | SKYTRON |  | BOOM, EQUIPMENT | 03-294-01-0-000013 |  | Pavilion | [7 empty] | YES | YES
|  | SKYTRON |  | BOOM, EQUIPMENT |  |  | Pavilion | [7 empty] | YES | YES
|  | SKYTRON |  | BOOM, EQUIPMENT |  |  | Pavilion | [7 empty] | YES | YES
|  | SKYTRON |  | BOOM, EQUIPMENT |  |  | Pavilion | [7 empty] | YES | YES
|  | SKYTRON |  | BOOM, EQUIPMENT | 03-294-01-0-00001E |  | Pavilion | [7 empty] | YES | YES
|  | SKYTRON |  | BOOM, EQUIPMENT |  |  | Pavilion | [7 empty] | YES | YES
|  | SKYTRON |  | BOOM, EQUIPMENT |  |  | Pavilion | [7 empty] | YES | YES
|  | SKYTRON |  | BOOM, EQUIPMENT | 03-267-02-0-000011 |  | Pavilion | [7 empty] | YES | YES
|  | SKYTRON |  | BOOM, EQUIPMENT | 03-142-01-0-000014 |  | Pavilion | [7 empty] | YES | YES
|  | SKYTRON | 13-1221/1208-00-1 | BOOM, EQUIPMENT | 1707t1209-01-0-0071 |  | Pavilion | [7 empty] | YES | YES
|  | SKYTRON | 13-1221/1208-00-1 | BOOM, EQUIPMENT | 1707t1209-01-0-0070 |  | Kelemen | [7 empty] | YES | YES
|  | SKYTRON | 13-372-00-3/32F | BOOM, EQUIPMENT | 1705T565-02-3-0471 |  | Pavilion | [7 empty] | YES | YES
|  | SKYTRON | 13-705-03-0/3CM48 | BOOM, EQUIPMENT | 1709T1718-03-0-0122 |  | Kelemen | [7 empty] | YES | YES
|  | SKYTRON | 13-705-03-0/3CM48 | BOOM, EQUIPMENT | 1709T718-03-0-0115 |  | Kelemen | [7 empty] | YES | YES
|  | SKYTRON | 13-705-03-0/3CM48 | BOOM, EQUIPMENT | 1709T718-03-0-0114 |  | Pavilion | [7 empty] | YES | YES
|  | SKYTRON | 13-705-03-0/3CM48 | BOOM, EQUIPMENT | 1705T716-03-0-0118 |  | Pavilion | [7 empty] | YES | YES
|  | SKYTRON | 13-705-03-0/3CM4B | BOOM, EQUIPMENT | 1510T718-03-0-0025 |  | Kelemen | [7 empty] | YES | YES
|  | SKYTRON | ERGON 3 | BOOM, EQUIPMENT |  |  | Pavilion | [7 empty] | YES | YES
|  | FUJINON | EB-470S | BRONCHOSCOPE, FLEXIBLE | IB034A013 | [9 empty] | YES | YES
|  | FUJINON | EB-470S | BRONCHOSCOPE, FLEXIBLE | IB046A001 | [9 empty] | YES | YES
|  | FUJINON | EB-470S | BRONCHOSCOPE, FLEXIBLE | IB046A105 | [9 empty] | YES | YES
|  | FUJINON | EB-470T | BRONCHOSCOPE, FLEXIBLE | IB035A002 | [9 empty] | YES | YES
|  | FUJINON | EB-470T | BRONCHOSCOPE, FLEXIBLE | IB035A018 | [9 empty] | YES | YES
|  | FUJINON | EB-470T | BRONCHOSCOPE, FLEXIBLE | IB035A021 | [9 empty] | YES | YES
|  | OLYMPUS AMERICA, INC. |  | BRONCHOSCOPE, FLEXIBLE |  |  | 6015 Main St | [7 empty] | YES | YES
|  | OLYMPUS AMERICA, INC. | BF-UC180F | BRONCHOSCOPE, FLEXIBLE | [10 empty] | YES | YES
|  | GE HEALTHCARE | OEC 9900 ELITE | C-ARM, PORTABLE | An011715002165 |  | Kelemen | [7 empty] | YES | YES
|  | SIEMENS HEALTHCARE DIAGNOSTICS | CIOS ALPHA | C-ARM, PORTABLE | Na |  | Kelemen | BASEMENT | [6 empty] | YES | YES
|  | OMNICELL |  | CABINET, DISPENSING, CLINICAL SUPPLY |  |  | Pavilion | [7 empty] | YES | YES
|  | OMNICELL |  | CABINET, DISPENSING, CLINICAL SUPPLY |  |  | Kelemen | [7 empty] | YES | YES
|  | OMNICELL |  | CABINET, DISPENSING, CLINICAL SUPPLY |  |  | Kelemen | [7 empty] | YES | YES
|  | OMNICELL |  | CABINET, DISPENSING, CLINICAL SUPPLY |  |  | Pavilion | [7 empty] | YES | YES
|  | OMNICELL |  | CABINET, DISPENSING, CLINICAL SUPPLY |  |  | Kelemen | [7 empty] | YES | YES
|  | OMNICELL |  | CABINET, DISPENSING, MEDICATION |  |  | Pavilion | [7 empty] | YES | YES | [18 empty] | L
|  | OMNICELL |  | CABINET, DISPENSING, MEDICATION |  |  | Kelemen | [7 empty] | YES | YES
|  | OMNICELL |  | CABINET, DISPENSING, MEDICATION |  |  | Kelemen | [7 empty] | YES | YES
|  | OMNICELL |  | CABINET, DISPENSING, MEDICATION |  |  | Pavilion | [7 empty] | YES | YES
|  | OMNICELL |  | CABINET, DISPENSING, MEDICATION |  |  | Kelemen | [7 empty] | YES | YES
|  | OMNICELL |  | CABINET, DISPENSING, MEDICATION |  |  | Kelemen | [7 empty] | YES | YES
|  | OMNICELL |  | CABINET, DISPENSING, MEDICATION |  |  | Pavilion | [7 empty] | YES | YES
|  | OMNICELL |  | CABINET, DISPENSING, MEDICATION |  |  | Kelemen | [7 empty] | YES | YES
|  | OMNICELL |  | CABINET, DISPENSING, MEDICATION |  |  | Kelemen | [7 empty] | YES | YES
|  | OMNICELL |  | CABINET, DISPENSING, MEDICATION |  |  | Kelemen | [7 empty] | YES | YES
|  | OMNICELL |  | CABINET, DISPENSING, MEDICATION |  |  | Pavilion | [7 empty] | YES | YES
|  | OMNICELL |  | CABINET, DISPENSING, MEDICATION |  |  | Kelemen | [7 empty] | YES | YES
|  | OMNICELL |  | CABINET, DISPENSING, MEDICATION |  |  | Kelemen | [7 empty] | YES | YES
|  | OMNICELL |  | CABINET, DISPENSING, MEDICATION |  |  | Kelemen | [7 empty] | YES | YES
|  | OMNICELL |  | CABINET, DISPENSING, MEDICATION |  |  | Pavilion | [7 empty] | YES | YES
|  | OMNICELL |  | CABINET, DISPENSING, MEDICATION |  |  | Kelemen | [7 empty] | YES | YES
|  | OMNICELL |  | CABINET, DISPENSING, MEDICATION |  |  | Pavilion | [7 empty] | YES | YES
|  | OMNICELL |  | CABINET, DISPENSING, MEDICATION |  |  | Pavilion | [7 empty] | YES | YES
|  | OMNICELL |  | CABINET, DISPENSING, MEDICATION |  |  | Pavilion | [7 empty] | YES | YES
|  | OMNICELL |  | CABINET, DISPENSING, MEDICATION |  |  | Kelemen | [7 empty] | YES | YES
|  | OMNICELL |  | CABINET, DISPENSING, MEDICATION |  |  | Kelemen | [7 empty] | YES | YES
|  | OMNICELL |  | CABINET, DISPENSING, MEDICATION |  |  | Kelemen | [7 empty] | YES | YES
|  | OMNICELL |  | CABINET, DISPENSING, MEDICATION |  |  | Kelemen | [7 empty] | YES | YES
|  | OMNICELL |  | CABINET, DISPENSING, MEDICATION |  |  | Dorrance | [7 empty] | YES | YES
|  | OMNICELL |  | CABINET, DISPENSING, MEDICATION |  |  | Kelemen | [7 empty] | YES | YES
|  | OMNICELL |  | CABINET, DISPENSING, MEDICATION |  |  | Pavilion | [7 empty] | YES | YES
|  | OMNICELL |  | CABINET, DISPENSING, MEDICATION |  |  | Pavilion | [7 empty] | YES | YES
|  | OMNICELL |  | CABINET, DISPENSING, MEDICATION |  |  | Pavilion | [7 empty] | YES | YES
|  | OMNICELL |  | CABINET, DISPENSING, MEDICATION |  |  | Kelemen | [7 empty] | YES | YES
|  | OMNICELL |  | CABINET, DISPENSING, MEDICATION |  |  | Pavilion | [7 empty] | YES | YES
|  | OMNICELL |  | CABINET, DISPENSING, MEDICATION |  |  | Kelemen | [7 empty] | YES | YES
|  | OMNICELL |  | CABINET, DISPENSING, MEDICATION |  |  | Kelemen | [7 empty] | YES | YES
|  | OMNICELL |  | CABINET, DISPENSING, MEDICATION |  |  | Kelemen | [7 empty] | YES | YES
|  | OMNICELL |  | CABINET, DISPENSING, MEDICATION |  |  | Kelemen | [7 empty] | YES | YES
|  | OMNICELL |  | CABINET, DISPENSING, MEDICATION |  |  | Kelemen | [7 empty] | YES | YES
|  | OMNICELL |  | CABINET, DISPENSING, MEDICATION |  |  | Pavilion | [7 empty] | YES | YES
|  | OMNICELL |  | CABINET, DISPENSING, MEDICATION |  |  | Kelemen | [7 empty] | YES | YES
|  | OMNICELL |  | CABINET, DISPENSING, MEDICATION |  |  | Kelemen | [7 empty] | YES | YES
|  | OMNICELL |  | CABINET, DISPENSING, MEDICATION |  |  | Kelemen | [7 empty] | YES | YES
|  | OMNICELL |  | CABINET, DISPENSING, MEDICATION |  |  | Dorrance | [7 empty] | YES | YES
|  | OMNICELL |  | CABINET, DISPENSING, MEDICATION |  |  | Pavilion | [7 empty] | YES | YES
|  | OMNICELL |  | CABINET, DISPENSING, MEDICATION |  |  | Kelemen | [7 empty] | YES | YES
|  | OMNICELL |  | CABINET, DISPENSING, MEDICATION |  |  | Kelemen | [7 empty] | YES | YES
|  | OMNICELL |  | CABINET, DISPENSING, MEDICATION |  |  | Kelemen | [7 empty] | YES | YES
|  | OMNICELL |  | CABINET, DISPENSING, MEDICATION |  |  | Dorrance | [7 empty] | YES | YES
|  | OMNICELL |  | CABINET, DISPENSING, MEDICATION |  |  | Kelemen | [7 empty] | YES | YES
|  | OMNICELL |  | CABINET, DISPENSING, MEDICATION |  |  | Kelemen | [7 empty] | YES | YES
|  | OMNICELL |  | CABINET, DISPENSING, MEDICATION |  |  | Kelemen | [7 empty] | YES | YES
|  | OMNICELL |  | CABINET, DISPENSING, MEDICATION |  |  | Kelemen | [7 empty] | YES | YES
|  | OMNICELL |  | CABINET, DISPENSING, MEDICATION |  |  | Kelemen | [7 empty] | YES | YES
|  | OMNICELL |  | CABINET, DISPENSING, MEDICATION |  |  | Kelemen | [7 empty] | YES | YES
|  | OMNICELL |  | CABINET, DISPENSING, MEDICATION |  |  | Kelemen | [7 empty] | YES | YES
|  | OMNICELL |  | CABINET, DISPENSING, MEDICATION |  |  | Dorrance | [7 empty] | YES | YES
|  | OMNICELL |  | CABINET, DISPENSING, MEDICATION |  |  | Kelemen | [7 empty] | YES | YES
|  | OMNICELL |  | CABINET, DISPENSING, MEDICATION |  |  | Kelemen | [7 empty] | YES | YES
|  | OMNICELL |  | CABINET, DISPENSING, MEDICATION |  |  | Kelemen | [7 empty] | YES | YES
|  | OMNICELL |  | CABINET, DISPENSING, MEDICATION |  |  | Kelemen | [7 empty] | YES | YES
|  | OMNICELL |  | CABINET, DISPENSING, MEDICATION |  |  | Pavilion | [7 empty] | YES | YES
|  | OMNICELL |  | CABINET, DISPENSING, MEDICATION |  |  | Dorrance | [7 empty] | YES | YES
|  | OMNICELL |  | CABINET, DISPENSING, MEDICATION |  |  | Pavilion | [7 empty] | YES | YES
|  | OMNICELL |  | CABINET, DISPENSING, MEDICATION |  |  | Dorrance | [7 empty] | YES | YES
|  | OMNICELL | OMNISUPPLIER 56 | CABINET, DISPENSING, MEDICATION |  |  | Pavilion | [7 empty] | YES | YES
|  | OMNICELL | OMNISUPPLIER 56 | CABINET, DISPENSING, MEDICATION |  |  | Pavilion | [7 empty] | YES | YES
|  | OMNICELL | ANT-FRM SERIES | CABINET, DISPENSING, MEDICATION, ANESTHESIA |  |  | Dorrance | [7 empty] | YES | YES
|  | OMNICELL | ANT-FRM SERIES | CABINET, DISPENSING, MEDICATION, ANESTHESIA |  |  | Pavilion | [7 empty] | YES | YES
|  | OMNICELL | ANT-FRM SERIES | CABINET, DISPENSING, MEDICATION, ANESTHESIA |  |  | Kelemen | [7 empty] | YES | YES
|  | OMNICELL | ANT-FRM SERIES | CABINET, DISPENSING, MEDICATION, ANESTHESIA |  |  | Dorrance | [7 empty] | YES | YES
|  | OMNICELL | ANT-FRM SERIES | CABINET, DISPENSING, MEDICATION, ANESTHESIA |  |  | Kelemen | [7 empty] | YES | YES
|  | OMNICELL | ANT-FRM SERIES | CABINET, DISPENSING, MEDICATION, ANESTHESIA |  |  | Kelemen | [7 empty] | YES | YES
|  | OMNICELL | ANT-FRM SERIES | CABINET, DISPENSING, MEDICATION, ANESTHESIA |  |  | Kelemen | [7 empty] | YES | YES
|  | OMNICELL | ANT-FRM SERIES | CABINET, DISPENSING, MEDICATION, ANESTHESIA |  |  | Pavilion | [7 empty] | YES | YES
|  | OMNICELL | ANT-FRM SERIES | CABINET, DISPENSING, MEDICATION, ANESTHESIA |  |  | Kelemen | [7 empty] | YES | YES
|  | OMNICELL | ANT-FRM SERIES | CABINET, DISPENSING, MEDICATION, ANESTHESIA |  |  | Kelemen | [7 empty] | YES | YES
|  | OMNICELL | ANT-FRM SERIES | CABINET, DISPENSING, MEDICATION, ANESTHESIA |  |  | Kelemen | [7 empty] | YES | YES
|  | OMNICELL | ANT-FRM SERIES | CABINET, DISPENSING, MEDICATION, ANESTHESIA |  |  | Pavilion | [7 empty] | YES | YES
|  | OMNICELL | ANT-FRM SERIES | CABINET, DISPENSING, MEDICATION, ANESTHESIA |  |  | Kelemen | [7 empty] | YES | YES
|  | OMNICELL | ANT-FRM SERIES | CABINET, DISPENSING, MEDICATION, ANESTHESIA |  |  | Pavilion | [7 empty] | YES | YES
|  | OMNICELL | ANT-FRM SERIES | CABINET, DISPENSING, MEDICATION, ANESTHESIA |  |  | Kelemen | [7 empty] | YES | YES
|  | OMNICELL | ANT-FRM SERIES | CABINET, DISPENSING, MEDICATION, ANESTHESIA |  |  | Kelemen | [7 empty] | YES | YES
|  | OMNICELL | ANT-FRM SERIES | CABINET, DISPENSING, MEDICATION, ANESTHESIA |  |  | Kelemen | [7 empty] | YES | YES
|  | OMNICELL | ANT-FRM SERIES | CABINET, DISPENSING, MEDICATION, ANESTHESIA |  |  | Pavilion | [7 empty] | YES | YES
|  | OMNICELL | ANT-FRM SERIES | CABINET, DISPENSING, MEDICATION, ANESTHESIA |  |  | Kelemen | [7 empty] | YES | YES
|  | OMNICELL | ANT-FRM SERIES | CABINET, DISPENSING, MEDICATION, ANESTHESIA |  |  | Kelemen | [7 empty] | YES | YES
|  | OMNICELL | ANT-FRM SERIES | CABINET, DISPENSING, MEDICATION, ANESTHESIA |  |  | Kelemen | [7 empty] | YES | YES
|  | OMNICELL | ANT-FRM SERIES | CABINET, DISPENSING, MEDICATION, ANESTHESIA |  |  | Pavilion | [7 empty] | YES | YES
|  | OMNICELL | ANT-FRM SERIES | CABINET, DISPENSING, MEDICATION, ANESTHESIA |  |  | Dorrance | [7 empty] | YES | YES
|  | OMNICELL | ANT-FRM SERIES | CABINET, DISPENSING, MEDICATION, ANESTHESIA |  |  | Kelemen | [7 empty] | YES | YES
|  | OMNICELL | ANT-FRM SERIES | CABINET, DISPENSING, MEDICATION, ANESTHESIA |  |  | Pavilion | [7 empty] | YES | YES
|  | OMNICELL | ANT-FRM SERIES | CABINET, DISPENSING, MEDICATION, ANESTHESIA |  |  | Pavilion | [7 empty] | YES | YES
|  | OMNICELL | ANT-FRM SERIES | CABINET, DISPENSING, MEDICATION, ANESTHESIA |  |  | Kelemen | [7 empty] | YES | YES
|  | OMNICELL | ANT-FRM SERIES | CABINET, DISPENSING, MEDICATION, ANESTHESIA |  |  | Kelemen | [7 empty] | YES | YES
|  | OMNICELL | ANT-FRM SERIES | CABINET, DISPENSING, MEDICATION, ANESTHESIA |  |  | Kelemen | [7 empty] | YES | YES
|  | OMNICELL | ANT-FRM-001 | CABINET, DISPENSING, MEDICATION, ANESTHESIA |  |  | Pavilion | [7 empty] | YES | YES
|  | OMNICELL | ANT-FRM-001 | CABINET, DISPENSING, MEDICATION, ANESTHESIA |  |  | Pavilion | [7 empty] | YES | YES
|  | OMNICELL | ANT-FRM-001 | CABINET, DISPENSING, MEDICATION, ANESTHESIA |  |  | Pavilion | [7 empty] | YES | YES
|  | OMNICELL | ANT-FRM-001 | CABINET, DISPENSING, MEDICATION, ANESTHESIA |  |  | Kelemen | [7 empty] | YES | YES
|  | OMNICELL | ANT-FRM-001 | CABINET, DISPENSING, MEDICATION, ANESTHESIA |  |  | Kelemen | [7 empty] | YES | YES
|  | OMNICELL | ANT-FRM-001 | CABINET, DISPENSING, MEDICATION, ANESTHESIA |  |  | Kelemen | [7 empty] | YES | YES
|  | OMNICELL | ANT-FRM-001 | CABINET, DISPENSING, MEDICATION, ANESTHESIA |  |  | Kelemen | [7 empty] | YES | YES
|  | OMNICELL | ANT-FRM-001 | CABINET, DISPENSING, MEDICATION, ANESTHESIA |  |  | Pavilion | [7 empty] | YES | YES
|  | OMNICELL | ANT-FRM-001 | CABINET, DISPENSING, MEDICATION, ANESTHESIA |  |  | Pavilion | [7 empty] | YES | YES
|  | OMNICELL | ANT-FRM-006 | CABINET, DISPENSING, MEDICATION, ANESTHESIA |  |  | Pavilion | [7 empty] | YES | YES
|  | OMNICELL | ANT-FRM-006 | CABINET, DISPENSING, MEDICATION, ANESTHESIA |  |  | Pavilion | [7 empty] | YES | YES
|  | OMNICELL | ANT-FRM-006 | CABINET, DISPENSING, MEDICATION, ANESTHESIA |  |  | Kelemen | [7 empty] | YES | YES
|  | OMNICELL | ANT-FRM-006 | CABINET, DISPENSING, MEDICATION, ANESTHESIA |  |  | Pavilion | [7 empty] | YES | YES
|  | OMNICELL | ANT-FRM-006 | CABINET, DISPENSING, MEDICATION, ANESTHESIA |  |  | Pavilion | [7 empty] | YES | YES
|  | OMNICELL | D0520061200 | CABINET, DISPENSING, MEDICATION, CAROUSEL | Vcar-0321 |  | Kelemen | [7 empty] | YES | YES
|  | OMNICELL | D0520061200 | CABINET, DISPENSING, MEDICATION, CAROUSEL | VCAR-0270 |  | Kelemen | [7 empty] | YES | YES
|  | CUSTOM ULTRASONICS |  | CABINET, DRYING, ENDOSCOPE |  |  | 501 Fellowship Rd | [7 empty] | YES | YES
|  | OMNICELL |  | CABINET, MEDICATION, CLINICAL SUPPLY |  |  | Kelemen | [7 empty] | YES | YES
|  | BLICKMAN HEALTH INDUSTRIES |  | CABINET, WARMING, COUNTERTOP |  |  | Kelemen | BASEMENT | [6 empty] | YES | YES
|  | BLICKMAN HEALTH INDUSTRIES | 7922TG | CABINET, WARMING, COUNTERTOP | N170114165 |  | Warehouse (7815 Airport Hwy) | [7 empty] | YES | YES
|  | MAC MEDICAL INC | SWC 182424 | CABINET, WARMING, COUNTERTOP | 061219D02 |  | MD Anderson Cancer Center | [7 empty] | YES | YES
|  | MAC MEDICAL INC | SWC 24036G2B | CABINET, WARMING, COUNTERTOP | 110518d06 |  | MD Anderson Cancer Center | [7 empty] | YES | YES
|  | STERIS CORPORATION | DJ050124132 | CABINET, WARMING, COUNTERTOP |  |  | 900 Centennial Blvd | 2 New Suite | [6 empty] | YES | YES
|  | GETINGE/CASTLE, INC. |  | CABINET, WARMING, DUAL COMPARTMENT | SW5624L970164 |  | 900 Centennial Blvd | Suite E | [6 empty] | YES | YES
|  | MAC MEDICAL INC | DWC 24 | CABINET, WARMING, DUAL COMPARTMENT | 052517-d05 |  | Pavilion | [7 empty] | YES | YES
|  | STERIS CORPORATION | DJ06012433111 | CABINET, WARMING, DUAL COMPARTMENT |  |  | 900 Centennial Blvd | 2 New Suite | [6 empty] | YES | YES
|  | BLICKMAN HEALTH INDUSTRIES | 7921-TG | CABINET, WARMING, SINGLE COMPARTMENT | N160613268 |  | MD Anderson Cancer Center | [7 empty] | YES | YES
|  | FAXITRON | PATHVISION | CABINET, X-RAY SYSTEM | 2327a40382 |  | Pavilion | Basement | [6 empty] | YES | YES
|  | OLYMPIC MEDICAL | MAJ-2056 | CABLE, ENDOSCOPIC, ULTRASOUND |  |  | Kelemen | [7 empty] | YES | YES
|  | GIVEN IMAGING INC. | PILLCAM DR3 | CAMERA, MANOMETRY | DR30811500 |  | 501 Fellowship Rd | [7 empty] | YES | YES
|  | BCI INTERNATIONAL | CAPNOCHECK II | CAPNOGRAPH |  |  | 401 Haddon Ave | [7 empty] | YES | YES
|  | MCKESSON INFORMATION SOLUTIONS | FAS 264-120 | CARDIO CONTROL UNIT | FA3125 |  | Kelemen | [7 empty] | YES | YES
|  | BRANSON ULTRASONICS CORP | SONIFER 200 | CELL DISRUPTOR | Bf60031a |  | Kelemen | [7 empty] | YES | YES
|  | BECKMAN COULTER, INC. | CPR | CENTRIFUGE |  |  | Kelemen | [7 empty] | YES | YES
|  | CLAY ADAMS | SAFETY HEAD 0011 | CENTRIFUGE |  |  | Kelemen | [7 empty] | YES | YES
|  | EPPENDORF |  | CENTRIFUGE |  |  | 401 Haddon Ave | [7 empty] | YES | YES
|  | EPPENDORF |  | CENTRIFUGE | 5415L1579 |  | Kelemen | [7 empty] | YES | YES
|  | EPPENDORF |  | CENTRIFUGE | 5804YO914935 |  | 401 Haddon Ave | [7 empty] | YES | YES
|  | FISHER SCIENTIFIC | MICRO V | CENTRIFUGE |  |  | 401 Haddon Ave | [7 empty] | YES | YES
|  | HARVEST TECHNOLOGIES | SMARTPREP 2 | CENTRIFUGE | SMP25645 |  | Pavilion | [7 empty] | YES | YES
|  | HETTICH | UNIVERSAL 320 | CENTRIFUGE |  |  | 401 Haddon Ave | [7 empty] | YES | YES
|  | IRIS SAMPLE PROCESSING | STATSPIN EXPRESS 3 | CENTRIFUGE | 736m50202345 |  | Dorrance | [7 empty] | YES | YES
|  | SHANDON LIPSHAW | CYTOSPIN 3 | CENTRIFUGE | Ma253301s |  | Pavilion | Basement | [6 empty] | YES | YES
|  | THE DRUCKER COMPANY | HORIZON 642E | CENTRIFUGE |  |  | 2 Plaza Dr | [7 empty] | YES | YES
|  | THE DRUCKER COMPANY | HORIZON 642E | CENTRIFUGE | 181013DR769 |  | Kelemen | [7 empty] | YES | YES
|  | THE DRUCKER COMPANY | HORIZON 642E | CENTRIFUGE |  |  | 416 Haddon Ave | [7 empty] | YES | YES
|  | THERMO FISHER SCIENTIFIC | MEGAFUGE 16 | CENTRIFUGE |  |  | Pavilion | Basement | [6 empty] | YES | YES
|  | THERMO IEC | CENTRA M | CENTRIFUGE |  |  | Kelemen | [7 empty] | YES | YES
|  | THERMO IEC | CENTRA MP4R | CENTRIFUGE | 12.5 50 |  | 401 Haddon Ave | [7 empty] | YES | YES
|  | THERMO IEC | MICROMAX RF | CENTRIFUGE |  |  | Kelemen | [7 empty] | YES | YES
|  | BECKMAN COULTER, INC. | ALLEGRA 64R | CENTRIFUGE, REFRIGERATED |  |  | Kelemen | [7 empty] | YES | YES
|  | EPPENDORF | 5417R | CENTRIFUGE, REFRIGERATED |  |  | 401 Haddon Ave | [7 empty] | YES | YES
|  | EPPENDORF | 5417R | CENTRIFUGE, REFRIGERATED |  |  | 401 Haddon Ave | [7 empty] | YES | YES
|  | MIDMARK CORP. |  | CHAIR, PROCEDURE, POWER |  |  | MD Anderson Cancer Center | [7 empty] | YES | YES
|  | MIDMARK CORP. | 411 75L | CHAIR, PROCEDURE, POWER | JX010145 |  | 500 Berlin-Cross Keys Rd | [7 empty] | YES | YES
|  | GE HEALTHCARE | COOLIX 4000 | CHILLER | Not accessible |  | Kelemen | [7 empty] | YES | YES | Serial Number Not accessible
|  | GE HEALTHCARE | COOLIX 4100 | CHILLER | VU045-V09 |  | Kelemen | [7 empty] | YES | YES
|  | GE HEALTHCARE | COOLIX 4100 | CHILLER | Ty008-vp7 |  | Kelemen | [7 empty] | YES | YES
|  | GE HEALTHCARE | COOLIX 4100 | CHILLER | VU027-V09 |  | Kelemen | [7 empty] | YES | YES
|  | GE HEATLHCARE | COOLIX 2200A | CHILLER |  |  | Kelemen | [6 empty] | SYSTEM COMPONENT | YES | YES
|  | GE HEATLHCARE | COOLIX 2200A | CHILLER | Not accessible |  | Kelemen | [6 empty] | SYSTEM COMPONENT | YES | YES | Serial Number Not accessible
|  | GE HEATLHCARE | COOLIX 2200A | CHILLER |  |  | Kelemen | [6 empty] | SYSTEM COMPONENT | YES | YES
|  | SMC | THERMO-CON | CHILLER |  |  | Kelemen | [6 empty] | SYSTEM COMPONENT | YES | YES
|  | SMC | THERMO-CON | CHILLER | TZ-0507 |  | Kelemen | [6 empty] | SYSTEM COMPONENT | YES | YES
|  | THERMOTEK, INC. | T252P-5 | CHILLER, SOLID STATE | A05446 |  | Kelemen | [7 empty] | YES | YES
|  | EDWARDS LIFESCIENCE | EV1000 DATABOX | CLINICAL PLATFORM |  |  | Pavilion | [7 empty] | YES | YES
|  | OLYMPUS AMERICA, INC. | CF-H180AL | COLONOSCOPE, FLEXIBLE |  |  | 501 Fellowship Rd | [7 empty] | YES | YES
|  | OLYMPUS AMERICA, INC. | CF-Q160AL | COLONOSCOPE, FLEXIBLE |  |  | 900 Centennial Blvd | Suite E | [6 empty] | YES | YES
|  | OLYMPUS AMERICA, INC. | CF-Q180AL | COLONOSCOPE, FLEXIBLE | [10 empty] | YES | YES
|  | OLYMPUS AMERICA, INC. | EVIS EXERA III PCF-H190DL | COLONOSCOPE, FLEXIBLE, PEDIATRIC |  |  | 501 Fellowship Rd | [7 empty] | YES | YES
|  | OLYMPUS AMERICA, INC. | EVIS EXERA III PCF-H190DL | COLONOSCOPE, FLEXIBLE, PEDIATRIC |  |  | 501 Fellowship Rd | [7 empty] | YES | YES
|  | OLYMPUS AMERICA, INC. | EVIS EXERA III PCF-H190DL | COLONOSCOPE, FLEXIBLE, PEDIATRIC |  |  | 501 Fellowship Rd | [7 empty] | YES | YES
|  | OLYMPUS AMERICA, INC. | EVIS EXERA III PCF-H190DL | COLONOSCOPE, FLEXIBLE, PEDIATRIC |  |  | 501 Fellowship Rd | [7 empty] | YES | YES
|  | OLYMPUS AMERICA, INC. | EVIS EXERA III PCF-H190DL | COLONOSCOPE, FLEXIBLE, PEDIATRIC |  |  | 501 Fellowship Rd | [7 empty] | YES | YES
|  | OLYMPUS AMERICA, INC. | PCF-160AL | COLONOSCOPE, FLEXIBLE, PEDIATRIC |  |  | 900 Centennial Blvd | Suite E | [6 empty] | YES | YES
|  | AMERICAN OPTICAL |  | COLONY COUNTER |  |  | 401 Haddon Ave | [7 empty] | YES | YES
|  | LEISEGANG MEDICAL, INC. |  | COLPOSCOPE |  |  | 1103 N Kings Hwy | [7 empty] | YES | YES
|  | LEISEGANG MEDICAL, INC. |  | COLPOSCOPE |  |  | 1103 N Kings Hwy | [7 empty] | YES | YES
|  | PHILIPS MEDICAL SYSTEMS |  | COMPACT ADAPTOR | BOFW6Y |  | Kelemen | [7 empty] | YES | YES
|  | BADGER AIR-BRUSH CO. | TC910 ASPIRE PRO | COMPRESSOR, AIR |  |  | Kelemen | [7 empty] | YES | YES
|  | TIMETER INSTRUMENT | ARIDYNE-3500 | COMPRESSOR, AIR | MO4A |  | Dorrance | [7 empty] | YES | YES
12093M00018 |  | ACCURAY INC | MD SUITE | COMPUTER | 12093M00018 |  | 900 Centennial Blvd | Suite D | [5 empty] | SYSTEM COMPONENT | YES | YES
|  | ELEKTA, INC. |  | COMPUTER |  |  | 2 Cooper | [6 empty] | SYSTEM COMPONENT | YES | YES
|  | ELEKTA, INC. |  | COMPUTER |  |  | 2 Cooper | [6 empty] | SYSTEM COMPONENT | YES | YES
fszwxk2 |  | MCKESSON INFORMATION SOLUTIONS | HCH100HW7 | COMPUTER |  |  | Pavilion | [6 empty] | SYSTEM COMPONENT | YES | YES
|  | GE HEALTHCARE | CARESCAPE C1-CPU | COMPUTER, DATA MANAGEMENT | SKA16360119SA |  | Kelemen | [7 empty] | YES | YES
|  | GE HEALTHCARE | CARESCAPE C1-CPU | COMPUTER, DATA MANAGEMENT | SPM182600085A |  | Dorrance | [7 empty] | YES | YES
|  | GE HEALTHCARE | CIC PRO | COMPUTER, DATA MANAGEMENT | NA |  | Kelemen | [7 empty] | YES | YES
|  | GE HEALTHCARE | SOLAR 8000I | COMPUTER, DATA MANAGEMENT | SBL07028014GA |  | Kelemen | [7 empty] | YES | YES
|  | GE HEALTHCARE | SOLAR 8000I | COMPUTER, DATA MANAGEMENT |  |  | Dorrance | [7 empty] | YES | YES
|  | GE HEALTHCARE | SOLAR 8000I | COMPUTER, DATA MANAGEMENT | SE408467099GA |  | Kelemen | [7 empty] | YES | YES
|  | Dell | OptiPlex 7050 | COMPUTER, DESKTOP |  |  | Kelemen | [6 empty] | SYSTEM COMPONENT | YES | YES
|  | Dell | OptiPlex 7050 | COMPUTER, DESKTOP |  |  | 400 MEDICAL CENTER DR | [6 empty] | SYSTEM COMPONENT | YES | YES
|  | Dell | OptiPlex 7050 | COMPUTER, DESKTOP |  |  | 400 Medical Center Dr | [6 empty] | SYSTEM COMPONENT | YES | YES
|  | Dell | OptiPlex 7050 | COMPUTER, DESKTOP |  |  | 901 Centennial Blvd | 1 Building 2 | [5 empty] | SYSTEM COMPONENT | YES | YES
|  | Dell | OptiPlex 7050 | COMPUTER, DESKTOP |  |  | Kelemen | [6 empty] | SYSTEM COMPONENT | YES | YES
|  | Dell | OptiPlex 7050 | COMPUTER, DESKTOP |  |  | Kelemen | [6 empty] | SYSTEM COMPONENT | YES | YES
|  | Dell | OptiPlex 7050 | COMPUTER, DESKTOP |  |  | Kelemen | [6 empty] | SYSTEM COMPONENT | YES | YES
|  | Dell | OptiPlex 7050 | COMPUTER, DESKTOP |  |  | Kelemen | [6 empty] | SYSTEM COMPONENT | YES | YES
|  | Dell | Precision 5810 | COMPUTER, DESKTOP |  |  | Kelemen | [6 empty] | SYSTEM COMPONENT | YES | YES
|  | Dell | Precision T5600 | COMPUTER, DESKTOP | 856348DS |  | 1103 N Kings Hwy | [6 empty] | SYSTEM COMPONENT | YES | YES
|  | Dell | T3610 | COMPUTER, DESKTOP |  |  | Kelemen | [6 empty] | SYSTEM COMPONENT | YES | YES
|  | Fujitsu |  | COMPUTER, DESKTOP | ykjq009604 |  | Pavilion | [6 empty] | SYSTEM COMPONENT | YES | YES
|  | Fujitsu | Celsius | COMPUTER, DESKTOP |  |  | 900 Centennial Blvd | 1 Suite B | [5 empty] | SYSTEM COMPONENT | YES | YES
|  | Fujitsu | Celsius M470-2 POWER | COMPUTER, DESKTOP | S2315 |  | Keleman | [6 empty] | SYSTEM COMPONENT | YES | YES
|  | FUJITSU Siemens | Celsius | COMPUTER, DESKTOP | yktj020502 |  | Pavilion | Basement | [5 empty] | SYSTEM COMPONENT | YES | YES
|  | Hewlett-Packard (HP) | N/A | COMPUTER, DESKTOP | 249-0578 |  | 900 Centennial Blvd | 1 Suite D | [5 empty] | SYSTEM COMPONENT | YES | YES
|  | Hewlett-Packard (HP) | RP5 5810 | COMPUTER, DESKTOP | CZC8417THG |  | 2 Cooper | [6 empty] | SYSTEM COMPONENT | YES | YES
|  | Hewlett-Packard (HP) | Z440 | COMPUTER, DESKTOP |  |  | Pavilion | [6 empty] | SYSTEM COMPONENT | YES | YES
|  | Hewlett-Packard (HP) | Z440 | COMPUTER, DESKTOP |  |  | Kelemen | [6 empty] | SYSTEM COMPONENT | YES | YES
|  | Hewlett-Packard (HP) | Z440 | COMPUTER, DESKTOP |  |  | Kelemen | [6 empty] | SYSTEM COMPONENT | YES | YES
|  | Hewlett-Packard (HP) | Z440 | COMPUTER, DESKTOP |  |  | Kelemen | [6 empty] | SYSTEM COMPONENT | YES | YES
|  | Hewlett-Packard (HP) | Z440 | COMPUTER, DESKTOP | CZC93080YP |  | Pavilion | Basement | [5 empty] | SYSTEM COMPONENT | YES | YES
|  | Hewlett-Packard (HP) | Z6 G4 | COMPUTER, DESKTOP |  |  | 3 Cooper | [6 empty] | SYSTEM COMPONENT | YES | YES
|  | Hewlett-Packard (HP) | Z6 G4 | COMPUTER, DESKTOP |  |  | 3 Cooper | [6 empty] | SYSTEM COMPONENT | YES | YES
|  | Lenovo | ThinkCentre M83 | COMPUTER, DESKTOP | MJ00ZTK5 |  | Kelemen | [6 empty] | SYSTEM COMPONENT | YES | YES
|  | Lenovo | ThinkStation E31 | COMPUTER, LAPTOP |  |  | 218 Sunset Rd | [6 empty] | SYSTEM COMPONENT | YES | YES
|  | SAVANT | SPEED VAC SVC100H | CONCENTRATOR |  |  | Kelemen | [7 empty] | YES | YES
|  | STRYKER CORP. | TPS 5100-50 | CONSOLE, POWER |  |  | Kelemen | [7 empty] | YES | YES
|  | HOLOGIC, INC. | ASY-01504 | CONTROL | D2286 |  | 1103 N Kings Hwy | [7 empty] | YES | YES
CCP71025592043004 |  | HOLOGIC, INC. | ASY-01504 | CONTROL | D6k0091 |  | 1103 N Kings Hwy | [7 empty] | YES | YES
|  | RICHARD WOLF |  | CONTROL, SHAVER |  |  | Kelemen | [7 empty] | YES | YES
|  | LONZA | 4D-NUCLEOFECTOR | CONTROLLER | 511B0235 |  | 401 Haddon Ave | [7 empty] | YES | YES
|  | BERCHTOLD CORPORATION | CHROMOVISION HR24 | CONTROLLER, CAMERA |  |  | Pavilion | [7 empty] | YES | YES
|  | BERCHTOLD CORPORATION | CHROMOVISION HR24 | CONTROLLER, CAMERA | 922204-Q10907 |  | Pavilion | [7 empty] | YES | YES
|  | SKYTRON | TVII | CONTROLLER, CAMERA | 8H656 |  | Pavilion | [7 empty] | YES | YES
|  | SKYTRON | TVII | CONTROLLER, CAMERA | 9C712 |  | Pavilion | [7 empty] | YES | YES
|  | SKYTRON | TVII | CONTROLLER, CAMERA | 7L573 |  | Pavilion | [7 empty] | YES | YES
|  | VISIONSENSE | VS3 3DHD | CONTROLLER, CAMERA | 360-0174 |  | 401 Haddon Ave | [7 empty] | YES | YES
|  | VISIONSENSE | VS3 3DHD | CONTROLLER, CAMERA | 353-0513 |  | 401 Haddon Ave | [7 empty] | YES | YES
|  | CAREFUSION | ALARIS 8015 5.7 | CONTROLLER, INFUSION PUMP |  |  | 900 Centennial Blvd | Suite E | [6 empty] | YES | YES
|  | CARDIOQUIP | MCH-1000(I) | CONTROLLER, PERFUSION TEMPERATURE |  |  | Pavilion | [7 empty] | YES | YES
|  | MOPEC |  | COOLER, MORGUE, BUILT-IN |  |  | Kelemen | Basement | [6 empty] | YES | YES
|  | MOPEC |  | COOLER, MORGUE, BUILT-IN |  |  | Kelemen | Basement | [6 empty] | YES | YES
|  | MOPEC |  | COOLER, MORGUE, BUILT-IN |  |  | Kelemen | Basement | [6 empty] | YES | YES
|  | CAPINTEC, INC. | CAPRAC T | COUNTER, BETA/GAMMA |  |  | Kelemen | Basement | [6 empty] | YES | YES
|  | BECKMAN COULTER, INC. | Z2 | COUNTER, PARTICLE | Ak21174 |  | 401 Haddon Ave | [7 empty] | YES | YES
|  | OLYMPUS AMERICA, INC. | CYF-VH | CYSTOSCOPE |  |  | 2 Plaza Dr | [7 empty] | YES | YES
|  | COGENTIX MEDICAL | CST-4000 | CYSTOSCOPE, FLEXIBLE | CS1664F |  | 6012 Main St | [7 empty] | YES | YES
|  | COGENTIX MEDICAL | CST-4000 | CYSTOSCOPE, FLEXIBLE | cs1602f |  | 6012 Main St | [7 empty] | YES | YES
|  | COGENTIX MEDICAL | CST-4000 | CYSTOSCOPE, FLEXIBLE | Cs1663f |  | 6012 Main St | [7 empty] | YES | YES
|  | PHILIPS MEDICAL SYSTEMS | HEARTSTREAM XL | DEFIBRILLATOR | US00111553 |  | 401 Haddon Ave | [7 empty] | YES | YES
|  | PHYSIO-CONTROL CORPORATION | LIFEPAK CR PLUS | DEFIBRILLATOR, AUTOMATED EXTERNAL |  |  | 2 Plaza Dr | [7 empty] | YES | YES
|  | PHYSIO-CONTROL CORPORATION | LIFEPAK CR PLUS | DEFIBRILLATOR, AUTOMATED EXTERNAL |  |  | 1103 N Kings Hwy | [7 empty] | YES | YES
|  | PHYSIO-CONTROL CORPORATION | LIFEPAK CR PLUS | DEFIBRILLATOR, AUTOMATED EXTERNAL |  |  | 6015 Main St | [7 empty] | YES | YES
|  | PHYSIO-CONTROL CORPORATION | LIFEPAK CR2 | DEFIBRILLATOR, AUTOMATED EXTERNAL |  |  | 10 Forrestal Rd S | [7 empty] | YES | YES
|  | PHYSIO-CONTROL CORPORATION | LIFEPAK CR2 | DEFIBRILLATOR, AUTOMATED EXTERNAL |  |  | 390 N Broadway | [7 empty] | YES | YES
|  | PHYSIO-CONTROL CORPORATION | LIFEPAK CR2 | DEFIBRILLATOR, AUTOMATED EXTERNAL |  |  | 4011 Main St | [7 empty] | YES | YES
|  | PHYSIO-CONTROL CORPORATION | LIFEPAK CR2 | DEFIBRILLATOR, AUTOMATED EXTERNAL |  |  | 123 Egg Harbor Rd | [7 empty] | YES | YES
|  | PHILIPS MEDICAL SYSTEMS | HEARTSTART | DEFIBRILLATOR, EXTERNAL AUTOMATIC | B17b-04598 |  | 1000 S 10th | Ambulance Garage | [6 empty] | YES | YES
|  | PHILIPS MEDICAL SYSTEMS | HEARTSTART | DEFIBRILLATOR, EXTERNAL AUTOMATIC | B07h-01703 |  | 1000 S 10th | Ambulance Garage | [6 empty] | YES | YES
|  | PHYSIO-CONTROL CORPORATION | LIFEPAK 15 | DEFIBRILLATOR, W/ PACING, ANALYZE |  |  | 1000 S 10th | Ambulance Garage | [6 empty] | YES | YES
|  | PHYSIO-CONTROL CORPORATION | LIFEPAK 20 | DEFIBRILLATOR, W/ PACING, ANALYZE |  |  | Pavilion | [7 empty] | YES | YES
|  | PHYSIO-CONTROL CORPORATION | LIFEPAK 20E | DEFIBRILLATOR, W/ PACING, ANALYZE |  |  | Kelemen | Basement | [6 empty] | YES | YES
|  | PHYSIO-CONTROL CORPORATION | LIFEPAK 20E | DEFIBRILLATOR, W/ PACING, ANALYZE |  |  | Kelemen | Basement | [6 empty] | YES | YES
|  | CANON USA, INC. | CXDI-50G | DETECTOR, RADIOGRAPHIC, TETHERED |  | 3 COOPER - SURGERY DEPARTMENT | Pavilion | [7 empty] | YES | YES
|  | CANON USA, INC. | CXDI-50G | DETECTOR, RADIOGRAPHIC, TETHERED |  | 3 COOPER - SURGERY DEPARTMENT | Pavilion | [7 empty] | YES | YES
|  | CANON USA, INC. | CXDI-50G | DETECTOR, RADIOGRAPHIC, WIRELESS |  |  | Kelemen | Basement | [6 empty] | YES | YES
|  | CANON USA, INC. | CXDI-50G | DETECTOR, RADIOGRAPHIC, WIRELESS |  |  | Kelemen | Basement | [6 empty] | YES | YES
|  | CANON USA, INC. | CXDI-701C | DETECTOR, RADIOGRAPHIC, WIRELESS |  |  | Kelemen | [7 empty] | YES | YES
|  | CANON USA, INC. | CXDI-701C | DETECTOR, RADIOGRAPHIC, WIRELESS |  |  | Kelemen | [7 empty] | YES | YES
|  | CARESTREAM HEALTH, INC. | DRX PLUS 3543C | DETECTOR, RADIOGRAPHIC, WIRELESS |  |  | Kelemen | Basement | [6 empty] | YES | YES
|  | SIEMENS MEDICAL | 3543 EZH | DETECTOR, RADIOGRAPHIC, WIRELESS | 1828CE |  | Kelemen | Basement | [6 empty] | YES | YES
|  | SIEMENS MEDICAL | 3543 EZH | DETECTOR, RADIOGRAPHIC, WIRELESS |  |  | Kelemen | Basement | [6 empty] | YES | YES
|  | SIEMENS MEDICAL | 3543 EZH | DETECTOR, RADIOGRAPHIC, WIRELESS | 1846JY |  | Kelemen | Basement | [6 empty] | YES | YES
|  | MACS MILTENYI BIOTEC | GENTLEMACS | DISSOCIATOR |  |  | Kelemen | [7 empty] | YES | YES
|  | MASIMO CORPORATION | RDS-1 | DOCKING STATION |  |  | Kelemen | Basement | [6 empty] | YES | YES
|  | MASIMO CORPORATION | RDS-1 | DOCKING STATION |  |  | Kelemen | [7 empty] | YES | YES
|  | MASIMO CORPORATION | RDS-1 | DOCKING STATION |  |  | Kelemen | [7 empty] | YES | YES
|  | MASIMO CORPORATION | RDS-1 | DOCKING STATION |  |  | Dorrance | [7 empty] | YES | YES
|  | MASIMO CORPORATION | RDS-1 | DOCKING STATION |  |  | Dorrance | [7 empty] | YES | YES
|  | MASIMO CORPORATION | RDS-1 | DOCKING STATION |  |  | Kelemen | [7 empty] | YES | YES
|  | MASIMO CORPORATION | RDS-1 | DOCKING STATION |  |  | Pavilion | [7 empty] | YES | YES
|  | MASIMO CORPORATION | RDS-1 | DOCKING STATION |  |  | Kelemen | [7 empty] | YES | YES
|  | MASIMO CORPORATION | RDS-1 | DOCKING STATION |  |  | Kelemen | [7 empty] | YES | YES
|  | MASIMO CORPORATION | RDS-1 | DOCKING STATION |  |  | Kelemen | [7 empty] | YES | YES
|  | MASIMO CORPORATION | RDS-1 | DOCKING STATION |  |  | Kelemen | [7 empty] | YES | YES
|  | MASIMO CORPORATION | RDS-1 | DOCKING STATION |  |  | Kelemen | BASEMENT | [6 empty] | YES | YES
|  | MASIMO CORPORATION | RDS-1 | DOCKING STATION |  |  | Kelemen | [7 empty] | YES | YES
|  | MASIMO CORPORATION | RDS-1 | DOCKING STATION |  |  | Kelemen | [7 empty] | YES | YES
|  | MASIMO CORPORATION | RDS-1 | DOCKING STATION |  |  | Pavilion | [7 empty] | YES | YES
|  | MASIMO CORPORATION | RDS-1 | DOCKING STATION |  |  | Pavilion | [7 empty] | YES | YES
|  | MASIMO CORPORATION | RDS-1 | DOCKING STATION |  |  | Pavilion | 7 | [6 empty] | YES | YES
|  | MASIMO CORPORATION | RDS-1 | DOCKING STATION |  |  | Kelemen | [7 empty] | YES | YES
|  | MASIMO CORPORATION | RDS-1 | DOCKING STATION |  |  | Kelemen | [7 empty] | YES | YES
|  | MASIMO CORPORATION | RDS-1 | DOCKING STATION |  |  | Pavilion | [7 empty] | YES | YES
|  | MASIMO CORPORATION | RDS-1 | DOCKING STATION |  |  | Kelemen | [7 empty] | YES | YES
|  | MASIMO CORPORATION | RDS-1 | DOCKING STATION |  |  | Kelemen | [7 empty] | YES | YES
|  | MASIMO CORPORATION | RDS-1 | DOCKING STATION |  |  | Pavilion | [7 empty] | YES | YES
|  | MASIMO CORPORATION | RDS-1 | DOCKING STATION |  |  | Pavilion | [7 empty] | YES | YES
|  | MASIMO CORPORATION | RDS-1 | DOCKING STATION |  |  | Kelemen | [7 empty] | YES | YES
|  | MASIMO CORPORATION | RDS-1 | DOCKING STATION |  |  | Pavilion | [7 empty] | YES | YES
|  | MASIMO CORPORATION | RDS-1 | DOCKING STATION |  |  | Dorrance | [7 empty] | YES | YES
|  | MASIMO CORPORATION | RDS-1 | DOCKING STATION |  |  | Pavilion | [7 empty] | YES | YES
|  | MASIMO CORPORATION | RDS-1 | DOCKING STATION |  |  | 3 Cooper | [7 empty] | YES | YES
|  | BIODEX MEDICAL SYSTEMS | ATOMLAB 500 | DOSE CALIBRATOR |  |  | MD Anderson Cancer Center | [7 empty] | YES | YES
|  | CAPINTEC, INC. | CRC-25R | DOSE CALIBRATOR |  |  | Kelemen | Basement | [6 empty] | YES | YES
|  | BIO-RAD LABORATORIES | CHEF II | DRIVE MODULE |  |  | Kelemen | [7 empty] | YES | YES
|  | OLYMPUS AMERICA, INC. | TJF-Q180V | DUODENOSCOPE, FLEXIBLE | [10 empty] | YES | YES
|  | PHILIPS MEDICAL SYSTEMS | PAGEWRITER | ELECTROCARDIOGRAPH (ECG) |  |  | 1217 N Church St | [7 empty] | YES | YES
|  | GE HEALTHCARE | MAC VU360 | ELECTROCARDIOGRAPH (ECG), INTERPRETIVE | VU219500057SA |  | Kelemen | [7 empty] | YES | YES
|  | GE HEALTHCARE | MAC VU360 | ELECTROCARDIOGRAPH (ECG), INTERPRETIVE | VU219500068SA |  | Kelemen | [7 empty] | YES | YES
|  | GE HEALTHCARE | MAC VU360 | ELECTROCARDIOGRAPH (ECG), INTERPRETIVE | VU219500061SA |  | Kelemen | [7 empty] | YES | YES
|  | GE HEALTHCARE | MAC VU360 | ELECTROCARDIOGRAPH (ECG), INTERPRETIVE | VU219500012SA |  | Kelemen | [7 empty] | YES | YES
|  | GE HEALTHCARE | MAC VU360 | ELECTROCARDIOGRAPH (ECG), INTERPRETIVE | VU219500010SA |  | Kelemen | [7 empty] | YES | YES
|  | GE HEALTHCARE | MAC VU360 | ELECTROCARDIOGRAPH (ECG), INTERPRETIVE | VU219490064SA |  | Kelemen | [7 empty] | YES | YES
|  | GE HEALTHCARE | MAC VU360 | ELECTROCARDIOGRAPH (ECG), INTERPRETIVE | VU219500060SA |  | Kelemen | [7 empty] | YES | YES
|  | GE HEALTHCARE | MAC VU360 | ELECTROCARDIOGRAPH (ECG), INTERPRETIVE | VU219490043SA |  | Kelemen | [7 empty] | YES | YES
|  | GE HEALTHCARE | MAC VU360 | ELECTROCARDIOGRAPH (ECG), INTERPRETIVE | VU219500050SA |  | Kelemen | [7 empty] | YES | YES
|  | GE HEALTHCARE | MAC VU360 | ELECTROCARDIOGRAPH (ECG), INTERPRETIVE | VU219490021SA |  | Kelemen | [7 empty] | YES | YES
|  | GE HEALTHCARE | MAC VU360 | ELECTROCARDIOGRAPH (ECG), INTERPRETIVE | VU219500064SA |  | Kelemen | [7 empty] | YES | YES
|  | GE HEALTHCARE | MAC VU360 | ELECTROCARDIOGRAPH (ECG), INTERPRETIVE | VU219490035SA |  | Kelemen | [7 empty] | YES | YES
|  | GE HEALTHCARE | MAC VU360 | ELECTROCARDIOGRAPH (ECG), INTERPRETIVE | VU219490028SA |  | Kelemen | [7 empty] | YES | YES
|  | GE HEALTHCARE | MAC VU360 | ELECTROCARDIOGRAPH (ECG), INTERPRETIVE | VU219490014SA |  | Kelemen | [7 empty] | YES | YES
|  | GE HEALTHCARE | MAC VU360 | ELECTROCARDIOGRAPH (ECG), INTERPRETIVE | VU220020018SA |  | Kelemen | [7 empty] | YES | YES
|  | GE HEALTHCARE | MAC VU360 | ELECTROCARDIOGRAPH (ECG), INTERPRETIVE | VU219480064SA |  | Kelemen | [7 empty] | YES | YES
|  | GE HEALTHCARE | MAC VU360 | ELECTROCARDIOGRAPH (ECG), INTERPRETIVE | VU219480066SA |  | Kelemen | [7 empty] | YES | YES
|  | GE HEALTHCARE | MAC VU360 | ELECTROCARDIOGRAPH (ECG), INTERPRETIVE | VU219490013SA |  | Kelemen | [7 empty] | YES | YES
|  | GE HEALTHCARE | MAC VU360 | ELECTROCARDIOGRAPH (ECG), INTERPRETIVE | VU219490029SA |  | Kelemen | [7 empty] | YES | YES
|  | NATUS MEDICAL INC. | XLTEK TREX HD | ELECTROENCEPHALOGRAPH (EEG) | 008043n3071 |  | Kelemen | [7 empty] | YES | YES
|  | STANDARD IMAGING | MAX 4000 | ELECTROMETER | F151191 |  | 900 Centennial Blvd | Suite D | [6 empty] | YES | YES
|  | SPORTS ART | C510 | EXERCISER/ERGOMETER, BICYCLE | 0319414K |  | Pavilion | [7 empty] | YES | YES
|  | ACCURI CYTOMETERS INC. | C6 | FLOW CYTOMETER |  |  | 401 Haddon Ave | [7 empty] | YES | YES
|  | DELTEX MEDICAL | CARDIOQ EDM+ | FLOWMETER, BLOOD, CARDIOVASCULAR | 31451e |  | Pavilion | [7 empty] | YES | YES
|  | HOEFER SCIENTIFIC | TK0100-115V | FLUOROMETER | 93-1097 |  | Kelemen | [7 empty] | YES | YES
|  | PHILIPS MEDICAL SYSTEMS | MCS | FRAME |  |  | Kelemen | [7 empty] | YES | YES
|  | FORMA SCIENTIFIC |  | FREEZER, LABORATORY | Na |  | 401 Haddon Ave | [7 empty] | YES | YES
|  | PANASONIC | MDF-U334-PA | FREEZER, LABORATORY |  |  | Kelemen | [7 empty] | YES | YES
|  | THERMO SCIENTIFIC | FORMA | FREEZER, LABORATORY | Not able to access |  | Kelemen | [7 empty] | YES | YES
|  | BIO-TEMP SCIENTIFIC |  | FREEZER, LABORATORY, BUILT-IN |  |  | Kelemen | [7 empty] | YES | YES
|  | BAXTER SCIENTIFIC | CRYO-FRIDGE | FREEZER, LABORATORY, ULTRA LOW |  |  | Kelemen | [7 empty] | YES | YES
|  | HELMER INC. | IUF126 | FREEZER, LABORATORY, ULTRA LOW |  |  | Kelemen | [7 empty] | YES | YES
|  | THERMO ELECTRON CORPORATION | ULT2186-9-A40 | FREEZER, LABORATORY, ULTRA LOW | V25R 233448 WR |  | 401 Haddon Ave | [7 empty] | YES | YES
|  | FORMA SCIENTIFIC |  | FREEZER, LABORATORY, ULTRA-LOW | 18293-994 |  | 401 Haddon Ave | [7 empty] | YES | YES
|  |  |  | FREEZER, MEDICAL GRADE, COMPACT |  |  | 1030 Kings Highway | [7 empty] | YES | YES
|  | CME | CMEB-FRZ-1PT7-HCF-RFC12 | FREEZER, MEDICAL GRADE, COMPACT | CME111810303884PW1901 |  | 110 Marter Ave | [7 empty] | YES | YES
|  | CME | CMEB-FRZ-1PT7-HCF-RFC12 | FREEZER, MEDICAL GRADE, COMPACT | CME11908274876PW1911 |  | 123 Egg Harbor Rd | [7 empty] | YES | YES
|  | CME | CMEB-FRZ-1PT7-HCF-RFC12 | FREEZER, MEDICAL GRADE, COMPACT | CME111907134781PW1911 |  | 1050 N Kings Hwy | [7 empty] | YES | YES
|  | CME | CMEB-FRZ-4PT2-ADA-HCF | FREEZER, MEDICAL GRADE, COMPACT | cme-9097251-1910-v52 |  | Kelemen | [7 empty] | YES | YES
|  | FORMA SCIENTIFIC |  | FREEZER, MEDICAL GRADE, COMPACT | 31109-2571 |  | Kelemen | [7 empty] | YES | YES
|  | HARRIS MANUFACTURING |  | FREEZER, MEDICAL GRADE, ULTRA LOW | Y20F-318128-ZF |  | 401 Haddon Ave | [7 empty] | YES | YES
|  | STIRLING ULTRACOLD |  | FREEZER, ULTRA LOW |  |  | 900 Centennial Blvd | 2 New Suite | [6 empty] | YES | YES
|  | OLYMPUS AMERICA, INC. | GIF-H190 | GASTROSCOPE, FLEXIBLE |  |  | 501 Fellowship Rd | [7 empty] | YES | YES
|  | OLYMPUS AMERICA, INC. | GIF-H190 | GASTROSCOPE, FLEXIBLE |  |  | 501 Fellowship Rd | [7 empty] | YES | YES
|  | OLYMPUS AMERICA, INC. | GIF-HQ190 | GASTROSCOPE, FLEXIBLE | [10 empty] | YES | YES
|  | OLYMPUS AMERICA, INC. | GIF-XP160 | GASTROSCOPE, FLEXIBLE |  |  | 900 Centennial Blvd | Suite E | [6 empty] | YES | YES
|  | OLYMPUS AMERICA, INC. | GIF-XP180N | GASTROSCOPE, FLEXIBLE |  |  | 900 Centennial Blvd | Suite E | [6 empty] | YES | YES
|  | OLYMPUS AMERICA, INC. | GF-UCT180 | GASTROSCOPE, FLEXIBLE, ULTRASONIC |  |  | 501 Fellowship Rd | [7 empty] | YES | YES
|  | OLYMPUS AMERICA, INC. | GF-UCT180 | GASTROSCOPE, FLEXIBLE, ULTRASONIC |  |  | 501 Fellowship Rd | [7 empty] | YES | YES
|  | LUDLUM MEASUREMENTS | 14C | GEIGER COUNTER |  |  | 1210 Brace Rd | Heart Institute | [6 empty] | YES | YES
|  | A-M SYSTEMS |  | GENERATOR, PULSE |  |  | 401 Haddon Ave | [7 empty] | YES | YES
|  | RF SURGICAL SYSTEMS INC. | RF ASSURE 200E | GENERATOR, RADIOFREQUENCY | 12749r |  | Kelemen | [7 empty] | YES | YES
|  | RF SURGICAL SYSTEMS INC. | RF ASSURE 200E | GENERATOR, RADIOFREQUENCY |  |  | Kelemen | [7 empty] | YES | YES
|  | RF SURGICAL SYSTEMS INC. | RF ASSURE 200E | GENERATOR, RADIOFREQUENCY | 1740A |  | Kelemen | [7 empty] | YES | YES
|  | RF SURGICAL SYSTEMS INC. | RF ASSURE 200E | GENERATOR, RADIOFREQUENCY | 165A2 |  | Kelemen | [7 empty] | YES | YES
|  | RF SURGICAL SYSTEMS INC. | RF ASSURE 200E | GENERATOR, RADIOFREQUENCY | 173FB |  | Kelemen | [7 empty] | YES | YES
|  | RF SURGICAL SYSTEMS INC. | RF ASSURE 200E | GENERATOR, RADIOFREQUENCY | 1741B |  | Kelemen | [7 empty] | YES | YES
|  | RF SURGICAL SYSTEMS INC. | RF ASSURE 200E | GENERATOR, RADIOFREQUENCY | 1273c |  | Kelemen | [7 empty] | YES | YES
|  | COLE-PARMER INSTRUMENTS | 94460-28 | HEAT BLOCK |  |  | 401 Haddon Ave | [7 empty] | YES | YES
|  | THERMO FISHER SCIENTIFIC | ISOTEMP 2001 | HEAT BLOCK | C1953121164059 |  | 401 Haddon Ave | [7 empty] | YES | YES
|  | VWR SCIENTIFIC | 13259-007 | HEAT BLOCK |  |  | Kelemen | [7 empty] | YES | YES
|  | NUAIRE INC | PHARMAGARD NU-NTE797-400 | HOOD, COMPOUNDING |  |  | Kelemen | [7 empty] | YES | YES
|  | NUAIRE INC | PHARMAGARD NU-NTE800 | HOOD, COMPOUNDING |  |  | 900 Centennial Blvd | 2 New Suite | [6 empty] | YES | YES
|  |  |  | HOOD, FUME |  |  | 401 Haddon Ave | [7 empty] | YES | YES
|  |  |  | HOOD, FUME |  |  | 401 Haddon Ave | [7 empty] | YES | YES
|  | BELLCO GLASS, INC. |  | HOOD, FUME | NB-244 |  | 401 Haddon Ave | [7 empty] | YES | YES
|  | FORMA SCIENTIFIC |  | HOOD, FUME | 11914-203 |  | 401 Haddon Ave | [7 empty] | YES | YES
|  | ISOTECH DESIGN |  | HOOD, FUME |  |  | Kelemen | [7 empty] | YES | YES
|  | ISOTECH DESIGN |  | HOOD, FUME |  |  | Pavilion | [7 empty] | YES | YES
|  | LABCONCO CORPORATION |  | HOOD, FUME | 190677464B |  | 401 Haddon Ave | [7 empty] | YES | YES
|  | LABCONCO CORPORATION |  | HOOD, FUME |  |  | Kelemen | [7 empty] | YES | YES
|  | LABCONCO CORPORATION | 36208-01 | HOOD, FUME |  |  | Kelemen | [7 empty] | YES | YES
|  | LABCONCO CORPORATION |  | HOOD, FUME |  |  | Kelemen | Basement | [6 empty] | YES | YES
|  | NUAIRE | NU-340-430 | HOOD, FUME |  |  | 900 Centennial Blvd | 2 New Suite | [6 empty] | YES | YES
|  | NUAIRE INC | LABGARD NU-560-400 | HOOD, FUME |  |  | 900 Centennial Blvd | 2 New Suite | [6 empty] | YES | YES
|  | NUAIRE INC | LABGARD NU-560-400 | HOOD, FUME |  |  | 900 Centennial Blvd | 2 New Suite | [6 empty] | YES | YES
|  | NUAIRE INC | LABGARD NU-560-600 | HOOD, FUME |  |  | 900 Centennial Blvd | 2 New Suite | [6 empty] | YES | YES
|  | NUAIRE INC | NU-301-636 | HOOD, FUME |  |  | Kelemen | [7 empty] | YES | YES
|  | NUAIRE INC | NU-301-636 | HOOD, FUME |  |  | Kelemen | [7 empty] | YES | YES
|  | NUAIRE INC | NU-301-636 | HOOD, FUME |  |  | Kelemen | [7 empty] | YES | YES
|  | NUAIRE INC | NU-301-636 | HOOD, FUME |  |  | Kelemen | [7 empty] | YES | YES
|  | NUAIRE INC | NU-408FM-400 | HOOD, FUME | 9320 QM |  | Kelemen | [7 empty] | YES | YES
|  | NUAIRE INC | NU-430-400 | HOOD, FUME |  |  | Kelemen | [7 empty] | YES | YES
|  | NUAIRE INC | NU-8700 | HOOD, FUME |  |  | 401 Haddon Ave | [7 empty] | YES | YES
|  | NUAIRE INC | NU-S602-600 | HOOD, FUME |  |  | 401 Haddon Ave | [7 empty] | YES | YES
|  | NUAIRE INC | NU-S607-400 | HOOD, FUME |  |  | 401 Haddon Ave | [7 empty] | YES | YES
|  | CORNING MEDICAL | PC-351 | HOT PLATE | 296-4 |  | 401 Haddon Ave | [7 empty] | YES | YES
|  | CORNING MEDICAL | PC-420 | HOT PLATE |  |  | 401 Haddon Ave | [7 empty] | YES | YES
|  | OLYMPUS AMERICA, INC. | IMH-20 | HUB, IMAGE MANAGEMENT |  |  | Pavilion | [7 empty] | YES | YES
|  | WESTMED | ANAPOD | HUMIDIFER, HEATED |  |  | 60 Fostertown Rd | Cooper 2 | [6 empty] | YES | YES
|  | FISHER-PAYKEL | MR850JHU | HUMIDIFIER, HEATED |  |  | Pavilion | [7 empty] | YES | YES
|  | FISHER-PAYKEL | MR850JHU | HUMIDIFIER, HEATED | N/A |  | Kelemen | [7 empty] | YES | YES
|  | FISHER-PAYKEL | MR850JHU | HUMIDIFIER, HEATED | See pic |  | Kelemen | [7 empty] | YES | YES
|  | FISHER-PAYKEL | MR850JHU | HUMIDIFIER, HEATED |  |  | Kelemen | [7 empty] | YES | YES
|  | FISHER-PAYKEL | MR850JHU | HUMIDIFIER, HEATED |  |  | Kelemen | [7 empty] | YES | YES
|  | FISHER-PAYKEL | MR850JHU | HUMIDIFIER, HEATED |  |  | Pavilion | [7 empty] | YES | YES
|  | FISHER-PAYKEL | MR850JHU | HUMIDIFIER, HEATED |  |  | Pavilion | [7 empty] | YES | YES
|  | FISHER-PAYKEL | MR850JHU | HUMIDIFIER, HEATED |  |  | Pavilion | [7 empty] | YES | YES
|  | FISHER-PAYKEL | MR850JHU | HUMIDIFIER, HEATED | N/A |  | Kelemen | [7 empty] | YES | YES
|  | FISHER-PAYKEL | MR850JHU | HUMIDIFIER, HEATED |  |  | Kelemen | [7 empty] | YES | YES
|  | FISHER-PAYKEL | MR850JHU | HUMIDIFIER, HEATED | See pic |  | Pavilion | [7 empty] | YES | YES
|  | FISHER-PAYKEL | MR850JHU | HUMIDIFIER, HEATED |  |  | Pavilion | [7 empty] | YES | YES
|  | FISHER-PAYKEL | MR850JHU | HUMIDIFIER, HEATED |  |  | Pavilion | [7 empty] | YES | YES
|  | FISHER-PAYKEL | MR850JHU | HUMIDIFIER, HEATED |  |  | Dorrance | [7 empty] | YES | YES
|  | FISHER-PAYKEL | MR850JHU | HUMIDIFIER, HEATED |  |  | Kelemen | [7 empty] | YES | YES
|  | FISHER-PAYKEL | MR850JHU | HUMIDIFIER, HEATED |  |  | Kelemen | [7 empty] | YES | YES
|  | FISHER-PAYKEL | MR850JHU | HUMIDIFIER, HEATED | NA |  | Kelemen | [7 empty] | YES | YES
|  | FISHER-PAYKEL | MR850JHU | HUMIDIFIER, HEATED |  |  | Pavilion | [7 empty] | YES | YES
|  | FISHER-PAYKEL | MR850JHU | HUMIDIFIER, HEATED | MR850JHU |  | Kelemen | [7 empty] | YES | YES
|  | FISHER-PAYKEL | MR850JHU | HUMIDIFIER, HEATED | NA |  | Kelemen | [7 empty] | YES | YES
|  | FISHER-PAYKEL | MR850JHU | HUMIDIFIER, HEATED |  |  | Pavilion | [7 empty] | YES | YES
|  | FISHER-PAYKEL | MR850JHU | HUMIDIFIER, HEATED |  |  | Dorrance | [7 empty] | YES | YES
|  | FISHER-PAYKEL | MR850JHU | HUMIDIFIER, HEATED |  |  | Pavilion | [7 empty] | YES | YES
|  | FISHER-PAYKEL | MR850JHU | HUMIDIFIER, HEATED | N/a |  | Kelemen | [7 empty] | YES | YES
|  | FISHER-PAYKEL | MR850JHU | HUMIDIFIER, HEATED |  |  | Kelemen | [7 empty] | YES | YES
|  | FISHER-PAYKEL | MR850JHU | HUMIDIFIER, HEATED |  |  | Kelemen | [7 empty] | YES | YES
|  | FISHER-PAYKEL | MR850JHU | HUMIDIFIER, HEATED | Cant access |  | Pavilion | [7 empty] | YES | YES
|  | FISHER-PAYKEL | MR850JHU | HUMIDIFIER, HEATED |  |  | Kelemen | [7 empty] | YES | YES
|  | FISHER-PAYKEL | MR850JHU | HUMIDIFIER, HEATED |  |  | Dorrance | [7 empty] | YES | YES
|  | FISHER-PAYKEL | MR850JHU | HUMIDIFIER, HEATED | N/A |  | Kelemen | [7 empty] | YES | YES
|  | FISHER-PAYKEL | MR850JHU | HUMIDIFIER, HEATED |  |  | Pavilion | [7 empty] | YES | YES
|  | FISHER-PAYKEL | MR850JHU | HUMIDIFIER, HEATED |  |  | Pavilion | [7 empty] | YES | YES
|  | FISHER-PAYKEL | MR850JHU | HUMIDIFIER, HEATED |  |  | Pavilion | [7 empty] | YES | YES
|  | FISHER-PAYKEL | MR850JHU | HUMIDIFIER, HEATED |  |  | Pavilion | [7 empty] | YES | YES
|  | FISHER-PAYKEL | MR850JHU | HUMIDIFIER, HEATED |  |  | Kelemen | [7 empty] | YES | YES
|  | FISHER-PAYKEL | MR850JHU | HUMIDIFIER, HEATED |  |  | Kelemen | [7 empty] | YES | YES
|  | FISHER-PAYKEL | MR850JHU | HUMIDIFIER, HEATED |  |  | Kelemen | [7 empty] | YES | YES
|  | FISHER-PAYKEL | MR850JHU | HUMIDIFIER, HEATED |  |  | Kelemen | [7 empty] | YES | YES
|  | WESTMED | ANAPOD | HUMIDIFIER, HEATER |  |  | MILLVILLE | [7 empty] | YES | YES
|  | VAPOTHERM INC | PRECISION FLOW | HUMIDIFIER, RESPIRATORY GAS | PFH00801017-S |  | Kelemen | [7 empty] | YES | YES
|  | NORTEC | NH-EL-1 | HUMIDIFIER, STEAM, ELECTRODE |  |  | 900 Centennial Blvd | Suite B | [6 empty] | YES | YES
|  | GE HEALTHCARE | IMAGEQUANT 300 | IMAGER, GEL PROTEIN |  |  | 401 Haddon Ave | [7 empty] | YES | YES
|  | THERMO SCIENTIFIC | HERACELL 160i | INCUBATOR, CO2 |  |  | 401 Haddon Ave | [7 empty] | YES | YES
|  | THERMO SCIENTIFIC | HERACELL 160i | INCUBATOR, CO2 |  |  | 401 Haddon Ave | [7 empty] | YES | YES
|  | THERMO SCIENTIFIC | HERACELL VIOS 160I | INCUBATOR, CO2 |  |  | Kelemen | [7 empty] | YES | YES
|  | THERMO SCIENTIFIC | HERACELL VIOS 160I | INCUBATOR, CO2 |  |  | Kelemen | [7 empty] | YES | YES
|  | THERMO SCIENTIFIC | HERATHERM IMH180-S | INCUBATOR, CO2 |  |  | Pavilion | Basement | [6 empty] | YES | YES
|  | THERMO SCIENTIFIC | HERATHERM IMC 18 | INCUBATOR, CONVECTION | IMC40477959 |  | Kelemen | [7 empty] | YES | YES
|  | THERMO SCIENTIFIC | IGS60 | INCUBATOR, GRAVITY CONVECTION |  |  | Kelemen | [7 empty] | YES | YES
|  | FORMA SCIENTIFIC |  | INCUBATOR, WATER JACKETED | 31109-2572 |  | 401 Haddon Ave | [7 empty] | YES | YES
|  | FORMA SCIENTIFIC |  | INCUBATOR, WATER JACKETED |  |  | 401 Haddon Ave | [7 empty] | YES | YES
|  | MEDRAD, INC. | MARK 7 ARTERION | INJECTOR, CONTRAST | 60765217 201543 |  | Kelemen | [7 empty] | YES | YES
|  | MEDRAD, INC. | SPECTRIS-SOLARIS EP | INJECTOR, CONTRAST | 3012014 47372 |  | Kelemen | [7 empty] | YES | YES
|  | MEDRAD, INC. | STELLANT | INJECTOR, CONTRAST | 3007039 62381 |  | Kelemen | [7 empty] | YES | YES
|  | MEDRAD, INC. | STELLANT | INJECTOR, CONTRAST |  |  | Kelemen | [7 empty] | YES | YES
|  | MEDRAD, INC. | STELLANT D-CE | INJECTOR, CONTRAST |  |  | MD Anderson Cancer Center | [7 empty] | YES | YES
|  | MEDRAD, INC. | STELLANT FLEX | INJECTOR, CONTRAST |  |  | Kelemen | Basement | [6 empty] | YES | YES
|  | MEDRAD, INC. | STELLANT FLEX | INJECTOR, CONTRAST |  |  | Kelemen | Basement | [6 empty] | YES | YES
|  | BERCHTOLD CORPORATION | CHROMOPHARE | INTENSITY CONTROLLER |  |  | Pavilion | [7 empty] | YES | YES
|  | GE HEALTHCARE | UNITY NETWORK ID | INTERFACE | SMR16233867GA |  | Pavilion | [7 empty] | YES | YES
|  | GE HEALTHCARE | UNITY NETWORK ID | INTERFACE |  |  | Pavilion | [7 empty] | YES | YES
|  | GE HEALTHCARE | UNITY NETWORK ID | INTERFACE | SPE17480092SA |  | Pavilion | [7 empty] | YES | YES
|  | GE HEALTHCARE | UNITY NETWORK ID | INTERFACE | SPE18020017SA |  | Pavilion | [7 empty] | YES | YES
|  | GE HEALTHCARE | UNITY NETWORK ID | INTERFACE | Spe18020011sa |  | Kelemen | [7 empty] | YES | YES
|  | GE HEALTHCARE | UNITY NETWORK ID | INTERFACE | SPE18020030SA |  | Kelemen | [7 empty] | YES | YES
|  | GE HEALTHCARE | UNITY NETWORK ID | INTERFACE | SPE18020020SA |  | Pavilion | [7 empty] | YES | YES
|  |  |  | INTERFACE, NURSE CALL |  |  | 900 Centennial Blvd | Suite K | [6 empty] | YES | YES
|  | RAULAND | RESPONDER 5 | INTERFACE, NURSE CALL |  |  | Kelemen | [7 empty] | YES | YES
|  | RAULAND | RESPONDER 5 | INTERFACE, NURSE CALL | M573440201708703033 |  | Dorrance | [7 empty] | YES | YES
|  | RAULAND | RESPONDER 5 | INTERFACE, NURSE CALL |  |  | Dorrance | [7 empty] | YES | YES
|  | RAULAND | RESPONDER 5 | INTERFACE, NURSE CALL |  |  | Pavilion | [7 empty] | YES | YES
|  | RAULAND | RESPONDER 5 | INTERFACE, NURSE CALL |  |  | Kelemen | [7 empty] | YES | YES
|  | RAULAND | RESPONDER 5 | INTERFACE, NURSE CALL | M1132351200 |  | Pavilion | [7 empty] | YES | YES
|  | RAULAND | RESPONDER 5 | INTERFACE, NURSE CALL |  |  | Kelemen | [7 empty] | YES | YES
|  | RAULAND | RESPONDER 5 | INTERFACE, NURSE CALL |  |  | Kelemen | [7 empty] | YES | YES
|  | RAULAND | RESPONDER 5 | INTERFACE, NURSE CALL |  |  | Pavilion | [7 empty] | YES | YES
|  | RAULAND | RESPONDER 5 | INTERFACE, NURSE CALL |  |  | Kelemen | BASEMENT | [6 empty] | YES | YES
|  | RAULAND | RESPONDER 5 | INTERFACE, NURSE CALL |  |  | Kelemen | [7 empty] | YES | YES
|  | RAULAND | RESPONDER 5 | INTERFACE, NURSE CALL |  |  | Dorrance | [7 empty] | YES | YES
|  | RAULAND | RESPONDER 5 | INTERFACE, NURSE CALL |  |  | Pavilion | [7 empty] | YES | YES
|  | RAULAND | RESPONDER 5 | INTERFACE, NURSE CALL |  |  | Kelemen | [7 empty] | YES | YES
|  | RAULAND | RESPONDER 5 | INTERFACE, NURSE CALL |  |  | Kelemen | [7 empty] | YES | YES
|  | RAULAND | RESPONDER 5 | INTERFACE, NURSE CALL |  |  | Kelemen | [7 empty] | YES | YES
|  | RAULAND | RESPONDER 5 | INTERFACE, NURSE CALL |  |  | Kelemen | [7 empty] | YES | YES
|  | RAULAND | RESPONDER 5 | INTERFACE, NURSE CALL |  |  | Kelemen | [7 empty] | YES | YES
|  | RAULAND | RESPONDER 5 | INTERFACE, NURSE CALL |  |  | Kelemen | [7 empty] | YES | YES
|  | RAULAND | RESPONDER 5 | INTERFACE, NURSE CALL | M57266020178202938 |  | Dorrance | [7 empty] | YES | YES
|  | RAULAND | RESPONDER 5 | INTERFACE, NURSE CALL |  |  | Kelemen | [7 empty] | YES | YES
|  | RAULAND | RESPONDER 5 | INTERFACE, NURSE CALL |  |  | Kelemen | [7 empty] | YES | YES
|  | RAULAND | RESPONDER 5 | INTERFACE, NURSE CALL |  |  | Kelemen | [7 empty] | YES | YES
|  | RAULAND | RESPONDER 5 | INTERFACE, NURSE CALL |  |  | Kelemen | [7 empty] | YES | YES
|  | RAULAND | RESPONDER 5 | INTERFACE, NURSE CALL |  |  | Kelemen | [7 empty] | YES | YES
|  | RAULAND | RESPONDER 5 | INTERFACE, NURSE CALL |  |  | Pavilion | [7 empty] | YES | YES
|  | RAULAND | RESPONDER 5 | INTERFACE, NURSE CALL |  |  | Kelemen | [7 empty] | YES | YES
|  | RAULAND | RESPONDER 5 | INTERFACE, NURSE CALL | K4152351200 |  | Pavilion | [7 empty] | YES | YES
|  | RAULAND | RESPONDER 5 | INTERFACE, NURSE CALL | M649960201811709212 |  | Kelemen | [7 empty] | YES | YES
|  | RAULAND | RESPONDER 5 | INTERFACE, NURSE CALL |  |  | Kelemen | [7 empty] | YES | YES
|  | RAULAND | RESPONDER 5 | INTERFACE, NURSE CALL |  |  | Kelemen | [7 empty] | YES | YES
|  | RAULAND | RESPONDER 5 | INTERFACE, NURSE CALL |  |  | Kelemen | [7 empty] | YES | YES
|  | RAULAND | RESPONDER 5 | INTERFACE, NURSE CALL |  |  | Dorrance | [7 empty] | YES | YES
|  | RAULAND | RESPONDER 5 | INTERFACE, NURSE CALL |  |  | Kelemen | [7 empty] | YES | YES
|  | RAULAND | RESPONDER IV | INTERFACE, NURSE CALL |  |  | Pavilion | [7 empty] | YES | YES | [18 empty] | L
|  | RAULAND | RESPONDER IV | INTERFACE, NURSE CALL |  |  | Kelemen | [7 empty] | YES | YES
|  | RAULAND | RESPONDER IV | INTERFACE, NURSE CALL |  |  | Pavilion | [7 empty] | YES | YES
|  | RAULAND | RESPONDER IV | INTERFACE, NURSE CALL | D1081NCTSM |  | Pavilion | [7 empty] | YES | YES
|  | RAULAND | RESPONDER IV | INTERFACE, NURSE CALL |  |  | Pavilion | [7 empty] | YES | YES
|  | RAULAND | RESPONDER IV | INTERFACE, NURSE CALL |  |  | Pavilion | [7 empty] | YES | YES
|  | RAULAND | RESPONDER IV | INTERFACE, NURSE CALL | D1081NCTSM 122930020 |  | Kelemen | [7 empty] | YES | YES
|  | RAULAND | RESPONDER IV | INTERFACE, NURSE CALL | B1112NCTSM 130170068 |  | Kelemen | [7 empty] | YES | YES
|  | RAULAND | RESPONDER IV | INTERFACE, NURSE CALL |  |  | Pavilion | [7 empty] | YES | YES
|  | RAULAND | RESPONDER IV | INTERFACE, NURSE CALL |  |  | Pavilion | [7 empty] | YES | YES
|  | RAULAND | RESPONDER IV | INTERFACE, NURSE CALL |  |  | Kelemen | [7 empty] | YES | YES
|  | RAULAND | RESPONDER IV | INTERFACE, NURSE CALL |  |  | Kelemen | [7 empty] | YES | YES
|  | RAULAND | RESPONDER IV | INTERFACE, NURSE CALL |  |  | Pavilion | [7 empty] | YES | YES
|  | RAULAND | RESPONDER IV | INTERFACE, NURSE CALL |  |  | Kelemen | [7 empty] | YES | YES
|  | PENTAX MEDICAL | FI-7P | INTUBATION SCOPE, FLEXIBLE | A01065 | [9 empty] | YES | YES
|  | MIDMARK CORP. |  | LAMP, MINOR PROCEDURE, CEILING | MS005696 |  | 1935 NJ-70 | [7 empty] | YES | YES
VI484796 |  | MIDMARK CORP. |  | LAMP, MINOR PROCEDURE, CEILING | VI484796 |  | 2 Plaza Dr | [7 empty] | YES | YES
|  | MIDMARK CORP. |  | LAMP, MINOR PROCEDURE, CEILING |  |  | 127 Church Rd | [7 empty] | YES | YES
|  | BURTON MEDICAL | OUTPATIENT II | LAMP, SURGICAL, CEILING |  |  | Pavilion | Basement | [6 empty] | YES | YES
|  | BURTON MEDICAL | OUTPATIENT II | LAMP, SURGICAL, CEILING |  |  | Pavilion | Basement | [6 empty] | YES | YES
|  | CENTURION |  | LAMP, SURGICAL, CEILING |  |  | 401 Haddon Ave | [7 empty] | YES | YES
|  | CENTURION |  | LAMP, SURGICAL, CEILING |  |  | 401 Haddon Ave | [7 empty] | YES | YES
|  | CENTURION |  | LAMP, SURGICAL, CEILING |  |  | 401 Haddon Ave | [7 empty] | YES | YES
|  | CENTURION |  | LAMP, SURGICAL, CEILING |  |  | 401 Haddon Ave | [7 empty] | YES | YES
|  | CENTURION |  | LAMP, SURGICAL, CEILING |  |  | 401 Haddon Ave | [7 empty] | YES | YES
|  | CENTURION |  | LAMP, SURGICAL, CEILING |  |  | 401 Haddon Ave | [7 empty] | YES | YES
|  | CENTURION |  | LAMP, SURGICAL, CEILING |  |  | 401 Haddon Ave | [7 empty] | YES | YES
|  | CENTURION |  | LAMP, SURGICAL, CEILING |  |  | 401 Haddon Ave | [7 empty] | YES | YES
|  | MIDMARK CORP. | 355-025 | LAMP, SURGICAL, CEILING |  |  | 1935 NJ-70 | [7 empty] | YES | YES
|  | MIDMARK CORP. | 355-025 | LAMP, SURGICAL, CEILING | MS005681 |  | 1935 NJ-70 | [7 empty] | YES | YES
|  | MIDMARK CORP. | 355-025 | LAMP, SURGICAL, CEILING | V175759 |  | 1935 NJ-70 | [7 empty] | YES | YES
|  | SKYTRON | AURORA LED 5 | LAMP, SURGICAL, CEILING | 2017-04-3245 |  | Kelemen | [7 empty] | YES | YES
|  | SKYTRON | AURORA LED 7 | LAMP, SURGICAL, CEILING |  |  | Kelemen | [7 empty] | YES | YES
|  | SKYTRON | STELLAR XL | LAMP, SURGICAL, CEILING | 2018-05-1357 |  | 10000 Sagemore Dr - Marlton | [7 empty] | YES | YES
|  | SKYTRON | STELLAR XL | LAMP, SURGICAL, CEILING | 21-2018-05-1345 |  | MD Anderson Cancer Center | [7 empty] | YES | YES
|  | ACL GMBH | LAP LASER OR-PC 1909 | LASER POSITIONER |  |  | 900 Centennial Blvd | Suite D | [6 empty] | YES | YES
|  | BIOLITEC | ANGIODYNAMICS D15-0002 | LASER, DIODE |  |  | Kelemen | [7 empty] | YES | YES
|  | OLYMPUS AMERICA, INC. | MU-1 | LEAK TESTER |  |  | Pavilion | [7 empty] | YES | YES
|  | JEWETT INC | SL-10 | LIFT, MECHANICAL, MORGUE |  |  | Kelemen | Basement | [6 empty] | YES | YES
|  | LIKO | LIKORALL 243 ES | LIFT, PATIENT, ELECTRIC |  |  | Pavilion | [7 empty] | YES | YES
|  | LIKO | LIKORALL 243 ES | LIFT, PATIENT, ELECTRICAL |  |  | Pavilion | [7 empty] | YES | YES
|  | LIKO | LIKORALL 243 ES | LIFT, PATIENT, ELECTRICAL | Cant get |  | Pavilion | [7 empty] | YES | YES
|  | INTRACELLULAR IMAGIND | 300XE | LIGHT SOURCE |  |  | 401 Haddon Ave | [7 empty] | YES | YES
|  | OLYMPUS AMERICA, INC. | EVIS EXERA III CLV-190 | LIGHT SOURCE |  |  | 900 Centennial Blvd | Suite E | [6 empty] | YES | YES
|  | PILLING WECK SURGICAL | 52-1281 | LIGHT SOURCE |  |  | 2 Plaza Dr | [7 empty] | YES | YES
|  | PILLING WECK SURGICAL | 52-1281 | LIGHT SOURCE |  |  | 2 Plaza Dr | [7 empty] | YES | YES
|  | SUNOPTIC TECHNOLOGIES | XLS-300 | LIGHT SOURCE | 300-02300 |  | 401 Haddon Ave | [7 empty] | YES | YES
|  | VARIAN | 920-LC | LIQUID CHROMATOGRAPH | N00176087 |  | 401 Haddon Ave | [7 empty] | YES | YES
|  | BECKMAN COULTER | BIOMEK NXP | LIQUID HANDLER | A318400944 |  | 401 Haddon Ave | [7 empty] | YES | YES
|  | ACCUVEIN, LLC | AV300 | LOCATOR, VEIN |  |  | Kelemen | [7 empty] | YES | YES
|  | ACCUVEIN, LLC | AV400 | LOCATOR, VEIN | AV16290065 |  | Dorrance | [7 empty] | YES | YES
|  | ACCUVEIN, LLC | AV400 | LOCATOR, VEIN | AV16190100 |  | Kelemen | [7 empty] | YES | YES
|  | BRUKER DALTONICS | MICROFLEX | MASS SPECTROMETER |  |  | Pavilion | Basement | [6 empty] | YES | YES
|  | BIO-TEK INSTRUMENTS | ELX800 | MICROPLATE READER |  |  | Kelemen | [7 empty] | YES | YES
|  | CARL ZEISS | AXIOVERT 10 | MICROSCOPE, LABORATORY |  |  | Kelemen | [7 empty] | YES | YES
|  | CARL ZEISS | AXIOVERT 40C | MICROSCOPE, LABORATORY |  |  | 401 Haddon Ave | [7 empty] | YES | YES
|  | NIKON INC. |  | MICROSCOPE, LABORATORY | T1AHX2 |  | 401 Haddon Ave | [7 empty] | YES | YES
|  | NIKON INC. | TMS | MICROSCOPE, LABORATORY |  |  | 401 Haddon Ave | [7 empty] | YES | YES
|  | OLYMPUS AMERICA, INC. | BX40 | MICROSCOPE, LABORATORY | 4f44061 |  | Pavilion | Basement | [6 empty] | YES | YES
|  | OLYMPUS AMERICA, INC. | BX43F | MICROSCOPE, LABORATORY |  |  | Pavilion | Basement | [6 empty] | YES | YES
|  | OLYMPUS AMERICA, INC. | BX46F | MICROSCOPE, LABORATORY | 4M46228 |  | Pavilion | Basement | [6 empty] | YES | YES
|  | OLYMPUS AMERICA, INC. | CX33 | MICROSCOPE, LABORATORY | 8h49316 |  | MD Anderson Cancer Center | [7 empty] | YES | YES
|  | OLYMPUS AMERICA, INC. | CX33 | MICROSCOPE, LABORATORY | 8j00220 |  | MD Anderson Cancer Center | [7 empty] | YES | YES
|  | REICHERT SCIENTIFIC INSTRUMENTS | MICROSTAR IV | MICROSCOPE, LABORATORY |  |  | 3 Cooper | [7 empty] | YES | YES
|  | WILD HEERBRUGG |  | MICROSCOPE, SURGICAL |  |  | 401 Haddon Ave | [7 empty] | YES | YES
|  | AMERICAN OPTICAL |  | MICROTOME |  |  | 401 Haddon Ave | [7 empty] | YES | YES
|  | TALBOYS | VM-3000 | MIXER | Cant access |  | Kelemen | BASEMENT | [6 empty] | YES | YES
|  | FISHER SCIENTIFIC INTERNATIONAL | VORTEX | MIXER, TEST TUBE |  |  | 401 Haddon Ave | [7 empty] | YES | YES
|  | FISHER SCIENTIFIC INTERNATIONAL | VORTEX GENIE 2 | MIXER, TEST TUBE |  |  | Kelemen | Basement | [6 empty] | YES | YES
|  | FISHER SCIENTIFIC INTERNATIONAL | VORTEX GENIE 2 | MIXER, TEST TUBE |  |  | 401 Haddon Ave | [7 empty] | YES | YES
|  | MCKESSON INFORMATION SOLUTIONS |  | MODULE | CLFO408 |  | Kelemen | [7 empty] | YES | YES
|  | GE HEALTHCARE | E-BIS-01 | MODULE, BIS | SGS16250025HA |  | Kelemen | [7 empty] | YES | YES
|  | GE HEALTHCARE | E-BIS-01 | MODULE, BIS | Sgs16040023ha |  | Kelemen | [7 empty] | YES | YES
|  | GE HEALTHCARE | E-BIS-01 | MODULE, BIS | SGS16310064HA |  | Kelemen | [7 empty] | YES | YES
|  | GE HEALTHCARE | E-BIS-01 | MODULE, BIS | SHS16250008HA |  | Kelemen | [7 empty] | YES | YES
|  | GE HEALTHCARE | E-MINIC-00 | MODULE, CO2 |  |  | Kelemen | [7 empty] | YES | YES
|  | GE HEALTHCARE | E-MINIC-00 | MODULE, CO2 |  |  | Kelemen | [7 empty] | YES | YES
|  | GE HEALTHCARE | E-MINIC-00 | MODULE, CO2 |  |  | Kelemen | [7 empty] | YES | YES
|  | GE HEALTHCARE | E-MINIC-00 | MODULE, CO2 |  |  | Kelemen | [7 empty] | YES | YES
|  | GE Healthcare | E-MINIC-00 | MODULE, CO2 |  |  | Pavilion | [7 empty] | YES | YES
|  | GE HEALTHCARE | E-MINIC-00 | MODULE, CO2 |  |  | Kelemen | [7 empty] | YES | YES
|  | GE HEALTHCARE | SOLAR CAPNOSTAT | MODULE, CO2 | RCK07031665GA |  | Kelemen | [7 empty] | YES | YES
|  | GE HEALTHCARE | SOLAR CAPNOSTAT | MODULE, CO2 | RCJ10382632GA |  | Kelemen | [7 empty] | YES | YES
|  | GE HEALTHCARE | SOLAR CAPNOSTAT | MODULE, CO2 | RCK04350048GA |  | Kelemen | [7 empty] | YES | YES
|  | MAQUET CORP |  | MODULE, CO2 ANALYZER |  |  | Pavilion | [7 empty] | YES | YES | [18 empty] | L
|  | MAQUET CORP |  | MODULE, CO2 ANALYZER |  |  | Pavilion | [7 empty] | YES | YES | [18 empty] | L
|  | MAQUET CORP |  | MODULE, CO2 ANALYZER |  |  | Kelemen | [7 empty] | YES | YES
|  | MAQUET CORP |  | MODULE, CO2 ANALYZER |  |  | Kelemen | [7 empty] | YES | YES
|  | MAQUET CORP |  | MODULE, CO2 ANALYZER |  |  | Kelemen | BASEMENT | [6 empty] | YES | YES
|  | GE HEALTHCARE | CARESTATION F5-01 M1115512 | MODULE, CONTROL/RACK | SEG15044223HX |  | 900 Centennial Blvd | Suite E | [6 empty] | YES | YES
|  | GE HEALTHCARE | CARESTATION F5-01 M1115512 | MODULE, CONTROL/RACK | SEG15044211HX |  | 900 Centennial Blvd | Suite E | [6 empty] | YES | YES
|  | GE HEALTHCARE | CARESTATION F5-01 M1115512 | MODULE, CONTROL/RACK | SEG17260001HX |  | Kelemen | [7 empty] | YES | YES
|  | GE HEALTHCARE | CARESTATION F5-01 M1115512 | MODULE, CONTROL/RACK | SEG17290035HX |  | Kelemen | [7 empty] | YES | YES
|  | GE HEALTHCARE | CARESTATION F5-01 M1115512 | MODULE, CONTROL/RACK | SEG17280049HX |  | Kelemen | [7 empty] | YES | YES
|  | GE HEALTHCARE | CARESTATION F5-01 M1115512 | MODULE, CONTROL/RACK | SEG17290018HX |  | Kelemen | [7 empty] | YES | YES
|  | GE HEALTHCARE | CARESTATION F5-01 M1115512 | MODULE, CONTROL/RACK | Seg17290020hx |  | Kelemen | [7 empty] | YES | YES
|  | CAREFUSION | ALARIS 8100 | MODULE, INFUSION PUMP |  |  | 900 Centennial Blvd | 2 New Suite | [6 empty] | YES | YES
|  | GE HEALTHCARE |  | MODULE, MULTI-PARAMETER |  |  | 501 Fellowship Rd | [7 empty] | YES | YES
|  | GE HEALTHCARE | CARESCAPE PDM 2016793-003 | MODULE, MULTI-PARAMETER | SA310331224GR |  | Pavilion | [7 empty] | YES | YES
|  | GE HEALTHCARE | CARESCAPE PDM 2016793-003 | MODULE, MULTI-PARAMETER | SA308317126GR |  | Pavilion | [7 empty] | YES | YES
|  | GE HEALTHCARE | CARESCAPE PDM 2016793-003 | MODULE, MULTI-PARAMETER |  |  | Pavilion | [7 empty] | YES | YES
|  | GE HEALTHCARE | CARESCAPE PDM 2016793-003 | MODULE, MULTI-PARAMETER | SA310331253GR |  | Pavilion | [7 empty] | YES | YES
|  | GE HEALTHCARE | CARESCAPE PDM 2016793-003 | MODULE, MULTI-PARAMETER | SA318150046SA |  | Pavilion | [7 empty] | YES | YES
|  | GE HEALTHCARE | CARESCAPE PDM 2016793-003 | MODULE, MULTI-PARAMETER |  |  | Pavilion | [7 empty] | YES | YES
|  | GE HEALTHCARE | CARESCAPE PDM 2016793-003 | MODULE, MULTI-PARAMETER | SA307403137GR |  | Kelemen | [7 empty] | YES | YES
|  | GE HEALTHCARE | CARESCAPE PDM 2016793-003 | MODULE, MULTI-PARAMETER | SA307392869GR |  | Kelemen | [7 empty] | YES | YES
|  | GE HEALTHCARE | CARESCAPE PDM 2016793-003 | MODULE, MULTI-PARAMETER |  |  | Pavilion | [7 empty] | YES | YES
|  | GE HEALTHCARE | CARESCAPE PDM 2016793-003 | MODULE, MULTI-PARAMETER | SA312111690G |  | 900 Centennial Blvd | Suite E | [6 empty] | YES | YES
|  | GE HEALTHCARE | CARESCAPE PDM 2016793-003 | MODULE, MULTI-PARAMETER |  |  | Kelemen | [7 empty] | YES | YES
|  | GE HEALTHCARE | CARESCAPE PDM 2016793-003 | MODULE, MULTI-PARAMETER | SA307392991GR |  | Kelemen | [7 empty] | YES | YES
|  | GE HEALTHCARE | CARESCAPE PDM 2016793-003 | MODULE, MULTI-PARAMETER |  |  | Pavilion | [7 empty] | YES | YES
|  | GE HEALTHCARE | CARESCAPE PDM 2016793-003 | MODULE, MULTI-PARAMETER | SA316202420SA |  | Kelemen | Basement | [6 empty] | YES | YES
|  | GE HEALTHCARE | CARESCAPE PDM 2016793-003 | MODULE, MULTI-PARAMETER | SA307403138GR |  | Pavilion | [7 empty] | YES | YES
|  | GE HEALTHCARE | CARESCAPE PDM 2016793-003 | MODULE, MULTI-PARAMETER | Sa318150043sa |  | Pavilion | [7 empty] | YES | YES
|  | GE HEALTHCARE | CARESCAPE PDM 2016793-003 | MODULE, MULTI-PARAMETER |  |  | Pavilion | [7 empty] | YES | YES
|  | GE HEALTHCARE | CARESCAPE PDM 2016793-003 | MODULE, MULTI-PARAMETER |  |  | Pavilion | [7 empty] | YES | YES
|  | GE HEALTHCARE | CARESCAPE PDM 2016793-003 | MODULE, MULTI-PARAMETER | SA316360076SA |  | Pavilion | [7 empty] | YES | YES
|  | GE HEALTHCARE | CARESCAPE PDM 2016793-003 | MODULE, MULTI-PARAMETER | SA316360369SA |  | Dorrance | [7 empty] | YES | YES
|  | GE HEALTHCARE | CARESCAPE PDM 2016793-003 | MODULE, MULTI-PARAMETER |  |  | Kelemen | [7 empty] | YES | YES
|  | GE HEALTHCARE | CARESCAPE PDM 2016793-003 | MODULE, MULTI-PARAMETER |  |  | Kelemen | [7 empty] | YES | YES
|  | GE HEALTHCARE | CARESCAPE PDM 2016793-003 | MODULE, MULTI-PARAMETER | SA315208717GA |  | Kelemen | [7 empty] | YES | YES
|  | GE HEALTHCARE | CARESCAPE PDM 2016793-003 | MODULE, MULTI-PARAMETER | SA317470083SA |  | Kelemen | [7 empty] | YES | YES
|  | GE HEALTHCARE | TRAM 451M | MODULE, MULTI-PARAMETER | SBB08387467GA |  | Kelemen | [7 empty] | YES | YES
|  | GE HEALTHCARE | TRAM 451N | MODULE, MULTI-PARAMETER | RT105392896GA |  | Kelemen | [7 empty] | YES | YES
|  | GE HEALTHCARE | E-NMT | MODULE, NEUROMUSCULAR TRANSMISSION |  |  | Kelemen | [7 empty] | YES | YES
|  | CARDIOQUIP | RM | MODULE, REFRIGERATION, PERFUSION |  |  | Pavilion | [7 empty] | YES | YES
|  | GE HEALTHCARE | E-CAIO-00 | MODULE, RESPIRATORY GAS |  |  | Kelemen | [7 empty] | YES | YES
|  | GE HEALTHCARE | E-MASIMO-00 | MODULE, SPO2 |  | ANESTHESIOLOGY | Pavilion | [7 empty] | YES | YES
|  | GE HEALTHCARE | E-MASIMO-00 | MODULE, SPO2 |  |  | Pavilion | [7 empty] | YES | YES
|  | GE HEALTHCARE | E-MASIMO-00 | MODULE, SPO2 |  |  | Pavilion | [7 empty] | YES | YES
|  | GE HEALTHCARE | E-MASIMO-00 | MODULE, SPO2 |  |  | Pavilion | [7 empty] | YES | YES
|  | GE HEALTHCARE | E-MASIMO-00 | MODULE, SPO2 |  |  | Pavilion | [7 empty] | YES | YES
|  | GE HEALTHCARE | E-MASIMO-00 | MODULE, SPO2 |  |  | Pavilion | [7 empty] | YES | YES
|  | GE HEALTHCARE | E-MASIMO-00 | MODULE, SPO2 |  |  | Pavilion | [7 empty] | YES | YES
|  | GE HEALTHCARE | E-MASIMO-00 | MODULE, SPO2 |  |  | Pavilion | [7 empty] | YES | YES
|  | GE HEALTHCARE | E-MASIMO-00 | MODULE, SPO2 |  |  | Pavilion | [7 empty] | YES | YES
|  | GE HEALTHCARE | E-MASIMO-00 | MODULE, SPO2 |  |  | Pavilion | [7 empty] | YES | YES
|  | AEROCRINE INC. USA | NIOX VERO 121000 | MONITOR, AIRWAY INFLAMMATION |  |  | 900 Centennial Blvd | Suite K | [6 empty] | YES | YES
|  | GE HEALTHCARE | DK19T USE1921A | MONITOR, AUXILIARY |  |  | 900 Centennial Blvd | Suite E | [6 empty] | YES | YES
|  | GE HEALTHCARE | D19KT | MONITOR, AUXILLARY | DTS13012005 |  | Dorrance | [7 empty] | YES | YES
|  | DATEX OHMEDA | S/5 | MONITOR, BEDSIDE, PHYSIOLOGIC | M0051PN3480035 |  | Kelemen | [7 empty] | YES | YES
|  | DATEX OHMEDA | S/5 | MONITOR, BEDSIDE, PHYSIOLOGIC |  |  | Kelemen | [7 empty] | YES | YES
|  | GE HEALTHCARE | CARESCAPE B450 | MONITOR, BEDSIDE, PHYSIOLOGIC | SNE18152002SA |  | Pavilion | [7 empty] | YES | YES
|  | GE HEALTHCARE | CARESCAPE B450 | MONITOR, BEDSIDE, PHYSIOLOGIC | Sne19482196sa |  | 218 Sunset Rd | [7 empty] | YES | YES
|  | GE HEALTHCARE | CARESCAPE B450 | MONITOR, BEDSIDE, PHYSIOLOGIC | SNE16510096HA |  | 501 fellowship road | [7 empty] | YES | YES
|  | GE HEALTHCARE | CARESCAPE B450 | MONITOR, BEDSIDE, PHYSIOLOGIC | SNE16490252HA |  | 501 Fellowship Rd | [7 empty] | YES | YES
|  | GE HEALTHCARE | CARESCAPE B450 | MONITOR, BEDSIDE, PHYSIOLOGIC | SNE16500021HA |  | 501 Fellowship Rd | [7 empty] | YES | YES
|  | GE HEALTHCARE | CARESCAPE B450 | MONITOR, BEDSIDE, PHYSIOLOGIC | SNE16500094HA |  | 501 Fellowship Rd | [7 empty] | YES | YES
|  | GE HEALTHCARE | CDA19T | MONITOR, BEDSIDE, PHYSIOLOGIC | Dtm321i0751 |  | Pavilion | [7 empty] | YES | YES
|  | GE HEALTHCARE | CDA19T | MONITOR, BEDSIDE, PHYSIOLOGIC | DTM411I0961 |  | Kelemen | [7 empty] | YES | YES
|  | GE HEALTHCARE | CDA19T | MONITOR, BEDSIDE, PHYSIOLOGIC | DTG440D1149 |  | Kelemen | [7 empty] | YES | YES
|  | GE HEALTHCARE | CDA19T | MONITOR, BEDSIDE, PHYSIOLOGIC | Dti250d0393 |  | Pavilion | [7 empty] | YES | YES
|  | GE HEALTHCARE | CDA19T | MONITOR, BEDSIDE, PHYSIOLOGIC | DTM411I0965 |  | Kelemen | [7 empty] | YES | YES
|  | GE HEALTHCARE | CDA19T | MONITOR, BEDSIDE, PHYSIOLOGIC |  |  | Kelemen | [7 empty] | YES | YES
|  | GE HEALTHCARE | CDA19T | MONITOR, BEDSIDE, PHYSIOLOGIC | DTM411I0928 |  | Kelemen | [7 empty] | YES | YES
|  | GE HEALTHCARE | CDA19T | MONITOR, BEDSIDE, PHYSIOLOGIC | DTJ010D0024 |  | Dorrance | [7 empty] | YES | YES
|  | GE HEALTHCARE | DASH 3000 | MONITOR, BEDSIDE, PHYSIOLOGIC |  |  | Kelemen | [7 empty] | YES | YES
|  | GE HEALTHCARE | DASH 4000 | MONITOR, BEDSIDE, PHYSIOLOGIC |  |  | Kelemen | [7 empty] | YES | YES
|  | GE HEALTHCARE | DASH 4000 | MONITOR, BEDSIDE, PHYSIOLOGIC | SHQ14411764SA |  | Kelemen | [7 empty] | YES | YES
|  | GE HEALTHCARE | DASH 4000 | MONITOR, BEDSIDE, PHYSIOLOGIC | SHQ11433439SA |  | Pavilion | [7 empty] | YES | YES
|  | GE HEALTHCARE | USE1901A | MONITOR, BEDSIDE, PHYSIOLOGIC | SBB0723830GA |  | Pavilion | [7 empty] | YES | YES
|  | GE HEALTHCARE | USE1901A | MONITOR, BEDSIDE, PHYSIOLOGIC | DTI430D1016 |  | Pavilion | [7 empty] | YES | YES
|  | GE HEALTHCARE | USE1901A | MONITOR, BEDSIDE, PHYSIOLOGIC | DTM411F0263 |  | Kelemen | [7 empty] | YES | YES
|  | GE HEALTHCARE | USE1901A | MONITOR, BEDSIDE, PHYSIOLOGIC | DTM411I0963 |  | Kelemen | [7 empty] | YES | YES
|  | GE HEALTHCARE | USE1901A | MONITOR, BEDSIDE, PHYSIOLOGIC | DTM411I0916 |  | Pavilion | [7 empty] | YES | YES
|  | GE HEATLHCARE | DASH 3000 | MONITOR, BEDSIDE, PHYSIOLOGIC | Na |  | Kelemen | [7 empty] | YES | YES
|  | TERUMO MEDICAL CORP. | CDI 500 | MONITOR, BLOOD-GAS, CARDIOPULMONARY BYPASS |  |  | Pavilion | [7 empty] | YES | YES
|  | EDWARDS LIFESCIENCE | VIGILANCE I | MONITOR, CARDIAC OUTPUT |  |  | 401 Haddon Ave | [7 empty] | YES | YES
|  | EDWARDS LIFESCIENCE | VIGILEO | MONITOR, CARDIAC OUTPUT | VL003461 |  | 401 Haddon Ave | [7 empty] | YES | YES
|  | PHILIPS MEDICAL SYSTEMS | AVALON FM30 | MONITOR, FETAL | DE45824114 |  | Dorrance | [7 empty] | YES | YES
|  | AMBU, INC. | ASCOPE | MONITOR, LARYNGOSCOPE |  |  | Pavilion | [7 empty] | YES | YES
|  | VERATHON MEDICAL | GLIDESCOPE CORE 0570-0376 | MONITOR, LARYNGOSCOPE, VIDEO | Cm192016 |  | Kelemen | [7 empty] | YES | YES
|  | VERATHON MEDICAL | GLIDESCOPE CORE 0570-0376 | MONITOR, LARYNGOSCOPE, VIDEO | Cm191893 |  | Kelemen | [7 empty] | YES | YES
|  | VERATHON MEDICAL | GLIDESCOPE GO | MONITOR, LARYNGOSCOPE, VIDEO | Hm191285 |  | Kelemen | [7 empty] | YES | YES
|  | BIONET AMERICA, INC. | BM1VET | MONITOR, MULTI-PARAMETER, VETERINARY | DCS1100002 |  | 401 Haddon Ave | [7 empty] | YES | YES
|  | BIONET AMERICA, INC. | BM5VET | MONITOR, MULTI-PARAMETER, VETERINARY | D8T0500084 |  | 401 Haddon Ave | [7 empty] | YES | YES
|  | IVY BIOMEDICAL SYSTEMS |  | MONITOR, PATIENT, CARDIAC TRIGGER |  |  | 901 Centennial Blvd | Building 2 | [6 empty] | YES | YES
|  | MASIMO CORPORATION | RDS7A | MONITOR, ROOT |  |  | Dorrance | [7 empty] | YES | YES
|  | MASIMO CORPORATION | RDS7A | MONITOR, ROOT |  |  | Dorrance | [7 empty] | YES | YES
|  | ACER/ACROS | V196L | MONITOR, TELEMETRY |  |  | Kelemen | [7 empty] | YES | YES
|  | ACER/ACROS | V196L | MONITOR, TELEMETRY |  |  | Kelemen | [7 empty] | YES | YES
|  | ACER/ACROS | V196L | MONITOR, TELEMETRY |  |  | Kelemen | [7 empty] | YES | YES
|  | ACER/ACROS | V196L | MONITOR, TELEMETRY |  |  | Kelemen | [7 empty] | YES | YES
|  | ACER/ACROS | V196L | MONITOR, TELEMETRY |  |  | Kelemen | [7 empty] | YES | YES
|  | ACER/ACROS | V196L | MONITOR, TELEMETRY |  |  | Kelemen | [7 empty] | YES | YES
|  | ACER/ACROS | V196L | MONITOR, TELEMETRY |  |  | Kelemen | [7 empty] | YES | YES
|  | ACER/ACROS | V196L | MONITOR, TELEMETRY |  |  | Kelemen | [7 empty] | YES | YES
|  | ACER/ACROS | V196L | MONITOR, TELEMETRY |  |  | Kelemen | [7 empty] | YES | YES
|  | ACER/ACROS | V196L | MONITOR, TELEMETRY |  |  | Kelemen | [7 empty] | YES | YES
|  | ACER/ACROS | V196L | MONITOR, TELEMETRY |  |  | Kelemen | [7 empty] | YES | YES
|  | ACER/ACROS | V196L | MONITOR, TELEMETRY |  |  | Kelemen | [7 empty] | YES | YES
|  | ACER/ACROS | V196L | MONITOR, TELEMETRY |  |  | Kelemen | [7 empty] | YES | YES
|  | ACER/ACROS | V196L | MONITOR, TELEMETRY |  |  | Kelemen | [7 empty] | YES | YES
|  | ACER/ACROS | V196L | MONITOR, TELEMETRY |  |  | Kelemen | [7 empty] | YES | YES
|  | ACER/ACROS | V196L | MONITOR, TELEMETRY |  |  | Kelemen | [7 empty] | YES | YES
|  | ACER/ACROS | V196L | MONITOR, TELEMETRY |  |  | Kelemen | [7 empty] | YES | YES
|  | ACER/ACROS | V196L | MONITOR, TELEMETRY |  |  | Kelemen | [7 empty] | YES | YES
|  | ACER/ACROS | V206HQL | MONITOR, TELEMETRY | MMLY6AA00481105F128516 |  | Kelemen | [7 empty] | YES | YES
|  | DELL COMPUTER CORPORATION |  | MONITOR, TELEMETRY | CNOYVG53728720C6D11U |  | Kelemen | [7 empty] | YES | YES
|  | DELL COMPUTER CORPORATION |  | MONITOR, TELEMETRY | MX-0G324H-74262-054-15WL |  | Kelemen | [7 empty] | YES | YES
|  | DELL COMPUTER CORPORATION |  | MONITOR, TELEMETRY |  |  | Kelemen | [7 empty] | YES | YES
|  | DELL COMPUTER CORPORATION |  | MONITOR, TELEMETRY |  |  | Kelemen | [7 empty] | YES | YES
|  | DELL COMPUTER CORPORATION |  | MONITOR, TELEMETRY |  |  | Pavilion | [7 empty] | YES | YES
|  | DELL COMPUTER CORPORATION | 2007FPB | MONITOR, TELEMETRY | MX0G324H74262154277L |  | Kelemen | [7 empty] | YES | YES
|  | DELL COMPUTER CORPORATION | 2007FPB | MONITOR, TELEMETRY | MX0G324H7426215425FL |  | Kelemen | [7 empty] | YES | YES
|  | DELL COMPUTER CORPORATION | 2007FPB | MONITOR, TELEMETRY | MX0G324H7426215425LL |  | Kelemen | [7 empty] | YES | YES
|  | DELL COMPUTER CORPORATION | 2007FPB | MONITOR, TELEMETRY |  |  | Kelemen | [7 empty] | YES | YES
|  | DELL COMPUTER CORPORATION | 2007FPB | MONITOR, TELEMETRY | MX0G324H7426215425UL |  | Kelemen | [7 empty] | YES | YES
CN0J18067161845TADBM |  | DELL COMPUTER CORPORATION | E172FPT | MONITOR, TELEMETRY | CN0J18067161845TADBM |  | Kelemen | [7 empty] | YES | YES
CN0J18067161845TADBP |  | DELL COMPUTER CORPORATION | E172FPT | MONITOR, TELEMETRY | CN0J18067161845TADBP |  | Kelemen | [7 empty] | YES | YES
|  | DELL COMPUTER CORPORATION | P170ST | MONITOR, TELEMETRY | CN0C2JMK7444512R138S |  | Kelemen | [7 empty] | YES | YES
|  | EIZO | FLEXSCAN | MONITOR, TELEMETRY |  |  | Kelemen | [7 empty] | YES | YES
|  | EIZO | FLEXSCAN | MONITOR, TELEMETRY |  |  | Kelemen | [7 empty] | YES | YES
|  | EIZO | FLEXSCAN S2133 | MONITOR, TELEMETRY |  |  | Kelemen | [7 empty] | YES | YES
|  | EIZO | FLEXSCAN S2133 | MONITOR, TELEMETRY |  |  | Kelemen | [7 empty] | YES | YES
|  | EIZO | FLEXSCAN S2133 | MONITOR, TELEMETRY |  |  | Kelemen | [7 empty] | YES | YES
|  | GE HEALTHCARE | USE1911A | MONITOR, TELEMETRY | DTJ080J0264 |  | Kelemen | [7 empty] | YES | YES
|  | GE HEALTHCARE | USE1911A | MONITOR, TELEMETRY |  |  | Pavilion | [7 empty] | YES | YES
|  | GE HEALTHCARE | USE1911A | MONITOR, TELEMETRY | Dtm411l0955 |  | Pavilion | [7 empty] | YES | YES
|  | GE HEALTHCARE | USE1913A | MONITOR, TELEMETRY | DTI340T0570 |  | Kelemen | [7 empty] | YES | YES
|  | GE HEALTHCARE | USE1913A | MONITOR, TELEMETRY | DTM411I0934 |  | Pavilion | [7 empty] | YES | YES
|  | GE HEALTHCARE | USE1913A | MONITOR, TELEMETRY |  |  | Pavilion | [7 empty] | YES | YES
|  | GE HEALTHCARE | USE1913A | MONITOR, TELEMETRY | DTI430T0809 |  | Pavilion | [7 empty] | YES | YES
|  | GE HEALTHCARE | USE1913A | MONITOR, TELEMETRY | DTI430T0724 |  | Pavilion | [7 empty] | YES | YES
|  | GE HEALTHCARE | USE1953A | MONITOR, TELEMETRY | DTL521C0052 |  | Pavilion | [7 empty] | YES | YES
|  | HANNS-G |  | MONITOR, TELEMETRY |  |  | Pavilion | [7 empty] | YES | YES
|  | LG |  | MONITOR, TELEMETRY |  |  | Kelemen | [7 empty] | YES | YES
|  | LG |  | MONITOR, TELEMETRY |  |  | Dorrance | [7 empty] | YES | YES
|  | LG |  | MONITOR, TELEMETRY |  |  | Dorrance | [7 empty] | YES | YES
|  | LG | FLATRON | MONITOR, TELEMETRY |  |  | Dorrance | [7 empty] | YES | YES
|  | LG | FLATRON M3284CBA | MONITOR, TELEMETRY |  |  | Dorrance | [7 empty] | YES | YES
|  | LG | FLATRON M3284CCBA | MONITOR, TELEMETRY |  |  | Dorrance | [7 empty] | YES | YES
|  | LG | FLATRON M3284CCBA | MONITOR, TELEMETRY |  |  | Dorrance | [7 empty] | YES | YES
|  | LG | FLATRON M3284CCBA | MONITOR, TELEMETRY |  |  | Dorrance | [7 empty] | YES | YES
|  | LG | FLATRON M3294CCBA | MONITOR, TELEMETRY |  |  | Dorrance | [7 empty] | YES | YES
|  | MARSHALL | V-LCD15 | MONITOR, TELEMETRY |  |  | Kelemen | [7 empty] | YES | YES
|  | MARSHALL | V-LCD15 | MONITOR, TELEMETRY |  |  | Kelemen | [7 empty] | YES | YES
|  | MARSHALL | V-LCD15 | MONITOR, TELEMETRY |  |  | Kelemen | [7 empty] | YES | YES
|  | NEC | MULTISYNC | MONITOR, TELEMETRY |  |  | Kelemen | [7 empty] | YES | YES
|  | NEC | MULTISYNC | MONITOR, TELEMETRY |  |  | Kelemen | [7 empty] | YES | YES
|  | NEC | MULTISYNC 2080UX | MONITOR, TELEMETRY | 4Z007776YA |  | Pavilion | [7 empty] | YES | YES
62402348TA |  | NEC | MULTISYNC EA193MI | MONITOR, TELEMETRY | 62402348TA |  | Pavilion | [7 empty] | YES | YES
|  | NEC | MULTISYNC EA193MI | MONITOR, TELEMETRY | 69c00313tw |  | Kelemen | [7 empty] | YES | YES
62402444TA |  | NEC | MULTISYNC EA193MI | MONITOR, TELEMETRY | 62402444TA |  | Pavilion | [7 empty] | YES | YES
|  | NEC | MULTISYNC EA193MI | MONITOR, TELEMETRY | 85709584TA |  | Pavilion | [7 empty] | YES | YES
62402334TA |  | NEC | MULTISYNC EA193MI | MONITOR, TELEMETRY | 62402334TA |  | Pavilion | [7 empty] | YES | YES
62402346TA |  | NEC | MULTISYNC EA193MI | MONITOR, TELEMETRY | 62402346TA |  | Pavilion | [7 empty] | YES | YES
|  | NEC | MULTISYNC EA193MI | MONITOR, TELEMETRY | 67A00945TA |  | Kelemen | [7 empty] | YES | YES
62402344TA |  | NEC | MULTISYNC EA193MI | MONITOR, TELEMETRY | 62402344TA |  | Pavilion | [7 empty] | YES | YES
62402225TA |  | NEC | MULTISYNC EA193MI | MONITOR, TELEMETRY | 62402225TA |  | Pavilion | [7 empty] | YES | YES
62402351TA |  | NEC | MULTISYNC EA193MI | MONITOR, TELEMETRY | 62402351TA |  | Pavilion | [7 empty] | YES | YES
62402345ta |  | NEC | MULTISYNC EA193MI | MONITOR, TELEMETRY | 62402369TA |  | Pavilion | [7 empty] | YES | YES
|  | NEC | MULTISYNC EA193MI | MONITOR, TELEMETRY | 4Y111136TA |  | Kelemen | [7 empty] | YES | YES
62402342TA |  | NEC | MULTISYNC EA193MI | MONITOR, TELEMETRY | 62402342TA |  | Pavilion | [7 empty] | YES | YES
|  | NEC | MULTISYNC EA193MI | MONITOR, TELEMETRY | 67A00947TA |  | Kelemen | [7 empty] | YES | YES
|  | NEC | MULTISYNC LCD2090UXI-BK | MONITOR, TELEMETRY | 04306383UA |  | Kelemen | [7 empty] | YES | YES
|  | NEC | MULTISYNC LCD2090UXI-BK | MONITOR, TELEMETRY | 11717850UA |  | Kelemen | [7 empty] | YES | YES
|  | NEC | MULTISYNC LCD2090UXI-BK | MONITOR, TELEMETRY |  |  | Kelemen | [7 empty] | YES | YES
|  | NEC | MULTISYNC LCD2190UXP-BK | MONITOR, TELEMETRY | 68103304YA |  | Kelemen | [7 empty] | YES | YES
|  | NEC | MULTISYNC LCD3000-BK | MONITOR, TELEMETRY | 53003405YA |  | Kelemen | [7 empty] | YES | YES
|  | ELO TOUCHSYSTEMS, INC. |  | MONITOR, TOUCHSCREEN | A15C035557 |  | Pavilion | [7 empty] | YES | YES
|  | ELO TOUCHSYSTEMS, INC. | ET1929LM | MONITOR, TOUCHSCREEN | C18C022080 |  | Pavilion | [7 empty] | YES | YES
|  | ELO TOUCHSYSTEMS, INC. | ET1929LM | MONITOR, TOUCHSCREEN | A15C002669 |  | Pavilion | [7 empty] | YES | YES
|  |  |  | MONITOR, VIDEO |  |  | Kelemen | [7 empty] | YES | YES
|  | BARCO |  | MONITOR, VIDEO |  |  | Kelemen | [7 empty] | YES | YES
|  | BARCO |  | MONITOR, VIDEO |  |  | Kelemen | [7 empty] | YES | YES
|  | BARCO |  | MONITOR, VIDEO |  |  | Kelemen | [7 empty] | YES | YES
|  | BARCO | MDSC-8258 | MONITOR, VIDEO | AN001741000176 |  | Pavilion | [7 empty] | YES | YES
|  | DELL COMPUTER CORPORATION |  | MONITOR, VIDEO | MX0G324H74262197IWLL |  | Kelemen | [7 empty] | YES | YES
|  | EIZO |  | MONITOR, VIDEO | S1000001922 |  | Pavilion | [7 empty] | YES | YES
|  | EIZO | FLEXSCAN | MONITOR, VIDEO |  |  | Kelemen | [7 empty] | YES | YES
|  | EIZO | RADIFORCE LS580W | MONITOR, VIDEO | S10000001674 |  | Kelemen | [7 empty] | YES | YES
|  | EIZO | RADIFORCE RX 150 | MONITOR, VIDEO | S10000003577 |  | Pavilion | [7 empty] | YES | YES
|  | EIZO | RADIFORCE RX 150 | MONITOR, VIDEO | S10000003549 |  | Pavilion | [7 empty] | YES | YES
|  | ELO TOUCHSYSTEMS, INC. | ENTUITIVE | MONITOR, VIDEO | G13Q001407 |  | MD Anderson Cancer Center | [7 empty] | YES | YES
|  | GE HEALTHCARE | 2403949-2 | MONITOR, VIDEO |  |  | Kelemen | [7 empty] | YES | YES
|  | GE HEALTHCARE | 2403949-2 | MONITOR, VIDEO |  |  | Kelemen | [7 empty] | YES | YES
|  | GE HEALTHCARE | 2403949-2 | MONITOR, VIDEO |  |  | Kelemen | [7 empty] | YES | YES
|  | GE HEALTHCARE | 5128455-3 | MONITOR, VIDEO | HXT4000070 |  | Kelemen | [7 empty] | YES | YES
|  | GE HEALTHCARE |  | MONITOR, VIDEO | HXH1001478 |  | Kelemen | [7 empty] | YES | YES
|  | GE HEALTHCARE | 6GF6211-2EB02 | MONITOR, VIDEO | HXA5004538 |  | Kelemen | [7 empty] | YES | YES
|  | GE HEALTHCARE | 6GF6211-2EB02 | MONITOR, VIDEO | HXA5004537 |  | Kelemen | [7 empty] | YES | YES
|  | GE HEALTHCARE | 6GF6221-2CB16 | MONITOR, VIDEO | 2403950-2 |  | Kelemen | [7 empty] | YES | YES
|  | GE HEALTHCARE | OFTD1569 | MONITOR, VIDEO | HXH1001344 |  | Kelemen | [7 empty] | YES | YES
|  | GE HEALTHCARE | OFTD1569 | MONITOR, VIDEO | HXH1001475 |  | Kelemen | [7 empty] | YES | YES
|  | GE HEALTHCARE | SENOGRAPH 5148720-3 | MONITOR, VIDEO | HXW3001127 |  | Kelemen | [7 empty] | YES | YES
|  | GE HEALTHCARE | SENOGRAPH 5148720-3 | MONITOR, VIDEO | HXA6003014 |  | Kelemen |  | removed from service | [5 empty] | YES | YES
|  | GE HEALTHCARE | SENOGRAPH 5148720-3 | MONITOR, VIDEO | HCA4004214 |  | Kelemen | [7 empty] | YES | YES
|  | HP | E243 | MONITOR, VIDEO | CNK91405Y3 |  | 900 Centennial Blvd | 2 New Suite | [6 empty] | YES | YES
|  | MCKESSON INFORMATION SOLUTIONS | HCH100DXP | MONITOR, VIDEO | MC0G324H7426215425TL |  | Kelemen | [7 empty] | YES | YES
|  | MCKESSON INFORMATION SOLUTIONS | HCH100DXP | MONITOR, VIDEO | MX0G324H7426213E1DDL |  | Kelemen | [7 empty] | YES | YES
|  | MCKESSON INFORMATION SOLUTIONS | HCH100DXP | MONITOR, VIDEO | MX0G324H7426215429VL |  | Kelemen | [7 empty] | YES | YES
|  | MCKESSON INFORMATION SOLUTIONS | HCH100DXP | MONITOR, VIDEO | MX0G324H742621B7265L |  | Kelemen | [7 empty] | YES | YES
|  | MCKESSON INFORMATION SOLUTIONS | HCH100DXP | MONITOR, VIDEO | MX0G324H7426215425DL |  | Kelemen | [7 empty] | YES | YES
|  | MCKESSON INFORMATION SOLUTIONS | HCL100B | MONITOR, VIDEO |  |  | Dorrance | [7 empty] | YES | YES
|  | MCKESSON INFORMATION SOLUTIONS | HCR100DW7 | MONITOR, VIDEO |  |  | Dorrance | [7 empty] | YES | YES
|  | NDS | SC-WU26-A1511 | MONITOR, VIDEO | 09-142807 |  | Pavilion | [7 empty] | YES | YES
|  | NDS SURGICAL IMAGING |  | MONITOR, VIDEO |  |  | Pavilion | [7 empty] | YES | YES
|  | NDS SURGICAL IMAGING | BC-SX19-A1417 | MONITOR, VIDEO | 12-191805 |  | Kelemen | [7 empty] | YES | YES
|  | NDS SURGICAL IMAGING | RADIANCE HD | MONITOR, VIDEO |  |  | 501 Fellowship Rd | [7 empty] | YES | YES
|  | NDS SURGICAL IMAGING | RADIANCE HD | MONITOR, VIDEO | 13-232057 |  | Kelemen | [7 empty] | YES | YES
|  | NDS SURGICAL IMAGING | RADIANCE HD | MONITOR, VIDEO |  |  | 501 Fellowship Rd | [7 empty] | YES | YES
|  | NDS SURGICAL IMAGING | RADIANCE HD | MONITOR, VIDEO |  |  | Pavilion | [7 empty] | YES | YES
|  | NDS SURGICAL IMAGING | SC-SX19-A1511 | MONITOR, VIDEO | 08-113351 |  | Pavilion | [7 empty] | YES | YES
|  | NDS SURGICAL IMAGING | SC-WU24-R3316 | MONITOR, VIDEO | 15-260809 |  | Pavilion | [7 empty] | YES | YES
|  | NDS SURGICAL IMAGING | SC-WU24-R3316 | MONITOR, VIDEO |  |  | Pavilion | [7 empty] | YES | YES
|  | NDS SURGICAL IMAGING | SC-WU24-R3316 | MONITOR, VIDEO | 14-240150 |  | Pavilion | [7 empty] | YES | YES
|  | NEC | MULTISYNC LCD2090UXI-BK | MONITOR, VIDEO | 04306382UA |  | Kelemen | [7 empty] | YES | YES
|  | NEC | MULTISYNC LCD2090UXI-BK | MONITOR, VIDEO | 04306372UA |  | Kelemen | [7 empty] | YES | YES
|  | OLYMPUS AMERICA, INC. | OEV191H | MONITOR, VIDEO |  |  | 501 Fellowship Rd | [7 empty] | YES | YES
|  | OLYMPUS AMERICA, INC. | OEV261H | MONITOR, VIDEO |  |  | Kelemen | [7 empty] | YES | YES
|  | OLYMPUS AMERICA, INC. | OEV261H | MONITOR, VIDEO |  |  | MD Anderson Cancer Center | [7 empty] | YES | YES | Serial Number 7353263
|  | OLYMPUS AMERICA, INC. | OEV262H | MONITOR, VIDEO |  |  | Pavilion | [7 empty] | YES | YES
|  | OLYMPUS AMERICA, INC. | OEV262H | MONITOR, VIDEO |  |  | 900 Centennial Blvd | Suite E | [6 empty] | YES | YES
|  | OLYMPUS AMERICA, INC. | OEV262H | MONITOR, VIDEO |  |  | Pavilion | [7 empty] | YES | YES
|  | OLYMPUS AMERICA, INC. | OEV262H | MONITOR, VIDEO |  |  | Pavilion | [7 empty] | YES | YES
| None | PHILIPS MEDICAL SYSTEMS |  | MONITOR, VIDEO | None |  | Kelemen | [7 empty] | YES | YES
|  | SIEMENS HEALTHCARE DIAGNOSTICS | SYNGO | MONITOR, VIDEO |  |  | MD Anderson Cancer Center | [6 empty] | SYSTEM COMPONENT | YES | YES
|  | SIEMENS MEDICAL |  | MONITOR, VIDEO | SHXV1003059 |  | Kelemen | Basement | [6 empty] | YES | YES
|  | SONY | LMD1950MD/HD | MONITOR, VIDEO |  |  | Pavilion | [7 empty] | YES | YES
|  | STRYKER CORP. | 240-030-900 | MONITOR, VIDEO | Ds195a0155 |  | Pavilion | [7 empty] | YES | YES
|  | TRIXELL | PIXIUM 2430EZ | MONITOR, VIDEO |  |  | Kelemen | Basement | [6 empty] | YES | YES
|  | STORZ | C-MAC 8403 ZX | MONITOR, VIDEO LARYNGOSCOPE | Sq19293 |  | Kelemen | [7 empty] | YES | YES
|  | BARCO |  | MONITOR, VIEWING | [10 empty] | YES | YES
|  | BARCO |  | MONITOR, VIEWING | [10 empty] | YES | YES
|  | BARCO |  | MONITOR, VIEWING | [10 empty] | YES | YES
|  | BARCO | MDC 6320 | MONITOR, VIEWING |  |  | Kelemen | Basement | [6 empty] | YES | YES
|  | BARCO | MDC 6320 | MONITOR, VIEWING |  |  | Kelemen | Basement | [6 empty] | YES | YES
|  | BARCO | MDC 6320 | MONITOR, VIEWING |  |  | Kelemen | [7 empty] | YES | YES
|  | BARCO | MDC 6320 | MONITOR, VIEWING |  |  | Kelemen | Basement | [6 empty] | YES | YES
|  | BARCO | MDC 6320 | MONITOR, VIEWING |  |  | Kelemen | Basement | [6 empty] | YES | YES
|  | BARCO | MDC 6320 | MONITOR, VIEWING |  |  | Kelemen | Basement | [6 empty] | YES | YES
|  | BARCO | MDC 6320 | MONITOR, VIEWING |  |  | Kelemen | Basement | [6 empty] | YES | YES
|  | BARCO | MDC 6320 | MONITOR, VIEWING |  |  | Kelemen | Basement | [6 empty] | YES | YES
|  | BARCO | MDC 6320 | MONITOR, VIEWING |  |  | Kelemen | Basement | [6 empty] | YES | YES
|  | BARCO | MDC 6320 | MONITOR, VIEWING |  |  | Kelemen | Basement | [6 empty] | YES | YES
|  | BARCO | MDC 6320 | MONITOR, VIEWING |  |  | Kelemen | Basement | [6 empty] | YES | YES
|  | BARCO | MDC 6320 | MONITOR, VIEWING |  |  | Kelemen | Basement | [6 empty] | YES | YES
|  | BARCO | MDC 6320 | MONITOR, VIEWING |  |  | Kelemen | Basement | [6 empty] | YES | YES
|  | BARCO | MDC 6330 | MONITOR, VIEWING |  |  | Kelemen | Basement | [6 empty] | YES | YES
|  | BARCO | MDC 6430 | MONITOR, VIEWING |  |  | Kelemen | Basement | [6 empty] | YES | YES
|  | BARCO | MDC 6430 | MONITOR, VIEWING |  |  | Kelemen | Basement | [6 empty] | YES | YES
|  | BARCO | MDC 6430 | MONITOR, VIEWING |  |  | Kelemen | [7 empty] | YES | YES
|  | BARCO | MDC 6440 | MONITOR, VIEWING |  |  | Kelemen | Basement | [6 empty] | YES | YES
|  | BARCO | MDC 6440 | MONITOR, VIEWING |  |  | Kelemen | Basement | [6 empty] | YES | YES
|  | BARCO | MDC 6440 | MONITOR, VIEWING |  |  | Kelemen | Basement | [6 empty] | YES | YES
|  | BARCO | MDC 6440 | MONITOR, VIEWING |  |  | Kelemen | Basement | [6 empty] | YES | YES
|  | BARCO | MDCC-6230 | MONITOR, VIEWING | [10 empty] | YES | YES
|  | BARCO | MDCC-6230 | MONITOR, VIEWING | [10 empty] | YES | YES
|  | BARCO | MDCC-6230 | MONITOR, VIEWING | [10 empty] | YES | YES
|  | BARCO | MDCC-6230 | MONITOR, VIEWING | [10 empty] | YES | YES
|  | BARCO | MDCC-6330 | MONITOR, VIEWING | [10 empty] | YES | YES
|  | BARCO | MDCC-6430 | MONITOR, VIEWING | [10 empty] | YES | YES
|  | BARCO | MDMC-12133 | MONITOR, VIEWING |  |  | 900 Centennial Blvd | Suite B | [6 empty] | YES | YES
|  | BARCO | MDMC-12133 | MONITOR, VIEWING |  |  | 900 Centennial Blvd | Suite B | [6 empty] | YES | YES
|  | BARCO | MDMC-12133 | MONITOR, VIEWING |  |  | 900 Centennial Blvd | Suite B | [6 empty] | YES | YES
|  | BARCO | MDMC-12133 | MONITOR, VIEWING |  |  | 900 Centennial Blvd | Suite B | [6 empty] | YES | YES
|  | BARCO | MDRC-2221 | MONITOR, VIEWING |  |  | Kelemen | Basement | [6 empty] | YES | YES
|  | BARCO | MDRC-2221 | MONITOR, VIEWING |  |  | Kelemen | Basement | [6 empty] | YES | YES
|  | BARCO | MDRC-2221 | MONITOR, VIEWING |  |  | Kelemen | Basement | [6 empty] | YES | YES
|  | BARCO | MDRC-2221 | MONITOR, VIEWING |  |  | Kelemen | Basement | [6 empty] | YES | YES
|  | BARCO | MDRC-2221 | MONITOR, VIEWING |  |  | Kelemen | Basement | [6 empty] | YES | YES
|  | GE HEALHTCARE | CARESCAPE DINAMAP V100 | MONITOR, VITAL SIGNS | SH618210086SA |  | 3 Cooper | [7 empty] | YES | YES
|  | GE HEALTHCARE | DINAMAP PRO 100 | MONITOR, VITAL SIGNS | 000M2419002MD |  | 3 Executive | [7 empty] | YES | YES
|  | PHILIPS MEDICAL SYSTEMS | SURESIGNS VS2 | MONITOR, VITAL SIGNS | us00601590 |  | 900 Centennial Blvd | Suite E | [6 empty] | YES | YES
|  | PHILIPS MEDICAL SYSTEMS | SURESIGNS VS2 | MONITOR, VITAL SIGNS | US00601802 |  | 900 Centennial Blvd | Suite M | [6 empty] | YES | YES
|  | PHILIPS MEDICAL SYSTEMS | SURESIGNS VS2 PLUS | MONITOR, VITAL SIGNS | CN42736805 |  | Kelemen | [7 empty] | YES | YES
|  | PHILIPS MEDICAL SYSTEMS | SURESIGNS VS2 PLUS | MONITOR, VITAL SIGNS | CN42737674 |  | Kelemen | [7 empty] | YES | YES
|  | PHILIPS MEDICAL SYSTEMS | SURESIGNS VS2 PLUS | MONITOR, VITAL SIGNS | Cn42724376 |  | Kelemen | [7 empty] | YES | YES
|  | PHILIPS MEDICAL SYSTEMS | SURESIGNS VS2 PLUS | MONITOR, VITAL SIGNS | CN42724417 |  | Kelemen | [7 empty] | YES | YES
|  | PHILIPS MEDICAL SYSTEMS | SURESIGNS VS2 PLUS | MONITOR, VITAL SIGNS | CN42737595 |  | Kelemen | [7 empty] | YES | YES
|  | PHILIPS MEDICAL SYSTEMS | SURESIGNS VS2 PLUS | MONITOR, VITAL SIGNS | CN42724427 |  | Kelemen | [7 empty] | YES | YES
|  | WELCH ALLYN, INC. | SPOT VITAL SIGNS 42NTB | MONITOR, VITAL SIGNS |  |  | 1101 N Kings Hwy | [7 empty] | YES | YES
|  | WELCH ALLYN, INC. | SPOT VITAL SIGNS 42NTB | MONITOR, VITAL SIGNS |  |  | 1101 N Kings Hwy | [7 empty] | YES | YES
|  | WELCH ALLYN, INC. | SPOT VITAL SIGNS SERIES | MONITOR, VITAL SIGNS |  |  | 400 Medical Center Dr | [7 empty] | YES | YES
|  | WELCH ALLYN, INC. | SPOT VITAL SIGNS SERIES | MONITOR, VITAL SIGNS |  |  | 2 Plaza Dr | [7 empty] | YES | YES
|  | WELCH ALLYN, INC. | SPOT VITAL SIGNS SERIES | MONITOR, VITAL SIGNS |  |  | 901 Centennial Blvd | Building 2 | [6 empty] | YES | YES
|  | WELCH ALLYN, INC. | SPOT VITAL SIGNS SERIES | MONITOR, VITAL SIGNS |  |  | 3 Cooper | [7 empty] | YES | YES
|  | WELCH ALLYN, INC. | SPOT VITAL SIGNS SERIES | MONITOR, VITAL SIGNS |  |  | 3 Cooper | [7 empty] | YES | YES
|  | WELCH ALLYN, INC. | SPOT VITAL SIGNS SERIES | MONITOR, VITAL SIGNS |  |  | 901 Centennial Blvd | Building 2 | [6 empty] | YES | YES
|  | WELCH ALLYN, INC. | SPOT VITAL SIGNS SERIES | MONITOR, VITAL SIGNS |  |  | 901 Centennial Blvd | Building 2 | [6 empty] | YES | YES
|  | WELCH ALLYN, INC. | SPOT VITAL SIGNS SERIES | MONITOR, VITAL SIGNS |  |  | 1011 Main St | [7 empty] | YES | YES
|  | WELCH ALLYN, INC. | SPOT VITAL SIGNS SERIES | MONITOR, VITAL SIGNS |  |  | 3 Cooper | [7 empty] | YES | YES
|  | HILL-ROM INC. | METANEB | NEBULIZER | Q327mn0028 |  | Pavilion | [7 empty] | YES | YES | [18 empty] | L
|  | HILL-ROM INC. | METANEB | NEBULIZER | U052m1706 |  | Kelemen | [7 empty] | YES | YES
|  | OMRON HEALTHCARE, INC. | NE-C25 | NEBULIZER |  |  | 1965 Harrison Ave | [7 empty] | YES | YES
|  | SUNRISE HEALTHCARE HHG. | 5650D | NEBULIZER | 3D6046749 |  | 1965 Harrison Ave | [7 empty] | YES | YES
|  | UNOX | KLARITY | OVEN, DRYING | 2018J0073330 |  | 3 Cooper | [7 empty] | YES | YES
|  | BCI INTERNATIONAL | SPECTRO 2-10 | OXIMETER, PULSE | 4033639 |  | Pavilion | [7 empty] | YES | YES
|  | GE HEALTHCARE | TUFFSAT | OXIMETER, PULSE | FCB11100633SA |  | 2 Plaza Dr | [7 empty] | YES | YES
|  | MASIMO CORPORATION | RAD-57 | OXIMETER, PULSE |  |  | Kelemen | BASEMENT | [6 empty] | YES | YES
|  | MASIMO CORPORATION | RAD-57 | OXIMETER, PULSE |  |  | Pavilion | [7 empty] | YES | YES
|  | MASIMO CORPORATION | RAD-57 | OXIMETER, PULSE |  |  | Kelemen | Hp | [6 empty] | YES | YES
|  | MASIMO CORPORATION | RAD-57 | OXIMETER, PULSE |  |  | Pavilion | [7 empty] | YES | YES
|  | MASIMO CORPORATION | RAD-57 | OXIMETER, PULSE |  |  | Kelemen | [7 empty] | YES | YES
|  | MASIMO CORPORATION | RAD-57 | OXIMETER, PULSE |  |  | Pavilion | [7 empty] | YES | YES
|  | MASIMO CORPORATION | RAD-57 | OXIMETER, PULSE |  |  | Kelemen | [7 empty] | YES | YES
|  | MASIMO CORPORATION | RAD-57 | OXIMETER, PULSE |  |  | Pavilion | [7 empty] | YES | YES
|  | MASIMO CORPORATION | RAD-57 | OXIMETER, PULSE |  |  | Kelemen | BASEMENT | [6 empty] | YES | YES
|  | MASIMO CORPORATION | RAD-57 | OXIMETER, PULSE |  |  | Kelemen | [7 empty] | YES | YES
|  | MASIMO CORPORATION | RAD-57 | OXIMETER, PULSE |  |  | Kelemen | [7 empty] | YES | YES
|  | MASIMO CORPORATION | RAD-57 | OXIMETER, PULSE |  |  | Pavilion | [7 empty] | YES | YES
|  | MASIMO CORPORATION | RAD-57 | OXIMETER, PULSE |  |  | Kelemen | [7 empty] | YES | YES
|  | MASIMO CORPORATION | RAD-57 | OXIMETER, PULSE |  |  | Kelemen | [7 empty] | YES | YES
|  | MASIMO CORPORATION | RAD-57 | OXIMETER, PULSE |  |  | Pavilion | [7 empty] | YES | YES
|  | MASIMO CORPORATION | RAD-57 | OXIMETER, PULSE |  |  | Dorrance | [7 empty] | YES | YES
|  | MASIMO CORPORATION | RAD-57 | OXIMETER, PULSE |  |  | Kelemen | [7 empty] | YES | YES
|  | MASIMO CORPORATION | RAD-57 | OXIMETER, PULSE |  |  | Kelemen | [7 empty] | YES | YES
|  | MASIMO CORPORATION | RAD-57 | OXIMETER, PULSE |  |  | 3 Cooper | [7 empty] | YES | YES
|  | MASIMO CORPORATION | RAD-57 | OXIMETER, PULSE |  |  | Pavilion | [7 empty] | YES | YES
|  | MASIMO CORPORATION | RAD-57 | OXIMETER, PULSE |  |  | Kelemen | [7 empty] | YES | YES
|  | MASIMO CORPORATION | RAD-57 | OXIMETER, PULSE |  |  | Kelemen | [7 empty] | YES | YES
|  | MASIMO CORPORATION | RAD-57 | OXIMETER, PULSE |  |  | Kelemen | [7 empty] | YES | YES
|  | MASIMO CORPORATION | RAD-57 | OXIMETER, PULSE |  |  | Kelemen | [7 empty] | YES | YES
|  | MASIMO CORPORATION | RAD-57 | OXIMETER, PULSE |  |  | Dorrance | [7 empty] | YES | YES
|  | MASIMO CORPORATION | RADICAL-7 | OXIMETER, PULSE |  |  | Pavilion | [7 empty] | YES | YES | [18 empty] | L
|  | MASIMO CORPORATION | RADICAL-7 | OXIMETER, PULSE |  |  | Pavilion | [7 empty] | YES | YES
|  | MASIMO CORPORATION | RADICAL-7 | OXIMETER, PULSE |  |  | Pavilion | [7 empty] | YES | YES
|  | MASIMO CORPORATION | RADICAL-7 | OXIMETER, PULSE |  |  | Pavilion | [7 empty] | YES | YES
|  | MASIMO CORPORATION | RADICAL-7 | OXIMETER, PULSE |  |  | Pavilion | [7 empty] | YES | YES
|  | MASIMO CORPORATION | RADICAL-7 | OXIMETER, PULSE |  |  | Pavilion | 7 | [6 empty] | YES | YES
|  | MASIMO CORPORATION | RADICAL-7 | OXIMETER, PULSE |  |  | Kelemen | [7 empty] | YES | YES
|  | MASIMO CORPORATION | RADICAL-7 | OXIMETER, PULSE |  |  | Kelemen | [7 empty] | YES | YES
|  | MASIMO CORPORATION | RADICAL-7 | OXIMETER, PULSE |  |  | Kelemen | [7 empty] | YES | YES
|  | MASIMO CORPORATION | RADICAL-7 | OXIMETER, PULSE |  |  | Kelemen | [7 empty] | YES | YES
|  | MASIMO CORPORATION | RADICAL-7 | OXIMETER, PULSE |  |  | Dorrance | [7 empty] | YES | YES
|  | MASIMO CORPORATION | RADICAL-7 | OXIMETER, PULSE |  |  | Dorrance | [7 empty] | YES | YES
|  | MASIMO CORPORATION | RADICAL-7 | OXIMETER, PULSE |  |  | Kelemen | Basement | [6 empty] | YES | YES
|  | MASIMO CORPORATION | RADICAL-7 | OXIMETER, PULSE |  |  | Kelemen | [7 empty] | YES | YES
|  | MASIMO CORPORATION | RADICAL-7 | OXIMETER, PULSE |  |  | Dorrance | [7 empty] | YES | YES
|  | MASIMO CORPORATION | RADICAL-7 | OXIMETER, PULSE |  |  | Pavilion | 7 | [6 empty] | YES | YES
|  | MASIMO CORPORATION | RADICAL-7 | OXIMETER, PULSE |  |  | Dorrance | [7 empty] | YES | YES
|  | MASIMO CORPORATION | RADICAL-7 | OXIMETER, PULSE |  |  | Pavilion | [7 empty] | YES | YES
|  | MASIMO CORPORATION | RADICAL-7 | OXIMETER, PULSE |  |  | Kelemen | [7 empty] | YES | YES
|  | MASIMO CORPORATION | RADICAL-7 | OXIMETER, PULSE |  |  | Pavilion | 7 | [6 empty] | YES | YES
|  | MASIMO CORPORATION | RADICAL-7 | OXIMETER, PULSE |  |  | Kelemen | [7 empty] | YES | YES
|  | MASIMO CORPORATION | RADICAL-7 | OXIMETER, PULSE |  |  | Kelemen | [7 empty] | YES | YES
|  | MASIMO CORPORATION | RADICAL-7 | OXIMETER, PULSE |  |  | Kelemen | Basement | [6 empty] | YES | YES
|  | MASIMO CORPORATION | RADICAL-7 | OXIMETER, PULSE |  |  | Kelemen | Basement | [6 empty] | YES | YES
|  | MASIMO CORPORATION | RADICAL-7 | OXIMETER, PULSE |  |  | Kelemen | [7 empty] | YES | YES
|  | MASIMO CORPORATION | RADICAL-7 | OXIMETER, PULSE |  |  | Pavilion | [7 empty] | YES | YES
|  | MASIMO CORPORATION | RADICAL-7 | OXIMETER, PULSE |  |  | Pavilion | [7 empty] | YES | YES
|  | MASIMO CORPORATION | RADICAL-7 | OXIMETER, PULSE |  |  | Pavilion | [7 empty] | YES | YES
|  | MASIMO CORPORATION | RADICAL-7 | OXIMETER, PULSE |  |  | Kelemen | [7 empty] | YES | YES
|  | MASIMO CORPORATION | RADICAL-7 | OXIMETER, PULSE |  |  | Kelemen | BASEMENT | [6 empty] | YES | YES
|  | MASIMO CORPORATION | RADICAL-7 | OXIMETER, PULSE |  |  | 3 Cooper | [7 empty] | YES | YES
|  | MASIMO CORPORATION | RADICAL-7 | OXIMETER, PULSE |  |  | Pavilion | [7 empty] | YES | YES
|  | MASIMO CORPORATION | RADICAL-7 | OXIMETER, PULSE |  |  | Kelemen | [7 empty] | YES | YES
|  | NELLCOR PURITAN | N-65 | OXIMETER, PULSE | P12837142 |  | Pavilion | [7 empty] | YES | YES
|  | ORMIN MEDICAL | C-FLOW 3310 | OXIMETER, PULSE, BEDSIDE |  |  | Kelemen | [7 empty] | YES | YES
|  | APPLIED BIOSYSTEMS | GENEAMP 9700 | PCR SYSTEM | 805s2101533 |  | Kelemen | [7 empty] | YES | YES
|  | AMERICAN BIOSYSTEMS | THAIRAPY 103 | PERCUSSOR, ACCOUSTICAL FREQUENCY | 31-05280 |  | Kelemen | [7 empty] | YES | YES
|  | AMERICAN BIOSYSTEMS | THAIRAPY 103 | PERCUSSOR, ACCOUSTICAL FREQUENCY | 31-05135 |  | Kelemen | BASEMENT | [6 empty] | YES | YES
|  | METTLER ELECTRONICS | FIVEEASY PLUS | PH METER | B419564124 |  | 401 Haddon Ave | [7 empty] | YES | YES
|  | ROCHE DIAGNOSTICS | COBAS P501 | POST ANALYTICAL UNIT |  |  | Pavilion | Basement | [6 empty] | YES | YES
|  | BK PRECISION |  | POWER SUPPLY |  |  | Kelemen | [7 empty] | YES | YES
|  | HOEFER SCIENTIFIC | PS 500XT | POWER SUPPLY | 88-1016 |  | 401 Haddon Ave | [7 empty] | YES | YES
|  | GE HEALTHCARE | DIGITAL ENERGY SG SERIES | POWER SUPPLY, UPS | Not accessible |  | Kelemen | [7 empty] | YES | YES | Serial Number Not accessible
|  | GE HEALTHCARE | DIGITAL ENERGY SG SERIES | POWER SUPPLY, UPS |  |  | Kelemen | [7 empty] | YES | YES
|  | BAXA | MICROFUSE | PRESSURE INFUSER |  |  | Kelemen | [7 empty] | YES | YES
|  | SONY | UP-23MD | PRINTER, VIDEO |  |  | Pavilion | [7 empty] | YES | YES
|  | SONY | UP-80MD | PRINTER, VIDEO |  |  | Pavilion | [7 empty] | YES | YES
|  | SONY | UP-895MD | PRINTER, VIDEO |  |  | Kelemen | [7 empty] | YES | YES
|  | SONY | UP-D897 | PRINTER, VIDEO |  |  | Pavilion | [7 empty] | YES | YES
|  | SONY | UP-DR80MD | PRINTER, VIDEO |  |  | Pavilion | [7 empty] | YES | YES
|  | SONY | UP-DR80MD | PRINTER, VIDEO |  |  | Pavilion | [7 empty] | YES | YES
|  | SONY | UP-DR80MD | PRINTER, VIDEO |  |  | Pavilion | [7 empty] | YES | YES
|  | SONY | UP-DR80MD | PRINTER, VIDEO |  |  | 900 Centennial Blvd | Suite E | [6 empty] | YES | YES
|  | STRYKER CORP. | SDP1000 | PRINTER, VIDEO |  |  | 900 Centennial Blvd | Suite E | [6 empty] | YES | YES
|  | STRYKER CORP. | SDP1000 | PRINTER, VIDEO |  |  | 900 Centennial Blvd | Suite E | [6 empty] | YES | YES
|  | LEICA MICROSYSTEMS, INC. | PELORIS II | PROCESSOR, TISSUE | 265070B |  | Pavilion | Basement | [6 empty] | YES | YES
|  | OLYMPUS AMERICA, INC. | EVIS EXERA III CV-190 | PROCESSOR, VIDEO |  |  | Pavilion | [7 empty] | YES | YES
|  | OLYMPUS AMERICA, INC. | EVIS EXERA III CV-190 | PROCESSOR, VIDEO |  |  | Kelemen | [7 empty] | YES | YES
|  | OLYMPUS AMERICA, INC. | EVIS EXERA III CV-190 | PROCESSOR, VIDEO |  |  | 900 Centennial Blvd | Suite E | [6 empty] | YES | YES
|  | OLYMPUS AMERICA, INC. | EVIS EXERA III CV-190 | PROCESSOR, VIDEO |  |  | Kelemen | [7 empty] | YES | YES
|  | OLYMPUS AMERICA, INC. | EVIS EXERA III CV-190 | PROCESSOR, VIDEO |  |  | Kelemen | [7 empty] | YES | YES
|  | BIOTRONIK, INC. | RENAMIC | PROGRAMMER, PACEMAKER |  |  | 221 Victoria Street | [7 empty] | YES | YES
|  | BIOTRONIK, INC. | RENAMIC | PROGRAMMER, PACEMAKER |  |  | 400 Medical Center Dr | [7 empty] | YES | YES
|  | BIOTRONIK, INC. | RENAMIC | PROGRAMMER, PACEMAKER |  |  | 218 Sunset Rd | [7 empty] | YES | YES
|  | BOSTON SCIENTIFIC | ZOOM LATITUDE 3120 | PROGRAMMER, PACEMAKER |  |  | 400 Medical Center Dr | [7 empty] | YES | YES
|  | BOSTON SCIENTIFIC | ZOOM LATITUDE 3120 | PROGRAMMER, PACEMAKER |  |  | 221 Victoria Street | [7 empty] | YES | YES
|  | BOSTON SCIENTIFIC | ZOOM LATITUDE 3120 | PROGRAMMER, PACEMAKER |  |  | 2 Plaza Dr | [7 empty] | YES | YES
|  | BOSTON SCIENTIFIC | ZOOM LATITUDE 3120 | PROGRAMMER, PACEMAKER |  |  | Kelemen | [7 empty] | YES | YES
|  | BOSTON SCIENTIFIC | ZOOM LATITUDE 3120 | PROGRAMMER, PACEMAKER |  |  | Kelemen | [7 empty] | YES | YES
|  | MEDTRONIC INC. | CARELINK 2090 | PROGRAMMER, PACEMAKER | Pkk055781r |  | Kelemen | [7 empty] | YES | YES
|  | MEDTRONIC INC. | CARELINK 2090 | PROGRAMMER, PACEMAKER | PKK106171R |  | 400 Medical Center Dr | [7 empty] | YES | YES
|  | MEDTRONIC INC. | CARELINK 2090 | PROGRAMMER, PACEMAKER | PKK053303R |  | 400 Medical Center Dr | [7 empty] | YES | YES
|  | MEDTRONIC INC. | CARELINK 2090 | PROGRAMMER, PACEMAKER | PKK208714R |  | Kelemen | [7 empty] | YES | YES
|  | MEDTRONIC INC. | CARELINK 2090 | PROGRAMMER, PACEMAKER | PKK018010R |  | 221 Victoria Street | [7 empty] | YES | YES
|  | MEDTRONIC INC. | CARELINK 2090 | PROGRAMMER, PACEMAKER |  |  | Pavilion | [7 empty] | YES | YES
|  | ST. JUDE MEDICAL CARDIAC RHYTHM | MERLIN | PROGRAMMER, PACEMAKER |  |  | 400 Medical Center Dr | [7 empty] | YES | YES
|  | ST. JUDE MEDICAL CARDIAC RHYTHM | MERLIN | PROGRAMMER, PACEMAKER |  |  | 218 Sunset Rd | [7 empty] | YES | YES
|  | ST. JUDE MEDICAL CARDIAC RHYTHM | MERLIN | PROGRAMMER, PACEMAKER |  |  | Kelemen | [7 empty] | YES | YES
|  | ST. JUDE MEDICAL CARDIAC RHYTHM | MERLIN | PROGRAMMER, PACEMAKER |  |  | Kelemen | [7 empty] | YES | YES
|  | ST. JUDE MEDICAL CARDIAC RHYTHM | MERLIN | PROGRAMMER, PACEMAKER |  |  | Pavilion | [7 empty] | YES | YES
|  | ST. JUDE MEDICAL CARDIAC RHYTHM | MERLIN | PROGRAMMER, PACEMAKER |  |  | 218 Sunset Rd | [7 empty] | YES | YES
|  | ST. JUDE MEDICAL CARDIAC RHYTHM | MERLIN 3650 | PROGRAMMER, PACEMAKER |  |  | Pavilion | [7 empty] | YES | YES
|  | KODAK HEALTH IMAGING | EKTAGRAPHIC 270 | PROJECTOR, SLIDE |  |  | Pavilion | Basement | [6 empty] | YES | YES
|  | CELL BIOSCIENCES | FLUORCHEM Q | PROTEIN IMAGER |  |  | 401 Haddon Ave | [7 empty] | YES | YES
|  | BIOSENSE WEBSTER, INC. | EM-5406-00 | PS UNIT | B027953 |  | Kelemen | [6 empty] | SYSTEM COMPONENT | YES | YES
|  | ARTHREX INC. | SYNERGY AR-6485 | PUMP, ARTHROSCOPY | NX1068D19 |  | 900 Centennial Blvd | Suite E | [6 empty] | YES | YES
|  | KINETIC CONCEPTS, INC. (KCI) |  | PUMP, ASPIRATION, PORTABLE |  |  | Kelemen | [7 empty] | YES | YES
|  | LAERDAL MEDICAL CORPORATION |  | PUMP, ASPIRATION, PORTABLE |  |  | 60 Fostertown Rd | Cooper 2 | [6 empty] | YES | YES
|  | LAERDAL MEDICAL CORPORATION |  | PUMP, ASPIRATION, PORTABLE | 180906A0001 |  | 1000 S 10th | Ambulance Garage | [6 empty] | YES | YES
|  | LAERDAL MEDICAL CORPORATION | LCSU4 | PUMP, ASPIRATION, PORTABLE |  |  | Kelemen | [7 empty] | YES | YES
|  | LAERDAL MEDICAL CORPORATION | LSU4 | PUMP, ASPIRATION, PORTABLE | 180906A0027 |  | 1000 S 10th | Ambulance Garage | [6 empty] | YES | YES
|  | PRECISION MEDICAL, INC. | EASY GO VAC PM65 | PUMP, ASPIRATION, PORTABLE |  |  | Dorrance | [7 empty] | YES | YES
|  | PRECISION MEDICAL, INC. | EASY GO VAC PM65HG | PUMP, ASPIRATION, PORTABLE |  |  | Dorrance | [7 empty] | YES | YES
|  | SSCOR | S-SCOT DUET 2314 | PUMP, ASPIRATION, PORTABLE | M31357 |  | 901 Centennial Blvd | Building 1 | [6 empty] | YES | YES
|  | SSCOR | S-SCOT DUET 2314 | PUMP, ASPIRATION, PORTABLE | M31356 |  | 901 Centennial Blvd | Building 2 | [6 empty] | YES | YES
|  | KINETIC CONCEPTS, INC. (KCI) |  | PUMP, ASPIRATION, SURGICAL |  |  | Kelemen | [7 empty] | YES | YES
|  | OLYMPUS AMERICA, INC. | SSU-2 | PUMP, ASPIRATION, SURGICAL |  |  | 6015 Main St | [7 empty] | YES | YES
|  | PENUMBRA, INC. USA | PMXENGN | PUMP, ASPIRATION, SURGICAL | S10140-40 |  | Kelemen | BASEMENT | [6 empty] | YES | YES
|  | MEDLINE INDUSTRIES, INC. | HEMO-FORCE DVT | PUMP, COMPRESSION, SEQUENTIAL | C880010557 |  | Kelemen | [7 empty] | YES | YES
|  | MEDLINE INDUSTRIES, INC. | HEMO-FORCE DVT | PUMP, COMPRESSION, SEQUENTIAL | C890011980 |  | Kelemen | [7 empty] | YES | YES
|  | MEDLINE INDUSTRIES, INC. | HEMO-FORCE DVT | PUMP, COMPRESSION, SEQUENTIAL | C880009384 |  | Kelemen | [7 empty] | YES | YES
|  | MEDLINE INDUSTRIES, INC. | HEMO-FORCE DVT | PUMP, COMPRESSION, SEQUENTIAL | C860012557 |  | Kelemen | [7 empty] | YES | YES
|  | MEDLINE INDUSTRIES, INC. | HEMO-FORCE DVT | PUMP, COMPRESSION, SEQUENTIAL | C880010464 |  | Kelemen | [7 empty] | YES | YES
|  | MEDLINE INDUSTRIES, INC. | HEMO-FORCE DVT | PUMP, COMPRESSION, SEQUENTIAL | C890011968 |  | Kelemen | [7 empty] | YES | YES
|  | MEDLINE INDUSTRIES, INC. | HEMO-FORCE DVT | PUMP, COMPRESSION, SEQUENTIAL | C890012412 |  | Kelemen | [7 empty] | YES | YES
|  | MEDLINE INDUSTRIES, INC. | HEMO-FORCE DVT | PUMP, COMPRESSION, SEQUENTIAL | C860009513 |  | Kelemen | [7 empty] | YES | YES
|  | MEDLINE INDUSTRIES, INC. | HEMO-FORCE DVT | PUMP, COMPRESSION, SEQUENTIAL | C890012008 |  | Kelemen | [7 empty] | YES | YES
|  | MEDLINE INDUSTRIES, INC. | HEMO-FORCE DVT | PUMP, COMPRESSION, SEQUENTIAL | C870003557 |  | Kelemen | [7 empty] | YES | YES
|  | MEDLINE INDUSTRIES, INC. | HEMO-FORCE DVT | PUMP, COMPRESSION, SEQUENTIAL | C880010495 |  | Kelemen | [7 empty] | YES | YES
|  | MEDLINE INDUSTRIES, INC. | HEMO-FORCE DVT | PUMP, COMPRESSION, SEQUENTIAL | C870028745 |  | Kelemen | [7 empty] | YES | YES
|  | MEDLINE INDUSTRIES, INC. | HEMO-FORCE DVT | PUMP, COMPRESSION, SEQUENTIAL | C860027536 |  | Kelemen | [7 empty] | YES | YES
|  | MEDLINE INDUSTRIES, INC. | HEMO-FORCE DVT | PUMP, COMPRESSION, SEQUENTIAL | C890012860 |  | Kelemen | [7 empty] | YES | YES
|  | MEDLINE INDUSTRIES, INC. | HEMO-FORCE DVT | PUMP, COMPRESSION, SEQUENTIAL | c860003883 |  | Kelemen | [7 empty] | YES | YES
|  | MEDLINE INDUSTRIES, INC. | HEMO-FORCE DVT | PUMP, COMPRESSION, SEQUENTIAL |  |  | Dorrance | [7 empty] | YES | YES
|  | MEDLINE INDUSTRIES, INC. | HEMO-FORCE DVT | PUMP, COMPRESSION, SEQUENTIAL | C880025166 |  | Kelemen | [7 empty] | YES | YES
|  | MEDLINE INDUSTRIES, INC. | HEMO-FORCE DVT | PUMP, COMPRESSION, SEQUENTIAL |  |  | Kelemen | [7 empty] | YES | YES
|  | MEDLINE INDUSTRIES, INC. | HEMO-FORCE DVT | PUMP, COMPRESSION, SEQUENTIAL | C880022575 |  | Kelemen | [7 empty] | YES | YES
|  | MEDLINE INDUSTRIES, INC. | HEMO-FORCE DVT | PUMP, COMPRESSION, SEQUENTIAL | C880010516 |  | Kelemen | Basement | [6 empty] | YES | YES
|  | MEDLINE INDUSTRIES, INC. | HEMO-FORCE DVT | PUMP, COMPRESSION, SEQUENTIAL | C860027575 |  | Kelemen | [7 empty] | YES | YES
|  | MEDLINE INDUSTRIES, INC. | HEMO-FORCE DVT | PUMP, COMPRESSION, SEQUENTIAL | C880009752 |  | Kelemen | [7 empty] | YES | YES
|  | MEDLINE INDUSTRIES, INC. | HEMO-FORCE DVT | PUMP, COMPRESSION, SEQUENTIAL |  | PAVILION 8 | Pavilion | [7 empty] | YES | YES
|  | MEDLINE INDUSTRIES, INC. | HEMO-FORCE DVT | PUMP, COMPRESSION, SEQUENTIAL | C860024861 |  | Kelemen | Basement | [6 empty] | YES | YES
|  | MEDLINE INDUSTRIES, INC. | HEMO-FORCE DVT | PUMP, COMPRESSION, SEQUENTIAL | C880019625 |  | Pavilion | [7 empty] | YES | YES
|  | MEDLINE INDUSTRIES, INC. | HEMO-FORCE DVT | PUMP, COMPRESSION, SEQUENTIAL | C890012115 |  | Kelemen | Basement | [6 empty] | YES | YES
|  | MEDLINE INDUSTRIES, INC. | HEMO-FORCE DVT | PUMP, COMPRESSION, SEQUENTIAL | C880025194 |  | Kelemen | [7 empty] | YES | YES
|  | MEDLINE INDUSTRIES, INC. | HEMO-FORCE DVT | PUMP, COMPRESSION, SEQUENTIAL | C880025474 |  | Pavilion | [7 empty] | YES | YES
|  | MEDLINE INDUSTRIES, INC. | HEMO-FORCE DVT | PUMP, COMPRESSION, SEQUENTIAL | C860012548 |  | Kelemen | Basement | [6 empty] | YES | YES
|  | MEDLINE INDUSTRIES, INC. | HEMO-FORCE DVT | PUMP, COMPRESSION, SEQUENTIAL | C880022467 |  | Dorrance | [7 empty] | YES | YES
|  | MEDLINE INDUSTRIES, INC. | HEMO-FORCE DVT | PUMP, COMPRESSION, SEQUENTIAL |  |  | Kelemen | [7 empty] | YES | YES
|  | MEDLINE INDUSTRIES, INC. | HEMO-FORCE DVT | PUMP, COMPRESSION, SEQUENTIAL | C860012598 |  | Kelemen | Basement | [6 empty] | YES | YES
|  | MEDLINE INDUSTRIES, INC. | HEMO-FORCE DVT | PUMP, COMPRESSION, SEQUENTIAL | C880022465 |  | Pavilion | [7 empty] | YES | YES
|  | MEDLINE INDUSTRIES, INC. | HEMO-FORCE DVT | PUMP, COMPRESSION, SEQUENTIAL | C88009578 |  | Kelemen | [7 empty] | YES | YES
|  | MEDLINE INDUSTRIES, INC. | HEMO-FORCE DVT | PUMP, COMPRESSION, SEQUENTIAL | C880010623 |  | Pavilion | [7 empty] | YES | YES
|  | MEDLINE INDUSTRIES, INC. | HEMO-FORCE DVT | PUMP, COMPRESSION, SEQUENTIAL | C870035224 |  | Pavilion | [7 empty] | YES | YES
|  | MEDLINE INDUSTRIES, INC. | HEMO-FORCE DVT | PUMP, COMPRESSION, SEQUENTIAL | C880023736 |  | Pavilion | [7 empty] | YES | YES
|  | MEDLINE INDUSTRIES, INC. | HEMO-FORCE DVT | PUMP, COMPRESSION, SEQUENTIAL | C880010677 |  | Kelemen | Basement | [6 empty] | YES | YES
|  | MEDLINE INDUSTRIES, INC. | HEMO-FORCE DVT | PUMP, COMPRESSION, SEQUENTIAL | C860009693 |  | Kelemen | Basement | [6 empty] | YES | YES
|  | MEDLINE INDUSTRIES, INC. | HEMO-FORCE DVT | PUMP, COMPRESSION, SEQUENTIAL | C880010795 |  | Kelemen | Basement | [6 empty] | YES | YES
|  | MEDLINE INDUSTRIES, INC. | HEMO-FORCE DVT | PUMP, COMPRESSION, SEQUENTIAL | C880010469 |  | Kelemen | Basement | [6 empty] | YES | YES
|  | MEDLINE INDUSTRIES, INC. | HEMO-FORCE DVT | PUMP, COMPRESSION, SEQUENTIAL |  |  | Kelemen | [7 empty] | YES | YES
|  | MEDLINE INDUSTRIES, INC. | HEMO-FORCE DVT | PUMP, COMPRESSION, SEQUENTIAL | C880022528 |  | Kelemen | [7 empty] | YES | YES
|  | MEDLINE INDUSTRIES, INC. | HEMO-FORCE DVT | PUMP, COMPRESSION, SEQUENTIAL | C880025381 |  | Kelemen | [7 empty] | YES | YES
|  | MEDLINE INDUSTRIES, INC. | HEMO-FORCE DVT | PUMP, COMPRESSION, SEQUENTIAL |  |  | Pavilion | [7 empty] | YES | YES
|  | MEDLINE INDUSTRIES, INC. | HEMO-FORCE DVT | PUMP, COMPRESSION, SEQUENTIAL |  |  | Kelemen | [7 empty] | YES | YES
|  | MEDLINE INDUSTRIES, INC. | HEMO-FORCE DVT | PUMP, COMPRESSION, SEQUENTIAL | C890012747 |  | Kelemen | [7 empty] | YES | YES
|  | MEDLINE INDUSTRIES, INC. | HEMO-FORCE DVT | PUMP, COMPRESSION, SEQUENTIAL | C880010470 |  | Kelemen | [7 empty] | YES | YES
|  | MEDLINE INDUSTRIES, INC. | HEMO-FORCE DVT | PUMP, COMPRESSION, SEQUENTIAL | C880025108 |  | Kelemen | Basement | [6 empty] | YES | YES
|  | MEDLINE INDUSTRIES, INC. | HEMO-FORCE DVT | PUMP, COMPRESSION, SEQUENTIAL | C860012611 |  | Kelemen | Basement | [6 empty] | YES | YES
|  | MEDLINE INDUSTRIES, INC. | HEMO-FORCE DVT | PUMP, COMPRESSION, SEQUENTIAL | Na |  | Pavilion | [7 empty] | YES | YES
|  | MEDLINE INDUSTRIES, INC. | HEMO-FORCE DVT | PUMP, COMPRESSION, SEQUENTIAL | C860009597 |  | Kelemen | Basement | [6 empty] | YES | YES
|  | MEDLINE INDUSTRIES, INC. | HEMO-FORCE DVT | PUMP, COMPRESSION, SEQUENTIAL | C880023950 |  | Pavilion | [7 empty] | YES | YES
|  | MEDLINE INDUSTRIES, INC. | HEMO-FORCE DVT | PUMP, COMPRESSION, SEQUENTIAL | C860028153 |  | Kelemen | Basement | [6 empty] | YES | YES
|  | MEDLINE INDUSTRIES, INC. | HEMO-FORCE DVT | PUMP, COMPRESSION, SEQUENTIAL | C860009405 |  | Kelemen | Basement | [6 empty] | YES | YES
|  | MEDLINE INDUSTRIES, INC. | HEMO-FORCE DVT | PUMP, COMPRESSION, SEQUENTIAL | C880010627 |  | Kelemen | [7 empty] | YES | YES
|  | MEDLINE INDUSTRIES, INC. | HEMO-FORCE DVT | PUMP, COMPRESSION, SEQUENTIAL | C880010764 |  | Kelemen | [7 empty] | YES | YES
|  | MEDLINE INDUSTRIES, INC. | HEMO-FORCE DVT | PUMP, COMPRESSION, SEQUENTIAL | C880010461 |  | Kelemen | [7 empty] | YES | YES
|  | MEDLINE INDUSTRIES, INC. | HEMO-FORCE DVT | PUMP, COMPRESSION, SEQUENTIAL | C890012000 |  | Kelemen | [7 empty] | YES | YES
|  | MEDLINE INDUSTRIES, INC. | HEMO-FORCE DVT | PUMP, COMPRESSION, SEQUENTIAL | C850010594 |  | Kelemen | [7 empty] | YES | YES
|  | MEDLINE INDUSTRIES, INC. | HEMO-FORCE DVT | PUMP, COMPRESSION, SEQUENTIAL | C860012564 |  | Kelemen | [7 empty] | YES | YES
|  | MEDLINE INDUSTRIES, INC. | HEMO-FORCE DVT | PUMP, COMPRESSION, SEQUENTIAL | C880010437 |  | Pavilion | [7 empty] | YES | YES
|  | MEDLINE INDUSTRIES, INC. | HEMO-FORCE DVT | PUMP, COMPRESSION, SEQUENTIAL | C870035417 |  | Pavilion | [7 empty] | YES | YES
|  | MEDLINE INDUSTRIES, INC. | HEMO-FORCE DVT | PUMP, COMPRESSION, SEQUENTIAL |  |  | Pavilion | [7 empty] | YES | YES
|  | MEDLINE INDUSTRIES, INC. | HEMO-FORCE DVT | PUMP, COMPRESSION, SEQUENTIAL | C880013558 |  | Pavilion | [7 empty] | YES | YES
|  | MEDLINE INDUSTRIES, INC. | HEMO-FORCE DVT | PUMP, COMPRESSION, SEQUENTIAL | C890012122 |  | Kelemen | [7 empty] | YES | YES
|  | MEDLINE INDUSTRIES, INC. | HEMO-FORCE DVT | PUMP, COMPRESSION, SEQUENTIAL |  |  | Pavilion | [7 empty] | YES | YES
|  | MEDLINE INDUSTRIES, INC. | HEMO-FORCE DVT | PUMP, COMPRESSION, SEQUENTIAL | C880027762 |  | Dorrance | [7 empty] | YES | YES
|  | MEDLINE INDUSTRIES, INC. | HEMO-FORCE DVT | PUMP, COMPRESSION, SEQUENTIAL | C880010681 |  | Pavilion | [7 empty] | YES | YES
|  | BAXA |  | PUMP, DRUG DISPENSING |  |  | Kelemen | [7 empty] | YES | YES
|  | COVIDIEN | KANGAROO EPUMP | PUMP, FOOD, ENTERAL |  |  | Kelemen | [7 empty] | YES | YES
|  | COVIDIEN | KANGAROO EPUMP | PUMP, FOOD, ENTERAL |  |  | Pavilion | [7 empty] | YES | YES
|  | COVIDIEN | KANGAROO EPUMP | PUMP, FOOD, ENTERAL | C13051260 |  | Kelemen | [7 empty] | YES | YES
|  | COVIDIEN | KANGAROO EPUMP | PUMP, FOOD, ENTERAL |  |  | Kelemen | Basement | [6 empty] | YES | YES
|  | COVIDIEN | KANGAROO EPUMP | PUMP, FOOD, ENTERAL | C18222346 |  | Pavilion | [7 empty] | YES | YES
|  | COVIDIEN | KANGAROO EPUMP | PUMP, FOOD, ENTERAL |  |  | Pavilion | [7 empty] | YES | YES
|  | COVIDIEN | KANGAROO EPUMP | PUMP, FOOD, ENTERAL |  |  | Kelemen | [7 empty] | YES | YES
|  | COVIDIEN | KANGAROO EPUMP | PUMP, FOOD, ENTERAL |  |  | Dorrance | [7 empty] | YES | YES
|  | COVIDIEN | KANGAROO EPUMP | PUMP, FOOD, ENTERAL | C19267452 |  | 3 Cooper | [7 empty] | YES | YES
|  | COVIDIEN | KANGAROO EPUMP | PUMP, FOOD, ENTERAL | C19267421 |  | 3 Cooper | [7 empty] | YES | YES
|  | COVIDIEN | KANGAROO EPUMP | PUMP, FOOD, ENTERAL | C19267458 |  | Kelemen | [7 empty] | YES | YES
|  | COVIDIEN | KANGAROO EPUMP | PUMP, FOOD, ENTERAL | C19267403 |  | Kelemen | [7 empty] | YES | YES
|  | COVIDIEN | KANGAROO EPUMP | PUMP, FOOD, ENTERAL | C19267457 |  | Kelemen | [7 empty] | YES | YES
|  | COVIDIEN | KANGAROO EPUMP | PUMP, FOOD, ENTERAL | C19267449 |  | Kelemen | [7 empty] | YES | YES
|  | COVIDIEN | KANGAROO EPUMP | PUMP, FOOD, ENTERAL | C19267445 |  | Kelemen | [7 empty] | YES | YES
|  | COVIDIEN | KANGAROO EPUMP | PUMP, FOOD, ENTERAL | C19267490 |  | Kelemen | [7 empty] | YES | YES
|  | COVIDIEN | KANGAROO EPUMP | PUMP, FOOD, ENTERAL | C19267470 |  | Kelemen | [7 empty] | YES | YES
|  | COVIDIEN | KANGAROO EPUMP | PUMP, FOOD, ENTERAL | C19267469 |  | Kelemen | [7 empty] | YES | YES
|  | COVIDIEN | KANGAROO EPUMP | PUMP, FOOD, ENTERAL | C19267433 |  | Kelemen | [7 empty] | YES | YES
|  | COVIDIEN | KANGAROO EPUMP | PUMP, FOOD, ENTERAL | C19267385 |  | Kelemen | [7 empty] | YES | YES
|  | COVIDIEN | KANGAROO EPUMP | PUMP, FOOD, ENTERAL | C19267447 |  | Kelemen | [7 empty] | YES | YES
|  | COVIDIEN | KANGAROO EPUMP | PUMP, FOOD, ENTERAL | C19267446 |  | Kelemen | [7 empty] | YES | YES
|  | COVIDIEN | KANGAROO EPUMP | PUMP, FOOD, ENTERAL | C18267419 |  | Kelemen | [7 empty] | YES | YES
|  | COVIDIEN | KANGAROO EPUMP | PUMP, FOOD, ENTERAL |  |  | Kelemen | [7 empty] | YES | YES
|  | STRYKER CORP. | T-PUMP TP700 | PUMP, HEAT THERAPY |  |  | 401 Haddon Ave | [7 empty] | YES | YES
|  | CAESAREA MEDICAL ELECTRONICS | BODYGUARD 121 TWINS | PUMP, INFUSION, DUAL CHANNEL |  |  | 97 Bogden Blvd | Cooper 1 | [6 empty] | YES | YES
|  | IMED CORPORATION | GEMINI PC-2 | PUMP, INFUSION, DUAL CHANNEL |  |  | 401 Haddon Ave | [7 empty] | YES | YES
|  | IMED CORPORATION | PC1 | PUMP, INFUSION, SINGLE CHANNEL |  |  | 401 Haddon Ave | [7 empty] | YES | YES
|  | ALLIED HEALTHCARE INC |  | PUMP, SUCTION |  |  | 401 Haddon Ave | [7 empty] | YES | YES
|  | VWR SCIENTIFIC | SA55JXGTD-4144 | PUMP, VACUUM |  |  | 401 Haddon Ave | [7 empty] | YES | YES
|  | GE HEALTHCARE | TRAM-RAC 4A | RACK, CONTROL/MODULE | RST07049998GA |  | Kelemen | [7 empty] | YES | YES
|  | SIEMENS MEDICAL | AXIOM SENSIS | RADIOGRAPHIC, CATH |  |  | Kelemen | BASEMENT | [6 empty] | YES | YES
|  | TOSHIBA AMERICA MEDICAL SYSTEMS | AQUILION 64 SLICE | RADIOGRAPHIC, COMPUTED TOMOGRAPHY | 1DA0792107 |  | 3 Cooper | [7 empty] | YES | YES
|  | CONTINENTAL | TM 30 | RADIOGRAPHIC, X-RAY ROOM |  |  | 3740 West Chester Pike | [7 empty] | YES | YES
|  | SIEMENS HEALTHCARE DIAGNOSTICS | YSIO MAX | RADIOGRAPHIC, X-RAY ROOM |  |  | Kelemen | BASEMENT | [6 empty] | YES | YES
|  | PANORAMIC | PC-4000 | RADIOGRAPHIC, X-RAY, DENTAL | CB40373 |  | Kelemen | [7 empty] | YES | YES
|  | VATECH | PAX-REVE 3D | RADIOGRAPHIC, X-RAY, DENTAL | XG0210081 |  | 2 Plaza Dr | [7 empty] | YES | YES
|  | CARESTREAM HEALTH, INC. | DRX-REVOLUTION | RADIOGRAPHIC, X-RAY, PORTABLE | K58030294 |  | Pavilion | [7 empty] | YES | YES
|  | GE HEALTHCARE | PRN 50-M | RECORDER, CHART | A1996686 |  | Kelemen | [7 empty] | YES | YES
|  | GE HEALTHCARE | PRN 50-M | RECORDER, CHART | Rpv04350559ga |  | Kelemen | [7 empty] | YES | YES
|  | GE HEALTHCARE | PRN 50-M | RECORDER, CHART | Rpv14246237ga |  | Kelemen | [7 empty] | YES | YES
|  | GE HEALTHCARE | PRN 50-M | RECORDER, CHART | RPV07039798GA |  | Kelemen | [7 empty] | YES | YES
|  | GE Healthcare | PRN 50-M | RECORDER, CHART | J2PV4193G |  | Kelemen | [7 empty] | YES | YES
|  | GE HEALTHCARE | PRN 50-M | RECORDER, CHART | Rpv1424609ga |  | Kelemen | [7 empty] | YES | YES
|  | GE HEALTHCARE | PRN 50-M | RECORDER, CHART | Rvp042601123ga |  | Kelemen | [7 empty] | YES | YES
|  | GE HEALTHCARE | PRN 50-M | RECORDER, CHART | Rpv14235890ga |  | Kelemen | [7 empty] | YES | YES
|  | GE HEALTHCARE | PRN 50-M + | RECORDER, CHART | A1997072 |  | Kelemen | [7 empty] | YES | YES
|  | GE HEALTHCARE | PRN 50-M + | RECORDER, CHART | A2072399 |  | Kelemen | [7 empty] | YES | YES
|  | GE HEALTHCARE | PRN 50-M+ | RECORDER, CHART | A2080914 |  | Kelemen | [7 empty] | YES | YES
|  | GE HEALTHCARE | PRN 50-M+ | RECORDER, CHART | A1996664 |  | Pavilion | [7 empty] | YES | YES
|  | GE HEALTHCARE | PRN 50-M+ | RECORDER, CHART | A2037538 |  | Kelemen | [7 empty] | YES | YES
|  | GE HEALTHCARE | PRN 50-M+ | RECORDER, CHART | A1996625 |  | Dorrance | [7 empty] | YES | YES
|  | GE HEALTHCARE | PRN 50-M+ | RECORDER, CHART | A1996630 |  | Pavilion | [7 empty] | YES | YES
|  | GE HEALTHCARE | PRN 50-M+ | RECORDER, CHART | A1996632 |  | Kelemen | [7 empty] | YES | YES
|  | GE HEALTHCARE | PRN 50-M+ | RECORDER, CHART | A1996658 |  | Dorrance | [7 empty] | YES | YES
|  | GE HEALTHCARE | PRN 50-M+ | RECORDER, CHART | A1996636 |  | Kelemen | [7 empty] | YES | YES
|  | GE HEALTHCARE | PRN 50-M+ | RECORDER, CHART | A1996628 |  | Pavilion | [7 empty] | YES | YES
|  | GE HEALTHCARE | PRN 50-M+ | RECORDER, CHART | A2095000 |  | Kelemen | [7 empty] | YES | YES
|  | GE HEALTHCARE | PRN 50-M+ | RECORDER, CHART | A1992344 |  | Kelemen | [7 empty] | YES | YES
|  | GE HEALTHCARE | PRN 50-M+ | RECORDER, CHART | A1995671 |  | Pavilion | [7 empty] | YES | YES
|  | ACCUCOLD |  | REFIGERATOR, MEDICAL GRADE, COMPACT |  |  | 6400 Main St | [7 empty] | YES | YES
|  | CROSLEY |  | REFIRGERATOR, MEDICAL GRADE |  |  | 390 N Broadway | [7 empty] | YES | YES
|  | ACCUCOLD |  | REFRGIERATOR, MEDICAL GRADE |  |  | 196 Grove Ave | [7 empty] | YES | YES
|  | SAVANT |  | REFRIGERATED CONDENSATION TRAP |  |  | Kelemen | [7 empty] | YES | YES
|  |  |  | REFRIGERATOR |  |  | 401 Haddon Ave | [7 empty] | YES | YES
|  | FRIGIDAIRE |  | REFRIGERATOR |  |  | 390 N Broadway | [7 empty] | YES | YES
|  | FRIGIDAIRE |  | REFRIGERATOR |  |  | Dorrance | [7 empty] | YES | YES
|  | FRIGIDAIRE | FRU17B2JQ23 | REFRIGERATOR | Wa33500322 |  | Kelemen | [7 empty] | YES | YES
|  | FRIGIDAIRE | FRU17B2JQ23 | REFRIGERATOR | Wa33500320 |  | Kelemen | [7 empty] | YES | YES
|  | FRIGIDAIRE | FRU17B2JQ23 | REFRIGERATOR | Wa33500319 |  | Kelemen | [7 empty] | YES | YES
|  | FRIGIDAIRE | FRU17B2JQ23 | REFRIGERATOR | Wa33202413 |  | Kelemen | [7 empty] | YES | YES
|  | FRIGIDAIRE | FRU17B2JQ23 | REFRIGERATOR | Wa33500321 |  | Kelemen | [7 empty] | YES | YES
|  | FRIGIDIRE | FFRU17B2QWD | REFRIGERATOR | Wa84502002 |  | Kelemen | [7 empty] | YES | YES
|  | FRIGIDIRE | FFRU17B2QWD | REFRIGERATOR | Wa80202373 |  | Dorrance | [7 empty] | YES | YES
|  | GENERAL ELECTRIC (GE) |  | REFRIGERATOR |  |  | 401 Haddon Ave | [7 empty] | YES | YES
|  | GENERAL ELECTRIC (GE) |  | REFRIGERATOR |  |  | 401 Haddon Ave | [7 empty] | YES | YES
|  | HOTPOINT |  | REFRIGERATOR | Na |  | 401 Haddon Ave | [7 empty] | YES | YES
|  | HOTPOINT |  | REFRIGERATOR |  |  | Kelemen | [7 empty] | YES | YES
|  | WELBILT |  | REFRIGERATOR |  |  | Kelemen | [7 empty] | YES | YES
|  | WHIRLPOOL | ET1MHXM007 | REFRIGERATOR | Ew0218077 |  | Pavilion | [7 empty] | YES | YES
|  | WHIRLPOOL | ET1MHXM007 | REFRIGERATOR | Ew0218076 |  | Pavilion | [7 empty] | YES | YES
|  | WHIRLPOOL | WRT359SFYW00 | REFRIGERATOR | Vs1478074 |  | Kelemen | [7 empty] | YES | YES
|  | HELMER INC. | IB256 | REFRIGERATOR, BLOOD BANK |  |  | Pavilion | Basement | [6 empty] | YES | YES
|  | AVANTI |  | REFRIGERATOR, COMPACT |  |  | Kelemen | [7 empty] | YES | YES
|  | DANBY | DANBY | REFRIGERATOR, COMPACT |  |  | Kelemen | BASEMENT | [6 empty] | YES | YES
|  | Danby | DANBY | REFRIGERATOR, COMPACT |  |  | 900 Centennial Blvd | Suite E | [6 empty] | YES | YES
|  | Danby | DANBY | REFRIGERATOR, COMPACT |  |  | 900 Centennial Blvd | Suite M | [6 empty] | YES | YES
|  | Danby | DANBY | REFRIGERATOR, COMPACT |  |  | 651 John F Kennedy Way | [7 empty] | YES | YES
|  | GENERAL ELECTRIC (GE) | WML04GADBBS | REFRIGERATOR, COMPACT | TZ671331 |  | MD Anderson Cancer Center | [7 empty] | YES | YES
|  | SANYO |  | REFRIGERATOR, COMPACT |  |  | 180 Tuckerton Rd | [7 empty] | YES | YES
|  | SUMMIT APPLIANCES |  | REFRIGERATOR, COMPACT |  |  | 3 Cooper | [7 empty] | YES | YES
|  | WHIRLPOOL |  | REFRIGERATOR, COMPACT |  |  | 1217 N Church St | [7 empty] | YES | YES
|  | HELMER INC. | HLR245 | REFRIGERATOR, LABOARATORY |  |  | Kelemen | [7 empty] | YES | YES
|  | HELMER INC. | HLR245 | REFRIGERATOR, LABOARATORY |  |  | Kelemen | [7 empty] | YES | YES
|  | HELMER INC. | HLR245 | REFRIGERATOR, LABOARATORY |  |  | Kelemen | [7 empty] | YES | YES
|  | HELMER INC. | HLR245 | REFRIGERATOR, LABOARATORY |  |  | Kelemen | [7 empty] | YES | YES
|  | HELMER INC. | HLR245 | REFRIGERATOR, LABOARATORY |  |  | Kelemen | [7 empty] | YES | YES
|  | HELMER INC. | HLR245 | REFRIGERATOR, LABOARATORY |  |  | Kelemen | [7 empty] | YES | YES
|  | HELMER INC. | HLR245 | REFRIGERATOR, LABOARATORY |  |  | Kelemen | [7 empty] | YES | YES
|  | HELMER INC. | HLR245 | REFRIGERATOR, LABOARATORY |  |  | Kelemen | [7 empty] | YES | YES
|  | FISHER SCIENTIFIC INTERNATIONAL | ISOTEMP 13-986-106A | REFRIGERATOR, LABORATORY |  |  | 401 Haddon Ave | [7 empty] | YES | YES
|  | HELMER INC. | HLR125 | REFRIGERATOR, LABORATORY |  |  | Kelemen | [7 empty] | YES | YES
|  | REVCO SCIENTIFIC, INC. | R411GA1 | REFRIGERATOR, LABORATORY | X25l 553298 YL |  | 401 Haddon Ave | [7 empty] | YES | YES
|  | SCI-COOL |  | REFRIGERATOR, LABORATORY |  |  | 401 Haddon Ave | [7 empty] | YES | YES
|  | TEMPURE SCIENTIFIC | VUCT-4.6-S-HC | REFRIGERATOR, LABORATORY | Tp81190271812v52 |  | Kelemen | [7 empty] | YES | YES
|  | VWR SCIENTIFIC |  | REFRIGERATOR, LABORATORY |  |  | Kelemen | [7 empty] | YES | YES
|  | VWR SCIENTIFIC | SCUCBI-0420AD | REFRIGERATOR, LABORATORY | SYM-4153546-1601 |  | Kelemen | [7 empty] | YES | YES
|  | TEMPURE SCIENTIFIC | VCFR-2.5-G-HC | REFRIGERATOR, LABORATORY, COMPACT | HQ-TP-17G5989-1707 |  | 218 Sunset Rd | [7 empty] | YES | YES
|  |  |  | REFRIGERATOR, MEDICAL GRADE |  |  | 1050 N Kings Hwy | [7 empty] | YES | YES
|  |  |  | REFRIGERATOR, MEDICAL GRADE |  |  | 401 Haddon Ave | [7 empty] | YES | YES
|  | ACCUCOLD |  | REFRIGERATOR, MEDICAL GRADE |  |  | 4 Plaza Dr | [7 empty] | YES | YES
|  | ACCUCOLD |  | REFRIGERATOR, MEDICAL GRADE |  |  | 4 Plaza Dr | [7 empty] | YES | YES
|  | ACCUCOLD |  | REFRIGERATOR, MEDICAL GRADE |  |  | 900 Centennial Blvd | Suite K | [6 empty] | YES | YES
|  | ACCUCOLD |  | REFRIGERATOR, MEDICAL GRADE |  |  | 901 Centennial Blvd | Building 1 | [6 empty] | YES | YES
|  | ACCUCOLD |  | REFRIGERATOR, MEDICAL GRADE |  |  | 6400 Main St | [7 empty] | YES | YES
|  | ACCUCOLD |  | REFRIGERATOR, MEDICAL GRADE |  |  | 3 Cooper | [7 empty] | YES | YES
|  | ACCUCOLD | FFAR10MED2 | REFRIGERATOR, MEDICAL GRADE | 2018-07-1303 |  | 218 Sunset Rd | [7 empty] | YES | YES
|  | ACCUCOLD | FFAR10MEDDT | REFRIGERATOR, MEDICAL GRADE | 2014-07-1288 |  | 1900 Mount Holly Rd | [7 empty] | YES | YES
|  | ACCUCOLD | FORTE V12 | REFRIGERATOR, MEDICAL GRADE | 91730511K |  | 110 Marter Ave | [7 empty] | YES | YES
51560779-C |  | ACCUCOLD | FORTE V17 | REFRIGERATOR, MEDICAL GRADE | 51560779-C |  | 6400 Main St | [7 empty] | YES | YES
91610207-E |  | ACCUCOLD | FORTE V17 | REFRIGERATOR, MEDICAL GRADE | 91610207-E |  | 6400 Main St | [7 empty] | YES | YES
|  | BLUE AIR | BKGM23 | REFRIGERATOR, MEDICAL GRADE | KGM23W-P04-0028 |  | Kelemen | [7 empty] | YES | YES
|  | BLUE AIR | BKGM23 | REFRIGERATOR, MEDICAL GRADE | KGM23-O03-0005 |  | Kelemen | [7 empty] | YES | YES
|  | CME | CMEB-REF-10PT5-G-HCF-RFC12 | REFRIGERATOR, MEDICAL GRADE | CME-951805282337PW-G-1901 |  | 1210 Brace Rd | 1st | [6 empty] | YES | YES
|  | CME | CMEB-REF-P-10PT5-G-HCF | REFRIGERATOR, MEDICAL GRADE | CME9519030333661PWG1907 |  | 504 White Horse Pike | [7 empty] | YES | YES
|  | CME | CMEB-REF-P-10PT5-G-HCF | REFRIGERATOR, MEDICAL GRADE | CME-951711081700PW-G-1806 |  | 430 Broadway | [7 empty] | YES | YES
|  | CME | CMEB-REF-P-10PT5-G-HCF-RFC12 | REFRIGERATOR, MEDICAL GRADE | CME951805282357aPWG1901 |  | 110 Marter Ave | [7 empty] | YES | YES
|  | CME | CMEB-REF-P-10PT5-G-HCF-RFC12 | REFRIGERATOR, MEDICAL GRADE | CME951907133729PWG1911 |  | 123 Egg Harbor Rd | [7 empty] | YES | YES
|  | CME | CMEB-REF-P-10PT5-G-HCF-RFC12 | REFRIGERATOR, MEDICAL GRADE | CME951907133744PWG1911 |  | 1050 N Kings Hwy | [7 empty] | YES | YES
|  | CME | CMEB-REF-P-10PT5-G-HCF-RFC12 | REFRIGERATOR, MEDICAL GRADE | CME-951908153936PW-G-1911 |  | 111 E Main St | [7 empty] | YES | YES
|  | CONTINENTAL | S15-GD | REFRIGERATOR, MEDICAL GRADE |  |  | Pavilion | [7 empty] | YES | YES
|  | CROSLEY |  | REFRIGERATOR, MEDICAL GRADE |  |  | 2 Plaza Dr | [7 empty] | YES | YES
|  | FOLLETT |  | REFRIGERATOR, MEDICAL GRADE | j0048715916 |  | Pavilion | [7 empty] | YES | YES
|  | FOLLETT |  | REFRIGERATOR, MEDICAL GRADE | J0034215916 |  | Pavilion | [7 empty] | YES | YES
|  | SUMMIT APPLIANCES |  | REFRIGERATOR, MEDICAL GRADE |  |  | 1900 Mount Holly Rd | [7 empty] | YES | YES
|  | SUMMIT APPLIANCES |  | REFRIGERATOR, MEDICAL GRADE |  |  | 1965 Harrison Ave | [7 empty] | YES | YES
|  | SUMMIT APPLIANCES |  | REFRIGERATOR, MEDICAL GRADE |  |  | 6100 Main St | [7 empty] | YES | YES
|  | SUMMIT APPLIANCES |  | REFRIGERATOR, MEDICAL GRADE |  |  | 1103 N Kings Hwy | [7 empty] | YES | YES
|  | SUMMIT APPLIANCES |  | REFRIGERATOR, MEDICAL GRADE |  |  | 318 S White Horse Pike | [7 empty] | YES | YES
|  | SUMMIT APPLIANCES | FFAR10-MED | REFRIGERATOR, MEDICAL GRADE | 2014-07-1396 |  | Kelemen | [7 empty] | YES | YES
|  | SUMMIT APPLIANCES | SCRR230 | REFRIGERATOR, MEDICAL GRADE |  |  | 3 Cooper | [7 empty] | YES | YES
|  | SUMMIT APPLIANCES | SCRR230 | REFRIGERATOR, MEDICAL GRADE |  |  | 3 Cooper | [7 empty] | YES | YES
|  | THERMO FISHER SCIENTIFIC | LF5030A | REFRIGERATOR, MEDICAL GRADE | 35030C4A0ZBNJ30A |  | Kelemen | [7 empty] | YES | YES
|  |  |  | REFRIGERATOR, MEDICAL GRADE, COMPACT |  |  | Kelemen | Basement | [6 empty] | YES | YES
|  |  |  | REFRIGERATOR, MEDICAL GRADE, COMPACT |  |  | 901 Centennial Blvd | Building 2 | [6 empty] | YES | YES
|  |  |  | REFRIGERATOR, MEDICAL GRADE, COMPACT |  |  | 901 Centennial Blvd | Building 2 | [6 empty] | YES | YES
|  |  |  | REFRIGERATOR, MEDICAL GRADE, COMPACT |  |  | 6100 Main St | [7 empty] | YES | YES
|  |  |  | REFRIGERATOR, MEDICAL GRADE, COMPACT |  |  | 2 Plaza Dr | [7 empty] | YES | YES
|  |  |  | REFRIGERATOR, MEDICAL GRADE, COMPACT |  |  | 1103 N Kings Hwy | [7 empty] | YES | YES
|  | ACCUCOLD |  | REFRIGERATOR, MEDICAL GRADE, COMPACT |  |  | Pavilion | [7 empty] | YES | YES | [18 empty] | L
|  | ACCUCOLD |  | REFRIGERATOR, MEDICAL GRADE, COMPACT |  |  | 400 Medical Center Dr | [7 empty] | YES | YES
|  | ACCUCOLD |  | REFRIGERATOR, MEDICAL GRADE, COMPACT |  |  | 390 N Broadway | [7 empty] | YES | YES
|  | ACCUCOLD |  | REFRIGERATOR, MEDICAL GRADE, COMPACT |  |  | 651 John F Kennedy Way | [7 empty] | YES | YES
|  | ACCUCOLD |  | REFRIGERATOR, MEDICAL GRADE, COMPACT |  |  | 900 Centennial Blvd | Suite K | [6 empty] | YES | YES
|  | ACCUCOLD |  | REFRIGERATOR, MEDICAL GRADE, COMPACT |  |  | 900 Centennial Blvd | Suite E | [6 empty] | YES | YES
|  | ACCUCOLD |  | REFRIGERATOR, MEDICAL GRADE, COMPACT |  |  | 901 Centennial Blvd | Building 1 | [6 empty] | YES | YES
|  | ACCUCOLD |  | REFRIGERATOR, MEDICAL GRADE, COMPACT |  |  | 4 Plaza Dr | [7 empty] | YES | YES
|  | ACCUCOLD |  | REFRIGERATOR, MEDICAL GRADE, COMPACT |  |  | 218 Sunset Rd | [7 empty] | YES | YES
|  | ACCUCOLD |  | REFRIGERATOR, MEDICAL GRADE, COMPACT |  |  | 218 Sunset Rd | [7 empty] | YES | YES
|  | ACCUCOLD |  | REFRIGERATOR, MEDICAL GRADE, COMPACT |  |  | 221 Victoria Street | [7 empty] | YES | YES
|  | ACCUCOLD |  | REFRIGERATOR, MEDICAL GRADE, COMPACT |  |  | 1101 N Kings Hwy | [7 empty] | YES | YES
|  | ACCUCOLD |  | REFRIGERATOR, MEDICAL GRADE, COMPACT |  |  | 1900 Mount Holly Rd | [7 empty] | YES | YES
|  | ACCUCOLD |  | REFRIGERATOR, MEDICAL GRADE, COMPACT |  |  | 430 Broadway | [7 empty] | YES | YES
|  | ACCUCOLD |  | REFRIGERATOR, MEDICAL GRADE, COMPACT |  |  | 196 Grove Ave | [7 empty] | YES | YES
|  | ACCUCOLD |  | REFRIGERATOR, MEDICAL GRADE, COMPACT |  |  | 416 Haddon Ave | [7 empty] | YES | YES
|  | ACCUCOLD |  | REFRIGERATOR, MEDICAL GRADE, COMPACT |  |  | 3740 West Chester Pike | [7 empty] | YES | YES
|  | ACCUCOLD | ARS1PV | REFRIGERATOR, MEDICAL GRADE, COMPACT |  | 3 COOPER - SURGERY DEPARTMENT | Pavilion | [7 empty] | YES | YES
|  | ACCUCOLD | FF-511L-ADA | REFRIGERATOR, MEDICAL GRADE, COMPACT | 2017-06-1058 |  | Dorrance | [7 empty] | YES | YES
|  | ACCUCOLD | FF7BIADA | REFRIGERATOR, MEDICAL GRADE, COMPACT | 2018-02-1004 |  | Kelemen | [7 empty] | YES | YES
|  | ACCUCOLD | FF7LMEDADA | REFRIGERATOR, MEDICAL GRADE, COMPACT | 2014-07-1005 |  | 4 Plaza Dr | [7 empty] | YES | YES
|  | ACCUCOLD | FF7MEDDTADA | REFRIGERATOR, MEDICAL GRADE, COMPACT | 2017-03-1015 |  | 195 US-130 | [7 empty] | YES | YES
|  | ACCUCOLD | FF7MEDDTADA | REFRIGERATOR, MEDICAL GRADE, COMPACT | 2017-03-1014 |  | 195 US-130 | [7 empty] | YES | YES
2018-07-1476 |  | ACCUCOLD | FFAR24LMED2 | REFRIGERATOR, MEDICAL GRADE, COMPACT | 2018-07-1476 |  | 6012 Main St | [7 empty] | YES | YES
AP023151703280264 |  | ACCUCOLD | FS24LMED | REFRIGERATOR, MEDICAL GRADE, COMPACT | 2018-01-1031 |  | 6400 Main St | [7 empty] | YES | YES
|  | AMERICAN BIO | PH-ABT-HC-UCBI-0404G-ADA | REFRIGERATOR, MEDICAL GRADE, COMPACT | HQABS17F51101706 |  | 3 Cooper | [7 empty] | YES | YES
|  | AMERICAN BIO | PH-ABT-HC-UCBI-0420-ADA | REFRIGERATOR, MEDICAL GRADE, COMPACT | HQABS17F51111706 |  | 3 Cooper | [7 empty] | YES | YES
|  | CME |  | REFRIGERATOR, MEDICAL GRADE, COMPACT |  |  | 3 Cooper | [7 empty] | YES | YES
|  | CME |  | REFRIGERATOR, MEDICAL GRADE, COMPACT |  |  | Kelemen | [7 empty] | YES | YES
|  | CME | CMEB-REF-4PT6-G-ADA-HCF | REFRIGERATOR, MEDICAL GRADE, COMPACT | CME-8215090-1903-V52 |  | 221 Victoria Street | [7 empty] | YES | YES
|  | CME | CMEB-REF-4PT6-G-ADA-HCF | REFRIGERATOR, MEDICAL GRADE, COMPACT | CME-8216412-1909-V52 |  | Kelemen | [7 empty] | YES | YES
|  | CME | CMEB-REF-4PT6-S-HCF | REFRIGERATOR, MEDICAL GRADE, COMPACT | CME-7042140-1807-V52 |  | 1000 Salem Rd | [7 empty] | YES | YES
|  | FOLLETT |  | REFRIGERATOR, MEDICAL GRADE, COMPACT |  |  | Dorrance | [7 empty] | YES | YES
|  | FOLLETT |  | REFRIGERATOR, MEDICAL GRADE, COMPACT |  |  | Dorrance | [7 empty] | YES | YES
|  | FOLLETT |  | REFRIGERATOR, MEDICAL GRADE, COMPACT |  |  | Dorrance | [7 empty] | YES | YES
|  | FOLLETT |  | REFRIGERATOR, MEDICAL GRADE, COMPACT |  |  | Dorrance | [7 empty] | YES | YES
|  | FOLLETT |  | REFRIGERATOR, MEDICAL GRADE, COMPACT |  |  | Dorrance | [7 empty] | YES | YES
|  | FOLLETT | PERFORMANCE PLUS | REFRIGERATOR, MEDICAL GRADE, COMPACT |  |  | Dorrance | [7 empty] | YES | YES
|  | FOLLETT | PERFORMANCE PLUS | REFRIGERATOR, MEDICAL GRADE, COMPACT |  |  | Pavilion | [7 empty] | YES | YES
|  | FOLLETT | PERFORMANCE PLUS | REFRIGERATOR, MEDICAL GRADE, COMPACT |  |  | Pavilion | [7 empty] | YES | YES
|  | FOLLETT | PERFORMANCE PLUS | REFRIGERATOR, MEDICAL GRADE, COMPACT |  |  | Dorrance | [7 empty] | YES | YES
|  | FOLLETT | PERFORMANCE PLUS | REFRIGERATOR, MEDICAL GRADE, COMPACT | K1083434717 |  | Pavilion | [7 empty] | YES | YES
|  | FOLLETT | PERFORMANCE PLUS | REFRIGERATOR, MEDICAL GRADE, COMPACT |  |  | Dorrance | [7 empty] | YES | YES
|  | FOLLETT | PERFORMANCE PLUS | REFRIGERATOR, MEDICAL GRADE, COMPACT |  |  | Dorrance | [7 empty] | YES | YES
|  | FOLLETT | PERFORMANCE PLUS | REFRIGERATOR, MEDICAL GRADE, COMPACT |  |  | Kelemen | [7 empty] | YES | YES
|  | FOLLETT | PERFORMANCE PLUS | REFRIGERATOR, MEDICAL GRADE, COMPACT |  |  | Dorrance | [7 empty] | YES | YES
|  | FOLLETT | PERFORMANCE PLUS REF5 | REFRIGERATOR, MEDICAL GRADE, COMPACT | C39866-06308 |  | Pavilion | [7 empty] | YES | YES
|  | FOLLETT | PERFORMANCE PLUS REF5 | REFRIGERATOR, MEDICAL GRADE, COMPACT | 0MA4 |  | Pavilion | [7 empty] | YES | YES
|  | FOLLETT | PERMORMANCE PLUS | REFRIGERATOR, MEDICAL GRADE, COMPACT |  |  | Dorrance | [7 empty] | YES | YES
|  | FOLLETT | RED4ADA | REFRIGERATOR, MEDICAL GRADE, COMPACT |  |  | Pavilion | [7 empty] | YES | YES | [18 empty] | L
|  | FOLLETT | REF SERIES | REFRIGERATOR, MEDICAL GRADE, COMPACT |  |  | Kelemen | [7 empty] | YES | YES
|  | FOLLETT | REF SERIES | REFRIGERATOR, MEDICAL GRADE, COMPACT | D17938-06911 |  | Kelemen | [7 empty] | YES | YES
|  | FOLLETT | REF SERIES | REFRIGERATOR, MEDICAL GRADE, COMPACT |  |  | Pavilion | [7 empty] | YES | YES
|  | FOLLETT | REF SERIES | REFRIGERATOR, MEDICAL GRADE, COMPACT |  |  | Kelemen | [7 empty] | YES | YES
|  | FOLLETT | REF1 | REFRIGERATOR, MEDICAL GRADE, COMPACT | KB307329618 |  | Dorrance | [7 empty] | YES | YES
|  | FOLLETT | REF1 | REFRIGERATOR, MEDICAL GRADE, COMPACT | KD963834017 |  | Dorrance | [7 empty] | YES | YES
|  | FOLLETT | REF1 | REFRIGERATOR, MEDICAL GRADE, COMPACT | K10073-34217 |  | Dorrance | [7 empty] | YES | YES
|  | FOLLETT | REF4-ADA | REFRIGERATOR, MEDICAL GRADE, COMPACT | C40406-07008 |  | Kelemen | [7 empty] | YES | YES
|  | FOLLETT | REF4-ADA | REFRIGERATOR, MEDICAL GRADE, COMPACT | C3983706308 |  | Kelemen | [7 empty] | YES | YES
|  | FOLLETT | REF4P | REFRIGERATOR, MEDICAL GRADE, COMPACT | E7202302715 |  | Dorrance | [7 empty] | YES | YES
|  | FOLLETT | REF4P-00-00 | REFRIGERATOR, MEDICAL GRADE, COMPACT | e45112-16414 |  | Pavilion | [7 empty] | YES | YES
|  | FOLLETT | REF4P-00-00 | REFRIGERATOR, MEDICAL GRADE, COMPACT | E39605-11014 |  | Pavilion | [7 empty] | YES | YES
|  | FOLLETT | REF4P-00-00 | REFRIGERATOR, MEDICAL GRADE, COMPACT | K815483519 |  | Kelemen | [7 empty] | YES | YES
|  | FOLLETT | REF5 | REFRIGERATOR, MEDICAL GRADE, COMPACT |  |  | Pavilion | [7 empty] | YES | YES | [18 empty] | L
|  | FOLLETT | REF5 | REFRIGERATOR, MEDICAL GRADE, COMPACT | C3988506308 |  | Pavilion | [7 empty] | YES | YES
Nine |  | FOLLETT | REF5 | REFRIGERATOR, MEDICAL GRADE, COMPACT | B77683-18905 |  | Pavilion | [7 empty] | YES | YES
|  | FOLLETT | REF5 | REFRIGERATOR, MEDICAL GRADE, COMPACT | C38824-06308 |  | Kelemen | [7 empty] | YES | YES
|  | FOLLETT | REF5 | REFRIGERATOR, MEDICAL GRADE, COMPACT | C00669-19506 |  | 651 John F Kennedy Way | [7 empty] | YES | YES
|  | FOLLETT | REF5 | REFRIGERATOR, MEDICAL GRADE, COMPACT |  |  | Kelemen | [7 empty] | YES | YES
|  | FOLLETT | REF5 | REFRIGERATOR, MEDICAL GRADE, COMPACT |  |  | Kelemen | [7 empty] | YES | YES
|  | FOLLETT | REF5P | REFRIGERATOR, MEDICAL GRADE, COMPACT | K5935527718 |  | Kelemen | [7 empty] | YES | YES
|  | FOLLETT | REF5P | REFRIGERATOR, MEDICAL GRADE, COMPACT | H9930015516 |  | Pavilion | [7 empty] | YES | YES
|  | FOLLETT | REF5P-00-00 | REFRIGERATOR, MEDICAL GRADE, COMPACT | K5979428118 |  | Kelemen | [7 empty] | YES | YES
|  | FOLLETT | REF5P-00-00 | REFRIGERATOR, MEDICAL GRADE, COMPACT | E4748618614 |  | Kelemen | [7 empty] | YES | YES
|  | FOLLETT | REF5P-00-00 | REFRIGERATOR, MEDICAL GRADE, COMPACT | J0003015816 |  | Pavilion | [7 empty] | YES | YES
|  | MARVEL SCIENTIFIC |  | REFRIGERATOR, MEDICAL GRADE, COMPACT |  |  | Kelemen | [7 empty] | YES | YES
|  | MARVEL SCIENTIFIC |  | REFRIGERATOR, MEDICAL GRADE, COMPACT |  |  | Kelemen | [7 empty] | YES | YES
|  | MARVEL SCIENTIFIC |  | REFRIGERATOR, MEDICAL GRADE, COMPACT |  |  | Kelemen | [7 empty] | YES | YES
|  | MARVEL SCIENTIFIC |  | REFRIGERATOR, MEDICAL GRADE, COMPACT |  |  | Dorrance | [7 empty] | YES | YES
|  | MARVEL SCIENTIFIC |  | REFRIGERATOR, MEDICAL GRADE, COMPACT |  |  | Kelemen | [7 empty] | YES | YES
|  | MARVEL SCIENTIFIC |  | REFRIGERATOR, MEDICAL GRADE, COMPACT |  |  | Kelemen | [7 empty] | YES | YES
|  | MARVEL SCIENTIFIC |  | REFRIGERATOR, MEDICAL GRADE, COMPACT |  |  | Dorrance | [7 empty] | YES | YES
|  | MARVEL SCIENTIFIC |  | REFRIGERATOR, MEDICAL GRADE, COMPACT |  |  | Dorrance | [7 empty] | YES | YES
|  | NORLAKE SCIENTIFIC |  | REFRIGERATOR, MEDICAL GRADE, COMPACT |  |  | Pavilion | [7 empty] | YES | YES
|  | NORLAKE SCIENTIFIC |  | REFRIGERATOR, MEDICAL GRADE, COMPACT |  |  | Pavilion | [7 empty] | YES | YES
|  | OMNICELL | PH-ABT-HC-UCBI-0404G-ADA | REFRIGERATOR, MEDICAL GRADE, COMPACT | Hq-abs-18c2857-1803-v52 |  | Kelemen | [7 empty] | YES | YES
|  | PANASONIC |  | REFRIGERATOR, MEDICAL GRADE, COMPACT |  |  | 1030 Kings Highway | [7 empty] | YES | YES
|  | PANASONIC | SF-L6111W-PA | REFRIGERATOR, MEDICAL GRADE, COMPACT |  |  | Pavilion | [7 empty] | YES | YES
|  | SUMMIT APPLIANCE | AL705l | REFRIGERATOR, MEDICAL GRADE, COMPACT | 2013-08-0177 |  | MD Anderson Cancer Center | [7 empty] | YES | YES
|  | SUMMIT APPLIANCES |  | REFRIGERATOR, MEDICAL GRADE, COMPACT |  |  | 6100 Main St | [7 empty] | YES | YES
|  | SUMMIT APPLIANCES |  | REFRIGERATOR, MEDICAL GRADE, COMPACT |  |  | 390 N Broadway | [7 empty] | YES | YES
|  | SUMMIT APPLIANCES |  | REFRIGERATOR, MEDICAL GRADE, COMPACT |  |  | 1965 Harrison Ave | [7 empty] | YES | YES
|  | SUMMIT APPLIANCES |  | REFRIGERATOR, MEDICAL GRADE, COMPACT |  |  | Kelemen | [7 empty] | YES | YES
|  | SUMMIT APPLIANCES |  | REFRIGERATOR, MEDICAL GRADE, COMPACT |  |  | 900 Centennial Blvd | Suite E | [6 empty] | YES | YES
|  | SUMMIT APPLIANCES |  | REFRIGERATOR, MEDICAL GRADE, COMPACT |  |  | 3 Cooper | [7 empty] | YES | YES
|  | SUMMIT APPLIANCES |  | REFRIGERATOR, MEDICAL GRADE, COMPACT |  |  | 6100 Main St | [7 empty] | YES | YES
|  | SUMMIT APPLIANCES |  | REFRIGERATOR, MEDICAL GRADE, COMPACT |  |  | 180 Tuckerton Rd | [7 empty] | YES | YES
|  | SUMMIT APPLIANCES |  | REFRIGERATOR, MEDICAL GRADE, COMPACT |  |  | 111 E Main St | [7 empty] | YES | YES
|  | SUMMIT APPLIANCES |  | REFRIGERATOR, MEDICAL GRADE, COMPACT |  |  | 218 Sunset Rd | [7 empty] | YES | YES
|  | SUMMIT APPLIANCES |  | REFRIGERATOR, MEDICAL GRADE, COMPACT |  | 3 COOPER - SURGERY DEPARTMENT | Pavilion | [7 empty] | YES | YES
|  | SUMMIT APPLIANCES |  | REFRIGERATOR, MEDICAL GRADE, COMPACT |  |  | MD Anderson Cancer Center | [7 empty] | YES | YES
|  | SUMMIT APPLIANCES |  | REFRIGERATOR, MEDICAL GRADE, COMPACT |  |  | 401 Haddon Ave | [7 empty] | YES | YES
|  | SUMMIT APPLIANCES | AL-750 | REFRIGERATOR, MEDICAL GRADE, COMPACT |  |  | MD Anderson Cancer Center | [7 empty] | YES | YES
S58100022861082700406 |  | SUMMIT APPLIANCES | FF-28L-1 | REFRIGERATOR, MEDICAL GRADE, COMPACT | S58100022861082700406 |  | 6015 Main St | [7 empty] | YES | YES
|  | SUMMIT APPLIANCES | FF511L | REFRIGERATOR, MEDICAL GRADE, COMPACT |  |  | 6200 main st | [7 empty] | YES | YES
|  | SUMMIT APPLIANCES | FF511LBIADA | REFRIGERATOR, MEDICAL GRADE, COMPACT | 2014071100 |  | 501 Fellowship Rd | [7 empty] | YES | YES
|  | SUMMIT APPLIANCES | FF6L | REFRIGERATOR, MEDICAL GRADE, COMPACT |  |  | Kelemen | [7 empty] | YES | YES
|  | SUMMIT APPLIANCES | FF7L-BI | REFRIGERATOR, MEDICAL GRADE, COMPACT | 2013-09-0370 |  | 6017 Main St | [7 empty] | YES | YES
|  | SUMMIT APPLIANCES | FFAR22LW | REFRIGERATOR, MEDICAL GRADE, COMPACT |  |  | 901 Centennial Blvd | Building 2 | [6 empty] | YES | YES
|  | SUMMIT APPLIANCES | FS22L | REFRIGERATOR, MEDICAL GRADE, COMPACT | A11070091 |  | 504 White Horse Pike | [7 empty] | YES | YES
|  | SUMMIT APPLIANCES | FS22L | REFRIGERATOR, MEDICAL GRADE, COMPACT | A13100251 |  | 110 Marter Ave | [7 empty] | YES | YES
|  | SUMMIT APPLIANCES | NFF6 | REFRIGERATOR, MEDICAL GRADE, COMPACT |  | 3 COOPER - SURGERY DEPARTMENT | Pavilion | [7 empty] | YES | YES
|  | SUMMIT APPLIANCES | VT65ML | REFRIGERATOR, MEDICAL GRADE, COMPACT | 2013-07-0081 |  | 6017 Main St | [7 empty] | YES | YES
|  | SUMMIT APPLIANCES | ZOD1061 | REFRIGERATOR, MEDICAL GRADE, COMPACT |  |  | Kelemen | [7 empty] | YES | YES
|  | THERMO FISHER SCIENTIFIC | ULT430A20 | REFRIGERATOR, MEDICAL GRADE, COMPACT | 30430r4a0zzd000a |  | Kelemen | [7 empty] | YES | YES
|  | THERMO SCIENTIFIC | VUCR-4.6-G-HC-ADA | REFRIGERATOR, MEDICAL GRADE, COMPACT | TP-8124720-1811-V52 |  | 501 Fellowship Rd | [7 empty] | YES | YES
|  | U-LINE | ULN-29RWH-13 | REFRIGERATOR, MEDICAL GRADE, COMPACT | 071529-04-0002 |  | Kelemen | Basement | [6 empty] | YES | YES
|  | U-LINE | ULN-29RWH-13 | REFRIGERATOR, MEDICAL GRADE, COMPACT | 06058-09-0039 |  | Kelemen | Basement | [6 empty] | YES | YES
|  | FOLLETT | PERMFORMANCE PLUS | REFRIGERATOR, PHARMACEUTICAL |  |  | Pavilion | [7 empty] | YES | YES
|  | HELMER INC. |  | REFRIGERATOR, PHARMACEUTICAL |  |  | Kelemen | [7 empty] | YES | YES
|  | HELMER INC. |  | REFRIGERATOR, PHARMACEUTICAL |  |  | MD Anderson Cancer Center | [7 empty] | YES | YES
|  | HELMER INC. | HPR245 | REFRIGERATOR, PHARMACEUTICAL |  |  | 900 Centennial Blvd | Suite M | [6 empty] | YES | YES
|  | HELMER INC. | HPR456 | REFRIGERATOR, PHARMACEUTICAL |  |  | Kelemen | [7 empty] | YES | YES
|  | HELMER INC. | HPR456 | REFRIGERATOR, PHARMACEUTICAL |  |  | Kelemen | [7 empty] | YES | YES
|  | HELMER INC. | IPR245 | REFRIGERATOR, PHARMACEUTICAL |  |  | 900 Centennial Blvd | 2 New Suite | [6 empty] | YES | YES
|  | SUMMIT APPLIANCES | HST1561 | REFRIGERATOR, PHARMACEUTICAL |  |  | Kelemen | [7 empty] | YES | YES
|  | HELMER INC. | IPR105-GX | REFRIGERATOR, PHARMACEUTICAL, COMPACT |  |  | 900 Centennial Blvd | 2 New Suite | [6 empty] | YES | YES
|  | HELMER INC. | IPR105-GX | REFRIGERATOR, PHARMACEUTICAL, COMPACT |  |  | 900 Centennial Blvd | 2 New Suite | [6 empty] | YES | YES
|  | MARVEL SCIENTIFIC |  | REFRIGERATOR, PHARMACEUTICAL, COMPACT |  |  | Kelemen | [7 empty] | YES | YES
|  | SUMMIT APPLIANCES | FFAR-10W | REFRIGERTOR, MEDICAL GRADE |  |  | 180 Tuckerton Rd | [7 empty] | YES | YES
|  | HELMER INC. | IPR120 | REFRIGERTOR, PHARMACEUTICAL |  |  | 900 Centennial Blvd | 2 New Suite | [6 empty] | YES | YES
|  | OLYMPUS AMERICA, INC. | UCR | REGULATOR, CO2 |  |  | Kelemen | [7 empty] | YES | YES
|  | NANOSONICS | TROPHON EPR | REPROCESSOR, TRANSDUCER, ULTRASOUND |  |  | 4 Plaza Dr | [7 empty] | YES | YES
|  | NANOSONICS | TROPHON EPR | REPROCESSOR, TRANSDUCER, ULTRASOUND | (Refer to picture) |  | Dorrance | [7 empty] | YES | YES
|  | NANOSONICS | TROPHON EPR | REPROCESSOR, TRANSDUCER, ULTRASOUND | NA |  | 303 Central Ave | [7 empty] | YES | YES
|  | STORZ | 11101RP2 | RHINOLARYNGOSCOPE |  |  | 6200 Main St | [7 empty] | YES | YES
|  | STORZ | 11101RP2 | RHINOLARYNGOSCOPE |  |  | 2 Plaza Dr | [7 empty] | YES | YES
|  | STORZ | 11101RP2 | RHINOLARYNGOSCOPE |  |  | 6200 Main St | [7 empty] | YES | YES
11101VN |  | STORZ | 11101VN | RHINOLARYNGOSCOPE | 11101VN |  | 6200 Main St | [7 empty] | YES | YES
|  | BOEKEL | ROCKER II | ROCKER |  |  | 401 Haddon Ave | [7 empty] | YES | YES
|  | RELIABLE SCIENTIFIC |  | ROCKER | 941014L |  | 401 Haddon Ave | [7 empty] | YES | YES
|  | BARNSTEAD/THERMOLYNE CO. | M26125 | ROCKER, TEST TUBE |  |  | 900 Centennial Blvd | Suite M | [6 empty] | YES | YES
|  | STRYKER CORP. |  | SAW, CAST |  |  | Pavilion | Basement | [6 empty] | YES | YES
|  | STRYKER CORP. |  | SAW, CAST |  |  | 401 Kings Hwy South | [7 empty] | YES | YES
|  | DENVER INSTRUMENT COMPANY | TC-64 | SCALE, ANALYTICAL | T132152 |  | 401 Haddon Ave | [7 empty] | YES | YES
|  | METTLER | AE163 | SCALE, ANALYTICAL |  |  | 401 Haddon Ave | [7 empty] | YES | YES
|  | ILLUMINA | NEXTSEQ 550 | SEQUENCER |  |  | 401 Haddon Ave | [7 empty] | YES | YES
|  | HILL-ROM INC. | NAVICARE | SERVER |  |  | Dorrance | [7 empty] | YES | YES
|  | HILL-ROM INC. | NAVICARE | SERVER |  |  | Dorrance | [7 empty] | YES | YES
|  | HILL-ROM INC. | NAVICARE | SERVER |  |  | Dorrance | [7 empty] | YES | YES
|  | GE HEALTHCARE | APEXPRO | SERVER, TELEMETRY | Rt913494328ga |  | Kelemen | [7 empty] | YES | YES
|  | GE HEALTHCARE | APEXPRO | SERVER, TELEMETRY | RTS16290950SA |  | Pavilion | [7 empty] | YES | YES
|  | GE HEALTHCARE | APEXPRO | SERVER, TELEMETRY | RTS16290951SA |  | Pavilion | [7 empty] | YES | YES
|  | GE HEALTHCARE | APEXPRO | SERVER, TELEMETRY | RTS16170492SA |  | Pavilion | [7 empty] | YES | YES
|  | GE HEALTHCARE | APEXPRO | SERVER, TELEMETRY | RTS16170493SA |  | Pavilion | [7 empty] | YES | YES
|  | GE HEALTHCARE | CARESCAPE | SERVER, TELEMETRY | SEE16324003SA |  | Pavilion | [7 empty] | YES | YES
|  | GE HEALTHCARE | CARESCAPE | SERVER, TELEMETRY | SEE16324005SA |  | Pavilion | [7 empty] | YES | YES
|  | GE HEALTHCARE | CARESCAPE | SERVER, TELEMETRY | SEE16150531SA |  | Pavilion | [7 empty] | YES | YES
|  | GE HEALTHCARE | CARESCAPE | SERVER, TELEMETRY | SEE16180899SA |  | Pavilion | [7 empty] | YES | YES
|  | BOEKEL SCIENTIFIC | ORBITRON ROTATOR II 260250 | SHAKER |  |  | Kelemen | [7 empty] | YES | YES
|  | LAB-LINE INSTRUMENTS |  | SHAKER |  |  | Kelemen | [7 empty] | YES | YES
|  | VWR INTERNATIONAL |  | SHAKER |  |  | 401 Haddon Ave | [7 empty] | YES | YES
|  | OLYMPUS AMERICA, INC. | OSF-V60 | SIGMOIDOSCOPE, FLEXIBLE |  |  | 6015 Main St | [7 empty] | YES | YES
|  | TAYLOR INST. | 20-12 | SLUSH MACHINE | H3123693 |  | Pavilion | [7 empty] | YES | YES
|  | THERMO FISHER | NANODROP ND-1000 | SPECTROPHOTOMETER |  |  | 401 Haddon Ave | [7 empty] | YES | YES
|  | MARKET FORGE | STME | STERILIZER, STEAM |  |  | 401 Haddon Ave | [7 empty] | YES | YES
|  | MARKET FORGE | STME | STERILIZER, STEAM |  |  | 401 Haddon Ave | [7 empty] | YES | YES
|  | STERIS CORPORATION | AMSCO LAB 250 | STERILIZER, STEAM | 0323009-08 |  | 401 Haddon Ave | [7 empty] | YES | YES
|  | STERIS CORPORATION | SV-120 | STERILIZER, STEAM, FLOOR |  |  | 401 Haddon Ave | [7 empty] | YES | YES
|  | BARNSTEAD/LABLINE | PYRO-MAGNESTIR 1266 | STIRRER | 1096-0446 |  | 401 Haddon Ave | [7 empty] | YES | YES
|  | FISHER SCIENTIFIC | THERMIX 620T | STIRRER |  |  | 401 Haddon Ave | [7 empty] | YES | YES
|  | FISHER SCIENTIFIC | THERMIX 620T | STIRRER |  |  | 401 Haddon Ave | [7 empty] | YES | YES
|  | STRYKER CORP. |  | STRETCHER, MORGUE |  |  | Kelemen | Basement | [6 empty] | YES | YES
|  | MAGMEDIX |  | STRETCHER, MR COMPATIBLE | None |  | Kelemen | Basement | [6 empty] | YES | YES
|  | STRYKER CORP. |  | STRETCHER, TRANSPORT |  |  | 2001 Route 70 East | [7 empty] | YES | YES
|  | STRYKER CORP. |  | STRETCHER, TRANSPORT |  |  | Kelemen | [7 empty] | YES | YES
|  | STRYKER CORP. | 1061 GYNNIE | STRETCHER, TRANSPORT |  |  | Kelemen | [7 empty] | YES | YES
|  | STRYKER CORP. | 1061 GYNNIE | STRETCHER, TRANSPORT |  |  | Kelemen | Basement | [6 empty] | YES | YES
|  | STRYKER CORP. | 1061 GYNNIE | STRETCHER, TRANSPORT |  |  | Dorrance | [7 empty] | YES | YES
|  | STRYKER CORP. | 1061 GYNNIE | STRETCHER, TRANSPORT |  |  | MD Anderson Cancer Center | [7 empty] | YES | YES
|  | STRYKER CORP. | 1061 GYNNIE | STRETCHER, TRANSPORT |  |  | 201 S Broadway | [7 empty] | YES | YES
|  | STRYKER CORP. | 1061 GYNNIE | STRETCHER, TRANSPORT |  |  | Pavilion | [7 empty] | YES | YES
|  | STRYKER CORP. | M-SERIES 1015 | STRETCHER, TRANSPORT |  |  | Kelemen | [7 empty] | YES | YES
CSD0106 |  | STRYKER CORP. | M-SERIES 1015 | STRETCHER, TRANSPORT | Na |  | Kelemen | [7 empty] | YES | YES
|  | STRYKER CORP. | M-SERIES 1015 | STRETCHER, TRANSPORT |  |  | Kelemen | [7 empty] | YES | YES
|  | STRYKER CORP. | M-SERIES 1015 | STRETCHER, TRANSPORT |  |  | Kelemen | [7 empty] | YES | YES
|  | STRYKER CORP. | M-SERIES 1015 | STRETCHER, TRANSPORT | 0501 071765 |  | Pavilion | [7 empty] | YES | YES
|  | STRYKER CORP. | M-SERIES 1015 | STRETCHER, TRANSPORT |  |  | Kelemen | [7 empty] | YES | YES
|  | STRYKER CORP. | M-SERIES 1015 | STRETCHER, TRANSPORT |  |  | Kelemen | [7 empty] | YES | YES
|  | STRYKER CORP. | M-SERIES 1015 | STRETCHER, TRANSPORT |  |  | Kelemen | HP | [6 empty] | YES | YES
|  | STRYKER CORP. | PRIME 1105 5TH WHEEL | STRETCHER, TRANSPORT |  |  | 201 S Broadway | [7 empty] | YES | YES
|  | STRYKER CORP. | PRIME 1115 BIG WHEEL | STRETCHER, TRANSPORT |  |  | Kelemen | [7 empty] | YES | YES
|  | STRYKER CORP. | PRIME 1115 BIG WHEEL | STRETCHER, TRANSPORT |  |  | Kelemen | [7 empty] | YES | YES
|  | STRYKER CORP. | PRIME 1115 BIG WHEEL | STRETCHER, TRANSPORT |  |  | Kelemen | [7 empty] | YES | YES
|  | STRYKER CORP. | PRIME 1115 BIG WHEEL | STRETCHER, TRANSPORT |  |  | Kelemen | [7 empty] | YES | YES
|  | STRYKER CORP. | PRIME 1115 BIG WHEEL | STRETCHER, TRANSPORT |  |  | Kelemen | [7 empty] | YES | YES
|  | STRYKER CORP. | PRIME 1115 BIG WHEEL | STRETCHER, TRANSPORT |  |  | Kelemen | [7 empty] | YES | YES
|  | STRYKER CORP. | PRIME 1115 BIG WHEEL | STRETCHER, TRANSPORT |  |  | Kelemen | Basement | [6 empty] | YES | YES
|  | STRYKER CORP. | PRIME 1115 BIG WHEEL | STRETCHER, TRANSPORT |  |  | Kelemen | [7 empty] | YES | YES
|  | STRYKER CORP. | PRIME 1115 BIG WHEEL | STRETCHER, TRANSPORT |  |  | Kelemen | [7 empty] | YES | YES
|  | STRYKER CORP. | PRIME 1115 BIG WHEEL | STRETCHER, TRANSPORT |  |  | 218 Sunset Rd | [7 empty] | YES | YES
|  | STRYKER CORP. | PRIME 1115 BIG WHEEL | STRETCHER, TRANSPORT |  |  | Kelemen | [7 empty] | YES | YES
|  | STRYKER CORP. | PRIME 1115 BIG WHEEL | STRETCHER, TRANSPORT |  |  | Kelemen | [7 empty] | YES | YES
|  | STRYKER CORP. | PRIME 1125 ZOOM | STRETCHER, TRANSPORT |  |  | Dorrance | [7 empty] | YES | YES
|  | STRYKER CORP. |  | STRETCHER, TRANSPORT, CHAIR |  |  | 201 S Broadway | [7 empty] | YES | YES
|  | TRANSMOTION MEDICAL INC | TMM4-XWTB SPECIAL | STRETCHER, TRANSPORT, CHAIR | TMM4-XWTRB 011708 1822 |  | Warehouse (7815 Airport Hwy) | [7 empty] | YES | YES | [18 empty] | Warehouse (7825 Airport Hwy)
|  | CAREFUSION | 3L | SYRINGE, CALIBRATION |  |  | 900 Centennial Blvd | Suite K | [6 empty] | YES | YES
|  | BIO-RAD LABORATORIES | GEL DOC 1000 | SYSTEM, BLOT IMAGING | 391br1517 |  | Kelemen | [7 empty] | YES | YES
|  | BIO-RAD LABORATORIES | CHEF DR II | SYSTEM, ELECTROPHORESIS |  |  | Kelemen | [7 empty] | YES | YES
|  | BIO-RAD LABORATORIES | CHEF DR II | SYSTEM, ELECTROPHORESIS |  |  | Kelemen | [7 empty] | YES | YES
|  | BIO-RAD LABORATORIES | POWER PAC 200 | SYSTEM, ELECTROPHORESIS | 284BR05884 |  | 401 Haddon Ave | [7 empty] | YES | YES
|  | BIO-RAD LABORATORIES | POWER PAC 200 | SYSTEM, ELECTROPHORESIS | 284br00695 |  | 401 Haddon Ave | [7 empty] | YES | YES
|  | BIO-RAD LABORATORIES | POWER PAC BASIC | SYSTEM, ELECTROPHORESIS | 041br106726 |  | 401 Haddon Ave | [7 empty] | YES | YES
|  | COVIDIEN | VALLEYLAB FT10 | SYSTEM, ELECTROSURGICAL | T9K37987DX | [9 empty] | YES | YES
|  | COVIDIEN | VALLEYLAB FT10 | SYSTEM, ELECTROSURGICAL | T9K37980DX | [9 empty] | YES | YES
|  | COVIDIEN | VALLEYLAB FT10 | SYSTEM, ELECTROSURGICAL | T9K3799DX | [9 empty] | YES | YES
|  | COVIDIEN | VALLEYLAB FT10 | SYSTEM, ELECTROSURGICAL | T9K37988DX | [9 empty] | YES | YES
|  | COVIDIEN | VALLEYLAB FT10 | SYSTEM, ELECTROSURGICAL | T9K37983DX | [9 empty] | YES | YES
|  | COVIDIEN | VALLEYLAB FT10 | SYSTEM, ELECTROSURGICAL | T9K37981DK | [9 empty] | YES | YES
|  | COVIDIEN | VALLEYLAB FT10 | SYSTEM, ELECTROSURGICAL | T9K37990DX | [9 empty] | YES | YES
|  | COVIDIEN | VALLEYLAB FT10 | SYSTEM, ELECTROSURGICAL | T9K37991DX | [9 empty] | YES | YES
|  | COVIDIEN | VALLEYLAB FT10 | SYSTEM, ELECTROSURGICAL | T9K37994DX | [9 empty] | YES | YES
|  | COVIDIEN | VALLEYLAB FT10 | SYSTEM, ELECTROSURGICAL | T9K37993DX | [9 empty] | YES | YES
|  | COVIDIEN | VALLEYLAB FT10 | SYSTEM, ELECTROSURGICAL | T9K37982DX | [9 empty] | YES | YES
|  | COVIDIEN | VALLEYLAB FT10 | SYSTEM, ELECTROSURGICAL | T9K37986DX | [9 empty] | YES | YES
|  | COVIDIEN | VALLEYLAB FT10 | SYSTEM, ELECTROSURGICAL | T9K37995DX | [9 empty] | YES | YES
|  | COVIDIEN | VALLEYLAB FT10 | SYSTEM, ELECTROSURGICAL | T9K37979DX | [9 empty] | YES | YES
|  | COVIDIEN | VALLEYLAB FT10 | SYSTEM, ELECTROSURGICAL | T9K37978DX | [9 empty] | YES | YES
|  | COVIDIEN | VALLEYLAB FT10 | SYSTEM, ELECTROSURGICAL | T9K37984DX | [9 empty] | YES | YES
|  | COVIDIEN | VALLEYLAB FT10 | SYSTEM, ELECTROSURGICAL | T9K37989DX | [9 empty] | YES | YES
|  | COVIDIEN | VALLEYLAB FT10 | SYSTEM, ELECTROSURGICAL | T9K37985DX | [9 empty] | YES | YES
|  | COVIDIEN | VALLEYLAB FT10 | SYSTEM, ELECTROSURGICAL | T9K37996DX | [9 empty] | YES | YES
|  | COVIDIEN | VALLEYLAB FT10 | SYSTEM, ELECTROSURGICAL | T9K37958DX | [9 empty] | YES | YES
|  | COVIDIEN | VALLEYLAB FT10 | SYSTEM, ELECTROSURGICAL | T9K37973DX | [9 empty] | YES | YES
|  | COVIDIEN | VALLEYLAB FT10 | SYSTEM, ELECTROSURGICAL | T9K37960DX | [9 empty] | YES | YES
|  | COVIDIEN | VALLEYLAB FT10 | SYSTEM, ELECTROSURGICAL | T9K37967DX | [9 empty] | YES | YES
|  | COVIDIEN | VALLEYLAB FT10 | SYSTEM, ELECTROSURGICAL | T9K37976DX | [9 empty] | YES | YES
|  | COVIDIEN | VALLEYLAB FT10 | SYSTEM, ELECTROSURGICAL | T9K37972DX | [9 empty] | YES | YES
|  | COVIDIEN | VALLEYLAB FT10 | SYSTEM, ELECTROSURGICAL | T9K37971DX | [9 empty] | YES | YES
|  | COVIDIEN | VALLEYLAB FT10 | SYSTEM, ELECTROSURGICAL | T9K37974DX | [9 empty] | YES | YES
|  | COVIDIEN | VALLEYLAB FT10 | SYSTEM, ELECTROSURGICAL | T9K37963DX | [9 empty] | YES | YES
|  | COVIDIEN | VALLEYLAB FT10 | SYSTEM, ELECTROSURGICAL | T9K37970DX | [9 empty] | YES | YES
|  | COVIDIEN | VALLEYLAB FT10 | SYSTEM, ELECTROSURGICAL | T9K37975DX | [9 empty] | YES | YES
|  | COVIDIEN | VALLEYLAB FT10 | SYSTEM, ELECTROSURGICAL | T9K37962DX | [9 empty] | YES | YES
|  | COVIDIEN | VALLEYLAB FT10 | SYSTEM, ELECTROSURGICAL | T9K37954DX | [9 empty] | YES | YES
|  | COVIDIEN | VALLEYLAB FT10 | SYSTEM, ELECTROSURGICAL | T9K37968DX | [9 empty] | YES | YES
|  | COVIDIEN | VALLEYLAB FT10 | SYSTEM, ELECTROSURGICAL | T9K37964DX | [9 empty] | YES | YES
|  | COVIDIEN | VALLEYLAB FT10 | SYSTEM, ELECTROSURGICAL | T9K37969DX | [9 empty] | YES | YES
|  | COVIDIEN | VALLEYLAB FT10 | SYSTEM, ELECTROSURGICAL | T9K37966DX | [9 empty] | YES | YES
|  | COVIDIEN | VALLEYLAB FT10 | SYSTEM, ELECTROSURGICAL | T9K37961DX | [9 empty] | YES | YES
|  | COVIDIEN | VALLEYLAB FT10 | SYSTEM, ELECTROSURGICAL | T9K37959DX | [9 empty] | YES | YES
|  | COVIDIEN | VALLEYLAB FT10 | SYSTEM, ELECTROSURGICAL | T9K38057DX | [9 empty] | YES | YES
|  | COVIDIEN | VALLEYLAB FT10 | SYSTEM, ELECTROSURGICAL | T9K38063DX | [9 empty] | YES | YES
|  | COVIDIEN | VALLEYLAB FT10 | SYSTEM, ELECTROSURGICAL | T9K38065DX | [9 empty] | YES | YES
|  | COVIDIEN | VALLEYLAB FT10 | SYSTEM, ELECTROSURGICAL | T9K38034DX | [9 empty] | YES | YES
|  | COVIDIEN | VALLEYLAB FT10 | SYSTEM, ELECTROSURGICAL | T9K38066DX | [9 empty] | YES | YES
|  | COVIDIEN | VALLEYLAB FT10 | SYSTEM, ELECTROSURGICAL | T9K38067DX | [9 empty] | YES | YES
|  | VALLEYLAB INC. | FORCE FX-C | SYSTEM, ELECTROSURGICAL | 21F8K7917A |  | Kelemen | [7 empty] | YES | YES
|  | VALLEYLAB INC. | SURGISTAT 2 | SYSTEM, ELECTROSURGICAL | VL2603009 |  | 401 Haddon Ave | [7 empty] | YES | YES
|  | VALLEYLAB INC. | RAPIDVAC | SYSTEM, EVACUATION, SMOKE | VL012034X |  | MD Anderson Cancer Center | [7 empty] | YES | YES
|  | CHANGE HEALTHCARE | HCR100DW10 | SYSTEM, IMAGE PROCESSING, RADIOLOGY |  |  | Dorrance | [6 empty] | SYSTEM COMPONENT | YES | YES
|  | CHANGE HEALTHCARE | HCR100DW10 | SYSTEM, IMAGE PROCESSING, RADIOLOGY |  |  | 901 Centennial Blvd | Building 1 | [5 empty] | SYSTEM COMPONENT | YES | YES
|  | CHANGE HEALTHCARE | HCR100DW10 | SYSTEM, IMAGE PROCESSING, RADIOLOGY |  |  | 1210 Brace Rd | Heart Institute | [5 empty] | SYSTEM COMPONENT | YES | YES
|  | MEDTRONIC SURGICAL NAVIGATION TECHNOLOGI | AXIOM 9660651 | SYSTEM, NAVIGATION, ELECTROMAGNETIC |  |  | Pavilion | [6 empty] | SYSTEM COMPONENT | YES | YES
|  | INTUITIVE SURGICAL | INTUITIVE SURGICAL DA VINCI XI | SYSTEM, ROBOTIC, COMPUTER ASSISTED |  |  | Kelemen | [7 empty] | YES | YES
|  | CRYOMEDICS | MT 700 | SYSTEM, SRYOSURGICAL | 7A4584 |  | 1900 Mount Holly Rd | [7 empty] | YES | YES
|  | INTUITIVE SURGICAL | DA VINCI SI SS3300 | SYSTEM, SURGICAL, COMPUTER CONTROLLED, WORKSTATION |  |  | Kelemen | [6 empty] | SYSTEM COMPONENT | YES | YES
|  | INTUITIVE SURGICAL | DA VINCI SI SS3300 | SYSTEM, SURGICAL, COMPUTER CONTROLLED, WORKSTATION |  |  | Kelemen | [6 empty] | SYSTEM COMPONENT | YES | YES
|  | INTUITIVE SURGICAL | DA VINCI XI | SYSTEM, SURGICAL, COMPUTER CONTROLLED, WORKSTATION |  |  | Kelemen | [6 empty] | SYSTEM COMPONENT | YES | YES
|  | BOSTON SCIENTIFIC | SYMPHION | SYSTEM, TISSUE REMOVAL | Mc-0095 |  | Pavilion | [7 empty] | YES | YES
|  | BOSTON SCIENTIFIC | SYMPHION | SYSTEM, TISSUE REMOVAL | MC-0141 |  | Pavilion | [7 empty] | YES | YES
|  | MEDICAL MEASUREMENT SYSTEMS, INC |  | SYSTEM, URODYNAMIC | Cn31b3rjsm |  | Kelemen | [7 empty] | YES | YES
|  | STRYKER CORP. | SWITCHPOINT INFINITY | SYSTEM, VIDEO |  |  | Kelemen | [7 empty] | YES | YES
|  | STRYKER CORP. | SWITCHPOINT INFINITY | SYSTEM, VIDEO |  |  | Kelemen | [7 empty] | YES | YES
|  | OLYMPUS AMERICA, INC. | ENDOALPHA VMC-3 | SYSTEM, VIDEO MANAGEMENT |  |  | Pavilion | [7 empty] | YES | YES
|  | STRYKER CORP. | NEPTUNE 3 | SYSTEM, WASTE MANAGEMENT |  |  | Kelemen | [7 empty] | YES | YES
|  | STRYKER CORP. | NEPTUNE 3 | SYSTEM, WASTE MANAGEMENT |  |  | Kelemen | [7 empty] | YES | YES
|  | STRYKER CORP. | NEPTUNE 3 | SYSTEM, WASTE MANAGEMENT | [10 empty] | YES | YES
|  | STRYKER CORP. | NEPTUNE 3 | SYSTEM, WASTE MANAGEMENT | [10 empty] | YES | YES
|  | STRYKER CORP. | NEPTUNE 3 | SYSTEM, WASTE MANAGEMENT | [10 empty] | YES | YES
|  | STRYKER CORP. | NEPTUNE 3 | SYSTEM, WASTE MANAGEMENT | [10 empty] | YES | YES
|  | STRYKER CORP. | NEPTUNE 3 | SYSTEM, WASTE MANAGEMENT | [10 empty] | YES | YES
|  | STRYKER CORP. | NEPTUNE 3 | SYSTEM, WASTE MANAGEMENT | [10 empty] | YES | YES
|  | STRYKER CORP. | NEPTUNE 3 | SYSTEM, WASTE MANAGEMENT | [10 empty] | YES | YES
|  | STRYKER CORP. | NEPTUNE 3 | SYSTEM, WASTE MANAGEMENT | [10 empty] | YES | YES
|  | STRYKER CORP. | NEPTUNE 3 | SYSTEM, WASTE MANAGEMENT | [10 empty] | YES | YES
|  | STRYKER CORP. | NEPTUNE 3 | SYSTEM, WASTE MANAGEMENT | [10 empty] | YES | YES
|  | STRYKER CORP. | NEPTUNE 3 | SYSTEM, WASTE MANAGEMENT | [10 empty] | YES | YES
|  | STRYKER CORP. | NEPTUNE 3 | SYSTEM, WASTE MANAGEMENT | [10 empty] | YES | YES
|  | STRYKER CORP. | NEPTUNE 3 | SYSTEM, WASTE MANAGEMENT | [10 empty] | YES | YES
|  | STRYKER CORP. | NEPTUNE 3 | SYSTEM, WASTE MANAGEMENT | [10 empty] | YES | YES
|  | STRYKER CORP. | NEPTUNE 3 | SYSTEM, WASTE MANAGEMENT | [10 empty] | YES | YES
|  | STRYKER CORP. | NEPTUNE 3 | SYSTEM, WASTE MANAGEMENT | [10 empty] | YES | YES
|  | STRYKER CORP. | NEPTUNE 3 | SYSTEM, WASTE MANAGEMENT | [10 empty] | YES | YES
|  | STRYKER CORP. | NEPTUNE 3 | SYSTEM, WASTE MANAGEMENT | [10 empty] | YES | YES
|  | STRYKER CORP. | NEPTUNE 3 | SYSTEM, WASTE MANAGEMENT | [10 empty] | YES | YES
|  | STRYKER CORP. | NEPTUNE 3 | SYSTEM, WASTE MANAGEMENT | [10 empty] | YES | YES
|  | STRYKER CORP. | NEPTUNE 3 | SYSTEM, WASTE MANAGEMENT | [10 empty] | YES | YES
|  | STRYKER CORP. | NEPTUNE 3 | SYSTEM, WASTE MANAGEMENT | [10 empty] | YES | YES
|  | STRYKER CORP. | NEPTUNE 3 | SYSTEM, WASTE MANAGEMENT | [10 empty] | YES | YES
|  | STRYKER CORP. | NEPTUNE 3 | SYSTEM, WASTE MANAGEMENT | [10 empty] | YES | YES
|  | STRYKER CORP. | NEPTUNE 3 | SYSTEM, WASTE MANAGEMENT | [10 empty] | YES | YES
|  | STRYKER CORP. | NEPTUNE 3 | SYSTEM, WASTE MANAGEMENT | [10 empty] | YES | YES
|  | STRYKER CORP. | NEPTUNE 3 | SYSTEM, WASTE MANAGEMENT | [10 empty] | YES | YES
|  | MAR COR PURIFICATION | WRO 300H | SYSTEM, WATER PURIFICATION |  |  | Kelemen | [7 empty] | YES | YES
|  | MAR COR PURIFICATION | WRO 300H | SYSTEM, WATER PURIFICATION |  |  | Kelemen | [7 empty] | YES | YES
|  | MAR COR PURIFICATION | WRO 300H | SYSTEM, WATER PURIFICATION |  |  | Kelemen | [7 empty] | YES | YES
|  | MAR COR PURIFICATION | WRO 300H | SYSTEM, WATER PURIFICATION |  |  | Kelemen | [7 empty] | YES | YES
|  | MAR COR PURIFICATION | WRO 300H | SYSTEM, WATER PURIFICATION |  |  | Kelemen | [7 empty] | YES | YES
|  | HERITAGE MEDICAL PRODUCTS |  | TABLE, ECHO |  |  | MD Anderson Cancer Center | [7 empty] | YES | YES
|  |  |  | TABLE, EXAM, ECHO |  |  | 1210 Brace Rd | Heart Institute | [6 empty] | YES | YES
|  | HERITAGE MEDICAL PRODUCTS |  | TABLE, EXAM, ECHO |  |  | 66 East Ave | [7 empty] | YES | YES
|  | SKYTRON | ELITE 3000 | TABLE, SURGICAL, ELECTRIC |  |  | Kelemen | [7 empty] | YES | YES
|  | SKYTRON | HERCULES SERIES 6702 | TABLE, SURGICAL, ELECTRIC | SUC-20177-1143 |  | Pavilion | [7 empty] | YES | YES
|  | STERIS CORPORATION | SURGIGRAPHICS 6000 | TABLE, SURGICAL, ELECTRIC |  |  | 401 Haddon Ave | [7 empty] | YES | YES
|  |  |  | TABLE, SURGICAL, VETERINARY | 0415p0075 |  | 401 Haddon Ave | [7 empty] | YES | YES
|  | CLINTON INDUSTRIES | 253-47 | TABLE, TREATMENT | Ci-11883 |  | Pavilion | [7 empty] | YES | YES
|  | Raulsand | Responder | Telephone |  |  | Pavilion | [7 empty] | YES | YES
|  | BIO-RAD LABORATORIES | MJ MINI | THERMAL CYCLER | Mm005700 |  | 401 Haddon Ave | [7 empty] | YES | YES
|  | MJ RESEARCH | PTC-100 | THERMAL CYCLER | Hba-1960 |  | Kelemen | [7 empty] | YES | YES
|  | REICHERT OPHTHALMIC INSTRUMENTS | TONO-PEN XL | TONOMETER | 27394-0514 |  | 318 S White Horse Pike | [7 empty] | YES | YES
|  | ACI MEDICAL | VENAPULSE VP-25 | TOURNIQUET | Pd2-00613 |  | 1103 N Kings Hwy | [7 empty] | YES | YES
|  | ACUSON, INC. | 4C1 | TRANSDUCER, ULTRASOUND |  |  | 10 Forrestal Rd S | [7 empty] | YES | YES
|  | ACUSON, INC. | 4V1C | TRANSDUCER, ULTRASOUND |  |  | Kelemen | [7 empty] | YES | YES
|  | ACUSON, INC. | EV-8C4 | TRANSDUCER, ULTRASOUND |  |  | 10 Forrestal Rd S | [7 empty] | YES | YES
|  | BARD ACCESS SYSTEMS |  | TRANSDUCER, ULTRASOUND | Dyczah515 |  | Kelemen | [7 empty] | YES | YES
|  | BARD ACCESS SYSTEMS |  | TRANSDUCER, ULTRASOUND | DYCUAH530 |  | Kelemen | [7 empty] | YES | YES
|  | BK ULTRASOUND | 8808e | TRANSDUCER, ULTRASOUND |  |  | MD Anderson Cancer Center | [7 empty] | YES | YES
|  | BK ULTRASOUND | 8808E | TRANSDUCER, ULTRASOUND |  |  | MD Anderson Cancer Center | [7 empty] | YES | YES
|  | BK ULTRASOUND |  | TRANSDUCER, ULTRASOUND | 8818-3891542 |  | MD Anderson Cancer Center | [7 empty] | YES | YES
|  | BK ULTRASOUND | TYPE 8808 | TRANSDUCER, ULTRASOUND |  |  | Kelemen | [7 empty] | YES | YES
|  | BK ULTRASOUND | UA1295 | TRANSDUCER, ULTRASOUND |  |  | MD Anderson Cancer Center | [7 empty] | YES | YES
|  | GE HEALTHCARE | 8L-RS | TRANSDUCER, ULTRASOUND | 62904PD8 |  | 127 Church Rd | [7 empty] | YES | YES
|  | GE HEALTHCARE | 9L | TRANSDUCER, ULTRASOUND | 106728MP9 |  | Kelemen | BASEMENT | [6 empty] | YES | YES
|  | GE HEALTHCARE | 9L-D | TRANSDUCER, ULTRASOUND | 001300WP6 |  | Kelemen | BASEMENT | [6 empty] | YES | YES
|  | GE HEALTHCARE | 9L-D | TRANSDUCER, ULTRASOUND | 169075WP9 |  | 6100 Main St | [7 empty] | YES | YES
|  | GE HEALTHCARE | 9L-D | TRANSDUCER, ULTRASOUND | 38500YP5 |  | 1103 N Kings Hwy | [7 empty] | YES | YES
|  | GE HEALTHCARE | C1-5-D | TRANSDUCER, ULTRASOUND | 210832YP2 |  | Dorrance | [7 empty] | YES | YES
|  | GE HEALTHCARE | C1-5-D | TRANSDUCER, ULTRASOUND |  |  | 6100 Main St | [7 empty] | YES | YES
|  | GE HEALTHCARE | C1-6 | TRANSDUCER, ULTRASOUND | 317610YP4 |  | 303 Central Ave | [7 empty] | YES | YES
|  | GE HEALTHCARE | C1-6-D | TRANSDUCER, ULTRASOUND | 344077YP3 |  | 651 John F Kennedy Way | [7 empty] | YES | YES
|  | GE HEALTHCARE | C2-9 | TRANSDUCER, ULTRASOUND | 317574YP2 |  | 303 Central Ave | [7 empty] | YES | YES
|  | GE HEALTHCARE | C2-9-D | TRANSDUCER, ULTRASOUND | 33474YP3 |  | 651 John F Kennedy Way | [7 empty] | YES | YES
|  | GE HEALTHCARE | ML615D | TRANSDUCER, ULTRASOUND |  |  | 6100 Main St | [7 empty] | YES | YES
|  | GE HEALTHCARE | RAB4-8L | TRANSDUCER, ULTRASOUND | 35377KR7 |  | 10 Forrestal Rd S | [7 empty] | YES | YES
|  | GE HEALTHCARE | RAB6-D | TRANSDUCER, ULTRASOUND | 738481WX1 |  | 303 Central Ave | [7 empty] | YES | YES
|  | GE HEALTHCARE | RAB6-D | TRANSDUCER, ULTRASOUND | 832256WXZ |  | 651 John F Kennedy Way | [7 empty] | YES | YES
|  | GE HEALTHCARE | RIC5-9 | TRANSDUCER, ULTRASOUND | 13624KR2 |  | Dorrance | [7 empty] | YES | YES
|  | GE HEALTHCARE | RIC5-9-D | TRANSDUCER, ULTRASOUND |  |  | Kelemen | BASEMENT | [6 empty] | YES | YES
|  | GE HEALTHCARE | RIC5-9-D | TRANSDUCER, ULTRASOUND | 196561KR5 |  | 10 Forrestal Rd S | [7 empty] | YES | YES
|  | GE HEALTHCARE | RIC5-9-D | TRANSDUCER, ULTRASOUND | 242571KR8 |  | 303 Central Ave | [7 empty] | YES | YES
|  | GE HEALTHCARE | RIC5-9-D | TRANSDUCER, ULTRASOUND | 395967WX3 |  | 6100 Main St | [7 empty] | YES | YES
|  | GE HEALTHCARE | RIC5-9-D | TRANSDUCER, ULTRASOUND | 188620KR9 |  | 6100 Main St | [7 empty] | YES | YES
|  | GE HEALTHCARE | RIC5-9-D | TRANSDUCER, ULTRASOUND | H48651MS |  | 651 John F Kennedy Way | [7 empty] | YES | YES
|  | MINDRAY | C5-2S | TRANSDUCER, ULTRASOUND | 9KD94067658 |  | 201 S Broadway | [7 empty] | YES | YES
|  | MINDRAY | L20-5S | TRANSDUCER, ULTRASOUND | VQD6B000079 |  | Kelemen | [7 empty] | YES | YES
|  | MINDRAY | L7-3S | TRANSDUCER, ULTRASOUND | CB3n87114060 |  | 201 S Broadway | [7 empty] | YES | YES
|  | MINDRAY | L7-3S | TRANSDUCER, ULTRASOUND | CB3M79111718 |  | 201 S Broadway | [7 empty] | YES | YES
|  | MINDRAY | P4-2S | TRANSDUCER, ULTRASOUND | Vsm87028350 |  | 201 S Broadway | [7 empty] | YES | YES
|  | MINDRAY | P4-2S | TRANSDUCER, ULTRASOUND | VSM87028327 |  | 201 S Broadway | [7 empty] | YES | YES
|  | PHILIPS MEDICAL SYSTEMS | C5-1 | TRANSDUCER, ULTRASOUND | B0FWJ7 |  | 400 Medical Center Dr | [7 empty] | YES | YES
|  | PHILIPS MEDICAL SYSTEMS | C5-1 | TRANSDUCER, ULTRASOUND | B12Y6Y |  | 400 Medical Center Dr | [7 empty] | YES | YES
|  | PHILIPS MEDICAL SYSTEMS | L12-3 | TRANSDUCER, ULTRASOUND | B1KBJM |  | 400 Medical Center Dr | [7 empty] | YES | YES
|  | PHILIPS MEDICAL SYSTEMS | L12-5 | TRANSDUCER, ULTRASOUND | B09XTK |  | 900 Centennial Blvd | Suite B | [6 empty] | YES | YES
|  | PHILIPS MEDICAL SYSTEMS | L12-5 | TRANSDUCER, ULTRASOUND |  |  | 3 Cooper | [7 empty] | YES | YES
|  | PHILIPS MEDICAL SYSTEMS | L9-3 | TRANSDUCER, ULTRASOUND | 02W457 |  | 900 Centennial Blvd | Suite B | [6 empty] | YES | YES
|  | PHILIPS MEDICAL SYSTEMS | L9-3 | TRANSDUCER, ULTRASOUND | B01VFC |  | 6015 Main St | [7 empty] | YES | YES
|  | PHILIPS MEDICAL SYSTEMS | S3 | TRANSDUCER, ULTRASOUND | 02VN9K |  | Kelemen | [7 empty] | YES | YES
|  | PHILIPS MEDICAL SYSTEMS | S5-1 | TRANSDUCER, ULTRASOUND | B1RTY8 |  | 400 Medical Center Dr | [7 empty] | YES | YES
|  | PHILIPS MEDICAL SYSTEMS | X5-1 | TRANSDUCER, ULTRASOUND | B368C2 |  | Kelemen | [7 empty] | YES | YES
|  | SIEMENS MEDICAL | SWIFTLINK | TRANSDUCER, ULTRASOUND | S60210994 |  | Kelemen | [7 empty] | YES | YES
|  | SIEMENS MEDICAL | SWIFTLINK ACUNAV | TRANSDUCER, ULTRASOUND |  |  | Kelemen | [7 empty] | YES | YES
|  | SONOSCAPE | L752 | TRANSDUCER, ULTRASOUND |  |  | 3 Cooper | [7 empty] | YES | YES
|  | SONOSITE | C344 | TRANSDUCER, ULTRASOUND | B712717255 |  | 3 Cooper | [7 empty] | YES | YES
|  | SONOSITE | C60X/5-2 MHZ | TRANSDUCER, ULTRASOUND | 03wxtc |  | Kelemen | Basement | [6 empty] | YES | YES
|  | SONOSITE | C60X/5-2 MHZ | TRANSDUCER, ULTRASOUND | 03TXGZ |  | 901 Centennial Blvd | Building 2 | [6 empty] | YES | YES
|  | SONOSITE | HFL38/13-6MHX | TRANSDUCER, ULTRASOUND | 03776z |  | Kelemen | [7 empty] | YES | YES
|  | SONOSITE | HFL50X/15-6 MHZ | TRANSDUCER, ULTRASOUND | 03Twbb |  | Kelemen | [7 empty] | YES | YES
|  | SONOSITE | L25X/13-6MHZ | TRANSDUCER, ULTRASOUND | 03t9c9 |  | Kelemen | Basement | [6 empty] | YES | YES
|  | SONOSITE | MICROMAXX L25E | TRANSDUCER, ULTRASOUND | 037MGT |  | Kelemen | [7 empty] | YES | YES
|  | ULTRAVIOLET PRODUCTS | CHROMATO-VUE TM-36 | TRANSILLUMINATOR |  |  | Kelemen | [7 empty] | YES | YES
|  | GE HEALTHCARE | APEXPRO | TRANSMITTER, TELEMETRY | rt909471683ga |  | Kelemen | [7 empty] | YES | YES
|  | GE HEALTHCARE | APEXPRO | TRANSMITTER, TELEMETRY | J0TT0407GP |  | Kelemen | [7 empty] | YES | YES
|  | GE HEALTHCARE | APEXPRO | TRANSMITTER, TELEMETRY | RT914307660GA |  | Kelemen | [7 empty] | YES | YES
|  | GE HEALTHCARE | APEXPRO | TRANSMITTER, TELEMETRY | RT910254193GA |  | Kelemen | [7 empty] | YES | YES
|  | GE HEALTHCARE | APEXPRO | TRANSMITTER, TELEMETRY | RT910254188GA |  | Kelemen | [7 empty] | YES | YES
|  | GE HEALTHCARE | APEXPRO CH | TRANSMITTER, TELEMETRY | Rt910254190ga |  | Kelemen | [7 empty] | YES | YES
|  | GE HEALTHCARE | APEXPRO CH | TRANSMITTER, TELEMETRY | RT910254200GA |  | Kelemen | [7 empty] | YES | YES
|  | GE HEALTHCARE | APEXPRO CH | TRANSMITTER, TELEMETRY | RT910254189GA |  | Kelemen | [7 empty] | YES | YES
|  | GE HEALTHCARE | APEXPRO CH | TRANSMITTER, TELEMETRY | RT910254202GA |  | Kelemen | [7 empty] | YES | YES
|  | GE HEALTHCARE | CARESCAPE T14 | TRANSMITTER, TELEMETRY | SE3183700325A |  | Kelemen | [7 empty] | YES | YES
|  | GE HEALTHCARE | CARESCAPE T14 | TRANSMITTER, TELEMETRY | SE3183700235A |  | Kelemen | [7 empty] | YES | YES
|  | GE HEALTHCARE | CARESCAPE T14 | TRANSMITTER, TELEMETRY | SE318370029SA |  | Kelemen | [7 empty] | YES | YES
|  | GE HEALTHCARE | CARESCAPE T14 | TRANSMITTER, TELEMETRY | SE318370024SA |  | Kelemen | [7 empty] | YES | YES
|  | INVIVO CORPORATION | EXPRESSION 989803163121 | TRANSMITTER, TELEMETRY | Us40876607 |  | Kelemen | Basement | [6 empty] | YES | YES
|  | INVIVO CORPORATION | EXPRESSION 989803163121 | TRANSMITTER, TELEMETRY | Us40876629 |  | Kelemen | Basement | [6 empty] | YES | YES
|  | INVIVO CORPORATION | EXPRESSION 989803163121 | TRANSMITTER, TELEMETRY | 0000a64344 |  | Kelemen | Basement | [6 empty] | YES | YES
|  | INVIVO CORPORATION | EXPRESSION 989803163121 | TRANSMITTER, TELEMETRY | 0000a64876 |  | Kelemen | Basement | [6 empty] | YES | YES
|  | GE HEALTHCARE | T2100 | TREADMILL |  |  | 218 Sunset Rd | [7 empty] | YES | YES
|  | MCUBE TECHNOLOGY | CUBESCAN BIOCON-700 | ULTRASOUND, BLADDER VOLUME | G5011302 |  | Pavilion | [7 empty] | YES | YES
|  | GE HEALTHCARE | VOLUSON E6 | ULTRASOUND, DIAGNOSTIC | E15222 |  | 651 John F Kennedy Way | [7 empty] | YES | YES
|  | MINDRAY | M9 | ULTRASOUND, DIAGNOSTIC | CC1-8C000789 |  | Kelemen | [7 empty] | YES | YES
|  | SIEMENS MEDICAL | ACUSON X300 | ULTRASOUND, DIAGNOSTIC |  |  | 6015 Main St | [7 empty] | YES | YES
|  | SONOSCAPE | S8 | ULTRASOUND, DIAGNOSTIC |  |  | 3 Cooper | [7 empty] | YES | YES
|  | SONOSITE | EDGE | ULTRASOUND, DIAGNOSTIC | 03R526 |  | Kelemen | [7 empty] | YES | YES
|  | MINDRAY | UMT-400 | ULTRASOUND, DIAGNOSTIC, DOCKING STATION | 7S-93003243 |  | 201 S Broadway | [7 empty] | YES | YES
|  | MINDRAY | UMT-400 | ULTRASOUND, DIAGNOSTIC, DOCKING STATION | 7S-93003245 |  | 201 S Broadway | [7 empty] | YES | YES
|  | AM BICKFORD | VAPOMATIC 2 - ISO | VAPORIZER, ANESTHESIA |  |  | 401 Haddon Ave | [7 empty] | YES | YES
|  | AM BICKFORD | VAPOMATIC 2 - ISO | VAPORIZER, ANESTHESIA | 65-L |  | 401 Haddon Ave | [7 empty] | YES | YES
|  | DATEX OHMEDA | ALADIN 2 - DES | VAPORIZER, ANESTHESIA | bgcu30466 |  | Kelemen | [7 empty] | YES | YES
|  | DATEX OHMEDA | ALADIN 2 - DES | VAPORIZER, ANESTHESIA | BGCN01701 |  | Pavilion | [7 empty] | YES | YES
|  | DATEX OHMEDA | ALADIN 2 - DES | VAPORIZER, ANESTHESIA | bgcu30488 |  | Kelemen | [7 empty] | YES | YES
|  | DATEX OHMEDA | ALADIN 2 - ISO | VAPORIZER, ANESTHESIA | BGAQ00582 |  | Kelemen | [7 empty] | YES | YES
|  | DATEX OHMEDA | ALADIN 2 - ISO | VAPORIZER, ANESTHESIA | Bgaq00119 |  | Kelemen | [7 empty] | YES | YES
|  | DATEX OHMEDA | ALADIN 2 - SEV | VAPORIZER, ANESTHESIA | bgbk01452 |  | Kelemen | [7 empty] | YES | YES
|  | DATEX OHMEDA | ALADIN 2 - SEV | VAPORIZER, ANESTHESIA | BGBP01487 |  | Pavilion | [7 empty] | YES | YES
|  | DATEX OHMEDA | ALADIN 2 - SEV | VAPORIZER, ANESTHESIA | BGBQ01037 |  | Kelemen | [7 empty] | YES | YES
|  | DATEX OHMEDA | ALADIN 2 - SEV | VAPORIZER, ANESTHESIA | BGBK01580 |  | Pavilion | [7 empty] | YES | YES
|  | DATEX OHMEDA | ALADIN 2 - SEV | VAPORIZER, ANESTHESIA | BGBL01580 |  | Kelemen | [7 empty] | YES | YES
|  | DRAEGER | D-VAPOR - DES | VAPORIZER, ANESTHESIA | ASAA-0506 |  | Pavilion | [7 empty] | YES | YES
|  | DRAEGER | VAPOR 2000 - ISO | VAPORIZER, ANESTHESIA | Arzk0735 |  | Pavilion | [7 empty] | YES | YES
|  | DRAEGER | VAPOR 2000 - ISO | VAPORIZER, ANESTHESIA | ARXB-1109 |  | 401 Haddon Ave | [7 empty] | YES | YES
|  | DRAEGER | VAPOR 2000 - SEVO | VAPORIZER, ANESTHESIA | ARXD-1000 |  | Kelemen | [7 empty] | YES | YES
|  | DRAEGER | VAPOR 2000 - SEVO | VAPORIZER, ANESTHESIA | Arxd1006 |  | Pavilion | [7 empty] | YES | YES
|  | VETLAND MEDICAL | ISO | VAPORIZER, ANESTHESIA |  |  | 401 Haddon Ave | [7 empty] | YES | YES
|  | VETLAND MEDICAL | ISO | VAPORIZER, ANESTHESIA |  |  | 401 Haddon Ave | [7 empty] | YES | YES
|  | HAMILTON MEDICAL, INC. | C1 | VENTILATOR |  |  | Kelemen | [7 empty] | YES | YES
|  | PERCUSSIONAIRE CORPORATION | IPV-1C | VENTILATOR |  |  | Kelemen | BASEMENT | [6 empty] | YES | YES
|  | HALLOWELL EMC |  | VENTILATOR, ANESTHESIA, VETERINARY |  |  | 401 Haddon Ave | [7 empty] | YES | YES
|  | CAREFUSION | REVEL | VENTILATOR, TRANSPORT |  |  | 60 Fostertown Rd | Cooper 2 | [6 empty] | YES | YES
|  | CLAY ADAMS |  | VIEWER, AGGLUTINATION |  |  | Pavilion | Basement | [6 empty] | YES | YES
|  | 3M HEALTHCARE | RANGER 245 | WARMER, BLOOD/FLUID |  |  | Kelemen | [7 empty] | YES | YES
|  | 3M HEALTHCARE | RANGER 245 | WARMER, BLOOD/FLUID |  |  | Kelemen | [7 empty] | YES | YES
|  | 3M HEALTHCARE | RANGER 245 | WARMER, BLOOD/FLUID |  |  | Pavilion | [7 empty] | YES | YES | [27 empty] | NO S/N AVAILABLE IN PICS OR MASTER LIST
|  | 3M HEALTHCARE | RANGER 245 | WARMER, BLOOD/FLUID |  |  | Kelemen | [7 empty] | YES | YES
|  | HILL-ROM AIR SHIELDS |  | WARMER, INFANT, RADIANT | SJ16291 |  | Dorrance | [7 empty] | YES | YES
|  | OHMEDA | 4300 IWS | WARMER, INFANT, RADIANT | HCAY00138 |  | 201 S Broadway | [7 empty] | YES | YES
|  | 3M HEALTHCARE | BAIR PAWS 875 | WARMER, PATIENT |  |  | 401 Haddon Ave | [7 empty] | YES | YES
|  | AUGUSTINE MEDICAL | HOTDOG WC52 | WARMER, PATIENT |  |  | Pavilion | [7 empty] | YES | YES
|  | GE HEALTHCARE | PANDA IRES | WARMER, RADIANT, INFANT | PBWY73149 |  | Dorrance | [7 empty] | YES | YES
|  | PREMIERE | XH-2002 | WARMER, SLIDE |  |  | Pavilion | Basement | [6 empty] | YES | YES
|  | PREMIERE | XH-2002 | WARMER, SLIDE | C&amp;AU070033 |  | 10000 Sagamore Dr | [7 empty] | YES | YES
|  | VERNITRON MEDICAL PRODUCTS |  | WASHER, CART | 6200-85 |  | 401 Haddon Ave | [7 empty] | YES | YES
|  | VERNITRON MEDICAL PRODUCTS |  | WASHER, PASS-THROUGH |  |  | 401 Haddon Ave | [7 empty] | YES | YES
|  | EMD MILLIPORE | DIRECT-Q | WATER PURIFICATION SYSTEM |  |  | 401 Haddon Ave | [7 empty] | YES | YES
|  | TERUMO MEDICAL CORP. | SC-201A | WELDER, TUBE |  |  | Pavilion | BASEMENT | [6 empty] | YES | YES
|  | ORTHO-CLINICAL DIAGNOSTICS | ORTHO 6904630 | WORKSTATION |  |  | Pavilion | Basement | [6 empty] | YES | YES